## Overview of the model
SW NSW PADR economic assessment
Legend applied throughout the model template
Table Row Name
Input Cell
Calculation cell
Parameter Cell
Output Cell

## Interface and charts (hidden)
Interface and charts
Interface for user selection and results
User Interface
| Scenarios |  |  |  |  | Scenario weighting | Central | Step | Slow
| Scenario selection | [5 empty] | Scenario 1 | Scenario 2 | Scenario 3
| Scenario |  | Scenario 1 |  |  | Weighting
| Inputs | [5 empty] | Central | Step | Slow
| General |  |  | Unit | Value | Selection | Scenario 1 | Scenario 2 | Scenario 3
Base | Commercial discount rate |  |  | Percent | 0% | Central | Central | High | Low
Low | Network capital cost |  |  | Percent | 0% | Central | Central | High | Low
| Operation costs |  |  | Percent | 0% | Central | Central | Central | Central
Charts
| #REF! | Central | [6 empty] | #REF! | Step | #REF! | Slow | Weighted scenario and summary | Capex sensitivities
| #REF! | [7 empty] | Summary of the estimated net market benefits |  | Summary of the estimated net market benefits |  | Weighted scenario | Capex sensitivity
[13 empty] | Scenario summary | Discount rate sensitivity

## For presentation (hidden)
ACTIVE
Option | Weighted NPV ($m) | Rank | % of leading option
#REF! | #REF! | #REF! | #REF!
#REF! | #REF! | #REF! | #REF!
#REF! | #REF! | #REF! | #REF!
#REF! | #REF! | #REF! | #REF!
#REF! | #REF! | #REF! | #REF!
#REF! | #REF! | #REF! | #REF!
#REF! | #REF! | #REF! | #REF!
#REF! | #REF! | #REF! | #REF!
#REF! | #REF! | #REF! | #REF!
#REF! | #REF! | #REF! | #REF!
#REF! | #REF! | #REF! | #REF!
#REF! | #REF! | #REF! | #REF!
#REF! | #REF! | #REF! | #REF!
#REF! | #REF! | #REF! | #REF!
#REF! | #REF! | #REF! | #REF!
#REF! | #REF! | #REF! | #REF!
#REF! | #REF! | #REF! | #REF!
Updated results figure and table
Option | Weighted NPV ($m) | Rank | % of leading option
1A | 321.121 | 1 | 100%
1B | -207.1281 | 17 | -64.5%
1C | 221.2696 | 7 | 68.91%
1D | 245.5042 | 6 | 76.45%
1E | 287.8115 | 2 | 89.63%
1F | 144.0351 | 12 | 44.85%
2 | 274.2862 | 3 | 85.42%
2B | 270.8835 | 4 | 84.36%
2C | 0 | 15 | 0%
3 | 255.1516 | 5 | 79.46%
4 | 89.2057 | 14 | 27.78%
5A | 133.4798 | 13 | 41.57%
5B | 207.1236 | 8 | 64.5%
5C | 197.1703 | 9 | 61.4%
5E | 188.5232 | 10 | 58.71%
5F | 0 | 15 | 0%
5G | 148.3767 | 11 | 46.21%
PADR results
Option | Weighted NPV ($m) | Rank | % of leading option
1A | 321.121 | 1 | 100%
| 0 | 17 | -64.5%
1C | 15.543 | 7 | 68.91%
1D | 154.7417 | 6 | 76.45%
| 0 | 3 | 89.63%
| 0 | 12 | 44.85%
2 | 210.9585 | 2 | 89.73%
| 0 | 4 | 88.58%
| 0 | 15 | 0%
3 | 255.1516 | 5 | 79.46%
4 | 89.2057 | 14 | 27.78%
5A | 133.4798 | 13 | 41.57%
5B | 95.8325 | 8 | 64.5%
5C | 82.4518 | 9 | 61.4%
| 0 | 10 | 58.71%
| 0 | 15 | 0%
| 0 | 11 | 46.21%
Updated results figure and table with SycCons
Option | Weighted NPV ($m) | Rank | % of leading option
1A | 321.121 | 1 | 100%
1B | -297.8906 | 17 | -92.77%
1C | 130.5071 | 8 | 40.64%
1D | 154.7417 | 6 | 48.19%
1E | 197.049 | 5 | 61.36%
1F | 53.2726 | 14 | 16.59%
2 | 288.1543 | 2 | 89.73%
2B | 284.4568 | 3 | 88.58%
2C | 0 | 15 | 0%
3 | 255.1516 | 4 | 79.46%
4 | 89.2057 | 12 | 27.78%
5A | 133.4798 | 7 | 41.57%
5B | 116.3611 | 9 | 36.24%
5C | 106.4078 | 10 | 33.14%
5E | 97.7607 | 11 | 30.44%
5F | -90.7625 | 16 | -28.26%
5G | 57.6142 | 13 | 17.94%
Updated results figure and table with AER approach for Option 2 (without SycCons)
Option | Weighted NPV ($m) | Rank | % of leading option
1A | 133.4798 | 12 | 100%
1B | -207.1281 | 17 | -155.2%
1C | 221.2696 | 6 | 165.8%
1D | 245.5042 | 5 | 183.9%
1E | 287.8115 | 3 | 215.6%
1F | 144.0351 | 11 | 107.9%
2 | 321.0808 | 1 | 240.5%
2B | 317.3834 | 2 | 237.8%
2C | 0 | 15 | 0%
3 | 255.1516 | 4 | 191.2%
4 | 89.2057 | 14 | 66.83%
5A | 133.4798 | 12 | 100%
5B | 207.1236 | 7 | 155.2%
5C | 197.1703 | 8 | 147.7%
5E | 188.5232 | 9 | 141.2%
5F | 0 | 15 | 0%
5G | 148.3767 | 10 | 111.2%

## Preliminary results (hidden)
Benefits (from EY) |  |  |  |  | Cost range (PSCR and Edify for the battery) |  |  | Capex estimate | High
NPV ($m) | Central | Slow Change | Step Change | Weighted | Low | High | Mid | Active
1A | 0 | 0 | 0 | 0 | 123.2099 | 191.1877 | 157.1988 | 0
1B | 0 | 0 | 0 | 0 | 152.9502 | 237.9225 | 195.4363 | 0
2 | 0 | 0 | 0 | 0 | 186.9391 | 288.9059 | 237.9225 | 0
3 | 0 | 0 | 0 | 0 | 28.7872 | 47.9787 | 38.383 | 0
1A + Battery | 0 | 0 | 0 | 0 | 270.858 | 404.889 | 337.8735 | 0
2 + Battery | 0 | 0 | 0 | 0 | 334.5872 | 502.6071 | 418.5972 | 0
Weighted net benefits using the low end of the cost ranges
Option | Weighted NPV ($m) | Rank | [6 empty] | Max | -28.7872
1A | -123.2099 | 2 | [6 empty] | Min | -502.6071
1B | -152.9502 | 3
2 | -186.9391 | 4
3 | -28.7872 | 1
1A + Battery | -270.858 | 5
2 + Battery | -334.5872 | 6
Weighted net benefits using the high end of the cost ranges
Option | Weighted NPV ($m) | Rank
1A | -191.1877 | 2
1B | -237.9225 | 3
2 | -288.9059 | 4
3 | -47.9787 | 1
1A + Battery | -404.889 | 5
2 + Battery | -502.6071 | 6
Weighted net benefits using the mid-point of the cost ranges
Option | Weighted NPV ($m) | Rank
1A | -157.1988 | 2
1B | -195.4363 | 3
2 | -237.9225 | 4
3 | -38.383 | 1
1A + Battery | -337.8735 | 5
2 + Battery | -418.5972 | 6
Net benefits under the central scenario
Option | Low costs | Rank | [6 empty] | Max | -28.7872
1A | -123.2099 | 2 | [6 empty] | Min | -502.6071
1B | -152.9502 | 3
2 | -186.9391 | 4
3 | -28.7872 | 1
1A + Battery | -270.858 | 5
2 + Battery | -334.5872 | 6
Option | High costs | Rank
1A | -191.1877 | 2
1B | -237.9225 | 3
2 | -288.9059 | 4
3 | -47.9787 | 1
1A + Battery | -404.889 | 5
2 + Battery | -502.6071 | 6
Net benefits under the slow-change scenario
Option | Low costs | Rank
1A | -123.2099 | 2
1B | -152.9502 | 3
2 | -186.9391 | 4
3 | -28.7872 | 1
1A + Battery | -270.858 | 5
2 + Battery | -334.5872 | 6
Option | High costs | Rank
1A | -191.1877 | 2
1B | -237.9225 | 3
2 | -288.9059 | 4
3 | -47.9787 | 1
1A + Battery | -404.889 | 5
2 + Battery | -502.6071 | 6
Net benefits under the step-change scenario
Option | Low costs | Rank
1A | -123.2099 | 2
1B | -152.9502 | 3
2 | -186.9391 | 4
3 | -28.7872 | 1
1A + Battery | -270.858 | 5
2 + Battery | -334.5872 | 6
Option | High costs | Rank
1A | -191.1877 | 2
1B | -237.9225 | 3
2 | -288.9059 | 4
3 | -47.9787 | 1
1A + Battery | -404.889 | 5
2 + Battery | -502.6071 | 6

## Chart tables
General
|  | 2020-21 | 2021-22 | 2022-23 | 2023-24 | 2024-25 | 2025-26 | 2026-27 | 2027-28 | 2028-29 | 2029-30 | 2030-31 | 2031-32 | 2032-33 | 2033-34 | 2034-35 | 2035-36 | 2036-37 | 2037-38 | 2038-39 | 2039-40 | 2040-41 | 2041-42 | 2042-43 | 2043-44 | 2044-45 | 2045-46
| Year | 1 | 2 | 3 | 4 | 5 | 6 | 7 | 8 | 9 | 10 | 11 | 12 | 13 | 14 | 15 | 16 | 17 | 18 | 19 | 20 | 21 | 22 | 23 | 24 | 25 | 26
Discount factor | bar: 2020-21 1 to 2045-46 26
Central scenario
| Option | 2020-21 1: NPV; 2021-22 2: Rank; 2022-23 3: % from 1st
| Option 1A | 2020-21 1: -65.4747; 2021-22 2: 3; 2022-23 3: 387.2%
| Option 1B | 2020-21 1: -138.2583; 2021-22 2: 4; 2022-23 3: 817.7%
| Option 2 | 2020-21 1: -201.006; 2021-22 2: 6; 2022-23 3: 1189%
| Option 3 | 2020-21 1: -16.908; 2021-22 2: 1; 2022-23 3: 100%
| Option 4 | 2020-21 1: -165.2608; 2021-22 2: 5; 2022-23 3: 977.4%
| Option 5 | 2020-21 1: -46.5368; 2021-22 2: 2; 2022-23 3: 275.2%
| Option | 2020-21 1: NPV; 2021-22 2: Transmission capex; 2022-23 3: Transmission opex; 2023-24 4: Avoided unserved energy; 2024-25 5: Avoided transmission capex; 2025-26 6: Avoided fuel costs; 2026-27 7: Avoided voluntary load curtailment; 2027-28 8: Avoided generation/storage costs; 2028-29 9: NNO reciepts; 2029-30 10: NNO opex
| Option 1A | 2020-21 1: -65.4747; 2021-22 2: -146.8249; 2022-23 3: -20.3783; 2023-24 4: -2.0225; 2024-25 5: 0.70935; 2025-26 6: 63.7871; 2026-27 7: -0.62145; 2027-28 8: 39.8759; 2028-29 9: 0; 2029-30 10: 0
| Option 1B | 2020-21 1: -138.2583; 2021-22 2: -210.7231; 2022-23 3: -29.2636; 2023-24 4: -2.0225; 2024-25 5: 0.70935; 2025-26 6: 63.7871; 2026-27 7: -0.62145; 2027-28 8: 39.8759; 2028-29 9: 0; 2029-30 10: 0
| Option 2 | 2020-21 1: -201.006; 2021-22 2: -273.2092; 2022-23 3: -37.9557; 2023-24 4: -2.0337; 2024-25 5: 0.68539; 2025-26 6: 71.1659; 2026-27 7: -0.6625; 2027-28 8: 41.0038; 2028-29 9: 0; 2029-30 10: 0
| Option 3 | 2020-21 1: -16.908; 2021-22 2: -37.3591; 2022-23 3: -5.2265; 2023-24 4: -0.29917; 2024-25 5: -0.026071; 2025-26 6: 11.6579; 2026-27 7: -0.24812; 2027-28 8: 14.5931; 2028-29 9: 0; 2029-30 10: 0
| Option 4 | 2020-21 1: -165.2608; 2021-22 2: Redacted to preserve confidentiality
| Option 5 | 2020-21 1: -46.5368; 2021-22 2: Redacted to preserve confidentiality
| Option 1A | 2020-21 | 2021-22 | 2022-23 | 2023-24 | 2024-25 | 2025-26 | 2026-27 | 2027-28 | 2028-29 | 2029-30 | 2030-31 | 2031-32 | 2032-33 | 2033-34 | 2034-35 | 2035-36 | 2036-37 | 2037-38 | 2038-39 | 2039-40 | 2040-41 | 2041-42 | 2042-43 | 2043-44 | 2044-45 | 2045-46
| Avoided unserved energy | 0 | 287.1037 | -1709623.1006 | -2751110.5746 | -3897353.4403 | -3897603.4276 | -4121130.1165 | -4121411.0952 | -4121707.7775 | -4122021.9268 | -2768034.8384 | -2768388.007 | -2768761.1973 | -2769156.3438 | -2769574.5914 | -2837151.0729 | -2817251.9427 | -1967336.254 | -1967862.1031 | -1771088.5082 | -1771677.8278 | -1772302.2014 | -1740541.0297 | -1018105.9766 | -1018847.0532 | -1019631.4332
| Avoided transmission capex | 0 | -342.1022 | -1788.8691 | -1974.5896 | -2031.4736 | -2271.3738 | -2779.4365 | -2971.9745 | -3351.6772 | -4084.0522 | -4442.6174 | -4581.9997 | -6223.4921 | -6400.9946 | 4212858.0839 | -1430063.2156 | -1430389.4744 | 6988017.8457 | 13818418.1792 | 12454346.8681 | 12454250.3336 | -519406.3945 | 2183283.7016 | 2827823.1857 | -943344.0923 | -908836.5451
| Avoided fuel costs | 0 | -5346.3241 | -527802.5912 | -1081260.5237 | 6435491.6606 | 24041456.5437 | 42677197.5546 | 64678697.7391 | 73640778.5804 | 81775851.8997 | 88292359.4819 | 95963507.3953 | 105561192.6885 | 114241948.7776 | 115893703.4071 | 114771487.285 | 114544826.0627 | 114131586.0504 | 109974755.3644 | 107390815.9978 | 106589455.3606 | 111244328.2089 | 106581499.1245 | 100570659.3208 | 97992019.8591 | 93378118.8487
| Avoided voluntary load curtailment | 0 | -752.8713 | -94693.7349 | -97588.3103 | -104977.3347 | -105918.2815 | -108951.3589 | -110011.9201 | -111130.4221 | -112321.3846 | -113601.6738 | -89668.7961 | -92533.6232 | 40800.2897 | -39109.4908 | -28182.8629 | -271289.0264 | 68874.4992 | 66710.7895 | 65668.9726 | 63300.6553 | -289697.8834 | -295951.8274 | -316906.2331 | -2248688.7942 | -2378702.4175
| Avoided generation/storage costs (excl. fuel costs) | 0 | -20455.2795 | 12891756.8104 | 12808668.621 | 13428834.7069 | 12570039.2981 | 9478688.8466 | -23537055.447 | -29250793.2358 | -20961269.6343 | -28557141.0378 | -26383656.6989 | 40001138.3515 | 47050106.4628 | 96143255.0718 | 126137515.2365 | 128640941.6973 | 96251960.9817 | 82778841.4881 | 72217912.9121 | 72968008.0735 | 65137462.7355 | 94136048.6927 | 89220935.3769 | 89404020.6366 | 90956752.6238
Step
| Option | -46.5368 2020-21: NPV; Redacted to preserve confidentiality 2021-22: Rank; Redacted to preserve confidentiality 2022-23: % from 1st
| Option 1A | -46.5368 2020-21: 158.5236; Redacted to preserve confidentiality 2021-22: 1; Redacted to preserve confidentiality 2022-23: 0%
| Option 1B | -46.5368 2020-21: 85.74; Redacted to preserve confidentiality 2021-22: 3; Redacted to preserve confidentiality 2022-23: 45.91%
| Option 2 | -46.5368 2020-21: 37.5543; Redacted to preserve confidentiality 2021-22: 4; Redacted to preserve confidentiality 2022-23: 76.31%
| Option 3 | -46.5368 2020-21: 8.5735; Redacted to preserve confidentiality 2021-22: 6; Redacted to preserve confidentiality 2022-23: 94.59%
| Option 4 | -46.5368 2020-21: 135.5838; Redacted to preserve confidentiality 2021-22: 2; Redacted to preserve confidentiality 2022-23: 14.47%
| Option 5 | -46.5368 2020-21: 10.2616; Redacted to preserve confidentiality 2021-22: 5; Redacted to preserve confidentiality 2022-23: 93.53%
| Option | -46.5368 2020-21: NPV; Redacted to preserve confidentiality 2021-22: Transmission capex; Redacted to preserve confidentiality 2022-23: Transmission opex; Redacted to preserve confidentiality 2023-24: Avoided unserved energy; Redacted to preserve confidentiality 2024-25: Avoided transmission capex; Redacted to preserve confidentiality 2025-26: Avoided fuel costs; Redacted to preserve confidentiality 2026-27: Avoided voluntary load curtailment; Redacted to preserve confidentiality 2027-28: Avoided generation/storage costs; Redacted to preserve confidentiality 2028-29: NNO reciepts; Redacted to preserve confidentiality 2029-30: NNO opex
| Option 1A | -46.5368 2020-21: 158.5236; Redacted to preserve confidentiality 2021-22: -146.8249; Redacted to preserve confidentiality 2022-23: -20.3783; Redacted to preserve confidentiality 2023-24: -10.4519; Redacted to preserve confidentiality 2024-25: 78.8442; Redacted to preserve confidentiality 2025-26: 72.9103; Redacted to preserve confidentiality 2026-27: 3.8106; Redacted to preserve confidentiality 2027-28: 180.6135; Redacted to preserve confidentiality 2028-29: 0; Redacted to preserve confidentiality 2029-30: 0
| Option 1B | -46.5368 2020-21: 85.74; Redacted to preserve confidentiality 2021-22: -210.7231; Redacted to preserve confidentiality 2022-23: -29.2636; Redacted to preserve confidentiality 2023-24: -10.4519; Redacted to preserve confidentiality 2024-25: 78.8442; Redacted to preserve confidentiality 2025-26: 72.9103; Redacted to preserve confidentiality 2026-27: 3.8106; Redacted to preserve confidentiality 2027-28: 180.6135; Redacted to preserve confidentiality 2028-29: 0; Redacted to preserve confidentiality 2029-30: 0
| Option 2 | -46.5368 2020-21: 37.5543; Redacted to preserve confidentiality 2021-22: -273.2092; Redacted to preserve confidentiality 2022-23: -37.9557; Redacted to preserve confidentiality 2023-24: -10.6017; Redacted to preserve confidentiality 2024-25: 79.3163; Redacted to preserve confidentiality 2025-26: 78.3733; Redacted to preserve confidentiality 2026-27: 3.9611; Redacted to preserve confidentiality 2027-28: 197.6702; Redacted to preserve confidentiality 2028-29: 0; Redacted to preserve confidentiality 2029-30: 0
| Option 3 | -46.5368 2020-21: 8.5735; Redacted to preserve confidentiality 2021-22: -37.3591; Redacted to preserve confidentiality 2022-23: -5.2265; Redacted to preserve confidentiality 2023-24: -2.3292; Redacted to preserve confidentiality 2024-25: 2.1512; Redacted to preserve confidentiality 2025-26: 3.6027; Redacted to preserve confidentiality 2026-27: 0.13327; Redacted to preserve confidentiality 2027-28: 47.6012; Redacted to preserve confidentiality 2028-29: 0; Redacted to preserve confidentiality 2029-30: 0
| Option 4 | -46.5368 2020-21: 135.5838; Redacted to preserve confidentiality 2021-22: Redacted to preserve confidentiality
| Option 5 | -46.5368 2020-21: 10.2616; Redacted to preserve confidentiality 2021-22: Redacted to preserve confidentiality
| Option 1A | 2020-21 | 2021-22 | 2022-23 | 2023-24 | 2024-25 | 2025-26 | 2026-27 | 2027-28 | 2028-29 | 2029-30 | 2030-31 | 2031-32 | 2032-33 | 2033-34 | 2034-35 | 2035-36 | 2036-37 | 2037-38 | 2038-39 | 2039-40 | 2040-41 | 2041-42 | 2042-43 | 2043-44 | 2044-45 | 2045-46
| Avoided unserved energy | 0 | -208703.3629 | -208803.6509 | -582327.8394 | -13857555.996 | -13857674.9015 | -13857800.759 | -13857934.434 | -13858075.4531 | -13858224.7835 | -13858382.7617 | -13858550.7397 | -13858727.9041 | -13858915.7216 | -13859114.618 | -13859325.8856 | -13859549.1801 | -13859785.4266 | -13860035.3835 | -13860301.083 | -13860582.1052 | -13860878.4539 | -13861192.7679 | -13861526.5717 | -13861877.5971 | -13862249.0491
| Avoided transmission capex | 0 | -315.4915 | 42633755.5583 | 40421673.992 | 42794364.9276 | 91726100.5487 | 69553808.849 | 70906888.7287 | 142830639.4705 | 212193185.049 | 108476348.4723 | 107288027.0814 | 99506445.89 | 78264821.4971 | 78264559.2901 | 57873659.5455 | 127583391.8738 | 93841275.3352 | 92986993.1776 | 94571783.6151 | 91431132.295 | 113934321.5222 | 111095398.2994 | 103899051.2032 | 103899040.8917 | 103899045.8599
| Avoided fuel costs | 0 | 3513049.4911 | 7616601.5609 | 9325329.0451 | 13415582.2692 | 26582154.7911 | 24607344.5727 | 24131470.2813 | 22369817.5905 | 31515420.7407 | 55654229.7342 | 78728663.5442 | 97983337.1712 | 123461897.4507 | 150629491.6323 | 151453522.8158 | 149171834.5389 | 146929115.2459 | 146924787.7138 | 144156086.1273 | 138888726.2509 | 136903250.087 | 133069923.8812 | 131409942.4643 | 130081521.6636 | 128716056.7484
| Avoided voluntary load curtailment | 0 | -6994.9904 | -7443.5785 | -19865.3227 | -601565.1277 | -602108.4709 | -602671.8291 | -603272.9369 | -603911.6976 | -604588.0063 | -605309.281 | -606067.5318 | -593206.0797 | -594123.7981 | -595071.8558 | -209848.1965 | 139431.2431 | -12983505.8952 | -11719337.8246 | -9836743.6433 | -4468684.9133 | -2712943.3698 | 4249259.7834 | 11975778.4233 | 14378691.274 | 19404500.5065
| Avoided generation/storage costs (excl. fuel costs) | 0 | 57667202.819 | 195563095.355 | 225700998.8222 | 194409996.4831 | 209548626.4438 | 780640556.823 | 638523066.2382 | 583599991.1733 | 275843045.5594 | -226360227.3591 | -234250340.7789 | 294068237.3789 | 142242445.2975 | 138784494.7842 | 111406174.951 | 164715810.9433 | 201905894.2537 | 178524149.7879 | 202925448.2907 | 184984910.5535 | 144996468.8708 | 159042024.0667 | 148674545.7584 | 144423197.4517 | 144309230.9798
Slow
| Option | 10.2616 2020-21: NPV; Redacted to preserve confidentiality 2021-22: Rank; Redacted to preserve confidentiality 2022-23: % from 1st
| Option 1A | 10.2616 2020-21: 23.4882; Redacted to preserve confidentiality 2021-22: 1; Redacted to preserve confidentiality 2022-23: 0%
| Option 1B | 10.2616 2020-21: -49.2954; Redacted to preserve confidentiality 2021-22: 3; Redacted to preserve confidentiality 2022-23: 309.9%
| Option 2 | 10.2616 2020-21: -109.9488; Redacted to preserve confidentiality 2021-22: 6; Redacted to preserve confidentiality 2022-23: 568.1%
| Option 3 | 10.2616 2020-21: -14.4406; Redacted to preserve confidentiality 2021-22: 2; Redacted to preserve confidentiality 2022-23: 161.5%
| Option 4 | 10.2616 2020-21: -83.7262; Redacted to preserve confidentiality 2021-22: 5; Redacted to preserve confidentiality 2022-23: 456.5%
| Option 5 | 10.2616 2020-21: -51.3628; Redacted to preserve confidentiality 2021-22: 4; Redacted to preserve confidentiality 2022-23: 318.7%
| Option | 10.2616 2020-21: NPV; Redacted to preserve confidentiality 2021-22: Transmission capex; Redacted to preserve confidentiality 2022-23: Transmission opex; Redacted to preserve confidentiality 2023-24: Avoided unserved energy; Redacted to preserve confidentiality 2024-25: Avoided transmission capex; Redacted to preserve confidentiality 2025-26: Avoided fuel costs; Redacted to preserve confidentiality 2026-27: Avoided voluntary load curtailment; Redacted to preserve confidentiality 2027-28: Avoided generation/storage costs; Redacted to preserve confidentiality 2028-29: NNO reciepts; Redacted to preserve confidentiality 2029-30: NNO opex
| Option 1A | 10.2616 2020-21: 23.4882; Redacted to preserve confidentiality 2021-22: -146.8249; Redacted to preserve confidentiality 2022-23: -20.3783; Redacted to preserve confidentiality 2023-24: -19.8563; Redacted to preserve confidentiality 2024-25: 8.0386; Redacted to preserve confidentiality 2025-26: 134.2229; Redacted to preserve confidentiality 2026-27: 0.41752; Redacted to preserve confidentiality 2027-28: 67.8685; Redacted to preserve confidentiality 2028-29: 0; Redacted to preserve confidentiality 2029-30: 0
| Option 1B | 10.2616 2020-21: -49.2954; Redacted to preserve confidentiality 2021-22: -210.7231; Redacted to preserve confidentiality 2022-23: -29.2636; Redacted to preserve confidentiality 2023-24: -19.8563; Redacted to preserve confidentiality 2024-25: 8.0386; Redacted to preserve confidentiality 2025-26: 134.2229; Redacted to preserve confidentiality 2026-27: 0.41752; Redacted to preserve confidentiality 2027-28: 67.8685; Redacted to preserve confidentiality 2028-29: 0; Redacted to preserve confidentiality 2029-30: 0
| Option 2 | 10.2616 2020-21: -109.9488; Redacted to preserve confidentiality 2021-22: -273.2092; Redacted to preserve confidentiality 2022-23: -37.9557; Redacted to preserve confidentiality 2023-24: -20.1008; Redacted to preserve confidentiality 2024-25: 8.3266; Redacted to preserve confidentiality 2025-26: 141.3245; Redacted to preserve confidentiality 2026-27: 0.38381; Redacted to preserve confidentiality 2027-28: 71.2819; Redacted to preserve confidentiality 2028-29: 0; Redacted to preserve confidentiality 2029-30: 0
| Option 3 | 10.2616 2020-21: -14.4406; Redacted to preserve confidentiality 2021-22: -37.3591; Redacted to preserve confidentiality 2022-23: -5.2265; Redacted to preserve confidentiality 2023-24: -12.2082; Redacted to preserve confidentiality 2024-25: 1.0297; Redacted to preserve confidentiality 2025-26: 10.6834; Redacted to preserve confidentiality 2026-27: -0.0899; Redacted to preserve confidentiality 2027-28: 28.7301; Redacted to preserve confidentiality 2028-29: 0; Redacted to preserve confidentiality 2029-30: 0
| Option 4 | 10.2616 2020-21: -83.7262; Redacted to preserve confidentiality 2021-22: Redacted to preserve confidentiality
| Option 5 | 10.2616 2020-21: -51.3628; Redacted to preserve confidentiality 2021-22: Redacted to preserve confidentiality
| Option 1A | 2020-21 | 2021-22 | 2022-23 | 2023-24 | 2024-25 | 2025-26 | 2026-27 | 2027-28 | 2028-29 | 2029-30 | 2030-31 | 2031-32 | 2032-33 | 2033-34 | 2034-35 | 2035-36 | 2036-37 | 2037-38 | 2038-39 | 2039-40 | 2040-41 | 2041-42 | 2042-43 | 2043-44 | 2044-45 | 2045-46
| Avoided unserved energy | 0 | -51.8047 | -32.2585 | -9366318.8616 | -28764882.1758 | -28764858.92 | -29993655.5667 | -29993629.3391 | -29993601.6233 | -29993572.1859 | -29993540.9547 | -29993507.7335 | -29993472.6328 | -29993435.4192 | -29993395.9634 | -27063607.278 | -27063901.7633 | -27511212.177 | -27511158.9734 | -25836330.0694 | -23809209.4731 | -26623270.0392 | -25188652.0179 | -25043561.3814 | -19851065.2652 | -20011107.3959
| Avoided transmission capex | 0 | 9.7341 | 130.7659 | 169.8194 | 145.9548 | 128.1895 | 118.5301 | 131.5905 | -45974.402 | -45965.5808 | -45987.0483 | -46002.5743 | -45978.4717 | -45971.139 | -45986.5279 | -45890.2458 | -45853.6211 | 27809534.2141 | 27809765.7956 | 27809783.2032 | 45810165.3046 | 39662763.9741 | 28370145.0576 | 22211759.3069 | 21550089.511 | 18067538.1815
| Avoided fuel costs | 0 | 726.4188 | 1403.6231 | -3352894.4766 | 2445416.5198 | 15696582.3689 | 36643708.5023 | 57304750.5759 | 80960331.1827 | 97917013.8156 | 116353974.1735 | 138699052.5161 | 161253177.1922 | 182330323.8925 | 202359482.2821 | 213397419.1867 | 227580499.4848 | 233682039.2881 | 240001078.1359 | 230696178.1943 | 227394044.3652 | 225500096.9425 | 236233809.9421 | 245820613.7853 | 257062696.7297 | 279915276.5814
| Avoided voluntary load curtailment | 0 | 97.6344 | 200.0144 | -22960.1223 | -85078.4814 | -84955.7274 | -174576.2068 | -174437.8065 | -174293.2672 | -174138.0855 | -173973.4296 | -173798.4906 | -177781.3943 | -177584.377 | -176889.9379 | 92123.3806 | 147479.8741 | 1473765.2223 | 1551744.4941 | 1201748.4601 | 1072323.9034 | 1019924.5514 | 1234970.0434 | 1325079.228 | 1420214.6341 | 1322666.2234
| Avoided generation/storage costs (excl. fuel costs) | 0 | 2856.4651 | 6760.422 | 73033171.3145 | 73378703.006 | 72813099.7346 | 71591017.3361 | 70261565.4055 | 70001302.2008 | 66468937.5955 | 62964133.1544 | 57881509.9093 | 52847218.1306 | 48098659.477 | 43627890.1183 | 103999700.3572 | 86740739.6494 | 191968139.2949 | 140421657.992 | 197156566.8716 | 127012333.5293 | 138870243.1063 | 120501683.797 | 101121069.3997 | 92670689.6762 | 85109296.0252
Fast
| Option | -51.3628 2020-21: NPV; Redacted to preserve confidentiality 2021-22: Rank; Redacted to preserve confidentiality 2022-23: % from 1st
| Option 1A | -51.3628 2020-21: 13.7366; Redacted to preserve confidentiality 2021-22: 1; Redacted to preserve confidentiality 2022-23: 41.52%
| Option 1B | -51.3628 2020-21: -59.047; Redacted to preserve confidentiality 2021-22: 4; Redacted to preserve confidentiality 2022-23: 351.4%
| Option 2 | -51.3628 2020-21: -115.5437; Redacted to preserve confidentiality 2021-22: 6; Redacted to preserve confidentiality 2022-23: 591.9%
| Option 3 | -51.3628 2020-21: -3.9491; Redacted to preserve confidentiality 2021-22: 2; Redacted to preserve confidentiality 2022-23: 116.8%
| Option 4 | -51.3628 2020-21: -62.6319; Redacted to preserve confidentiality 2021-22: 5; Redacted to preserve confidentiality 2022-23: 366.7%
| Option 5 | -51.3628 2020-21: -27.8673; Redacted to preserve confidentiality 2021-22: 3; Redacted to preserve confidentiality 2022-23: 218.6%
| Option | -51.3628 2020-21: NPV; Redacted to preserve confidentiality 2021-22: Transmission capex; Redacted to preserve confidentiality 2022-23: Transmission opex; Redacted to preserve confidentiality 2023-24: Avoided unserved energy; Redacted to preserve confidentiality 2024-25: Avoided transmission capex; Redacted to preserve confidentiality 2025-26: Avoided fuel costs; Redacted to preserve confidentiality 2026-27: Avoided voluntary load curtailment; Redacted to preserve confidentiality 2027-28: Avoided generation/storage costs; Redacted to preserve confidentiality 2028-29: NNO reciepts; Redacted to preserve confidentiality 2029-30: NNO opex
| Option 1A | -51.3628 2020-21: 13.7366; Redacted to preserve confidentiality 2021-22: -146.8249; Redacted to preserve confidentiality 2022-23: -20.3783; Redacted to preserve confidentiality 2023-24: -0.19894; Redacted to preserve confidentiality 2024-25: 17.0616; Redacted to preserve confidentiality 2025-26: 15.8498; Redacted to preserve confidentiality 2026-27: -0.26132; Redacted to preserve confidentiality 2027-28: 148.4886; Redacted to preserve confidentiality 2028-29: 0; Redacted to preserve confidentiality 2029-30: 0
| Option 1B | -51.3628 2020-21: -59.047; Redacted to preserve confidentiality 2021-22: -210.7231; Redacted to preserve confidentiality 2022-23: -29.2636; Redacted to preserve confidentiality 2023-24: -0.19894; Redacted to preserve confidentiality 2024-25: 17.0616; Redacted to preserve confidentiality 2025-26: 15.8498; Redacted to preserve confidentiality 2026-27: -0.26132; Redacted to preserve confidentiality 2027-28: 148.4886; Redacted to preserve confidentiality 2028-29: 0; Redacted to preserve confidentiality 2029-30: 0
| Option 2 | -51.3628 2020-21: -115.5437; Redacted to preserve confidentiality 2021-22: -273.2092; Redacted to preserve confidentiality 2022-23: -37.9557; Redacted to preserve confidentiality 2023-24: -0.10297; Redacted to preserve confidentiality 2024-25: 18.1263; Redacted to preserve confidentiality 2025-26: 22.5222; Redacted to preserve confidentiality 2026-27: -0.24547; Redacted to preserve confidentiality 2027-28: 155.3212; Redacted to preserve confidentiality 2028-29: 0; Redacted to preserve confidentiality 2029-30: 0
| Option 3 | -51.3628 2020-21: -3.9491; Redacted to preserve confidentiality 2021-22: -37.3591; Redacted to preserve confidentiality 2022-23: -5.2265; Redacted to preserve confidentiality 2023-24: -0.31031; Redacted to preserve confidentiality 2024-25: 2.4273; Redacted to preserve confidentiality 2025-26: 4.5206; Redacted to preserve confidentiality 2026-27: 0.076339; Redacted to preserve confidentiality 2027-28: 31.9226; Redacted to preserve confidentiality 2028-29: 0; Redacted to preserve confidentiality 2029-30: 0
| Option 4 | -51.3628 2020-21: -62.6319; Redacted to preserve confidentiality 2021-22: Redacted to preserve confidentiality
| Option 5 | -51.3628 2020-21: -27.8673; Redacted to preserve confidentiality 2021-22: Redacted to preserve confidentiality
| Option 1A | 2020-21 | 2021-22 | 2022-23 | 2023-24 | 2024-25 | 2025-26 | 2026-27 | 2027-28 | 2028-29 | 2029-30 | 2030-31 | 2031-32 | 2032-33 | 2033-34 | 2034-35 | 2035-36 | 2036-37 | 2037-38 | 2038-39 | 2039-40 | 2040-41 | 2041-42 | 2042-43 | 2043-44 | 2044-45 | 2045-46
| Avoided unserved energy | 0 | -10.2993 | -53.8404 | -273.107 | 103444.7273 | 103393.0218 | 103338.2896 | 103280.1545 | 103218.7186 | 103153.5886 | -2388783.3266 | -2388856.6167 | -2388934.0975 | -2389016.3435 | -2389118.486 | -2389210.5879 | -2389307.8246 | 475643.7581 | 475534.4189 | 475418.3947 | 475295.8137 | 475165.8921 | 585748.1394 | 585602.2251 | 585447.9608 | 585284.5829
| Avoided transmission capex | 0 | -90.7695 | -534.3284 | -644.9933 | -709.7328 | -833.7485 | -1001.4666 | -1129.4766 | -2122.9992 | -4506175.3849 | 97553729.7664 | 97553400.8939 | 70667754.6046 | 57658577.8186 | 42882661.7691 | 47661849.3386 | 30446537.5541 | 9688164.1433 | 14960110.5715 | 17152246.069 | 10485921.2867 | 6866411.3073 | 7111014.4615 | 9666415.5631 | 15829420.0143 | 17957510.7201
| Avoided fuel costs | 0 | -12221.8734 | -25218.2121 | 49116.7705 | 6651680.9552 | 18466516.9834 | 14932616.4036 | 15647524.3906 | 20089916.2722 | 24541536.2913 | 29176031.7389 | 28123738.0378 | 25953991.7578 | 27492418.5662 | 36018112.0746 | 31292826.579 | 26797867.2256 | 27393398.5121 | 29021805.3511 | 28591258.4388 | 25487531.8004 | 23523258.8564 | 23206693.4741 | 20730477.9202 | 16323740.1199 | 17373843.1846
| Avoided voluntary load curtailment | 0 | -108.6419 | -222.7426 | -462.2898 | -2355.9153 | -2494.3233 | -2642.3476 | -2799.8264 | -2966.6107 | -3144.526 | -3334.276 | -3438.6906 | 15879.3513 | -108791.7489 | -109032.7531 | 409314.4161 | 368773.2089 | 395368.4762 | 395067.0616 | 403704.8821 | 403366.3124 | 86455.8044 | 88990.1743 | 55138.7407 | 579928.1455 | -1388615.5971
| Avoided generation/storage costs (excl. fuel costs) | 0 | -3103.908 | -10417.8346 | -709559.9206 | -40744296.9236 | -42148781.2398 | 376419791.3987 | 246791816.9155 | 186454216.5845 | 160685040.9177 | 259922037.9302 | 312232241.8101 | 389812065.6981 | 383741071.6156 | 158055724.3021 | 297084933.3998 | 337684497.9442 | 206597882.4267 | 156984178.1739 | 175415735.0976 | 215599833.0985 | 208800254.1191 | 189616747.5181 | 182683168.2134 | 188101432.4337 | 173929429.7308
Weighted scenario
| Option | -27.8673 2020-21: NPV; Redacted to preserve confidentiality 2021-22: Rank
| Option 1A | -27.8673 2020-21: 32.5684; Redacted to preserve confidentiality 2021-22: 1
| Option 1B | -27.8673 2020-21: -40.2152; Redacted to preserve confidentiality 2021-22: 4
| Option 2 | -27.8673 2020-21: -97.236; Redacted to preserve confidentiality 2021-22: 6
| Option 3 | -27.8673 2020-21: -6.6811; Redacted to preserve confidentiality 2021-22: 2
| Option 4 | -27.8673 2020-21: -44.0087; Redacted to preserve confidentiality 2021-22: 5
| Option 5 | -27.8673 2020-21: -28.8763; Redacted to preserve confidentiality 2021-22: 3
| Option | -27.8673 2020-21: NPV; Redacted to preserve confidentiality 2021-22: Transmission capex; Redacted to preserve confidentiality 2022-23: Transmission opex; Redacted to preserve confidentiality 2023-24: Avoided unserved energy; Redacted to preserve confidentiality 2024-25: Avoided transmission capex; Redacted to preserve confidentiality 2025-26: Avoided fuel costs; Redacted to preserve confidentiality 2026-27: Avoided voluntary load curtailment; Redacted to preserve confidentiality 2027-28: Avoided generation/storage costs; Redacted to preserve confidentiality 2028-29: NNO reciepts; Redacted to preserve confidentiality 2029-30: NNO opex
| Option 1A | -27.8673 2020-21: 32.5684; Redacted to preserve confidentiality 2021-22: -146.8249; Redacted to preserve confidentiality 2022-23: -20.3783; Redacted to preserve confidentiality 2023-24: -8.1324; Redacted to preserve confidentiality 2024-25: 26.1635; Redacted to preserve confidentiality 2025-26: 71.6925; Redacted to preserve confidentiality 2026-27: 0.83634; Redacted to preserve confidentiality 2027-28: 109.2116; Redacted to preserve confidentiality 2028-29: 0; Redacted to preserve confidentiality 2029-30: 0
| Option 1B | -27.8673 2020-21: -40.2152; Redacted to preserve confidentiality 2021-22: -210.7231; Redacted to preserve confidentiality 2022-23: -29.2636; Redacted to preserve confidentiality 2023-24: -8.1324; Redacted to preserve confidentiality 2024-25: 26.1635; Redacted to preserve confidentiality 2025-26: 71.6925; Redacted to preserve confidentiality 2026-27: 0.83634; Redacted to preserve confidentiality 2027-28: 109.2116; Redacted to preserve confidentiality 2028-29: 0; Redacted to preserve confidentiality 2029-30: 0
| Option 2 | -27.8673 2020-21: -97.236; Redacted to preserve confidentiality 2021-22: -273.2092; Redacted to preserve confidentiality 2022-23: -37.9557; Redacted to preserve confidentiality 2023-24: -8.2098; Redacted to preserve confidentiality 2024-25: 26.6136; Redacted to preserve confidentiality 2025-26: 78.3465; Redacted to preserve confidentiality 2026-27: 0.85925; Redacted to preserve confidentiality 2027-28: 116.3193; Redacted to preserve confidentiality 2028-29: 0; Redacted to preserve confidentiality 2029-30: 0
| Option 3 | -27.8673 2020-21: -6.6811; Redacted to preserve confidentiality 2021-22: -37.3591; Redacted to preserve confidentiality 2022-23: -5.2265; Redacted to preserve confidentiality 2023-24: -3.7867; Redacted to preserve confidentiality 2024-25: 1.3955; Redacted to preserve confidentiality 2025-26: 7.6161; Redacted to preserve confidentiality 2026-27: -0.032101; Redacted to preserve confidentiality 2027-28: 30.7117; Redacted to preserve confidentiality 2028-29: 0; Redacted to preserve confidentiality 2029-30: 0
| Option 4 | -27.8673 2020-21: -44.0087; Redacted to preserve confidentiality 2021-22: Redacted to preserve confidentiality
| Option 5 | -27.8673 2020-21: -28.8763; Redacted to preserve confidentiality 2021-22: Redacted to preserve confidentiality
| Option 1A | 2020-21 | 2021-22 | 2022-23 | 2023-24 | 2024-25 | 2025-26 | 2026-27 | 2027-28 | 2028-29 | 2029-30 | 2030-31 | 2031-32 | 2032-33 | 2033-34 | 2034-35 | 2035-36 | 2036-37 | 2037-38 | 2038-39 | 2039-40 | 2040-41 | 2041-42 | 2042-43 | 2043-44 | 2044-45 | 2045-46
| Avoided unserved energy | 0 | -52117.016 | -479614.7525 | -3174939.3189 | -11629947.903 | -11630034.3123 | -11993146.6105 | -11993243.7171 | -11993346.2135 | -11993454.7241 | -11654989.6387 | -11655111.6201 | -11655240.4335 | -11655376.8711 | -11655521.2932 | -10940021.0591 | -10935175.7215 | -10834583.4644 | -10834764.115 | -10366929.9152 | -9860367.3515 | -10564112.6736 | -10197596.4539 | -9980798.4824 | -8682947.4789 | -8723246.9695
| Avoided transmission capex | 0 | -161.9649 | 10658024.3638 | 10104967.3054 | 10698119.8522 | 22930989.3411 | 17387786.9856 | 17726012.0862 | 35695328.3478 | 53035783.854 | 27106479.7017 | 26809360.6269 | 24863560.9816 | 19553112.3409 | 20607857.7115 | 14099426.521 | 31526787.1946 | 32159706.8488 | 33653794.2881 | 33708978.4216 | 37423886.9833 | 38269419.7755 | 35412206.7646 | 32234658.424 | 31126446.5776 | 30264436.874
| Avoided fuel costs | 0 | 877107.3964 | 1772550.6482 | 1222793.5112 | 5574122.6124 | 16580048.4259 | 25982062.6574 | 36528729.6491 | 44242731.8384 | 52802071.614 | 65075140.8474 | 78347805.8639 | 91199426.763 | 105008542.5302 | 117220669.3304 | 119905607.3219 | 122824290.0216 | 123685685.1461 | 124225155.3035 | 120560770.0798 | 118218056.4942 | 118411918.8096 | 118971308.237 | 119450303.8926 | 121284059.5631 | 125502363.0446
| Avoided voluntary load curtailment | 0 | -1912.5568 | -25484.3248 | -35103.4388 | -197905.236 | -198245.6199 | -221549.8487 | -221930.6659 | -222333.8467 | -222761.8691 | -223221.0961 | -217383.7046 | -215880.2743 | -182726.9714 | -202767.8211 | -36476.9197 | 3905.5227 | -2860216.5434 | -2525220.6352 | -2142331.5526 | -833265.0887 | -495679.1754 | 1297069.4998 | 3245987.8546 | 3387554.2785 | 4587116.0781
| Avoided generation/storage costs (excl. fuel costs) | 0 | 14412401.0012 | 52115403.1468 | 77885709.6894 | 70304383.549 | 73732941.3691 | 215427565.7514 | 171311894.0492 | 156087625.0346 | 80337678.3802 | -47988308.8106 | -50688121.8921 | 96729148.4652 | 59347802.8093 | 69638909.9936 | 85385847.6362 | 95024373.0725 | 122531498.6326 | 100431162.317 | 118074982.0186 | 96241313.0391 | 87251043.6781 | 93419939.1391 | 84754137.6337 | 81624476.9411 | 80093819.9072
Sensitivities | bar: -28.8763 2020-21 to Redacted to preserve confidentiality 2034-35
| Capex sensitivity | -28.8763 2020-21: Option; Redacted to preserve confidentiality 2021-22: PV; Redacted to preserve confidentiality 2024-25: Discount rate sensitivity; Redacted to preserve confidentiality 2025-26: Option; Redacted to preserve confidentiality 2026-27: PV; Redacted to preserve confidentiality 2028-29: Option; Redacted to preserve confidentiality 2029-30: PV
125% | High capex | -28.8763 2020-21: Option 1A; Redacted to preserve confidentiality 2021-22: -4.1378; Redacted to preserve confidentiality 2023-24: 7.9%; Redacted to preserve confidentiality 2024-25: High discount rate; Redacted to preserve confidentiality 2025-26: Option 1A; Redacted to preserve confidentiality 2026-27: 7.0454; Redacted to preserve confidentiality 2028-29: Option 1A; Redacted to preserve confidentiality 2029-30: 32.5684
|  | Option 1B | -92.896 |  |  |  | Option 1B | -61.1389 |  | Option 1B | -40.2152
|  | Option 2 | -165.5383 |  |  |  | Option 2 | -117.6774 |  | Option 2 | -97.236
|  | Option 3 | -16.0209 |  |  |  | Option 3 | -10.0755 |  | Option 3 | -6.6811
|  | Option 4 | -80.715 |  |  |  | Option 4 | -62.5141 |  | Option 4 | -44.0087
|  | Option 5 | -28.8763 |  |  |  | Option 5 | -27.5679 |  | Option 5 | -28.8763
75% | Low capex | -28.8763 2020-21: Option 1A; Redacted to preserve confidentiality 2021-22: 69.2746; Redacted to preserve confidentiality 2023-24: 2.23%; Redacted to preserve confidentiality 2024-25: Low discount rate; Redacted to preserve confidentiality 2025-26: Option 1A; Redacted to preserve confidentiality 2026-27: 84.4295
|  | Option 1B | 12.4656 |  |  |  | Option 1B | 13.5675
|  | Option 2 | -28.9338 |  |  |  | Option 2 | -34.9124
|  | Option 3 | 2.6587 |  |  |  | Option 3 | 0.56513
|  | Option 4 | -7.3025 |  |  |  | Option 4 | -4.1815
|  | Option 5 | -28.8763 |  |  |  | Option 5 | -34.2071
Summary | bar: -28.8763 2020-21 to Redacted to preserve confidentiality 2034-35
[10 empty] | Option | Central | Step | Slow | Fast | Weighted
[10 empty] | Option 1A | -65.4747 | 158.5236 | 23.4882 | 13.7366 | 32.5684
[10 empty] | Option 1B | -138.2583 | 85.74 | -49.2954 | -59.047 | -40.2152
[10 empty] | Option 2 | -201.006 | 37.5543 | -109.9488 | -115.5437 | -97.236
[10 empty] | Option 3 | -16.908 | 8.5735 | -14.4406 | -3.9491 | -6.6811
[10 empty] | Option 4 | -165.2608 | 135.5838 | -83.7262 | -62.6319 | -44.0087
[10 empty] | Option 5 | -46.5368 | 10.2616 | -51.3628 | -27.8673 | -28.8763
[10 empty] | Max | 158.5236
[10 empty] | Min | -201.006

## Option inputs
Option inputs
Inputs and parameters for RIT-T assessment
General parameter and option inputs
General parameters
Parameter |  | Unit | Value | Note
First year of analysis |  | Year | 2021 | First year in 2020-21 for ease in discounting to 2019-20. No inputs in 2020-21.
Base year for dollar inputs |  | Year | 2020
Analysis period |  | Years | 26 | Inputs start in 2021-22 and for 25 years included. 26 year period for ease of discounting to 2019-20.
Option descriptions
Number | Option name |  | Included in assessment? | Active | Short description
0 | Base case |  | Yes | 1 | Business as usual
1 | Option 1A |  | Yes | 1 | New 330 kV transmission line between Darlington Point and the new Dinawan substation being constructed for Project EnergyConnect
2 | Option 1B |  | Yes | 1 | Rebuild of the 330 kV transmission line between Darlington Point and the new Dinawan substation
3 | Option 2 |  | Yes | 1 | New 330 kV transmission line between Darlington Point and the Wagga Wagga substation
4 | Option 3 |  | Yes | 1 | Static synchronous compensator (STATCOM) solution at the Darlington Point substation
5 | Option 4 |  | Yes | 1 | Redacted to preserve confidentiality
6 | Option 5 |  | Yes | 1 | Redacted to preserve confidentiality

## CBA Inputs
CBA Inputs
Inputs and parameters for RIT-T assessment
Sensitivity inputs
Discount rate sensitivities
General parameters |  |  | Unit | Central
Commercial discount rate |  |  | Percent | 5.9%
Cost sensitivities
Cost |  |  | Unit | Central
Network capital cost |  |  | Percent | 100%
Operation costs |  |  | Percent | 1%
`
Cost inputs
Number | Option name | Capex component | Amount | TransGrid/NNO | Start year | End year | Commission year | Asset life | Last year | Terminal value
1 | Option 1A | Lines | 193000000 | 1 | 2022 | 2025 | 2025 | 50 | 2074 | 108080000
1 | Option 1A | Substations | 18000000 | 1 | 2022 | 2025 | 2025 | 40 | 2064 | 8100000
2 | Option 1B | Lines | 282000000 | 1 | 2022 | 2025 | 2025 | 50 | 2074 | 157920000
2 | Option 1B | Substations | 21000000 | 1 | 2022 | 2025 | 2025 | 40 | 2064 | 9450000
3 | Option 2 | Lines | 370000000 | 1 | 2022 | 2025 | 2025 | 50 | 2074 | 207200000
3 | Option 2 | Substations | 23000000 | 1 | 2022 | 2025 | 2025 | 40 | 2064 | 10350000
4 | Option 3 | Static synchronous compensator | 50000000 | 1 | 2022 | 2024 | 2024 | 40 | 2063 | 21250000
5 | Option 4 | Lines | 193000000 | 1 | 2022 | 2025 | 2025 | 50 | 2074 | 108080000
5 | Option 4 | Substations | 18000000 | 1 | 2022 | 2025 | 2025 | 40 | 2064 | 8100000
5 | Option 4 | Redacted to preserve confidentiality |  | 0 | 2022 | 2022 | 2022 | 15 | 2036
6 | Option 5 | Redacted to preserve confidentiality |  | 0 | 2022 | 2022 | 2023 | 20 | 2042
6 | Option 5 | Redacted to preserve confidentiality |  | 0 | 2042 | 2042 | 2043 | 20 | 2062
#DIV/0!
#DIV/0!
#DIV/0!
#DIV/0!
#DIV/0!
#DIV/0!
#DIV/0!
#DIV/0!
#DIV/0!
#DIV/0!
#DIV/0!
#DIV/0!
#DIV/0!
#DIV/0!
#DIV/0!
#DIV/0!
#DIV/0!
#DIV/0!
#DIV/0!
#DIV/0!
#DIV/0!
#DIV/0!
#DIV/0!
#DIV/0!
#DIV/0!
#DIV/0!
#DIV/0!
#DIV/0!
#DIV/0!
#DIV/0!
#DIV/0!
#DIV/0!
#DIV/0!
#DIV/0!
#DIV/0!
#DIV/0!
#DIV/0!
#DIV/0!
#DIV/0!
#DIV/0!
#DIV/0!
#DIV/0!
#DIV/0!
#DIV/0!
#DIV/0!
#DIV/0!
#DIV/0!
#DIV/0!
#DIV/0!
#DIV/0!
#DIV/0!
#DIV/0!
#DIV/0!
#DIV/0!
#DIV/0!
#DIV/0!
#DIV/0!
#DIV/0!
#DIV/0!
#DIV/0!
#DIV/0!
#DIV/0!
#DIV/0!
#DIV/0!
#DIV/0!
#DIV/0!
#DIV/0!
#DIV/0!
TransGrid operating costs |  |  |  | 2021 | 2022 | 2023 | 2024 | 2025 | 2026 | 2027 | 2028 | 2029 | 2030 | 2031 | 2032 | 2033 | 2034 | 2035 | 2036 | 2037 | 2038 | 2039 | 2040 | 2041 | 2042 | 2043 | 2044 | 2045 | 2046
Number | Option name |  | Unit | FY 2020-21 | FY 2021-22 | FY 2022-23 | FY 2023-24 | FY 2024-25 | FY 2025-26 | FY 2026-27 | FY 2027-28 | FY 2028-29 | FY 2029-30 | FY 2030-31 | FY 2031-32 | FY 2032-33 | FY 2033-34 | FY 2034-35 | FY 2035-36 | FY 2036-37 | FY 2037-38 | FY 2038-39 | FY 2039-40 | FY 2040-41 | FY 2041-42 | FY 2042-43 | FY 2043-44 | FY 2044-45 | FY 2045-46
0 | Base case |  | $ | 0 | 0 | 0 | 0 | 0 | 0 | 0 | 0 | 0 | 0 | 0 | 0 | 0 | 0 | 0 | 0 | 0 | 0 | 0 | 0 | 0 | 0 | 0 | 0 | 0 | 0
1 | Option 1A |  | $ | 0 | 0 | 0 | 0 | 2110000 | 2110000 | 2110000 | 2110000 | 2110000 | 2110000 | 2110000 | 2110000 | 2110000 | 2110000 | 2110000 | 2110000 | 2110000 | 2110000 | 2110000 | 2110000 | 2110000 | 2110000 | 2110000 | 2110000 | 2110000 | 2110000
2 | Option 1B |  | $ | 0 | 0 | 0 | 0 | 3030000 | 3030000 | 3030000 | 3030000 | 3030000 | 3030000 | 3030000 | 3030000 | 3030000 | 3030000 | 3030000 | 3030000 | 3030000 | 3030000 | 3030000 | 3030000 | 3030000 | 3030000 | 3030000 | 3030000 | 3030000 | 3030000
3 | Option 2 |  | $ | 0 | 0 | 0 | 0 | 3930000 | 3930000 | 3930000 | 3930000 | 3930000 | 3930000 | 3930000 | 3930000 | 3930000 | 3930000 | 3930000 | 3930000 | 3930000 | 3930000 | 3930000 | 3930000 | 3930000 | 3930000 | 3930000 | 3930000 | 3930000 | 3930000
4 | Option 3 |  | $ | 0 | 0 | 0 | 500000 | 500000 | 500000 | 500000 | 500000 | 500000 | 500000 | 500000 | 500000 | 500000 | 500000 | 500000 | 500000 | 500000 | 500000 | 500000 | 500000 | 500000 | 500000 | 500000 | 500000 | 500000 | 500000
5 | Option 4 |  | $ | 2021: Redacted to preserve confidentiality
6 | Option 5 |  | $ | 2021: Redacted to preserve confidentiality
NNO operating costs |  |  |  | 2021 | 2022 | 2023 | 2024 | 2025 | 2026 | 2027 | 2028 | 2029 | 2030 | 2031 | 2032 | 2033 | 2034 | 2035 | 2036 | 2037 | 2038 | 2039 | 2040 | 2041 | 2042 | 2043 | 2044 | 2045 | 2046
Number | Option name |  | Unit | FY 2020-21 | FY 2021-22 | FY 2022-23 | FY 2023-24 | FY 2024-25 | FY 2025-26 | FY 2026-27 | FY 2027-28 | FY 2028-29 | FY 2029-30 | FY 2030-31 | FY 2031-32 | FY 2032-33 | FY 2033-34 | FY 2034-35 | FY 2035-36 | FY 2036-37 | FY 2037-38 | FY 2038-39 | FY 2039-40 | FY 2040-41 | FY 2041-42 | FY 2042-43 | FY 2043-44 | FY 2044-45 | FY 2045-46
0 | Base case |  | $ | 0 | 0 | 0 | 0 | 0 | 0 | 0 | 0 | 0 | 0 | 0 | 0 | 0 | 0 | 0 | 0 | 0 | 0 | 0 | 0 | 0 | 0 | 0 | 0 | 0 | 0
1 | Option 1A |  | $ | 0 | 0 | 0 | 0 | 0 | 0 | 0 | 0 | 0 | 0 | 0 | 0 | 0 | 0 | 0 | 0 | 0 | 0 | 0 | 0 | 0 | 0 | 0 | 0 | 0 | 0
2 | Option 1B |  | $ | 0 | 0 | 0 | 0 | 0 | 0 | 0 | 0 | 0 | 0 | 0 | 0 | 0 | 0 | 0 | 0 | 0 | 0 | 0 | 0 | 0 | 0 | 0 | 0 | 0 | 0
3 | Option 2 |  | $ | 0 | 0 | 0 | 0 | 0 | 0 | 0 | 0 | 0 | 0 | 0 | 0 | 0 | 0 | 0 | 0 | 0 | 0 | 0 | 0 | 0 | 0 | 0 | 0 | 0 | 0
4 | Option 3 |  | $ | 0 | 0 | 0 | 0 | 0 | 0 | 0 | 0 | 0 | 0 | 0 | 0 | 0 | 0 | 0 | 0 | 0 | 0 | 0 | 0 | 0 | 0 | 0 | 0 | 0 | 0
5 | Option 4 |  | $ | Redacted to preserve confidentiality 2021: Redacted to preserve confidentiality
6 | Option 5 |  | $ | Redacted to preserve confidentiality 2021: Redacted to preserve confidentiality
NNO expenses paid to NNO proponent by TransGrid |  |  |  | 2021 | 2022 | 2023 | 2024 | 2025 | 2026 | 2027 | 2028 | 2029 | 2030 | 2031 | 2032 | 2033 | 2034 | 2035 | 2036 | 2037 | 2038 | 2039 | 2040 | 2041 | 2042 | 2043 | 2044 | 2045 | 2046
Number | Option name |  | Unit | FY 2020-21 | FY 2021-22 | FY 2022-23 | FY 2023-24 | FY 2024-25 | FY 2025-26 | FY 2026-27 | FY 2027-28 | FY 2028-29 | FY 2029-30 | FY 2030-31 | FY 2031-32 | FY 2032-33 | FY 2033-34 | FY 2034-35 | FY 2035-36 | FY 2036-37 | FY 2037-38 | FY 2038-39 | FY 2039-40 | FY 2040-41 | FY 2041-42 | FY 2042-43 | FY 2043-44 | FY 2044-45 | FY 2045-46
0 | Base case |  | $
1 | Option 1A |  | $ | 0 | 0 | 0 | 0 | 0 | 0 | 0 | 0 | 0 | 0 | 0 | 0 | 0 | 0 | 0 | 0 | 0 | 0 | 0 | 0 | 0 | 0 | 0 | 0 | 0 | 0
2 | Option 1B |  | $ | 0 | 0 | 0 | 0 | 0 | 0 | 0 | 0 | 0 | 0 | 0 | 0 | 0 | 0 | 0 | 0 | 0 | 0 | 0 | 0 | 0 | 0 | 0 | 0 | 0 | 0
3 | Option 2 |  | $ | 0 | 0 | 0 | 0 | 0 | 0 | 0 | 0 | 0 | 0 | 0 | 0 | 0 | 0 | 0 | 0 | 0 | 0 | 0 | 0 | 0 | 0 | 0 | 0 | 0 | 0
4 | Option 3 |  | $ | 0 | 0 | 0 | 0 | 0 | 0 | 0 | 0 | 0 | 0 | 0 | 0 | 0 | 0 | 0 | 0 | 0 | 0 | 0 | 0 | 0 | 0 | 0 | 0 | 0 | 0
5 | Option 4 |  | $ | Redacted to preserve confidentiality 2021: Redacted to preserve confidentiality
6 | Option 5 |  | $ | Redacted to preserve confidentiality 2021: Redacted to preserve confidentiality
NNO revenue received by NNO proponent |  |  |  | 2021 | 2022 | 2023 | 2024 | 2025 | 2026 | 2027 | 2028 | 2029 | 2030 | 2031 | 2032 | 2033 | 2034 | 2035 | 2036 | 2037 | 2038 | 2039 | 2040 | 2041 | 2042 | 2043 | 2044 | 2045 | 2046
Number | Option name |  | Unit | FY 2020-21 | FY 2021-22 | FY 2022-23 | FY 2023-24 | FY 2024-25 | FY 2025-26 | FY 2026-27 | FY 2027-28 | FY 2028-29 | FY 2029-30 | FY 2030-31 | FY 2031-32 | FY 2032-33 | FY 2033-34 | FY 2034-35 | FY 2035-36 | FY 2036-37 | FY 2037-38 | FY 2038-39 | FY 2039-40 | FY 2040-41 | FY 2041-42 | FY 2042-43 | FY 2043-44 | FY 2044-45 | FY 2045-46
0 | Base case |  | $ | 0 | 0 | 0 | 0 | 0 | 0 | 0 | 0 | 0 | 0 | 0 | 0 | 0 | 0 | 0 | 0 | 0 | 0 | 0 | 0 | 0 | 0 | 0 | 0 | 0 | 0
1 | Option 1A |  | $ | 0 | 0 | 0 | 0 | 0 | 0 | 0 | 0 | 0 | 0 | 0 | 0 | 0 | 0 | 0 | 0 | 0 | 0 | 0 | 0 | 0 | 0 | 0 | 0 | 0 | 0
2 | Option 1B |  | $ | 0 | 0 | 0 | 0 | 0 | 0 | 0 | 0 | 0 | 0 | 0 | 0 | 0 | 0 | 0 | 0 | 0 | 0 | 0 | 0 | 0 | 0 | 0 | 0 | 0 | 0
3 | Option 2 |  | $ | 0 | 0 | 0 | 0 | 0 | 0 | 0 | 0 | 0 | 0 | 0 | 0 | 0 | 0 | 0 | 0 | 0 | 0 | 0 | 0 | 0 | 0 | 0 | 0 | 0 | 0
4 | Option 3 |  | $ | 0 | 0 | 0 | 0 | 0 | 0 | 0 | 0 | 0 | 0 | 0 | 0 | 0 | 0 | 0 | 0 | 0 | 0 | 0 | 0 | 0 | 0 | 0 | 0 | 0 | 0
5 | Option 4 |  | $ | Redacted to preserve confidentiality 2021: Redacted to preserve confidentiality
6 | Option 5 |  | $ | Redacted to preserve confidentiality 2021: Redacted to preserve confidentiality
Benefit inputs
Involuntary load shedding |  |  | [NER, rule 5.16.1(c)(4)(iii)]
Number | Option name | Central | Unit | FY 2020-21 | FY 2021-22 | FY 2022-23 | FY 2023-24 | FY 2024-25 | FY 2025-26 | FY 2026-27 | FY 2027-28 | FY 2028-29 | FY 2029-30 | FY 2030-31 | FY 2031-32 | FY 2032-33 | FY 2033-34 | FY 2034-35 | FY 2035-36 | FY 2036-37 | FY 2037-38 | FY 2038-39 | FY 2039-40 | FY 2040-41 | FY 2041-42 | FY 2042-43 | FY 2043-44 | FY 2044-45 | FY 2045-46
0 | Base case |  | $ |  | 68717588.9736 | 45646146.9314 | 156937382.088 | 298042217.8392 | 178.7803 | 51769096.1546 | 201.0291 | 212.3118 | 224.8386 | 2194971.5069 | 252.8506 | 267.2099 | 282.9714 | 299.5609 | 8066119.3391 | 1586951.7355 | 32191270.0171 | 376.8117 | 825958.0788 | 422.4215 | 447.5919 | 10400949.5462 | 5843184.6664 | 531.451 | 562.5656
1 | Option 1A |  | $ |  | 68717301.87 | 47356057.1357 | 157978869.5619 | 299188460.705 | 428.7675 | 51992622.8435 | 482.0078 | 508.9941 | 538.9879 | 840984.4185 | 606.0192 | 640.4002 | 678.1179 | 717.8085 | 8133695.8205 | 1567052.6053 | 31341354.3283 | 902.6608 | 629184.4839 | 1011.7411 | 1071.9655 | 10369188.3745 | 5120749.6133 | 1272.5275 | 1346.9456
2 | Option 1B |  | $ |  | 68717301.87 | 47356057.1357 | 157978869.5619 | 299188460.705 | 428.7675 | 51992622.8435 | 482.0078 | 508.9941 | 538.9879 | 840984.4185 | 606.0192 | 640.4002 | 678.1179 | 717.8085 | 8133695.8205 | 1567052.6053 | 31341354.3283 | 902.6608 | 629184.4839 | 1011.7411 | 1071.9655 | 10369188.3745 | 5120749.6133 | 1272.5275 | 1346.9456
3 | Option 2 |  | $ |  | 68717125.7538 | 47366463.4588 | 157984938.4635 | 299195632.3959 | 589.4691 | 51993935.0258 | 662.5842 | 699.6384 | 740.8392 | 738051.0599 | 832.8871 | 880.1144 | 931.9031 | 986.3995 | 8113543.8033 | 1553092.4331 | 31489018.8641 | 1240.2301 | 660558.5745 | 1389.9762 | 1472.6651 | 10372445.3294 | 5099619.5394 | 1747.9566 | 1850.1249
4 | Option 3 |  | $ |  | 68717616.6115 | 46064494.6198 | 156806717.4997 | 298267515.8052 | 154.7269 | 51823815.38 | 173.9647 | 183.7194 | 194.5525 | 1950656.033 | 218.7735 | 231.1939 | 244.8229 | 259.1655 | 8134639.3334 | 1604856.9795 | 32204255.3279 | 325.9607 | 807903.4095 | 365.3871 | 387.1515 | 10397286.4972 | 5618438.6306 | 459.6456 | 486.5436
5 | Option 4 |  | $ | Redacted to preserve confidentiality 2021: Redacted to preserve confidentiality
6 | Option 5 |  | $ | Redacted to preserve confidentiality 2021: Redacted to preserve confidentiality
Number | Option name | Step | Unit | FY 2020-21 | FY 2021-22 | FY 2022-23 | FY 2023-24 | FY 2024-25 | FY 2025-26 | FY 2026-27 | FY 2027-28 | FY 2028-29 | FY 2029-30 | FY 2030-31 | FY 2031-32 | FY 2032-33 | FY 2033-34 | FY 2034-35 | FY 2035-36 | FY 2036-37 | FY 2037-38 | FY 2038-39 | FY 2039-40 | FY 2040-41 | FY 2041-42 | FY 2042-43 | FY 2043-44 | FY 2044-45 | FY 2045-46
0 | Base case |  | $ |  | 903611.3104 | 621.8127 | 33521508.8455 | 118760705.3685 | 738.3174 | 780.9344 | 829.8436 | 876.2606 | 928.5103 | 983.8232 | 1045.0747 | 1102.4317 | 1168.9505 | 1237.5713 | 1309.9275 | 1384.4793 | 1465.5622 | 1550.6894 | 1647.8482 | 1742.754 | 1838.1373 | 1949.8742 | 2070.9911 | 2176.6011 | 2303.1952
1 | Option 1A |  | $ |  | 1112314.6733 | 722.1007 | 33895033.034 | 132035933.5252 | 857.2228 | 906.792 | 963.5185 | 1017.2798 | 1077.8407 | 1141.8013 | 1213.0527 | 1279.5961 | 1356.768 | 1436.4677 | 1521.1951 | 1607.7739 | 1701.8087 | 1800.6463 | 1913.5477 | 2023.7763 | 2134.4859 | 2264.1882 | 2404.7949 | 2527.6265 | 2674.6472
2 | Option 1B |  | $ |  | 1112314.6733 | 722.1007 | 33895033.034 | 132035933.5252 | 857.2228 | 906.792 | 963.5185 | 1017.2798 | 1077.8407 | 1141.8013 | 1213.0527 | 1279.5961 | 1356.768 | 1436.4677 | 1521.1951 | 1607.7739 | 1701.8087 | 1800.6463 | 1913.5477 | 2023.7763 | 2134.4859 | 2264.1882 | 2404.7949 | 2527.6265 | 2674.6472
3 | Option 2 |  | $ |  | 1115276.5017 | 854.7881 | 33900214.7594 | 132223175.6275 | 1014.7805 | 1073.272 | 1140.5633 | 1204.5017 | 1276.5013 | 1352.7348 | 1436.8566 | 1515.7081 | 1607.2723 | 1701.7544 | 1800.4785 | 1902.8582 | 2015.0528 | 2132.2238 | 2265.668 | 2395.9767 | 2527.4109 | 2681.4298 | 2848.5429 | 2992.9637 | 3166.7097
4 | Option 3 |  | $ |  | 955890.3779 | 642.8157 | 33537696.6623 | 121783312.1027 | 763.2468 | 807.3259 | 857.8834 | 905.847 | 959.8421 | 1017.0134 | 1080.3451 | 1139.6253 | 1208.4326 | 1279.4308 | 1354.2747 | 1431.3588 | 1515.1463 | 1603.1699 | 1703.6339 | 1801.7673 | 1900.4018 | 2015.957 | 2141.2371 | 2250.4145 | 2381.3005
5 | Option 4 |  | $ | Redacted to preserve confidentiality 2021: Redacted to preserve confidentiality
6 | Option 5 |  | $ | Redacted to preserve confidentiality 2021: Redacted to preserve confidentiality
Number | Option name | Slow | Unit | FY 2020-21 | FY 2021-22 | FY 2022-23 | FY 2023-24 | FY 2024-25 | FY 2025-26 | FY 2026-27 | FY 2027-28 | FY 2028-29 | FY 2029-30 | FY 2030-31 | FY 2031-32 | FY 2032-33 | FY 2033-34 | FY 2034-35 | FY 2035-36 | FY 2036-37 | FY 2037-38 | FY 2038-39 | FY 2039-40 | FY 2040-41 | FY 2041-42 | FY 2042-43 | FY 2043-44 | FY 2044-45 | FY 2045-46
0 | Base case |  | $ |  | 51385210.7339 | 333.2521 | 281079506.9031 | 485311691.1271 | 395.7445 | 19644544.9855 | 445.0068 | 469.9245 | 497.6325 | 526.9908 | 559.5343 | 590.9749 | 625.8232 | 662.6973 | 17559151.5156 | 5673188.16 | 24685496.807 | 837.3236 | 1675734.3387 | 15989646.0789 | 15889790.2822 | 3141246.8852 | 31010809.5047 | 76554947.8014 | 1546401.033
1 | Option 1A |  | $ |  | 51385262.5386 | 313.7059 | 290445793.5063 | 504710254.4413 | 372.4886 | 20873341.6322 | 418.7792 | 442.2087 | 468.195 | 495.7597 | 526.313 | 555.8741 | 588.6096 | 623.2415 | 14629362.8301 | 5673482.6453 | 25132807.2207 | 784.1201 | 905.4347 | 13962525.4826 | 18703850.8483 | 1706628.8639 | 30865718.8682 | 71362451.6852 | 1706443.1638
2 | Option 1B |  | $ |  | 51385262.5386 | 313.7059 | 290445793.5063 | 504710254.4413 | 372.4886 | 20873341.6322 | 418.7792 | 442.2087 | 468.195 | 495.7597 | 526.313 | 555.8741 | 588.6096 | 623.2415 | 14629362.8301 | 5673482.6453 | 25132807.2207 | 784.1201 | 905.4347 | 13962525.4826 | 18703850.8483 | 1706628.8639 | 30865718.8682 | 71362451.6852 | 1706443.1638
3 | Option 2 |  | $ |  | 51385503.0404 | 123.2651 | 290446141.8397 | 504712957.2723 | 146.3782 | 20873560.9032 | 164.6038 | 173.8241 | 184.0688 | 194.9295 | 206.9664 | 218.5975 | 231.4878 | 245.1267 | 14537921.1853 | 5673617.7773 | 25348347.7796 | 308.4727 | 352.721 | 13900088.5528 | 18893432.0116 | 1774582.8945 | 30798785.2236 | 72068132.5336 | 1701501.7038
4 | Option 3 |  | $ |  | 51385483.9664 | 137.7797 | 285710819.2734 | 496021106.3897 | 163.6169 | 20323229.4196 | 183.984 | 194.2862 | 205.7414 | 217.879 | 231.3328 | 244.3317 | 258.7385 | 273.9826 | 17558289.5216 | 5673525.0084 | 24673492.2765 | 344.7906 | 1830844.8581 | 15900366.027 | 16057827.2843 | 2948390.7722 | 31075071.072 | 76524969.3569 | 1588502.4109
5 | Option 4 |  | $ | Redacted to preserve confidentiality 2021: Redacted to preserve confidentiality
6 | Option 5 |  | $ | Redacted to preserve confidentiality 2021: Redacted to preserve confidentiality
Number | Option name | Fast | Unit | FY 2020-21 | FY 2021-22 | FY 2022-23 | FY 2023-24 | FY 2024-25 | FY 2025-26 | FY 2026-27 | FY 2027-28 | FY 2028-29 | FY 2029-30 | FY 2030-31 | FY 2031-32 | FY 2032-33 | FY 2033-34 | FY 2034-35 | FY 2035-36 | FY 2036-37 | FY 2037-38 | FY 2038-39 | FY 2039-40 | FY 2040-41 | FY 2041-42 | FY 2042-43 | FY 2043-44 | FY 2044-45 | FY 2045-46
0 | Base case |  | $ |  | 61760917.338 | 288.3602 | 102840474.369 | 256192929.1552 | 342.4073 | 362.6235 | 385.1289 | 406.7673 | 430.8086 | 367067.6993 | 484.5006 | 511.7351 | 542.0862 | 580.5413 | 609.4384 | 643.5347 | 28470076.1983 | 721.8176 | 766.6348 | 809.5406 | 857.6278 | 9477222.0862 | 967.28 | 1017.8726 | 1078.1128
1 | Option 1A |  | $ |  | 61760927.6373 | 331.9013 | 102840693.6357 | 256089211.3208 | 394.1128 | 417.3557 | 443.264 | 468.2033 | 495.9385 | 2859004.6146 | 557.7907 | 589.2159 | 624.3322 | 682.6837 | 701.5403 | 740.7714 | 25605124.6156 | 831.1569 | 882.6589 | 932.1216 | 987.5495 | 9366639.8389 | 1113.1943 | 1172.1369 | 1241.4907
2 | Option 1B |  | $ |  | 61760927.6373 | 331.9013 | 102840693.6357 | 256089211.3208 | 394.1128 | 417.3557 | 443.264 | 468.2033 | 495.9385 | 2859004.6146 | 557.7907 | 589.2159 | 624.3322 | 682.6837 | 701.5403 | 740.7714 | 25605124.6156 | 831.1569 | 882.6589 | 932.1216 | 987.5495 | 9366639.8389 | 1113.1943 | 1172.1369 | 1241.4907
3 | Option 2 |  | $ |  | 61760939.3246 | 224.4931 | 102841032.6759 | 256089230.2326 | 266.5702 | 282.302 | 299.8233 | 316.6789 | 335.4142 | 2548201.81 | 377.2393 | 398.4691 | 422.1642 | 454.3722 | 474.4978 | 501.0421 | 25795412.1136 | 562.0943 | 596.9594 | 630.4001 | 667.887 | 9378190.7712 | 752.4613 | 792.6925 | 839.6113
4 | Option 3 |  | $ |  | 61760898.5238 | 371.7021 | 102780304.2387 | 256368848.4249 | 441.3682 | 467.4242 | 496.4335 | 524.3288 | 555.324 | 1015572.0566 | 624.5373 | 659.6467 | 698.7814 | 750.0412 | 785.5617 | 829.5066 | 28191929.7346 | 930.4349 | 988.1927 | 1043.5126 | 1105.5053 | 9397548.3277 | 1245.6512 | 1312.0575 | 1389.7022
5 | Option 4 |  | $ | Redacted to preserve confidentiality 2021: Redacted to preserve confidentiality
6 | Option 5 |  | $ | Redacted to preserve confidentiality 2021: Redacted to preserve confidentiality
Difference in timing of unrelated expenditure |  |  | [NER, rule 5.16.1(c)(4)(v)]
Number | Option name | Central | Unit | FY 2020-21 | FY 2021-22 | FY 2022-23 | FY 2023-24 | FY 2024-25 | FY 2025-26 | FY 2026-27 | FY 2027-28 | FY 2028-29 | FY 2029-30 | FY 2030-31 | FY 2031-32 | FY 2032-33 | FY 2033-34 | FY 2034-35 | FY 2035-36 | FY 2036-37 | FY 2037-38 | FY 2038-39 | FY 2039-40 | FY 2040-41 | FY 2041-42 | FY 2042-43 | FY 2043-44 | FY 2044-45 | FY 2045-46
0 | Base case |  | $ |  | 240.3901 | 1041.5415 | 148.7033 | 47.0604 | 117.5099 | 362.203 | 156.058 | 278.0574 | 527.2776 | 254.1013 | 121.5917 | 1248.5291 | 102.5966 | 109332855.4501 | 474290782.5718 | 327.2602 | 1242934215.9933 | 83006467.0015 | 2265390.0414 | 61.8153 | 93125001.1146 | 163021478.4956 | 24401693.3132 | 217624080.9479 | 12061229.2743
1 | Option 1A |  | $ |  | 582.4923 | 2488.3084 | 334.4238 | 103.9444 | 357.4101 | 870.2657 | 348.596 | 657.7601 | 1259.6525 | 612.6665 | 260.974 | 2890.0215 | 280.0992 | 105113596.3716 | 479933703.8713 | 653.519 | 1234515808.6733 | 76176066.668 | 3629461.3526 | 158.3498 | 106098657.8427 | 160318788.3995 | 23757153.8291 | 221395248.2259 | 12026721.7271
2 | Option 1B |  | $ |  | 582.4923 | 2488.3084 | 334.4238 | 103.9444 | 357.4101 | 870.2657 | 348.596 | 657.7601 | 1259.6525 | 612.6665 | 260.974 | 2890.0215 | 280.0992 | 105113596.3716 | 479933703.8713 | 653.519 | 1234515808.6733 | 76176066.668 | 3629461.3526 | 158.3498 | 106098657.8427 | 160318788.3995 | 23757153.8291 | 221395248.2259 | 12026721.7271
3 | Option 2 |  | $ |  | 811.8652 | 3415.7338 | 516.3044 | 162.4807 | 473.1123 | 1187.2968 | 485.9222 | 879.4371 | 1805.035 | 795.518 | 379.1213 | 3935.5052 | 385.4516 | 105212324.0713 | 480298273.1292 | 892.4923 | 1232449205.9433 | 76683565.7499 | 3374278.7123 | 242.4742 | 106939528.4169 | 160778305.4825 | 23733890.3476 | 221940025.2139 | 12005144.9597
4 | Option 3 |  | $ |  | 207.7899 | 894.286 | 124.8886 | 44.8011 | 107.5121 | 314.4133 | 129.1804 | 240.6843 | 466.2334 | 213.2992 | 88.4283 | 1051.4904 | 92.8759 | 108445500.4267 | 474773182.7157 | 244.546 | 1240794027.9273 | 82155718.0415 | 2522765.1265 | 57.4199 | 96306871.8829 | 162268238.4313 | 24356175.0041 | 219742153.8332 | 11984185.3302
5 | Option 4 |  | $ | Redacted to preserve confidentiality 2021: Redacted to preserve confidentiality
6 | Option 5 |  | $ | Redacted to preserve confidentiality 2021: Redacted to preserve confidentiality
Number | Option name | Step | Unit | FY 2020-21 | FY 2021-22 | FY 2022-23 | FY 2023-24 | FY 2024-25 | FY 2025-26 | FY 2026-27 | FY 2027-28 | FY 2028-29 | FY 2029-30 | FY 2030-31 | FY 2031-32 | FY 2032-33 | FY 2033-34 | FY 2034-35 | FY 2035-36 | FY 2036-37 | FY 2037-38 | FY 2038-39 | FY 2039-40 | FY 2040-41 | FY 2041-42 | FY 2042-43 | FY 2043-44 | FY 2044-45 | FY 2045-46
0 | Base case |  | $ |  | 2061.3878 | 323302675.9796 | 327662734.7092 | 291631995.9131 | 193685902.7706 | 585459311.807 | 277613470.5463 | 1009154135.313 | 219552499.6816 | 144097453.7261 | 26809377.8951 | 648609518.5642 | 177812617.1564 | 1461.3526 | 307704739.026 | 410287333.3373 | 2135927059.1821 | 147881415.2067 | 17820644.7357 | 129038213.0964 | 195215066.5003 | 694375404.921 | 70009536.1464 | 52.7478 | 31.4567
1 | Option 1A |  | $ |  | 2376.8793 | 280668604.9298 | 329874816.2756 | 289259304.9775 | 144754167.1495 | 607631603.5068 | 276260390.6666 | 937230384.5711 | 150189954.1032 | 247814290.3028 | 27997699.2859 | 656391099.7556 | 199054241.5493 | 1723.5596 | 328095638.7706 | 340577601.0089 | 2169669175.7207 | 148735697.3644 | 16235854.2982 | 132178864.4164 | 172711877.2731 | 697214328.1438 | 77205883.2426 | 63.0592 | 26.4886
2 | Option 1B |  | $ |  | 2376.8793 | 280668604.9298 | 329874816.2756 | 289259304.9775 | 144754167.1495 | 607631603.5068 | 276260390.6666 | 937230384.5711 | 150189954.1032 | 247814290.3028 | 27997699.2859 | 656391099.7556 | 199054241.5493 | 1723.5596 | 328095638.7706 | 340577601.0089 | 2169669175.7207 | 148735697.3644 | 16235854.2982 | 132178864.4164 | 172711877.2731 | 697214328.1438 | 77205883.2426 | 63.0592 | 26.4886
3 | Option 2 |  | $ |  | 2785.2256 | 280756128.4088 | 329229691.3384 | 288675405.5495 | 145803543.9552 | 610606433.2907 | 274159399.1521 | 931464425.5641 | 151117254.128 | 249965494.5971 | 27983625.7192 | 655390844.8849 | 199264827.105 | 2031.2953 | 335208039.4273 | 336943392.0791 | 2170151509.8219 | 147071734.1076 | 15769401.4205 | 132208442.4113 | 172266864.3769 | 699548894.9545 | 76087155.2778 | 77.1021 | 37.9898
4 | Option 3 |  | $ |  | 2140.9221 | 319411198.1213 | 325349683.9559 | 288831228.9597 | 192869299.0652 | 582969393.2508 | 284669828.8761 | 1002985319.6303 | 219588782.9574 | 153144165.9663 | 27956683.4935 | 650651417.5047 | 175236604.3142 | 1504.5089 | 312655626.2827 | 413153821.2523 | 2131704394.0983 | 148511134.4099 | 18973368.8199 | 128871915.2528 | 191225326.8019 | 696989483.1623 | 68643116.273 | 48.7438 | 25.379
5 | Option 4 |  | $ | Redacted to preserve confidentiality 2021: Redacted to preserve confidentiality
6 | Option 5 |  | $ | Redacted to preserve confidentiality 2021: Redacted to preserve confidentiality
Number | Option name | Slow | Unit | FY 2020-21 | FY 2021-22 | FY 2022-23 | FY 2023-24 | FY 2024-25 | FY 2025-26 | FY 2026-27 | FY 2027-28 | FY 2028-29 | FY 2029-30 | FY 2030-31 | FY 2031-32 | FY 2032-33 | FY 2033-34 | FY 2034-35 | FY 2035-36 | FY 2036-37 | FY 2037-38 | FY 2038-39 | FY 2039-40 | FY 2040-41 | FY 2041-42 | FY 2042-43 | FY 2043-44 | FY 2044-45 | FY 2045-46
0 | Base case |  | $ |  | 779.998 | 2062.3287 | 345.8394 | 116.6241 | 121.7802 | 182.9681 | 120.3026 | 28302292.313 | 132.5308 | 146.0194 | 325.4634 | 311.95 | 179.3211 | 460.2807 | 1064.9518 | 1193.4568 | 198813444.3584 | 811.828 | 302.0069 | 143894354.1114 | 138828859.104 | 165776666.8177 | 6649874.0305 | 48939591.6764 | 10602950.3072
1 | Option 1A |  | $ |  | 770.2638 | 1941.297 | 306.7859 | 140.4887 | 139.5456 | 192.6275 | 107.2421 | 28348398.3055 | 123.7096 | 167.4869 | 340.9895 | 287.8474 | 171.9884 | 475.6695 | 968.6697 | 1156.8321 | 170958056.5231 | 580.2465 | 284.5994 | 125893972.01 | 144976260.4345 | 177069285.7342 | 12808259.7811 | 49601261.4724 | 14085501.6368
2 | Option 1B |  | $ |  | 770.2638 | 1941.297 | 306.7859 | 140.4887 | 139.5456 | 192.6275 | 107.2421 | 28348398.3055 | 123.7096 | 167.4869 | 340.9895 | 287.8474 | 171.9884 | 475.6695 | 968.6697 | 1156.8321 | 170958056.5231 | 580.2465 | 284.5994 | 125893972.01 | 144976260.4345 | 177069285.7342 | 12808259.7811 | 49601261.4724 | 14085501.6368
3 | Option 2 |  | $ |  | 287.0786 | 760.8155 | 139.2336 | 42.4702 | 49.7785 | 79.3916 | 39.0396 | 28347335.2554 | 40.4811 | 71.8767 | 106.4394 | 118.6336 | 66.0045 | 181.7578 | 385.8922 | 472.3377 | 169566462.3293 | 219.9752 | 113.6315 | 125828262.9169 | 145854417.8773 | 177209000.0956 | 12524227.9023 | 49631910.2213 | 14127635.4764
4 | Option 3 |  | $ |  | 328.4009 | 853.6369 | 140.8116 | 54.762 | 51.4634 | 83.7678 | 46.2361 | 28304199.1623 | 50.875 | 78.0687 | 121.7347 | 133.1366 | 71.5323 | 191.4724 | 443.2152 | 476.9702 | 195718879.3366 | 328.7961 | 134.5013 | 142346994.836 | 138947372.4166 | 166211149.434 | 7632025.4413 | 49095079.5064 | 11065208.3098
5 | Option 4 |  | $ | Redacted to preserve confidentiality 2021: Redacted to preserve confidentiality
6 | Option 5 |  | $ | Redacted to preserve confidentiality 2021: Redacted to preserve confidentiality
Number | Option name | Fast | Unit | FY 2020-21 | FY 2021-22 | FY 2022-23 | FY 2023-24 | FY 2024-25 | FY 2025-26 | FY 2026-27 | FY 2027-28 | FY 2028-29 | FY 2029-30 | FY 2030-31 | FY 2031-32 | FY 2032-33 | FY 2033-34 | FY 2034-35 | FY 2035-36 | FY 2036-37 | FY 2037-38 | FY 2038-39 | FY 2039-40 | FY 2040-41 | FY 2041-42 | FY 2042-43 | FY 2043-44 | FY 2044-45 | FY 2045-46
0 | Base case |  | $ |  | 520.0549 | 2764.6817 | 516.6639 | 118.4867 | 648.3587 | 784.4176 | 237.7246 | 7300.5117 | 7450776.4586 | 280070229.1815 | 258.9649 | 303617683.835 | 485015376.7187 | 88662321.5627 | 226485849.2631 | 223533341.61 | 980339453.4929 | 82670303.0117 | 17669474.6111 | 37772090.7677 | 173443735.476 | 265073407.4012 | 123119875.3904 | 172444463.9466 | 28824474.4629
1 | Option 1A |  | $ |  | 610.8244 | 3208.2406 | 627.3287 | 183.2263 | 772.3744 | 952.1357 | 365.7346 | 8294.0343 | 11954828.8444 | 178010324.0302 | 587.8374 | 330503330.1243 | 498024553.5048 | 103438237.6122 | 221706661.6936 | 240748653.3944 | 1001097826.9037 | 77398356.5835 | 15477339.1135 | 44438415.55 | 177063245.4555 | 264828804.247 | 120564474.2887 | 166281459.4955 | 26696383.7571
2 | Option 1B |  | $ |  | 610.8244 | 3208.2406 | 627.3287 | 183.2263 | 772.3744 | 952.1357 | 365.7346 | 8294.0343 | 11954828.8444 | 178010324.0302 | 587.8374 | 330503330.1243 | 498024553.5048 | 103438237.6122 | 221706661.6936 | 240748653.3944 | 1001097826.9037 | 77398356.5835 | 15477339.1135 | 44438415.55 | 177063245.4555 | 264828804.247 | 120564474.2887 | 166281459.4955 | 26696383.7571
3 | Option 2 |  | $ |  | 413.0207 | 2166.3965 | 435.3178 | 96.5041 | 525.0513 | 644.6901 | 216.6899 | 5872.3904 | 12497618.0404 | 176561748.7671 | 260.0619 | 328991215.0149 | 499106635.9782 | 104709305.5716 | 220474752.1165 | 241716760.6443 | 998874436.0386 | 77450383.9122 | 15340544.8265 | 45174862.7057 | 176189474.4334 | 265451456.919 | 120164673.8363 | 166365652.7518 | 26628496.3361
4 | Option 3 |  | $ |  | 683.6526 | 3564.2198 | 692.4354 | 152.8901 | 832.8159 | 991.0743 | 299.9976 | 9180.1835 | 7563540.0736 | 268149793.063 | 339.4074 | 305115383.4824 | 484892970.5925 | 90547810.9644 | 225553326.1847 | 224433007.3893 | 985725402.0192 | 81633994.4998 | 17815982.1014 | 40424151.2479 | 174042732.144 | 264991572.677 | 122331451.9339 | 172864035.0014 | 28688575.9505
5 | Option 4 |  | $ | Redacted to preserve confidentiality 2021: Redacted to preserve confidentiality
6 | Option 5 |  | $ | Redacted to preserve confidentiality 2021: Redacted to preserve confidentiality
Fuel consumption from generation dispatch |  |  | [NER, rule 5.16.1(c)(4)(i)]
Number | Option name | Central | Unit | FY 2020-21 | FY 2021-22 | FY 2022-23 | FY 2023-24 | FY 2024-25 | FY 2025-26 | FY 2026-27 | FY 2027-28 | FY 2028-29 | FY 2029-30 | FY 2030-31 | FY 2031-32 | FY 2032-33 | FY 2033-34 | FY 2034-35 | FY 2035-36 | FY 2036-37 | FY 2037-38 | FY 2038-39 | FY 2039-40 | FY 2040-41 | FY 2041-42 | FY 2042-43 | FY 2043-44 | FY 2044-45 | FY 2045-46
0 | Base case |  | $ |  | 2529072131.5889 | 2174466356.6412 | 2350334089.735 | 2274696640.7772 | 2212029955.0238 | 2217327716.5066 | 2223967650.873 | 2186210071.017 | 2227225883.1562 | 2266678769.4803 | 2224414399.4077 | 2297115492.044 | 2438298948.458 | 2263771568.3811 | 1993034445.676 | 1628155453.313 | 1549736550.6995 | 1606418847.6207 | 1645810947.0718 | 1487291288.1115 | 1702380548.9497 | 2066055943.733 | 1962754950.1021 | 1493970954.1531 | 1360903998.6668
1 | Option 1A |  | $ |  | 2529077477.9131 | 2174988812.9082 | 2350887547.6674 | 2267179888.593 | 2194423990.1408 | 2198691975.4956 | 2201966150.6885 | 2177247990.1757 | 2219090809.8369 | 2260162261.8982 | 2216743251.4943 | 2287517806.7507 | 2429618192.369 | 2262119813.7515 | 1994156661.7981 | 1628382114.5353 | 1550149790.7118 | 1610575678.3067 | 1648394886.4384 | 1488092648.7486 | 1697725676.1014 | 2070718772.8174 | 1968765789.9058 | 1496549593.6149 | 1365517899.6772
2 | Option 1B |  | $ |  | 2529077477.9131 | 2174988812.9082 | 2350887547.6674 | 2267179888.593 | 2194423990.1408 | 2198691975.4956 | 2201966150.6885 | 2177247990.1757 | 2219090809.8369 | 2260162261.8982 | 2216743251.4943 | 2287517806.7507 | 2429618192.369 | 2262119813.7515 | 1994156661.7981 | 1628382114.5353 | 1550149790.7118 | 1610575678.3067 | 1648394886.4384 | 1488092648.7486 | 1697725676.1014 | 2070718772.8174 | 1968765789.9058 | 1496549593.6149 | 1365517899.6772
3 | Option 2 |  | $ |  | 2529080798.6068 | 2174995457.6999 | 2350888798.359 | 2266862398.6742 | 2193549749.7548 | 2197758580.9348 | 2200994146.3069 | 2176765578.6285 | 2218713296.6989 | 2259866883.7375 | 2216548281.388 | 2286915934.1517 | 2429182840.9723 | 2261007251.9615 | 1993789297.4164 | 1627736119.5402 | 1549223804.0318 | 1609320067.9483 | 1647314878.1642 | 1487217172.5784 | 1697484515.2252 | 2068139453.8428 | 1967054096.3832 | 1495040989.9605 | 1364259201.8995
4 | Option 3 |  | $ |  | 2529071601.8729 | 2174590456.6091 | 2348832589.8359 | 2272441644.0802 | 2209808726.9531 | 2214867776.2568 | 2221219573.428 | 2184342182.325 | 2225293507.2695 | 2264901303.6641 | 2222440241.0735 | 2295122898.3578 | 2436756446.018 | 2263606068.7923 | 1993376404.965 | 1627851219.1256 | 1550039242.854 | 1607353743.8416 | 1646409409.6224 | 1487446720.8126 | 1702001536.264 | 2067218142.4873 | 1965195588.8539 | 1494322920.2853 | 1362450733.6408
5 | Option 4 |  | $ | Redacted to preserve confidentiality 2021: Redacted to preserve confidentiality
6 | Option 5 |  | $ | Redacted to preserve confidentiality 2021: Redacted to preserve confidentiality
Number | Option name | Step | Unit | FY 2020-21 | FY 2021-22 | FY 2022-23 | FY 2023-24 | FY 2024-25 | FY 2025-26 | FY 2026-27 | FY 2027-28 | FY 2028-29 | FY 2029-30 | FY 2030-31 | FY 2031-32 | FY 2032-33 | FY 2033-34 | FY 2034-35 | FY 2035-36 | FY 2036-37 | FY 2037-38 | FY 2038-39 | FY 2039-40 | FY 2040-41 | FY 2041-42 | FY 2042-43 | FY 2043-44 | FY 2044-45 | FY 2045-46
0 | Base case |  | $ |  | 2966260014.1267 | 1980578983.6655 | 1953778823.1298 | 1820673608.9252 | 1629561075.0328 | 1254444102.3061 | 1155142948.298 | 1149249126.5797 | 1117939068.4464 | 1172800871.7017 | 1094879841.3947 | 1081128412.3132 | 1226999399.6871 | 1084562186.9459 | 848727111.7353 | 732250777.5962 | 686191772.5914 | 709203570.2863 | 733300253.3566 | 725339518.285 | 706325973.1904 | 679320561.1337 | 664928393.6092 | 529038743.6457 | 430369129.192
1 | Option 1A |  | $ |  | 2962746964.6356 | 1976475431.5957 | 1952070095.6456 | 1816583355.7011 | 1616394502.5109 | 1256418912.5246 | 1155618822.5894 | 1151010779.2705 | 1108793465.2962 | 1148662062.7081 | 1071805407.5847 | 1061873738.6863 | 1201520839.4076 | 1057394592.7644 | 847903080.5518 | 734532465.8732 | 688434491.8844 | 709207897.8184 | 736068954.9431 | 730606878.1614 | 708311449.3543 | 683153887.3394 | 666588375.0261 | 530367164.4465 | 431734594.1072
2 | Option 1B |  | $ |  | 2962746964.6356 | 1976475431.5957 | 1952070095.6456 | 1816583355.7011 | 1616394502.5109 | 1256418912.5246 | 1155618822.5894 | 1151010779.2705 | 1108793465.2962 | 1148662062.7081 | 1071805407.5847 | 1061873738.6863 | 1201520839.4076 | 1057394592.7644 | 847903080.5518 | 734532465.8732 | 688434491.8844 | 709207897.8184 | 736068954.9431 | 730606878.1614 | 708311449.3543 | 683153887.3394 | 666588375.0261 | 530367164.4465 | 431734594.1072
3 | Option 2 |  | $ |  | 2962627891.9723 | 1976362272.4875 | 1952026118.6857 | 1815971364.2192 | 1614923497.5279 | 1254569547.5376 | 1153868651.4493 | 1150985610.1487 | 1108311334.8786 | 1148170843.8929 | 1070608429.4542 | 1061217184.6951 | 1201512417.733 | 1057031174.041 | 847329720.7788 | 734609806.7415 | 688547164.8769 | 709344611.4538 | 736210208.638 | 731149852.461 | 708587840.0021 | 682950429.1811 | 666768984.4596 | 530474052.9754 | 431958144.6927
4 | Option 3 |  | $ |  | 2966495666.0187 | 1979622332.5201 | 1952918028.191 | 1819754633.2203 | 1628583669.0466 | 1255386385.3975 | 1155398920.6362 | 1148843281.3845 | 1117143611.3655 | 1170866875.9494 | 1093295468.9105 | 1081115614.8081 | 1226951898.1772 | 1083924673.5092 | 848974483.2747 | 732286895.7956 | 686611227.1716 | 708830746.4972 | 733829404.2901 | 725944053.4301 | 706859390.82 | 679747589.8456 | 665722374.8886 | 529301925.4117 | 430663008.3575
5 | Option 4 |  | $ | Redacted to preserve confidentiality 2021: Redacted to preserve confidentiality
6 | Option 5 |  | $ | Redacted to preserve confidentiality 2021: Redacted to preserve confidentiality
Number | Option name | Slow | Unit | FY 2020-21 | FY 2021-22 | FY 2022-23 | FY 2023-24 | FY 2024-25 | FY 2025-26 | FY 2026-27 | FY 2027-28 | FY 2028-29 | FY 2029-30 | FY 2030-31 | FY 2031-32 | FY 2032-33 | FY 2033-34 | FY 2034-35 | FY 2035-36 | FY 2036-37 | FY 2037-38 | FY 2038-39 | FY 2039-40 | FY 2040-41 | FY 2041-42 | FY 2042-43 | FY 2043-44 | FY 2044-45 | FY 2045-46
0 | Base case |  | $ |  | 2283525641.592 | 2030606086.6432 | 2120708218.4198 | 1994188685.1407 | 1927683289.7554 | 1897114014.4919 | 1884557929.2399 | 1953531862.7576 | 1606195653.1338 | 1617911207.229 | 1558952824.5803 | 1654652573.3887 | 1705218300.6302 | 1705917562.5481 | 1576282706.4835 | 1639905984.7206 | 1553211992.4036 | 1661600149.6203 | 1640517555.2672 | 1583227658.7348 | 1522016965.8465 | 1531001760.6746 | 1482756048.8026 | 1220938046.0413 | 1158429356.7099
1 | Option 1A |  | $ |  | 2283524915.1732 | 2030605409.4389 | 2124062516.5196 | 1988390374.1443 | 1914432123.9063 | 1876166888.3585 | 1863896887.1663 | 1929876282.1508 | 1589238970.5008 | 1599474246.8712 | 1536607746.2377 | 1632098448.7126 | 1684141153.9299 | 1685888404.1584 | 1565244769.5789 | 1625722904.4226 | 1547110452.6004 | 1655281110.7724 | 1649822455.2088 | 1586529792.564 | 1523910913.2691 | 1520268047.675 | 1473169244.9594 | 1209695963.0969 | 1135576776.8582
2 | Option 1B |  | $ |  | 2283524915.1732 | 2030605409.4389 | 2124062516.5196 | 1988390374.1443 | 1914432123.9063 | 1876166888.3585 | 1863896887.1663 | 1929876282.1508 | 1589238970.5008 | 1599474246.8712 | 1536607746.2377 | 1632098448.7126 | 1684141153.9299 | 1685888404.1584 | 1565244769.5789 | 1625722904.4226 | 1547110452.6004 | 1655281110.7724 | 1649822455.2088 | 1586529792.564 | 1523910913.2691 | 1520268047.675 | 1473169244.9594 | 1209695963.0969 | 1135576776.8582
3 | Option 2 |  | $ |  | 2283520227.717 | 2030601075.3737 | 2124056324.3819 | 1988069165.4796 | 1913693227.573 | 1875170124.0971 | 1862879931.2518 | 1928971778.2228 | 1588633890.223 | 1598684639.7658 | 1535949652.131 | 1631053328.3765 | 1683114471.7581 | 1684906192.9045 | 1564766911.5688 | 1625144000.7127 | 1546992640.5006 | 1654780587.3777 | 1649913551.7405 | 1585784978.1164 | 1522194209.7469 | 1519280994.3006 | 1472870935.5814 | 1209051141.9444 | 1134619120.3014
4 | Option 3 |  | $ |  | 2283520578.3216 | 2030601373.2662 | 2120936867.1871 | 1993446486.2894 | 1926883640.7764 | 1895922874.2798 | 1883424915.8635 | 1952442771.325 | 1605334338.5523 | 1617044240.1483 | 1557818410.9529 | 1653468482.4243 | 1704314278.3464 | 1705029314.214 | 1573605223.2039 | 1636894984.0509 | 1553764954.1845 | 1660167753.9596 | 1640693478.017 | 1583416339.6236 | 1521209845.3442 | 1529120819.2751 | 1481358892.4435 | 1219000709.3436 | 1154954819.2703
5 | Option 4 |  | $ | Redacted to preserve confidentiality 2021: Redacted to preserve confidentiality
6 | Option 5 |  | $ | Redacted to preserve confidentiality 2021: Redacted to preserve confidentiality
Number | Option name | Fast | Unit | FY 2020-21 | FY 2021-22 | FY 2022-23 | FY 2023-24 | FY 2024-25 | FY 2025-26 | FY 2026-27 | FY 2027-28 | FY 2028-29 | FY 2029-30 | FY 2030-31 | FY 2031-32 | FY 2032-33 | FY 2033-34 | FY 2034-35 | FY 2035-36 | FY 2036-37 | FY 2037-38 | FY 2038-39 | FY 2039-40 | FY 2040-41 | FY 2041-42 | FY 2042-43 | FY 2043-44 | FY 2044-45 | FY 2045-46
0 | Base case |  | $ |  | 2462031087.9164 | 2081846016.1391 | 2189875617.8873 | 2111233155.8181 | 2091879071.2458 | 2036199738.1581 | 2064708836.4026 | 2130025653.2139 | 2125853609.9704 | 1984843861.1173 | 1780044960.1774 | 1727216806.4337 | 1766892434.0285 | 1447761883.6844 | 1148471785.465 | 1027139793.1942 | 1204703807.4026 | 1202318962.0875 | 1236820629.5035 | 1139882701.4615 | 1190507176.4693 | 1273028033.7061 | 1212480505.8092 | 859224362.859 | 785180848.3835
1 | Option 1A |  | $ |  | 2462043309.7898 | 2081859012.4777 | 2189801282.9047 | 2104630591.6335 | 2080064235.2176 | 2039733638.7379 | 2063993928.4156 | 2125583261.3323 | 2121401989.9512 | 1980209365.6697 | 1781097253.8785 | 1729386552.7137 | 1765354007.2201 | 1439236190.176 | 1153197070.9606 | 1031634752.5476 | 1204108276.1161 | 1200690555.2485 | 1237251176.4158 | 1142986428.0999 | 1192471449.4133 | 1273344599.0884 | 1214956721.3631 | 863631100.6592 | 784130745.3188
2 | Option 1B |  | $ |  | 2462043309.7898 | 2081859012.4777 | 2189801282.9047 | 2104630591.6335 | 2080064235.2176 | 2039733638.7379 | 2063993928.4156 | 2125583261.3323 | 2121401989.9512 | 1980209365.6697 | 1781097253.8785 | 1729386552.7137 | 1765354007.2201 | 1439236190.176 | 1153197070.9606 | 1031634752.5476 | 1204108276.1161 | 1200690555.2485 | 1237251176.4158 | 1142986428.0999 | 1192471449.4133 | 1273344599.0884 | 1214956721.3631 | 863631100.6592 | 784130745.3188
3 | Option 2 |  | $ |  | 2462046540.1412 | 2081862976.5621 | 2189791128.9561 | 2104137773.3552 | 2079201689.3773 | 2039235931.1628 | 2063393537.1687 | 2125229663.9026 | 2120770013.3604 | 1977963892.828 | 1780088944.4937 | 1728909773.8089 | 1764680334.7235 | 1437954335.6718 | 1152771405.0903 | 1031069914.1406 | 1203789422.1779 | 1200333293.9224 | 1237004434.1569 | 1142260508.8422 | 1192048320.9426 | 1272344854.5113 | 1214512278.1955 | 863103379.7381 | 783698648.446
4 | Option 3 |  | $ |  | 2462000247.713 | 2081806681.8098 | 2188886686.8554 | 2109739375.3792 | 2090160634.0176 | 2036544556.2893 | 2062764025.7359 | 2128025686.7297 | 2126127271.6214 | 1985777750.1348 | 1780930479.762 | 1726123853.8502 | 1766353413.5257 | 1447319107.2627 | 1148439520.2296 | 1027876134.4231 | 1204510324.838 | 1201810488.8489 | 1236501064.4091 | 1141310786.7086 | 1191291397.3841 | 1273865076.2546 | 1212889027.451 | 858741049.6137 | 784843114.8101
5 | Option 4 |  | $ | Redacted to preserve confidentiality 2021: Redacted to preserve confidentiality
6 | Option 5 |  | $ | Redacted to preserve confidentiality 2021: Redacted to preserve confidentiality
Voluntary load curtailment |  |  | [NER, rule 5.16.1(c)(4)(ii)]
Number | Option name | Central | Unit | FY 2020-21 | FY 2021-22 | FY 2022-23 | FY 2023-24 | FY 2024-25 | FY 2025-26 | FY 2026-27 | FY 2027-28 | FY 2028-29 | FY 2029-30 | FY 2030-31 | FY 2031-32 | FY 2032-33 | FY 2033-34 | FY 2034-35 | FY 2035-36 | FY 2036-37 | FY 2037-38 | FY 2038-39 | FY 2039-40 | FY 2040-41 | FY 2041-42 | FY 2042-43 | FY 2043-44 | FY 2044-45 | FY 2045-46
0 | Base case |  | $ |  | 699702.8236 | 1212632.1348 | 2161897.0545 | 1970171.5091 | 683.6416 | 490017.8861 | 770.6203 | 813.1353 | 866.0709 | 1830953.0059 | 139726.3429 | 4131309.2296 | 770405.1876 | 2047744.9799 | 5892317.3766 | 6761433.2878 | 35509491.08 | 1572.7512 | 35866971.9276 | 1723.1281 | 29833447.8996 | 12230754.1797 | 6885060.7575 | 44326727.0864 | 15028880.7996
1 | Option 1A |  | $ |  | 700455.6949 | 1306572.9985 | 2164791.6298 | 1977560.5335 | 1624.5883 | 493050.9635 | 1831.1816 | 1931.6372 | 2057.0335 | 1832233.2951 | 115793.4651 | 4134174.0567 | 637071.2747 | 2127654.7604 | 5881390.7487 | 7004539.4513 | 35169327.5543 | 3736.4609 | 35868013.7446 | 4091.4453 | 30186446.4383 | 12237008.1237 | 6906015.1633 | 46258509.6475 | 15158894.4229
2 | Option 1B |  | $ |  | 700455.6949 | 1306572.9985 | 2164791.6298 | 1977560.5335 | 1624.5883 | 493050.9635 | 1831.1816 | 1931.6372 | 2057.0335 | 1832233.2951 | 115793.4651 | 4134174.0567 | 637071.2747 | 2127654.7604 | 5881390.7487 | 7004539.4513 | 35169327.5543 | 3736.4609 | 35868013.7446 | 4091.4453 | 30186446.4383 | 12237008.1237 | 6906015.1633 | 46258509.6475 | 15158894.4229
3 | Option 2 |  | $ |  | 700923.3429 | 1307427.1081 | 2165329.5563 | 1977365.5825 | 2209.2249 | 493684.0136 | 2490.3171 | 2627.0228 | 2797.4212 | 1833028.3489 | 113140.8551 | 4134969.4658 | 618290.6631 | 2128620.5048 | 5877039.4659 | 7044783.3582 | 35268103.6314 | 5078.6181 | 35868835.346 | 5561.3265 | 30189985.8337 | 12238811.2734 | 6902712.8593 | 46217290.2083 | 15183207.0319
4 | Option 3 |  | $ |  | 699628.8435 | 1228867.578 | 2158914.8867 | 1968045.14 | 591.0079 | 490417.2568 | 666.1674 | 702.8754 | 748.4796 | 1830826.9535 | 135010.8745 | 4131350.7 | 721631.1517 | 2062394.6611 | 5905127.8244 | 6803246.7634 | 35437976.0714 | 1359.6316 | 35868127.2032 | 1489.22 | 29959148.3422 | 12230721.5394 | 6889130.9088 | 45193368.706 | 15106704.5396
5 | Option 4 |  | $ | Redacted to preserve confidentiality 2021: Redacted to preserve confidentiality
6 | Option 5 |  | $ | Redacted to preserve confidentiality 2021: Redacted to preserve confidentiality
Number | Option name | Step | Unit | FY 2020-21 | FY 2021-22 | FY 2022-23 | FY 2023-24 | FY 2024-25 | FY 2025-26 | FY 2026-27 | FY 2027-28 | FY 2028-29 | FY 2029-30 | FY 2030-31 | FY 2031-32 | FY 2032-33 | FY 2033-34 | FY 2034-35 | FY 2035-36 | FY 2036-37 | FY 2037-38 | FY 2038-39 | FY 2039-40 | FY 2040-41 | FY 2041-42 | FY 2042-43 | FY 2043-44 | FY 2044-45 | FY 2045-46
0 | Base case |  | $ |  | 197432.3903 | 2786.2638 | 333271.2111 | 1386179.2576 | 3377.5234 | 3460.5009 | 3697.721 | 3956.5623 | 4271.2344 | 4735.4136 | 4805.5411 | 232610.0825 | 6026.3511 | 6109.1394 | 610606.6007 | 1477690.1209 | 22399823.4065 | 12495770.0264 | 58740703.8362 | 88704522.407 | 91115157.7574 | 160906448.2083 | 288931160.4228 | 223087922.1127 | 195739867.5569
1 | Option 1A |  | $ |  | 204427.3807 | 3234.8519 | 345692.9553 | 1967879.0626 | 3920.8666 | 4023.8591 | 4298.8288 | 4595.323 | 4947.5431 | 5456.6882 | 5563.7919 | 219748.6304 | 6944.0695 | 7057.1971 | 225382.9414 | 1128410.6813 | 35522760.5447 | 11231601.9557 | 56858109.6549 | 83336463.677 | 89359416.2139 | 153944245.0551 | 281204641.7829 | 220685009.2621 | 190714058.3244
2 | Option 1B |  | $ |  | 204427.3807 | 3234.8519 | 345692.9553 | 1967879.0626 | 3920.8666 | 4023.8591 | 4298.8288 | 4595.323 | 4947.5431 | 5456.6882 | 5563.7919 | 219748.6304 | 6944.0695 | 7057.1971 | 225382.9414 | 1128410.6813 | 35522760.5447 | 11231601.9557 | 56858109.6549 | 83336463.677 | 89359416.2139 | 153944245.0551 | 281204641.7829 | 220685009.2621 | 190714058.3244
3 | Option 2 |  | $ |  | 205079.7261 | 3806.3969 | 346473.7316 | 1992592.195 | 4614.2438 | 4735.7366 | 5059.4368 | 5408.6818 | 5822.9828 | 6422.4171 | 6549.3992 | 220854.445 | 8171.0275 | 8304.1994 | 297525.903 | 1129756.5101 | 35742948.7698 | 11222103.5641 | 56810045.9671 | 83157871.1422 | 89273032.6698 | 153186922.6451 | 281592511.8921 | 220869437.0619 | 190152696.6067
4 | Option 3 |  | $ |  | 199187.7413 | 2900.7044 | 335474.3595 | 1386310.4319 | 3514.885 | 3601.7451 | 3848.42 | 4116.5193 | 4443.8515 | 4925.9997 | 4997.815 | 232585.05 | 6271.3186 | 6355.2597 | 610815.2669 | 1507078.7708 | 22227388.3521 | 12533493.172 | 58823982.6604 | 88832307.5413 | 91327663.0162 | 160801947.6759 | 287681473.8968 | 223894366.6833 | 195412229.3601
5 | Option 4 |  | $ | Redacted to preserve confidentiality 2021: Redacted to preserve confidentiality
6 | Option 5 |  | $ | Redacted to preserve confidentiality 2021: Redacted to preserve confidentiality
Number | Option name | Slow | Unit | FY 2020-21 | FY 2021-22 | FY 2022-23 | FY 2023-24 | FY 2024-25 | FY 2025-26 | FY 2026-27 | FY 2027-28 | FY 2028-29 | FY 2029-30 | FY 2030-31 | FY 2031-32 | FY 2032-33 | FY 2033-34 | FY 2034-35 | FY 2035-36 | FY 2036-37 | FY 2037-38 | FY 2038-39 | FY 2039-40 | FY 2040-41 | FY 2041-42 | FY 2042-43 | FY 2043-44 | FY 2044-45 | FY 2045-46
0 | Base case |  | $ |  | 596608.5699 | 10055.9414 | 1511092.2591 | 2326247.1276 | 1517.6687 | 236451.7659 | 1702.1531 | 1788.5241 | 1891.5135 | 2006.8403 | 2121.848 | 2252.7224 | 2386.0066 | 13530.9419 | 4999653.4417 | 5486416.2746 | 21311246.3166 | 1939139.6048 | 2424240.7177 | 9979515.2335 | 4892996.8818 | 35158471.9794 | 3774783.1938 | 4416269.9064 | 8485675.1833
1 | Option 1A |  | $ |  | 596510.9355 | 9953.5614 | 1534252.3959 | 2388365.4866 | 1394.9146 | 326072.2453 | 1563.7528 | 1643.9848 | 1736.3318 | 1842.1844 | 1946.909 | 6235.6261 | 2188.9893 | 12836.5028 | 4730640.1232 | 5431059.7811 | 19984960.9683 | 1861160.3331 | 2774236.7517 | 10108939.7903 | 4945396.2338 | 34943426.4875 | 3684674.0092 | 4321134.5003 | 8583223.594
2 | Option 1B |  | $ |  | 596510.9355 | 9953.5614 | 1534252.3959 | 2388365.4866 | 1394.9146 | 326072.2453 | 1563.7528 | 1643.9848 | 1736.3318 | 1842.1844 | 1946.909 | 6235.6261 | 2188.9893 | 12836.5028 | 4730640.1232 | 5431059.7811 | 19984960.9683 | 1861160.3331 | 2774236.7517 | 10108939.7903 | 4945396.2338 | 34943426.4875 | 3684674.0092 | 4321134.5003 | 8583223.594
3 | Option 2 |  | $ |  | 595838.476 | 9250.7863 | 1533500.3257 | 2387620.5735 | 559.7387 | 325189.9808 | 627.7177 | 660.0052 | 697.1733 | 739.755 | 781.9162 | 5000.4405 | 879.4172 | 11028.0145 | 4727797.6095 | 5415185.8839 | 20040394.6397 | 1911662.0917 | 2850515.8206 | 10073914.6988 | 4939672.6705 | 34884595.7806 | 3670921.112 | 4384221.0247 | 8603452.7161
4 | Option 3 |  | $ |  | 595888.695 | 9303.1565 | 1521061.1643 | 2353240.744 | 621.8032 | 245112.8341 | 697.1796 | 732.4603 | 774.5322 | 821.6536 | 868.6326 | 922.0591 | 976.4668 | 12045.9812 | 4998258.5041 | 5485009.5723 | 21373333.285 | 1931631.8521 | 2420554.3265 | 10028599.206 | 5049617.5876 | 35163115.3801 | 3694857.552 | 4399570.4035 | 8527228.8678
5 | Option 4 |  | $ | Redacted to preserve confidentiality 2021: Redacted to preserve confidentiality
6 | Option 5 |  | $ | Redacted to preserve confidentiality 2021: Redacted to preserve confidentiality
Number | Option name | Fast | Unit | FY 2020-21 | FY 2021-22 | FY 2022-23 | FY 2023-24 | FY 2024-25 | FY 2025-26 | FY 2026-27 | FY 2027-28 | FY 2028-29 | FY 2029-30 | FY 2030-31 | FY 2031-32 | FY 2032-33 | FY 2033-34 | FY 2034-35 | FY 2035-36 | FY 2036-37 | FY 2037-38 | FY 2038-39 | FY 2039-40 | FY 2040-41 | FY 2041-42 | FY 2042-43 | FY 2043-44 | FY 2044-45 | FY 2045-46
0 | Base case |  | $ |  | 713492.7322 | 166010.6954 | 2197865.3183 | 1450615.8391 | 1449.999 | 1538.9391 | 1639.7935 | 1738.8145 | 1855.7047 | 316068.7562 | 3399.4919 | 1208503.0297 | 817923.5576 | 215761.0137 | 6983688.6488 | 3116575.9611 | 38466028.6776 | 3197.2851 | 26481546.3632 | 3600.8137 | 30781939.5484 | 35389294.8831 | 2613957.9543 | 31131416.6677 | 12651458.4629
1 | Option 1A |  | $ |  | 713601.3742 | 166124.7961 | 2198104.8655 | 1452509.4646 | 1588.407 | 1686.9635 | 1797.2723 | 1905.5988 | 2033.62 | 316258.5061 | 3503.9065 | 1189184.9878 | 942594.6578 | 216002.018 | 6465341.4796 | 3157117.1683 | 38439433.4103 | 3498.6997 | 26472908.5427 | 3939.3834 | 31098850.0564 | 35386760.5132 | 2647809.3879 | 30606627.2629 | 14620002.2055
2 | Option 1B |  | $ |  | 713601.3742 | 166124.7961 | 2198104.8655 | 1452509.4646 | 1588.407 | 1686.9635 | 1797.2723 | 1905.5988 | 2033.62 | 316258.5061 | 3503.9065 | 1189184.9878 | 942594.6578 | 216002.018 | 6465341.4796 | 3157117.1683 | 38439433.4103 | 3498.6997 | 26472908.5427 | 3939.3834 | 31098850.0564 | 35386760.5132 | 2647809.3879 | 30606627.2629 | 14620002.2055
3 | Option 2 |  | $ |  | 713219.6558 | 165724.3698 | 2197677.8232 | 1452059.3079 | 1106.0197 | 1174.5952 | 1251.2516 | 1326.6532 | 1415.6422 | 315590.2583 | 2811.6383 | 1187702.6187 | 961350.9306 | 215158.8896 | 6464799.2882 | 3204274.244 | 38438151.8408 | 2437.5579 | 26470795.8755 | 2745.528 | 30935561.9216 | 35388597.8867 | 2639986.5321 | 30630224.2528 | 14650930.5352
4 | Option 3 |  | $ |  | 713813.9366 | 166347.5105 | 2198224.2859 | 1452108.3862 | 1854.8028 | 1968.801 | 2097.4795 | 2224.1492 | 2373.8631 | 316630.7996 | 3285.4894 | 1220861.4007 | 820308.5378 | 216468.1472 | 6890357.7921 | 3117273.121 | 38456866.6254 | 4089.1888 | 26482379.9078 | 4605.6901 | 30755692.4698 | 35374337.8051 | 2615305.5821 | 30819071.3229 | 12819295.8814
5 | Option 4 |  | $ | Redacted to preserve confidentiality 2021: Redacted to preserve confidentiality
6 | Option 5 |  | $ | Redacted to preserve confidentiality 2021: Redacted to preserve confidentiality
Costs for non RIT-T proponent parties |  |  | [NER, rule 5.16.1(c)(4)(iv)]
Number | Option name | Central | Unit | FY 2020-21 | FY 2021-22 | FY 2022-23 | FY 2023-24 | FY 2024-25 | FY 2025-26 | FY 2026-27 | FY 2027-28 | FY 2028-29 | FY 2029-30 | FY 2030-31 | FY 2031-32 | FY 2032-33 | FY 2033-34 | FY 2034-35 | FY 2035-36 | FY 2036-37 | FY 2037-38 | FY 2038-39 | FY 2039-40 | FY 2040-41 | FY 2041-42 | FY 2042-43 | FY 2043-44 | FY 2044-45 | FY 2045-46
0 | Base case |  | $ |  | 751646082.0324 | 2194636187.7342 | 717797759.5224 | 909833386.626 | 2062369508.8073 | 851315645.8761 | 2036341530.0266 | 6031728757.4015 | 1782230183.3398 | 1854324841.9413 | 726851274.7666 | 8242729206.0993 | 1161201606.9823 | 2050802717.9039 | 9382343590.8258 | 4007792350.2821 | 11616533109.9078 | 1634835449.9082 | 752502779.0779 | 736530757.9765 | 3624939965.2225 | 3406748040.0678 | 1091347524.2582 | 1908570569.8025 | 964806198.054
1 | Option 1A |  | $ |  | 751666537.3119 | 2181723975.6443 | 717880847.7118 | 909213220.5401 | 2063228304.2161 | 854406996.3276 | 2069357274.3202 | 6037442495.1903 | 1773940659.7382 | 1861920713.3448 | 724677790.4278 | 8176344411.0489 | 1154152638.871 | 2001709569.2949 | 9352349330.6611 | 4005288923.8213 | 11648922090.6234 | 1648308569.4018 | 763063707.6539 | 735780662.8151 | 3632770510.5606 | 3377749454.1106 | 1096262637.5741 | 1908387484.5428 | 963253466.0669
2 | Option 1B |  | $ |  | 751666537.3119 | 2181723975.6443 | 717880847.7118 | 909213220.5401 | 2063228304.2161 | 854406996.3276 | 2069357274.3202 | 6037442495.1903 | 1773940659.7382 | 1861920713.3448 | 724677790.4278 | 8176344411.0489 | 1154152638.871 | 2001709569.2949 | 9352349330.6611 | 4005288923.8213 | 11648922090.6234 | 1648308569.4018 | 763063707.6539 | 735780662.8151 | 3632770510.5606 | 3377749454.1106 | 1096262637.5741 | 1908387484.5428 | 963253466.0669
3 | Option 2 |  | $ |  | 751679500.1979 | 2181666030.9334 | 717886734.0879 | 909056973.8112 | 2062821492.2307 | 854408577.045 | 2069682768.2925 | 6037251083.2487 | 1773904087.4662 | 1861798634.4733 | 724577291.5288 | 8173661810.3832 | 1152837108.3006 | 2002787719.5172 | 9353763742.9415 | 4002425095.905 | 11651846546.5469 | 1651428932.4867 | 760891386.0536 | 735656537.5873 | 3628723219.0459 | 3386066119.9127 | 1093011804.7821 | 1907715197.1012 | 962430756.2162
4 | Option 3 |  | $ |  | 751644096.6292 | 2191465947.6889 | 717556964.5845 | 909573598.0505 | 2066430679.4327 | 851371504.8758 | 2036134620.621 | 6033202683.8247 | 1781316501.3515 | 1856514247.9327 | 726361302.1103 | 8221338204.1969 | 1161220197.9459 | 2040600890.0422 | 9373731662.1463 | 4012178077.6696 | 11618896377.99 | 1638571287.5424 | 754531306.1749 | 736392369.0147 | 3622342293.2708 | 3403174629.515 | 1090127623.8218 | 1909443834.7569 | 963620645.934
5 | Option 4 |  | $ | Redacted to preserve confidentiality 2021: Redacted to preserve confidentiality
6 | Option 5 |  | $ | Redacted to preserve confidentiality 2021: Redacted to preserve confidentiality
Number | Option name | Step | Unit | FY 2020-21 | FY 2021-22 | FY 2022-23 | FY 2023-24 | FY 2024-25 | FY 2025-26 | FY 2026-27 | FY 2027-28 | FY 2028-29 | FY 2029-30 | FY 2030-31 | FY 2031-32 | FY 2032-33 | FY 2033-34 | FY 2034-35 | FY 2035-36 | FY 2036-37 | FY 2037-38 | FY 2038-39 | FY 2039-40 | FY 2040-41 | FY 2041-42 | FY 2042-43 | FY 2043-44 | FY 2044-45 | FY 2045-46
0 | Base case |  | $ |  | 3258495374.2671 | 19156087918.9759 | 8201319030.851 | 4233269032.7672 | 3175624485.1099 | 11409431061.6243 | 4272879736.2117 | 7200358585.7099 | 3447403834.9 | 2483589123.1394 | 819572000.4903 | 10881578235.1998 | 2172496409.945 | 673366399.0259 | 1202930277.7848 | 1258487322.8836 | 11200805882.3047 | 2502754878.9012 | 1210042368.8243 | 1243912781.1225 | 3592394324.8619 | 3638567394.0976 | 794505233.4639 | 592879207.3653 | 579339997.4323
1 | Option 1A |  | $ |  | 3200828171.4481 | 19018192026.4399 | 8171181127.3838 | 4264560035.1064 | 3160485855.1492 | 10838339131.2451 | 4414997226.7965 | 7255281660.7748 | 3755160780.5139 | 2985792396.0579 | 827462113.9101 | 10353259657.042 | 2324322202.0264 | 676824349.5392 | 1230308597.618 | 1205177686.8913 | 11163615798.9944 | 2526136623.3671 | 1185641070.3215 | 1261853318.8596 | 3632382766.5446 | 3624521838.9016 | 804872711.7722 | 597130555.672 | 579453963.9043
2 | Option 1B |  | $ |  | 3200828171.4481 | 19018192026.4399 | 8171181127.3838 | 4264560035.1064 | 3160485855.1492 | 10838339131.2451 | 4414997226.7965 | 7255281660.7748 | 3755160780.5139 | 2985792396.0579 | 827462113.9101 | 10353259657.042 | 2324322202.0264 | 676824349.5392 | 1230308597.618 | 1205177686.8913 | 11163615798.9944 | 2526136623.3671 | 1185641070.3215 | 1261853318.8596 | 3632382766.5446 | 3624521838.9016 | 804872711.7722 | 597130555.672 | 579453963.9043
3 | Option 2 |  | $ |  | 3200051794.7736 | 19012537260.2279 | 8171177825.8361 | 4264657666.2426 | 3155119067.7045 | 10829424392.8433 | 4418521021.8997 | 7240037888.4184 | 3760891272.4975 | 3001810577.1133 | 827225046.3358 | 10346596021.9175 | 2316954959.0602 | 676768781.9023 | 1240252863.0566 | 1198997503.905 | 11158430041.5557 | 2526556076.8486 | 1180074687.6791 | 1262102701.627 | 3641709068.8512 | 3621848853.1878 | 803128388.1964 | 597464117.9592 | 579519513.5905
4 | Option 3 |  | $ |  | 3244108989.793 | 19177487241.9495 | 8175447524.22 | 4228433450.0952 | 3167553420.567 | 11310809306.2287 | 4313298671.4842 | 7236074671.7525 | 3437977717.9636 | 2528656741.3778 | 825962784.0325 | 10810747163.9066 | 2172412376.0963 | 673738285.5575 | 1210013803.927 | 1265814316.9962 | 11197879116.0212 | 2501731869.1595 | 1212922870.5495 | 1243325509.9891 | 3601653758.1865 | 3641738221.9647 | 792540794.1566 | 592820706.778 | 579272520.1695
5 | Option 4 |  | $ | Redacted to preserve confidentiality 2021: Redacted to preserve confidentiality
6 | Option 5 |  | $ | Redacted to preserve confidentiality 2021: Redacted to preserve confidentiality
Number | Option name | Slow | Unit | FY 2020-21 | FY 2021-22 | FY 2022-23 | FY 2023-24 | FY 2024-25 | FY 2025-26 | FY 2026-27 | FY 2027-28 | FY 2028-29 | FY 2029-30 | FY 2030-31 | FY 2031-32 | FY 2032-33 | FY 2033-34 | FY 2034-35 | FY 2035-36 | FY 2036-37 | FY 2037-38 | FY 2038-39 | FY 2039-40 | FY 2040-41 | FY 2041-42 | FY 2042-43 | FY 2043-44 | FY 2044-45 | FY 2045-46
0 | Base case |  | $ |  | 716137702.8912 | 698252506.3628 | 784922539.4575 | 1306814272.9683 | 1502927826.3374 | 1183824206.9332 | 1007886203.3189 | 3500624474.3512 | 615102607.3592 | 602244960.7199 | 607180520.7833 | 603721613.0982 | 611776620.4173 | 626309180.5256 | 3916308168.3874 | 824388146.5725 | 7769436467.1913 | 942076322.8507 | 977319814.4476 | 2722000091.2296 | 3860307658.8117 | 3620165197.7552 | 1328429951.6669 | 1119508043.7756 | 903558080.6488
1 | Option 1A |  | $ |  | 716134846.4261 | 698248602.4059 | 711896128.5651 | 1306468741.2767 | 1503493429.6088 | 1185046289.3317 | 1009215655.2496 | 3500884737.5559 | 618634971.9644 | 605749765.1611 | 612263144.0284 | 608755904.8769 | 616525179.0709 | 630779949.8843 | 3855936358.1485 | 841647107.2802 | 7664209067.5458 | 993622804.1535 | 920584905.568 | 2792144324.5719 | 3848449749.2347 | 3638533757.0645 | 1347810566.0642 | 1127958423.4991 | 911119474.2998
2 | Option 1B |  | $ |  | 716134846.4261 | 698248602.4059 | 711896128.5651 | 1306468741.2767 | 1503493429.6088 | 1185046289.3317 | 1009215655.2496 | 3500884737.5559 | 618634971.9644 | 605749765.1611 | 612263144.0284 | 608755904.8769 | 616525179.0709 | 630779949.8843 | 3855936358.1485 | 841647107.2802 | 7664209067.5458 | 993622804.1535 | 920584905.568 | 2792144324.5719 | 3848449749.2347 | 3638533757.0645 | 1347810566.0642 | 1127958423.4991 | 911119474.2998
3 | Option 2 |  | $ |  | 716113111.1895 | 698216468.6535 | 711893926.361 | 1306381208.0601 | 1503448066.3794 | 1185001363.985 | 1009213984.9439 | 3500782130.7069 | 618577522.9939 | 605697457.7062 | 612186387.6134 | 608868049.367 | 616642852.2171 | 630786587.1467 | 3852697846.7792 | 842213130.3767 | 7652649765.1129 | 999040207.4758 | 916812413.1833 | 2798193076.0929 | 3850186045.916 | 3637283259.4625 | 1345800350.9729 | 1127265856.4133 | 911525245.8035
4 | Option 3 |  | $ |  | 716114770.9813 | 698218943.4179 | 744337540.4137 | 1306651112.2043 | 1502882863.4343 | 1183750170.434 | 1007776797.998 | 3500523611.4421 | 615073986.2398 | 602220820.1541 | 607159311.7596 | 603719811.3162 | 611817720.3125 | 626271900.5616 | 3935512721.2389 | 824174710.7405 | 7741214732.2504 | 962735171.2686 | 968296582.7932 | 2722930291.9752 | 3865050030.2426 | 3621165968.0574 | 1330451745.3721 | 1118621479.6203 | 904209397.864
5 | Option 4 |  | $ | Redacted to preserve confidentiality 2021: Redacted to preserve confidentiality
6 | Option 5 |  | $ | Redacted to preserve confidentiality 2021: Redacted to preserve confidentiality
Number | Option name | Fast | Unit | FY 2020-21 | FY 2021-22 | FY 2022-23 | FY 2023-24 | FY 2024-25 | FY 2025-26 | FY 2026-27 | FY 2027-28 | FY 2028-29 | FY 2029-30 | FY 2030-31 | FY 2031-32 | FY 2032-33 | FY 2033-34 | FY 2034-35 | FY 2035-36 | FY 2036-37 | FY 2037-38 | FY 2038-39 | FY 2039-40 | FY 2040-41 | FY 2041-42 | FY 2042-43 | FY 2043-44 | FY 2044-45 | FY 2045-46
0 | Base case |  | $ |  | 1359779450.0939 | 2512443655.0888 | 2225856943.6765 | 786149061.0569 | 714512344.1354 | 2236943075.9043 | 1613499822.5661 | 4784059909.1265 | 3362803178.4241 | 7665620747.9651 | 1832696496.8875 | 7558527925.1049 | 5802825078.8275 | 5800132080.6151 | 4953919442.5672 | 3573613598.7077 | 6287916166.8111 | 1855165865.8661 | 840871724.0037 | 2043205968.3198 | 4696754136.9861 | 3970625308.1472 | 975674138.3552 | 1550097372.767 | 1031178921.8068
1 | Option 1A |  | $ |  | 1359782554.0018 | 2512450969.0154 | 2226556085.7625 | 826183798.0599 | 715916828.4516 | 1818374503.2657 | 1743127797.0493 | 4844397509.4576 | 3388572354.0909 | 7566383750.9525 | 1780386293.0077 | 7480948101.2169 | 5808896072.91 | 6025817427.9286 | 4814890233.4695 | 3533014034.1634 | 6419002782.3286 | 1904779570.1189 | 822440167.08 | 2003021870.3189 | 4703553715.9655 | 3989808814.7482 | 982607717.6598 | 1544679108.5468 | 1045350924.5097
2 | Option 1B |  | $ |  | 1359782554.0018 | 2512450969.0154 | 2226556085.7625 | 826183798.0599 | 715916828.4516 | 1818374503.2657 | 1743127797.0493 | 4844397509.4576 | 3388572354.0909 | 7566383750.9525 | 1780386293.0077 | 7480948101.2169 | 5808896072.91 | 6025817427.9286 | 4814890233.4695 | 3533014034.1634 | 6419002782.3286 | 1904779570.1189 | 822440167.08 | 2003021870.3189 | 4703553715.9655 | 3989808814.7482 | 982607717.6598 | 1544679108.5468 | 1045350924.5097
3 | Option 2 |  | $ |  | 1359773611.0087 | 2512419883.977 | 2226723934.5053 | 829802297.7541 | 715859992.7616 | 1808361552.1439 | 1742668875.3306 | 4842291602.3362 | 3383317435.8083 | 7568550275.0417 | 1785444092.4988 | 7473587162.5642 | 5806832731.7029 | 6033313728.9231 | 4814729162.2659 | 3532813228.6594 | 6417566765.4369 | 1905795070.8347 | 821321920.0956 | 2005553713.7654 | 4700755022.1961 | 3991946628.8486 | 980475324.4225 | 1544177286.2271 | 1045085112.9949
4 | Option 3 |  | $ |  | 1359786279.9911 | 2512474894.2771 | 2216150287.2506 | 787303098.5253 | 714504256.1066 | 2182150969.5104 | 1668639042.0461 | 4784436517.2794 | 3314860989.339 | 7636196059.9096 | 1828790733.2008 | 7611577888.5743 | 5789518250.2697 | 5792341830.6434 | 4959470838.9922 | 3561264658.4486 | 6305453708.3313 | 1867170759.5061 | 841905424.7958 | 2016974561.9508 | 4705385453.796 | 3971286773.0904 | 982762108.4665 | 1552507453.257 | 1030912227.0062
5 | Option 4 |  | $ | Redacted to preserve confidentiality 2021: Redacted to preserve confidentiality
6 | Option 5 |  | $ | Redacted to preserve confidentiality 2021: Redacted to preserve confidentiality

## Central
Central
Calculating costs, benefits and NPV for each option
Incremental net present value calculation
Net present value for each option
Number | Option name | Rank | Units | NPV | FY 2020-21 | FY 2021-22 | FY 2022-23 | FY 2023-24 | FY 2024-25 | FY 2025-26 | FY 2026-27 | FY 2027-28 | FY 2028-29 | FY 2029-30 | FY 2030-31 | FY 2031-32 | FY 2032-33 | FY 2033-34 | FY 2034-35 | FY 2035-36 | FY 2036-37 | FY 2037-38 | FY 2038-39 | FY 2039-40 | FY 2040-41 | FY 2041-42 | FY 2042-43 | FY 2043-44 | FY 2044-45 | FY 2045-46
1 | Option 1A |  | $ | -65474737.3056 | 0 | -52776609.4734 | -42165542.0121 | -54431113.8916 | -47876770.5039 | 14635738.64 | 13207322.7304 | -13125778.1872 | 1136548.1656 | 14312359.434 | -1837015.5873 | 7758072.579 | 73867600.8339 | 13752485.4643 | 52773834.2889 | 21062472.8895 | -56768.0537 | -25303734.1934 | -12912239.4049 | -16423207.4759 | -2164319.647 | -18612952.1301 | 24953954.1966 | -11689932.9882 | -10209245.1176 | 110912540.5206
2 | Option 1B |  | $ | -138258332.356 | 0 | -75776609.4734 | -65165542.0121 | -77431113.8916 | -71796770.5039 | 13715738.64 | 12287322.7304 | -14045778.1872 | 216548.1656 | 13392359.434 | -2757015.5873 | 6838072.579 | 72947600.8339 | 12832485.4643 | 51853834.2889 | 20142472.8895 | -976768.0537 | -26223734.1934 | -13832239.4049 | -17343207.4759 | -3084319.647 | -19532952.1301 | 24033954.1966 | -12609932.9882 | -11129245.1176 | 161182540.5206
3 | Option 2 |  | $ | -201006025.1858 | 0 | -98293413.9579 | -87626429.9509 | -99945039.668 | -94730069.1323 | 14095929.971 | 12316874.3103 | -14300244.8158 | -10736.0524 | 12904957.2226 | -3137603.1018 | 6235849.1791 | 75329993.4916 | 13701788.9053 | 50888283.8214 | 17855359.0331 | 1606532.1498 | -27302041.3199 | -17106170.9399 | -14767890.653 | -2986650.4896 | -16989310.4086 | 16932030.1815 | -8499710.8141 | -10352386.9995 | 212540709.1281
4 | Option 3 |  | $ | -16908021.5095 | 0 | -16664072.6051 | -14054962.4654 | -15290701.259 | 1791615.9349 | -2339815.8699 | 1849010.4437 | 2455145.2455 | -105861.5057 | 2346266.7966 | -667457.8468 | 1968913.6994 | 22883787.173 | 1072733.3817 | 10740073.188 | 7206238.8047 | -4641129.2056 | -967242.4728 | -4319720.9245 | -3367465.339 | -516748.4013 | -830826.133 | 2668147.552 | -1454544.1218 | -4709873.786 | 20388113.3722
5 | Option 4 |  | $ | -165260750.7319 | Redacted to preserve confidentiality
6 | Option 5 |  | $ | -46536759.4608 | Redacted to preserve confidentiality
Present value of benefits for each option
Number | Option name |  | Units | PV | FY 2020-21 | FY 2021-22 | FY 2022-23 | FY 2023-24 | FY 2024-25 | FY 2025-26 | FY 2026-27 | FY 2027-28 | FY 2028-29 | FY 2029-30 | FY 2030-31 | FY 2031-32 | FY 2032-33 | FY 2033-34 | FY 2034-35 | FY 2035-36 | FY 2036-37 | FY 2037-38 | FY 2038-39 | FY 2039-40 | FY 2040-41 | FY 2041-42 | FY 2042-43 | FY 2043-44 | FY 2044-45 | FY 2045-46
1 | Option 1A |  | $ | 101728396.2454 | 0 | -26609.4734 | 10584457.9879 | -1681113.8916 | 6983229.4961 | 16745738.64 | 15317322.7304 | -11015778.1872 | 3246548.1656 | 16422359.434 | 272984.4127 | 9868072.579 | 75977600.8339 | 15862485.4643 | 54883834.2889 | 23172472.8895 | 2053231.9463 | -23193734.1934 | -10802239.4049 | -14313207.4759 | -54319.647 | -16502952.1301 | 27063954.1966 | -9579932.9882 | -8099245.1176 | -3157459.4794
2 | Option 1B |  | $ | 101728396.2454 | 0 | -26609.4734 | 10584457.9879 | -1681113.8916 | 6983229.4961 | 16745738.64 | 15317322.7304 | -11015778.1872 | 3246548.1656 | 16422359.434 | 272984.4127 | 9868072.579 | 75977600.8339 | 15862485.4643 | 54883834.2889 | 23172472.8895 | 2053231.9463 | -23193734.1934 | -10802239.4049 | -14313207.4759 | -54319.647 | -16502952.1301 | 27063954.1966 | -9579932.9882 | -8099245.1176 | -3157459.4794
3 | Option 2 |  | $ | 110158882.6776 | 0 | -43413.9579 | 10623570.0491 | -1695039.668 | 7449930.8677 | 18025929.971 | 16246874.3103 | -10370244.8158 | 3919263.9476 | 16834957.2226 | 792396.8982 | 10165849.1791 | 79259993.4916 | 17631788.9053 | 54818283.8214 | 21785359.0331 | 5536532.1498 | -23372041.3199 | -13176170.9399 | -10837890.653 | 943349.5104 | -13059310.4086 | 20862030.1815 | -4569710.8141 | -6422386.9995 | -1079290.8719
4 | Option 3 |  | $ | 25677622.1919 | 0 | 2594.0616 | 2611704.2012 | 1875965.4076 | 2291615.9349 | -1839815.8699 | 2349010.4437 | 2955145.2455 | 394138.4943 | 2846266.7966 | -167457.8468 | 2468913.6994 | 23383787.173 | 1572733.3817 | 11240073.188 | 7706238.8047 | -4141129.2056 | -467242.4728 | -3819720.9245 | -2867465.339 | -16748.4013 | -330826.133 | 3168147.552 | -954544.1218 | -4209873.786 | -361886.6278
5 | Option 4 |  | $ |  | Redacted to preserve confidentiality
6 | Option 5 |  | $ |  | Redacted to preserve confidentiality
Present value of costs for each option
Number | Option name |  | Units | PV | FY 2020-21 | FY 2021-22 | FY 2022-23 | FY 2023-24 | FY 2024-25 | FY 2025-26 | FY 2026-27 | FY 2027-28 | FY 2028-29 | FY 2029-30 | FY 2030-31 | FY 2031-32 | FY 2032-33 | FY 2033-34 | FY 2034-35 | FY 2035-36 | FY 2036-37 | FY 2037-38 | FY 2038-39 | FY 2039-40 | FY 2040-41 | FY 2041-42 | FY 2042-43 | FY 2043-44 | FY 2044-45 | FY 2045-46
1 | Option 1A |  | $ | -167203133.551 | 0 | -52750000 | -52750000 | -52750000 | -54860000 | -2110000 | -2110000 | -2110000 | -2110000 | -2110000 | -2110000 | -2110000 | -2110000 | -2110000 | -2110000 | -2110000 | -2110000 | -2110000 | -2110000 | -2110000 | -2110000 | -2110000 | -2110000 | -2110000 | -2110000 | 114070000
2 | Option 1B |  | $ | -239986728.6014 | 0 | -75750000 | -75750000 | -75750000 | -78780000 | -3030000 | -3030000 | -3030000 | -3030000 | -3030000 | -3030000 | -3030000 | -3030000 | -3030000 | -3030000 | -3030000 | -3030000 | -3030000 | -3030000 | -3030000 | -3030000 | -3030000 | -3030000 | -3030000 | -3030000 | 164340000
3 | Option 2 |  | $ | -311164907.8634 | 0 | -98250000 | -98250000 | -98250000 | -102180000 | -3930000 | -3930000 | -3930000 | -3930000 | -3930000 | -3930000 | -3930000 | -3930000 | -3930000 | -3930000 | -3930000 | -3930000 | -3930000 | -3930000 | -3930000 | -3930000 | -3930000 | -3930000 | -3930000 | -3930000 | 213620000
4 | Option 3 |  | $ | -42585643.7015 | 0 | -16666666.6667 | -16666666.6667 | -17166666.6667 | -500000 | -500000 | -500000 | -500000 | -500000 | -500000 | -500000 | -500000 | -500000 | -500000 | -500000 | -500000 | -500000 | -500000 | -500000 | -500000 | -500000 | -500000 | -500000 | -500000 | -500000 | 20750000
5 | Option 4 |  | $ |  | Redacted to preserve confidentiality
6 | Option 5 |  | $ |  | Redacted to preserve confidentiality
Incremental cost calculation
Year series
Year count |  |  |  |  | 1 | 2 | 3 | 4 | 5 | 6 | 7 | 8 | 9 | 10 | 11 | 12 | 13 | 14 | 15 | 16 | 17 | 18 | 19 | 20 | 21 | 22 | 23 | 24 | 25 | 26
Financial year series I |  |  |  |  | FY 2020-21 | FY 2021-22 | FY 2022-23 | FY 2023-24 | FY 2024-25 | FY 2025-26 | FY 2026-27 | FY 2027-28 | FY 2028-29 | FY 2029-30 | FY 2030-31 | FY 2031-32 | FY 2032-33 | FY 2033-34 | FY 2034-35 | FY 2035-36 | FY 2036-37 | FY 2037-38 | FY 2038-39 | FY 2039-40 | FY 2040-41 | FY 2041-42 | FY 2042-43 | FY 2043-44 | FY 2044-45 | FY 2045-46
Financial year series II |  |  |  |  | 2020-21 | 2021-22 | 2022-23 | 2023-24 | 2024-25 | 2025-26 | 2026-27 | 2027-28 | 2028-29 | 2029-30 | 2030-31 | 2031-32 | 2032-33 | 2033-34 | 2034-35 | 2035-36 | 2036-37 | 2037-38 | 2038-39 | 2039-40 | 2040-41 | 2041-42 | 2042-43 | 2043-44 | 2044-45 | 2045-46
Modelling year series |  |  |  |  | 2021 | 2022 | 2023 | 2024 | 2025 | 2026 | 2027 | 2028 | 2029 | 2030 | 2031 | 2032 | 2033 | 2034 | 2035 | 2036 | 2037 | 2038 | 2039 | 2040 | 2041 | 2042 | 2043 | 2044 | 2045 | 2046
Capital cost
Number | Option name | Capex component | Units | PV | FY 2020-21 | FY 2021-22 | FY 2022-23 | FY 2023-24 | FY 2024-25 | FY 2025-26 | FY 2026-27 | FY 2027-28 | FY 2028-29 | FY 2029-30 | FY 2030-31 | FY 2031-32 | FY 2032-33 | FY 2033-34 | FY 2034-35 | FY 2035-36 | FY 2036-37 | FY 2037-38 | FY 2038-39 | FY 2039-40 | FY 2040-41 | FY 2041-42 | FY 2042-43 | FY 2043-44 | FY 2044-45 | FY 2045-46
1 | Option 1A | Lines | $ | -133891535.0799 | 0 | -48250000 | -48250000 | -48250000 | -48250000 | 0 | 0 | 0 | 0 | 0 | 0 | 0 | 0 | 0 | 0 | 0 | 0 | 0 | 0 | 0 | 0 | 0 | 0 | 0 | 0 | 108080000
1 | Option 1A | Substations | $ | -12933329.7507 | 0 | -4500000 | -4500000 | -4500000 | -4500000 | 0 | 0 | 0 | 0 | 0 | 0 | 0 | 0 | 0 | 0 | 0 | 0 | 0 | 0 | 0 | 0 | 0 | 0 | 0 | 0 | 8100000
2 | Option 1B | Lines | $ | -195634263.6919 | 0 | -70500000 | -70500000 | -70500000 | -70500000 | 0 | 0 | 0 | 0 | 0 | 0 | 0 | 0 | 0 | 0 | 0 | 0 | 0 | 0 | 0 | 0 | 0 | 0 | 0 | 0 | 157920000
2 | Option 1B | Substations | $ | -15088884.7091 | 0 | -5250000 | -5250000 | -5250000 | -5250000 | 0 | 0 | 0 | 0 | 0 | 0 | 0 | 0 | 0 | 0 | 0 | 0 | 0 | 0 | 0 | 0 | 0 | 0 | 0 | 0 | 9450000
3 | Option 2 | Lines | $ | -256683253.7802 | 0 | -92500000 | -92500000 | -92500000 | -92500000 | 0 | 0 | 0 | 0 | 0 | 0 | 0 | 0 | 0 | 0 | 0 | 0 | 0 | 0 | 0 | 0 | 0 | 0 | 0 | 0 | 207200000
3 | Option 2 | Substations | $ | -16525921.3481 | 0 | -5750000 | -5750000 | -5750000 | -5750000 | 0 | 0 | 0 | 0 | 0 | 0 | 0 | 0 | 0 | 0 | 0 | 0 | 0 | 0 | 0 | 0 | 0 | 0 | 0 | 0 | 10350000
4 | Option 3 | Static synchronous compensator | $ | -37359125.1916 | 0 | -16666666.6667 | -16666666.6667 | -16666666.6667 | 0 | 0 | 0 | 0 | 0 | 0 | 0 | 0 | 0 | 0 | 0 | 0 | 0 | 0 | 0 | 0 | 0 | 0 | 0 | 0 | 0 | 21250000
5 | Option 4 | Lines | $ | -133891535.0799 | 0 | -48250000 | -48250000 | -48250000 | -48250000 | 0 | 0 | 0 | 0 | 0 | 0 | 0 | 0 | 0 | 0 | 0 | 0 | 0 | 0 | 0 | 0 | 0 | 0 | 0 | 0 | 108080000
5 | Option 4 | Substations | $ | -12933329.7507 | 0 | -4500000 | -4500000 | -4500000 | -4500000 | 0 | 0 | 0 | 0 | 0 | 0 | 0 | 0 | 0 | 0 | 0 | 0 | 0 | 0 | 0 | 0 | 0 | 0 | 0 | 0 | 8100000
5 | Option 4 |  | $ |  | 2020-21 2021: Redacted to preserve confidentiality
6 | Option 5 |  | $ |  | 2020-21 2021: Redacted to preserve confidentiality
6 | Option 5 |  | $ |  | 2020-21 2021: Redacted to preserve confidentiality
Capital cost summary
Number | Option name |  | Units | PV | FY 2020-21 | FY 2021-22 | FY 2022-23 | FY 2023-24 | FY 2024-25 | FY 2025-26 | FY 2026-27 | FY 2027-28 | FY 2028-29 | FY 2029-30 | FY 2030-31 | FY 2031-32 | FY 2032-33 | FY 2033-34 | FY 2034-35 | FY 2035-36 | FY 2036-37 | FY 2037-38 | FY 2038-39 | FY 2039-40 | FY 2040-41 | FY 2041-42 | FY 2042-43 | FY 2043-44 | FY 2044-45 | FY 2045-46
1 | Option 1A |  | $ | -146824864.8306 | 0 | -52750000 | -52750000 | -52750000 | -52750000 | 0 | 0 | 0 | 0 | 0 | 0 | 0 | 0 | 0 | 0 | 0 | 0 | 0 | 0 | 0 | 0 | 0 | 0 | 0 | 0 | 116180000
2 | Option 1B |  | $ | -210723148.401 | 0 | -75750000 | -75750000 | -75750000 | -75750000 | 0 | 0 | 0 | 0 | 0 | 0 | 0 | 0 | 0 | 0 | 0 | 0 | 0 | 0 | 0 | 0 | 0 | 0 | 0 | 0 | 167370000
3 | Option 2 |  | $ | -273209175.1282 | 0 | -98250000 | -98250000 | -98250000 | -98250000 | 0 | 0 | 0 | 0 | 0 | 0 | 0 | 0 | 0 | 0 | 0 | 0 | 0 | 0 | 0 | 0 | 0 | 0 | 0 | 0 | 217550000
4 | Option 3 |  | $ | -37359125.1916 | 0 | -16666666.6667 | -16666666.6667 | -16666666.6667 | 0 | 0 | 0 | 0 | 0 | 0 | 0 | 0 | 0 | 0 | 0 | 0 | 0 | 0 | 0 | 0 | 0 | 0 | 0 | 0 | 0 | 21250000
5 | Option 4 |  | $ |  | 2020-21 2021: Redacted to preserve confidentiality
6 | Option 5 |  | $ |  | 2020-21 2021: Redacted to preserve confidentiality
TransGrid operating costs
Number | Option name |  | Units | PV | FY 2020-21 | FY 2021-22 | FY 2022-23 | FY 2023-24 | FY 2024-25 | FY 2025-26 | FY 2026-27 | FY 2027-28 | FY 2028-29 | FY 2029-30 | FY 2030-31 | FY 2031-32 | FY 2032-33 | FY 2033-34 | FY 2034-35 | FY 2035-36 | FY 2036-37 | FY 2037-38 | FY 2038-39 | FY 2039-40 | FY 2040-41 | FY 2041-42 | FY 2042-43 | FY 2043-44 | FY 2044-45 | FY 2045-46
1 | Option 1A |  | $ | -20378268.7204 | 0 | 0 | 0 | 0 | -2110000 | -2110000 | -2110000 | -2110000 | -2110000 | -2110000 | -2110000 | -2110000 | -2110000 | -2110000 | -2110000 | -2110000 | -2110000 | -2110000 | -2110000 | -2110000 | -2110000 | -2110000 | -2110000 | -2110000 | -2110000 | -2110000
2 | Option 1B |  | $ | -29263580.2004 | 0 | 0 | 0 | 0 | -3030000 | -3030000 | -3030000 | -3030000 | -3030000 | -3030000 | -3030000 | -3030000 | -3030000 | -3030000 | -3030000 | -3030000 | -3030000 | -3030000 | -3030000 | -3030000 | -3030000 | -3030000 | -3030000 | -3030000 | -3030000 | -3030000
3 | Option 2 |  | $ | -37955732.7351 | 0 | 0 | 0 | 0 | -3930000 | -3930000 | -3930000 | -3930000 | -3930000 | -3930000 | -3930000 | -3930000 | -3930000 | -3930000 | -3930000 | -3930000 | -3930000 | -3930000 | -3930000 | -3930000 | -3930000 | -3930000 | -3930000 | -3930000 | -3930000 | -3930000
4 | Option 3 |  | $ | -5226518.5099 | 0 | 0 | 0 | -500000 | -500000 | -500000 | -500000 | -500000 | -500000 | -500000 | -500000 | -500000 | -500000 | -500000 | -500000 | -500000 | -500000 | -500000 | -500000 | -500000 | -500000 | -500000 | -500000 | -500000 | -500000 | -500000
5 | Option 4 |  | $ |  | 2020-21 2021: Redacted to preserve confidentiality
6 | Option 5 |  | $ |  | 2020-21 2021: Redacted to preserve confidentiality
NNO expenses paid to NNO proponent by TransGrid
Number | Option name |  | Unit | PV | FY 2020-21 | FY 2021-22 | FY 2022-23 | FY 2023-24 | FY 2024-25 | FY 2025-26 | FY 2026-27 | FY 2027-28 | FY 2028-29 | FY 2029-30 | FY 2030-31 | FY 2031-32 | FY 2032-33 | FY 2033-34 | FY 2034-35 | FY 2035-36 | FY 2036-37 | FY 2037-38 | FY 2038-39 | FY 2039-40 | FY 2040-41 | FY 2041-42 | FY 2042-43 | FY 2043-44 | FY 2044-45 | FY 2045-46
1 | Option 1A |  | $ | 0 | 0 | 0 | 0 | 0 | 0 | 0 | 0 | 0 | 0 | 0 | 0 | 0 | 0 | 0 | 0 | 0 | 0 | 0 | 0 | 0 | 0 | 0 | 0 | 0 | 0 | 0
2 | Option 1B |  | $ | 0 | 0 | 0 | 0 | 0 | 0 | 0 | 0 | 0 | 0 | 0 | 0 | 0 | 0 | 0 | 0 | 0 | 0 | 0 | 0 | 0 | 0 | 0 | 0 | 0 | 0 | 0
3 | Option 2 |  | $ | 0 | 0 | 0 | 0 | 0 | 0 | 0 | 0 | 0 | 0 | 0 | 0 | 0 | 0 | 0 | 0 | 0 | 0 | 0 | 0 | 0 | 0 | 0 | 0 | 0 | 0 | 0
4 | Option 3 |  | $ | 0 | 0 | 0 | 0 | 0 | 0 | 0 | 0 | 0 | 0 | 0 | 0 | 0 | 0 | 0 | 0 | 0 | 0 | 0 | 0 | 0 | 0 | 0 | 0 | 0 | 0 | 0
5 | Option 4 |  | $ |  | 2020-21 2021: Redacted to preserve confidentiality
6 | Option 5 |  | $ |  | 2020-21 2021: Redacted to preserve confidentiality
Incremental benefit calculation
Involuntary load shedding
Number | Option name |  | Units | PV | FY 2020-21 | FY 2021-22 | FY 2022-23 | FY 2023-24 | FY 2024-25 | FY 2025-26 | FY 2026-27 | FY 2027-28 | FY 2028-29 | FY 2029-30 | FY 2030-31 | FY 2031-32 | FY 2032-33 | FY 2033-34 | FY 2034-35 | FY 2035-36 | FY 2036-37 | FY 2037-38 | FY 2038-39 | FY 2039-40 | FY 2040-41 | FY 2041-42 | FY 2042-43 | FY 2043-44 | FY 2044-45 | FY 2045-46
1 | Option 1A |  | $ | -2022490.2006 | 0 | 287.1037 | -1709910.2043 | -1041487.4739 | -1146242.8657 | -249.9873 | -223526.6889 | -280.9788 | -296.6823 | -314.1493 | 1353987.0884 | -353.1686 | -373.1903 | -395.1465 | -418.2477 | -67576.4814 | 19899.1302 | 849915.6887 | -525.8491 | 196773.5949 | -589.3196 | -624.3736 | 31761.1717 | 722435.0531 | -741.0765 | -784.38
2 | Option 1B |  | $ | -2022490.2006 | 0 | 287.1037 | -1709910.2043 | -1041487.4739 | -1146242.8657 | -249.9873 | -223526.6889 | -280.9788 | -296.6823 | -314.1493 | 1353987.0884 | -353.1686 | -373.1903 | -395.1465 | -418.2477 | -67576.4814 | 19899.1302 | 849915.6887 | -525.8491 | 196773.5949 | -589.3196 | -624.3736 | 31761.1717 | 722435.0531 | -741.0765 | -784.38
3 | Option 2 |  | $ | -2033672.1564 | 0 | 463.2198 | -1720316.5274 | -1047556.3756 | -1153414.5566 | -410.6889 | -224838.8713 | -461.5551 | -487.3266 | -516.0006 | 1456920.447 | -580.0365 | -612.9045 | -648.9317 | -686.8387 | -47424.4642 | 33859.3024 | 702251.1529 | -863.4185 | 165399.5043 | -967.5547 | -1025.0732 | 28504.2168 | 743565.1269 | -1216.5057 | -1287.5593
4 | Option 3 |  | $ | -299171.5263 | 0 | -27.6379 | -418347.6884 | 130664.5883 | -225297.966 | 24.0534 | -54719.2254 | 27.0644 | 28.5924 | 30.2861 | 244315.4739 | 34.077 | 36.016 | 38.1485 | 40.3953 | -68519.9942 | -17905.2441 | -12985.3108 | 50.851 | 18054.6693 | 57.0344 | 60.4404 | 3663.0489 | 224746.0357 | 71.8054 | 76.022
5 | Option 4 |  | $ |  | 2020-21 2021: Redacted to preserve confidentiality
6 | Option 5 |  | $ |  | 2020-21 2021: Redacted to preserve confidentiality
Difference in timing of unrelated expenditure
Number | Option name |  | Units | PV | FY 2020-21 | FY 2021-22 | FY 2022-23 | FY 2023-24 | FY 2024-25 | FY 2025-26 | FY 2026-27 | FY 2027-28 | FY 2028-29 | FY 2029-30 | FY 2030-31 | FY 2031-32 | FY 2032-33 | FY 2033-34 | FY 2034-35 | FY 2035-36 | FY 2036-37 | FY 2037-38 | FY 2038-39 | FY 2039-40 | FY 2040-41 | FY 2041-42 | FY 2042-43 | FY 2043-44 | FY 2044-45 | FY 2045-46
1 | Option 1A |  | $ | 709349.9786 | 0 | -342.1022 | -1446.7669 | -185.7205 | -56.884 | -239.9002 | -508.0627 | -192.538 | -379.7027 | -732.3749 | -358.5652 | -139.3823 | -1641.4924 | -177.5026 | 4219259.0786 | -5642921.2995 | -326.2588 | 8418407.3201 | 6830400.3335 | -1364071.3112 | -96.5344 | -12973656.7281 | 2702690.0961 | 644539.4841 | -3771167.278 | 34507.5472
2 | Option 1B |  | $ | 709349.9786 | 0 | -342.1022 | -1446.7669 | -185.7205 | -56.884 | -239.9002 | -508.0627 | -192.538 | -379.7027 | -732.3749 | -358.5652 | -139.3823 | -1641.4924 | -177.5026 | 4219259.0786 | -5642921.2995 | -326.2588 | 8418407.3201 | 6830400.3335 | -1364071.3112 | -96.5344 | -12973656.7281 | 2702690.0961 | 644539.4841 | -3771167.278 | 34507.5472
3 | Option 2 |  | $ | 685394.4252 | 0 | -571.4751 | -2374.1923 | -367.6011 | -115.4202 | -355.6024 | -825.0938 | -329.8641 | -601.3797 | -1277.7574 | -541.4167 | -257.5297 | -2686.9761 | -282.855 | 4120531.3788 | -6007490.5574 | -565.2321 | 10485010.05 | 6322901.2516 | -1108888.6709 | -180.6588 | -13814527.3023 | 2243173.0131 | 667802.9657 | -4315944.266 | 56084.3146
4 | Option 3 |  | $ | -26071.2416 | 0 | 32.6002 | 147.2555 | 23.8147 | 2.2593 | 9.9978 | 47.7897 | 26.8777 | 37.3731 | 61.0442 | 40.8021 | 33.1634 | 197.0387 | 9.7207 | 887355.0235 | -482400.1439 | 82.7142 | 2140188.0661 | 850748.96 | -257375.0851 | 4.3954 | -3181870.7683 | 753240.0642 | 45518.3091 | -2118072.8852 | 77043.9441
5 | Option 4 |  | $ |  | 2020-21 2021: Redacted to preserve confidentiality
6 | Option 5 |  | $ |  | 2020-21 2021: Redacted to preserve confidentiality
Fuel consumption from generation dispatch
Number | Option name |  | Units | PV | FY 2020-21 | FY 2021-22 | FY 2022-23 | FY 2023-24 | FY 2024-25 | FY 2025-26 | FY 2026-27 | FY 2027-28 | FY 2028-29 | FY 2029-30 | FY 2030-31 | FY 2031-32 | FY 2032-33 | FY 2033-34 | FY 2034-35 | FY 2035-36 | FY 2036-37 | FY 2037-38 | FY 2038-39 | FY 2039-40 | FY 2040-41 | FY 2041-42 | FY 2042-43 | FY 2043-44 | FY 2044-45 | FY 2045-46
1 | Option 1A |  | $ | 63787062.4778 | 0 | -5346.3241 | -522456.2671 | -553457.9325 | 7516752.1843 | 17605964.883 | 18635741.011 | 22001500.1844 | 8962080.8414 | 8135073.3192 | 6516507.5822 | 7671147.9134 | 9597685.2932 | 8680756.0891 | 1651754.6295 | -1122216.1221 | -226661.2223 | -413240.0123 | -4156830.6861 | -2583939.3666 | -801360.6371 | 4654872.8483 | -4662829.0844 | -6010839.8037 | -2578639.4618 | -4613901.0104
2 | Option 1B |  | $ | 63787062.4778 | 0 | -5346.3241 | -522456.2671 | -553457.9325 | 7516752.1843 | 17605964.883 | 18635741.011 | 22001500.1844 | 8962080.8414 | 8135073.3192 | 6516507.5822 | 7671147.9134 | 9597685.2932 | 8680756.0891 | 1651754.6295 | -1122216.1221 | -226661.2223 | -413240.0123 | -4156830.6861 | -2583939.3666 | -801360.6371 | 4654872.8483 | -4662829.0844 | -6010839.8037 | -2578639.4618 | -4613901.0104
3 | Option 2 |  | $ | 71165869.6889 | 0 | -8667.0179 | -529101.0587 | -554708.6241 | 7834242.1031 | 18480205.269 | 19569135.5718 | 22973504.5661 | 9444492.3886 | 8512586.4572 | 6811885.7428 | 7866118.0197 | 10199557.8923 | 9116107.4858 | 2764316.4196 | -754851.7403 | 419333.7728 | 512746.6677 | -2901220.3276 | -1503931.0924 | 74115.5331 | 4896033.7244 | -2083510.1098 | -4299146.2811 | -1070035.8073 | -3355203.2327
4 | Option 3 |  | $ | 11657850.1146 | 0 | 529.716 | -124099.9679 | 1501499.8991 | 2254996.697 | 2221228.0707 | 2459940.2498 | 2748077.445 | 1867888.6921 | 1932375.8867 | 1777465.8162 | 1974158.3342 | 1992593.6862 | 1542502.4401 | 165499.5888 | -341959.2889 | 304234.1874 | -302692.1545 | -934896.2209 | -598462.5506 | -155432.7011 | 379012.6856 | -1162198.7543 | -2440638.7518 | -351966.1321 | -1546734.974
5 | Option 4 |  | $ |  | 2020-21 2021: Redacted to preserve confidentiality
6 | Option 5 |  | $ |  | 2020-21 2021: Redacted to preserve confidentiality
Voluntary load curtailment
Number | Option name |  | Units | PV | FY 2020-21 | FY 2021-22 | FY 2022-23 | FY 2023-24 | FY 2024-25 | FY 2025-26 | FY 2026-27 | FY 2027-28 | FY 2028-29 | FY 2029-30 | FY 2030-31 | FY 2031-32 | FY 2032-33 | FY 2033-34 | FY 2034-35 | FY 2035-36 | FY 2036-37 | FY 2037-38 | FY 2038-39 | FY 2039-40 | FY 2040-41 | FY 2041-42 | FY 2042-43 | FY 2043-44 | FY 2044-45 | FY 2045-46
1 | Option 1A |  | $ | -621445.6925 | 0 | -752.8713 | -93940.8637 | -2894.5753 | -7389.0244 | -940.9468 | -3033.0774 | -1060.5612 | -1118.5019 | -1190.9625 | -1280.2892 | 23932.8777 | -2864.8271 | 133333.9129 | -79909.7805 | 10926.6279 | -243106.1636 | 340163.5257 | -2163.7097 | -1041.817 | -2368.3173 | -352998.5386 | -6253.944 | -20954.4058 | -1931782.5611 | -130013.6233
2 | Option 1B |  | $ | -621445.6925 | 0 | -752.8713 | -93940.8637 | -2894.5753 | -7389.0244 | -940.9468 | -3033.0774 | -1060.5612 | -1118.5019 | -1190.9625 | -1280.2892 | 23932.8777 | -2864.8271 | 133333.9129 | -79909.7805 | 10926.6279 | -243106.1636 | 340163.5257 | -2163.7097 | -1041.817 | -2368.3173 | -352998.5386 | -6253.944 | -20954.4058 | -1931782.5611 | -130013.6233
3 | Option 2 |  | $ | -662504.2742 | 0 | -1220.5193 | -94794.9733 | -3432.5018 | -7194.0734 | -1525.5834 | -3666.1275 | -1719.6967 | -1813.8875 | -1931.3502 | -2075.343 | 26585.4877 | -3660.2363 | 152114.5246 | -80875.5249 | 15277.9107 | -283350.0704 | 241387.4486 | -3505.8669 | -1863.4184 | -3838.1984 | -356537.9341 | -8057.0937 | -17652.1018 | -1890563.1218 | -154326.2323
4 | Option 3 |  | $ | -248115.6963 | 0 | 73.9801 | -16235.4431 | 2982.1678 | 2126.3691 | 92.6336 | -399.3707 | 104.4529 | 110.2599 | 117.5914 | 126.0524 | 4715.4684 | -41.4704 | 48774.0359 | -14649.6812 | -12810.4478 | -41813.4756 | 71515.0086 | 213.1195 | -1155.2756 | 233.9081 | -125700.4426 | 32.6403 | -4070.1513 | -866641.6196 | -77823.74
5 | Option 4 |  | $ |  | 2020-21 2021: Redacted to preserve confidentiality
6 | Option 5 |  | $ |  | 2020-21 2021: Redacted to preserve confidentiality
Costs for non RIT-T proponent parties
Number | Option name |  | Units | PV | FY 2020-21 | FY 2021-22 | FY 2022-23 | FY 2023-24 | FY 2024-25 | FY 2025-26 | FY 2026-27 | FY 2027-28 | FY 2028-29 | FY 2029-30 | FY 2030-31 | FY 2031-32 | FY 2032-33 | FY 2033-34 | FY 2034-35 | FY 2035-36 | FY 2036-37 | FY 2037-38 | FY 2038-39 | FY 2039-40 | FY 2040-41 | FY 2041-42 | FY 2042-43 | FY 2043-44 | FY 2044-45 | FY 2045-46
1 | Option 1A |  | $ | 39875919.6821 | 0 | -20455.2795 | 12912212.0899 | -83088.1894 | 620166.0859 | -858795.4088 | -3091350.4515 | -33015744.2936 | -5713737.7888 | 8289523.6015 | -7595871.4035 | 2173484.3388 | 66384795.0504 | 7048968.1113 | 49093148.609 | 29994260.1647 | 2503426.4608 | -32388980.7156 | -13473119.4936 | -10560928.576 | 750095.1614 | -7830545.338 | 28998585.9572 | -4915113.3159 | 183085.2598 | 1552731.9872
2 | Option 1B |  | $ | 39875919.6821 | 0 | -20455.2795 | 12912212.0899 | -83088.1894 | 620166.0859 | -858795.4088 | -3091350.4515 | -33015744.2936 | -5713737.7888 | 8289523.6015 | -7595871.4035 | 2173484.3388 | 66384795.0504 | 7048968.1113 | 49093148.609 | 29994260.1647 | 2503426.4608 | -32388980.7156 | -13473119.4936 | -10560928.576 | 750095.1614 | -7830545.338 | 28998585.9572 | -4915113.3159 | 183085.2598 | 1552731.9872
3 | Option 2 |  | $ | 41003794.9941 | 0 | -33418.1655 | 12970156.8008 | -88974.5655 | 776412.8149 | -451983.4234 | -3092931.1688 | -33341238.2659 | -5522325.8472 | 8326095.8736 | -7473792.532 | 2273983.2378 | 69067395.7161 | 8364498.6817 | 48014998.3867 | 28579847.8843 | 5367254.3771 | -35313436.6391 | -16593482.5785 | -8388606.9757 | 874220.3893 | -3783253.8234 | 20681920.1551 | -1664280.5239 | 855372.7014 | 2375441.8378
4 | Option 3 |  | $ | 14593130.5415 | 0 | 1985.4032 | 3170240.0453 | 240794.9379 | 259788.5755 | -4061170.6254 | -55858.9997 | 206909.4056 | -1473926.4232 | 913681.9883 | -2189405.9914 | 489972.6563 | 21391001.9025 | -18590.9635 | 10201827.8617 | 8611928.6796 | -4385727.3874 | -2363268.0822 | -3735837.6342 | -2028527.097 | 138388.9619 | 2597671.9518 | 3573410.5528 | 1219900.4364 | -873264.9544 | 1185552.12
5 | Option 4 |  | $ |  | 2020-21 2021: Redacted to preserve confidentiality
6 | Option 5 |  | $ |  | 2020-21 2021: Redacted to preserve confidentiality
NNO revenue received by NNO proponent
Number | Option name |  | Unit | PV | FY 2020-21 | FY 2021-22 | FY 2022-23 | FY 2023-24 | FY 2024-25 | FY 2025-26 | FY 2026-27 | FY 2027-28 | FY 2028-29 | FY 2029-30 | FY 2030-31 | FY 2031-32 | FY 2032-33 | FY 2033-34 | FY 2034-35 | FY 2035-36 | FY 2036-37 | FY 2037-38 | FY 2038-39 | FY 2039-40 | FY 2040-41 | FY 2041-42 | FY 2042-43 | FY 2043-44 | FY 2044-45 | FY 2045-46
1 | Option 1A |  | $ | 0 | 0 | 0 | 0 | 0 | 0 | 0 | 0 | 0 | 0 | 0 | 0 | 0 | 0 | 0 | 0 | 0 | 0 | 0 | 0 | 0 | 0 | 0 | 0 | 0 | 0 | 0
2 | Option 1B |  | $ | 0 | 0 | 0 | 0 | 0 | 0 | 0 | 0 | 0 | 0 | 0 | 0 | 0 | 0 | 0 | 0 | 0 | 0 | 0 | 0 | 0 | 0 | 0 | 0 | 0 | 0 | 0
3 | Option 2 |  | $ | 0 | 0 | 0 | 0 | 0 | 0 | 0 | 0 | 0 | 0 | 0 | 0 | 0 | 0 | 0 | 0 | 0 | 0 | 0 | 0 | 0 | 0 | 0 | 0 | 0 | 0 | 0
4 | Option 3 |  | $ | 0 | 0 | 0 | 0 | 0 | 0 | 0 | 0 | 0 | 0 | 0 | 0 | 0 | 0 | 0 | 0 | 0 | 0 | 0 | 0 | 0 | 0 | 0 | 0 | 0 | 0 | 0
5 | Option 4 |  | $ |  | 2020-21 2021: Redacted to preserve confidentiality
6 | Option 5 |  | $ |  | 2020-21 2021: Redacted to preserve confidentiality
NNO operating costs
Number | Option name |  | Unit | PV | FY 2020-21 | FY 2021-22 | FY 2022-23 | FY 2023-24 | FY 2024-25 | FY 2025-26 | FY 2026-27 | FY 2027-28 | FY 2028-29 | FY 2029-30 | FY 2030-31 | FY 2031-32 | FY 2032-33 | FY 2033-34 | FY 2034-35 | FY 2035-36 | FY 2036-37 | FY 2037-38 | FY 2038-39 | FY 2039-40 | FY 2040-41 | FY 2041-42 | FY 2042-43 | FY 2043-44 | FY 2044-45 | FY 2045-46
1 | Option 1A |  | $ | 0 | 0 | 0 | 0 | 0 | 0 | 0 | 0 | 0 | 0 | 0 | 0 | 0 | 0 | 0 | 0 | 0 | 0 | 0 | 0 | 0 | 0 | 0 | 0 | 0 | 0 | 0
2 | Option 1B |  | $ | 0 | 0 | 0 | 0 | 0 | 0 | 0 | 0 | 0 | 0 | 0 | 0 | 0 | 0 | 0 | 0 | 0 | 0 | 0 | 0 | 0 | 0 | 0 | 0 | 0 | 0 | 0
3 | Option 2 |  | $ | 0 | 0 | 0 | 0 | 0 | 0 | 0 | 0 | 0 | 0 | 0 | 0 | 0 | 0 | 0 | 0 | 0 | 0 | 0 | 0 | 0 | 0 | 0 | 0 | 0 | 0 | 0
4 | Option 3 |  | $ | 0 | 0 | 0 | 0 | 0 | 0 | 0 | 0 | 0 | 0 | 0 | 0 | 0 | 0 | 0 | 0 | 0 | 0 | 0 | 0 | 0 | 0 | 0 | 0 | 0 | 0 | 0
5 | Option 4 |  | $ |  | 2020-21 2021: Redacted to preserve confidentiality
6 | Option 5 |  | $ |  | 2020-21 2021: Redacted to preserve confidentiality

## Slow
Slow
Calculating costs, benefits and NPV for each option
Incremental net present value calculation
Net present value for each option
Number | Option name |  | Units | NPV | FY 2020-21 | FY 2021-22 | FY 2022-23 | FY 2023-24 | FY 2024-25 | FY 2025-26 | FY 2026-27 | FY 2027-28 | FY 2028-29 | FY 2029-30 | FY 2030-31 | FY 2031-32 | FY 2032-33 | FY 2033-34 | FY 2034-35 | FY 2035-36 | FY 2036-37 | FY 2037-38 | FY 2038-39 | FY 2039-40 | FY 2040-41 | FY 2041-42 | FY 2042-43 | FY 2043-44 | FY 2044-45 | FY 2045-46
1 | Option 1A |  | $ | 23488158.5327 | 0 | -52746361.5523 | -52745175.8809 | 7532705.1064 | -68176862.8499 | 10575690.8223 | 16296616.9494 | 17221767.8313 | 21239383.6646 | 11314511.4681 | 12822330.3362 | 15152647.7317 | 15405909.197 | 14218829.6103 | 13449107.5369 | 72498645.4295 | -5130781.7768 | 137953302.2185 | -47259178.3982 | 46644859.2156 | -55658289.0304 | -1159899.0942 | -19387801.713 | -17826996.4837 | 5307664.9473 | 125621044.3298
2 | Option 1B |  | $ | -49295436.5177 | 0 | -75746361.5523 | -75745175.8809 | -15467294.8936 | -92096862.8499 | 9655690.8223 | 15376616.9494 | 16301767.8313 | 20319383.6646 | 10394511.4681 | 11902330.3362 | 14232647.7317 | 14485909.197 | 13298829.6103 | 12529107.5369 | 71578645.4295 | -6050781.7768 | 137033302.2185 | -48179178.3982 | 45724859.2156 | -56578289.0304 | -2079899.0942 | -20307801.713 | -18746996.4837 | 4387664.9473 | 175891044.3298
3 | Option 2 |  | $ | -109948827.9559 | 0 | -98219023.7165 | -98206634.3659 | -37958329.2629 | -115089980.8679 | 9541101.4383 | 15519082.7869 | 16421652.4644 | 20428809.8559 | 10158447.2296 | 11845743.7662 | 14069217.1428 | 14520626.7191 | 13309611.3138 | 12607162.0433 | 74489881.7449 | -6921477.9038 | 148931036.7148 | -54045724.1658 | 48430699.6812 | -62619054.9896 | -4061507.2962 | -19119088.4217 | -16973753.5938 | 4025637.0639 | 225665507.8811
4 | Option 3 |  | $ | -14440635.3982 | 0 | -16637773.2469 | -16626233.3955 | 18548607.3622 | -10330987.4017 | 345810.192 | 77930.4094 | 743758.7601 | 689379.1945 | 391426.2291 | 392669.8959 | 657407.7967 | 687748.8663 | 364806.8019 | 427670.7817 | -17024190.9037 | 2726222.8423 | 30213255.7438 | -19717969.4395 | 8196052.2821 | -31326.2795 | -4878421.9491 | 133901.1932 | -2091124.6825 | 2215090.9705 | 23027307.1594
5 | Option 4 |  | $ | -83726158.194 | Redacted to preserve confidentiality
6 | Option 5 |  | $ | -51362840.594 | Redacted to preserve confidentiality
Present value of benefits for each option
Number | Option name |  | Units | PV | FY 2020-21 | FY 2021-22 | FY 2022-23 | FY 2023-24 | FY 2024-25 | FY 2025-26 | FY 2026-27 | FY 2027-28 | FY 2028-29 | FY 2029-30 | FY 2030-31 | FY 2031-32 | FY 2032-33 | FY 2033-34 | FY 2034-35 | FY 2035-36 | FY 2036-37 | FY 2037-38 | FY 2038-39 | FY 2039-40 | FY 2040-41 | FY 2041-42 | FY 2042-43 | FY 2043-44 | FY 2044-45 | FY 2045-46
1 | Option 1A |  | $ | 190691292.0837 | 0 | 3638.4477 | 4824.1191 | 60282705.1064 | -13316862.8499 | 12685690.8223 | 18406616.9494 | 19331767.8313 | 23349383.6646 | 13424511.4681 | 14932330.3362 | 17262647.7317 | 17515909.197 | 16328829.6103 | 15559107.5369 | 74608645.4295 | -3020781.7768 | 140063302.2185 | -45149178.3982 | 48754859.2156 | -53548289.0304 | 950100.9058 | -17277801.713 | -15716996.4837 | 7417664.9473 | 11551044.3298
2 | Option 1B |  | $ | 190691292.0837 | 0 | 3638.4477 | 4824.1191 | 60282705.1064 | -13316862.8499 | 12685690.8223 | 18406616.9494 | 19331767.8313 | 23349383.6646 | 13424511.4681 | 14932330.3362 | 17262647.7317 | 17515909.197 | 16328829.6103 | 15559107.5369 | 74608645.4295 | -3020781.7768 | 140063302.2185 | -45149178.3982 | 48754859.2156 | -53548289.0304 | 950100.9058 | -17277801.713 | -15716996.4837 | 7417664.9473 | 11551044.3298
3 | Option 2 |  | $ | 201216079.9075 | 0 | 30976.2835 | 43365.6341 | 60291670.7371 | -12909980.8679 | 13471101.4383 | 19449082.7869 | 20351652.4644 | 24358809.8559 | 14088447.2296 | 15775743.7662 | 17999217.1428 | 18450626.7191 | 17239611.3138 | 16537162.0433 | 78419881.7449 | -2991477.9038 | 152861036.7148 | -50115724.1658 | 52360699.6812 | -58689054.9896 | -131507.2962 | -15189088.4217 | -13043753.5938 | 7955637.0639 | 12045507.8811
4 | Option 3 |  | $ | 28145008.3033 | 0 | 28893.4198 | 40433.2712 | 35715274.0289 | -9830987.4017 | 845810.192 | 577930.4094 | 1243758.7601 | 1189379.1945 | 891426.2291 | 892669.8959 | 1157407.7967 | 1187748.8663 | 864806.8019 | 927670.7817 | -16524190.9037 | 3226222.8423 | 30713255.7438 | -19217969.4395 | 8696052.2821 | 468673.7205 | -4378421.9491 | 633901.1932 | -1591124.6825 | 2715090.9705 | 2277307.1594
5 | Option 4 |  | $ |  | Redacted to preserve confidentiality
6 | Option 5 |  | $ |  | Redacted to preserve confidentiality
Present value of costs for each option
Number | Option name |  | Units | PV | FY 2020-21 | FY 2021-22 | FY 2022-23 | FY 2023-24 | FY 2024-25 | FY 2025-26 | FY 2026-27 | FY 2027-28 | FY 2028-29 | FY 2029-30 | FY 2030-31 | FY 2031-32 | FY 2032-33 | FY 2033-34 | FY 2034-35 | FY 2035-36 | FY 2036-37 | FY 2037-38 | FY 2038-39 | FY 2039-40 | FY 2040-41 | FY 2041-42 | FY 2042-43 | FY 2043-44 | FY 2044-45 | FY 2045-46
1 | Option 1A |  | $ | -167203133.551 | 0 | -52750000 | -52750000 | -52750000 | -54860000 | -2110000 | -2110000 | -2110000 | -2110000 | -2110000 | -2110000 | -2110000 | -2110000 | -2110000 | -2110000 | -2110000 | -2110000 | -2110000 | -2110000 | -2110000 | -2110000 | -2110000 | -2110000 | -2110000 | -2110000 | 114070000
2 | Option 1B |  | $ | -239986728.6014 | 0 | -75750000 | -75750000 | -75750000 | -78780000 | -3030000 | -3030000 | -3030000 | -3030000 | -3030000 | -3030000 | -3030000 | -3030000 | -3030000 | -3030000 | -3030000 | -3030000 | -3030000 | -3030000 | -3030000 | -3030000 | -3030000 | -3030000 | -3030000 | -3030000 | 164340000
3 | Option 2 |  | $ | -311164907.8634 | 0 | -98250000 | -98250000 | -98250000 | -102180000 | -3930000 | -3930000 | -3930000 | -3930000 | -3930000 | -3930000 | -3930000 | -3930000 | -3930000 | -3930000 | -3930000 | -3930000 | -3930000 | -3930000 | -3930000 | -3930000 | -3930000 | -3930000 | -3930000 | -3930000 | 213620000
4 | Option 3 |  | $ | -42585643.7015 | 0 | -16666666.6667 | -16666666.6667 | -17166666.6667 | -500000 | -500000 | -500000 | -500000 | -500000 | -500000 | -500000 | -500000 | -500000 | -500000 | -500000 | -500000 | -500000 | -500000 | -500000 | -500000 | -500000 | -500000 | -500000 | -500000 | -500000 | 20750000
5 | Option 4 |  | $ |  | Redacted to preserve confidentiality
6 | Option 5 |  | $ |  | Redacted to preserve confidentiality
Incremental cost calculation
Year series
Year count |  |  |  |  | 1 | 2 | 3 | 4 | 5 | 6 | 7 | 8 | 9 | 10 | 11 | 12 | 13 | 14 | 15 | 16 | 17 | 18 | 19 | 20 | 21 | 22 | 23 | 24 | 25 | 26
Financial year series I |  |  |  |  | FY 2020-21 | FY 2021-22 | FY 2022-23 | FY 2023-24 | FY 2024-25 | FY 2025-26 | FY 2026-27 | FY 2027-28 | FY 2028-29 | FY 2029-30 | FY 2030-31 | FY 2031-32 | FY 2032-33 | FY 2033-34 | FY 2034-35 | FY 2035-36 | FY 2036-37 | FY 2037-38 | FY 2038-39 | FY 2039-40 | FY 2040-41 | FY 2041-42 | FY 2042-43 | FY 2043-44 | FY 2044-45 | FY 2045-46
Financial year series II |  |  |  |  | 2020-21 | 2021-22 | 2022-23 | 2023-24 | 2024-25 | 2025-26 | 2026-27 | 2027-28 | 2028-29 | 2029-30 | 2030-31 | 2031-32 | 2032-33 | 2033-34 | 2034-35 | 2035-36 | 2036-37 | 2037-38 | 2038-39 | 2039-40 | 2040-41 | 2041-42 | 2042-43 | 2043-44 | 2044-45 | 2045-46
Modelling year series |  |  |  |  | 2021 | 2022 | 2023 | 2024 | 2025 | 2026 | 2027 | 2028 | 2029 | 2030 | 2031 | 2032 | 2033 | 2034 | 2035 | 2036 | 2037 | 2038 | 2039 | 2040 | 2041 | 2042 | 2043 | 2044 | 2045 | 2046
Capital cost
Number | Option name | Capex component | Units | PV | FY 2020-21 | FY 2021-22 | FY 2022-23 | FY 2023-24 | FY 2024-25 | FY 2025-26 | FY 2026-27 | FY 2027-28 | FY 2028-29 | FY 2029-30 | FY 2030-31 | FY 2031-32 | FY 2032-33 | FY 2033-34 | FY 2034-35 | FY 2035-36 | FY 2036-37 | FY 2037-38 | FY 2038-39 | FY 2039-40 | FY 2040-41 | FY 2041-42 | FY 2042-43 | FY 2043-44 | FY 2044-45 | FY 2045-46
1 | Option 1A | Lines | $ | -133891535.0799 | 0 | -48250000 | -48250000 | -48250000 | -48250000 | 0 | 0 | 0 | 0 | 0 | 0 | 0 | 0 | 0 | 0 | 0 | 0 | 0 | 0 | 0 | 0 | 0 | 0 | 0 | 0 | 108080000
1 | Option 1A | Substations | $ | -12933329.7507 | 0 | -4500000 | -4500000 | -4500000 | -4500000 | 0 | 0 | 0 | 0 | 0 | 0 | 0 | 0 | 0 | 0 | 0 | 0 | 0 | 0 | 0 | 0 | 0 | 0 | 0 | 0 | 8100000
2 | Option 1B | Lines | $ | -195634263.6919 | 0 | -70500000 | -70500000 | -70500000 | -70500000 | 0 | 0 | 0 | 0 | 0 | 0 | 0 | 0 | 0 | 0 | 0 | 0 | 0 | 0 | 0 | 0 | 0 | 0 | 0 | 0 | 157920000
2 | Option 1B | Substations | $ | -15088884.7091 | 0 | -5250000 | -5250000 | -5250000 | -5250000 | 0 | 0 | 0 | 0 | 0 | 0 | 0 | 0 | 0 | 0 | 0 | 0 | 0 | 0 | 0 | 0 | 0 | 0 | 0 | 0 | 9450000
3 | Option 2 | Lines | $ | -256683253.7802 | 0 | -92500000 | -92500000 | -92500000 | -92500000 | 0 | 0 | 0 | 0 | 0 | 0 | 0 | 0 | 0 | 0 | 0 | 0 | 0 | 0 | 0 | 0 | 0 | 0 | 0 | 0 | 207200000
3 | Option 2 | Substations | $ | -16525921.3481 | 0 | -5750000 | -5750000 | -5750000 | -5750000 | 0 | 0 | 0 | 0 | 0 | 0 | 0 | 0 | 0 | 0 | 0 | 0 | 0 | 0 | 0 | 0 | 0 | 0 | 0 | 0 | 10350000
4 | Option 3 | Static synchronous compensator | $ | -37359125.1916 | 0 | -16666666.6667 | -16666666.6667 | -16666666.6667 | 0 | 0 | 0 | 0 | 0 | 0 | 0 | 0 | 0 | 0 | 0 | 0 | 0 | 0 | 0 | 0 | 0 | 0 | 0 | 0 | 0 | 21250000
5 | Option 4 | Lines | $ | -133891535.0799 | 0 | -48250000 | -48250000 | -48250000 | -48250000 | 0 | 0 | 0 | 0 | 0 | 0 | 0 | 0 | 0 | 0 | 0 | 0 | 0 | 0 | 0 | 0 | 0 | 0 | 0 | 0 | 108080000
5 | Option 4 | Substations | $ | -12933329.7507 | 0 | -4500000 | -4500000 | -4500000 | -4500000 | 0 | 0 | 0 | 0 | 0 | 0 | 0 | 0 | 0 | 0 | 0 | 0 | 0 | 0 | 0 | 0 | 0 | 0 | 0 | 0 | 8100000
5 | Option 4 |  | $ |  | 2020-21 2021: Redacted to preserve confidentiality
6 | Option 5 |  | $ |  | 2020-21 2021: Redacted to preserve confidentiality
6 | Option 5 |  | $ |  | 2020-21 2021: Redacted to preserve confidentiality
Capital cost summary
Number | Option name |  | Units | PV | FY 2020-21 | FY 2021-22 | FY 2022-23 | FY 2023-24 | FY 2024-25 | FY 2025-26 | FY 2026-27 | FY 2027-28 | FY 2028-29 | FY 2029-30 | FY 2030-31 | FY 2031-32 | FY 2032-33 | FY 2033-34 | FY 2034-35 | FY 2035-36 | FY 2036-37 | FY 2037-38 | FY 2038-39 | FY 2039-40 | FY 2040-41 | FY 2041-42 | FY 2042-43 | FY 2043-44 | FY 2044-45 | FY 2045-46
1 | Option 1A |  | $ | -146824864.8306 | 0 | -52750000 | -52750000 | -52750000 | -52750000 | 0 | 0 | 0 | 0 | 0 | 0 | 0 | 0 | 0 | 0 | 0 | 0 | 0 | 0 | 0 | 0 | 0 | 0 | 0 | 0 | 116180000
2 | Option 1B |  | $ | -210723148.401 | 0 | -75750000 | -75750000 | -75750000 | -75750000 | 0 | 0 | 0 | 0 | 0 | 0 | 0 | 0 | 0 | 0 | 0 | 0 | 0 | 0 | 0 | 0 | 0 | 0 | 0 | 0 | 167370000
3 | Option 2 |  | $ | -273209175.1282 | 0 | -98250000 | -98250000 | -98250000 | -98250000 | 0 | 0 | 0 | 0 | 0 | 0 | 0 | 0 | 0 | 0 | 0 | 0 | 0 | 0 | 0 | 0 | 0 | 0 | 0 | 0 | 217550000
4 | Option 3 |  | $ | -37359125.1916 | 0 | -16666666.6667 | -16666666.6667 | -16666666.6667 | 0 | 0 | 0 | 0 | 0 | 0 | 0 | 0 | 0 | 0 | 0 | 0 | 0 | 0 | 0 | 0 | 0 | 0 | 0 | 0 | 0 | 21250000
5 | Option 4 |  | $ |  | 2020-21 2021: Redacted to preserve confidentiality
6 | Option 5 |  | $ |  | 2020-21 2021: Redacted to preserve confidentiality
TransGrid operating costs
Number | Option name |  | Units | PV | FY 2020-21 | FY 2021-22 | FY 2022-23 | FY 2023-24 | FY 2024-25 | FY 2025-26 | FY 2026-27 | FY 2027-28 | FY 2028-29 | FY 2029-30 | FY 2030-31 | FY 2031-32 | FY 2032-33 | FY 2033-34 | FY 2034-35 | FY 2035-36 | FY 2036-37 | FY 2037-38 | FY 2038-39 | FY 2039-40 | FY 2040-41 | FY 2041-42 | FY 2042-43 | FY 2043-44 | FY 2044-45 | FY 2045-46
1 | Option 1A |  | $ | -20378268.7204 | 0 | 0 | 0 | 0 | -2110000 | -2110000 | -2110000 | -2110000 | -2110000 | -2110000 | -2110000 | -2110000 | -2110000 | -2110000 | -2110000 | -2110000 | -2110000 | -2110000 | -2110000 | -2110000 | -2110000 | -2110000 | -2110000 | -2110000 | -2110000 | -2110000
2 | Option 1B |  | $ | -29263580.2004 | 0 | 0 | 0 | 0 | -3030000 | -3030000 | -3030000 | -3030000 | -3030000 | -3030000 | -3030000 | -3030000 | -3030000 | -3030000 | -3030000 | -3030000 | -3030000 | -3030000 | -3030000 | -3030000 | -3030000 | -3030000 | -3030000 | -3030000 | -3030000 | -3030000
3 | Option 2 |  | $ | -37955732.7351 | 0 | 0 | 0 | 0 | -3930000 | -3930000 | -3930000 | -3930000 | -3930000 | -3930000 | -3930000 | -3930000 | -3930000 | -3930000 | -3930000 | -3930000 | -3930000 | -3930000 | -3930000 | -3930000 | -3930000 | -3930000 | -3930000 | -3930000 | -3930000 | -3930000
4 | Option 3 |  | $ | -5226518.5099 | 0 | 0 | 0 | -500000 | -500000 | -500000 | -500000 | -500000 | -500000 | -500000 | -500000 | -500000 | -500000 | -500000 | -500000 | -500000 | -500000 | -500000 | -500000 | -500000 | -500000 | -500000 | -500000 | -500000 | -500000 | -500000
5 | Option 4 |  | $ |  | 2020-21 2021: Redacted to preserve confidentiality
6 | Option 5 |  | $ |  | 2020-21 2021: Redacted to preserve confidentiality
NNO expenses paid to NNO proponent by TransGrid
Number | Option name |  | Unit | PV | FY 2020-21 | FY 2021-22 | FY 2022-23 | FY 2023-24 | FY 2024-25 | FY 2025-26 | FY 2026-27 | FY 2027-28 | FY 2028-29 | FY 2029-30 | FY 2030-31 | FY 2031-32 | FY 2032-33 | FY 2033-34 | FY 2034-35 | FY 2035-36 | FY 2036-37 | FY 2037-38 | FY 2038-39 | FY 2039-40 | FY 2040-41 | FY 2041-42 | FY 2042-43 | FY 2043-44 | FY 2044-45 | FY 2045-46
1 | Option 1A |  | $ | 0 | 0 | 0 | 0 | 0 | 0 | 0 | 0 | 0 | 0 | 0 | 0 | 0 | 0 | 0 | 0 | 0 | 0 | 0 | 0 | 0 | 0 | 0 | 0 | 0 | 0 | 0
2 | Option 1B |  | $ | 0 | 0 | 0 | 0 | 0 | 0 | 0 | 0 | 0 | 0 | 0 | 0 | 0 | 0 | 0 | 0 | 0 | 0 | 0 | 0 | 0 | 0 | 0 | 0 | 0 | 0 | 0
3 | Option 2 |  | $ | 0 | 0 | 0 | 0 | 0 | 0 | 0 | 0 | 0 | 0 | 0 | 0 | 0 | 0 | 0 | 0 | 0 | 0 | 0 | 0 | 0 | 0 | 0 | 0 | 0 | 0 | 0
4 | Option 3 |  | $ | 0 | 0 | 0 | 0 | 0 | 0 | 0 | 0 | 0 | 0 | 0 | 0 | 0 | 0 | 0 | 0 | 0 | 0 | 0 | 0 | 0 | 0 | 0 | 0 | 0 | 0 | 0
5 | Option 4 |  | $ |  | 2020-21 2021: Redacted to preserve confidentiality
6 | Option 5 |  | $ |  | 2020-21 2021: Redacted to preserve confidentiality
Incremental benefit calculation
Involuntary load shedding
Number | Option name |  | Units | PV | FY 2020-21 | FY 2021-22 | FY 2022-23 | FY 2023-24 | FY 2024-25 | FY 2025-26 | FY 2026-27 | FY 2027-28 | FY 2028-29 | FY 2029-30 | FY 2030-31 | FY 2031-32 | FY 2032-33 | FY 2033-34 | FY 2034-35 | FY 2035-36 | FY 2036-37 | FY 2037-38 | FY 2038-39 | FY 2039-40 | FY 2040-41 | FY 2041-42 | FY 2042-43 | FY 2043-44 | FY 2044-45 | FY 2045-46
1 | Option 1A |  | $ | -19856251.9637 | 0 | -51.8047 | 19.5462 | -9366286.6031 | -19398563.3142 | 23.2559 | -1228796.6467 | 26.2276 | 27.7158 | 29.4374 | 31.2311 | 33.2212 | 35.1008 | 37.2136 | 39.4558 | 2929788.6854 | -294.4853 | -447310.4137 | 53.2036 | 1674828.904 | 2027120.5963 | -2814060.566 | 1434618.0213 | 145090.6365 | 5192496.1162 | -160042.1307
2 | Option 1B |  | $ | -19856251.9637 | 0 | -51.8047 | 19.5462 | -9366286.6031 | -19398563.3142 | 23.2559 | -1228796.6467 | 26.2276 | 27.7158 | 29.4374 | 31.2311 | 33.2212 | 35.1008 | 37.2136 | 39.4558 | 2929788.6854 | -294.4853 | -447310.4137 | 53.2036 | 1674828.904 | 2027120.5963 | -2814060.566 | 1434618.0213 | 145090.6365 | 5192496.1162 | -160042.1307
3 | Option 2 |  | $ | -20100781.8273 | 0 | -292.3065 | 209.987 | -9366634.9366 | -19401266.1452 | 249.3663 | -1229015.9177 | 280.403 | 296.1004 | 313.5636 | 332.0612 | 352.5679 | 372.3774 | 394.3353 | 417.5706 | 3021230.3303 | -429.6172 | -662850.9726 | 528.8509 | 1675381.6177 | 2089557.5261 | -3003641.7294 | 1366663.9907 | 212024.2811 | 4486815.2678 | -155100.6708
4 | Option 3 |  | $ | -12208232.6543 | 0 | -273.2325 | 195.4724 | -4631312.3702 | -10709415.2626 | 232.1276 | -678684.4341 | 261.0228 | 275.6383 | 291.8911 | 309.1118 | 328.2015 | 346.6432 | 367.0846 | 388.7146 | 861.994 | -336.8484 | 12004.5305 | 492.533 | -155110.5194 | 89280.0519 | -168037.0021 | 192856.113 | -64261.5674 | 29978.4445 | -42101.3779
5 | Option 4 |  | $ |  | 2020-21 2021: Redacted to preserve confidentiality
6 | Option 5 |  | $ |  | 2020-21 2021: Redacted to preserve confidentiality
Difference in timing of unrelated expenditure
Number | Option name |  | Units | PV | FY 2020-21 | FY 2021-22 | FY 2022-23 | FY 2023-24 | FY 2024-25 | FY 2025-26 | FY 2026-27 | FY 2027-28 | FY 2028-29 | FY 2029-30 | FY 2030-31 | FY 2031-32 | FY 2032-33 | FY 2033-34 | FY 2034-35 | FY 2035-36 | FY 2036-37 | FY 2037-38 | FY 2038-39 | FY 2039-40 | FY 2040-41 | FY 2041-42 | FY 2042-43 | FY 2043-44 | FY 2044-45 | FY 2045-46
1 | Option 1A |  | $ | 8038612.5118 | 0 | 9.7341 | 121.0317 | 39.0536 | -23.8646 | -17.7653 | -9.6594 | 13.0605 | -46105.9925 | 8.8212 | -21.4675 | -15.5261 | 24.1026 | 7.3327 | -15.3889 | 96.2821 | 36.6247 | 27855387.8353 | 231.5815 | 17.4075 | 18000382.1014 | -6147401.3305 | -11292618.9165 | -6158385.7507 | -661669.796 | -3482551.3295
2 | Option 1B |  | $ | 8038612.5118 | 0 | 9.7341 | 121.0317 | 39.0536 | -23.8646 | -17.7653 | -9.6594 | 13.0605 | -46105.9925 | 8.8212 | -21.4675 | -15.5261 | 24.1026 | 7.3327 | -15.3889 | 96.2821 | 36.6247 | 27855387.8353 | 231.5815 | 17.4075 | 18000382.1014 | -6147401.3305 | -11292618.9165 | -6158385.7507 | -661669.796 | -3482551.3295
3 | Option 2 |  | $ | 8326569.5652 | 0 | 492.9193 | 1301.5132 | 206.6058 | 74.1539 | 72.0017 | 103.5765 | 81.263 | -45042.9424 | 92.0497 | 74.1427 | 219.024 | 193.3164 | 113.3166 | 278.5229 | 679.0596 | 721.1191 | 29246982.0291 | 591.8528 | 188.3754 | 18066091.1945 | -7025558.7733 | -11432333.2779 | -5874353.8719 | -692318.5449 | -3524685.1692
4 | Option 3 |  | $ | 1029659.3232 | 0 | 451.5971 | 1208.6918 | 205.0278 | 61.8621 | 70.3169 | 99.2004 | 74.0665 | -1906.8493 | 81.6558 | 67.9507 | 203.7287 | 178.8135 | 107.7888 | 268.8083 | 621.7366 | 716.4866 | 3094565.0218 | 483.032 | 167.5057 | 1547359.2754 | -118513.3126 | -434482.6163 | -982151.4108 | -155487.83 | -462258.0026
5 | Option 4 |  | $ |  | 2020-21 2021: Redacted to preserve confidentiality
6 | Option 5 |  | $ |  | 2020-21 2021: Redacted to preserve confidentiality
Fuel consumption from generation dispatch
Number | Option name |  | Units | PV | FY 2020-21 | FY 2021-22 | FY 2022-23 | FY 2023-24 | FY 2024-25 | FY 2025-26 | FY 2026-27 | FY 2027-28 | FY 2028-29 | FY 2029-30 | FY 2030-31 | FY 2031-32 | FY 2032-33 | FY 2033-34 | FY 2034-35 | FY 2035-36 | FY 2036-37 | FY 2037-38 | FY 2038-39 | FY 2039-40 | FY 2040-41 | FY 2041-42 | FY 2042-43 | FY 2043-44 | FY 2044-45 | FY 2045-46
1 | Option 1A |  | $ | 134222861.3777 | 0 | 726.4188 | 677.2043 | -3354298.0998 | 5798310.9964 | 13251165.8491 | 20947126.1334 | 20661042.0736 | 23655580.6068 | 16956682.6329 | 18436960.3579 | 22345078.3426 | 22554124.6761 | 21077146.7003 | 20029158.3896 | 11037936.9046 | 14183080.2981 | 6101539.8032 | 6319038.8478 | -9304899.9415 | -3302133.8292 | -1893947.4227 | 10733712.9996 | 9586803.8431 | 11242082.9444 | 22852579.8517
2 | Option 1B |  | $ | 134222861.3777 | 0 | 726.4188 | 677.2043 | -3354298.0998 | 5798310.9964 | 13251165.8491 | 20947126.1334 | 20661042.0736 | 23655580.6068 | 16956682.6329 | 18436960.3579 | 22345078.3426 | 22554124.6761 | 21077146.7003 | 20029158.3896 | 11037936.9046 | 14183080.2981 | 6101539.8032 | 6319038.8478 | -9304899.9415 | -3302133.8292 | -1893947.4227 | 10733712.9996 | 9586803.8431 | 11242082.9444 | 22852579.8517
3 | Option 2 |  | $ | 141324537.9877 | 0 | 5413.875 | 5011.2696 | -3348105.9621 | 6119519.6611 | 13990062.1824 | 21943890.3948 | 21677997.9881 | 24560084.5348 | 17561762.9108 | 19226567.4632 | 23003172.4493 | 23599245.0122 | 22103828.8721 | 21011369.6436 | 11515794.9147 | 14761984.0079 | 6219351.9031 | 6819562.2425 | -9395996.4733 | -2557319.3816 | -177243.9005 | 11720766.374 | 9885113.2212 | 11886904.097 | 23810236.4085
4 | Option 3 |  | $ | 10683417.9074 | 0 | 5063.2704 | 4713.3771 | -228648.7673 | 742198.8513 | 799648.9789 | 1191140.2121 | 1133013.3764 | 1089091.4326 | 861314.5815 | 866967.0808 | 1134413.6274 | 1184090.9644 | 904022.2838 | 888248.3341 | 2677483.2796 | 3011000.6697 | -552961.7809 | 1432395.6606 | -175922.7498 | -188680.8887 | 807120.5023 | 1880941.3995 | 1397156.3591 | 1937336.6978 | 3474537.4396
5 | Option 4 |  | $ |  | 2020-21 2021: Redacted to preserve confidentiality
6 | Option 5 |  | $ |  | 2020-21 2021: Redacted to preserve confidentiality
Voluntary load curtailment
Number | Option name |  | Units | PV | FY 2020-21 | FY 2021-22 | FY 2022-23 | FY 2023-24 | FY 2024-25 | FY 2025-26 | FY 2026-27 | FY 2027-28 | FY 2028-29 | FY 2029-30 | FY 2030-31 | FY 2031-32 | FY 2032-33 | FY 2033-34 | FY 2034-35 | FY 2035-36 | FY 2036-37 | FY 2037-38 | FY 2038-39 | FY 2039-40 | FY 2040-41 | FY 2041-42 | FY 2042-43 | FY 2043-44 | FY 2044-45 | FY 2045-46
1 | Option 1A |  | $ | 417523.2827 | 0 | 97.6344 | 102.38 | -23160.1367 | -62118.3591 | 122.7541 | -89620.4794 | 138.4003 | 144.5393 | 155.1817 | 164.6559 | 174.939 | -3982.9038 | 197.0173 | 694.4391 | 269013.3185 | 55356.4935 | 1326285.3483 | 77979.2717 | -349996.0339 | -129424.5567 | -52399.352 | 215045.492 | 90109.1847 | 95135.4061 | -97548.4107
2 | Option 1B |  | $ | 417523.2827 | 0 | 97.6344 | 102.38 | -23160.1367 | -62118.3591 | 122.7541 | -89620.4794 | 138.4003 | 144.5393 | 155.1817 | 164.6559 | 174.939 | -3982.9038 | 197.0173 | 694.4391 | 269013.3185 | 55356.4935 | 1326285.3483 | 77979.2717 | -349996.0339 | -129424.5567 | -52399.352 | 215045.492 | 90109.1847 | 95135.4061 | -97548.4107
3 | Option 2 |  | $ | 383810.0789 | 0 | 770.0939 | 805.1551 | -22408.0666 | -61373.446 | 957.93 | -88738.215 | 1074.4353 | 1128.5189 | 1194.3402 | 1267.0853 | 1339.9318 | -2747.7181 | 1506.5894 | 2502.9273 | 271855.8322 | 71230.3907 | 1270851.6769 | 27477.5131 | -426275.1029 | -94399.4653 | -46675.7888 | 273876.1988 | 103862.0818 | 32048.8817 | -117777.5328
4 | Option 3 |  | $ | -89900.2625 | 0 | 719.8749 | 752.7849 | -9968.9052 | -26993.6165 | 895.8655 | -8661.0682 | 1004.9735 | 1056.0638 | 1116.9814 | 1185.1867 | 1253.2154 | 1330.6633 | 1409.5398 | 1484.9606 | 1394.9376 | 1406.7023 | -62086.9684 | 7507.7527 | 3686.3912 | -49083.9725 | -156620.7059 | -4643.4006 | 79925.6418 | 16699.5029 | -41553.6846
5 | Option 4 |  | $ |  | 2020-21 2021: Redacted to preserve confidentiality
6 | Option 5 |  | $ |  | 2020-21 2021: Redacted to preserve confidentiality
Costs for non RIT-T proponent parties
Number | Option name |  | Units | PV | FY 2020-21 | FY 2021-22 | FY 2022-23 | FY 2023-24 | FY 2024-25 | FY 2025-26 | FY 2026-27 | FY 2027-28 | FY 2028-29 | FY 2029-30 | FY 2030-31 | FY 2031-32 | FY 2032-33 | FY 2033-34 | FY 2034-35 | FY 2035-36 | FY 2036-37 | FY 2037-38 | FY 2038-39 | FY 2039-40 | FY 2040-41 | FY 2041-42 | FY 2042-43 | FY 2043-44 | FY 2044-45 | FY 2045-46
1 | Option 1A |  | $ | 67868546.8752 | 0 | 2856.4651 | 3903.9569 | 73026410.8924 | 345531.6915 | -565603.2714 | -1222082.3985 | -1329451.9306 | -260263.2047 | -3532364.6052 | -3504804.4411 | -5082623.2451 | -5034291.7787 | -4748558.6536 | -4470769.3587 | 60371810.2389 | -17258960.7077 | 105227399.6455 | -51546481.3029 | 56734908.8795 | -70144233.3423 | 11857909.577 | -18368559.3093 | -19380614.3973 | -8450379.7235 | -7561393.6509
2 | Option 1B |  | $ | 67868546.8752 | 0 | 2856.4651 | 3903.9569 | 73026410.8924 | 345531.6915 | -565603.2714 | -1222082.3985 | -1329451.9306 | -260263.2047 | -3532364.6052 | -3504804.4411 | -5082623.2451 | -5034291.7787 | -4748558.6536 | -4470769.3587 | 60371810.2389 | -17258960.7077 | 105227399.6455 | -51546481.3029 | 56734908.8795 | -70144233.3423 | 11857909.577 | -18368559.3093 | -19380614.3973 | -8450379.7235 | -7561393.6509
3 | Option 2 |  | $ | 71281944.1029 | 0 | 24591.7018 | 36037.7093 | 73028613.0965 | 433064.9082 | -520240.042 | -1177157.0517 | -1327781.6249 | -157656.3557 | -3474915.6347 | -3452496.9863 | -5005866.8301 | -5146436.2688 | -4866231.7997 | -4477406.6211 | 63610321.6082 | -17824983.8042 | 116786702.0783 | -56963884.6251 | 60507401.2643 | -76192984.8633 | 10121612.8957 | -17118061.7073 | -17370399.306 | -7757812.6377 | -7967165.1547
4 | Option 3 |  | $ | 28730063.9895 | 0 | 22931.91 | 33562.9449 | 40584999.0438 | 163160.7639 | 44962.9031 | 74036.4993 | 109405.321 | 100862.9091 | 28621.1194 | 24140.5659 | 21209.0237 | 1801.782 | -41099.8952 | 37279.964 | -19204552.8514 | 213435.832 | 28221734.9408 | -20658848.4179 | 9023231.6544 | -930200.7456 | -4742371.4309 | -1000770.3023 | -2021793.7052 | 886564.1553 | -651317.2152
5 | Option 4 |  | $ |  | 2020-21 2021: Redacted to preserve confidentiality
6 | Option 5 |  | $ |  | 2020-21 2021: Redacted to preserve confidentiality
NNO revenue received by NNO proponent
Number | Option name |  | Unit | PV | FY 2020-21 | FY 2021-22 | FY 2022-23 | FY 2023-24 | FY 2024-25 | FY 2025-26 | FY 2026-27 | FY 2027-28 | FY 2028-29 | FY 2029-30 | FY 2030-31 | FY 2031-32 | FY 2032-33 | FY 2033-34 | FY 2034-35 | FY 2035-36 | FY 2036-37 | FY 2037-38 | FY 2038-39 | FY 2039-40 | FY 2040-41 | FY 2041-42 | FY 2042-43 | FY 2043-44 | FY 2044-45 | FY 2045-46
1 | Option 1A |  | $ | 0 | 0 | 0 | 0 | 0 | 0 | 0 | 0 | 0 | 0 | 0 | 0 | 0 | 0 | 0 | 0 | 0 | 0 | 0 | 0 | 0 | 0 | 0 | 0 | 0 | 0 | 0
2 | Option 1B |  | $ | 0 | 0 | 0 | 0 | 0 | 0 | 0 | 0 | 0 | 0 | 0 | 0 | 0 | 0 | 0 | 0 | 0 | 0 | 0 | 0 | 0 | 0 | 0 | 0 | 0 | 0 | 0
3 | Option 2 |  | $ | 0 | 0 | 0 | 0 | 0 | 0 | 0 | 0 | 0 | 0 | 0 | 0 | 0 | 0 | 0 | 0 | 0 | 0 | 0 | 0 | 0 | 0 | 0 | 0 | 0 | 0 | 0
4 | Option 3 |  | $ | 0 | 0 | 0 | 0 | 0 | 0 | 0 | 0 | 0 | 0 | 0 | 0 | 0 | 0 | 0 | 0 | 0 | 0 | 0 | 0 | 0 | 0 | 0 | 0 | 0 | 0 | 0
5 | Option 4 |  | $ |  | 2020-21 2021: Redacted to preserve confidentiality
6 | Option 5 |  | $ |  | 2020-21 2021: Redacted to preserve confidentiality
NNO operating costs
Number | Option name |  | Unit | PV | FY 2020-21 | FY 2021-22 | FY 2022-23 | FY 2023-24 | FY 2024-25 | FY 2025-26 | FY 2026-27 | FY 2027-28 | FY 2028-29 | FY 2029-30 | FY 2030-31 | FY 2031-32 | FY 2032-33 | FY 2033-34 | FY 2034-35 | FY 2035-36 | FY 2036-37 | FY 2037-38 | FY 2038-39 | FY 2039-40 | FY 2040-41 | FY 2041-42 | FY 2042-43 | FY 2043-44 | FY 2044-45 | FY 2045-46
1 | Option 1A |  | $ | 0 | 0 | 0 | 0 | 0 | 0 | 0 | 0 | 0 | 0 | 0 | 0 | 0 | 0 | 0 | 0 | 0 | 0 | 0 | 0 | 0 | 0 | 0 | 0 | 0 | 0 | 0
2 | Option 1B |  | $ | 0 | 0 | 0 | 0 | 0 | 0 | 0 | 0 | 0 | 0 | 0 | 0 | 0 | 0 | 0 | 0 | 0 | 0 | 0 | 0 | 0 | 0 | 0 | 0 | 0 | 0 | 0
3 | Option 2 |  | $ | 0 | 0 | 0 | 0 | 0 | 0 | 0 | 0 | 0 | 0 | 0 | 0 | 0 | 0 | 0 | 0 | 0 | 0 | 0 | 0 | 0 | 0 | 0 | 0 | 0 | 0 | 0
4 | Option 3 |  | $ | 0 | 0 | 0 | 0 | 0 | 0 | 0 | 0 | 0 | 0 | 0 | 0 | 0 | 0 | 0 | 0 | 0 | 0 | 0 | 0 | 0 | 0 | 0 | 0 | 0 | 0 | 0
5 | Option 4 |  | $ |  | 2020-21 2021: Redacted to preserve confidentiality
6 | Option 5 |  | $ |  | 2020-21 2021: Redacted to preserve confidentiality

## Step
Step
Calculating costs, benefits and NPV for each option
Incremental net present value calculation
Net present value for each option
Number | Option name |  | Units | NPV | FY 2020-21 | FY 2021-22 | FY 2022-23 | FY 2023-24 | FY 2024-25 | FY 2025-26 | FY 2026-27 | FY 2027-28 | FY 2028-29 | FY 2029-30 | FY 2030-31 | FY 2031-32 | FY 2032-33 | FY 2033-34 | FY 2034-35 | FY 2035-36 | FY 2036-37 | FY 2037-38 | FY 2038-39 | FY 2039-40 | FY 2040-41 | FY 2041-42 | FY 2042-43 | FY 2043-44 | FY 2044-45 | FY 2045-46
1 | Option 1A |  | $ | 158523640.8662 | 0 | 8214238.4653 | 131882966.7795 | -23501396.5476 | -93544986.1411 | 75126275.8551 | 544834139.2452 | -143351019.7791 | 13128243.2062 | -231359622.5244 | -583892179.7544 | 11885072.7705 | 537694354.881 | -149699961.7307 | 21598234.5071 | -48670176.0026 | 118976736.1888 | -14027925.9059 | -25086436.0419 | 22989715.8356 | -23090771.2258 | -19825283.4246 | 12225194.6065 | -13607621.9852 | -5287217.5936 | 117616011.3616
2 | Option 1B |  | $ | 85740045.8157 | 0 | -14785761.5347 | 108882966.7795 | -46501396.5476 | -117464986.1411 | 74206275.8551 | 543914139.2452 | -144271019.7791 | 12208243.2062 | -232279622.5244 | -584812179.7544 | 10965072.7705 | 536774354.881 | -150619961.7307 | 20678234.5071 | -49590176.0026 | 118056736.1888 | -14947925.9059 | -26006436.0419 | 22069715.8356 | -24010771.2258 | -20745283.4246 | 11305194.6065 | -14527621.9852 | -6207217.5936 | 167886011.3616
3 | Option 2 |  | $ | 37554318.3156 | 0 | -36394334.717 | 92062664.3882 | -68314955.6046 | -139978681.6021 | 79093840.5421 | 550802534.4925 | -144844589.8805 | 32342143.1109 | -239356358.2153 | -603391522.9513 | 11511982.6309 | 544193456.9408 | -144356360.1079 | 20195400.8427 | -67045904.5699 | 126892146.3232 | -11477677.0302 | -25789473.0878 | 27109009.2282 | -25554485.9532 | -30716972.8637 | 11703976.8364 | -13133493.7354 | -7732575.5896 | 217437769.2439
4 | Option 3 |  | $ | 8573474.8436 | 0 | -2570048.0374 | -33217996.0803 | 11860294.6913 | 5032587.4218 | 9364911.9435 | 99669223.2248 | -48231444.6791 | -29641614.7081 | 9685086.7927 | -52680558.5028 | -6453944.2007 | 68301957.6966 | 2207263.7513 | -234704.2309 | -12782037.9517 | -10759035.7565 | 6402362.2575 | 228338.7015 | -5145711.3529 | -478810.3156 | -6515678.7792 | -6607500.3709 | 3286494.1813 | -1511195.5587 | 20851164.2667
5 | Option 4 |  | $ | 135583797.0985 | Redacted to preserve confidentiality
6 | Option 5 |  | $ | 10261580.9175 | Redacted to preserve confidentiality
Present value of benefits for each option
Number | Option name |  | Units | PV | FY 2020-21 | FY 2021-22 | FY 2022-23 | FY 2023-24 | FY 2024-25 | FY 2025-26 | FY 2026-27 | FY 2027-28 | FY 2028-29 | FY 2029-30 | FY 2030-31 | FY 2031-32 | FY 2032-33 | FY 2033-34 | FY 2034-35 | FY 2035-36 | FY 2036-37 | FY 2037-38 | FY 2038-39 | FY 2039-40 | FY 2040-41 | FY 2041-42 | FY 2042-43 | FY 2043-44 | FY 2044-45 | FY 2045-46
1 | Option 1A |  | $ | 325726774.4171 | 0 | 60964238.4653 | 184632966.7795 | 29248603.4524 | -38684986.1411 | 77236275.8551 | 546944139.2452 | -141241019.7791 | 15238243.2062 | -229249622.5244 | -581782179.7544 | 13995072.7705 | 539804354.881 | -147589961.7307 | 23708234.5071 | -46560176.0026 | 121086736.1888 | -11917925.9059 | -22976436.0419 | 25099715.8356 | -20980771.2258 | -17715283.4246 | 14335194.6065 | -11497621.9852 | -3177217.5936 | 3546011.3616
2 | Option 1B |  | $ | 325726774.4171 | 0 | 60964238.4653 | 184632966.7795 | 29248603.4524 | -38684986.1411 | 77236275.8551 | 546944139.2452 | -141241019.7791 | 15238243.2062 | -229249622.5244 | -581782179.7544 | 13995072.7705 | 539804354.881 | -147589961.7307 | 23708234.5071 | -46560176.0026 | 121086736.1888 | -11917925.9059 | -22976436.0419 | 25099715.8356 | -20980771.2258 | -17715283.4246 | 14335194.6065 | -11497621.9852 | -3177217.5936 | 3546011.3616
3 | Option 2 |  | $ | 348719226.179 | 0 | 61855665.283 | 190312664.3882 | 29935044.3954 | -37798681.6021 | 83023840.5421 | 554732534.4925 | -140914589.8805 | 36272143.1109 | -235426358.2153 | -599461522.9513 | 15441982.6309 | 548123456.9408 | -140426360.1079 | 24125400.8427 | -63115904.5699 | 130822146.3232 | -7547677.0302 | -21859473.0878 | 31039009.2282 | -21624485.9532 | -26786972.8637 | 15633976.8364 | -9203493.7354 | -3802575.5896 | 3817769.2439
4 | Option 3 |  | $ | 51159118.5451 | 0 | 14096618.6293 | -16551329.4136 | 29026961.3579 | 5532587.4218 | 9864911.9435 | 100169223.2248 | -47731444.6791 | -29141614.7081 | 10185086.7927 | -52180558.5028 | -5953944.2007 | 68801957.6966 | 2707263.7513 | 265295.7691 | -12282037.9517 | -10259035.7565 | 6902362.2575 | 728338.7015 | -4645711.3529 | 21189.6844 | -6015678.7792 | -6107500.3709 | 3786494.1813 | -1011195.5587 | 101164.2667
5 | Option 4 |  | $ |  | Redacted to preserve confidentiality
6 | Option 5 |  | $ |  | Redacted to preserve confidentiality
Present value of costs for each option
Number | Option name |  | Units | PV | FY 2020-21 | FY 2021-22 | FY 2022-23 | FY 2023-24 | FY 2024-25 | FY 2025-26 | FY 2026-27 | FY 2027-28 | FY 2028-29 | FY 2029-30 | FY 2030-31 | FY 2031-32 | FY 2032-33 | FY 2033-34 | FY 2034-35 | FY 2035-36 | FY 2036-37 | FY 2037-38 | FY 2038-39 | FY 2039-40 | FY 2040-41 | FY 2041-42 | FY 2042-43 | FY 2043-44 | FY 2044-45 | FY 2045-46
1 | Option 1A |  | $ | -167203133.551 | 0 | -52750000 | -52750000 | -52750000 | -54860000 | -2110000 | -2110000 | -2110000 | -2110000 | -2110000 | -2110000 | -2110000 | -2110000 | -2110000 | -2110000 | -2110000 | -2110000 | -2110000 | -2110000 | -2110000 | -2110000 | -2110000 | -2110000 | -2110000 | -2110000 | 114070000
2 | Option 1B |  | $ | -239986728.6014 | 0 | -75750000 | -75750000 | -75750000 | -78780000 | -3030000 | -3030000 | -3030000 | -3030000 | -3030000 | -3030000 | -3030000 | -3030000 | -3030000 | -3030000 | -3030000 | -3030000 | -3030000 | -3030000 | -3030000 | -3030000 | -3030000 | -3030000 | -3030000 | -3030000 | 164340000
3 | Option 2 |  | $ | -311164907.8634 | 0 | -98250000 | -98250000 | -98250000 | -102180000 | -3930000 | -3930000 | -3930000 | -3930000 | -3930000 | -3930000 | -3930000 | -3930000 | -3930000 | -3930000 | -3930000 | -3930000 | -3930000 | -3930000 | -3930000 | -3930000 | -3930000 | -3930000 | -3930000 | -3930000 | 213620000
4 | Option 3 |  | $ | -42585643.7015 | 0 | -16666666.6667 | -16666666.6667 | -17166666.6667 | -500000 | -500000 | -500000 | -500000 | -500000 | -500000 | -500000 | -500000 | -500000 | -500000 | -500000 | -500000 | -500000 | -500000 | -500000 | -500000 | -500000 | -500000 | -500000 | -500000 | -500000 | 20750000
5 | Option 4 |  | $ |  | Redacted to preserve confidentiality
6 | Option 5 |  | $ |  | Redacted to preserve confidentiality
Incremental cost calculation
Year series
Year count |  |  |  |  | 1 | 2 | 3 | 4 | 5 | 6 | 7 | 8 | 9 | 10 | 11 | 12 | 13 | 14 | 15 | 16 | 17 | 18 | 19 | 20 | 21 | 22 | 23 | 24 | 25 | 26
Financial year series I |  |  |  |  | FY 2020-21 | FY 2021-22 | FY 2022-23 | FY 2023-24 | FY 2024-25 | FY 2025-26 | FY 2026-27 | FY 2027-28 | FY 2028-29 | FY 2029-30 | FY 2030-31 | FY 2031-32 | FY 2032-33 | FY 2033-34 | FY 2034-35 | FY 2035-36 | FY 2036-37 | FY 2037-38 | FY 2038-39 | FY 2039-40 | FY 2040-41 | FY 2041-42 | FY 2042-43 | FY 2043-44 | FY 2044-45 | FY 2045-46
Financial year series II |  |  |  |  | 2020-21 | 2021-22 | 2022-23 | 2023-24 | 2024-25 | 2025-26 | 2026-27 | 2027-28 | 2028-29 | 2029-30 | 2030-31 | 2031-32 | 2032-33 | 2033-34 | 2034-35 | 2035-36 | 2036-37 | 2037-38 | 2038-39 | 2039-40 | 2040-41 | 2041-42 | 2042-43 | 2043-44 | 2044-45 | 2045-46
Modelling year series |  |  |  |  | 2021 | 2022 | 2023 | 2024 | 2025 | 2026 | 2027 | 2028 | 2029 | 2030 | 2031 | 2032 | 2033 | 2034 | 2035 | 2036 | 2037 | 2038 | 2039 | 2040 | 2041 | 2042 | 2043 | 2044 | 2045 | 2046
Capital cost
Number | Option name | Capex component | Units | PV | FY 2020-21 | FY 2021-22 | FY 2022-23 | FY 2023-24 | FY 2024-25 | FY 2025-26 | FY 2026-27 | FY 2027-28 | FY 2028-29 | FY 2029-30 | FY 2030-31 | FY 2031-32 | FY 2032-33 | FY 2033-34 | FY 2034-35 | FY 2035-36 | FY 2036-37 | FY 2037-38 | FY 2038-39 | FY 2039-40 | FY 2040-41 | FY 2041-42 | FY 2042-43 | FY 2043-44 | FY 2044-45 | FY 2045-46
1 | Option 1A | Lines | $ | -133891535.0799 | 0 | -48250000 | -48250000 | -48250000 | -48250000 | 0 | 0 | 0 | 0 | 0 | 0 | 0 | 0 | 0 | 0 | 0 | 0 | 0 | 0 | 0 | 0 | 0 | 0 | 0 | 0 | 108080000
1 | Option 1A | Substations | $ | -12933329.7507 | 0 | -4500000 | -4500000 | -4500000 | -4500000 | 0 | 0 | 0 | 0 | 0 | 0 | 0 | 0 | 0 | 0 | 0 | 0 | 0 | 0 | 0 | 0 | 0 | 0 | 0 | 0 | 8100000
2 | Option 1B | Lines | $ | -195634263.6919 | 0 | -70500000 | -70500000 | -70500000 | -70500000 | 0 | 0 | 0 | 0 | 0 | 0 | 0 | 0 | 0 | 0 | 0 | 0 | 0 | 0 | 0 | 0 | 0 | 0 | 0 | 0 | 157920000
2 | Option 1B | Substations | $ | -15088884.7091 | 0 | -5250000 | -5250000 | -5250000 | -5250000 | 0 | 0 | 0 | 0 | 0 | 0 | 0 | 0 | 0 | 0 | 0 | 0 | 0 | 0 | 0 | 0 | 0 | 0 | 0 | 0 | 9450000
3 | Option 2 | Lines | $ | -256683253.7802 | 0 | -92500000 | -92500000 | -92500000 | -92500000 | 0 | 0 | 0 | 0 | 0 | 0 | 0 | 0 | 0 | 0 | 0 | 0 | 0 | 0 | 0 | 0 | 0 | 0 | 0 | 0 | 207200000
3 | Option 2 | Substations | $ | -16525921.3481 | 0 | -5750000 | -5750000 | -5750000 | -5750000 | 0 | 0 | 0 | 0 | 0 | 0 | 0 | 0 | 0 | 0 | 0 | 0 | 0 | 0 | 0 | 0 | 0 | 0 | 0 | 0 | 10350000
4 | Option 3 | Static synchronous compensator | $ | -37359125.1916 | 0 | -16666666.6667 | -16666666.6667 | -16666666.6667 | 0 | 0 | 0 | 0 | 0 | 0 | 0 | 0 | 0 | 0 | 0 | 0 | 0 | 0 | 0 | 0 | 0 | 0 | 0 | 0 | 0 | 21250000
5 | Option 4 | Lines | $ | -133891535.0799 | 0 | -48250000 | -48250000 | -48250000 | -48250000 | 0 | 0 | 0 | 0 | 0 | 0 | 0 | 0 | 0 | 0 | 0 | 0 | 0 | 0 | 0 | 0 | 0 | 0 | 0 | 0 | 108080000
5 | Option 4 | Substations | $ | -12933329.7507 | 0 | -4500000 | -4500000 | -4500000 | -4500000 | 0 | 0 | 0 | 0 | 0 | 0 | 0 | 0 | 0 | 0 | 0 | 0 | 0 | 0 | 0 | 0 | 0 | 0 | 0 | 0 | 8100000
5 | Option 4 |  | $ |  | 2020-21 2021: Redacted to preserve confidentiality
6 | Option 5 |  | $ |  | 2020-21 2021: Redacted to preserve confidentiality
6 | Option 5 |  | $ |  | 2020-21 2021: Redacted to preserve confidentiality
Capital cost summary
Number | Option name |  | Units | PV | FY 2020-21 | FY 2021-22 | FY 2022-23 | FY 2023-24 | FY 2024-25 | FY 2025-26 | FY 2026-27 | FY 2027-28 | FY 2028-29 | FY 2029-30 | FY 2030-31 | FY 2031-32 | FY 2032-33 | FY 2033-34 | FY 2034-35 | FY 2035-36 | FY 2036-37 | FY 2037-38 | FY 2038-39 | FY 2039-40 | FY 2040-41 | FY 2041-42 | FY 2042-43 | FY 2043-44 | FY 2044-45 | FY 2045-46
1 | Option 1A |  | $ | -146824864.8306 | 0 | -52750000 | -52750000 | -52750000 | -52750000 | 0 | 0 | 0 | 0 | 0 | 0 | 0 | 0 | 0 | 0 | 0 | 0 | 0 | 0 | 0 | 0 | 0 | 0 | 0 | 0 | 116180000
2 | Option 1B |  | $ | -210723148.401 | 0 | -75750000 | -75750000 | -75750000 | -75750000 | 0 | 0 | 0 | 0 | 0 | 0 | 0 | 0 | 0 | 0 | 0 | 0 | 0 | 0 | 0 | 0 | 0 | 0 | 0 | 0 | 167370000
3 | Option 2 |  | $ | -273209175.1282 | 0 | -98250000 | -98250000 | -98250000 | -98250000 | 0 | 0 | 0 | 0 | 0 | 0 | 0 | 0 | 0 | 0 | 0 | 0 | 0 | 0 | 0 | 0 | 0 | 0 | 0 | 0 | 217550000
4 | Option 3 |  | $ | -37359125.1916 | 0 | -16666666.6667 | -16666666.6667 | -16666666.6667 | 0 | 0 | 0 | 0 | 0 | 0 | 0 | 0 | 0 | 0 | 0 | 0 | 0 | 0 | 0 | 0 | 0 | 0 | 0 | 0 | 0 | 21250000
5 | Option 4 |  | $ |  | 2020-21 2021: Redacted to preserve confidentiality
6 | Option 5 |  | $ |  | 2020-21 2021: Redacted to preserve confidentiality
TransGrid operating costs
Number | Option name |  | Units | PV | FY 2020-21 | FY 2021-22 | FY 2022-23 | FY 2023-24 | FY 2024-25 | FY 2025-26 | FY 2026-27 | FY 2027-28 | FY 2028-29 | FY 2029-30 | FY 2030-31 | FY 2031-32 | FY 2032-33 | FY 2033-34 | FY 2034-35 | FY 2035-36 | FY 2036-37 | FY 2037-38 | FY 2038-39 | FY 2039-40 | FY 2040-41 | FY 2041-42 | FY 2042-43 | FY 2043-44 | FY 2044-45 | FY 2045-46
1 | Option 1A |  | $ | -20378268.7204 | 0 | 0 | 0 | 0 | -2110000 | -2110000 | -2110000 | -2110000 | -2110000 | -2110000 | -2110000 | -2110000 | -2110000 | -2110000 | -2110000 | -2110000 | -2110000 | -2110000 | -2110000 | -2110000 | -2110000 | -2110000 | -2110000 | -2110000 | -2110000 | -2110000
2 | Option 1B |  | $ | -29263580.2004 | 0 | 0 | 0 | 0 | -3030000 | -3030000 | -3030000 | -3030000 | -3030000 | -3030000 | -3030000 | -3030000 | -3030000 | -3030000 | -3030000 | -3030000 | -3030000 | -3030000 | -3030000 | -3030000 | -3030000 | -3030000 | -3030000 | -3030000 | -3030000 | -3030000
3 | Option 2 |  | $ | -37955732.7351 | 0 | 0 | 0 | 0 | -3930000 | -3930000 | -3930000 | -3930000 | -3930000 | -3930000 | -3930000 | -3930000 | -3930000 | -3930000 | -3930000 | -3930000 | -3930000 | -3930000 | -3930000 | -3930000 | -3930000 | -3930000 | -3930000 | -3930000 | -3930000 | -3930000
4 | Option 3 |  | $ | -5226518.5099 | 0 | 0 | 0 | -500000 | -500000 | -500000 | -500000 | -500000 | -500000 | -500000 | -500000 | -500000 | -500000 | -500000 | -500000 | -500000 | -500000 | -500000 | -500000 | -500000 | -500000 | -500000 | -500000 | -500000 | -500000 | -500000
5 | Option 4 |  | $ |  | 2020-21 2021: Redacted to preserve confidentiality
6 | Option 5 |  | $ |  | 2020-21 2021: Redacted to preserve confidentiality
NNO expenses paid to NNO proponent by TransGrid
Number | Option name |  | Unit | PV | FY 2020-21 | FY 2021-22 | FY 2022-23 | FY 2023-24 | FY 2024-25 | FY 2025-26 | FY 2026-27 | FY 2027-28 | FY 2028-29 | FY 2029-30 | FY 2030-31 | FY 2031-32 | FY 2032-33 | FY 2033-34 | FY 2034-35 | FY 2035-36 | FY 2036-37 | FY 2037-38 | FY 2038-39 | FY 2039-40 | FY 2040-41 | FY 2041-42 | FY 2042-43 | FY 2043-44 | FY 2044-45 | FY 2045-46
1 | Option 1A |  | $ | 0 | 0 | 0 | 0 | 0 | 0 | 0 | 0 | 0 | 0 | 0 | 0 | 0 | 0 | 0 | 0 | 0 | 0 | 0 | 0 | 0 | 0 | 0 | 0 | 0 | 0 | 0
2 | Option 1B |  | $ | 0 | 0 | 0 | 0 | 0 | 0 | 0 | 0 | 0 | 0 | 0 | 0 | 0 | 0 | 0 | 0 | 0 | 0 | 0 | 0 | 0 | 0 | 0 | 0 | 0 | 0 | 0
3 | Option 2 |  | $ | 0 | 0 | 0 | 0 | 0 | 0 | 0 | 0 | 0 | 0 | 0 | 0 | 0 | 0 | 0 | 0 | 0 | 0 | 0 | 0 | 0 | 0 | 0 | 0 | 0 | 0 | 0
4 | Option 3 |  | $ | 0 | 0 | 0 | 0 | 0 | 0 | 0 | 0 | 0 | 0 | 0 | 0 | 0 | 0 | 0 | 0 | 0 | 0 | 0 | 0 | 0 | 0 | 0 | 0 | 0 | 0 | 0
5 | Option 4 |  | $ |  | 2020-21 2021: Redacted to preserve confidentiality
6 | Option 5 |  | $ |  | 2020-21 2021: Redacted to preserve confidentiality
Incremental benefit calculation
Involuntary load shedding
Number | Option name |  | Units | PV | FY 2020-21 | FY 2021-22 | FY 2022-23 | FY 2023-24 | FY 2024-25 | FY 2025-26 | FY 2026-27 | FY 2027-28 | FY 2028-29 | FY 2029-30 | FY 2030-31 | FY 2031-32 | FY 2032-33 | FY 2033-34 | FY 2034-35 | FY 2035-36 | FY 2036-37 | FY 2037-38 | FY 2038-39 | FY 2039-40 | FY 2040-41 | FY 2041-42 | FY 2042-43 | FY 2043-44 | FY 2044-45 | FY 2045-46
1 | Option 1A |  | $ | -10451881.8481 | 0 | -208703.3629 | -100.288 | -373524.1885 | -13275228.1566 | -118.9054 | -125.8576 | -133.6749 | -141.0191 | -149.3304 | -157.9781 | -167.978 | -177.1644 | -187.8175 | -198.8964 | -211.2676 | -223.2945 | -236.2465 | -249.9569 | -265.6995 | -281.0222 | -296.3486 | -314.314 | -333.8038 | -351.0254 | -371.452
2 | Option 1B |  | $ | -10451881.8481 | 0 | -208703.3629 | -100.288 | -373524.1885 | -13275228.1566 | -118.9054 | -125.8576 | -133.6749 | -141.0191 | -149.3304 | -157.9781 | -167.978 | -177.1644 | -187.8175 | -198.8964 | -211.2676 | -223.2945 | -236.2465 | -249.9569 | -265.6995 | -281.0222 | -296.3486 | -314.314 | -333.8038 | -351.0254 | -371.452
3 | Option 2 |  | $ | -10601681.409 | 0 | -211665.1913 | -232.9754 | -378705.9139 | -13462470.259 | -276.4631 | -292.3376 | -310.7197 | -328.2411 | -347.9909 | -368.9116 | -391.7819 | -413.2764 | -438.3218 | -464.1831 | -490.551 | -518.3789 | -549.4906 | -581.5344 | -617.8198 | -653.2227 | -689.2737 | -731.5556 | -777.5517 | -816.3625 | -863.5145
4 | Option 3 |  | $ | -2329227.7426 | 0 | -52279.0675 | -21.003 | -16187.8169 | -3022606.7342 | -24.9294 | -26.3915 | -28.0398 | -29.5864 | -31.3317 | -33.1903 | -35.2705 | -37.1936 | -39.4821 | -41.8595 | -44.3472 | -46.8795 | -49.5841 | -52.4805 | -55.7857 | -59.0133 | -62.2646 | -66.0828 | -70.246 | -73.8134 | -78.1053
5 | Option 4 |  | $ |  | 2020-21 2021: Redacted to preserve confidentiality
6 | Option 5 |  | $ |  | 2020-21 2021: Redacted to preserve confidentiality
Difference in timing of unrelated expenditure
Number | Option name |  | Units | PV | FY 2020-21 | FY 2021-22 | FY 2022-23 | FY 2023-24 | FY 2024-25 | FY 2025-26 | FY 2026-27 | FY 2027-28 | FY 2028-29 | FY 2029-30 | FY 2030-31 | FY 2031-32 | FY 2032-33 | FY 2033-34 | FY 2034-35 | FY 2035-36 | FY 2036-37 | FY 2037-38 | FY 2038-39 | FY 2039-40 | FY 2040-41 | FY 2041-42 | FY 2042-43 | FY 2043-44 | FY 2044-45 | FY 2045-46
1 | Option 1A |  | $ | 78844245.3098 | 0 | -315.4915 | 42634071.0498 | -2212081.5664 | 2372690.9356 | 48931735.6211 | -22172291.6998 | 1353079.8797 | 71923750.7419 | 69362545.5784 | -103716836.5766 | -1188321.3909 | -7781581.1914 | -21241624.3929 | -262.207 | -20390899.7446 | 69709732.3283 | -33742116.5386 | -854282.1576 | 1584790.4375 | -3140651.32 | 22503189.2272 | -2838923.2229 | -7196347.0962 | -10.3115 | 4.9681
2 | Option 1B |  | $ | 78844245.3098 | 0 | -315.4915 | 42634071.0498 | -2212081.5664 | 2372690.9356 | 48931735.6211 | -22172291.6998 | 1353079.8797 | 71923750.7419 | 69362545.5784 | -103716836.5766 | -1188321.3909 | -7781581.1914 | -21241624.3929 | -262.207 | -20390899.7446 | 69709732.3283 | -33742116.5386 | -854282.1576 | 1584790.4375 | -3140651.32 | 22503189.2272 | -2838923.2229 | -7196347.0962 | -10.3115 | 4.9681
3 | Option 2 |  | $ | 79316253.7679 | 0 | -723.8377 | 42546547.5708 | -1566956.6291 | 2956590.3636 | 47882358.8154 | -25147121.4837 | 3454071.3942 | 77689709.7489 | 68435245.5536 | -105868040.871 | -1174247.8241 | -6781326.3207 | -21452209.9486 | -569.9427 | -27503300.4013 | 73343941.2581 | -34224450.6398 | 809681.0991 | 2051243.3152 | -3170229.3148 | 22948202.1234 | -5173490.0335 | -6077619.1314 | -24.3543 | -6.533
4 | Option 3 |  | $ | 2151177.1651 | 0 | -79.5343 | 3891477.8583 | 2313050.7534 | 2800766.9534 | 816603.7054 | 2489918.5562 | -7056358.3298 | 6168815.6827 | -36283.2758 | -9046712.2402 | -1147305.5984 | -2041898.9405 | 2576012.8421 | -43.1563 | -4950887.2567 | -2866487.915 | 4222665.0838 | -629719.2031 | -1152724.0843 | 166297.8437 | 3989739.6984 | -2614078.2413 | 1366419.8734 | 4.0039 | 6.0777
5 | Option 4 |  | $ |  | 2020-21 2021: Redacted to preserve confidentiality
6 | Option 5 |  | $ |  | 2020-21 2021: Redacted to preserve confidentiality
Fuel consumption from generation dispatch
Number | Option name |  | Units | PV | FY 2020-21 | FY 2021-22 | FY 2022-23 | FY 2023-24 | FY 2024-25 | FY 2025-26 | FY 2026-27 | FY 2027-28 | FY 2028-29 | FY 2029-30 | FY 2030-31 | FY 2031-32 | FY 2032-33 | FY 2033-34 | FY 2034-35 | FY 2035-36 | FY 2036-37 | FY 2037-38 | FY 2038-39 | FY 2039-40 | FY 2040-41 | FY 2041-42 | FY 2042-43 | FY 2043-44 | FY 2044-45 | FY 2045-46
1 | Option 1A |  | $ | 72910302.0162 | 0 | 3513049.4911 | 4103552.0698 | 1708727.4842 | 4090253.2241 | 13166572.5219 | -1974810.2184 | -475874.2914 | -1761652.6908 | 9145603.1502 | 24138808.9935 | 23074433.81 | 19254673.6269 | 25478560.2796 | 27167594.1816 | 824031.1835 | -2281688.2769 | -2242719.293 | -4327.5321 | -2768701.5865 | -5267359.8764 | -1985476.1639 | -3833326.2057 | -1659981.4169 | -1328420.8007 | -1365464.9152
2 | Option 1B |  | $ | 72910302.0162 | 0 | 3513049.4911 | 4103552.0698 | 1708727.4842 | 4090253.2241 | 13166572.5219 | -1974810.2184 | -475874.2914 | -1761652.6908 | 9145603.1502 | 24138808.9935 | 23074433.81 | 19254673.6269 | 25478560.2796 | 27167594.1816 | 824031.1835 | -2281688.2769 | -2242719.293 | -4327.5321 | -2768701.5865 | -5267359.8764 | -1985476.1639 | -3833326.2057 | -1659981.4169 | -1328420.8007 | -1365464.9152
3 | Option 2 |  | $ | 78373311.2472 | 0 | 3632122.1543 | 4216711.178 | 1752704.4441 | 4702244.706 | 14637577.5049 | -125445.2315 | 1274296.8487 | -1736483.569 | 9627733.5679 | 24630027.8087 | 24271411.9405 | 19911227.6181 | 25486981.9541 | 27531012.905 | 1397390.9565 | -2359029.1453 | -2355392.2855 | -141041.1675 | -2909955.2814 | -5810334.1759 | -2261866.8117 | -3629868.0474 | -1840590.8504 | -1435309.3297 | -1589015.5006
4 | Option 3 |  | $ | 3602678.5646 | 0 | -235651.892 | 956651.1454 | 860794.9388 | 918975.7049 | 977405.9862 | -942283.0914 | -255972.3381 | 405845.1952 | 795457.081 | 1933995.7522 | 1584372.4842 | 12797.5051 | 47501.51 | 637513.4368 | -247371.5394 | -36118.1994 | -419454.5802 | 372823.789 | -529150.9335 | -604535.145 | -533417.6296 | -427028.7119 | -793981.2794 | -263181.766 | -293879.1654
5 | Option 4 |  | $ |  | 2020-21 2021: Redacted to preserve confidentiality
6 | Option 5 |  | $ |  | 2020-21 2021: Redacted to preserve confidentiality
Voluntary load curtailment
Number | Option name |  | Units | PV | FY 2020-21 | FY 2021-22 | FY 2022-23 | FY 2023-24 | FY 2024-25 | FY 2025-26 | FY 2026-27 | FY 2027-28 | FY 2028-29 | FY 2029-30 | FY 2030-31 | FY 2031-32 | FY 2032-33 | FY 2033-34 | FY 2034-35 | FY 2035-36 | FY 2036-37 | FY 2037-38 | FY 2038-39 | FY 2039-40 | FY 2040-41 | FY 2041-42 | FY 2042-43 | FY 2043-44 | FY 2044-45 | FY 2045-46
1 | Option 1A |  | $ | 3810614.2179 | 0 | -6994.9904 | -448.5881 | -12421.7442 | -581699.805 | -543.3432 | -563.3582 | -601.1078 | -638.7607 | -676.3087 | -721.2746 | -758.2508 | 12861.4521 | -917.7184 | -948.0577 | 385223.6593 | 349279.4396 | -13122937.1383 | 1264168.0706 | 1882594.1813 | 5368058.7299 | 1755741.5436 | 6962203.1532 | 7726518.6399 | 2402912.8506 | 5025809.2326
2 | Option 1B |  | $ | 3810614.2179 | 0 | -6994.9904 | -448.5881 | -12421.7442 | -581699.805 | -543.3432 | -563.3582 | -601.1078 | -638.7607 | -676.3087 | -721.2746 | -758.2508 | 12861.4521 | -917.7184 | -948.0577 | 385223.6593 | 349279.4396 | -13122937.1383 | 1264168.0706 | 1882594.1813 | 5368058.7299 | 1755741.5436 | 6962203.1532 | 7726518.6399 | 2402912.8506 | 5025809.2326
3 | Option 2 |  | $ | 3961149.2973 | 0 | -7647.3358 | -1020.1331 | -13202.5206 | -606412.9374 | -1236.7205 | -1275.2357 | -1361.7158 | -1452.1196 | -1551.7484 | -1687.0035 | -1743.8581 | 11755.6375 | -2144.6764 | -2195.06 | 313080.6977 | 347933.6107 | -13343125.3634 | 1273666.4623 | 1930657.8691 | 5546651.2647 | 1842125.0876 | 7719525.5631 | 7338648.5307 | 2218485.0508 | 5587170.9502
4 | Option 3 |  | $ | 133271.8509 | 0 | -1755.351 | -114.4406 | -2203.1484 | -131.1743 | -137.3617 | -141.2442 | -150.6989 | -159.9571 | -172.6171 | -190.5861 | -192.2739 | 25.0325 | -244.9675 | -246.1203 | -208.6662 | -29388.65 | 172435.0544 | -37723.1456 | -83278.8242 | -127785.1343 | -212505.2588 | 104500.5324 | 1249686.5261 | -806444.5706 | 327638.1969
5 | Option 4 |  | $ |  | 2020-21 2021: Redacted to preserve confidentiality
6 | Option 5 |  | $ |  | 2020-21 2021: Redacted to preserve confidentiality
Costs for non RIT-T proponent parties
Number | Option name |  | Units | PV | FY 2020-21 | FY 2021-22 | FY 2022-23 | FY 2023-24 | FY 2024-25 | FY 2025-26 | FY 2026-27 | FY 2027-28 | FY 2028-29 | FY 2029-30 | FY 2030-31 | FY 2031-32 | FY 2032-33 | FY 2033-34 | FY 2034-35 | FY 2035-36 | FY 2036-37 | FY 2037-38 | FY 2038-39 | FY 2039-40 | FY 2040-41 | FY 2041-42 | FY 2042-43 | FY 2043-44 | FY 2044-45 | FY 2045-46
1 | Option 1A |  | $ | 180613494.7213 | 0 | 57667202.819 | 137895892.5359 | 30137903.4673 | -31291002.3392 | 15138629.9607 | 571091930.3792 | -142117490.5847 | -54923075.0649 | -307756945.6139 | -502203272.9185 | -7890113.4198 | 528318578.1578 | -151825792.0814 | -3457950.5134 | -27378319.8332 | 53309635.9924 | 37190083.3104 | -23381744.4658 | 24401298.5028 | -17940537.7371 | -39988441.6828 | 14045555.196 | -10367478.3083 | -4251348.3067 | -113966.472
2 | Option 1B |  | $ | 180613494.7213 | 0 | 57667202.819 | 137895892.5359 | 30137903.4673 | -31291002.3392 | 15138629.9607 | 571091930.3792 | -142117490.5847 | -54923075.0649 | -307756945.6139 | -502203272.9185 | -7890113.4198 | 528318578.1578 | -151825792.0814 | -3457950.5134 | -27378319.8332 | 53309635.9924 | 37190083.3104 | -23381744.4658 | 24401298.5028 | -17940537.7371 | -39988441.6828 | 14045555.196 | -10367478.3083 | -4251348.3067 | -113966.472
3 | Option 2 |  | $ | 197670193.2755 | 0 | 58443579.4935 | 143550658.7479 | 30141205.0149 | -31388633.4754 | 20505417.4054 | 580006668.781 | -145641285.688 | -39679302.7085 | -313487437.5975 | -518221453.974 | -7653045.8455 | 534982213.2823 | -144458549.1152 | -3402382.8764 | -37322585.2718 | 59489818.9786 | 42375840.7491 | -23801197.9473 | 29967681.1452 | -18189920.5045 | -49314743.9893 | 16718540.9097 | -8623154.7325 | -4584910.5939 | -179516.1582
4 | Option 3 |  | $ | 47601218.707 | 0 | 14386384.4741 | -21399322.9737 | 25871506.631 | 4835582.672 | 8071064.543 | 98621755.3957 | -40418935.2725 | -35716086.0426 | 9426116.9364 | -45067618.2385 | -6390783.5422 | 70831071.2932 | 84033.8487 | -371886.5316 | -7083526.1422 | -7326994.1126 | 2926766.2836 | 1023009.7418 | -2880501.7252 | 587271.1334 | -9259433.3246 | -3170827.8672 | 1964439.3073 | 58500.5874 | 67477.2628
5 | Option 4 |  | $ |  | 2020-21 2021: Redacted to preserve confidentiality
6 | Option 5 |  | $ |  | 2020-21 2021: Redacted to preserve confidentiality
NNO revenue received by NNO proponent
Number | Option name |  | Unit | PV | FY 2020-21 | FY 2021-22 | FY 2022-23 | FY 2023-24 | FY 2024-25 | FY 2025-26 | FY 2026-27 | FY 2027-28 | FY 2028-29 | FY 2029-30 | FY 2030-31 | FY 2031-32 | FY 2032-33 | FY 2033-34 | FY 2034-35 | FY 2035-36 | FY 2036-37 | FY 2037-38 | FY 2038-39 | FY 2039-40 | FY 2040-41 | FY 2041-42 | FY 2042-43 | FY 2043-44 | FY 2044-45 | FY 2045-46
1 | Option 1A |  | $ | 0 | 0 | 0 | 0 | 0 | 0 | 0 | 0 | 0 | 0 | 0 | 0 | 0 | 0 | 0 | 0 | 0 | 0 | 0 | 0 | 0 | 0 | 0 | 0 | 0 | 0 | 0
2 | Option 1B |  | $ | 0 | 0 | 0 | 0 | 0 | 0 | 0 | 0 | 0 | 0 | 0 | 0 | 0 | 0 | 0 | 0 | 0 | 0 | 0 | 0 | 0 | 0 | 0 | 0 | 0 | 0 | 0
3 | Option 2 |  | $ | 0 | 0 | 0 | 0 | 0 | 0 | 0 | 0 | 0 | 0 | 0 | 0 | 0 | 0 | 0 | 0 | 0 | 0 | 0 | 0 | 0 | 0 | 0 | 0 | 0 | 0 | 0
4 | Option 3 |  | $ | 0 | 0 | 0 | 0 | 0 | 0 | 0 | 0 | 0 | 0 | 0 | 0 | 0 | 0 | 0 | 0 | 0 | 0 | 0 | 0 | 0 | 0 | 0 | 0 | 0 | 0 | 0
5 | Option 4 |  | $ |  | 2020-21 2021: Redacted to preserve confidentiality
6 | Option 5 |  | $ |  | 2020-21 2021: Redacted to preserve confidentiality
NNO operating costs
Number | Option name |  | Unit | PV | FY 2020-21 | FY 2021-22 | FY 2022-23 | FY 2023-24 | FY 2024-25 | FY 2025-26 | FY 2026-27 | FY 2027-28 | FY 2028-29 | FY 2029-30 | FY 2030-31 | FY 2031-32 | FY 2032-33 | FY 2033-34 | FY 2034-35 | FY 2035-36 | FY 2036-37 | FY 2037-38 | FY 2038-39 | FY 2039-40 | FY 2040-41 | FY 2041-42 | FY 2042-43 | FY 2043-44 | FY 2044-45 | FY 2045-46
1 | Option 1A |  | $ | 0 | 0 | 0 | 0 | 0 | 0 | 0 | 0 | 0 | 0 | 0 | 0 | 0 | 0 | 0 | 0 | 0 | 0 | 0 | 0 | 0 | 0 | 0 | 0 | 0 | 0 | 0
2 | Option 1B |  | $ | 0 | 0 | 0 | 0 | 0 | 0 | 0 | 0 | 0 | 0 | 0 | 0 | 0 | 0 | 0 | 0 | 0 | 0 | 0 | 0 | 0 | 0 | 0 | 0 | 0 | 0 | 0
3 | Option 2 |  | $ | 0 | 0 | 0 | 0 | 0 | 0 | 0 | 0 | 0 | 0 | 0 | 0 | 0 | 0 | 0 | 0 | 0 | 0 | 0 | 0 | 0 | 0 | 0 | 0 | 0 | 0 | 0
4 | Option 3 |  | $ | 0 | 0 | 0 | 0 | 0 | 0 | 0 | 0 | 0 | 0 | 0 | 0 | 0 | 0 | 0 | 0 | 0 | 0 | 0 | 0 | 0 | 0 | 0 | 0 | 0 | 0 | 0
5 | Option 4 |  | $ |  | 2020-21 2021: Redacted to preserve confidentiality
6 | Option 5 |  | $ |  | 2020-21 2021: Redacted to preserve confidentiality

## Fast
Fast
Calculating costs, benefits and NPV for each option
Incremental net present value calculation
Net present value for each option
Number | Option name |  | Units | NPV | FY 2020-21 | FY 2021-22 | FY 2022-23 | FY 2023-24 | FY 2024-25 | FY 2025-26 | FY 2026-27 | FY 2027-28 | FY 2028-29 | FY 2029-30 | FY 2030-31 | FY 2031-32 | FY 2032-33 | FY 2033-34 | FY 2034-35 | FY 2035-36 | FY 2036-37 | FY 2037-38 | FY 2038-39 | FY 2039-40 | FY 2040-41 | FY 2041-42 | FY 2042-43 | FY 2043-44 | FY 2044-45 | FY 2045-46
1 | Option 1A |  | $ | 13736643.2719 | 0 | -52765535.4921 | -52770911.466 | -53375376.582 | -88190413.3491 | 8300037.5829 | 412924301.5841 | -131023410.1201 | -58006430.1923 | -27931851.0787 | 201329270.9464 | 49147403.6015 | 46433671.8798 | -19776497.4063 | -234045913.0012 | 137491366.2389 | 16738654.9626 | -150467910.7918 | -44823761.7395 | 18091667.3053 | 28303585.4295 | -14810402.3326 | -21252352.2118 | -8998391.1048 | 5589166.0116 | 101107483.9472
2 | Option 1B |  | $ | -59046951.7785 | 0 | -75765535.4921 | -75770911.466 | -76375376.582 | -112110413.3491 | 7380037.5829 | 412004301.5841 | -131943410.1201 | -58926430.1923 | -28851851.0787 | 200409270.9464 | 48227403.6015 | 45513671.8798 | -20696497.4063 | -234965913.0012 | 136571366.2389 | 15818654.9626 | -151387910.7918 | -45743761.7395 | 17171667.3053 | 27383585.4295 | -15730402.3326 | -22172352.2118 | -9918391.1048 | 4669166.0116 | 151377483.9472
3 | Option 2 |  | $ | -115543660.4504 | 0 | -98259255.0157 | -98242240.8332 | -99032791.3634 | -138635576.798 | 7400276.3662 | 421615915.1486 | -131783258.6484 | -57363773.5274 | -24406966.8993 | 201348266.0143 | 43279114.0902 | 53965177.6626 | -19960120.2809 | -243350356.0111 | 137490782.1239 | 14669274.2774 | -148498655.0254 | -47352698.2535 | 17775849.2024 | 23942709.6619 | -12371201.2731 | -24846462.7132 | -7833570.6586 | 4691298.4506 | 201392753.3053
4 | Option 3 |  | $ | -3949119.2676 | 0 | -16643122.3484 | -16659791.2208 | -6411443.8178 | -337703.2499 | 1225837.0352 | 53946546.9434 | -53695040.0769 | 1120875.7634 | 47055121.1453 | 39262168.7558 | 2520137.6253 | -53967216.8158 | 13465713.5115 | 5846660.3583 | -4993453.3777 | 10212050.1193 | -22942698.9661 | -10961212.4104 | -1361698.2905 | 21650021.7933 | -10488535.1915 | -1822041.9311 | -7209694.2956 | -2534287.1395 | 21322177.8784
5 | Option 4 |  | $ | -62631885.8487 | Redacted to preserve confidentiality
6 | Option 5 |  | $ | -27867301.5097 | Redacted to preserve confidentiality
Present value of benefits for each option
Number | Option name |  | Units | PV | FY 2020-21 | FY 2021-22 | FY 2022-23 | FY 2023-24 | FY 2024-25 | FY 2025-26 | FY 2026-27 | FY 2027-28 | FY 2028-29 | FY 2029-30 | FY 2030-31 | FY 2031-32 | FY 2032-33 | FY 2033-34 | FY 2034-35 | FY 2035-36 | FY 2036-37 | FY 2037-38 | FY 2038-39 | FY 2039-40 | FY 2040-41 | FY 2041-42 | FY 2042-43 | FY 2043-44 | FY 2044-45 | FY 2045-46
1 | Option 1A |  | $ | 180939776.8229 | 0 | -15535.4921 | -20911.466 | -625376.582 | -33330413.3491 | 10410037.5829 | 415034301.5841 | -128913410.1201 | -55896430.1923 | -25821851.0787 | 203439270.9464 | 51257403.6015 | 48543671.8798 | -17666497.4063 | -231935913.0012 | 139601366.2389 | 18848654.9626 | -148357910.7918 | -42713761.7395 | 20201667.3053 | 30413585.4295 | -12700402.3326 | -19142352.2118 | -6888391.1048 | 7699166.0116 | -12962516.0528
2 | Option 1B |  | $ | 180939776.8229 | 0 | -15535.4921 | -20911.466 | -625376.582 | -33330413.3491 | 10410037.5829 | 415034301.5841 | -128913410.1201 | -55896430.1923 | -25821851.0787 | 203439270.9464 | 51257403.6015 | 48543671.8798 | -17666497.4063 | -231935913.0012 | 139601366.2389 | 18848654.9626 | -148357910.7918 | -42713761.7395 | 20201667.3053 | 30413585.4295 | -12700402.3326 | -19142352.2118 | -6888391.1048 | 7699166.0116 | -12962516.0528
3 | Option 2 |  | $ | 195621247.413 | 0 | -9255.0157 | 7759.1668 | -782791.3634 | -36455576.798 | 11330276.3662 | 425545915.1486 | -127853258.6484 | -53433773.5274 | -20476966.8993 | 205278266.0143 | 47209114.0902 | 57895177.6626 | -16030120.2809 | -239420356.0111 | 141420782.1239 | 18599274.2774 | -144568655.0254 | -43422698.2535 | 21705849.2024 | 27872709.6619 | -8441201.2731 | -20916462.7132 | -3903570.6586 | 8621298.4506 | -12227246.6947
4 | Option 3 |  | $ | 38636524.4339 | 0 | 23544.3183 | 6875.4459 | 10755222.8489 | 162296.7501 | 1725837.0352 | 54446546.9434 | -53195040.0769 | 1620875.7634 | 47555121.1453 | 39762168.7558 | 3020137.6253 | -53467216.8158 | 13965713.5115 | 6346660.3583 | -4493453.3777 | 10712050.1193 | -22442698.9661 | -10461212.4104 | -861698.2905 | 22150021.7933 | -9988535.1915 | -1322041.9311 | -6709694.2956 | -2034287.1395 | 572177.8784
5 | Option 4 |  | $ |  | Redacted to preserve confidentiality
6 | Option 5 |  | $ |  | Redacted to preserve confidentiality
Present value of costs for each option
Number | Option name |  | Units | PV | FY 2020-21 | FY 2021-22 | FY 2022-23 | FY 2023-24 | FY 2024-25 | FY 2025-26 | FY 2026-27 | FY 2027-28 | FY 2028-29 | FY 2029-30 | FY 2030-31 | FY 2031-32 | FY 2032-33 | FY 2033-34 | FY 2034-35 | FY 2035-36 | FY 2036-37 | FY 2037-38 | FY 2038-39 | FY 2039-40 | FY 2040-41 | FY 2041-42 | FY 2042-43 | FY 2043-44 | FY 2044-45 | FY 2045-46
1 | Option 1A |  | $ | -167203133.551 | 0 | -52750000 | -52750000 | -52750000 | -54860000 | -2110000 | -2110000 | -2110000 | -2110000 | -2110000 | -2110000 | -2110000 | -2110000 | -2110000 | -2110000 | -2110000 | -2110000 | -2110000 | -2110000 | -2110000 | -2110000 | -2110000 | -2110000 | -2110000 | -2110000 | 114070000
2 | Option 1B |  | $ | -239986728.6014 | 0 | -75750000 | -75750000 | -75750000 | -78780000 | -3030000 | -3030000 | -3030000 | -3030000 | -3030000 | -3030000 | -3030000 | -3030000 | -3030000 | -3030000 | -3030000 | -3030000 | -3030000 | -3030000 | -3030000 | -3030000 | -3030000 | -3030000 | -3030000 | -3030000 | 164340000
3 | Option 2 |  | $ | -311164907.8634 | 0 | -98250000 | -98250000 | -98250000 | -102180000 | -3930000 | -3930000 | -3930000 | -3930000 | -3930000 | -3930000 | -3930000 | -3930000 | -3930000 | -3930000 | -3930000 | -3930000 | -3930000 | -3930000 | -3930000 | -3930000 | -3930000 | -3930000 | -3930000 | -3930000 | 213620000
4 | Option 3 |  | $ | -42585643.7015 | 0 | -16666666.6667 | -16666666.6667 | -17166666.6667 | -500000 | -500000 | -500000 | -500000 | -500000 | -500000 | -500000 | -500000 | -500000 | -500000 | -500000 | -500000 | -500000 | -500000 | -500000 | -500000 | -500000 | -500000 | -500000 | -500000 | -500000 | 20750000
5 | Option 4 |  | $ |  | Redacted to preserve confidentiality
6 | Option 5 |  | $ |  | Redacted to preserve confidentiality
Incremental cost calculation
Year series
Year count |  |  |  |  | 1 | 2 | 3 | 4 | 5 | 6 | 7 | 8 | 9 | 10 | 11 | 12 | 13 | 14 | 15 | 16 | 17 | 18 | 19 | 20 | 21 | 22 | 23 | 24 | 25 | 26
Financial year series I |  |  |  |  | FY 2020-21 | FY 2021-22 | FY 2022-23 | FY 2023-24 | FY 2024-25 | FY 2025-26 | FY 2026-27 | FY 2027-28 | FY 2028-29 | FY 2029-30 | FY 2030-31 | FY 2031-32 | FY 2032-33 | FY 2033-34 | FY 2034-35 | FY 2035-36 | FY 2036-37 | FY 2037-38 | FY 2038-39 | FY 2039-40 | FY 2040-41 | FY 2041-42 | FY 2042-43 | FY 2043-44 | FY 2044-45 | FY 2045-46
Financial year series II |  |  |  |  | 2020-21 | 2021-22 | 2022-23 | 2023-24 | 2024-25 | 2025-26 | 2026-27 | 2027-28 | 2028-29 | 2029-30 | 2030-31 | 2031-32 | 2032-33 | 2033-34 | 2034-35 | 2035-36 | 2036-37 | 2037-38 | 2038-39 | 2039-40 | 2040-41 | 2041-42 | 2042-43 | 2043-44 | 2044-45 | 2045-46
Modelling year series |  |  |  |  | 2021 | 2022 | 2023 | 2024 | 2025 | 2026 | 2027 | 2028 | 2029 | 2030 | 2031 | 2032 | 2033 | 2034 | 2035 | 2036 | 2037 | 2038 | 2039 | 2040 | 2041 | 2042 | 2043 | 2044 | 2045 | 2046
Capital cost
Number | Option name | Capex component | Units | PV | FY 2020-21 | FY 2021-22 | FY 2022-23 | FY 2023-24 | FY 2024-25 | FY 2025-26 | FY 2026-27 | FY 2027-28 | FY 2028-29 | FY 2029-30 | FY 2030-31 | FY 2031-32 | FY 2032-33 | FY 2033-34 | FY 2034-35 | FY 2035-36 | FY 2036-37 | FY 2037-38 | FY 2038-39 | FY 2039-40 | FY 2040-41 | FY 2041-42 | FY 2042-43 | FY 2043-44 | FY 2044-45 | FY 2045-46
1 | Option 1A | Lines | $ | -133891535.0799 | 0 | -48250000 | -48250000 | -48250000 | -48250000 | 0 | 0 | 0 | 0 | 0 | 0 | 0 | 0 | 0 | 0 | 0 | 0 | 0 | 0 | 0 | 0 | 0 | 0 | 0 | 0 | 108080000
1 | Option 1A | Substations | $ | -12933329.7507 | 0 | -4500000 | -4500000 | -4500000 | -4500000 | 0 | 0 | 0 | 0 | 0 | 0 | 0 | 0 | 0 | 0 | 0 | 0 | 0 | 0 | 0 | 0 | 0 | 0 | 0 | 0 | 8100000
2 | Option 1B | Lines | $ | -195634263.6919 | 0 | -70500000 | -70500000 | -70500000 | -70500000 | 0 | 0 | 0 | 0 | 0 | 0 | 0 | 0 | 0 | 0 | 0 | 0 | 0 | 0 | 0 | 0 | 0 | 0 | 0 | 0 | 157920000
2 | Option 1B | Substations | $ | -15088884.7091 | 0 | -5250000 | -5250000 | -5250000 | -5250000 | 0 | 0 | 0 | 0 | 0 | 0 | 0 | 0 | 0 | 0 | 0 | 0 | 0 | 0 | 0 | 0 | 0 | 0 | 0 | 0 | 9450000
3 | Option 2 | Lines | $ | -256683253.7802 | 0 | -92500000 | -92500000 | -92500000 | -92500000 | 0 | 0 | 0 | 0 | 0 | 0 | 0 | 0 | 0 | 0 | 0 | 0 | 0 | 0 | 0 | 0 | 0 | 0 | 0 | 0 | 207200000
3 | Option 2 | Substations | $ | -16525921.3481 | 0 | -5750000 | -5750000 | -5750000 | -5750000 | 0 | 0 | 0 | 0 | 0 | 0 | 0 | 0 | 0 | 0 | 0 | 0 | 0 | 0 | 0 | 0 | 0 | 0 | 0 | 0 | 10350000
4 | Option 3 | Static synchronous compensator | $ | -37359125.1916 | 0 | -16666666.6667 | -16666666.6667 | -16666666.6667 | 0 | 0 | 0 | 0 | 0 | 0 | 0 | 0 | 0 | 0 | 0 | 0 | 0 | 0 | 0 | 0 | 0 | 0 | 0 | 0 | 0 | 21250000
5 | Option 4 | Lines | $ | -133891535.0799 | 0 | -48250000 | -48250000 | -48250000 | -48250000 | 0 | 0 | 0 | 0 | 0 | 0 | 0 | 0 | 0 | 0 | 0 | 0 | 0 | 0 | 0 | 0 | 0 | 0 | 0 | 0 | 108080000
5 | Option 4 | Substations | $ | -12933329.7507 | 0 | -4500000 | -4500000 | -4500000 | -4500000 | 0 | 0 | 0 | 0 | 0 | 0 | 0 | 0 | 0 | 0 | 0 | 0 | 0 | 0 | 0 | 0 | 0 | 0 | 0 | 0 | 8100000
5 | Option 4 |  | $ |  | 2020-21 2021: Redacted to preserve confidentiality
6 | Option 5 |  | $ |  | 2020-21 2021: Redacted to preserve confidentiality
6 | Option 5 |  | $ |  | 2020-21 2021: Redacted to preserve confidentiality
Capital cost summary
Number | Option name |  | Units | PV | FY 2020-21 | FY 2021-22 | FY 2022-23 | FY 2023-24 | FY 2024-25 | FY 2025-26 | FY 2026-27 | FY 2027-28 | FY 2028-29 | FY 2029-30 | FY 2030-31 | FY 2031-32 | FY 2032-33 | FY 2033-34 | FY 2034-35 | FY 2035-36 | FY 2036-37 | FY 2037-38 | FY 2038-39 | FY 2039-40 | FY 2040-41 | FY 2041-42 | FY 2042-43 | FY 2043-44 | FY 2044-45 | FY 2045-46
1 | Option 1A |  | $ | -146824864.8306 | 0 | -52750000 | -52750000 | -52750000 | -52750000 | 0 | 0 | 0 | 0 | 0 | 0 | 0 | 0 | 0 | 0 | 0 | 0 | 0 | 0 | 0 | 0 | 0 | 0 | 0 | 0 | 116180000
2 | Option 1B |  | $ | -210723148.401 | 0 | -75750000 | -75750000 | -75750000 | -75750000 | 0 | 0 | 0 | 0 | 0 | 0 | 0 | 0 | 0 | 0 | 0 | 0 | 0 | 0 | 0 | 0 | 0 | 0 | 0 | 0 | 167370000
3 | Option 2 |  | $ | -273209175.1282 | 0 | -98250000 | -98250000 | -98250000 | -98250000 | 0 | 0 | 0 | 0 | 0 | 0 | 0 | 0 | 0 | 0 | 0 | 0 | 0 | 0 | 0 | 0 | 0 | 0 | 0 | 0 | 217550000
4 | Option 3 |  | $ | -37359125.1916 | 0 | -16666666.6667 | -16666666.6667 | -16666666.6667 | 0 | 0 | 0 | 0 | 0 | 0 | 0 | 0 | 0 | 0 | 0 | 0 | 0 | 0 | 0 | 0 | 0 | 0 | 0 | 0 | 0 | 21250000
5 | Option 4 |  | $ |  | 2020-21 2021: Redacted to preserve confidentiality
6 | Option 5 |  | $ |  | 2020-21 2021: Redacted to preserve confidentiality
TransGrid operating costs
Number | Option name |  | Units | PV | FY 2020-21 | FY 2021-22 | FY 2022-23 | FY 2023-24 | FY 2024-25 | FY 2025-26 | FY 2026-27 | FY 2027-28 | FY 2028-29 | FY 2029-30 | FY 2030-31 | FY 2031-32 | FY 2032-33 | FY 2033-34 | FY 2034-35 | FY 2035-36 | FY 2036-37 | FY 2037-38 | FY 2038-39 | FY 2039-40 | FY 2040-41 | FY 2041-42 | FY 2042-43 | FY 2043-44 | FY 2044-45 | FY 2045-46
1 | Option 1A |  | $ | -20378268.7204 | 0 | 0 | 0 | 0 | -2110000 | -2110000 | -2110000 | -2110000 | -2110000 | -2110000 | -2110000 | -2110000 | -2110000 | -2110000 | -2110000 | -2110000 | -2110000 | -2110000 | -2110000 | -2110000 | -2110000 | -2110000 | -2110000 | -2110000 | -2110000 | -2110000
2 | Option 1B |  | $ | -29263580.2004 | 0 | 0 | 0 | 0 | -3030000 | -3030000 | -3030000 | -3030000 | -3030000 | -3030000 | -3030000 | -3030000 | -3030000 | -3030000 | -3030000 | -3030000 | -3030000 | -3030000 | -3030000 | -3030000 | -3030000 | -3030000 | -3030000 | -3030000 | -3030000 | -3030000
3 | Option 2 |  | $ | -37955732.7351 | 0 | 0 | 0 | 0 | -3930000 | -3930000 | -3930000 | -3930000 | -3930000 | -3930000 | -3930000 | -3930000 | -3930000 | -3930000 | -3930000 | -3930000 | -3930000 | -3930000 | -3930000 | -3930000 | -3930000 | -3930000 | -3930000 | -3930000 | -3930000 | -3930000
4 | Option 3 |  | $ | -5226518.5099 | 0 | 0 | 0 | -500000 | -500000 | -500000 | -500000 | -500000 | -500000 | -500000 | -500000 | -500000 | -500000 | -500000 | -500000 | -500000 | -500000 | -500000 | -500000 | -500000 | -500000 | -500000 | -500000 | -500000 | -500000 | -500000
5 | Option 4 |  | $ |  | 2020-21 2021: Redacted to preserve confidentiality
6 | Option 5 |  | $ |  | 2020-21 2021: Redacted to preserve confidentiality
NNO expenses paid to NNO proponent by TransGrid
Number | Option name |  | Unit | PV | FY 2020-21 | FY 2021-22 | FY 2022-23 | FY 2023-24 | FY 2024-25 | FY 2025-26 | FY 2026-27 | FY 2027-28 | FY 2028-29 | FY 2029-30 | FY 2030-31 | FY 2031-32 | FY 2032-33 | FY 2033-34 | FY 2034-35 | FY 2035-36 | FY 2036-37 | FY 2037-38 | FY 2038-39 | FY 2039-40 | FY 2040-41 | FY 2041-42 | FY 2042-43 | FY 2043-44 | FY 2044-45 | FY 2045-46
1 | Option 1A |  | $ | 0 | 0 | 0 | 0 | 0 | 0 | 0 | 0 | 0 | 0 | 0 | 0 | 0 | 0 | 0 | 0 | 0 | 0 | 0 | 0 | 0 | 0 | 0 | 0 | 0 | 0 | 0
2 | Option 1B |  | $ | 0 | 0 | 0 | 0 | 0 | 0 | 0 | 0 | 0 | 0 | 0 | 0 | 0 | 0 | 0 | 0 | 0 | 0 | 0 | 0 | 0 | 0 | 0 | 0 | 0 | 0 | 0
3 | Option 2 |  | $ | 0 | 0 | 0 | 0 | 0 | 0 | 0 | 0 | 0 | 0 | 0 | 0 | 0 | 0 | 0 | 0 | 0 | 0 | 0 | 0 | 0 | 0 | 0 | 0 | 0 | 0 | 0
4 | Option 3 |  | $ | 0 | 0 | 0 | 0 | 0 | 0 | 0 | 0 | 0 | 0 | 0 | 0 | 0 | 0 | 0 | 0 | 0 | 0 | 0 | 0 | 0 | 0 | 0 | 0 | 0 | 0 | 0
5 | Option 4 |  | $ |  | 2020-21 2021: Redacted to preserve confidentiality
6 | Option 5 |  | $ |  | 2020-21 2021: Redacted to preserve confidentiality
Incremental benefit calculation
Involuntary load shedding
Number | Option name |  | Units | PV | FY 2020-21 | FY 2021-22 | FY 2022-23 | FY 2023-24 | FY 2024-25 | FY 2025-26 | FY 2026-27 | FY 2027-28 | FY 2028-29 | FY 2029-30 | FY 2030-31 | FY 2031-32 | FY 2032-33 | FY 2033-34 | FY 2034-35 | FY 2035-36 | FY 2036-37 | FY 2037-38 | FY 2038-39 | FY 2039-40 | FY 2040-41 | FY 2041-42 | FY 2042-43 | FY 2043-44 | FY 2044-45 | FY 2045-46
1 | Option 1A |  | $ | -198937.7563 | 0 | -10.2993 | -43.5411 | -219.2666 | 103717.8343 | -51.7055 | -54.7322 | -58.1351 | -61.436 | -65.13 | -2491936.9152 | -73.29 | -77.4809 | -82.246 | -102.1425 | -92.1019 | -97.2367 | 2864951.5827 | -109.3392 | -116.0241 | -122.581 | -129.9217 | 110582.2473 | -145.9143 | -154.2643 | -163.3778
2 | Option 1B |  | $ | -198937.7563 | 0 | -10.2993 | -43.5411 | -219.2666 | 103717.8343 | -51.7055 | -54.7322 | -58.1351 | -61.436 | -65.13 | -2491936.9152 | -73.29 | -77.4809 | -82.246 | -102.1425 | -92.1019 | -97.2367 | 2864951.5827 | -109.3392 | -116.0241 | -122.581 | -129.9217 | 110582.2473 | -145.9143 | -154.2643 | -163.3778
3 | Option 2 |  | $ | -102967.6634 | 0 | -21.9867 | 63.8672 | -558.3068 | 103698.9225 | 75.8371 | 80.3215 | 85.3056 | 90.0884 | 95.3943 | -2181134.1106 | 107.2613 | 113.266 | 119.922 | 126.169 | 134.9406 | 142.4926 | 2674664.0847 | 159.7233 | 169.6754 | 179.1405 | 189.7408 | 99031.3149 | 214.8187 | 225.1801 | 238.5015
4 | Option 3 |  | $ | -310314.2101 | 0 | 18.8141 | -83.3419 | 60170.1303 | -175919.2698 | -98.9609 | -104.8007 | -111.3046 | -117.5615 | -124.5154 | -648504.3573 | -140.0366 | -147.9116 | -156.6952 | -169.4999 | -176.1233 | -185.9719 | 278146.4637 | -208.6173 | -221.5579 | -233.972 | -247.8775 | 79673.7585 | -278.3712 | -294.185 | -311.5894
5 | Option 4 |  | $ |  | 2020-21 2021: Redacted to preserve confidentiality
6 | Option 5 |  | $ |  | 2020-21 2021: Redacted to preserve confidentiality
Difference in timing of unrelated expenditure
Number | Option name |  | Units | PV | FY 2020-21 | FY 2021-22 | FY 2022-23 | FY 2023-24 | FY 2024-25 | FY 2025-26 | FY 2026-27 | FY 2027-28 | FY 2028-29 | FY 2029-30 | FY 2030-31 | FY 2031-32 | FY 2032-33 | FY 2033-34 | FY 2034-35 | FY 2035-36 | FY 2036-37 | FY 2037-38 | FY 2038-39 | FY 2039-40 | FY 2040-41 | FY 2041-42 | FY 2042-43 | FY 2043-44 | FY 2044-45 | FY 2045-46
1 | Option 1A |  | $ | 17061620.0724 | 0 | -90.7695 | -443.5589 | -110.6648 | -64.7396 | -124.0157 | -167.7181 | -128.01 | -993.5226 | -4504052.3858 | 102059905.1514 | -328.8725 | -26885646.2893 | -13009176.786 | -14775916.0495 | 4779187.5695 | -17215311.7845 | -20758373.4108 | 5271946.4281 | 2192135.4975 | -6666324.7823 | -3619509.9795 | 244603.1542 | 2555401.1016 | 6163004.4512 | 2128090.7058
2 | Option 1B |  | $ | 17061620.0724 | 0 | -90.7695 | -443.5589 | -110.6648 | -64.7396 | -124.0157 | -167.7181 | -128.01 | -993.5226 | -4504052.3858 | 102059905.1514 | -328.8725 | -26885646.2893 | -13009176.786 | -14775916.0495 | 4779187.5695 | -17215311.7845 | -20758373.4108 | 5271946.4281 | 2192135.4975 | -6666324.7823 | -3619509.9795 | 244603.1542 | 2555401.1016 | 6163004.4512 | 2128090.7058
3 | Option 2 |  | $ | 18126311.3139 | 0 | 107.0342 | 598.2852 | 81.3461 | 21.9826 | 123.3074 | 139.7275 | 21.0347 | 1428.1213 | -5046841.5818 | 103508480.4144 | -1.097 | -25373531.18 | -14091259.2595 | -16046984.0089 | 6011097.1467 | -18183419.0343 | -18534982.5458 | 5219919.0995 | 2328929.7846 | -7402771.938 | -2745738.9574 | -378049.5179 | 2955201.554 | 6078811.1948 | 2195978.1267
4 | Option 3 |  | $ | 2427306.7019 | 0 | -163.5977 | -799.5381 | -175.7716 | -34.4034 | -184.4572 | -206.6567 | -62.273 | -1879.6718 | -112763.6149 | 11920436.1185 | -80.4425 | -1497699.6474 | 122406.1263 | -1885489.4017 | 932523.0785 | -899665.7793 | -5385948.5263 | 1036308.5119 | -146507.4904 | -2652060.4802 | -598996.6679 | 81834.7242 | 788423.4564 | -419571.0547 | 135898.5124
5 | Option 4 |  | $ |  | 2020-21 2021: Redacted to preserve confidentiality
6 | Option 5 |  | $ |  | 2020-21 2021: Redacted to preserve confidentiality
Fuel consumption from generation dispatch
Number | Option name |  | Units | PV | FY 2020-21 | FY 2021-22 | FY 2022-23 | FY 2023-24 | FY 2024-25 | FY 2025-26 | FY 2026-27 | FY 2027-28 | FY 2028-29 | FY 2029-30 | FY 2030-31 | FY 2031-32 | FY 2032-33 | FY 2033-34 | FY 2034-35 | FY 2035-36 | FY 2036-37 | FY 2037-38 | FY 2038-39 | FY 2039-40 | FY 2040-41 | FY 2041-42 | FY 2042-43 | FY 2043-44 | FY 2044-45 | FY 2045-46
1 | Option 1A |  | $ | 15849786.992 | 0 | -12221.8734 | -12996.3387 | 74334.9826 | 6602564.1846 | 11814836.0282 | -3533900.5798 | 714907.987 | 4442391.8816 | 4451620.0191 | 4634495.4476 | -1052293.7011 | -2169746.28 | 1538426.8084 | 8525693.5084 | -4725285.4955 | -4494959.3534 | 595531.2865 | 1628406.839 | -430546.9123 | -3103726.6384 | -1964272.944 | -316565.3823 | -2476215.5539 | -4406737.8003 | 1050103.0647
2 | Option 1B |  | $ | 15849786.992 | 0 | -12221.8734 | -12996.3387 | 74334.9826 | 6602564.1846 | 11814836.0282 | -3533900.5798 | 714907.987 | 4442391.8816 | 4451620.0191 | 4634495.4476 | -1052293.7011 | -2169746.28 | 1538426.8084 | 8525693.5084 | -4725285.4955 | -4494959.3534 | 595531.2865 | 1628406.839 | -430546.9123 | -3103726.6384 | -1964272.944 | -316565.3823 | -2476215.5539 | -4406737.8003 | 1050103.0647
3 | Option 2 |  | $ | 22522171.5235 | 0 | -15452.2248 | -16960.423 | 84488.9312 | 7095382.4629 | 12677381.8685 | -3036193.0047 | 1315299.2339 | 4795989.3113 | 5083596.6099 | 6879968.2893 | -43984.3163 | -1692967.3751 | 2212099.3049 | 9807548.0126 | -4299619.6252 | -3930120.9464 | 914385.2247 | 1985668.1651 | -183804.6535 | -2377807.3807 | -1541144.4733 | 683179.1948 | -2031772.3863 | -3879016.8792 | 1482199.9375
4 | Option 3 |  | $ | 4520642.3432 | 0 | 30840.2034 | 39334.3292 | 988931.0319 | 1493780.4389 | 1718437.2282 | -344818.1313 | 1944810.6667 | 1999966.4842 | -273661.651 | -933889.0175 | -885519.5846 | 1092952.5835 | 539020.5028 | 442776.4217 | 32265.2355 | -736341.2289 | 193482.5646 | 508473.2386 | 319565.0944 | -1428085.2471 | -784220.9147 | -837042.5486 | -408521.6418 | 483313.2453 | 337733.5733
5 | Option 4 |  | $ |  | 2020-21 2021: Redacted to preserve confidentiality
6 | Option 5 |  | $ |  | 2020-21 2021: Redacted to preserve confidentiality
Voluntary load curtailment
Number | Option name |  | Units | PV | FY 2020-21 | FY 2021-22 | FY 2022-23 | FY 2023-24 | FY 2024-25 | FY 2025-26 | FY 2026-27 | FY 2027-28 | FY 2028-29 | FY 2029-30 | FY 2030-31 | FY 2031-32 | FY 2032-33 | FY 2033-34 | FY 2034-35 | FY 2035-36 | FY 2036-37 | FY 2037-38 | FY 2038-39 | FY 2039-40 | FY 2040-41 | FY 2041-42 | FY 2042-43 | FY 2043-44 | FY 2044-45 | FY 2045-46
1 | Option 1A |  | $ | -261318.497 | 0 | -108.6419 | -114.1007 | -239.5472 | -1893.6255 | -138.408 | -148.0244 | -157.4788 | -166.7843 | -177.9153 | -189.7499 | -104.4147 | 19318.0419 | -124671.1002 | -241.0043 | 518347.1692 | -40541.2071 | 26595.2673 | -301.4146 | 8637.8205 | -338.5697 | -316910.5081 | 2534.3699 | -33851.4336 | 524789.4048 | -1968543.7426
2 | Option 1B |  | $ | -261318.497 | 0 | -108.6419 | -114.1007 | -239.5472 | -1893.6255 | -138.408 | -148.0244 | -157.4788 | -166.7843 | -177.9153 | -189.7499 | -104.4147 | 19318.0419 | -124671.1002 | -241.0043 | 518347.1692 | -40541.2071 | 26595.2673 | -301.4146 | 8637.8205 | -338.5697 | -316910.5081 | 2534.3699 | -33851.4336 | 524789.4048 | -1968543.7426
3 | Option 2 |  | $ | -245465.1183 | 0 | 273.0765 | 286.3256 | 187.4951 | -1443.4689 | 343.9794 | 364.3439 | 388.5419 | 412.1613 | 440.0625 | 478.4979 | 587.8535 | 20800.411 | -143427.373 | 602.1241 | 518889.3606 | -87698.2829 | 27876.8367 | 759.7272 | 10750.4877 | 855.2857 | -153622.3732 | 696.9964 | -26028.5778 | 501192.415 | -1999472.0724
4 | Option 3 |  | $ | 76338.6064 | 0 | -321.2044 | -336.8151 | -358.9677 | -1492.5472 | -404.8037 | -429.8619 | -457.686 | -485.3347 | -518.1584 | -562.0434 | 114.0024 | -12358.371 | -2384.9801 | -707.1335 | 93330.8567 | -697.1598 | 9162.0521 | -891.9036 | -833.5445 | -1004.8765 | 26247.0785 | 14957.078 | -1347.6278 | 312345.3448 | -167837.4185
5 | Option 4 |  | $ |  | 2020-21 2021: Redacted to preserve confidentiality
6 | Option 5 |  | $ |  | 2020-21 2021: Redacted to preserve confidentiality
Costs for non RIT-T proponent parties
Number | Option name |  | Units | PV | FY 2020-21 | FY 2021-22 | FY 2022-23 | FY 2023-24 | FY 2024-25 | FY 2025-26 | FY 2026-27 | FY 2027-28 | FY 2028-29 | FY 2029-30 | FY 2030-31 | FY 2031-32 | FY 2032-33 | FY 2033-34 | FY 2034-35 | FY 2035-36 | FY 2036-37 | FY 2037-38 | FY 2038-39 | FY 2039-40 | FY 2040-41 | FY 2041-42 | FY 2042-43 | FY 2043-44 | FY 2044-45 | FY 2045-46
1 | Option 1A |  | $ | 148488626.0118 | 0 | -3103.908 | -7313.9266 | -699142.086 | -40034737.003 | -1404484.3162 | 418568572.6386 | -129627974.4832 | -60337600.3311 | -25769175.6668 | 99236997.0126 | 52310203.8798 | 77579823.888 | -6070994.0825 | -225685347.3134 | 139029209.0976 | 40599564.5444 | -131086615.5174 | -49613704.2529 | 18431556.9237 | 40184098.0009 | -6799578.9794 | -19183506.601 | -6933579.3046 | 5418264.2202 | -14172002.7029
2 | Option 1B |  | $ | 148488626.0118 | 0 | -3103.908 | -7313.9266 | -699142.086 | -40034737.003 | -1404484.3162 | 418568572.6386 | -129627974.4832 | -60337600.3311 | -25769175.6668 | 99236997.0126 | 52310203.8798 | 77579823.888 | -6070994.0825 | -225685347.3134 | 139029209.0976 | 40599564.5444 | -131086615.5174 | -49613704.2529 | 18431556.9237 | 40184098.0009 | -6799578.9794 | -19183506.601 | -6933579.3046 | 5418264.2202 | -14172002.7029
3 | Option 2 |  | $ | 155321197.3573 | 0 | 5839.0851 | 23771.1118 | -866990.8288 | -43653236.6972 | -1347648.6262 | 428581523.7604 | -129169052.7645 | -58231693.2097 | -20514257.3842 | 97070472.9233 | 47252404.3887 | 84940762.5407 | -4007652.8754 | -233181648.308 | 139190280.3013 | 40800370.0484 | -129650598.6258 | -50629204.9686 | 19549803.9081 | 37652254.5544 | -4000885.21 | -21321320.7014 | -4801186.0673 | 5920086.5399 | -13906191.1881
4 | Option 3 |  | $ | 31922550.9925 | 0 | -6829.8972 | -31239.1883 | 9706656.4259 | -1154037.4684 | 8088.0288 | 54792106.3939 | -55139219.48 | -376608.1529 | 47942189.085 | 29424688.0554 | 3905763.6867 | -53049963.4694 | 13306828.5578 | 7790249.9717 | -5551396.425 | 12348940.2592 | -17537541.5202 | -12004893.64 | -1033700.7922 | 26231406.369 | -8631316.8099 | -661464.9432 | -7087970.1113 | -2410080.49 | 266694.8006
5 | Option 4 |  | $ |  | 2020-21 2021: Redacted to preserve confidentiality
6 | Option 5 |  | $ |  | 2020-21 2021: Redacted to preserve confidentiality
NNO revenue received by NNO proponent
Number | Option name |  | Unit | PV | FY 2020-21 | FY 2021-22 | FY 2022-23 | FY 2023-24 | FY 2024-25 | FY 2025-26 | FY 2026-27 | FY 2027-28 | FY 2028-29 | FY 2029-30 | FY 2030-31 | FY 2031-32 | FY 2032-33 | FY 2033-34 | FY 2034-35 | FY 2035-36 | FY 2036-37 | FY 2037-38 | FY 2038-39 | FY 2039-40 | FY 2040-41 | FY 2041-42 | FY 2042-43 | FY 2043-44 | FY 2044-45 | FY 2045-46
1 | Option 1A |  | $ | 0 | 0 | 0 | 0 | 0 | 0 | 0 | 0 | 0 | 0 | 0 | 0 | 0 | 0 | 0 | 0 | 0 | 0 | 0 | 0 | 0 | 0 | 0 | 0 | 0 | 0 | 0
2 | Option 1B |  | $ | 0 | 0 | 0 | 0 | 0 | 0 | 0 | 0 | 0 | 0 | 0 | 0 | 0 | 0 | 0 | 0 | 0 | 0 | 0 | 0 | 0 | 0 | 0 | 0 | 0 | 0 | 0
3 | Option 2 |  | $ | 0 | 0 | 0 | 0 | 0 | 0 | 0 | 0 | 0 | 0 | 0 | 0 | 0 | 0 | 0 | 0 | 0 | 0 | 0 | 0 | 0 | 0 | 0 | 0 | 0 | 0 | 0
4 | Option 3 |  | $ | 0 | 0 | 0 | 0 | 0 | 0 | 0 | 0 | 0 | 0 | 0 | 0 | 0 | 0 | 0 | 0 | 0 | 0 | 0 | 0 | 0 | 0 | 0 | 0 | 0 | 0 | 0
5 | Option 4 |  | $ |  | 2020-21 2021: Redacted to preserve confidentiality
6 | Option 5 |  | $ |  | 2020-21 2021: Redacted to preserve confidentiality
NNO operating costs
Number | Option name |  | Unit | PV | FY 2020-21 | FY 2021-22 | FY 2022-23 | FY 2023-24 | FY 2024-25 | FY 2025-26 | FY 2026-27 | FY 2027-28 | FY 2028-29 | FY 2029-30 | FY 2030-31 | FY 2031-32 | FY 2032-33 | FY 2033-34 | FY 2034-35 | FY 2035-36 | FY 2036-37 | FY 2037-38 | FY 2038-39 | FY 2039-40 | FY 2040-41 | FY 2041-42 | FY 2042-43 | FY 2043-44 | FY 2044-45 | FY 2045-46
1 | Option 1A |  | $ | 0 | 0 | 0 | 0 | 0 | 0 | 0 | 0 | 0 | 0 | 0 | 0 | 0 | 0 | 0 | 0 | 0 | 0 | 0 | 0 | 0 | 0 | 0 | 0 | 0 | 0 | 0
2 | Option 1B |  | $ | 0 | 0 | 0 | 0 | 0 | 0 | 0 | 0 | 0 | 0 | 0 | 0 | 0 | 0 | 0 | 0 | 0 | 0 | 0 | 0 | 0 | 0 | 0 | 0 | 0 | 0 | 0
3 | Option 2 |  | $ | 0 | 0 | 0 | 0 | 0 | 0 | 0 | 0 | 0 | 0 | 0 | 0 | 0 | 0 | 0 | 0 | 0 | 0 | 0 | 0 | 0 | 0 | 0 | 0 | 0 | 0 | 0
4 | Option 3 |  | $ | 0 | 0 | 0 | 0 | 0 | 0 | 0 | 0 | 0 | 0 | 0 | 0 | 0 | 0 | 0 | 0 | 0 | 0 | 0 | 0 | 0 | 0 | 0 | 0 | 0 | 0 | 0
5 | Option 4 |  | $ |  | 2020-21 2021: Redacted to preserve confidentiality
6 | Option 5 |  | $ |  | 2020-21 2021: Redacted to preserve confidentiality

## Weighted
Weighted
Calculating costs, benefits and NPV for each option
Weighting
General parameters |  | Unit | Central | Step | Slow | Fast
Scenario weighting |  | Percent | 25% | 25% | 25% | 25%
Incremental net present value calculation
Net present value for each option
Number | Option name | Units | NPV | FY 2020-21 | FY 2021-22 | FY 2022-23 | FY 2023-24 | FY 2024-25 | FY 2025-26 | FY 2026-27 | FY 2027-28 | FY 2028-29 | FY 2029-30 | FY 2030-31 | FY 2031-32 | FY 2032-33 | FY 2033-34 | FY 2034-35 | FY 2035-36 | FY 2036-37 | FY 2037-38 | FY 2038-39 | FY 2039-40 | FY 2040-41 | FY 2041-42 | FY 2042-43 | FY 2043-44 | FY 2044-45 | FY 2045-46
1 | Option 1A | $ | 32568426.3413 | 0 | -37518567.0131 | -3949665.6449 | -30943795.4787 | -74447258.211 | 27159435.725 | 246815595.1273 | -67569610.0637 | -5625563.789 | -58416150.6752 | -92894398.5148 | 20985799.1707 | 168350384.1979 | -35376286.0156 | -36556184.1671 | 45595577.1388 | 32631960.3302 | -12961567.1682 | -32520403.8961 | 17825758.7201 | -13152448.6184 | -13602134.2454 | -865251.2804 | -13030735.6405 | -1149907.9381 | 113814270.0398
2 | Option 1B | $ | -40215168.7091 | 0 | -60518567.0131 | -26949665.6449 | -53943795.4787 | -98367258.211 | 26239435.725 | 245895595.1273 | -68489610.0637 | -6545563.789 | -59336150.6752 | -93814398.5148 | 20065799.1707 | 167430384.1979 | -36296286.0156 | -37476184.1671 | 44675577.1388 | 31711960.3302 | -13881567.1682 | -33440403.8961 | 16905758.7201 | -14072448.6184 | -14522134.2454 | -1785251.2804 | -13950735.6405 | -2069907.9381 | 164084270.0398
3 | Option 2 | $ | -97236048.8191 | 0 | -82791506.8518 | -48003160.1904 | -76312778.9747 | -122108577.1001 | 27532787.0794 | 250063601.6846 | -68626610.2201 | -1150889.1533 | -60174980.1656 | -98333779.0682 | 18774040.7608 | 172002313.7035 | -34326270.0424 | -39914877.3259 | 40697529.583 | 34061618.7117 | -9586834.1652 | -36073516.6117 | 19636916.8647 | -16804370.4426 | -16034747.9604 | -3832386.0292 | -11610132.2005 | -2342006.7687 | 214259184.8896
4 | Option 3 | $ | -6681075.3329 | 0 | -13128754.0594 | -20139745.7905 | 2176689.2442 | -961121.8237 | 2149185.8252 | 38885677.7554 | -24681895.1876 | -6984305.314 | 14869475.2409 | -3423294.4245 | -326871.2698 | 9476569.23 | 4277629.3616 | 4194925.0243 | -6898360.8571 | -615473.0001 | 3176419.1406 | -8692641.0182 | -419705.6751 | 5155784.1992 | -5678365.5132 | -1406873.3892 | -1867217.2296 | -1635066.3784 | 21397190.6692
5 | Option 4 | $ | -44008749.419 | Redacted to preserve confidentiality
6 | Option 5 | $ | -28876330.1617 | Redacted to preserve confidentiality
Present value of benefits for each option
Number | Option name | Units | PV | FY 2020-21 | FY 2021-22 | FY 2022-23 | FY 2023-24 | FY 2024-25 | FY 2025-26 | FY 2026-27 | FY 2027-28 | FY 2028-29 | FY 2029-30 | FY 2030-31 | FY 2031-32 | FY 2032-33 | FY 2033-34 | FY 2034-35 | FY 2035-36 | FY 2036-37 | FY 2037-38 | FY 2038-39 | FY 2039-40 | FY 2040-41 | FY 2041-42 | FY 2042-43 | FY 2043-44 | FY 2044-45 | FY 2045-46
1 | Option 1A | $ | 199771559.8923 | 0 | 15231432.9869 | 48800334.3551 | 21806204.5213 | -19587258.211 | 29269435.725 | 248925595.1273 | -65459610.0637 | -3515563.789 | -56306150.6752 | -90784398.5148 | 23095799.1707 | 170460384.1979 | -33266286.0156 | -34446184.1671 | 47705577.1388 | 34741960.3302 | -10851567.1682 | -30410403.8961 | 19935758.7201 | -11042448.6184 | -11492134.2454 | 1244748.7196 | -10920735.6405 | 960092.0619 | -255729.9602
2 | Option 1B | $ | 199771559.8923 | 0 | 15231432.9869 | 48800334.3551 | 21806204.5213 | -19587258.211 | 29269435.725 | 248925595.1273 | -65459610.0637 | -3515563.789 | -56306150.6752 | -90784398.5148 | 23095799.1707 | 170460384.1979 | -33266286.0156 | -34446184.1671 | 47705577.1388 | 34741960.3302 | -10851567.1682 | -30410403.8961 | 19935758.7201 | -11042448.6184 | -11492134.2454 | 1244748.7196 | -10920735.6405 | 960092.0619 | -255729.9602
3 | Option 2 | $ | 213928859.0443 | 0 | 15458493.1482 | 50246839.8096 | 21937221.0253 | -19928577.1001 | 31462787.0794 | 253993601.6846 | -64696610.2201 | 2779110.8467 | -56244980.1656 | -94403779.0682 | 22704040.7608 | 175932313.7035 | -30396270.0424 | -35984877.3259 | 44627529.583 | 37991618.7117 | -5656834.1652 | -32143516.6117 | 23566916.8647 | -12874370.4426 | -12104747.9604 | 97613.9708 | -7680132.2005 | 1587993.2313 | 639184.8896
4 | Option 3 | $ | 35904568.3685 | 0 | 3537912.6072 | -3473079.1238 | 19343355.9108 | -461121.8237 | 2649185.8252 | 39385677.7554 | -24181895.1876 | -6484305.314 | 15369475.2409 | -2923294.4245 | 173128.7302 | 9976569.23 | 4777629.3616 | 4694925.0243 | -6398360.8571 | -115473.0001 | 3676419.1406 | -8192641.0182 | 80294.3249 | 5655784.1992 | -5178365.5132 | -906873.3892 | -1367217.2296 | -1135066.3784 | 647190.6692
5 | Option 4 | $ |  | Redacted to preserve confidentiality
6 | Option 5 | $ |  | Redacted to preserve confidentiality
Present value of costs for each option
Number | Option name | Units | PV | FY 2020-21 | FY 2021-22 | FY 2022-23 | FY 2023-24 | FY 2024-25 | FY 2025-26 | FY 2026-27 | FY 2027-28 | FY 2028-29 | FY 2029-30 | FY 2030-31 | FY 2031-32 | FY 2032-33 | FY 2033-34 | FY 2034-35 | FY 2035-36 | FY 2036-37 | FY 2037-38 | FY 2038-39 | FY 2039-40 | FY 2040-41 | FY 2041-42 | FY 2042-43 | FY 2043-44 | FY 2044-45 | FY 2045-46
1 | Option 1A | $ | -167203133.551 | 0 | -52750000 | -52750000 | -52750000 | -54860000 | -2110000 | -2110000 | -2110000 | -2110000 | -2110000 | -2110000 | -2110000 | -2110000 | -2110000 | -2110000 | -2110000 | -2110000 | -2110000 | -2110000 | -2110000 | -2110000 | -2110000 | -2110000 | -2110000 | -2110000 | 114070000
2 | Option 1B | $ | -239986728.6014 | 0 | -75750000 | -75750000 | -75750000 | -78780000 | -3030000 | -3030000 | -3030000 | -3030000 | -3030000 | -3030000 | -3030000 | -3030000 | -3030000 | -3030000 | -3030000 | -3030000 | -3030000 | -3030000 | -3030000 | -3030000 | -3030000 | -3030000 | -3030000 | -3030000 | 164340000
3 | Option 2 | $ | -311164907.8634 | 0 | -98250000 | -98250000 | -98250000 | -102180000 | -3930000 | -3930000 | -3930000 | -3930000 | -3930000 | -3930000 | -3930000 | -3930000 | -3930000 | -3930000 | -3930000 | -3930000 | -3930000 | -3930000 | -3930000 | -3930000 | -3930000 | -3930000 | -3930000 | -3930000 | 213620000
4 | Option 3 | $ | -42585643.7015 | 0 | -16666666.6667 | -16666666.6667 | -17166666.6667 | -500000 | -500000 | -500000 | -500000 | -500000 | -500000 | -500000 | -500000 | -500000 | -500000 | -500000 | -500000 | -500000 | -500000 | -500000 | -500000 | -500000 | -500000 | -500000 | -500000 | -500000 | 20750000
5 | Option 4 | $ |  | Redacted to preserve confidentiality
6 | Option 5 | $ |  | Redacted to preserve confidentiality
Incremental cost calculation
Year series
Year count |  |  |  | 1 | 2 | 3 | 4 | 5 | 6 | 7 | 8 | 9 | 10 | 11 | 12 | 13 | 14 | 15 | 16 | 17 | 18 | 19 | 20 | 21 | 22 | 23 | 24 | 25 | 26
Financial year series I |  |  |  | FY 2020-21 | FY 2021-22 | FY 2022-23 | FY 2023-24 | FY 2024-25 | FY 2025-26 | FY 2026-27 | FY 2027-28 | FY 2028-29 | FY 2029-30 | FY 2030-31 | FY 2031-32 | FY 2032-33 | FY 2033-34 | FY 2034-35 | FY 2035-36 | FY 2036-37 | FY 2037-38 | FY 2038-39 | FY 2039-40 | FY 2040-41 | FY 2041-42 | FY 2042-43 | FY 2043-44 | FY 2044-45 | FY 2045-46
Financial year series II |  |  |  | 2020-21 | 2021-22 | 2022-23 | 2023-24 | 2024-25 | 2025-26 | 2026-27 | 2027-28 | 2028-29 | 2029-30 | 2030-31 | 2031-32 | 2032-33 | 2033-34 | 2034-35 | 2035-36 | 2036-37 | 2037-38 | 2038-39 | 2039-40 | 2040-41 | 2041-42 | 2042-43 | 2043-44 | 2044-45 | 2045-46
Modelling year series |  |  |  | 2021 | 2022 | 2023 | 2024 | 2025 | 2026 | 2027 | 2028 | 2029 | 2030 | 2031 | 2032 | 2033 | 2034 | 2035 | 2036 | 2037 | 2038 | 2039 | 2040 | 2041 | 2042 | 2043 | 2044 | 2045 | 2046
Capital cost summary
Number | Option name | Units | PV | FY 2020-21 | FY 2021-22 | FY 2022-23 | FY 2023-24 | FY 2024-25 | FY 2025-26 | FY 2026-27 | FY 2027-28 | FY 2028-29 | FY 2029-30 | FY 2030-31 | FY 2031-32 | FY 2032-33 | FY 2033-34 | FY 2034-35 | FY 2035-36 | FY 2036-37 | FY 2037-38 | FY 2038-39 | FY 2039-40 | FY 2040-41 | FY 2041-42 | FY 2042-43 | FY 2043-44 | FY 2044-45 | FY 2045-46
1 | Option 1A | $ | -146824864.8306 | 0 | -52750000 | -52750000 | -52750000 | -52750000 | 0 | 0 | 0 | 0 | 0 | 0 | 0 | 0 | 0 | 0 | 0 | 0 | 0 | 0 | 0 | 0 | 0 | 0 | 0 | 0 | 116180000
2 | Option 1B | $ | -210723148.401 | 0 | -75750000 | -75750000 | -75750000 | -75750000 | 0 | 0 | 0 | 0 | 0 | 0 | 0 | 0 | 0 | 0 | 0 | 0 | 0 | 0 | 0 | 0 | 0 | 0 | 0 | 0 | 167370000
3 | Option 2 | $ | -273209175.1282 | 0 | -98250000 | -98250000 | -98250000 | -98250000 | 0 | 0 | 0 | 0 | 0 | 0 | 0 | 0 | 0 | 0 | 0 | 0 | 0 | 0 | 0 | 0 | 0 | 0 | 0 | 0 | 217550000
4 | Option 3 | $ | -37359125.1916 | 0 | -16666666.6667 | -16666666.6667 | -16666666.6667 | 0 | 0 | 0 | 0 | 0 | 0 | 0 | 0 | 0 | 0 | 0 | 0 | 0 | 0 | 0 | 0 | 0 | 0 | 0 | 0 | 0 | 21250000
5 | Option 4 | $ |  | 2020-21 2021: Redacted to preserve confidentiality
6 | Option 5 | $ |  | 2020-21 2021: Redacted to preserve confidentiality
TransGrid operating costs
Number | Option name | Units | PV | FY 2020-21 | FY 2021-22 | FY 2022-23 | FY 2023-24 | FY 2024-25 | FY 2025-26 | FY 2026-27 | FY 2027-28 | FY 2028-29 | FY 2029-30 | FY 2030-31 | FY 2031-32 | FY 2032-33 | FY 2033-34 | FY 2034-35 | FY 2035-36 | FY 2036-37 | FY 2037-38 | FY 2038-39 | FY 2039-40 | FY 2040-41 | FY 2041-42 | FY 2042-43 | FY 2043-44 | FY 2044-45 | FY 2045-46
1 | Option 1A | $ | -20378268.7204 | 0 | 0 | 0 | 0 | -2110000 | -2110000 | -2110000 | -2110000 | -2110000 | -2110000 | -2110000 | -2110000 | -2110000 | -2110000 | -2110000 | -2110000 | -2110000 | -2110000 | -2110000 | -2110000 | -2110000 | -2110000 | -2110000 | -2110000 | -2110000 | -2110000
2 | Option 1B | $ | -29263580.2004 | 0 | 0 | 0 | 0 | -3030000 | -3030000 | -3030000 | -3030000 | -3030000 | -3030000 | -3030000 | -3030000 | -3030000 | -3030000 | -3030000 | -3030000 | -3030000 | -3030000 | -3030000 | -3030000 | -3030000 | -3030000 | -3030000 | -3030000 | -3030000 | -3030000
3 | Option 2 | $ | -37955732.7351 | 0 | 0 | 0 | 0 | -3930000 | -3930000 | -3930000 | -3930000 | -3930000 | -3930000 | -3930000 | -3930000 | -3930000 | -3930000 | -3930000 | -3930000 | -3930000 | -3930000 | -3930000 | -3930000 | -3930000 | -3930000 | -3930000 | -3930000 | -3930000 | -3930000
4 | Option 3 | $ | -5226518.5099 | 0 | 0 | 0 | -500000 | -500000 | -500000 | -500000 | -500000 | -500000 | -500000 | -500000 | -500000 | -500000 | -500000 | -500000 | -500000 | -500000 | -500000 | -500000 | -500000 | -500000 | -500000 | -500000 | -500000 | -500000 | -500000
5 | Option 4 | $ |  | 2020-21 2021: Redacted to preserve confidentiality
6 | Option 5 | $ |  | 2020-21 2021: Redacted to preserve confidentiality
NNO expenses paid to NNO proponent by TransGrid
Number | Option name | Units | PV | FY 2020-21 | FY 2021-22 | FY 2022-23 | FY 2023-24 | FY 2024-25 | FY 2025-26 | FY 2026-27 | FY 2027-28 | FY 2028-29 | FY 2029-30 | FY 2030-31 | FY 2031-32 | FY 2032-33 | FY 2033-34 | FY 2034-35 | FY 2035-36 | FY 2036-37 | FY 2037-38 | FY 2038-39 | FY 2039-40 | FY 2040-41 | FY 2041-42 | FY 2042-43 | FY 2043-44 | FY 2044-45 | FY 2045-46
1 | Option 1A | $ | 0 | 0 | 0 | 0 | 0 | 0 | 0 | 0 | 0 | 0 | 0 | 0 | 0 | 0 | 0 | 0 | 0 | 0 | 0 | 0 | 0 | 0 | 0 | 0 | 0 | 0 | 0
2 | Option 1B | $ | 0 | 0 | 0 | 0 | 0 | 0 | 0 | 0 | 0 | 0 | 0 | 0 | 0 | 0 | 0 | 0 | 0 | 0 | 0 | 0 | 0 | 0 | 0 | 0 | 0 | 0 | 0
3 | Option 2 | $ | 0 | 0 | 0 | 0 | 0 | 0 | 0 | 0 | 0 | 0 | 0 | 0 | 0 | 0 | 0 | 0 | 0 | 0 | 0 | 0 | 0 | 0 | 0 | 0 | 0 | 0 | 0
4 | Option 3 | $ | 0 | 0 | 0 | 0 | 0 | 0 | 0 | 0 | 0 | 0 | 0 | 0 | 0 | 0 | 0 | 0 | 0 | 0 | 0 | 0 | 0 | 0 | 0 | 0 | 0 | 0 | 0
5 | Option 4 | $ |  | 2020-21 2021: Redacted to preserve confidentiality
6 | Option 5 | $ |  | 2020-21 2021: Redacted to preserve confidentiality
Incremental benefit calculation
Involuntary load shedding
Number | Option name | Units | PV | FY 2020-21 | FY 2021-22 | FY 2022-23 | FY 2023-24 | FY 2024-25 | FY 2025-26 | FY 2026-27 | FY 2027-28 | FY 2028-29 | FY 2029-30 | FY 2030-31 | FY 2031-32 | FY 2032-33 | FY 2033-34 | FY 2034-35 | FY 2035-36 | FY 2036-37 | FY 2037-38 | FY 2038-39 | FY 2039-40 | FY 2040-41 | FY 2041-42 | FY 2042-43 | FY 2043-44 | FY 2044-45 | FY 2045-46
1 | Option 1A | $ | -8132390.4422 | 0 | -52119.5908 | -427508.6218 | -2695379.3831 | -8429079.1256 | -99.3356 | -363125.9814 | -111.6403 | -117.8554 | -124.7931 | -284519.1435 | -140.3039 | -148.1837 | -156.9991 | -169.9577 | 715477.2086 | 4821.0284 | 816830.1528 | -207.9854 | 467805.1938 | 506531.9184 | -703777.8025 | 394161.7816 | 216761.4929 | 1297812.4375 | -40340.3351
2 | Option 1B | $ | -8132390.4422 | 0 | -52119.5908 | -427508.6218 | -2695379.3831 | -8429079.1256 | -99.3356 | -363125.9814 | -111.6403 | -117.8554 | -124.7931 | -284519.1435 | -140.3039 | -148.1837 | -156.9991 | -169.9577 | 715477.2086 | 4821.0284 | 816830.1528 | -207.9854 | 467805.1938 | 506531.9184 | -703777.8025 | 394161.7816 | 216761.4929 | 1297812.4375 | -40340.3351
3 | Option 2 | $ | -8209775.764 | 0 | -52879.0662 | -430068.9122 | -2698363.8832 | -8478363.0096 | -90.4872 | -363516.7013 | -101.6416 | -107.3447 | -113.7584 | -181062.6285 | -127.9973 | -135.1344 | -143.249 | -151.8206 | 743362.5639 | 8263.4497 | 678378.6936 | -189.0946 | 460083.2444 | 522028.9723 | -751291.5839 | 373366.9917 | 238756.6688 | 1121251.8949 | -39253.3108
4 | Option 3 | $ | -3786736.5333 | 0 | -13140.2809 | -104564.1402 | -1114166.3671 | -3533309.8081 | 33.0727 | -183383.7129 | 37.1857 | 39.2707 | 41.5825 | -100978.2405 | 46.7429 | 49.3885 | 52.264 | 54.4376 | -16969.6177 | -4618.7359 | 69279.0248 | 70.5716 | -34333.2984 | 22261.0253 | -42071.6759 | 69031.7094 | 40033.9628 | 7420.5629 | -10603.7626
5 | Option 4 | $ |  | 2020-21 2021: Redacted to preserve confidentiality
6 | Option 5 | $ |  | 2020-21 2021: Redacted to preserve confidentiality
Difference in timing of unrelated expenditure
Number | Option name | Units | PV | FY 2020-21 | FY 2021-22 | FY 2022-23 | FY 2023-24 | FY 2024-25 | FY 2025-26 | FY 2026-27 | FY 2027-28 | FY 2028-29 | FY 2029-30 | FY 2030-31 | FY 2031-32 | FY 2032-33 | FY 2033-34 | FY 2034-35 | FY 2035-36 | FY 2036-37 | FY 2037-38 | FY 2038-39 | FY 2039-40 | FY 2040-41 | FY 2041-42 | FY 2042-43 | FY 2043-44 | FY 2044-45 | FY 2045-46
1 | Option 1A | $ | 26163456.9682 | 0 | -184.6573 | 10658075.4389 | -553084.7245 | 593136.3619 | 12232838.485 | -5543244.285 | 338193.0981 | 17969067.881 | 16214442.4097 | -414327.8645 | -297201.293 | -8667211.2176 | -8562742.8372 | -2639233.6417 | -5313634.2981 | 13123532.7274 | -4556673.6985 | 2812074.0464 | 603218.0078 | 2048327.3662 | -59344.7027 | -2796062.2223 | -2538698.0653 | 432539.2664 | -329987.0271
2 | Option 1B | $ | 26163456.9682 | 0 | -184.6573 | 10658075.4389 | -553084.7245 | 593136.3619 | 12232838.485 | -5543244.285 | 338193.0981 | 17969067.881 | 16214442.4097 | -414327.8645 | -297201.293 | -8667211.2176 | -8562742.8372 | -2639233.6417 | -5313634.2981 | 13123532.7274 | -4556673.6985 | 2812074.0464 | 603218.0078 | 2048327.3662 | -59344.7027 | -2796062.2223 | -2538698.0653 | 432539.2664 | -329987.0271
3 | Option 2 | $ | 26613632.2681 | 0 | -173.8398 | 10636518.2942 | -391759.0696 | 739142.77 | 11970549.6305 | -6286925.8184 | 863460.957 | 19411373.387 | 15846804.566 | -590006.9326 | -293571.8567 | -8039337.7901 | -8885909.6866 | -2981686.0125 | -6874753.6881 | 13790169.5277 | -3256860.2766 | 3088273.3257 | 817868.2011 | 1873227.3207 | -159405.7274 | -3685174.954 | -2082242.1209 | 267631.0074 | -318157.3152
4 | Option 3 | $ | 1395517.9871 | 0 | 60.2663 | 973008.5669 | 578275.9561 | 700199.1678 | 204124.8907 | 622464.7224 | -1764079.9146 | 1541266.6337 | -37226.0477 | 718458.1578 | -286787.2872 | -884805.6839 | 674634.1195 | -249477.1815 | -1125035.6464 | -941338.6234 | 1017867.4113 | 314455.3252 | -389109.7885 | -234599.7414 | 22589.7374 | -553371.5173 | 304552.557 | -673281.9415 | -62327.3671
5 | Option 4 | $ |  | 2020-21 2021: Redacted to preserve confidentiality
6 | Option 5 | $ |  | 2020-21 2021: Redacted to preserve confidentiality
Fuel consumption from generation dispatch
Number | Option name | Units | PV | FY 2020-21 | FY 2021-22 | FY 2022-23 | FY 2023-24 | FY 2024-25 | FY 2025-26 | FY 2026-27 | FY 2027-28 | FY 2028-29 | FY 2029-30 | FY 2030-31 | FY 2031-32 | FY 2032-33 | FY 2033-34 | FY 2034-35 | FY 2035-36 | FY 2036-37 | FY 2037-38 | FY 2038-39 | FY 2039-40 | FY 2040-41 | FY 2041-42 | FY 2042-43 | FY 2043-44 | FY 2044-45 | FY 2045-46
1 | Option 1A | $ | 71692503.2159 | 0 | 874051.9281 | 892194.1671 | -531173.3914 | 6001970.1474 | 13959634.8206 | 8518539.0865 | 10725393.9884 | 8824600.1597 | 9672244.7804 | 13431693.0953 | 13009591.5912 | 12309184.3291 | 14193722.4693 | 14343550.1773 | 1503616.6176 | 1794942.8614 | 1010277.9461 | 946571.8672 | -3772021.9517 | -3118645.2453 | -297205.9206 | 480248.0818 | -140058.2328 | 732071.2204 | 4480829.2477
2 | Option 1B | $ | 71692503.2159 | 0 | 874051.9281 | 892194.1671 | -531173.3914 | 6001970.1474 | 13959634.8206 | 8518539.0865 | 10725393.9884 | 8824600.1597 | 9672244.7804 | 13431693.0953 | 13009591.5912 | 12309184.3291 | 14193722.4693 | 14343550.1773 | 1503616.6176 | 1794942.8614 | 1010277.9461 | 946571.8672 | -3772021.9517 | -3118645.2453 | -297205.9206 | 480248.0818 | -140058.2328 | 732071.2204 | 4480829.2477
3 | Option 2 | $ | 78346472.6118 | 0 | 903354.1967 | 918915.2415 | -516405.3027 | 6437847.2333 | 14946306.7062 | 9587846.9326 | 11810274.6592 | 9266020.6664 | 10196419.8865 | 14387112.326 | 13774179.5233 | 13004265.7869 | 14729754.4042 | 15278561.7452 | 1964678.6264 | 2223041.9222 | 1322772.8775 | 1440742.2281 | -3498421.8751 | -2667836.3513 | 228944.6347 | 1672641.8529 | 428400.9259 | 1375635.5202 | 5087054.4032
4 | Option 3 | $ | 7616147.2325 | 0 | -49804.6756 | 219149.7209 | 780644.2756 | 1352487.923 | 1429180.066 | 590994.8098 | 1392482.2875 | 1340697.951 | 828871.4745 | 911134.9079 | 951856.2153 | 1070608.6848 | 758261.6842 | 533509.4454 | 530104.4217 | 635693.8572 | -270406.4877 | 344699.1169 | -245992.7849 | -594183.4955 | -32876.3391 | -136332.1538 | -561496.3285 | 451375.5112 | 492914.2184
5 | Option 4 | $ |  | 2020-21 2021: Redacted to preserve confidentiality
6 | Option 5 | $ |  | 2020-21 2021: Redacted to preserve confidentiality
Voluntary load curtailment
Number | Option name | Units | PV | FY 2020-21 | FY 2021-22 | FY 2022-23 | FY 2023-24 | FY 2024-25 | FY 2025-26 | FY 2026-27 | FY 2027-28 | FY 2028-29 | FY 2029-30 | FY 2030-31 | FY 2031-32 | FY 2032-33 | FY 2033-34 | FY 2034-35 | FY 2035-36 | FY 2036-37 | FY 2037-38 | FY 2038-39 | FY 2039-40 | FY 2040-41 | FY 2041-42 | FY 2042-43 | FY 2043-44 | FY 2044-45 | FY 2045-46
1 | Option 1A | $ | 836343.3278 | 0 | -1939.7173 | -23600.2931 | -9679.0009 | -163275.2035 | -374.986 | -23341.2349 | -420.1869 | -444.8769 | -472.5012 | -506.6645 | 5811.2878 | 6332.9408 | 1985.5279 | -20101.1008 | 295877.6937 | 30247.1406 | -2857473.2493 | 334920.5545 | 385048.5377 | 1308981.8216 | 258358.2862 | 1793382.2678 | 1940455.4963 | 272763.7751 | 707425.864
2 | Option 1B | $ | 836343.3278 | 0 | -1939.7173 | -23600.2931 | -9679.0009 | -163275.2035 | -374.986 | -23341.2349 | -420.1869 | -444.8769 | -472.5012 | -506.6645 | 5811.2878 | 6332.9408 | 1985.5279 | -20101.1008 | 295877.6937 | 30247.1406 | -2857473.2493 | 334920.5545 | 385048.5377 | 1308981.8216 | 258358.2862 | 1793382.2678 | 1940455.4963 | 272763.7751 | 707425.864
3 | Option 2 | $ | 859247.4959 | 0 | -1956.1712 | -23680.9064 | -9713.8985 | -169105.9814 | -365.0986 | -23328.8086 | -404.6088 | -431.3317 | -462.174 | -504.1908 | 6692.3537 | 6537.0236 | 2012.2661 | -19991.3834 | 279775.9503 | 12028.912 | -2950752.3503 | 324599.4589 | 378317.4589 | 1362317.2217 | 321322.2479 | 1996510.4162 | 1849707.4832 | 215290.8064 | 828898.7782
4 | Option 3 | $ | -32101.3754 | 0 | -320.6751 | -3983.4785 | -2387.2134 | -6622.7422 | 111.5834 | -2407.8863 | 125.2604 | 130.258 | 135.9493 | 139.6524 | 1472.6031 | -2761.0364 | 11888.407 | -3529.4936 | 20426.6701 | -17623.1458 | 47756.2867 | -7723.5442 | -20395.3133 | -44410.0188 | -117144.8322 | 28711.7125 | 331048.5972 | -336010.3356 | 10105.8384
5 | Option 4 | $ |  | 2020-21 2021: Redacted to preserve confidentiality
6 | Option 5 | $ |  | 2020-21 2021: Redacted to preserve confidentiality
Costs for non RIT-T proponent parties
Number | Option name | Units | PV | FY 2020-21 | FY 2021-22 | FY 2022-23 | FY 2023-24 | FY 2024-25 | FY 2025-26 | FY 2026-27 | FY 2027-28 | FY 2028-29 | FY 2029-30 | FY 2030-31 | FY 2031-32 | FY 2032-33 | FY 2033-34 | FY 2034-35 | FY 2035-36 | FY 2036-37 | FY 2037-38 | FY 2038-39 | FY 2039-40 | FY 2040-41 | FY 2041-42 | FY 2042-43 | FY 2043-44 | FY 2044-45 | FY 2045-46
1 | Option 1A | $ | 109211646.8226 | 0 | 14411625.0242 | 37701173.664 | 25595521.0211 | -17590010.3912 | 3077436.7411 | 246336767.5419 | -76522665.323 | -30308669.0974 | -82192240.5711 | -103516737.9376 | 10377737.8884 | 166812226.3294 | -38899094.1765 | -46130229.6441 | 50504239.917 | 19788416.5725 | -5264528.3193 | -34503762.3788 | 22251708.9325 | -11787644.4793 | -10690164.1058 | 1373018.8107 | -10399196.3315 | -1775094.6375 | -5073657.7096
2 | Option 1B | $ | 109211646.8226 | 0 | 14411625.0242 | 37701173.664 | 25595521.0211 | -17590010.3912 | 3077436.7411 | 246336767.5419 | -76522665.323 | -30308669.0974 | -82192240.5711 | -103516737.9376 | 10377737.8884 | 166812226.3294 | -38899094.1765 | -46130229.6441 | 50504239.917 | 19788416.5725 | -5264528.3193 | -34503762.3788 | 22251708.9325 | -11787644.4793 | -10690164.1058 | 1373018.8107 | -10399196.3315 | -1775094.6375 | -5073657.7096
3 | Option 2 | $ | 116319282.4325 | 0 | 14610148.0287 | 39145156.0925 | 25553463.1793 | -18458098.1124 | 4546386.3284 | 251079526.0802 | -77369839.5858 | -25897744.5303 | -82287628.6857 | -108019317.6422 | 9216868.7377 | 170960983.8176 | -36241983.7771 | -48261609.8547 | 48514466.1305 | 21958114.9 | -1450373.1094 | -36996942.5299 | 25409069.8355 | -13964107.606 | -11744317.5317 | -259730.336 | -8114755.1574 | -1391815.9976 | -4919357.6658
4 | Option 3 | $ | 30711741.0576 | 0 | 3601117.9725 | -4556689.793 | 19100989.2597 | 1026123.6358 | 1015736.2124 | 38358009.8223 | -23810460.0065 | -9366439.4274 | 14577652.2823 | -4452048.9021 | -493459.5439 | 9793477.8771 | 3332792.8869 | 4414367.8164 | -5806886.6848 | 212413.6478 | 2811922.9055 | -8844142.4876 | 770125.51 | 6506716.4297 | -5008862.4034 | -314913.14 | -1481356.0182 | -584570.1754 | 217101.7421
5 | Option 4 | $ |  | 2020-21 2021: Redacted to preserve confidentiality
6 | Option 5 | $ |  | 2020-21 2021: Redacted to preserve confidentiality
NNO revenue received by NNO proponent
Number | Option name | Units | PV | FY 2020-21 | FY 2021-22 | FY 2022-23 | FY 2023-24 | FY 2024-25 | FY 2025-26 | FY 2026-27 | FY 2027-28 | FY 2028-29 | FY 2029-30 | FY 2030-31 | FY 2031-32 | FY 2032-33 | FY 2033-34 | FY 2034-35 | FY 2035-36 | FY 2036-37 | FY 2037-38 | FY 2038-39 | FY 2039-40 | FY 2040-41 | FY 2041-42 | FY 2042-43 | FY 2043-44 | FY 2044-45 | FY 2045-46
1 | Option 1A | $ | 0 | 0 | 0 | 0 | 0 | 0 | 0 | 0 | 0 | 0 | 0 | 0 | 0 | 0 | 0 | 0 | 0 | 0 | 0 | 0 | 0 | 0 | 0 | 0 | 0 | 0 | 0
2 | Option 1B | $ | 0 | 0 | 0 | 0 | 0 | 0 | 0 | 0 | 0 | 0 | 0 | 0 | 0 | 0 | 0 | 0 | 0 | 0 | 0 | 0 | 0 | 0 | 0 | 0 | 0 | 0 | 0
3 | Option 2 | $ | 0 | 0 | 0 | 0 | 0 | 0 | 0 | 0 | 0 | 0 | 0 | 0 | 0 | 0 | 0 | 0 | 0 | 0 | 0 | 0 | 0 | 0 | 0 | 0 | 0 | 0 | 0
4 | Option 3 | $ | 0 | 0 | 0 | 0 | 0 | 0 | 0 | 0 | 0 | 0 | 0 | 0 | 0 | 0 | 0 | 0 | 0 | 0 | 0 | 0 | 0 | 0 | 0 | 0 | 0 | 0 | 0
5 | Option 4 | $ |  | 2020-21 2021: Redacted to preserve confidentiality
6 | Option 5 | $ |  | 2020-21 2021: Redacted to preserve confidentiality
NNO operating costs
Number | Option name | Units | PV | FY 2020-21 | FY 2021-22 | FY 2022-23 | FY 2023-24 | FY 2024-25 | FY 2025-26 | FY 2026-27 | FY 2027-28 | FY 2028-29 | FY 2029-30 | FY 2030-31 | FY 2031-32 | FY 2032-33 | FY 2033-34 | FY 2034-35 | FY 2035-36 | FY 2036-37 | FY 2037-38 | FY 2038-39 | FY 2039-40 | FY 2040-41 | FY 2041-42 | FY 2042-43 | FY 2043-44 | FY 2044-45 | FY 2045-46
1 | Option 1A | $ | 0 | 0 | 0 | 0 | 0 | 0 | 0 | 0 | 0 | 0 | 0 | 0 | 0 | 0 | 0 | 0 | 0 | 0 | 0 | 0 | 0 | 0 | 0 | 0 | 0 | 0 | 0
2 | Option 1B | $ | 0 | 0 | 0 | 0 | 0 | 0 | 0 | 0 | 0 | 0 | 0 | 0 | 0 | 0 | 0 | 0 | 0 | 0 | 0 | 0 | 0 | 0 | 0 | 0 | 0 | 0 | 0
3 | Option 2 | $ | 0 | 0 | 0 | 0 | 0 | 0 | 0 | 0 | 0 | 0 | 0 | 0 | 0 | 0 | 0 | 0 | 0 | 0 | 0 | 0 | 0 | 0 | 0 | 0 | 0 | 0 | 0
4 | Option 3 | $ | 0 | 0 | 0 | 0 | 0 | 0 | 0 | 0 | 0 | 0 | 0 | 0 | 0 | 0 | 0 | 0 | 0 | 0 | 0 | 0 | 0 | 0 | 0 | 0 | 0 | 0 | 0
5 | Option 4 | $ |  | 2020-21 2021: Redacted to preserve confidentiality
6 | Option 5 | $ |  | 2020-21 2021: Redacted to preserve confidentiality

## Weighted 2 (hidden)
Weighted 2
Calculating costs, benefits and NPV for each option
Weighting
| General parameters |  | Unit | Central | Low | High
| Scenario weighting |  | Percent | 50% | 25% | 25%
Incremental net present value calculation
Net present value for each option
| Number | Option name | Units | NPV | FY 2020-21 | FY 2021-22 | FY 2022-23 | FY 2023-24 | FY 2024-25 | FY 2025-26 | FY 2026-27 | FY 2027-28 | FY 2028-29 | FY 2029-30 | FY 2030-31 | FY 2031-32 | FY 2032-33 | FY 2033-34 | FY 2034-35 | FY 2035-36 | FY 2036-37 | FY 2037-38 | FY 2038-39 | FY 2039-40 | FY 2040-41 | FY 2041-42 | FY 2042-43 | FY 2043-44 | FY 2044-45 | FY 2045-46
| 1 | Option 1A | $ | 33143849.9173 | 0 | -37521335.5085 | -1298323.2814 | -31207729.8061 | -62258847.4997 | 30853360.9893 | 148996350.4138 | -35985202.0805 | 11270180.8005 | -45745098.0471 | -141575970.1482 | 12748466.415 | 177318866.4364 | -24884040.2979 | 37258752.6555 | 18598353.8015 | 30543104.5762 | 20439476.9814 | -22432523.3125 | 11307040.0248 | -18659424.8876 | -12442771.6947 | 12796325.3217 | -11593621.1113 | -2989510.7204 | 118375534.1832
| 2 | Option 1B | $ | -30754433.6531 | 0 | -60521335.5085 | -24298323.2814 | -54207729.8061 | -85258847.4997 | 30853360.9893 | 148996350.4138 | -35985202.0805 | 11270180.8005 | -45745098.0471 | -141575970.1482 | 12748466.415 | 177318866.4364 | -24884040.2979 | 37258752.6555 | 18598353.8015 | 30543104.5762 | 20439476.9814 | -22432523.3125 | 11307040.0248 | -18659424.8876 | -12442771.6947 | 12796325.3217 | -11593621.1113 | -2989510.7204 | 169565534.1832
| 3 | Option 2 | $ | -80645907.2678 | 0 | -82800046.5873 | -45349207.4699 | -76540841.0509 | -107202200.1836 | 33136700.4806 | 151668841.475 | -35325856.7619 | 17117370.2155 | -46916999.1351 | -145525246.3472 | 13443224.533 | 181273517.6608 | -21980792.7459 | 37574782.6322 | 14718673.8103 | 34725933.1797 | 24642319.2612 | -24581884.7834 | 15430981.9008 | -19606710.4805 | -13259275.2443 | 10542237.1944 | -7846667.2393 | -2172928.1312 | 220976173.8453
| 4 | Option 3 | $ | -4694282.3836 | 0 | -13133991.6236 | -19488538.6017 | 456874.8839 | 71207.9725 | 1757772.5989 | 26361293.6304 | -10144348.857 | -6790989.6313 | 4192261.6538 | -12905701.0751 | 35322.7487 | 29189320.2272 | 1679384.3291 | 5918278.2317 | -3348437.8115 | -3828767.8313 | 9170283.2639 | -6532268.1468 | -421147.4372 | 114091.6506 | -2763938.2486 | 215673.9816 | 71570.3138 | -1678963.04 | 21663674.5426
| 5 | Option 4 | $ | 0 | #VALUE! | 0 | 0 | 0 | 0 | 0 | 0 | 0 | 0 | 0 | 0 | 0 | 0 | 0 | 0 | 0 | 0 | 0 | 0 | 0 | 0 | 0 | 0 | 0 | 0 | 0
| 6 | Option 5 | $ | 0 | #VALUE! | 0 | 0 | 0 | 0 | 0 | 0 | 0 | 0 | 0 | 0 | 0 | 0 | 0 | 0 | 0 | 0 | 0 | 0 | 0 | 0 | 0 | 0 | 0 | 0 | 0
| #REF! | #REF! | $ | #REF! | #REF! | #REF! | #REF! | #REF! | #REF! | #REF! | #REF! | #REF! | #REF! | #REF! | #REF! | #REF! | #REF! | #REF! | #REF! | #REF! | #REF! | #REF! | #REF! | #REF! | #REF! | #REF! | #REF! | #REF! | #REF! | #REF!
| #REF! | #REF! | $ | #REF! | #REF! | #REF! | #REF! | #REF! | #REF! | #REF! | #REF! | #REF! | #REF! | #REF! | #REF! | #REF! | #REF! | #REF! | #REF! | #REF! | #REF! | #REF! | #REF! | #REF! | #REF! | #REF! | #REF! | #REF! | #REF! | #REF!
| #REF! | #REF! | $ | #REF! | #REF! | #REF! | #REF! | #REF! | #REF! | #REF! | #REF! | #REF! | #REF! | #REF! | #REF! | #REF! | #REF! | #REF! | #REF! | #REF! | #REF! | #REF! | #REF! | #REF! | #REF! | #REF! | #REF! | #REF! | #REF! | #REF!
| #REF! | #REF! | $ | #REF! | #REF! | #REF! | #REF! | #REF! | #REF! | #REF! | #REF! | #REF! | #REF! | #REF! | #REF! | #REF! | #REF! | #REF! | #REF! | #REF! | #REF! | #REF! | #REF! | #REF! | #REF! | #REF! | #REF! | #REF! | #REF! | #REF!
Present value of benefits for each option
| Number | Option name | Units | PV | FY 2020-21 | FY 2021-22 | FY 2022-23 | FY 2023-24 | FY 2024-25 | FY 2025-26 | FY 2026-27 | FY 2027-28 | FY 2028-29 | FY 2029-30 | FY 2030-31 | FY 2031-32 | FY 2032-33 | FY 2033-34 | FY 2034-35 | FY 2035-36 | FY 2036-37 | FY 2037-38 | FY 2038-39 | FY 2039-40 | FY 2040-41 | FY 2041-42 | FY 2042-43 | FY 2043-44 | FY 2044-45 | FY 2045-46
| 1 | Option 1A | $ | 33143849.9173 | 0 | 15228664.4915 | 51451676.7186 | 21542270.1939 | -9508847.4997 | 30853360.9893 | 148996350.4138 | -35985202.0805 | 11270180.8005 | -45745098.0471 | -141575970.1482 | 12748466.415 | 177318866.4364 | -24884040.2979 | 37258752.6555 | 18598353.8015 | 30543104.5762 | 20439476.9814 | -22432523.3125 | 11307040.0248 | -18659424.8876 | -12442771.6947 | 12796325.3217 | -11593621.1113 | -2989510.7204 | 2195534.1832
| 2 | Option 1B | $ | -30754433.6531 | 0 | 15228664.4915 | 51451676.7186 | 21542270.1939 | -9508847.4997 | 30853360.9893 | 148996350.4138 | -35985202.0805 | 11270180.8005 | -45745098.0471 | -141575970.1482 | 12748466.415 | 177318866.4364 | -24884040.2979 | 37258752.6555 | 18598353.8015 | 30543104.5762 | 20439476.9814 | -22432523.3125 | 11307040.0248 | -18659424.8876 | -12442771.6947 | 12796325.3217 | -11593621.1113 | -2989510.7204 | 2195534.1832
| 3 | Option 2 | $ | -80645907.2678 | 0 | 15449953.4127 | 52900792.5301 | 21709158.9491 | -8952200.1836 | 33136700.4806 | 151668841.475 | -35325856.7619 | 17117370.2155 | -46916999.1351 | -145525246.3472 | 13443224.533 | 181273517.6608 | -21980792.7459 | 37574782.6322 | 14718673.8103 | 34725933.1797 | 24642319.2612 | -24581884.7834 | 15430981.9008 | -19606710.4805 | -13259275.2443 | 10542237.1944 | -7846667.2393 | -2172928.1312 | 3426173.8453
| 4 | Option 3 | $ | -4694282.3836 | 0 | 3532675.0431 | -2821871.935 | 17123541.5505 | 71207.9725 | 1757772.5989 | 26361293.6304 | -10144348.857 | -6790989.6313 | 4192261.6538 | -12905701.0751 | 35322.7487 | 29189320.2272 | 1679384.3291 | 5918278.2317 | -3348437.8115 | -3828767.8313 | 9170283.2639 | -6532268.1468 | -421147.4372 | 114091.6506 | -2763938.2486 | 215673.9816 | 71570.3138 | -1678963.04 | 413674.5426
| 5 | Option 4 | $ | 0 | #VALUE! | 0 | 0 | 0 | 0 | 0 | 0 | 0 | 0 | 0 | 0 | 0 | 0 | 0 | 0 | 0 | 0 | 0 | 0 | 0 | 0 | 0 | 0 | 0 | 0 | 0
| 6 | Option 5 | $ | 0 | #VALUE! | 0 | 0 | 0 | 0 | 0 | 0 | 0 | 0 | 0 | 0 | 0 | 0 | 0 | 0 | 0 | 0 | 0 | 0 | 0 | 0 | 0 | 0 | 0 | 0 | 0
| #REF! | #REF! | $ | #REF! | #REF! | #REF! | #REF! | #REF! | #REF! | #REF! | #REF! | #REF! | #REF! | #REF! | #REF! | #REF! | #REF! | #REF! | #REF! | #REF! | #REF! | #REF! | #REF! | #REF! | #REF! | #REF! | #REF! | #REF! | #REF! | #REF!
| #REF! | #REF! | $ | #REF! | #REF! | #REF! | #REF! | #REF! | #REF! | #REF! | #REF! | #REF! | #REF! | #REF! | #REF! | #REF! | #REF! | #REF! | #REF! | #REF! | #REF! | #REF! | #REF! | #REF! | #REF! | #REF! | #REF! | #REF! | #REF! | #REF!
| #REF! | #REF! | $ | #REF! | #REF! | #REF! | #REF! | #REF! | #REF! | #REF! | #REF! | #REF! | #REF! | #REF! | #REF! | #REF! | #REF! | #REF! | #REF! | #REF! | #REF! | #REF! | #REF! | #REF! | #REF! | #REF! | #REF! | #REF! | #REF! | #REF!
| #REF! | #REF! | $ | #REF! | #REF! | #REF! | #REF! | #REF! | #REF! | #REF! | #REF! | #REF! | #REF! | #REF! | #REF! | #REF! | #REF! | #REF! | #REF! | #REF! | #REF! | #REF! | #REF! | #REF! | #REF! | #REF! | #REF! | #REF! | #REF! | #REF!
Present value of costs for each option
| Number | Option name | Units | PV | FY 2020-21 | FY 2021-22 | FY 2022-23 | FY 2023-24 | FY 2024-25 | FY 2025-26 | FY 2026-27 | FY 2027-28 | FY 2028-29 | FY 2029-30 | FY 2030-31 | FY 2031-32 | FY 2032-33 | FY 2033-34 | FY 2034-35 | FY 2035-36 | FY 2036-37 | FY 2037-38 | FY 2038-39 | FY 2039-40 | FY 2040-41 | FY 2041-42 | FY 2042-43 | FY 2043-44 | FY 2044-45 | FY 2045-46
| 1 | Option 1A | $ | 33143849.9173 | 0 | -52750000 | -52750000 | -52750000 | -52750000 | 0 | 0 | 0 | 0 | 0 | 0 | 0 | 0 | 0 | 0 | 0 | 0 | 0 | 0 | 0 | 0 | 0 | 0 | 0 | 0 | 116180000
| 2 | Option 1B | $ | -30754433.6531 | 0 | -75750000 | -75750000 | -75750000 | -75750000 | 0 | 0 | 0 | 0 | 0 | 0 | 0 | 0 | 0 | 0 | 0 | 0 | 0 | 0 | 0 | 0 | 0 | 0 | 0 | 0 | 167370000
| 3 | Option 2 | $ | -80645907.2678 | 0 | -98250000 | -98250000 | -98250000 | -98250000 | 0 | 0 | 0 | 0 | 0 | 0 | 0 | 0 | 0 | 0 | 0 | 0 | 0 | 0 | 0 | 0 | 0 | 0 | 0 | 0 | 217550000
| 4 | Option 3 | $ | -4694282.3836 | 0 | -16666666.6667 | -16666666.6667 | -16666666.6667 | 0 | 0 | 0 | 0 | 0 | 0 | 0 | 0 | 0 | 0 | 0 | 0 | 0 | 0 | 0 | 0 | 0 | 0 | 0 | 0 | 0 | 21250000
| 5 | Option 4 | $ | 0 | #VALUE! | 0 | 0 | 0 | 0 | 0 | 0 | 0 | 0 | 0 | 0 | 0 | 0 | 0 | 0 | 0 | 0 | 0 | 0 | 0 | 0 | 0 | 0 | 0 | 0 | 0
| 6 | Option 5 | $ | 0 | #VALUE! | 0 | 0 | 0 | 0 | 0 | 0 | 0 | 0 | 0 | 0 | 0 | 0 | 0 | 0 | 0 | 0 | 0 | 0 | 0 | 0 | 0 | 0 | 0 | 0 | 0
| #REF! | #REF! | $ | #REF! | #REF! | #REF! | #REF! | #REF! | #REF! | #REF! | #REF! | #REF! | #REF! | #REF! | #REF! | #REF! | #REF! | #REF! | #REF! | #REF! | #REF! | #REF! | #REF! | #REF! | #REF! | #REF! | #REF! | #REF! | #REF! | #REF!
| #REF! | #REF! | $ | #REF! | #REF! | #REF! | #REF! | #REF! | #REF! | #REF! | #REF! | #REF! | #REF! | #REF! | #REF! | #REF! | #REF! | #REF! | #REF! | #REF! | #REF! | #REF! | #REF! | #REF! | #REF! | #REF! | #REF! | #REF! | #REF! | #REF!
| #REF! | #REF! | $ | #REF! | #REF! | #REF! | #REF! | #REF! | #REF! | #REF! | #REF! | #REF! | #REF! | #REF! | #REF! | #REF! | #REF! | #REF! | #REF! | #REF! | #REF! | #REF! | #REF! | #REF! | #REF! | #REF! | #REF! | #REF! | #REF! | #REF!
| #REF! | #REF! | $ | #REF! | #REF! | #REF! | #REF! | #REF! | #REF! | #REF! | #REF! | #REF! | #REF! | #REF! | #REF! | #REF! | #REF! | #REF! | #REF! | #REF! | #REF! | #REF! | #REF! | #REF! | #REF! | #REF! | #REF! | #REF! | #REF! | #REF!
Incremental cost calculation
Year series
| Year count |  |  |  | 1 | 2 | 3 | 4 | 5 | 6 | 7 | 8 | 9 | 10 | 11 | 12 | 13 | 14 | 15 | 16 | 17 | 18 | 19 | 20 | 21 | 22 | 23 | 24 | 25 | 26
| Financial year series I |  |  |  | FY 2020-21 | FY 2021-22 | FY 2022-23 | FY 2023-24 | FY 2024-25 | FY 2025-26 | FY 2026-27 | FY 2027-28 | FY 2028-29 | FY 2029-30 | FY 2030-31 | FY 2031-32 | FY 2032-33 | FY 2033-34 | FY 2034-35 | FY 2035-36 | FY 2036-37 | FY 2037-38 | FY 2038-39 | FY 2039-40 | FY 2040-41 | FY 2041-42 | FY 2042-43 | FY 2043-44 | FY 2044-45 | FY 2045-46
| Financial year series II |  |  |  | 2020-21 | 2021-22 | 2022-23 | 2023-24 | 2024-25 | 2025-26 | 2026-27 | 2027-28 | 2028-29 | 2029-30 | 2030-31 | 2031-32 | 2032-33 | 2033-34 | 2034-35 | 2035-36 | 2036-37 | 2037-38 | 2038-39 | 2039-40 | 2040-41 | 2041-42 | 2042-43 | 2043-44 | 2044-45 | 2045-46
| Modelling year series |  |  |  | 2021 | 2022 | 2023 | 2024 | 2025 | 2026 | 2027 | 2028 | 2029 | 2030 | 2031 | 2032 | 2033 | 2034 | 2035 | 2036 | 2037 | 2038 | 2039 | 2040 | 2041 | 2042 | 2043 | 2044 | 2045 | 2046
Capital cost summary
| Number | Option name | Units | PV | FY 2020-21 | FY 2021-22 | FY 2022-23 | FY 2023-24 | FY 2024-25 | FY 2025-26 | FY 2026-27 | FY 2027-28 | FY 2028-29 | FY 2029-30 | FY 2030-31 | FY 2031-32 | FY 2032-33 | FY 2033-34 | FY 2034-35 | FY 2035-36 | FY 2036-37 | FY 2037-38 | FY 2038-39 | FY 2039-40 | FY 2040-41 | FY 2041-42 | FY 2042-43 | FY 2043-44 | FY 2044-45 | FY 2045-46
-167.2031 | 1 | Option 1A | $ | -146824864.8306 | 0 | -52750000 | -52750000 | -52750000 | -52750000 | 0 | 0 | 0 | 0 | 0 | 0 | 0 | 0 | 0 | 0 | 0 | 0 | 0 | 0 | 0 | 0 | 0 | 0 | 0 | 0 | 116180000
-239.9867 | 2 | Option 1B | $ | -210723148.401 | 0 | -75750000 | -75750000 | -75750000 | -75750000 | 0 | 0 | 0 | 0 | 0 | 0 | 0 | 0 | 0 | 0 | 0 | 0 | 0 | 0 | 0 | 0 | 0 | 0 | 0 | 0 | 167370000
-311.1649 | 3 | Option 2 | $ | -273209175.1282 | 0 | -98250000 | -98250000 | -98250000 | -98250000 | 0 | 0 | 0 | 0 | 0 | 0 | 0 | 0 | 0 | 0 | 0 | 0 | 0 | 0 | 0 | 0 | 0 | 0 | 0 | 0 | 217550000
-42.5856 | 4 | Option 3 | $ | -37359125.1916 | 0 | -16666666.6667 | -16666666.6667 | -16666666.6667 | 0 | 0 | 0 | 0 | 0 | 0 | 0 | 0 | 0 | 0 | 0 | 0 | 0 | 0 | 0 | 0 | 0 | 0 | 0 | 0 | 0 | 21250000
0 | 5 | Option 4 | $ | 0 | #VALUE! | 0 | 0 | 0 | 0 | 0 | 0 | 0 | 0 | 0 | 0 | 0 | 0 | 0 | 0 | 0 | 0 | 0 | 0 | 0 | 0 | 0 | 0 | 0 | 0 | 0
| 6 | Option 5 | $ | 0 | #VALUE! | 0 | 0 | 0 | 0 | 0 | 0 | 0 | 0 | 0 | 0 | 0 | 0 | 0 | 0 | 0 | 0 | 0 | 0 | 0 | 0 | 0 | 0 | 0 | 0 | 0
| #REF! | #REF! | $ | #REF! | #REF! | #REF! | #REF! | #REF! | #REF! | #REF! | #REF! | #REF! | #REF! | #REF! | #REF! | #REF! | #REF! | #REF! | #REF! | #REF! | #REF! | #REF! | #REF! | #REF! | #REF! | #REF! | #REF! | #REF! | #REF! | #REF!
| #REF! | #REF! | $ | #REF! | #REF! | #REF! | #REF! | #REF! | #REF! | #REF! | #REF! | #REF! | #REF! | #REF! | #REF! | #REF! | #REF! | #REF! | #REF! | #REF! | #REF! | #REF! | #REF! | #REF! | #REF! | #REF! | #REF! | #REF! | #REF! | #REF!
| #REF! | #REF! | $ | #REF! | #REF! | #REF! | #REF! | #REF! | #REF! | #REF! | #REF! | #REF! | #REF! | #REF! | #REF! | #REF! | #REF! | #REF! | #REF! | #REF! | #REF! | #REF! | #REF! | #REF! | #REF! | #REF! | #REF! | #REF! | #REF! | #REF!
| #REF! | #REF! | $ | #REF! | #REF! | #REF! | #REF! | #REF! | #REF! | #REF! | #REF! | #REF! | #REF! | #REF! | #REF! | #REF! | #REF! | #REF! | #REF! | #REF! | #REF! | #REF! | #REF! | #REF! | #REF! | #REF! | #REF! | #REF! | #REF! | #REF!
TransGrid operating costs
| Number | Option name | Units | PV | FY 2020-21 | FY 2021-22 | FY 2022-23 | FY 2023-24 | FY 2024-25 | FY 2025-26 | FY 2026-27 | FY 2027-28 | FY 2028-29 | FY 2029-30 | FY 2030-31 | FY 2031-32 | FY 2032-33 | FY 2033-34 | FY 2034-35 | FY 2035-36 | FY 2036-37 | FY 2037-38 | FY 2038-39 | FY 2039-40 | FY 2040-41 | FY 2041-42 | FY 2042-43 | FY 2043-44 | FY 2044-45 | FY 2045-46
| 1 | Option 1A | $ | -20378268.7204 | 0 | 0 | 0 | 0 | -2110000 | -2110000 | -2110000 | -2110000 | -2110000 | -2110000 | -2110000 | -2110000 | -2110000 | -2110000 | -2110000 | -2110000 | -2110000 | -2110000 | -2110000 | -2110000 | -2110000 | -2110000 | -2110000 | -2110000 | -2110000 | -2110000
| 2 | Option 1B | $ | -29263580.2004 | 0 | 0 | 0 | 0 | -3030000 | -3030000 | -3030000 | -3030000 | -3030000 | -3030000 | -3030000 | -3030000 | -3030000 | -3030000 | -3030000 | -3030000 | -3030000 | -3030000 | -3030000 | -3030000 | -3030000 | -3030000 | -3030000 | -3030000 | -3030000 | -3030000
| 3 | Option 2 | $ | -37955732.7351 | 0 | 0 | 0 | 0 | -3930000 | -3930000 | -3930000 | -3930000 | -3930000 | -3930000 | -3930000 | -3930000 | -3930000 | -3930000 | -3930000 | -3930000 | -3930000 | -3930000 | -3930000 | -3930000 | -3930000 | -3930000 | -3930000 | -3930000 | -3930000 | -3930000
| 4 | Option 3 | $ | -5226518.5099 | 0 | 0 | 0 | -500000 | -500000 | -500000 | -500000 | -500000 | -500000 | -500000 | -500000 | -500000 | -500000 | -500000 | -500000 | -500000 | -500000 | -500000 | -500000 | -500000 | -500000 | -500000 | -500000 | -500000 | -500000 | -500000
| 5 | Option 4 | $ | 0 | #VALUE! | 0 | 0 | 0 | 0 | 0 | 0 | 0 | 0 | 0 | 0 | 0 | 0 | 0 | 0 | 0 | 0 | 0 | 0 | 0 | 0 | 0 | 0 | 0 | 0 | 0
| 6 | Option 5 | $ | 0 | #VALUE! | 0 | 0 | 0 | 0 | 0 | 0 | 0 | 0 | 0 | 0 | 0 | 0 | 0 | 0 | 0 | 0 | 0 | 0 | 0 | 0 | 0 | 0 | 0 | 0 | 0
| #REF! | #REF! | $ | #REF! | #REF! | #REF! | #REF! | #REF! | #REF! | #REF! | #REF! | #REF! | #REF! | #REF! | #REF! | #REF! | #REF! | #REF! | #REF! | #REF! | #REF! | #REF! | #REF! | #REF! | #REF! | #REF! | #REF! | #REF! | #REF! | #REF!
| #REF! | #REF! | $ | #REF! | #REF! | #REF! | #REF! | #REF! | #REF! | #REF! | #REF! | #REF! | #REF! | #REF! | #REF! | #REF! | #REF! | #REF! | #REF! | #REF! | #REF! | #REF! | #REF! | #REF! | #REF! | #REF! | #REF! | #REF! | #REF! | #REF!
| #REF! | #REF! | $ | #REF! | #REF! | #REF! | #REF! | #REF! | #REF! | #REF! | #REF! | #REF! | #REF! | #REF! | #REF! | #REF! | #REF! | #REF! | #REF! | #REF! | #REF! | #REF! | #REF! | #REF! | #REF! | #REF! | #REF! | #REF! | #REF! | #REF!
| #REF! | #REF! | $ | #REF! | #REF! | #REF! | #REF! | #REF! | #REF! | #REF! | #REF! | #REF! | #REF! | #REF! | #REF! | #REF! | #REF! | #REF! | #REF! | #REF! | #REF! | #REF! | #REF! | #REF! | #REF! | #REF! | #REF! | #REF! | #REF! | #REF!
Incremental benefit calculation
Involuntary load shedding (Broken Hill only)
| Number | Option name | Units | PV | FY 2020-21 | FY 2021-22 | FY 2022-23 | FY 2023-24 | FY 2024-25 | FY 2025-26 | FY 2026-27 | FY 2027-28 | FY 2028-29 | FY 2029-30 | FY 2030-31 | FY 2031-32 | FY 2032-33 | FY 2033-34 | FY 2034-35 | FY 2035-36 | FY 2036-37 | FY 2037-38 | FY 2038-39 | FY 2039-40 | FY 2040-41 | FY 2041-42 | FY 2042-43 | FY 2043-44 | FY 2044-45 | FY 2045-46
| 1 | Option 1A | $ | -8588278.5532 | 0 | -52045.2401 | -854975.2876 | -2955696.4349 | -8741569.3006 | -148.906 | -418993.9705 | -167.3512 | -176.667 | -187.0479 | 676961.8574 | -210.2735 | -222.1111 | -235.2242 | -248.984 | 698606.1137 | 9820.1201 | 313071.1793 | -312.1129 | 517027.5986 | 506415.2337 | -703901.4155 | 374456.5127 | 397406.7347 | 1297665.7344 | -40495.5857
| 2 | Option 1B | $ | -8588278.5532 | 0 | -52045.2401 | -854975.2876 | -2955696.4349 | -8741569.3006 | -148.906 | -418993.9705 | -167.3512 | -176.667 | -187.0479 | 676961.8574 | -210.2735 | -222.1111 | -235.2242 | -248.984 | 698606.1137 | 9820.1201 | 313071.1793 | -312.1129 | 517027.5986 | 506415.2337 | -703901.4155 | 374456.5127 | 397406.7347 | 1297665.7344 | -40495.5857
| 3 | Option 2 | $ | -8692451.8873 | 0 | -52757.7646 | -860164.0108 | -2960113.4004 | -8792641.3793 | -212.1186 | -419746.4995 | -238.3567 | -251.6984 | -266.6071 | 728451.0109 | -299.8218 | -316.677 | -335.4625 | -355.0725 | 731472.7127 | 16692.6521 | 185275.4607 | -444.8801 | 501390.7016 | 521742.2985 | -751595.2874 | 355735.2172 | 424594.2458 | 1120891.4735 | -39634.826
| 4 | Option 3 | $ | -3783950.8624 | 0 | -13151.8939 | -209130.2269 | -1096542.7526 | -3545654.4822 | 63.8263 | -197037.3191 | 71.7779 | 75.8092 | 80.2829 | 122226.7173 | 90.2713 | 95.3704 | 100.9749 | 106.9115 | -34055.5854 | -9048.554 | -3503.9188 | 135.4386 | -29764.2416 | 22333.7769 | -41994.5964 | 50029.032 | 96290.0645 | 7512.0605 | -10506.8598
| 5 | Option 4 | $ | 0 | #VALUE! | 0 | 0 | 0 | 0 | 0 | 0 | 0 | 0 | 0 | 0 | 0 | 0 | 0 | 0 | 0 | 0 | 0 | 0 | 0 | 0 | 0 | 0 | 0 | 0 | 0
| 6 | Option 5 | $ | 0 | #VALUE! | 0 | 0 | 0 | 0 | 0 | 0 | 0 | 0 | 0 | 0 | 0 | 0 | 0 | 0 | 0 | 0 | 0 | 0 | 0 | 0 | 0 | 0 | 0 | 0 | 0
| #REF! | #REF! | $ | #REF! | #REF! | #REF! | #REF! | #REF! | #REF! | #REF! | #REF! | #REF! | #REF! | #REF! | #REF! | #REF! | #REF! | #REF! | #REF! | #REF! | #REF! | #REF! | #REF! | #REF! | #REF! | #REF! | #REF! | #REF! | #REF! | #REF!
| #REF! | #REF! | $ | #REF! | #REF! | #REF! | #REF! | #REF! | #REF! | #REF! | #REF! | #REF! | #REF! | #REF! | #REF! | #REF! | #REF! | #REF! | #REF! | #REF! | #REF! | #REF! | #REF! | #REF! | #REF! | #REF! | #REF! | #REF! | #REF! | #REF!
| #REF! | #REF! | $ | #REF! | #REF! | #REF! | #REF! | #REF! | #REF! | #REF! | #REF! | #REF! | #REF! | #REF! | #REF! | #REF! | #REF! | #REF! | #REF! | #REF! | #REF! | #REF! | #REF! | #REF! | #REF! | #REF! | #REF! | #REF! | #REF! | #REF!
| #REF! | #REF! | $ | #REF! | #REF! | #REF! | #REF! | #REF! | #REF! | #REF! | #REF! | #REF! | #REF! | #REF! | #REF! | #REF! | #REF! | #REF! | #REF! | #REF! | #REF! | #REF! | #REF! | #REF! | #REF! | #REF! | #REF! | #REF! | #REF! | #REF!
Difference in timing of unrelated expenditure
| Number | Option name | Units | PV | FY 2020-21 | FY 2021-22 | FY 2022-23 | FY 2023-24 | FY 2024-25 | FY 2025-26 | FY 2026-27 | FY 2027-28 | FY 2028-29 | FY 2029-30 | FY 2030-31 | FY 2031-32 | FY 2032-33 | FY 2033-34 | FY 2034-35 | FY 2035-36 | FY 2036-37 | FY 2037-38 | FY 2038-39 | FY 2039-40 | FY 2040-41 | FY 2041-42 | FY 2042-43 | FY 2043-44 | FY 2044-45 | FY 2045-46
| 1 | Option 1A | $ | 22075389.4447 | 0 | -247.4904 | 10657824.6369 | -553103.4884 | 593138.3258 | 12232809.5139 | -5543329.3712 | 338176.966 | 17969221.336 | 17340272.4124 | -25929393.7936 | -297153.9204 | -1946210.0184 | -5310493.0163 | 2109560.1403 | -7919161.5154 | 17427279.1089 | 2737521.4842 | 3201687.5227 | -285833.6943 | 3714884.4281 | -2397881.3899 | -2181540.4868 | -3016413.4697 | -2051003.6659 | -853382.8167
| 2 | Option 1B | $ | 22075389.4447 | 0 | -247.4904 | 10657824.6369 | -553103.4884 | 593138.3258 | 12232809.5139 | -5543329.3712 | 338176.966 | 17969221.336 | 17340272.4124 | -25929393.7936 | -297153.9204 | -1946210.0184 | -5310493.0163 | 2109560.1403 | -7919161.5154 | 17427279.1089 | 2737521.4842 | 3201687.5227 | -285833.6943 | 3714884.4281 | -2397881.3899 | -2181540.4868 | -3016413.4697 | -2051003.6659 | -853382.8167
| 3 | Option 2 | $ | 22253403.0459 | 0 | -343.4671 | 10635775.1748 | -391871.3064 | 739108.4193 | 11970429.9031 | -6287167.0237 | 863373.2322 | 19410866.0118 | 17108195.5221 | -26467262.3904 | -293635.9649 | -1696626.7391 | -5363165.5855 | 2060192.8344 | -9879400.6141 | 18335882.9783 | 3998137.8723 | 3364018.8638 | -41586.4128 | 3723875.1405 | -2926602.8136 | -3029869.3213 | -2654091.768 | -2331057.8578 | -853130.7682
| 4 | Option 3 | $ | 782173.5013 | 0 | 109.3158 | 973245.2653 | 578325.8526 | 700208.3335 | 204173.5044 | 622528.334 | -1764057.627 | 1541745.8949 | -9019.8829 | -2261640.6713 | -286758.8857 | -510331.5124 | 644035.0181 | 443733.9247 | -1478766.452 | -716401.5 | 2899401.5594 | 268065.4372 | -416826.6872 | 428416.4775 | -623128.7877 | -385520.1823 | 118826.2702 | -1097907.3991 | -77041.0092
| 5 | Option 4 | $ | 0 | #VALUE! | 0 | 0 | 0 | 0 | 0 | 0 | 0 | 0 | 0 | 0 | 0 | 0 | 0 | 0 | 0 | 0 | 0 | 0 | 0 | 0 | 0 | 0 | 0 | 0 | 0
| 6 | Option 5 | $ | 0 | #VALUE! | 0 | 0 | 0 | 0 | 0 | 0 | 0 | 0 | 0 | 0 | 0 | 0 | 0 | 0 | 0 | 0 | 0 | 0 | 0 | 0 | 0 | 0 | 0 | 0 | 0
| #REF! | #REF! | $ | #REF! | #REF! | #REF! | #REF! | #REF! | #REF! | #REF! | #REF! | #REF! | #REF! | #REF! | #REF! | #REF! | #REF! | #REF! | #REF! | #REF! | #REF! | #REF! | #REF! | #REF! | #REF! | #REF! | #REF! | #REF! | #REF! | #REF!
| #REF! | #REF! | $ | #REF! | #REF! | #REF! | #REF! | #REF! | #REF! | #REF! | #REF! | #REF! | #REF! | #REF! | #REF! | #REF! | #REF! | #REF! | #REF! | #REF! | #REF! | #REF! | #REF! | #REF! | #REF! | #REF! | #REF! | #REF! | #REF! | #REF!
| #REF! | #REF! | $ | #REF! | #REF! | #REF! | #REF! | #REF! | #REF! | #REF! | #REF! | #REF! | #REF! | #REF! | #REF! | #REF! | #REF! | #REF! | #REF! | #REF! | #REF! | #REF! | #REF! | #REF! | #REF! | #REF! | #REF! | #REF! | #REF! | #REF!
| #REF! | #REF! | $ | #REF! | #REF! | #REF! | #REF! | #REF! | #REF! | #REF! | #REF! | #REF! | #REF! | #REF! | #REF! | #REF! | #REF! | #REF! | #REF! | #REF! | #REF! | #REF! | #REF! | #REF! | #REF! | #REF! | #REF! | #REF! | #REF! | #REF!
Fuel consumption from generation dispatch
| Number | Option name | Units | PV | FY 2020-21 | FY 2021-22 | FY 2022-23 | FY 2023-24 | FY 2024-25 | FY 2025-26 | FY 2026-27 | FY 2027-28 | FY 2028-29 | FY 2029-30 | FY 2030-31 | FY 2031-32 | FY 2032-33 | FY 2033-34 | FY 2034-35 | FY 2035-36 | FY 2036-37 | FY 2037-38 | FY 2038-39 | FY 2039-40 | FY 2040-41 | FY 2041-42 | FY 2042-43 | FY 2043-44 | FY 2044-45 | FY 2045-46
| 1 | Option 1A | $ | 83676822.0874 | 0 | 875770.8154 | 764829.185 | -688121.6201 | 6230517.1473 | 15407417.0343 | 14060949.4842 | 16047042.0378 | 9954522.3997 | 10593108.1054 | 13902196.1289 | 15190451.9948 | 15251042.2224 | 15979304.7895 | 12625065.4576 | 2404383.961 | 2862017.3941 | 758085.1214 | -499737.5141 | -4310370.0653 | -2543053.7449 | 1357580.5275 | -606317.8437 | -1023714.2953 | 1189095.805 | 3064828.2289
| 2 | Option 1B | $ | 83676822.0874 | 0 | 875770.8154 | 764829.185 | -688121.6201 | 6230517.1473 | 15407417.0343 | 14060949.4842 | 16047042.0378 | 9954522.3997 | 10593108.1054 | 13902196.1289 | 15190451.9948 | 15251042.2224 | 15979304.7895 | 12625065.4576 | 2404383.961 | 2862017.3941 | 758085.1214 | -499737.5141 | -4310370.0653 | -2543053.7449 | 1357580.5275 | -606317.8437 | -1023714.2953 | 1189095.805 | 3064828.2289
| 3 | Option 2 | $ | 90507397.1532 | 0 | 905050.4984 | 790880.0825 | -676204.6915 | 6622562.1433 | 16397012.5563 | 15239179.0767 | 17224825.9922 | 10428146.4357 | 11053667.3483 | 14370091.6894 | 15751705.1073 | 15977397.1037 | 16455756.4494 | 13517753.8469 | 2850870.5976 | 3310405.602 | 1222363.2382 | 219020.1049 | -3828453.4849 | -2054855.6228 | 1838239.1842 | 980969.5267 | -138442.5478 | 2077880.7882 | 3877703.6106
| 4 | Option 3 | $ | 9400449.1753 | 0 | -57382.2974 | 178291.1466 | 908786.4924 | 1542791.9876 | 1554877.7767 | 1292184.4051 | 1593298.9821 | 1307678.503 | 1380380.8589 | 1588973.6164 | 1666775.695 | 1295518.9605 | 1009132.1685 | 464190.2371 | 436548.2906 | 895837.7113 | -394450.1675 | -16143.248 | -475499.6961 | -276020.359 | 257932.061 | -217621.2053 | -1069525.606 | 242555.6669 | 21797.0816
| 5 | Option 4 | $ | 0 | #VALUE! | 0 | 0 | 0 | 0 | 0 | 0 | 0 | 0 | 0 | 0 | 0 | 0 | 0 | 0 | 0 | 0 | 0 | 0 | 0 | 0 | 0 | 0 | 0 | 0 | 0
| 6 | Option 5 | $ | 0 | #VALUE! | 0 | 0 | 0 | 0 | 0 | 0 | 0 | 0 | 0 | 0 | 0 | 0 | 0 | 0 | 0 | 0 | 0 | 0 | 0 | 0 | 0 | 0 | 0 | 0 | 0
| #REF! | #REF! | $ | #REF! | #REF! | #REF! | #REF! | #REF! | #REF! | #REF! | #REF! | #REF! | #REF! | #REF! | #REF! | #REF! | #REF! | #REF! | #REF! | #REF! | #REF! | #REF! | #REF! | #REF! | #REF! | #REF! | #REF! | #REF! | #REF! | #REF!
| #REF! | #REF! | $ | #REF! | #REF! | #REF! | #REF! | #REF! | #REF! | #REF! | #REF! | #REF! | #REF! | #REF! | #REF! | #REF! | #REF! | #REF! | #REF! | #REF! | #REF! | #REF! | #REF! | #REF! | #REF! | #REF! | #REF! | #REF! | #REF! | #REF!
| #REF! | #REF! | $ | #REF! | #REF! | #REF! | #REF! | #REF! | #REF! | #REF! | #REF! | #REF! | #REF! | #REF! | #REF! | #REF! | #REF! | #REF! | #REF! | #REF! | #REF! | #REF! | #REF! | #REF! | #REF! | #REF! | #REF! | #REF! | #REF! | #REF!
| #REF! | #REF! | $ | #REF! | #REF! | #REF! | #REF! | #REF! | #REF! | #REF! | #REF! | #REF! | #REF! | #REF! | #REF! | #REF! | #REF! | #REF! | #REF! | #REF! | #REF! | #REF! | #REF! | #REF! | #REF! | #REF! | #REF! | #REF! | #REF! | #REF!
Voluntary load curtailment
| Number | Option name | Units | PV | FY 2020-21 | FY 2021-22 | FY 2022-23 | FY 2023-24 | FY 2024-25 | FY 2025-26 | FY 2026-27 | FY 2027-28 | FY 2028-29 | FY 2029-30 | FY 2030-31 | FY 2031-32 | FY 2032-33 | FY 2033-34 | FY 2034-35 | FY 2035-36 | FY 2036-37 | FY 2037-38 | FY 2038-39 | FY 2039-40 | FY 2040-41 | FY 2041-42 | FY 2042-43 | FY 2043-44 | FY 2044-45 | FY 2045-46
| 1 | Option 1A | $ | 746311.5289 | 0 | -2100.7746 | -47056.9839 | -10342.7579 | -164649.0532 | -575.6207 | -24062.4981 | -645.9575 | -682.8063 | -725.763 | -779.2993 | 11820.6109 | 787.2235 | 66486.7812 | -40018.2949 | 169022.5584 | -20394.0985 | -2779081.1847 | 334454.9807 | 382628.6284 | 1308474.3847 | 249336.2786 | 1791185.1893 | 1943679.7533 | -341379.2163 | 1167058.3938
| 2 | Option 1B | $ | 746311.5289 | 0 | -2100.7746 | -47056.9839 | -10342.7579 | -164649.0532 | -575.6207 | -24062.4981 | -645.9575 | -682.8063 | -725.763 | -779.2993 | 11820.6109 | 787.2235 | 66486.7812 | -40018.2949 | 169022.5584 | -20394.0985 | -2779081.1847 | 334454.9807 | 382628.6284 | 1308474.3847 | 249336.2786 | 1791185.1893 | 1943679.7533 | -341379.2163 | 1167058.3938
| 3 | Option 2 | $ | 754987.707 | 0 | -2329.5701 | -47451.2312 | -10618.8977 | -170543.6325 | -832.4893 | -24336.4264 | -931.6685 | -987.8439 | -1055.0272 | -1142.651 | 13191.7623 | 421.8617 | 75897.7405 | -40360.7956 | 153873.0878 | -36884.0348 | -2897374.6973 | 323533.0604 | 375163.9824 | 1361143.8507 | 270593.3577 | 1994321.8936 | 1851801.6022 | -382648.0778 | 1290185.2382
| 4 | Option 3 | $ | -113214.951 | 0 | -221.879 | -7958.1355 | -1551.9295 | -5718.0132 | 235.9428 | -2400.2635 | 265.7951 | 279.1567 | 294.8867 | 311.6763 | 2622.9696 | 318.1887 | 24678.161 | -7015.1305 | -6108.6561 | -27902.2247 | 63344.5258 | -7447.2885 | -20475.7461 | -44100.3227 | -155131.7125 | 24980.6031 | 330367.9663 | -630757.0767 | 32609.2581
| 5 | Option 4 | $ | 0 | #VALUE! | 0 | 0 | 0 | 0 | 0 | 0 | 0 | 0 | 0 | 0 | 0 | 0 | 0 | 0 | 0 | 0 | 0 | 0 | 0 | 0 | 0 | 0 | 0 | 0 | 0
| 6 | Option 5 | $ | 0 | #VALUE! | 0 | 0 | 0 | 0 | 0 | 0 | 0 | 0 | 0 | 0 | 0 | 0 | 0 | 0 | 0 | 0 | 0 | 0 | 0 | 0 | 0 | 0 | 0 | 0 | 0
| #REF! | #REF! | $ | #REF! | #REF! | #REF! | #REF! | #REF! | #REF! | #REF! | #REF! | #REF! | #REF! | #REF! | #REF! | #REF! | #REF! | #REF! | #REF! | #REF! | #REF! | #REF! | #REF! | #REF! | #REF! | #REF! | #REF! | #REF! | #REF! | #REF!
| #REF! | #REF! | $ | #REF! | #REF! | #REF! | #REF! | #REF! | #REF! | #REF! | #REF! | #REF! | #REF! | #REF! | #REF! | #REF! | #REF! | #REF! | #REF! | #REF! | #REF! | #REF! | #REF! | #REF! | #REF! | #REF! | #REF! | #REF! | #REF! | #REF!
| #REF! | #REF! | $ | #REF! | #REF! | #REF! | #REF! | #REF! | #REF! | #REF! | #REF! | #REF! | #REF! | #REF! | #REF! | #REF! | #REF! | #REF! | #REF! | #REF! | #REF! | #REF! | #REF! | #REF! | #REF! | #REF! | #REF! | #REF! | #REF! | #REF!
| #REF! | #REF! | $ | #REF! | #REF! | #REF! | #REF! | #REF! | #REF! | #REF! | #REF! | #REF! | #REF! | #REF! | #REF! | #REF! | #REF! | #REF! | #REF! | #REF! | #REF! | #REF! | #REF! | #REF! | #REF! | #REF! | #REF! | #REF! | #REF! | #REF!
Costs for non RIT-T proponent parties
| Number | Option name | Units | PV | FY 2020-21 | FY 2021-22 | FY 2022-23 | FY 2023-24 | FY 2024-25 | FY 2025-26 | FY 2026-27 | FY 2027-28 | FY 2028-29 | FY 2029-30 | FY 2030-31 | FY 2031-32 | FY 2032-33 | FY 2033-34 | FY 2034-35 | FY 2035-36 | FY 2036-37 | FY 2037-38 | FY 2038-39 | FY 2039-40 | FY 2040-41 | FY 2041-42 | FY 2042-43 | FY 2043-44 | FY 2044-45 | FY 2045-46
| 1 | Option 1A | $ | 82058470.2402 | 0 | 14407287.1813 | 40931055.1682 | 25749534.4952 | -7426284.6189 | 3213858.9679 | 140921786.7694 | -52369607.7756 | -16652703.4618 | -73677565.754 | -130224955.0417 | -2156441.9968 | 164013469.12 | -35619103.6281 | 22564394.3365 | 23245502.6838 | 10264382.0516 | 19409880.3812 | -25468616.189 | 15003587.5576 | -21646145.1891 | -10947905.6955 | 13418541.9503 | -9894579.8343 | -3083889.3777 | -1142474.0371
| 2 | Option 1B | $ | 82058470.2402 | 0 | 14407287.1813 | 40931055.1682 | 25749534.4952 | -7426284.6189 | 3213858.9679 | 140921786.7694 | -52369607.7756 | -16652703.4618 | -73677565.754 | -130224955.0417 | -2156441.9968 | 164013469.12 | -35619103.6281 | 22564394.3365 | 23245502.6838 | 10264382.0516 | 19409880.3812 | -25468616.189 | 15003587.5576 | -21646145.1891 | -10947905.6955 | 13418541.9503 | -9894579.8343 | -3083889.3777 | -1142474.0371
| 3 | Option 2 | $ | 87739931.8417 | 0 | 14600333.7161 | 42381752.5147 | 25747967.2451 | -7350685.7344 | 4770302.6291 | 143160912.3479 | -53412885.9612 | -12720402.6897 | -75077540.3712 | -134155384.006 | -2027736.55 | 166992642.1114 | -33148945.8879 | 22037551.819 | 20861858.0263 | 13099835.9822 | 22133917.3873 | -28488011.9324 | 18424467.1145 | -23158616.1473 | -11689909.6851 | 10241079.8782 | -7330528.7716 | -2657994.4572 | -848949.4093
| 4 | Option 3 | $ | 26379385.9449 | 0 | 3603321.7976 | -3756319.9845 | 16734523.8876 | 1379580.1467 | -1578.4512 | 24646018.4739 | -9973927.7851 | -9640768.995 | 2820525.5081 | -12355572.4138 | -1347407.3015 | 28403719.22 | 1438.0066 | 5017262.2889 | -2266055.4086 | -3971253.2639 | 6605491.265 | -6776878.4861 | 521418.9338 | -16537.9221 | -2201615.213 | 743805.734 | 595611.6187 | -200366.2915 | 446816.0719
| 5 | Option 4 | $ | 0 | #VALUE! | 0 | 0 | 0 | 0 | 0 | 0 | 0 | 0 | 0 | 0 | 0 | 0 | 0 | 0 | 0 | 0 | 0 | 0 | 0 | 0 | 0 | 0 | 0 | 0 | 0
| 6 | Option 5 | $ | 0 | #VALUE! | 0 | 0 | 0 | 0 | 0 | 0 | 0 | 0 | 0 | 0 | 0 | 0 | 0 | 0 | 0 | 0 | 0 | 0 | 0 | 0 | 0 | 0 | 0 | 0 | 0
| #REF! | #REF! | $ | #REF! | #REF! | #REF! | #REF! | #REF! | #REF! | #REF! | #REF! | #REF! | #REF! | #REF! | #REF! | #REF! | #REF! | #REF! | #REF! | #REF! | #REF! | #REF! | #REF! | #REF! | #REF! | #REF! | #REF! | #REF! | #REF! | #REF!
| #REF! | #REF! | $ | #REF! | #REF! | #REF! | #REF! | #REF! | #REF! | #REF! | #REF! | #REF! | #REF! | #REF! | #REF! | #REF! | #REF! | #REF! | #REF! | #REF! | #REF! | #REF! | #REF! | #REF! | #REF! | #REF! | #REF! | #REF! | #REF! | #REF!
| #REF! | #REF! | $ | #REF! | #REF! | #REF! | #REF! | #REF! | #REF! | #REF! | #REF! | #REF! | #REF! | #REF! | #REF! | #REF! | #REF! | #REF! | #REF! | #REF! | #REF! | #REF! | #REF! | #REF! | #REF! | #REF! | #REF! | #REF! | #REF! | #REF!
| #REF! | #REF! | $ | #REF! | #REF! | #REF! | #REF! | #REF! | #REF! | #REF! | #REF! | #REF! | #REF! | #REF! | #REF! | #REF! | #REF! | #REF! | #REF! | #REF! | #REF! | #REF! | #REF! | #REF! | #REF! | #REF! | #REF! | #REF! | #REF! | #REF!