## Cover
Bathurst, Orange and Parkes amended PACR economic assessment
Legend applied throughout the model template
Table Row Name
Input Cell
Calculation cell
Parameter Cell
Output Cell

## Results
| Scenarios |  |  |  |  | S1 | S2 | S3
| General inputs and sensitivities |  |  |  | Unit | Step Change | Hydrogen Superpower | Progressive Change
| Commercial discount rate |  |  |  | % | 5.5% | 5.5% | 5.5%
| VCR |  |  |  | $/MWh | 54543.4753 | 54543.4753 | 54543.4753
| Cost inputs and sensitivities |  |  |  | Unit | Step Change | Hydrogen Superpower | Progressive Change
| Network capital costs |  |  |  | Factor | 1 | 1 | 1
| NNO capital costs |  |  |  | Factor | 1 | 1 | 1
| Operating and maintenance costs |  |  |  | Factor | 1 | 1 | 1
| Market benefit inputs and sensitivities |  |  |  | Unit | Step Change | Hydrogen Superpower | Progressive Change
| Avoided fuel consumption from generation dispatch |  |  |  | Factor | 1 | 1 | 1
| Avoided voluntary load curtailment |  |  |  | Factor | 1 | 1 | 1
| Avoided involuntary load shedding |  |  |  | Factor | 1 | 1 | 1
| Avoided costs for non RIT-T proponent parties |  |  |  | Factor | 1 | 1 | 1
| Avoided unrelated TNSP expenditure |  |  |  | Factor | 1 | 1 | 1
| Scenario weighting settings |  |  |  | Unit | Step Change | Hydrogen Superpower | Progressive Change
| Scenario weighting |  |  |  | % | 52% | 18% | 30%
Value
| Opex % of capex (network components) | 1%
NPV results
|  |  | S1 | S2 | S3 |  |  |  |  | Central |  | High |  | Low
| Option | Unit | Step Change | Hydrogen Superpower | Progressive Change | Weighted | Rank | % |  | Rank | % | Rank | % | Rank | %
1A/1B | Option 1A/1B | $NPV | 73.4407 | 974.2505 | -107.3352 | 181.3537 | 11 | 7.111% |  | 11 | 3.474% | 11 | 11.76% | 8 | 231.6%
1C | Option 1C | $NPV | 295.4176 | 1692.4163 | -60.1028 | 440.2213 | 8 | 17.26% |  | 8 | 13.97% | 9 | 20.43% | 2 | 129.7%
3 | Option 3 | $NPV | 322.5166 | 1766.167 | -63.9921 | 466.421 | 6 | 18.29% |  | 6 | 15.26% | 6 | 21.32% | 3 | 138.1%
4 | Option 4 | $NPV | 306.046 | 1728.8625 | -63.9921 | 451.1415 | 7 | 17.69% |  | 7 | 14.48% | 7 | 20.87% | 3 | 138.1%
5 | Option 5 | $NPV | 276.4027 | 1722.4557 | -111.8605 | 420.2133 | 9 | 16.48% |  | 9 | 13.07% | 8 | 20.79% | 9 | 241.4%
6 | Option 6 | $NPV | 259.9321 | 1685.1512 | -111.8605 | 404.9337 | 10 | 15.88% |  | 10 | 12.3% | 10 | 20.34% | 9 | 241.4%
7A | Option 7A | $NPV | 1819.3117 | 7166.1404 | -94.3823 | 2207.6327 | 3 | 86.56% |  | 3 | 86.06% | 3 | 86.5% | 7 | 203.7%
7B | Option 7B | $NPV | 1399.3675 | 5576.476 | -156.621 | 1684.4505 | 4 | 66.05% |  | 4 | 66.19% | 4 | 67.31% | 11 | 338%
7C | Option 7C | $NPV | 433.3753 | 2214.3289 | -46.343 | 610.0314 | 5 | 23.92% |  | 5 | 20.5% | 5 | 26.73% | 1 | 100%
7D | Option 7D | $NPV | 2091.1116 | 8284.7386 | -94.1379 | 2550.3896 | 1 | 100% |  | 2 | 98.91% | 1 | 100% | 6 | 203.1%
7E | Option 7E | $NPV | 2114.0783 | 8136.1395 | -66.2422 | 2543.9531 | 2 | 99.75% |  | 1 | 100% | 2 | 98.21% | 5 | 142.9%
| S1 | Step Change | [11 empty] | S2 | Hydrogen Superpower | [10 empty] | S3 | Progressive Change | [10 empty] | Weighted
| NPV result | Step Change | [11 empty] | NPV result | Hydrogen Superpower | [10 empty] | NPV result | Progressive Change | [10 empty] | NPV result | Weighted
| NPV breakdown | Step Change | [11 empty] | NPV breakdown | Hydrogen Superpower | [10 empty] | NPV breakdown | Progressive Change | [10 empty] | NPV breakdown | Weighted
| Option | Option 1A/1B | Option 1C | Option 3 | Option 4 | Option 5 | Option 6 | Option 7A | Option 7B | Option 7C | Option 7D | Option 7E |  | Option | Option 1A/1B | Option 1C | Option 3 | Option 4 | Option 5 | Option 6 | Option 7A | Option 7B | Option 7C | Option 7D | Option 7E | Option | Option 1A/1B | Option 1C | Option 3 | Option 4 | Option 5 | Option 6 | Option 7A | Option 7B | Option 7C | Option 7D | Option 7E | Option | Option 1A/1B | Option 1C | Option 3 | Option 4 | Option 5 | Option 6 | Option 7A | Option 7B | Option 7C | Option 7D | Option 7E
| TNSP capital costs | -171.5366 | -131.377 | -114.6673 | -131.0139 | Redacted to preserve confidentiality | [7 empty] | TNSP capital costs | -171.5366 | -147.7415 | -132.4833 | -174.1935 | Redacted to preserve confidentiality | [6 empty] | TNSP capital costs | -100.6555 | -60.29 | -62.8583 | -62.8583 | Redacted to preserve confidentiality | [6 empty] | TNSP capital costs | -150.2723 | -112.9965 | -102.3315 | -118.3395 | Redacted to preserve confidentiality
| NNO capital costs | 0 | 0 | 0 | 0 | Redacted to preserve confidentiality | [7 empty] | NNO capital costs | 0 | 0 | 0 | 0 | Redacted to preserve confidentiality | [6 empty] | NNO capital costs | 0 | 0 | 0 | 0 | Redacted to preserve confidentiality | [6 empty] | NNO capital costs | 0 | 0 | 0 | 0 | Redacted to preserve confidentiality
| TNSP operating expenditure | -18.9798 | -13.8097 | -13.8552 | -13.9791 | Redacted to preserve confidentiality | [7 empty] | TNSP operating expenditure | -18.9798 | -15.834 | -16.3474 | -18.7275 | Redacted to preserve confidentiality | [6 empty] | TNSP operating expenditure | -9.9729 | -6.1678 | -7.4888 | -7.4888 | Redacted to preserve confidentiality | [6 empty] | TNSP operating expenditure | -16.2777 | -11.8815 | -12.3939 | -12.8867 | Redacted to preserve confidentiality
| TNSP payments to NNO proponents | 0 | 0 | 0 | 0 | Redacted to preserve confidentiality | [7 empty] | TNSP payments to NNO proponents | 0 | 0 | 0 | 0 | Redacted to preserve confidentiality | [6 empty] | TNSP payments to NNO proponents | 0 | 0 | 0 | 0 | Redacted to preserve confidentiality | [6 empty] | TNSP payments to NNO proponents | 0 | 0 | 0 | 0 | Redacted to preserve confidentiality
| NNO operating expenditure | 0 | 0 | 0 | 0 | Redacted to preserve confidentiality | [7 empty] | NNO operating expenditure | 0 | 0 | 0 | 0 | Redacted to preserve confidentiality | [6 empty] | NNO operating expenditure | 0 | 0 | 0 | 0 | Redacted to preserve confidentiality | [6 empty] | NNO operating expenditure | 0 | 0 | 0 | 0 | Redacted to preserve confidentiality
| Avoided fuel consumption from generation dispatch | 0 | 0 | 0 | 0 | Redacted to preserve confidentiality | [7 empty] | Avoided fuel consumption from generation dispatch | 0 | 0 | 0 | 0 | Redacted to preserve confidentiality | [6 empty] | Avoided fuel consumption from generation dispatch | 0 | 0 | 0 | 0 | Redacted to preserve confidentiality | [6 empty] | Avoided fuel consumption from generation dispatch | 0 | 0 | 0 | 0 | Redacted to preserve confidentiality
| Avoided voluntary load curtailment | 0 | 0 | 0 | 0 | Redacted to preserve confidentiality | [7 empty] | Avoided voluntary load curtailment | 0 | 0 | 0 | 0 | Redacted to preserve confidentiality | [6 empty] | Avoided voluntary load curtailment | 0 | 0 | 0 | 0 | Redacted to preserve confidentiality | [6 empty] | Avoided voluntary load curtailment | 0 | 0 | 0 | 0 | Redacted to preserve confidentiality
| Avoided involuntary load shedding - outside of CW NSW | 0 | 0 | 0 | 0 | Redacted to preserve confidentiality | [7 empty] | Avoided involuntary load shedding - outside of CW NSW | 0 | 0 | 0 | 0 | Redacted to preserve confidentiality | [6 empty] | Avoided involuntary load shedding - outside of CW NSW | 0 | 0 | 0 | 0 | Redacted to preserve confidentiality | [6 empty] | Avoided involuntary load shedding - outside of CW NSW | 0 | 0 | 0 | 0 | Redacted to preserve confidentiality
| Avoided involuntary load shedding in CW NSW | 263.9571 | 440.6043 | 451.039 | 451.039 | Redacted to preserve confidentiality | [7 empty] | Avoided involuntary load shedding in CW NSW | 1164.7669 | 1855.9918 | 1914.9977 | 1921.7835 | Redacted to preserve confidentiality | [6 empty] | Avoided involuntary load shedding in CW NSW | 3.2931 | 6.355 | 6.355 | 6.355 | Redacted to preserve confidentiality | [6 empty] | Avoided involuntary load shedding in CW NSW | 347.9037 | 565.0993 | 581.1464 | 582.3678 | Redacted to preserve confidentiality
| Avoided costs for non RIT-T proponent parties | 0 | 0 | 0 | 0 | Redacted to preserve confidentiality | [7 empty] | Avoided costs for non RIT-T proponent parties | 0 | 0 | 0 | 0 | Redacted to preserve confidentiality | [6 empty] | Avoided costs for non RIT-T proponent parties | 0 | 0 | 0 | 0 | Redacted to preserve confidentiality | [6 empty] | Avoided costs for non RIT-T proponent parties | 0 | 0 | 0 | 0 | Redacted to preserve confidentiality
| Avoided unrelated TNSP expenditure | 0 | 0 | 0 | 0 | Redacted to preserve confidentiality | [7 empty] | Avoided unrelated TNSP expenditure | 0 | 0 | 0 | 0 | Redacted to preserve confidentiality | [6 empty] | Avoided unrelated TNSP expenditure | 0 | 0 | 0 | 0 | Redacted to preserve confidentiality | [6 empty] | Avoided unrelated TNSP expenditure | 0 | 0 | 0 | 0 | Redacted to preserve confidentiality
| NNO receipts received from TNSP | 0 | 0 | 0 | 0 | Redacted to preserve confidentiality | [7 empty] | NNO receipts received from TNSP | 0 | 0 | 0 | 0 | Redacted to preserve confidentiality | [6 empty] | NNO receipts received from TNSP | 0 | 0 | 0 | 0 | Redacted to preserve confidentiality | [6 empty] | NNO receipts received from TNSP | 0 | 0 | 0 | 0 | Redacted to preserve confidentiality
| NPV | 73.4407 | 295.4176 | 322.5166 | 306.046 | 276.4027 | 259.9321 | 1819.3117 | 1399.3675 | 433.3753 | 2091.1116 | 2114.0783 |  | NPV | 974.2505 | 1692.4163 | 1766.167 | 1728.8625 | 1722.4557 | 1685.1512 | 7166.1404 | 5576.476 | 2214.3289 | 8284.7386 | 8136.1395 | NPV | -107.3352 | -60.1028 | -63.9921 | -63.9921 | -111.8605 | -111.8605 | -94.3823 | -156.621 | -46.343 | -94.1379 | -66.2422 | NPV | 181.3537 | 440.2213 | 466.421 | 451.1415 | 420.2133 | 404.9337 | 2207.6327 | 1684.4505 | 610.0314 | 2550.3896 | 2543.9531
Tiled chart

## Chart tables (hidden)
Chart tables
First ranked option |  | Option 7D |  | LH to complete
Real
Option 7D | Step Change |  | 2023 | 2024 | 2025 | 2026 | 2027 | 2028 | 2029 | 2030 | 2031 | 2032 | 2033 | 2034 | 2035 | 2036 | 2037 | 2038 | 2039 | 2040 | 2041 | 2042 | 2043 | 2044 | 2045 | 2046 | 2047 | 2048 | 2049 | 2050 | 2051 | 2052
Avoided fuel consumption from generation dispatch |  |  | #VALUE! | 0 | 0 | 0 | 0 | 0 | 0 | 0 | 0 | 0 | 0 | 0 | 0 | 0 | 0 | 0 | 0 | 0 | 0 | 0 | #N/A | #N/A | #N/A | #N/A | #N/A | #N/A | #N/A | #N/A | #N/A | #N/A
Avoided voluntary load curtailment |  |  | #VALUE! | 0 | 0 | 0 | 0 | 0 | 0 | 0 | 0 | 0 | 0 | 0 | 0 | 0 | 0 | 0 | 0 | 0 | 0 | 0 | #N/A | #N/A | #N/A | #N/A | #N/A | #N/A | #N/A | #N/A | #N/A | #N/A
Avoided involuntary load shedding |  |  | #VALUE! | 0 | 0 | 0 | 0 | 0 | 0 | 0 | 0 | 0 | 0 | 0 | 0 | 0 | 0 | 0 | 0 | 0 | 0 | 0 | #N/A | #N/A | #N/A | #N/A | #N/A | #N/A | #N/A | #N/A | #N/A | #N/A
Avoided costs for non RIT-T proponent parties |  |  | #VALUE! | 0 | 0 | 0 | 0 | 0 | 0 | 0 | 0 | 0 | 0 | 0 | 0 | 0 | 0 | 0 | 0 | 0 | 0 | 0 | #N/A | #N/A | #N/A | #N/A | #N/A | #N/A | #N/A | #N/A | #N/A | #N/A
Avoided unrelated TNSP expenditure |  |  | #VALUE! | 0 | 0 | 0 | 0 | 0 | 0 | 0 | 0 | 0 | 0 | 0 | 0 | 0 | 0 | 0 | 0 | 0 | 0 | 0 | #N/A | #N/A | #N/A | #N/A | #N/A | #N/A | #N/A | #N/A | #N/A | #N/A
#REF! |  |  | #REF! | #REF! | #REF! | #REF! | #REF! | #REF! | #REF! | #REF! | #REF! | #REF! | #REF! | #REF! | #REF! | #REF! | #REF! | #REF! | #REF! | #REF! | #REF! | #REF! | #REF! | #REF! | #REF! | #REF! | #REF! | #REF! | #REF! | #REF! | #REF! | #REF!
Option 7D | Hydrogen Superpower |  | 2023 | 2024 | 2025 | 2026 | 2027 | 2028 | 2029 | 2030 | 2031 | 2032 | 2033 | 2034 | 2035 | 2036 | 2037 | 2038 | 2039 | 2040 | 2041 | 2042 | 2043 | 2044 | 2045 | 2046 | 2047 | 2048 | 2049 | 2050 | 2051 | 2052
Avoided fuel consumption from generation dispatch |  |  | #REF! | #REF! | #REF! | #REF! | #REF! | #REF! | #REF! | #REF! | #REF! | #REF! | #REF! | #REF! | #REF! | #REF! | #REF! | #REF! | #REF! | #REF! | #REF! | #REF! | #REF! | #REF! | #REF! | #REF! | #REF! | #REF! | #REF! | #REF! | #REF! | #REF!
Avoided voluntary load curtailment |  |  | #REF! | #REF! | #REF! | #REF! | #REF! | #REF! | #REF! | #REF! | #REF! | #REF! | #REF! | #REF! | #REF! | #REF! | #REF! | #REF! | #REF! | #REF! | #REF! | #REF! | #REF! | #REF! | #REF! | #REF! | #REF! | #REF! | #REF! | #REF! | #REF! | #REF!
Avoided involuntary load shedding |  |  | #REF! | #REF! | #REF! | #REF! | #REF! | #REF! | #REF! | #REF! | #REF! | #REF! | #REF! | #REF! | #REF! | #REF! | #REF! | #REF! | #REF! | #REF! | #REF! | #REF! | #REF! | #REF! | #REF! | #REF! | #REF! | #REF! | #REF! | #REF! | #REF! | #REF!
Avoided costs for non RIT-T proponent parties |  |  | #REF! | #REF! | #REF! | #REF! | #REF! | #REF! | #REF! | #REF! | #REF! | #REF! | #REF! | #REF! | #REF! | #REF! | #REF! | #REF! | #REF! | #REF! | #REF! | #REF! | #REF! | #REF! | #REF! | #REF! | #REF! | #REF! | #REF! | #REF! | #REF! | #REF!
Avoided unrelated TNSP expenditure |  |  | #REF! | #REF! | #REF! | #REF! | #REF! | #REF! | #REF! | #REF! | #REF! | #REF! | #REF! | #REF! | #REF! | #REF! | #REF! | #REF! | #REF! | #REF! | #REF! | #REF! | #REF! | #REF! | #REF! | #REF! | #REF! | #REF! | #REF! | #REF! | #REF! | #REF!
#REF! |  |  | #REF! | #REF! | #REF! | #REF! | #REF! | #REF! | #REF! | #REF! | #REF! | #REF! | #REF! | #REF! | #REF! | #REF! | #REF! | #REF! | #REF! | #REF! | #REF! | #REF! | #REF! | #REF! | #REF! | #REF! | #REF! | #REF! | #REF! | #REF! | #REF! | #REF!
Option 7D | Progressive Change |  | 2023 | 2024 | 2025 | 2026 | 2027 | 2028 | 2029 | 2030 | 2031 | 2032 | 2033 | 2034 | 2035 | 2036 | 2037 | 2038 | 2039 | 2040 | 2041 | 2042 | 2043 | 2044 | 2045 | 2046 | 2047 | 2048 | 2049 | 2050 | 2051 | 2052
Avoided fuel consumption from generation dispatch |  |  | #REF! | #REF! | #REF! | #REF! | #REF! | #REF! | #REF! | #REF! | #REF! | #REF! | #REF! | #REF! | #REF! | #REF! | #REF! | #REF! | #REF! | #REF! | #REF! | #REF! | #REF! | #REF! | #REF! | #REF! | #REF! | #REF! | #REF! | #REF! | #REF! | #REF!
Avoided voluntary load curtailment |  |  | #REF! | #REF! | #REF! | #REF! | #REF! | #REF! | #REF! | #REF! | #REF! | #REF! | #REF! | #REF! | #REF! | #REF! | #REF! | #REF! | #REF! | #REF! | #REF! | #REF! | #REF! | #REF! | #REF! | #REF! | #REF! | #REF! | #REF! | #REF! | #REF! | #REF!
Avoided involuntary load shedding |  |  | #REF! | #REF! | #REF! | #REF! | #REF! | #REF! | #REF! | #REF! | #REF! | #REF! | #REF! | #REF! | #REF! | #REF! | #REF! | #REF! | #REF! | #REF! | #REF! | #REF! | #REF! | #REF! | #REF! | #REF! | #REF! | #REF! | #REF! | #REF! | #REF! | #REF!
Avoided costs for non RIT-T proponent parties |  |  | #REF! | #REF! | #REF! | #REF! | #REF! | #REF! | #REF! | #REF! | #REF! | #REF! | #REF! | #REF! | #REF! | #REF! | #REF! | #REF! | #REF! | #REF! | #REF! | #REF! | #REF! | #REF! | #REF! | #REF! | #REF! | #REF! | #REF! | #REF! | #REF! | #REF!
Avoided unrelated TNSP expenditure |  |  | #REF! | #REF! | #REF! | #REF! | #REF! | #REF! | #REF! | #REF! | #REF! | #REF! | #REF! | #REF! | #REF! | #REF! | #REF! | #REF! | #REF! | #REF! | #REF! | #REF! | #REF! | #REF! | #REF! | #REF! | #REF! | #REF! | #REF! | #REF! | #REF! | #REF!
#REF! |  |  | #REF! | #REF! | #REF! | #REF! | #REF! | #REF! | #REF! | #REF! | #REF! | #REF! | #REF! | #REF! | #REF! | #REF! | #REF! | #REF! | #REF! | #REF! | #REF! | #REF! | #REF! | #REF! | #REF! | #REF! | #REF! | #REF! | #REF! | #REF! | #REF! | #REF!
Option 7D | 0 |  | 2023 | 2024 | 2025 | 2026 | 2027 | 2028 | 2029 | 2030 | 2031 | 2032 | 2033 | 2034 | 2035 | 2036 | 2037 | 2038 | 2039 | 2040 | 2041 | 2042 | 2043 | 2044 | 2045 | 2046 | 2047 | 2048 | 2049 | 2050 | 2051 | 2052
Avoided fuel consumption from generation dispatch |  |  | #REF! | #REF! | #REF! | #REF! | #REF! | #REF! | #REF! | #REF! | #REF! | #REF! | #REF! | #REF! | #REF! | #REF! | #REF! | #REF! | #REF! | #REF! | #REF! | #REF! | #REF! | #REF! | #REF! | #REF! | #REF! | #REF! | #REF! | #REF! | #REF! | #REF!
Avoided voluntary load curtailment |  |  | #REF! | #REF! | #REF! | #REF! | #REF! | #REF! | #REF! | #REF! | #REF! | #REF! | #REF! | #REF! | #REF! | #REF! | #REF! | #REF! | #REF! | #REF! | #REF! | #REF! | #REF! | #REF! | #REF! | #REF! | #REF! | #REF! | #REF! | #REF! | #REF! | #REF!
Avoided involuntary load shedding |  |  | #REF! | #REF! | #REF! | #REF! | #REF! | #REF! | #REF! | #REF! | #REF! | #REF! | #REF! | #REF! | #REF! | #REF! | #REF! | #REF! | #REF! | #REF! | #REF! | #REF! | #REF! | #REF! | #REF! | #REF! | #REF! | #REF! | #REF! | #REF! | #REF! | #REF!
Avoided costs for non RIT-T proponent parties |  |  | #REF! | #REF! | #REF! | #REF! | #REF! | #REF! | #REF! | #REF! | #REF! | #REF! | #REF! | #REF! | #REF! | #REF! | #REF! | #REF! | #REF! | #REF! | #REF! | #REF! | #REF! | #REF! | #REF! | #REF! | #REF! | #REF! | #REF! | #REF! | #REF! | #REF!
Avoided unrelated TNSP expenditure |  |  | #REF! | #REF! | #REF! | #REF! | #REF! | #REF! | #REF! | #REF! | #REF! | #REF! | #REF! | #REF! | #REF! | #REF! | #REF! | #REF! | #REF! | #REF! | #REF! | #REF! | #REF! | #REF! | #REF! | #REF! | #REF! | #REF! | #REF! | #REF! | #REF! | #REF!
#REF! |  |  | #REF! | #REF! | #REF! | #REF! | #REF! | #REF! | #REF! | #REF! | #REF! | #REF! | #REF! | #REF! | #REF! | #REF! | #REF! | #REF! | #REF! | #REF! | #REF! | #REF! | #REF! | #REF! | #REF! | #REF! | #REF! | #REF! | #REF! | #REF! | #REF! | #REF!
Discounted |  |  | 1 | 0.94787 | 0.89845 | 0.85161 | 0.80722 | 0.76513 | 0.72525 | 0.68744 | 0.6516 | 0.61763 | 0.58543 | 0.55491 | 0.52598 | 0.49856 | 0.47257 | 0.44793 | 0.42458 | 0.40245 | 0.38147 | 0.36158 | 0.34273 | 0.32486 | 0.30793 | 0.29187 | 0.27666 | 0.26223 | 0.24856 | 0.2356 | 0.22332 | 0.21168
Option 7D | Step Change |  | 2023 | 2024 | 2025 | 2026 | 2027 | 2028 | 2029 | 2030 | 2031 | 2032 | 2033 | 2034 | 2035 | 2036 | 2037 | 2038 | 2039 | 2040 | 2041 | 2042 | 2043 | 2044 | 2045 | 2046 | 2047 | 2048 | 2049 | 2050 | 2051 | 2052
Avoided fuel consumption from generation dispatch |  |  | #VALUE! | 0 | 0 | 0 | 0 | 0 | 0 | 0 | 0 | 0 | 0 | 0 | 0 | 0 | 0 | 0 | 0 | 0 | 0 | 0 | #N/A | #N/A | #N/A | #N/A | #N/A | #N/A | #N/A | #N/A | #N/A | #N/A
Avoided voluntary load curtailment |  |  | #VALUE! | 0 | 0 | 0 | 0 | 0 | 0 | 0 | 0 | 0 | 0 | 0 | 0 | 0 | 0 | 0 | 0 | 0 | 0 | 0 | #N/A | #N/A | #N/A | #N/A | #N/A | #N/A | #N/A | #N/A | #N/A | #N/A
Avoided involuntary load shedding |  |  | #VALUE! | 0 | 0 | 0 | 0 | 0 | 0 | 0 | 0 | 0 | 0 | 0 | 0 | 0 | 0 | 0 | 0 | 0 | 0 | 0 | #N/A | #N/A | #N/A | #N/A | #N/A | #N/A | #N/A | #N/A | #N/A | #N/A
Avoided costs for non RIT-T proponent parties |  |  | #VALUE! | 0 | 0 | 0 | 0 | 0 | 0 | 0 | 0 | 0 | 0 | 0 | 0 | 0 | 0 | 0 | 0 | 0 | 0 | 0 | #N/A | #N/A | #N/A | #N/A | #N/A | #N/A | #N/A | #N/A | #N/A | #N/A
Avoided unrelated TNSP expenditure |  |  | #VALUE! | 0 | 0 | 0 | 0 | 0 | 0 | 0 | 0 | 0 | 0 | 0 | 0 | 0 | 0 | 0 | 0 | 0 | 0 | 0 | #N/A | #N/A | #N/A | #N/A | #N/A | #N/A | #N/A | #N/A | #N/A | #N/A
#REF! |  |  | #REF! | #REF! | #REF! | #REF! | #REF! | #REF! | #REF! | #REF! | #REF! | #REF! | #REF! | #REF! | #REF! | #REF! | #REF! | #REF! | #REF! | #REF! | #REF! | #REF! | #REF! | #REF! | #REF! | #REF! | #REF! | #REF! | #REF! | #REF! | #REF! | #REF!
Option 7D | Hydrogen Superpower |  | 2023 | 2024 | 2025 | 2026 | 2027 | 2028 | 2029 | 2030 | 2031 | 2032 | 2033 | 2034 | 2035 | 2036 | 2037 | 2038 | 2039 | 2040 | 2041 | 2042 | 2043 | 2044 | 2045 | 2046 | 2047 | 2048 | 2049 | 2050 | 2051 | 2052
Avoided fuel consumption from generation dispatch |  |  | #REF! | #REF! | #REF! | #REF! | #REF! | #REF! | #REF! | #REF! | #REF! | #REF! | #REF! | #REF! | #REF! | #REF! | #REF! | #REF! | #REF! | #REF! | #REF! | #REF! | #REF! | #REF! | #REF! | #REF! | #REF! | #REF! | #REF! | #REF! | #REF! | #REF!
Avoided voluntary load curtailment |  |  | #REF! | #REF! | #REF! | #REF! | #REF! | #REF! | #REF! | #REF! | #REF! | #REF! | #REF! | #REF! | #REF! | #REF! | #REF! | #REF! | #REF! | #REF! | #REF! | #REF! | #REF! | #REF! | #REF! | #REF! | #REF! | #REF! | #REF! | #REF! | #REF! | #REF!
Avoided involuntary load shedding |  |  | #REF! | #REF! | #REF! | #REF! | #REF! | #REF! | #REF! | #REF! | #REF! | #REF! | #REF! | #REF! | #REF! | #REF! | #REF! | #REF! | #REF! | #REF! | #REF! | #REF! | #REF! | #REF! | #REF! | #REF! | #REF! | #REF! | #REF! | #REF! | #REF! | #REF!
Avoided costs for non RIT-T proponent parties |  |  | #REF! | #REF! | #REF! | #REF! | #REF! | #REF! | #REF! | #REF! | #REF! | #REF! | #REF! | #REF! | #REF! | #REF! | #REF! | #REF! | #REF! | #REF! | #REF! | #REF! | #REF! | #REF! | #REF! | #REF! | #REF! | #REF! | #REF! | #REF! | #REF! | #REF!
Avoided unrelated TNSP expenditure |  |  | #REF! | #REF! | #REF! | #REF! | #REF! | #REF! | #REF! | #REF! | #REF! | #REF! | #REF! | #REF! | #REF! | #REF! | #REF! | #REF! | #REF! | #REF! | #REF! | #REF! | #REF! | #REF! | #REF! | #REF! | #REF! | #REF! | #REF! | #REF! | #REF! | #REF!
#REF! |  |  | #REF! | #REF! | #REF! | #REF! | #REF! | #REF! | #REF! | #REF! | #REF! | #REF! | #REF! | #REF! | #REF! | #REF! | #REF! | #REF! | #REF! | #REF! | #REF! | #REF! | #REF! | #REF! | #REF! | #REF! | #REF! | #REF! | #REF! | #REF! | #REF! | #REF!
Option 7D | Progressive Change |  | 2023 | 2024 | 2025 | 2026 | 2027 | 2028 | 2029 | 2030 | 2031 | 2032 | 2033 | 2034 | 2035 | 2036 | 2037 | 2038 | 2039 | 2040 | 2041 | 2042 | 2043 | 2044 | 2045 | 2046 | 2047 | 2048 | 2049 | 2050 | 2051 | 2052
Avoided fuel consumption from generation dispatch |  |  | #REF! | #REF! | #REF! | #REF! | #REF! | #REF! | #REF! | #REF! | #REF! | #REF! | #REF! | #REF! | #REF! | #REF! | #REF! | #REF! | #REF! | #REF! | #REF! | #REF! | #REF! | #REF! | #REF! | #REF! | #REF! | #REF! | #REF! | #REF! | #REF! | #REF!
Avoided voluntary load curtailment |  |  | #REF! | #REF! | #REF! | #REF! | #REF! | #REF! | #REF! | #REF! | #REF! | #REF! | #REF! | #REF! | #REF! | #REF! | #REF! | #REF! | #REF! | #REF! | #REF! | #REF! | #REF! | #REF! | #REF! | #REF! | #REF! | #REF! | #REF! | #REF! | #REF! | #REF!
Avoided involuntary load shedding |  |  | #REF! | #REF! | #REF! | #REF! | #REF! | #REF! | #REF! | #REF! | #REF! | #REF! | #REF! | #REF! | #REF! | #REF! | #REF! | #REF! | #REF! | #REF! | #REF! | #REF! | #REF! | #REF! | #REF! | #REF! | #REF! | #REF! | #REF! | #REF! | #REF! | #REF!
Avoided costs for non RIT-T proponent parties |  |  | #REF! | #REF! | #REF! | #REF! | #REF! | #REF! | #REF! | #REF! | #REF! | #REF! | #REF! | #REF! | #REF! | #REF! | #REF! | #REF! | #REF! | #REF! | #REF! | #REF! | #REF! | #REF! | #REF! | #REF! | #REF! | #REF! | #REF! | #REF! | #REF! | #REF!
Avoided unrelated TNSP expenditure |  |  | #REF! | #REF! | #REF! | #REF! | #REF! | #REF! | #REF! | #REF! | #REF! | #REF! | #REF! | #REF! | #REF! | #REF! | #REF! | #REF! | #REF! | #REF! | #REF! | #REF! | #REF! | #REF! | #REF! | #REF! | #REF! | #REF! | #REF! | #REF! | #REF! | #REF!
#REF! |  |  | #REF! | #REF! | #REF! | #REF! | #REF! | #REF! | #REF! | #REF! | #REF! | #REF! | #REF! | #REF! | #REF! | #REF! | #REF! | #REF! | #REF! | #REF! | #REF! | #REF! | #REF! | #REF! | #REF! | #REF! | #REF! | #REF! | #REF! | #REF! | #REF! | #REF!
Option 7D | 0 |  | 2023 | 2024 | 2025 | 2026 | 2027 | 2028 | 2029 | 2030 | 2031 | 2032 | 2033 | 2034 | 2035 | 2036 | 2037 | 2038 | 2039 | 2040 | 2041 | 2042 | 2043 | 2044 | 2045 | 2046 | 2047 | 2048 | 2049 | 2050 | 2051 | 2052
Avoided fuel consumption from generation dispatch |  |  | #REF! | #REF! | #REF! | #REF! | #REF! | #REF! | #REF! | #REF! | #REF! | #REF! | #REF! | #REF! | #REF! | #REF! | #REF! | #REF! | #REF! | #REF! | #REF! | #REF! | #REF! | #REF! | #REF! | #REF! | #REF! | #REF! | #REF! | #REF! | #REF! | #REF!
Avoided voluntary load curtailment |  |  | #REF! | #REF! | #REF! | #REF! | #REF! | #REF! | #REF! | #REF! | #REF! | #REF! | #REF! | #REF! | #REF! | #REF! | #REF! | #REF! | #REF! | #REF! | #REF! | #REF! | #REF! | #REF! | #REF! | #REF! | #REF! | #REF! | #REF! | #REF! | #REF! | #REF!
Avoided involuntary load shedding |  |  | #REF! | #REF! | #REF! | #REF! | #REF! | #REF! | #REF! | #REF! | #REF! | #REF! | #REF! | #REF! | #REF! | #REF! | #REF! | #REF! | #REF! | #REF! | #REF! | #REF! | #REF! | #REF! | #REF! | #REF! | #REF! | #REF! | #REF! | #REF! | #REF! | #REF!
Avoided costs for non RIT-T proponent parties |  |  | #REF! | #REF! | #REF! | #REF! | #REF! | #REF! | #REF! | #REF! | #REF! | #REF! | #REF! | #REF! | #REF! | #REF! | #REF! | #REF! | #REF! | #REF! | #REF! | #REF! | #REF! | #REF! | #REF! | #REF! | #REF! | #REF! | #REF! | #REF! | #REF! | #REF!
Avoided unrelated TNSP expenditure |  |  | #REF! | #REF! | #REF! | #REF! | #REF! | #REF! | #REF! | #REF! | #REF! | #REF! | #REF! | #REF! | #REF! | #REF! | #REF! | #REF! | #REF! | #REF! | #REF! | #REF! | #REF! | #REF! | #REF! | #REF! | #REF! | #REF! | #REF! | #REF! | #REF! | #REF!
#REF! |  |  | #REF! | #REF! | #REF! | #REF! | #REF! | #REF! | #REF! | #REF! | #REF! | #REF! | #REF! | #REF! | #REF! | #REF! | #REF! | #REF! | #REF! | #REF! | #REF! | #REF! | #REF! | #REF! | #REF! | #REF! | #REF! | #REF! | #REF! | #REF! | #REF! | #REF!
Discounted |  |  | 1 | 1 | 1 | 1 | 1 | 1 | 1 | 1 | 1 | 1 | 1 | 1 | 1 | 1 | 1 | 1 | 1 | 1 | 1 | 1 | 0 | 0 | 0 | 0 | 0 | 0 | 0 | 0 | 0 | 0
Option 7D | Step Change |  | 2023 | 2024 | 2025 | 2026 | 2027 | 2028 | 2029 | 2030 | 2031 | 2032 | 2033 | 2034 | 2035 | 2036 | 2037 | 2038 | 2039 | 2040 | 2041 | 2042 | 2043 | 2044 | 2045 | 2046 | 2047 | 2048 | 2049 | 2050 | 2051 | 2052
Avoided fuel consumption from generation dispatch |  |  | #VALUE! | #VALUE! | #VALUE! | #VALUE! | #VALUE! | #VALUE! | #VALUE! | #VALUE! | #VALUE! | #VALUE! | #VALUE! | #VALUE! | #VALUE! | #VALUE! | #VALUE! | #VALUE! | #VALUE! | #VALUE! | #VALUE! | #VALUE! | #VALUE! | #VALUE! | #VALUE! | #VALUE! | #VALUE! | #VALUE! | #VALUE! | #VALUE! | #VALUE! | #VALUE!
Avoided voluntary load curtailment |  |  | #VALUE! | #VALUE! | #VALUE! | #VALUE! | #VALUE! | #VALUE! | #VALUE! | #VALUE! | #VALUE! | #VALUE! | #VALUE! | #VALUE! | #VALUE! | #VALUE! | #VALUE! | #VALUE! | #VALUE! | #VALUE! | #VALUE! | #VALUE! | #VALUE! | #VALUE! | #VALUE! | #VALUE! | #VALUE! | #VALUE! | #VALUE! | #VALUE! | #VALUE! | #VALUE!
Avoided involuntary load shedding |  |  | #VALUE! | #VALUE! | #VALUE! | #VALUE! | #VALUE! | #VALUE! | #VALUE! | #VALUE! | #VALUE! | #VALUE! | #VALUE! | #VALUE! | #VALUE! | #VALUE! | #VALUE! | #VALUE! | #VALUE! | #VALUE! | #VALUE! | #VALUE! | #VALUE! | #VALUE! | #VALUE! | #VALUE! | #VALUE! | #VALUE! | #VALUE! | #VALUE! | #VALUE! | #VALUE!
Avoided costs for non RIT-T proponent parties |  |  | #VALUE! | #VALUE! | #VALUE! | #VALUE! | #VALUE! | #VALUE! | #VALUE! | #VALUE! | #VALUE! | #VALUE! | #VALUE! | #VALUE! | #VALUE! | #VALUE! | #VALUE! | #VALUE! | #VALUE! | #VALUE! | #VALUE! | #VALUE! | #VALUE! | #VALUE! | #VALUE! | #VALUE! | #VALUE! | #VALUE! | #VALUE! | #VALUE! | #VALUE! | #VALUE!
Avoided unrelated TNSP expenditure |  |  | #VALUE! | #VALUE! | #VALUE! | #VALUE! | #VALUE! | #VALUE! | #VALUE! | #VALUE! | #VALUE! | #VALUE! | #VALUE! | #VALUE! | #VALUE! | #VALUE! | #VALUE! | #VALUE! | #VALUE! | #VALUE! | #VALUE! | #VALUE! | #VALUE! | #VALUE! | #VALUE! | #VALUE! | #VALUE! | #VALUE! | #VALUE! | #VALUE! | #VALUE! | #VALUE!
#REF! |  |  | #REF! | #REF! | #REF! | #REF! | #REF! | #REF! | #REF! | #REF! | #REF! | #REF! | #REF! | #REF! | #REF! | #REF! | #REF! | #REF! | #REF! | #REF! | #REF! | #REF! | #REF! | #REF! | #REF! | #REF! | #REF! | #REF! | #REF! | #REF! | #REF! | #REF!
Option 7D | Hydrogen Superpower |  | 2023 | 2024 | 2025 | 2026 | 2027 | 2028 | 2029 | 2030 | 2031 | 2032 | 2033 | 2034 | 2035 | 2036 | 2037 | 2038 | 2039 | 2040 | 2041 | 2042 | 2043 | 2044 | 2045 | 2046 | 2047 | 2048 | 2049 | 2050 | 2051 | 2052
Avoided fuel consumption from generation dispatch |  |  | #REF! | #REF! | #REF! | #REF! | #REF! | #REF! | #REF! | #REF! | #REF! | #REF! | #REF! | #REF! | #REF! | #REF! | #REF! | #REF! | #REF! | #REF! | #REF! | #REF! | #REF! | #REF! | #REF! | #REF! | #REF! | #REF! | #REF! | #REF! | #REF! | #REF!
Avoided voluntary load curtailment |  |  | #REF! | #REF! | #REF! | #REF! | #REF! | #REF! | #REF! | #REF! | #REF! | #REF! | #REF! | #REF! | #REF! | #REF! | #REF! | #REF! | #REF! | #REF! | #REF! | #REF! | #REF! | #REF! | #REF! | #REF! | #REF! | #REF! | #REF! | #REF! | #REF! | #REF!
Avoided involuntary load shedding |  |  | #REF! | #REF! | #REF! | #REF! | #REF! | #REF! | #REF! | #REF! | #REF! | #REF! | #REF! | #REF! | #REF! | #REF! | #REF! | #REF! | #REF! | #REF! | #REF! | #REF! | #REF! | #REF! | #REF! | #REF! | #REF! | #REF! | #REF! | #REF! | #REF! | #REF!
Avoided costs for non RIT-T proponent parties |  |  | #REF! | #REF! | #REF! | #REF! | #REF! | #REF! | #REF! | #REF! | #REF! | #REF! | #REF! | #REF! | #REF! | #REF! | #REF! | #REF! | #REF! | #REF! | #REF! | #REF! | #REF! | #REF! | #REF! | #REF! | #REF! | #REF! | #REF! | #REF! | #REF! | #REF!
Avoided unrelated TNSP expenditure |  |  | #REF! | #REF! | #REF! | #REF! | #REF! | #REF! | #REF! | #REF! | #REF! | #REF! | #REF! | #REF! | #REF! | #REF! | #REF! | #REF! | #REF! | #REF! | #REF! | #REF! | #REF! | #REF! | #REF! | #REF! | #REF! | #REF! | #REF! | #REF! | #REF! | #REF!
#REF! |  |  | #REF! | #REF! | #REF! | #REF! | #REF! | #REF! | #REF! | #REF! | #REF! | #REF! | #REF! | #REF! | #REF! | #REF! | #REF! | #REF! | #REF! | #REF! | #REF! | #REF! | #REF! | #REF! | #REF! | #REF! | #REF! | #REF! | #REF! | #REF! | #REF! | #REF!
Option 7D | Progressive Change |  | 2023 | 2024 | 2025 | 2026 | 2027 | 2028 | 2029 | 2030 | 2031 | 2032 | 2033 | 2034 | 2035 | 2036 | 2037 | 2038 | 2039 | 2040 | 2041 | 2042 | 2043 | 2044 | 2045 | 2046 | 2047 | 2048 | 2049 | 2050 | 2051 | 2052
Avoided fuel consumption from generation dispatch |  |  | #REF! | #REF! | #REF! | #REF! | #REF! | #REF! | #REF! | #REF! | #REF! | #REF! | #REF! | #REF! | #REF! | #REF! | #REF! | #REF! | #REF! | #REF! | #REF! | #REF! | #REF! | #REF! | #REF! | #REF! | #REF! | #REF! | #REF! | #REF! | #REF! | #REF!
Avoided voluntary load curtailment |  |  | #REF! | #REF! | #REF! | #REF! | #REF! | #REF! | #REF! | #REF! | #REF! | #REF! | #REF! | #REF! | #REF! | #REF! | #REF! | #REF! | #REF! | #REF! | #REF! | #REF! | #REF! | #REF! | #REF! | #REF! | #REF! | #REF! | #REF! | #REF! | #REF! | #REF!
Avoided involuntary load shedding |  |  | #REF! | #REF! | #REF! | #REF! | #REF! | #REF! | #REF! | #REF! | #REF! | #REF! | #REF! | #REF! | #REF! | #REF! | #REF! | #REF! | #REF! | #REF! | #REF! | #REF! | #REF! | #REF! | #REF! | #REF! | #REF! | #REF! | #REF! | #REF! | #REF! | #REF!
Avoided costs for non RIT-T proponent parties |  |  | #REF! | #REF! | #REF! | #REF! | #REF! | #REF! | #REF! | #REF! | #REF! | #REF! | #REF! | #REF! | #REF! | #REF! | #REF! | #REF! | #REF! | #REF! | #REF! | #REF! | #REF! | #REF! | #REF! | #REF! | #REF! | #REF! | #REF! | #REF! | #REF! | #REF!
Avoided unrelated TNSP expenditure |  |  | #REF! | #REF! | #REF! | #REF! | #REF! | #REF! | #REF! | #REF! | #REF! | #REF! | #REF! | #REF! | #REF! | #REF! | #REF! | #REF! | #REF! | #REF! | #REF! | #REF! | #REF! | #REF! | #REF! | #REF! | #REF! | #REF! | #REF! | #REF! | #REF! | #REF!
#REF! |  |  | #REF! | #REF! | #REF! | #REF! | #REF! | #REF! | #REF! | #REF! | #REF! | #REF! | #REF! | #REF! | #REF! | #REF! | #REF! | #REF! | #REF! | #REF! | #REF! | #REF! | #REF! | #REF! | #REF! | #REF! | #REF! | #REF! | #REF! | #REF! | #REF! | #REF!
Option 7D | 0 |  | 2023 | 2024 | 2025 | 2026 | 2027 | 2028 | 2029 | 2030 | 2031 | 2032 | 2033 | 2034 | 2035 | 2036 | 2037 | 2038 | 2039 | 2040 | 2041 | 2042 | 2043 | 2044 | 2045 | 2046 | 2047 | 2048 | 2049 | 2050 | 2051 | 2052
Avoided fuel consumption from generation dispatch |  |  | #REF! | #REF! | #REF! | #REF! | #REF! | #REF! | #REF! | #REF! | #REF! | #REF! | #REF! | #REF! | #REF! | #REF! | #REF! | #REF! | #REF! | #REF! | #REF! | #REF! | #REF! | #REF! | #REF! | #REF! | #REF! | #REF! | #REF! | #REF! | #REF! | #REF!
Avoided voluntary load curtailment |  |  | #REF! | #REF! | #REF! | #REF! | #REF! | #REF! | #REF! | #REF! | #REF! | #REF! | #REF! | #REF! | #REF! | #REF! | #REF! | #REF! | #REF! | #REF! | #REF! | #REF! | #REF! | #REF! | #REF! | #REF! | #REF! | #REF! | #REF! | #REF! | #REF! | #REF!
Avoided involuntary load shedding |  |  | #REF! | #REF! | #REF! | #REF! | #REF! | #REF! | #REF! | #REF! | #REF! | #REF! | #REF! | #REF! | #REF! | #REF! | #REF! | #REF! | #REF! | #REF! | #REF! | #REF! | #REF! | #REF! | #REF! | #REF! | #REF! | #REF! | #REF! | #REF! | #REF! | #REF!
Avoided costs for non RIT-T proponent parties |  |  | #REF! | #REF! | #REF! | #REF! | #REF! | #REF! | #REF! | #REF! | #REF! | #REF! | #REF! | #REF! | #REF! | #REF! | #REF! | #REF! | #REF! | #REF! | #REF! | #REF! | #REF! | #REF! | #REF! | #REF! | #REF! | #REF! | #REF! | #REF! | #REF! | #REF!
Avoided unrelated TNSP expenditure |  |  | #REF! | #REF! | #REF! | #REF! | #REF! | #REF! | #REF! | #REF! | #REF! | #REF! | #REF! | #REF! | #REF! | #REF! | #REF! | #REF! | #REF! | #REF! | #REF! | #REF! | #REF! | #REF! | #REF! | #REF! | #REF! | #REF! | #REF! | #REF! | #REF! | #REF!
#REF! |  |  | #REF! | #REF! | #REF! | #REF! | #REF! | #REF! | #REF! | #REF! | #REF! | #REF! | #REF! | #REF! | #REF! | #REF! | #REF! | #REF! | #REF! | #REF! | #REF! | #REF! | #REF! | #REF! | #REF! | #REF! | #REF! | #REF! | #REF! | #REF! | #REF! | #REF!
Option 1C
Options 3, 4, 5, 6
|  | Options 7A, 7B, 7D | 2024: 0; 2025: 4862534.104; 2026: 514914259.0095; 2027: 2109800130.8296; 2028: 1920681529.6026
Option 7C

## General inputs
General parameter and option inputs
General parameters
Parameter | Unit | Value
First year of analysis | Year | 2023
Discount year | Year | 2023
Analysis period | Years | 20
Option inputs
Options | Short description
Base | No investment
Option 1A/1B | Stage 1: Install a 330/132 kV substation at Orange (2 transformers, 132kv line to Orange North) Stage 2: Install a 132 kV line between Wellington and Parkes
Option 1C | Stage 1: Install syncon at Parkes 132 kV (25 MVA) Stage 2: Install a 330/132 kV substation at Orange (2 transformers, 132kv line to Orange North) Stage 3: Install syncon at Parkes 132 kV (25 MVA) Stage 4: Install syncon at Parkes 132 kV (35 MVA)
Option 3 | Stage 1: Install SVC at Panorama 132 kV (30 MVA) and syncons at Parkes 132 kV (2 * 25 MVA) Stage 2: Install a 132 kV line between Wellington and Parkes
Option 4 | Stage 1: Install SVC at Panorama 132 kV (30 MVA) and syncons at Parkes 132 kV (2 * 25 MVA) Stage 2: Install a 330/132 kV substation at Orange (2 transformers, 132kv line to Orange North) Stage 3: Install syncon at Parkes 132 kV (35 MVA)
Option 5 | Stage 1: Install 25 MVAr syncon at Parkes, 20 MW (40 MWh) battery at Parkes and 25 MW (50 MWh) battery at Panorama Stage 2: Install a 132 kV line between Wellington and Parkes
Option 6 | Stage 1: Install 25 MVAr syncon at Parkes, 20 MW (40 MWh) battery at Parkes and 25 MW (50 MWh) battery at Panorama Stage 2: Install a 330/132 kV substation at Orange (2 transformers, 132kv line to Orange North) Stage 3: Install syncon at Parkes 132 kV (35 MVA)
Option 7A | Stage 1: Solar PV and BESS at Parkes; BESS at Panorama Stage 2: Install a 132 kV line between Wellington and Parkes
Option 7B | Stage 1: Solar PV and BESS at Parkes; BESS at Panorama Stage 2: Install a 132 kV line between Wellington and Parkes
Option 7C | Stage 1: Syncons at Parkes; BESS at Panorama Stage 2: Install a 132 kV line between Wellington and Parkes
Option 7D | Stage 1: BESS and STATCOM at Parkes; BESS and STATCOM at Panorama Stage 2: Install a 132 kV line between Wellington and Parkes
Option 7E | Stage 1: Install 25 MVAr syncon at Parkes; BESS at Parkes; BESS at Panorama Stage 2: Install a 132 kV line between Wellington and Parkes
Cost and benefit categories |  |  | Scenarios
Cost categories |  |  | Scenario | Name
Capital costs |  |  | S1 | Step Change
Operating and maintenance costs |  |  | S2 | Hydrogen Superpower
|  |  | S3 | Progressive Change
Benefit categories
Avoided fuel consumption from generation dispatch
Avoided voluntary load curtailment
Avoided involuntary load shedding
Avoided costs for non RIT-T proponent parties
Avoided unrelated TNSP expenditure
NNO receipts received from TNSP
Note on B38: Liam Hickey: Note: avoided involuntary load shedding is split into in central-west NSW (estimated for the BOP area by Transgrid) and outside central-west NSW (estimated via wholesale market modelling)

## CBA inputs
CBA cost inputs
All years in the input sheet are expressed as financial years. Ie, 2023 refers to FY2022/23 that covers the period from 1 July 2022 to 30 June 2023.
Capital costs |  | S1 | S2 | S3
Option name | Capex component | Commission year - step | Commission year - hydrogen | Commission year - progressive | Asset life | 1 if TNSP owns asset | Amount | Build year 1 | Build year 2 | Build year 3 | Build year 4 | Build year 5 | Build year 6 | Build year 7 | Build year 8 | Build year 9 | Build year 10 | Build year 11 | Build year 12 | Build year 13 | Build year 14 | Build year 15 | Build year 16 | Build year 17 | Build year 18 | Build year 19 | Build year 20
Option 1A/1B | Stage 1: line | 2028 | 2028 | 2028 | 40 | 1 | 32145916.8154 | 369584.1317 | 911433.596 | 2531172.9888 | 13116120.4567 | 15217605.6421
Option 1A/1B | Stage 1: substation (inc. the 2 TFs) | 2028 | 2028 | 2028 | 40 | 1 | 90938043.1846 | 720424.5162 | 1910871.303 | 5679005.4949 | 31953027.13 | 50674714.7405
Option 1A/1B | Stage 2: line | 2029 | 2029 | #N/A | 40 | 1 | 122753453 | 500490 | 968373 | 3205108 | 11802832 | 96622262 | 9654388
Option 1C | Stage 1: syncon | 2027 | 2027 | 2027 | 40 | 1 | 27931355 | 1358305 | 7475630 | 18482616 | 614804
Option 1C | Stage 2: line | 2028 | 2028 | 2036 | 40 | 1 | 32145916.8154 | 369584.1317 | 911433.596 | 2531172.9888 | 13116120.4567 | 15217605.6421
Option 1C | Stage 2: substation (inc. the 2 TFs) | 2028 | 2028 | 2036 | 40 | 1 | 90938043.1846 | 720424.5162 | 1910871.303 | 5679005.4949 | 31953027.13 | 50674714.7405
Option 1C | Stage 3: syncon | 2032 | 2028 | #N/A | 40 | 1 | 25567351 | 1214965 | 6860619 | 16940533 | 551234
Option 1C | Stage 4: syncon | #N/A | 2034 | #N/A | 40 | 1 | 31962852 | 1606196 | 8522301 | 21109738 | 724617
Option 3 | Stage 1: SVC at Panorama | 2027 | 2027 | 2027 | 20 | 1 | 29352490 | 1343466 | 6512733 | 20104207 | 1392084
Option 3 | Stage 1: syncons at Parkes | 2027 | 2027 | 2027 | 40 | 1 | 54699733 | 2675319 | 14630476 | 36183722 | 1210216
Option 3 | Stage 2: line | 2032 | 2029 | #N/A | 40 | 1 | 120732902 | 425105 | 869813 | 2920272 | 10749172 | 96140301 | 9628239
Option 4 | Stage 1: SVC at Panorama | 2027 | 2027 | 2027 | 20 | 1 | 29352490 | 1343466 | 6512733 | 20104207 | 1392084
Option 4 | Stage 1: syncons at Parkes | 2027 | 2027 | 2027 | 40 | 1 | 54699733 | 2675319 | 14630476 | 36183722 | 1210216
Option 4 | Stage 2: line | 2032 | 2028 | #N/A | 40 | 1 | 32145916.8154 | 369584.1317 | 911433.596 | 2531172.9888 | 13116120.4567 | 15217605.6421
Option 4 | Stage 2: substation (inc. the 2 TFs) | 2032 | 2028 | #N/A | 40 | 1 | 90938043.1846 | 720424.5162 | 1910871.303 | 5679005.4949 | 31953027.13 | 50674714.7405
Option 4 | Stage 3: syncon | #N/A | 2033 | #N/A | 40 | 1 | 27189566 | 1285572 | 7299958 | 18020462 | 583574
Option 5 | Stage 1: Parkes syncon | 2027 | 2027 | 2027 | 40 | 1 |  | Redacted to preserve confidentiality
Option 5 | Stage 1: Panorama BESS | 2027 | 2027 | 2027 | 20 | 1 |  | Redacted to preserve confidentiality
Option 5 | Stage 1: Parkes BESS | 2027 | 2027 | 2027 | 20 | 1 |  | Redacted to preserve confidentiality
Option 5 | Stage 2: line | 2032 | 2029 | #N/A | 40 | 1 |  | Redacted to preserve confidentiality
Option 6 | Stage 1: Parkes syncon | 2027 | 2027 | 2027 | 40 | 1 |  | Redacted to preserve confidentiality
Option 6 | Stage 1: Panorama BESS | 2027 | 2027 | 2027 | 20 | 1 |  | Redacted to preserve confidentiality
Option 6 | Stage 1: Parkes BESS | 2027 | 2027 | 2027 | 20 | 1 |  | Redacted to preserve confidentiality
Option 6 | Stage 2: line | 2032 | 2028 | #N/A | 40 | 1 |  | Redacted to preserve confidentiality
Option 6 | Stage 2: substation (inc. the 2 TFs) | 2032 | 2028 | #N/A | 40 | 1 |  | Redacted to preserve confidentiality
Option 6 | Stage 3: syncon | #N/A | 2033 | #N/A | 40 | 1 |  | Redacted to preserve confidentiality
Option 7A | Stage 1: Parkes - PV and BESS | Redacted to preserve confidentiality |  |  |  | 0 |  | Redacted to preserve confidentiality
Option 7A | Stage 1: Panorama - BESS | Redacted to preserve confidentiality |  |  |  | 0 |  | Redacted to preserve confidentiality
Option 7A | Stage 2: line (same as Option 3 stage 2) | 2032 | 2029 | #N/A | 40 | 1 | 120732902 | 425105 | 869813 | 2920272 | 10749172 | 96140301 | 9628239
Option 7B | Stage 1: Parkes BESS and PV | Redacted to preserve confidentiality |  |  |  | 0 |  | Redacted to preserve confidentiality
Option 7B | Stage 1: Panorama BESS | Redacted to preserve confidentiality |  |  |  | 0 |  | Redacted to preserve confidentiality
Option 7B | Stage 2: line (same as Option 3 stage 2) | 2032 | 2029 | #N/A | 40 | 1 | 120732902 | 425105 | 869813 | 2920272 | 10749172 | 96140301 | 9628239
Option 7C | Stage 1: Panorama - BESS | Redacted to preserve confidentiality |  |  |  | 0 |  | Redacted to preserve confidentiality
Option 7C | Stage 1: Parkes - syncons (same as Option 3 stage 1) | Redacted to preserve confidentiality |  |  |  | 1 |  | Redacted to preserve confidentiality
Option 7C | Stage 2: line (same as Option 3 stage 2) | 2032 | 2029 | #N/A | 40 | 1 | 120732902 | 425105 | 869813 | 2920272 | 10749172 | 96140301 | 9628239
Option 7D | Stage 1: Parkes BESS | Redacted to preserve confidentiality |  |  |  | 0 |  | Redacted to preserve confidentiality
Option 7D | Stage 1: Panorama BESS | Redacted to preserve confidentiality |  |  |  | 0 |  | Redacted to preserve confidentiality
Option 7D | Stage 1: Parkes - STATCOM | Redacted to preserve confidentiality |  |  |  | 0 |  | Redacted to preserve confidentiality
Option 7D | Stage 1: Panorama - STATCOM | Redacted to preserve confidentiality |  |  |  | 0 |  | Redacted to preserve confidentiality
Option 7D | Stage 2: line (same as Option 3 stage 2) | 2032 | 2029 | #N/A | 40 | 1 | 120732902 | 425105 | 869813 | 2920272 | 10749172 | 96140301 | 9628239
Option 7E | Stage 1: Parkes - syncon | 2027 | 2027 | 2027 | 40 | 1 | 40703734 | 1947544 | 8870338 | 27910775 | 1975077
Option 7E | Stage 1: Panorama - BESS | Redacted to preserve confidentiality |  |  |  | 0 |  | Redacted to preserve confidentiality
Option 7E | Stage 1: Parkes - BESS | Redacted to preserve confidentiality |  |  |  | 0 |  | Redacted to preserve confidentiality
Option 7E | Stage 2: line (same as Option 3 stage 2) | 2032 | 2029 | #N/A | 40 | 1 | 120732902 | 425105 | 869813 | 2920272 | 10749172 | 96140301 | 9628239
Biodiversity offset costs | Bio costs component |  |  |  |  | #N/A | 0
Option 1A/1B | Stage 1: line | 2028 | 2028 | 2028 | 40 | 1 | 4180000 | 0 | 0 | 0 | 4180000 | 0
Option 1A/1B | Stage 1: substation (inc. the 2 TFs) | 2028 | 2028 | 2028 | 40 | 1 | 9090000 | 0 | 0 | 0 | 9090000 | 0
Option 1C | Stage 2: line | 2028 | 2028 | 2036 | 40 | 1 | 4180000 | 0 | 0 | 0 | 4180000 | 0
Option 1C | Stage 2: substation (inc. the 2 TFs) | 2028 | 2028 | 2036 | 40 | 1 | 9090000 | 0 | 0 | 0 | 9090000 | 0
Option 4 | Stage 2: line | 2032 | 2028 | #N/A | 40 | 1 | 4180000 | 0 | 0 | 0 | 4180000 | 0
Option 4 | Stage 2: substation (inc. the 2 TFs) | 2032 | 2028 | #N/A | 40 | 1 | 9090000 | 0 | 0 | 0 | 9090000 | 0
Option 6 | Stage 2: line | 2032 | 2028 | #N/A | 40 | 1 |  | Redacted to preserve confidentiality
Option 6 | Stage 2: substation (inc. the 2 TFs) | 2032 | 2028 | #N/A | 40 | 1 |  | Redacted to preserve confidentiality
Property allowances | Property allowances component |  |  |  |  | #N/A | 0
Option 1A/1B | Stage 1: line | 2028 | 2028 | 2028 | 40 | 1 | 23480000 | 0 | 0 | 0 | 23480000 | 0
Option 1A/1B | Stage 1: substation (inc. the 2 TFs) | 2028 | 2028 | 2028 | 40 | 1 | 4422000 | 0 | 0 | 0 | 4422000 | 0
Option 1C | Stage 2: line | 2028 | 2028 | 2036 | 40 | 1 | 23480000 | 0 | 0 | 0 | 23480000 | 0
Option 1C | Stage 2: substation (inc. the 2 TFs) | 2028 | 2028 | 2036 | 40 | 1 | 4422000 | 0 | 0 | 0 | 4422000 | 0
Option 4 | Stage 2: line | 2032 | 2028 | #N/A | 40 | 1 | 23480000 | 0 | 0 | 0 | 23480000 | 0
Option 4 | Stage 2: substation (inc. the 2 TFs) | 2032 | 2028 | #N/A | 40 | 1 | 4422000 | 0 | 0 | 0 | 4422000 | 0
Option 6 | Stage 2: line | 2032 | 2028 | #N/A | 40 | 1 |  | Redacted to preserve confidentiality
Option 6 | Stage 2: substation (inc. the 2 TFs) | 2032 | 2028 | #N/A | 40 | 1 |  | Redacted to preserve confidentiality
Land purchase | Land purchase component |  |  |  |  | #N/A | 0
Option 7A | Stage 1: Parkes - PV and BESS | Redacted to preserve confidentiality |  |  |  | 0 |  | Redacted to preserve confidentiality
Option 7A | Stage 1: Panorama - BESS | Redacted to preserve confidentiality |  |  |  | 0 |  | Redacted to preserve confidentiality
Option 7B | Stage 1: Parkes - QPSF1 - PV - Night time only | Redacted to preserve confidentiality |  |  |  | 0 |  | Redacted to preserve confidentiality
Option 7B | Stage 1: Parkes - QPSF2 - PV - Day and Night time | Redacted to preserve confidentiality |  |  |  | 0 |  | Redacted to preserve confidentiality
Option 7B | Stage 1: Parkes - QPSF2 - BESS | Redacted to preserve confidentiality |  |  |  | 0 |  | Redacted to preserve confidentiality
Option 7B | Stage 1: Panorama - BESS | Redacted to preserve confidentiality |  |  |  | 0 |  | Redacted to preserve confidentiality
Option 7C | Stage 1: Panorama - BESS | Redacted to preserve confidentiality |  |  |  | 0 |  | Redacted to preserve confidentiality
Option 7D | Stage 1: Parkes - BESS | Redacted to preserve confidentiality |  |  |  | 0 |  | Redacted to preserve confidentiality
Option 7D | Stage 1: Panorama - BESS | Redacted to preserve confidentiality |  |  |  | 0 |  | Redacted to preserve confidentiality
Option 7E | Stage 1: Panorama - BESS | Redacted to preserve confidentiality |  |  |  | 0 |  | Redacted to preserve confidentiality
Option 7E | Stage 1: Parkes - BESS | Redacted to preserve confidentiality |  |  |  | 0 |  | Redacted to preserve confidentiality
Operating and maintenance costs
Option | Capex component | Other components covered by opex |  | TNSP owned | Unit | 2023 | 2024 | 2025 | 2026 | 2027 | 2028 | 2029 | 2030 | 2031 | 2032 | 2033 | 2034 | 2035 | 2036 | 2037 | 2038 | 2039 | 2040 | 2041 | 2042
Base |  |  |  |  | $
Option 1A/1B | Stage 1: line |  |  | 1 | $ | 321459.1682 | 321459.1682 | 321459.1682 | 321459.1682 | 321459.1682 | 321459.1682 | 321459.1682 | 321459.1682 | 321459.1682 | 321459.1682 | 321459.1682 | 321459.1682 | 321459.1682 | 321459.1682 | 321459.1682 | 321459.1682 | 321459.1682 | 321459.1682 | 321459.1682 | 321459.1682
Option 1A/1B | Stage 1: substation (inc. the 2 TFs) |  |  | 1 | $ | 909380.4318 | 909380.4318 | 909380.4318 | 909380.4318 | 909380.4318 | 909380.4318 | 909380.4318 | 909380.4318 | 909380.4318 | 909380.4318 | 909380.4318 | 909380.4318 | 909380.4318 | 909380.4318 | 909380.4318 | 909380.4318 | 909380.4318 | 909380.4318 | 909380.4318 | 909380.4318
Option 1A/1B | Stage 2: line |  |  | 1 | $ | 1227534.53 | 1227534.53 | 1227534.53 | 1227534.53 | 1227534.53 | 1227534.53 | 1227534.53 | 1227534.53 | 1227534.53 | 1227534.53 | 1227534.53 | 1227534.53 | 1227534.53 | 1227534.53 | 1227534.53 | 1227534.53 | 1227534.53 | 1227534.53 | 1227534.53 | 1227534.53
Option 1C | Stage 1: syncon |  |  | 1 | $ | 279313.55 | 279313.55 | 279313.55 | 279313.55 | 279313.55 | 279313.55 | 279313.55 | 279313.55 | 279313.55 | 279313.55 | 279313.55 | 279313.55 | 279313.55 | 279313.55 | 279313.55 | 279313.55 | 279313.55 | 279313.55 | 279313.55 | 279313.55
Option 1C | Stage 2: line |  |  | 1 | $ | 321459.1682 | 321459.1682 | 321459.1682 | 321459.1682 | 321459.1682 | 321459.1682 | 321459.1682 | 321459.1682 | 321459.1682 | 321459.1682 | 321459.1682 | 321459.1682 | 321459.1682 | 321459.1682 | 321459.1682 | 321459.1682 | 321459.1682 | 321459.1682 | 321459.1682 | 321459.1682
Option 1C | Stage 2: substation (inc. the 2 TFs) |  |  | 1 | $ | 909380.4318 | 909380.4318 | 909380.4318 | 909380.4318 | 909380.4318 | 909380.4318 | 909380.4318 | 909380.4318 | 909380.4318 | 909380.4318 | 909380.4318 | 909380.4318 | 909380.4318 | 909380.4318 | 909380.4318 | 909380.4318 | 909380.4318 | 909380.4318 | 909380.4318 | 909380.4318
Option 1C | Stage 3: syncon |  |  | 1 | $ | 255673.51 | 255673.51 | 255673.51 | 255673.51 | 255673.51 | 255673.51 | 255673.51 | 255673.51 | 255673.51 | 255673.51 | 255673.51 | 255673.51 | 255673.51 | 255673.51 | 255673.51 | 255673.51 | 255673.51 | 255673.51 | 255673.51 | 255673.51
Option 1C | Stage 4: syncon |  |  | 1 | $ | 319628.52 | 319628.52 | 319628.52 | 319628.52 | 319628.52 | 319628.52 | 319628.52 | 319628.52 | 319628.52 | 319628.52 | 319628.52 | 319628.52 | 319628.52 | 319628.52 | 319628.52 | 319628.52 | 319628.52 | 319628.52 | 319628.52 | 319628.52
Option 3 | Stage 1: SVC at Panorama |  |  | 1 | $ | 293524.9 | 293524.9 | 293524.9 | 293524.9 | 293524.9 | 293524.9 | 293524.9 | 293524.9 | 293524.9 | 293524.9 | 293524.9 | 293524.9 | 293524.9 | 293524.9 | 293524.9 | 293524.9 | 293524.9 | 293524.9 | 293524.9 | 293524.9
Option 3 | Stage 1: syncons at Parkes |  |  | 1 | $ | 546997.33 | 546997.33 | 546997.33 | 546997.33 | 546997.33 | 546997.33 | 546997.33 | 546997.33 | 546997.33 | 546997.33 | 546997.33 | 546997.33 | 546997.33 | 546997.33 | 546997.33 | 546997.33 | 546997.33 | 546997.33 | 546997.33 | 546997.33
Option 3 | Stage 2: line |  |  | 1 | $ | 1207329.02 | 1207329.02 | 1207329.02 | 1207329.02 | 1207329.02 | 1207329.02 | 1207329.02 | 1207329.02 | 1207329.02 | 1207329.02 | 1207329.02 | 1207329.02 | 1207329.02 | 1207329.02 | 1207329.02 | 1207329.02 | 1207329.02 | 1207329.02 | 1207329.02 | 1207329.02
Option 4 | Stage 1: SVC at Panorama |  |  | 1 | $ | 293524.9 | 293524.9 | 293524.9 | 293524.9 | 293524.9 | 293524.9 | 293524.9 | 293524.9 | 293524.9 | 293524.9 | 293524.9 | 293524.9 | 293524.9 | 293524.9 | 293524.9 | 293524.9 | 293524.9 | 293524.9 | 293524.9 | 293524.9
Option 4 | Stage 1: syncons at Parkes |  |  | 1 | $ | 546997.33 | 546997.33 | 546997.33 | 546997.33 | 546997.33 | 546997.33 | 546997.33 | 546997.33 | 546997.33 | 546997.33 | 546997.33 | 546997.33 | 546997.33 | 546997.33 | 546997.33 | 546997.33 | 546997.33 | 546997.33 | 546997.33 | 546997.33
Option 4 | Stage 2: line |  |  | 1 | $ | 321459.1682 | 321459.1682 | 321459.1682 | 321459.1682 | 321459.1682 | 321459.1682 | 321459.1682 | 321459.1682 | 321459.1682 | 321459.1682 | 321459.1682 | 321459.1682 | 321459.1682 | 321459.1682 | 321459.1682 | 321459.1682 | 321459.1682 | 321459.1682 | 321459.1682 | 321459.1682
Option 4 | Stage 2: substation (inc. the 2 TFs) |  |  | 1 | $ | 909380.4318 | 909380.4318 | 909380.4318 | 909380.4318 | 909380.4318 | 909380.4318 | 909380.4318 | 909380.4318 | 909380.4318 | 909380.4318 | 909380.4318 | 909380.4318 | 909380.4318 | 909380.4318 | 909380.4318 | 909380.4318 | 909380.4318 | 909380.4318 | 909380.4318 | 909380.4318
Option 4 | Stage 3: syncon |  |  | 1 | $ | 271895.66 | 271895.66 | 271895.66 | 271895.66 | 271895.66 | 271895.66 | 271895.66 | 271895.66 | 271895.66 | 271895.66 | 271895.66 | 271895.66 | 271895.66 | 271895.66 | 271895.66 | 271895.66 | 271895.66 | 271895.66 | 271895.66 | 271895.66
Option 5 | Stage 1: Parkes syncon |  |  | 1 | $ | 2023: Redacted to preserve confidentiality
Option 5 | Stage 1: Panorama BESS |  |  | 1 | $ | 2023: Redacted to preserve confidentiality
Option 5 | Stage 1: Parkes BESS |  |  | 1 | $ | 2023: Redacted to preserve confidentiality
Option 5 | Stage 2: line |  |  | 1 | $ | 2023: Redacted to preserve confidentiality
Option 6 | Stage 1: Parkes syncon |  |  | 1 | $ | 2023: Redacted to preserve confidentiality
Option 6 | Stage 1: Panorama BESS |  |  | 1 | $ | 2023: Redacted to preserve confidentiality
Option 6 | Stage 1: Parkes BESS |  |  | 1 | $ | 2023: Redacted to preserve confidentiality
Option 6 | Stage 2: line |  |  | 1 | $ | 2023: Redacted to preserve confidentiality
Option 6 | Stage 2: substation (inc. the 2 TFs) |  |  | 1 | $ | 2023: Redacted to preserve confidentiality
Option 6 | Stage 3: syncon |  |  | 1 | $ | 2023: Redacted to preserve confidentiality
Option 7A | Stage 1: Parkes - PV and BESS |  |  | 0 | $ | 2023: Redacted to preserve confidentiality
Option 7A | Stage 1: Panorama - BESS |  |  | 0 | $ | 2023: Redacted to preserve confidentiality
Option 7A | Stage 2: line (same as Option 3 stage 2) |  |  | 1 | $ | 2023: Redacted to preserve confidentiality
Option 7B | Stage 1: Parkes BESS and PV |  |  | 0 | $ | 2023: Redacted to preserve confidentiality
Option 7B | Stage 1: Panorama BESS |  |  | 0 | $ | 2023: Redacted to preserve confidentiality
Option 7B | Stage 2: line (same as Option 3 stage 2) |  |  | 1 | $ | 2023: Redacted to preserve confidentiality
Option 7C | Stage 1: Panorama - BESS |  |  | 0 | $ | 2023: Redacted to preserve confidentiality
Option 7C | Stage 1: Parkes - syncons (same as Option 3 stage 1) |  |  | 1 | $ | 2023: Redacted to preserve confidentiality
Option 7C | Stage 2: line (same as Option 3 stage 2) |  |  | 1 | $ | 2023: Redacted to preserve confidentiality
Option 7D | Stage 1: Parkes BESS |  |  | 0 | $ | 2023: Redacted to preserve confidentiality
Option 7D | Stage 1: Panorama BESS |  |  | 0 | $ | 2023: Redacted to preserve confidentiality
Option 7D | Stage 1: Parkes - STATCOM |  |  | 0 | $ | 2023: Redacted to preserve confidentiality
Option 7D | Stage 1: Panorama - STATCOM |  |  | 0 | $ | 2023: Redacted to preserve confidentiality
Option 7D | Stage 2: line (same as Option 3 stage 2) |  |  | 1 | $ | 2023: Redacted to preserve confidentiality
Option 7E | Stage 1: Parkes - syncon (same as Option 5 stage 1) |  |  | 1 | $ | 2023: Redacted to preserve confidentiality
Option 7E | Stage 1: Panorama - BESS |  |  | 0 | $ | 2023: Redacted to preserve confidentiality
Option 7E | Stage 1: Parkes - BESS |  |  | 0 | $ | 2023: Redacted to preserve confidentiality
Option 7E | Stage 2: line (same as Option 3 stage 2) |  |  | 1 | $ | 2023: Redacted to preserve confidentiality
TSNP network service payments to NNO proponents
Option |  |  |  |  | Unit | 2023 | 2024 | 2025 | 2026 | 2027 | 2028 | 2029 | 2030 | 2031 | 2032 | 2033 | 2034 | 2035 | 2036 | 2037 | 2038 | 2039 | 2040 | 2041 | 2042
Base |  |  |  |  | $
Option 1A/1B |  |  |  |  | $
Option 1C |  |  |  |  | $
Option 3 |  |  |  |  | $
Option 4 |  |  |  |  | $
Option 5 |  |  |  |  | $
Option 6 |  |  |  |  | $
Option 7A |  |  |  |  | $ | 2023: Redacted to preserve confidentiality
Option 7B |  |  |  |  | $ | 2023: Redacted to preserve confidentiality
Option 7C |  |  |  |  | $ | 2023: Redacted to preserve confidentiality
Option 7D |  |  |  |  | $ | 2023: Redacted to preserve confidentiality
Option 7E |  |  |  |  | $ | 2023: Redacted to preserve confidentiality
NNO proponent receipts from TSNP
Option |  |  |  |  | Unit | 2023 | 2024 | 2025 | 2026 | 2027 | 2028 | 2029 | 2030 | 2031 | 2032 | 2033 | 2034 | 2035 | 2036 | 2037 | 2038 | 2039 | 2040 | 2041 | 2042
Base |  |  |  |  | $
Option 1A/1B |  |  |  |  | $
Option 1C |  |  |  |  | $
Option 3 |  |  |  |  | $
Option 4 |  |  |  |  | $
Option 5 |  |  |  |  | $
Option 6 |  |  |  |  | $
Option 7A |  |  |  |  | $ | 2023: Redacted to preserve confidentiality
Option 7B |  |  |  |  | $ | 2023: Redacted to preserve confidentiality
Option 7C |  |  |  |  | $ | 2023: Redacted to preserve confidentiality
Option 7D |  |  |  |  | $ | 2023: Redacted to preserve confidentiality
Option 7E |  |  |  |  | $ | 2023: Redacted to preserve confidentiality
CBA benefit inputs
Avoided fuel consumption from generation dispatch
Option name |  | S1 | Step Change |  | Unit | 2023 | 2024 | 2025 | 2026 | 2027 | 2028 | 2029 | 2030 | 2031 | 2032 | 2033 | 2034 | 2035 | 2036 | 2037 | 2038 | 2039 | 2040 | 2041 | 2042
Base |  |  |  |  | $ | 2023: Redacted to preserve confidentiality
Option 1A/1B |  |  |  |  | $ | 2023: Redacted to preserve confidentiality
Option 1C |  |  |  |  | $ | 2023: Redacted to preserve confidentiality
Option 3 |  |  |  |  | $ | 2023: Redacted to preserve confidentiality
Option 4 |  |  |  |  | $ | 2023: Redacted to preserve confidentiality
Option 5 |  |  |  |  | $ | 2023: Redacted to preserve confidentiality
Option 6 |  |  |  |  | $ | 2023: Redacted to preserve confidentiality
Option 7A |  |  |  |  | $ | 2023: Redacted to preserve confidentiality
Option 7B |  |  |  |  | $ | 2023: Redacted to preserve confidentiality
Option 7C |  |  |  |  | $ | 2023: Redacted to preserve confidentiality
Option 7D |  |  |  |  | $ | 2023: Redacted to preserve confidentiality
Option 7E |  |  |  |  | $ | 2023: Redacted to preserve confidentiality
Option name |  | S2 | Hydrogen Superpower |  | Unit | 2023 | 2024 | 2025 | 2026 | 2027 | 2028 | 2029 | 2030 | 2031 | 2032 | 2033 | 2034 | 2035 | 2036 | 2037 | 2038 | 2039 | 2040 | 2041 | 2042
Base |  |  |  |  | $ | Redacted to preserve confidentiality 2023: Redacted to preserve confidentiality
Option 1A/1B |  |  |  |  | $ | Redacted to preserve confidentiality 2023: Redacted to preserve confidentiality
Option 1C |  |  |  |  | $ | Redacted to preserve confidentiality 2023: Redacted to preserve confidentiality
Option 3 |  |  |  |  | $ | Redacted to preserve confidentiality 2023: Redacted to preserve confidentiality
Option 4 |  |  |  |  | $ | Redacted to preserve confidentiality 2023: Redacted to preserve confidentiality
Option 5 |  |  |  |  | $ | Redacted to preserve confidentiality 2023: Redacted to preserve confidentiality
Option 6 |  |  |  |  | $ | Redacted to preserve confidentiality 2023: Redacted to preserve confidentiality
Option 7A |  |  |  |  | $ | Redacted to preserve confidentiality 2023: Redacted to preserve confidentiality
Option 7B |  |  |  |  | $ | Redacted to preserve confidentiality 2023: Redacted to preserve confidentiality
Option 7C |  |  |  |  | $ | Redacted to preserve confidentiality 2023: Redacted to preserve confidentiality
Option 7D |  |  |  |  | $ | Redacted to preserve confidentiality 2023: Redacted to preserve confidentiality
Option 7E |  |  |  |  | $ | Redacted to preserve confidentiality 2023: Redacted to preserve confidentiality
Option name |  | S3 | Progressive Change |  | Unit | 2023 | 2024 | 2025 | 2026 | 2027 | 2028 | 2029 | 2030 | 2031 | 2032 | 2033 | 2034 | 2035 | 2036 | 2037 | 2038 | 2039 | 2040 | 2041 | 2042
Base |  |  |  |  | $ | Redacted to preserve confidentiality 2023: Redacted to preserve confidentiality
Option 1A/1B |  |  |  |  | $ | Redacted to preserve confidentiality 2023: Redacted to preserve confidentiality
Option 1C |  |  |  |  | $ | Redacted to preserve confidentiality 2023: Redacted to preserve confidentiality
Option 3 |  |  |  |  | $ | Redacted to preserve confidentiality 2023: Redacted to preserve confidentiality
Option 4 |  |  |  |  | $ | Redacted to preserve confidentiality 2023: Redacted to preserve confidentiality
Option 5 |  |  |  |  | $ | Redacted to preserve confidentiality 2023: Redacted to preserve confidentiality
Option 6 |  |  |  |  | $ | Redacted to preserve confidentiality 2023: Redacted to preserve confidentiality
Option 7A |  |  |  |  | $ | Redacted to preserve confidentiality 2023: Redacted to preserve confidentiality
Option 7B |  |  |  |  | $ | Redacted to preserve confidentiality 2023: Redacted to preserve confidentiality
Option 7C |  |  |  |  | $ | Redacted to preserve confidentiality 2023: Redacted to preserve confidentiality
Option 7D |  |  |  |  | $ | Redacted to preserve confidentiality 2023: Redacted to preserve confidentiality
Option 7E |  |  |  |  | $ | Redacted to preserve confidentiality 2023: Redacted to preserve confidentiality
Avoided voluntary load curtailment
Option name |  | S1 | Step Change |  | Unit | 2023 | 2024 | 2025 | 2026 | 2027 | 2028 | 2029 | 2030 | 2031 | 2032 | 2033 | 2034 | 2035 | 2036 | 2037 | 2038 | 2039 | 2040 | 2041 | 2042
Base |  |  |  |  | $ | 2023: Redacted to preserve confidentiality
Option 1A/1B |  |  |  |  | $ | 2023: Redacted to preserve confidentiality
Option 1C |  |  |  |  | $ | 2023: Redacted to preserve confidentiality
Option 3 |  |  |  |  | $ | 2023: Redacted to preserve confidentiality
Option 4 |  |  |  |  | $ | 2023: Redacted to preserve confidentiality
Option 5 |  |  |  |  | $ | 2023: Redacted to preserve confidentiality
Option 6 |  |  |  |  | $ | 2023: Redacted to preserve confidentiality
Option 7A |  |  |  |  | $ | 2023: Redacted to preserve confidentiality
Option 7B |  |  |  |  | $ | 2023: Redacted to preserve confidentiality
Option 7C |  |  |  |  | $ | 2023: Redacted to preserve confidentiality
Option 7D |  |  |  |  | $ | 2023: Redacted to preserve confidentiality
Option 7E |  |  |  |  | $ | 2023: Redacted to preserve confidentiality
Option name |  | S2 | Hydrogen Superpower |  | Unit | 2023 | 2024 | 2025 | 2026 | 2027 | 2028 | 2029 | 2030 | 2031 | 2032 | 2033 | 2034 | 2035 | 2036 | 2037 | 2038 | 2039 | 2040 | 2041 | 2042
Base |  |  |  |  | $ | Redacted to preserve confidentiality 2023: Redacted to preserve confidentiality
Option 1A/1B |  |  |  |  | $ | Redacted to preserve confidentiality 2023: Redacted to preserve confidentiality
Option 1C |  |  |  |  | $ | Redacted to preserve confidentiality 2023: Redacted to preserve confidentiality
Option 3 |  |  |  |  | $ | Redacted to preserve confidentiality 2023: Redacted to preserve confidentiality
Option 4 |  |  |  |  | $ | Redacted to preserve confidentiality 2023: Redacted to preserve confidentiality
Option 5 |  |  |  |  | $ | Redacted to preserve confidentiality 2023: Redacted to preserve confidentiality
Option 6 |  |  |  |  | $ | Redacted to preserve confidentiality 2023: Redacted to preserve confidentiality
Option 7A |  |  |  |  | $ | Redacted to preserve confidentiality 2023: Redacted to preserve confidentiality
Option 7B |  |  |  |  | $ | Redacted to preserve confidentiality 2023: Redacted to preserve confidentiality
Option 7C |  |  |  |  | $ | Redacted to preserve confidentiality 2023: Redacted to preserve confidentiality
Option 7D |  |  |  |  | $ | Redacted to preserve confidentiality 2023: Redacted to preserve confidentiality
Option 7E |  |  |  |  | $ | Redacted to preserve confidentiality 2023: Redacted to preserve confidentiality
Option name |  | S3 | Progressive Change |  | Unit | 2023 | 2024 | 2025 | 2026 | 2027 | 2028 | 2029 | 2030 | 2031 | 2032 | 2033 | 2034 | 2035 | 2036 | 2037 | 2038 | 2039 | 2040 | 2041 | 2042
Base |  |  |  |  | $ | Redacted to preserve confidentiality 2023: Redacted to preserve confidentiality
Option 1A/1B |  |  |  |  | $ | Redacted to preserve confidentiality 2023: Redacted to preserve confidentiality
Option 1C |  |  |  |  | $ | Redacted to preserve confidentiality 2023: Redacted to preserve confidentiality
Option 3 |  |  |  |  | $ | Redacted to preserve confidentiality 2023: Redacted to preserve confidentiality
Option 4 |  |  |  |  | $ | Redacted to preserve confidentiality 2023: Redacted to preserve confidentiality
Option 5 |  |  |  |  | $ | Redacted to preserve confidentiality 2023: Redacted to preserve confidentiality
Option 6 |  |  |  |  | $ | Redacted to preserve confidentiality 2023: Redacted to preserve confidentiality
Option 7A |  |  |  |  | $ | Redacted to preserve confidentiality 2023: Redacted to preserve confidentiality
Option 7B |  |  |  |  | $ | Redacted to preserve confidentiality 2023: Redacted to preserve confidentiality
Option 7C |  |  |  |  | $ | Redacted to preserve confidentiality 2023: Redacted to preserve confidentiality
Option 7D |  |  |  |  | $ | Redacted to preserve confidentiality 2023: Redacted to preserve confidentiality
Option 7E |  |  |  |  | $ | Redacted to preserve confidentiality 2023: Redacted to preserve confidentiality
Avoided involuntary load shedding - outside of CW NSW
Option name |  | S1 | Step Change |  | Unit | 2023 | 2024 | 2025 | 2026 | 2027 | 2028 | 2029 | 2030 | 2031 | 2032 | 2033 | 2034 | 2035 | 2036 | 2037 | 2038 | 2039 | 2040 | 2041 | 2042
Base |  |  |  |  | $ | 2023: Redacted to preserve confidentiality
Option 1A/1B |  |  |  |  | $ | 2023: Redacted to preserve confidentiality
Option 1C |  |  |  |  | $ | 2023: Redacted to preserve confidentiality
Option 3 |  |  |  |  | $ | 2023: Redacted to preserve confidentiality
Option 4 |  |  |  |  | $ | 2023: Redacted to preserve confidentiality
Option 5 |  |  |  |  | $ | 2023: Redacted to preserve confidentiality
Option 6 |  |  |  |  | $ | 2023: Redacted to preserve confidentiality
Option 7A |  |  |  |  | $ | 2023: Redacted to preserve confidentiality
Option 7B |  |  |  |  | $ | 2023: Redacted to preserve confidentiality
Option 7C |  |  |  |  | $ | 2023: Redacted to preserve confidentiality
Option 7D |  |  |  |  | $ | 2023: Redacted to preserve confidentiality
Option 7E |  |  |  |  | $ | 2023: Redacted to preserve confidentiality
Option name |  | S2 | Hydrogen Superpower |  | Unit | 2023 | 2024 | 2025 | 2026 | 2027 | 2028 | 2029 | 2030 | 2031 | 2032 | 2033 | 2034 | 2035 | 2036 | 2037 | 2038 | 2039 | 2040 | 2041 | 2042
Base |  |  |  |  | $ | Redacted to preserve confidentiality 2023: Redacted to preserve confidentiality
Option 1A/1B |  |  |  |  | $ | Redacted to preserve confidentiality 2023: Redacted to preserve confidentiality
Option 1C |  |  |  |  | $ | Redacted to preserve confidentiality 2023: Redacted to preserve confidentiality
Option 3 |  |  |  |  | $ | Redacted to preserve confidentiality 2023: Redacted to preserve confidentiality
Option 4 |  |  |  |  | $ | Redacted to preserve confidentiality 2023: Redacted to preserve confidentiality
Option 5 |  |  |  |  | $ | Redacted to preserve confidentiality 2023: Redacted to preserve confidentiality
Option 6 |  |  |  |  | $ | Redacted to preserve confidentiality 2023: Redacted to preserve confidentiality
Option 7A |  |  |  |  | $ | Redacted to preserve confidentiality 2023: Redacted to preserve confidentiality
Option 7B |  |  |  |  | $ | Redacted to preserve confidentiality 2023: Redacted to preserve confidentiality
Option 7C |  |  |  |  | $ | Redacted to preserve confidentiality 2023: Redacted to preserve confidentiality
Option 7D |  |  |  |  | $ | Redacted to preserve confidentiality 2023: Redacted to preserve confidentiality
Option 7E |  |  |  |  | $ | Redacted to preserve confidentiality 2023: Redacted to preserve confidentiality
Option name |  | S3 | Progressive Change |  | Unit | 2023 | 2024 | 2025 | 2026 | 2027 | 2028 | 2029 | 2030 | 2031 | 2032 | 2033 | 2034 | 2035 | 2036 | 2037 | 2038 | 2039 | 2040 | 2041 | 2042
Base |  |  |  |  | $ | Redacted to preserve confidentiality 2023: Redacted to preserve confidentiality
Option 1A/1B |  |  |  |  | $ | Redacted to preserve confidentiality 2023: Redacted to preserve confidentiality
Option 1C |  |  |  |  | $ | Redacted to preserve confidentiality 2023: Redacted to preserve confidentiality
Option 3 |  |  |  |  | $ | Redacted to preserve confidentiality 2023: Redacted to preserve confidentiality
Option 4 |  |  |  |  | $ | Redacted to preserve confidentiality 2023: Redacted to preserve confidentiality
Option 5 |  |  |  |  | $ | Redacted to preserve confidentiality 2023: Redacted to preserve confidentiality
Option 6 |  |  |  |  | $ | Redacted to preserve confidentiality 2023: Redacted to preserve confidentiality
Option 7A |  |  |  |  | $ | Redacted to preserve confidentiality 2023: Redacted to preserve confidentiality
Option 7B |  |  |  |  | $ | Redacted to preserve confidentiality 2023: Redacted to preserve confidentiality
Option 7C |  |  |  |  | $ | Redacted to preserve confidentiality 2023: Redacted to preserve confidentiality
Option 7D |  |  |  |  | $ | Redacted to preserve confidentiality 2023: Redacted to preserve confidentiality
Option 7E |  |  |  |  | $ | Redacted to preserve confidentiality 2023: Redacted to preserve confidentiality
Avoided involuntary load shedding in CW NSW
Option name |  | S1 | Step Change |  | Unit | 2023 | 2024 | 2025 | 2026 | 2027 | 2028 | 2029 | 2030 | 2031 | 2032 | 2033 | 2034 | 2035 | 2036 | 2037 | 2038 | 2039 | 2040 | 2041 | 2042
Base |  |  |  |  | MWh | 53.5962 | 218.5015 | 14997.508 | 22891.1419 | 4248.4542 | 6325.5891 | 0 | 0 | 0 | 0 | 0 | 0 | 0 | 0 | 0 | 0 | 0 | 0 | 0 | 0
Option 1A/1B |  |  |  |  | MWh | 53.5962 | 218.5015 | 14997.508 | 22891.1419 | 4248.4542 | 0.7 | 0 | 0 | 0 | 0 | 0 | 0 | 0 | 0 | 0 | 0 | 0 | 0 | 0 | 0
Option 1C |  |  |  |  | MWh | 53.5962 | 218.5015 | 14997.508 | 22891.1419 | 237 | 0 | 0 | 0 | 0 | 0 | 0 | 0 | 0 | 0 | 0 | 0 | 0 | 0 | 0 | 0
Option 3 |  |  |  |  | MWh | 53.5962 | 218.5015 | 14997.508 | 22891.1419 | 0 | 0 | 0 | 0 | 0 | 0 | 0 | 0 | 0 | 0 | 0 | 0 | 0 | 0 | 0 | 0
Option 4 |  |  |  |  | MWh | 53.5962 | 218.5015 | 14997.508 | 22891.1419 | 0 | 0 | 0 | 0 | 0 | 0 | 0 | 0 | 0 | 0 | 0 | 0 | 0 | 0 | 0 | 0
Option 5 |  |  |  |  | MWh | 2023: Redacted to preserve confidentiality
Option 6 |  |  |  |  | MWh | 2023: Redacted to preserve confidentiality
Option 7A |  |  |  |  | MWh | 2023: Redacted to preserve confidentiality
Option 7B |  |  |  |  | MWh | 2023: Redacted to preserve confidentiality
Option 7C |  |  |  |  | MWh | 2023: Redacted to preserve confidentiality
Option 7D |  |  |  |  | MWh | 2023: Redacted to preserve confidentiality
Option 7E |  |  |  |  | MWh | 2023: Redacted to preserve confidentiality
Option name |  | S2 | Hydrogen Superpower |  | Unit | 2023 | 2024 | 2025 | 2026 | 2027 | 2028 | 2029 | 2030 | 2031 | 2032 | 2033 | 2034 | 2035 | 2036 | 2037 | 2038 | 2039 | 2040 | 2041 | 2042
Base |  |  |  |  | MWh | 53.5962 | 344.5432 | 65211.8954 | 72319.295 | 16984.2757 | 28277.315 | 0 | 0 | 0 | 0 | 0 | 0 | 0 | 0 | 0 | 0 | 0 | 0 | 0 | 0
Option 1A/1B |  |  |  |  | MWh | 53.5962 | 344.5432 | 65211.8954 | 72319.295 | 16984.2757 | 367.4 | 0 | 0 | 0 | 0 | 0 | 0 | 0 | 0 | 0 | 0 | 0 | 0 | 0 | 0
Option 1C |  |  |  |  | MWh | 53.5962 | 344.5432 | 65211.8954 | 72319.295 | 1633 | 0 | 0 | 0 | 0 | 0 | 0 | 0 | 0 | 0 | 0 | 0 | 0 | 0 | 0 | 0
Option 3 |  |  |  |  | MWh | 53.5962 | 344.5432 | 65211.8954 | 72319.295 | 138.7 | 162.6 | 0 | 0 | 0 | 0 | 0 | 0 | 0 | 0 | 0 | 0 | 0 | 0 | 0 | 0
Option 4 |  |  |  |  | MWh | 53.5962 | 344.5432 | 65211.8954 | 72319.295 | 138.7 | 0 | 0 | 0 | 0 | 0 | 0 | 0 | 0 | 0 | 0 | 0 | 0 | 0 | 0 | 0
Option 5 |  |  |  |  | MWh | Redacted to preserve confidentiality 2023: Redacted to preserve confidentiality
Option 6 |  |  |  |  | MWh | Redacted to preserve confidentiality 2023: Redacted to preserve confidentiality
Option 7A |  |  |  |  | MWh | Redacted to preserve confidentiality 2023: Redacted to preserve confidentiality
Option 7B |  |  |  |  | MWh | Redacted to preserve confidentiality 2023: Redacted to preserve confidentiality
Option 7C |  |  |  |  | MWh | Redacted to preserve confidentiality 2023: Redacted to preserve confidentiality
Option 7D |  |  |  |  | MWh | Redacted to preserve confidentiality 2023: Redacted to preserve confidentiality
Option 7E |  |  |  |  | MWh | Redacted to preserve confidentiality 2023: Redacted to preserve confidentiality
Option name |  | S3 | Progressive Change |  | Unit | 2023 | 2024 | 2025 | 2026 | 2027 | 2028 | 2029 | 2030 | 2031 | 2032 | 2033 | 2034 | 2035 | 2036 | 2037 | 2038 | 2039 | 2040 | 2041 | 2042
Base |  |  |  |  | MWh | 53.5962 | 53.5962 | 53.5962 | 58.081 | 69.5433 | 78.9096 | 0 | 0 | 0 | 0 | 0 | 0 | 0 | 0 | 0 | 0 | 0 | 0 | 0 | 0
Option 1A/1B |  |  |  |  | MWh | 53.5962 | 53.5962 | 53.5962 | 58.081 | 69.5433 | 0 | 0 | 0 | 0 | 0 | 0 | 0 | 0 | 0 | 0 | 0 | 0 | 0 | 0 | 0
Option 1C |  |  |  |  | MWh | 53.5962 | 53.5962 | 53.5962 | 58.081 | 0 | 0 | 0 | 0 | 0 | 0 | 0 | 0 | 0 | 0 | 0 | 0 | 0 | 0 | 0 | 0
Option 3 |  |  |  |  | MWh | 53.5962 | 53.5962 | 53.5962 | 58.081 | 0 | 0 | 0 | 0 | 0 | 0 | 0 | 0 | 0 | 0 | 0 | 0 | 0 | 0 | 0 | 0
Option 4 |  |  |  |  | MWh | 53.5962 | 53.5962 | 53.5962 | 58.081 | 0 | 0 | 0 | 0 | 0 | 0 | 0 | 0 | 0 | 0 | 0 | 0 | 0 | 0 | 0 | 0
Option 5 |  |  |  |  | MWh | Redacted to preserve confidentiality 2023: Redacted to preserve confidentiality
Option 6 |  |  |  |  | MWh | Redacted to preserve confidentiality 2023: Redacted to preserve confidentiality
Option 7A |  |  |  |  | MWh | Redacted to preserve confidentiality 2023: Redacted to preserve confidentiality
Option 7B |  |  |  |  | MWh | Redacted to preserve confidentiality 2023: Redacted to preserve confidentiality
Option 7C |  |  |  |  | MWh | Redacted to preserve confidentiality 2023: Redacted to preserve confidentiality
Option 7D |  |  |  |  | MWh | Redacted to preserve confidentiality 2023: Redacted to preserve confidentiality
Option 7E |  |  |  |  | MWh | Redacted to preserve confidentiality 2023: Redacted to preserve confidentiality
Avoided costs for non RIT-T proponent parties
Option name |  | S1 | Step Change |  | Unit | 2023 | 2024 | 2025 | 2026 | 2027 | 2028 | 2029 | 2030 | 2031 | 2032 | 2033 | 2034 | 2035 | 2036 | 2037 | 2038 | 2039 | 2040 | 2041 | 2042
Base |  |  |  |  | $ | 2023: Redacted to preserve confidentiality
Option 1A/1B |  |  |  |  | $ | 2023: Redacted to preserve confidentiality
Option 1C |  |  |  |  | $ | 2023: Redacted to preserve confidentiality
Option 3 |  |  |  |  | $ | 2023: Redacted to preserve confidentiality
Option 4 |  |  |  |  | $ | 2023: Redacted to preserve confidentiality
Option 5 |  |  |  |  | $ | 2023: Redacted to preserve confidentiality
Option 6 |  |  |  |  | $ | 2023: Redacted to preserve confidentiality
Option 7A |  |  |  |  | $ | 2023: Redacted to preserve confidentiality
Option 7B |  |  |  |  | $ | 2023: Redacted to preserve confidentiality
Option 7C |  |  |  |  | $ | 2023: Redacted to preserve confidentiality
Option 7D |  |  |  |  | $ | 2023: Redacted to preserve confidentiality
Option 7E |  |  |  |  | $ | 2023: Redacted to preserve confidentiality
Option name |  | S2 | Hydrogen Superpower |  | Unit | 2023 | 2024 | 2025 | 2026 | 2027 | 2028 | 2029 | 2030 | 2031 | 2032 | 2033 | 2034 | 2035 | 2036 | 2037 | 2038 | 2039 | 2040 | 2041 | 2042
Base |  |  |  |  | $ | Redacted to preserve confidentiality 2023: Redacted to preserve confidentiality
Option 1A/1B |  |  |  |  | $ | Redacted to preserve confidentiality 2023: Redacted to preserve confidentiality
Option 1C |  |  |  |  | $ | Redacted to preserve confidentiality 2023: Redacted to preserve confidentiality
Option 3 |  |  |  |  | $ | Redacted to preserve confidentiality 2023: Redacted to preserve confidentiality
Option 4 |  |  |  |  | $ | Redacted to preserve confidentiality 2023: Redacted to preserve confidentiality
Option 5 |  |  |  |  | $ | Redacted to preserve confidentiality 2023: Redacted to preserve confidentiality
Option 6 |  |  |  |  | $ | Redacted to preserve confidentiality 2023: Redacted to preserve confidentiality
Option 7A |  |  |  |  | $ | Redacted to preserve confidentiality 2023: Redacted to preserve confidentiality
Option 7B |  |  |  |  | $ | Redacted to preserve confidentiality 2023: Redacted to preserve confidentiality
Option 7C |  |  |  |  | $ | Redacted to preserve confidentiality 2023: Redacted to preserve confidentiality
Option 7D |  |  |  |  | $ | Redacted to preserve confidentiality 2023: Redacted to preserve confidentiality
Option 7E |  |  |  |  | $ | Redacted to preserve confidentiality 2023: Redacted to preserve confidentiality
Option name |  | S3 | Progressive Change |  | Unit | 2023 | 2024 | 2025 | 2026 | 2027 | 2028 | 2029 | 2030 | 2031 | 2032 | 2033 | 2034 | 2035 | 2036 | 2037 | 2038 | 2039 | 2040 | 2041 | 2042
Base |  |  |  |  | $ | Redacted to preserve confidentiality 2023: Redacted to preserve confidentiality
Option 1A/1B |  |  |  |  | $ | Redacted to preserve confidentiality 2023: Redacted to preserve confidentiality
Option 1C |  |  |  |  | $ | Redacted to preserve confidentiality 2023: Redacted to preserve confidentiality
Option 3 |  |  |  |  | $ | Redacted to preserve confidentiality 2023: Redacted to preserve confidentiality
Option 4 |  |  |  |  | $ | Redacted to preserve confidentiality 2023: Redacted to preserve confidentiality
Option 5 |  |  |  |  | $ | Redacted to preserve confidentiality 2023: Redacted to preserve confidentiality
Option 6 |  |  |  |  | $ | Redacted to preserve confidentiality 2023: Redacted to preserve confidentiality
Option 7A |  |  |  |  | $ | Redacted to preserve confidentiality 2023: Redacted to preserve confidentiality
Option 7B |  |  |  |  | $ | Redacted to preserve confidentiality 2023: Redacted to preserve confidentiality
Option 7C |  |  |  |  | $ | Redacted to preserve confidentiality 2023: Redacted to preserve confidentiality
Option 7D |  |  |  |  | $ | Redacted to preserve confidentiality 2023: Redacted to preserve confidentiality
Option 7E |  |  |  |  | $ | Redacted to preserve confidentiality 2023: Redacted to preserve confidentiality
Avoided unrelated TNSP expenditure
Option name |  | S1 | Step Change |  | Unit | 2023 | 2024 | 2025 | 2026 | 2027 | 2028 | 2029 | 2030 | 2031 | 2032 | 2033 | 2034 | 2035 | 2036 | 2037 | 2038 | 2039 | 2040 | 2041 | 2042
Base |  |  |  |  | $ | 2023: Redacted to preserve confidentiality
Option 1A/1B |  |  |  |  | $ | 2023: Redacted to preserve confidentiality
Option 1C |  |  |  |  | $ | 2023: Redacted to preserve confidentiality
Option 3 |  |  |  |  | $ | 2023: Redacted to preserve confidentiality
Option 4 |  |  |  |  | $ | 2023: Redacted to preserve confidentiality
Option 5 |  |  |  |  | $ | 2023: Redacted to preserve confidentiality
Option 6 |  |  |  |  | $ | 2023: Redacted to preserve confidentiality
Option 7A |  |  |  |  | $ | 2023: Redacted to preserve confidentiality
Option 7B |  |  |  |  | $ | 2023: Redacted to preserve confidentiality
Option 7C |  |  |  |  | $ | 2023: Redacted to preserve confidentiality
Option 7D |  |  |  |  | $ | 2023: Redacted to preserve confidentiality
Option 7E |  |  |  |  | $ | 2023: Redacted to preserve confidentiality
Option name |  | S2 | Hydrogen Superpower |  | Unit | 2023 | 2024 | 2025 | 2026 | 2027 | 2028 | 2029 | 2030 | 2031 | 2032 | 2033 | 2034 | 2035 | 2036 | 2037 | 2038 | 2039 | 2040 | 2041 | 2042
Base |  |  |  |  | $ | Redacted to preserve confidentiality 2023: Redacted to preserve confidentiality
Option 1A/1B |  |  |  |  | $ | Redacted to preserve confidentiality 2023: Redacted to preserve confidentiality
Option 1C |  |  |  |  | $ | Redacted to preserve confidentiality 2023: Redacted to preserve confidentiality
Option 3 |  |  |  |  | $ | Redacted to preserve confidentiality 2023: Redacted to preserve confidentiality
Option 4 |  |  |  |  | $ | Redacted to preserve confidentiality 2023: Redacted to preserve confidentiality
Option 5 |  |  |  |  | $ | Redacted to preserve confidentiality 2023: Redacted to preserve confidentiality
Option 6 |  |  |  |  | $ | Redacted to preserve confidentiality 2023: Redacted to preserve confidentiality
Option 7A |  |  |  |  | $ | Redacted to preserve confidentiality 2023: Redacted to preserve confidentiality
Option 7B |  |  |  |  | $ | Redacted to preserve confidentiality 2023: Redacted to preserve confidentiality
Option 7C |  |  |  |  | $ | Redacted to preserve confidentiality 2023: Redacted to preserve confidentiality
Option 7D |  |  |  |  | $ | Redacted to preserve confidentiality 2023: Redacted to preserve confidentiality
Option 7E |  |  |  |  | $ | Redacted to preserve confidentiality 2023: Redacted to preserve confidentiality
Option name |  | S3 | Progressive Change |  | Unit | 2023 | 2024 | 2025 | 2026 | 2027 | 2028 | 2029 | 2030 | 2031 | 2032 | 2033 | 2034 | 2035 | 2036 | 2037 | 2038 | 2039 | 2040 | 2041 | 2042
Base |  |  |  |  | $ | Redacted to preserve confidentiality 2023: Redacted to preserve confidentiality
Option 1A/1B |  |  |  |  | $ | Redacted to preserve confidentiality 2023: Redacted to preserve confidentiality
Option 1C |  |  |  |  | $ | Redacted to preserve confidentiality 2023: Redacted to preserve confidentiality
Option 3 |  |  |  |  | $ | Redacted to preserve confidentiality 2023: Redacted to preserve confidentiality
Option 4 |  |  |  |  | $ | Redacted to preserve confidentiality 2023: Redacted to preserve confidentiality
Option 5 |  |  |  |  | $ | Redacted to preserve confidentiality 2023: Redacted to preserve confidentiality
Option 6 |  |  |  |  | $ | Redacted to preserve confidentiality 2023: Redacted to preserve confidentiality
Option 7A |  |  |  |  | $ | Redacted to preserve confidentiality 2023: Redacted to preserve confidentiality
Option 7B |  |  |  |  | $ | Redacted to preserve confidentiality 2023: Redacted to preserve confidentiality
Option 7C |  |  |  |  | $ | Redacted to preserve confidentiality 2023: Redacted to preserve confidentiality
Option 7D |  |  |  |  | $ | Redacted to preserve confidentiality 2023: Redacted to preserve confidentiality
Option 7E |  |  |  |  | $ | Redacted to preserve confidentiality 2023: Redacted to preserve confidentiality
Full involuntary load shedding forecast (zeroed out after 2027/28 in NPV assessment - see above, see PACR section 6.1)
Avoided involuntary load shedding in CW NSW
Option name |  | S1 | Central |  | Unit | 2023 | 2024 | 2025 | 2026 | 2027 | 2028 | 2029 | 2030 | 2031 | 2032 | 2033 | 2034 | 2035 | 2036 | 2037 | 2038 | 2039 | 2040 | 2041 | 2042
Base |  |  |  |  | MWh | 53.5962 | 218.5015 | 14997.508 | 22891.1419 | 4248.4542 | 6325.5891 | 7548.0615 | 13228.9239 | 15720.1745 | 18337.1896 | 20105.1224 | 21963.6893 | 23909.0115 | 25942.8864 | 29099.0822 | 31863.2289 | 36027.1639 | 40593.8871 | 45388.1428 | 50362.1983
Option 1A/1B |  |  |  |  | MWh | 53.5962 | 218.5015 | 14997.508 | 22891.1419 | 4248.4542 | 0.7 | 0 | 0 | 0 | 0 | 0 | 0 | 0 | 0 | 0 | 0 | 0 | 0 | 0 | 0
Option 1C |  |  |  |  | MWh | 53.5962 | 218.5015 | 14997.508 | 22891.1419 | 237 | 0 | 0 | 0 | 0 | 0 | 0 | 0 | 0 | 0 | 0 | 0 | 0 | 0 | 0 | 0
Option 3 |  |  |  |  | MWh | 53.5962 | 218.5015 | 14997.508 | 22891.1419 | 0 | 0 | 0 | 0 | 0 | 0 | 0 | 0 | 0 | 0 | 0 | 0 | 0 | 0 | 0 | 0
Option 4 |  |  |  |  | MWh | 53.5962 | 218.5015 | 14997.508 | 22891.1419 | 0 | 0 | 0 | 0 | 0 | 0 | 0 | 0 | 0 | 0 | 0 | 0 | 0 | 0 | 0 | 0
Option 5 |  |  |  |  | MWh | 2023: Redacted to preserve confidentiality
Option 6 |  |  |  |  | MWh | 2023: Redacted to preserve confidentiality
Option 7A |  |  |  |  | MWh | 2023: Redacted to preserve confidentiality
Option 7B |  |  |  |  | MWh | 2023: Redacted to preserve confidentiality
Option 7C |  |  |  |  | MWh | 2023: Redacted to preserve confidentiality
Option 7D |  |  |  |  | MWh | 2023: Redacted to preserve confidentiality
Option 7E |  |  |  |  | MWh | 2023: Redacted to preserve confidentiality
Option name |  | S2 | High |  | Unit | 2023 | 2024 | 2025 | 2026 | 2027 | 2028 | 2029 | 2030 | 2031 | 2032 | 2033 | 2034 | 2035 | 2036 | 2037 | 2038 | 2039 | 2040 | 2041 | 2042
Base |  |  |  |  | MWh | 53.5962 | 344.5432 | 65211.8954 | 72319.295 | 16984.2757 | 28277.315 | 37082.9107 | 58034.9141 | 65182.5208 | 72207.3369 | 75126.8128 | 78066.1373 | 81018.7348 | 86513.0125 | 90932.178 | 88649.6939 | 91932.2216 | 97253.3952 | 105363.3484 | 113644.9834
Option 1A/1B |  |  |  |  | MWh | 53.5962 | 344.5432 | 65211.8954 | 72319.295 | 16984.2757 | 367.4 | 0 | 0 | 0 | 0 | 0 | 0 | 0 | 0 | 0 | 0 | 0 | 0 | 0 | 0
Option 1C |  |  |  |  | MWh | 53.5962 | 344.5432 | 65211.8954 | 72319.295 | 1633 | 0 | 0 | 0 | 0 | 0 | 0 | 0 | 0 | 0 | 0 | 0 | 0 | 0 | 0 | 0
Option 3 |  |  |  |  | MWh | 53.5962 | 344.5432 | 65211.8954 | 72319.295 | 138.7 | 162.6 | 0 | 0 | 0 | 0 | 0 | 0 | 0 | 0 | 0 | 0 | 0 | 0 | 0 | 0
Option 4 |  |  |  |  | MWh | 53.5962 | 344.5432 | 65211.8954 | 72319.295 | 138.7 | 0 | 0 | 0 | 0 | 0 | 0 | 0 | 0 | 0 | 0 | 0 | 0 | 0 | 0 | 0
Option 5 |  |  |  |  | MWh | Redacted to preserve confidentiality 2023: Redacted to preserve confidentiality
Option 6 |  |  |  |  | MWh | Redacted to preserve confidentiality 2023: Redacted to preserve confidentiality
Option 7A |  |  |  |  | MWh | Redacted to preserve confidentiality 2023: Redacted to preserve confidentiality
Option 7B |  |  |  |  | MWh | Redacted to preserve confidentiality 2023: Redacted to preserve confidentiality
Option 7C |  |  |  |  | MWh | Redacted to preserve confidentiality 2023: Redacted to preserve confidentiality
Option 7D |  |  |  |  | MWh | Redacted to preserve confidentiality 2023: Redacted to preserve confidentiality
Option 7E |  |  |  |  | MWh | Redacted to preserve confidentiality 2023: Redacted to preserve confidentiality
Option name |  | S3 | Low |  | Unit | 2023 | 2024 | 2025 | 2026 | 2027 | 2028 | 2029 | 2030 | 2031 | 2032 | 2033 | 2034 | 2035 | 2036 | 2037 | 2038 | 2039 | 2040 | 2041 | 2042
Base |  |  |  |  | MWh | 53.5962 | 53.5962 | 53.5962 | 58.081 | 69.5433 | 78.9096 | 78.0227 | 86.8943 | 86.8943 | 99.2062 | 103.0995 | 127.9919 | 127.9478 | 161.4024 | 167.9054 | 213.1174 | 270.2103 | 421.3469 | 641.8231 | 971.4209
Option 1A/1B |  |  |  |  | MWh | 53.5962 | 53.5962 | 53.5962 | 58.081 | 69.5433 | 0 | 0 | 0 | 0 | 0 | 0 | 0 | 0 | 0 | 0 | 0 | 0 | 0 | 0 | 0
Option 1C |  |  |  |  | MWh | 53.5962 | 53.5962 | 53.5962 | 58.081 | 0 | 0 | 0 | 0 | 0 | 0 | 0 | 0 | 0 | 0 | 0 | 0 | 0 | 0 | 0 | 0
Option 3 |  |  |  |  | MWh | 53.5962 | 53.5962 | 53.5962 | 58.081 | 0 | 0 | 0 | 0 | 0 | 0 | 0 | 0 | 0 | 0 | 0 | 0 | 0 | 0 | 0 | 0
Option 4 |  |  |  |  | MWh | 53.5962 | 53.5962 | 53.5962 | 58.081 | 0 | 0 | 0 | 0 | 0 | 0 | 0 | 0 | 0 | 0 | 0 | 0 | 0 | 0 | 0 | 0
Option 5 |  |  |  |  | MWh | Redacted to preserve confidentiality 2023: Redacted to preserve confidentiality
Option 6 |  |  |  |  | MWh | Redacted to preserve confidentiality 2023: Redacted to preserve confidentiality
Option 7A |  |  |  |  | MWh | Redacted to preserve confidentiality 2023: Redacted to preserve confidentiality
Option 7B |  |  |  |  | MWh | Redacted to preserve confidentiality 2023: Redacted to preserve confidentiality
Option 7C |  |  |  |  | MWh | Redacted to preserve confidentiality 2023: Redacted to preserve confidentiality
Option 7D |  |  |  |  | MWh | Redacted to preserve confidentiality 2023: Redacted to preserve confidentiality
Option 7E |  |  |  |  | MWh | Redacted to preserve confidentiality 2023: Redacted to preserve confidentiality
Note on G70: Liam Hickey: Artibtrarily large asset life used so that terminal value is approximately equal to purchase cost for land
Note on N295: Liam Hickey: USE after 2027/28 zeroed out for reasons explained in the PACR, section 6.1 Full USE forecasts provided below

## S1
S1 | Step Change
S1 | NPV results
NPV results
Option |  |  | Unit | PV | 2023 | 2024 | 2025 | 2026 | 2027 | 2028 | 2029 | 2030 | 2031 | 2032 | 2033 | 2034 | 2035 | 2036 | 2037 | 2038 | 2039 | 2040 | 2041 | 2042
Option 1A/1B |  |  | $ | 73440747.4674 | -1590498.6479 | -3790677.899 | -11415286.4837 | -98043979.5867 | -162514582.3826 | 334096203.7166 | -2458374.13 | -2458374.13 | -2458374.13 | -2458374.13 | -2458374.13 | -2458374.13 | -2458374.13 | -2458374.13 | -2458374.13 | -2458374.13 | -2458374.13 | -2458374.13 | -2458374.13 | 179991345.32
Option 1C |  |  | $ | 295417627.329 | -2448313.6479 | -10297934.899 | -26692794.4837 | -86855951.5867 | 152627018.3844 | 342294493.5993 | -8370772.15 | -18450686.15 | -2061387.15 | -1765826.66 | -1765826.66 | -1765826.66 | -1765826.66 | -1765826.66 | -1765826.66 | -1765826.66 | -1765826.66 | -1765826.66 | -1765826.66 | 136189290.815
Option 3 |  |  | $ | 322516578.1026 | -4018785 | -21143209 | -56287929 | -3027405 | 230015120.7445 | 341258817.5193 | -11589694.23 | -96980823.23 | -10468761.23 | -2047851.25 | -2047851.25 | -2047851.25 | -2047851.25 | -2047851.25 | -2047851.25 | -2047851.25 | -2047851.25 | -2047851.25 | -2047851.25 | 124173840.5
Option 4 |  |  | $ | 306046011.3968 | -4018785 | -21143209 | -56287929 | -2602300 | 229794925.0966 | 341356784.6203 | -9050700.7137 | -87081669.8167 | -66732842.6126 | -2071361.83 | -2071361.83 | -2071361.83 | -2071361.83 | -2071361.83 | -2071361.83 | -2071361.83 | -2071361.83 | -2071361.83 | -2071361.83 | 155704546.97
Option 5 |  |  | $ | 276402670.2591 | 2023: Redacted to preserve confidentiality
Option 6 |  |  | $ | 259932103.5534 | 2023: Redacted to preserve confidentiality
Option 7A |  |  | $ | 1819311727.8577 | 2023: Redacted to preserve confidentiality
Option 7B |  |  | $ | 1399367517.862 | 2023: Redacted to preserve confidentiality
Option 7C |  |  | $ | 433375264.3963 | 2023: Redacted to preserve confidentiality
Option 7D |  |  | $ | 2091111567.1176 | 2023: Redacted to preserve confidentiality
Option 7E |  |  | $ | 2114078265.3191 | 2023: Redacted to preserve confidentiality
S1 | Calculation | bar: 2023 to 2042
Capital cost calculation
Option | Components | TNSP | Unit | PV | 2023 | 2024 | 2025 | 2026 | 2027 | 2028 | 2029 | 2030 | 2031 | 2032 | 2033 | 2034 | 2035 | 2036 | 2037 | 2038 | 2039 | 2040 | 2041 | 2042 | Terminal value | Years in analysis period | Annual depreciation
Option 1A/1B | Stage 1: line | 1 | $ | -19696857.7714 | -369584.1317 | -911433.596 | -2531172.9888 | -13116120.4567 | -15217605.6421 | 0 | 0 | 0 | 0 | 0 | 0 | 0 | 0 | 0 | 0 | 0 | 0 | 0 | 0 | 20091198.0096 | 20091198.0096 | 15 | 803647.9204
Option 1A/1B | Stage 1: substation (inc. the 2 TFs) | 1 | $ | -55200298.4599 | -720424.5162 | -1910871.303 | -5679005.4949 | -31953027.13 | -50674714.7405 | 0 | 0 | 0 | 0 | 0 | 0 | 0 | 0 | 0 | 0 | 0 | 0 | 0 | 0 | 56836276.9904 | 56836276.9904 | 15 | 2273451.0796
Option 1A/1B | Stage 2: line | 1 | $ | -70881180.2166 | -500490 | -968373 | -3205108 | -11802832 | -96622262 | -9654388 | 0 | 0 | 0 | 0 | 0 | 0 | 0 | 0 | 0 | 0 | 0 | 0 | 0 | 79789744.45 | 79789744.45 | 14 | 3068836.325
Option 1C | Stage 1: syncon | 1 | $ | -19513900.9049 | -1358305 | -7475630 | -18482616 | -614804 | 0 | 0 | 0 | 0 | 0 | 0 | 0 | 0 | 0 | 0 | 0 | 0 | 0 | 0 | 0 | 16758813 | 16758813 | 16 | 698283.875
Option 1C | Stage 2: line | 1 | $ | -19696857.7714 | -369584.1317 | -911433.596 | -2531172.9888 | -13116120.4567 | -15217605.6421 | 0 | 0 | 0 | 0 | 0 | 0 | 0 | 0 | 0 | 0 | 0 | 0 | 0 | 0 | 20091198.0096 | 20091198.0096 | 15 | 803647.9204
Option 1C | Stage 2: substation (inc. the 2 TFs) | 1 | $ | -55200298.4599 | -720424.5162 | -1910871.303 | -5679005.4949 | -31953027.13 | -50674714.7405 | 0 | 0 | 0 | 0 | 0 | 0 | 0 | 0 | 0 | 0 | 0 | 0 | 0 | 0 | 56836276.9904 | 56836276.9904 | 15 | 2273451.0796
Option 1C | Stage 3: syncon | 1 | $ | -11207627.6755 | 0 | 0 | 0 | 0 | 0 | -1214965 | -6860619 | -16940533 | -551234 | 0 | 0 | 0 | 0 | 0 | 0 | 0 | 0 | 0 | 0 | 18536329.475 | 18536329.475 | 11 | 639183.775
Option 1C | Stage 4: syncon | 1 | $ | 0 | 0 | 0 | 0 | 0 | 0 | 0 | 0 | 0 | 0 | 0 | 0 | 0 | 0 | 0 | 0 | 0 | 0 | 0 | 0 | 0 | #N/A | #N/A | 799071.3
Option 3 | Stage 1: SVC at Panorama | 1 | $ | -24642214.6094 | -1343466 | -6512733 | -20104207 | -1392084 | 0 | 0 | 0 | 0 | 0 | 0 | 0 | 0 | 0 | 0 | 0 | 0 | 0 | 0 | 0 | 5870498 | 5870498 | 16 | 1467624.5
Option 3 | Stage 1: syncons at Parkes | 1 | $ | -38216090.9825 | -2675319 | -14630476 | -36183722 | -1210216 | 0 | 0 | 0 | 0 | 0 | 0 | 0 | 0 | 0 | 0 | 0 | 0 | 0 | 0 | 0 | 32819839.8 | 32819839.8 | 16 | 1367493.325
Option 3 | Stage 2: line | 1 | $ | -51808972.4679 | 0 | 0 | 0 | -425105 | -869813 | -2920272 | -10749172 | -96140301 | -9628239 | 0 | 0 | 0 | 0 | 0 | 0 | 0 | 0 | 0 | 0 | 87531353.95 | 87531353.95 | 11 | 3018322.55
Option 4 | Stage 1: SVC at Panorama | 1 | $ | -24642214.6094 | -1343466 | -6512733 | -20104207 | -1392084 | 0 | 0 | 0 | 0 | 0 | 0 | 0 | 0 | 0 | 0 | 0 | 0 | 0 | 0 | 0 | 5870498 | 5870498 | 16 | 1467624.5
Option 4 | Stage 1: syncons at Parkes | 1 | $ | -38216090.9825 | -2675319 | -14630476 | -36183722 | -1210216 | 0 | 0 | 0 | 0 | 0 | 0 | 0 | 0 | 0 | 0 | 0 | 0 | 0 | 0 | 0 | 32819839.8 | 32819839.8 | 16 | 1367493.325
Option 4 | Stage 2: line | 1 | $ | -13336819.5125 | 0 | 0 | 0 | 0 | -369584.1317 | -911433.596 | -2531172.9888 | -13116120.4567 | -15217605.6421 | 0 | 0 | 0 | 0 | 0 | 0 | 0 | 0 | 0 | 0 | 23305789.6912 | 23305789.6912 | 11 | 803647.9204
Option 4 | Stage 2: substation (inc. the 2 TFs) | 1 | $ | -37308624.3903 | 0 | 0 | 0 | 0 | -720424.5162 | -1910871.303 | -5679005.4949 | -31953027.13 | -50674714.7405 | 0 | 0 | 0 | 0 | 0 | 0 | 0 | 0 | 0 | 0 | 65930081.3088 | 65930081.3088 | 11 | 2273451.0796
Option 4 | Stage 3: syncon | 1 | $ | 0 | 0 | 0 | 0 | 0 | 0 | 0 | 0 | 0 | 0 | 0 | 0 | 0 | 0 | 0 | 0 | 0 | 0 | 0 | 0 | 0 | #N/A | #N/A | 679739.15
Option 5 | Stage 1: Parkes syncon | 1 | $ |  | 2023: Redacted to preserve confidentiality | Redacted to preserve confidentiality
Option 5 | Stage 1: Panorama BESS | 1 | $ |  | 2023: Redacted to preserve confidentiality | Redacted to preserve confidentiality
Option 5 | Stage 1: Parkes BESS | 1 | $ |  | 2023: Redacted to preserve confidentiality | Redacted to preserve confidentiality
Option 5 | Reinvestment: Panorama BESS | 1 | $ |  | 2023: Redacted to preserve confidentiality | Redacted to preserve confidentiality
Option 5 | Reinvestment: Parkes BESS | 1 | $ |  | 2023: Redacted to preserve confidentiality | Redacted to preserve confidentiality
Option 5 | Stage 2: line | 1 | $ |  | 2023: Redacted to preserve confidentiality | Redacted to preserve confidentiality
Option 6 | Stage 1: Parkes syncon | 1 | $ |  | 2023: Redacted to preserve confidentiality | Redacted to preserve confidentiality
Option 6 | Stage 1: Panorama BESS | 1 | $ |  | 2023: Redacted to preserve confidentiality | Redacted to preserve confidentiality
Option 6 | Stage 1: Parkes BESS | 1 | $ |  | 2023: Redacted to preserve confidentiality | Redacted to preserve confidentiality
Option 6 | Reinvestment: Panorama BESS | 1 | $ |  | 2023: Redacted to preserve confidentiality | Redacted to preserve confidentiality
Option 6 | Reinvestment: Parkes BESS | 1 | $ |  | 2023: Redacted to preserve confidentiality | Redacted to preserve confidentiality
Option 6 | Stage 2: line | 1 | $ |  | 2023: Redacted to preserve confidentiality | Redacted to preserve confidentiality
Option 6 | Stage 2: substation (inc. the 2 TFs) | 1 | $ |  | 2023: Redacted to preserve confidentiality | Redacted to preserve confidentiality
Option 6 | Stage 3: syncon | 1 | $ |  | 2023: Redacted to preserve confidentiality | Redacted to preserve confidentiality
Option 7A | Stage 1: Parkes - PV and BESS | 0 | $ |  | 2023: Redacted to preserve confidentiality | Redacted to preserve confidentiality
Option 7A | Stage 1: Panorama - BESS | 0 | $ |  | 2023: Redacted to preserve confidentiality | Redacted to preserve confidentiality
Option 7A | Reinvestment: Parkes - PV and BESS | 0 | $ |  | 2023: Redacted to preserve confidentiality | Redacted to preserve confidentiality
Option 7A | Reinvestment: Panorama - BESS | 0 | $ |  | 2023: Redacted to preserve confidentiality | Redacted to preserve confidentiality
Option 7A | Stage 2: line (same as Option 3 stage 2) | 1 | $ |  | 2023: Redacted to preserve confidentiality | Redacted to preserve confidentiality
Option 7B | Stage 1: QPSF1 - PV - Night time only | 0 | $ |  | 2023: Redacted to preserve confidentiality | Redacted to preserve confidentiality
Option 7B | Stage 1: QPSF2 - PV - Day and Night time | 0 | $ |  | 2023: Redacted to preserve confidentiality | Redacted to preserve confidentiality
Option 7B | Stage 1: QPSF2 - BESS | 0 | $ |  | 2023: Redacted to preserve confidentiality | Redacted to preserve confidentiality
Option 7B | Stage 1: PAN BESS | 0 | $ |  | 2023: Redacted to preserve confidentiality | Redacted to preserve confidentiality
Option 7B | Stage 2: line (same as Option 3 stage 2) | 1 | $ |  | 2023: Redacted to preserve confidentiality | Redacted to preserve confidentiality
Option 7C | Stage 1: Panorama - BESS | 0 | $ |  | 2023: Redacted to preserve confidentiality | Redacted to preserve confidentiality
Option 7C | Stage 1: Parkes - syncons (same as Option 3 stage 1) | 1 | $ |  | 2023: Redacted to preserve confidentiality | Redacted to preserve confidentiality
Option 7C | Reinvestment: Panorama - BESS | 0 | $ |  | 2023: Redacted to preserve confidentiality | Redacted to preserve confidentiality
Option 7C | Stage 2: line (same as Option 3 stage 2) | 1 | $ |  | 2023: Redacted to preserve confidentiality | Redacted to preserve confidentiality
Option 7D | Stage 1: Parkes BESS | 0 | $ |  | 2023: Redacted to preserve confidentiality | Redacted to preserve confidentiality
Option 7D | Stage 1: Panorama BESS | 0 | $ |  | 2023: Redacted to preserve confidentiality | Redacted to preserve confidentiality
Option 7D | Reinvestment: Parkes BESS | 0 | $ |  | 2023: Redacted to preserve confidentiality | Redacted to preserve confidentiality
Option 7D | Reinvestment: Panorama BESS | 0 | $ |  | 2023: Redacted to preserve confidentiality | Redacted to preserve confidentiality
Option 7D | Stage 1: Parkes - STATCOM | 0 | $ |  | 2023: Redacted to preserve confidentiality | Redacted to preserve confidentiality
Option 7D | Stage 1: Panorama - STATCOM | 0 | $ |  | 2023: Redacted to preserve confidentiality | Redacted to preserve confidentiality
Option 7D | Stage 2: line (same as Option 3 stage 2) | 1 | $ |  | 2023: Redacted to preserve confidentiality | Redacted to preserve confidentiality
Option 7E | Stage 1: Parkes - syncon (same as Option 5 stage 1) | 1 | $ |  | 2023: Redacted to preserve confidentiality | Redacted to preserve confidentiality
Option 7E | Stage 1: Panorama - BESS | 0 | $ |  | 2023: Redacted to preserve confidentiality | Redacted to preserve confidentiality
Option 7E | Stage 1: Parkes - BESS | 0 | $ |  | 2023: Redacted to preserve confidentiality | Redacted to preserve confidentiality
Option 7E | Stage 2: line (same as Option 3 stage 2) | 1 | $ |  | 2023: Redacted to preserve confidentiality | Redacted to preserve confidentiality
Biodiversity offset costs | Bio costs component
Option 1A/1B | Stage 1: line | 1 | $ | -2615119.8317 | 0 | 0 | 0 | -4180000 | 0 | 0 | 0 | 0 | 0 | 0 | 0 | 0 | 0 | 0 | 0 | 0 | 0 | 0 | 0 | 2612500 | 2612500 | 15 | 104500
Option 1A/1B | Stage 1: substation (inc. the 2 TFs) | 1 | $ | -5686947.1938 | 0 | 0 | 0 | -9090000 | 0 | 0 | 0 | 0 | 0 | 0 | 0 | 0 | 0 | 0 | 0 | 0 | 0 | 0 | 0 | 5681250 | 5681250 | 15 | 227250
Option 1C | Stage 2: line | 1 | $ | -2615119.8317 | 0 | 0 | 0 | -4180000 | 0 | 0 | 0 | 0 | 0 | 0 | 0 | 0 | 0 | 0 | 0 | 0 | 0 | 0 | 0 | 2612500 | 2612500 | 15 | 104500
Option 1C | Stage 2: substation (inc. the 2 TFs) | 1 | $ | -5686947.1938 | 0 | 0 | 0 | -9090000 | 0 | 0 | 0 | 0 | 0 | 0 | 0 | 0 | 0 | 0 | 0 | 0 | 0 | 0 | 0 | 5681250 | 5681250 | 15 | 227250
Option 4 | Stage 2: line | 1 | $ | -1777720.5296 | 0 | 0 | 0 | 0 | 0 | 0 | 0 | -4180000 | 0 | 0 | 0 | 0 | 0 | 0 | 0 | 0 | 0 | 0 | 0 | 3030500 | 3030500 | 11 | 104500
Option 4 | Stage 2: substation (inc. the 2 TFs) | 1 | $ | -3865904.2139 | 0 | 0 | 0 | 0 | 0 | 0 | 0 | -9090000 | 0 | 0 | 0 | 0 | 0 | 0 | 0 | 0 | 0 | 0 | 0 | 6590250 | 6590250 | 11 | 227250
Option 6 | Stage 2: line | 1 | $ |  | 2023: Redacted to preserve confidentiality | Redacted to preserve confidentiality
Option 6 | Stage 2: substation (inc. the 2 TFs) | 1 | $ |  | 2023: Redacted to preserve confidentiality | Redacted to preserve confidentiality
Property allowances | Property allowances component
Option 1A/1B | Stage 1: line | 1 | $ | -14689716.1837 | 0 | 0 | 0 | -23480000 | 0 | 0 | 0 | 0 | 0 | 0 | 0 | 0 | 0 | 0 | 0 | 0 | 0 | 0 | 0 | 14675000 | 14675000 | 15 | 587000
Option 1A/1B | Stage 1: substation (inc. the 2 TFs) | 1 | $ | -2766521.5061 | 0 | 0 | 0 | -4422000 | 0 | 0 | 0 | 0 | 0 | 0 | 0 | 0 | 0 | 0 | 0 | 0 | 0 | 0 | 0 | 2763750 | 2763750 | 15 | 110550
Option 1C | Stage 2: line | 1 | $ | -14689716.1837 | 0 | 0 | 0 | -23480000 | 0 | 0 | 0 | 0 | 0 | 0 | 0 | 0 | 0 | 0 | 0 | 0 | 0 | 0 | 0 | 14675000 | 14675000 | 15 | 587000
Option 1C | Stage 2: substation (inc. the 2 TFs) | 1 | $ | -2766521.5061 | 0 | 0 | 0 | -4422000 | 0 | 0 | 0 | 0 | 0 | 0 | 0 | 0 | 0 | 0 | 0 | 0 | 0 | 0 | 0 | 2763750 | 2763750 | 15 | 110550
Option 4 | Stage 2: line | 1 | $ | -9985855.9893 | 0 | 0 | 0 | 0 | 0 | 0 | 0 | -23480000 | 0 | 0 | 0 | 0 | 0 | 0 | 0 | 0 | 0 | 0 | 0 | 17023000 | 17023000 | 11 | 587000
Option 4 | Stage 2: substation (inc. the 2 TFs) | 1 | $ | -1880641.1918 | 0 | 0 | 0 | 0 | 0 | 0 | 0 | -4422000 | 0 | 0 | 0 | 0 | 0 | 0 | 0 | 0 | 0 | 0 | 0 | 3205950 | 3205950 | 11 | 110550
Option 6 | Stage 2: line | 1 | $ |  | 2023: Redacted to preserve confidentiality | Redacted to preserve confidentiality
Option 6 | Stage 2: substation (inc. the 2 TFs) | 1 | $ |  | 2023: Redacted to preserve confidentiality | Redacted to preserve confidentiality
Land purchase | Land purchase component
Option 7A | Stage 1: Parkes - PV and BESS | 0 | $ |  | 2023: Redacted to preserve confidentiality | Redacted to preserve confidentiality
Option 7A | Stage 1: Panorama - BESS | 0 | $ |  | 2023: Redacted to preserve confidentiality | Redacted to preserve confidentiality
Option 7B | Stage 1: Parkes - QPSF1 - PV - Night time only | 0 | $ |  | 2023: Redacted to preserve confidentiality | Redacted to preserve confidentiality
Option 7B | Stage 1: Parkes - QPSF2 - PV - Day and Night time | 0 | $ |  | 2023: Redacted to preserve confidentiality | Redacted to preserve confidentiality
Option 7B | Stage 1: Parkes - QPSF2 - BESS | 0 | $ |  | 2023: Redacted to preserve confidentiality | Redacted to preserve confidentiality
Option 7B | Stage 1: Panorama - BESS | 0 | $ |  | 2023: Redacted to preserve confidentiality | Redacted to preserve confidentiality
Option 7C | Stage 1: Panorama - BESS | 0 | $ |  | 2023: Redacted to preserve confidentiality | Redacted to preserve confidentiality
Option 7D | Stage 1: Parkes - BESS | 0 | $ |  | 2023: Redacted to preserve confidentiality | Redacted to preserve confidentiality
Option 7D | Stage 1: Panorama - BESS | 0 | $ |  | 2023: Redacted to preserve confidentiality | Redacted to preserve confidentiality
Option 7E | Stage 1: Panorama - BESS | 0 | $ |  | 2023: Redacted to preserve confidentiality | Redacted to preserve confidentiality
Option 7E | Stage 1: Parkes - BESS | 0 | $ |  | 2023: Redacted to preserve confidentiality | Redacted to preserve confidentiality
TNSP capital costs
Option |  |  | Unit | PV | 2023 | 2024 | 2025 | 2026 | 2027 | 2028 | 2029 | 2030 | 2031 | 2032 | 2033 | 2034 | 2035 | 2036 | 2037 | 2038 | 2039 | 2040 | 2041 | 2042
Option 1A/1B |  |  | $ | -171536641.1632 | -1590498.6479 | -3790677.899 | -11415286.4837 | -98043979.5867 | -162514582.3826 | -9654388 | 0 | 0 | 0 | 0 | 0 | 0 | 0 | 0 | 0 | 0 | 0 | 0 | 0 | 182449719.45
Option 1C |  |  | $ | -131376989.527 | -2448313.6479 | -10297934.899 | -26692794.4837 | -86855951.5867 | -65892320.3826 | -1214965 | -6860619 | -16940533 | -551234 | 0 | 0 | 0 | 0 | 0 | 0 | 0 | 0 | 0 | 0 | 137955117.475
Option 3 |  |  | $ | -114667278.0598 | -4018785 | -21143209 | -56287929 | -3027405 | -869813 | -2920272 | -10749172 | -96140301 | -9628239 | 0 | 0 | 0 | 0 | 0 | 0 | 0 | 0 | 0 | 0 | 126221691.75
Option 4 |  |  | $ | -131013871.4193 | -4018785 | -21143209 | -56287929 | -2602300 | -1090008.6479 | -2822304.899 | -8210178.4837 | -86241147.5867 | -65892320.3826 | 0 | 0 | 0 | 0 | 0 | 0 | 0 | 0 | 0 | 0 | 157775908.8
Option 5 |  |  | $ |  | 2023: Redacted to preserve confidentiality
Option 6 |  |  | $ |  | 2023: Redacted to preserve confidentiality
Option 7A |  |  | $ |  | 2023: Redacted to preserve confidentiality
Option 7B |  |  | $ |  | 2023: Redacted to preserve confidentiality
Option 7C |  |  | $ |  | 2023: Redacted to preserve confidentiality
Option 7D |  |  | $ |  | 2023: Redacted to preserve confidentiality
Option 7E |  |  | $ |  | 2023: Redacted to preserve confidentiality
NNO capital costs
Option |  |  | Unit | PV | 2023 | 2024 | 2025 | 2026 | 2027 | 2028 | 2029 | 2030 | 2031 | 2032 | 2033 | 2034 | 2035 | 2036 | 2037 | 2038 | 2039 | 2040 | 2041 | 2042
Option 1A/1B |  |  | $ | 0 | 0 | 0 | 0 | 0 | 0 | 0 | 0 | 0 | 0 | 0 | 0 | 0 | 0 | 0 | 0 | 0 | 0 | 0 | 0 | 0
Option 1C |  |  | $ | 0 | 0 | 0 | 0 | 0 | 0 | 0 | 0 | 0 | 0 | 0 | 0 | 0 | 0 | 0 | 0 | 0 | 0 | 0 | 0 | 0
Option 3 |  |  | $ | 0 | 0 | 0 | 0 | 0 | 0 | 0 | 0 | 0 | 0 | 0 | 0 | 0 | 0 | 0 | 0 | 0 | 0 | 0 | 0 | 0
Option 4 |  |  | $ | 0 | 0 | 0 | 0 | 0 | 0 | 0 | 0 | 0 | 0 | 0 | 0 | 0 | 0 | 0 | 0 | 0 | 0 | 0 | 0 | 0
Option 5 |  |  | $ |  | 2023: Redacted to preserve confidentiality
Option 6 |  |  | $ |  | 2023: Redacted to preserve confidentiality
Option 7A |  |  | $ |  | 2023: Redacted to preserve confidentiality
Option 7B |  |  | $ |  | 2023: Redacted to preserve confidentiality
Option 7C |  |  | $ |  | 2023: Redacted to preserve confidentiality
Option 7D |  |  | $ |  | 2023: Redacted to preserve confidentiality
Option 7E |  |  | $ |  | 2023: Redacted to preserve confidentiality
Operating cost calculation
Option | Components | TNSP | Unit | PV | 2023 | 2024 | 2025 | 2026 | 2027 | 2028 | 2029 | 2030 | 2031 | 2032 | 2033 | 2034 | 2035 | 2036 | 2037 | 2038 | 2039 | 2040 | 2041 | 2042
Option 1A/1B | Stage 1: line | 1 | $ | -2604624.0029 | 0 | 0 | 0 | 0 | 0 | -321459.1682 | -321459.1682 | -321459.1682 | -321459.1682 | -321459.1682 | -321459.1682 | -321459.1682 | -321459.1682 | -321459.1682 | -321459.1682 | -321459.1682 | -321459.1682 | -321459.1682 | -321459.1682 | -321459.1682
Option 1A/1B | Stage 1: substation (inc. the 2 TFs) | 1 | $ | -7368258.0408 | 0 | 0 | 0 | 0 | 0 | -909380.4318 | -909380.4318 | -909380.4318 | -909380.4318 | -909380.4318 | -909380.4318 | -909380.4318 | -909380.4318 | -909380.4318 | -909380.4318 | -909380.4318 | -909380.4318 | -909380.4318 | -909380.4318 | -909380.4318
Option 1A/1B | Stage 2: line | 1 | $ | -9006873.8633 | 0 | 0 | 0 | 0 | 0 | 0 | -1227534.53 | -1227534.53 | -1227534.53 | -1227534.53 | -1227534.53 | -1227534.53 | -1227534.53 | -1227534.53 | -1227534.53 | -1227534.53 | -1227534.53 | -1227534.53 | -1227534.53 | -1227534.53
Option 1C | Stage 1: syncon | 1 | $ | -2488605.5627 | 0 | 0 | 0 | 0 | -279313.55 | -279313.55 | -279313.55 | -279313.55 | -279313.55 | -279313.55 | -279313.55 | -279313.55 | -279313.55 | -279313.55 | -279313.55 | -279313.55 | -279313.55 | -279313.55 | -279313.55 | -279313.55
Option 1C | Stage 2: line | 1 | $ | -2604624.0029 | 0 | 0 | 0 | 0 | 0 | -321459.1682 | -321459.1682 | -321459.1682 | -321459.1682 | -321459.1682 | -321459.1682 | -321459.1682 | -321459.1682 | -321459.1682 | -321459.1682 | -321459.1682 | -321459.1682 | -321459.1682 | -321459.1682 | -321459.1682
Option 1C | Stage 2: substation (inc. the 2 TFs) | 1 | $ | -7368258.0408 | 0 | 0 | 0 | 0 | 0 | -909380.4318 | -909380.4318 | -909380.4318 | -909380.4318 | -909380.4318 | -909380.4318 | -909380.4318 | -909380.4318 | -909380.4318 | -909380.4318 | -909380.4318 | -909380.4318 | -909380.4318 | -909380.4318 | -909380.4318
Option 1C | Stage 3: syncon | 1 | $ | -1348188.7983 | 0 | 0 | 0 | 0 | 0 | 0 | 0 | 0 | 0 | -255673.51 | -255673.51 | -255673.51 | -255673.51 | -255673.51 | -255673.51 | -255673.51 | -255673.51 | -255673.51 | -255673.51 | -255673.51
Option 1C | Stage 4: syncon | 1 | $ | 0 | 0 | 0 | 0 | 0 | 0 | 0 | 0 | 0 | 0 | 0 | 0 | 0 | 0 | 0 | 0 | 0 | 0 | 0 | 0 | 0
Option 3 | Stage 1: SVC at Panorama | 1 | $ | -2615224.714 | 0 | 0 | 0 | 0 | -293524.9 | -293524.9 | -293524.9 | -293524.9 | -293524.9 | -293524.9 | -293524.9 | -293524.9 | -293524.9 | -293524.9 | -293524.9 | -293524.9 | -293524.9 | -293524.9 | -293524.9 | -293524.9
Option 3 | Stage 1: syncons at Parkes | 1 | $ | -4873593.1293 | 0 | 0 | 0 | 0 | -546997.33 | -546997.33 | -546997.33 | -546997.33 | -546997.33 | -546997.33 | -546997.33 | -546997.33 | -546997.33 | -546997.33 | -546997.33 | -546997.33 | -546997.33 | -546997.33 | -546997.33 | -546997.33
Option 3 | Stage 2: line | 1 | $ | -6366351.6045 | 0 | 0 | 0 | 0 | 0 | 0 | 0 | 0 | 0 | -1207329.02 | -1207329.02 | -1207329.02 | -1207329.02 | -1207329.02 | -1207329.02 | -1207329.02 | -1207329.02 | -1207329.02 | -1207329.02 | -1207329.02
Option 4 | Stage 1: SVC at Panorama | 1 | $ | -2615224.714 | 0 | 0 | 0 | 0 | -293524.9 | -293524.9 | -293524.9 | -293524.9 | -293524.9 | -293524.9 | -293524.9 | -293524.9 | -293524.9 | -293524.9 | -293524.9 | -293524.9 | -293524.9 | -293524.9 | -293524.9 | -293524.9
Option 4 | Stage 1: syncons at Parkes | 1 | $ | -4873593.1293 | 0 | 0 | 0 | 0 | -546997.33 | -546997.33 | -546997.33 | -546997.33 | -546997.33 | -546997.33 | -546997.33 | -546997.33 | -546997.33 | -546997.33 | -546997.33 | -546997.33 | -546997.33 | -546997.33 | -546997.33 | -546997.33
Option 4 | Stage 2: line | 1 | $ | -1695082.3322 | 0 | 0 | 0 | 0 | 0 | 0 | 0 | 0 | 0 | -321459.1682 | -321459.1682 | -321459.1682 | -321459.1682 | -321459.1682 | -321459.1682 | -321459.1682 | -321459.1682 | -321459.1682 | -321459.1682 | -321459.1682
Option 4 | Stage 2: substation (inc. the 2 TFs) | 1 | $ | -4795242.6186 | 0 | 0 | 0 | 0 | 0 | 0 | 0 | 0 | 0 | -909380.4318 | -909380.4318 | -909380.4318 | -909380.4318 | -909380.4318 | -909380.4318 | -909380.4318 | -909380.4318 | -909380.4318 | -909380.4318 | -909380.4318
Option 4 | Stage 3: syncon | 1 | $ | 0 | 0 | 0 | 0 | 0 | 0 | 0 | 0 | 0 | 0 | 0 | 0 | 0 | 0 | 0 | 0 | 0 | 0 | 0 | 0 | 0
Option 5 | Stage 1: Parkes syncon | 1 | $ |  | 2023: Redacted to preserve confidentiality
Option 5 | Stage 1: Panorama BESS | 1 | $ |  | 2023: Redacted to preserve confidentiality
Option 5 | Stage 1: Parkes BESS | 1 | $ |  | 2023: Redacted to preserve confidentiality
Option 5 | Reinvestment: Panorama BESS | 1 | $ |  | 2023: Redacted to preserve confidentiality
Option 5 | Reinvestment: Parkes BESS | 1 | $ |  | 2023: Redacted to preserve confidentiality
Option 5 | Stage 2: line | 1 | $ |  | 2023: Redacted to preserve confidentiality
Option 6 | Stage 1: Parkes syncon | 1 | $ |  | 2023: Redacted to preserve confidentiality
Option 6 | Stage 1: Panorama BESS | 1 | $ |  | 2023: Redacted to preserve confidentiality
Option 6 | Stage 1: Parkes BESS | 1 | $ |  | 2023: Redacted to preserve confidentiality
Option 6 | Reinvestment: Panorama BESS | 1 | $ |  | 2023: Redacted to preserve confidentiality
Option 6 | Reinvestment: Parkes BESS | 1 | $ |  | 2023: Redacted to preserve confidentiality
Option 6 | Stage 2: line | 1 | $ |  | 2023: Redacted to preserve confidentiality
Option 6 | Stage 2: substation (inc. the 2 TFs) | 1 | $ |  | 2023: Redacted to preserve confidentiality
Option 6 | Stage 3: syncon | 1 | $ |  | 2023: Redacted to preserve confidentiality
Option 7A | Stage 1: Parkes - PV and BESS | 0 | $ |  | 2023: Redacted to preserve confidentiality
Option 7A | Stage 1: Panorama - BESS | 0 | $ |  | 2023: Redacted to preserve confidentiality
Option 7A | Reinvestment: Parkes - PV and BESS | 0 | $ |  | 2023: Redacted to preserve confidentiality
Option 7A | Reinvestment: Panorama - BESS | 0 | $ |  | 2023: Redacted to preserve confidentiality
Option 7A | Stage 2: line (same as Option 3 stage 2) | 1 | $ |  | 2023: Redacted to preserve confidentiality
Option 7B | Stage 1: QPSF1 - PV - Night time only | 0 | $ |  | 2023: Redacted to preserve confidentiality
Option 7B | Stage 1: QPSF2 - PV - Day and Night time | 0 | $ |  | 2023: Redacted to preserve confidentiality
Option 7B | Stage 1: QPSF2 - BESS | 0 | $ |  | 2023: Redacted to preserve confidentiality
Option 7B | Stage 1: PAN BESS | 0 | $ |  | 2023: Redacted to preserve confidentiality
Option 7B | Stage 2: line (same as Option 3 stage 2) | 1 | $ |  | 2023: Redacted to preserve confidentiality
Option 7C | Stage 1: Panorama - BESS | 0 | $ |  | 2023: Redacted to preserve confidentiality
Option 7C | Stage 1: Parkes - syncons (same as Option 3 stage 1) | 1 | $ |  | 2023: Redacted to preserve confidentiality
Option 7C | Reinvestment: Panorama - BESS | 0 | $ |  | 2023: Redacted to preserve confidentiality
Option 7C | Stage 2: line (same as Option 3 stage 2) | 1 | $ |  | 2023: Redacted to preserve confidentiality
Option 7D | Stage 1: Parkes BESS | 0 | $ |  | 2023: Redacted to preserve confidentiality
Option 7D | Stage 1: Panorama BESS | 0 | $ |  | 2023: Redacted to preserve confidentiality
Option 7D | Reinvestment: Parkes BESS | 0 | $ |  | 2023: Redacted to preserve confidentiality
Option 7D | Reinvestment: Panorama BESS | 0 | $ |  | 2023: Redacted to preserve confidentiality
Option 7D | Stage 1: Parkes - STATCOM | 0 | $ |  | 2023: Redacted to preserve confidentiality
Option 7D | Stage 1: Panorama - STATCOM | 0 | $ |  | 2023: Redacted to preserve confidentiality
Option 7D | Stage 2: line (same as Option 3 stage 2) | 1 | $ |  | 2023: Redacted to preserve confidentiality
Option 7E | Stage 1: Parkes - syncon (same as Option 5 stage 1) | 1 | $ |  | 2023: Redacted to preserve confidentiality
Option 7E | Stage 1: Panorama - BESS | 0 | $ |  | 2023: Redacted to preserve confidentiality
Option 7E | Stage 1: Parkes - BESS | 0 | $ |  | 2023: Redacted to preserve confidentiality
Option 7E | Stage 2: line (same as Option 3 stage 2) | 1 | $ |  | 2023: Redacted to preserve confidentiality
Biodiversity offset costs | Bio costs component | 0 | $
Option 1A/1B | Stage 1: line | 1 | $ | 0 | 0 | 0 | 0 | 0 | 0 | 0 | 0 | 0 | 0 | 0 | 0 | 0 | 0 | 0 | 0 | 0 | 0 | 0 | 0 | 0
Option 1A/1B | Stage 1: substation (inc. the 2 TFs) | 1 | $ | 0 | 0 | 0 | 0 | 0 | 0 | 0 | 0 | 0 | 0 | 0 | 0 | 0 | 0 | 0 | 0 | 0 | 0 | 0 | 0 | 0
Option 1C | Stage 2: line | 1 | $ | 0 | 0 | 0 | 0 | 0 | 0 | 0 | 0 | 0 | 0 | 0 | 0 | 0 | 0 | 0 | 0 | 0 | 0 | 0 | 0 | 0
Option 1C | Stage 2: substation (inc. the 2 TFs) | 1 | $ | 0 | 0 | 0 | 0 | 0 | 0 | 0 | 0 | 0 | 0 | 0 | 0 | 0 | 0 | 0 | 0 | 0 | 0 | 0 | 0 | 0
Option 4 | Stage 2: line | 1 | $ | 0 | 0 | 0 | 0 | 0 | 0 | 0 | 0 | 0 | 0 | 0 | 0 | 0 | 0 | 0 | 0 | 0 | 0 | 0 | 0 | 0
Option 4 | Stage 2: substation (inc. the 2 TFs) | 1 | $ | 0 | 0 | 0 | 0 | 0 | 0 | 0 | 0 | 0 | 0 | 0 | 0 | 0 | 0 | 0 | 0 | 0 | 0 | 0 | 0 | 0
Option 6 | Stage 2: line | 1 | $ |  | 2023: Redacted to preserve confidentiality
Option 6 | Stage 2: substation (inc. the 2 TFs) | 1 | $ |  | 2023: Redacted to preserve confidentiality
Property allowances | Property allowances component | 0 | $
Option 1A/1B | Stage 1: line | 1 | $ | 0 | 0 | 0 | 0 | 0 | 0 | 0 | 0 | 0 | 0 | 0 | 0 | 0 | 0 | 0 | 0 | 0 | 0 | 0 | 0 | 0
Option 1A/1B | Stage 1: substation (inc. the 2 TFs) | 1 | $ | 0 | 0 | 0 | 0 | 0 | 0 | 0 | 0 | 0 | 0 | 0 | 0 | 0 | 0 | 0 | 0 | 0 | 0 | 0 | 0 | 0
Option 1C | Stage 2: line | 1 | $ | 0 | 0 | 0 | 0 | 0 | 0 | 0 | 0 | 0 | 0 | 0 | 0 | 0 | 0 | 0 | 0 | 0 | 0 | 0 | 0 | 0
Option 1C | Stage 2: substation (inc. the 2 TFs) | 1 | $ | 0 | 0 | 0 | 0 | 0 | 0 | 0 | 0 | 0 | 0 | 0 | 0 | 0 | 0 | 0 | 0 | 0 | 0 | 0 | 0 | 0
Option 4 | Stage 2: line | 1 | $ | 0 | 0 | 0 | 0 | 0 | 0 | 0 | 0 | 0 | 0 | 0 | 0 | 0 | 0 | 0 | 0 | 0 | 0 | 0 | 0 | 0
Option 4 | Stage 2: substation (inc. the 2 TFs) | 1 | $ | 0 | 0 | 0 | 0 | 0 | 0 | 0 | 0 | 0 | 0 | 0 | 0 | 0 | 0 | 0 | 0 | 0 | 0 | 0 | 0 | 0
Option 6 | Stage 2: line | 1 | $ |  | 2023: Redacted to preserve confidentiality
Option 6 | Stage 2: substation (inc. the 2 TFs) | 1 | $ |  | 2023: Redacted to preserve confidentiality
Land purchase | Land purchase component | 0 | $
Option 7A | Stage 1: Parkes - PV and BESS | 0 | $ |  | 2023: Redacted to preserve confidentiality
Option 7A | Stage 1: Panorama - BESS | 0 | $ |  | 2023: Redacted to preserve confidentiality
Option 7B | Stage 1: Parkes - QPSF1 - PV - Night time only | 0 | $ |  | 2023: Redacted to preserve confidentiality
Option 7B | Stage 1: Parkes - QPSF2 - PV - Day and Night time | 0 | $ |  | 2023: Redacted to preserve confidentiality
Option 7B | Stage 1: Parkes - QPSF2 - BESS | 0 | $ |  | 2023: Redacted to preserve confidentiality
Option 7B | Stage 1: Panorama - BESS | 0 | $ |  | 2023: Redacted to preserve confidentiality
Option 7C | Stage 1: Panorama - BESS | 0 | $ |  | 2023: Redacted to preserve confidentiality
Option 7D | Stage 1: Parkes - BESS | 0 | $ |  | 2023: Redacted to preserve confidentiality
Option 7D | Stage 1: Panorama - BESS | 0 | $ |  | 2023: Redacted to preserve confidentiality
Option 7E | Stage 1: Panorama - BESS | 0 | $ |  | 2023: Redacted to preserve confidentiality
Option 7E | Stage 1: Parkes - BESS | 0 | $ |  | 2023: Redacted to preserve confidentiality
TNSP operating expenditure
Option |  |  | Unit | PV | 2023 | 2024 | 2025 | 2026 | 2027 | 2028 | 2029 | 2030 | 2031 | 2032 | 2033 | 2034 | 2035 | 2036 | 2037 | 2038 | 2039 | 2040 | 2041 | 2042
Option 1A/1B |  |  | $ | -18979755.9069 | 0 | 0 | 0 | 0 | 0 | -1230839.6 | -2458374.13 | -2458374.13 | -2458374.13 | -2458374.13 | -2458374.13 | -2458374.13 | -2458374.13 | -2458374.13 | -2458374.13 | -2458374.13 | -2458374.13 | -2458374.13 | -2458374.13 | -2458374.13
Option 1C |  |  | $ | -13809676.4046 | 0 | 0 | 0 | 0 | -279313.55 | -1510153.15 | -1510153.15 | -1510153.15 | -1510153.15 | -1765826.66 | -1765826.66 | -1765826.66 | -1765826.66 | -1765826.66 | -1765826.66 | -1765826.66 | -1765826.66 | -1765826.66 | -1765826.66 | -1765826.66
Option 3 |  |  | $ | -13855169.4479 | 0 | 0 | 0 | 0 | -840522.23 | -840522.23 | -840522.23 | -840522.23 | -840522.23 | -2047851.25 | -2047851.25 | -2047851.25 | -2047851.25 | -2047851.25 | -2047851.25 | -2047851.25 | -2047851.25 | -2047851.25 | -2047851.25 | -2047851.25
Option 4 |  |  | $ | -13979142.7942 | 0 | 0 | 0 | 0 | -840522.23 | -840522.23 | -840522.23 | -840522.23 | -840522.23 | -2071361.83 | -2071361.83 | -2071361.83 | -2071361.83 | -2071361.83 | -2071361.83 | -2071361.83 | -2071361.83 | -2071361.83 | -2071361.83 | -2071361.83
Option 5 |  |  | $ | -18824898.903 | 0 | 0 | 0 | 0 | -1398309.61 | -1398309.61 | -1398309.61 | -1398309.61 | -1398309.61 | -2605638.63 | -2605638.63 | -2605638.63 | -2605638.63 | -2605638.63 | -2605638.63 | -2605638.63 | -2605638.63 | -2605638.63 | -2605638.63 | -2605638.63
Option 6 |  |  | $ | -18948872.2493 | 0 | 0 | 0 | 0 | -1398309.61 | -1398309.61 | -1398309.61 | -1398309.61 | -1398309.61 | -2629149.21 | -2629149.21 | -2629149.21 | -2629149.21 | -2629149.21 | -2629149.21 | -2629149.21 | -2629149.21 | -2629149.21 | -2629149.21 | -2629149.21
Option 7A |  |  | $ | -6366351.6045 | 0 | 0 | 0 | 0 | 0 | 0 | 0 | 0 | 0 | -1207329.02 | -1207329.02 | -1207329.02 | -1207329.02 | -1207329.02 | -1207329.02 | -1207329.02 | -1207329.02 | -1207329.02 | -1207329.02 | -1207329.02
Option 7B |  |  | $ | -6366351.6045 | 0 | 0 | 0 | 0 | 0 | 0 | 0 | 0 | 0 | -1207329.02 | -1207329.02 | -1207329.02 | -1207329.02 | -1207329.02 | -1207329.02 | -1207329.02 | -1207329.02 | -1207329.02 | -1207329.02 | -1207329.02
Option 7C |  |  | $ | -11239944.7338 | 0 | 0 | 0 | 0 | -546997.33 | -546997.33 | -546997.33 | -546997.33 | -546997.33 | -1754326.35 | -1754326.35 | -1754326.35 | -1754326.35 | -1754326.35 | -1754326.35 | -1754326.35 | -1754326.35 | -1754326.35 | -1754326.35 | -1754326.35
Option 7D |  |  | $ | -6366351.6045 | 0 | 0 | 0 | 0 | 0 | 0 | 0 | 0 | 0 | -1207329.02 | -1207329.02 | -1207329.02 | -1207329.02 | -1207329.02 | -1207329.02 | -1207329.02 | -1207329.02 | -1207329.02 | -1207329.02 | -1207329.02
Option 7E |  |  | $ | -9992940.3917 | 0 | 0 | 0 | 0 | -407037.34 | -407037.34 | -407037.34 | -407037.34 | -407037.34 | -1614366.36 | -1614366.36 | -1614366.36 | -1614366.36 | -1614366.36 | -1614366.36 | -1614366.36 | -1614366.36 | -1614366.36 | -1614366.36 | -1614366.36
TNSP NNO operating expenditure
Option |  |  | Unit | PV | 2023 | 2024 | 2025 | 2026 | 2027 | 2028 | 2029 | 2030 | 2031 | 2032 | 2033 | 2034 | 2035 | 2036 | 2037 | 2038 | 2039 | 2040 | 2041 | 2042
Option 1A/1B |  |  | $ | 0 | 0 | 0 | 0 | 0 | 0 | 0 | 0 | 0 | 0 | 0 | 0 | 0 | 0 | 0 | 0 | 0 | 0 | 0 | 0 | 0
Option 1C |  |  | $ | 0 | 0 | 0 | 0 | 0 | 0 | 0 | 0 | 0 | 0 | 0 | 0 | 0 | 0 | 0 | 0 | 0 | 0 | 0 | 0 | 0
Option 3 |  |  | $ | 0 | 0 | 0 | 0 | 0 | 0 | 0 | 0 | 0 | 0 | 0 | 0 | 0 | 0 | 0 | 0 | 0 | 0 | 0 | 0 | 0
Option 4 |  |  | $ | 0 | 0 | 0 | 0 | 0 | 0 | 0 | 0 | 0 | 0 | 0 | 0 | 0 | 0 | 0 | 0 | 0 | 0 | 0 | 0 | 0
Option 5 |  |  | $ |  | 2023: Redacted to preserve confidentiality
Option 6 |  |  | $ |  | 2023: Redacted to preserve confidentiality
Option 7A |  |  | $ |  | 2023: Redacted to preserve confidentiality
Option 7B |  |  | $ |  | 2023: Redacted to preserve confidentiality
Option 7C |  |  | $ |  | 2023: Redacted to preserve confidentiality
Option 7D |  |  | $ |  | 2023: Redacted to preserve confidentiality
Option 7E |  |  | $ |  | 2023: Redacted to preserve confidentiality
NNO operating expenditure
Option |  |  | Unit | PV | 2023 | 2024 | 2025 | 2026 | 2027 | 2028 | 2029 | 2030 | 2031 | 2032 | 2033 | 2034 | 2035 | 2036 | 2037 | 2038 | 2039 | 2040 | 2041 | 2042
Option 1A/1B |  |  | $ | 0 | 0 | 0 | 0 | 0 | 0 | 0 | 0 | 0 | 0 | 0 | 0 | 0 | 0 | 0 | 0 | 0 | 0 | 0 | 0 | 0
Option 1C |  |  | $ | 0 | 0 | 0 | 0 | 0 | 0 | 0 | 0 | 0 | 0 | 0 | 0 | 0 | 0 | 0 | 0 | 0 | 0 | 0 | 0 | 0
Option 3 |  |  | $ | 0 | 0 | 0 | 0 | 0 | 0 | 0 | 0 | 0 | 0 | 0 | 0 | 0 | 0 | 0 | 0 | 0 | 0 | 0 | 0 | 0
Option 4 |  |  | $ | 0 | 0 | 0 | 0 | 0 | 0 | 0 | 0 | 0 | 0 | 0 | 0 | 0 | 0 | 0 | 0 | 0 | 0 | 0 | 0 | 0
Option 5 |  |  | $ |  | 2023: Redacted to preserve confidentiality
Option 6 |  |  | $ |  | 2023: Redacted to preserve confidentiality
Option 7A |  |  | $ |  | 2023: Redacted to preserve confidentiality
Option 7B |  |  | $ |  | 2023: Redacted to preserve confidentiality
Option 7C |  |  | $ |  | 2023: Redacted to preserve confidentiality
Option 7D |  |  | $ |  | 2023: Redacted to preserve confidentiality
Option 7E |  |  | $ |  | 2023: Redacted to preserve confidentiality
Avoided fuel consumption from generation dispatch
Option |  |  | Unit | PV | 2023 | 2024 | 2025 | 2026 | 2027 | 2028 | 2029 | 2030 | 2031 | 2032 | 2033 | 2034 | 2035 | 2036 | 2037 | 2038 | 2039 | 2040 | 2041 | 2042
Option 1A/1B |  |  | $ | 0 | 0 | 0 | 0 | 0 | 0 | 0 | 0 | 0 | 0 | 0 | 0 | 0 | 0 | 0 | 0 | 0 | 0 | 0 | 0 | 0
Option 1C |  |  | $ | 0 | 0 | 0 | 0 | 0 | 0 | 0 | 0 | 0 | 0 | 0 | 0 | 0 | 0 | 0 | 0 | 0 | 0 | 0 | 0 | 0
Option 3 |  |  | $ | 0 | 0 | 0 | 0 | 0 | 0 | 0 | 0 | 0 | 0 | 0 | 0 | 0 | 0 | 0 | 0 | 0 | 0 | 0 | 0 | 0
Option 4 |  |  | $ | 0 | 0 | 0 | 0 | 0 | 0 | 0 | 0 | 0 | 0 | 0 | 0 | 0 | 0 | 0 | 0 | 0 | 0 | 0 | 0 | 0
Option 5 |  |  | $ |  | 2023: Redacted to preserve confidentiality
Option 6 |  |  | $ |  | 2023: Redacted to preserve confidentiality
Option 7A |  |  | $ |  | 2023: Redacted to preserve confidentiality
Option 7B |  |  | $ |  | 2023: Redacted to preserve confidentiality
Option 7C |  |  | $ |  | 2023: Redacted to preserve confidentiality
Option 7D |  |  | $ |  | 2023: Redacted to preserve confidentiality
Option 7E |  |  | $ |  | 2023: Redacted to preserve confidentiality
Avoided voluntary load curtailment
Option |  |  | Unit | PV | 2023 | 2024 | 2025 | 2026 | 2027 | 2028 | 2029 | 2030 | 2031 | 2032 | 2033 | 2034 | 2035 | 2036 | 2037 | 2038 | 2039 | 2040 | 2041 | 2042
Option 1A/1B |  |  | $ | 0 | 0 | 0 | 0 | 0 | 0 | 0 | 0 | 0 | 0 | 0 | 0 | 0 | 0 | 0 | 0 | 0 | 0 | 0 | 0 | 0
Option 1C |  |  | $ | 0 | 0 | 0 | 0 | 0 | 0 | 0 | 0 | 0 | 0 | 0 | 0 | 0 | 0 | 0 | 0 | 0 | 0 | 0 | 0 | 0
Option 3 |  |  | $ | 0 | 0 | 0 | 0 | 0 | 0 | 0 | 0 | 0 | 0 | 0 | 0 | 0 | 0 | 0 | 0 | 0 | 0 | 0 | 0 | 0
Option 4 |  |  | $ | 0 | 0 | 0 | 0 | 0 | 0 | 0 | 0 | 0 | 0 | 0 | 0 | 0 | 0 | 0 | 0 | 0 | 0 | 0 | 0 | 0
Option 5 |  |  | $ |  | 2023: Redacted to preserve confidentiality
Option 6 |  |  | $ |  | 2023: Redacted to preserve confidentiality
Option 7A |  |  | $ |  | 2023: Redacted to preserve confidentiality
Option 7B |  |  | $ |  | 2023: Redacted to preserve confidentiality
Option 7C |  |  | $ |  | 2023: Redacted to preserve confidentiality
Option 7D |  |  | $ |  | 2023: Redacted to preserve confidentiality
Option 7E |  |  | $ |  | 2023: Redacted to preserve confidentiality
Avoided involuntary load shedding - outside of CW NSW
Option |  |  | Unit | PV | 2023 | 2024 | 2025 | 2026 | 2027 | 2028 | 2029 | 2030 | 2031 | 2032 | 2033 | 2034 | 2035 | 2036 | 2037 | 2038 | 2039 | 2040 | 2041 | 2042
Option 1A/1B |  |  | $ | 0 | 0 | 0 | 0 | 0 | 0 | 0 | 0 | 0 | 0 | 0 | 0 | 0 | 0 | 0 | 0 | 0 | 0 | 0 | 0 | 0
Option 1C |  |  | $ | 0 | 0 | 0 | 0 | 0 | 0 | 0 | 0 | 0 | 0 | 0 | 0 | 0 | 0 | 0 | 0 | 0 | 0 | 0 | 0 | 0
Option 3 |  |  | $ | 0 | 0 | 0 | 0 | 0 | 0 | 0 | 0 | 0 | 0 | 0 | 0 | 0 | 0 | 0 | 0 | 0 | 0 | 0 | 0 | 0
Option 4 |  |  | $ | 0 | 0 | 0 | 0 | 0 | 0 | 0 | 0 | 0 | 0 | 0 | 0 | 0 | 0 | 0 | 0 | 0 | 0 | 0 | 0 | 0
Option 5 |  |  | $ |  | 2023: Redacted to preserve confidentiality
Option 6 |  |  | $ |  | 2023: Redacted to preserve confidentiality
Option 7A |  |  | $ |  | 2023: Redacted to preserve confidentiality
Option 7B |  |  | $ |  | 2023: Redacted to preserve confidentiality
Option 7C |  |  | $ |  | 2023: Redacted to preserve confidentiality
Option 7D |  |  | $ |  | 2023: Redacted to preserve confidentiality
Option 7E |  |  | $ |  | 2023: Redacted to preserve confidentiality
Avoided involuntary load shedding in CW NSW
Option |  |  | Unit | PV | 2023 | 2024 | 2025 | 2026 | 2027 | 2028 | 2029 | 2030 | 2031 | 2032 | 2033 | 2034 | 2035 | 2036 | 2037 | 2038 | 2039 | 2040 | 2041 | 2042
Option 1A/1B |  |  | $ | 263957144.5375 | 0 | 0 | 0 | 0 | 0 | 344981431.3166 | 0 | 0 | 0 | 0 | 0 | 0 | 0 | 0 | 0 | 0 | 0 | 0 | 0 | 0
Option 1C |  |  | $ | 440604293.2605 | 0 | 0 | 0 | 0 | 218798652.317 | 345019611.7493 | 0 | 0 | 0 | 0 | 0 | 0 | 0 | 0 | 0 | 0 | 0 | 0 | 0 | 0
Option 3 |  |  | $ | 451039025.6102 | 0 | 0 | 0 | 0 | 231725455.9745 | 345019611.7493 | 0 | 0 | 0 | 0 | 0 | 0 | 0 | 0 | 0 | 0 | 0 | 0 | 0 | 0
Option 4 |  |  | $ | 451039025.6102 | 0 | 0 | 0 | 0 | 231725455.9745 | 345019611.7493 | 0 | 0 | 0 | 0 | 0 | 0 | 0 | 0 | 0 | 0 | 0 | 0 | 0 | 0
Option 5 |  |  | $ |  | 2023: Redacted to preserve confidentiality
Option 6 |  |  | $ |  | 2023: Redacted to preserve confidentiality
Option 7A |  |  | $ |  | 2023: Redacted to preserve confidentiality
Option 7B |  |  | $ |  | 2023: Redacted to preserve confidentiality
Option 7C |  |  | $ |  | 2023: Redacted to preserve confidentiality
Option 7D |  |  | $ |  | 2023: Redacted to preserve confidentiality
Option 7E |  |  | $ |  | 2023: Redacted to preserve confidentiality
Avoided costs for non RIT-T proponent parties
Option |  |  | Unit | PV | 2023 | 2024 | 2025 | 2026 | 2027 | 2028 | 2029 | 2030 | 2031 | 2032 | 2033 | 2034 | 2035 | 2036 | 2037 | 2038 | 2039 | 2040 | 2041 | 2042
Option 1A/1B |  |  | $ | 0 | 0 | 0 | 0 | 0 | 0 | 0 | 0 | 0 | 0 | 0 | 0 | 0 | 0 | 0 | 0 | 0 | 0 | 0 | 0 | 0
Option 1C |  |  | $ | 0 | 0 | 0 | 0 | 0 | 0 | 0 | 0 | 0 | 0 | 0 | 0 | 0 | 0 | 0 | 0 | 0 | 0 | 0 | 0 | 0
Option 3 |  |  | $ | 0 | 0 | 0 | 0 | 0 | 0 | 0 | 0 | 0 | 0 | 0 | 0 | 0 | 0 | 0 | 0 | 0 | 0 | 0 | 0 | 0
Option 4 |  |  | $ | 0 | 0 | 0 | 0 | 0 | 0 | 0 | 0 | 0 | 0 | 0 | 0 | 0 | 0 | 0 | 0 | 0 | 0 | 0 | 0 | 0
Option 5 |  |  | $ |  | 2023: Redacted to preserve confidentiality
Option 6 |  |  | $ |  | 2023: Redacted to preserve confidentiality
Option 7A |  |  | $ |  | 2023: Redacted to preserve confidentiality
Option 7B |  |  | $ |  | 2023: Redacted to preserve confidentiality
Option 7C |  |  | $ |  | 2023: Redacted to preserve confidentiality
Option 7D |  |  | $ |  | 2023: Redacted to preserve confidentiality
Option 7E |  |  | $ |  | 2023: Redacted to preserve confidentiality
Avoided unrelated TNSP expenditure
Option |  |  | Unit | PV | 2023 | 2024 | 2025 | 2026 | 2027 | 2028 | 2029 | 2030 | 2031 | 2032 | 2033 | 2034 | 2035 | 2036 | 2037 | 2038 | 2039 | 2040 | 2041 | 2042
Option 1A/1B |  |  | $ | 0 | 0 | 0 | 0 | 0 | 0 | 0 | 0 | 0 | 0 | 0 | 0 | 0 | 0 | 0 | 0 | 0 | 0 | 0 | 0 | 0
Option 1C |  |  | $ | 0 | 0 | 0 | 0 | 0 | 0 | 0 | 0 | 0 | 0 | 0 | 0 | 0 | 0 | 0 | 0 | 0 | 0 | 0 | 0 | 0
Option 3 |  |  | $ | 0 | 0 | 0 | 0 | 0 | 0 | 0 | 0 | 0 | 0 | 0 | 0 | 0 | 0 | 0 | 0 | 0 | 0 | 0 | 0 | 0
Option 4 |  |  | $ | 0 | 0 | 0 | 0 | 0 | 0 | 0 | 0 | 0 | 0 | 0 | 0 | 0 | 0 | 0 | 0 | 0 | 0 | 0 | 0 | 0
Option 5 |  |  | $ |  | 2023: Redacted to preserve confidentiality
Option 6 |  |  | $ |  | 2023: Redacted to preserve confidentiality
Option 7A |  |  | $ |  | 2023: Redacted to preserve confidentiality
Option 7B |  |  | $ |  | 2023: Redacted to preserve confidentiality
Option 7C |  |  | $ |  | 2023: Redacted to preserve confidentiality
Option 7D |  |  | $ |  | 2023: Redacted to preserve confidentiality
Option 7E |  |  | $ |  | 2023: Redacted to preserve confidentiality
NNO receipts received from TNSP
Option |  |  | Unit | PV | 2023 | 2024 | 2025 | 2026 | 2027 | 2028 | 2029 | 2030 | 2031 | 2032 | 2033 | 2034 | 2035 | 2036 | 2037 | 2038 | 2039 | 2040 | 2041 | 2042
Option 1A/1B |  |  | $ | 0 | 0 | 0 | 0 | 0 | 0 | 0 | 0 | 0 | 0 | 0 | 0 | 0 | 0 | 0 | 0 | 0 | 0 | 0 | 0 | 0
Option 1C |  |  | $ | 0 | 0 | 0 | 0 | 0 | 0 | 0 | 0 | 0 | 0 | 0 | 0 | 0 | 0 | 0 | 0 | 0 | 0 | 0 | 0 | 0
Option 3 |  |  | $ | 0 | 0 | 0 | 0 | 0 | 0 | 0 | 0 | 0 | 0 | 0 | 0 | 0 | 0 | 0 | 0 | 0 | 0 | 0 | 0 | 0
Option 4 |  |  | $ | 0 | 0 | 0 | 0 | 0 | 0 | 0 | 0 | 0 | 0 | 0 | 0 | 0 | 0 | 0 | 0 | 0 | 0 | 0 | 0 | 0
Option 5 |  |  | $ |  | 2023: Redacted to preserve confidentiality
Option 6 |  |  | $ |  | 2023: Redacted to preserve confidentiality
Option 7A |  |  | $ |  | 2023: Redacted to preserve confidentiality
Option 7B |  |  | $ |  | 2023: Redacted to preserve confidentiality
Option 7C |  |  | $ |  | 2023: Redacted to preserve confidentiality
Option 7D |  |  | $ |  | 2023: Redacted to preserve confidentiality
Option 7E |  |  | $ |  | 2023: Redacted to preserve confidentiality
Payback analysis
[5 empty] | 0 | 1 | 2 | 3 | 4 | 5 | 6 | 7 | 8 | 9 | 10 | 11 | 12 | 13 | 14 | 15 | 16 | 17 | 18 | 19
[5 empty] | 1 | 1.055 | 1.113 | 1.1742 | 1.2388 | 1.307 | 1.3788 | 1.4547 | 1.5347 | 1.6191 | 1.7081 | 1.8021 | 1.9012 | 2.0058 | 2.1161 | 2.2325 | 2.3553 | 2.4848 | 2.6215 | 2.7656
PV gross benefits
Option |  |  | Unit | PV | 2023 | 2024 | 2025 | 2026 | 2027 | 2028 | 2029 | 2030 | 2031 | 2032 | 2033 | 2034 | 2035 | 2036 | 2037 | 2038 | 2039 | 2040 | 2041 | 2042
Option 1A/1B |  |  | $ |  | 0 | 0 | 0 | 0 | 0 | 263957144.5375 | 0 | 0 | 0 | 0 | 0 | 0 | 0 | 0 | 0 | 0 | 0 | 0 | 0 | 0
Option 1C |  |  | $ |  | 0 | 0 | 0 | 0 | 176617935.5623 | 263986357.6983 | 0 | 0 | 0 | 0 | 0 | 0 | 0 | 0 | 0 | 0 | 0 | 0 | 0 | 0
Option 3 |  |  | $ |  | 0 | 0 | 0 | 0 | 187052667.912 | 263986357.6983 | 0 | 0 | 0 | 0 | 0 | 0 | 0 | 0 | 0 | 0 | 0 | 0 | 0 | 0
Option 4 |  |  | $ |  | 0 | 0 | 0 | 0 | 187052667.912 | 263986357.6983 | 0 | 0 | 0 | 0 | 0 | 0 | 0 | 0 | 0 | 0 | 0 | 0 | 0 | 0
Option 5 |  |  | $ |  | 2023: Redacted to preserve confidentiality
Option 6 |  |  | $ |  | 2023: Redacted to preserve confidentiality
Option 7A |  |  | $ |  | 2023: Redacted to preserve confidentiality
Option 7B |  |  | $ |  | 2023: Redacted to preserve confidentiality
Option 7C |  |  | $ |  | 2023: Redacted to preserve confidentiality
Option 7D |  |  | $ |  | 2023: Redacted to preserve confidentiality
Option 7E |  |  | $ |  | 2023: Redacted to preserve confidentiality
Cumulative PV gross benefits
Option |  |  | Unit | PV | 2023 | 2024 | 2025 | 2026 | 2027 | 2028 | 2029 | 2030 | 2031 | 2032 | 2033 | 2034 | 2035 | 2036 | 2037 | 2038 | 2039 | 2040 | 2041 | 2042
Option 1A/1B |  |  | $ |  | 0 | 0 | 0 | 0 | 0 | 263957144.5375 | 263957144.5375 | 263957144.5375 | 263957144.5375 | 263957144.5375 | 263957144.5375 | 263957144.5375 | 263957144.5375 | 263957144.5375 | 263957144.5375 | 263957144.5375 | 263957144.5375 | 263957144.5375 | 263957144.5375 | 263957144.5375
Option 1C |  |  | $ |  | 0 | 0 | 0 | 0 | 176617935.5623 | 440604293.2605 | 440604293.2605 | 440604293.2605 | 440604293.2605 | 440604293.2605 | 440604293.2605 | 440604293.2605 | 440604293.2605 | 440604293.2605 | 440604293.2605 | 440604293.2605 | 440604293.2605 | 440604293.2605 | 440604293.2605 | 440604293.2605
Option 3 |  |  | $ |  | 0 | 0 | 0 | 0 | 187052667.912 | 451039025.6102 | 451039025.6102 | 451039025.6102 | 451039025.6102 | 451039025.6102 | 451039025.6102 | 451039025.6102 | 451039025.6102 | 451039025.6102 | 451039025.6102 | 451039025.6102 | 451039025.6102 | 451039025.6102 | 451039025.6102 | 451039025.6102
Option 4 |  |  | $ |  | 0 | 0 | 0 | 0 | 187052667.912 | 451039025.6102 | 451039025.6102 | 451039025.6102 | 451039025.6102 | 451039025.6102 | 451039025.6102 | 451039025.6102 | 451039025.6102 | 451039025.6102 | 451039025.6102 | 451039025.6102 | 451039025.6102 | 451039025.6102 | 451039025.6102 | 451039025.6102
Option 5 |  |  | $ |  | 2023: Redacted to preserve confidentiality
Option 6 |  |  | $ |  | 2023: Redacted to preserve confidentiality
Option 7A |  |  | $ |  | 2023: Redacted to preserve confidentiality
Option 7B |  |  | $ |  | 2023: Redacted to preserve confidentiality
Option 7C |  |  | $ |  | 2023: Redacted to preserve confidentiality
Option 7D |  |  | $ |  | 2023: Redacted to preserve confidentiality
Option 7E |  |  | $ |  | 2023: Redacted to preserve confidentiality
Total cost
Option |  |  | Unit | PV | 2023 | 2024 | 2025 | 2026 | 2027 | 2028 | 2029 | 2030 | 2031 | 2032 | 2033 | 2034 | 2035 | 2036 | 2037 | 2038 | 2039 | 2040 | 2041 | 2042
Option 1A/1B |  |  | $ |  | 190516397.0701 | 190516397.0701 | 190516397.0701 | 190516397.0701 | 190516397.0701 | 190516397.0701 | 190516397.0701 | 190516397.0701 | 190516397.0701 | 190516397.0701 | 190516397.0701 | 190516397.0701 | 190516397.0701 | 190516397.0701 | 190516397.0701 | 190516397.0701 | 190516397.0701 | 190516397.0701 | 190516397.0701 | 190516397.0701
Option 1C |  |  | $ |  | 145186665.9316 | 145186665.9316 | 145186665.9316 | 145186665.9316 | 145186665.9316 | 145186665.9316 | 145186665.9316 | 145186665.9316 | 145186665.9316 | 145186665.9316 | 145186665.9316 | 145186665.9316 | 145186665.9316 | 145186665.9316 | 145186665.9316 | 145186665.9316 | 145186665.9316 | 145186665.9316 | 145186665.9316 | 145186665.9316
Option 3 |  |  | $ |  | 128522447.5076 | 128522447.5076 | 128522447.5076 | 128522447.5076 | 128522447.5076 | 128522447.5076 | 128522447.5076 | 128522447.5076 | 128522447.5076 | 128522447.5076 | 128522447.5076 | 128522447.5076 | 128522447.5076 | 128522447.5076 | 128522447.5076 | 128522447.5076 | 128522447.5076 | 128522447.5076 | 128522447.5076 | 128522447.5076
Option 4 |  |  | $ |  | 144993014.2134 | 144993014.2134 | 144993014.2134 | 144993014.2134 | 144993014.2134 | 144993014.2134 | 144993014.2134 | 144993014.2134 | 144993014.2134 | 144993014.2134 | 144993014.2134 | 144993014.2134 | 144993014.2134 | 144993014.2134 | 144993014.2134 | 144993014.2134 | 144993014.2134 | 144993014.2134 | 144993014.2134 | 144993014.2134
Option 5 |  |  | $ |  | 2023: Redacted to preserve confidentiality
Option 6 |  |  | $ |  | 2023: Redacted to preserve confidentiality
Option 7A |  |  | $ |  | 2023: Redacted to preserve confidentiality
Option 7B |  |  | $ |  | 2023: Redacted to preserve confidentiality
Option 7C |  |  | $ |  | 2023: Redacted to preserve confidentiality
Option 7D |  |  | $ |  | 2023: Redacted to preserve confidentiality
Option 7E |  |  | $ |  | 2023: Redacted to preserve confidentiality
Payback
Option |  |  | Unit | PV | 2023 | 2024 | 2025 | 2026 | 2027 | 2028 | 2029 | 2030 | 2031 | 2032 | 2033 | 2034 | 2035 | 2036 | 2037 | 2038 | 2039 | 2040 | 2041 | 2042
Option 1A/1B |  |  | $ |  | NO | NO | NO | NO | NO | YES | YES | YES | YES | YES | YES | YES | YES | YES | YES | YES | YES | YES | YES | YES
Option 1C |  |  | $ |  | NO | NO | NO | NO | YES | YES | YES | YES | YES | YES | YES | YES | YES | YES | YES | YES | YES | YES | YES | YES
Option 3 |  |  | $ |  | NO | NO | NO | NO | YES | YES | YES | YES | YES | YES | YES | YES | YES | YES | YES | YES | YES | YES | YES | YES
Option 4 |  |  | $ |  | NO | NO | NO | NO | YES | YES | YES | YES | YES | YES | YES | YES | YES | YES | YES | YES | YES | YES | YES | YES
Option 5 |  |  | $ |  | NO | NO | NO | NO | YES | YES | YES | YES | YES | YES | YES | YES | YES | YES | YES | YES | YES | YES | YES | YES
Option 6 |  |  | $ |  | NO | NO | NO | NO | NO | YES | YES | YES | YES | YES | YES | YES | YES | YES | YES | YES | YES | YES | YES | YES
Option 7A |  |  | $ |  | NO | NO | YES | YES | YES | YES | YES | YES | YES | YES | YES | YES | YES | YES | YES | YES | YES | YES | YES | YES
Option 7B |  |  | $ |  | NO | NO | NO | YES | YES | YES | YES | YES | YES | YES | YES | YES | YES | YES | YES | YES | YES | YES | YES | YES
Option 7C |  |  | $ |  | NO | NO | NO | YES | YES | YES | YES | YES | YES | YES | YES | YES | YES | YES | YES | YES | YES | YES | YES | YES
Option 7D |  |  | $ |  | NO | NO | YES | YES | YES | YES | YES | YES | YES | YES | YES | YES | YES | YES | YES | YES | YES | YES | YES | YES
Option 7E |  |  | $ |  | NO | NO | YES | YES | YES | YES | YES | YES | YES | YES | YES | YES | YES | YES | YES | YES | YES | YES | YES | YES

## S2
S2 | Hydrogen Superpower
S2 | NPV results
NPV results
Option |  |  | Unit | PV | 2023 | 2024 | 2025 | 2026 | 2027 | 2028 | 2029 | 2030 | 2031 | 2032 | 2033 | 2034 | 2035 | 2036 | 2037 | 2038 | 2039 | 2040 | 2041 | 2042
Option 1A/1B |  |  | $ | 974250508.6165 | -1590498.6479 | -3790677.899 | -11415286.4837 | -98043979.5867 | -162514582.3826 | 1511418534.9217 | -2458374.13 | -2458374.13 | -2458374.13 | -2458374.13 | -2458374.13 | -2458374.13 | -2458374.13 | -2458374.13 | -2458374.13 | -2458374.13 | -2458374.13 | -2458374.13 | -2458374.13 | 179991345.32
Option 1C |  |  | $ | 1692416339.3015 | -2448313.6479 | -11512899.899 | -33553413.4837 | -103796484.5867 | 770589058.9007 | 1540577208.7046 | -1765826.66 | -3372022.66 | -10288127.66 | -22875564.66 | -2490443.66 | -2085455.18 | -2085455.18 | -2085455.18 | -2085455.18 | -2085455.18 | -2085455.18 | -2085455.18 | -2085455.18 | 158084137.495
Option 3 |  |  | $ | 1766166975.5557 | -4443890 | -22013022 | -59208201 | -13351472 | 821835418.816 | 1523005505.043 | -2047851.25 | -2047851.25 | -2047851.25 | -2047851.25 | -2047851.25 | -2047851.25 | -2047851.25 | -2047851.25 | -2047851.25 | -2047851.25 | -2047851.25 | -2047851.25 | -2047851.25 | 115118872.85
Option 4 |  |  | $ | 1728862453.6164 | -5108793.6479 | -23965513.899 | -64498107.4837 | -88843447.5867 | 852083399.4334 | 1540271673.5346 | -3356933.83 | -9371319.83 | -20091823.83 | -2654935.83 | -2343257.49 | -2343257.49 | -2343257.49 | -2343257.49 | -2343257.49 | -2343257.49 | -2343257.49 | -2343257.49 | -2343257.49 | 159399229.81
Option 5 |  |  | $ | 1722455698.9841 | 2023: Redacted to preserve confidentiality
Option 6 |  |  | $ | 1685151177.0448 | 2023: Redacted to preserve confidentiality
Option 7A |  |  | $ | 7166140350.5791 | 2023: Redacted to preserve confidentiality
Option 7B |  |  | $ | 5576476025.6045 | 2023: Redacted to preserve confidentiality
Option 7C |  |  | $ | 2214328930.4953 | 2023: Redacted to preserve confidentiality
Option 7D |  |  | $ | 8284738556.7634 | 2023: Redacted to preserve confidentiality
Option 7E |  |  | $ | 8136139476.6803 | 2023: Redacted to preserve confidentiality
S2 | Calculation | bar: 2023 to 2042
Capital cost calculation
Option | Components | TNSP | Unit | PV | 2023 | 2024 | 2025 | 2026 | 2027 | 2028 | 2029 | 2030 | 2031 | 2032 | 2033 | 2034 | 2035 | 2036 | 2037 | 2038 | 2039 | 2040 | 2041 | 2042 | Terminal value | Years in analysis period | Annual depreciation
Option 1A/1B | Stage 1: line | 1 | $ | -19696857.7714 | -369584.1317 | -911433.596 | -2531172.9888 | -13116120.4567 | -15217605.6421 | 0 | 0 | 0 | 0 | 0 | 0 | 0 | 0 | 0 | 0 | 0 | 0 | 0 | 0 | 20091198.0096 | 20091198.0096 | 15 | 803647.9204
Option 1A/1B | Stage 1: substation (inc. the 2 TFs) | 1 | $ | -55200298.4599 | -720424.5162 | -1910871.303 | -5679005.4949 | -31953027.13 | -50674714.7405 | 0 | 0 | 0 | 0 | 0 | 0 | 0 | 0 | 0 | 0 | 0 | 0 | 0 | 0 | 56836276.9904 | 56836276.9904 | 15 | 2273451.0796
Option 1A/1B | Stage 2: line | 1 | $ | -70881180.2166 | -500490 | -968373 | -3205108 | -11802832 | -96622262 | -9654388 | 0 | 0 | 0 | 0 | 0 | 0 | 0 | 0 | 0 | 0 | 0 | 0 | 0 | 79789744.45 | 79789744.45 | 14 | 3068836.325
Option 1C | Stage 1: syncon | 1 | $ | -19513900.9049 | -1358305 | -7475630 | -18482616 | -614804 | 0 | 0 | 0 | 0 | 0 | 0 | 0 | 0 | 0 | 0 | 0 | 0 | 0 | 0 | 0 | 16758813 | 16758813 | 16 | 698283.875
Option 1C | Stage 2: line | 1 | $ | -19696857.7714 | -369584.1317 | -911433.596 | -2531172.9888 | -13116120.4567 | -15217605.6421 | 0 | 0 | 0 | 0 | 0 | 0 | 0 | 0 | 0 | 0 | 0 | 0 | 0 | 0 | 20091198.0096 | 20091198.0096 | 15 | 803647.9204
Option 1C | Stage 2: substation (inc. the 2 TFs) | 1 | $ | -55200298.4599 | -720424.5162 | -1910871.303 | -5679005.4949 | -31953027.13 | -50674714.7405 | 0 | 0 | 0 | 0 | 0 | 0 | 0 | 0 | 0 | 0 | 0 | 0 | 0 | 0 | 56836276.9904 | 56836276.9904 | 15 | 2273451.0796
Option 1C | Stage 3: syncon | 1 | $ | -16409433.3475 | 0 | -1214965 | -6860619 | -16940533 | -551234 | 0 | 0 | 0 | 0 | 0 | 0 | 0 | 0 | 0 | 0 | 0 | 0 | 0 | 0 | 15979594.375 | 15979594.375 | 15 | 639183.775
Option 1C | Stage 4: syncon | 1 | $ | -11162733.9525 | 0 | 0 | 0 | 0 | 0 | 0 | 0 | -1606196 | -8522301 | -21109738 | -724617 | 0 | 0 | 0 | 0 | 0 | 0 | 0 | 0 | 24771210.3 | 24771210.3 | 9 | 799071.3
Option 3 | Stage 1: SVC at Panorama | 1 | $ | -24642214.6094 | -1343466 | -6512733 | -20104207 | -1392084 | 0 | 0 | 0 | 0 | 0 | 0 | 0 | 0 | 0 | 0 | 0 | 0 | 0 | 0 | 0 | 5870498 | 5870498 | 16 | 1467624.5
Option 3 | Stage 1: syncons at Parkes | 1 | $ | -38216090.9825 | -2675319 | -14630476 | -36183722 | -1210216 | 0 | 0 | 0 | 0 | 0 | 0 | 0 | 0 | 0 | 0 | 0 | 0 | 0 | 0 | 0 | 32819839.8 | 32819839.8 | 16 | 1367493.325
Option 3 | Stage 2: line | 1 | $ | -69624978.8835 | -425105 | -869813 | -2920272 | -10749172 | -96140301 | -9628239 | 0 | 0 | 0 | 0 | 0 | 0 | 0 | 0 | 0 | 0 | 0 | 0 | 0 | 78476386.3 | 78476386.3 | 14 | 3018322.55
Option 4 | Stage 1: SVC at Panorama | 1 | $ | -24642214.6094 | -1343466 | -6512733 | -20104207 | -1392084 | 0 | 0 | 0 | 0 | 0 | 0 | 0 | 0 | 0 | 0 | 0 | 0 | 0 | 0 | 0 | 5870498 | 5870498 | 16 | 1467624.5
Option 4 | Stage 1: syncons at Parkes | 1 | $ | -38216090.9825 | -2675319 | -14630476 | -36183722 | -1210216 | 0 | 0 | 0 | 0 | 0 | 0 | 0 | 0 | 0 | 0 | 0 | 0 | 0 | 0 | 0 | 32819839.8 | 32819839.8 | 16 | 1367493.325
Option 4 | Stage 2: line | 1 | $ | -19696857.7714 | -369584.1317 | -911433.596 | -2531172.9888 | -13116120.4567 | -15217605.6421 | 0 | 0 | 0 | 0 | 0 | 0 | 0 | 0 | 0 | 0 | 0 | 0 | 0 | 0 | 20091198.0096 | 20091198.0096 | 15 | 803647.9204
Option 4 | Stage 2: substation (inc. the 2 TFs) | 1 | $ | -55200298.4599 | -720424.5162 | -1910871.303 | -5679005.4949 | -31953027.13 | -50674714.7405 | 0 | 0 | 0 | 0 | 0 | 0 | 0 | 0 | 0 | 0 | 0 | 0 | 0 | 0 | 56836276.9904 | 56836276.9904 | 15 | 2273451.0796
Option 4 | Stage 3: syncon | 1 | $ | -10679777.4209 | 0 | 0 | 0 | 0 | 0 | 0 | -1285572 | -7299958 | -18020462 | -583574 | 0 | 0 | 0 | 0 | 0 | 0 | 0 | 0 | 0 | 20392174.5 | 20392174.5 | 10 | 679739.15
Option 5 | Stage 1: Parkes syncon | 1 | $ |  | 2023: Redacted to preserve confidentiality | Redacted to preserve confidentiality
Option 5 | Stage 1: Panorama BESS | 1 | $ |  | 2023: Redacted to preserve confidentiality | Redacted to preserve confidentiality
Option 5 | Stage 1: Parkes BESS | 1 | $ |  | 2023: Redacted to preserve confidentiality | Redacted to preserve confidentiality
Option 5 | Reinvestment: Panorama BESS | 1 | $ |  | 2023: Redacted to preserve confidentiality | Redacted to preserve confidentiality
Option 5 | Reinvestment: Parkes BESS | 1 | $ |  | 2023: Redacted to preserve confidentiality | Redacted to preserve confidentiality
Option 5 | Stage 2: line | 1 | $ |  | 2023: Redacted to preserve confidentiality | Redacted to preserve confidentiality
Option 6 | Stage 1: Parkes syncon | 1 | $ |  | 2023: Redacted to preserve confidentiality | Redacted to preserve confidentiality
Option 6 | Stage 1: Panorama BESS | 1 | $ |  | 2023: Redacted to preserve confidentiality | Redacted to preserve confidentiality
Option 6 | Stage 1: Parkes BESS | 1 | $ |  | 2023: Redacted to preserve confidentiality | Redacted to preserve confidentiality
Option 6 | Reinvestment: Panorama BESS | 1 | $ |  | 2023: Redacted to preserve confidentiality | Redacted to preserve confidentiality
Option 6 | Reinvestment: Parkes BESS | 1 | $ |  | 2023: Redacted to preserve confidentiality | Redacted to preserve confidentiality
Option 6 | Stage 2: line | 1 | $ |  | 2023: Redacted to preserve confidentiality | Redacted to preserve confidentiality
Option 6 | Stage 2: substation (inc. the 2 TFs) | 1 | $ |  | 2023: Redacted to preserve confidentiality | Redacted to preserve confidentiality
Option 6 | Stage 3: syncon | 1 | $ |  | 2023: Redacted to preserve confidentiality | Redacted to preserve confidentiality
Option 7A | Stage 1: Parkes - PV and BESS | 0 | $ |  | 2023: Redacted to preserve confidentiality | Redacted to preserve confidentiality
Option 7A | Stage 1: Panorama - BESS | 0 | $ |  | 2023: Redacted to preserve confidentiality | Redacted to preserve confidentiality
Option 7A | Reinvestment: Parkes - PV and BESS | 0 | $ |  | 2023: Redacted to preserve confidentiality | Redacted to preserve confidentiality
Option 7A | Reinvestment: Panorama - BESS | 0 | $ |  | 2023: Redacted to preserve confidentiality | Redacted to preserve confidentiality
Option 7A | Stage 2: line (same as Option 3 stage 2) | 1 | $ |  | 2023: Redacted to preserve confidentiality | Redacted to preserve confidentiality
Option 7B | Stage 1: QPSF1 - PV - Night time only | 0 | $ |  | 2023: Redacted to preserve confidentiality | Redacted to preserve confidentiality
Option 7B | Stage 1: QPSF2 - PV - Day and Night time | 0 | $ |  | 2023: Redacted to preserve confidentiality | Redacted to preserve confidentiality
Option 7B | Stage 1: QPSF2 - BESS | 0 | $ |  | 2023: Redacted to preserve confidentiality | Redacted to preserve confidentiality
Option 7B | Stage 1: PAN BESS | 0 | $ |  | 2023: Redacted to preserve confidentiality | Redacted to preserve confidentiality
Option 7B | Stage 2: line (same as Option 3 stage 2) | 1 | $ |  | 2023: Redacted to preserve confidentiality | Redacted to preserve confidentiality
Option 7C | Stage 1: Panorama - BESS | 0 | $ |  | 2023: Redacted to preserve confidentiality | Redacted to preserve confidentiality
Option 7C | Stage 1: Parkes - syncons (same as Option 3 stage 1) | 1 | $ |  | 2023: Redacted to preserve confidentiality | Redacted to preserve confidentiality
Option 7C | Reinvestment: Panorama - BESS | 0 | $ |  | 2023: Redacted to preserve confidentiality | Redacted to preserve confidentiality
Option 7C | Stage 2: line (same as Option 3 stage 2) | 1 | $ |  | 2023: Redacted to preserve confidentiality | Redacted to preserve confidentiality
Option 7D | Stage 1: Parkes BESS | 0 | $ |  | 2023: Redacted to preserve confidentiality | Redacted to preserve confidentiality
Option 7D | Stage 1: Panorama BESS | 0 | $ |  | 2023: Redacted to preserve confidentiality | Redacted to preserve confidentiality
Option 7D | Reinvestment: Parkes BESS | 0 | $ |  | 2023: Redacted to preserve confidentiality | Redacted to preserve confidentiality
Option 7D | Reinvestment: Panorama BESS | 0 | $ |  | 2023: Redacted to preserve confidentiality | Redacted to preserve confidentiality
Option 7D | Stage 1: Parkes - 36 MVAr STATCOM | 0 | $ |  | 2023: Redacted to preserve confidentiality | Redacted to preserve confidentiality
Option 7D | Stage 1: Panorama - 30 MVAr STATCOM | 0 | $ |  | 2023: Redacted to preserve confidentiality | Redacted to preserve confidentiality
Option 7D | Stage 2: line (same as Option 3 stage 2) | 1 | $ |  | 2023: Redacted to preserve confidentiality | Redacted to preserve confidentiality
Option 7E | Stage 1: Parkes - syncon (same as Option 5 stage 1) | 1 | $ |  | 2023: Redacted to preserve confidentiality | Redacted to preserve confidentiality
Option 7E | Stage 1: Panorama - BESS | 0 | $ |  | 2023: Redacted to preserve confidentiality | Redacted to preserve confidentiality
Option 7E | Stage 1: Parkes - BESS | 0 | $ |  | 2023: Redacted to preserve confidentiality | Redacted to preserve confidentiality
Option 7E | Stage 2: line (same as Option 3 stage 2) | 1 | $ |  | 2023: Redacted to preserve confidentiality | Redacted to preserve confidentiality
Biodiversity offset costs | Bio costs component
Option 1A/1B | Stage 1: line | 1 | $ | -2615119.8317 | 0 | 0 | 0 | -4180000 | 0 | 0 | 0 | 0 | 0 | 0 | 0 | 0 | 0 | 0 | 0 | 0 | 0 | 0 | 0 | 2612500 | 2612500 | 15 | 104500
Option 1A/1B | Stage 1: substation (inc. the 2 TFs) | 1 | $ | -5686947.1938 | 0 | 0 | 0 | -9090000 | 0 | 0 | 0 | 0 | 0 | 0 | 0 | 0 | 0 | 0 | 0 | 0 | 0 | 0 | 0 | 5681250 | 5681250 | 15 | 227250
Option 1C | Stage 2: line | 1 | $ | -2615119.8317 | 0 | 0 | 0 | -4180000 | 0 | 0 | 0 | 0 | 0 | 0 | 0 | 0 | 0 | 0 | 0 | 0 | 0 | 0 | 0 | 2612500 | 2612500 | 15 | 104500
Option 1C | Stage 2: substation (inc. the 2 TFs) | 1 | $ | -5686947.1938 | 0 | 0 | 0 | -9090000 | 0 | 0 | 0 | 0 | 0 | 0 | 0 | 0 | 0 | 0 | 0 | 0 | 0 | 0 | 0 | 5681250 | 5681250 | 15 | 227250
Option 4 | Stage 2: line | 1 | $ | -2615119.8317 | 0 | 0 | 0 | -4180000 | 0 | 0 | 0 | 0 | 0 | 0 | 0 | 0 | 0 | 0 | 0 | 0 | 0 | 0 | 0 | 2612500 | 2612500 | 15 | 104500
Option 4 | Stage 2: substation (inc. the 2 TFs) | 1 | $ | -5686947.1938 | 0 | 0 | 0 | -9090000 | 0 | 0 | 0 | 0 | 0 | 0 | 0 | 0 | 0 | 0 | 0 | 0 | 0 | 0 | 0 | 5681250 | 5681250 | 15 | 227250
Option 6 | Stage 2: line | 1 | $ |  | 2023: Redacted to preserve confidentiality | Redacted to preserve confidentiality
Option 6 | Stage 2: substation (inc. the 2 TFs) | 1 | $ |  | 2023: Redacted to preserve confidentiality | Redacted to preserve confidentiality
Property allowances | Property allowances component
Option 1A/1B | Stage 1: line | 1 | $ | -14689716.1837 | 0 | 0 | 0 | -23480000 | 0 | 0 | 0 | 0 | 0 | 0 | 0 | 0 | 0 | 0 | 0 | 0 | 0 | 0 | 0 | 14675000 | 14675000 | 15 | 587000
Option 1A/1B | Stage 1: substation (inc. the 2 TFs) | 1 | $ | -2766521.5061 | 0 | 0 | 0 | -4422000 | 0 | 0 | 0 | 0 | 0 | 0 | 0 | 0 | 0 | 0 | 0 | 0 | 0 | 0 | 0 | 2763750 | 2763750 | 15 | 110550
Option 1C | Stage 2: line | 1 | $ | -14689716.1837 | 0 | 0 | 0 | -23480000 | 0 | 0 | 0 | 0 | 0 | 0 | 0 | 0 | 0 | 0 | 0 | 0 | 0 | 0 | 0 | 14675000 | 14675000 | 15 | 587000
Option 1C | Stage 2: substation (inc. the 2 TFs) | 1 | $ | -2766521.5061 | 0 | 0 | 0 | -4422000 | 0 | 0 | 0 | 0 | 0 | 0 | 0 | 0 | 0 | 0 | 0 | 0 | 0 | 0 | 0 | 2763750 | 2763750 | 15 | 110550
Option 4 | Stage 2: line | 1 | $ | -14689716.1837 | 0 | 0 | 0 | -23480000 | 0 | 0 | 0 | 0 | 0 | 0 | 0 | 0 | 0 | 0 | 0 | 0 | 0 | 0 | 0 | 14675000 | 14675000 | 15 | 587000
Option 4 | Stage 2: substation (inc. the 2 TFs) | 1 | $ | -2766521.5061 | 0 | 0 | 0 | -4422000 | 0 | 0 | 0 | 0 | 0 | 0 | 0 | 0 | 0 | 0 | 0 | 0 | 0 | 0 | 0 | 2763750 | 2763750 | 15 | 110550
Option 6 | Stage 2: line | 1 | $ |  | 2023: Redacted to preserve confidentiality | Redacted to preserve confidentiality
Option 6 | Stage 2: substation (inc. the 2 TFs) | 1 | $ |  | 2023: Redacted to preserve confidentiality | Redacted to preserve confidentiality
Land purchase | Land purchase component
Option 7A | Stage 1: Parkes - PV and BESS | 0 | $ |  | 2023: Redacted to preserve confidentiality | Redacted to preserve confidentiality
Option 7A | Stage 1: Panorama - BESS | 0 | $ |  | 2023: Redacted to preserve confidentiality | Redacted to preserve confidentiality
Option 7B | Stage 1: Parkes - QPSF1 - PV - Night time only | 0 | $ |  | 2023: Redacted to preserve confidentiality | Redacted to preserve confidentiality
Option 7B | Stage 1: Parkes - QPSF2 - PV - Day and Night time | 0 | $ |  | 2023: Redacted to preserve confidentiality | Redacted to preserve confidentiality
Option 7B | Stage 1: Parkes - QPSF2 - BESS | 0 | $ |  | 2023: Redacted to preserve confidentiality | Redacted to preserve confidentiality
Option 7B | Stage 1: Panorama - BESS | 0 | $ |  | 2023: Redacted to preserve confidentiality | Redacted to preserve confidentiality
Option 7C | Stage 1: Panorama - BESS | 0 | $ |  | 2023: Redacted to preserve confidentiality | Redacted to preserve confidentiality
Option 7D | Stage 1: Parkes - BESS | 0 | $ |  | 2023: Redacted to preserve confidentiality | Redacted to preserve confidentiality
Option 7D | Stage 1: Panorama - BESS | 0 | $ |  | 2023: Redacted to preserve confidentiality | Redacted to preserve confidentiality
Option 7E | Stage 1: Panorama - BESS | 0 | $ |  | 2023: Redacted to preserve confidentiality | Redacted to preserve confidentiality
Option 7E | Stage 1: Parkes - BESS | 0 | $ |  | 2023: Redacted to preserve confidentiality | Redacted to preserve confidentiality
TNSP capital costs
Option |  |  | Unit | PV | 2023 | 2024 | 2025 | 2026 | 2027 | 2028 | 2029 | 2030 | 2031 | 2032 | 2033 | 2034 | 2035 | 2036 | 2037 | 2038 | 2039 | 2040 | 2041 | 2042
Option 1A/1B |  |  | $ | -171536641.1632 | -1590498.6479 | -3790677.899 | -11415286.4837 | -98043979.5867 | -162514582.3826 | -9654388 | 0 | 0 | 0 | 0 | 0 | 0 | 0 | 0 | 0 | 0 | 0 | 0 | 0 | 182449719.45
Option 1C |  |  | $ | -147741529.1516 | -2448313.6479 | -11512899.899 | -33553413.4837 | -103796484.5867 | -66443554.3826 | 0 | 0 | -1606196 | -8522301 | -21109738 | -724617 | 0 | 0 | 0 | 0 | 0 | 0 | 0 | 0 | 160169592.675
Option 3 |  |  | $ | -132483284.4753 | -4443890 | -22013022 | -59208201 | -13351472 | -96140301 | -9628239 | 0 | 0 | 0 | 0 | 0 | 0 | 0 | 0 | 0 | 0 | 0 | 0 | 0 | 117166724.1
Option 4 |  |  | $ | -174193543.9594 | -5108793.6479 | -23965513.899 | -64498107.4837 | -88843447.5867 | -65892320.3826 | 0 | -1285572 | -7299958 | -18020462 | -583574 | 0 | 0 | 0 | 0 | 0 | 0 | 0 | 0 | 0 | 161742487.3
Option 5 |  |  | $ |  | 2023: Redacted to preserve confidentiality
Option 6 |  |  | $ |  | 2023: Redacted to preserve confidentiality
Option 7A |  |  | $ |  | 2023: Redacted to preserve confidentiality
Option 7B |  |  | $ |  | 2023: Redacted to preserve confidentiality
Option 7C |  |  | $ |  | 2023: Redacted to preserve confidentiality
Option 7D |  |  | $ |  | 2023: Redacted to preserve confidentiality
Option 7E |  |  | $ |  | 2023: Redacted to preserve confidentiality
NNO capital costs
Option |  |  | Unit | PV | 2023 | 2024 | 2025 | 2026 | 2027 | 2028 | 2029 | 2030 | 2031 | 2032 | 2033 | 2034 | 2035 | 2036 | 2037 | 2038 | 2039 | 2040 | 2041 | 2042
Option 1A/1B |  |  | $ | 0 | 0 | 0 | 0 | 0 | 0 | 0 | 0 | 0 | 0 | 0 | 0 | 0 | 0 | 0 | 0 | 0 | 0 | 0 | 0 | 0
Option 1C |  |  | $ | 0 | 0 | 0 | 0 | 0 | 0 | 0 | 0 | 0 | 0 | 0 | 0 | 0 | 0 | 0 | 0 | 0 | 0 | 0 | 0 | 0
Option 3 |  |  | $ | 0 | 0 | 0 | 0 | 0 | 0 | 0 | 0 | 0 | 0 | 0 | 0 | 0 | 0 | 0 | 0 | 0 | 0 | 0 | 0 | 0
Option 4 |  |  | $ | 0 | 0 | 0 | 0 | 0 | 0 | 0 | 0 | 0 | 0 | 0 | 0 | 0 | 0 | 0 | 0 | 0 | 0 | 0 | 0 | 0
Option 5 |  |  | $ |  | 2023: Redacted to preserve confidentiality
Option 6 |  |  | $ |  | 2023: Redacted to preserve confidentiality
Option 7A |  |  | $ |  | 2023: Redacted to preserve confidentiality
Option 7B |  |  | $ |  | 2023: Redacted to preserve confidentiality
Option 7C |  |  | $ |  | 2023: Redacted to preserve confidentiality
Option 7D |  |  | $ |  | 2023: Redacted to preserve confidentiality
Option 7E |  |  | $ |  | 2023: Redacted to preserve confidentiality
Operating cost calculation
Option | Components | TNSP | Unit | PV | 2023 | 2024 | 2025 | 2026 | 2027 | 2028 | 2029 | 2030 | 2031 | 2032 | 2033 | 2034 | 2035 | 2036 | 2037 | 2038 | 2039 | 2040 | 2041 | 2042
Option 1A/1B | Stage 1: line | 1 | $ | -2604624.0029 | 0 | 0 | 0 | 0 | 0 | -321459.1682 | -321459.1682 | -321459.1682 | -321459.1682 | -321459.1682 | -321459.1682 | -321459.1682 | -321459.1682 | -321459.1682 | -321459.1682 | -321459.1682 | -321459.1682 | -321459.1682 | -321459.1682 | -321459.1682
Option 1A/1B | Stage 1: substation (inc. the 2 TFs) | 1 | $ | -7368258.0408 | 0 | 0 | 0 | 0 | 0 | -909380.4318 | -909380.4318 | -909380.4318 | -909380.4318 | -909380.4318 | -909380.4318 | -909380.4318 | -909380.4318 | -909380.4318 | -909380.4318 | -909380.4318 | -909380.4318 | -909380.4318 | -909380.4318 | -909380.4318
Option 1A/1B | Stage 2: line | 1 | $ | -9006873.8633 | 0 | 0 | 0 | 0 | 0 | 0 | -1227534.53 | -1227534.53 | -1227534.53 | -1227534.53 | -1227534.53 | -1227534.53 | -1227534.53 | -1227534.53 | -1227534.53 | -1227534.53 | -1227534.53 | -1227534.53 | -1227534.53 | -1227534.53
Option 1C | Stage 1: syncon | 1 | $ | -2488605.5627 | 0 | 0 | 0 | 0 | -279313.55 | -279313.55 | -279313.55 | -279313.55 | -279313.55 | -279313.55 | -279313.55 | -279313.55 | -279313.55 | -279313.55 | -279313.55 | -279313.55 | -279313.55 | -279313.55 | -279313.55 | -279313.55
Option 1C | Stage 2: line | 1 | $ | -2604624.0029 | 0 | 0 | 0 | 0 | 0 | -321459.1682 | -321459.1682 | -321459.1682 | -321459.1682 | -321459.1682 | -321459.1682 | -321459.1682 | -321459.1682 | -321459.1682 | -321459.1682 | -321459.1682 | -321459.1682 | -321459.1682 | -321459.1682 | -321459.1682
Option 1C | Stage 2: substation (inc. the 2 TFs) | 1 | $ | -7368258.0408 | 0 | 0 | 0 | 0 | 0 | -909380.4318 | -909380.4318 | -909380.4318 | -909380.4318 | -909380.4318 | -909380.4318 | -909380.4318 | -909380.4318 | -909380.4318 | -909380.4318 | -909380.4318 | -909380.4318 | -909380.4318 | -909380.4318 | -909380.4318
Option 1C | Stage 3: syncon | 1 | $ | -2071595.484 | 0 | 0 | 0 | 0 | 0 | -255673.51 | -255673.51 | -255673.51 | -255673.51 | -255673.51 | -255673.51 | -255673.51 | -255673.51 | -255673.51 | -255673.51 | -255673.51 | -255673.51 | -255673.51 | -255673.51 | -255673.51
Option 1C | Stage 4: syncon | 1 | $ | -1300896.9279 | 0 | 0 | 0 | 0 | 0 | 0 | 0 | 0 | 0 | 0 | 0 | -319628.52 | -319628.52 | -319628.52 | -319628.52 | -319628.52 | -319628.52 | -319628.52 | -319628.52 | -319628.52
Option 3 | Stage 1: SVC at Panorama | 1 | $ | -2615224.714 | 0 | 0 | 0 | 0 | -293524.9 | -293524.9 | -293524.9 | -293524.9 | -293524.9 | -293524.9 | -293524.9 | -293524.9 | -293524.9 | -293524.9 | -293524.9 | -293524.9 | -293524.9 | -293524.9 | -293524.9 | -293524.9
Option 3 | Stage 1: syncons at Parkes | 1 | $ | -4873593.1293 | 0 | 0 | 0 | 0 | -546997.33 | -546997.33 | -546997.33 | -546997.33 | -546997.33 | -546997.33 | -546997.33 | -546997.33 | -546997.33 | -546997.33 | -546997.33 | -546997.33 | -546997.33 | -546997.33 | -546997.33 | -546997.33
Option 3 | Stage 2: line | 1 | $ | -8858618.5797 | 0 | 0 | 0 | 0 | 0 | 0 | -1207329.02 | -1207329.02 | -1207329.02 | -1207329.02 | -1207329.02 | -1207329.02 | -1207329.02 | -1207329.02 | -1207329.02 | -1207329.02 | -1207329.02 | -1207329.02 | -1207329.02 | -1207329.02
Option 4 | Stage 1: SVC at Panorama | 1 | $ | -2615224.714 | 0 | 0 | 0 | 0 | -293524.9 | -293524.9 | -293524.9 | -293524.9 | -293524.9 | -293524.9 | -293524.9 | -293524.9 | -293524.9 | -293524.9 | -293524.9 | -293524.9 | -293524.9 | -293524.9 | -293524.9 | -293524.9
Option 4 | Stage 1: syncons at Parkes | 1 | $ | -4873593.1293 | 0 | 0 | 0 | 0 | -546997.33 | -546997.33 | -546997.33 | -546997.33 | -546997.33 | -546997.33 | -546997.33 | -546997.33 | -546997.33 | -546997.33 | -546997.33 | -546997.33 | -546997.33 | -546997.33 | -546997.33 | -546997.33
Option 4 | Stage 2: line | 1 | $ | -2604624.0029 | 0 | 0 | 0 | 0 | 0 | -321459.1682 | -321459.1682 | -321459.1682 | -321459.1682 | -321459.1682 | -321459.1682 | -321459.1682 | -321459.1682 | -321459.1682 | -321459.1682 | -321459.1682 | -321459.1682 | -321459.1682 | -321459.1682 | -321459.1682
Option 4 | Stage 2: substation (inc. the 2 TFs) | 1 | $ | -7368258.0408 | 0 | 0 | 0 | 0 | 0 | -909380.4318 | -909380.4318 | -909380.4318 | -909380.4318 | -909380.4318 | -909380.4318 | -909380.4318 | -909380.4318 | -909380.4318 | -909380.4318 | -909380.4318 | -909380.4318 | -909380.4318 | -909380.4318 | -909380.4318
Option 4 | Stage 3: syncon | 1 | $ | -1265798.8996 | 0 | 0 | 0 | 0 | 0 | 0 | 0 | 0 | 0 | 0 | -271895.66 | -271895.66 | -271895.66 | -271895.66 | -271895.66 | -271895.66 | -271895.66 | -271895.66 | -271895.66 | -271895.66
Option 5 | Stage 1: Parkes syncon | 1 | $ |  | 2023: Redacted to preserve confidentiality
Option 5 | Stage 1: Panorama BESS | 1 | $ |  | 2023: Redacted to preserve confidentiality
Option 5 | Stage 1: Parkes BESS | 1 | $ |  | 2023: Redacted to preserve confidentiality
Option 5 | Reinvestment: Panorama BESS | 1 | $ |  | 2023: Redacted to preserve confidentiality
Option 5 | Reinvestment: Parkes BESS | 1 | $ |  | 2023: Redacted to preserve confidentiality
Option 5 | Stage 2: line | 1 | $ |  | 2023: Redacted to preserve confidentiality
Option 6 | Stage 1: Parkes syncon | 1 | $ |  | 2023: Redacted to preserve confidentiality
Option 6 | Stage 1: Panorama BESS | 1 | $ |  | 2023: Redacted to preserve confidentiality
Option 6 | Stage 1: Parkes BESS | 1 | $ |  | 2023: Redacted to preserve confidentiality
Option 6 | Reinvestment: Panorama BESS | 1 | $ |  | 2023: Redacted to preserve confidentiality
Option 6 | Reinvestment: Parkes BESS | 1 | $ |  | 2023: Redacted to preserve confidentiality
Option 6 | Stage 2: line | 1 | $ |  | 2023: Redacted to preserve confidentiality
Option 6 | Stage 2: substation (inc. the 2 TFs) | 1 | $ |  | 2023: Redacted to preserve confidentiality
Option 6 | Stage 3: syncon | 1 | $ |  | 2023: Redacted to preserve confidentiality
Option 7A | Stage 1: Parkes - PV and BESS | 0 | $ |  | 2023: Redacted to preserve confidentiality
Option 7A | Stage 1: Panorama - BESS | 0 | $ |  | 2023: Redacted to preserve confidentiality
Option 7A | Reinvestment: Parkes - PV and BESS | 0 | $ |  | 2023: Redacted to preserve confidentiality
Option 7A | Reinvestment: Panorama - BESS | 0 | $ |  | 2023: Redacted to preserve confidentiality
Option 7A | Stage 2: line (same as Option 3 stage 2) | 1 | $ |  | 2023: Redacted to preserve confidentiality
Option 7B | Stage 1: QPSF1 - PV - Night time only | 0 | $ |  | 2023: Redacted to preserve confidentiality
Option 7B | Stage 1: QPSF2 - PV - Day and Night time | 0 | $ |  | 2023: Redacted to preserve confidentiality
Option 7B | Stage 1: QPSF2 - BESS | 0 | $ |  | 2023: Redacted to preserve confidentiality
Option 7B | Stage 1: PAN BESS | 0 | $ |  | 2023: Redacted to preserve confidentiality
Option 7B | Stage 2: line (same as Option 3 stage 2) | 1 | $ |  | 2023: Redacted to preserve confidentiality
Option 7C | Stage 1: Panorama - BESS | 0 | $ |  | 2023: Redacted to preserve confidentiality
Option 7C | Stage 1: Parkes - syncons (same as Option 3 stage 1) | 1 | $ |  | 2023: Redacted to preserve confidentiality
Option 7C | Reinvestment: Panorama - BESS | 0 | $ |  | 2023: Redacted to preserve confidentiality
Option 7C | Stage 2: line (same as Option 3 stage 2) | 1 | $ |  | 2023: Redacted to preserve confidentiality
Option 7D | Stage 1: Parkes BESS | 0 | $ |  | 2023: Redacted to preserve confidentiality
Option 7D | Stage 1: Panorama BESS | 0 | $ |  | 2023: Redacted to preserve confidentiality
Option 7D | Reinvestment: Parkes BESS | 0 | $ |  | 2023: Redacted to preserve confidentiality
Option 7D | Reinvestment: Panorama BESS | 0 | $ |  | 2023: Redacted to preserve confidentiality
Option 7D | Stage 1: Parkes - 36 MVAr STATCOM | 0 | $ |  | 2023: Redacted to preserve confidentiality
Option 7D | Stage 1: Panorama - 30 MVAr STATCOM | 0 | $ |  | 2023: Redacted to preserve confidentiality
Option 7D | Stage 2: line (same as Option 3 stage 2) | 1 | $ |  | 2023: Redacted to preserve confidentiality
Option 7E | Stage 1: Parkes - syncon (same as Option 5 stage 1) | 1 | $ |  | 2023: Redacted to preserve confidentiality
Option 7E | Stage 1: Panorama - BESS | 0 | $ |  | 2023: Redacted to preserve confidentiality
Option 7E | Stage 1: Parkes - BESS | 0 | $ |  | 2023: Redacted to preserve confidentiality
Option 7E | Stage 2: line (same as Option 3 stage 2) | 1 | $ |  | 2023: Redacted to preserve confidentiality
Biodiversity offset costs | Bio costs component
Option 1A/1B | Stage 1: line | 1 | $ | 0 | 0 | 0 | 0 | 0 | 0 | 0 | 0 | 0 | 0 | 0 | 0 | 0 | 0 | 0 | 0 | 0 | 0 | 0 | 0 | 0
Option 1A/1B | Stage 1: substation (inc. the 2 TFs) | 1 | $ | 0 | 0 | 0 | 0 | 0 | 0 | 0 | 0 | 0 | 0 | 0 | 0 | 0 | 0 | 0 | 0 | 0 | 0 | 0 | 0 | 0
Option 1C | Stage 2: line | 1 | $ | 0 | 0 | 0 | 0 | 0 | 0 | 0 | 0 | 0 | 0 | 0 | 0 | 0 | 0 | 0 | 0 | 0 | 0 | 0 | 0 | 0
Option 1C | Stage 2: substation (inc. the 2 TFs) | 1 | $ | 0 | 0 | 0 | 0 | 0 | 0 | 0 | 0 | 0 | 0 | 0 | 0 | 0 | 0 | 0 | 0 | 0 | 0 | 0 | 0 | 0
Option 4 | Stage 2: line | 1 | $ | 0 | 0 | 0 | 0 | 0 | 0 | 0 | 0 | 0 | 0 | 0 | 0 | 0 | 0 | 0 | 0 | 0 | 0 | 0 | 0 | 0
Option 4 | Stage 2: substation (inc. the 2 TFs) | 1 | $ | 0 | 0 | 0 | 0 | 0 | 0 | 0 | 0 | 0 | 0 | 0 | 0 | 0 | 0 | 0 | 0 | 0 | 0 | 0 | 0 | 0
Option 6 | Stage 2: line | 1 | $ |  | 2023: Redacted to preserve confidentiality
Option 6 | Stage 2: substation (inc. the 2 TFs) | 1 | $ |  | 2023: Redacted to preserve confidentiality
Property allowances | Property allowances component
Option 1A/1B | Stage 1: line | 1 | $ | 0 | 0 | 0 | 0 | 0 | 0 | 0 | 0 | 0 | 0 | 0 | 0 | 0 | 0 | 0 | 0 | 0 | 0 | 0 | 0 | 0
Option 1A/1B | Stage 1: substation (inc. the 2 TFs) | 1 | $ | 0 | 0 | 0 | 0 | 0 | 0 | 0 | 0 | 0 | 0 | 0 | 0 | 0 | 0 | 0 | 0 | 0 | 0 | 0 | 0 | 0
Option 1C | Stage 2: line | 1 | $ | 0 | 0 | 0 | 0 | 0 | 0 | 0 | 0 | 0 | 0 | 0 | 0 | 0 | 0 | 0 | 0 | 0 | 0 | 0 | 0 | 0
Option 1C | Stage 2: substation (inc. the 2 TFs) | 1 | $ | 0 | 0 | 0 | 0 | 0 | 0 | 0 | 0 | 0 | 0 | 0 | 0 | 0 | 0 | 0 | 0 | 0 | 0 | 0 | 0 | 0
Option 4 | Stage 2: line | 1 | $ | 0 | 0 | 0 | 0 | 0 | 0 | 0 | 0 | 0 | 0 | 0 | 0 | 0 | 0 | 0 | 0 | 0 | 0 | 0 | 0 | 0
Option 4 | Stage 2: substation (inc. the 2 TFs) | 1 | $ | 0 | 0 | 0 | 0 | 0 | 0 | 0 | 0 | 0 | 0 | 0 | 0 | 0 | 0 | 0 | 0 | 0 | 0 | 0 | 0 | 0
Option 6 | Stage 2: line | 1 | $ |  | 2023: Redacted to preserve confidentiality
Option 6 | Stage 2: substation (inc. the 2 TFs) | 1 | $ |  | 2023: Redacted to preserve confidentiality
Land purchase | Land purchase component
Option 7A | Stage 1: Parkes - PV and BESS | 0 | $ |  | 2023: Redacted to preserve confidentiality
Option 7A | Stage 1: Panorama - BESS | 0 | $ |  | 2023: Redacted to preserve confidentiality
Option 7B | Stage 1: Parkes - QPSF1 - PV - Night time only | 0 | $ |  | 2023: Redacted to preserve confidentiality
Option 7B | Stage 1: Parkes - QPSF2 - PV - Day and Night time | 0 | $ |  | 2023: Redacted to preserve confidentiality
Option 7B | Stage 1: Parkes - QPSF2 - BESS | 0 | $ |  | 2023: Redacted to preserve confidentiality
Option 7B | Stage 1: Panorama - BESS | 0 | $ |  | 2023: Redacted to preserve confidentiality
Option 7C | Stage 1: Panorama - BESS | 0 | $ |  | 2023: Redacted to preserve confidentiality
Option 7D | Stage 1: Parkes - BESS | 0 | $ |  | 2023: Redacted to preserve confidentiality
Option 7D | Stage 1: Panorama - BESS | 0 | $ |  | 2023: Redacted to preserve confidentiality
Option 7E | Stage 1: Panorama - BESS | 0 | $ |  | 2023: Redacted to preserve confidentiality
Option 7E | Stage 1: Parkes - BESS | 0 | $ |  | 2023: Redacted to preserve confidentiality
TNSP operating expenditure
Option |  |  | Unit | PV | 2023 | 2024 | 2025 | 2026 | 2027 | 2028 | 2029 | 2030 | 2031 | 2032 | 2033 | 2034 | 2035 | 2036 | 2037 | 2038 | 2039 | 2040 | 2041 | 2042
Option 1A/1B |  |  | $ | -18979755.9069 | 0 | 0 | 0 | 0 | 0 | -1230839.6 | -2458374.13 | -2458374.13 | -2458374.13 | -2458374.13 | -2458374.13 | -2458374.13 | -2458374.13 | -2458374.13 | -2458374.13 | -2458374.13 | -2458374.13 | -2458374.13 | -2458374.13 | -2458374.13
Option 1C |  |  | $ | -15833980.0182 | 0 | 0 | 0 | 0 | -279313.55 | -1765826.66 | -1765826.66 | -1765826.66 | -1765826.66 | -1765826.66 | -1765826.66 | -2085455.18 | -2085455.18 | -2085455.18 | -2085455.18 | -2085455.18 | -2085455.18 | -2085455.18 | -2085455.18 | -2085455.18
Option 3 |  |  | $ | -16347436.423 | 0 | 0 | 0 | 0 | -840522.23 | -840522.23 | -2047851.25 | -2047851.25 | -2047851.25 | -2047851.25 | -2047851.25 | -2047851.25 | -2047851.25 | -2047851.25 | -2047851.25 | -2047851.25 | -2047851.25 | -2047851.25 | -2047851.25 | -2047851.25
Option 4 |  |  | $ | -18727498.7866 | 0 | 0 | 0 | 0 | -840522.23 | -2071361.83 | -2071361.83 | -2071361.83 | -2071361.83 | -2071361.83 | -2343257.49 | -2343257.49 | -2343257.49 | -2343257.49 | -2343257.49 | -2343257.49 | -2343257.49 | -2343257.49 | -2343257.49 | -2343257.49
Option 5 |  |  | $ |  | 2023: Redacted to preserve confidentiality
Option 6 |  |  | $ |  | 2023: Redacted to preserve confidentiality
Option 7A |  |  | $ |  | 2023: Redacted to preserve confidentiality
Option 7B |  |  | $ |  | 2023: Redacted to preserve confidentiality
Option 7C |  |  | $ |  | 2023: Redacted to preserve confidentiality
Option 7D |  |  | $ |  | 2023: Redacted to preserve confidentiality
Option 7E |  |  | $ |  | 2023: Redacted to preserve confidentiality
TNSP NNO operating expenditure
Option |  |  | Unit | PV | 2023 | 2024 | 2025 | 2026 | 2027 | 2028 | 2029 | 2030 | 2031 | 2032 | 2033 | 2034 | 2035 | 2036 | 2037 | 2038 | 2039 | 2040 | 2041 | 2042
Option 1A/1B |  |  | $ | 0 | 0 | 0 | 0 | 0 | 0 | 0 | 0 | 0 | 0 | 0 | 0 | 0 | 0 | 0 | 0 | 0 | 0 | 0 | 0 | 0
Option 1C |  |  | $ | 0 | 0 | 0 | 0 | 0 | 0 | 0 | 0 | 0 | 0 | 0 | 0 | 0 | 0 | 0 | 0 | 0 | 0 | 0 | 0 | 0
Option 3 |  |  | $ | 0 | 0 | 0 | 0 | 0 | 0 | 0 | 0 | 0 | 0 | 0 | 0 | 0 | 0 | 0 | 0 | 0 | 0 | 0 | 0 | 0
Option 4 |  |  | $ | 0 | 0 | 0 | 0 | 0 | 0 | 0 | 0 | 0 | 0 | 0 | 0 | 0 | 0 | 0 | 0 | 0 | 0 | 0 | 0 | 0
Option 5 |  |  | $ |  | 2023: Redacted to preserve confidentiality
Option 6 |  |  | $ |  | 2023: Redacted to preserve confidentiality
Option 7A |  |  | $ |  | 2023: Redacted to preserve confidentiality
Option 7B |  |  | $ |  | 2023: Redacted to preserve confidentiality
Option 7C |  |  | $ |  | 2023: Redacted to preserve confidentiality
Option 7D |  |  | $ |  | 2023: Redacted to preserve confidentiality
Option 7E |  |  | $ |  | 2023: Redacted to preserve confidentiality
NNO operating expenditure
Option |  |  | Unit | PV | 2023 | 2024 | 2025 | 2026 | 2027 | 2028 | 2029 | 2030 | 2031 | 2032 | 2033 | 2034 | 2035 | 2036 | 2037 | 2038 | 2039 | 2040 | 2041 | 2042
Option 1A/1B |  |  | $ | 0 | 0 | 0 | 0 | 0 | 0 | 0 | 0 | 0 | 0 | 0 | 0 | 0 | 0 | 0 | 0 | 0 | 0 | 0 | 0 | 0
Option 1C |  |  | $ | 0 | 0 | 0 | 0 | 0 | 0 | 0 | 0 | 0 | 0 | 0 | 0 | 0 | 0 | 0 | 0 | 0 | 0 | 0 | 0 | 0
Option 3 |  |  | $ | 0 | 0 | 0 | 0 | 0 | 0 | 0 | 0 | 0 | 0 | 0 | 0 | 0 | 0 | 0 | 0 | 0 | 0 | 0 | 0 | 0
Option 4 |  |  | $ | 0 | 0 | 0 | 0 | 0 | 0 | 0 | 0 | 0 | 0 | 0 | 0 | 0 | 0 | 0 | 0 | 0 | 0 | 0 | 0 | 0
Option 5 |  |  | $ |  | 2023: Redacted to preserve confidentiality
Option 6 |  |  | $ |  | 2023: Redacted to preserve confidentiality
Option 7A |  |  | $ |  | 2023: Redacted to preserve confidentiality
Option 7B |  |  | $ |  | 2023: Redacted to preserve confidentiality
Option 7C |  |  | $ |  | 2023: Redacted to preserve confidentiality
Option 7D |  |  | $ |  | 2023: Redacted to preserve confidentiality
Option 7E |  |  | $ |  | 2023: Redacted to preserve confidentiality
Avoided fuel consumption from generation dispatch
Option |  |  | Unit | PV | 2023 | 2024 | 2025 | 2026 | 2027 | 2028 | 2029 | 2030 | 2031 | 2032 | 2033 | 2034 | 2035 | 2036 | 2037 | 2038 | 2039 | 2040 | 2041 | 2042
Option 1A/1B |  |  | $ | 0 | 0 | 0 | 0 | 0 | 0 | 0 | 0 | 0 | 0 | 0 | 0 | 0 | 0 | 0 | 0 | 0 | 0 | 0 | 0 | 0
Option 1C |  |  | $ | 0 | 0 | 0 | 0 | 0 | 0 | 0 | 0 | 0 | 0 | 0 | 0 | 0 | 0 | 0 | 0 | 0 | 0 | 0 | 0 | 0
Option 3 |  |  | $ | 0 | 0 | 0 | 0 | 0 | 0 | 0 | 0 | 0 | 0 | 0 | 0 | 0 | 0 | 0 | 0 | 0 | 0 | 0 | 0 | 0
Option 4 |  |  | $ | 0 | 0 | 0 | 0 | 0 | 0 | 0 | 0 | 0 | 0 | 0 | 0 | 0 | 0 | 0 | 0 | 0 | 0 | 0 | 0 | 0
Option 5 |  |  | $ |  | 2023: Redacted to preserve confidentiality
Option 6 |  |  | $ |  | 2023: Redacted to preserve confidentiality
Option 7A |  |  | $ |  | 2023: Redacted to preserve confidentiality
Option 7B |  |  | $ |  | 2023: Redacted to preserve confidentiality
Option 7C |  |  | $ |  | 2023: Redacted to preserve confidentiality
Option 7D |  |  | $ |  | 2023: Redacted to preserve confidentiality
Option 7E |  |  | $ |  | 2023: Redacted to preserve confidentiality
Avoided voluntary load curtailment
Option |  |  | Unit | PV | 2023 | 2024 | 2025 | 2026 | 2027 | 2028 | 2029 | 2030 | 2031 | 2032 | 2033 | 2034 | 2035 | 2036 | 2037 | 2038 | 2039 | 2040 | 2041 | 2042
Option 1A/1B |  |  | $ | 0 | 0 | 0 | 0 | 0 | 0 | 0 | 0 | 0 | 0 | 0 | 0 | 0 | 0 | 0 | 0 | 0 | 0 | 0 | 0 | 0
Option 1C |  |  | $ | 0 | 0 | 0 | 0 | 0 | 0 | 0 | 0 | 0 | 0 | 0 | 0 | 0 | 0 | 0 | 0 | 0 | 0 | 0 | 0 | 0
Option 3 |  |  | $ | 0 | 0 | 0 | 0 | 0 | 0 | 0 | 0 | 0 | 0 | 0 | 0 | 0 | 0 | 0 | 0 | 0 | 0 | 0 | 0 | 0
Option 4 |  |  | $ | 0 | 0 | 0 | 0 | 0 | 0 | 0 | 0 | 0 | 0 | 0 | 0 | 0 | 0 | 0 | 0 | 0 | 0 | 0 | 0 | 0
Option 5 |  |  | $ |  | 2023: Redacted to preserve confidentiality
Option 6 |  |  | $ |  | 2023: Redacted to preserve confidentiality
Option 7A |  |  | $ |  | 2023: Redacted to preserve confidentiality
Option 7B |  |  | $ |  | 2023: Redacted to preserve confidentiality
Option 7C |  |  | $ |  | 2023: Redacted to preserve confidentiality
Option 7D |  |  | $ |  | 2023: Redacted to preserve confidentiality
Option 7E |  |  | $ |  | 2023: Redacted to preserve confidentiality
Avoided involuntary load shedding - outside of CW NSW
Option |  |  | Unit | PV | 2023 | 2024 | 2025 | 2026 | 2027 | 2028 | 2029 | 2030 | 2031 | 2032 | 2033 | 2034 | 2035 | 2036 | 2037 | 2038 | 2039 | 2040 | 2041 | 2042
Option 1A/1B |  |  | $ | 0 | 0 | 0 | 0 | 0 | 0 | 0 | 0 | 0 | 0 | 0 | 0 | 0 | 0 | 0 | 0 | 0 | 0 | 0 | 0 | 0
Option 1C |  |  | $ | 0 | 0 | 0 | 0 | 0 | 0 | 0 | 0 | 0 | 0 | 0 | 0 | 0 | 0 | 0 | 0 | 0 | 0 | 0 | 0 | 0
Option 3 |  |  | $ | 0 | 0 | 0 | 0 | 0 | 0 | 0 | 0 | 0 | 0 | 0 | 0 | 0 | 0 | 0 | 0 | 0 | 0 | 0 | 0 | 0
Option 4 |  |  | $ | 0 | 0 | 0 | 0 | 0 | 0 | 0 | 0 | 0 | 0 | 0 | 0 | 0 | 0 | 0 | 0 | 0 | 0 | 0 | 0 | 0
Option 5 |  |  | $ |  | 2023: Redacted to preserve confidentiality
Option 6 |  |  | $ |  | 2023: Redacted to preserve confidentiality
Option 7A |  |  | $ |  | 2023: Redacted to preserve confidentiality
Option 7B |  |  | $ |  | 2023: Redacted to preserve confidentiality
Option 7C |  |  | $ |  | 2023: Redacted to preserve confidentiality
Option 7D |  |  | $ |  | 2023: Redacted to preserve confidentiality
Option 7E |  |  | $ |  | 2023: Redacted to preserve confidentiality
Avoided involuntary load shedding in CW NSW
Option |  |  | Unit | PV | 2023 | 2024 | 2025 | 2026 | 2027 | 2028 | 2029 | 2030 | 2031 | 2032 | 2033 | 2034 | 2035 | 2036 | 2037 | 2038 | 2039 | 2040 | 2041 | 2042
Option 1A/1B |  |  | $ | 1164766905.6867 | 1.9378e-09 | 0 | 0 | 0 | 0 | 1522303762.5217 | 0 | 0 | 0 | 0 | 0 | 0 | 0 | 0 | 0 | 0 | 0 | 0 | 0 | 0
Option 1C |  |  | $ | 1855991848.4713 | 1.9378e-09 | 0 | 0 | 0 | 837311926.8333 | 1542343035.3646 | 0 | 0 | 0 | 0 | 0 | 0 | 0 | 0 | 0 | 0 | 0 | 0 | 0 | 0
Option 3 |  |  | $ | 1914997696.4541 | 1.9378e-09 | 0 | 0 | 0 | 918816242.046 | 1533474266.273 | 0 | 0 | 0 | 0 | 0 | 0 | 0 | 0 | 0 | 0 | 0 | 0 | 0 | 0
Option 4 |  |  | $ | 1921783496.3623 | 1.9378e-09 | 0 | 0 | 0 | 918816242.046 | 1542343035.3646 | 0 | 0 | 0 | 0 | 0 | 0 | 0 | 0 | 0 | 0 | 0 | 0 | 0 | 0
Option 5 |  |  | $ |  | 2023: Redacted to preserve confidentiality
Option 6 |  |  | $ |  | 2023: Redacted to preserve confidentiality
Option 7A |  |  | $ |  | 2023: Redacted to preserve confidentiality
Option 7B |  |  | $ |  | 2023: Redacted to preserve confidentiality
Option 7C |  |  | $ |  | 2023: Redacted to preserve confidentiality
Option 7D |  |  | $ |  | 2023: Redacted to preserve confidentiality
Option 7E |  |  | $ |  | 2023: Redacted to preserve confidentiality
Avoided costs for non RIT-T proponent parties
Option |  |  | Unit | PV | 2023 | 2024 | 2025 | 2026 | 2027 | 2028 | 2029 | 2030 | 2031 | 2032 | 2033 | 2034 | 2035 | 2036 | 2037 | 2038 | 2039 | 2040 | 2041 | 2042
Option 1A/1B |  |  | $ | 0 | 0 | 0 | 0 | 0 | 0 | 0 | 0 | 0 | 0 | 0 | 0 | 0 | 0 | 0 | 0 | 0 | 0 | 0 | 0 | 0
Option 1C |  |  | $ | 0 | 0 | 0 | 0 | 0 | 0 | 0 | 0 | 0 | 0 | 0 | 0 | 0 | 0 | 0 | 0 | 0 | 0 | 0 | 0 | 0
Option 3 |  |  | $ | 0 | 0 | 0 | 0 | 0 | 0 | 0 | 0 | 0 | 0 | 0 | 0 | 0 | 0 | 0 | 0 | 0 | 0 | 0 | 0 | 0
Option 4 |  |  | $ | 0 | 0 | 0 | 0 | 0 | 0 | 0 | 0 | 0 | 0 | 0 | 0 | 0 | 0 | 0 | 0 | 0 | 0 | 0 | 0 | 0
Option 5 |  |  | $ |  | 2023: Redacted to preserve confidentiality
Option 6 |  |  | $ |  | 2023: Redacted to preserve confidentiality
Option 7A |  |  | $ |  | 2023: Redacted to preserve confidentiality
Option 7B |  |  | $ |  | 2023: Redacted to preserve confidentiality
Option 7C |  |  | $ |  | 2023: Redacted to preserve confidentiality
Option 7D |  |  | $ |  | 2023: Redacted to preserve confidentiality
Option 7E |  |  | $ |  | 2023: Redacted to preserve confidentiality
Avoided unrelated TNSP expenditure
Option |  |  | Unit | PV | 2023 | 2024 | 2025 | 2026 | 2027 | 2028 | 2029 | 2030 | 2031 | 2032 | 2033 | 2034 | 2035 | 2036 | 2037 | 2038 | 2039 | 2040 | 2041 | 2042
Option 1A/1B |  |  | $ | 0 | 0 | 0 | 0 | 0 | 0 | 0 | 0 | 0 | 0 | 0 | 0 | 0 | 0 | 0 | 0 | 0 | 0 | 0 | 0 | 0
Option 1C |  |  | $ | 0 | 0 | 0 | 0 | 0 | 0 | 0 | 0 | 0 | 0 | 0 | 0 | 0 | 0 | 0 | 0 | 0 | 0 | 0 | 0 | 0
Option 3 |  |  | $ | 0 | 0 | 0 | 0 | 0 | 0 | 0 | 0 | 0 | 0 | 0 | 0 | 0 | 0 | 0 | 0 | 0 | 0 | 0 | 0 | 0
Option 4 |  |  | $ | 0 | 0 | 0 | 0 | 0 | 0 | 0 | 0 | 0 | 0 | 0 | 0 | 0 | 0 | 0 | 0 | 0 | 0 | 0 | 0 | 0
Option 5 |  |  | $ |  | 2023: Redacted to preserve confidentiality
Option 6 |  |  | $ |  | 2023: Redacted to preserve confidentiality
Option 7A |  |  | $ |  | 2023: Redacted to preserve confidentiality
Option 7B |  |  | $ |  | 2023: Redacted to preserve confidentiality
Option 7C |  |  | $ |  | 2023: Redacted to preserve confidentiality
Option 7D |  |  | $ |  | 2023: Redacted to preserve confidentiality
Option 7E |  |  | $ |  | 2023: Redacted to preserve confidentiality
NNO receipts received from TNSP
Option |  |  | Unit | PV | 2023 | 2024 | 2025 | 2026 | 2027 | 2028 | 2029 | 2030 | 2031 | 2032 | 2033 | 2034 | 2035 | 2036 | 2037 | 2038 | 2039 | 2040 | 2041 | 2042
Option 1A/1B |  |  | $ | 0 | 0 | 0 | 0 | 0 | 0 | 0 | 0 | 0 | 0 | 0 | 0 | 0 | 0 | 0 | 0 | 0 | 0 | 0 | 0 | 0
Option 1C |  |  | $ | 0 | 0 | 0 | 0 | 0 | 0 | 0 | 0 | 0 | 0 | 0 | 0 | 0 | 0 | 0 | 0 | 0 | 0 | 0 | 0 | 0
Option 3 |  |  | $ | 0 | 0 | 0 | 0 | 0 | 0 | 0 | 0 | 0 | 0 | 0 | 0 | 0 | 0 | 0 | 0 | 0 | 0 | 0 | 0 | 0
Option 4 |  |  | $ | 0 | 0 | 0 | 0 | 0 | 0 | 0 | 0 | 0 | 0 | 0 | 0 | 0 | 0 | 0 | 0 | 0 | 0 | 0 | 0 | 0
Option 5 |  |  | $ |  | 2023: Redacted to preserve confidentiality
Option 6 |  |  | $ |  | 2023: Redacted to preserve confidentiality
Option 7A |  |  | $ |  | 2023: Redacted to preserve confidentiality
Option 7B |  |  | $ |  | 2023: Redacted to preserve confidentiality
Option 7C |  |  | $ |  | 2023: Redacted to preserve confidentiality
Option 7D |  |  | $ |  | 2023: Redacted to preserve confidentiality
Option 7E |  |  | $ |  | 2023: Redacted to preserve confidentiality
Payback analysis
[5 empty] | 0 | 1 | 2 | 3 | 4 | 5 | 6 | 7 | 8 | 9 | 10 | 11 | 12 | 13 | 14 | 15 | 16 | 17 | 18 | 19
[5 empty] | 1 | 1.055 | 1.113 | 1.1742 | 1.2388 | 1.307 | 1.3788 | 1.4547 | 1.5347 | 1.6191 | 1.7081 | 1.8021 | 1.9012 | 2.0058 | 2.1161 | 2.2325 | 2.3553 | 2.4848 | 2.6215 | 2.7656
PV gross benefits
Option |  |  | Unit | PV | 2023 | 2024 | 2025 | 2026 | 2027 | 2028 | 2029 | 2030 | 2031 | 2032 | 2033 | 2034 | 2035 | 2036 | 2037 | 2038 | 2039 | 2040 | 2041 | 2042
Option 1A/1B |  |  | $ |  | 1.9378e-09 | 0 | 0 | 0 | 0 | 1164766905.6867 | 0 | 0 | 0 | 0 | 0 | 0 | 0 | 0 | 0 | 0 | 0 | 0 | 0 | 0
Option 1C |  |  | $ |  | 1.9378e-09 | 0 | 0 | 0 | 675892206.7065 | 1180099641.7648 | 0 | 0 | 0 | 0 | 0 | 0 | 0 | 0 | 0 | 0 | 0 | 0 | 0 | 0
Option 3 |  |  | $ |  | 1.9378e-09 | 0 | 0 | 0 | 741683854.5976 | 1173313841.8565 | 0 | 0 | 0 | 0 | 0 | 0 | 0 | 0 | 0 | 0 | 0 | 0 | 0 | 0
Option 4 |  |  | $ |  | 1.9378e-09 | 0 | 0 | 0 | 741683854.5976 | 1180099641.7648 | 0 | 0 | 0 | 0 | 0 | 0 | 0 | 0 | 0 | 0 | 0 | 0 | 0 | 0
Option 5 |  |  | $ |  | 2023: Redacted to preserve confidentiality
Option 6 |  |  | $ |  | 2023: Redacted to preserve confidentiality
Option 7A |  |  | $ |  | 2023: Redacted to preserve confidentiality
Option 7B |  |  | $ |  | 2023: Redacted to preserve confidentiality
Option 7C |  |  | $ |  | 2023: Redacted to preserve confidentiality
Option 7D |  |  | $ |  | 2023: Redacted to preserve confidentiality
Option 7E |  |  | $ |  | 2023: Redacted to preserve confidentiality
Cumulative PV gross benefits
Option |  |  | Unit | PV | 2023 | 2024 | 2025 | 2026 | 2027 | 2028 | 2029 | 2030 | 2031 | 2032 | 2033 | 2034 | 2035 | 2036 | 2037 | 2038 | 2039 | 2040 | 2041 | 2042
Option 1A/1B |  |  | $ |  | 1.9378e-09 | 1.9378e-09 | 1.9378e-09 | 1.9378e-09 | 1.9378e-09 | 1164766905.6867 | 1164766905.6867 | 1164766905.6867 | 1164766905.6867 | 1164766905.6867 | 1164766905.6867 | 1164766905.6867 | 1164766905.6867 | 1164766905.6867 | 1164766905.6867 | 1164766905.6867 | 1164766905.6867 | 1164766905.6867 | 1164766905.6867 | 1164766905.6867
Option 1C |  |  | $ |  | 1.9378e-09 | 1.9378e-09 | 1.9378e-09 | 1.9378e-09 | 675892206.7065 | 1855991848.4713 | 1855991848.4713 | 1855991848.4713 | 1855991848.4713 | 1855991848.4713 | 1855991848.4713 | 1855991848.4713 | 1855991848.4713 | 1855991848.4713 | 1855991848.4713 | 1855991848.4713 | 1855991848.4713 | 1855991848.4713 | 1855991848.4713 | 1855991848.4713
Option 3 |  |  | $ |  | 1.9378e-09 | 1.9378e-09 | 1.9378e-09 | 1.9378e-09 | 741683854.5976 | 1914997696.4541 | 1914997696.4541 | 1914997696.4541 | 1914997696.4541 | 1914997696.4541 | 1914997696.4541 | 1914997696.4541 | 1914997696.4541 | 1914997696.4541 | 1914997696.4541 | 1914997696.4541 | 1914997696.4541 | 1914997696.4541 | 1914997696.4541 | 1914997696.4541
Option 4 |  |  | $ |  | 1.9378e-09 | 1.9378e-09 | 1.9378e-09 | 1.9378e-09 | 741683854.5976 | 1921783496.3623 | 1921783496.3623 | 1921783496.3623 | 1921783496.3623 | 1921783496.3623 | 1921783496.3623 | 1921783496.3623 | 1921783496.3623 | 1921783496.3623 | 1921783496.3623 | 1921783496.3623 | 1921783496.3623 | 1921783496.3623 | 1921783496.3623 | 1921783496.3623
Option 5 |  |  | $ |  | 2023: Redacted to preserve confidentiality
Option 6 |  |  | $ |  | 2023: Redacted to preserve confidentiality
Option 7A |  |  | $ |  | 2023: Redacted to preserve confidentiality
Option 7B |  |  | $ |  | 2023: Redacted to preserve confidentiality
Option 7C |  |  | $ |  | 2023: Redacted to preserve confidentiality
Option 7D |  |  | $ |  | 2023: Redacted to preserve confidentiality
Option 7E |  |  | $ |  | 2023: Redacted to preserve confidentiality
Total cost
Option |  |  | Unit | PV | 2023 | 2024 | 2025 | 2026 | 2027 | 2028 | 2029 | 2030 | 2031 | 2032 | 2033 | 2034 | 2035 | 2036 | 2037 | 2038 | 2039 | 2040 | 2041 | 2042
Option 1A/1B |  |  | $ |  | 190516397.0701 | 190516397.0701 | 190516397.0701 | 190516397.0701 | 190516397.0701 | 190516397.0701 | 190516397.0701 | 190516397.0701 | 190516397.0701 | 190516397.0701 | 190516397.0701 | 190516397.0701 | 190516397.0701 | 190516397.0701 | 190516397.0701 | 190516397.0701 | 190516397.0701 | 190516397.0701 | 190516397.0701 | 190516397.0701
Option 1C |  |  | $ |  | 163575509.1698 | 163575509.1698 | 163575509.1698 | 163575509.1698 | 163575509.1698 | 163575509.1698 | 163575509.1698 | 163575509.1698 | 163575509.1698 | 163575509.1698 | 163575509.1698 | 163575509.1698 | 163575509.1698 | 163575509.1698 | 163575509.1698 | 163575509.1698 | 163575509.1698 | 163575509.1698 | 163575509.1698 | 163575509.1698
Option 3 |  |  | $ |  | 148830720.8984 | 148830720.8984 | 148830720.8984 | 148830720.8984 | 148830720.8984 | 148830720.8984 | 148830720.8984 | 148830720.8984 | 148830720.8984 | 148830720.8984 | 148830720.8984 | 148830720.8984 | 148830720.8984 | 148830720.8984 | 148830720.8984 | 148830720.8984 | 148830720.8984 | 148830720.8984 | 148830720.8984 | 148830720.8984
Option 4 |  |  | $ |  | 192921042.746 | 192921042.746 | 192921042.746 | 192921042.746 | 192921042.746 | 192921042.746 | 192921042.746 | 192921042.746 | 192921042.746 | 192921042.746 | 192921042.746 | 192921042.746 | 192921042.746 | 192921042.746 | 192921042.746 | 192921042.746 | 192921042.746 | 192921042.746 | 192921042.746 | 192921042.746
Option 5 |  |  | $ |  | 2023: Redacted to preserve confidentiality
Option 6 |  |  | $ |  | 2023: Redacted to preserve confidentiality
Option 7A |  |  | $ |  | 2023: Redacted to preserve confidentiality
Option 7B |  |  | $ |  | 2023: Redacted to preserve confidentiality
Option 7C |  |  | $ |  | 2023: Redacted to preserve confidentiality
Option 7D |  |  | $ |  | 2023: Redacted to preserve confidentiality
Option 7E |  |  | $ |  | 2023: Redacted to preserve confidentiality
Payback
Option |  |  | Unit | PV | 2023 | 2024 | 2025 | 2026 | 2027 | 2028 | 2029 | 2030 | 2031 | 2032 | 2033 | 2034 | 2035 | 2036 | 2037 | 2038 | 2039 | 2040 | 2041 | 2042
Option 1A/1B |  |  | $ |  | NO | NO | NO | NO | NO | YES | YES | YES | YES | YES | YES | YES | YES | YES | YES | YES | YES | YES | YES | YES
Option 1C |  |  | $ |  | NO | NO | NO | NO | YES | YES | YES | YES | YES | YES | YES | YES | YES | YES | YES | YES | YES | YES | YES | YES
Option 3 |  |  | $ |  | NO | NO | NO | NO | YES | YES | YES | YES | YES | YES | YES | YES | YES | YES | YES | YES | YES | YES | YES | YES
Option 4 |  |  | $ |  | NO | NO | NO | NO | YES | YES | YES | YES | YES | YES | YES | YES | YES | YES | YES | YES | YES | YES | YES | YES
Option 5 |  |  | $ |  | NO | NO | NO | NO | YES | YES | YES | YES | YES | YES | YES | YES | YES | YES | YES | YES | YES | YES | YES | YES
Option 6 |  |  | $ |  | NO | NO | NO | NO | YES | YES | YES | YES | YES | YES | YES | YES | YES | YES | YES | YES | YES | YES | YES | YES
Option 7A |  |  | $ |  | NO | NO | YES | YES | YES | YES | YES | YES | YES | YES | YES | YES | YES | YES | YES | YES | YES | YES | YES | YES
Option 7B |  |  | $ |  | NO | NO | YES | YES | YES | YES | YES | YES | YES | YES | YES | YES | YES | YES | YES | YES | YES | YES | YES | YES
Option 7C |  |  | $ |  | NO | NO | NO | YES | YES | YES | YES | YES | YES | YES | YES | YES | YES | YES | YES | YES | YES | YES | YES | YES
Option 7D |  |  | $ |  | NO | NO | YES | YES | YES | YES | YES | YES | YES | YES | YES | YES | YES | YES | YES | YES | YES | YES | YES | YES
Option 7E |  |  | $ |  | NO | NO | YES | YES | YES | YES | YES | YES | YES | YES | YES | YES | YES | YES | YES | YES | YES | YES | YES | YES

## S3
S3 | Progressive Change
S3 | NPV results
NPV results
Option |  |  | Unit | PV | 2023 | 2024 | 2025 | 2026 | 2027 | 2028 | 2029 | 2030 | 2031 | 2032 | 2033 | 2034 | 2035 | 2036 | 2037 | 2038 | 2039 | 2040 | 2041 | 2042
Option 1A/1B |  |  | $ | -107335202.1575 | -1090008.6479 | -2822304.899 | -8210178.4837 | -86241147.5867 | -65892320.3826 | 3073163.7638 | -1230839.6 | -1230839.6 | -1230839.6 | -1230839.6 | -1230839.6 | -1230839.6 | -1230839.6 | -1230839.6 | -1230839.6 | -1230839.6 | -1230839.6 | -1230839.6 | -1230839.6 | 101429135.4
Option 1C |  |  | $ | -60102770.6158 | -1358305 | -7475630 | -18482616 | -614804 | 3513817.556 | 4024689.8138 | -279313.55 | -279313.55 | -1369322.1979 | -3101618.449 | -8489492.0337 | -86520461.1367 | -66171633.9326 | -1510153.15 | -1510153.15 | -1510153.15 | -1510153.15 | -1510153.15 | -1510153.15 | 150759826.85
Option 3 |  |  | $ | -63992103.6643 | -4018785 | -21143209 | -56287929 | -2602300 | 2952608.876 | 3463481.1338 | -840522.23 | -840522.23 | -840522.23 | -840522.23 | -840522.23 | -840522.23 | -840522.23 | -840522.23 | -840522.23 | -840522.23 | -840522.23 | -840522.23 | -840522.23 | 37849815.57
Option 4 |  |  | $ | -63992103.6643 | -4018785 | -21143209 | -56287929 | -2602300 | 2952608.876 | 3463481.1338 | -840522.23 | -840522.23 | -840522.23 | -840522.23 | -840522.23 | -840522.23 | -840522.23 | -840522.23 | -840522.23 | -840522.23 | -840522.23 | -840522.23 | -840522.23 | 37849815.57
Option 5 |  |  | $ | -111860535.2281 | 2023: Redacted to preserve confidentiality
Option 6 |  |  | $ | -111860535.2281 | 2023: Redacted to preserve confidentiality
Option 7A |  |  | $ | -94382301.5547 | 2023: Redacted to preserve confidentiality
Option 7B |  |  | $ | -156620981.8398 | 2023: Redacted to preserve confidentiality
Option 7C |  |  | $ | -46343001.9851 | 2023: Redacted to preserve confidentiality
Option 7D |  |  | $ | -94137887.5002 | 2023: Redacted to preserve confidentiality
Option 7E |  |  | $ | -66242229.9574 | 2023: Redacted to preserve confidentiality
S3 | Calculation | bar: 2023 to 2042
Capital cost calculation
Option | Components | TNSP | Unit | PV | 2023 | 2024 | 2025 | 2026 | 2027 | 2028 | 2029 | 2030 | 2031 | 2032 | 2033 | 2034 | 2035 | 2036 | 2037 | 2038 | 2039 | 2040 | 2041 | 2042 | Terminal value | Years in analysis period | Annual depreciation
Option 1A/1B | Stage 1: line | 1 | $ | -19696857.7714 | -369584.1317 | -911433.596 | -2531172.9888 | -13116120.4567 | -15217605.6421 | 0 | 0 | 0 | 0 | 0 | 0 | 0 | 0 | 0 | 0 | 0 | 0 | 0 | 0 | 20091198.0096 | 20091198.0096 | 15 | 803647.9204
Option 1A/1B | Stage 1: substation (inc. the 2 TFs) | 1 | $ | -55200298.4599 | -720424.5162 | -1910871.303 | -5679005.4949 | -31953027.13 | -50674714.7405 | 0 | 0 | 0 | 0 | 0 | 0 | 0 | 0 | 0 | 0 | 0 | 0 | 0 | 0 | 56836276.9904 | 56836276.9904 | 15 | 2273451.0796
Option 1A/1B | Stage 2: line | 1 | $ | 0 | 0 | 0 | 0 | 0 | 0 | 0 | 0 | 0 | 0 | 0 | 0 | 0 | 0 | 0 | 0 | 0 | 0 | 0 | 0 | 0 | #N/A | #N/A | 3068836.325
Option 1C | Stage 1: syncon | 1 | $ | -19513900.9049 | -1358305 | -7475630 | -18482616 | -614804 | 0 | 0 | 0 | 0 | 0 | 0 | 0 | 0 | 0 | 0 | 0 | 0 | 0 | 0 | 0 | 16758813 | 16758813 | 16 | 698283.875
Option 1C | Stage 2: line | 1 | $ | -7978812.5667 | 0 | 0 | 0 | 0 | 0 | 0 | 0 | 0 | -369584.1317 | -911433.596 | -2531172.9888 | -13116120.4567 | -15217605.6421 | 0 | 0 | 0 | 0 | 0 | 0 | 26520381.3727 | 26520381.3727 | 7 | 803647.9204
Option 1C | Stage 2: substation (inc. the 2 TFs) | 1 | $ | -22232269.2632 | 0 | 0 | 0 | 0 | 0 | 0 | 0 | 0 | -720424.5162 | -1910871.303 | -5679005.4949 | -31953027.13 | -50674714.7405 | 0 | 0 | 0 | 0 | 0 | 0 | 75023885.6273 | 75023885.6273 | 7 | 2273451.0796
Option 1C | Stage 3: syncon | 1 | $ | 0 | 0 | 0 | 0 | 0 | 0 | 0 | 0 | 0 | 0 | 0 | 0 | 0 | 0 | 0 | 0 | 0 | 0 | 0 | 0 | 0 | #N/A | #N/A | 639183.775
Option 1C | Stage 4: syncon | 1 | $ | 0 | 0 | 0 | 0 | 0 | 0 | 0 | 0 | 0 | 0 | 0 | 0 | 0 | 0 | 0 | 0 | 0 | 0 | 0 | 0 | 0 | #N/A | #N/A | 799071.3
Option 3 | Stage 1: SVC at Panorama | 1 | $ | -24642214.6094 | -1343466 | -6512733 | -20104207 | -1392084 | 0 | 0 | 0 | 0 | 0 | 0 | 0 | 0 | 0 | 0 | 0 | 0 | 0 | 0 | 0 | 5870498 | 5870498 | 16 | 1467624.5
Option 3 | Stage 1: syncons at Parkes | 1 | $ | -38216090.9825 | -2675319 | -14630476 | -36183722 | -1210216 | 0 | 0 | 0 | 0 | 0 | 0 | 0 | 0 | 0 | 0 | 0 | 0 | 0 | 0 | 0 | 32819839.8 | 32819839.8 | 16 | 1367493.325
Option 3 | Stage 2: line | 1 | $ | 0 | 0 | 0 | 0 | 0 | 0 | 0 | 0 | 0 | 0 | 0 | 0 | 0 | 0 | 0 | 0 | 0 | 0 | 0 | 0 | 0 | #N/A | #N/A | 3018322.55
Option 4 | Stage 1: SVC at Panorama | 1 | $ | -24642214.6094 | -1343466 | -6512733 | -20104207 | -1392084 | 0 | 0 | 0 | 0 | 0 | 0 | 0 | 0 | 0 | 0 | 0 | 0 | 0 | 0 | 0 | 5870498 | 5870498 | 16 | 1467624.5
Option 4 | Stage 1: syncons at Parkes | 1 | $ | -38216090.9825 | -2675319 | -14630476 | -36183722 | -1210216 | 0 | 0 | 0 | 0 | 0 | 0 | 0 | 0 | 0 | 0 | 0 | 0 | 0 | 0 | 0 | 32819839.8 | 32819839.8 | 16 | 1367493.325
Option 4 | Stage 2: line | 1 | $ | 0 | 0 | 0 | 0 | 0 | 0 | 0 | 0 | 0 | 0 | 0 | 0 | 0 | 0 | 0 | 0 | 0 | 0 | 0 | 0 | 0 | #N/A | #N/A | 803647.9204
Option 4 | Stage 2: substation (inc. the 2 TFs) | 1 | $ | 0 | 0 | 0 | 0 | 0 | 0 | 0 | 0 | 0 | 0 | 0 | 0 | 0 | 0 | 0 | 0 | 0 | 0 | 0 | 0 | 0 | #N/A | #N/A | 2273451.0796
Option 4 | Stage 3: syncon | 1 | $ | 0 | 0 | 0 | 0 | 0 | 0 | 0 | 0 | 0 | 0 | 0 | 0 | 0 | 0 | 0 | 0 | 0 | 0 | 0 | 0 | 0 | #N/A | #N/A | 679739.15
Option 5 | Stage 1: Parkes syncon | 1 | $ |  | 2023: Redacted to preserve confidentiality | Redacted to preserve confidentiality
Option 5 | Stage 1: Panorama BESS | 1 | $ |  | 2023: Redacted to preserve confidentiality | Redacted to preserve confidentiality
Option 5 | Stage 1: Parkes BESS | 1 | $ |  | 2023: Redacted to preserve confidentiality | Redacted to preserve confidentiality
Option 5 | Reinvestment: Panorama BESS | 1 | $ |  | 2023: Redacted to preserve confidentiality | Redacted to preserve confidentiality
Option 5 | Reinvestment: Parkes BESS | 1 | $ |  | 2023: Redacted to preserve confidentiality | Redacted to preserve confidentiality
Option 5 | Stage 2: line | 1 | $ |  | 2023: Redacted to preserve confidentiality | Redacted to preserve confidentiality
Option 6 | Stage 1: Parkes syncon | 1 | $ |  | 2023: Redacted to preserve confidentiality | Redacted to preserve confidentiality
Option 6 | Stage 1: Panorama BESS | 1 | $ |  | 2023: Redacted to preserve confidentiality | Redacted to preserve confidentiality
Option 6 | Stage 1: Parkes BESS | 1 | $ |  | 2023: Redacted to preserve confidentiality | Redacted to preserve confidentiality
Option 6 | Reinvestment: Panorama BESS | 1 | $ |  | 2023: Redacted to preserve confidentiality | Redacted to preserve confidentiality
Option 6 | Reinvestment: Parkes BESS | 1 | $ |  | 2023: Redacted to preserve confidentiality | Redacted to preserve confidentiality
Option 6 | Stage 2: line | 1 | $ |  | 2023: Redacted to preserve confidentiality | Redacted to preserve confidentiality
Option 6 | Stage 2: substation (inc. the 2 TFs) | 1 | $ |  | 2023: Redacted to preserve confidentiality | Redacted to preserve confidentiality
Option 6 | Stage 3: syncon | 1 | $ |  | 2023: Redacted to preserve confidentiality | Redacted to preserve confidentiality
Option 7A | Stage 1: Parkes - PV and BESS | 0 | $ |  | 2023: Redacted to preserve confidentiality | Redacted to preserve confidentiality
Option 7A | Stage 1: Panorama - BESS | 0 | $ |  | 2023: Redacted to preserve confidentiality | Redacted to preserve confidentiality
Option 7A | Reinvestment: Parkes - PV and BESS | 0 | $ |  | 2023: Redacted to preserve confidentiality | Redacted to preserve confidentiality
Option 7A | Reinvestment: Panorama - BESS | 0 | $ |  | 2023: Redacted to preserve confidentiality | Redacted to preserve confidentiality
Option 7A | Stage 2: line (same as Option 3 stage 2) | 1 | $ |  | 2023: Redacted to preserve confidentiality | Redacted to preserve confidentiality
Option 7B | Stage 1: QPSF1 - PV - Night time only | 0 | $ |  | 2023: Redacted to preserve confidentiality | Redacted to preserve confidentiality
Option 7B | Stage 1: QPSF2 - PV - Day and Night time | 0 | $ |  | 2023: Redacted to preserve confidentiality | Redacted to preserve confidentiality
Option 7B | Stage 1: QPSF2 - BESS | 0 | $ |  | 2023: Redacted to preserve confidentiality | Redacted to preserve confidentiality
Option 7B | Stage 1: PAN BESS | 0 | $ |  | 2023: Redacted to preserve confidentiality | Redacted to preserve confidentiality
Option 7B | Stage 2: line (same as Option 3 stage 2) | 1 | $ |  | 2023: Redacted to preserve confidentiality | Redacted to preserve confidentiality
Option 7C | Stage 1: Panorama - BESS | 0 | $ |  | 2023: Redacted to preserve confidentiality | Redacted to preserve confidentiality
Option 7C | Stage 1: Parkes - syncons (same as Option 3 stage 1) | 1 | $ |  | 2023: Redacted to preserve confidentiality | Redacted to preserve confidentiality
Option 7C | Reinvestment: Panorama - BESS | 0 | $ |  | 2023: Redacted to preserve confidentiality | Redacted to preserve confidentiality
Option 7C | Stage 2: line (same as Option 3 stage 2) | 1 | $ |  | 2023: Redacted to preserve confidentiality | Redacted to preserve confidentiality
Option 7D | Stage 1: Parkes BESS | 0 | $ |  | 2023: Redacted to preserve confidentiality | Redacted to preserve confidentiality
Option 7D | Stage 1: Panorama BESS | 0 | $ |  | 2023: Redacted to preserve confidentiality | Redacted to preserve confidentiality
Option 7D | Reinvestment: Parkes BESS | 0 | $ |  | 2023: Redacted to preserve confidentiality | Redacted to preserve confidentiality
Option 7D | Reinvestment: Panorama BESS | 0 | $ |  | 2023: Redacted to preserve confidentiality | Redacted to preserve confidentiality
Option 7D | Stage 1: Parkes - 36 MVAr STATCOM | 0 | $ |  | 2023: Redacted to preserve confidentiality | Redacted to preserve confidentiality
Option 7D | Stage 1: Panorama - 30 MVAr STATCOM | 0 | $ |  | 2023: Redacted to preserve confidentiality | Redacted to preserve confidentiality
Option 7D | Stage 2: line (same as Option 3 stage 2) | 1 | $ |  | 2023: Redacted to preserve confidentiality | Redacted to preserve confidentiality
Option 7E | Stage 1: Parkes - syncon (same as Option 5 stage 1) | 1 | $ |  | 2023: Redacted to preserve confidentiality | Redacted to preserve confidentiality
Option 7E | Stage 1: Panorama - BESS | 0 | $ |  | 2023: Redacted to preserve confidentiality | Redacted to preserve confidentiality
Option 7E | Stage 1: Parkes - BESS | 0 | $ |  | 2023: Redacted to preserve confidentiality | Redacted to preserve confidentiality
Option 7E | Stage 2: line (same as Option 3 stage 2) | 1 | $ |  | 2023: Redacted to preserve confidentiality | Redacted to preserve confidentiality
Biodiversity offset costs | Bio costs component
Option 1A/1B | Stage 1: line | 1 | $ | -2615119.8317 | 0 | 0 | 0 | -4180000 | 0 | 0 | 0 | 0 | 0 | 0 | 0 | 0 | 0 | 0 | 0 | 0 | 0 | 0 | 0 | 2612500 | 2612500 | 15 | 104500
Option 1A/1B | Stage 1: substation (inc. the 2 TFs) | 1 | $ | -5686947.1938 | 0 | 0 | 0 | -9090000 | 0 | 0 | 0 | 0 | 0 | 0 | 0 | 0 | 0 | 0 | 0 | 0 | 0 | 0 | 0 | 5681250 | 5681250 | 15 | 227250
Option 1C | Stage 2: line | 1 | $ | -1072620.5219 | 0 | 0 | 0 | 0 | 0 | 0 | 0 | 0 | 0 | 0 | 0 | -4180000 | 0 | 0 | 0 | 0 | 0 | 0 | 0 | 3448500 | 3448500 | 7 | 104500
Option 1C | Stage 2: substation (inc. the 2 TFs) | 1 | $ | -2332564.7236 | 0 | 0 | 0 | 0 | 0 | 0 | 0 | 0 | 0 | 0 | 0 | -9090000 | 0 | 0 | 0 | 0 | 0 | 0 | 0 | 7499250 | 7499250 | 7 | 227250
Option 4 | Stage 2: line | 1 | $ | 0 | 0 | 0 | 0 | 0 | 0 | 0 | 0 | 0 | 0 | 0 | 0 | 0 | 0 | 0 | 0 | 0 | 0 | 0 | 0 | 0 | #N/A | #N/A | 104500
Option 4 | Stage 2: substation (inc. the 2 TFs) | 1 | $ | 0 | 0 | 0 | 0 | 0 | 0 | 0 | 0 | 0 | 0 | 0 | 0 | 0 | 0 | 0 | 0 | 0 | 0 | 0 | 0 | 0 | #N/A | #N/A | 227250
Option 6 | Stage 2: line | 1 | $ |  | 2023: Redacted to preserve confidentiality | Redacted to preserve confidentiality
Option 6 | Stage 2: substation (inc. the 2 TFs) | 1 | $ |  | 2023: Redacted to preserve confidentiality | Redacted to preserve confidentiality
Property allowances | Property allowances component
Option 1A/1B | Stage 1: line | 1 | $ | -14689716.1837 | 0 | 0 | 0 | -23480000 | 0 | 0 | 0 | 0 | 0 | 0 | 0 | 0 | 0 | 0 | 0 | 0 | 0 | 0 | 0 | 14675000 | 14675000 | 15 | 587000
Option 1A/1B | Stage 1: substation (inc. the 2 TFs) | 1 | $ | -2766521.5061 | 0 | 0 | 0 | -4422000 | 0 | 0 | 0 | 0 | 0 | 0 | 0 | 0 | 0 | 0 | 0 | 0 | 0 | 0 | 0 | 2763750 | 2763750 | 15 | 110550
Option 1C | Stage 2: line | 1 | $ | -6025150.6831 | 0 | 0 | 0 | 0 | 0 | 0 | 0 | 0 | 0 | 0 | 0 | -23480000 | 0 | 0 | 0 | 0 | 0 | 0 | 0 | 19371000 | 19371000 | 7 | 587000
Option 1C | Stage 2: substation (inc. the 2 TFs) | 1 | $ | -1134719.6048 | 0 | 0 | 0 | 0 | 0 | 0 | 0 | 0 | 0 | 0 | 0 | -4422000 | 0 | 0 | 0 | 0 | 0 | 0 | 0 | 3648150 | 3648150 | 7 | 110550
Option 4 | Stage 2: line | 1 | $ | 0 | 0 | 0 | 0 | 0 | 0 | 0 | 0 | 0 | 0 | 0 | 0 | 0 | 0 | 0 | 0 | 0 | 0 | 0 | 0 | 0 | #N/A | #N/A | 587000
Option 4 | Stage 2: substation (inc. the 2 TFs) | 1 | $ | 0 | 0 | 0 | 0 | 0 | 0 | 0 | 0 | 0 | 0 | 0 | 0 | 0 | 0 | 0 | 0 | 0 | 0 | 0 | 0 | 0 | #N/A | #N/A | 110550
Option 6 | Stage 2: line | 1 | $ |  | 2023: Redacted to preserve confidentiality | Redacted to preserve confidentiality
Option 6 | Stage 2: substation (inc. the 2 TFs) | 1 | $ |  | 2023: Redacted to preserve confidentiality | Redacted to preserve confidentiality
Land purchase | Land purchase component
Option 7A | Stage 1: Parkes - PV and BESS | 0 | $ |  | 2023: Redacted to preserve confidentiality | Redacted to preserve confidentiality
Option 7A | Stage 1: Panorama - BESS | 0 | $ |  | 2023: Redacted to preserve confidentiality | Redacted to preserve confidentiality
Option 7B | Stage 1: Parkes - QPSF1 - PV - Night time only | 0 | $ |  | 2023: Redacted to preserve confidentiality | Redacted to preserve confidentiality
Option 7B | Stage 1: Parkes - QPSF2 - PV - Day and Night time | 0 | $ |  | 2023: Redacted to preserve confidentiality | Redacted to preserve confidentiality
Option 7B | Stage 1: Parkes - QPSF2 - BESS | 0 | $ |  | 2023: Redacted to preserve confidentiality | Redacted to preserve confidentiality
Option 7B | Stage 1: Panorama - BESS | 0 | $ |  | 2023: Redacted to preserve confidentiality | Redacted to preserve confidentiality
Option 7C | Stage 1: Panorama - BESS | 0 | $ |  | 2023: Redacted to preserve confidentiality | Redacted to preserve confidentiality
Option 7D | Stage 1: Parkes - BESS | 0 | $ |  | 2023: Redacted to preserve confidentiality | Redacted to preserve confidentiality
Option 7D | Stage 1: Panorama - BESS | 0 | $ |  | 2023: Redacted to preserve confidentiality | Redacted to preserve confidentiality
Option 7E | Stage 1: Panorama - BESS | 0 | $ |  | 2023: Redacted to preserve confidentiality | Redacted to preserve confidentiality
Option 7E | Stage 1: Parkes - BESS | 0 | $ |  | 2023: Redacted to preserve confidentiality | Redacted to preserve confidentiality
TNSP capital costs
Option |  |  | Unit | PV | 2023 | 2024 | 2025 | 2026 | 2027 | 2028 | 2029 | 2030 | 2031 | 2032 | 2033 | 2034 | 2035 | 2036 | 2037 | 2038 | 2039 | 2040 | 2041 | 2042
Option 1A/1B |  |  | $ | -100655460.9466 | -1090008.6479 | -2822304.899 | -8210178.4837 | -86241147.5867 | -65892320.3826 | 0 | 0 | 0 | 0 | 0 | 0 | 0 | 0 | 0 | 0 | 0 | 0 | 0 | 0 | 102659975
Option 1C |  |  | $ | -60290038.2681 | -1358305 | -7475630 | -18482616 | -614804 | 0 | 0 | 0 | 0 | -1090008.6479 | -2822304.899 | -8210178.4837 | -86241147.5867 | -65892320.3826 | 0 | 0 | 0 | 0 | 0 | 0 | 152269980
Option 3 |  |  | $ | -62858305.5919 | -4018785 | -21143209 | -56287929 | -2602300 | 0 | 0 | 0 | 0 | 0 | 0 | 0 | 0 | 0 | 0 | 0 | 0 | 0 | 0 | 0 | 38690337.8
Option 4 |  |  | $ | -62858305.5919 | -4018785 | -21143209 | -56287929 | -2602300 | 0 | 0 | 0 | 0 | 0 | 0 | 0 | 0 | 0 | 0 | 0 | 0 | 0 | 0 | 0 | 38690337.8
Option 5 |  |  | $ |  | 2023: Redacted to preserve confidentiality
Option 6 |  |  | $ |  | 2023: Redacted to preserve confidentiality
Option 7A |  |  | $ |  | 2023: Redacted to preserve confidentiality
Option 7B |  |  | $ |  | 2023: Redacted to preserve confidentiality
Option 7C |  |  | $ |  | 2023: Redacted to preserve confidentiality
Option 7D |  |  | $ |  | 2023: Redacted to preserve confidentiality
Option 7E |  |  | $ |  | 2023: Redacted to preserve confidentiality
NNO capital costs
Option |  |  | Unit | PV | 2023 | 2024 | 2025 | 2026 | 2027 | 2028 | 2029 | 2030 | 2031 | 2032 | 2033 | 2034 | 2035 | 2036 | 2037 | 2038 | 2039 | 2040 | 2041 | 2042
Option 1A/1B |  |  | $ | 0 | 0 | 0 | 0 | 0 | 0 | 0 | 0 | 0 | 0 | 0 | 0 | 0 | 0 | 0 | 0 | 0 | 0 | 0 | 0 | 0
Option 1C |  |  | $ | 0 | 0 | 0 | 0 | 0 | 0 | 0 | 0 | 0 | 0 | 0 | 0 | 0 | 0 | 0 | 0 | 0 | 0 | 0 | 0 | 0
Option 3 |  |  | $ | 0 | 0 | 0 | 0 | 0 | 0 | 0 | 0 | 0 | 0 | 0 | 0 | 0 | 0 | 0 | 0 | 0 | 0 | 0 | 0 | 0
Option 4 |  |  | $ | 0 | 0 | 0 | 0 | 0 | 0 | 0 | 0 | 0 | 0 | 0 | 0 | 0 | 0 | 0 | 0 | 0 | 0 | 0 | 0 | 0
Option 5 |  |  | $ |  | 2023: Redacted to preserve confidentiality
Option 6 |  |  | $ |  | 2023: Redacted to preserve confidentiality
Option 7A |  |  | $ |  | 2023: Redacted to preserve confidentiality
Option 7B |  |  | $ |  | 2023: Redacted to preserve confidentiality
Option 7C |  |  | $ |  | 2023: Redacted to preserve confidentiality
Option 7D |  |  | $ |  | 2023: Redacted to preserve confidentiality
Option 7E |  |  | $ |  | 2023: Redacted to preserve confidentiality
Operating cost calculation
Option | Components | TNSP | Unit | PV | 2023 | 2024 | 2025 | 2026 | 2027 | 2028 | 2029 | 2030 | 2031 | 2032 | 2033 | 2034 | 2035 | 2036 | 2037 | 2038 | 2039 | 2040 | 2041 | 2042
Option 1A/1B | Stage 1: line | 1 | $ | -2604624.0029 | 0 | 0 | 0 | 0 | 0 | -321459.1682 | -321459.1682 | -321459.1682 | -321459.1682 | -321459.1682 | -321459.1682 | -321459.1682 | -321459.1682 | -321459.1682 | -321459.1682 | -321459.1682 | -321459.1682 | -321459.1682 | -321459.1682 | -321459.1682
Option 1A/1B | Stage 1: substation (inc. the 2 TFs) | 1 | $ | -7368258.0408 | 0 | 0 | 0 | 0 | 0 | -909380.4318 | -909380.4318 | -909380.4318 | -909380.4318 | -909380.4318 | -909380.4318 | -909380.4318 | -909380.4318 | -909380.4318 | -909380.4318 | -909380.4318 | -909380.4318 | -909380.4318 | -909380.4318 | -909380.4318
Option 1A/1B | Stage 2: line | 1 | $ | 0 | 0 | 0 | 0 | 0 | 0 | 0 | 0 | 0 | 0 | 0 | 0 | 0 | 0 | 0 | 0 | 0 | 0 | 0 | 0 | 0
Option 1C | Stage 1: syncon | 1 | $ | -2488605.5627 | 0 | 0 | 0 | 0 | -279313.55 | -279313.55 | -279313.55 | -279313.55 | -279313.55 | -279313.55 | -279313.55 | -279313.55 | -279313.55 | -279313.55 | -279313.55 | -279313.55 | -279313.55 | -279313.55 | -279313.55 | -279313.55
Option 1C | Stage 2: line | 1 | $ | -960885.0669 | 0 | 0 | 0 | 0 | 0 | 0 | 0 | 0 | 0 | 0 | 0 | 0 | 0 | -321459.1682 | -321459.1682 | -321459.1682 | -321459.1682 | -321459.1682 | -321459.1682 | -321459.1682
Option 1C | Stage 2: substation (inc. the 2 TFs) | 1 | $ | -2718261.489 | 0 | 0 | 0 | 0 | 0 | 0 | 0 | 0 | 0 | 0 | 0 | 0 | 0 | -909380.4318 | -909380.4318 | -909380.4318 | -909380.4318 | -909380.4318 | -909380.4318 | -909380.4318
Option 1C | Stage 3: syncon | 1 | $ | 0 | 0 | 0 | 0 | 0 | 0 | 0 | 0 | 0 | 0 | 0 | 0 | 0 | 0 | 0 | 0 | 0 | 0 | 0 | 0 | 0
Option 1C | Stage 4: syncon | 1 | $ | 0 | 0 | 0 | 0 | 0 | 0 | 0 | 0 | 0 | 0 | 0 | 0 | 0 | 0 | 0 | 0 | 0 | 0 | 0 | 0 | 0
Option 3 | Stage 1: SVC at Panorama | 1 | $ | -2615224.714 | 0 | 0 | 0 | 0 | -293524.9 | -293524.9 | -293524.9 | -293524.9 | -293524.9 | -293524.9 | -293524.9 | -293524.9 | -293524.9 | -293524.9 | -293524.9 | -293524.9 | -293524.9 | -293524.9 | -293524.9 | -293524.9
Option 3 | Stage 1: syncons at Parkes | 1 | $ | -4873593.1293 | 0 | 0 | 0 | 0 | -546997.33 | -546997.33 | -546997.33 | -546997.33 | -546997.33 | -546997.33 | -546997.33 | -546997.33 | -546997.33 | -546997.33 | -546997.33 | -546997.33 | -546997.33 | -546997.33 | -546997.33 | -546997.33
Option 3 | Stage 2: line | 1 | $ | 0 | 0 | 0 | 0 | 0 | 0 | 0 | 0 | 0 | 0 | 0 | 0 | 0 | 0 | 0 | 0 | 0 | 0 | 0 | 0 | 0
Option 4 | Stage 1: SVC at Panorama | 1 | $ | -2615224.714 | 0 | 0 | 0 | 0 | -293524.9 | -293524.9 | -293524.9 | -293524.9 | -293524.9 | -293524.9 | -293524.9 | -293524.9 | -293524.9 | -293524.9 | -293524.9 | -293524.9 | -293524.9 | -293524.9 | -293524.9 | -293524.9
Option 4 | Stage 1: syncons at Parkes | 1 | $ | -4873593.1293 | 0 | 0 | 0 | 0 | -546997.33 | -546997.33 | -546997.33 | -546997.33 | -546997.33 | -546997.33 | -546997.33 | -546997.33 | -546997.33 | -546997.33 | -546997.33 | -546997.33 | -546997.33 | -546997.33 | -546997.33 | -546997.33
Option 4 | Stage 2: line | 1 | $ | 0 | 0 | 0 | 0 | 0 | 0 | 0 | 0 | 0 | 0 | 0 | 0 | 0 | 0 | 0 | 0 | 0 | 0 | 0 | 0 | 0
Option 4 | Stage 2: substation (inc. the 2 TFs) | 1 | $ | 0 | 0 | 0 | 0 | 0 | 0 | 0 | 0 | 0 | 0 | 0 | 0 | 0 | 0 | 0 | 0 | 0 | 0 | 0 | 0 | 0
Option 4 | Stage 3: syncon | 1 | $ | 0 | 0 | 0 | 0 | 0 | 0 | 0 | 0 | 0 | 0 | 0 | 0 | 0 | 0 | 0 | 0 | 0 | 0 | 0 | 0 | 0
Option 5 | Stage 1: Parkes syncon | 1 | $ |  | 2023: Redacted to preserve confidentiality
Option 5 | Stage 1: Panorama BESS | 1 | $ |  | 2023: Redacted to preserve confidentiality
Option 5 | Stage 1: Parkes BESS | 1 | $ |  | 2023: Redacted to preserve confidentiality
Option 5 | Reinvestment: Panorama BESS | 1 | $ |  | 2023: Redacted to preserve confidentiality
Option 5 | Reinvestment: Parkes BESS | 1 | $ |  | 2023: Redacted to preserve confidentiality
Option 5 | Stage 2: line | 1 | $ |  | 2023: Redacted to preserve confidentiality
Option 6 | Stage 1: Parkes syncon | 1 | $ |  | 2023: Redacted to preserve confidentiality
Option 6 | Stage 1: Panorama BESS | 1 | $ |  | 2023: Redacted to preserve confidentiality
Option 6 | Stage 1: Parkes BESS | 1 | $ |  | 2023: Redacted to preserve confidentiality
Option 6 | Reinvestment: Panorama BESS | 1 | $ |  | 2023: Redacted to preserve confidentiality
Option 6 | Reinvestment: Parkes BESS | 1 | $ |  | 2023: Redacted to preserve confidentiality
Option 6 | Stage 2: line | 1 | $ |  | 2023: Redacted to preserve confidentiality
Option 6 | Stage 2: substation (inc. the 2 TFs) | 1 | $ |  | 2023: Redacted to preserve confidentiality
Option 6 | Stage 3: syncon | 1 | $ |  | 2023: Redacted to preserve confidentiality
Option 7A | Stage 1: Parkes - PV and BESS | 0 | $ |  | 2023: Redacted to preserve confidentiality
Option 7A | Stage 1: Panorama - BESS | 0 | $ |  | 2023: Redacted to preserve confidentiality
Option 7A | Reinvestment: Parkes - PV and BESS | 0 | $ |  | 2023: Redacted to preserve confidentiality
Option 7A | Reinvestment: Panorama - BESS | 0 | $ |  | 2023: Redacted to preserve confidentiality
Option 7A | Stage 2: line (same as Option 3 stage 2) | 1 | $ |  | 2023: Redacted to preserve confidentiality
Option 7B | Stage 1: QPSF1 - PV - Night time only | 0 | $ |  | 2023: Redacted to preserve confidentiality
Option 7B | Stage 1: QPSF2 - PV - Day and Night time | 0 | $ |  | 2023: Redacted to preserve confidentiality
Option 7B | Stage 1: QPSF2 - BESS | 0 | $ |  | 2023: Redacted to preserve confidentiality
Option 7B | Stage 1: PAN BESS | 0 | $ |  | 2023: Redacted to preserve confidentiality
Option 7B | Stage 2: line (same as Option 3 stage 2) | 1 | $ |  | 2023: Redacted to preserve confidentiality
Option 7C | Stage 1: Panorama - BESS | 0 | $ |  | 2023: Redacted to preserve confidentiality
Option 7C | Stage 1: Parkes - syncons (same as Option 3 stage 1) | 1 | $ |  | 2023: Redacted to preserve confidentiality
Option 7C | Reinvestment: Panorama - BESS | 0 | $ |  | 2023: Redacted to preserve confidentiality
Option 7C | Stage 2: line (same as Option 3 stage 2) | 1 | $ |  | 2023: Redacted to preserve confidentiality
Option 7D | Stage 1: Parkes BESS | 0 | $ |  | 2023: Redacted to preserve confidentiality
Option 7D | Stage 1: Panorama BESS | 0 | $ |  | 2023: Redacted to preserve confidentiality
Option 7D | Reinvestment: Parkes BESS | 0 | $ |  | 2023: Redacted to preserve confidentiality
Option 7D | Reinvestment: Panorama BESS | 0 | $ |  | 2023: Redacted to preserve confidentiality
Option 7D | Stage 1: Parkes - 36 MVAr STATCOM | 0 | $ |  | 2023: Redacted to preserve confidentiality
Option 7D | Stage 1: Panorama - 30 MVAr STATCOM | 0 | $ |  | 2023: Redacted to preserve confidentiality
Option 7D | Stage 2: line (same as Option 3 stage 2) | 1 | $ |  | 2023: Redacted to preserve confidentiality
Option 7E | Stage 1: Parkes - syncon (same as Option 5 stage 1) | 1 | $ |  | 2023: Redacted to preserve confidentiality
Option 7E | Stage 1: Panorama - BESS | 0 | $ |  | 2023: Redacted to preserve confidentiality
Option 7E | Stage 1: Parkes - BESS | 0 | $ |  | 2023: Redacted to preserve confidentiality
Option 7E | Stage 2: line (same as Option 3 stage 2) | 1 | $ |  | 2023: Redacted to preserve confidentiality
Biodiversity offset costs | Bio costs component
Option 1A/1B | Stage 1: line | 1 | $ | 0 | 0 | 0 | 0 | 0 | 0 | 0 | 0 | 0 | 0 | 0 | 0 | 0 | 0 | 0 | 0 | 0 | 0 | 0 | 0 | 0
Option 1A/1B | Stage 1: substation (inc. the 2 TFs) | 1 | $ | 0 | 0 | 0 | 0 | 0 | 0 | 0 | 0 | 0 | 0 | 0 | 0 | 0 | 0 | 0 | 0 | 0 | 0 | 0 | 0 | 0
Option 1C | Stage 2: line | 1 | $ | 0 | 0 | 0 | 0 | 0 | 0 | 0 | 0 | 0 | 0 | 0 | 0 | 0 | 0 | 0 | 0 | 0 | 0 | 0 | 0 | 0
Option 1C | Stage 2: substation (inc. the 2 TFs) | 1 | $ | 0 | 0 | 0 | 0 | 0 | 0 | 0 | 0 | 0 | 0 | 0 | 0 | 0 | 0 | 0 | 0 | 0 | 0 | 0 | 0 | 0
Option 4 | Stage 2: line | 1 | $ | 0 | 0 | 0 | 0 | 0 | 0 | 0 | 0 | 0 | 0 | 0 | 0 | 0 | 0 | 0 | 0 | 0 | 0 | 0 | 0 | 0
Option 4 | Stage 2: substation (inc. the 2 TFs) | 1 | $ | 0 | 0 | 0 | 0 | 0 | 0 | 0 | 0 | 0 | 0 | 0 | 0 | 0 | 0 | 0 | 0 | 0 | 0 | 0 | 0 | 0
Option 6 | Stage 2: line | 1 | $ |  | 2023: Redacted to preserve confidentiality
Option 6 | Stage 2: substation (inc. the 2 TFs) | 1 | $ |  | 2023: Redacted to preserve confidentiality
Property allowances | Property allowances component
Option 1A/1B | Stage 1: line | 1 | $ | 0 | 0 | 0 | 0 | 0 | 0 | 0 | 0 | 0 | 0 | 0 | 0 | 0 | 0 | 0 | 0 | 0 | 0 | 0 | 0 | 0
Option 1A/1B | Stage 1: substation (inc. the 2 TFs) | 1 | $ | 0 | 0 | 0 | 0 | 0 | 0 | 0 | 0 | 0 | 0 | 0 | 0 | 0 | 0 | 0 | 0 | 0 | 0 | 0 | 0 | 0
Option 1C | Stage 2: line | 1 | $ | 0 | 0 | 0 | 0 | 0 | 0 | 0 | 0 | 0 | 0 | 0 | 0 | 0 | 0 | 0 | 0 | 0 | 0 | 0 | 0 | 0
Option 1C | Stage 2: substation (inc. the 2 TFs) | 1 | $ | 0 | 0 | 0 | 0 | 0 | 0 | 0 | 0 | 0 | 0 | 0 | 0 | 0 | 0 | 0 | 0 | 0 | 0 | 0 | 0 | 0
Option 4 | Stage 2: line | 1 | $ | 0 | 0 | 0 | 0 | 0 | 0 | 0 | 0 | 0 | 0 | 0 | 0 | 0 | 0 | 0 | 0 | 0 | 0 | 0 | 0 | 0
Option 4 | Stage 2: substation (inc. the 2 TFs) | 1 | $ | 0 | 0 | 0 | 0 | 0 | 0 | 0 | 0 | 0 | 0 | 0 | 0 | 0 | 0 | 0 | 0 | 0 | 0 | 0 | 0 | 0
Option 6 | Stage 2: line | 1 | $ |  | 2023: Redacted to preserve confidentiality
Option 6 | Stage 2: substation (inc. the 2 TFs) | 1 | $ |  | 2023: Redacted to preserve confidentiality
Land purchase | Land purchase component
Option 7A | Stage 1: Parkes - PV and BESS | 0 | $ |  | 2023: Redacted to preserve confidentiality
Option 7A | Stage 1: Panorama - BESS | 0 | $ |  | 2023: Redacted to preserve confidentiality
Option 7B | Stage 1: Parkes - QPSF1 - PV - Night time only | 0 | $ |  | 2023: Redacted to preserve confidentiality
Option 7B | Stage 1: Parkes - QPSF2 - PV - Day and Night time | 0 | $ |  | 2023: Redacted to preserve confidentiality
Option 7B | Stage 1: Parkes - QPSF2 - BESS | 0 | $ |  | 2023: Redacted to preserve confidentiality
Option 7B | Stage 1: Panorama - BESS | 0 | $ |  | 2023: Redacted to preserve confidentiality
Option 7C | Stage 1: Panorama - BESS | 0 | $ |  | 2023: Redacted to preserve confidentiality
Option 7D | Stage 1: Parkes - BESS | 0 | $ |  | 2023: Redacted to preserve confidentiality
Option 7D | Stage 1: Panorama - BESS | 0 | $ |  | 2023: Redacted to preserve confidentiality
Option 7E | Stage 1: Panorama - BESS | 0 | $ |  | 2023: Redacted to preserve confidentiality
Option 7E | Stage 1: Parkes - BESS | 0 | $ |  | 2023: Redacted to preserve confidentiality
TNSP operating expenditure
Option |  |  | Unit | PV | 2023 | 2024 | 2025 | 2026 | 2027 | 2028 | 2029 | 2030 | 2031 | 2032 | 2033 | 2034 | 2035 | 2036 | 2037 | 2038 | 2039 | 2040 | 2041 | 2042
Option 1A/1B |  |  | $ | -9972882.0436 | 0 | 0 | 0 | 0 | 0 | -1230839.6 | -1230839.6 | -1230839.6 | -1230839.6 | -1230839.6 | -1230839.6 | -1230839.6 | -1230839.6 | -1230839.6 | -1230839.6 | -1230839.6 | -1230839.6 | -1230839.6 | -1230839.6 | -1230839.6
Option 1C |  |  | $ | -6167752.1186 | 0 | 0 | 0 | 0 | -279313.55 | -279313.55 | -279313.55 | -279313.55 | -279313.55 | -279313.55 | -279313.55 | -279313.55 | -279313.55 | -1510153.15 | -1510153.15 | -1510153.15 | -1510153.15 | -1510153.15 | -1510153.15 | -1510153.15
Option 3 |  |  | $ | -7488817.8434 | 0 | 0 | 0 | 0 | -840522.23 | -840522.23 | -840522.23 | -840522.23 | -840522.23 | -840522.23 | -840522.23 | -840522.23 | -840522.23 | -840522.23 | -840522.23 | -840522.23 | -840522.23 | -840522.23 | -840522.23 | -840522.23
Option 4 |  |  | $ | -7488817.8434 | 0 | 0 | 0 | 0 | -840522.23 | -840522.23 | -840522.23 | -840522.23 | -840522.23 | -840522.23 | -840522.23 | -840522.23 | -840522.23 | -840522.23 | -840522.23 | -840522.23 | -840522.23 | -840522.23 | -840522.23 | -840522.23
Option 5 |  |  | $ |  | 2023: Redacted to preserve confidentiality
Option 6 |  |  | $ |  | 2023: Redacted to preserve confidentiality
Option 7A |  |  | $ |  | 2023: Redacted to preserve confidentiality
Option 7B |  |  | $ |  | 2023: Redacted to preserve confidentiality
Option 7C |  |  | $ |  | 2023: Redacted to preserve confidentiality
Option 7D |  |  | $ |  | 2023: Redacted to preserve confidentiality
Option 7E |  |  | $ |  | 2023: Redacted to preserve confidentiality
TNSP NNO operating expenditure
Option |  |  | Unit | PV | 2023 | 2024 | 2025 | 2026 | 2027 | 2028 | 2029 | 2030 | 2031 | 2032 | 2033 | 2034 | 2035 | 2036 | 2037 | 2038 | 2039 | 2040 | 2041 | 2042
Option 1A/1B |  |  | $ | 0 | 0 | 0 | 0 | 0 | 0 | 0 | 0 | 0 | 0 | 0 | 0 | 0 | 0 | 0 | 0 | 0 | 0 | 0 | 0 | 0
Option 1C |  |  | $ | 0 | 0 | 0 | 0 | 0 | 0 | 0 | 0 | 0 | 0 | 0 | 0 | 0 | 0 | 0 | 0 | 0 | 0 | 0 | 0 | 0
Option 3 |  |  | $ | 0 | 0 | 0 | 0 | 0 | 0 | 0 | 0 | 0 | 0 | 0 | 0 | 0 | 0 | 0 | 0 | 0 | 0 | 0 | 0 | 0
Option 4 |  |  | $ | 0 | 0 | 0 | 0 | 0 | 0 | 0 | 0 | 0 | 0 | 0 | 0 | 0 | 0 | 0 | 0 | 0 | 0 | 0 | 0 | 0
Option 5 |  |  | $ |  | 2023: Redacted to preserve confidentiality
Option 6 |  |  | $ |  | 2023: Redacted to preserve confidentiality
Option 7A |  |  | $ |  | 2023: Redacted to preserve confidentiality
Option 7B |  |  | $ |  | 2023: Redacted to preserve confidentiality
Option 7C |  |  | $ |  | 2023: Redacted to preserve confidentiality
Option 7D |  |  | $ |  | 2023: Redacted to preserve confidentiality
Option 7E |  |  | $ |  | 2023: Redacted to preserve confidentiality
NNO operating expenditure
Option |  |  | Unit | PV | 2023 | 2024 | 2025 | 2026 | 2027 | 2028 | 2029 | 2030 | 2031 | 2032 | 2033 | 2034 | 2035 | 2036 | 2037 | 2038 | 2039 | 2040 | 2041 | 2042
Option 1A/1B |  |  | $ | 0 | 0 | 0 | 0 | 0 | 0 | 0 | 0 | 0 | 0 | 0 | 0 | 0 | 0 | 0 | 0 | 0 | 0 | 0 | 0 | 0
Option 1C |  |  | $ | 0 | 0 | 0 | 0 | 0 | 0 | 0 | 0 | 0 | 0 | 0 | 0 | 0 | 0 | 0 | 0 | 0 | 0 | 0 | 0 | 0
Option 3 |  |  | $ | 0 | 0 | 0 | 0 | 0 | 0 | 0 | 0 | 0 | 0 | 0 | 0 | 0 | 0 | 0 | 0 | 0 | 0 | 0 | 0 | 0
Option 4 |  |  | $ | 0 | 0 | 0 | 0 | 0 | 0 | 0 | 0 | 0 | 0 | 0 | 0 | 0 | 0 | 0 | 0 | 0 | 0 | 0 | 0 | 0
Option 5 |  |  | $ |  | 2023: Redacted to preserve confidentiality
Option 6 |  |  | $ |  | 2023: Redacted to preserve confidentiality
Option 7A |  |  | $ |  | 2023: Redacted to preserve confidentiality
Option 7B |  |  | $ |  | 2023: Redacted to preserve confidentiality
Option 7C |  |  | $ |  | 2023: Redacted to preserve confidentiality
Option 7D |  |  | $ |  | 2023: Redacted to preserve confidentiality
Option 7E |  |  | $ |  | 2023: Redacted to preserve confidentiality
Avoided fuel consumption from generation dispatch
Option |  |  | Unit | PV | 2023 | 2024 | 2025 | 2026 | 2027 | 2028 | 2029 | 2030 | 2031 | 2032 | 2033 | 2034 | 2035 | 2036 | 2037 | 2038 | 2039 | 2040 | 2041 | 2042
Option 1A/1B |  |  | $ | 0 | 0 | 0 | 0 | 0 | 0 | 0 | 0 | 0 | 0 | 0 | 0 | 0 | 0 | 0 | 0 | 0 | 0 | 0 | 0 | 0
Option 1C |  |  | $ | 0 | 0 | 0 | 0 | 0 | 0 | 0 | 0 | 0 | 0 | 0 | 0 | 0 | 0 | 0 | 0 | 0 | 0 | 0 | 0 | 0
Option 3 |  |  | $ | 0 | 0 | 0 | 0 | 0 | 0 | 0 | 0 | 0 | 0 | 0 | 0 | 0 | 0 | 0 | 0 | 0 | 0 | 0 | 0 | 0
Option 4 |  |  | $ | 0 | 0 | 0 | 0 | 0 | 0 | 0 | 0 | 0 | 0 | 0 | 0 | 0 | 0 | 0 | 0 | 0 | 0 | 0 | 0 | 0
Option 5 |  |  | $ |  | 2023: Redacted to preserve confidentiality
Option 6 |  |  | $ |  | 2023: Redacted to preserve confidentiality
Option 7A |  |  | $ |  | 2023: Redacted to preserve confidentiality
Option 7B |  |  | $ |  | 2023: Redacted to preserve confidentiality
Option 7C |  |  | $ |  | 2023: Redacted to preserve confidentiality
Option 7D |  |  | $ |  | 2023: Redacted to preserve confidentiality
Option 7E |  |  | $ |  | 2023: Redacted to preserve confidentiality
Avoided voluntary load curtailment
Option |  |  | Unit | PV | 2023 | 2024 | 2025 | 2026 | 2027 | 2028 | 2029 | 2030 | 2031 | 2032 | 2033 | 2034 | 2035 | 2036 | 2037 | 2038 | 2039 | 2040 | 2041 | 2042
Option 1A/1B |  |  | $ | 0 | 0 | 0 | 0 | 0 | 0 | 0 | 0 | 0 | 0 | 0 | 0 | 0 | 0 | 0 | 0 | 0 | 0 | 0 | 0 | 0
Option 1C |  |  | $ | 0 | 0 | 0 | 0 | 0 | 0 | 0 | 0 | 0 | 0 | 0 | 0 | 0 | 0 | 0 | 0 | 0 | 0 | 0 | 0 | 0
Option 3 |  |  | $ | 0 | 0 | 0 | 0 | 0 | 0 | 0 | 0 | 0 | 0 | 0 | 0 | 0 | 0 | 0 | 0 | 0 | 0 | 0 | 0 | 0
Option 4 |  |  | $ | 0 | 0 | 0 | 0 | 0 | 0 | 0 | 0 | 0 | 0 | 0 | 0 | 0 | 0 | 0 | 0 | 0 | 0 | 0 | 0 | 0
Option 5 |  |  | $ |  | 2023: Redacted to preserve confidentiality
Option 6 |  |  | $ |  | 2023: Redacted to preserve confidentiality
Option 7A |  |  | $ |  | 2023: Redacted to preserve confidentiality
Option 7B |  |  | $ |  | 2023: Redacted to preserve confidentiality
Option 7C |  |  | $ |  | 2023: Redacted to preserve confidentiality
Option 7D |  |  | $ |  | 2023: Redacted to preserve confidentiality
Option 7E |  |  | $ |  | 2023: Redacted to preserve confidentiality
Avoided involuntary load shedding - outside of CW NSW
Option |  |  | Unit | PV | 2023 | 2024 | 2025 | 2026 | 2027 | 2028 | 2029 | 2030 | 2031 | 2032 | 2033 | 2034 | 2035 | 2036 | 2037 | 2038 | 2039 | 2040 | 2041 | 2042
Option 1A/1B |  |  | $ | 0 | 0 | 0 | 0 | 0 | 0 | 0 | 0 | 0 | 0 | 0 | 0 | 0 | 0 | 0 | 0 | 0 | 0 | 0 | 0 | 0
Option 1C |  |  | $ | 0 | 0 | 0 | 0 | 0 | 0 | 0 | 0 | 0 | 0 | 0 | 0 | 0 | 0 | 0 | 0 | 0 | 0 | 0 | 0 | 0
Option 3 |  |  | $ | 0 | 0 | 0 | 0 | 0 | 0 | 0 | 0 | 0 | 0 | 0 | 0 | 0 | 0 | 0 | 0 | 0 | 0 | 0 | 0 | 0
Option 4 |  |  | $ | 0 | 0 | 0 | 0 | 0 | 0 | 0 | 0 | 0 | 0 | 0 | 0 | 0 | 0 | 0 | 0 | 0 | 0 | 0 | 0 | 0
Option 5 |  |  | $ |  | 2023: Redacted to preserve confidentiality
Option 6 |  |  | $ |  | 2023: Redacted to preserve confidentiality
Option 7A |  |  | $ |  | 2023: Redacted to preserve confidentiality
Option 7B |  |  | $ |  | 2023: Redacted to preserve confidentiality
Option 7C |  |  | $ |  | 2023: Redacted to preserve confidentiality
Option 7D |  |  | $ |  | 2023: Redacted to preserve confidentiality
Option 7E |  |  | $ |  | 2023: Redacted to preserve confidentiality
Avoided involuntary load shedding in CW NSW
Option |  |  | Unit | PV | 2023 | 2024 | 2025 | 2026 | 2027 | 2028 | 2029 | 2030 | 2031 | 2032 | 2033 | 2034 | 2035 | 2036 | 2037 | 2038 | 2039 | 2040 | 2041 | 2042
Option 1A/1B |  |  | $ | 3293140.8327 | 0 | 0 | 0 | 0 | 0 | 4304003.3638 | 0 | 0 | 0 | 0 | 0 | 0 | 0 | 0 | 0 | 0 | 0 | 0 | 0 | 0
Option 1C |  |  | $ | 6355019.771 | 0 | 0 | 0 | 0 | 3793131.106 | 4304003.3638 | 0 | 0 | 0 | 0 | 0 | 0 | 0 | 0 | 0 | 0 | 0 | 0 | 0 | 0
Option 3 |  |  | $ | 6355019.771 | 0 | 0 | 0 | 0 | 3793131.106 | 4304003.3638 | 0 | 0 | 0 | 0 | 0 | 0 | 0 | 0 | 0 | 0 | 0 | 0 | 0 | 0
Option 4 |  |  | $ | 6355019.771 | 0 | 0 | 0 | 0 | 3793131.106 | 4304003.3638 | 0 | 0 | 0 | 0 | 0 | 0 | 0 | 0 | 0 | 0 | 0 | 0 | 0 | 0
Option 5 |  |  | $ |  | 2023: Redacted to preserve confidentiality
Option 6 |  |  | $ |  | 2023: Redacted to preserve confidentiality
Option 7A |  |  | $ |  | 2023: Redacted to preserve confidentiality
Option 7B |  |  | $ |  | 2023: Redacted to preserve confidentiality
Option 7C |  |  | $ |  | 2023: Redacted to preserve confidentiality
Option 7D |  |  | $ |  | 2023: Redacted to preserve confidentiality
Option 7E |  |  | $ |  | 2023: Redacted to preserve confidentiality
Avoided costs for non RIT-T proponent parties
Option |  |  | Unit | PV | 2023 | 2024 | 2025 | 2026 | 2027 | 2028 | 2029 | 2030 | 2031 | 2032 | 2033 | 2034 | 2035 | 2036 | 2037 | 2038 | 2039 | 2040 | 2041 | 2042
Option 1A/1B |  |  | $ | 0 | 0 | 0 | 0 | 0 | 0 | 0 | 0 | 0 | 0 | 0 | 0 | 0 | 0 | 0 | 0 | 0 | 0 | 0 | 0 | 0
Option 1C |  |  | $ | 0 | 0 | 0 | 0 | 0 | 0 | 0 | 0 | 0 | 0 | 0 | 0 | 0 | 0 | 0 | 0 | 0 | 0 | 0 | 0 | 0
Option 3 |  |  | $ | 0 | 0 | 0 | 0 | 0 | 0 | 0 | 0 | 0 | 0 | 0 | 0 | 0 | 0 | 0 | 0 | 0 | 0 | 0 | 0 | 0
Option 4 |  |  | $ | 0 | 0 | 0 | 0 | 0 | 0 | 0 | 0 | 0 | 0 | 0 | 0 | 0 | 0 | 0 | 0 | 0 | 0 | 0 | 0 | 0
Option 5 |  |  | $ |  | 2023: Redacted to preserve confidentiality
Option 6 |  |  | $ |  | 2023: Redacted to preserve confidentiality
Option 7A |  |  | $ |  | 2023: Redacted to preserve confidentiality
Option 7B |  |  | $ |  | 2023: Redacted to preserve confidentiality
Option 7C |  |  | $ |  | 2023: Redacted to preserve confidentiality
Option 7D |  |  | $ |  | 2023: Redacted to preserve confidentiality
Option 7E |  |  | $ |  | 2023: Redacted to preserve confidentiality
Avoided unrelated TNSP expenditure
Option |  |  | Unit | PV | 2023 | 2024 | 2025 | 2026 | 2027 | 2028 | 2029 | 2030 | 2031 | 2032 | 2033 | 2034 | 2035 | 2036 | 2037 | 2038 | 2039 | 2040 | 2041 | 2042
Option 1A/1B |  |  | $ | 0 | 0 | 0 | 0 | 0 | 0 | 0 | 0 | 0 | 0 | 0 | 0 | 0 | 0 | 0 | 0 | 0 | 0 | 0 | 0 | 0
Option 1C |  |  | $ | 0 | 0 | 0 | 0 | 0 | 0 | 0 | 0 | 0 | 0 | 0 | 0 | 0 | 0 | 0 | 0 | 0 | 0 | 0 | 0 | 0
Option 3 |  |  | $ | 0 | 0 | 0 | 0 | 0 | 0 | 0 | 0 | 0 | 0 | 0 | 0 | 0 | 0 | 0 | 0 | 0 | 0 | 0 | 0 | 0
Option 4 |  |  | $ | 0 | 0 | 0 | 0 | 0 | 0 | 0 | 0 | 0 | 0 | 0 | 0 | 0 | 0 | 0 | 0 | 0 | 0 | 0 | 0 | 0
Option 5 |  |  | $ |  | 2023: Redacted to preserve confidentiality
Option 6 |  |  | $ |  | 2023: Redacted to preserve confidentiality
Option 7A |  |  | $ |  | 2023: Redacted to preserve confidentiality
Option 7B |  |  | $ |  | 2023: Redacted to preserve confidentiality
Option 7C |  |  | $ |  | 2023: Redacted to preserve confidentiality
Option 7D |  |  | $ |  | 2023: Redacted to preserve confidentiality
Option 7E |  |  | $ |  | 2023: Redacted to preserve confidentiality
NNO receipts received from TNSP
Option |  |  | Unit | PV | 2023 | 2024 | 2025 | 2026 | 2027 | 2028 | 2029 | 2030 | 2031 | 2032 | 2033 | 2034 | 2035 | 2036 | 2037 | 2038 | 2039 | 2040 | 2041 | 2042
Option 1A/1B |  |  | $ | 0 | 0 | 0 | 0 | 0 | 0 | 0 | 0 | 0 | 0 | 0 | 0 | 0 | 0 | 0 | 0 | 0 | 0 | 0 | 0 | 0
Option 1C |  |  | $ | 0 | 0 | 0 | 0 | 0 | 0 | 0 | 0 | 0 | 0 | 0 | 0 | 0 | 0 | 0 | 0 | 0 | 0 | 0 | 0 | 0
Option 3 |  |  | $ | 0 | 0 | 0 | 0 | 0 | 0 | 0 | 0 | 0 | 0 | 0 | 0 | 0 | 0 | 0 | 0 | 0 | 0 | 0 | 0 | 0
Option 4 |  |  | $ | 0 | 0 | 0 | 0 | 0 | 0 | 0 | 0 | 0 | 0 | 0 | 0 | 0 | 0 | 0 | 0 | 0 | 0 | 0 | 0 | 0
Option 5 |  |  | $ |  | 2023: Redacted to preserve confidentiality
Option 6 |  |  | $ |  | 2023: Redacted to preserve confidentiality
Option 7A |  |  | $ |  | 2023: Redacted to preserve confidentiality
Option 7B |  |  | $ |  | 2023: Redacted to preserve confidentiality
Option 7C |  |  | $ |  | 2023: Redacted to preserve confidentiality
Option 7D |  |  | $ |  | 2023: Redacted to preserve confidentiality
Option 7E |  |  | $ |  | 2023: Redacted to preserve confidentiality
Payback analysis
[5 empty] | 0 | 1 | 2 | 3 | 4 | 5 | 6 | 7 | 8 | 9 | 10 | 11 | 12 | 13 | 14 | 15 | 16 | 17 | 18 | 19
[5 empty] | 1 | 1.055 | 1.113 | 1.1742 | 1.2388 | 1.307 | 1.3788 | 1.4547 | 1.5347 | 1.6191 | 1.7081 | 1.8021 | 1.9012 | 2.0058 | 2.1161 | 2.2325 | 2.3553 | 2.4848 | 2.6215 | 2.7656
PV gross benefits
Option |  |  | Unit | PV | 2023 | 2024 | 2025 | 2026 | 2027 | 2028 | 2029 | 2030 | 2031 | 2032 | 2033 | 2034 | 2035 | 2036 | 2037 | 2038 | 2039 | 2040 | 2041 | 2042
Option 1A/1B |  |  | $ |  | 0 | 0 | 0 | 0 | 0 | 3293140.8327 | 0 | 0 | 0 | 0 | 0 | 0 | 0 | 0 | 0 | 0 | 0 | 0 | 0 | 0
Option 1C |  |  | $ |  | 0 | 0 | 0 | 0 | 3061878.9383 | 3293140.8327 | 0 | 0 | 0 | 0 | 0 | 0 | 0 | 0 | 0 | 0 | 0 | 0 | 0 | 0
Option 3 |  |  | $ |  | 0 | 0 | 0 | 0 | 3061878.9383 | 3293140.8327 | 0 | 0 | 0 | 0 | 0 | 0 | 0 | 0 | 0 | 0 | 0 | 0 | 0 | 0
Option 4 |  |  | $ |  | 0 | 0 | 0 | 0 | 3061878.9383 | 3293140.8327 | 0 | 0 | 0 | 0 | 0 | 0 | 0 | 0 | 0 | 0 | 0 | 0 | 0 | 0
Option 5 |  |  | $ |  | 2023: Redacted to preserve confidentiality
Option 6 |  |  | $ |  | 2023: Redacted to preserve confidentiality
Option 7A |  |  | $ |  | 2023: Redacted to preserve confidentiality
Option 7B |  |  | $ |  | 2023: Redacted to preserve confidentiality
Option 7C |  |  | $ |  | 2023: Redacted to preserve confidentiality
Option 7D |  |  | $ |  | 2023: Redacted to preserve confidentiality
Option 7E |  |  | $ |  | 2023: Redacted to preserve confidentiality
Cumulative PV gross benefits
Option |  |  | Unit | PV | 2023 | 2024 | 2025 | 2026 | 2027 | 2028 | 2029 | 2030 | 2031 | 2032 | 2033 | 2034 | 2035 | 2036 | 2037 | 2038 | 2039 | 2040 | 2041 | 2042
Option 1A/1B |  |  | $ |  | 0 | 0 | 0 | 0 | 0 | 3293140.8327 | 3293140.8327 | 3293140.8327 | 3293140.8327 | 3293140.8327 | 3293140.8327 | 3293140.8327 | 3293140.8327 | 3293140.8327 | 3293140.8327 | 3293140.8327 | 3293140.8327 | 3293140.8327 | 3293140.8327 | 3293140.8327
Option 1C |  |  | $ |  | 0 | 0 | 0 | 0 | 3061878.9383 | 6355019.771 | 6355019.771 | 6355019.771 | 6355019.771 | 6355019.771 | 6355019.771 | 6355019.771 | 6355019.771 | 6355019.771 | 6355019.771 | 6355019.771 | 6355019.771 | 6355019.771 | 6355019.771 | 6355019.771
Option 3 |  |  | $ |  | 0 | 0 | 0 | 0 | 3061878.9383 | 6355019.771 | 6355019.771 | 6355019.771 | 6355019.771 | 6355019.771 | 6355019.771 | 6355019.771 | 6355019.771 | 6355019.771 | 6355019.771 | 6355019.771 | 6355019.771 | 6355019.771 | 6355019.771 | 6355019.771
Option 4 |  |  | $ |  | 0 | 0 | 0 | 0 | 3061878.9383 | 6355019.771 | 6355019.771 | 6355019.771 | 6355019.771 | 6355019.771 | 6355019.771 | 6355019.771 | 6355019.771 | 6355019.771 | 6355019.771 | 6355019.771 | 6355019.771 | 6355019.771 | 6355019.771 | 6355019.771
Option 5 |  |  | $ |  | 2023: Redacted to preserve confidentiality
Option 6 |  |  | $ |  | 2023: Redacted to preserve confidentiality
Option 7A |  |  | $ |  | 2023: Redacted to preserve confidentiality
Option 7B |  |  | $ |  | 2023: Redacted to preserve confidentiality
Option 7C |  |  | $ |  | 2023: Redacted to preserve confidentiality
Option 7D |  |  | $ |  | 2023: Redacted to preserve confidentiality
Option 7E |  |  | $ |  | 2023: Redacted to preserve confidentiality
Total cost
Option |  |  | Unit | PV | 2023 | 2024 | 2025 | 2026 | 2027 | 2028 | 2029 | 2030 | 2031 | 2032 | 2033 | 2034 | 2035 | 2036 | 2037 | 2038 | 2039 | 2040 | 2041 | 2042
Option 1A/1B |  |  | $ |  | 110628342.9902 | 110628342.9902 | 110628342.9902 | 110628342.9902 | 110628342.9902 | 110628342.9902 | 110628342.9902 | 110628342.9902 | 110628342.9902 | 110628342.9902 | 110628342.9902 | 110628342.9902 | 110628342.9902 | 110628342.9902 | 110628342.9902 | 110628342.9902 | 110628342.9902 | 110628342.9902 | 110628342.9902 | 110628342.9902
Option 1C |  |  | $ |  | 66457790.3867 | 66457790.3867 | 66457790.3867 | 66457790.3867 | 66457790.3867 | 66457790.3867 | 66457790.3867 | 66457790.3867 | 66457790.3867 | 66457790.3867 | 66457790.3867 | 66457790.3867 | 66457790.3867 | 66457790.3867 | 66457790.3867 | 66457790.3867 | 66457790.3867 | 66457790.3867 | 66457790.3867 | 66457790.3867
Option 3 |  |  | $ |  | 70347123.4353 | 70347123.4353 | 70347123.4353 | 70347123.4353 | 70347123.4353 | 70347123.4353 | 70347123.4353 | 70347123.4353 | 70347123.4353 | 70347123.4353 | 70347123.4353 | 70347123.4353 | 70347123.4353 | 70347123.4353 | 70347123.4353 | 70347123.4353 | 70347123.4353 | 70347123.4353 | 70347123.4353 | 70347123.4353
Option 4 |  |  | $ |  | 70347123.4353 | 70347123.4353 | 70347123.4353 | 70347123.4353 | 70347123.4353 | 70347123.4353 | 70347123.4353 | 70347123.4353 | 70347123.4353 | 70347123.4353 | 70347123.4353 | 70347123.4353 | 70347123.4353 | 70347123.4353 | 70347123.4353 | 70347123.4353 | 70347123.4353 | 70347123.4353 | 70347123.4353 | 70347123.4353
Option 5 |  |  | $ |  | 2023: Redacted to preserve confidentiality
Option 6 |  |  | $ |  | 2023: Redacted to preserve confidentiality
Option 7A |  |  | $ |  | 2023: Redacted to preserve confidentiality
Option 7B |  |  | $ |  | 2023: Redacted to preserve confidentiality
Option 7C |  |  | $ |  | 2023: Redacted to preserve confidentiality
Option 7D |  |  | $ |  | 2023: Redacted to preserve confidentiality
Option 7E |  |  | $ |  | 2023: Redacted to preserve confidentiality
Payback
Option |  |  | Unit | PV | 2023 | 2024 | 2025 | 2026 | 2027 | 2028 | 2029 | 2030 | 2031 | 2032 | 2033 | 2034 | 2035 | 2036 | 2037 | 2038 | 2039 | 2040 | 2041 | 2042
Option 1A/1B |  |  | $ | bar: 2023 to 2042
Option 1C |  |  | $ | bar: 2023 to 2042
Option 3 |  |  | $ | bar: 2023 to 2042
Option 4 |  |  | $ | bar: 2023 to 2042
Option 5 |  |  | $ | bar: 2023 to 2042
Option 6 |  |  | $ | bar: 2023 to 2042
Option 7A |  |  | $ | bar: 2023 to 2042
Option 7B |  |  | $ | bar: 2023 to 2042
Option 7C |  |  | $ | bar: 2023 to 2042
Option 7D |  |  | $ | bar: 2023 to 2042
Option 7E |  |  | $ | bar: 2023 to 2042

## Weighted
Weighted | NPV results
NPV results
Option |  | Unit | PV | 2023 | 2024 | 2025 | 2026 | 2027 | 2028 | 2029 | 2030 | 2031 | 2032 | 2033 | 2034 | 2035 | 2036 | 2037 | 2038 | 2039 | 2040 | 2041 | 2042
Option 1A/1B |  | $ | 181353719.5867 | -1440351.6479 | -3500165.999 | -10453754.0837 | -94503129.9867 | -133527903.7826 | 446707311.3476 | -2090113.771 | -2090113.771 | -2090113.771 | -2090113.771 | -2090113.771 | -2090113.771 | -2090113.771 | -2090113.771 | -2090113.771 | -2090113.771 | -2090113.771 | -2090113.771 | -2090113.771 | 156422682.344
Option 1C |  | $ | 440221276.1006 | -2121311.0535 | -9669937.1293 | -25464652.3586 | -64032903.2507 | 219126225.4288 | 456504441.1826 | -4754444.3818 | -10285114.9418 | -3334580.9562 | -5966317.0367 | -3913357.3321 | -27249750.1366 | -21145101.9754 | -1746657.7406 | -1746657.7406 | -1746657.7406 | -1746657.7406 | -1746657.7406 | -1746657.7406 | 144501524.0279
Option 3 |  | $ | 466421045.1141 | -4095303.9 | -21299775.34 | -56813577.96 | -4758205.56 | 268424020.8368 | 452634620.3579 | -6647410.8936 | -51050797.9736 | -6064525.7336 | -1685652.544 | -1685652.544 | -1685652.544 | -1685652.544 | -1685652.544 | -1685652.544 | -1685652.544 | -1685652.544 | -1685652.544 | -1685652.544 | 96646738.844
Option 4 |  | $ | 451141536.478 | -4214986.5566 | -21651223.8818 | -57765761.1271 | -18125706.5656 | 273754155.611 | 455793473.5789 | -5562769.1295 | -47221462.5431 | -38569763.117 | -1807153.27 | -1751051.1688 | -1751051.1688 | -1751051.1688 | -1751051.1688 | -1751051.1688 | -1751051.1688 | -1751051.1688 | -1751051.1688 | -1751051.1688 | 121013170.4612
Option 5 |  | $ | 420213253.7835 | 2023: Redacted to preserve confidentiality
Option 6 |  | $ | 404933745.1474 | 2023: Redacted to preserve confidentiality
Option 7A |  | $ | 2207632671.1239 | 2023: Redacted to preserve confidentiality
Option 7B |  | $ | 1684450499.3451 | 2023: Redacted to preserve confidentiality
Option 7C |  | $ | 610031444.3797 | 2023: Redacted to preserve confidentiality
Option 7D |  | $ | 2550389588.8685 | 2023: Redacted to preserve confidentiality
Option 7E |  | $ | 2543953134.7812 | 2023: Redacted to preserve confidentiality
Weighted | Calculation
TNSP capital costs
Option |  | Unit | PV | 2023 | 2024 | 2025 | 2026 | 2027 | 2028 | 2029 | 2030 | 2031 | 2032 | 2033 | 2034 | 2035 | 2036 | 2037 | 2038 | 2039 | 2040 | 2041 | 2042
Option 1A/1B |  | $ | -150272287.0982 | -1440351.6479 | -3500165.999 | -10453754.0837 | -94503129.9867 | -133527903.7826 | -6758071.6 | 0 | 0 | 0 | 0 | 0 | 0 | 0 | 0 | 0 | 0 | 0 | 0 | 0 | 158512796.115
Option 1C |  | $ | -112996521.2817 | -2121311.0535 | -9669937.1293 | -25464652.3586 | -64032903.2507 | -46223846.3878 | -631781.8 | -3567521.88 | -9098192.44 | -2147658.4544 | -4646444.3097 | -2593484.6051 | -25872344.276 | -19767696.1148 | 0 | 0 | 0 | 0 | 0 | 0 | 146248181.7685
Option 3 |  | $ | -102331467.4742 | -4095303.9 | -21299775.34 | -56813577.96 | -4758205.56 | -17757556.94 | -3251624.46 | -5589569.44 | -49992956.52 | -5006684.28 | 0 | 0 | 0 | 0 | 0 | 0 | 0 | 0 | 0 | 0 | 98332391.388
Option 4 |  | $ | -118339542.7283 | -4214986.5566 | -21651223.8818 | -57765761.1271 | -18125706.5656 | -12427422.1658 | -1467598.5475 | -4500695.7715 | -46159389.1851 | -37507689.759 | -105043.32 | 0 | 0 | 0 | 0 | 0 | 0 | 0 | 0 | 0 | 122764221.63
Option 5 |  | $ |  | 2023: Redacted to preserve confidentiality
Option 6 |  | $ |  | 2023: Redacted to preserve confidentiality
Option 7A |  | $ |  | 2023: Redacted to preserve confidentiality
Option 7B |  | $ |  | 2023: Redacted to preserve confidentiality
Option 7C |  | $ |  | 2023: Redacted to preserve confidentiality
Option 7D |  | $ |  | 2023: Redacted to preserve confidentiality
Option 7E |  | $ |  | 2023: Redacted to preserve confidentiality
NNO capital costs
Option |  | Unit | PV | 2023 | 2024 | 2025 | 2026 | 2027 | 2028 | 2029 | 2030 | 2031 | 2032 | 2033 | 2034 | 2035 | 2036 | 2037 | 2038 | 2039 | 2040 | 2041 | 2042
Option 1A/1B |  | $ | 0 | 0 | 0 | 0 | 0 | 0 | 0 | 0 | 0 | 0 | 0 | 0 | 0 | 0 | 0 | 0 | 0 | 0 | 0 | 0 | 0
Option 1C |  | $ | 0 | 0 | 0 | 0 | 0 | 0 | 0 | 0 | 0 | 0 | 0 | 0 | 0 | 0 | 0 | 0 | 0 | 0 | 0 | 0 | 0
Option 3 |  | $ | 0 | 0 | 0 | 0 | 0 | 0 | 0 | 0 | 0 | 0 | 0 | 0 | 0 | 0 | 0 | 0 | 0 | 0 | 0 | 0 | 0
Option 4 |  | $ | 0 | 0 | 0 | 0 | 0 | 0 | 0 | 0 | 0 | 0 | 0 | 0 | 0 | 0 | 0 | 0 | 0 | 0 | 0 | 0 | 0
Option 5 |  | $ |  | 2023: Redacted to preserve confidentiality
Option 6 |  | $ |  | 2023: Redacted to preserve confidentiality
Option 7A |  | $ |  | 2023: Redacted to preserve confidentiality
Option 7B |  | $ |  | 2023: Redacted to preserve confidentiality
Option 7C |  | $ |  | 2023: Redacted to preserve confidentiality
Option 7D |  | $ |  | 2023: Redacted to preserve confidentiality
Option 7E |  | $ |  | 2023: Redacted to preserve confidentiality
TNSP operating expenditure
Option |  | Unit | PV | 2023 | 2024 | 2025 | 2026 | 2027 | 2028 | 2029 | 2030 | 2031 | 2032 | 2033 | 2034 | 2035 | 2036 | 2037 | 2038 | 2039 | 2040 | 2041 | 2042
Option 1A/1B |  | $ | -16277693.7479 | 0 | 0 | 0 | 0 | 0 | -1230839.6 | -2090113.771 | -2090113.771 | -2090113.771 | -2090113.771 | -2090113.771 | -2090113.771 | -2090113.771 | -2090113.771 | -2090113.771 | -2090113.771 | -2090113.771 | -2090113.771 | -2090113.771 | -2090113.771
Option 1C |  | $ | -11881473.7693 | 0 | 0 | 0 | 0 | -279313.55 | -1186922.5018 | -1186922.5018 | -1186922.5018 | -1186922.5018 | -1319872.727 | -1319872.727 | -1377405.8606 | -1377405.8606 | -1746657.7406 | -1746657.7406 | -1746657.7406 | -1746657.7406 | -1746657.7406 | -1746657.7406 | -1746657.7406
Option 3 |  | $ | -12393872.022 | 0 | 0 | 0 | 0 | -840522.23 | -840522.23 | -1057841.4536 | -1057841.4536 | -1057841.4536 | -1685652.544 | -1685652.544 | -1685652.544 | -1685652.544 | -1685652.544 | -1685652.544 | -1685652.544 | -1685652.544 | -1685652.544 | -1685652.544 | -1685652.544
Option 4 |  | $ | -12886749.3876 | 0 | 0 | 0 | 0 | -840522.23 | -1062073.358 | -1062073.358 | -1062073.358 | -1062073.358 | -1702109.95 | -1751051.1688 | -1751051.1688 | -1751051.1688 | -1751051.1688 | -1751051.1688 | -1751051.1688 | -1751051.1688 | -1751051.1688 | -1751051.1688 | -1751051.1688
Option 5 |  | $ |  | 2023: Redacted to preserve confidentiality
Option 6 |  | $ |  | 2023: Redacted to preserve confidentiality
Option 7A |  | $ |  | 2023: Redacted to preserve confidentiality
Option 7B |  | $ |  | 2023: Redacted to preserve confidentiality
Option 7C |  | $ |  | 2023: Redacted to preserve confidentiality
Option 7D |  | $ |  | 2023: Redacted to preserve confidentiality
Option 7E |  | $ |  | 2023: Redacted to preserve confidentiality
TNSP NNO operating expenditure
Option |  | Unit | PV | 2023 | 2024 | 2025 | 2026 | 2027 | 2028 | 2029 | 2030 | 2031 | 2032 | 2033 | 2034 | 2035 | 2036 | 2037 | 2038 | 2039 | 2040 | 2041 | 2042
Option 1A/1B |  | $ | 0 | 0 | 0 | 0 | 0 | 0 | 0 | 0 | 0 | 0 | 0 | 0 | 0 | 0 | 0 | 0 | 0 | 0 | 0 | 0 | 0
Option 1C |  | $ | 0 | 0 | 0 | 0 | 0 | 0 | 0 | 0 | 0 | 0 | 0 | 0 | 0 | 0 | 0 | 0 | 0 | 0 | 0 | 0 | 0
Option 3 |  | $ | 0 | 0 | 0 | 0 | 0 | 0 | 0 | 0 | 0 | 0 | 0 | 0 | 0 | 0 | 0 | 0 | 0 | 0 | 0 | 0 | 0
Option 4 |  | $ | 0 | 0 | 0 | 0 | 0 | 0 | 0 | 0 | 0 | 0 | 0 | 0 | 0 | 0 | 0 | 0 | 0 | 0 | 0 | 0 | 0
Option 5 |  | $ |  | 2023: Redacted to preserve confidentiality
Option 6 |  | $ |  | 2023: Redacted to preserve confidentiality
Option 7A |  | $ |  | 2023: Redacted to preserve confidentiality
Option 7B |  | $ |  | 2023: Redacted to preserve confidentiality
Option 7C |  | $ |  | 2023: Redacted to preserve confidentiality
Option 7D |  | $ |  | 2023: Redacted to preserve confidentiality
Option 7E |  | $ |  | 2023: Redacted to preserve confidentiality
NNO operating expenditure
Option |  | Unit | PV | 2023 | 2024 | 2025 | 2026 | 2027 | 2028 | 2029 | 2030 | 2031 | 2032 | 2033 | 2034 | 2035 | 2036 | 2037 | 2038 | 2039 | 2040 | 2041 | 2042
Option 1A/1B |  | $ | 0 | 0 | 0 | 0 | 0 | 0 | 0 | 0 | 0 | 0 | 0 | 0 | 0 | 0 | 0 | 0 | 0 | 0 | 0 | 0 | 0
Option 1C |  | $ | 0 | 0 | 0 | 0 | 0 | 0 | 0 | 0 | 0 | 0 | 0 | 0 | 0 | 0 | 0 | 0 | 0 | 0 | 0 | 0 | 0
Option 3 |  | $ | 0 | 0 | 0 | 0 | 0 | 0 | 0 | 0 | 0 | 0 | 0 | 0 | 0 | 0 | 0 | 0 | 0 | 0 | 0 | 0 | 0
Option 4 |  | $ | 0 | 0 | 0 | 0 | 0 | 0 | 0 | 0 | 0 | 0 | 0 | 0 | 0 | 0 | 0 | 0 | 0 | 0 | 0 | 0 | 0
Option 5 |  | $ |  | 2023: Redacted to preserve confidentiality
Option 6 |  | $ |  | 2023: Redacted to preserve confidentiality
Option 7A |  | $ |  | 2023: Redacted to preserve confidentiality
Option 7B |  | $ |  | 2023: Redacted to preserve confidentiality
Option 7C |  | $ |  | 2023: Redacted to preserve confidentiality
Option 7D |  | $ |  | 2023: Redacted to preserve confidentiality
Option 7E |  | $ |  | 2023: Redacted to preserve confidentiality
Avoided fuel consumption from generation dispatch
Option |  | Unit | PV | 2023 | 2024 | 2025 | 2026 | 2027 | 2028 | 2029 | 2030 | 2031 | 2032 | 2033 | 2034 | 2035 | 2036 | 2037 | 2038 | 2039 | 2040 | 2041 | 2042
Option 1A/1B |  | $ | 0 | 0 | 0 | 0 | 0 | 0 | 0 | 0 | 0 | 0 | 0 | 0 | 0 | 0 | 0 | 0 | 0 | 0 | 0 | 0 | 0
Option 1C |  | $ | 0 | 0 | 0 | 0 | 0 | 0 | 0 | 0 | 0 | 0 | 0 | 0 | 0 | 0 | 0 | 0 | 0 | 0 | 0 | 0 | 0
Option 3 |  | $ | 0 | 0 | 0 | 0 | 0 | 0 | 0 | 0 | 0 | 0 | 0 | 0 | 0 | 0 | 0 | 0 | 0 | 0 | 0 | 0 | 0
Option 4 |  | $ | 0 | 0 | 0 | 0 | 0 | 0 | 0 | 0 | 0 | 0 | 0 | 0 | 0 | 0 | 0 | 0 | 0 | 0 | 0 | 0 | 0
Option 5 |  | $ |  | 2023: Redacted to preserve confidentiality
Option 6 |  | $ |  | 2023: Redacted to preserve confidentiality
Option 7A |  | $ |  | 2023: Redacted to preserve confidentiality
Option 7B |  | $ |  | 2023: Redacted to preserve confidentiality
Option 7C |  | $ |  | 2023: Redacted to preserve confidentiality
Option 7D |  | $ |  | 2023: Redacted to preserve confidentiality
Option 7E |  | $ |  | 2023: Redacted to preserve confidentiality
Avoided voluntary load curtailment
Option |  | Unit | PV | 2023 | 2024 | 2025 | 2026 | 2027 | 2028 | 2029 | 2030 | 2031 | 2032 | 2033 | 2034 | 2035 | 2036 | 2037 | 2038 | 2039 | 2040 | 2041 | 2042
Option 1A/1B |  | $ | 0 | 0 | 0 | 0 | 0 | 0 | 0 | 0 | 0 | 0 | 0 | 0 | 0 | 0 | 0 | 0 | 0 | 0 | 0 | 0 | 0
Option 1C |  | $ | 0 | 0 | 0 | 0 | 0 | 0 | 0 | 0 | 0 | 0 | 0 | 0 | 0 | 0 | 0 | 0 | 0 | 0 | 0 | 0 | 0
Option 3 |  | $ | 0 | 0 | 0 | 0 | 0 | 0 | 0 | 0 | 0 | 0 | 0 | 0 | 0 | 0 | 0 | 0 | 0 | 0 | 0 | 0 | 0
Option 4 |  | $ | 0 | 0 | 0 | 0 | 0 | 0 | 0 | 0 | 0 | 0 | 0 | 0 | 0 | 0 | 0 | 0 | 0 | 0 | 0 | 0 | 0
Option 5 |  | $ |  | 2023: Redacted to preserve confidentiality
Option 6 |  | $ |  | 2023: Redacted to preserve confidentiality
Option 7A |  | $ |  | 2023: Redacted to preserve confidentiality
Option 7B |  | $ |  | 2023: Redacted to preserve confidentiality
Option 7C |  | $ |  | 2023: Redacted to preserve confidentiality
Option 7D |  | $ |  | 2023: Redacted to preserve confidentiality
Option 7E |  | $ |  | 2023: Redacted to preserve confidentiality
Avoided involuntary load shedding - outside of CW NSW
Option |  | Unit | PV | 2023 | 2024 | 2025 | 2026 | 2027 | 2028 | 2029 | 2030 | 2031 | 2032 | 2033 | 2034 | 2035 | 2036 | 2037 | 2038 | 2039 | 2040 | 2041 | 2042
Option 1A/1B |  | $ | 0 | 0 | 0 | 0 | 0 | 0 | 0 | 0 | 0 | 0 | 0 | 0 | 0 | 0 | 0 | 0 | 0 | 0 | 0 | 0 | 0
Option 1C |  | $ | 0 | 0 | 0 | 0 | 0 | 0 | 0 | 0 | 0 | 0 | 0 | 0 | 0 | 0 | 0 | 0 | 0 | 0 | 0 | 0 | 0
Option 3 |  | $ | 0 | 0 | 0 | 0 | 0 | 0 | 0 | 0 | 0 | 0 | 0 | 0 | 0 | 0 | 0 | 0 | 0 | 0 | 0 | 0 | 0
Option 4 |  | $ | 0 | 0 | 0 | 0 | 0 | 0 | 0 | 0 | 0 | 0 | 0 | 0 | 0 | 0 | 0 | 0 | 0 | 0 | 0 | 0 | 0
Option 5 |  | $ |  | 2023: Redacted to preserve confidentiality
Option 6 |  | $ |  | 2023: Redacted to preserve confidentiality
Option 7A |  | $ |  | 2023: Redacted to preserve confidentiality
Option 7B |  | $ |  | 2023: Redacted to preserve confidentiality
Option 7C |  | $ |  | 2023: Redacted to preserve confidentiality
Option 7D |  | $ |  | 2023: Redacted to preserve confidentiality
Option 7E |  | $ |  | 2023: Redacted to preserve confidentiality
Avoided involuntary load shedding in CW NSW
Option |  | Unit | PV | 2023 | 2024 | 2025 | 2026 | 2027 | 2028 | 2029 | 2030 | 2031 | 2032 | 2033 | 2034 | 2035 | 2036 | 2037 | 2038 | 2039 | 2040 | 2041 | 2042
Option 1A/1B |  | $ | 347903700.4329 | 3.488e-10 | 0 | 0 | 0 | 0 | 454696222.5476 | 0 | 0 | 0 | 0 | 0 | 0 | 0 | 0 | 0 | 0 | 0 | 0 | 0 | 0
Option 1C |  | $ | 565099271.1516 | 3.488e-10 | 0 | 0 | 0 | 265629385.3667 | 458323145.4844 | 0 | 0 | 0 | 0 | 0 | 0 | 0 | 0 | 0 | 0 | 0 | 0 | 0 | 0
Option 3 |  | $ | 581146384.6103 | 3.488e-10 | 0 | 0 | 0 | 287022100.0068 | 456726767.0479 | 0 | 0 | 0 | 0 | 0 | 0 | 0 | 0 | 0 | 0 | 0 | 0 | 0 | 0
Option 4 |  | $ | 582367828.5938 | 3.488e-10 | 0 | 0 | 0 | 287022100.0068 | 458323145.4844 | 0 | 0 | 0 | 0 | 0 | 0 | 0 | 0 | 0 | 0 | 0 | 0 | 0 | 0
Option 5 |  | $ |  | 2023: Redacted to preserve confidentiality
Option 6 |  | $ |  | 2023: Redacted to preserve confidentiality
Option 7A |  | $ |  | 2023: Redacted to preserve confidentiality
Option 7B |  | $ |  | 2023: Redacted to preserve confidentiality
Option 7C |  | $ |  | 2023: Redacted to preserve confidentiality
Option 7D |  | $ |  | 2023: Redacted to preserve confidentiality
Option 7E |  | $ |  | 2023: Redacted to preserve confidentiality
Avoided costs for non RIT-T proponent parties
Option |  | Unit | PV | 2023 | 2024 | 2025 | 2026 | 2027 | 2028 | 2029 | 2030 | 2031 | 2032 | 2033 | 2034 | 2035 | 2036 | 2037 | 2038 | 2039 | 2040 | 2041 | 2042
Option 1A/1B |  | $ | 0 | 0 | 0 | 0 | 0 | 0 | 0 | 0 | 0 | 0 | 0 | 0 | 0 | 0 | 0 | 0 | 0 | 0 | 0 | 0 | 0
Option 1C |  | $ | 0 | 0 | 0 | 0 | 0 | 0 | 0 | 0 | 0 | 0 | 0 | 0 | 0 | 0 | 0 | 0 | 0 | 0 | 0 | 0 | 0
Option 3 |  | $ | 0 | 0 | 0 | 0 | 0 | 0 | 0 | 0 | 0 | 0 | 0 | 0 | 0 | 0 | 0 | 0 | 0 | 0 | 0 | 0 | 0
Option 4 |  | $ | 0 | 0 | 0 | 0 | 0 | 0 | 0 | 0 | 0 | 0 | 0 | 0 | 0 | 0 | 0 | 0 | 0 | 0 | 0 | 0 | 0
Option 5 |  | $ |  | 2023: Redacted to preserve confidentiality
Option 6 |  | $ |  | 2023: Redacted to preserve confidentiality
Option 7A |  | $ |  | 2023: Redacted to preserve confidentiality
Option 7B |  | $ |  | 2023: Redacted to preserve confidentiality
Option 7C |  | $ |  | 2023: Redacted to preserve confidentiality
Option 7D |  | $ |  | 2023: Redacted to preserve confidentiality
Option 7E |  | $ |  | 2023: Redacted to preserve confidentiality
Avoided unrelated TNSP expenditure
Option |  | Unit | PV | 2023 | 2024 | 2025 | 2026 | 2027 | 2028 | 2029 | 2030 | 2031 | 2032 | 2033 | 2034 | 2035 | 2036 | 2037 | 2038 | 2039 | 2040 | 2041 | 2042
Option 1A/1B |  | $ | 0 | 0 | 0 | 0 | 0 | 0 | 0 | 0 | 0 | 0 | 0 | 0 | 0 | 0 | 0 | 0 | 0 | 0 | 0 | 0 | 0
Option 1C |  | $ | 0 | 0 | 0 | 0 | 0 | 0 | 0 | 0 | 0 | 0 | 0 | 0 | 0 | 0 | 0 | 0 | 0 | 0 | 0 | 0 | 0
Option 3 |  | $ | 0 | 0 | 0 | 0 | 0 | 0 | 0 | 0 | 0 | 0 | 0 | 0 | 0 | 0 | 0 | 0 | 0 | 0 | 0 | 0 | 0
Option 4 |  | $ | 0 | 0 | 0 | 0 | 0 | 0 | 0 | 0 | 0 | 0 | 0 | 0 | 0 | 0 | 0 | 0 | 0 | 0 | 0 | 0 | 0
Option 5 |  | $ |  | 2023: Redacted to preserve confidentiality
Option 6 |  | $ |  | 2023: Redacted to preserve confidentiality
Option 7A |  | $ |  | 2023: Redacted to preserve confidentiality
Option 7B |  | $ |  | 2023: Redacted to preserve confidentiality
Option 7C |  | $ |  | 2023: Redacted to preserve confidentiality
Option 7D |  | $ |  | 2023: Redacted to preserve confidentiality
Option 7E |  | $ |  | 2023: Redacted to preserve confidentiality
NNO receipts received from TNSP
Option |  | Unit | PV | 2023 | 2024 | 2025 | 2026 | 2027 | 2028 | 2029 | 2030 | 2031 | 2032 | 2033 | 2034 | 2035 | 2036 | 2037 | 2038 | 2039 | 2040 | 2041 | 2042
Option 1A/1B |  | $ | 0 | 0 | 0 | 0 | 0 | 0 | 0 | 0 | 0 | 0 | 0 | 0 | 0 | 0 | 0 | 0 | 0 | 0 | 0 | 0 | 0
Option 1C |  | $ | 0 | 0 | 0 | 0 | 0 | 0 | 0 | 0 | 0 | 0 | 0 | 0 | 0 | 0 | 0 | 0 | 0 | 0 | 0 | 0 | 0
Option 3 |  | $ | 0 | 0 | 0 | 0 | 0 | 0 | 0 | 0 | 0 | 0 | 0 | 0 | 0 | 0 | 0 | 0 | 0 | 0 | 0 | 0 | 0
Option 4 |  | $ | 0 | 0 | 0 | 0 | 0 | 0 | 0 | 0 | 0 | 0 | 0 | 0 | 0 | 0 | 0 | 0 | 0 | 0 | 0 | 0 | 0
Option 5 |  | $ |  | 2023: Redacted to preserve confidentiality
Option 6 |  | $ |  | 2023: Redacted to preserve confidentiality
Option 7A |  | $ |  | 2023: Redacted to preserve confidentiality
Option 7B |  | $ |  | 2023: Redacted to preserve confidentiality
Option 7C |  | $ |  | 2023: Redacted to preserve confidentiality
Option 7D |  | $ |  | 2023: Redacted to preserve confidentiality
Option 7E |  | $ |  | 2023: Redacted to preserve confidentiality
Payback analysis
PV gross benefits
Option |  | Unit | PV | 2023 | 2024 | 2025 | 2026 | 2027 | 2028 | 2029 | 2030 | 2031 | 2032 | 2033 | 2034 | 2035 | 2036 | 2037 | 2038 | 2039 | 2040 | 2041 | 2042
Option 1A/1B |  | $ |  | 3.488e-10 | 0 | 0 | 0 | 0 | 347903700.4329 | 0 | 0 | 0 | 0 | 0 | 0 | 0 | 0 | 0 | 0 | 0 | 0 | 0 | 0
Option 1C |  | $ |  | 3.488e-10 | 0 | 0 | 0 | 214420487.381 | 350678783.7706 | 0 | 0 | 0 | 0 | 0 | 0 | 0 | 0 | 0 | 0 | 0 | 0 | 0 | 0
Option 3 |  | $ |  | 3.488e-10 | 0 | 0 | 0 | 231689044.8233 | 349457339.7871 | 0 | 0 | 0 | 0 | 0 | 0 | 0 | 0 | 0 | 0 | 0 | 0 | 0 | 0
Option 4 |  | $ |  | 3.488e-10 | 0 | 0 | 0 | 231689044.8233 | 350678783.7706 | 0 | 0 | 0 | 0 | 0 | 0 | 0 | 0 | 0 | 0 | 0 | 0 | 0 | 0
Option 5 |  | $ |  | 2023: Redacted to preserve confidentiality
Option 6 |  | $ |  | 2023: Redacted to preserve confidentiality
Option 7A |  | $ |  | 2023: Redacted to preserve confidentiality
Option 7B |  | $ |  | 2023: Redacted to preserve confidentiality
Option 7C |  | $ |  | 2023: Redacted to preserve confidentiality
Option 7D |  | $ |  | 2023: Redacted to preserve confidentiality
Option 7E |  | $ |  | 2023: Redacted to preserve confidentiality
Cumulative PV gross benefits
Option |  | Unit | PV | 2023 | 2024 | 2025 | 2026 | 2027 | 2028 | 2029 | 2030 | 2031 | 2032 | 2033 | 2034 | 2035 | 2036 | 2037 | 2038 | 2039 | 2040 | 2041 | 2042
Option 1A/1B |  | $ |  | 3.488e-10 | 3.488e-10 | 3.488e-10 | 3.488e-10 | 3.488e-10 | 347903700.4329 | 347903700.4329 | 347903700.4329 | 347903700.4329 | 347903700.4329 | 347903700.4329 | 347903700.4329 | 347903700.4329 | 347903700.4329 | 347903700.4329 | 347903700.4329 | 347903700.4329 | 347903700.4329 | 347903700.4329 | 347903700.4329
Option 1C |  | $ |  | 3.488e-10 | 3.488e-10 | 3.488e-10 | 3.488e-10 | 214420487.381 | 565099271.1516 | 565099271.1516 | 565099271.1516 | 565099271.1516 | 565099271.1516 | 565099271.1516 | 565099271.1516 | 565099271.1516 | 565099271.1516 | 565099271.1516 | 565099271.1516 | 565099271.1516 | 565099271.1516 | 565099271.1516 | 565099271.1516
Option 3 |  | $ |  | 3.488e-10 | 3.488e-10 | 3.488e-10 | 3.488e-10 | 231689044.8233 | 581146384.6103 | 581146384.6103 | 581146384.6103 | 581146384.6103 | 581146384.6103 | 581146384.6103 | 581146384.6103 | 581146384.6103 | 581146384.6103 | 581146384.6103 | 581146384.6103 | 581146384.6103 | 581146384.6103 | 581146384.6103 | 581146384.6103
Option 4 |  | $ |  | 3.488e-10 | 3.488e-10 | 3.488e-10 | 3.488e-10 | 231689044.8233 | 582367828.5938 | 582367828.5938 | 582367828.5938 | 582367828.5938 | 582367828.5938 | 582367828.5938 | 582367828.5938 | 582367828.5938 | 582367828.5938 | 582367828.5938 | 582367828.5938 | 582367828.5938 | 582367828.5938 | 582367828.5938 | 582367828.5938
Option 5 |  | $ |  | 2023: Redacted to preserve confidentiality
Option 6 |  | $ |  | 2023: Redacted to preserve confidentiality
Option 7A |  | $ |  | 2023: Redacted to preserve confidentiality
Option 7B |  | $ |  | 2023: Redacted to preserve confidentiality
Option 7C |  | $ |  | 2023: Redacted to preserve confidentiality
Option 7D |  | $ |  | 2023: Redacted to preserve confidentiality
Option 7E |  | $ |  | 2023: Redacted to preserve confidentiality
Total cost
Option |  | Unit | PV | 2023 | 2024 | 2025 | 2026 | 2027 | 2028 | 2029 | 2030 | 2031 | 2032 | 2033 | 2034 | 2035 | 2036 | 2037 | 2038 | 2039 | 2040 | 2041 | 2042
Option 1A/1B |  | $ |  | 166549980.8462 | 166549980.8462 | 166549980.8462 | 166549980.8462 | 166549980.8462 | 166549980.8462 | 166549980.8462 | 166549980.8462 | 166549980.8462 | 166549980.8462 | 166549980.8462 | 166549980.8462 | 166549980.8462 | 166549980.8462 | 166549980.8462 | 166549980.8462 | 166549980.8462 | 166549980.8462 | 166549980.8462 | 166549980.8462
Option 1C |  | $ |  | 124877995.051 | 124877995.051 | 124877995.051 | 124877995.051 | 124877995.051 | 124877995.051 | 124877995.051 | 124877995.051 | 124877995.051 | 124877995.051 | 124877995.051 | 124877995.051 | 124877995.051 | 124877995.051 | 124877995.051 | 124877995.051 | 124877995.051 | 124877995.051 | 124877995.051 | 124877995.051
Option 3 |  | $ |  | 114725339.4963 | 114725339.4963 | 114725339.4963 | 114725339.4963 | 114725339.4963 | 114725339.4963 | 114725339.4963 | 114725339.4963 | 114725339.4963 | 114725339.4963 | 114725339.4963 | 114725339.4963 | 114725339.4963 | 114725339.4963 | 114725339.4963 | 114725339.4963 | 114725339.4963 | 114725339.4963 | 114725339.4963 | 114725339.4963
Option 4 |  | $ |  | 131226292.1158 | 131226292.1158 | 131226292.1158 | 131226292.1158 | 131226292.1158 | 131226292.1158 | 131226292.1158 | 131226292.1158 | 131226292.1158 | 131226292.1158 | 131226292.1158 | 131226292.1158 | 131226292.1158 | 131226292.1158 | 131226292.1158 | 131226292.1158 | 131226292.1158 | 131226292.1158 | 131226292.1158 | 131226292.1158
Option 5 |  | $ |  | 2023: Redacted to preserve confidentiality
Option 6 |  | $ |  | 2023: Redacted to preserve confidentiality
Option 7A |  | $ |  | 2023: Redacted to preserve confidentiality
Option 7B |  | $ |  | 2023: Redacted to preserve confidentiality
Option 7C |  | $ |  | 2023: Redacted to preserve confidentiality
Option 7D |  | $ |  | 2023: Redacted to preserve confidentiality
Option 7E |  | $ |  | 2023: Redacted to preserve confidentiality
Payback
Option |  | Unit | PV | 2023 | 2024 | 2025 | 2026 | 2027 | 2028 | 2029 | 2030 | 2031 | 2032 | 2033 | 2034 | 2035 | 2036 | 2037 | 2038 | 2039 | 2040 | 2041 | 2042
Option 1A/1B |  | $ |  | NO | NO | NO | NO | NO | YES | YES | YES | YES | YES | YES | YES | YES | YES | YES | YES | YES | YES | YES | YES
Option 1C |  | $ |  | NO | NO | NO | NO | YES | YES | YES | YES | YES | YES | YES | YES | YES | YES | YES | YES | YES | YES | YES | YES
Option 3 |  | $ |  | NO | NO | NO | NO | YES | YES | YES | YES | YES | YES | YES | YES | YES | YES | YES | YES | YES | YES | YES | YES
Option 4 |  | $ |  | NO | NO | NO | NO | YES | YES | YES | YES | YES | YES | YES | YES | YES | YES | YES | YES | YES | YES | YES | YES
Option 5 |  | $ |  | NO | NO | NO | NO | YES | YES | YES | YES | YES | YES | YES | YES | YES | YES | YES | YES | YES | YES | YES | YES
Option 6 |  | $ |  | NO | NO | NO | NO | YES | YES | YES | YES | YES | YES | YES | YES | YES | YES | YES | YES | YES | YES | YES | YES
Option 7A |  | $ |  | NO | NO | YES | YES | YES | YES | YES | YES | YES | YES | YES | YES | YES | YES | YES | YES | YES | YES | YES | YES
Option 7B |  | $ |  | NO | NO | NO | YES | YES | YES | YES | YES | YES | YES | YES | YES | YES | YES | YES | YES | YES | YES | YES | YES
Option 7C |  | $ |  | NO | NO | NO | YES | YES | YES | YES | YES | YES | YES | YES | YES | YES | YES | YES | YES | YES | YES | YES | YES
Option 7D |  | $ |  | NO | NO | YES | YES | YES | YES | YES | YES | YES | YES | YES | YES | YES | YES | YES | YES | YES | YES | YES | YES
Option 7E |  | $ |  | NO | NO | YES | YES | YES | YES | YES | YES | YES | YES | YES | YES | YES | YES | YES | YES | YES | YES | YES | YES