## Overview of the model
SW NSW PACR economic assessment
Legend applied throughout the model template
Table Row Name
Input Cell
Calculation cell
Parameter Cell
Output Cell

## Results and figures
Results and figures
Results and figures
Results and figures
General series
| 2021-22 | 2022-23 | 2023-24 | 2024-25 | 2025-26 | 2026-27 | 2027-28 | 2028-29 | 2029-30 | 2030-31 | 2031-32 | 2032-33 | 2033-34 | 2034-35 | 2035-36 | 2036-37 | 2037-38 | 2038-39 | 2039-40 | 2040-41 | 2041-42 | 2042-43 | 2043-44 | 2044-45 | 2045-46 | 2046-47 | 2047-48
Year | 1 | 2 | 3 | 4 | 5 | 6 | 7 | 8 | 9 | 10 | 11 | 12 | 13 | 14 | 15 | 16 | 17 | 18 | 19 | 20 | 21 | 22 | 23 | 24 | 25 | 26 | 27
Discount factor | 0.94787 | 0.89845 | 0.85161 | 0.80722 | 0.76513 | 0.72525 | 0.68744 | 0.6516 | 0.61763 | 0.58543 | 0.55491 | 0.52598 | 0.49856 | 0.47257 | 0.44793 | 0.42458 | 0.40245 | 0.38147 | 0.36158 | 0.34273 | 0.32486 | 0.30793 | 0.29187 | 0.27666 | 0.26223 | 0.24856 | 0.2356
Step change scenario
Option | 2021-22: NPV; 2022-23: Rank; 2023-24: % from 1st
Option 1A | 2021-22: 94.3999; 2022-23: 2; 2023-24: 437.5%
Option 1B | 2021-22: 49.8952; 2022-23: 3; 2023-24: 231.3%
Option 2 | 2021-22: 12.1463; 2022-23: 5; 2023-24: 56.3%
Option 3 | 2021-22: 21.5749; 2022-23: 4; 2023-24: 100%
Option 4 | 2021-22: 129.4504; 2022-23: 1; 2023-24: 600%
Option 5 | 2021-22: -0.067073; 2022-23: 6; 2023-24: -0.3109%
Option | 2021-22: NPV; 2022-23: Transmission capex; 2023-24: Transmission opex; 2024-25: Avoided unserved energy; 2025-26: Avoided transmission capex; 2026-27: Avoided fuel costs; 2027-28: Avoided voluntary load curtailment; 2028-29: Avoided generation/storage costs
Option 1A | 2021-22: 94.3999; 2022-23: -115.2087; 2023-24: -14.6541; 2024-25: -1.4555; 2025-26: -5.7066; 2026-27: -8.0677; 2027-28: -0.90305; 2028-29: 240.3955
Option 1B | 2021-22: 49.8952; 2022-23: -153.9661; 2023-24: -20.4014; 2024-25: -1.4555; 2025-26: -5.7066; 2026-27: -8.0677; 2027-28: -0.90305; 2028-29: 240.3955
Option 2 | 2021-22: 12.1463; 2022-23: -193.1831; 2023-24: -21.7877; 2024-25: -1.2031; 2025-26: -5.1119; 2026-27: -2.478; 2027-28: -0.5568; 2028-29: 236.467
Option 3 | 2021-22: 21.5749; 2022-23: -24.1528; 2023-24: -3.4525; 2024-25: -0.34465; 2025-26: -0.31683; 2026-27: -1.9847; 2027-28: -0.29853; 2028-29: 52.1249
Option 4 | 2021-22: 129.4504; 2022-23: -115.2087; 2023-24: -14.6541; 2024-25: -5.1067; 2025-26: -4.9587; 2026-27: -6.9585; 2027-28: -1.0546; 2028-29: 277.3917
Option 5 | 2021-22: -0.067073; 2022-23: -194.5064; 2023-24: -23.0273; 2024-25: -3.038; 2025-26: -1.4255; 2026-27: -0.63533; 2027-28: -0.64978; 2028-29: 223.2153
Option 4 | 2021-22 | 2022-23 | 2023-24 | 2024-25 | 2025-26 | 2026-27 | 2027-28 | 2028-29 | 2029-30 | 2030-31 | 2031-32 | 2032-33 | 2033-34 | 2034-35 | 2035-36 | 2036-37 | 2037-38 | 2038-39 | 2039-40 | 2040-41 | 2041-42 | 2042-43 | 2043-44 | 2044-45 | 2045-46 | 2046-47 | 2047-48
Avoided unserved energy | 0 | 0 | -465150.5318 | -3575228.2962 | -4349950.5487 | -5070809.3697 | -5071001.1645 | -5103117.1697 | -5103306.7818 | -5103494.7051 | -5103682.8197 | -5103867.9652 | -5104055.424 | -5104244.4518 | -5104430.7919 | -5104617.6076 | -5104808.7697 | -5104998.3583 | -5105188.1873 | -5105378.0591 | -5105566.4788 | -5105758.3165 | -5105952.7037 | -5106144.98 | -5106337.7218 | -5106534.3349 | -5106730.5935
Avoided transmission capex | 0 | 0 | -1156516.0528 | -1061835.1793 | -782359.9098 | -1915432.5069 | 4166499.672 | -2326204.8006 | -2911304.1464 | -4710519.0693 | -2052640.3776 | 1899038.2563 | 1378209.3626 | 3446118.0891 | 3629840.9643 | 9617744.9905 | -32964.2305 | 6808820.1683 | 3598266.0783 | -1376613.7898 | -961747.6891 | -1161066.1245 | -4380467.4797 | -4689139.5641 | -5096732.2946 | -4632031.3035 | -4958690.8237
Avoided fuel costs | 0 | 0 | 2694960.3952 | 3357100.9165 | 4152640.9444 | 5225202.6554 | 7407527.174 | 9771404.7246 | 8624952.0253 | 9394307.9153 | 7873174.4848 | 7572272.5557 | 6876278.3553 | 5163612.7804 | 5189309.3556 | 3666646.087 | 2375152.5157 | 1058454.2827 | 611758.7934 | -848803.9894 | -1940158.5886 | -1810699.2488 | -4016603.1182 | -4865443.8114 | -5156184.6791 | -6840704.6439 | -6958522.4462
Avoided voluntary load curtailment | 0 | 0 | -114347.8699 | -114404.3751 | -187014.8601 | -1863947.1316 | -1624601.5706 | -1644708.6085 | -1660416.1559 | -1782587.9072 | -1886393.905 | -1600076.9174 | -1670496.6194 | -1665690.5889 | -1075033.9775 | -1008147.5958 | -1009744.906 | -1010709.2518 | -1021569.6404 | -997336.989 | -998590.305 | -1007960.483 | -997539.4612 | -965041.4454 | -971250.615 | -1049185.229 | -1054555.5981
Avoided generation/storage costs (excl. fuel costs) | 0 | 0 | 109907782.8015 | 167912828.9262 | 137272533.2756 | 186507027.3506 | 208291080.389 | 336763754.8235 | 393603972.5405 | 327534451.6355 | 343733519.9753 | 252685972.9314 | 278850206.1313 | 276374426.5658 | 265374885.435 | 296875851.7695 | 304727853.5949 | 278826580.3711 | 265892226.0745 | 289228979.8038 | 276411122.8624 | 264195228.9029 | 277922775.706 | 277486685.8475 | 275253352.5784 | 279553883.9088 | 277391652.0746
Progressive change scenario
Option | NPV | Rank | % from 1st
Option 1A | 24.7111 | 2 | 0%
Option 1B | -19.7936 | 4 | 180.1%
Option 2 | -50.0576 | 5 | 302.6%
Option 3 | 7.427 | 3 | 69.94%
Option 4 | 34.6493 | 1 | -40.22%
Option 5 | -56.6075 | 6 | 329.1%
Option | NPV | Transmission capex | Transmission opex | Avoided unserved energy | Avoided transmission capex | Avoided fuel costs | Avoided voluntary load curtailment | Avoided generation/storage costs
Option 1A | 24.7111 | -115.2087 | -14.6541 | 0.92344 | 7.1872 | 17.8022 | -1.3103 | 129.9713
Option 1B | -19.7936 | -153.9661 | -20.4014 | 0.92344 | 7.1872 | 17.8022 | -1.3103 | 129.9713
Option 2 | -50.0576 | -193.1831 | -21.7877 | 0.62438 | 8.3728 | 19.1673 | -1.5417 | 138.2904
Option 3 | 7.427 | -24.1528 | -3.4525 | 0.061035 | 1.6846 | 5.7765 | -0.20609 | 27.7164
Option 4 | 34.6493 | -115.2087 | -14.6541 | 1.2845 | 7.1571 | 26.6516 | -1.346 | 130.7649
Option 5 | -56.6075 | -194.5064 | -23.0273 | -0.33192 | 6.8793 | 28.9904 | 0.44953 | 124.9389
Option 4 | 2021-22 | 2022-23 | 2023-24 | 2024-25 | 2025-26 | 2026-27 | 2027-28 | 2028-29 | 2029-30 | 2030-31 | 2031-32 | 2032-33 | 2033-34 | 2034-35 | 2035-36 | 2036-37 | 2037-38 | 2038-39 | 2039-40 | 2040-41 | 2041-42 | 2042-43 | 2043-44 | 2044-45 | 2045-46 | 2046-47 | 2047-48
Avoided unserved energy | 0 | 0 | 326849.3243 | 339752.684 | 1193057.2951 | 1192891.2138 | 1192725.5415 | 1317935.4773 | 1322127.3271 | 1971377.4503 | 1971212.6418 | 1923356.7394 | 1236485.2023 | 1177960.3218 | 1117731.2441 | 1117565.2329 | 1286178.2552 | 1286010.7917 | 1285843.3806 | 1285675.4434 | 1285508.4646 | 1285340.0292 | 1285169.8674 | 1285001.3836 | 1284832.5051 | 1284660.2511 | 1284486.8462
Avoided transmission capex | 0 | 0 | -1426.4529 | -523.1774 | -1257.7063 | -1360.6912 | -1471.3686 | -1612.1139 | -395.3843 | -4619.2659 | -5982.1261 | -4751.8553 | 10114578.6562 | 9178983.9356 | 9670766.0457 | 9173011.8035 | 11928523.7489 | 11769433.012 | 11346297.6524 | 10675152.0872 | 8940496.5232 | 8834516.8233 | 9453649.0941 | 10861728.0561 | 9039058.2743 | 7378314.8281 | 7157082.4337
Avoided fuel costs | 0 | 0 | 4843579.1151 | 8696379.4267 | 11698119.3275 | 15478923.038 | 18303869.6722 | 21198178.677 | 25020454.5642 | 29405042.1577 | 33104732.5769 | 35863900.6526 | 38055975.7442 | 38489804.3459 | 36979217.7791 | 35103531.0452 | 37476630.2496 | 36889355.4789 | 34779163.8353 | 32806240.1024 | 31338650.9665 | 31339204.001 | 31105388.017 | 29073645.4971 | 27465635.5051 | 27779055.7366 | 26651623.1545
Avoided voluntary load curtailment | 0 | 0 | -642.9683 | 5788.9347 | 100263.1339 | 62752.6942 | -375529.5175 | -292660.4763 | -297760.2411 | -248420.7373 | -249141.0112 | -318716.2685 | -571629.6206 | -866698.152 | -815011.6055 | -1597485.2551 | -1415338.7609 | -1416088.3414 | -1305107.4353 | -1272901.5373 | -1287675.917 | -1278938.8342 | -1275935.7563 | -1352562.153 | -1499881.6388 | -1348501.2056 | -1346047.8559
Avoided generation/storage costs (excl. fuel costs) | 0 | 0 | 130701.4071 | 2293340.0006 | 17898221.4813 | 14314457.6354 | 19425867.2154 | 14433968.9188 | -383574.689 | -4962844.2945 | -4812096.1978 | 23620089.876 | 65199252.4651 | 84612117.9961 | 173949319.8405 | 185570574.6619 | 132190239.6848 | 112275305.5584 | 137449679.3134 | 134291054.9145 | 143318406.1888 | 127358678.3995 | 123961079.4405 | 138098035.5983 | 133276832.7638 | 128803611.4669 | 130764879.4911
Hydrogen superpower scenario
Option | NPV | Rank | % from 1st
Option 1A | 37.0632 | 2 | 0%
Option 1B | -7.4416 | 4 | 120.1%
Option 2 | -46.9485 | 6 | 226.7%
Option 3 | 12.692 | 3 | 65.76%
Option 4 | 72.703 | 1 | -96.16%
Option 5 | -26.4116 | 5 | 171.3%
Option | NPV | Transmission capex | Transmission opex | Avoided unserved energy | Avoided transmission capex | Avoided fuel costs | Avoided voluntary load curtailment | Avoided generation/storage costs
Option 1A | 37.0632 | -115.2087 | -14.6541 | -0.37559 | 4.4667 | -2.8557 | 0.041541 | 165.6489
Option 1B | -7.4416 | -153.9661 | -20.4014 | -0.37559 | 4.4667 | -2.8557 | 0.041541 | 165.6489
Option 2 | -46.9485 | -193.1831 | -21.7877 | -0.35305 | 4.891 | 2.9451 | 0.51794 | 160.0213
Option 3 | 12.692 | -24.1528 | -3.4525 | 0.20665 | -0.31883 | -1.0456 | 0.16139 | 41.2937
Option 4 | 72.703 | -115.2087 | -14.6541 | -0.71989 | 5.0759 | -4.2352 | 0.10017 | 202.3447
Option 5 | -26.4116 | -194.5064 | -23.0273 | -0.55796 | 1.4731 | 2.6371 | -0.48834 | 188.0582
Option 4 | 2021-22 | 2022-23 | 2023-24 | 2024-25 | 2025-26 | 2026-27 | 2027-28 | 2028-29 | 2029-30 | 2030-31 | 2031-32 | 2032-33 | 2033-34 | 2034-35 | 2035-36 | 2036-37 | 2037-38 | 2038-39 | 2039-40 | 2040-41 | 2041-42 | 2042-43 | 2043-44 | 2044-45 | 2045-46 | 2046-47 | 2047-48
Avoided unserved energy | 0 | 0 | -382522.716 | -466412.716 | -237834.9489 | -356594.6793 | -355926.4907 | -732557.154 | -731888.8791 | -731226.1717 | -730561.9438 | -729907.6228 | -729248.5256 | -728585.0382 | -727930.1601 | -727274.1823 | -726603.7064 | -725939.1928 | -725274.9721 | -724612.8197 | -723952.3761 | -723283.5616 | -722604.3739 | -721932.3751 | -721258.9589 | -720572.9257 | -719889.4371
Avoided transmission capex | 0 | 0 | 2108691.6649 | -3179574.1092 | -811999.7498 | 11731002.9153 | 30724301.739 | 24022658.1789 | 27697064.9742 | 13459107.5923 | 20887488.0536 | 16534222.0045 | 13486317.6482 | 1987028.3032 | 7384220.6329 | 6132101.2829 | 588424.8931 | 3566281.6375 | 1010670.8785 | 759962.9282 | 5634951.7224 | 5486295.3729 | 5455500.7633 | 4581613.5219 | 4985319.9489 | 5124925.716 | 5075888.8792
Avoided fuel costs | 0 | 0 | -1134872.2915 | 1219171.9217 | 1716295.7793 | 1459052.5328 | 2963763.0273 | 2434180.6064 | -1561499.6369 | -4384690.6009 | -4290869.1078 | -6194571.3745 | -7225699.5602 | -7285710.6714 | -6662542.1835 | -6202204.9989 | -6408038.2885 | -6053827.36 | -5951308.127 | -5359964.6019 | -5129433.4061 | -5919335.7153 | -5813101.6528 | -5322603.6856 | -5004147.0756 | -4759733.084 | -4235173.7904
Avoided voluntary load curtailment | 0 | 0 | 2508.8539 | 4417.1142 | -351412.4427 | -264037.7257 | -304114.6042 | 129030.5323 | 133189.0301 | 135900.7445 | 138590.9506 | 130664.9351 | 133349.1859 | 136053.7003 | 138728.3086 | 141394.2532 | 144031.0829 | 146720.036 | 122279.4613 | 124960.63 | 127614.4242 | 130273.9782 | 109274.9072 | 92160.1026 | 94769.5901 | 97439.1541 | 100169.8103
Avoided generation/storage costs (excl. fuel costs) | 0 | 0 | 265015566.3268 | 76265303.0171 | 84090402.4462 | 132526725.7693 | 248746104.2529 | 290376856.446 | 298863463.5735 | 248072744.688 | 197695817.9442 | 245020769.9412 | 220610100.7917 | 219064648.2161 | 203728253.3563 | 219501630.5728 | 225971246.2781 | 207322678.2474 | 205601244.4729 | 209489725.9648 | 201569609.4982 | 207970585.931 | 200063523.3085 | 203914857.3104 | 204533854.986 | 202272806.3934 | 202344731.501
Weighted scenario
Option | NPV | Rank
Option 1A | 63.1727 | 2
Option 1B | 18.6679 | 3
Option 2 | -17.1519 | 5
Option 3 | 15.7316 | 4
Option 4 | 90.7955 | 1
Option 5 | -21.7712 | 6
Option | NPV | Transmission capex | Transmission opex | Avoided unserved energy | Avoided transmission capex | Avoided fuel costs | Avoided voluntary load curtailment | Avoided generation/storage costs | NNO receipts | NNO opex
Option 1A | 63.1727 | -115.2087 | -14.6541 | -0.54744 | -0.0072632 | 0.63145 | -0.85519 | 193.8138 | 0 | 0
Option 1B | 18.6679 | -153.9661 | -20.4014 | -0.54744 | -0.0072632 | 0.63145 | -0.85519 | 193.8138 | 0 | 0
Option 2 | -17.1519 | -193.1831 | -21.7877 | -0.50184 | 0.73404 | 4.9917 | -0.65881 | 193.2538 | 0 | 0
Option 3 | 15.7316 | -24.1528 | -3.4525 | -0.12371 | 0.28323 | 0.51268 | -0.18801 | 42.8527 | 0 | 0
Option 4 | 90.7955 | -115.2087 | -22.5319 | -2.3997 | 0.48227 | 3.6147 | -0.93415 | 219.8952 | 7.8779 | 0
Option 5 | -21.7712 | -194.5064 | -23.0273 | -1.7798 | 1.5877 | 8.8414 | -0.29093 | 187.4041 | 0 | 0
Option 4 | 2021-22 | 2022-23 | 2023-24 | 2024-25 | 2025-26 | 2026-27 | 2027-28 | 2028-29 | 2029-30 | 2030-31 | 2031-32 | 2032-33 | 2033-34 | 2034-35 | 2035-36 | 2036-37 | 2037-38 | 2038-39 | 2039-40 | 2040-41 | 2041-42 | 2042-43 | 2043-44 | 2044-45 | 2045-46 | 2046-47 | 2047-48
Avoided unserved energy | 0 | 0 | -212677.5681 | -1841147.1977 | -1946867.3876 | -2343140.5504 | -2343169.7114 | -2390100.5728 | -2388821.3267 | -2194024.7225 | -2194052.4236 | -2208387.6922 | -2414427.9944 | -2431964.3253 | -2450012.0674 | -2450040.9389 | -2399435.7508 | -2399464.9635 | -2399494.3382 | -2399524.2653 | -2399553.4573 | -2399583.3569 | -2399613.233 | -2399642.802 | -2399672.4764 | -2399702.9055 | -2399733.9534
Avoided transmission capex | 0 | 0 | -222251.7836 | -1124634.5861 | -553364.42 | 1115147.4138 | 7696512.7319 | 3113968.3417 | 3471474.9239 | -28216.3292 | 2690580.2155 | 3962234.2975 | 6178579.6421 | 4903341.6816 | 6117906.8291 | 8856909.1671 | 3667332.2055 | 7713347.0858 | 5456908.4146 | 2623499.7825 | 3196331.4687 | 3034133.8294 | 1540241.7762 | 1644856.2774 | 958774.2799 | 727324.7995 | 482265.5001
Avoided fuel costs | 0 | 0 | 2650176.1275 | 4574057.2505 | 5977742.3296 | 7623411.7481 | 9876552.377 | 11878736.569 | 11710041.4878 | 12917308.4551 | 13253114.0658 | 13581729.0774 | 13691831.5472 | 12920592.0287 | 12592948.6056 | 11321318.379 | 11324621.4911 | 10527513.9459 | 9680628.2603 | 8435700.3279 | 7469414.8108 | 7394717.1621 | 6196624.4862 | 5233994.2038 | 4657728.1448 | 3919798.351 | 3614723.9921
Avoided voluntary load curtailment | 0 | 0 | -59202.1892 | -56958.5141 | -130423.0268 | -997953.4908 | -1012192.3007 | -919821.1235 | -928770.448 | -977009.7989 | -1030720.7628 | -904135.1893 | -1016144.2748 | -1101678.8858 | -778550.0544 | -978031.3607 | -923743.3845 | -923985.7069 | -900738.1406 | -877992.7821 | -882599.1373 | -884371.7853 | -881831.7634 | -891001.379 | -937956.2852 | -932587.633 | -934152.7019
Avoided generation/storage costs (excl. fuel costs) | 0 | 0 | 104894059.4177 | 101730427.5849 | 91887456.188 | 125132802.1514 | 158913420.7324 | 231715177.3441 | 258354416.7576 | 213482155.606 | 212883048.7578 | 182586471.4765 | 204271701.0703 | 208529973.8919 | 226850821.9825 | 249556908.8218 | 238790380.1049 | 215990495.545 | 216507085.3579 | 228394536.646 | 223011835.4548 | 213023828.017 | 217719601.3948 | 222427161.636 | 219930887.0674 | 220418208.2235 | 219895174.5963
Sensitivities
Capex sensitivity (125%, 75%) | Option | PV |  |  | Discount rate sensitivity (7.50%, 1.96%) | Option | PV
High capex | Option 1A | 34.3705 |  |  | High discount rate | Option 1A | 45.8542
| Option 1B | -19.8236 |  |  |  | Option 1B | 2.7501
| Option 2 | -65.4477 |  |  |  | Option 2 | -36.6191
| Option 3 | 9.6934 |  |  |  | Option 3 | 12.0199
| Option 4 | 61.9933 |  |  |  | Option 4 | 75.7053
| Option 5 | -21.7712 |  |  |  | Option 5 | -24.8266
Low capex | Option 1A | 91.9748 |  |  | Low discount rate | Option 1A | 110.243
| Option 1B | 57.1595 |  |  |  | Option 1B | 66.8541
| Option 2 | 31.1438 |  |  |  | Option 2 | 47.9444
| Option 3 | 21.7698 |  |  |  | Option 3 | 25.3518
| Option 4 | 119.5977 |  |  |  | Option 4 | 131.776
| Option 5 | -21.7712 |  |  |  | Option 5 | -17.794
Max
Min
Summary
[5 empty] | Option |  | Step | Progressive | Hydrogen | Weighted
[5 empty] | Option 1A | 1A | 94.3999 | 24.7111 | 37.0632 | 63.1727
[5 empty] | Option 1B | 1B | 49.8952 | -19.7936 | -7.4416 | 18.6679
[5 empty] | Option 2 | 2 | 12.1463 | -50.0576 | -46.9485 | -17.1519
[5 empty] | Option 3 | 3 | 21.5749 | 7.427 | 12.692 | 15.7316
[5 empty] | Option 4 | 4 | 129.4504 | 34.6493 | 72.703 | 90.7955
[5 empty] | Option 5 | 5 | -0.067073 | -56.6075 | -26.4116 | -21.7712
SPS sensitivity
[5 empty] | Option | Sensitivity | NPV
[5 empty] | Option 1A | Core results | 94.3999
[6 empty] | SPS sensitivity | 94.624
[5 empty] | Option 4 | Core results | 129.4504
[6 empty] | SPS sensitivity | 113.8498

## Option inputs
Option inputs
Inputs and parameters for RIT-T assessment
General parameter and option inputs
General parameters
Parameter |  | Unit | Value | Note
First year of analysis |  | Year | 2022
Base year for dollar inputs |  | Year | 2021
Analysis period |  | Years | 27
Option descriptions
Number | Option name |  | Included in assessment? | Active | Short description
0 | Base case |  | Yes | 1 | Business as usual
1 | Option 1A |  | Yes | 1 | New 330 kV transmission line between Darlington Point and the new Dinawan substation being constructed for Project EnergyConnect
2 | Option 1B |  | Yes | 1 | Rebuild of the 330 kV transmission line between Darlington Point and the new Dinawan substation
3 | Option 2 |  | Yes | 1 | New 330 kV transmission line between Darlington Point and the Wagga Wagga substation
4 | Option 3 |  | Yes | 1 | Static synchronous compensator (STATCOM) solution at the Darlington Point substation
5 | Option 4 |  | Yes | 1 | Option 1A plus an (already committed) interim 3-year battery solution
6 | Option 5 |  | Yes | 1 | Standalone long-term battery solution (150MW/225MWh) Transgrid owned
Scenarios
| Scenario | Shorthand
1 | Step change | Step
2 | Progressive change | Progressive
3 | Hydrogen superpower | Hydrogen

## CBA Inputs
CBA Inputs
Inputs and parameters for RIT-T assessment
Sensitivity inputs
Discount rate sensitivities
General parameters |  |  | Unit | Step | Progressive | Hydrogen | Source
Commercial discount rate |  |  | Percent | 5.5% | 5.5% | 5.5% | AEMO ISP
Cost sensitivities
Cost type |  |  | Unit | Step | Progressive | Hydrogen
Network capital cost |  |  | Percent | 100% | 100% | 100%
|  |  | Unit | Value
Operating costs as a % of capital costs |  |  | Percent | 1%
`
Cost inputs
Number | Option name | Capex component | Amount | TransGrid (1) NNO (0) | Start year | End year | Commission year | Asset life | Last year | Terminal value
1 | Option 1A | Lines | 125700000 | 1 | 2022 | 2026 | 2026 | 50 | 2075 | 67878000
1 | Option 1A | Substations | 15300000 | 1 | 2022 | 2026 | 2026 | 40 | 2065 | 6502500
1 | Option 1A | Land costs | 25900000 | 1 | 2024 | 2024 | 2026 | 100000000 | 100002025 | 25899994.043
2 | Option 1B | Lines | 180400000 | 1 | 2022 | 2026 | 2026 | 50 | 2075 | 97416000
2 | Option 1B | Substations | 15900000 | 1 | 2022 | 2026 | 2026 | 40 | 2065 | 6757500
2 | Option 1B | Land costs | 25900000 | 1 | 2024 | 2024 | 2026 | 100000000 | 100002025 | 25899994.043
3 | Option 2 | Lines | 209000000 | 1 | 2022 | 2026 | 2027 | 50 | 2076 | 117040000
3 | Option 2 | Substations | 17300000 | 1 | 2022 | 2026 | 2027 | 40 | 2066 | 7785000
3 | Option 2 | Land costs | 59100000 | 1 | 2022 | 2022 | 2027 | 100000000 | 100002026 | 59099986.998
4 | Option 3 | Static synchronous compensator | 33220000 | 1 | 2023 | 2026 | 2026 | 40 | 2065 | 14118500
5 | Option 4 | Lines | 125700000 | 1 | 2022 | 2026 | 2026 | 50 | 2075 | 67878000
5 | Option 4 | Substations | 15300000 | 1 | 2022 | 2026 | 2026 | 40 | 2065 | 6502500
5 | Option 4 | Land costs | 25900000 | 1 | 2024 | 2024 | 2026 | 100000000 | 100002025 | 25899994.043
6 | Option 5 | Network battery | 216000000 | 1 | 2024 | 2024 | 2025 | 20 | 2044 | 0
6 | Option 5 | Network battery replacement | 102117911.2858 | 1 | 2044 | 2044 | 2045 | 20 | 2064 | 81694329.0286
Number | Option name | Capex component | Unit | FY 2021-22 | FY 2022-23 | FY 2023-24 | FY 2024-25 | FY 2025-26 | FY 2026-27 | FY 2027-28 | FY 2028-29 | FY 2029-30 | FY 2030-31 | FY 2031-32 | FY 2032-33 | FY 2033-34 | FY 2034-35 | FY 2035-36 | FY 2036-37 | FY 2037-38 | FY 2038-39 | FY 2039-40 | FY 2040-41 | FY 2041-42 | FY 2042-43 | FY 2043-44 | FY 2044-45 | FY 2045-46 | FY 2046-47 | FY 2047-48
1 | Option 1A | Lines | $ | 500000 | 14692942.3077 | 31394050.4808 | 75345721.1538 | 3767286.0577
1 | Option 1A | Substations | $ | 0 | 1795543.2692 | 3836493.3894 | 9207584.1346 | 460379.2067
1 | Option 1A | Land costs | $ | 0 | 0 | 25900000 | 0 | 0
$
2 | Option 1B | Lines | $ | 500000 | 21112302.8846 | 45110141.226 | 108264338.9423 | 5413216.9471
2 | Option 1B | Substations | $ | 0 | 1865956.7308 | 3986944.1106 | 9568665.8654 | 478433.2933
2 | Option 1B | Land costs | $ | 0 | 0 | 25900000 | 0 | 0
$
3 | Option 2 | Lines | $ | 500000 | 24697992.278 | 52216479.4665 | 104432958.933 | 20886591.7866 | 6265977.536
3 | Option 2 | Substations | $ | 0 | 2049281.8533 | 4332590.3826 | 8665180.7652 | 1733036.153 | 519910.8459
3 | Option 2 | Land costs | $ | 0 | 0 | 59100000 | 0 | 0 | 0
$
4 | Option 3 | Static synchronous compensator | $ | 0 | 2890000 | 9620000 | 20060000 | 650000
$
5 | Option 4 | Lines | $ | 500000 | 14692942.3077 | 31394050.4808 | 75345721.1538 | 3767286.0577
5 | Option 4 | Substations | $ | 0 | 1795543.2692 | 3836493.3894 | 9207584.1346 | 460379.2067
5 | Option 4 | Land costs | $ | 0 | 0 | 25900000 | 0 | 0
$
6 | Option 5 | Network battery | $ | 0 | 0 | 216000000
6 | Option 5 | Network battery replacement | $ | 0 | 0 | 0 | 0 | 0 | 0 | 0 | 0 | 0 | 0 | 0 | 0 | 0 | 0 | 0 | 0 | 0 | 0 | 0 | 0 | 0 | 0 | 102117911.2858
$
TransGrid operating costs |  |  |  | 2022 | 2023 | 2024 | 2025 | 2026 | 2027 | 2028 | 2029 | 2030 | 2031 | 2032 | 2033 | 2034 | 2035 | 2036 | 2037 | 2038 | 2039 | 2040 | 2041 | 2042 | 2043 | 2044 | 2045 | 2046 | 2047 | 2048
Number | Option name |  | Unit | FY 2021-22 | FY 2022-23 | FY 2023-24 | FY 2024-25 | FY 2025-26 | FY 2026-27 | FY 2027-28 | FY 2028-29 | FY 2029-30 | FY 2030-31 | FY 2031-32 | FY 2032-33 | FY 2033-34 | FY 2034-35 | FY 2035-36 | FY 2036-37 | FY 2037-38 | FY 2038-39 | FY 2039-40 | FY 2040-41 | FY 2041-42 | FY 2042-43 | FY 2043-44 | FY 2044-45 | FY 2045-46 | FY 2046-47 | FY 2047-48
0 | Base case |  | $ | 0 | 0 | 0 | 0 | 0 | 0 | 0 | 0 | 0 | 0 | 0 | 0 | 0 | 0 | 0 | 0 | 0 | 0 | 0 | 0 | 0 | 0 | 0 | 0 | 0 | 0 | 0
1 | Option 1A |  | $ | 0 | 0 | 0 | 0 | 1410000 | 1410000 | 1410000 | 1410000 | 1410000 | 1410000 | 1410000 | 1410000 | 1410000 | 1410000 | 1410000 | 1410000 | 1410000 | 1410000 | 1410000 | 1410000 | 1410000 | 1410000 | 1410000 | 1410000 | 1410000 | 1410000 | 1410000
2 | Option 1B |  | $ | 0 | 0 | 0 | 0 | 1963000 | 1963000 | 1963000 | 1963000 | 1963000 | 1963000 | 1963000 | 1963000 | 1963000 | 1963000 | 1963000 | 1963000 | 1963000 | 1963000 | 1963000 | 1963000 | 1963000 | 1963000 | 1963000 | 1963000 | 1963000 | 1963000 | 1963000
3 | Option 2 |  | $ | 0 | 0 | 0 | 0 | 0 | 2263000 | 2263000 | 2263000 | 2263000 | 2263000 | 2263000 | 2263000 | 2263000 | 2263000 | 2263000 | 2263000 | 2263000 | 2263000 | 2263000 | 2263000 | 2263000 | 2263000 | 2263000 | 2263000 | 2263000 | 2263000 | 2263000
4 | Option 3 |  | $ | 0 | 0 | 0 | 0 | 332200 | 332200 | 332200 | 332200 | 332200 | 332200 | 332200 | 332200 | 332200 | 332200 | 332200 | 332200 | 332200 | 332200 | 332200 | 332200 | 332200 | 332200 | 332200 | 332200 | 332200 | 332200 | 332200
5 | Option 4 |  | $ | 0 | 0 | 0 | 0 | 1410000 | 1410000 | 1410000 | 1410000 | 1410000 | 1410000 | 1410000 | 1410000 | 1410000 | 1410000 | 1410000 | 1410000 | 1410000 | 1410000 | 1410000 | 1410000 | 1410000 | 1410000 | 1410000 | 1410000 | 1410000 | 1410000 | 1410000
6 | Option 5 |  | $ | 0 | 0 | 0 | 2160000 | 2160000 | 2160000 | 2160000 | 2160000 | 2160000 | 2160000 | 2160000 | 2160000 | 2160000 | 2160000 | 2160000 | 2160000 | 2160000 | 2160000 | 2160000 | 2160000 | 2160000 | 2160000 | 2160000 | 1021179.1129 | 1021179.1129 | 1021179.1129 | 1021179.1129
NNO operating costs |  |  |  | 2022 | 2023 | 2024 | 2025 | 2026 | 2027 | 2028 | 2029 | 2030 | 2031 | 2032 | 2033 | 2034 | 2035 | 2036 | 2037 | 2038 | 2039 | 2040 | 2041 | 2042 | 2043 | 2044 | 2045 | 2046 | 2047 | 2048
Number | Option name |  | Unit | FY 2021-22 | FY 2022-23 | FY 2023-24 | FY 2024-25 | FY 2025-26 | FY 2026-27 | FY 2027-28 | FY 2028-29 | FY 2029-30 | FY 2030-31 | FY 2031-32 | FY 2032-33 | FY 2033-34 | FY 2034-35 | FY 2035-36 | FY 2036-37 | FY 2037-38 | FY 2038-39 | FY 2039-40 | FY 2040-41 | FY 2041-42 | FY 2042-43 | FY 2043-44 | FY 2044-45 | FY 2045-46 | FY 2046-47 | FY 2047-48
0 | Base case |  | $ | 0 | 0 | 0 | 0 | 0 | 0 | 0 | 0 | 0 | 0 | 0 | 0 | 0 | 0 | 0 | 0 | 0 | 0 | 0 | 0 | 0 | 0 | 0 | 0 | 0 | 0 | 0
1 | Option 1A |  | $ | 0 | 0 | 0 | 0 | 0 | 0 | 0 | 0 | 0 | 0 | 0 | 0 | 0 | 0 | 0 | 0 | 0 | 0 | 0 | 0 | 0 | 0 | 0 | 0 | 0 | 0 | 0
2 | Option 1B |  | $ | 0 | 0 | 0 | 0 | 0 | 0 | 0 | 0 | 0 | 0 | 0 | 0 | 0 | 0 | 0 | 0 | 0 | 0 | 0 | 0 | 0 | 0 | 0 | 0 | 0 | 0 | 0
3 | Option 2 |  | $ | 0 | 0 | 0 | 0 | 0 | 0 | 0 | 0 | 0 | 0 | 0 | 0 | 0 | 0 | 0 | 0 | 0 | 0 | 0 | 0 | 0 | 0 | 0 | 0 | 0 | 0 | 0
4 | Option 3 |  | $ | 0 | 0 | 0 | 0 | 0 | 0 | 0 | 0 | 0 | 0 | 0 | 0 | 0 | 0 | 0 | 0 | 0 | 0 | 0 | 0 | 0 | 0 | 0 | 0 | 0 | 0 | 0
5 | Option 4 |  | $ | 0 | 0 | 0 | 0 | 0 | 0 | 0 | 0 | 0 | 0 | 0 | 0 | 0 | 0 | 0 | 0 | 0 | 0 | 0 | 0 | 0 | 0 | 0 | 0 | 0 | 0 | 0
6 | Option 5 |  | $ | 0 | 0 | 0 | 0 | 0 | 0 | 0 | 0 | 0 | 0 | 0 | 0 | 0 | 0 | 0 | 0 | 0 | 0 | 0 | 0 | 0 | 0 | 0 | 0 | 0 | 0 | 0
NNO expenses paid to NNO proponent by TransGrid |  |  |  | 2022 | 2023 | 2024 | 2025 | 2026 | 2027 | 2028 | 2029 | 2030 | 2031 | 2032 | 2033 | 2034 | 2035 | 2036 | 2037 | 2038 | 2039 | 2040 | 2041 | 2042 | 2043 | 2044 | 2045 | 2046 | 2047 | 2048
Number | Option name |  | Unit | FY 2021-22 | FY 2022-23 | FY 2023-24 | FY 2024-25 | FY 2025-26 | FY 2026-27 | FY 2027-28 | FY 2028-29 | FY 2029-30 | FY 2030-31 | FY 2031-32 | FY 2032-33 | FY 2033-34 | FY 2034-35 | FY 2035-36 | FY 2036-37 | FY 2037-38 | FY 2038-39 | FY 2039-40 | FY 2040-41 | FY 2041-42 | FY 2042-43 | FY 2043-44 | FY 2044-45 | FY 2045-46 | FY 2046-47 | FY 2047-48
0 | Base case |  | $ | 0 | 0 | 0 | 0 | 0 | 0 | 0 | 0 | 0 | 0 | 0 | 0 | 0 | 0 | 0 | 0 | 0 | 0 | 0 | 0 | 0 | 0 | 0 | 0 | 0 | 0 | 0
1 | Option 1A |  | $ | 0 | 0 | 0 | 0 | 0 | 0 | 0 | 0 | 0 | 0 | 0 | 0 | 0 | 0 | 0 | 0 | 0 | 0 | 0 | 0 | 0 | 0 | 0 | 0 | 0 | 0 | 0
2 | Option 1B |  | $ | 0 | 0 | 0 | 0 | 0 | 0 | 0 | 0 | 0 | 0 | 0 | 0 | 0 | 0 | 0 | 0 | 0 | 0 | 0 | 0 | 0 | 0 | 0 | 0 | 0 | 0 | 0
3 | Option 2 |  | $ | 0 | 0 | 0 | 0 | 0 | 0 | 0 | 0 | 0 | 0 | 0 | 0 | 0 | 0 | 0 | 0 | 0 | 0 | 0 | 0 | 0 | 0 | 0 | 0 | 0 | 0 | 0
4 | Option 3 |  | $ | 0 | 0 | 0 | 0 | 0 | 0 | 0 | 0 | 0 | 0 | 0 | 0 | 0 | 0 | 0 | 0 | 0 | 0 | 0 | 0 | 0 | 0 | 0 | 0 | 0 | 0 | 0
5 | Option 4 |  | $ | 0 | 0 | 3250000 | 3250000 | 3250000 | 0 | 0 | 0 | 0 | 0 | 0 | 0 | 0 | 0 | 0 | 0 | 0 | 0 | 0 | 0 | 0 | 0 | 0 | 0 | 0 | 0 | 0
6 | Option 5 |  | $ | 0 | 0 | 0 | 0 | 0 | 0 | 0 | 0 | 0 | 0 | 0 | 0 | 0 | 0 | 0 | 0 | 0 | 0 | 0 | 0 | 0 | 0 | 0 | 0 | 0 | 0 | 0
NNO revenue received by NNO proponent |  |  |  | 2022 | 2023 | 2024 | 2025 | 2026 | 2027 | 2028 | 2029 | 2030 | 2031 | 2032 | 2033 | 2034 | 2035 | 2036 | 2037 | 2038 | 2039 | 2040 | 2041 | 2042 | 2043 | 2044 | 2045 | 2046 | 2047 | 2048
Number | Option name |  | Unit | FY 2021-22 | FY 2022-23 | FY 2023-24 | FY 2024-25 | FY 2025-26 | FY 2026-27 | FY 2027-28 | FY 2028-29 | FY 2029-30 | FY 2030-31 | FY 2031-32 | FY 2032-33 | FY 2033-34 | FY 2034-35 | FY 2035-36 | FY 2036-37 | FY 2037-38 | FY 2038-39 | FY 2039-40 | FY 2040-41 | FY 2041-42 | FY 2042-43 | FY 2043-44 | FY 2044-45 | FY 2045-46 | FY 2046-47 | FY 2047-48
0 | Base case |  | $ | 0 | 0 | 0 | 0 | 0 | 0 | 0 | 0 | 0 | 0 | 0 | 0 | 0 | 0 | 0 | 0 | 0 | 0 | 0 | 0 | 0 | 0 | 0 | 0 | 0 | 0 | 0
1 | Option 1A |  | $ | 0 | 0 | 0 | 0 | 0 | 0 | 0 | 0 | 0 | 0 | 0 | 0 | 0 | 0 | 0 | 0 | 0 | 0 | 0 | 0 | 0 | 0 | 0 | 0 | 0 | 0 | 0
2 | Option 1B |  | $ | 0 | 0 | 0 | 0 | 0 | 0 | 0 | 0 | 0 | 0 | 0 | 0 | 0 | 0 | 0 | 0 | 0 | 0 | 0 | 0 | 0 | 0 | 0 | 0 | 0 | 0 | 0
3 | Option 2 |  | $ | 0 | 0 | 0 | 0 | 0 | 0 | 0 | 0 | 0 | 0 | 0 | 0 | 0 | 0 | 0 | 0 | 0 | 0 | 0 | 0 | 0 | 0 | 0 | 0 | 0 | 0 | 0
4 | Option 3 |  | $ | 0 | 0 | 0 | 0 | 0 | 0 | 0 | 0 | 0 | 0 | 0 | 0 | 0 | 0 | 0 | 0 | 0 | 0 | 0 | 0 | 0 | 0 | 0 | 0 | 0 | 0 | 0
5 | Option 4 |  | $ | 0 | 0 | 3250000 | 3250000 | 3250000 | 0 | 0 | 0 | 0 | 0 | 0 | 0 | 0 | 0 | 0 | 0 | 0 | 0 | 0 | 0 | 0 | 0 | 0 | 0 | 0 | 0 | 0
6 | Option 5 |  | $ | 0 | 0 | 0 | 0 | 0 | 0 | 0 | 0 | 0 | 0 | 0 | 0 | 0 | 0 | 0 | 0 | 0 | 0 | 0 | 0 | 0 | 0 | 0 | 0 | 0 | 0 | 0
Benefit inputs
Involuntary load shedding |  |  | [NER, rule 5.16.1(c)(4)(iii)]
Number | Option name | Step | Unit | FY 2021-22 | FY 2022-23 | FY 2023-24 | FY 2024-25 | FY 2025-26 | FY 2026-27 | FY 2027-28 | FY 2028-29 | FY 2029-30 | FY 2030-31 | FY 2031-32 | FY 2032-33 | FY 2033-34 | FY 2034-35 | FY 2035-36 | FY 2036-37 | FY 2037-38 | FY 2038-39 | FY 2039-40 | FY 2040-41 | FY 2041-42 | FY 2042-43 | FY 2043-44 | FY 2044-45 | FY 2045-46 | FY 2046-47 | FY 2047-48
0 | Base case |  | $ |  |  | 98045542 | 90941457 | 142429515 | 33607247 | 1039 | 89199820 | 1145 | 1197 | 1266 | 1316 | 1400 | 1488 | 1548 | 1641 | 1772 | 1853 | 1954 | 2063 | 2162 | 2322 | 2482 | 2588 | 2740 | 2950 | 3108
1 | Option 1A |  | $ |  |  | 97979959 | 90916969 | 143309655 | 34749454 | 1208 | 89241269 | 1331 | 1391 | 1472 | 1530 | 1628 | 1730 | 1800 | 1908 | 2060 | 2155 | 2272 | 2399 | 2514 | 2700 | 2886 | 3010 | 3186 | 3430 | 3613
2 | Option 1B |  | $ |  |  | 97979959 | 90916969 | 143309655 | 34749454 | 1208 | 89241269 | 1331 | 1391 | 1472 | 1530 | 1628 | 1730 | 1800 | 1908 | 2060 | 2155 | 2272 | 2399 | 2514 | 2700 | 2886 | 3010 | 3186 | 3430 | 3613
3 | Option 2 |  | $ |  |  | 97984365 | 90917472 | 143142224 | 34570385 | 1133 | 89244992 | 1249 | 1305 | 1381 | 1435 | 1527 | 1623 | 1689 | 1790 | 1933 | 2021 | 2132 | 2250 | 2358 | 2533 | 2707 | 2823 | 2989 | 3217 | 3390
4 | Option 3 |  | $ |  |  | 98047884 | 90946231 | 142789154 | 33681598 | 1024 | 89215036 | 1129 | 1179 | 1248 | 1297 | 1380 | 1467 | 1526 | 1617 | 1746 | 1827 | 1926 | 2033 | 2131 | 2289 | 2446 | 2551 | 2701 | 2907 | 3063
5 | Option 4 |  | $ |  |  | 98591741 | 94794298 | 143442046 | 34601198 | 1318 | 89249108 | 1452 | 1518 | 1605 | 1668 | 1776 | 1888 | 1964 | 2081 | 2247 | 2350 | 2479 | 2617 | 2742 | 2945 | 3148 | 3283 | 3475 | 3741 | 3941
6 | Option 5 |  | $ |  |  | 98064990 | 93260744 | 143051663 | 34476177 | 1407 | 89258271 | 1550 | 1620 | 1713 | 1781 | 1895 | 2015 | 2096 | 2221 | 2399 | 2509 | 2646 | 2793 | 2926 | 3143 | 3360 | 3504 | 3709 | 3993 | 4207
Number | Option name | Progressive | Unit | FY 2021-22 | FY 2022-23 | FY 2023-24 | FY 2024-25 | FY 2025-26 | FY 2026-27 | FY 2027-28 | FY 2028-29 | FY 2029-30 | FY 2030-31 | FY 2031-32 | FY 2032-33 | FY 2033-34 | FY 2034-35 | FY 2035-36 | FY 2036-37 | FY 2037-38 | FY 2038-39 | FY 2039-40 | FY 2040-41 | FY 2041-42 | FY 2042-43 | FY 2043-44 | FY 2044-45 | FY 2045-46 | FY 2046-47 | FY 2047-48
0 | Base case |  | $ |  |  | 19206889 | 686058 | 50425944 | 876 | 923 | 100024828 | 8083774 | 60963394 | 1136 | 11747035 | 44759211 | 38951100 | 21594764 | 1493 | 155351496 | 1682 | 1775 | 1874 | 1964 | 2094 | 2231 | 2330 | 2467 | 2652 | 2815
1 | Option 1A |  | $ |  |  | 19207065 | 685707 | 49312198 | 734 | 773 | 99865465 | 8083208 | 59842709 | 951 | 11839354 | 46140544 | 39077272 | 21728994 | 1250 | 154938039 | 1408 | 1486 | 1569 | 1645 | 1753 | 1868 | 1951 | 2065 | 2220 | 2357
2 | Option 1B |  | $ |  |  | 19207065 | 685707 | 49312198 | 734 | 773 | 99865465 | 8083208 | 59842709 | 951 | 11839354 | 46140544 | 39077272 | 21728994 | 1250 | 154938039 | 1408 | 1486 | 1569 | 1645 | 1753 | 1868 | 1951 | 2065 | 2220 | 2357
3 | Option 2 |  | $ |  |  | 19207098 | 685716 | 49347453 | 738 | 777 | 99925010 | 8097790 | 59815200 | 957 | 11847443 | 46452816 | 39278988 | 21718903 | 1258 | 154912105 | 1417 | 1495 | 1579 | 1655 | 1764 | 1880 | 1963 | 2078 | 2234 | 2372
4 | Option 3 |  | $ |  |  | 19206904 | 686034 | 50072036 | 857 | 902 | 100014461 | 8087320 | 60815190 | 1111 | 11764080 | 45208411 | 39119962 | 21638263 | 1460 | 155274674 | 1645 | 1735 | 1833 | 1921 | 2048 | 2182 | 2278 | 2412 | 2594 | 2753
5 | Option 4 |  | $ |  |  | 18823089 | 670073 | 49310709 | 1105 | 1164 | 99832670 | 8076987 | 59854381 | 1433 | 11838019 | 46136920 | 39074944 | 21729224 | 1884 | 154932526 | 2121 | 2238 | 2364 | 2478 | 2641 | 2814 | 2939 | 3111 | 3345 | 3551
6 | Option 5 |  | $ |  |  | 19207071 | 756848 | 49235383 | 755 | 796 | 100068184 | 8091948 | 60224667 | 979 | 11734969 | 46876579 | 40113006 | 21722232 | 1287 | 155178822 | 1450 | 1530 | 1616 | 1693 | 1805 | 1924 | 2008 | 2127 | 2286 | 2427
Number | Option name | Hydrogen | Unit | FY 2021-22 | FY 2022-23 | FY 2023-24 | FY 2024-25 | FY 2025-26 | FY 2026-27 | FY 2027-28 | FY 2028-29 | FY 2029-30 | FY 2030-31 | FY 2031-32 | FY 2032-33 | FY 2033-34 | FY 2034-35 | FY 2035-36 | FY 2036-37 | FY 2037-38 | FY 2038-39 | FY 2039-40 | FY 2040-41 | FY 2041-42 | FY 2042-43 | FY 2043-44 | FY 2044-45 | FY 2045-46 | FY 2046-47 | FY 2047-48
0 | Base case |  | $ |  |  | 47616599 | 42512304 | 121414359 | 43117938 | 3558 | 32664783 | 3958 | 4141 | 4379 | 4551 | 4836 | 5136 | 5347 | 5653 | 6099 | 6377 | 6724 | 7068 | 7439 | 7950 | 8520 | 8888 | 9399 | 10105 | 10623
1 | Option 1A |  | $ |  |  | 47678785 | 42533452 | 121170435 | 43256395 | 3380 | 33269800 | 3759 | 3933 | 4160 | 4323 | 4594 | 4878 | 5079 | 5370 | 5794 | 6058 | 6388 | 6714 | 7067 | 7552 | 8094 | 8443 | 8928 | 9599 | 10092
2 | Option 1B |  | $ |  |  | 47678785 | 42533452 | 121170435 | 43256395 | 3380 | 33269800 | 3759 | 3933 | 4160 | 4323 | 4594 | 4878 | 5079 | 5370 | 5794 | 6058 | 6388 | 6714 | 7067 | 7552 | 8094 | 8443 | 8928 | 9599 | 10092
3 | Option 2 |  | $ |  |  | 47681157 | 42531359 | 121266084 | 43236753 | 3299 | 33145945 | 3669 | 3839 | 4060 | 4219 | 4483 | 4761 | 4957 | 5241 | 5655 | 5913 | 6235 | 6553 | 6898 | 7371 | 7900 | 8241 | 8715 | 9370 | 9851
4 | Option 3 |  | $ |  |  | 47619192 | 42511786 | 121221756 | 43066290 | 3440 | 32631023 | 3826 | 4003 | 4234 | 4400 | 4675 | 4965 | 5169 | 5465 | 5897 | 6166 | 6501 | 6834 | 7193 | 7687 | 8238 | 8594 | 9088 | 9771 | 10273
5 | Option 4 |  | $ |  |  | 48065773 | 42616229 | 121115617 | 43281689 | 2586 | 33242793 | 2876 | 3009 | 3182 | 3307 | 3514 | 3732 | 3885 | 4108 | 4433 | 4635 | 4887 | 5136 | 5406 | 5778 | 6193 | 6459 | 6831 | 7345 | 7722
6 | Option 5 |  | $ |  |  | 47705076 | 42577222 | 121514435 | 43079809 | 2933 | 33263103 | 3262 | 3413 | 3609 | 3751 | 3986 | 4233 | 4407 | 4660 | 5028 | 5257 | 5543 | 5826 | 6132 | 6553 | 7024 | 7326 | 7748 | 8330 | 8757
Difference in timing of unrelated expenditure |  |  | [NER, rule 5.16.1(c)(4)(v)]
Number | Option name | Step | Unit | FY 2021-22 | FY 2022-23 | FY 2023-24 | FY 2024-25 | FY 2025-26 | FY 2026-27 | FY 2027-28 | FY 2028-29 | FY 2029-30 | FY 2030-31 | FY 2031-32 | FY 2032-33 | FY 2033-34 | FY 2034-35 | FY 2035-36 | FY 2036-37 | FY 2037-38 | FY 2038-39 | FY 2039-40 | FY 2040-41 | FY 2041-42 | FY 2042-43 | FY 2043-44 | FY 2044-45 | FY 2045-46 | FY 2046-47 | FY 2047-48
0 | Base case |  | $ |  |  | 41265753 | 17613644 | 31540775 | 28574321 | 161874277 | 611038403 | 42940366 | 192601982 | 309697068 | 185415925 | 678896842 | 110275992 | 2024252 | 308173061 | 1963494692 | 250710043 | 391876186 | 404474876 | 406312374 | 888227400 | 299673801 | 22255576 | 201178066 | 826079347 | 66597558
1 | Option 1A |  | $ |  |  | 41326478 | 17707137 | 32200388 | 29997753 | 153345003 | 620973705 | 43943504 | 195763674 | 305096129 | 178685183 | 679348811 | 108080853 | 1346365 | 294967248 | 1985016969 | 232993057 | 401069368 | 418495626 | 404701713 | 889021502 | 311874375 | 23377936 | 202674757 | 823762640 | 68021015
2 | Option 1B |  | $ |  |  | 41326478 | 17707137 | 32200388 | 29997753 | 153345003 | 620973705 | 43943504 | 195763674 | 305096129 | 178685183 | 679348811 | 108080853 | 1346365 | 294967248 | 1985016969 | 232993057 | 401069368 | 418495626 | 404701713 | 889021502 | 311874375 | 23377936 | 202674757 | 823762640 | 68021015
3 | Option 2 |  | $ |  |  | 41325707 | 17708312 | 31577211 | 30478411 | 155484440 | 618944710 | 43823875 | 196284734 | 305413237 | 177361553 | 679498786 | 106418364 | 1593229 | 295195828 | 1984396025 | 233022160 | 401148836 | 417977597 | 405447159 | 888662606 | 312612758 | 23257452 | 202435011 | 824814533 | 68242144
4 | Option 3 |  | $ |  |  | 41265714 | 17603874 | 31384119 | 28855346 | 159987582 | 613480877 | 42872904 | 193130275 | 308275333 | 185214751 | 677947990 | 109658507 | 2014917 | 308053543 | 1962475497 | 248384284 | 396428040 | 405389525 | 406636608 | 888032371 | 301432369 | 22995895 | 200400124 | 826454101 | 66931667
5 | Option 4 |  | $ |  |  | 42623782 | 17496351 | 31175512 | 30136650 | 153027017 | 621002669 | 43887697 | 195675301 | 304907325 | 177902964 | 679941507 | 105900108 | 1614095 | 294069974 | 1987474795 | 232774536 | 400755445 | 418990369 | 405035319 | 888874694 | 310703958 | 23371299 | 202732377 | 824209795 | 67984032
6 | Option 5 |  | $ |  |  | 41324938 | 17488551 | 31370985 | 28321430 | 154597428 | 619587026 | 43093102 | 193936117 | 307469915 | 184607767 | 675064108 | 110782194 | 2036490 | 290618010 | 1980372766 | 241146654 | 400580088 | 412950594 | 404454412 | 890088953 | 303451187 | 23774229 | 201977689 | 825474693 | 68204478
Number | Option name | Progressive | Unit | FY 2021-22 | FY 2022-23 | FY 2023-24 | FY 2024-25 | FY 2025-26 | FY 2026-27 | FY 2027-28 | FY 2028-29 | FY 2029-30 | FY 2030-31 | FY 2031-32 | FY 2032-33 | FY 2033-34 | FY 2034-35 | FY 2035-36 | FY 2036-37 | FY 2037-38 | FY 2038-39 | FY 2039-40 | FY 2040-41 | FY 2041-42 | FY 2042-43 | FY 2043-44 | FY 2044-45 | FY 2045-46 | FY 2046-47 | FY 2047-48
0 | Base case |  | $ |  |  | 2114870 | 8588 | 6050 | 470 | 712 | 476947 | 23798 | 5142424 | 17226 | 173179 | 266690305 | 297627703 | 289936913 | 288358459 | 576093606 | 3472478 | 25134926 | 100821016 | 156516622 | 412750289 | 383356708 | 72306073 | 691381744 | 671520696 | 245971245
1 | Option 1A |  | $ |  |  | 2113829 | 8536 | 5442 | 366 | 611 | 476799 | 21422 | 5146467 | 19207 | 169261 | 246260171 | 299682432 | 288884126 | 289511560 | 569216934 | 3890128 | 26360373 | 102739095 | 161846407 | 413119413 | 381224284 | 67204430 | 698297087 | 678241818 | 246919832
2 | Option 1B |  | $ |  |  | 2113829 | 8536 | 5442 | 366 | 611 | 476799 | 21422 | 5146467 | 19207 | 169261 | 246260171 | 299682432 | 288884126 | 289511560 | 569216934 | 3890128 | 26360373 | 102739095 | 161846407 | 413119413 | 381224284 | 67204430 | 698297087 | 678241818 | 246919832
3 | Option 2 |  | $ |  |  | 2113928 | 8568 | 5490 | 387 | 608 | 476795 | 21475 | 5143043 | 19247 | 170976 | 244676284 | 298183371 | 289122061 | 289701203 | 568597161 | 3969916 | 26526748 | 103690105 | 161976965 | 412545042 | 380890105 | 66911926 | 699714270 | 677658734 | 247112277
4 | Option 3 |  | $ |  |  | 2114636 | 8557 | 5952 | 460 | 669 | 476912 | 22652 | 5142162 | 18261 | 173483 | 261634895 | 298493932 | 292092818 | 287113622 | 575177690 | 3289205 | 24995130 | 101820118 | 156422724 | 412163597 | 383147369 | 71111709 | 692299432 | 673482136 | 246017855
5 | Option 4 |  | $ |  |  | 2116545 | 7469 | 7010 | 612 | 873 | 477163 | 21828 | 5149639 | 19682 | 170840 | 246393216 | 299607507 | 288839021 | 289530801 | 569246704 | 3889529 | 26305169 | 102779256 | 161856298 | 413094462 | 381235467 | 67216445 | 698332299 | 678202081 | 246910244
6 | Option 5 |  | $ |  |  | 2114149 | 7484 | 6684 | 410 | 656 | 476851 | 21731 | 5126755 | 18918 | 167624 | 253864570 | 298369209 | 288076504 | 288273709 | 572563830 | 3861729 | 24957357 | 102168310 | 156642844 | 411245283 | 381971325 | 69051331 | 695647490 | 677646013 | 246006042
Number | Option name | Hydrogen | Unit | FY 2021-22 | FY 2022-23 | FY 2023-24 | FY 2024-25 | FY 2025-26 | FY 2026-27 | FY 2027-28 | FY 2028-29 | FY 2029-30 | FY 2030-31 | FY 2031-32 | FY 2032-33 | FY 2033-34 | FY 2034-35 | FY 2035-36 | FY 2036-37 | FY 2037-38 | FY 2038-39 | FY 2039-40 | FY 2040-41 | FY 2041-42 | FY 2042-43 | FY 2043-44 | FY 2044-45 | FY 2045-46 | FY 2046-47 | FY 2047-48
0 | Base case |  | $ |  |  | 804721542 | 37805552 | 998576773 | 1422144990 | 2050461738 | 1721931261 | 2618362085 | 566937099 | 1118411762 | 593261434 | 1829471042 | 6568411236 | 2285632902 | 3002705291 | 3337051216 | 1476961443 | 347368865 | 1037659930 | 2526857429 | 1613501840 | 1511711624 | 924450618 | 839436717 | 2741186478 | 209814938
1 | Option 1A |  | $ |  |  | 805737238 | 39029543 | 998492941 | 1406080135 | 2022580734 | 1733171086 | 2607353293 | 594574487 | 1104747743 | 601496502 | 1835751256 | 6591754599 | 2272651571 | 3006852564 | 3350777502 | 1469275622 | 354546160 | 1037994943 | 2511961920 | 1613925729 | 1511399750 | 927634270 | 838280049 | 2740685289 | 210002711
2 | Option 1B |  | $ |  |  | 805737238 | 39029543 | 998492941 | 1406080135 | 2022580734 | 1733171086 | 2607353293 | 594574487 | 1104747743 | 601496502 | 1835751256 | 6591754599 | 2272651571 | 3006852564 | 3350777502 | 1469275622 | 354546160 | 1037994943 | 2511961920 | 1613925729 | 1511399750 | 927634270 | 838280049 | 2740685289 | 210002711
3 | Option 2 |  | $ |  |  | 805400091 | 38856333 | 997789770 | 1409659675 | 2019261011 | 1731635187 | 2608911631 | 595203509 | 1104537734 | 601476758 | 1835790305 | 6591995821 | 2273367657 | 3003530368 | 3353017321 | 1468245171 | 354979775 | 1038261168 | 2510801811 | 1613867599 | 1511726359 | 929860404 | 837993085 | 2740197987 | 210442551
4 | Option 3 |  | $ |  |  | 804711680 | 37814815 | 998054023 | 1419575040 | 2047523008 | 1720508869 | 2616376509 | 573699564 | 1114509858 | 595388706 | 1829638480 | 6575993148 | 2282537838 | 3003100628 | 3338889686 | 1476417293 | 349132053 | 1038550961 | 2527136429 | 1613854225 | 1510652180 | 926087702 | 840476500 | 2738805069 | 209380169
5 | Option 4 |  | $ |  |  | 802245429 | 44356786 | 995482448 | 1404850161 | 2022832582 | 1732216183 | 2612412874 | 591257587 | 1105025134 | 601537896 | 1835584449 | 6592744784 | 2273583797 | 3005654361 | 3350826155 | 1469155092 | 354436782 | 1038391435 | 2511851072 | 1613984607 | 1511817131 | 927609362 | 837897226 | 2740624826 | 210023070
6 | Option 5 |  | $ |  |  | 803756801 | 39783595 | 994114499 | 1409834536 | 2042965803 | 1720837106 | 2627839270 | 569801395 | 1107939110 | 605169726 | 1834440093 | 6581928499 | 2277709680 | 3002492571 | 3349791897 | 1476228677 | 347994572 | 1037969594 | 2520445496 | 1612622201 | 1511961951 | 928105787 | 835960311 | 2739721310 | 210311408
Fuel consumption from generation dispatch |  |  | [NER, rule 5.16.1(c)(4)(i)]
Number | Option name | Step | Unit | FY 2021-22 | FY 2022-23 | FY 2023-24 | FY 2024-25 | FY 2025-26 | FY 2026-27 | FY 2027-28 | FY 2028-29 | FY 2029-30 | FY 2030-31 | FY 2031-32 | FY 2032-33 | FY 2033-34 | FY 2034-35 | FY 2035-36 | FY 2036-37 | FY 2037-38 | FY 2038-39 | FY 2039-40 | FY 2040-41 | FY 2041-42 | FY 2042-43 | FY 2043-44 | FY 2044-45 | FY 2045-46 | FY 2046-47 | FY 2047-48
0 | Base case |  | $ |  |  | 2235859901 | 2181177741 | 1889988276 | 1715431339 | 1607132113 | 1576824902 | 1359159642 | 1452905738 | 1316962800 | 1189103991 | 1174416652 | 1499624854 | 1086433500 | 1116438375 | 999867495 | 1171092589 | 1268826161 | 1816873286 | 1163565770 | 1463504086 | 2107372513 | 1469285740 | 1585163589 | 1898463672 | 1730605928
1 | Option 1A |  | $ |  |  | 2235723173 | 2181155595 | 1888868696 | 1713662033 | 1603712812 | 1573065209 | 1360961890 | 1451870237 | 1319459269 | 1189409570 | 1175575387 | 1502711448 | 1086195233 | 1119864153 | 1002931130 | 1174352433 | 1269766008 | 1820926011 | 1166853559 | 1463036522 | 2114446253 | 1471984965 | 1585823487 | 1904820846 | 1730653157
2 | Option 1B |  | $ |  |  | 2235723173 | 2181155595 | 1888868696 | 1713662033 | 1603712812 | 1573065209 | 1360961890 | 1451870237 | 1319459269 | 1189409570 | 1175575387 | 1502711448 | 1086195233 | 1119864153 | 1002931130 | 1174352433 | 1269766008 | 1820926011 | 1166853559 | 1463036522 | 2114446253 | 1471984965 | 1585823487 | 1904820846 | 1730653157
3 | Option 2 |  | $ |  |  | 2235728764 | 2181154129 | 1888697198 | 1711660166 | 1602410640 | 1572037512 | 1360433752 | 1450587204 | 1318991105 | 1189280736 | 1174960945 | 1502464953 | 1085931916 | 1119735532 | 1002408755 | 1174341946 | 1269497683 | 1821248633 | 1166967110 | 1463173598 | 2114615654 | 1471790519 | 1585304594 | 1904332281 | 1730391340
4 | Option 3 |  | $ |  |  | 2235860688 | 2181195892 | 1889271880 | 1715598671 | 1607012329 | 1576442358 | 1359227132 | 1452667336 | 1317618569 | 1188544816 | 1174741560 | 1500606495 | 1086755515 | 1116873269 | 999494604 | 1172000453 | 1268999346 | 1817487862 | 1164525277 | 1463684986 | 2109215603 | 1469812002 | 1585934992 | 1899308487 | 1730047398
5 | Option 4 |  | $ |  |  | 2232695367 | 2180357465 | 1888948537 | 1713952445 | 1603957531 | 1573197091 | 1361015857 | 1451591567 | 1319704023 | 1189676068 | 1175812659 | 1503249011 | 1086376133 | 1120024647 | 1003076601 | 1174544269 | 1270061563 | 1821134854 | 1166925215 | 1463083662 | 2114930274 | 1472353951 | 1586272298 | 1905240713 | 1731105994
6 | Option 5 |  | $ |  |  | 2235864782 | 2179319985 | 1887904942 | 1712102907 | 1605070839 | 1573896969 | 1358686915 | 1451160500 | 1318100012 | 1189365965 | 1175295656 | 1503308154 | 1088051658 | 1118923601 | 1000990521 | 1173877923 | 1268605098 | 1818375165 | 1165336382 | 1462023246 | 2113034476 | 1471030156 | 1586567936 | 1905103321 | 1729872753
Number | Option name | Progressive | Unit | FY 2021-22 | FY 2022-23 | FY 2023-24 | FY 2024-25 | FY 2025-26 | FY 2026-27 | FY 2027-28 | FY 2028-29 | FY 2029-30 | FY 2030-31 | FY 2031-32 | FY 2032-33 | FY 2033-34 | FY 2034-35 | FY 2035-36 | FY 2036-37 | FY 2037-38 | FY 2038-39 | FY 2039-40 | FY 2040-41 | FY 2041-42 | FY 2042-43 | FY 2043-44 | FY 2044-45 | FY 2045-46 | FY 2046-47 | FY 2047-48
0 | Base case |  | $ |  |  | 2090775149 | 2019137347 | 1835689290 | 1640941692 | 1634673710 | 1727667699 | 1506275806 | 1552272532 | 1462759032 | 1702754351 | 1694896520 | 1970184845 | 1552444955 | 1568449587 | 1688746503 | 1236785368 | 1428410094 | 1641434043 | 1196508892 | 1364619855 | 1703684406 | 1407859346 | 1538298142 | 2259157547 | 2628221974
1 | Option 1A |  | $ |  |  | 2090154882 | 2019095045 | 1832687063 | 1635873643 | 1630553493 | 1723100296 | 1500060483 | 1544758439 | 1456075585 | 1697492569 | 1690533407 | 1969287555 | 1555819147 | 1572878228 | 1682849766 | 1238333633 | 1434247583 | 1647185873 | 1201024395 | 1364623691 | 1704509750 | 1415201951 | 1544433795 | 2257902881 | 2633001005
2 | Option 1B |  | $ |  |  | 2090154882 | 2019095045 | 1832687063 | 1635873643 | 1630553493 | 1723100296 | 1500060483 | 1544758439 | 1456075585 | 1697492569 | 1690533407 | 1969287555 | 1555819147 | 1572878228 | 1682849766 | 1238333633 | 1434247583 | 1647185873 | 1201024395 | 1364623691 | 1704509750 | 1415201951 | 1544433795 | 2257902881 | 2633001005
3 | Option 2 |  | $ |  |  | 2090269904 | 2019098880 | 1835247608 | 1635498374 | 1630326737 | 1722845962 | 1499667382 | 1544083966 | 1455574109 | 1697150570 | 1690039068 | 1969240445 | 1554467698 | 1574376413 | 1679284282 | 1238803515 | 1434347440 | 1647581250 | 1201145661 | 1364290158 | 1703925835 | 1415103383 | 1543886424 | 2257989013 | 2632871529
4 | Option 3 |  | $ |  |  | 2090646535 | 2019130555 | 1835013436 | 1639812365 | 1633830484 | 1726564189 | 1504803903 | 1550719051 | 1461365722 | 1701562338 | 1694003994 | 1969473755 | 1552999926 | 1568865074 | 1687930662 | 1236970819 | 1428957913 | 1642106729 | 1196803943 | 1364878969 | 1703367087 | 1408908479 | 1538737826 | 2258714184 | 2628216474
5 | Option 4 |  | $ |  |  | 2085087618 | 2014364403 | 1831766136 | 1635728558 | 1630564319 | 1723225842 | 1500087181 | 1544783023 | 1456091848 | 1697508600 | 1690499713 | 1969266824 | 1555817304 | 1572867322 | 1682849821 | 1238324889 | 1434246139 | 1647190556 | 1201026475 | 1364618059 | 1704485495 | 1415203262 | 1544430115 | 2257896617 | 2633007250
6 | Option 5 |  | $ |  |  | 2090320202 | 2014660855 | 1830247186 | 1635129024 | 1629897879 | 1722430554 | 1499893511 | 1544489191 | 1456436728 | 1697293167 | 1688065750 | 1969481263 | 1554961716 | 1570905804 | 1687026860 | 1238805802 | 1431337955 | 1645563323 | 1200206222 | 1365754636 | 1703780916 | 1413083473 | 1541792243 | 2258290037 | 2629307037
Number | Option name | Hydrogen | Unit | FY 2021-22 | FY 2022-23 | FY 2023-24 | FY 2024-25 | FY 2025-26 | FY 2026-27 | FY 2027-28 | FY 2028-29 | FY 2029-30 | FY 2030-31 | FY 2031-32 | FY 2032-33 | FY 2033-34 | FY 2034-35 | FY 2035-36 | FY 2036-37 | FY 2037-38 | FY 2038-39 | FY 2039-40 | FY 2040-41 | FY 2041-42 | FY 2042-43 | FY 2043-44 | FY 2044-45 | FY 2045-46 | FY 2046-47 | FY 2047-48
0 | Base case |  | $ |  |  | 2006006687 | 1949886307 | 1926220693 | 1511657529 | 1135070572 | 1391782953 | 1035371704 | 907163558 | 783815622 | 476084778 | 526961091 | 634884323 | 331889496 | 172048112 | 374415082 | 131658404 | 157961209 | 662203166 | 457498253 | 507772167 | 1136177261 | 758821367 | 611750974 | 1000287051 | 683493400
1 | Option 1A |  | $ |  |  | 2006059090 | 1950068032 | 1923941897 | 1511972990 | 1132653262 | 1392187646 | 1041359449 | 911816251 | 783465303 | 479743428 | 528610453 | 634722293 | 330182081 | 170866072 | 374827429 | 130710213 | 157685751 | 660337761 | 456822954 | 510363325 | 1135856692 | 757069187 | 610474141 | 999257267 | 681249826
2 | Option 1B |  | $ |  |  | 2006059090 | 1950068032 | 1923941897 | 1511972990 | 1132653262 | 1392187646 | 1041359449 | 911816251 | 783465303 | 479743428 | 528610453 | 634722293 | 330182081 | 170866072 | 374827429 | 130710213 | 157685751 | 660337761 | 456822954 | 510363325 | 1135856692 | 757069187 | 610474141 | 999257267 | 681249826
3 | Option 2 |  | $ |  |  | 2005869733 | 1949879760 | 1923682080 | 1510610317 | 1130340118 | 1390698966 | 1040693482 | 911100740 | 783616835 | 479563592 | 528352903 | 634111186 | 329580641 | 170648235 | 374545134 | 130273468 | 157483228 | 660323463 | 456833230 | 510512010 | 1135634246 | 757710602 | 610505690 | 999407016 | 681379898
4 | Option 3 |  | $ |  |  | 2006032325 | 1949906132 | 1926469923 | 1511775190 | 1135289702 | 1392105668 | 1036039433 | 907274137 | 784110531 | 476371810 | 527673744 | 634736694 | 331822171 | 171590000 | 374415204 | 131338181 | 157701668 | 661924309 | 457549535 | 507435236 | 1136747635 | 758263701 | 611424783 | 1000304900 | 683432508
5 | Option 4 |  | $ |  |  | 2007339301 | 1946970059 | 1925570972 | 1512012227 | 1132881701 | 1392595696 | 1041841087 | 911985976 | 783646547 | 479704111 | 529029301 | 635011312 | 330498287 | 170963897 | 374926537 | 130729852 | 157677677 | 660477769 | 456788624 | 510337404 | 1135813287 | 757048418 | 610536574 | 999303742 | 681266960
6 | Option 5 |  | $ |  |  | 2006667069 | 1946781362 | 1924544228 | 1510728348 | 1133727650 | 1392441320 | 1036860001 | 908707621 | 783329946 | 477404873 | 528550579 | 635576872 | 332051321 | 171851450 | 374592460 | 130834832 | 157595506 | 661262735 | 457070441 | 509226903 | 1135837554 | 756987676 | 610603070 | 999819575 | 682699576
Voluntary load curtailment |  |  | [NER, rule 5.16.1(c)(4)(ii)]
Number | Option name | Step | Unit | FY 2021-22 | FY 2022-23 | FY 2023-24 | FY 2024-25 | FY 2025-26 | FY 2026-27 | FY 2027-28 | FY 2028-29 | FY 2029-30 | FY 2030-31 | FY 2031-32 | FY 2032-33 | FY 2033-34 | FY 2034-35 | FY 2035-36 | FY 2036-37 | FY 2037-38 | FY 2038-39 | FY 2039-40 | FY 2040-41 | FY 2041-42 | FY 2042-43 | FY 2043-44 | FY 2044-45 | FY 2045-46 | FY 2046-47 | FY 2047-48
0 | Base case |  | $ |  |  | 18783408 | 21676171 | 45071188 | 13703614 | 2731084 | 22252136 | 12029932 | 20744343 | 1849185 | 7123035 | 2732053 | 1390510 | 13679591 | 6100668 | 25034725 | 9595 | 8666571 | 12912106 | 20521174 | 12469093 | 27904585 | 23237537 | 2724674 | 26701647 | 1077650
1 | Option 1A |  | $ |  |  | 18774850 | 21676854 | 45070368 | 16084434 | 2385200 | 22273363 | 12054585 | 20972731 | 2025636 | 6578484 | 2869012 | 1379434 | 12382587 | 5947278 | 25037684 | 11189 | 8692601 | 12845341 | 20523981 | 12498780 | 27854654 | 23080200 | 2746934 | 27018675 | 1100497
2 | Option 1B |  | $ |  |  | 18774850 | 21676854 | 45070368 | 16084434 | 2385200 | 22273363 | 12054585 | 20972731 | 2025636 | 6578484 | 2869012 | 1379434 | 12382587 | 5947278 | 25037684 | 11189 | 8692601 | 12845341 | 20523981 | 12498780 | 27854654 | 23080200 | 2746934 | 27018675 | 1100497
3 | Option 2 |  | $ |  |  | 18775140 | 21676560 | 44814192 | 15895536 | 2418667 | 22274580 | 12056203 | 21008570 | 2002883 | 6577823 | 2872453 | 1378429 | 12337436 | 5944543 | 25036916 | 10510 | 8688533 | 12858672 | 20523202 | 12500638 | 27892595 | 23083279 | 2745744 | 26887267 | 1067748
4 | Option 3 |  | $ |  |  | 18783699 | 21676138 | 45007154 | 14269761 | 2696056 | 22259874 | 12030943 | 20739860 | 1857783 | 7124455 | 2788101 | 1388073 | 13549005 | 6114778 | 25034894 | 9502 | 8674928 | 12890896 | 20518931 | 12459890 | 27872684 | 23184544 | 2724636 | 26749036 | 1068833
5 | Option 4 |  | $ |  |  | 18917680 | 21676241 | 45166087 | 16015840 | 2382913 | 22282994 | 12055364 | 20953030 | 2036253 | 6578687 | 2873299 | 1380340 | 12360964 | 5943133 | 25038694 | 12123 | 8696607 | 12841401 | 20525032 | 12499523 | 27868881 | 23120070 | 2748352 | 27015188 | 1100444
6 | Option 5 |  | $ |  |  | 18787800 | 21676251 | 45132487 | 15395651 | 2498567 | 22282034 | 12045930 | 20936312 | 1857230 | 6583690 | 2924211 | 1391223 | 12734175 | 6081777 | 25039548 | 12939 | 8646847 | 12875092 | 20522458 | 12521874 | 27851370 | 23207739 | 2749446 | 26794557 | 1072243
Number | Option name | Progressive | Unit | FY 2021-22 | FY 2022-23 | FY 2023-24 | FY 2024-25 | FY 2025-26 | FY 2026-27 | FY 2027-28 | FY 2028-29 | FY 2029-30 | FY 2030-31 | FY 2031-32 | FY 2032-33 | FY 2033-34 | FY 2034-35 | FY 2035-36 | FY 2036-37 | FY 2037-38 | FY 2038-39 | FY 2039-40 | FY 2040-41 | FY 2041-42 | FY 2042-43 | FY 2043-44 | FY 2044-45 | FY 2045-46 | FY 2046-47 | FY 2047-48
0 | Base case |  | $ |  |  | 9267991 | 13059600 | 21883098 | 7283281 | 4064770 | 16534767 | 14975428 | 23927114 | 250887 | 16862661 | 56757352 | 82106229 | 29011391 | 4486856 | 96168508 | 8083 | 3527555 | 665124 | 69583353 | 1488548 | 29578267 | 10230614 | 14666513 | 51918931 | 8869476
1 | Option 1A |  | $ |  |  | 9267503 | 13059092 | 21759181 | 7331996 | 4670604 | 16422063 | 14981494 | 23834217 | 250108 | 16993526 | 57265341 | 82729233 | 28893335 | 6325312 | 95712514 | 6879 | 3215756 | 567020 | 69625490 | 1456245 | 29563753 | 10502582 | 15225446 | 51304412 | 8853197
2 | Option 1B |  | $ |  |  | 9267503 | 13059092 | 21759181 | 7331996 | 4670604 | 16422063 | 14981494 | 23834217 | 250108 | 16993526 | 57265341 | 82729233 | 28893335 | 6325312 | 95712514 | 6879 | 3215756 | 567020 | 69625490 | 1456245 | 29563753 | 10502582 | 15225446 | 51304412 | 8853197
3 | Option 2 |  | $ |  |  | 9267508 | 13059099 | 21761611 | 7324112 | 4697987 | 16450042 | 14977709 | 23818091 | 250112 | 17003505 | 57310257 | 82813790 | 28887593 | 6584257 | 95598554 | 6881 | 3233132 | 572550 | 69706345 | 1450490 | 29567811 | 10547223 | 15209443 | 51460069 | 8853938
4 | Option 3 |  | $ |  |  | 9267947 | 13059546 | 21841687 | 7301364 | 4168489 | 16524656 | 14976094 | 24002104 | 250826 | 16884659 | 56874717 | 82249589 | 28983221 | 4422780 | 96168373 | 7980 | 3484084 | 650169 | 69597571 | 1486718 | 29573520 | 10286283 | 14766987 | 51898768 | 8866394
5 | Option 4 |  | $ |  |  | 9268746 | 13051632 | 21759624 | 7335002 | 4702330 | 16407589 | 14983685 | 23842835 | 252185 | 16994938 | 57264639 | 82730621 | 28896002 | 6329787 | 95715910 | 10048 | 3220621 | 571155 | 69628832 | 1460174 | 29567978 | 10507587 | 15228300 | 51309908 | 8859063
6 | Option 5 |  | $ |  |  | 9267548 | 13050370 | 21700214 | 7316268 | 4616108 | 16508133 | 14975689 | 23973420 | 250183 | 16954293 | 56908845 | 82792273 | 28925305 | 4711484 | 92559145 | 6990 | 3285442 | 597779 | 69520700 | 1493081 | 29562785 | 10406414 | 14932141 | 52928851 | 8864409
Number | Option name | Hydrogen | Unit | FY 2021-22 | FY 2022-23 | FY 2023-24 | FY 2024-25 | FY 2025-26 | FY 2026-27 | FY 2027-28 | FY 2028-29 | FY 2029-30 | FY 2030-31 | FY 2031-32 | FY 2032-33 | FY 2033-34 | FY 2034-35 | FY 2035-36 | FY 2036-37 | FY 2037-38 | FY 2038-39 | FY 2039-40 | FY 2040-41 | FY 2041-42 | FY 2042-43 | FY 2043-44 | FY 2044-45 | FY 2045-46 | FY 2046-47 | FY 2047-48
0 | Base case |  | $ |  |  | 12650769 | 20768368 | 47007623 | 21138886 | 14742225 | 40860766 | 15054746 | 6331451 | 964970 | 2822562 | 23662 | 25193 | 26189 | 27583 | 14367610 | 31037 | 2765974 | 34478 | 35900 | 38061 | 1627599 | 10505553 | 43812 | 47568 | 50007
1 | Option 1A |  | $ |  |  | 12650103 | 20767871 | 47483543 | 21016763 | 14798356 | 40210399 | 15050707 | 6330428 | 963905 | 2841504 | 22489 | 23943 | 24887 | 26212 | 14366222 | 29494 | 2836729 | 32762 | 34112 | 36168 | 1712837 | 10575267 | 41631 | 45198 | 47541
2 | Option 1B |  | $ |  |  | 12650103 | 20767871 | 47483543 | 21016763 | 14798356 | 40210399 | 15050707 | 6330428 | 963905 | 2841504 | 22489 | 23943 | 24887 | 26212 | 14366222 | 29494 | 2836729 | 32762 | 34112 | 36168 | 1712837 | 10575267 | 41631 | 45198 | 47541
3 | Option 2 |  | $ |  |  | 12650481 | 20767906 | 46973243 | 21014147 | 14793747 | 40078471 | 15050590 | 6331015 | 964448 | 2842252 | 23072 | 24574 | 25523 | 26889 | 14367064 | 30273 | 2847640 | 33636 | 35000 | 37130 | 1700997 | 10574365 | 42729 | 46457 | 48541
4 | Option 3 |  | $ |  |  | 12650834 | 20768329 | 46978881 | 21082873 | 14749609 | 40677036 | 15053674 | 6331536 | 965046 | 2823751 | 23738 | 25279 | 26264 | 27666 | 14367794 | 31143 | 2789073 | 34603 | 36014 | 38196 | 1648726 | 10508412 | 43959 | 47775 | 50025
5 | Option 4 |  | $ |  |  | 12647823 | 20766004 | 47472678 | 21018410 | 14800524 | 40196024 | 15048013 | 6326819 | 960122 | 2837631 | 18278 | 19470 | 20218 | 21304 | 14361058 | 23988 | 2833568 | 26655 | 27731 | 29424 | 1699545 | 10567416 | 33861 | 36828 | 38417
6 | Option 5 |  | $ |  |  | 12648745 | 20766991 | 47374113 | 21189976 | 14801068 | 41008432 | 15058041 | 6328262 | 961648 | 2825206 | 19982 | 21276 | 22108 | 23288 | 14363132 | 26209 | 2806017 | 29116 | 30309 | 32140 | 1757337 | 10530523 | 36992 | 40185 | 42163
Costs for non RIT-T proponent parties |  |  | [NER, rule 5.16.1(c)(4)(iv)]
Number | Option name | Step | Unit | FY 2021-22 | FY 2022-23 | FY 2023-24 | FY 2024-25 | FY 2025-26 | FY 2026-27 | FY 2027-28 | FY 2028-29 | FY 2029-30 | FY 2030-31 | FY 2031-32 | FY 2032-33 | FY 2033-34 | FY 2034-35 | FY 2035-36 | FY 2036-37 | FY 2037-38 | FY 2038-39 | FY 2039-40 | FY 2040-41 | FY 2041-42 | FY 2042-43 | FY 2043-44 | FY 2044-45 | FY 2045-46 | FY 2046-47 | FY 2047-48
0 | Base case |  | $ |  |  | 6714142427 | 2692232382 | 18309646334 | 4639771779 | 9436164668 | 11774717598 | 5645722940 | 4672983396 | 4761519997 | 10128880854 | 8491462685 | 3213085281 | 4907682895 | 3122403325 | 16533827078 | 3152369685 | 6345480255 | 2355003152 | 7872043892 | 8151432534 | 4578376864 | 1908793916 | 1334077529 | 4466312343 | 543591539
1 | Option 1A |  | $ |  |  | 6723194195 | 2687993612 | 18201074580 | 4545288241 | 9401018418 | 11585666280 | 5546453100 | 4790554315 | 4733470619 | 10306198257 | 8427873700 | 3223237641 | 4928185429 | 3046478483 | 16516620529 | 3218892521 | 6382420322 | 2283046943 | 7909908484 | 8191001360 | 4532955856 | 1910305379 | 1342820239 | 4449110927 | 552883714
2 | Option 1B |  | $ |  |  | 6723194195 | 2687993612 | 18201074580 | 4545288241 | 9401018418 | 11585666280 | 5546453100 | 4790554315 | 4733470619 | 10306198257 | 8427873700 | 3223237641 | 4928185429 | 3046478483 | 16516620529 | 3218892521 | 6382420322 | 2283046943 | 7909908484 | 8191001360 | 4532955856 | 1910305379 | 1342820239 | 4449110927 | 552883714
3 | Option 2 |  | $ |  |  | 6722619543 | 2688514668 | 18337767597 | 4425928260 | 9397890861 | 11571485066 | 5534791058 | 4798285740 | 4735120607 | 10300220365 | 8440576645 | 3215893836 | 4928249723 | 3044277820 | 16521563469 | 3215280044 | 6381850943 | 2282883560 | 7910358191 | 8188876316 | 4532431981 | 1913143983 | 1344088326 | 4447777356 | 552196601
4 | Option 3 |  | $ |  |  | 6713802585 | 2691970534 | 18296411334 | 4589081115 | 9439235470 | 11751115908 | 5650334282 | 4681603037 | 4745293269 | 10186484881 | 8452418210 | 3203321859 | 4913133696 | 3120239492 | 16546069777 | 3142539549 | 6351276270 | 2345604464 | 7876326355 | 8160452995 | 4567986553 | 1910952680 | 1332621478 | 4466519980 | 545488920
5 | Option 4 |  | $ |  |  | 6585084161 | 2620374301 | 18349691975 | 4571885151 | 9404475860 | 11577552317 | 5553693269 | 4785839682 | 4732327779 | 10301981132 | 8438983149 | 3218324257 | 4932239112 | 3048210274 | 16514316407 | 3220268999 | 6381252112 | 2286912164 | 7911500257 | 8191104102 | 4531344208 | 1910370202 | 1342594105 | 4449010751 | 552768918
6 | Option 5 |  | $ |  |  | 6711140089 | 2570904294 | 18268466442 | 4635932293 | 9334073384 | 11720566451 | 5648901319 | 4684637046 | 4755862816 | 10232360709 | 8414949805 | 3193277547 | 4900297773 | 3107136429 | 16535270026 | 3165971865 | 6388790610 | 2325606757 | 7888060620 | 8186146954 | 4534231003 | 1915108256 | 1332733753 | 4450338547 | 554093652
Number | Option name | Progressive | Unit | FY 2021-22 | FY 2022-23 | FY 2023-24 | FY 2024-25 | FY 2025-26 | FY 2026-27 | FY 2027-28 | FY 2028-29 | FY 2029-30 | FY 2030-31 | FY 2031-32 | FY 2032-33 | FY 2033-34 | FY 2034-35 | FY 2035-36 | FY 2036-37 | FY 2037-38 | FY 2038-39 | FY 2039-40 | FY 2040-41 | FY 2041-42 | FY 2042-43 | FY 2043-44 | FY 2044-45 | FY 2045-46 | FY 2046-47 | FY 2047-48
0 | Base case |  | $ |  |  | 980306592 | 3304440443 | 7074883198 | 5777796188 | 7021792928 | 7466957877 | 5935571788 | 1342662312 | 807837662 | 3455061583 | 15418776190 | 5111470797 | 7176279474 | 7837927887 | 13639323277 | 5330884007 | 1469898179 | 3163014017 | 7680100433 | 4778806008 | 4155161604 | 2786442390 | 4309906354 | 5111077076 | 1691872778
1 | Option 1A |  | $ |  |  | 980447159 | 3304459021 | 7053087308 | 5782448146 | 7016149049 | 7475031607 | 5957883922 | 1349669724 | 807551584 | 3400907062 | 15334580268 | 5070571840 | 6977013270 | 7810483422 | 13772052285 | 5382848827 | 1400378676 | 3172374755 | 7652213730 | 4830631616 | 4166673551 | 2735500532 | 4328271935 | 5129014242 | 1683553166
2 | Option 1B |  | $ |  |  | 980447159 | 3304459021 | 7053087308 | 5782448146 | 7016149049 | 7475031607 | 5957883922 | 1349669724 | 807551584 | 3400907062 | 15334580268 | 5070571840 | 6977013270 | 7810483422 | 13772052285 | 5382848827 | 1400378676 | 3172374755 | 7652213730 | 4830631616 | 4166673551 | 2735500532 | 4328271935 | 5129014242 | 1683553166
3 | Option 2 |  | $ |  |  | 980413067 | 3304457945 | 7046792246 | 5781524549 | 7018741021 | 7475695576 | 5961998362 | 1348477670 | 807497213 | 3391664045 | 15340144511 | 5067653407 | 6961598462 | 7820675934 | 13760752121 | 5392656808 | 1402808276 | 3169837166 | 7654373546 | 4827582091 | 4166477592 | 2733479587 | 4333568878 | 5126896523 | 1683562040
4 | Option 3 |  | $ |  |  | 980339504 | 3304443572 | 7069660664 | 5779149091 | 7019696329 | 7470160475 | 5940741908 | 1342768683 | 807763399 | 3441292117 | 15405046621 | 5102679517 | 7145572941 | 7838245300 | 13648899283 | 5324357205 | 1471722526 | 3152519356 | 7683236414 | 4788780668 | 4161997520 | 2777035806 | 4314973560 | 5111251504 | 1691820345
5 | Option 4 |  | $ |  |  | 980153117 | 3301761313 | 7054488242 | 5782737635 | 7014357467 | 7474618876 | 5959562788 | 1350484366 | 807566000 | 3401006098 | 15335377791 | 5070391398 | 6976836271 | 7810556779 | 13771962848 | 5383090335 | 1400274750 | 3172230117 | 7652312132 | 4830635815 | 4166802293 | 2735343091 | 4328291492 | 5129073422 | 1683548370
6 | Option 5 |  | $ |  |  | 980403083 | 3302862432 | 7052769597 | 5781300205 | 7015756942 | 7469326612 | 5954261860 | 1345764634 | 807167358 | 3398502016 | 15388756746 | 5007797698 | 7089718047 | 7834381050 | 13675262993 | 5350624093 | 1462462217 | 3143726466 | 7658017139 | 4799057832 | 4167721846 | 2750346659 | 4337879768 | 5118618088 | 1690135954
Number | Option name | Hydrogen | Unit | FY 2021-22 | FY 2022-23 | FY 2023-24 | FY 2024-25 | FY 2025-26 | FY 2026-27 | FY 2027-28 | FY 2028-29 | FY 2029-30 | FY 2030-31 | FY 2031-32 | FY 2032-33 | FY 2033-34 | FY 2034-35 | FY 2035-36 | FY 2036-37 | FY 2037-38 | FY 2038-39 | FY 2039-40 | FY 2040-41 | FY 2041-42 | FY 2042-43 | FY 2043-44 | FY 2044-45 | FY 2045-46 | FY 2046-47 | FY 2047-48
0 | Base case |  | $ |  |  | 24554020404 | 3586611014 | 21629638238 | 17854168453 | 25731338029 | 23860602720 | 20936089086 | 12845875262 | 12714711540 | 19009916601 | 31609534470 | 45149705696 | 12543914991 | 22983694279 | 36576076407 | 11084789581 | 2801118548 | 13060233450 | 31585661161 | 31265360296 | 20115631846 | 8035885818 | 8683779890 | 18557840996 | 3653779668
1 | Option 1A |  | $ |  |  | 24563032549 | 3583609589 | 21633315172 | 17711347266 | 25573032707 | 23799576437 | 20920384896 | 12918610105 | 12806321143 | 18916227325 | 31665125100 | 45153411503 | 12580630828 | 22940122434 | 36560159981 | 11131225915 | 2806111481 | 13050896892 | 31608636321 | 31244741698 | 20143087296 | 8021898282 | 8680984078 | 18566945258 | 3653365581
2 | Option 1B |  | $ |  |  | 24563032549 | 3583609589 | 21633315172 | 17711347266 | 25573032707 | 23799576437 | 20920384896 | 12918610105 | 12806321143 | 18916227325 | 31665125100 | 45153411503 | 12580630828 | 22940122434 | 36560159981 | 11131225915 | 2806111481 | 13050896892 | 31608636321 | 31244741698 | 20143087296 | 8021898282 | 8680984078 | 18566945258 | 3653365581
3 | Option 2 |  | $ |  |  | 24572799510 | 3582801428 | 21687243264 | 17664900567 | 25563965620 | 23793774468 | 20920782431 | 12926125632 | 12793070176 | 18924405588 | 31665675959 | 45159513236 | 12576018434 | 22936180812 | 36562882833 | 11131231698 | 2809347565 | 13044247576 | 31613911580 | 31237109043 | 20146424752 | 8017286539 | 8681577353 | 18568447804 | 3652544872
4 | Option 3 |  | $ |  |  | 24553677727 | 3586594144 | 21611008676 | 17845780372 | 25682271210 | 23868180955 | 20938867868 | 12855180021 | 12716459959 | 19004828173 | 31608570724 | 45156773149 | 12546348019 | 22983781322 | 36566080197 | 11086382325 | 2810140681 | 13055461692 | 31581613579 | 31276032316 | 20110570902 | 8035688107 | 8682335702 | 18559373844 | 3653970751
5 | Option 4 |  | $ |  |  | 24242828161 | 3820439493 | 21619411146 | 17787382377 | 25562276121 | 23796712566 | 20922348469 | 12932633147 | 12805495417 | 18919942048 | 31658496753 | 45152976015 | 12578153132 | 22946543832 | 36560000692 | 11133676173 | 2805879426 | 13048887804 | 31610041134 | 31244572888 | 20142722641 | 8021964825 | 8681419409 | 18566937486 | 3653474389
6 | Option 5 |  | $ |  |  | 24516560555 | 3567972988 | 21522170586 | 17822087831 | 25653956714 | 23822146288 | 20933168134 | 12877898246 | 12777338109 | 18965476621 | 31606065041 | 45161921752 | 12548618009 | 22980385328 | 36567206756 | 11112190245 | 2803728754 | 13054042386 | 31594329636 | 31258098231 | 20129647657 | 8029576429 | 8686703525 | 18559318346 | 3652951931
Note on G20: Enter 'start year' inputs based on financial year ie 1 July to 30 June
Note on H20: Enter 'end year' inputs based on financial year ie 1 July to 30 June
Note on I20: Enter 'commission year' inputs based on financial year ie 1 July to 30 June

## Step
Step
Calculating costs, benefits and NPV for each option
Scenario settings
Discount rate sensitivities
General parameters |  | Units | Value
Commercial discount rate |  | Percent | 5.5%
Cost sensitivities
Cost type |  | Units | Value
Network capital cost |  | Percent | 100%
Incremental net present value calculation
Net present value for each option
Number | Option name | Rank | Units | NPV | FY 2021-22 | FY 2022-23 | FY 2023-24 | FY 2024-25 | FY 2025-26 | FY 2026-27 | FY 2027-28 | FY 2028-29 | FY 2029-30 | FY 2030-31 | FY 2031-32 | FY 2032-33 | FY 2033-34 | FY 2034-35 | FY 2035-36 | FY 2036-37 | FY 2037-38 | FY 2038-39 | FY 2039-40 | FY 2040-41 | FY 2041-42 | FY 2042-43 | FY 2043-44 | FY 2044-45 | FY 2045-46 | FY 2046-47 | FY 2047-48
1 | Option 1A |  | $ | 94399900.5512 | -500000 | -16488485.5769 | -70032167.8702 | -80362077.2885 | 102514735.7356 | 89896385 | 46030540 | 181403033 | 95029615 | -121335692 | 28567191 | -171757903 | 60431094 | -12442981 | -19699628 | 84448000 | -8792610 | -53477590 | -48509444 | 52539163 | -40954879 | -41335429 | 24786221 | -6586133 | -12332005 | 11433441 | 88084281.043
2 | Option 1B |  | $ | 49895172.2429 | -500000 | -22978259.6154 | -83898709.3365 | -113641776.8077 | 100297750.7596 | 89343385 | 45477540 | 180850033 | 94476615 | -121888692 | 28014191 | -172310903 | 59878094 | -12995981 | -20252628 | 83895000 | -9345610 | -54030590 | -49062444 | 51986163 | -41507879 | -41888429 | 24233221 | -7139133 | -12885005 | 10880441 | 117324281.043
3 | Option 2 |  | $ | 12146338.68 | -500000 | -26747274.1313 | -123985557.8491 | -109427885.6981 | -49941961.9396 | 203506653.6181 | 47434440 | 197782999 | 106484888 | -129193897 | 26238103 | -165179791 | 47336276 | -4042080 | -20555207 | 85698557 | -13444336 | -50735916 | -48600000 | 52031771 | -43115648 | -39843256 | 23511550 | -9965699 | -13693066 | 11482305 | 171636546.998
4 | Option 3 |  | $ | 21574880.8167 | 0 | -2890000 | -9283539 | -19811274 | 12830247 | 49269609 | -1361480 | 21186606 | -4944565 | -9237231 | 16651914 | -57177279 | 39280191 | 9069524 | -5965073 | 1502171 | -11182956 | 10915950 | -10861583 | 7558503 | -5896130 | -9329296 | 6488390 | -3704515 | 1130467 | -1806752 | 12122202
5 | Option 4 |  | $ | 129450394.0748 | -500000 | -16488485.5769 | 69053756.1298 | -15610566.2885 | -45385734.2644 | 63087016 | 42648542 | 189338680 | 87790386 | -116234442 | 29643331 | -167025398 | 48487242 | -5887479 | -24180482 | 83456961 | -9092982 | -54828512 | -47327079 | 47974078 | -42953193 | -41339491 | 27069776 | -7053448 | -12614009 | 10669771 | 87782948.043
6 | Option 5 |  | $ | -67073.1322 | 0 | 0 | -213085568 | 118831570 | 40589569 | 2699842 | 109501556 | 46282108 | -5034791 | -13594939 | 4578630 | -104554791 | 77113957 | 13456992 | 4539594 | 28195032 | -21609498 | -8988125 | -53934162 | 17295082 | -18091426 | -37308735 | -69519062.2858 | -10569706.1129 | -1907114.1129 | 8823668.8871 | 69301599.9158
Present value of benefits for each option
Number | Option name |  | Units | PV | FY 2021-22 | FY 2022-23 | FY 2023-24 | FY 2024-25 | FY 2025-26 | FY 2026-27 | FY 2027-28 | FY 2028-29 | FY 2029-30 | FY 2030-31 | FY 2031-32 | FY 2032-33 | FY 2033-34 | FY 2034-35 | FY 2035-36 | FY 2036-37 | FY 2037-38 | FY 2038-39 | FY 2039-40 | FY 2040-41 | FY 2041-42 | FY 2042-43 | FY 2043-44 | FY 2044-45 | FY 2045-46 | FY 2046-47 | FY 2047-48
1 | Option 1A |  | $ | 224262659.0895 | 0 | 0 | -8901624 | 4191228 | 108152401 | 91306385 | 47440540 | 182813033 | 96439615 | -119925692 | 29977191 | -170347903 | 61841094 | -11032981 | -18289628 | 85858000 | -7382610 | -52067590 | -47099444 | 53949163 | -39544879 | -39925429 | 26196221 | -5176133 | -10922005 | 12843441 | -10786213
2 | Option 1B |  | $ | 224262659.0895 | 0 | 0 | -8901624 | 4191228 | 108152401 | 91306385 | 47440540 | 182813033 | 96439615 | -119925692 | 29977191 | -170347903 | 61841094 | -11032981 | -18289628 | 85858000 | -7382610 | -52067590 | -47099444 | 53949163 | -39544879 | -39925429 | 26196221 | -5176133 | -10922005 | 12843441 | -10786213
3 | Option 2 |  | $ | 227117148.064 | 0 | 0 | -8336488 | 3670254 | -27322334 | 212555542 | 49697440 | 200045999 | 108747888 | -126930897 | 28501103 | -162916791 | 49599276 | -1779080 | -18292207 | 87961557 | -11181336 | -48472916 | -46337000 | 54294771 | -40852648 | -37580256 | 25774550 | -7702699 | -11430066 | 13745305 | -10025440
4 | Option 3 |  | $ | 49180192.6688 | 0 | 0 | 336461 | 248726 | 13812447 | 49601809 | -1029280 | 21518806 | -4612365 | -8905031 | 16984114 | -56845079 | 39612391 | 9401724 | -5632873 | 1834371 | -10850756 | 11248150 | -10529383 | 7890703 | -5563930 | -8997096 | 6820590 | -3372315 | 1462667 | -1474552 | -1664098
5 | Option 4 |  | $ | 267191038.0875 | 0 | 0 | 133434300 | 72192739 | -36498069 | 64497016 | 44058542 | 190748680 | 89200386 | -114824442 | 31053331 | -165615398 | 49897242 | -4477479 | -22770482 | 84866961 | -7682982 | -53418512 | -45917079 | 49384078 | -41543193 | -39929491 | 28479776 | -5643448 | -11204009 | 12079771 | -11087546
6 | Option 5 |  | $ | 217466634.091 | 0 | 0 | 2914432 | 120991570 | 42749569 | 4859842 | 111661556 | 48442108 | -2874791 | -11434939 | 6738630 | -102394791 | 79273957 | 15616992 | 6699594 | 30355032 | -19449498 | -6828125 | -51774162 | 19455082 | -15931426 | -35148735 | 34758849 | -9548527 | -885935 | 9844848 | -11371550
Present value of costs for each option
Number | Option name |  | Units | PV | FY 2021-22 | FY 2022-23 | FY 2023-24 | FY 2024-25 | FY 2025-26 | FY 2026-27 | FY 2027-28 | FY 2028-29 | FY 2029-30 | FY 2030-31 | FY 2031-32 | FY 2032-33 | FY 2033-34 | FY 2034-35 | FY 2035-36 | FY 2036-37 | FY 2037-38 | FY 2038-39 | FY 2039-40 | FY 2040-41 | FY 2041-42 | FY 2042-43 | FY 2043-44 | FY 2044-45 | FY 2045-46 | FY 2046-47 | FY 2047-48
1 | Option 1A |  | $ | -129862758.5384 | -500000 | -16488485.5769 | -61130543.8702 | -84553305.2885 | -5637665.2644 | -1410000 | -1410000 | -1410000 | -1410000 | -1410000 | -1410000 | -1410000 | -1410000 | -1410000 | -1410000 | -1410000 | -1410000 | -1410000 | -1410000 | -1410000 | -1410000 | -1410000 | -1410000 | -1410000 | -1410000 | -1410000 | 98870494.043
2 | Option 1B |  | $ | -174367486.8466 | -500000 | -22978259.6154 | -74997085.3365 | -117833004.8077 | -7854650.2404 | -1963000 | -1963000 | -1963000 | -1963000 | -1963000 | -1963000 | -1963000 | -1963000 | -1963000 | -1963000 | -1963000 | -1963000 | -1963000 | -1963000 | -1963000 | -1963000 | -1963000 | -1963000 | -1963000 | -1963000 | -1963000 | 128110494.043
3 | Option 2 |  | $ | -214970809.3841 | -500000 | -26747274.1313 | -115649069.8491 | -113098139.6981 | -22619627.9396 | -9048888.3819 | -2263000 | -2263000 | -2263000 | -2263000 | -2263000 | -2263000 | -2263000 | -2263000 | -2263000 | -2263000 | -2263000 | -2263000 | -2263000 | -2263000 | -2263000 | -2263000 | -2263000 | -2263000 | -2263000 | -2263000 | 181661986.998
4 | Option 3 |  | $ | -27605311.852 | 0 | -2890000 | -9620000 | -20060000 | -982200 | -332200 | -332200 | -332200 | -332200 | -332200 | -332200 | -332200 | -332200 | -332200 | -332200 | -332200 | -332200 | -332200 | -332200 | -332200 | -332200 | -332200 | -332200 | -332200 | -332200 | -332200 | 13786300
5 | Option 4 |  | $ | -137740644.0127 | -500000 | -16488485.5769 | -64380543.8702 | -87803305.2885 | -8887665.2644 | -1410000 | -1410000 | -1410000 | -1410000 | -1410000 | -1410000 | -1410000 | -1410000 | -1410000 | -1410000 | -1410000 | -1410000 | -1410000 | -1410000 | -1410000 | -1410000 | -1410000 | -1410000 | -1410000 | -1410000 | -1410000 | 98870494.043
6 | Option 5 |  | $ | -217533707.2233 | 0 | 0 | -216000000 | -2160000 | -2160000 | -2160000 | -2160000 | -2160000 | -2160000 | -2160000 | -2160000 | -2160000 | -2160000 | -2160000 | -2160000 | -2160000 | -2160000 | -2160000 | -2160000 | -2160000 | -2160000 | -2160000 | -104277911.2858 | -1021179.1129 | -1021179.1129 | -1021179.1129 | 80673149.9158
Incremental cost calculation
Year series
Year count |  |  |  |  | 1 | 2 | 3 | 4 | 5 | 6 | 7 | 8 | 9 | 10 | 11 | 12 | 13 | 14 | 15 | 16 | 17 | 18 | 19 | 20 | 21 | 22 | 23 | 24 | 25 | 26 | 27
Financial year series I |  |  |  |  | FY 2021-22 | FY 2022-23 | FY 2023-24 | FY 2024-25 | FY 2025-26 | FY 2026-27 | FY 2027-28 | FY 2028-29 | FY 2029-30 | FY 2030-31 | FY 2031-32 | FY 2032-33 | FY 2033-34 | FY 2034-35 | FY 2035-36 | FY 2036-37 | FY 2037-38 | FY 2038-39 | FY 2039-40 | FY 2040-41 | FY 2041-42 | FY 2042-43 | FY 2043-44 | FY 2044-45 | FY 2045-46 | FY 2046-47 | FY 2047-48
Financial year series II |  |  |  |  | 2021-22 | 2022-23 | 2023-24 | 2024-25 | 2025-26 | 2026-27 | 2027-28 | 2028-29 | 2029-30 | 2030-31 | 2031-32 | 2032-33 | 2033-34 | 2034-35 | 2035-36 | 2036-37 | 2037-38 | 2038-39 | 2039-40 | 2040-41 | 2041-42 | 2042-43 | 2043-44 | 2044-45 | 2045-46 | 2046-47 | 2047-48
Modelling year series |  |  |  |  | 2022 | 2023 | 2024 | 2025 | 2026 | 2027 | 2028 | 2029 | 2030 | 2031 | 2032 | 2033 | 2034 | 2035 | 2036 | 2037 | 2038 | 2039 | 2040 | 2041 | 2042 | 2043 | 2044 | 2045 | 2046 | 2047 | 2048
Capital cost
Number | Option name | Capex component | Units | PV | FY 2021-22 | FY 2022-23 | FY 2023-24 | FY 2024-25 | FY 2025-26 | FY 2026-27 | FY 2027-28 | FY 2028-29 | FY 2029-30 | FY 2030-31 | FY 2031-32 | FY 2032-33 | FY 2033-34 | FY 2034-35 | FY 2035-36 | FY 2036-37 | FY 2037-38 | FY 2038-39 | FY 2039-40 | FY 2040-41 | FY 2041-42 | FY 2042-43 | FY 2043-44 | FY 2044-45 | FY 2045-46 | FY 2046-47 | FY 2047-48
1 | Option 1A | Lines | $ | -88120890.5847 | -500000 | -14692942.3077 | -31394050.4808 | -75345721.1538 | -3767286.0577 | 0 | 0 | 0 | 0 | 0 | 0 | 0 | 0 | 0 | 0 | 0 | 0 | 0 | 0 | 0 | 0 | 0 | 0 | 0 | 0 | 0 | 67878000
1 | Option 1A | Substations | $ | -11133170.1143 | 0 | -1795543.2692 | -3836493.3894 | -9207584.1346 | -460379.2067 | 0 | 0 | 0 | 0 | 0 | 0 | 0 | 0 | 0 | 0 | 0 | 0 | 0 | 0 | 0 | 0 | 0 | 0 | 0 | 0 | 0 | 6502500
1 | Option 1A | Land costs | $ | -15954638.6328 | 0 | 0 | -25900000 | 0 | 0 | 0 | 0 | 0 | 0 | 0 | 0 | 0 | 0 | 0 | 0 | 0 | 0 | 0 | 0 | 0 | 0 | 0 | 0 | 0 | 0 | 0 | 25899994.043
2 | Option 1B | Lines | $ | -126441722.7516 | -500000 | -21112302.8846 | -45110141.226 | -108264338.9423 | -5413216.9471 | 0 | 0 | 0 | 0 | 0 | 0 | 0 | 0 | 0 | 0 | 0 | 0 | 0 | 0 | 0 | 0 | 0 | 0 | 0 | 0 | 0 | 97416000
2 | Option 1B | Substations | $ | -11569765.0207 | 0 | -1865956.7308 | -3986944.1106 | -9568665.8654 | -478433.2933 | 0 | 0 | 0 | 0 | 0 | 0 | 0 | 0 | 0 | 0 | 0 | 0 | 0 | 0 | 0 | 0 | 0 | 0 | 0 | 0 | 0 | 6757500
2 | Option 1B | Land costs | $ | -15954638.6328 | 0 | 0 | -25900000 | 0 | 0 | 0 | 0 | 0 | 0 | 0 | 0 | 0 | 0 | 0 | 0 | 0 | 0 | 0 | 0 | 0 | 0 | 0 | 0 | 0 | 0 | 0 | 25899994.043
3 | Option 2 | Lines | $ | -144382476.6597 | -500000 | -24697992.278 | -52216479.4665 | -104432958.933 | -20886591.7866 | -6265977.536 | 0 | 0 | 0 | 0 | 0 | 0 | 0 | 0 | 0 | 0 | 0 | 0 | 0 | 0 | 0 | 0 | 0 | 0 | 0 | 0 | 117040000
3 | Option 2 | Substations | $ | -12394442.0023 | 0 | -2049281.8533 | -4332590.3826 | -8665180.7652 | -1733036.153 | -519910.8459 | 0 | 0 | 0 | 0 | 0 | 0 | 0 | 0 | 0 | 0 | 0 | 0 | 0 | 0 | 0 | 0 | 0 | 0 | 0 | 0 | 7785000
3 | Option 2 | Land costs | $ | -36406144.3859 | 0 | 0 | -59100000 | 0 | 0 | 0 | 0 | 0 | 0 | 0 | 0 | 0 | 0 | 0 | 0 | 0 | 0 | 0 | 0 | 0 | 0 | 0 | 0 | 0 | 0 | 0 | 59099986.998
4 | Option 3 | Static synchronous compensator | $ | -24152773.9312 | 0 | -2890000 | -9620000 | -20060000 | -650000 | 0 | 0 | 0 | 0 | 0 | 0 | 0 | 0 | 0 | 0 | 0 | 0 | 0 | 0 | 0 | 0 | 0 | 0 | 0 | 0 | 0 | 14118500
5 | Option 4 | Lines | $ | -88120890.5847 | -500000 | -14692942.3077 | -31394050.4808 | -75345721.1538 | -3767286.0577 | 0 | 0 | 0 | 0 | 0 | 0 | 0 | 0 | 0 | 0 | 0 | 0 | 0 | 0 | 0 | 0 | 0 | 0 | 0 | 0 | 0 | 67878000
5 | Option 4 | Substations | $ | -11133170.1143 | 0 | -1795543.2692 | -3836493.3894 | -9207584.1346 | -460379.2067 | 0 | 0 | 0 | 0 | 0 | 0 | 0 | 0 | 0 | 0 | 0 | 0 | 0 | 0 | 0 | 0 | 0 | 0 | 0 | 0 | 0 | 6502500
5 | Option 4 | Land costs | $ | -15954638.6328 | 0 | 0 | -25900000 | 0 | 0 | 0 | 0 | 0 | 0 | 0 | 0 | 0 | 0 | 0 | 0 | 0 | 0 | 0 | 0 | 0 | 0 | 0 | 0 | 0 | 0 | 0 | 25899994.043
6 | Option 5 | Network battery | $ | -183948551.4637 | 0 | 0 | -216000000 | 0 | 0 | 0 | 0 | 0 | 0 | 0 | 0 | 0 | 0 | 0 | 0 | 0 | 0 | 0 | 0 | 0 | 0 | 0 | 0 | 0 | 0 | 0 | 0
6 | Option 5 | Network battery replacement | $ | -10557875.3148 | 0 | 0 | 0 | 0 | 0 | 0 | 0 | 0 | 0 | 0 | 0 | 0 | 0 | 0 | 0 | 0 | 0 | 0 | 0 | 0 | 0 | 0 | -102117911.2858 | 0 | 0 | 0 | 81694329.0286
Capital cost summary
Number | Option name |  | Units | PV | FY 2021-22 | FY 2022-23 | FY 2023-24 | FY 2024-25 | FY 2025-26 | FY 2026-27 | FY 2027-28 | FY 2028-29 | FY 2029-30 | FY 2030-31 | FY 2031-32 | FY 2032-33 | FY 2033-34 | FY 2034-35 | FY 2035-36 | FY 2036-37 | FY 2037-38 | FY 2038-39 | FY 2039-40 | FY 2040-41 | FY 2041-42 | FY 2042-43 | FY 2043-44 | FY 2044-45 | FY 2045-46 | FY 2046-47 | FY 2047-48
1 | Option 1A |  | $ | -115208699.3318 | -500000 | -16488485.5769 | -61130543.8702 | -84553305.2885 | -4227665.2644 | 0 | 0 | 0 | 0 | 0 | 0 | 0 | 0 | 0 | 0 | 0 | 0 | 0 | 0 | 0 | 0 | 0 | 0 | 0 | 0 | 0 | 100280494.043
2 | Option 1B |  | $ | -153966126.4052 | -500000 | -22978259.6154 | -74997085.3365 | -117833004.8077 | -5891650.2404 | 0 | 0 | 0 | 0 | 0 | 0 | 0 | 0 | 0 | 0 | 0 | 0 | 0 | 0 | 0 | 0 | 0 | 0 | 0 | 0 | 0 | 130073494.043
3 | Option 2 |  | $ | -193183063.0478 | -500000 | -26747274.1313 | -115649069.8491 | -113098139.6981 | -22619627.9396 | -6785888.3819 | 0 | 0 | 0 | 0 | 0 | 0 | 0 | 0 | 0 | 0 | 0 | 0 | 0 | 0 | 0 | 0 | 0 | 0 | 0 | 0 | 183924986.998
4 | Option 3 |  | $ | -24152773.9312 | 0 | -2890000 | -9620000 | -20060000 | -650000 | 0 | 0 | 0 | 0 | 0 | 0 | 0 | 0 | 0 | 0 | 0 | 0 | 0 | 0 | 0 | 0 | 0 | 0 | 0 | 0 | 0 | 14118500
5 | Option 4 |  | $ | -115208699.3318 | -500000 | -16488485.5769 | -61130543.8702 | -84553305.2885 | -4227665.2644 | 0 | 0 | 0 | 0 | 0 | 0 | 0 | 0 | 0 | 0 | 0 | 0 | 0 | 0 | 0 | 0 | 0 | 0 | 0 | 0 | 0 | 100280494.043
6 | Option 5 |  | $ | -194506426.7785 | 0 | 0 | -216000000 | 0 | 0 | 0 | 0 | 0 | 0 | 0 | 0 | 0 | 0 | 0 | 0 | 0 | 0 | 0 | 0 | 0 | 0 | 0 | -102117911.2858 | 0 | 0 | 0 | 81694329.0286
TransGrid operating costs
Number | Option name |  | Units | PV | FY 2021-22 | FY 2022-23 | FY 2023-24 | FY 2024-25 | FY 2025-26 | FY 2026-27 | FY 2027-28 | FY 2028-29 | FY 2029-30 | FY 2030-31 | FY 2031-32 | FY 2032-33 | FY 2033-34 | FY 2034-35 | FY 2035-36 | FY 2036-37 | FY 2037-38 | FY 2038-39 | FY 2039-40 | FY 2040-41 | FY 2041-42 | FY 2042-43 | FY 2043-44 | FY 2044-45 | FY 2045-46 | FY 2046-47 | FY 2047-48
1 | Option 1A |  | $ | -14654059.2065 | 0 | 0 | 0 | 0 | -1410000 | -1410000 | -1410000 | -1410000 | -1410000 | -1410000 | -1410000 | -1410000 | -1410000 | -1410000 | -1410000 | -1410000 | -1410000 | -1410000 | -1410000 | -1410000 | -1410000 | -1410000 | -1410000 | -1410000 | -1410000 | -1410000 | -1410000
2 | Option 1B |  | $ | -20401360.4414 | 0 | 0 | 0 | 0 | -1963000 | -1963000 | -1963000 | -1963000 | -1963000 | -1963000 | -1963000 | -1963000 | -1963000 | -1963000 | -1963000 | -1963000 | -1963000 | -1963000 | -1963000 | -1963000 | -1963000 | -1963000 | -1963000 | -1963000 | -1963000 | -1963000 | -1963000
3 | Option 2 |  | $ | -21787746.3362 | 0 | 0 | 0 | 0 | 0 | -2263000 | -2263000 | -2263000 | -2263000 | -2263000 | -2263000 | -2263000 | -2263000 | -2263000 | -2263000 | -2263000 | -2263000 | -2263000 | -2263000 | -2263000 | -2263000 | -2263000 | -2263000 | -2263000 | -2263000 | -2263000 | -2263000
4 | Option 3 |  | $ | -3452537.9209 | 0 | 0 | 0 | 0 | -332200 | -332200 | -332200 | -332200 | -332200 | -332200 | -332200 | -332200 | -332200 | -332200 | -332200 | -332200 | -332200 | -332200 | -332200 | -332200 | -332200 | -332200 | -332200 | -332200 | -332200 | -332200 | -332200
5 | Option 4 |  | $ | -14654059.2065 | 0 | 0 | 0 | 0 | -1410000 | -1410000 | -1410000 | -1410000 | -1410000 | -1410000 | -1410000 | -1410000 | -1410000 | -1410000 | -1410000 | -1410000 | -1410000 | -1410000 | -1410000 | -1410000 | -1410000 | -1410000 | -1410000 | -1410000 | -1410000 | -1410000 | -1410000
6 | Option 5 |  | $ | -23027280.4448 | 0 | 0 | 0 | -2160000 | -2160000 | -2160000 | -2160000 | -2160000 | -2160000 | -2160000 | -2160000 | -2160000 | -2160000 | -2160000 | -2160000 | -2160000 | -2160000 | -2160000 | -2160000 | -2160000 | -2160000 | -2160000 | -2160000 | -1021179.1129 | -1021179.1129 | -1021179.1129 | -1021179.1129
NNO expenses paid to NNO proponent by TransGrid
Number | Option name |  | Unit | PV | FY 2021-22 | FY 2022-23 | FY 2023-24 | FY 2024-25 | FY 2025-26 | FY 2026-27 | FY 2027-28 | FY 2028-29 | FY 2029-30 | FY 2030-31 | FY 2031-32 | FY 2032-33 | FY 2033-34 | FY 2034-35 | FY 2035-36 | FY 2036-37 | FY 2037-38 | FY 2038-39 | FY 2039-40 | FY 2040-41 | FY 2041-42 | FY 2042-43 | FY 2043-44 | FY 2044-45 | FY 2045-46 | FY 2046-47 | FY 2047-48
1 | Option 1A |  | $ | 0 | 0 | 0 | 0 | 0 | 0 | 0 | 0 | 0 | 0 | 0 | 0 | 0 | 0 | 0 | 0 | 0 | 0 | 0 | 0 | 0 | 0 | 0 | 0 | 0 | 0 | 0 | 0
2 | Option 1B |  | $ | 0 | 0 | 0 | 0 | 0 | 0 | 0 | 0 | 0 | 0 | 0 | 0 | 0 | 0 | 0 | 0 | 0 | 0 | 0 | 0 | 0 | 0 | 0 | 0 | 0 | 0 | 0 | 0
3 | Option 2 |  | $ | 0 | 0 | 0 | 0 | 0 | 0 | 0 | 0 | 0 | 0 | 0 | 0 | 0 | 0 | 0 | 0 | 0 | 0 | 0 | 0 | 0 | 0 | 0 | 0 | 0 | 0 | 0 | 0
4 | Option 3 |  | $ | 0 | 0 | 0 | 0 | 0 | 0 | 0 | 0 | 0 | 0 | 0 | 0 | 0 | 0 | 0 | 0 | 0 | 0 | 0 | 0 | 0 | 0 | 0 | 0 | 0 | 0 | 0 | 0
5 | Option 4 |  | $ | -7877885.4743 | 0 | 0 | -3250000 | -3250000 | -3250000 | 0 | 0 | 0 | 0 | 0 | 0 | 0 | 0 | 0 | 0 | 0 | 0 | 0 | 0 | 0 | 0 | 0 | 0 | 0 | 0 | 0 | 0
6 | Option 5 |  | $ | 0 | 0 | 0 | 0 | 0 | 0 | 0 | 0 | 0 | 0 | 0 | 0 | 0 | 0 | 0 | 0 | 0 | 0 | 0 | 0 | 0 | 0 | 0 | 0 | 0 | 0 | 0 | 0
Incremental benefit calculation
Involuntary load shedding
Number | Option name |  | Units | PV | FY 2021-22 | FY 2022-23 | FY 2023-24 | FY 2024-25 | FY 2025-26 | FY 2026-27 | FY 2027-28 | FY 2028-29 | FY 2029-30 | FY 2030-31 | FY 2031-32 | FY 2032-33 | FY 2033-34 | FY 2034-35 | FY 2035-36 | FY 2036-37 | FY 2037-38 | FY 2038-39 | FY 2039-40 | FY 2040-41 | FY 2041-42 | FY 2042-43 | FY 2043-44 | FY 2044-45 | FY 2045-46 | FY 2046-47 | FY 2047-48
1 | Option 1A |  | $ | -1455503.5191 | 0 | 0 | 65583 | 24488 | -880140 | -1142207 | -169 | -41449 | -186 | -194 | -206 | -214 | -228 | -242 | -252 | -267 | -288 | -302 | -318 | -336 | -352 | -378 | -404 | -422 | -446 | -480 | -505
2 | Option 1B |  | $ | -1455503.5191 | 0 | 0 | 65583 | 24488 | -880140 | -1142207 | -169 | -41449 | -186 | -194 | -206 | -214 | -228 | -242 | -252 | -267 | -288 | -302 | -318 | -336 | -352 | -378 | -404 | -422 | -446 | -480 | -505
3 | Option 2 |  | $ | -1203090.5088 | 0 | 0 | 61177 | 23985 | -712709 | -963138 | -94 | -45172 | -104 | -108 | -115 | -119 | -127 | -135 | -141 | -149 | -161 | -168 | -178 | -187 | -196 | -211 | -225 | -235 | -249 | -267 | -282
4 | Option 3 |  | $ | -344653.8328 | 0 | 0 | -2342 | -4774 | -359639 | -74351 | 15 | -15216 | 16 | 18 | 18 | 19 | 20 | 21 | 22 | 24 | 26 | 26 | 28 | 30 | 31 | 33 | 36 | 37 | 39 | 43 | 45
5 | Option 4 |  | $ | -5106730.5935 | 0 | 0 | -546199 | -3852841 | -1012531 | -993951 | -279 | -49288 | -307 | -321 | -339 | -352 | -376 | -400 | -416 | -440 | -475 | -497 | -525 | -554 | -580 | -623 | -666 | -695 | -735 | -791 | -833
6 | Option 5 |  | $ | -3038047.6408 | 0 | 0 | -19448 | -2319287 | -622148 | -868930 | -368 | -58451 | -405 | -423 | -447 | -465 | -495 | -527 | -548 | -580 | -627 | -656 | -692 | -730 | -764 | -821 | -878 | -916 | -969 | -1043 | -1099
Difference in timing of unrelated expenditure
Number | Option name |  | Units | PV | FY 2021-22 | FY 2022-23 | FY 2023-24 | FY 2024-25 | FY 2025-26 | FY 2026-27 | FY 2027-28 | FY 2028-29 | FY 2029-30 | FY 2030-31 | FY 2031-32 | FY 2032-33 | FY 2033-34 | FY 2034-35 | FY 2035-36 | FY 2036-37 | FY 2037-38 | FY 2038-39 | FY 2039-40 | FY 2040-41 | FY 2041-42 | FY 2042-43 | FY 2043-44 | FY 2044-45 | FY 2045-46 | FY 2046-47 | FY 2047-48
1 | Option 1A |  | $ | -5706596.3596 | 0 | 0 | -60725 | -93493 | -659613 | -1423432 | 8529274 | -9935302 | -1003138 | -3161692 | 4600939 | 6730742 | -451969 | 2195139 | 677887 | 13205813 | -21522277 | 17716986 | -9193182 | -14020750 | 1610661 | -794102 | -12200574 | -1122360 | -1496691 | 2316707 | -1423457
2 | Option 1B |  | $ | -5706596.3596 | 0 | 0 | -60725 | -93493 | -659613 | -1423432 | 8529274 | -9935302 | -1003138 | -3161692 | 4600939 | 6730742 | -451969 | 2195139 | 677887 | 13205813 | -21522277 | 17716986 | -9193182 | -14020750 | 1610661 | -794102 | -12200574 | -1122360 | -1496691 | 2316707 | -1423457
3 | Option 2 |  | $ | -5111906.4968 | 0 | 0 | -59954 | -94668 | -36436 | -1904090 | 6389837 | -7906307 | -883509 | -3682752 | 4283831 | 8054372 | -601944 | 3857628 | 431023 | 12977233 | -20901333 | 17687883 | -9272650 | -13502721 | 865215 | -435206 | -12938957 | -1001876 | -1256945 | 1264814 | -1644586
4 | Option 3 |  | $ | -316827.0254 | 0 | 0 | 39 | 9770 | 156656 | -281025 | 1886695 | -2442474 | 67462 | -528293 | 1421735 | 201174 | 948852 | 617485 | 9335 | 119518 | 1019195 | 2325759 | -4551854 | -914649 | -324234 | 195029 | -1758568 | -740319 | 777942 | -374754 | -334109
5 | Option 4 |  | $ | -4958690.8237 | 0 | 0 | -1358029 | 117293 | 365263 | -1562329 | 8847260 | -9964266 | -947331 | -3073319 | 4789743 | 7512961 | -1044665 | 4375884 | 410157 | 14103087 | -23980103 | 17935507 | -8879259 | -14515493 | 1277055 | -647294 | -11030157 | -1115723 | -1554311 | 1869552 | -1386474
6 | Option 5 |  | $ | -1425469.578 | 0 | 0 | -59185 | 125093 | 169790 | 252891 | 7276849 | -8548623 | -152736 | -1334135 | 2227153 | 808158 | 3832734 | -506202 | -12238 | 17555051 | -16878074 | 9563389 | -8703902 | -8475718 | 1857962 | -1861553 | -3777386 | -1518653 | -799623 | 604654 | -1606920
Fuel consumption from generation dispatch
Number | Option name |  | Units | PV | FY 2021-22 | FY 2022-23 | FY 2023-24 | FY 2024-25 | FY 2025-26 | FY 2026-27 | FY 2027-28 | FY 2028-29 | FY 2029-30 | FY 2030-31 | FY 2031-32 | FY 2032-33 | FY 2033-34 | FY 2034-35 | FY 2035-36 | FY 2036-37 | FY 2037-38 | FY 2038-39 | FY 2039-40 | FY 2040-41 | FY 2041-42 | FY 2042-43 | FY 2043-44 | FY 2044-45 | FY 2045-46 | FY 2046-47 | FY 2047-48
1 | Option 1A |  | $ | -8067689.6297 | 0 | 0 | 136728 | 22146 | 1119580 | 1769306 | 3419301 | 3759693 | -1802248 | 1035501 | -2496469 | -305579 | -1158735 | -3086594 | 238267 | -3425778 | -3063635 | -3259844 | -939847 | -4052725 | -3287789 | 467564 | -7073740 | -2699225 | -659898 | -6357174 | -47229
2 | Option 1B |  | $ | -8067689.6297 | 0 | 0 | 136728 | 22146 | 1119580 | 1769306 | 3419301 | 3759693 | -1802248 | 1035501 | -2496469 | -305579 | -1158735 | -3086594 | 238267 | -3425778 | -3063635 | -3259844 | -939847 | -4052725 | -3287789 | 467564 | -7073740 | -2699225 | -659898 | -6357174 | -47229
3 | Option 2 |  | $ | -2478014.5871 | 0 | 0 | 131137 | 23612 | 1291078 | 3771173 | 4721473 | 4787390 | -1274110 | 2318534 | -2028305 | -176745 | -544293 | -2840099 | 501584 | -3297157 | -2541260 | -3249357 | -671522 | -4375347 | -3401340 | 330488 | -7243141 | -2504779 | -141005 | -5868609 | 214588
4 | Option 3 |  | $ | -1984733.5012 | 0 | 0 | -787 | -18151 | 716396 | -167332 | 119784 | 382544 | -67490 | 238402 | -655769 | 559175 | -324908 | -981641 | -322015 | -434894 | 372891 | -907864 | -173185 | -614576 | -959507 | -180900 | -1843090 | -526262 | -771403 | -844815 | 558530
5 | Option 4 |  | $ | -6958522.4462 | 0 | 0 | 3164534 | 820276 | 1039739 | 1478894 | 3174582 | 3627811 | -1856215 | 1314171 | -2741223 | -572077 | -1396007 | -3624157 | 57367 | -3586272 | -3209106 | -3451680 | -1235402 | -4261568 | -3359445 | 420424 | -7557761 | -3068211 | -1108709 | -6777041 | -500066
6 | Option 5 |  | $ | -635328.5974 | 0 | 0 | -4881 | 1857756 | 2083334 | 3328432 | 2061274 | 2927933 | 472727 | 1745238 | -1137212 | -261974 | -879004 | -3683300 | -1618158 | -2485226 | -1123026 | -2785334 | 221063 | -1501879 | -1770612 | 1480840 | -5661963 | -1744416 | -1404347 | -6639649 | 733175
Voluntary load curtailment
Number | Option name |  | Units | PV | FY 2021-22 | FY 2022-23 | FY 2023-24 | FY 2024-25 | FY 2025-26 | FY 2026-27 | FY 2027-28 | FY 2028-29 | FY 2029-30 | FY 2030-31 | FY 2031-32 | FY 2032-33 | FY 2033-34 | FY 2034-35 | FY 2035-36 | FY 2036-37 | FY 2037-38 | FY 2038-39 | FY 2039-40 | FY 2040-41 | FY 2041-42 | FY 2042-43 | FY 2043-44 | FY 2044-45 | FY 2045-46 | FY 2046-47 | FY 2047-48
1 | Option 1A |  | $ | -903048.4186 | 0 | 0 | 8558 | -683 | 820 | -2380820 | 345884 | -21227 | -24653 | -228388 | -176451 | 544551 | -136959 | 11076 | 1297004 | 153390 | -2959 | -1594 | -26030 | 66765 | -2807 | -29687 | 49931 | 157337 | -22260 | -317028 | -22847
2 | Option 1B |  | $ | -903048.4186 | 0 | 0 | 8558 | -683 | 820 | -2380820 | 345884 | -21227 | -24653 | -228388 | -176451 | 544551 | -136959 | 11076 | 1297004 | 153390 | -2959 | -1594 | -26030 | 66765 | -2807 | -29687 | 49931 | 157337 | -22260 | -317028 | -22847
3 | Option 2 |  | $ | -556796.4846 | 0 | 0 | 8268 | -389 | 256996 | -2191922 | 312417 | -22444 | -26271 | -264227 | -153698 | 545212 | -140400 | 12081 | 1342155 | 156125 | -2191 | -915 | -21962 | 53434 | -2028 | -31545 | 11990 | 154258 | -21070 | -185620 | 9902
4 | Option 3 |  | $ | -298533.9673 | 0 | 0 | -291 | 33 | 64034 | -566147 | 35028 | -7738 | -1011 | 4483 | -8598 | -1420 | -56048 | 2437 | 130586 | -14110 | -169 | 93 | -8357 | 21210 | 2243 | 9203 | 31901 | 52993 | 38 | -47389 | 8817
5 | Option 4 |  | $ | -1054555.5981 | 0 | 0 | -134272 | -70 | -94899 | -2312226 | 348171 | -30858 | -25432 | -208687 | -187068 | 544348 | -141246 | 10170 | 1318627 | 157535 | -3969 | -2528 | -30036 | 70705 | -3858 | -30430 | 35704 | 117467 | -23678 | -313541 | -22794
6 | Option 5 |  | $ | -649779.1218 | 0 | 0 | -4392 | -80 | -61299 | -1692037 | 232517 | -29898 | -15998 | -191969 | -8045 | 539345 | -192158 | -713 | 945416 | 18891 | -4823 | -3344 | 19724 | 37014 | -1284 | -52781 | 53215 | 29798 | -24772 | -92910 | 5407
Costs for non RIT-T proponent parties
Number | Option name |  | Units | PV | FY 2021-22 | FY 2022-23 | FY 2023-24 | FY 2024-25 | FY 2025-26 | FY 2026-27 | FY 2027-28 | FY 2028-29 | FY 2029-30 | FY 2030-31 | FY 2031-32 | FY 2032-33 | FY 2033-34 | FY 2034-35 | FY 2035-36 | FY 2036-37 | FY 2037-38 | FY 2038-39 | FY 2039-40 | FY 2040-41 | FY 2041-42 | FY 2042-43 | FY 2043-44 | FY 2044-45 | FY 2045-46 | FY 2046-47 | FY 2047-48
1 | Option 1A |  | $ | 240395497.0166 | 0 | 0 | -9051768 | 4238770 | 108571754 | 94483538 | 35146250 | 189051318 | 99269840 | -117570919 | 28049378 | -177317403 | 63588985 | -10152360 | -20502534 | 75924842 | 17206549 | -66522836 | -36940067 | 71956209 | -37864592 | -39568826 | 45421008 | -1511463 | -8742710 | 17201416 | -9292175
2 | Option 1B |  | $ | 240395497.0166 | 0 | 0 | -9051768 | 4238770 | 108571754 | 94483538 | 35146250 | 189051318 | 99269840 | -117570919 | 28049378 | -177317403 | 63588985 | -10152360 | -20502534 | 75924842 | 17206549 | -66522836 | -36940067 | 71956209 | -37864592 | -39568826 | 45421008 | -1511463 | -8742710 | 17201416 | -9292175
3 | Option 2 |  | $ | 236466956.1413 | 0 | 0 | -8477116 | 3717714 | -28121263 | 213843519 | 38273807 | 203232532 | 110931882 | -125302344 | 26399390 | -171339511 | 50886040 | -2808555 | -20566828 | 78125505 | 12263609 | -62910359 | -36370688 | 72119592 | -38314299 | -37443782 | 45944883 | -4350067 | -10010797 | 18534987 | -8605062
4 | Option 3 |  | $ | 52124940.9954 | 0 | 0 | 339842 | 261848 | 13235000 | 50690664 | -3070802 | 23601690 | -4611342 | -8619641 | 16226728 | -57604027 | 39044475 | 9763422 | -5450801 | 2163833 | -12242699 | 9830136 | -5796015 | 9398688 | -4282463 | -9020461 | 10390311 | -2158764 | 1456051 | -207637 | -1897381
5 | Option 4 |  | $ | 277391652.0746 | 0 | 0 | 129058266 | 71858081 | -40045641 | 67886628 | 31688808 | 197165281 | 92029671 | -112856286 | 29192218 | -173100278 | 52479536 | -5238976 | -24556217 | 74193051 | 19510671 | -67899314 | -35771857 | 68090988 | -39456365 | -39671568 | 47032656 | -1576286 | -8516576 | 17301592 | -9177379
6 | Option 5 |  | $ | 223215259.0291 | 0 | 0 | 3002338 | 121328088 | 41179892 | 3839486 | 102091284 | 54151147 | -3178379 | -11653650 | 5657181 | -103479855 | 76512880 | 19807734 | 7385122 | 15266896 | -1442948 | -13602180 | -43310355 | 29396395 | -16016728 | -34714420 | 44145861 | -6314340 | 1343776 | 15973796 | -10502113
NNO revenue received by NNO proponent
Number | Option name |  | Unit | PV | FY 2021-22 | FY 2022-23 | FY 2023-24 | FY 2024-25 | FY 2025-26 | FY 2026-27 | FY 2027-28 | FY 2028-29 | FY 2029-30 | FY 2030-31 | FY 2031-32 | FY 2032-33 | FY 2033-34 | FY 2034-35 | FY 2035-36 | FY 2036-37 | FY 2037-38 | FY 2038-39 | FY 2039-40 | FY 2040-41 | FY 2041-42 | FY 2042-43 | FY 2043-44 | FY 2044-45 | FY 2045-46 | FY 2046-47 | FY 2047-48
1 | Option 1A |  | $ | 0 | 0 | 0 | 0 | 0 | 0 | 0 | 0 | 0 | 0 | 0 | 0 | 0 | 0 | 0 | 0 | 0 | 0 | 0 | 0 | 0 | 0 | 0 | 0 | 0 | 0 | 0 | 0
2 | Option 1B |  | $ | 0 | 0 | 0 | 0 | 0 | 0 | 0 | 0 | 0 | 0 | 0 | 0 | 0 | 0 | 0 | 0 | 0 | 0 | 0 | 0 | 0 | 0 | 0 | 0 | 0 | 0 | 0 | 0
3 | Option 2 |  | $ | 0 | 0 | 0 | 0 | 0 | 0 | 0 | 0 | 0 | 0 | 0 | 0 | 0 | 0 | 0 | 0 | 0 | 0 | 0 | 0 | 0 | 0 | 0 | 0 | 0 | 0 | 0 | 0
4 | Option 3 |  | $ | 0 | 0 | 0 | 0 | 0 | 0 | 0 | 0 | 0 | 0 | 0 | 0 | 0 | 0 | 0 | 0 | 0 | 0 | 0 | 0 | 0 | 0 | 0 | 0 | 0 | 0 | 0 | 0
5 | Option 4 |  | $ | 7877885.4743 | 0 | 0 | 3250000 | 3250000 | 3250000 | 0 | 0 | 0 | 0 | 0 | 0 | 0 | 0 | 0 | 0 | 0 | 0 | 0 | 0 | 0 | 0 | 0 | 0 | 0 | 0 | 0 | 0
6 | Option 5 |  | $ | 0 | 0 | 0 | 0 | 0 | 0 | 0 | 0 | 0 | 0 | 0 | 0 | 0 | 0 | 0 | 0 | 0 | 0 | 0 | 0 | 0 | 0 | 0 | 0 | 0 | 0 | 0 | 0
NNO operating costs
Number | Option name |  | Unit | PV | FY 2021-22 | FY 2022-23 | FY 2023-24 | FY 2024-25 | FY 2025-26 | FY 2026-27 | FY 2027-28 | FY 2028-29 | FY 2029-30 | FY 2030-31 | FY 2031-32 | FY 2032-33 | FY 2033-34 | FY 2034-35 | FY 2035-36 | FY 2036-37 | FY 2037-38 | FY 2038-39 | FY 2039-40 | FY 2040-41 | FY 2041-42 | FY 2042-43 | FY 2043-44 | FY 2044-45 | FY 2045-46 | FY 2046-47 | FY 2047-48
1 | Option 1A |  | $ | 0 | 0 | 0 | 0 | 0 | 0 | 0 | 0 | 0 | 0 | 0 | 0 | 0 | 0 | 0 | 0 | 0 | 0 | 0 | 0 | 0 | 0 | 0 | 0 | 0 | 0 | 0 | 0
2 | Option 1B |  | $ | 0 | 0 | 0 | 0 | 0 | 0 | 0 | 0 | 0 | 0 | 0 | 0 | 0 | 0 | 0 | 0 | 0 | 0 | 0 | 0 | 0 | 0 | 0 | 0 | 0 | 0 | 0 | 0
3 | Option 2 |  | $ | 0 | 0 | 0 | 0 | 0 | 0 | 0 | 0 | 0 | 0 | 0 | 0 | 0 | 0 | 0 | 0 | 0 | 0 | 0 | 0 | 0 | 0 | 0 | 0 | 0 | 0 | 0 | 0
4 | Option 3 |  | $ | 0 | 0 | 0 | 0 | 0 | 0 | 0 | 0 | 0 | 0 | 0 | 0 | 0 | 0 | 0 | 0 | 0 | 0 | 0 | 0 | 0 | 0 | 0 | 0 | 0 | 0 | 0 | 0
5 | Option 4 |  | $ | 0 | 0 | 0 | 0 | 0 | 0 | 0 | 0 | 0 | 0 | 0 | 0 | 0 | 0 | 0 | 0 | 0 | 0 | 0 | 0 | 0 | 0 | 0 | 0 | 0 | 0 | 0 | 0
6 | Option 5 |  | $ | 0 | 0 | 0 | 0 | 0 | 0 | 0 | 0 | 0 | 0 | 0 | 0 | 0 | 0 | 0 | 0 | 0 | 0 | 0 | 0 | 0 | 0 | 0 | 0 | 0 | 0 | 0 | 0

## Progressive
Progressive
Calculating costs, benefits and NPV for each option
Scenario settings
Discount rate sensitivities
General parameters |  | Units | Value
Commercial discount rate |  | Percent | 5.5%
Cost sensitivities
Cost type |  | Units | Value
Network capital cost |  | Percent | 100%
Incremental net present value calculation
Net present value for each option
Number | Option name |  | Units | NPV | FY 2021-22 | FY 2022-23 | FY 2023-24 | FY 2024-25 | FY 2025-26 | FY 2026-27 | FY 2027-28 | FY 2028-29 | FY 2029-30 | FY 2030-31 | FY 2031-32 | FY 2032-33 | FY 2033-34 | FY 2034-35 | FY 2035-36 | FY 2036-37 | FY 2037-38 | FY 2038-39 | FY 2039-40 | FY 2040-41 | FY 2041-42 | FY 2042-43 | FY 2043-44 | FY 2044-45 | FY 2045-46 | FY 2046-47 | FY 2047-48
1 | Option 1A |  | $ | 24711116.1907 | -500000 | -16488485.5769 | -60649490.8702 | -84528670.2885 | 20398722.7356 | -1042378 | 7748513 | -4644112 | -17509935 | 306220 | 5558508 | 57787037 | 105689847 | 37582342 | 195518625 | 18614510 | -120496148 | -55339257 | 61358655 | -18342238 | 16589597 | -53575924 | -11599990 | 47019307 | -33385108 | -24198671 | 101479225.043
2 | Option 1B |  | $ | -19793612.1176 | -500000 | -22978259.6154 | -74516032.3365 | -117808369.8077 | 18181737.7596 | -1595378 | 7195513 | -5197112 | -18062935 | -246780 | 5005508 | 57234037 | 105136847 | 37029342 | 194965625 | 18061510 | -121049148 | -55892257 | 60805655 | -18895238 | 16036597 | -54128924 | -12152990 | 46466307 | -33938108 | -24751671 | 130719225.043
3 | Option 2 |  | $ | -50057641.5818 | -500000 | -26747274.1313 | -115249083.8491 | -113076311.6981 | 7113544.0604 | -7374541.3819 | 4502913 | -5994267 | -22095124 | 1366806 | 5261305 | 66499270 | 100993642 | 40907673 | 211209780 | 5622217 | -105723833 | -66549919 | 57792438 | -18009576 | 13244092 | -50465751 | -11343007 | 48533671 | -40388873 | -22592671 | 184198118.998
4 | Option 3 |  | $ | 7427023.2206 | 0 | -2890000 | -9524035 | -20056228 | 5311605 | -573830 | 2503970 | -2410775 | -4033483 | 1188386 | 1134424 | 14589932 | 18778740 | 7991719 | 27648128 | 243846 | -8099492 | 6192564 | -2521059 | 8505669 | -3683509 | -9977406 | -6636662 | 9163998 | -6857197 | -2004484 | 13800767
5 | Option 4 |  | $ | 34649265.5313 | -500000 | -16488485.5769 | -54908167.8702 | -77076159.2885 | 19918193.7356 | -1190405 | 9496890 | -4310022 | -19211875 | -556468 | 5524795 | 57670314 | 104797299 | 37859380 | 195739675 | 18527709 | -120434419 | -55575304 | 61513612 | -18247374 | 16475049 | -53554357 | -11720831 | 47157429 | -33440097 | -24218471 | 101480304.043
6 | Option 5 |  | $ | -56607469.1375 | 0 | 0 | -215640562 | 3834047 | 26768516 | 115845 | 8100662 | 691784 | -14474145 | 3229109 | 4831777 | 59786740 | 45247088 | 99627225 | 83703693 | -1209052 | -29068260 | -24308446 | 2768028 | 11718580 | 16162666 | -22045843 | -115533491.2858 | 32929688.8871 | -37019728.1129 | -14829552.1129 | 81295568.9158
Present value of benefits for each option
Number | Option name |  | Units | PV | FY 2021-22 | FY 2022-23 | FY 2023-24 | FY 2024-25 | FY 2025-26 | FY 2026-27 | FY 2027-28 | FY 2028-29 | FY 2029-30 | FY 2030-31 | FY 2031-32 | FY 2032-33 | FY 2033-34 | FY 2034-35 | FY 2035-36 | FY 2036-37 | FY 2037-38 | FY 2038-39 | FY 2039-40 | FY 2040-41 | FY 2041-42 | FY 2042-43 | FY 2043-44 | FY 2044-45 | FY 2045-46 | FY 2046-47 | FY 2047-48
1 | Option 1A |  | $ | 154573874.7291 | 0 | 0 | 481053 | 24635 | 26036388 | 367622 | 9158513 | -3234112 | -16099935 | 1716220 | 6968508 | 59197037 | 107099847 | 38992342 | 196928625 | 20024510 | -119086148 | -53929257 | 62768655 | -16932238 | 17999597 | -52165924 | -10189990 | 48429307 | -31975108 | -22788671 | 2608731
2 | Option 1B |  | $ | 154573874.7291 | 0 | 0 | 481053 | 24635 | 26036388 | 367622 | 9158513 | -3234112 | -16099935 | 1716220 | 6968508 | 59197037 | 107099847 | 38992342 | 196928625 | 20024510 | -119086148 | -53929257 | 62768655 | -16932238 | 17999597 | -52165924 | -10189990 | 48429307 | -31975108 | -22788671 | 2608731
3 | Option 2 |  | $ | 164913167.8023 | 0 | 0 | 399986 | 21828 | 29733172 | 1674347 | 6765913 | -3731267 | -19832124 | 3629806 | 7524305 | 68762270 | 103256642 | 43170673 | 213472780 | 7885217 | -103460833 | -64286919 | 60055438 | -15746576 | 15507092 | -48202751 | -9080007 | 50796671 | -38125873 | -20329671 | 2536132
4 | Option 3 |  | $ | 35032335.0726 | 0 | 0 | 95965 | 3772 | 6293805 | -241630 | 2836170 | -2078575 | -3701283 | 1520586 | 1466624 | 14922132 | 19110940 | 8323919 | 27980328 | 576046 | -7767292 | 6524764 | -2188859 | 8837869 | -3351309 | -9645206 | -6304462 | 9496198 | -6524997 | -1672284 | 14467
5 | Option 4 |  | $ | 172389909.544 | 0 | 0 | 9472376 | 10727146 | 28805859 | 219595 | 10906890 | -2900022 | -17801875 | 853532 | 6934795 | 59080314 | 106207299 | 39269380 | 197149675 | 19937709 | -119024419 | -54165304 | 62923612 | -16837374 | 17885049 | -52144357 | -10310831 | 48567429 | -32030097 | -22808471 | 2609810
6 | Option 5 |  | $ | 160926238.0858 | 0 | 0 | 359438 | 5994047 | 28928516 | 2275845 | 10260662 | 2851784 | -12314145 | 5389109 | 6991777 | 61946740 | 47407088 | 101787225 | 85863693 | 950948 | -26908260 | -22148446 | 4928028 | 13878580 | 18322666 | -19885843 | -11255580 | 33950868 | -35998549 | -13808373 | 622419
Present value of costs for each option
Number | Option name |  | Units | PV | FY 2021-22 | FY 2022-23 | FY 2023-24 | FY 2024-25 | FY 2025-26 | FY 2026-27 | FY 2027-28 | FY 2028-29 | FY 2029-30 | FY 2030-31 | FY 2031-32 | FY 2032-33 | FY 2033-34 | FY 2034-35 | FY 2035-36 | FY 2036-37 | FY 2037-38 | FY 2038-39 | FY 2039-40 | FY 2040-41 | FY 2041-42 | FY 2042-43 | FY 2043-44 | FY 2044-45 | FY 2045-46 | FY 2046-47 | FY 2047-48
1 | Option 1A |  | $ | -129862758.5384 | -500000 | -16488485.5769 | -61130543.8702 | -84553305.2885 | -5637665.2644 | -1410000 | -1410000 | -1410000 | -1410000 | -1410000 | -1410000 | -1410000 | -1410000 | -1410000 | -1410000 | -1410000 | -1410000 | -1410000 | -1410000 | -1410000 | -1410000 | -1410000 | -1410000 | -1410000 | -1410000 | -1410000 | 98870494.043
2 | Option 1B |  | $ | -174367486.8466 | -500000 | -22978259.6154 | -74997085.3365 | -117833004.8077 | -7854650.2404 | -1963000 | -1963000 | -1963000 | -1963000 | -1963000 | -1963000 | -1963000 | -1963000 | -1963000 | -1963000 | -1963000 | -1963000 | -1963000 | -1963000 | -1963000 | -1963000 | -1963000 | -1963000 | -1963000 | -1963000 | -1963000 | 128110494.043
3 | Option 2 |  | $ | -214970809.3841 | -500000 | -26747274.1313 | -115649069.8491 | -113098139.6981 | -22619627.9396 | -9048888.3819 | -2263000 | -2263000 | -2263000 | -2263000 | -2263000 | -2263000 | -2263000 | -2263000 | -2263000 | -2263000 | -2263000 | -2263000 | -2263000 | -2263000 | -2263000 | -2263000 | -2263000 | -2263000 | -2263000 | -2263000 | 181661986.998
4 | Option 3 |  | $ | -27605311.852 | 0 | -2890000 | -9620000 | -20060000 | -982200 | -332200 | -332200 | -332200 | -332200 | -332200 | -332200 | -332200 | -332200 | -332200 | -332200 | -332200 | -332200 | -332200 | -332200 | -332200 | -332200 | -332200 | -332200 | -332200 | -332200 | -332200 | 13786300
5 | Option 4 |  | $ | -137740644.0127 | -500000 | -16488485.5769 | -64380543.8702 | -87803305.2885 | -8887665.2644 | -1410000 | -1410000 | -1410000 | -1410000 | -1410000 | -1410000 | -1410000 | -1410000 | -1410000 | -1410000 | -1410000 | -1410000 | -1410000 | -1410000 | -1410000 | -1410000 | -1410000 | -1410000 | -1410000 | -1410000 | -1410000 | 98870494.043
6 | Option 5 |  | $ | -217533707.2233 | 0 | 0 | -216000000 | -2160000 | -2160000 | -2160000 | -2160000 | -2160000 | -2160000 | -2160000 | -2160000 | -2160000 | -2160000 | -2160000 | -2160000 | -2160000 | -2160000 | -2160000 | -2160000 | -2160000 | -2160000 | -2160000 | -104277911.2858 | -1021179.1129 | -1021179.1129 | -1021179.1129 | 80673149.9158
Incremental cost calculation
Year series
Year count |  |  |  |  | 1 | 2 | 3 | 4 | 5 | 6 | 7 | 8 | 9 | 10 | 11 | 12 | 13 | 14 | 15 | 16 | 17 | 18 | 19 | 20 | 21 | 22 | 23 | 24 | 25 | 26 | 27
Financial year series I |  |  |  |  | FY 2021-22 | FY 2022-23 | FY 2023-24 | FY 2024-25 | FY 2025-26 | FY 2026-27 | FY 2027-28 | FY 2028-29 | FY 2029-30 | FY 2030-31 | FY 2031-32 | FY 2032-33 | FY 2033-34 | FY 2034-35 | FY 2035-36 | FY 2036-37 | FY 2037-38 | FY 2038-39 | FY 2039-40 | FY 2040-41 | FY 2041-42 | FY 2042-43 | FY 2043-44 | FY 2044-45 | FY 2045-46 | FY 2046-47 | FY 2047-48
Financial year series II |  |  |  |  | 2021-22 | 2022-23 | 2023-24 | 2024-25 | 2025-26 | 2026-27 | 2027-28 | 2028-29 | 2029-30 | 2030-31 | 2031-32 | 2032-33 | 2033-34 | 2034-35 | 2035-36 | 2036-37 | 2037-38 | 2038-39 | 2039-40 | 2040-41 | 2041-42 | 2042-43 | 2043-44 | 2044-45 | 2045-46 | 2046-47 | 2047-48
Modelling year series |  |  |  |  | 2022 | 2023 | 2024 | 2025 | 2026 | 2027 | 2028 | 2029 | 2030 | 2031 | 2032 | 2033 | 2034 | 2035 | 2036 | 2037 | 2038 | 2039 | 2040 | 2041 | 2042 | 2043 | 2044 | 2045 | 2046 | 2047 | 2048
Capital cost
Number | Option name | Capex component | Units | PV | FY 2021-22 | FY 2022-23 | FY 2023-24 | FY 2024-25 | FY 2025-26 | FY 2026-27 | FY 2027-28 | FY 2028-29 | FY 2029-30 | FY 2030-31 | FY 2031-32 | FY 2032-33 | FY 2033-34 | FY 2034-35 | FY 2035-36 | FY 2036-37 | FY 2037-38 | FY 2038-39 | FY 2039-40 | FY 2040-41 | FY 2041-42 | FY 2042-43 | FY 2043-44 | FY 2044-45 | FY 2045-46 | FY 2046-47 | FY 2047-48
1 | Option 1A | Lines | $ | -88120890.5847 | -500000 | -14692942.3077 | -31394050.4808 | -75345721.1538 | -3767286.0577 | 0 | 0 | 0 | 0 | 0 | 0 | 0 | 0 | 0 | 0 | 0 | 0 | 0 | 0 | 0 | 0 | 0 | 0 | 0 | 0 | 0 | 67878000
1 | Option 1A | Substations | $ | -11133170.1143 | 0 | -1795543.2692 | -3836493.3894 | -9207584.1346 | -460379.2067 | 0 | 0 | 0 | 0 | 0 | 0 | 0 | 0 | 0 | 0 | 0 | 0 | 0 | 0 | 0 | 0 | 0 | 0 | 0 | 0 | 0 | 6502500
1 | Option 1A | Land costs | $ | -15954638.6328 | 0 | 0 | -25900000 | 0 | 0 | 0 | 0 | 0 | 0 | 0 | 0 | 0 | 0 | 0 | 0 | 0 | 0 | 0 | 0 | 0 | 0 | 0 | 0 | 0 | 0 | 0 | 25899994.043
2 | Option 1B | Lines | $ | -126441722.7516 | -500000 | -21112302.8846 | -45110141.226 | -108264338.9423 | -5413216.9471 | 0 | 0 | 0 | 0 | 0 | 0 | 0 | 0 | 0 | 0 | 0 | 0 | 0 | 0 | 0 | 0 | 0 | 0 | 0 | 0 | 0 | 97416000
2 | Option 1B | Substations | $ | -11569765.0207 | 0 | -1865956.7308 | -3986944.1106 | -9568665.8654 | -478433.2933 | 0 | 0 | 0 | 0 | 0 | 0 | 0 | 0 | 0 | 0 | 0 | 0 | 0 | 0 | 0 | 0 | 0 | 0 | 0 | 0 | 0 | 6757500
2 | Option 1B | Land costs | $ | -15954638.6328 | 0 | 0 | -25900000 | 0 | 0 | 0 | 0 | 0 | 0 | 0 | 0 | 0 | 0 | 0 | 0 | 0 | 0 | 0 | 0 | 0 | 0 | 0 | 0 | 0 | 0 | 0 | 25899994.043
3 | Option 2 | Lines | $ | -144382476.6597 | -500000 | -24697992.278 | -52216479.4665 | -104432958.933 | -20886591.7866 | -6265977.536 | 0 | 0 | 0 | 0 | 0 | 0 | 0 | 0 | 0 | 0 | 0 | 0 | 0 | 0 | 0 | 0 | 0 | 0 | 0 | 0 | 117040000
3 | Option 2 | Substations | $ | -12394442.0023 | 0 | -2049281.8533 | -4332590.3826 | -8665180.7652 | -1733036.153 | -519910.8459 | 0 | 0 | 0 | 0 | 0 | 0 | 0 | 0 | 0 | 0 | 0 | 0 | 0 | 0 | 0 | 0 | 0 | 0 | 0 | 0 | 7785000
3 | Option 2 | Land costs | $ | -36406144.3859 | 0 | 0 | -59100000 | 0 | 0 | 0 | 0 | 0 | 0 | 0 | 0 | 0 | 0 | 0 | 0 | 0 | 0 | 0 | 0 | 0 | 0 | 0 | 0 | 0 | 0 | 0 | 59099986.998
4 | Option 3 | Static synchronous compensator | $ | -24152773.9312 | 0 | -2890000 | -9620000 | -20060000 | -650000 | 0 | 0 | 0 | 0 | 0 | 0 | 0 | 0 | 0 | 0 | 0 | 0 | 0 | 0 | 0 | 0 | 0 | 0 | 0 | 0 | 0 | 14118500
5 | Option 4 | Lines | $ | -88120890.5847 | -500000 | -14692942.3077 | -31394050.4808 | -75345721.1538 | -3767286.0577 | 0 | 0 | 0 | 0 | 0 | 0 | 0 | 0 | 0 | 0 | 0 | 0 | 0 | 0 | 0 | 0 | 0 | 0 | 0 | 0 | 0 | 67878000
5 | Option 4 | Substations | $ | -11133170.1143 | 0 | -1795543.2692 | -3836493.3894 | -9207584.1346 | -460379.2067 | 0 | 0 | 0 | 0 | 0 | 0 | 0 | 0 | 0 | 0 | 0 | 0 | 0 | 0 | 0 | 0 | 0 | 0 | 0 | 0 | 0 | 6502500
5 | Option 4 | Land costs | $ | -15954638.6328 | 0 | 0 | -25900000 | 0 | 0 | 0 | 0 | 0 | 0 | 0 | 0 | 0 | 0 | 0 | 0 | 0 | 0 | 0 | 0 | 0 | 0 | 0 | 0 | 0 | 0 | 0 | 25899994.043
6 | Option 5 | Network battery | $ | -183948551.4637 | 0 | 0 | -216000000 | 0 | 0 | 0 | 0 | 0 | 0 | 0 | 0 | 0 | 0 | 0 | 0 | 0 | 0 | 0 | 0 | 0 | 0 | 0 | 0 | 0 | 0 | 0 | 0
6 | Option 5 | Network battery replacement | $ | -10557875.3148 | 0 | 0 | 0 | 0 | 0 | 0 | 0 | 0 | 0 | 0 | 0 | 0 | 0 | 0 | 0 | 0 | 0 | 0 | 0 | 0 | 0 | 0 | -102117911.2858 | 0 | 0 | 0 | 81694329.0286
Capital cost summary
Number | Option name |  | Units | PV | FY 2021-22 | FY 2022-23 | FY 2023-24 | FY 2024-25 | FY 2025-26 | FY 2026-27 | FY 2027-28 | FY 2028-29 | FY 2029-30 | FY 2030-31 | FY 2031-32 | FY 2032-33 | FY 2033-34 | FY 2034-35 | FY 2035-36 | FY 2036-37 | FY 2037-38 | FY 2038-39 | FY 2039-40 | FY 2040-41 | FY 2041-42 | FY 2042-43 | FY 2043-44 | FY 2044-45 | FY 2045-46 | FY 2046-47 | FY 2047-48
1 | Option 1A |  | $ | -115208699.3318 | -500000 | -16488485.5769 | -61130543.8702 | -84553305.2885 | -4227665.2644 | 0 | 0 | 0 | 0 | 0 | 0 | 0 | 0 | 0 | 0 | 0 | 0 | 0 | 0 | 0 | 0 | 0 | 0 | 0 | 0 | 0 | 100280494.043
2 | Option 1B |  | $ | -153966126.4052 | -500000 | -22978259.6154 | -74997085.3365 | -117833004.8077 | -5891650.2404 | 0 | 0 | 0 | 0 | 0 | 0 | 0 | 0 | 0 | 0 | 0 | 0 | 0 | 0 | 0 | 0 | 0 | 0 | 0 | 0 | 0 | 130073494.043
3 | Option 2 |  | $ | -193183063.0478 | -500000 | -26747274.1313 | -115649069.8491 | -113098139.6981 | -22619627.9396 | -6785888.3819 | 0 | 0 | 0 | 0 | 0 | 0 | 0 | 0 | 0 | 0 | 0 | 0 | 0 | 0 | 0 | 0 | 0 | 0 | 0 | 0 | 183924986.998
4 | Option 3 |  | $ | -24152773.9312 | 0 | -2890000 | -9620000 | -20060000 | -650000 | 0 | 0 | 0 | 0 | 0 | 0 | 0 | 0 | 0 | 0 | 0 | 0 | 0 | 0 | 0 | 0 | 0 | 0 | 0 | 0 | 0 | 14118500
5 | Option 4 |  | $ | -115208699.3318 | -500000 | -16488485.5769 | -61130543.8702 | -84553305.2885 | -4227665.2644 | 0 | 0 | 0 | 0 | 0 | 0 | 0 | 0 | 0 | 0 | 0 | 0 | 0 | 0 | 0 | 0 | 0 | 0 | 0 | 0 | 0 | 100280494.043
6 | Option 5 |  | $ | -194506426.7785 | 0 | 0 | -216000000 | 0 | 0 | 0 | 0 | 0 | 0 | 0 | 0 | 0 | 0 | 0 | 0 | 0 | 0 | 0 | 0 | 0 | 0 | 0 | -102117911.2858 | 0 | 0 | 0 | 81694329.0286
TransGrid operating costs
Number | Option name |  | Units | PV | FY 2021-22 | FY 2022-23 | FY 2023-24 | FY 2024-25 | FY 2025-26 | FY 2026-27 | FY 2027-28 | FY 2028-29 | FY 2029-30 | FY 2030-31 | FY 2031-32 | FY 2032-33 | FY 2033-34 | FY 2034-35 | FY 2035-36 | FY 2036-37 | FY 2037-38 | FY 2038-39 | FY 2039-40 | FY 2040-41 | FY 2041-42 | FY 2042-43 | FY 2043-44 | FY 2044-45 | FY 2045-46 | FY 2046-47 | FY 2047-48
1 | Option 1A |  | $ | -14654059.2065 | 0 | 0 | 0 | 0 | -1410000 | -1410000 | -1410000 | -1410000 | -1410000 | -1410000 | -1410000 | -1410000 | -1410000 | -1410000 | -1410000 | -1410000 | -1410000 | -1410000 | -1410000 | -1410000 | -1410000 | -1410000 | -1410000 | -1410000 | -1410000 | -1410000 | -1410000
2 | Option 1B |  | $ | -20401360.4414 | 0 | 0 | 0 | 0 | -1963000 | -1963000 | -1963000 | -1963000 | -1963000 | -1963000 | -1963000 | -1963000 | -1963000 | -1963000 | -1963000 | -1963000 | -1963000 | -1963000 | -1963000 | -1963000 | -1963000 | -1963000 | -1963000 | -1963000 | -1963000 | -1963000 | -1963000
3 | Option 2 |  | $ | -21787746.3362 | 0 | 0 | 0 | 0 | 0 | -2263000 | -2263000 | -2263000 | -2263000 | -2263000 | -2263000 | -2263000 | -2263000 | -2263000 | -2263000 | -2263000 | -2263000 | -2263000 | -2263000 | -2263000 | -2263000 | -2263000 | -2263000 | -2263000 | -2263000 | -2263000 | -2263000
4 | Option 3 |  | $ | -3452537.9209 | 0 | 0 | 0 | 0 | -332200 | -332200 | -332200 | -332200 | -332200 | -332200 | -332200 | -332200 | -332200 | -332200 | -332200 | -332200 | -332200 | -332200 | -332200 | -332200 | -332200 | -332200 | -332200 | -332200 | -332200 | -332200 | -332200
5 | Option 4 |  | $ | -14654059.2065 | 0 | 0 | 0 | 0 | -1410000 | -1410000 | -1410000 | -1410000 | -1410000 | -1410000 | -1410000 | -1410000 | -1410000 | -1410000 | -1410000 | -1410000 | -1410000 | -1410000 | -1410000 | -1410000 | -1410000 | -1410000 | -1410000 | -1410000 | -1410000 | -1410000 | -1410000
6 | Option 5 |  | $ | -23027280.4448 | 0 | 0 | 0 | -2160000 | -2160000 | -2160000 | -2160000 | -2160000 | -2160000 | -2160000 | -2160000 | -2160000 | -2160000 | -2160000 | -2160000 | -2160000 | -2160000 | -2160000 | -2160000 | -2160000 | -2160000 | -2160000 | -2160000 | -1021179.1129 | -1021179.1129 | -1021179.1129 | -1021179.1129
NNO expenses paid to NNO proponent by TransGrid
Number | Option name |  | Unit | PV | FY 2021-22 | FY 2022-23 | FY 2023-24 | FY 2024-25 | FY 2025-26 | FY 2026-27 | FY 2027-28 | FY 2028-29 | FY 2029-30 | FY 2030-31 | FY 2031-32 | FY 2032-33 | FY 2033-34 | FY 2034-35 | FY 2035-36 | FY 2036-37 | FY 2037-38 | FY 2038-39 | FY 2039-40 | FY 2040-41 | FY 2041-42 | FY 2042-43 | FY 2043-44 | FY 2044-45 | FY 2045-46 | FY 2046-47 | FY 2047-48
1 | Option 1A |  | $ | 0 | 0 | 0 | 0 | 0 | 0 | 0 | 0 | 0 | 0 | 0 | 0 | 0 | 0 | 0 | 0 | 0 | 0 | 0 | 0 | 0 | 0 | 0 | 0 | 0 | 0 | 0 | 0
2 | Option 1B |  | $ | 0 | 0 | 0 | 0 | 0 | 0 | 0 | 0 | 0 | 0 | 0 | 0 | 0 | 0 | 0 | 0 | 0 | 0 | 0 | 0 | 0 | 0 | 0 | 0 | 0 | 0 | 0 | 0
3 | Option 2 |  | $ | 0 | 0 | 0 | 0 | 0 | 0 | 0 | 0 | 0 | 0 | 0 | 0 | 0 | 0 | 0 | 0 | 0 | 0 | 0 | 0 | 0 | 0 | 0 | 0 | 0 | 0 | 0 | 0
4 | Option 3 |  | $ | 0 | 0 | 0 | 0 | 0 | 0 | 0 | 0 | 0 | 0 | 0 | 0 | 0 | 0 | 0 | 0 | 0 | 0 | 0 | 0 | 0 | 0 | 0 | 0 | 0 | 0 | 0 | 0
5 | Option 4 |  | $ | -7877885.4743 | 0 | 0 | -3250000 | -3250000 | -3250000 | 0 | 0 | 0 | 0 | 0 | 0 | 0 | 0 | 0 | 0 | 0 | 0 | 0 | 0 | 0 | 0 | 0 | 0 | 0 | 0 | 0 | 0
6 | Option 5 |  | $ | 0 | 0 | 0 | 0 | 0 | 0 | 0 | 0 | 0 | 0 | 0 | 0 | 0 | 0 | 0 | 0 | 0 | 0 | 0 | 0 | 0 | 0 | 0 | 0 | 0 | 0 | 0 | 0
Incremental benefit calculation
Involuntary load shedding
Number | Option name |  | Units | PV | FY 2021-22 | FY 2022-23 | FY 2023-24 | FY 2024-25 | FY 2025-26 | FY 2026-27 | FY 2027-28 | FY 2028-29 | FY 2029-30 | FY 2030-31 | FY 2031-32 | FY 2032-33 | FY 2033-34 | FY 2034-35 | FY 2035-36 | FY 2036-37 | FY 2037-38 | FY 2038-39 | FY 2039-40 | FY 2040-41 | FY 2041-42 | FY 2042-43 | FY 2043-44 | FY 2044-45 | FY 2045-46 | FY 2046-47 | FY 2047-48
1 | Option 1A |  | $ | 923444.8462 | 0 | 0 | -176 | 351 | 1113746 | 142 | 150 | 159363 | 566 | 1120685 | 185 | -92319 | -1381333 | -126172 | -134230 | 243 | 413457 | 274 | 289 | 305 | 319 | 341 | 363 | 379 | 402 | 432 | 458
2 | Option 1B |  | $ | 923444.8462 | 0 | 0 | -176 | 351 | 1113746 | 142 | 150 | 159363 | 566 | 1120685 | 185 | -92319 | -1381333 | -126172 | -134230 | 243 | 413457 | 274 | 289 | 305 | 319 | 341 | 363 | 379 | 402 | 432 | 458
3 | Option 2 |  | $ | 624378.3119 | 0 | 0 | -209 | 342 | 1078491 | 138 | 146 | 99818 | -14016 | 1148194 | 179 | -100408 | -1693605 | -327888 | -124139 | 235 | 439391 | 265 | 280 | 295 | 309 | 330 | 351 | 367 | 389 | 418 | 443
4 | Option 3 |  | $ | 61035.2177 | 0 | 0 | -15 | 24 | 353908 | 19 | 21 | 10367 | -3546 | 148204 | 25 | -17045 | -449200 | -168862 | -43499 | 33 | 76822 | 37 | 40 | 41 | 43 | 46 | 49 | 52 | 55 | 58 | 62
5 | Option 4 |  | $ | 1284486.8462 | 0 | 0 | 383800 | 15985 | 1115235 | -229 | -241 | 192158 | 6787 | 1109013 | -297 | -90984 | -1377709 | -123844 | -134460 | -391 | 418970 | -439 | -463 | -490 | -514 | -547 | -583 | -609 | -644 | -693 | -736
6 | Option 5 |  | $ | -331918.3709 | 0 | 0 | -182 | -70790 | 1190561 | 121 | 127 | -43356 | -8174 | 738727 | 157 | 12066 | -2117368 | -1161906 | -127468 | 206 | 172674 | 232 | 245 | 258 | 271 | 289 | 307 | 322 | 340 | 366 | 388
Difference in timing of unrelated expenditure
Number | Option name |  | Units | PV | FY 2021-22 | FY 2022-23 | FY 2023-24 | FY 2024-25 | FY 2025-26 | FY 2026-27 | FY 2027-28 | FY 2028-29 | FY 2029-30 | FY 2030-31 | FY 2031-32 | FY 2032-33 | FY 2033-34 | FY 2034-35 | FY 2035-36 | FY 2036-37 | FY 2037-38 | FY 2038-39 | FY 2039-40 | FY 2040-41 | FY 2041-42 | FY 2042-43 | FY 2043-44 | FY 2044-45 | FY 2045-46 | FY 2046-47 | FY 2047-48
1 | Option 1A |  | $ | 7187192.404 | 0 | 0 | 1041 | 52 | 608 | 104 | 101 | 148 | 2376 | -4043 | -1981 | 3918 | 20430134 | -2054729 | 1052787 | -1153101 | 6876672 | -417650 | -1225447 | -1918079 | -5329785 | -369124 | 2132424 | 5101643 | -6915343 | -6721122 | -948587
2 | Option 1B |  | $ | 7187192.404 | 0 | 0 | 1041 | 52 | 608 | 104 | 101 | 148 | 2376 | -4043 | -1981 | 3918 | 20430134 | -2054729 | 1052787 | -1153101 | 6876672 | -417650 | -1225447 | -1918079 | -5329785 | -369124 | 2132424 | 5101643 | -6915343 | -6721122 | -948587
3 | Option 2 |  | $ | 8372821.5793 | 0 | 0 | 942 | 20 | 560 | 83 | 104 | 152 | 2323 | -619 | -2021 | 2203 | 22014021 | -555668 | 814852 | -1342744 | 7496445 | -497438 | -1391822 | -2869089 | -5460343 | 205247 | 2466603 | 5394147 | -8332526 | -6138038 | -1141032
4 | Option 3 |  | $ | 1684559.2668 | 0 | 0 | 234 | 31 | 98 | 10 | 43 | 35 | 1146 | 262 | -1035 | -304 | 5055410 | -866229 | -2155905 | 1244837 | 915916 | 183273 | 139796 | -999102 | 93898 | 586692 | 209339 | 1194364 | -917688 | -1961440 | -46610
5 | Option 4 |  | $ | 7157082.4337 | 0 | 0 | -1675 | 1119 | -960 | -142 | -161 | -216 | 1970 | -7215 | -2456 | 2339 | 20297089 | -1979804 | 1097892 | -1172342 | 6846902 | -417051 | -1170243 | -1958240 | -5339676 | -344173 | 2121241 | 5089628 | -6950555 | -6681385 | -938999
6 | Option 5 |  | $ | 6879302.1556 | 0 | 0 | 721 | 1104 | -634 | 60 | 56 | 96 | 2067 | 15669 | -1692 | 5555 | 12825735 | -741506 | 1860409 | 84750 | 3529776 | -389251 | 177569 | -1347294 | -126222 | 1505006 | 1385383 | 3254742 | -4265746 | -6125317 | -34797
Fuel consumption from generation dispatch
Number | Option name |  | Units | PV | FY 2021-22 | FY 2022-23 | FY 2023-24 | FY 2024-25 | FY 2025-26 | FY 2026-27 | FY 2027-28 | FY 2028-29 | FY 2029-30 | FY 2030-31 | FY 2031-32 | FY 2032-33 | FY 2033-34 | FY 2034-35 | FY 2035-36 | FY 2036-37 | FY 2037-38 | FY 2038-39 | FY 2039-40 | FY 2040-41 | FY 2041-42 | FY 2042-43 | FY 2043-44 | FY 2044-45 | FY 2045-46 | FY 2046-47 | FY 2047-48
1 | Option 1A |  | $ | 17802241.5678 | 0 | 0 | 620267 | 42302 | 3002227 | 5068049 | 4120217 | 4567403 | 6215323 | 7514093 | 6683447 | 5261782 | 4363113 | 897290 | -3374192 | -4428641 | 5896737 | -1548265 | -5837489 | -5751830 | -4515503 | -3836 | -825344 | -7342605 | -6135653 | 1254666 | -4779031
2 | Option 1B |  | $ | 17802241.5678 | 0 | 0 | 620267 | 42302 | 3002227 | 5068049 | 4120217 | 4567403 | 6215323 | 7514093 | 6683447 | 5261782 | 4363113 | 897290 | -3374192 | -4428641 | 5896737 | -1548265 | -5837489 | -5751830 | -4515503 | -3836 | -825344 | -7342605 | -6135653 | 1254666 | -4779031
3 | Option 2 |  | $ | 19167284.1378 | 0 | 0 | 505245 | 38467 | 441682 | 5443318 | 4346973 | 4821737 | 6608424 | 8188566 | 7184923 | 5603781 | 4857452 | 944400 | -2022743 | -5926826 | 9462221 | -2018147 | -5937346 | -6147207 | -4636769 | 329697 | -241429 | -7244037 | -5588282 | 1168534 | -4649555
4 | Option 3 |  | $ | 5776474.3968 | 0 | 0 | 128614 | 6792 | 675854 | 1129327 | 843226 | 1103510 | 1471903 | 1553481 | 1393310 | 1192013 | 892526 | 711090 | -554971 | -415487 | 815841 | -185451 | -547819 | -672686 | -295051 | -259114 | 317319 | -1049133 | -439684 | 443363 | 5500
5 | Option 4 |  | $ | 26651623.1545 | 0 | 0 | 5687531 | 4772944 | 3923154 | 5213134 | 4109391 | 4441857 | 6188625 | 7489509 | 6667184 | 5245751 | 4396807 | 918021 | -3372349 | -4417735 | 5896682 | -1539521 | -5836045 | -5756513 | -4517583 | 1796 | -801089 | -7343916 | -6131973 | 1260930 | -4785276
6 | Option 5 |  | $ | 28990394.0083 | 0 | 0 | 454947 | 4476492 | 5442104 | 5812668 | 4775831 | 5237145 | 6382295 | 7783341 | 6322304 | 5461184 | 6830770 | 703582 | -2516761 | -2456217 | 1719643 | -2020434 | -2927861 | -4129280 | -3697330 | -1134781 | -96510 | -5224127 | -3494101 | 867510 | -1085063
Voluntary load curtailment
Number | Option name |  | Units | PV | FY 2021-22 | FY 2022-23 | FY 2023-24 | FY 2024-25 | FY 2025-26 | FY 2026-27 | FY 2027-28 | FY 2028-29 | FY 2029-30 | FY 2030-31 | FY 2031-32 | FY 2032-33 | FY 2033-34 | FY 2034-35 | FY 2035-36 | FY 2036-37 | FY 2037-38 | FY 2038-39 | FY 2039-40 | FY 2040-41 | FY 2041-42 | FY 2042-43 | FY 2043-44 | FY 2044-45 | FY 2045-46 | FY 2046-47 | FY 2047-48
1 | Option 1A |  | $ | -1310257.6719 | 0 | 0 | 488 | 508 | 123917 | -48715 | -605834 | 112704 | -6066 | 92897 | 779 | -130865 | -507989 | -623004 | 118056 | -1838456 | 455994 | 1204 | 311799 | 98104 | -42137 | 32303 | 14514 | -271968 | -558933 | 614519 | 16279
2 | Option 1B |  | $ | -1310257.6719 | 0 | 0 | 488 | 508 | 123917 | -48715 | -605834 | 112704 | -6066 | 92897 | 779 | -130865 | -507989 | -623004 | 118056 | -1838456 | 455994 | 1204 | 311799 | 98104 | -42137 | 32303 | 14514 | -271968 | -558933 | 614519 | 16279
3 | Option 2 |  | $ | -1541674.1623 | 0 | 0 | 483 | 501 | 121487 | -40831 | -633217 | 84725 | -2281 | 109023 | 775 | -140844 | -552905 | -707561 | 123798 | -2097401 | 569954 | 1202 | 294423 | 92574 | -122992 | 38058 | 10456 | -316609 | -542930 | 458862 | 15538
4 | Option 3 |  | $ | -206090.8636 | 0 | 0 | 44 | 54 | 41411 | -18083 | -103719 | 10111 | -666 | -74990 | 61 | -21998 | -117365 | -143360 | 28170 | 64076 | 135 | 103 | 43471 | 14955 | -14218 | 1830 | 4747 | -55669 | -100474 | 20163 | 3082
5 | Option 4 |  | $ | -1346047.8559 | 0 | 0 | -755 | 7968 | 123474 | -51721 | -637560 | 127178 | -8257 | 84279 | -1298 | -132277 | -507287 | -624392 | 115389 | -1842931 | 452598 | -1965 | 306934 | 93969 | -45479 | 28374 | 10289 | -276973 | -561787 | 609023 | 10413
6 | Option 5 |  | $ | 449525.1728 | 0 | 0 | 443 | 9230 | 182884 | -32987 | -551338 | 26634 | -261 | -46306 | 704 | -91632 | -151493 | -686044 | 86086 | -224628 | 3609363 | 1093 | 242113 | 67345 | 62653 | -4533 | 15482 | -175800 | -265628 | -1009920 | 5067
Costs for non RIT-T proponent parties
Number | Option name |  | Units | PV | FY 2021-22 | FY 2022-23 | FY 2023-24 | FY 2024-25 | FY 2025-26 | FY 2026-27 | FY 2027-28 | FY 2028-29 | FY 2029-30 | FY 2030-31 | FY 2031-32 | FY 2032-33 | FY 2033-34 | FY 2034-35 | FY 2035-36 | FY 2036-37 | FY 2037-38 | FY 2038-39 | FY 2039-40 | FY 2040-41 | FY 2041-42 | FY 2042-43 | FY 2043-44 | FY 2044-45 | FY 2045-46 | FY 2046-47 | FY 2047-48
1 | Option 1A |  | $ | 129971253.5829 | 0 | 0 | -140567 | -18578 | 21795890 | -4651958 | 5643879 | -8073730 | -22312134 | -7007412 | 286078 | 54154521 | 84195922 | 40898957 | 199266204 | 27444465 | -132729008 | -51964820 | 69519503 | -9360738 | 27886703 | -51825608 | -11511947 | 50941858 | -18365581 | -17937166 | 8319612
2 | Option 1B |  | $ | 129971253.5829 | 0 | 0 | -140567 | -18578 | 21795890 | -4651958 | 5643879 | -8073730 | -22312134 | -7007412 | 286078 | 54154521 | 84195922 | 40898957 | 199266204 | 27444465 | -132729008 | -51964820 | 69519503 | -9360738 | 27886703 | -51825608 | -11511947 | 50941858 | -18365581 | -17937166 | 8319612
3 | Option 2 |  | $ | 138290357.9356 | 0 | 0 | -106475 | -17502 | 28090952 | -3728361 | 3051907 | -8737699 | -26426574 | -5815358 | 340449 | 63397538 | 78631679 | 43817390 | 214681012 | 17251953 | -121428844 | -61772801 | 67089903 | -6823149 | 25726887 | -48776083 | -11315988 | 52962803 | -23662524 | -15819447 | 8310738
4 | Option 3 |  | $ | 27716357.0549 | 0 | 0 | -32912 | -3129 | 5222534 | -1352903 | 2096599 | -3202598 | -5170120 | -106371 | 74263 | 13769466 | 13729569 | 8791280 | 30706533 | -317413 | -9576006 | 6526802 | -1824347 | 10494661 | -3135981 | -9974660 | -6835916 | 9406584 | -5067206 | -174428 | 52433
5 | Option 4 |  | $ | 130764879.4911 | 0 | 0 | 153475 | 2679130 | 20394956 | -4941447 | 7435461 | -7660999 | -23991000 | -7822054 | 271662 | 54055485 | 83398399 | 41079399 | 199443203 | 27371108 | -132639571 | -52206328 | 69623429 | -9216100 | 27788301 | -51829807 | -11640689 | 51099299 | -18385138 | -17996346 | 8324408
6 | Option 5 |  | $ | 124938935.12 | 0 | 0 | -96491 | 1578011 | 22113601 | -3504017 | 6035986 | -2368735 | -18690072 | -3102322 | 670304 | 56559567 | 30019444 | 103673099 | 86561427 | 3546837 | -35939716 | -19740086 | 7435962 | 19287551 | 22083294 | -20251824 | -12560242 | 36095731 | -27973414 | -7541012 | 1736824
NNO revenue received by NNO proponent
Number | Option name |  | Unit | PV | FY 2021-22 | FY 2022-23 | FY 2023-24 | FY 2024-25 | FY 2025-26 | FY 2026-27 | FY 2027-28 | FY 2028-29 | FY 2029-30 | FY 2030-31 | FY 2031-32 | FY 2032-33 | FY 2033-34 | FY 2034-35 | FY 2035-36 | FY 2036-37 | FY 2037-38 | FY 2038-39 | FY 2039-40 | FY 2040-41 | FY 2041-42 | FY 2042-43 | FY 2043-44 | FY 2044-45 | FY 2045-46 | FY 2046-47 | FY 2047-48
1 | Option 1A |  | $ | 0 | 0 | 0 | 0 | 0 | 0 | 0 | 0 | 0 | 0 | 0 | 0 | 0 | 0 | 0 | 0 | 0 | 0 | 0 | 0 | 0 | 0 | 0 | 0 | 0 | 0 | 0 | 0
2 | Option 1B |  | $ | 0 | 0 | 0 | 0 | 0 | 0 | 0 | 0 | 0 | 0 | 0 | 0 | 0 | 0 | 0 | 0 | 0 | 0 | 0 | 0 | 0 | 0 | 0 | 0 | 0 | 0 | 0 | 0
3 | Option 2 |  | $ | 0 | 0 | 0 | 0 | 0 | 0 | 0 | 0 | 0 | 0 | 0 | 0 | 0 | 0 | 0 | 0 | 0 | 0 | 0 | 0 | 0 | 0 | 0 | 0 | 0 | 0 | 0 | 0
4 | Option 3 |  | $ | 0 | 0 | 0 | 0 | 0 | 0 | 0 | 0 | 0 | 0 | 0 | 0 | 0 | 0 | 0 | 0 | 0 | 0 | 0 | 0 | 0 | 0 | 0 | 0 | 0 | 0 | 0 | 0
5 | Option 4 |  | $ | 7877885.4743 | 0 | 0 | 3250000 | 3250000 | 3250000 | 0 | 0 | 0 | 0 | 0 | 0 | 0 | 0 | 0 | 0 | 0 | 0 | 0 | 0 | 0 | 0 | 0 | 0 | 0 | 0 | 0 | 0
6 | Option 5 |  | $ | 0 | 0 | 0 | 0 | 0 | 0 | 0 | 0 | 0 | 0 | 0 | 0 | 0 | 0 | 0 | 0 | 0 | 0 | 0 | 0 | 0 | 0 | 0 | 0 | 0 | 0 | 0 | 0
NNO operating costs
Number | Option name |  | Unit | PV | FY 2021-22 | FY 2022-23 | FY 2023-24 | FY 2024-25 | FY 2025-26 | FY 2026-27 | FY 2027-28 | FY 2028-29 | FY 2029-30 | FY 2030-31 | FY 2031-32 | FY 2032-33 | FY 2033-34 | FY 2034-35 | FY 2035-36 | FY 2036-37 | FY 2037-38 | FY 2038-39 | FY 2039-40 | FY 2040-41 | FY 2041-42 | FY 2042-43 | FY 2043-44 | FY 2044-45 | FY 2045-46 | FY 2046-47 | FY 2047-48
1 | Option 1A |  | $ | 0 | 0 | 0 | 0 | 0 | 0 | 0 | 0 | 0 | 0 | 0 | 0 | 0 | 0 | 0 | 0 | 0 | 0 | 0 | 0 | 0 | 0 | 0 | 0 | 0 | 0 | 0 | 0
2 | Option 1B |  | $ | 0 | 0 | 0 | 0 | 0 | 0 | 0 | 0 | 0 | 0 | 0 | 0 | 0 | 0 | 0 | 0 | 0 | 0 | 0 | 0 | 0 | 0 | 0 | 0 | 0 | 0 | 0 | 0
3 | Option 2 |  | $ | 0 | 0 | 0 | 0 | 0 | 0 | 0 | 0 | 0 | 0 | 0 | 0 | 0 | 0 | 0 | 0 | 0 | 0 | 0 | 0 | 0 | 0 | 0 | 0 | 0 | 0 | 0 | 0
4 | Option 3 |  | $ | 0 | 0 | 0 | 0 | 0 | 0 | 0 | 0 | 0 | 0 | 0 | 0 | 0 | 0 | 0 | 0 | 0 | 0 | 0 | 0 | 0 | 0 | 0 | 0 | 0 | 0 | 0 | 0
5 | Option 4 |  | $ | 0 | 0 | 0 | 0 | 0 | 0 | 0 | 0 | 0 | 0 | 0 | 0 | 0 | 0 | 0 | 0 | 0 | 0 | 0 | 0 | 0 | 0 | 0 | 0 | 0 | 0 | 0 | 0
6 | Option 5 |  | $ | 0 | 0 | 0 | 0 | 0 | 0 | 0 | 0 | 0 | 0 | 0 | 0 | 0 | 0 | 0 | 0 | 0 | 0 | 0 | 0 | 0 | 0 | 0 | 0 | 0 | 0 | 0 | 0

## Hydrogen
Hydrogen
Calculating costs, benefits and NPV for each option
Scenario settings
Discount rate sensitivities
General parameters |  | Units | Value
Commercial discount rate |  | Percent | 5.5%
Cost sensitivities
Cost type |  | Units | Value
Network capital cost |  | Percent | 100%
Incremental net present value calculation
Net present value for each option
Number | Option name |  | Units | NPV | FY 2021-22 | FY 2022-23 | FY 2023-24 | FY 2024-25 | FY 2025-26 | FY 2026-27 | FY 2027-28 | FY 2028-29 | FY 2029-30 | FY 2030-31 | FY 2031-32 | FY 2032-33 | FY 2033-34 | FY 2034-35 | FY 2035-36 | FY 2036-37 | FY 2037-38 | FY 2038-39 | FY 2039-40 | FY 2040-41 | FY 2041-42 | FY 2042-43 | FY 2043-44 | FY 2044-45 | FY 2045-46 | FY 2046-47 | FY 2047-48
1 | Option 1A |  | $ | 37063150.431 | -500000 | -16488485.5769 | -71272307.8702 | -82978247.2885 | -7183967.2644 | 157144247 | 187137683 | 48017115 | 19319475 | -106433693 | -79003981 | 80366844 | -64928791 | -28295632 | -23435521 | 39198266 | 369486 | -39210460 | -13375189 | 9459020 | -8812192 | 16195842 | -28317819 | 11076795 | 3821965 | -8980413 | 101343379.043
2 | Option 1B |  | $ | -7441577.8773 | -500000 | -22978259.6154 | -85138849.3365 | -116257946.8077 | -9400952.2404 | 156591247 | 186584683 | 47464115 | 18766475 | -106986693 | -79556981 | 79813844 | -65481791 | -28848632 | -23988521 | 38645266 | -183514 | -39763460 | -13928189 | 8906020 | -9365192 | 15642842 | -28870819 | 10523795 | 3268965 | -9533413 | 130583379.043
3 | Option 2 |  | $ | -46948503.9449 | -500000 | -26747274.1313 | -135034040.8491 | -110351380.6981 | -76716382.9396 | 193757448.6181 | 200989327 | 56246446 | 17176776 | -114716224 | -66547980 | 71534517 | -66114621 | -34880994 | -19791287 | 45826373 | -5164593 | -38602681 | -17706123 | 15002696 | -13791337 | 22884161 | -32600404 | 11969093 | 2630220 | -10999436 | 184384909.998
4 | Option 3 |  | $ | 12692002.3251 | 0 | -2890000 | -9295757 | -20071661 | 18142227 | 10615831 | 51446953 | -6593268 | -1791931 | -16509950 | 1526445 | 2340886 | -248460 | -14833851 | 397264 | -356363 | 7825436 | -1060466 | -10880856 | 3827493 | 3385232 | -11019546 | 5196969 | -1216472 | 398560 | 498639 | 14091210
5 | Option 4 |  | $ | 72702968.4247 | -500000 | -16488485.5769 | 250758970.1298 | -322118331.2885 | 8167159.7356 | 82272932 | 197412608 | 51469221 | 11818260 | -117305027 | -78632129 | 76654933 | -58547194 | -29133729 | -22200394 | 33883416 | 387539 | -41552898 | -13021020 | 10939293 | -10063785 | 16340213 | -28311947 | 11065764 | 3716891 | -8948029 | 101208572.043
6 | Option 5 |  | $ | -26411628.8682 | 0 | 0 | -178322245 | 17541387 | 110979825 | 43147296 | 84001954 | 35986234 | -10207129 | -38587426 | -53824149 | 29049749 | -5244580 | -28581048 | 903400 | 1563621 | -6202859 | -27998378 | -5069072 | 4668435 | -3981832 | 4534286 | -118332584.2858 | 3443323.8871 | 687966.8871 | -556727.1129 | 81807950.9158
Present value of benefits for each option
Number | Option name |  | Units | PV | FY 2021-22 | FY 2022-23 | FY 2023-24 | FY 2024-25 | FY 2025-26 | FY 2026-27 | FY 2027-28 | FY 2028-29 | FY 2029-30 | FY 2030-31 | FY 2031-32 | FY 2032-33 | FY 2033-34 | FY 2034-35 | FY 2035-36 | FY 2036-37 | FY 2037-38 | FY 2038-39 | FY 2039-40 | FY 2040-41 | FY 2041-42 | FY 2042-43 | FY 2043-44 | FY 2044-45 | FY 2045-46 | FY 2046-47 | FY 2047-48
1 | Option 1A |  | $ | 166925908.9694 | 0 | 0 | -10141764 | 1575058 | -1546302 | 158554247 | 188547683 | 49427115 | 20729475 | -105023693 | -77593981 | 81776844 | -63518791 | -26885632 | -22025521 | 40608266 | 1779486 | -37800460 | -11965189 | 10869020 | -7402192 | 17605842 | -26907819 | 12486795 | 5231965 | -7570413 | 2472885
2 | Option 1B |  | $ | 166925908.9694 | 0 | 0 | -10141764 | 1575058 | -1546302 | 158554247 | 188547683 | 49427115 | 20729475 | -105023693 | -77593981 | 81776844 | -63518791 | -26885632 | -22025521 | 40608266 | 1779486 | -37800460 | -11965189 | 10869020 | -7402192 | 17605842 | -26907819 | 12486795 | 5231965 | -7570413 | 2472885
3 | Option 2 |  | $ | 168022305.4392 | 0 | 0 | -19384971 | 2746759 | -54096755 | 202806337 | 203252327 | 58509446 | 19439776 | -112453224 | -64284980 | 73797517 | -63851621 | -32617994 | -17528287 | 48089373 | -2901593 | -36339681 | -15443123 | 17265696 | -11528337 | 25147161 | -30337404 | 14232093 | 4893220 | -8736436 | 2722923
4 | Option 3 |  | $ | 40297314.1771 | 0 | 0 | 324243 | -11661 | 19124427 | 10948031 | 51779153 | -6261068 | -1459731 | -16177750 | 1858645 | 2673086 | 83740 | -14501651 | 729464 | -24163 | 8157636 | -728266 | -10548656 | 4159693 | 3717432 | -10687346 | 5529169 | -884272 | 730760 | 830839 | 304910
5 | Option 4 |  | $ | 210443612.4374 | 0 | 0 | 315139514 | -234315026 | 17054825 | 83682932 | 198822608 | 52879221 | 13228260 | -115895027 | -77222129 | 78064933 | -57137194 | -27723729 | -20790394 | 35293416 | 1797539 | -40142898 | -11611020 | 12349293 | -8653785 | 17750213 | -26901947 | 12475764 | 5126891 | -7538029 | 2338078
6 | Option 5 |  | $ | 191122078.3551 | 0 | 0 | 37677755 | 19701387 | 113139825 | 45307296 | 86161954 | 38146234 | -8047129 | -36427426 | -51664149 | 31209749 | -3084580 | -26421048 | 3063400 | 3723621 | -4042859 | -25838378 | -2909072 | 6828435 | -1821832 | 6694286 | -14054673 | 4464503 | 1709146 | 464452 | 1134801
Present value of costs for each option
Number | Option name |  | Units | PV | FY 2021-22 | FY 2022-23 | FY 2023-24 | FY 2024-25 | FY 2025-26 | FY 2026-27 | FY 2027-28 | FY 2028-29 | FY 2029-30 | FY 2030-31 | FY 2031-32 | FY 2032-33 | FY 2033-34 | FY 2034-35 | FY 2035-36 | FY 2036-37 | FY 2037-38 | FY 2038-39 | FY 2039-40 | FY 2040-41 | FY 2041-42 | FY 2042-43 | FY 2043-44 | FY 2044-45 | FY 2045-46 | FY 2046-47 | FY 2047-48
1 | Option 1A |  | $ | -129862758.5384 | -500000 | -16488485.5769 | -61130543.8702 | -84553305.2885 | -5637665.2644 | -1410000 | -1410000 | -1410000 | -1410000 | -1410000 | -1410000 | -1410000 | -1410000 | -1410000 | -1410000 | -1410000 | -1410000 | -1410000 | -1410000 | -1410000 | -1410000 | -1410000 | -1410000 | -1410000 | -1410000 | -1410000 | 98870494.043
2 | Option 1B |  | $ | -174367486.8466 | -500000 | -22978259.6154 | -74997085.3365 | -117833004.8077 | -7854650.2404 | -1963000 | -1963000 | -1963000 | -1963000 | -1963000 | -1963000 | -1963000 | -1963000 | -1963000 | -1963000 | -1963000 | -1963000 | -1963000 | -1963000 | -1963000 | -1963000 | -1963000 | -1963000 | -1963000 | -1963000 | -1963000 | 128110494.043
3 | Option 2 |  | $ | -214970809.3841 | -500000 | -26747274.1313 | -115649069.8491 | -113098139.6981 | -22619627.9396 | -9048888.3819 | -2263000 | -2263000 | -2263000 | -2263000 | -2263000 | -2263000 | -2263000 | -2263000 | -2263000 | -2263000 | -2263000 | -2263000 | -2263000 | -2263000 | -2263000 | -2263000 | -2263000 | -2263000 | -2263000 | -2263000 | 181661986.998
4 | Option 3 |  | $ | -27605311.852 | 0 | -2890000 | -9620000 | -20060000 | -982200 | -332200 | -332200 | -332200 | -332200 | -332200 | -332200 | -332200 | -332200 | -332200 | -332200 | -332200 | -332200 | -332200 | -332200 | -332200 | -332200 | -332200 | -332200 | -332200 | -332200 | -332200 | 13786300
5 | Option 4 |  | $ | -137740644.0127 | -500000 | -16488485.5769 | -64380543.8702 | -87803305.2885 | -8887665.2644 | -1410000 | -1410000 | -1410000 | -1410000 | -1410000 | -1410000 | -1410000 | -1410000 | -1410000 | -1410000 | -1410000 | -1410000 | -1410000 | -1410000 | -1410000 | -1410000 | -1410000 | -1410000 | -1410000 | -1410000 | -1410000 | 98870494.043
6 | Option 5 |  | $ | -217533707.2233 | 0 | 0 | -216000000 | -2160000 | -2160000 | -2160000 | -2160000 | -2160000 | -2160000 | -2160000 | -2160000 | -2160000 | -2160000 | -2160000 | -2160000 | -2160000 | -2160000 | -2160000 | -2160000 | -2160000 | -2160000 | -2160000 | -104277911.2858 | -1021179.1129 | -1021179.1129 | -1021179.1129 | 80673149.9158
Incremental cost calculation
Year series
Year count |  |  |  |  | 1 | 2 | 3 | 4 | 5 | 6 | 7 | 8 | 9 | 10 | 11 | 12 | 13 | 14 | 15 | 16 | 17 | 18 | 19 | 20 | 21 | 22 | 23 | 24 | 25 | 26 | 27
Financial year series I |  |  |  |  | FY 2021-22 | FY 2022-23 | FY 2023-24 | FY 2024-25 | FY 2025-26 | FY 2026-27 | FY 2027-28 | FY 2028-29 | FY 2029-30 | FY 2030-31 | FY 2031-32 | FY 2032-33 | FY 2033-34 | FY 2034-35 | FY 2035-36 | FY 2036-37 | FY 2037-38 | FY 2038-39 | FY 2039-40 | FY 2040-41 | FY 2041-42 | FY 2042-43 | FY 2043-44 | FY 2044-45 | FY 2045-46 | FY 2046-47 | FY 2047-48
Financial year series II |  |  |  |  | 2021-22 | 2022-23 | 2023-24 | 2024-25 | 2025-26 | 2026-27 | 2027-28 | 2028-29 | 2029-30 | 2030-31 | 2031-32 | 2032-33 | 2033-34 | 2034-35 | 2035-36 | 2036-37 | 2037-38 | 2038-39 | 2039-40 | 2040-41 | 2041-42 | 2042-43 | 2043-44 | 2044-45 | 2045-46 | 2046-47 | 2047-48
Modelling year series |  |  |  |  | 2022 | 2023 | 2024 | 2025 | 2026 | 2027 | 2028 | 2029 | 2030 | 2031 | 2032 | 2033 | 2034 | 2035 | 2036 | 2037 | 2038 | 2039 | 2040 | 2041 | 2042 | 2043 | 2044 | 2045 | 2046 | 2047 | 2048
Capital cost
Number | Option name | Capex component | Units | PV | FY 2021-22 | FY 2022-23 | FY 2023-24 | FY 2024-25 | FY 2025-26 | FY 2026-27 | FY 2027-28 | FY 2028-29 | FY 2029-30 | FY 2030-31 | FY 2031-32 | FY 2032-33 | FY 2033-34 | FY 2034-35 | FY 2035-36 | FY 2036-37 | FY 2037-38 | FY 2038-39 | FY 2039-40 | FY 2040-41 | FY 2041-42 | FY 2042-43 | FY 2043-44 | FY 2044-45 | FY 2045-46 | FY 2046-47 | FY 2047-48
1 | Option 1A | Lines | $ | -88120890.5847 | -500000 | -14692942.3077 | -31394050.4808 | -75345721.1538 | -3767286.0577 | 0 | 0 | 0 | 0 | 0 | 0 | 0 | 0 | 0 | 0 | 0 | 0 | 0 | 0 | 0 | 0 | 0 | 0 | 0 | 0 | 0 | 67878000
1 | Option 1A | Substations | $ | -11133170.1143 | 0 | -1795543.2692 | -3836493.3894 | -9207584.1346 | -460379.2067 | 0 | 0 | 0 | 0 | 0 | 0 | 0 | 0 | 0 | 0 | 0 | 0 | 0 | 0 | 0 | 0 | 0 | 0 | 0 | 0 | 0 | 6502500
1 | Option 1A | Land costs | $ | -15954638.6328 | 0 | 0 | -25900000 | 0 | 0 | 0 | 0 | 0 | 0 | 0 | 0 | 0 | 0 | 0 | 0 | 0 | 0 | 0 | 0 | 0 | 0 | 0 | 0 | 0 | 0 | 0 | 25899994.043
2 | Option 1B | Lines | $ | -126441722.7516 | -500000 | -21112302.8846 | -45110141.226 | -108264338.9423 | -5413216.9471 | 0 | 0 | 0 | 0 | 0 | 0 | 0 | 0 | 0 | 0 | 0 | 0 | 0 | 0 | 0 | 0 | 0 | 0 | 0 | 0 | 0 | 97416000
2 | Option 1B | Substations | $ | -11569765.0207 | 0 | -1865956.7308 | -3986944.1106 | -9568665.8654 | -478433.2933 | 0 | 0 | 0 | 0 | 0 | 0 | 0 | 0 | 0 | 0 | 0 | 0 | 0 | 0 | 0 | 0 | 0 | 0 | 0 | 0 | 0 | 6757500
2 | Option 1B | Land costs | $ | -15954638.6328 | 0 | 0 | -25900000 | 0 | 0 | 0 | 0 | 0 | 0 | 0 | 0 | 0 | 0 | 0 | 0 | 0 | 0 | 0 | 0 | 0 | 0 | 0 | 0 | 0 | 0 | 0 | 25899994.043
3 | Option 2 | Lines | $ | -144382476.6597 | -500000 | -24697992.278 | -52216479.4665 | -104432958.933 | -20886591.7866 | -6265977.536 | 0 | 0 | 0 | 0 | 0 | 0 | 0 | 0 | 0 | 0 | 0 | 0 | 0 | 0 | 0 | 0 | 0 | 0 | 0 | 0 | 117040000
3 | Option 2 | Substations | $ | -12394442.0023 | 0 | -2049281.8533 | -4332590.3826 | -8665180.7652 | -1733036.153 | -519910.8459 | 0 | 0 | 0 | 0 | 0 | 0 | 0 | 0 | 0 | 0 | 0 | 0 | 0 | 0 | 0 | 0 | 0 | 0 | 0 | 0 | 7785000
3 | Option 2 | Land costs | $ | -36406144.3859 | 0 | 0 | -59100000 | 0 | 0 | 0 | 0 | 0 | 0 | 0 | 0 | 0 | 0 | 0 | 0 | 0 | 0 | 0 | 0 | 0 | 0 | 0 | 0 | 0 | 0 | 0 | 59099986.998
4 | Option 3 | Static synchronous compensator | $ | -24152773.9312 | 0 | -2890000 | -9620000 | -20060000 | -650000 | 0 | 0 | 0 | 0 | 0 | 0 | 0 | 0 | 0 | 0 | 0 | 0 | 0 | 0 | 0 | 0 | 0 | 0 | 0 | 0 | 0 | 14118500
5 | Option 4 | Lines | $ | -88120890.5847 | -500000 | -14692942.3077 | -31394050.4808 | -75345721.1538 | -3767286.0577 | 0 | 0 | 0 | 0 | 0 | 0 | 0 | 0 | 0 | 0 | 0 | 0 | 0 | 0 | 0 | 0 | 0 | 0 | 0 | 0 | 0 | 67878000
5 | Option 4 | Substations | $ | -11133170.1143 | 0 | -1795543.2692 | -3836493.3894 | -9207584.1346 | -460379.2067 | 0 | 0 | 0 | 0 | 0 | 0 | 0 | 0 | 0 | 0 | 0 | 0 | 0 | 0 | 0 | 0 | 0 | 0 | 0 | 0 | 0 | 6502500
5 | Option 4 | Land costs | $ | -15954638.6328 | 0 | 0 | -25900000 | 0 | 0 | 0 | 0 | 0 | 0 | 0 | 0 | 0 | 0 | 0 | 0 | 0 | 0 | 0 | 0 | 0 | 0 | 0 | 0 | 0 | 0 | 0 | 25899994.043
6 | Option 5 | Network battery | $ | -183948551.4637 | 0 | 0 | -216000000 | 0 | 0 | 0 | 0 | 0 | 0 | 0 | 0 | 0 | 0 | 0 | 0 | 0 | 0 | 0 | 0 | 0 | 0 | 0 | 0 | 0 | 0 | 0 | 0
6 | Option 5 | Network battery replacement | $ | -10557875.3148 | 0 | 0 | 0 | 0 | 0 | 0 | 0 | 0 | 0 | 0 | 0 | 0 | 0 | 0 | 0 | 0 | 0 | 0 | 0 | 0 | 0 | 0 | -102117911.2858 | 0 | 0 | 0 | 81694329.0286
Capital cost summary
Number | Option name |  | Units | PV | FY 2021-22 | FY 2022-23 | FY 2023-24 | FY 2024-25 | FY 2025-26 | FY 2026-27 | FY 2027-28 | FY 2028-29 | FY 2029-30 | FY 2030-31 | FY 2031-32 | FY 2032-33 | FY 2033-34 | FY 2034-35 | FY 2035-36 | FY 2036-37 | FY 2037-38 | FY 2038-39 | FY 2039-40 | FY 2040-41 | FY 2041-42 | FY 2042-43 | FY 2043-44 | FY 2044-45 | FY 2045-46 | FY 2046-47 | FY 2047-48
1 | Option 1A |  | $ | -115208699.3318 | -500000 | -16488485.5769 | -61130543.8702 | -84553305.2885 | -4227665.2644 | 0 | 0 | 0 | 0 | 0 | 0 | 0 | 0 | 0 | 0 | 0 | 0 | 0 | 0 | 0 | 0 | 0 | 0 | 0 | 0 | 0 | 100280494.043
2 | Option 1B |  | $ | -153966126.4052 | -500000 | -22978259.6154 | -74997085.3365 | -117833004.8077 | -5891650.2404 | 0 | 0 | 0 | 0 | 0 | 0 | 0 | 0 | 0 | 0 | 0 | 0 | 0 | 0 | 0 | 0 | 0 | 0 | 0 | 0 | 0 | 130073494.043
3 | Option 2 |  | $ | -193183063.0478 | -500000 | -26747274.1313 | -115649069.8491 | -113098139.6981 | -22619627.9396 | -6785888.3819 | 0 | 0 | 0 | 0 | 0 | 0 | 0 | 0 | 0 | 0 | 0 | 0 | 0 | 0 | 0 | 0 | 0 | 0 | 0 | 0 | 183924986.998
4 | Option 3 |  | $ | -24152773.9312 | 0 | -2890000 | -9620000 | -20060000 | -650000 | 0 | 0 | 0 | 0 | 0 | 0 | 0 | 0 | 0 | 0 | 0 | 0 | 0 | 0 | 0 | 0 | 0 | 0 | 0 | 0 | 0 | 14118500
5 | Option 4 |  | $ | -115208699.3318 | -500000 | -16488485.5769 | -61130543.8702 | -84553305.2885 | -4227665.2644 | 0 | 0 | 0 | 0 | 0 | 0 | 0 | 0 | 0 | 0 | 0 | 0 | 0 | 0 | 0 | 0 | 0 | 0 | 0 | 0 | 0 | 100280494.043
6 | Option 5 |  | $ | -194506426.7785 | 0 | 0 | -216000000 | 0 | 0 | 0 | 0 | 0 | 0 | 0 | 0 | 0 | 0 | 0 | 0 | 0 | 0 | 0 | 0 | 0 | 0 | 0 | -102117911.2858 | 0 | 0 | 0 | 81694329.0286
TransGrid operating costs
Number | Option name |  | Units | PV | FY 2021-22 | FY 2022-23 | FY 2023-24 | FY 2024-25 | FY 2025-26 | FY 2026-27 | FY 2027-28 | FY 2028-29 | FY 2029-30 | FY 2030-31 | FY 2031-32 | FY 2032-33 | FY 2033-34 | FY 2034-35 | FY 2035-36 | FY 2036-37 | FY 2037-38 | FY 2038-39 | FY 2039-40 | FY 2040-41 | FY 2041-42 | FY 2042-43 | FY 2043-44 | FY 2044-45 | FY 2045-46 | FY 2046-47 | FY 2047-48
1 | Option 1A |  | $ | -14654059.2065 | 0 | 0 | 0 | 0 | -1410000 | -1410000 | -1410000 | -1410000 | -1410000 | -1410000 | -1410000 | -1410000 | -1410000 | -1410000 | -1410000 | -1410000 | -1410000 | -1410000 | -1410000 | -1410000 | -1410000 | -1410000 | -1410000 | -1410000 | -1410000 | -1410000 | -1410000
2 | Option 1B |  | $ | -20401360.4414 | 0 | 0 | 0 | 0 | -1963000 | -1963000 | -1963000 | -1963000 | -1963000 | -1963000 | -1963000 | -1963000 | -1963000 | -1963000 | -1963000 | -1963000 | -1963000 | -1963000 | -1963000 | -1963000 | -1963000 | -1963000 | -1963000 | -1963000 | -1963000 | -1963000 | -1963000
3 | Option 2 |  | $ | -21787746.3362 | 0 | 0 | 0 | 0 | 0 | -2263000 | -2263000 | -2263000 | -2263000 | -2263000 | -2263000 | -2263000 | -2263000 | -2263000 | -2263000 | -2263000 | -2263000 | -2263000 | -2263000 | -2263000 | -2263000 | -2263000 | -2263000 | -2263000 | -2263000 | -2263000 | -2263000
4 | Option 3 |  | $ | -3452537.9209 | 0 | 0 | 0 | 0 | -332200 | -332200 | -332200 | -332200 | -332200 | -332200 | -332200 | -332200 | -332200 | -332200 | -332200 | -332200 | -332200 | -332200 | -332200 | -332200 | -332200 | -332200 | -332200 | -332200 | -332200 | -332200 | -332200
5 | Option 4 |  | $ | -14654059.2065 | 0 | 0 | 0 | 0 | -1410000 | -1410000 | -1410000 | -1410000 | -1410000 | -1410000 | -1410000 | -1410000 | -1410000 | -1410000 | -1410000 | -1410000 | -1410000 | -1410000 | -1410000 | -1410000 | -1410000 | -1410000 | -1410000 | -1410000 | -1410000 | -1410000 | -1410000
6 | Option 5 |  | $ | -23027280.4448 | 0 | 0 | 0 | -2160000 | -2160000 | -2160000 | -2160000 | -2160000 | -2160000 | -2160000 | -2160000 | -2160000 | -2160000 | -2160000 | -2160000 | -2160000 | -2160000 | -2160000 | -2160000 | -2160000 | -2160000 | -2160000 | -2160000 | -1021179.1129 | -1021179.1129 | -1021179.1129 | -1021179.1129
NNO expenses paid to NNO proponent by TransGrid
Number | Option name |  | Unit | PV | FY 2021-22 | FY 2022-23 | FY 2023-24 | FY 2024-25 | FY 2025-26 | FY 2026-27 | FY 2027-28 | FY 2028-29 | FY 2029-30 | FY 2030-31 | FY 2031-32 | FY 2032-33 | FY 2033-34 | FY 2034-35 | FY 2035-36 | FY 2036-37 | FY 2037-38 | FY 2038-39 | FY 2039-40 | FY 2040-41 | FY 2041-42 | FY 2042-43 | FY 2043-44 | FY 2044-45 | FY 2045-46 | FY 2046-47 | FY 2047-48
1 | Option 1A |  | $ | 0 | 0 | 0 | 0 | 0 | 0 | 0 | 0 | 0 | 0 | 0 | 0 | 0 | 0 | 0 | 0 | 0 | 0 | 0 | 0 | 0 | 0 | 0 | 0 | 0 | 0 | 0 | 0
2 | Option 1B |  | $ | 0 | 0 | 0 | 0 | 0 | 0 | 0 | 0 | 0 | 0 | 0 | 0 | 0 | 0 | 0 | 0 | 0 | 0 | 0 | 0 | 0 | 0 | 0 | 0 | 0 | 0 | 0 | 0
3 | Option 2 |  | $ | 0 | 0 | 0 | 0 | 0 | 0 | 0 | 0 | 0 | 0 | 0 | 0 | 0 | 0 | 0 | 0 | 0 | 0 | 0 | 0 | 0 | 0 | 0 | 0 | 0 | 0 | 0 | 0
4 | Option 3 |  | $ | 0 | 0 | 0 | 0 | 0 | 0 | 0 | 0 | 0 | 0 | 0 | 0 | 0 | 0 | 0 | 0 | 0 | 0 | 0 | 0 | 0 | 0 | 0 | 0 | 0 | 0 | 0 | 0
5 | Option 4 |  | $ | -7877885.4743 | 0 | 0 | -3250000 | -3250000 | -3250000 | 0 | 0 | 0 | 0 | 0 | 0 | 0 | 0 | 0 | 0 | 0 | 0 | 0 | 0 | 0 | 0 | 0 | 0 | 0 | 0 | 0 | 0
6 | Option 5 |  | $ | 0 | 0 | 0 | 0 | 0 | 0 | 0 | 0 | 0 | 0 | 0 | 0 | 0 | 0 | 0 | 0 | 0 | 0 | 0 | 0 | 0 | 0 | 0 | 0 | 0 | 0 | 0 | 0
Incremental benefit calculation
Involuntary load shedding
Number | Option name |  | Units | PV | FY 2021-22 | FY 2022-23 | FY 2023-24 | FY 2024-25 | FY 2025-26 | FY 2026-27 | FY 2027-28 | FY 2028-29 | FY 2029-30 | FY 2030-31 | FY 2031-32 | FY 2032-33 | FY 2033-34 | FY 2034-35 | FY 2035-36 | FY 2036-37 | FY 2037-38 | FY 2038-39 | FY 2039-40 | FY 2040-41 | FY 2041-42 | FY 2042-43 | FY 2043-44 | FY 2044-45 | FY 2045-46 | FY 2046-47 | FY 2047-48
1 | Option 1A |  | $ | -375594.8292 | 0 | 0 | -62186 | -21148 | 243924 | -138457 | 178 | -605017 | 199 | 208 | 219 | 228 | 242 | 258 | 268 | 283 | 305 | 319 | 336 | 354 | 372 | 398 | 426 | 445 | 471 | 506 | 531
2 | Option 1B |  | $ | -375594.8292 | 0 | 0 | -62186 | -21148 | 243924 | -138457 | 178 | -605017 | 199 | 208 | 219 | 228 | 242 | 258 | 268 | 283 | 305 | 319 | 336 | 354 | 372 | 398 | 426 | 445 | 471 | 506 | 531
3 | Option 2 |  | $ | -353049.634 | 0 | 0 | -64558 | -19055 | 148275 | -118815 | 259 | -481162 | 289 | 302 | 319 | 332 | 353 | 375 | 390 | 412 | 444 | 464 | 489 | 515 | 541 | 579 | 620 | 647 | 684 | 735 | 772
4 | Option 3 |  | $ | 206650.6968 | 0 | 0 | -2593 | 518 | 192603 | 51648 | 118 | 33760 | 132 | 138 | 145 | 151 | 161 | 171 | 178 | 188 | 202 | 211 | 223 | 234 | 246 | 263 | 282 | 294 | 311 | 334 | 350
5 | Option 4 |  | $ | -719889.4371 | 0 | 0 | -449174 | -103925 | 298742 | -163751 | 972 | -578010 | 1082 | 1132 | 1197 | 1244 | 1322 | 1404 | 1462 | 1545 | 1666 | 1742 | 1837 | 1932 | 2033 | 2172 | 2327 | 2429 | 2568 | 2760 | 2901
6 | Option 5 |  | $ | -557959.2054 | 0 | 0 | -88477 | -64918 | -100076 | 38129 | 625 | -598320 | 696 | 728 | 770 | 800 | 850 | 903 | 940 | 993 | 1071 | 1120 | 1181 | 1242 | 1307 | 1397 | 1496 | 1562 | 1651 | 1775 | 1866
Difference in timing of unrelated expenditure
Number | Option name |  | Units | PV | FY 2021-22 | FY 2022-23 | FY 2023-24 | FY 2024-25 | FY 2025-26 | FY 2026-27 | FY 2027-28 | FY 2028-29 | FY 2029-30 | FY 2030-31 | FY 2031-32 | FY 2032-33 | FY 2033-34 | FY 2034-35 | FY 2035-36 | FY 2036-37 | FY 2037-38 | FY 2038-39 | FY 2039-40 | FY 2040-41 | FY 2041-42 | FY 2042-43 | FY 2043-44 | FY 2044-45 | FY 2045-46 | FY 2046-47 | FY 2047-48
1 | Option 1A |  | $ | 4466717.841 | 0 | 0 | -1015696 | -1223991 | 83832 | 16064855 | 27881004 | -11239825 | 11008792 | -27637388 | 13664019 | -8235068 | -6280214 | -23343363 | 12981331 | -4147273 | -13726286 | 7685821 | -7177295 | -335013 | 14895509 | -423889 | 311874 | -3183652 | 1156668 | 501189 | -187773
2 | Option 1B |  | $ | 4466717.841 | 0 | 0 | -1015696 | -1223991 | 83832 | 16064855 | 27881004 | -11239825 | 11008792 | -27637388 | 13664019 | -8235068 | -6280214 | -23343363 | 12981331 | -4147273 | -13726286 | 7685821 | -7177295 | -335013 | 14895509 | -423889 | 311874 | -3183652 | 1156668 | 501189 | -187773
3 | Option 2 |  | $ | 4891002.046 | 0 | 0 | -678549 | -1050781 | 787003 | 12485315 | 31200727 | -9703926 | 9450454 | -28266410 | 13874028 | -8215324 | -6319263 | -23584585 | 12265245 | -825077 | -15966105 | 8716272 | -7610910 | -601238 | 16055618 | -365759 | -14735 | -5409786 | 1443632 | 988491 | -627613
4 | Option 3 |  | $ | -318829.916 | 0 | 0 | 9862 | -9263 | 522750 | 2569950 | 2938730 | 1422392 | 1985576 | -6762465 | 3901904 | -2127272 | -167438 | -7581912 | 3095064 | -395337 | -1838470 | 544150 | -1763188 | -891031 | -279000 | -352385 | 1059444 | -1637084 | -1039783 | 2381409 | 434769
5 | Option 4 |  | $ | 5075888.8792 | 0 | 0 | 2476113 | -6551234 | 3094325 | 17294829 | 27629156 | -10284922 | 5949211 | -24320488 | 13386628 | -8276462 | -6113407 | -24333548 | 12049105 | -2949070 | -13774939 | 7806351 | -7067917 | -731505 | 15006357 | -482767 | -105507 | -3158744 | 1539491 | 561652 | -208132
6 | Option 5 |  | $ | 1473054.9138 | 0 | 0 | 964741 | -1978043 | 4462274 | 12310454 | 7495935 | 1094155 | -9477185 | -2864296 | 10472652 | -11908292 | -4969051 | -13517263 | 7923222 | 212720 | -12740681 | 732766 | -625707 | -309664 | 6411933 | 879639 | -250327 | -3655169 | 3476406 | 1465168 | -496470
Fuel consumption from generation dispatch
Number | Option name |  | Units | PV | FY 2021-22 | FY 2022-23 | FY 2023-24 | FY 2024-25 | FY 2025-26 | FY 2026-27 | FY 2027-28 | FY 2028-29 | FY 2029-30 | FY 2030-31 | FY 2031-32 | FY 2032-33 | FY 2033-34 | FY 2034-35 | FY 2035-36 | FY 2036-37 | FY 2037-38 | FY 2038-39 | FY 2039-40 | FY 2040-41 | FY 2041-42 | FY 2042-43 | FY 2043-44 | FY 2044-45 | FY 2045-46 | FY 2046-47 | FY 2047-48
1 | Option 1A |  | $ | -2855663.0554 | 0 | 0 | -52403 | -181725 | 2278796 | -315461 | 2417310 | -404693 | -5987745 | -4652693 | 350319 | -3658650 | -1649362 | 162030 | 1707415 | 1182040 | -412347 | 948191 | 275458 | 1865405 | 675299 | -2591158 | 320569 | 1752180 | 1276833 | 1029784 | 2243574
2 | Option 1B |  | $ | -2855663.0554 | 0 | 0 | -52403 | -181725 | 2278796 | -315461 | 2417310 | -404693 | -5987745 | -4652693 | 350319 | -3658650 | -1649362 | 162030 | 1707415 | 1182040 | -412347 | 948191 | 275458 | 1865405 | 675299 | -2591158 | 320569 | 1752180 | 1276833 | 1029784 | 2243574
3 | Option 2 |  | $ | 2945149.7767 | 0 | 0 | 136954 | 6547 | 2538613 | 1047212 | 4730454 | 1083987 | -5321778 | -3937182 | 198787 | -3478814 | -1391812 | 773137 | 2308855 | 1399877 | -130052 | 1384936 | 477981 | 1879703 | 665023 | -2739843 | 543015 | 1110765 | 1245284 | 880035 | 2113502
4 | Option 3 |  | $ | -1045557.3982 | 0 | 0 | -25638 | -19825 | -249230 | -117661 | -219130 | -322715 | -667729 | -110579 | -294909 | -287032 | -712653 | 147629 | 67325 | 458112 | -122 | 320223 | 259541 | 278857 | -51282 | 336931 | -570374 | 557666 | 326191 | -17849 | 60892
5 | Option 4 |  | $ | -4235173.7904 | 0 | 0 | -1332614 | 2916248 | 649721 | -354698 | 2188871 | -812743 | -6469383 | -4822418 | 169075 | -3619333 | -2068210 | -126989 | 1391209 | 1084215 | -511455 | 928552 | 283532 | 1725397 | 709629 | -2565237 | 363974 | 1772949 | 1214400 | 983309 | 2226440
6 | Option 5 |  | $ | 2637094.5684 | 0 | 0 | -660382 | 3104945 | 1676465 | 929181 | 1342922 | -658367 | -1488297 | -1544063 | 485676 | -1320095 | -1589488 | -692549 | -161825 | 196662 | -177378 | 823572 | 365703 | 940431 | 427812 | -1454736 | 339707 | 1833691 | 1147904 | 467476 | 793824
Voluntary load curtailment
Number | Option name |  | Units | PV | FY 2021-22 | FY 2022-23 | FY 2023-24 | FY 2024-25 | FY 2025-26 | FY 2026-27 | FY 2027-28 | FY 2028-29 | FY 2029-30 | FY 2030-31 | FY 2031-32 | FY 2032-33 | FY 2033-34 | FY 2034-35 | FY 2035-36 | FY 2036-37 | FY 2037-38 | FY 2038-39 | FY 2039-40 | FY 2040-41 | FY 2041-42 | FY 2042-43 | FY 2043-44 | FY 2044-45 | FY 2045-46 | FY 2046-47 | FY 2047-48
1 | Option 1A |  | $ | 41540.9732 | 0 | 0 | 666 | 497 | -475920 | 122123 | -56131 | 650367 | 4039 | 1023 | 1065 | -18942 | 1173 | 1250 | 1302 | 1371 | 1388 | 1543 | -70755 | 1716 | 1788 | 1893 | -85238 | -69714 | 2181 | 2370 | 2466
2 | Option 1B |  | $ | 41540.9732 | 0 | 0 | 666 | 497 | -475920 | 122123 | -56131 | 650367 | 4039 | 1023 | 1065 | -18942 | 1173 | 1250 | 1302 | 1371 | 1388 | 1543 | -70755 | 1716 | 1788 | 1893 | -85238 | -69714 | 2181 | 2370 | 2466
3 | Option 2 |  | $ | 517944.7132 | 0 | 0 | 288 | 462 | 34380 | 124739 | -51522 | 782295 | 4156 | 436 | 522 | -19690 | 590 | 619 | 666 | 694 | 546 | 764 | -81666 | 842 | 900 | 931 | -73398 | -68812 | 1083 | 1111 | 1466
4 | Option 3 |  | $ | 161390.8029 | 0 | 0 | -65 | 39 | 28742 | 56013 | -7384 | 183730 | 1072 | -85 | -76 | -1189 | -76 | -86 | -75 | -83 | -184 | -106 | -23099 | -125 | -114 | -135 | -21127 | -2859 | -147 | -207 | -18
5 | Option 4 |  | $ | 100169.8103 | 0 | 0 | 2946 | 2364 | -465055 | 120476 | -58299 | 664742 | 6733 | 4632 | 4848 | -15069 | 5384 | 5723 | 5971 | 6279 | 6552 | 7049 | -67594 | 7823 | 8169 | 8637 | -71946 | -61863 | 9951 | 10740 | 11590
6 | Option 5 |  | $ | -488340.6547 | 0 | 0 | 2024 | 1377 | -366490 | -51090 | -58843 | -147666 | -3295 | 3189 | 3322 | -2644 | 3680 | 3917 | 4081 | 4295 | 4478 | 4828 | -40043 | 5362 | 5591 | 5921 | -129738 | -24970 | 6820 | 7383 | 7844
Costs for non RIT-T proponent parties
Number | Option name |  | Units | PV | FY 2021-22 | FY 2022-23 | FY 2023-24 | FY 2024-25 | FY 2025-26 | FY 2026-27 | FY 2027-28 | FY 2028-29 | FY 2029-30 | FY 2030-31 | FY 2031-32 | FY 2032-33 | FY 2033-34 | FY 2034-35 | FY 2035-36 | FY 2036-37 | FY 2037-38 | FY 2038-39 | FY 2039-40 | FY 2040-41 | FY 2041-42 | FY 2042-43 | FY 2043-44 | FY 2044-45 | FY 2045-46 | FY 2046-47 | FY 2047-48
1 | Option 1A |  | $ | 165648908.0398 | 0 | 0 | -9012145 | 3001425 | -3676934 | 142821187 | 158305322 | 61026283 | 15704190 | -72734843 | -91609603 | 93689276 | -55590630 | -3705807 | -36715837 | 43571845 | 15916426 | -46436334 | -4992933 | 9336558 | -22975160 | 20618598 | -27455450 | 13987536 | 2795812 | -9104262 | 414087
2 | Option 1B |  | $ | 165648908.0398 | 0 | 0 | -9012145 | 3001425 | -3676934 | 142821187 | 158305322 | 61026283 | 15704190 | -72734843 | -91609603 | 93689276 | -55590630 | -3705807 | -36715837 | 43571845 | 15916426 | -46436334 | -4992933 | 9336558 | -22975160 | 20618598 | -27455450 | 13987536 | 2795812 | -9104262 | 414087
3 | Option 2 |  | $ | 160021258.5372 | 0 | 0 | -18779106 | 3809586 | -57605026 | 189267886 | 167372409 | 66828252 | 15306655 | -80250370 | -78358636 | 85511013 | -56141489 | -9807540 | -32103443 | 47513467 | 13193574 | -46442117 | -8229017 | 15985874 | -28250419 | 28251253 | -30792906 | 18599279 | 2202537 | -10606808 | 1234796
4 | Option 3 |  | $ | 41293659.9916 | 0 | 0 | 342677 | 16870 | 18629562 | 8388081 | 49066819 | -7578235 | -2778782 | -9304759 | -1748419 | 5088428 | 963746 | -7067453 | -2433028 | -87043 | 9996210 | -1592744 | -9022133 | 4771758 | 4047582 | -10672020 | 5060944 | 197711 | 1444188 | -1532848 | -191083
5 | Option 4 |  | $ | 202344731.501 | 0 | 0 | 311192243 | -233828479 | 10227092 | 66786076 | 169061908 | 63890154 | 13740617 | -86757885 | -90783877 | 89974553 | -48962283 | -3270319 | -34238141 | 37150447 | 16075715 | -48886592 | -4760878 | 11345646 | -24379973 | 20787408 | -27090795 | 13920993 | 2360481 | -9096490 | 305279
6 | Option 5 |  | $ | 188058228.733 | 0 | 0 | 37459849 | 18638026 | 107467652 | 32080622 | 77381315 | 38456432 | 2920952 | -32022984 | -62626569 | 44439980 | 3469429 | -12216056 | -4703018 | 3308951 | 8869651 | -27400664 | -2610206 | 6191064 | -8668475 | 7262065 | -14015811 | 6309389 | -2923635 | -1477350 | 827737
NNO revenue received by NNO proponent
Number | Option name |  | Unit | PV | FY 2021-22 | FY 2022-23 | FY 2023-24 | FY 2024-25 | FY 2025-26 | FY 2026-27 | FY 2027-28 | FY 2028-29 | FY 2029-30 | FY 2030-31 | FY 2031-32 | FY 2032-33 | FY 2033-34 | FY 2034-35 | FY 2035-36 | FY 2036-37 | FY 2037-38 | FY 2038-39 | FY 2039-40 | FY 2040-41 | FY 2041-42 | FY 2042-43 | FY 2043-44 | FY 2044-45 | FY 2045-46 | FY 2046-47 | FY 2047-48
1 | Option 1A |  | $ | 0 | 0 | 0 | 0 | 0 | 0 | 0 | 0 | 0 | 0 | 0 | 0 | 0 | 0 | 0 | 0 | 0 | 0 | 0 | 0 | 0 | 0 | 0 | 0 | 0 | 0 | 0 | 0
2 | Option 1B |  | $ | 0 | 0 | 0 | 0 | 0 | 0 | 0 | 0 | 0 | 0 | 0 | 0 | 0 | 0 | 0 | 0 | 0 | 0 | 0 | 0 | 0 | 0 | 0 | 0 | 0 | 0 | 0 | 0
3 | Option 2 |  | $ | 0 | 0 | 0 | 0 | 0 | 0 | 0 | 0 | 0 | 0 | 0 | 0 | 0 | 0 | 0 | 0 | 0 | 0 | 0 | 0 | 0 | 0 | 0 | 0 | 0 | 0 | 0 | 0
4 | Option 3 |  | $ | 0 | 0 | 0 | 0 | 0 | 0 | 0 | 0 | 0 | 0 | 0 | 0 | 0 | 0 | 0 | 0 | 0 | 0 | 0 | 0 | 0 | 0 | 0 | 0 | 0 | 0 | 0 | 0
5 | Option 4 |  | $ | 7877885.4743 | 0 | 0 | 3250000 | 3250000 | 3250000 | 0 | 0 | 0 | 0 | 0 | 0 | 0 | 0 | 0 | 0 | 0 | 0 | 0 | 0 | 0 | 0 | 0 | 0 | 0 | 0 | 0 | 0
6 | Option 5 |  | $ | 0 | 0 | 0 | 0 | 0 | 0 | 0 | 0 | 0 | 0 | 0 | 0 | 0 | 0 | 0 | 0 | 0 | 0 | 0 | 0 | 0 | 0 | 0 | 0 | 0 | 0 | 0 | 0
NNO operating costs
Number | Option name |  | Unit | PV | FY 2021-22 | FY 2022-23 | FY 2023-24 | FY 2024-25 | FY 2025-26 | FY 2026-27 | FY 2027-28 | FY 2028-29 | FY 2029-30 | FY 2030-31 | FY 2031-32 | FY 2032-33 | FY 2033-34 | FY 2034-35 | FY 2035-36 | FY 2036-37 | FY 2037-38 | FY 2038-39 | FY 2039-40 | FY 2040-41 | FY 2041-42 | FY 2042-43 | FY 2043-44 | FY 2044-45 | FY 2045-46 | FY 2046-47 | FY 2047-48
1 | Option 1A |  | $ | 0 | 0 | 0 | 0 | 0 | 0 | 0 | 0 | 0 | 0 | 0 | 0 | 0 | 0 | 0 | 0 | 0 | 0 | 0 | 0 | 0 | 0 | 0 | 0 | 0 | 0 | 0 | 0
2 | Option 1B |  | $ | 0 | 0 | 0 | 0 | 0 | 0 | 0 | 0 | 0 | 0 | 0 | 0 | 0 | 0 | 0 | 0 | 0 | 0 | 0 | 0 | 0 | 0 | 0 | 0 | 0 | 0 | 0 | 0
3 | Option 2 |  | $ | 0 | 0 | 0 | 0 | 0 | 0 | 0 | 0 | 0 | 0 | 0 | 0 | 0 | 0 | 0 | 0 | 0 | 0 | 0 | 0 | 0 | 0 | 0 | 0 | 0 | 0 | 0 | 0
4 | Option 3 |  | $ | 0 | 0 | 0 | 0 | 0 | 0 | 0 | 0 | 0 | 0 | 0 | 0 | 0 | 0 | 0 | 0 | 0 | 0 | 0 | 0 | 0 | 0 | 0 | 0 | 0 | 0 | 0 | 0
5 | Option 4 |  | $ | 0 | 0 | 0 | 0 | 0 | 0 | 0 | 0 | 0 | 0 | 0 | 0 | 0 | 0 | 0 | 0 | 0 | 0 | 0 | 0 | 0 | 0 | 0 | 0 | 0 | 0 | 0 | 0
6 | Option 5 |  | $ | 0 | 0 | 0 | 0 | 0 | 0 | 0 | 0 | 0 | 0 | 0 | 0 | 0 | 0 | 0 | 0 | 0 | 0 | 0 | 0 | 0 | 0 | 0 | 0 | 0 | 0 | 0 | 0

## Weighted
Weighted
Calculating costs, benefits and NPV for each option
Weighting
General parameters |  | Unit | Step | Progressive | Hydrogen
Scenario weighting |  | Percent | 52% | 30% | 18%
Incremental net present value calculation
Net present value for each option
Number | Option name | Units | NPV | FY 2021-22 | FY 2022-23 | FY 2023-24 | FY 2024-25 | FY 2025-26 | FY 2026-27 | FY 2027-28 | FY 2028-29 | FY 2029-30 | FY 2030-31 | FY 2031-32 | FY 2032-33 | FY 2033-34 | FY 2034-35 | FY 2035-36 | FY 2036-37 | FY 2037-38 | FY 2038-39 | FY 2039-40 | FY 2040-41 | FY 2041-42 | FY 2042-43 | FY 2043-44 | FY 2044-45 | FY 2045-46 | FY 2046-47 | FY 2047-48
1 | Option 1A | $ | 63172650.2214 | -500000 | -16488485.5769 | -67440589.9702 | -82082965.7885 | 58134165.2956 | 74719371.26 | 59945217.64 | 101579424.26 | 47639924.8 | -82160758.58 | 2301775.14 | -57511966.54 | 51443940.6 | -288861.28 | 44193387.16 | 56553000.88 | -40654494.12 | -51468006.7 | -9224848.4 | 23520316.96 | -17905852.54 | -34651948.72 | 4311630.5 | 12674826.04 | -15740221.3 | -2930686.32 | 94489401.883
2 | Option 1B | $ | 18667921.9131 | -500000 | -22978259.6154 | -81307131.4365 | -115362665.3077 | 55917180.3196 | 74166371.26 | 59392217.64 | 101026424.26 | 47086924.8 | -82713758.58 | 1748775.14 | -58064966.54 | 50890940.6 | -841861.28 | 43640387.16 | 56000000.88 | -41207494.12 | -52021006.7 | -9777848.4 | 22967316.96 | -18458852.54 | -35204948.72 | 3758630.5 | 12121826.04 | -16293221.3 | -3483686.32 | 123729401.883
3 | Option 2 | $ | -17151927.071 | -500000 | -26747274.1313 | -123353342.5891 | -110688642.5981 | -37644705.9196 | 138487438.2181 | 62194861.56 | 111173239.66 | 51835424.24 | -87419704.96 | 3243568.66 | -53067497.26 | 43012324.34 | 3891841.38 | 49111794.7 | 54498661.88 | -39637831.36 | -53296134.6 | -11121370.74 | 24354133.4 | -20929350.02 | -31739069.44 | 2955031.18 | 11532374.56 | -18763616.62 | -2786901.18 | 177699723.938
4 | Option 3 | $ | 15731605.4094 | 0 | -2890000 | -9357887.04 | -19931629.86 | 11530810.8 | 27358897.26 | 9303672.94 | 9107014.38 | -4103766.28 | -7418635.32 | 9274082.58 | -24933846 | 26014598.52 | 4443575 | 5264107.96 | 790137.38 | -6836406.24 | 7343179.32 | -8362894.94 | 7171071 | -3561698.54 | -9827974 | 2318418.62 | 603886.64 | -1397575.46 | -1451101.22 | 12980192.94
5 | Option 4 | $ | 90795518.8947 | -500000 | -16488485.5769 | 64572117.4498 | -89221641.8885 | -16155034.9444 | 47257254.58 | 60560578.28 | 106427566.78 | 42014725.02 | -81723755.1 | 2918187.4 | -55754224.82 | 46114060.62 | 3052253.7 | 42151980.94 | 55054947.3 | -40788919.32 | -52662939.08 | -8499781.08 | 21441381.1 | -19204626.96 | -34621604.08 | 5463883.76 | 12471273.26 | -15922273.4 | -3327905.6 | 94308767.163
6 | Option 5 | $ | -21771211.9663 | 0 | 0 | -207594668.06 | 66100080.16 | 49113499.18 | 9205184.62 | 74491359.44 | 30751753.48 | -8797618.04 | -13046372.26 | -5857926.12 | -31203514.5 | 52729359.64 | 31741214.7 | 27634308.78 | 14580152.82 | -21073931.58 | -17006066.84 | -28127788.8 | 13349334.94 | -5275471.48 | -25198123.62 | -92109824.9458 | 5002457.7871 | -11973783.7329 | 39231.3071 | 75150933.7958
Present value of benefits for each option
Number | Option name | Units | PV | FY 2021-22 | FY 2022-23 | FY 2023-24 | FY 2024-25 | FY 2025-26 | FY 2026-27 | FY 2027-28 | FY 2028-29 | FY 2029-30 | FY 2030-31 | FY 2031-32 | FY 2032-33 | FY 2033-34 | FY 2034-35 | FY 2035-36 | FY 2036-37 | FY 2037-38 | FY 2038-39 | FY 2039-40 | FY 2040-41 | FY 2041-42 | FY 2042-43 | FY 2043-44 | FY 2044-45 | FY 2045-46 | FY 2046-47 | FY 2047-48
1 | Option 1A | $ | 193035408.7598 | 0 | 0 | -6310046.1 | 2470339.5 | 63771830.56 | 76129371.26 | 61355217.64 | 102989424.26 | 49049924.8 | -80750758.58 | 3711775.14 | -56101966.54 | 52853940.6 | 1121138.72 | 45603387.16 | 57963000.88 | -39244494.12 | -50058006.7 | -7814848.4 | 24930316.96 | -16495852.54 | -33241948.72 | 5721630.5 | 14084826.04 | -14330221.3 | -1520686.32 | -4381092.16
2 | Option 1B | $ | 193035408.7598 | 0 | 0 | -6310046.1 | 2470339.5 | 63771830.56 | 76129371.26 | 61355217.64 | 102989424.26 | 49049924.8 | -80750758.58 | 3711775.14 | -56101966.54 | 52853940.6 | 1121138.72 | 45603387.16 | 57963000.88 | -39244494.12 | -50058006.7 | -7814848.4 | 24930316.96 | -16495852.54 | -33241948.72 | 5721630.5 | 14084826.04 | -14330221.3 | -1520686.32 | -4381092.16
3 | Option 2 | $ | 197818882.313 | 0 | 0 | -7704272.74 | 2409497.1 | -15025077.98 | 147536326.6 | 64457861.56 | 113436239.66 | 54098424.24 | -85156704.96 | 5506568.66 | -50804497.26 | 45275324.34 | 6154841.38 | 51374794.7 | 56761661.88 | -37374831.36 | -51033134.6 | -8858370.74 | 26617133.4 | -18666350.02 | -29476069.44 | 5218031.18 | 13795374.56 | -16500616.62 | -523901.18 | -3962263.06
4 | Option 3 | $ | 43336917.2614 | 0 | 0 | 262112.96 | 128370.14 | 12513010.8 | 27691097.26 | 9635872.94 | 9439214.38 | -3771566.28 | -7086435.32 | 9606282.58 | -24601646 | 26346798.52 | 4775775 | 5596307.96 | 1122337.38 | -6504206.24 | 7675379.32 | -8030694.94 | 7503271 | -3229498.54 | -9495774 | 2650618.62 | 936086.64 | -1065375.46 | -1118901.22 | -806107.06
5 | Option 4 | $ | 228536162.9074 | 0 | 0 | 128952661.32 | -1418336.6 | -7267369.68 | 48667254.58 | 61970578.28 | 107837566.78 | 43424725.02 | -80313755.1 | 4328187.4 | -54344224.82 | 47524060.62 | 4462253.7 | 43561980.94 | 56464947.3 | -39378919.32 | -51252939.08 | -7089781.08 | 22851381.1 | -17794626.96 | -33211604.08 | 6873883.76 | 13881273.26 | -14512273.4 | -1917905.6 | -4561726.88
6 | Option 5 | $ | 195762495.257 | 0 | 0 | 8405331.94 | 68260080.16 | 51273499.18 | 11365184.62 | 76651359.44 | 32911753.48 | -6637618.04 | -10886372.26 | -3697926.12 | -29043514.5 | 54889359.64 | 33901214.7 | 29794308.78 | 16740152.82 | -18913931.58 | -14846066.84 | -25967788.8 | 15509334.94 | -3115471.48 | -23038123.62 | 12168086.34 | 6023636.9 | -10952604.62 | 1060410.42 | -5522216.12
Present value of costs for each option
Number | Option name | Units | PV | FY 2021-22 | FY 2022-23 | FY 2023-24 | FY 2024-25 | FY 2025-26 | FY 2026-27 | FY 2027-28 | FY 2028-29 | FY 2029-30 | FY 2030-31 | FY 2031-32 | FY 2032-33 | FY 2033-34 | FY 2034-35 | FY 2035-36 | FY 2036-37 | FY 2037-38 | FY 2038-39 | FY 2039-40 | FY 2040-41 | FY 2041-42 | FY 2042-43 | FY 2043-44 | FY 2044-45 | FY 2045-46 | FY 2046-47 | FY 2047-48
1 | Option 1A | $ | -129862758.5384 | -500000 | -16488485.5769 | -61130543.8702 | -84553305.2885 | -5637665.2644 | -1410000 | -1410000 | -1410000 | -1410000 | -1410000 | -1410000 | -1410000 | -1410000 | -1410000 | -1410000 | -1410000 | -1410000 | -1410000 | -1410000 | -1410000 | -1410000 | -1410000 | -1410000 | -1410000 | -1410000 | -1410000 | 98870494.043
2 | Option 1B | $ | -174367486.8466 | -500000 | -22978259.6154 | -74997085.3365 | -117833004.8077 | -7854650.2404 | -1963000 | -1963000 | -1963000 | -1963000 | -1963000 | -1963000 | -1963000 | -1963000 | -1963000 | -1963000 | -1963000 | -1963000 | -1963000 | -1963000 | -1963000 | -1963000 | -1963000 | -1963000 | -1963000 | -1963000 | -1963000 | 128110494.043
3 | Option 2 | $ | -214970809.3841 | -500000 | -26747274.1313 | -115649069.8491 | -113098139.6981 | -22619627.9396 | -9048888.3819 | -2263000 | -2263000 | -2263000 | -2263000 | -2263000 | -2263000 | -2263000 | -2263000 | -2263000 | -2263000 | -2263000 | -2263000 | -2263000 | -2263000 | -2263000 | -2263000 | -2263000 | -2263000 | -2263000 | -2263000 | 181661986.998
4 | Option 3 | $ | -27605311.852 | 0 | -2890000 | -9620000 | -20060000 | -982200 | -332200 | -332200 | -332200 | -332200 | -332200 | -332200 | -332200 | -332200 | -332200 | -332200 | -332200 | -332200 | -332200 | -332200 | -332200 | -332200 | -332200 | -332200 | -332200 | -332200 | -332200 | 13786300
5 | Option 4 | $ | -137740644.0127 | -500000 | -16488485.5769 | -64380543.8702 | -87803305.2885 | -8887665.2644 | -1410000 | -1410000 | -1410000 | -1410000 | -1410000 | -1410000 | -1410000 | -1410000 | -1410000 | -1410000 | -1410000 | -1410000 | -1410000 | -1410000 | -1410000 | -1410000 | -1410000 | -1410000 | -1410000 | -1410000 | -1410000 | 98870494.043
6 | Option 5 | $ | -217533707.2233 | 0 | 0 | -216000000 | -2160000 | -2160000 | -2160000 | -2160000 | -2160000 | -2160000 | -2160000 | -2160000 | -2160000 | -2160000 | -2160000 | -2160000 | -2160000 | -2160000 | -2160000 | -2160000 | -2160000 | -2160000 | -2160000 | -104277911.2858 | -1021179.1129 | -1021179.1129 | -1021179.1129 | 80673149.9158
Incremental cost calculation
Year series
Year count |  |  |  | 1 | 2 | 3 | 4 | 5 | 6 | 7 | 8 | 9 | 10 | 11 | 12 | 13 | 14 | 15 | 16 | 17 | 18 | 19 | 20 | 21 | 22 | 23 | 24 | 25 | 26 | 27
Financial year series I |  |  |  | FY 2021-22 | FY 2022-23 | FY 2023-24 | FY 2024-25 | FY 2025-26 | FY 2026-27 | FY 2027-28 | FY 2028-29 | FY 2029-30 | FY 2030-31 | FY 2031-32 | FY 2032-33 | FY 2033-34 | FY 2034-35 | FY 2035-36 | FY 2036-37 | FY 2037-38 | FY 2038-39 | FY 2039-40 | FY 2040-41 | FY 2041-42 | FY 2042-43 | FY 2043-44 | FY 2044-45 | FY 2045-46 | FY 2046-47 | FY 2047-48
Financial year series II |  |  |  | 2021-22 | 2022-23 | 2023-24 | 2024-25 | 2025-26 | 2026-27 | 2027-28 | 2028-29 | 2029-30 | 2030-31 | 2031-32 | 2032-33 | 2033-34 | 2034-35 | 2035-36 | 2036-37 | 2037-38 | 2038-39 | 2039-40 | 2040-41 | 2041-42 | 2042-43 | 2043-44 | 2044-45 | 2045-46 | 2046-47 | 2047-48
Modelling year series |  |  |  | 2022 | 2023 | 2024 | 2025 | 2026 | 2027 | 2028 | 2029 | 2030 | 2031 | 2032 | 2033 | 2034 | 2035 | 2036 | 2037 | 2038 | 2039 | 2040 | 2041 | 2042 | 2043 | 2044 | 2045 | 2046 | 2047 | 2048
Capital cost summary
Number | Option name | Units | PV | FY 2021-22 | FY 2022-23 | FY 2023-24 | FY 2024-25 | FY 2025-26 | FY 2026-27 | FY 2027-28 | FY 2028-29 | FY 2029-30 | FY 2030-31 | FY 2031-32 | FY 2032-33 | FY 2033-34 | FY 2034-35 | FY 2035-36 | FY 2036-37 | FY 2037-38 | FY 2038-39 | FY 2039-40 | FY 2040-41 | FY 2041-42 | FY 2042-43 | FY 2043-44 | FY 2044-45 | FY 2045-46 | FY 2046-47 | FY 2047-48
1 | Option 1A | $ | -115208699.3318 | -500000 | -16488485.5769 | -61130543.8702 | -84553305.2885 | -4227665.2644 | 0 | 0 | 0 | 0 | 0 | 0 | 0 | 0 | 0 | 0 | 0 | 0 | 0 | 0 | 0 | 0 | 0 | 0 | 0 | 0 | 0 | 100280494.043
2 | Option 1B | $ | -153966126.4052 | -500000 | -22978259.6154 | -74997085.3365 | -117833004.8077 | -5891650.2404 | 0 | 0 | 0 | 0 | 0 | 0 | 0 | 0 | 0 | 0 | 0 | 0 | 0 | 0 | 0 | 0 | 0 | 0 | 0 | 0 | 0 | 130073494.043
3 | Option 2 | $ | -193183063.0478 | -500000 | -26747274.1313 | -115649069.8491 | -113098139.6981 | -22619627.9396 | -6785888.3819 | 0 | 0 | 0 | 0 | 0 | 0 | 0 | 0 | 0 | 0 | 0 | 0 | 0 | 0 | 0 | 0 | 0 | 0 | 0 | 0 | 183924986.998
4 | Option 3 | $ | -24152773.9312 | 0 | -2890000 | -9620000 | -20060000 | -650000 | 0 | 0 | 0 | 0 | 0 | 0 | 0 | 0 | 0 | 0 | 0 | 0 | 0 | 0 | 0 | 0 | 0 | 0 | 0 | 0 | 0 | 14118500
5 | Option 4 | $ | -115208699.3318 | -500000 | -16488485.5769 | -61130543.8702 | -84553305.2885 | -4227665.2644 | 0 | 0 | 0 | 0 | 0 | 0 | 0 | 0 | 0 | 0 | 0 | 0 | 0 | 0 | 0 | 0 | 0 | 0 | 0 | 0 | 0 | 100280494.043
6 | Option 5 | $ | -194506426.7785 | 0 | 0 | -216000000 | 0 | 0 | 0 | 0 | 0 | 0 | 0 | 0 | 0 | 0 | 0 | 0 | 0 | 0 | 0 | 0 | 0 | 0 | 0 | -102117911.2858 | 0 | 0 | 0 | 81694329.0286
TransGrid operating costs
Number | Option name | Units | PV | FY 2021-22 | FY 2022-23 | FY 2023-24 | FY 2024-25 | FY 2025-26 | FY 2026-27 | FY 2027-28 | FY 2028-29 | FY 2029-30 | FY 2030-31 | FY 2031-32 | FY 2032-33 | FY 2033-34 | FY 2034-35 | FY 2035-36 | FY 2036-37 | FY 2037-38 | FY 2038-39 | FY 2039-40 | FY 2040-41 | FY 2041-42 | FY 2042-43 | FY 2043-44 | FY 2044-45 | FY 2045-46 | FY 2046-47 | FY 2047-48
1 | Option 1A | $ | -14654059.2065 | 0 | 0 | 0 | 0 | -1410000 | -1410000 | -1410000 | -1410000 | -1410000 | -1410000 | -1410000 | -1410000 | -1410000 | -1410000 | -1410000 | -1410000 | -1410000 | -1410000 | -1410000 | -1410000 | -1410000 | -1410000 | -1410000 | -1410000 | -1410000 | -1410000 | -1410000
2 | Option 1B | $ | -20401360.4414 | 0 | 0 | 0 | 0 | -1963000 | -1963000 | -1963000 | -1963000 | -1963000 | -1963000 | -1963000 | -1963000 | -1963000 | -1963000 | -1963000 | -1963000 | -1963000 | -1963000 | -1963000 | -1963000 | -1963000 | -1963000 | -1963000 | -1963000 | -1963000 | -1963000 | -1963000
3 | Option 2 | $ | -21787746.3362 | 0 | 0 | 0 | 0 | 0 | -2263000 | -2263000 | -2263000 | -2263000 | -2263000 | -2263000 | -2263000 | -2263000 | -2263000 | -2263000 | -2263000 | -2263000 | -2263000 | -2263000 | -2263000 | -2263000 | -2263000 | -2263000 | -2263000 | -2263000 | -2263000 | -2263000
4 | Option 3 | $ | -3452537.9209 | 0 | 0 | 0 | 0 | -332200 | -332200 | -332200 | -332200 | -332200 | -332200 | -332200 | -332200 | -332200 | -332200 | -332200 | -332200 | -332200 | -332200 | -332200 | -332200 | -332200 | -332200 | -332200 | -332200 | -332200 | -332200 | -332200
5 | Option 4 | $ | -14654059.2065 | 0 | 0 | 0 | 0 | -1410000 | -1410000 | -1410000 | -1410000 | -1410000 | -1410000 | -1410000 | -1410000 | -1410000 | -1410000 | -1410000 | -1410000 | -1410000 | -1410000 | -1410000 | -1410000 | -1410000 | -1410000 | -1410000 | -1410000 | -1410000 | -1410000 | -1410000
6 | Option 5 | $ | -23027280.4448 | 0 | 0 | 0 | -2160000 | -2160000 | -2160000 | -2160000 | -2160000 | -2160000 | -2160000 | -2160000 | -2160000 | -2160000 | -2160000 | -2160000 | -2160000 | -2160000 | -2160000 | -2160000 | -2160000 | -2160000 | -2160000 | -2160000 | -1021179.1129 | -1021179.1129 | -1021179.1129 | -1021179.1129
NNO expenses paid to NNO proponent by TransGrid
Number | Option name | Units | PV | FY 2021-22 | FY 2022-23 | FY 2023-24 | FY 2024-25 | FY 2025-26 | FY 2026-27 | FY 2027-28 | FY 2028-29 | FY 2029-30 | FY 2030-31 | FY 2031-32 | FY 2032-33 | FY 2033-34 | FY 2034-35 | FY 2035-36 | FY 2036-37 | FY 2037-38 | FY 2038-39 | FY 2039-40 | FY 2040-41 | FY 2041-42 | FY 2042-43 | FY 2043-44 | FY 2044-45 | FY 2045-46 | FY 2046-47 | FY 2047-48
1 | Option 1A | $ | 0 | 0 | 0 | 0 | 0 | 0 | 0 | 0 | 0 | 0 | 0 | 0 | 0 | 0 | 0 | 0 | 0 | 0 | 0 | 0 | 0 | 0 | 0 | 0 | 0 | 0 | 0 | 0
2 | Option 1B | $ | 0 | 0 | 0 | 0 | 0 | 0 | 0 | 0 | 0 | 0 | 0 | 0 | 0 | 0 | 0 | 0 | 0 | 0 | 0 | 0 | 0 | 0 | 0 | 0 | 0 | 0 | 0 | 0
3 | Option 2 | $ | 0 | 0 | 0 | 0 | 0 | 0 | 0 | 0 | 0 | 0 | 0 | 0 | 0 | 0 | 0 | 0 | 0 | 0 | 0 | 0 | 0 | 0 | 0 | 0 | 0 | 0 | 0 | 0
4 | Option 3 | $ | 0 | 0 | 0 | 0 | 0 | 0 | 0 | 0 | 0 | 0 | 0 | 0 | 0 | 0 | 0 | 0 | 0 | 0 | 0 | 0 | 0 | 0 | 0 | 0 | 0 | 0 | 0 | 0
5 | Option 4 | $ | -7877885.4743 | 0 | 0 | -3250000 | -3250000 | -3250000 | 0 | 0 | 0 | 0 | 0 | 0 | 0 | 0 | 0 | 0 | 0 | 0 | 0 | 0 | 0 | 0 | 0 | 0 | 0 | 0 | 0 | 0
6 | Option 5 | $ | 0 | 0 | 0 | 0 | 0 | 0 | 0 | 0 | 0 | 0 | 0 | 0 | 0 | 0 | 0 | 0 | 0 | 0 | 0 | 0 | 0 | 0 | 0 | 0 | 0 | 0 | 0 | 0
Incremental benefit calculation
Involuntary load shedding
Number | Option name | Units | PV | FY 2021-22 | FY 2022-23 | FY 2023-24 | FY 2024-25 | FY 2025-26 | FY 2026-27 | FY 2027-28 | FY 2028-29 | FY 2029-30 | FY 2030-31 | FY 2031-32 | FY 2032-33 | FY 2033-34 | FY 2034-35 | FY 2035-36 | FY 2036-37 | FY 2037-38 | FY 2038-39 | FY 2039-40 | FY 2040-41 | FY 2041-42 | FY 2042-43 | FY 2043-44 | FY 2044-45 | FY 2045-46 | FY 2046-47 | FY 2047-48
1 | Option 1A | $ | -547435.4453 | 0 | 0 | 22856.88 | 9032.42 | -79642.68 | -618827.3 | -10.84 | -82647.64 | 108.9 | 336142.06 | -12.2 | -27765.94 | -414474.9 | -37931 | -40351.8 | -15 | 123942.24 | -17.42 | -18.18 | -19.5 | -20.38 | -22.62 | -24.5 | -25.64 | -26.54 | -28.92 | -29.62
2 | Option 1B | $ | -547435.4453 | 0 | 0 | 22856.88 | 9032.42 | -79642.68 | -618827.3 | -10.84 | -82647.64 | 108.9 | 336142.06 | -12.2 | -27765.94 | -414474.9 | -37931 | -40351.8 | -15 | 123942.24 | -17.42 | -18.18 | -19.5 | -20.38 | -22.62 | -24.5 | -25.64 | -26.54 | -28.92 | -29.62
3 | Option 2 | $ | -501842.5051 | 0 | 0 | 20128.9 | 9144.9 | -20371.88 | -522177.06 | 41.54 | -80153.2 | -4206.86 | 344456.4 | 51.32 | -30124.52 | -508084 | -98369.1 | -37244.82 | 67.18 | 131813.5 | 75.66 | 79.46 | 83.96 | 88.16 | 93.5 | 99.9 | 104.36 | 110.34 | 118.86 | 125.22
4 | Option 3 | $ | -123712.3023 | 0 | 0 | -1689.08 | -2382.04 | -46171.34 | -29360.18 | 35.34 | 1274.58 | -1031.72 | 44495.4 | 42.96 | -5076.44 | -134720.62 | -50616.9 | -13006.22 | 56.22 | 23096.48 | 62.6 | 66.7 | 70.02 | 73.3 | 78.3 | 84.18 | 87.76 | 92.76 | 99.88 | 105
5 | Option 4 | $ | -2399733.9534 | 0 | 0 | -249734.8 | -2017388.32 | -138172.06 | -546398.4 | -42.42 | -72024.16 | 2071.22 | 332740.74 | -49.92 | -27254.32 | -413270.26 | -37108.48 | -40291.16 | -68 | 125743.88 | -76.58 | -81.24 | -87.32 | -89.86 | -97.1 | -102.36 | -106.88 | -113.16 | -122.42 | -131.78
6 | Option 5 | $ | -1779792.9415 | 0 | 0 | -26093.42 | -1238951.48 | 15637.66 | -444944.08 | -40.76 | -151098.92 | -2537.52 | 221529.18 | -46.74 | 3522 | -635314.8 | -348683.3 | -38356.16 | -61.06 | 51668.94 | -69.92 | -73.76 | -78.64 | -80.72 | -88.76 | -95.18 | -98.56 | -104.7 | -113.06 | -119.2
Difference in timing of unrelated expenditure
Number | Option name | Units | PV | FY 2021-22 | FY 2022-23 | FY 2023-24 | FY 2024-25 | FY 2025-26 | FY 2026-27 | FY 2027-28 | FY 2028-29 | FY 2029-30 | FY 2030-31 | FY 2031-32 | FY 2032-33 | FY 2033-34 | FY 2034-35 | FY 2035-36 | FY 2036-37 | FY 2037-38 | FY 2038-39 | FY 2039-40 | FY 2040-41 | FY 2041-42 | FY 2042-43 | FY 2043-44 | FY 2044-45 | FY 2045-46 | FY 2046-47 | FY 2047-48
1 | Option 1A | $ | -7263.1744 | 0 | 0 | -214089.98 | -268919.14 | -327726.6 | 2151520.46 | 9453833.5 | -7189481.14 | 1460663.6 | -6620022.58 | 4851417.4 | 2018849 | 4763577.8 | -3676751.76 | 3004976.92 | 5774583.32 | -11599313.92 | 10470985.5 | -6440001.84 | -7926516.04 | 1919799.84 | -599970.26 | -5648433.96 | 373808.34 | -2644681.98 | -721434.94 | -1058572.88
2 | Option 1B | $ | -7263.1744 | 0 | 0 | -214089.98 | -268919.14 | -327726.6 | 2151520.46 | 9453833.5 | -7189481.14 | 1460663.6 | -6620022.58 | 4851417.4 | 2018849 | 4763577.8 | -3676751.76 | 3004976.92 | 5774583.32 | -11599313.92 | 10470985.5 | -6440001.84 | -7926516.04 | 1919799.84 | -599970.26 | -5648433.96 | 373808.34 | -2644681.98 | -721434.94 | -1058572.88
3 | Option 2 | $ | 734035.4637 | 0 | 0 | -153032.3 | -238361.94 | 122881.82 | 1257254.8 | 8938877.3 | -5857940.72 | 1242353.94 | -7003170.54 | 4724310.86 | 2710176.02 | 5153728.08 | -2405959.14 | 2676331.66 | 6196824.1 | -11493658.56 | 10617396.72 | -6609288.4 | -7990364.46 | 1701820.14 | -230569.64 | -5990929.04 | 123507.1 | -2893515.44 | -1005779.74 | -1310464.66
4 | Option 3 | $ | 283228.342 | 0 | 0 | 1865.64 | 3422.36 | 175585.52 | 316461 | 1510065.7 | -1014045.42 | 392827.72 | -1491877.46 | 1441334.42 | -278389.68 | 1979887.2 | -1303520.66 | -84805.78 | 364439.8 | 473831.6 | 1362323.58 | -2642399.12 | -935733.66 | -190652.28 | 213993.38 | -660953.74 | -321331.8 | -57937.5 | -354650.46 | -109461.26
5 | Option 4 | $ | 482265.5001 | 0 | 0 | -260977.24 | -1117894.06 | 746627.26 | 2300615.54 | 9573774.98 | -7032769.08 | 578836.86 | -5977978.22 | 4899522.6 | 2417678.26 | 4445487.64 | -2698520.16 | 2711488.14 | 6451070.04 | -12895071.98 | 10606491.52 | -6240512.64 | -8267199.26 | 1763310.06 | -526742.84 | -5118300.6 | 378138.52 | -2616299.84 | -931151.1 | -1040129.94
6 | Option 5 | $ | 1587696.3506 | 0 | 0 | 143093.48 | -290668.18 | 891309.92 | 2347403.04 | 5133246.58 | -4248307.26 | -1784695.92 | -1204622.78 | 3042689.32 | -1721583.9 | 4946313 | -2918784.18 | 1977938.9 | 9192341.12 | -10010988.26 | 4988084.86 | -4585385.6 | -4867301.08 | 2082421.58 | -358170.74 | -1593684.68 | -471207.38 | -1069774.68 | -1259444.78 | -935402.1
Fuel consumption from generation dispatch
Number | Option name | Units | PV | FY 2021-22 | FY 2022-23 | FY 2023-24 | FY 2024-25 | FY 2025-26 | FY 2026-27 | FY 2027-28 | FY 2028-29 | FY 2029-30 | FY 2030-31 | FY 2031-32 | FY 2032-33 | FY 2033-34 | FY 2034-35 | FY 2035-36 | FY 2036-37 | FY 2037-38 | FY 2038-39 | FY 2039-40 | FY 2040-41 | FY 2041-42 | FY 2042-43 | FY 2043-44 | FY 2044-45 | FY 2045-46 | FY 2046-47 | FY 2047-48
1 | Option 1A | $ | 631454.5129 | 0 | 0 | 247746.12 | -8503.98 | 1893032.98 | 2383670.84 | 3449217.42 | 3252416.52 | -150366.16 | 1955203.68 | 769927.64 | 761076.52 | 409506.54 | -1306676.48 | -581024.06 | -2897229.66 | 101708.44 | -1988924 | -2190384.7 | -3497193.1 | -2942747.36 | -224425.96 | -3868245.58 | -3290986.1 | -1954012.92 | -2743969.56 | -1054425.06
2 | Option 1B | $ | 631454.5129 | 0 | 0 | 247746.12 | -8503.98 | 1893032.98 | 2383670.84 | 3449217.42 | 3252416.52 | -150366.16 | 1955203.68 | 769927.64 | 761076.52 | 409506.54 | -1306676.48 | -581024.06 | -2897229.66 | 101708.44 | -1988924 | -2190384.7 | -3497193.1 | -2942747.36 | -224425.96 | -3868245.58 | -3290986.1 | -1954012.92 | -2743969.56 | -1054425.06
3 | Option 2 | $ | 4991744.6159 | 0 | 0 | 244416.46 | 24996.8 | 1260815.5 | 3782503.52 | 4610739.58 | 4131081.56 | 362069.96 | 2953514.72 | 1136539.96 | 963040.38 | 923677.08 | -1054366.82 | 69594.68 | -3240591.58 | 1493801.74 | -2045821.26 | -2044358.66 | -3780996 | -3040023.36 | -222408.88 | -3741119.32 | -3275758.48 | -1525656.08 | -2542710.18 | -902850.38
4 | Option 3 | $ | 512680.5667 | 0 | 0 | 33560.12 | -10969.42 | 530420.72 | 230606.48 | 275812.08 | 471887.18 | 286284.88 | 570109.12 | 23909.5 | 596709.14 | -29471.9 | -270553.1 | -321820.6 | -268330.82 | 438633.66 | -470084.44 | -207684.52 | -471191.06 | -596689.7 | -111154.62 | -965878.42 | -488016.26 | -474320.38 | -309507.72 | 303046.16
5 | Option 4 | $ | 3614723.9921 | 0 | 0 | 3111946.46 | 2383351.36 | 1834560.26 | 2269119.44 | 3277596.72 | 3072725.08 | -273133.24 | 2062186.38 | 605152.74 | 624765.32 | 220840.66 | -1632013.36 | -731456.24 | -2995023.24 | 8207.58 | -2089590.54 | -2342186.78 | -3632397.8 | -2974453.08 | -242583.38 | -4104847.1 | -3479513.7 | -2197528.58 | -2968786.7 | -1294857.92
6 | Option 5 | $ | 8841424.3542 | 0 | 0 | 15077.22 | 2867870.82 | 3017728.58 | 3641837.62 | 2746337.74 | 2975162.6 | 1892613.08 | 2964594.72 | 1392762.64 | 1264511.62 | 1306041.08 | -1828900.22 | -1625598.96 | -1993783.46 | -100008.66 | -1906260.92 | -697579 | -1850483.5 | -1952911.08 | 167750.02 | -2912026.5 | -2144270.04 | -1571868.02 | -3108218.8 | 198620.42
Voluntary load curtailment
Number | Option name | Units | PV | FY 2021-22 | FY 2022-23 | FY 2023-24 | FY 2024-25 | FY 2025-26 | FY 2026-27 | FY 2027-28 | FY 2028-29 | FY 2029-30 | FY 2030-31 | FY 2031-32 | FY 2032-33 | FY 2033-34 | FY 2034-35 | FY 2035-36 | FY 2036-37 | FY 2037-38 | FY 2038-39 | FY 2039-40 | FY 2040-41 | FY 2041-42 | FY 2042-43 | FY 2043-44 | FY 2044-45 | FY 2045-46 | FY 2046-47 | FY 2047-48
1 | Option 1A | $ | -855185.1041 | 0 | 0 | 4716.44 | -113.3 | -48064.1 | -1230658.76 | -11994.1 | 139839.22 | -13912.34 | -90708.52 | -91329.12 | 240497.46 | -223404.24 | -180916.68 | 710093.24 | -471527.22 | 135509.36 | -189.94 | 67268.2 | 64457.88 | -13778.9 | -5405.6 | 14975.48 | -12323.68 | -178862.52 | 19927.74 | -6552.86
2 | Option 1B | $ | -855185.1041 | 0 | 0 | 4716.44 | -113.3 | -48064.1 | -1230658.76 | -11994.1 | 139839.22 | -13912.34 | -90708.52 | -91329.12 | 240497.46 | -223404.24 | -180916.68 | 710093.24 | -471527.22 | 135509.36 | -189.94 | 67268.2 | 64457.88 | -13778.9 | -5405.6 | 14975.48 | -12323.68 | -178862.52 | 19927.74 | -6552.86
3 | Option 2 | $ | -658806.3723 | 0 | 0 | 4496.1 | 31.18 | 176272.42 | -1129595.72 | -36782.22 | 154559.72 | -13597.14 | -104612.66 | -79596.5 | 237712.84 | -238773.3 | -205874.76 | 735179.88 | -547910.38 | 169945.16 | 22.32 | 62206.78 | 55709.44 | -37790.16 | -4818.42 | -3840.04 | -27154.7 | -173640.46 | 41336.18 | 10074.32
4 | Option 3 | $ | -188014.5775 | 0 | 0 | -149.82 | 40.38 | 50894.54 | -289739 | -14230.26 | 32080.94 | -532.56 | -20181.14 | -4466.34 | -7551.82 | -64368.14 | -41756.24 | 76342.22 | 11870.66 | -80.5 | 60.18 | 4537.84 | 15493.2 | -3119.56 | 5310.26 | 14209.76 | 10341.04 | -30148.9 | -18630.64 | 5506.2
5 | Option 4 | $ | -934152.7019 | 0 | 0 | -69517.66 | 2779.52 | -96015.18 | -1196188.14 | -20712.9 | 141760.8 | -14489.8 | -82399.78 | -96792.12 | 240665.44 | -224664.9 | -180999.06 | 721377.52 | -469830.88 | 134894.88 | -635.24 | 64294.56 | 66365.44 | -14179.44 | -5756.74 | 8702.5 | -33144.4 | -179057.48 | 21598.78 | -6642.78
6 | Option 5 | $ | -290928.9094 | 0 | 0 | -1786.62 | 2975.26 | -42978.48 | -898951.54 | -55084.3 | -34136.64 | -8990.36 | -113141.66 | -3374.24 | 252493.88 | -144707.66 | -205478.9 | 518176.7 | -56791.98 | 1081106.98 | -541.94 | 75682.64 | 40415.94 | 19134.6 | -27740.24 | 8963.56 | -41739.64 | -91342.24 | -349960.26 | 5743.66
Costs for non RIT-T proponent parties
Number | Option name | Units | PV | FY 2021-22 | FY 2022-23 | FY 2023-24 | FY 2024-25 | FY 2025-26 | FY 2026-27 | FY 2027-28 | FY 2028-29 | FY 2029-30 | FY 2030-31 | FY 2031-32 | FY 2032-33 | FY 2033-34 | FY 2034-35 | FY 2035-36 | FY 2036-37 | FY 2037-38 | FY 2038-39 | FY 2039-40 | FY 2040-41 | FY 2041-42 | FY 2042-43 | FY 2043-44 | FY 2044-45 | FY 2045-46 | FY 2046-47 | FY 2047-48
1 | Option 1A | $ | 193813837.9706 | 0 | 0 | -6371275.56 | 2738843.5 | 62334230.96 | 73443666.02 | 48464171.66 | 106869297.3 | 47753430.8 | -76331373.22 | -1818228.58 | -59094623.58 | 48318735.4 | 6323414.64 | 42509692.86 | 55557189.44 | -28006340.24 | -58539860.84 | 748288.12 | 36289587.72 | -15459105.74 | -32412124.28 | 15223359.06 | 17014353.12 | -9552637.34 | 1924819.36 | -2261511.74
2 | Option 1B | $ | 193813837.9706 | 0 | 0 | -6371275.56 | 2738843.5 | 62334230.96 | 73443666.02 | 48464171.66 | 106869297.3 | 47753430.8 | -76331373.22 | -1818228.58 | -59094623.58 | 48318735.4 | 6323414.64 | 42509692.86 | 55557189.44 | -28006340.24 | -58539860.84 | 748288.12 | 36289587.72 | -15459105.74 | -32412124.28 | 15223359.06 | 17014353.12 | -9552637.34 | 1924819.36 | -2261511.74
3 | Option 2 | $ | 193253751.1109 | 0 | 0 | -7820281.9 | 2613686.16 | -16564675.84 | 144148341.06 | 50944985.36 | 115088692.3 | 52511804.34 | -81346892.88 | -274736.98 | -54685301.98 | 39944776.48 | 9919411.2 | 47930933.3 | 54353272.56 | -27676733.2 | -59604808.04 | -267009.92 | 38332700.46 | -17290444.8 | -29018366 | 14953819.68 | 16974676.28 | -11907914.98 | 2983133.7 | -1759147.56
4 | Option 3 | $ | 42852735.2326 | 0 | 0 | 228526.1 | 138258.86 | 11802281.36 | 27463128.96 | 7864190.08 | 9948017.1 | -4449114.6 | -6188981.24 | 8145462.04 | -24907337.2 | 24595471.98 | 6442221.9 | 5939598.34 | 1014301.52 | -7439687.48 | 6783017.4 | -5185215.84 | 8894632.5 | -2439110.3 | -9604001.32 | 4263156.84 | 1735005.9 | -503061.44 | -436212.28 | -1005303.16
5 | Option 4 | $ | 219895174.5963 | 0 | 0 | 123170944.56 | -3919185.1 | -12864369.96 | 45840106.14 | 49139961.9 | 111727874.14 | 43131439.98 | -76648304.22 | -1079645.9 | -57600079.52 | 43495667.48 | 9010894.76 | 40900862.68 | 53478799.38 | -26752693.68 | -59769128.24 | 1428705.02 | 34684700.04 | -16569214.64 | -32436424.02 | 16088431.32 | 17015899.72 | -9519274.34 | 1960555.84 | -2219964.46
6 | Option 5 | $ | 187404096.4031 | 0 | 0 | 8275041.28 | 66918853.74 | 47391801.5 | 6719839.58 | 68826900.18 | 34370133.7 | -6734007.32 | -12754731.72 | -8129957.1 | -28842458.1 | 49417028.02 | 39203061.3 | 28962148.3 | 9598448.2 | -9935710.58 | -17927278.92 | -20760433.08 | 22186782.22 | -3264035.86 | -22819873.9 | 16664929.14 | 8680952.52 | -8219514.98 | 5778147.32 | -4791058.9
NNO revenue received by NNO proponent
Number | Option name | Units | PV | FY 2021-22 | FY 2022-23 | FY 2023-24 | FY 2024-25 | FY 2025-26 | FY 2026-27 | FY 2027-28 | FY 2028-29 | FY 2029-30 | FY 2030-31 | FY 2031-32 | FY 2032-33 | FY 2033-34 | FY 2034-35 | FY 2035-36 | FY 2036-37 | FY 2037-38 | FY 2038-39 | FY 2039-40 | FY 2040-41 | FY 2041-42 | FY 2042-43 | FY 2043-44 | FY 2044-45 | FY 2045-46 | FY 2046-47 | FY 2047-48
1 | Option 1A | $ | 0 | 0 | 0 | 0 | 0 | 0 | 0 | 0 | 0 | 0 | 0 | 0 | 0 | 0 | 0 | 0 | 0 | 0 | 0 | 0 | 0 | 0 | 0 | 0 | 0 | 0 | 0 | 0
2 | Option 1B | $ | 0 | 0 | 0 | 0 | 0 | 0 | 0 | 0 | 0 | 0 | 0 | 0 | 0 | 0 | 0 | 0 | 0 | 0 | 0 | 0 | 0 | 0 | 0 | 0 | 0 | 0 | 0 | 0
3 | Option 2 | $ | 0 | 0 | 0 | 0 | 0 | 0 | 0 | 0 | 0 | 0 | 0 | 0 | 0 | 0 | 0 | 0 | 0 | 0 | 0 | 0 | 0 | 0 | 0 | 0 | 0 | 0 | 0 | 0
4 | Option 3 | $ | 0 | 0 | 0 | 0 | 0 | 0 | 0 | 0 | 0 | 0 | 0 | 0 | 0 | 0 | 0 | 0 | 0 | 0 | 0 | 0 | 0 | 0 | 0 | 0 | 0 | 0 | 0 | 0
5 | Option 4 | $ | 7877885.4743 | 0 | 0 | 3250000 | 3250000 | 3250000 | 0 | 0 | 0 | 0 | 0 | 0 | 0 | 0 | 0 | 0 | 0 | 0 | 0 | 0 | 0 | 0 | 0 | 0 | 0 | 0 | 0 | 0
6 | Option 5 | $ | 0 | 0 | 0 | 0 | 0 | 0 | 0 | 0 | 0 | 0 | 0 | 0 | 0 | 0 | 0 | 0 | 0 | 0 | 0 | 0 | 0 | 0 | 0 | 0 | 0 | 0 | 0 | 0
NNO operating costs
Number | Option name | Units | PV | FY 2021-22 | FY 2022-23 | FY 2023-24 | FY 2024-25 | FY 2025-26 | FY 2026-27 | FY 2027-28 | FY 2028-29 | FY 2029-30 | FY 2030-31 | FY 2031-32 | FY 2032-33 | FY 2033-34 | FY 2034-35 | FY 2035-36 | FY 2036-37 | FY 2037-38 | FY 2038-39 | FY 2039-40 | FY 2040-41 | FY 2041-42 | FY 2042-43 | FY 2043-44 | FY 2044-45 | FY 2045-46 | FY 2046-47 | FY 2047-48
1 | Option 1A | $ | 0 | 0 | 0 | 0 | 0 | 0 | 0 | 0 | 0 | 0 | 0 | 0 | 0 | 0 | 0 | 0 | 0 | 0 | 0 | 0 | 0 | 0 | 0 | 0 | 0 | 0 | 0 | 0
2 | Option 1B | $ | 0 | 0 | 0 | 0 | 0 | 0 | 0 | 0 | 0 | 0 | 0 | 0 | 0 | 0 | 0 | 0 | 0 | 0 | 0 | 0 | 0 | 0 | 0 | 0 | 0 | 0 | 0 | 0
3 | Option 2 | $ | 0 | 0 | 0 | 0 | 0 | 0 | 0 | 0 | 0 | 0 | 0 | 0 | 0 | 0 | 0 | 0 | 0 | 0 | 0 | 0 | 0 | 0 | 0 | 0 | 0 | 0 | 0 | 0
4 | Option 3 | $ | 0 | 0 | 0 | 0 | 0 | 0 | 0 | 0 | 0 | 0 | 0 | 0 | 0 | 0 | 0 | 0 | 0 | 0 | 0 | 0 | 0 | 0 | 0 | 0 | 0 | 0 | 0 | 0
5 | Option 4 | $ | 0 | 0 | 0 | 0 | 0 | 0 | 0 | 0 | 0 | 0 | 0 | 0 | 0 | 0 | 0 | 0 | 0 | 0 | 0 | 0 | 0 | 0 | 0 | 0 | 0 | 0 | 0 | 0
6 | Option 5 | $ | 0 | 0 | 0 | 0 | 0 | 0 | 0 | 0 | 0 | 0 | 0 | 0 | 0 | 0 | 0 | 0 | 0 | 0 | 0 | 0 | 0 | 0 | 0 | 0 | 0 | 0 | 0 | 0