## Cover
Bathurst, Orange and Parkes PACR economic assessment
Legend applied throughout the model template
Table Row Name
Input Cell
Calculation cell
Parameter Cell
Output Cell

## Results
| Scenarios |  |  |  |  | S1 | S2 | S3
| General inputs and sensitivities |  |  |  | Unit | Central | High | Low
| Commercial discount rate |  |  |  | % | 5.5% | 1.96% | 7.5%
| VCR |  |  |  | $/MWh | 54543.4753 | 70906.518 | 38180.4327
| Cost inputs and sensitivities |  |  |  | Unit | Central | High | Low
| Network capital costs |  |  |  | Factor | 1 | 0.75 | 1.25
| NNO capital costs |  |  |  | Factor | 1 | 0.75 | 1.25
| Operating and maintenance costs |  |  |  | Factor | 1 | 1 | 1
| Market benefit inputs and sensitivities |  |  |  | Unit | Central | High | Low
| Avoided fuel consumption from generation dispatch |  |  |  | Factor | 1 | 1 | 1
| Avoided voluntary load curtailment |  |  |  | Factor | 1 | 1 | 1
| Avoided involuntary load shedding |  |  |  | Factor | 1 | 1 | 1
| Avoided costs for non RIT-T proponent parties |  |  |  | Factor | 1 | 1 | 1
| Avoided unrelated TNSP expenditure |  |  |  | Factor | 1 | 1 | 1
| Scenario weighting settings |  |  |  | Unit | Central | High | Low
| Scenario weighting |  |  |  | % | 52% | 18% | 30%
Value
| Opex % of capex (network components) | 1%
NPV results
|  |  | S1 | S2 | S3 |  |  |  |  | Central |  | High |  | Low
| Option | Unit | Central | High | Low | Weighted | Rank | % |  | Rank | % | Rank | % | Rank | %
1A/1B | Option 1A/1B | $NPV | 73.4407 | 1661.4434 | -135.538 | 296.5876 | 11 | 9.208% |  | 11 | 3.474% | 11 | 13.8% | 7 | 182.3%
1C | Option 1C | $NPV | 295.4176 | 2712.0622 | -74.3586 | 619.4808 | 8 | 19.23% |  | 8 | 13.97% | 10 | 22.52% | 1 | 100%
3 | Option 3 | $NPV | 322.5166 | 2806.0729 | -82.9708 | 647.9105 | 6 | 20.12% |  | 6 | 15.26% | 6 | 23.3% | 2 | 111.6%
4 | Option 4 | $NPV | 306.046 | 2787.0256 | -82.9708 | 635.9173 | 7 | 19.74% |  | 7 | 14.48% | 7 | 23.15% | 2 | 111.6%
5 | Option 5 | $NPV | 276.4027 | 2772.835 | -141.5738 | 600.3676 | 9 | 18.64% |  | 9 | 13.07% | 8 | 23.03% | 9 | 190.4%
6 | Option 6 | $NPV | 259.9321 | 2753.7877 | -141.5738 | 588.3743 | 10 | 18.27% |  | 10 | 12.3% | 9 | 22.87% | 9 | 190.4%
7A | Option 7A | $NPV | 1819.3117 | 10521.9997 | -140.0441 | 2797.9888 | 3 | 86.87% |  | 3 | 86.06% | 3 | 87.39% | 8 | 188.3%
7B | Option 7B | $NPV | 1399.3675 | 8363.4244 | -224.7892 | 2165.6508 | 4 | 67.24% |  | 4 | 66.19% | 4 | 69.46% | 11 | 302.3%
7C | Option 7C | $NPV | 433.3753 | 3473.9413 | -93.569 | 822.5939 | 5 | 25.54% |  | 5 | 20.5% | 5 | 28.85% | 5 | 125.8%
7D | Option 7D | $NPV | 2091.1116 | 12040.9299 | -112.5731 | 3220.9735 | 1 | 100% |  | 2 | 98.91% | 1 | 100% | 6 | 151.4%
7E | Option 7E | $NPV | 2114.0783 | 11833.6254 | -90.1894 | 3202.3164 | 2 | 99.42% |  | 1 | 100% | 2 | 98.28% | 4 | 121.3%
| S1 | Central | [11 empty] | S2 | High | [10 empty] | S3 | Low | [10 empty] | Weighted
| NPV result | Central | [11 empty] | NPV result | High | [10 empty] | NPV result | Low | [10 empty] | NPV result | Weighted
| NPV breakdown | Central | [11 empty] | NPV breakdown | High | [10 empty] | NPV breakdown | Low | [10 empty] | NPV breakdown | Weighted
| Option | Option 1A/1B | Option 1C | Option 3 | Option 4 | Option 5 | Option 6 | Option 7A | Option 7B | Option 7C | Option 7D | Option 7E |  | Option | Option 1A/1B | Option 1C | Option 3 | Option 4 | Option 5 | Option 6 | Option 7A | Option 7B | Option 7C | Option 7D | Option 7E | Option | Option 1A/1B | Option 1C | Option 3 | Option 4 | Option 5 | Option 6 | Option 7A | Option 7B | Option 7C | Option 7D | Option 7E | Option | Option 1A/1B | Option 1C | Option 3 | Option 4 | Option 5 | Option 6 | Option 7A | Option 7B | Option 7C | Option 7D | Option 7E
| TNSP capital costs | -171.5366 | -131.377 | -114.6673 | -131.0139 | Redacted to preserve confidentiality | [7 empty] | TNSP capital costs | -106.3098 | -91.2558 | -84.1884 | -110.2675 | Redacted to preserve confidentiality | [6 empty] | TNSP capital costs | -129.501 | -73.6529 | -80.8726 | -80.8726 | Redacted to preserve confidentiality | [6 empty] | TNSP capital costs | -147.1851 | -106.838 | -99.0427 | -112.2372 | Redacted to preserve confidentiality
| NNO capital costs | 0 | 0 | 0 | 0 | Redacted to preserve confidentiality | [7 empty] | NNO capital costs | 0 | 0 | 0 | 0 | Redacted to preserve confidentiality | [6 empty] | NNO capital costs | 0 | 0 | 0 | 0 | Redacted to preserve confidentiality | [6 empty] | NNO capital costs | 0 | 0 | 0 | 0 | Redacted to preserve confidentiality
| TNSP operating expenditure | -18.9798 | -13.8097 | -13.8552 | -13.9791 | Redacted to preserve confidentiality | [7 empty] | TNSP operating expenditure | -28.2022 | -23.4687 | -24.1028 | -27.5339 | Redacted to preserve confidentiality | [6 empty] | TNSP operating expenditure | -8.1355 | -4.7925 | -6.185 | -6.185 | Redacted to preserve confidentiality | [6 empty] | TNSP operating expenditure | -17.3865 | -12.8431 | -13.3987 | -14.0808 | Redacted to preserve confidentiality
| TNSP payments to NNO proponents | 0 | 0 | 0 | 0 | Redacted to preserve confidentiality | [7 empty] | TNSP payments to NNO proponents | 0 | 0 | 0 | 0 | Redacted to preserve confidentiality | [6 empty] | TNSP payments to NNO proponents | 0 | 0 | 0 | 0 | Redacted to preserve confidentiality | [6 empty] | TNSP payments to NNO proponents | 0 | 0 | 0 | 0 | Redacted to preserve confidentiality
| NNO operating expenditure | 0 | 0 | 0 | 0 | Redacted to preserve confidentiality | [7 empty] | NNO operating expenditure | 0 | 0 | 0 | 0 | Redacted to preserve confidentiality | [6 empty] | NNO operating expenditure | 0 | 0 | 0 | 0 | Redacted to preserve confidentiality | [6 empty] | NNO operating expenditure | 0 | 0 | 0 | 0 | Redacted to preserve confidentiality
| Avoided fuel consumption from generation dispatch | 0 | 0 | 0 | 0 | Redacted to preserve confidentiality | [7 empty] | Avoided fuel consumption from generation dispatch | 0 | 0 | 0 | 0 | Redacted to preserve confidentiality | [6 empty] | Avoided fuel consumption from generation dispatch | 0 | 0 | 0 | 0 | Redacted to preserve confidentiality | [6 empty] | Avoided fuel consumption from generation dispatch | 0 | 0 | 0 | 0 | Redacted to preserve confidentiality
| Avoided voluntary load curtailment | 0 | 0 | 0 | 0 | Redacted to preserve confidentiality | [7 empty] | Avoided voluntary load curtailment | 0 | 0 | 0 | 0 | Redacted to preserve confidentiality | [6 empty] | Avoided voluntary load curtailment | 0 | 0 | 0 | 0 | Redacted to preserve confidentiality | [6 empty] | Avoided voluntary load curtailment | 0 | 0 | 0 | 0 | Redacted to preserve confidentiality
| Avoided involuntary load shedding - outside of CW NSW | 0 | 0 | 0 | 0 | Redacted to preserve confidentiality | [7 empty] | Avoided involuntary load shedding - outside of CW NSW | 0 | 0 | 0 | 0 | Redacted to preserve confidentiality | [6 empty] | Avoided involuntary load shedding - outside of CW NSW | 0 | 0 | 0 | 0 | Redacted to preserve confidentiality | [6 empty] | Avoided involuntary load shedding - outside of CW NSW | 0 | 0 | 0 | 0 | Redacted to preserve confidentiality
| Avoided involuntary load shedding in CW NSW | 263.9571 | 440.6043 | 451.039 | 451.039 | Redacted to preserve confidentiality | [7 empty] | Avoided involuntary load shedding in CW NSW | 1795.9554 | 2826.7867 | 2914.364 | 2924.827 | Redacted to preserve confidentiality | [6 empty] | Avoided involuntary load shedding in CW NSW | 2.0986 | 4.0868 | 4.0868 | 4.0868 | Redacted to preserve confidentiality | [6 empty] | Avoided involuntary load shedding in CW NSW | 461.1593 | 739.1619 | 760.3519 | 762.2352 | Redacted to preserve confidentiality
| Avoided costs for non RIT-T proponent parties | 0 | 0 | 0 | 0 | Redacted to preserve confidentiality | [7 empty] | Avoided costs for non RIT-T proponent parties | 0 | 0 | 0 | 0 | Redacted to preserve confidentiality | [6 empty] | Avoided costs for non RIT-T proponent parties | 0 | 0 | 0 | 0 | Redacted to preserve confidentiality | [6 empty] | Avoided costs for non RIT-T proponent parties | 0 | 0 | 0 | 0 | Redacted to preserve confidentiality
| Avoided unrelated TNSP expenditure | 0 | 0 | 0 | 0 | Redacted to preserve confidentiality | [7 empty] | Avoided unrelated TNSP expenditure | 0 | 0 | 0 | 0 | Redacted to preserve confidentiality | [6 empty] | Avoided unrelated TNSP expenditure | 0 | 0 | 0 | 0 | Redacted to preserve confidentiality | [6 empty] | Avoided unrelated TNSP expenditure | 0 | 0 | 0 | 0 | Redacted to preserve confidentiality
| NNO receipts received from TNSP | 0 | 0 | 0 | 0 | Redacted to preserve confidentiality | [7 empty] | NNO receipts received from TNSP | 0 | 0 | 0 | 0 | Redacted to preserve confidentiality | [6 empty] | NNO receipts received from TNSP | 0 | 0 | 0 | 0 | Redacted to preserve confidentiality | [6 empty] | NNO receipts received from TNSP | 0 | 0 | 0 | 0 | Redacted to preserve confidentiality
| NPV | 73.4407 | 295.4176 | 322.5166 | 306.046 | 276.4027 | 259.9321 | 1819.3117 | 1399.3675 | 433.3753 | 2091.1116 | 2114.0783 |  | NPV | 1661.4434 | 2712.0622 | 2806.0729 | 2787.0256 | 2772.835 | 2753.7877 | 10521.9997 | 8363.4244 | 3473.9413 | 12040.9299 | 11833.6254 | NPV | -135.538 | -74.3586 | -82.9708 | -82.9708 | -141.5738 | -141.5738 | -140.0441 | -224.7892 | -93.569 | -112.5731 | -90.1894 | NPV | 296.5876 | 619.4808 | 647.9105 | 635.9173 | 600.3676 | 588.3743 | 2797.9888 | 2165.6508 | 822.5939 | 3220.9735 | 3202.3164
Tiled chart
Sensitivities
High discount rate (central scenario)
|  | 1A/1B | 48.7459
|  | 1C | 257.642
|  | 3 | 286.8184
|  | 4 | 271.0175
|  | 5 | 241.3418
|  | 6 | 225.5409
|  | 7A | 1707.9084
|  | 7B | 1304.3276
|  | 7C | 387.1618
|  | 7D | 1974.3958
|  | 7E | 1992.2364
Low discount rate (central scenario)
|  | 1A/1B | 143.1252
|  | 1C | 386.9461
|  | 3 | 406.9247
|  | 4 | 391.5649
|  | 5 | 360.299
|  | 6 | 344.9392
|  | 7A | 2047.927
|  | 7B | 1593.384
|  | 7C | 540.5986
|  | 7D | 2327.59
|  | 7E | 2365.9493

## Chart tables (hidden)
Chart tables
First ranked option |  | Option 7D |  | LH to complete
Real
Option 7D | Central |  | 2023 | 2024 | 2025 | 2026 | 2027 | 2028 | 2029 | 2030 | 2031 | 2032 | 2033 | 2034 | 2035 | 2036 | 2037 | 2038 | 2039 | 2040 | 2041 | 2042 | 2043 | 2044 | 2045 | 2046 | 2047 | 2048 | 2049 | 2050 | 2051 | 2052
Avoided fuel consumption from generation dispatch |  |  | #VALUE! | 0 | 0 | 0 | 0 | 0 | 0 | 0 | 0 | 0 | 0 | 0 | 0 | 0 | 0 | 0 | 0 | 0 | 0 | 0 | #N/A | #N/A | #N/A | #N/A | #N/A | #N/A | #N/A | #N/A | #N/A | #N/A
Avoided voluntary load curtailment |  |  | #VALUE! | 0 | 0 | 0 | 0 | 0 | 0 | 0 | 0 | 0 | 0 | 0 | 0 | 0 | 0 | 0 | 0 | 0 | 0 | 0 | #N/A | #N/A | #N/A | #N/A | #N/A | #N/A | #N/A | #N/A | #N/A | #N/A
Avoided involuntary load shedding |  |  | #VALUE! | 0 | 0 | 0 | 0 | 0 | 0 | 0 | 0 | 0 | 0 | 0 | 0 | 0 | 0 | 0 | 0 | 0 | 0 | 0 | #N/A | #N/A | #N/A | #N/A | #N/A | #N/A | #N/A | #N/A | #N/A | #N/A
Avoided costs for non RIT-T proponent parties |  |  | #VALUE! | 0 | 0 | 0 | 0 | 0 | 0 | 0 | 0 | 0 | 0 | 0 | 0 | 0 | 0 | 0 | 0 | 0 | 0 | 0 | #N/A | #N/A | #N/A | #N/A | #N/A | #N/A | #N/A | #N/A | #N/A | #N/A
Avoided unrelated TNSP expenditure |  |  | #VALUE! | 0 | 0 | 0 | 0 | 0 | 0 | 0 | 0 | 0 | 0 | 0 | 0 | 0 | 0 | 0 | 0 | 0 | 0 | 0 | #N/A | #N/A | #N/A | #N/A | #N/A | #N/A | #N/A | #N/A | #N/A | #N/A
#REF! |  |  | #REF! | #REF! | #REF! | #REF! | #REF! | #REF! | #REF! | #REF! | #REF! | #REF! | #REF! | #REF! | #REF! | #REF! | #REF! | #REF! | #REF! | #REF! | #REF! | #REF! | #REF! | #REF! | #REF! | #REF! | #REF! | #REF! | #REF! | #REF! | #REF! | #REF!
Option 7D | High |  | 2023 | 2024 | 2025 | 2026 | 2027 | 2028 | 2029 | 2030 | 2031 | 2032 | 2033 | 2034 | 2035 | 2036 | 2037 | 2038 | 2039 | 2040 | 2041 | 2042 | 2043 | 2044 | 2045 | 2046 | 2047 | 2048 | 2049 | 2050 | 2051 | 2052
Avoided fuel consumption from generation dispatch |  |  | #REF! | #REF! | #REF! | #REF! | #REF! | #REF! | #REF! | #REF! | #REF! | #REF! | #REF! | #REF! | #REF! | #REF! | #REF! | #REF! | #REF! | #REF! | #REF! | #REF! | #REF! | #REF! | #REF! | #REF! | #REF! | #REF! | #REF! | #REF! | #REF! | #REF!
Avoided voluntary load curtailment |  |  | #REF! | #REF! | #REF! | #REF! | #REF! | #REF! | #REF! | #REF! | #REF! | #REF! | #REF! | #REF! | #REF! | #REF! | #REF! | #REF! | #REF! | #REF! | #REF! | #REF! | #REF! | #REF! | #REF! | #REF! | #REF! | #REF! | #REF! | #REF! | #REF! | #REF!
Avoided involuntary load shedding |  |  | #REF! | #REF! | #REF! | #REF! | #REF! | #REF! | #REF! | #REF! | #REF! | #REF! | #REF! | #REF! | #REF! | #REF! | #REF! | #REF! | #REF! | #REF! | #REF! | #REF! | #REF! | #REF! | #REF! | #REF! | #REF! | #REF! | #REF! | #REF! | #REF! | #REF!
Avoided costs for non RIT-T proponent parties |  |  | #REF! | #REF! | #REF! | #REF! | #REF! | #REF! | #REF! | #REF! | #REF! | #REF! | #REF! | #REF! | #REF! | #REF! | #REF! | #REF! | #REF! | #REF! | #REF! | #REF! | #REF! | #REF! | #REF! | #REF! | #REF! | #REF! | #REF! | #REF! | #REF! | #REF!
Avoided unrelated TNSP expenditure |  |  | #REF! | #REF! | #REF! | #REF! | #REF! | #REF! | #REF! | #REF! | #REF! | #REF! | #REF! | #REF! | #REF! | #REF! | #REF! | #REF! | #REF! | #REF! | #REF! | #REF! | #REF! | #REF! | #REF! | #REF! | #REF! | #REF! | #REF! | #REF! | #REF! | #REF!
#REF! |  |  | #REF! | #REF! | #REF! | #REF! | #REF! | #REF! | #REF! | #REF! | #REF! | #REF! | #REF! | #REF! | #REF! | #REF! | #REF! | #REF! | #REF! | #REF! | #REF! | #REF! | #REF! | #REF! | #REF! | #REF! | #REF! | #REF! | #REF! | #REF! | #REF! | #REF!
Option 7D | Low |  | 2023 | 2024 | 2025 | 2026 | 2027 | 2028 | 2029 | 2030 | 2031 | 2032 | 2033 | 2034 | 2035 | 2036 | 2037 | 2038 | 2039 | 2040 | 2041 | 2042 | 2043 | 2044 | 2045 | 2046 | 2047 | 2048 | 2049 | 2050 | 2051 | 2052
Avoided fuel consumption from generation dispatch |  |  | #REF! | #REF! | #REF! | #REF! | #REF! | #REF! | #REF! | #REF! | #REF! | #REF! | #REF! | #REF! | #REF! | #REF! | #REF! | #REF! | #REF! | #REF! | #REF! | #REF! | #REF! | #REF! | #REF! | #REF! | #REF! | #REF! | #REF! | #REF! | #REF! | #REF!
Avoided voluntary load curtailment |  |  | #REF! | #REF! | #REF! | #REF! | #REF! | #REF! | #REF! | #REF! | #REF! | #REF! | #REF! | #REF! | #REF! | #REF! | #REF! | #REF! | #REF! | #REF! | #REF! | #REF! | #REF! | #REF! | #REF! | #REF! | #REF! | #REF! | #REF! | #REF! | #REF! | #REF!
Avoided involuntary load shedding |  |  | #REF! | #REF! | #REF! | #REF! | #REF! | #REF! | #REF! | #REF! | #REF! | #REF! | #REF! | #REF! | #REF! | #REF! | #REF! | #REF! | #REF! | #REF! | #REF! | #REF! | #REF! | #REF! | #REF! | #REF! | #REF! | #REF! | #REF! | #REF! | #REF! | #REF!
Avoided costs for non RIT-T proponent parties |  |  | #REF! | #REF! | #REF! | #REF! | #REF! | #REF! | #REF! | #REF! | #REF! | #REF! | #REF! | #REF! | #REF! | #REF! | #REF! | #REF! | #REF! | #REF! | #REF! | #REF! | #REF! | #REF! | #REF! | #REF! | #REF! | #REF! | #REF! | #REF! | #REF! | #REF!
Avoided unrelated TNSP expenditure |  |  | #REF! | #REF! | #REF! | #REF! | #REF! | #REF! | #REF! | #REF! | #REF! | #REF! | #REF! | #REF! | #REF! | #REF! | #REF! | #REF! | #REF! | #REF! | #REF! | #REF! | #REF! | #REF! | #REF! | #REF! | #REF! | #REF! | #REF! | #REF! | #REF! | #REF!
#REF! |  |  | #REF! | #REF! | #REF! | #REF! | #REF! | #REF! | #REF! | #REF! | #REF! | #REF! | #REF! | #REF! | #REF! | #REF! | #REF! | #REF! | #REF! | #REF! | #REF! | #REF! | #REF! | #REF! | #REF! | #REF! | #REF! | #REF! | #REF! | #REF! | #REF! | #REF!
Option 7D | 0 |  | 2023 | 2024 | 2025 | 2026 | 2027 | 2028 | 2029 | 2030 | 2031 | 2032 | 2033 | 2034 | 2035 | 2036 | 2037 | 2038 | 2039 | 2040 | 2041 | 2042 | 2043 | 2044 | 2045 | 2046 | 2047 | 2048 | 2049 | 2050 | 2051 | 2052
Avoided fuel consumption from generation dispatch |  |  | #REF! | #REF! | #REF! | #REF! | #REF! | #REF! | #REF! | #REF! | #REF! | #REF! | #REF! | #REF! | #REF! | #REF! | #REF! | #REF! | #REF! | #REF! | #REF! | #REF! | #REF! | #REF! | #REF! | #REF! | #REF! | #REF! | #REF! | #REF! | #REF! | #REF!
Avoided voluntary load curtailment |  |  | #REF! | #REF! | #REF! | #REF! | #REF! | #REF! | #REF! | #REF! | #REF! | #REF! | #REF! | #REF! | #REF! | #REF! | #REF! | #REF! | #REF! | #REF! | #REF! | #REF! | #REF! | #REF! | #REF! | #REF! | #REF! | #REF! | #REF! | #REF! | #REF! | #REF!
Avoided involuntary load shedding |  |  | #REF! | #REF! | #REF! | #REF! | #REF! | #REF! | #REF! | #REF! | #REF! | #REF! | #REF! | #REF! | #REF! | #REF! | #REF! | #REF! | #REF! | #REF! | #REF! | #REF! | #REF! | #REF! | #REF! | #REF! | #REF! | #REF! | #REF! | #REF! | #REF! | #REF!
Avoided costs for non RIT-T proponent parties |  |  | #REF! | #REF! | #REF! | #REF! | #REF! | #REF! | #REF! | #REF! | #REF! | #REF! | #REF! | #REF! | #REF! | #REF! | #REF! | #REF! | #REF! | #REF! | #REF! | #REF! | #REF! | #REF! | #REF! | #REF! | #REF! | #REF! | #REF! | #REF! | #REF! | #REF!
Avoided unrelated TNSP expenditure |  |  | #REF! | #REF! | #REF! | #REF! | #REF! | #REF! | #REF! | #REF! | #REF! | #REF! | #REF! | #REF! | #REF! | #REF! | #REF! | #REF! | #REF! | #REF! | #REF! | #REF! | #REF! | #REF! | #REF! | #REF! | #REF! | #REF! | #REF! | #REF! | #REF! | #REF!
#REF! |  |  | #REF! | #REF! | #REF! | #REF! | #REF! | #REF! | #REF! | #REF! | #REF! | #REF! | #REF! | #REF! | #REF! | #REF! | #REF! | #REF! | #REF! | #REF! | #REF! | #REF! | #REF! | #REF! | #REF! | #REF! | #REF! | #REF! | #REF! | #REF! | #REF! | #REF!
Discounted |  |  | 1 | 0.94787 | 0.89845 | 0.85161 | 0.80722 | 0.76513 | 0.72525 | 0.68744 | 0.6516 | 0.61763 | 0.58543 | 0.55491 | 0.52598 | 0.49856 | 0.47257 | 0.44793 | 0.42458 | 0.40245 | 0.38147 | 0.36158 | 0.34273 | 0.32486 | 0.30793 | 0.29187 | 0.27666 | 0.26223 | 0.24856 | 0.2356 | 0.22332 | 0.21168
Option 7D | Central |  | 2023 | 2024 | 2025 | 2026 | 2027 | 2028 | 2029 | 2030 | 2031 | 2032 | 2033 | 2034 | 2035 | 2036 | 2037 | 2038 | 2039 | 2040 | 2041 | 2042 | 2043 | 2044 | 2045 | 2046 | 2047 | 2048 | 2049 | 2050 | 2051 | 2052
Avoided fuel consumption from generation dispatch |  |  | #VALUE! | 0 | 0 | 0 | 0 | 0 | 0 | 0 | 0 | 0 | 0 | 0 | 0 | 0 | 0 | 0 | 0 | 0 | 0 | 0 | #N/A | #N/A | #N/A | #N/A | #N/A | #N/A | #N/A | #N/A | #N/A | #N/A
Avoided voluntary load curtailment |  |  | #VALUE! | 0 | 0 | 0 | 0 | 0 | 0 | 0 | 0 | 0 | 0 | 0 | 0 | 0 | 0 | 0 | 0 | 0 | 0 | 0 | #N/A | #N/A | #N/A | #N/A | #N/A | #N/A | #N/A | #N/A | #N/A | #N/A
Avoided involuntary load shedding |  |  | #VALUE! | 0 | 0 | 0 | 0 | 0 | 0 | 0 | 0 | 0 | 0 | 0 | 0 | 0 | 0 | 0 | 0 | 0 | 0 | 0 | #N/A | #N/A | #N/A | #N/A | #N/A | #N/A | #N/A | #N/A | #N/A | #N/A
Avoided costs for non RIT-T proponent parties |  |  | #VALUE! | 0 | 0 | 0 | 0 | 0 | 0 | 0 | 0 | 0 | 0 | 0 | 0 | 0 | 0 | 0 | 0 | 0 | 0 | 0 | #N/A | #N/A | #N/A | #N/A | #N/A | #N/A | #N/A | #N/A | #N/A | #N/A
Avoided unrelated TNSP expenditure |  |  | #VALUE! | 0 | 0 | 0 | 0 | 0 | 0 | 0 | 0 | 0 | 0 | 0 | 0 | 0 | 0 | 0 | 0 | 0 | 0 | 0 | #N/A | #N/A | #N/A | #N/A | #N/A | #N/A | #N/A | #N/A | #N/A | #N/A
#REF! |  |  | #REF! | #REF! | #REF! | #REF! | #REF! | #REF! | #REF! | #REF! | #REF! | #REF! | #REF! | #REF! | #REF! | #REF! | #REF! | #REF! | #REF! | #REF! | #REF! | #REF! | #REF! | #REF! | #REF! | #REF! | #REF! | #REF! | #REF! | #REF! | #REF! | #REF!
Option 7D | High |  | 2023 | 2024 | 2025 | 2026 | 2027 | 2028 | 2029 | 2030 | 2031 | 2032 | 2033 | 2034 | 2035 | 2036 | 2037 | 2038 | 2039 | 2040 | 2041 | 2042 | 2043 | 2044 | 2045 | 2046 | 2047 | 2048 | 2049 | 2050 | 2051 | 2052
Avoided fuel consumption from generation dispatch |  |  | #REF! | #REF! | #REF! | #REF! | #REF! | #REF! | #REF! | #REF! | #REF! | #REF! | #REF! | #REF! | #REF! | #REF! | #REF! | #REF! | #REF! | #REF! | #REF! | #REF! | #REF! | #REF! | #REF! | #REF! | #REF! | #REF! | #REF! | #REF! | #REF! | #REF!
Avoided voluntary load curtailment |  |  | #REF! | #REF! | #REF! | #REF! | #REF! | #REF! | #REF! | #REF! | #REF! | #REF! | #REF! | #REF! | #REF! | #REF! | #REF! | #REF! | #REF! | #REF! | #REF! | #REF! | #REF! | #REF! | #REF! | #REF! | #REF! | #REF! | #REF! | #REF! | #REF! | #REF!
Avoided involuntary load shedding |  |  | #REF! | #REF! | #REF! | #REF! | #REF! | #REF! | #REF! | #REF! | #REF! | #REF! | #REF! | #REF! | #REF! | #REF! | #REF! | #REF! | #REF! | #REF! | #REF! | #REF! | #REF! | #REF! | #REF! | #REF! | #REF! | #REF! | #REF! | #REF! | #REF! | #REF!
Avoided costs for non RIT-T proponent parties |  |  | #REF! | #REF! | #REF! | #REF! | #REF! | #REF! | #REF! | #REF! | #REF! | #REF! | #REF! | #REF! | #REF! | #REF! | #REF! | #REF! | #REF! | #REF! | #REF! | #REF! | #REF! | #REF! | #REF! | #REF! | #REF! | #REF! | #REF! | #REF! | #REF! | #REF!
Avoided unrelated TNSP expenditure |  |  | #REF! | #REF! | #REF! | #REF! | #REF! | #REF! | #REF! | #REF! | #REF! | #REF! | #REF! | #REF! | #REF! | #REF! | #REF! | #REF! | #REF! | #REF! | #REF! | #REF! | #REF! | #REF! | #REF! | #REF! | #REF! | #REF! | #REF! | #REF! | #REF! | #REF!
#REF! |  |  | #REF! | #REF! | #REF! | #REF! | #REF! | #REF! | #REF! | #REF! | #REF! | #REF! | #REF! | #REF! | #REF! | #REF! | #REF! | #REF! | #REF! | #REF! | #REF! | #REF! | #REF! | #REF! | #REF! | #REF! | #REF! | #REF! | #REF! | #REF! | #REF! | #REF!
Option 7D | Low |  | 2023 | 2024 | 2025 | 2026 | 2027 | 2028 | 2029 | 2030 | 2031 | 2032 | 2033 | 2034 | 2035 | 2036 | 2037 | 2038 | 2039 | 2040 | 2041 | 2042 | 2043 | 2044 | 2045 | 2046 | 2047 | 2048 | 2049 | 2050 | 2051 | 2052
Avoided fuel consumption from generation dispatch |  |  | #REF! | #REF! | #REF! | #REF! | #REF! | #REF! | #REF! | #REF! | #REF! | #REF! | #REF! | #REF! | #REF! | #REF! | #REF! | #REF! | #REF! | #REF! | #REF! | #REF! | #REF! | #REF! | #REF! | #REF! | #REF! | #REF! | #REF! | #REF! | #REF! | #REF!
Avoided voluntary load curtailment |  |  | #REF! | #REF! | #REF! | #REF! | #REF! | #REF! | #REF! | #REF! | #REF! | #REF! | #REF! | #REF! | #REF! | #REF! | #REF! | #REF! | #REF! | #REF! | #REF! | #REF! | #REF! | #REF! | #REF! | #REF! | #REF! | #REF! | #REF! | #REF! | #REF! | #REF!
Avoided involuntary load shedding |  |  | #REF! | #REF! | #REF! | #REF! | #REF! | #REF! | #REF! | #REF! | #REF! | #REF! | #REF! | #REF! | #REF! | #REF! | #REF! | #REF! | #REF! | #REF! | #REF! | #REF! | #REF! | #REF! | #REF! | #REF! | #REF! | #REF! | #REF! | #REF! | #REF! | #REF!
Avoided costs for non RIT-T proponent parties |  |  | #REF! | #REF! | #REF! | #REF! | #REF! | #REF! | #REF! | #REF! | #REF! | #REF! | #REF! | #REF! | #REF! | #REF! | #REF! | #REF! | #REF! | #REF! | #REF! | #REF! | #REF! | #REF! | #REF! | #REF! | #REF! | #REF! | #REF! | #REF! | #REF! | #REF!
Avoided unrelated TNSP expenditure |  |  | #REF! | #REF! | #REF! | #REF! | #REF! | #REF! | #REF! | #REF! | #REF! | #REF! | #REF! | #REF! | #REF! | #REF! | #REF! | #REF! | #REF! | #REF! | #REF! | #REF! | #REF! | #REF! | #REF! | #REF! | #REF! | #REF! | #REF! | #REF! | #REF! | #REF!
#REF! |  |  | #REF! | #REF! | #REF! | #REF! | #REF! | #REF! | #REF! | #REF! | #REF! | #REF! | #REF! | #REF! | #REF! | #REF! | #REF! | #REF! | #REF! | #REF! | #REF! | #REF! | #REF! | #REF! | #REF! | #REF! | #REF! | #REF! | #REF! | #REF! | #REF! | #REF!
Option 7D | 0 |  | 2023 | 2024 | 2025 | 2026 | 2027 | 2028 | 2029 | 2030 | 2031 | 2032 | 2033 | 2034 | 2035 | 2036 | 2037 | 2038 | 2039 | 2040 | 2041 | 2042 | 2043 | 2044 | 2045 | 2046 | 2047 | 2048 | 2049 | 2050 | 2051 | 2052
Avoided fuel consumption from generation dispatch |  |  | #REF! | #REF! | #REF! | #REF! | #REF! | #REF! | #REF! | #REF! | #REF! | #REF! | #REF! | #REF! | #REF! | #REF! | #REF! | #REF! | #REF! | #REF! | #REF! | #REF! | #REF! | #REF! | #REF! | #REF! | #REF! | #REF! | #REF! | #REF! | #REF! | #REF!
Avoided voluntary load curtailment |  |  | #REF! | #REF! | #REF! | #REF! | #REF! | #REF! | #REF! | #REF! | #REF! | #REF! | #REF! | #REF! | #REF! | #REF! | #REF! | #REF! | #REF! | #REF! | #REF! | #REF! | #REF! | #REF! | #REF! | #REF! | #REF! | #REF! | #REF! | #REF! | #REF! | #REF!
Avoided involuntary load shedding |  |  | #REF! | #REF! | #REF! | #REF! | #REF! | #REF! | #REF! | #REF! | #REF! | #REF! | #REF! | #REF! | #REF! | #REF! | #REF! | #REF! | #REF! | #REF! | #REF! | #REF! | #REF! | #REF! | #REF! | #REF! | #REF! | #REF! | #REF! | #REF! | #REF! | #REF!
Avoided costs for non RIT-T proponent parties |  |  | #REF! | #REF! | #REF! | #REF! | #REF! | #REF! | #REF! | #REF! | #REF! | #REF! | #REF! | #REF! | #REF! | #REF! | #REF! | #REF! | #REF! | #REF! | #REF! | #REF! | #REF! | #REF! | #REF! | #REF! | #REF! | #REF! | #REF! | #REF! | #REF! | #REF!
Avoided unrelated TNSP expenditure |  |  | #REF! | #REF! | #REF! | #REF! | #REF! | #REF! | #REF! | #REF! | #REF! | #REF! | #REF! | #REF! | #REF! | #REF! | #REF! | #REF! | #REF! | #REF! | #REF! | #REF! | #REF! | #REF! | #REF! | #REF! | #REF! | #REF! | #REF! | #REF! | #REF! | #REF!
#REF! |  |  | #REF! | #REF! | #REF! | #REF! | #REF! | #REF! | #REF! | #REF! | #REF! | #REF! | #REF! | #REF! | #REF! | #REF! | #REF! | #REF! | #REF! | #REF! | #REF! | #REF! | #REF! | #REF! | #REF! | #REF! | #REF! | #REF! | #REF! | #REF! | #REF! | #REF!
Discounted |  |  | 1 | 1 | 1 | 1 | 1 | 1 | 1 | 1 | 1 | 1 | 1 | 1 | 1 | 1 | 1 | 1 | 1 | 1 | 1 | 1 | 0 | 0 | 0 | 0 | 0 | 0 | 0 | 0 | 0 | 0
Option 7D | Central |  | 2023 | 2024 | 2025 | 2026 | 2027 | 2028 | 2029 | 2030 | 2031 | 2032 | 2033 | 2034 | 2035 | 2036 | 2037 | 2038 | 2039 | 2040 | 2041 | 2042 | 2043 | 2044 | 2045 | 2046 | 2047 | 2048 | 2049 | 2050 | 2051 | 2052
Avoided fuel consumption from generation dispatch |  |  | #VALUE! | #VALUE! | #VALUE! | #VALUE! | #VALUE! | #VALUE! | #VALUE! | #VALUE! | #VALUE! | #VALUE! | #VALUE! | #VALUE! | #VALUE! | #VALUE! | #VALUE! | #VALUE! | #VALUE! | #VALUE! | #VALUE! | #VALUE! | #VALUE! | #VALUE! | #VALUE! | #VALUE! | #VALUE! | #VALUE! | #VALUE! | #VALUE! | #VALUE! | #VALUE!
Avoided voluntary load curtailment |  |  | #VALUE! | #VALUE! | #VALUE! | #VALUE! | #VALUE! | #VALUE! | #VALUE! | #VALUE! | #VALUE! | #VALUE! | #VALUE! | #VALUE! | #VALUE! | #VALUE! | #VALUE! | #VALUE! | #VALUE! | #VALUE! | #VALUE! | #VALUE! | #VALUE! | #VALUE! | #VALUE! | #VALUE! | #VALUE! | #VALUE! | #VALUE! | #VALUE! | #VALUE! | #VALUE!
Avoided involuntary load shedding |  |  | #VALUE! | #VALUE! | #VALUE! | #VALUE! | #VALUE! | #VALUE! | #VALUE! | #VALUE! | #VALUE! | #VALUE! | #VALUE! | #VALUE! | #VALUE! | #VALUE! | #VALUE! | #VALUE! | #VALUE! | #VALUE! | #VALUE! | #VALUE! | #VALUE! | #VALUE! | #VALUE! | #VALUE! | #VALUE! | #VALUE! | #VALUE! | #VALUE! | #VALUE! | #VALUE!
Avoided costs for non RIT-T proponent parties |  |  | #VALUE! | #VALUE! | #VALUE! | #VALUE! | #VALUE! | #VALUE! | #VALUE! | #VALUE! | #VALUE! | #VALUE! | #VALUE! | #VALUE! | #VALUE! | #VALUE! | #VALUE! | #VALUE! | #VALUE! | #VALUE! | #VALUE! | #VALUE! | #VALUE! | #VALUE! | #VALUE! | #VALUE! | #VALUE! | #VALUE! | #VALUE! | #VALUE! | #VALUE! | #VALUE!
Avoided unrelated TNSP expenditure |  |  | #VALUE! | #VALUE! | #VALUE! | #VALUE! | #VALUE! | #VALUE! | #VALUE! | #VALUE! | #VALUE! | #VALUE! | #VALUE! | #VALUE! | #VALUE! | #VALUE! | #VALUE! | #VALUE! | #VALUE! | #VALUE! | #VALUE! | #VALUE! | #VALUE! | #VALUE! | #VALUE! | #VALUE! | #VALUE! | #VALUE! | #VALUE! | #VALUE! | #VALUE! | #VALUE!
#REF! |  |  | #REF! | #REF! | #REF! | #REF! | #REF! | #REF! | #REF! | #REF! | #REF! | #REF! | #REF! | #REF! | #REF! | #REF! | #REF! | #REF! | #REF! | #REF! | #REF! | #REF! | #REF! | #REF! | #REF! | #REF! | #REF! | #REF! | #REF! | #REF! | #REF! | #REF!
Option 7D | High |  | 2023 | 2024 | 2025 | 2026 | 2027 | 2028 | 2029 | 2030 | 2031 | 2032 | 2033 | 2034 | 2035 | 2036 | 2037 | 2038 | 2039 | 2040 | 2041 | 2042 | 2043 | 2044 | 2045 | 2046 | 2047 | 2048 | 2049 | 2050 | 2051 | 2052
Avoided fuel consumption from generation dispatch |  |  | #REF! | #REF! | #REF! | #REF! | #REF! | #REF! | #REF! | #REF! | #REF! | #REF! | #REF! | #REF! | #REF! | #REF! | #REF! | #REF! | #REF! | #REF! | #REF! | #REF! | #REF! | #REF! | #REF! | #REF! | #REF! | #REF! | #REF! | #REF! | #REF! | #REF!
Avoided voluntary load curtailment |  |  | #REF! | #REF! | #REF! | #REF! | #REF! | #REF! | #REF! | #REF! | #REF! | #REF! | #REF! | #REF! | #REF! | #REF! | #REF! | #REF! | #REF! | #REF! | #REF! | #REF! | #REF! | #REF! | #REF! | #REF! | #REF! | #REF! | #REF! | #REF! | #REF! | #REF!
Avoided involuntary load shedding |  |  | #REF! | #REF! | #REF! | #REF! | #REF! | #REF! | #REF! | #REF! | #REF! | #REF! | #REF! | #REF! | #REF! | #REF! | #REF! | #REF! | #REF! | #REF! | #REF! | #REF! | #REF! | #REF! | #REF! | #REF! | #REF! | #REF! | #REF! | #REF! | #REF! | #REF!
Avoided costs for non RIT-T proponent parties |  |  | #REF! | #REF! | #REF! | #REF! | #REF! | #REF! | #REF! | #REF! | #REF! | #REF! | #REF! | #REF! | #REF! | #REF! | #REF! | #REF! | #REF! | #REF! | #REF! | #REF! | #REF! | #REF! | #REF! | #REF! | #REF! | #REF! | #REF! | #REF! | #REF! | #REF!
Avoided unrelated TNSP expenditure |  |  | #REF! | #REF! | #REF! | #REF! | #REF! | #REF! | #REF! | #REF! | #REF! | #REF! | #REF! | #REF! | #REF! | #REF! | #REF! | #REF! | #REF! | #REF! | #REF! | #REF! | #REF! | #REF! | #REF! | #REF! | #REF! | #REF! | #REF! | #REF! | #REF! | #REF!
#REF! |  |  | #REF! | #REF! | #REF! | #REF! | #REF! | #REF! | #REF! | #REF! | #REF! | #REF! | #REF! | #REF! | #REF! | #REF! | #REF! | #REF! | #REF! | #REF! | #REF! | #REF! | #REF! | #REF! | #REF! | #REF! | #REF! | #REF! | #REF! | #REF! | #REF! | #REF!
Option 7D | Low |  | 2023 | 2024 | 2025 | 2026 | 2027 | 2028 | 2029 | 2030 | 2031 | 2032 | 2033 | 2034 | 2035 | 2036 | 2037 | 2038 | 2039 | 2040 | 2041 | 2042 | 2043 | 2044 | 2045 | 2046 | 2047 | 2048 | 2049 | 2050 | 2051 | 2052
Avoided fuel consumption from generation dispatch |  |  | #REF! | #REF! | #REF! | #REF! | #REF! | #REF! | #REF! | #REF! | #REF! | #REF! | #REF! | #REF! | #REF! | #REF! | #REF! | #REF! | #REF! | #REF! | #REF! | #REF! | #REF! | #REF! | #REF! | #REF! | #REF! | #REF! | #REF! | #REF! | #REF! | #REF!
Avoided voluntary load curtailment |  |  | #REF! | #REF! | #REF! | #REF! | #REF! | #REF! | #REF! | #REF! | #REF! | #REF! | #REF! | #REF! | #REF! | #REF! | #REF! | #REF! | #REF! | #REF! | #REF! | #REF! | #REF! | #REF! | #REF! | #REF! | #REF! | #REF! | #REF! | #REF! | #REF! | #REF!
Avoided involuntary load shedding |  |  | #REF! | #REF! | #REF! | #REF! | #REF! | #REF! | #REF! | #REF! | #REF! | #REF! | #REF! | #REF! | #REF! | #REF! | #REF! | #REF! | #REF! | #REF! | #REF! | #REF! | #REF! | #REF! | #REF! | #REF! | #REF! | #REF! | #REF! | #REF! | #REF! | #REF!
Avoided costs for non RIT-T proponent parties |  |  | #REF! | #REF! | #REF! | #REF! | #REF! | #REF! | #REF! | #REF! | #REF! | #REF! | #REF! | #REF! | #REF! | #REF! | #REF! | #REF! | #REF! | #REF! | #REF! | #REF! | #REF! | #REF! | #REF! | #REF! | #REF! | #REF! | #REF! | #REF! | #REF! | #REF!
Avoided unrelated TNSP expenditure |  |  | #REF! | #REF! | #REF! | #REF! | #REF! | #REF! | #REF! | #REF! | #REF! | #REF! | #REF! | #REF! | #REF! | #REF! | #REF! | #REF! | #REF! | #REF! | #REF! | #REF! | #REF! | #REF! | #REF! | #REF! | #REF! | #REF! | #REF! | #REF! | #REF! | #REF!
#REF! |  |  | #REF! | #REF! | #REF! | #REF! | #REF! | #REF! | #REF! | #REF! | #REF! | #REF! | #REF! | #REF! | #REF! | #REF! | #REF! | #REF! | #REF! | #REF! | #REF! | #REF! | #REF! | #REF! | #REF! | #REF! | #REF! | #REF! | #REF! | #REF! | #REF! | #REF!
Option 7D | 0 |  | 2023 | 2024 | 2025 | 2026 | 2027 | 2028 | 2029 | 2030 | 2031 | 2032 | 2033 | 2034 | 2035 | 2036 | 2037 | 2038 | 2039 | 2040 | 2041 | 2042 | 2043 | 2044 | 2045 | 2046 | 2047 | 2048 | 2049 | 2050 | 2051 | 2052
Avoided fuel consumption from generation dispatch |  |  | #REF! | #REF! | #REF! | #REF! | #REF! | #REF! | #REF! | #REF! | #REF! | #REF! | #REF! | #REF! | #REF! | #REF! | #REF! | #REF! | #REF! | #REF! | #REF! | #REF! | #REF! | #REF! | #REF! | #REF! | #REF! | #REF! | #REF! | #REF! | #REF! | #REF!
Avoided voluntary load curtailment |  |  | #REF! | #REF! | #REF! | #REF! | #REF! | #REF! | #REF! | #REF! | #REF! | #REF! | #REF! | #REF! | #REF! | #REF! | #REF! | #REF! | #REF! | #REF! | #REF! | #REF! | #REF! | #REF! | #REF! | #REF! | #REF! | #REF! | #REF! | #REF! | #REF! | #REF!
Avoided involuntary load shedding |  |  | #REF! | #REF! | #REF! | #REF! | #REF! | #REF! | #REF! | #REF! | #REF! | #REF! | #REF! | #REF! | #REF! | #REF! | #REF! | #REF! | #REF! | #REF! | #REF! | #REF! | #REF! | #REF! | #REF! | #REF! | #REF! | #REF! | #REF! | #REF! | #REF! | #REF!
Avoided costs for non RIT-T proponent parties |  |  | #REF! | #REF! | #REF! | #REF! | #REF! | #REF! | #REF! | #REF! | #REF! | #REF! | #REF! | #REF! | #REF! | #REF! | #REF! | #REF! | #REF! | #REF! | #REF! | #REF! | #REF! | #REF! | #REF! | #REF! | #REF! | #REF! | #REF! | #REF! | #REF! | #REF!
Avoided unrelated TNSP expenditure |  |  | #REF! | #REF! | #REF! | #REF! | #REF! | #REF! | #REF! | #REF! | #REF! | #REF! | #REF! | #REF! | #REF! | #REF! | #REF! | #REF! | #REF! | #REF! | #REF! | #REF! | #REF! | #REF! | #REF! | #REF! | #REF! | #REF! | #REF! | #REF! | #REF! | #REF!
#REF! |  |  | #REF! | #REF! | #REF! | #REF! | #REF! | #REF! | #REF! | #REF! | #REF! | #REF! | #REF! | #REF! | #REF! | #REF! | #REF! | #REF! | #REF! | #REF! | #REF! | #REF! | #REF! | #REF! | #REF! | #REF! | #REF! | #REF! | #REF! | #REF! | #REF! | #REF!
Option 1C
Options 3, 4, 5, 6
|  | Options 7A, 7B, 7D | 2024: 0; 2025: 4862534.104; 2026: 514914259.0095; 2027: 2109800130.8296; 2028: 1920681529.6026
Option 7C

## General inputs
General parameter and option inputs
General parameters
Parameter | Unit | Value
First year of analysis | Year | 2023
Discount year | Year | 2023
Analysis period | Years | 20
Option inputs
Options | Short description
Base | No investment
Option 1A/1B | Stage 1: Install a 330/132 kV substation at Orange (2 transformers, 132kv line to Orange North) Stage 2: Install a 132 kV line between Wellington and Parkes
Option 1C | Stage 1: Install syncon at Parkes 132 kV (25 MVA) Stage 2: Install a 330/132 kV substation at Orange (2 transformers, 132kv line to Orange North) Stage 3: Install syncon at Parkes 132 kV (25 MVA) Stage 4: Install syncon at Parkes 132 kV (35 MVA)
Option 3 | Stage 1: Install SVC at Panorama 132 kV (30 MVA) and syncons at Parkes 132 kV (2 * 25 MVA) Stage 2: Install a 132 kV line between Wellington and Parkes
Option 4 | Stage 1: Install SVC at Panorama 132 kV (30 MVA) and syncons at Parkes 132 kV (2 * 25 MVA) Stage 2: Install a 330/132 kV substation at Orange (2 transformers, 132kv line to Orange North) Stage 3: Install syncon at Parkes 132 kV (35 MVA)
Option 5 | Stage 1: Install 25 MVAr syncon at Parkes, 20 MW (40 MWh) battery at Parkes and 25 MW (50 MWh) battery at Panorama Stage 2: Install a 132 kV line between Wellington and Parkes
Option 6 | Stage 1: Install 25 MVAr syncon at Parkes, 20 MW (40 MWh) battery at Parkes and 25 MW (50 MWh) battery at Panorama Stage 2: Install a 330/132 kV substation at Orange (2 transformers, 132kv line to Orange North) Stage 3: Install syncon at Parkes 132 kV (35 MVA)
Option 7A | Stage 1: Solar PV and BESS at Parkes; BESS at Panorama Stage 2: Install a 132 kV line between Wellington and Parkes
Option 7B | Stage 1: Solar PV and BESS at Parkes; BESS at Panorama Stage 2: Install a 132 kV line between Wellington and Parkes
Option 7C | Stage 1: Syncons at Parkes; BESS at Panorama Stage 2: Install a 132 kV line between Wellington and Parkes
Option 7D | Stage 1: BESS and STATCOM at Parkes; BESS and STATCOM at Panorama Stage 2: Install a 132 kV line between Wellington and Parkes
Option 7E | Stage 1: Install 25 MVAr syncon at Parkes; BESS at Parkes; BESS at Panorama Stage 2: Install a 132 kV line between Wellington and Parkes
Cost and benefit categories |  |  | Scenarios
Cost categories |  |  | Scenario | Name
Capital costs |  |  | S1 | Central
Operating and maintenance costs |  |  | S2 | High
|  |  | S3 | Low
Benefit categories
Avoided fuel consumption from generation dispatch
Avoided voluntary load curtailment
Avoided involuntary load shedding
Avoided costs for non RIT-T proponent parties
Avoided unrelated TNSP expenditure
NNO receipts received from TNSP

## CBA inputs
CBA cost inputs
All years in the input sheet are expressed as financial years. Ie, 2023 refers to FY2022/23 that covers the period from 1 July 2022 to 30 June 2023.
Capital costs |  | S1 | S2 | S3
Option name | Capex component | Commission year - central | Commission year - high | Commission year - low | Asset life | 1 if TNSP owns asset | Amount | Build year 1 | Build year 2 | Build year 3 | Build year 4 | Build year 5 | Build year 6 | Build year 7 | Build year 8 | Build year 9 | Build year 10 | Build year 11 | Build year 12 | Build year 13 | Build year 14 | Build year 15 | Build year 16 | Build year 17 | Build year 18 | Build year 19 | Build year 20
Option 1A/1B | Stage 1: line | 2028 | 2028 | 2028 | 40 | 1 | 32145916.8154 | 369584.1317 | 911433.596 | 2531172.9888 | 13116120.4567 | 15217605.6421
Option 1A/1B | Stage 1: substation (inc. the 2 TFs) | 2028 | 2028 | 2028 | 40 | 1 | 90938043.1846 | 720424.5162 | 1910871.303 | 5679005.4949 | 31953027.13 | 50674714.7405
Option 1A/1B | Stage 2: line | 2029 | 2029 | #N/A | 40 | 1 | 122753453 | 500490 | 968373 | 3205108 | 11802832 | 96622262 | 9654388
Option 1C | Stage 1: syncon | 2027 | 2027 | 2027 | 40 | 1 | 27931355 | 1358305 | 7475630 | 18482616 | 614804
Option 1C | Stage 2: line | 2028 | 2028 | 2036 | 40 | 1 | 32145916.8154 | 369584.1317 | 911433.596 | 2531172.9888 | 13116120.4567 | 15217605.6421
Option 1C | Stage 2: substation (inc. the 2 TFs) | 2028 | 2028 | 2036 | 40 | 1 | 90938043.1846 | 720424.5162 | 1910871.303 | 5679005.4949 | 31953027.13 | 50674714.7405
Option 1C | Stage 3: syncon | 2032 | 2028 | #N/A | 40 | 1 | 25567351 | 1214965 | 6860619 | 16940533 | 551234
Option 1C | Stage 4: syncon | #N/A | 2034 | #N/A | 40 | 1 | 31962852 | 1606196 | 8522301 | 21109738 | 724617
Option 3 | Stage 1: SVC at Panorama | 2027 | 2027 | 2027 | 20 | 1 | 29352490 | 1343466 | 6512733 | 20104207 | 1392084
Option 3 | Stage 1: syncons at Parkes | 2027 | 2027 | 2027 | 40 | 1 | 54699733 | 2675319 | 14630476 | 36183722 | 1210216
Option 3 | Stage 2: line | 2032 | 2029 | #N/A | 40 | 1 | 120732902 | 425105 | 869813 | 2920272 | 10749172 | 96140301 | 9628239
Option 4 | Stage 1: SVC at Panorama | 2027 | 2027 | 2027 | 20 | 1 | 29352490 | 1343466 | 6512733 | 20104207 | 1392084
Option 4 | Stage 1: syncons at Parkes | 2027 | 2027 | 2027 | 40 | 1 | 54699733 | 2675319 | 14630476 | 36183722 | 1210216
Option 4 | Stage 2: line | 2032 | 2028 | #N/A | 40 | 1 | 32145916.8154 | 369584.1317 | 911433.596 | 2531172.9888 | 13116120.4567 | 15217605.6421
Option 4 | Stage 2: substation (inc. the 2 TFs) | 2032 | 2028 | #N/A | 40 | 1 | 90938043.1846 | 720424.5162 | 1910871.303 | 5679005.4949 | 31953027.13 | 50674714.7405
Option 4 | Stage 3: syncon | #N/A | 2033 | #N/A | 40 | 1 | 27189566 | 1285572 | 7299958 | 18020462 | 583574
Option 5 | Stage 1: Parkes syncon | 2027 | 2027 | 2027 | 40 | 1 |  | Redacted to preserve confidentiality
Option 5 | Stage 1: Panorama BESS | 2027 | 2027 | 2027 | 20 | 1 |  | Redacted to preserve confidentiality
Option 5 | Stage 1: Parkes BESS | 2027 | 2027 | 2027 | 20 | 1 |  | Redacted to preserve confidentiality
Option 5 | Stage 2: line | 2032 | 2029 | #N/A | 40 | 1 |  | Redacted to preserve confidentiality
Option 6 | Stage 1: Parkes syncon | 2027 | 2027 | 2027 | 40 | 1 |  | Redacted to preserve confidentiality
Option 6 | Stage 1: Panorama BESS | 2027 | 2027 | 2027 | 20 | 1 |  | Redacted to preserve confidentiality
Option 6 | Stage 1: Parkes BESS | 2027 | 2027 | 2027 | 20 | 1 |  | Redacted to preserve confidentiality
Option 6 | Stage 2: line | 2032 | 2028 | #N/A | 40 | 1 |  | Redacted to preserve confidentiality
Option 6 | Stage 2: substation (inc. the 2 TFs) | 2032 | 2028 | #N/A | 40 | 1 |  | Redacted to preserve confidentiality
Option 6 | Stage 3: syncon | #N/A | 2033 | #N/A | 40 | 1 |  | Redacted to preserve confidentiality
Option 7A | Stage 1: Parkes - PV and BESS | Redacted to preserve confidentiality |  |  |  | 0 |  | Redacted to preserve confidentiality
Option 7A | Stage 1: Panorama - BESS | Redacted to preserve confidentiality |  |  |  | 0 |  | Redacted to preserve confidentiality
Option 7A | Stage 2: line (same as Option 3 stage 2) | 2032 | 2029 | #N/A | 40 | 1 | 120732902 | 425105 | 869813 | 2920272 | 10749172 | 96140301 | 9628239
Option 7B | Stage 1: Parkes BESS and PV | Redacted to preserve confidentiality |  |  |  | 0 |  | Redacted to preserve confidentiality
Option 7B | Stage 1: Panorama BESS | Redacted to preserve confidentiality |  |  |  | 0 |  | Redacted to preserve confidentiality
Option 7B | Stage 2: line (same as Option 3 stage 2) | 2032 | 2029 | #N/A | 40 | 1 | 120732902 | 425105 | 869813 | 2920272 | 10749172 | 96140301 | 9628239
Option 7C | Stage 1: Panorama - BESS | Redacted to preserve confidentiality |  |  |  | 0 |  | Redacted to preserve confidentiality
Option 7C | Stage 1: Parkes - syncons (same as Option 3 stage 1) | Redacted to preserve confidentiality |  |  |  | 1 |  | Redacted to preserve confidentiality
Option 7C | Stage 2: line (same as Option 3 stage 2) | 2032 | 2029 | #N/A | 40 | 1 | 120732902 | 425105 | 869813 | 2920272 | 10749172 | 96140301 | 9628239
Option 7D | Stage 1: Parkes BESS | Redacted to preserve confidentiality |  |  |  | 0 |  | Redacted to preserve confidentiality
Option 7D | Stage 1: Panorama BESS | Redacted to preserve confidentiality |  |  |  | 0 |  | Redacted to preserve confidentiality
Option 7D | Stage 1: Parkes - STATCOM | Redacted to preserve confidentiality |  |  |  | 0 |  | Redacted to preserve confidentiality
Option 7D | Stage 1: Panorama - STATCOM | Redacted to preserve confidentiality |  |  |  | 0 |  | Redacted to preserve confidentiality
Option 7D | Stage 2: line (same as Option 3 stage 2) | 2032 | 2029 | #N/A | 40 | 1 | 120732902 | 425105 | 869813 | 2920272 | 10749172 | 96140301 | 9628239
Option 7E | Stage 1: Parkes - syncon | 2027 | 2027 | 2027 | 40 | 1 | 40703734 | 1947544 | 8870338 | 27910775 | 1975077
Option 7E | Stage 1: Panorama - BESS | Redacted to preserve confidentiality |  |  |  | 0 |  | Redacted to preserve confidentiality
Option 7E | Stage 1: Parkes - BESS | Redacted to preserve confidentiality |  |  |  | 0 |  | Redacted to preserve confidentiality
Option 7E | Stage 2: line (same as Option 3 stage 2) | 2032 | 2029 | #N/A | 40 | 1 | 120732902 | 425105 | 869813 | 2920272 | 10749172 | 96140301 | 9628239
Biodiversity offset costs | Bio costs component |  |  |  |  | #N/A | 0
Option 1A/1B | Stage 1: line | 2028 | 2028 | 2028 | 40 | 1 | 4180000 | 0 | 0 | 0 | 4180000 | 0
Option 1A/1B | Stage 1: substation (inc. the 2 TFs) | 2028 | 2028 | 2028 | 40 | 1 | 9090000 | 0 | 0 | 0 | 9090000 | 0
Option 1C | Stage 2: line | 2028 | 2028 | 2036 | 40 | 1 | 4180000 | 0 | 0 | 0 | 4180000 | 0
Option 1C | Stage 2: substation (inc. the 2 TFs) | 2028 | 2028 | 2036 | 40 | 1 | 9090000 | 0 | 0 | 0 | 9090000 | 0
Option 4 | Stage 2: line | 2032 | 2028 | #N/A | 40 | 1 | 4180000 | 0 | 0 | 0 | 4180000 | 0
Option 4 | Stage 2: substation (inc. the 2 TFs) | 2032 | 2028 | #N/A | 40 | 1 | 9090000 | 0 | 0 | 0 | 9090000 | 0
Option 6 | Stage 2: line | 2032 | 2028 | #N/A | 40 | 1 |  | Redacted to preserve confidentiality
Option 6 | Stage 2: substation (inc. the 2 TFs) | 2032 | 2028 | #N/A | 40 | 1 |  | Redacted to preserve confidentiality
Property allowances | Property allowances component |  |  |  |  | #N/A | 0
Option 1A/1B | Stage 1: line | 2028 | 2028 | 2028 | 40 | 1 | 23480000 | 0 | 0 | 0 | 23480000 | 0
Option 1A/1B | Stage 1: substation (inc. the 2 TFs) | 2028 | 2028 | 2028 | 40 | 1 | 4422000 | 0 | 0 | 0 | 4422000 | 0
Option 1C | Stage 2: line | 2028 | 2028 | 2036 | 40 | 1 | 23480000 | 0 | 0 | 0 | 23480000 | 0
Option 1C | Stage 2: substation (inc. the 2 TFs) | 2028 | 2028 | 2036 | 40 | 1 | 4422000 | 0 | 0 | 0 | 4422000 | 0
Option 4 | Stage 2: line | 2032 | 2028 | #N/A | 40 | 1 | 23480000 | 0 | 0 | 0 | 23480000 | 0
Option 4 | Stage 2: substation (inc. the 2 TFs) | 2032 | 2028 | #N/A | 40 | 1 | 4422000 | 0 | 0 | 0 | 4422000 | 0
Option 6 | Stage 2: line | 2032 | 2028 | #N/A | 40 | 1 |  | Redacted to preserve confidentiality
Option 6 | Stage 2: substation (inc. the 2 TFs) | 2032 | 2028 | #N/A | 40 | 1 |  | Redacted to preserve confidentiality
Land purchase | Land purchase component |  |  |  |  | #N/A | 0
Option 7A | Stage 1: Parkes - PV and BESS | Redacted to preserve confidentiality |  |  |  | 0 |  | Redacted to preserve confidentiality
Option 7A | Stage 1: Panorama - BESS | Redacted to preserve confidentiality |  |  |  | 0 |  | Redacted to preserve confidentiality
Option 7B | Stage 1: Parkes - QPSF1 - PV - Night time only | Redacted to preserve confidentiality |  |  |  | 0 |  | Redacted to preserve confidentiality
Option 7B | Stage 1: Parkes - QPSF2 - PV - Day and Night time | Redacted to preserve confidentiality |  |  |  | 0 |  | Redacted to preserve confidentiality
Option 7B | Stage 1: Parkes - QPSF2 - BESS | Redacted to preserve confidentiality |  |  |  | 0 |  | Redacted to preserve confidentiality
Option 7B | Stage 1: Panorama - BESS | Redacted to preserve confidentiality |  |  |  | 0 |  | Redacted to preserve confidentiality
Option 7C | Stage 1: Panorama - BESS | Redacted to preserve confidentiality |  |  |  | 0 |  | Redacted to preserve confidentiality
Option 7D | Stage 1: Parkes - BESS | Redacted to preserve confidentiality |  |  |  | 0 |  | Redacted to preserve confidentiality
Option 7D | Stage 1: Panorama - BESS | Redacted to preserve confidentiality |  |  |  | 0 |  | Redacted to preserve confidentiality
Option 7E | Stage 1: Panorama - BESS | Redacted to preserve confidentiality |  |  |  | 0 |  | Redacted to preserve confidentiality
Option 7E | Stage 1: Parkes - BESS | Redacted to preserve confidentiality |  |  |  | 0 |  | Redacted to preserve confidentiality
Operating and maintenance costs
Option | Capex component | Other components covered by opex |  | TNSP owned | Unit | 2023 | 2024 | 2025 | 2026 | 2027 | 2028 | 2029 | 2030 | 2031 | 2032 | 2033 | 2034 | 2035 | 2036 | 2037 | 2038 | 2039 | 2040 | 2041 | 2042
Base |  |  |  |  | $
Option 1A/1B | Stage 1: line |  |  | 1 | $ | 321459.1682 | 321459.1682 | 321459.1682 | 321459.1682 | 321459.1682 | 321459.1682 | 321459.1682 | 321459.1682 | 321459.1682 | 321459.1682 | 321459.1682 | 321459.1682 | 321459.1682 | 321459.1682 | 321459.1682 | 321459.1682 | 321459.1682 | 321459.1682 | 321459.1682 | 321459.1682
Option 1A/1B | Stage 1: substation (inc. the 2 TFs) |  |  | 1 | $ | 909380.4318 | 909380.4318 | 909380.4318 | 909380.4318 | 909380.4318 | 909380.4318 | 909380.4318 | 909380.4318 | 909380.4318 | 909380.4318 | 909380.4318 | 909380.4318 | 909380.4318 | 909380.4318 | 909380.4318 | 909380.4318 | 909380.4318 | 909380.4318 | 909380.4318 | 909380.4318
Option 1A/1B | Stage 2: line |  |  | 1 | $ | 1227534.53 | 1227534.53 | 1227534.53 | 1227534.53 | 1227534.53 | 1227534.53 | 1227534.53 | 1227534.53 | 1227534.53 | 1227534.53 | 1227534.53 | 1227534.53 | 1227534.53 | 1227534.53 | 1227534.53 | 1227534.53 | 1227534.53 | 1227534.53 | 1227534.53 | 1227534.53
Option 1C | Stage 1: syncon |  |  | 1 | $ | 279313.55 | 279313.55 | 279313.55 | 279313.55 | 279313.55 | 279313.55 | 279313.55 | 279313.55 | 279313.55 | 279313.55 | 279313.55 | 279313.55 | 279313.55 | 279313.55 | 279313.55 | 279313.55 | 279313.55 | 279313.55 | 279313.55 | 279313.55
Option 1C | Stage 2: line |  |  | 1 | $ | 321459.1682 | 321459.1682 | 321459.1682 | 321459.1682 | 321459.1682 | 321459.1682 | 321459.1682 | 321459.1682 | 321459.1682 | 321459.1682 | 321459.1682 | 321459.1682 | 321459.1682 | 321459.1682 | 321459.1682 | 321459.1682 | 321459.1682 | 321459.1682 | 321459.1682 | 321459.1682
Option 1C | Stage 2: substation (inc. the 2 TFs) |  |  | 1 | $ | 909380.4318 | 909380.4318 | 909380.4318 | 909380.4318 | 909380.4318 | 909380.4318 | 909380.4318 | 909380.4318 | 909380.4318 | 909380.4318 | 909380.4318 | 909380.4318 | 909380.4318 | 909380.4318 | 909380.4318 | 909380.4318 | 909380.4318 | 909380.4318 | 909380.4318 | 909380.4318
Option 1C | Stage 3: syncon |  |  | 1 | $ | 255673.51 | 255673.51 | 255673.51 | 255673.51 | 255673.51 | 255673.51 | 255673.51 | 255673.51 | 255673.51 | 255673.51 | 255673.51 | 255673.51 | 255673.51 | 255673.51 | 255673.51 | 255673.51 | 255673.51 | 255673.51 | 255673.51 | 255673.51
Option 1C | Stage 4: syncon |  |  | 1 | $ | 319628.52 | 319628.52 | 319628.52 | 319628.52 | 319628.52 | 319628.52 | 319628.52 | 319628.52 | 319628.52 | 319628.52 | 319628.52 | 319628.52 | 319628.52 | 319628.52 | 319628.52 | 319628.52 | 319628.52 | 319628.52 | 319628.52 | 319628.52
Option 3 | Stage 1: SVC at Panorama |  |  | 1 | $ | 293524.9 | 293524.9 | 293524.9 | 293524.9 | 293524.9 | 293524.9 | 293524.9 | 293524.9 | 293524.9 | 293524.9 | 293524.9 | 293524.9 | 293524.9 | 293524.9 | 293524.9 | 293524.9 | 293524.9 | 293524.9 | 293524.9 | 293524.9
Option 3 | Stage 1: syncons at Parkes |  |  | 1 | $ | 546997.33 | 546997.33 | 546997.33 | 546997.33 | 546997.33 | 546997.33 | 546997.33 | 546997.33 | 546997.33 | 546997.33 | 546997.33 | 546997.33 | 546997.33 | 546997.33 | 546997.33 | 546997.33 | 546997.33 | 546997.33 | 546997.33 | 546997.33
Option 3 | Stage 2: line |  |  | 1 | $ | 1207329.02 | 1207329.02 | 1207329.02 | 1207329.02 | 1207329.02 | 1207329.02 | 1207329.02 | 1207329.02 | 1207329.02 | 1207329.02 | 1207329.02 | 1207329.02 | 1207329.02 | 1207329.02 | 1207329.02 | 1207329.02 | 1207329.02 | 1207329.02 | 1207329.02 | 1207329.02
Option 4 | Stage 1: SVC at Panorama |  |  | 1 | $ | 293524.9 | 293524.9 | 293524.9 | 293524.9 | 293524.9 | 293524.9 | 293524.9 | 293524.9 | 293524.9 | 293524.9 | 293524.9 | 293524.9 | 293524.9 | 293524.9 | 293524.9 | 293524.9 | 293524.9 | 293524.9 | 293524.9 | 293524.9
Option 4 | Stage 1: syncons at Parkes |  |  | 1 | $ | 546997.33 | 546997.33 | 546997.33 | 546997.33 | 546997.33 | 546997.33 | 546997.33 | 546997.33 | 546997.33 | 546997.33 | 546997.33 | 546997.33 | 546997.33 | 546997.33 | 546997.33 | 546997.33 | 546997.33 | 546997.33 | 546997.33 | 546997.33
Option 4 | Stage 2: line |  |  | 1 | $ | 321459.1682 | 321459.1682 | 321459.1682 | 321459.1682 | 321459.1682 | 321459.1682 | 321459.1682 | 321459.1682 | 321459.1682 | 321459.1682 | 321459.1682 | 321459.1682 | 321459.1682 | 321459.1682 | 321459.1682 | 321459.1682 | 321459.1682 | 321459.1682 | 321459.1682 | 321459.1682
Option 4 | Stage 2: substation (inc. the 2 TFs) |  |  | 1 | $ | 909380.4318 | 909380.4318 | 909380.4318 | 909380.4318 | 909380.4318 | 909380.4318 | 909380.4318 | 909380.4318 | 909380.4318 | 909380.4318 | 909380.4318 | 909380.4318 | 909380.4318 | 909380.4318 | 909380.4318 | 909380.4318 | 909380.4318 | 909380.4318 | 909380.4318 | 909380.4318
Option 4 | Stage 3: syncon |  |  | 1 | $ | 271895.66 | 271895.66 | 271895.66 | 271895.66 | 271895.66 | 271895.66 | 271895.66 | 271895.66 | 271895.66 | 271895.66 | 271895.66 | 271895.66 | 271895.66 | 271895.66 | 271895.66 | 271895.66 | 271895.66 | 271895.66 | 271895.66 | 271895.66
Option 5 | Stage 1: Parkes syncon |  |  | 1 | $ | Redacted to preserve confidentiality
Option 5 | Stage 1: Panorama BESS |  |  | 1 | $ | Redacted to preserve confidentiality
Option 5 | Stage 1: Parkes BESS |  |  | 1 | $ | Redacted to preserve confidentiality
Option 5 | Reinvestment: Panorama BESS |  |  | 1 | $ | Redacted to preserve confidentiality
Option 5 | Reinvestment: Parkes BESS |  |  | 1 | $ | Redacted to preserve confidentiality
Option 5 | Stage 2: line |  |  | 1 | $ | Redacted to preserve confidentiality
Option 6 | Stage 1: Parkes syncon |  |  | 1 | $ | Redacted to preserve confidentiality
Option 6 | Stage 1: Panorama BESS |  |  | 1 | $ | Redacted to preserve confidentiality
Option 6 | Stage 1: Parkes BESS |  |  | 1 | $ | Redacted to preserve confidentiality
Option 6 | Reinvestment: Panorama BESS |  |  | 1 | $ | Redacted to preserve confidentiality
Option 6 | Reinvestment: Parkes BESS |  |  | 1 | $ | Redacted to preserve confidentiality
Option 6 | Stage 2: line |  |  | 1 | $ | Redacted to preserve confidentiality
Option 6 | Stage 2: substation (inc. the 2 TFs) |  |  | 1 | $ | Redacted to preserve confidentiality
Option 6 | Stage 3: syncon |  |  | 1 | $ | Redacted to preserve confidentiality
Option 7A | Stage 1: Parkes - PV and BESS |  |  | 0 | $ | Redacted to preserve confidentiality
Option 7A | Stage 1: Panorama - BESS |  |  | 0 | $ | Redacted to preserve confidentiality
Option 7A | Reinvestment: Parkes - PV and BESS |  |  | 0 | $ | Redacted to preserve confidentiality
Option 7A | Reinvestment: Panorama - BESS |  |  | 0 | $ | Redacted to preserve confidentiality
Option 7A | Stage 2: line (same as Option 3 stage 2) |  |  | 1 | $ | Redacted to preserve confidentiality
Option 7B | Stage 1: QPSF1 - PV - Night time only |  |  | 0 | $ | Redacted to preserve confidentiality
Option 7B | Stage 1: QPSF2 - PV - Day and Night time |  |  | 0 | $ | Redacted to preserve confidentiality
Option 7B | Stage 1: QPSF2 - BESS |  |  | 0 | $ | Redacted to preserve confidentiality
Option 7B | Stage 1: PAN BESS |  |  | 0 | $ | Redacted to preserve confidentiality
Option 7B | Stage 2: line (same as Option 3 stage 2) |  |  | 1 | $ | Redacted to preserve confidentiality
Option 7C | Stage 1: Panorama - BESS |  |  | 0 | $ | Redacted to preserve confidentiality
Option 7C | Stage 1: Parkes - syncons (same as Option 3 stage 1) |  |  | 1 | $ | Redacted to preserve confidentiality
Option 7C | Reinvestment: Panorama - BESS |  |  | 0 | $ | Redacted to preserve confidentiality
Option 7C | Stage 2: line (same as Option 3 stage 2) |  |  | 1 | $ | Redacted to preserve confidentiality
Option 7D | Stage 1: Parkes BESS |  |  | 0 | $ | Redacted to preserve confidentiality
Option 7D | Stage 1: Panorama BESS |  |  | 0 | $ | Redacted to preserve confidentiality
Option 7D | Reinvestment: Parkes BESS |  |  | 0 | $ | Redacted to preserve confidentiality
Option 7D | Reinvestment: Panorama BESS |  |  | 0 | $ | Redacted to preserve confidentiality
Option 7D | Stage 1: Parkes - 36 MVAr STATCOM |  |  | 0 | $ | Redacted to preserve confidentiality
Option 7D | Stage 1: Panorama - 30 MVAr STATCOM |  |  | 0 | $ | Redacted to preserve confidentiality
Option 7D | Stage 2: line (same as Option 3 stage 2) |  |  | 1 | $ | Redacted to preserve confidentiality
Option 7E | Stage 1: Parkes - syncon (same as Option 5 stage 1) |  |  | 1 | $ | Redacted to preserve confidentiality
Option 7E | Stage 1: Panorama - BESS |  |  | 0 | $ | Redacted to preserve confidentiality
Option 7E | Stage 1: Parkes - BESS |  |  | 0 | $ | Redacted to preserve confidentiality
Option 7E | Stage 2: line (same as Option 3 stage 2) |  |  | 1 | $ | Redacted to preserve confidentiality
TSNP network service payments to NNO proponents
Option |  |  |  |  | Unit | 2023 | 2024 | 2025 | 2026 | 2027 | 2028 | 2029 | 2030 | 2031 | 2032 | 2033 | 2034 | 2035 | 2036 | 2037 | 2038 | 2039 | 2040 | 2041 | 2042
Base |  |  |  |  | $
Option 1A/1B |  |  |  |  | $
Option 1C |  |  |  |  | $
Option 3 |  |  |  |  | $
Option 4 |  |  |  |  | $
Option 5 |  |  |  |  | $
Option 6 |  |  |  |  | $
Option 7A |  |  |  |  | $ | Redacted to preserve confidentiality
Option 7B |  |  |  |  | $ | Redacted to preserve confidentiality
Option 7C |  |  |  |  | $ | Redacted to preserve confidentiality
Option 7D |  |  |  |  | $ | Redacted to preserve confidentiality
Option 7E |  |  |  |  | $ | Redacted to preserve confidentiality
NNO proponent receipts from TSNP
Option |  |  |  |  | Unit | 2023 | 2024 | 2025 | 2026 | 2027 | 2028 | 2029 | 2030 | 2031 | 2032 | 2033 | 2034 | 2035 | 2036 | 2037 | 2038 | 2039 | 2040 | 2041 | 2042
Base |  |  |  |  | $
Option 1A/1B |  |  |  |  | $
Option 1C |  |  |  |  | $
Option 3 |  |  |  |  | $
Option 4 |  |  |  |  | $
Option 5 |  |  |  |  | $
Option 6 |  |  |  |  | $
Option 7A |  |  |  |  | $ | Redacted to preserve confidentiality
Option 7B |  |  |  |  | $ | Redacted to preserve confidentiality
Option 7C |  |  |  |  | $ | Redacted to preserve confidentiality
Option 7D |  |  |  |  | $ | Redacted to preserve confidentiality
Option 7E |  |  |  |  | $ | Redacted to preserve confidentiality
CBA benefit inputs
Avoided fuel consumption from generation dispatch
Option name |  | S1 | Central |  | Unit | 2023 | 2024 | 2025 | 2026 | 2027 | 2028 | 2029 | 2030 | 2031 | 2032 | 2033 | 2034 | 2035 | 2036 | 2037 | 2038 | 2039 | 2040 | 2041 | 2042
Base |  |  |  |  | $ | Redacted to preserve confidentiality
Option 1A/1B |  |  |  |  | $ | Redacted to preserve confidentiality
Option 1C |  |  |  |  | $ | Redacted to preserve confidentiality
Option 3 |  |  |  |  | $ | Redacted to preserve confidentiality
Option 4 |  |  |  |  | $ | Redacted to preserve confidentiality
Option 5 |  |  |  |  | $ | Redacted to preserve confidentiality
Option 6 |  |  |  |  | $ | Redacted to preserve confidentiality
Option 7A |  |  |  |  | $ | Redacted to preserve confidentiality
Option 7B |  |  |  |  | $ | Redacted to preserve confidentiality
Option 7C |  |  |  |  | $ | Redacted to preserve confidentiality
Option 7D |  |  |  |  | $ | Redacted to preserve confidentiality
Option 7E |  |  |  |  | $ | Redacted to preserve confidentiality
Option name |  | S2 | High |  | Unit | 2023 | 2024 | 2025 | 2026 | 2027 | 2028 | 2029 | 2030 | 2031 | 2032 | 2033 | 2034 | 2035 | 2036 | 2037 | 2038 | 2039 | 2040 | 2041 | 2042
Base |  |  |  |  | $ | Redacted to preserve confidentiality
Option 1A/1B |  |  |  |  | $ | Redacted to preserve confidentiality
Option 1C |  |  |  |  | $ | Redacted to preserve confidentiality
Option 3 |  |  |  |  | $ | Redacted to preserve confidentiality
Option 4 |  |  |  |  | $ | Redacted to preserve confidentiality
Option 5 |  |  |  |  | $ | Redacted to preserve confidentiality
Option 6 |  |  |  |  | $ | Redacted to preserve confidentiality
Option 7A |  |  |  |  | $ | Redacted to preserve confidentiality
Option 7B |  |  |  |  | $ | Redacted to preserve confidentiality
Option 7C |  |  |  |  | $ | Redacted to preserve confidentiality
Option 7D |  |  |  |  | $ | Redacted to preserve confidentiality
Option 7E |  |  |  |  | $ | Redacted to preserve confidentiality
Option name |  | S3 | Low |  | Unit | 2023 | 2024 | 2025 | 2026 | 2027 | 2028 | 2029 | 2030 | 2031 | 2032 | 2033 | 2034 | 2035 | 2036 | 2037 | 2038 | 2039 | 2040 | 2041 | 2042
Base |  |  |  |  | $ | Redacted to preserve confidentiality
Option 1A/1B |  |  |  |  | $ | Redacted to preserve confidentiality
Option 1C |  |  |  |  | $ | Redacted to preserve confidentiality
Option 3 |  |  |  |  | $ | Redacted to preserve confidentiality
Option 4 |  |  |  |  | $ | Redacted to preserve confidentiality
Option 5 |  |  |  |  | $ | Redacted to preserve confidentiality
Option 6 |  |  |  |  | $ | Redacted to preserve confidentiality
Option 7A |  |  |  |  | $ | Redacted to preserve confidentiality
Option 7B |  |  |  |  | $ | Redacted to preserve confidentiality
Option 7C |  |  |  |  | $ | Redacted to preserve confidentiality
Option 7D |  |  |  |  | $ | Redacted to preserve confidentiality
Option 7E |  |  |  |  | $ | Redacted to preserve confidentiality
Avoided voluntary load curtailment
Option name |  | S1 | Central |  | Unit | 2023 | 2024 | 2025 | 2026 | 2027 | 2028 | 2029 | 2030 | 2031 | 2032 | 2033 | 2034 | 2035 | 2036 | 2037 | 2038 | 2039 | 2040 | 2041 | 2042
Base |  |  |  |  | $ | Redacted to preserve confidentiality
Option 1A/1B |  |  |  |  | $ | Redacted to preserve confidentiality
Option 1C |  |  |  |  | $ | Redacted to preserve confidentiality
Option 3 |  |  |  |  | $ | Redacted to preserve confidentiality
Option 4 |  |  |  |  | $ | Redacted to preserve confidentiality
Option 5 |  |  |  |  | $ | Redacted to preserve confidentiality
Option 6 |  |  |  |  | $ | Redacted to preserve confidentiality
Option 7A |  |  |  |  | $ | Redacted to preserve confidentiality
Option 7B |  |  |  |  | $ | Redacted to preserve confidentiality
Option 7C |  |  |  |  | $ | Redacted to preserve confidentiality
Option 7D |  |  |  |  | $ | Redacted to preserve confidentiality
Option 7E |  |  |  |  | $ | Redacted to preserve confidentiality
Option name |  | S2 | High |  | Unit | 2023 | 2024 | 2025 | 2026 | 2027 | 2028 | 2029 | 2030 | 2031 | 2032 | 2033 | 2034 | 2035 | 2036 | 2037 | 2038 | 2039 | 2040 | 2041 | 2042
Base |  |  |  |  | $ | Redacted to preserve confidentiality
Option 1A/1B |  |  |  |  | $ | Redacted to preserve confidentiality
Option 1C |  |  |  |  | $ | Redacted to preserve confidentiality
Option 3 |  |  |  |  | $ | Redacted to preserve confidentiality
Option 4 |  |  |  |  | $ | Redacted to preserve confidentiality
Option 5 |  |  |  |  | $ | Redacted to preserve confidentiality
Option 6 |  |  |  |  | $ | Redacted to preserve confidentiality
Option 7A |  |  |  |  | $ | Redacted to preserve confidentiality
Option 7B |  |  |  |  | $ | Redacted to preserve confidentiality
Option 7C |  |  |  |  | $ | Redacted to preserve confidentiality
Option 7D |  |  |  |  | $ | Redacted to preserve confidentiality
Option 7E |  |  |  |  | $ | Redacted to preserve confidentiality
Option name |  | S3 | Low |  | Unit | 2023 | 2024 | 2025 | 2026 | 2027 | 2028 | 2029 | 2030 | 2031 | 2032 | 2033 | 2034 | 2035 | 2036 | 2037 | 2038 | 2039 | 2040 | 2041 | 2042
Base |  |  |  |  | $ | Redacted to preserve confidentiality
Option 1A/1B |  |  |  |  | $ | Redacted to preserve confidentiality
Option 1C |  |  |  |  | $ | Redacted to preserve confidentiality
Option 3 |  |  |  |  | $ | Redacted to preserve confidentiality
Option 4 |  |  |  |  | $ | Redacted to preserve confidentiality
Option 5 |  |  |  |  | $ | Redacted to preserve confidentiality
Option 6 |  |  |  |  | $ | Redacted to preserve confidentiality
Option 7A |  |  |  |  | $ | Redacted to preserve confidentiality
Option 7B |  |  |  |  | $ | Redacted to preserve confidentiality
Option 7C |  |  |  |  | $ | Redacted to preserve confidentiality
Option 7D |  |  |  |  | $ | Redacted to preserve confidentiality
Option 7E |  |  |  |  | $ | Redacted to preserve confidentiality
Avoided involuntary load shedding - outside of CW NSW
Option name |  | S1 | Central |  | Unit | 2023 | 2024 | 2025 | 2026 | 2027 | 2028 | 2029 | 2030 | 2031 | 2032 | 2033 | 2034 | 2035 | 2036 | 2037 | 2038 | 2039 | 2040 | 2041 | 2042
Base |  |  |  |  | $ | Redacted to preserve confidentiality
Option 1A/1B |  |  |  |  | $ | Redacted to preserve confidentiality
Option 1C |  |  |  |  | $ | Redacted to preserve confidentiality
Option 3 |  |  |  |  | $ | Redacted to preserve confidentiality
Option 4 |  |  |  |  | $ | Redacted to preserve confidentiality
Option 5 |  |  |  |  | $ | Redacted to preserve confidentiality
Option 6 |  |  |  |  | $ | Redacted to preserve confidentiality
Option 7A |  |  |  |  | $ | Redacted to preserve confidentiality
Option 7B |  |  |  |  | $ | Redacted to preserve confidentiality
Option 7C |  |  |  |  | $ | Redacted to preserve confidentiality
Option 7D |  |  |  |  | $ | Redacted to preserve confidentiality
Option 7E |  |  |  |  | $ | Redacted to preserve confidentiality
Option name |  | S2 | High |  | Unit | 2023 | 2024 | 2025 | 2026 | 2027 | 2028 | 2029 | 2030 | 2031 | 2032 | 2033 | 2034 | 2035 | 2036 | 2037 | 2038 | 2039 | 2040 | 2041 | 2042
Base |  |  |  |  | $ | Redacted to preserve confidentiality
Option 1A/1B |  |  |  |  | $ | Redacted to preserve confidentiality
Option 1C |  |  |  |  | $ | Redacted to preserve confidentiality
Option 3 |  |  |  |  | $ | Redacted to preserve confidentiality
Option 4 |  |  |  |  | $ | Redacted to preserve confidentiality
Option 5 |  |  |  |  | $ | Redacted to preserve confidentiality
Option 6 |  |  |  |  | $ | Redacted to preserve confidentiality
Option 7A |  |  |  |  | $ | Redacted to preserve confidentiality
Option 7B |  |  |  |  | $ | Redacted to preserve confidentiality
Option 7C |  |  |  |  | $ | Redacted to preserve confidentiality
Option 7D |  |  |  |  | $ | Redacted to preserve confidentiality
Option 7E |  |  |  |  | $ | Redacted to preserve confidentiality
Option name |  | S3 | Low |  | Unit | 2023 | 2024 | 2025 | 2026 | 2027 | 2028 | 2029 | 2030 | 2031 | 2032 | 2033 | 2034 | 2035 | 2036 | 2037 | 2038 | 2039 | 2040 | 2041 | 2042
Base |  |  |  |  | $ | Redacted to preserve confidentiality
Option 1A/1B |  |  |  |  | $ | Redacted to preserve confidentiality
Option 1C |  |  |  |  | $ | Redacted to preserve confidentiality
Option 3 |  |  |  |  | $ | Redacted to preserve confidentiality
Option 4 |  |  |  |  | $ | Redacted to preserve confidentiality
Option 5 |  |  |  |  | $ | Redacted to preserve confidentiality
Option 6 |  |  |  |  | $ | Redacted to preserve confidentiality
Option 7A |  |  |  |  | $ | Redacted to preserve confidentiality
Option 7B |  |  |  |  | $ | Redacted to preserve confidentiality
Option 7C |  |  |  |  | $ | Redacted to preserve confidentiality
Option 7D |  |  |  |  | $ | Redacted to preserve confidentiality
Option 7E |  |  |  |  | $ | Redacted to preserve confidentiality
Avoided involuntary load shedding in CW NSW
Option name |  | S1 | Central |  | Unit | 2023 | 2024 | 2025 | 2026 | 2027 | 2028 | 2029 | 2030 | 2031 | 2032 | 2033 | 2034 | 2035 | 2036 | 2037 | 2038 | 2039 | 2040 | 2041 | 2042
Base |  |  |  |  | MWh | 53.5962 | 218.5015 | 14997.508 | 22891.1419 | 4248.4542 | 6325.5891 | 0 | 0 | 0 | 0 | 0 | 0 | 0 | 0 | 0 | 0 | 0 | 0 | 0 | 0
Option 1A/1B |  |  |  |  | MWh | 53.5962 | 218.5015 | 14997.508 | 22891.1419 | 4248.4542 | 0.7 | 0 | 0 | 0 | 0 | 0 | 0 | 0 | 0 | 0 | 0 | 0 | 0 | 0 | 0
Option 1C |  |  |  |  | MWh | 53.5962 | 218.5015 | 14997.508 | 22891.1419 | 237 | 0 | 0 | 0 | 0 | 0 | 0 | 0 | 0 | 0 | 0 | 0 | 0 | 0 | 0 | 0
Option 3 |  |  |  |  | MWh | 53.5962 | 218.5015 | 14997.508 | 22891.1419 | 0 | 0 | 0 | 0 | 0 | 0 | 0 | 0 | 0 | 0 | 0 | 0 | 0 | 0 | 0 | 0
Option 4 |  |  |  |  | MWh | 53.5962 | 218.5015 | 14997.508 | 22891.1419 | 0 | 0 | 0 | 0 | 0 | 0 | 0 | 0 | 0 | 0 | 0 | 0 | 0 | 0 | 0 | 0
Option 5 |  |  |  |  | MWh | Redacted to preserve confidentiality
Option 6 |  |  |  |  | MWh | Redacted to preserve confidentiality
Option 7A |  |  |  |  | MWh | Redacted to preserve confidentiality
Option 7B |  |  |  |  | MWh | Redacted to preserve confidentiality
Option 7C |  |  |  |  | MWh | Redacted to preserve confidentiality
Option 7D |  |  |  |  | MWh | Redacted to preserve confidentiality
Option 7E |  |  |  |  | MWh | Redacted to preserve confidentiality
Option name |  | S2 | High |  | Unit | 2023 | 2024 | 2025 | 2026 | 2027 | 2028 | 2029 | 2030 | 2031 | 2032 | 2033 | 2034 | 2035 | 2036 | 2037 | 2038 | 2039 | 2040 | 2041 | 2042
Base |  |  |  |  | MWh | 53.5962 | 344.5432 | 65211.8954 | 72319.295 | 16984.2757 | 28277.315 | 0 | 0 | 0 | 0 | 0 | 0 | 0 | 0 | 0 | 0 | 0 | 0 | 0 | 0
Option 1A/1B |  |  |  |  | MWh | 53.5962 | 344.5432 | 65211.8954 | 72319.295 | 16984.2757 | 367.4 | 0 | 0 | 0 | 0 | 0 | 0 | 0 | 0 | 0 | 0 | 0 | 0 | 0 | 0
Option 1C |  |  |  |  | MWh | 53.5962 | 344.5432 | 65211.8954 | 72319.295 | 1633 | 0 | 0 | 0 | 0 | 0 | 0 | 0 | 0 | 0 | 0 | 0 | 0 | 0 | 0 | 0
Option 3 |  |  |  |  | MWh | 53.5962 | 344.5432 | 65211.8954 | 72319.295 | 138.7 | 162.6 | 0 | 0 | 0 | 0 | 0 | 0 | 0 | 0 | 0 | 0 | 0 | 0 | 0 | 0
Option 4 |  |  |  |  | MWh | 53.5962 | 344.5432 | 65211.8954 | 72319.295 | 138.7 | 0 | 0 | 0 | 0 | 0 | 0 | 0 | 0 | 0 | 0 | 0 | 0 | 0 | 0 | 0
Option 5 |  |  |  |  | MWh | Redacted to preserve confidentiality
Option 6 |  |  |  |  | MWh | Redacted to preserve confidentiality
Option 7A |  |  |  |  | MWh | Redacted to preserve confidentiality
Option 7B |  |  |  |  | MWh | Redacted to preserve confidentiality
Option 7C |  |  |  |  | MWh | Redacted to preserve confidentiality
Option 7D |  |  |  |  | MWh | Redacted to preserve confidentiality
Option 7E |  |  |  |  | MWh | Redacted to preserve confidentiality
Option name |  | S3 | Low |  | Unit | 2023 | 2024 | 2025 | 2026 | 2027 | 2028 | 2029 | 2030 | 2031 | 2032 | 2033 | 2034 | 2035 | 2036 | 2037 | 2038 | 2039 | 2040 | 2041 | 2042
Base |  |  |  |  | MWh | 53.5962 | 53.5962 | 53.5962 | 58.081 | 69.5433 | 78.9096 | 0 | 0 | 0 | 0 | 0 | 0 | 0 | 0 | 0 | 0 | 0 | 0 | 0 | 0
Option 1A/1B |  |  |  |  | MWh | 53.5962 | 53.5962 | 53.5962 | 58.081 | 69.5433 | 0 | 0 | 0 | 0 | 0 | 0 | 0 | 0 | 0 | 0 | 0 | 0 | 0 | 0 | 0
Option 1C |  |  |  |  | MWh | 53.5962 | 53.5962 | 53.5962 | 58.081 | 0 | 0 | 0 | 0 | 0 | 0 | 0 | 0 | 0 | 0 | 0 | 0 | 0 | 0 | 0 | 0
Option 3 |  |  |  |  | MWh | 53.5962 | 53.5962 | 53.5962 | 58.081 | 0 | 0 | 0 | 0 | 0 | 0 | 0 | 0 | 0 | 0 | 0 | 0 | 0 | 0 | 0 | 0
Option 4 |  |  |  |  | MWh | 53.5962 | 53.5962 | 53.5962 | 58.081 | 0 | 0 | 0 | 0 | 0 | 0 | 0 | 0 | 0 | 0 | 0 | 0 | 0 | 0 | 0 | 0
Option 5 |  |  |  |  | MWh | Redacted to preserve confidentiality
Option 6 |  |  |  |  | MWh | Redacted to preserve confidentiality
Option 7A |  |  |  |  | MWh | Redacted to preserve confidentiality
Option 7B |  |  |  |  | MWh | Redacted to preserve confidentiality
Option 7C |  |  |  |  | MWh | Redacted to preserve confidentiality
Option 7D |  |  |  |  | MWh | Redacted to preserve confidentiality
Option 7E |  |  |  |  | MWh | Redacted to preserve confidentiality
Avoided costs for non RIT-T proponent parties
Option name |  | S1 | Central |  | Unit | 2023 | 2024 | 2025 | 2026 | 2027 | 2028 | 2029 | 2030 | 2031 | 2032 | 2033 | 2034 | 2035 | 2036 | 2037 | 2038 | 2039 | 2040 | 2041 | 2042
Base |  |  |  |  | $ | Redacted to preserve confidentiality
Option 1A/1B |  |  |  |  | $ | Redacted to preserve confidentiality
Option 1C |  |  |  |  | $ | Redacted to preserve confidentiality
Option 3 |  |  |  |  | $ | Redacted to preserve confidentiality
Option 4 |  |  |  |  | $ | Redacted to preserve confidentiality
Option 5 |  |  |  |  | $ | Redacted to preserve confidentiality
Option 6 |  |  |  |  | $ | Redacted to preserve confidentiality
Option 7A |  |  |  |  | $ | Redacted to preserve confidentiality
Option 7B |  |  |  |  | $ | Redacted to preserve confidentiality
Option 7C |  |  |  |  | $ | Redacted to preserve confidentiality
Option 7D |  |  |  |  | $ | Redacted to preserve confidentiality
Option 7E |  |  |  |  | $ | Redacted to preserve confidentiality
Option name |  | S2 | High |  | Unit | 2023 | 2024 | 2025 | 2026 | 2027 | 2028 | 2029 | 2030 | 2031 | 2032 | 2033 | 2034 | 2035 | 2036 | 2037 | 2038 | 2039 | 2040 | 2041 | 2042
Base |  |  |  |  | $ | Redacted to preserve confidentiality
Option 1A/1B |  |  |  |  | $ | Redacted to preserve confidentiality
Option 1C |  |  |  |  | $ | Redacted to preserve confidentiality
Option 3 |  |  |  |  | $ | Redacted to preserve confidentiality
Option 4 |  |  |  |  | $ | Redacted to preserve confidentiality
Option 5 |  |  |  |  | $ | Redacted to preserve confidentiality
Option 6 |  |  |  |  | $ | Redacted to preserve confidentiality
Option 7A |  |  |  |  | $ | Redacted to preserve confidentiality
Option 7B |  |  |  |  | $ | Redacted to preserve confidentiality
Option 7C |  |  |  |  | $ | Redacted to preserve confidentiality
Option 7D |  |  |  |  | $ | Redacted to preserve confidentiality
Option 7E |  |  |  |  | $ | Redacted to preserve confidentiality
Option name |  | S3 | Low |  | Unit | 2023 | 2024 | 2025 | 2026 | 2027 | 2028 | 2029 | 2030 | 2031 | 2032 | 2033 | 2034 | 2035 | 2036 | 2037 | 2038 | 2039 | 2040 | 2041 | 2042
Base |  |  |  |  | $ | Redacted to preserve confidentiality
Option 1A/1B |  |  |  |  | $ | Redacted to preserve confidentiality
Option 1C |  |  |  |  | $ | Redacted to preserve confidentiality
Option 3 |  |  |  |  | $ | Redacted to preserve confidentiality
Option 4 |  |  |  |  | $ | Redacted to preserve confidentiality
Option 5 |  |  |  |  | $ | Redacted to preserve confidentiality
Option 6 |  |  |  |  | $ | Redacted to preserve confidentiality
Option 7A |  |  |  |  | $ | Redacted to preserve confidentiality
Option 7B |  |  |  |  | $ | Redacted to preserve confidentiality
Option 7C |  |  |  |  | $ | Redacted to preserve confidentiality
Option 7D |  |  |  |  | $ | Redacted to preserve confidentiality
Option 7E |  |  |  |  | $ | Redacted to preserve confidentiality
Avoided unrelated TNSP expenditure
Option name |  | S1 | Central |  | Unit | 2023 | 2024 | 2025 | 2026 | 2027 | 2028 | 2029 | 2030 | 2031 | 2032 | 2033 | 2034 | 2035 | 2036 | 2037 | 2038 | 2039 | 2040 | 2041 | 2042
Base |  |  |  |  | $ | Redacted to preserve confidentiality
Option 1A/1B |  |  |  |  | $ | Redacted to preserve confidentiality
Option 1C |  |  |  |  | $ | Redacted to preserve confidentiality
Option 3 |  |  |  |  | $ | Redacted to preserve confidentiality
Option 4 |  |  |  |  | $ | Redacted to preserve confidentiality
Option 5 |  |  |  |  | $ | Redacted to preserve confidentiality
Option 6 |  |  |  |  | $ | Redacted to preserve confidentiality
Option 7A |  |  |  |  | $ | Redacted to preserve confidentiality
Option 7B |  |  |  |  | $ | Redacted to preserve confidentiality
Option 7C |  |  |  |  | $ | Redacted to preserve confidentiality
Option 7D |  |  |  |  | $ | Redacted to preserve confidentiality
Option 7E |  |  |  |  | $ | Redacted to preserve confidentiality
Option name |  | S2 | High |  | Unit | 2023 | 2024 | 2025 | 2026 | 2027 | 2028 | 2029 | 2030 | 2031 | 2032 | 2033 | 2034 | 2035 | 2036 | 2037 | 2038 | 2039 | 2040 | 2041 | 2042
Base |  |  |  |  | $ | Redacted to preserve confidentiality
Option 1A/1B |  |  |  |  | $ | Redacted to preserve confidentiality
Option 1C |  |  |  |  | $ | Redacted to preserve confidentiality
Option 3 |  |  |  |  | $ | Redacted to preserve confidentiality
Option 4 |  |  |  |  | $ | Redacted to preserve confidentiality
Option 5 |  |  |  |  | $ | Redacted to preserve confidentiality
Option 6 |  |  |  |  | $ | Redacted to preserve confidentiality
Option 7A |  |  |  |  | $ | Redacted to preserve confidentiality
Option 7B |  |  |  |  | $ | Redacted to preserve confidentiality
Option 7C |  |  |  |  | $ | Redacted to preserve confidentiality
Option 7D |  |  |  |  | $ | Redacted to preserve confidentiality
Option 7E |  |  |  |  | $ | Redacted to preserve confidentiality
Option name |  | S3 | Low |  | Unit | 2023 | 2024 | 2025 | 2026 | 2027 | 2028 | 2029 | 2030 | 2031 | 2032 | 2033 | 2034 | 2035 | 2036 | 2037 | 2038 | 2039 | 2040 | 2041 | 2042
Base |  |  |  |  | $ | Redacted to preserve confidentiality
Option 1A/1B |  |  |  |  | $ | Redacted to preserve confidentiality
Option 1C |  |  |  |  | $ | Redacted to preserve confidentiality
Option 3 |  |  |  |  | $ | Redacted to preserve confidentiality
Option 4 |  |  |  |  | $ | Redacted to preserve confidentiality
Option 5 |  |  |  |  | $ | Redacted to preserve confidentiality
Option 6 |  |  |  |  | $ | Redacted to preserve confidentiality
Option 7A |  |  |  |  | $ | Redacted to preserve confidentiality
Option 7B |  |  |  |  | $ | Redacted to preserve confidentiality
Option 7C |  |  |  |  | $ | Redacted to preserve confidentiality
Option 7D |  |  |  |  | $ | Redacted to preserve confidentiality
Option 7E |  |  |  |  | $ | Redacted to preserve confidentiality
Full involuntary load shedding forecast (zeroed out after 2027/28 in NPV assessment - see above, see PACR section 6.1)
Avoided involuntary load shedding in CW NSW
Option name |  | S1 | Central |  | Unit | 2023 | 2024 | 2025 | 2026 | 2027 | 2028 | 2029 | 2030 | 2031 | 2032 | 2033 | 2034 | 2035 | 2036 | 2037 | 2038 | 2039 | 2040 | 2041 | 2042
Base |  |  |  |  | MWh | 53.5962 | 218.5015 | 14997.508 | 22891.1419 | 4248.4542 | 6325.5891 | 7548.0615 | 13228.9239 | 15720.1745 | 18337.1896 | 20105.1224 | 21963.6893 | 23909.0115 | 25942.8864 | 29099.0822 | 31863.2289 | 36027.1639 | 40593.8871 | 45388.1428 | 50362.1983
Option 1A/1B |  |  |  |  | MWh | 53.5962 | 218.5015 | 14997.508 | 22891.1419 | 4248.4542 | 0.7 | 0 | 0 | 0 | 0 | 0 | 0 | 0 | 0 | 0 | 0 | 0 | 0 | 0 | 0
Option 1C |  |  |  |  | MWh | 53.5962 | 218.5015 | 14997.508 | 22891.1419 | 237 | 0 | 0 | 0 | 0 | 0 | 0 | 0 | 0 | 0 | 0 | 0 | 0 | 0 | 0 | 0
Option 3 |  |  |  |  | MWh | 53.5962 | 218.5015 | 14997.508 | 22891.1419 | 0 | 0 | 0 | 0 | 0 | 0 | 0 | 0 | 0 | 0 | 0 | 0 | 0 | 0 | 0 | 0
Option 4 |  |  |  |  | MWh | 53.5962 | 218.5015 | 14997.508 | 22891.1419 | 0 | 0 | 0 | 0 | 0 | 0 | 0 | 0 | 0 | 0 | 0 | 0 | 0 | 0 | 0 | 0
Option 5 |  |  |  |  | MWh | Redacted to preserve confidentiality
Option 6 |  |  |  |  | MWh | Redacted to preserve confidentiality
Option 7A |  |  |  |  | MWh | Redacted to preserve confidentiality
Option 7B |  |  |  |  | MWh | Redacted to preserve confidentiality
Option 7C |  |  |  |  | MWh | Redacted to preserve confidentiality
Option 7D |  |  |  |  | MWh | Redacted to preserve confidentiality
Option 7E |  |  |  |  | MWh | Redacted to preserve confidentiality
Option name |  | S2 | High |  | Unit | 2023 | 2024 | 2025 | 2026 | 2027 | 2028 | 2029 | 2030 | 2031 | 2032 | 2033 | 2034 | 2035 | 2036 | 2037 | 2038 | 2039 | 2040 | 2041 | 2042
Base |  |  |  |  | MWh | 53.5962 | 344.5432 | 65211.8954 | 72319.295 | 16984.2757 | 28277.315 | 37082.9107 | 58034.9141 | 65182.5208 | 72207.3369 | 75126.8128 | 78066.1373 | 81018.7348 | 86513.0125 | 90932.178 | 88649.6939 | 91932.2216 | 97253.3952 | 105363.3484 | 113644.9834
Option 1A/1B |  |  |  |  | MWh | 53.5962 | 344.5432 | 65211.8954 | 72319.295 | 16984.2757 | 367.4 | 0 | 0 | 0 | 0 | 0 | 0 | 0 | 0 | 0 | 0 | 0 | 0 | 0 | 0
Option 1C |  |  |  |  | MWh | 53.5962 | 344.5432 | 65211.8954 | 72319.295 | 1633 | 0 | 0 | 0 | 0 | 0 | 0 | 0 | 0 | 0 | 0 | 0 | 0 | 0 | 0 | 0
Option 3 |  |  |  |  | MWh | 53.5962 | 344.5432 | 65211.8954 | 72319.295 | 138.7 | 162.6 | 0 | 0 | 0 | 0 | 0 | 0 | 0 | 0 | 0 | 0 | 0 | 0 | 0 | 0
Option 4 |  |  |  |  | MWh | 53.5962 | 344.5432 | 65211.8954 | 72319.295 | 138.7 | 0 | 0 | 0 | 0 | 0 | 0 | 0 | 0 | 0 | 0 | 0 | 0 | 0 | 0 | 0
Option 5 |  |  |  |  | MWh | Redacted to preserve confidentiality
Option 6 |  |  |  |  | MWh | Redacted to preserve confidentiality
Option 7A |  |  |  |  | MWh | Redacted to preserve confidentiality
Option 7B |  |  |  |  | MWh | Redacted to preserve confidentiality
Option 7C |  |  |  |  | MWh | Redacted to preserve confidentiality
Option 7D |  |  |  |  | MWh | Redacted to preserve confidentiality
Option 7E |  |  |  |  | MWh | Redacted to preserve confidentiality
Option name |  | S3 | Low |  | Unit | 2023 | 2024 | 2025 | 2026 | 2027 | 2028 | 2029 | 2030 | 2031 | 2032 | 2033 | 2034 | 2035 | 2036 | 2037 | 2038 | 2039 | 2040 | 2041 | 2042
Base |  |  |  |  | MWh | 53.5962 | 53.5962 | 53.5962 | 58.081 | 69.5433 | 78.9096 | 78.0227 | 86.8943 | 86.8943 | 99.2062 | 103.0995 | 127.9919 | 127.9478 | 161.4024 | 167.9054 | 213.1174 | 270.2103 | 421.3469 | 641.8231 | 971.4209
Option 1A/1B |  |  |  |  | MWh | 53.5962 | 53.5962 | 53.5962 | 58.081 | 69.5433 | 0 | 0 | 0 | 0 | 0 | 0 | 0 | 0 | 0 | 0 | 0 | 0 | 0 | 0 | 0
Option 1C |  |  |  |  | MWh | 53.5962 | 53.5962 | 53.5962 | 58.081 | 0 | 0 | 0 | 0 | 0 | 0 | 0 | 0 | 0 | 0 | 0 | 0 | 0 | 0 | 0 | 0
Option 3 |  |  |  |  | MWh | 53.5962 | 53.5962 | 53.5962 | 58.081 | 0 | 0 | 0 | 0 | 0 | 0 | 0 | 0 | 0 | 0 | 0 | 0 | 0 | 0 | 0 | 0
Option 4 |  |  |  |  | MWh | 53.5962 | 53.5962 | 53.5962 | 58.081 | 0 | 0 | 0 | 0 | 0 | 0 | 0 | 0 | 0 | 0 | 0 | 0 | 0 | 0 | 0 | 0
Option 5 |  |  |  |  | MWh | Redacted to preserve confidentiality
Option 6 |  |  |  |  | MWh | Redacted to preserve confidentiality
Option 7A |  |  |  |  | MWh | Redacted to preserve confidentiality
Option 7B |  |  |  |  | MWh | Redacted to preserve confidentiality
Option 7C |  |  |  |  | MWh | Redacted to preserve confidentiality
Option 7D |  |  |  |  | MWh | Redacted to preserve confidentiality
Option 7E |  |  |  |  | MWh | Redacted to preserve confidentiality
Note on N306: Liam Hickey: USE after 2027/28 zeroed out for reasons explained in the PACR, section 6.1 Full USE forecasts provided below

## S1
S1 | Central
S1 | NPV results
NPV results
Option |  |  | Unit | PV | 2023 | 2024 | 2025 | 2026 | 2027 | 2028 | 2029 | 2030 | 2031 | 2032 | 2033 | 2034 | 2035 | 2036 | 2037 | 2038 | 2039 | 2040 | 2041 | 2042
Option 1A/1B |  |  | $ | 73440747.4674 | -1590498.6479 | -3790677.899 | -11415286.4837 | -98043979.5867 | -162514582.3826 | 334096203.7166 | -2458374.13 | -2458374.13 | -2458374.13 | -2458374.13 | -2458374.13 | -2458374.13 | -2458374.13 | -2458374.13 | -2458374.13 | -2458374.13 | -2458374.13 | -2458374.13 | -2458374.13 | 179991345.32
Option 1C |  |  | $ | 295417627.329 | -2448313.6479 | -10297934.899 | -26692794.4837 | -86855951.5867 | 152627018.3844 | 342294493.5993 | -8370772.15 | -18450686.15 | -2061387.15 | -1765826.66 | -1765826.66 | -1765826.66 | -1765826.66 | -1765826.66 | -1765826.66 | -1765826.66 | -1765826.66 | -1765826.66 | -1765826.66 | 136189290.815
Option 3 |  |  | $ | 322516578.1026 | -4018785 | -21143209 | -56287929 | -3027405 | 230015120.7445 | 341258817.5193 | -11589694.23 | -96980823.23 | -10468761.23 | -2047851.25 | -2047851.25 | -2047851.25 | -2047851.25 | -2047851.25 | -2047851.25 | -2047851.25 | -2047851.25 | -2047851.25 | -2047851.25 | 124173840.5
Option 4 |  |  | $ | 306046011.3968 | -4018785 | -21143209 | -56287929 | -2602300 | 229794925.0966 | 341356784.6203 | -9050700.7137 | -87081669.8167 | -66732842.6126 | -2071361.83 | -2071361.83 | -2071361.83 | -2071361.83 | -2071361.83 | -2071361.83 | -2071361.83 | -2071361.83 | -2071361.83 | -2071361.83 | 155704546.97
Option 5 |  |  | $ | 276402670.2591 | Redacted to preserve confidentiality
Option 6 |  |  | $ | 259932103.5534 | Redacted to preserve confidentiality
Option 7A |  |  | $ | 1819311727.8577 | Redacted to preserve confidentiality
Option 7B |  |  | $ | 1399367517.862 | Redacted to preserve confidentiality
Option 7C |  |  | $ | 433375264.3963 | Redacted to preserve confidentiality
Option 7D |  |  | $ | 2091111567.1176 | Redacted to preserve confidentiality
Option 7E |  |  | $ | 2114078265.3191 | Redacted to preserve confidentiality
S1 | Calculation |  |  |  | 1 | 1 | 1 | 1 | 1 | 1 | 1 | 1 | 1 | 1 | 1 | 1 | 1 | 1 | 1 | 1 | 1 | 1 | 1 | 1
Capital cost calculation
Option | Components | TNSP | Unit | PV | 2023 | 2024 | 2025 | 2026 | 2027 | 2028 | 2029 | 2030 | 2031 | 2032 | 2033 | 2034 | 2035 | 2036 | 2037 | 2038 | 2039 | 2040 | 2041 | 2042 | Terminal value | Years in analysis period | Annual depreciation
Option 1A/1B | Stage 1: line | 1 | $ | -19696857.7714 | -369584.1317 | -911433.596 | -2531172.9888 | -13116120.4567 | -15217605.6421 | 0 | 0 | 0 | 0 | 0 | 0 | 0 | 0 | 0 | 0 | 0 | 0 | 0 | 0 | 20091198.0096 | 20091198.0096 | 15 | 803647.9204
Option 1A/1B | Stage 1: substation (inc. the 2 TFs) | 1 | $ | -55200298.4599 | -720424.5162 | -1910871.303 | -5679005.4949 | -31953027.13 | -50674714.7405 | 0 | 0 | 0 | 0 | 0 | 0 | 0 | 0 | 0 | 0 | 0 | 0 | 0 | 0 | 56836276.9904 | 56836276.9904 | 15 | 2273451.0796
Option 1A/1B | Stage 2: line | 1 | $ | -70881180.2166 | -500490 | -968373 | -3205108 | -11802832 | -96622262 | -9654388 | 0 | 0 | 0 | 0 | 0 | 0 | 0 | 0 | 0 | 0 | 0 | 0 | 0 | 79789744.45 | 79789744.45 | 14 | 3068836.325
Option 1C | Stage 1: syncon | 1 | $ | -19513900.9049 | -1358305 | -7475630 | -18482616 | -614804 | 0 | 0 | 0 | 0 | 0 | 0 | 0 | 0 | 0 | 0 | 0 | 0 | 0 | 0 | 0 | 16758813 | 16758813 | 16 | 698283.875
Option 1C | Stage 2: line | 1 | $ | -19696857.7714 | -369584.1317 | -911433.596 | -2531172.9888 | -13116120.4567 | -15217605.6421 | 0 | 0 | 0 | 0 | 0 | 0 | 0 | 0 | 0 | 0 | 0 | 0 | 0 | 0 | 20091198.0096 | 20091198.0096 | 15 | 803647.9204
Option 1C | Stage 2: substation (inc. the 2 TFs) | 1 | $ | -55200298.4599 | -720424.5162 | -1910871.303 | -5679005.4949 | -31953027.13 | -50674714.7405 | 0 | 0 | 0 | 0 | 0 | 0 | 0 | 0 | 0 | 0 | 0 | 0 | 0 | 0 | 56836276.9904 | 56836276.9904 | 15 | 2273451.0796
Option 1C | Stage 3: syncon | 1 | $ | -11207627.6755 | 0 | 0 | 0 | 0 | 0 | -1214965 | -6860619 | -16940533 | -551234 | 0 | 0 | 0 | 0 | 0 | 0 | 0 | 0 | 0 | 0 | 18536329.475 | 18536329.475 | 11 | 639183.775
Option 1C | Stage 4: syncon | 1 | $ | 0 | 0 | 0 | 0 | 0 | 0 | 0 | 0 | 0 | 0 | 0 | 0 | 0 | 0 | 0 | 0 | 0 | 0 | 0 | 0 | 0 | #N/A | #N/A | 799071.3
Option 3 | Stage 1: SVC at Panorama | 1 | $ | -24642214.6094 | -1343466 | -6512733 | -20104207 | -1392084 | 0 | 0 | 0 | 0 | 0 | 0 | 0 | 0 | 0 | 0 | 0 | 0 | 0 | 0 | 0 | 5870498 | 5870498 | 16 | 1467624.5
Option 3 | Stage 1: syncons at Parkes | 1 | $ | -38216090.9825 | -2675319 | -14630476 | -36183722 | -1210216 | 0 | 0 | 0 | 0 | 0 | 0 | 0 | 0 | 0 | 0 | 0 | 0 | 0 | 0 | 0 | 32819839.8 | 32819839.8 | 16 | 1367493.325
Option 3 | Stage 2: line | 1 | $ | -51808972.4679 | 0 | 0 | 0 | -425105 | -869813 | -2920272 | -10749172 | -96140301 | -9628239 | 0 | 0 | 0 | 0 | 0 | 0 | 0 | 0 | 0 | 0 | 87531353.95 | 87531353.95 | 11 | 3018322.55
Option 4 | Stage 1: SVC at Panorama | 1 | $ | -24642214.6094 | -1343466 | -6512733 | -20104207 | -1392084 | 0 | 0 | 0 | 0 | 0 | 0 | 0 | 0 | 0 | 0 | 0 | 0 | 0 | 0 | 0 | 5870498 | 5870498 | 16 | 1467624.5
Option 4 | Stage 1: syncons at Parkes | 1 | $ | -38216090.9825 | -2675319 | -14630476 | -36183722 | -1210216 | 0 | 0 | 0 | 0 | 0 | 0 | 0 | 0 | 0 | 0 | 0 | 0 | 0 | 0 | 0 | 32819839.8 | 32819839.8 | 16 | 1367493.325
Option 4 | Stage 2: line | 1 | $ | -13336819.5125 | 0 | 0 | 0 | 0 | -369584.1317 | -911433.596 | -2531172.9888 | -13116120.4567 | -15217605.6421 | 0 | 0 | 0 | 0 | 0 | 0 | 0 | 0 | 0 | 0 | 23305789.6912 | 23305789.6912 | 11 | 803647.9204
Option 4 | Stage 2: substation (inc. the 2 TFs) | 1 | $ | -37308624.3903 | 0 | 0 | 0 | 0 | -720424.5162 | -1910871.303 | -5679005.4949 | -31953027.13 | -50674714.7405 | 0 | 0 | 0 | 0 | 0 | 0 | 0 | 0 | 0 | 0 | 65930081.3088 | 65930081.3088 | 11 | 2273451.0796
Option 4 | Stage 3: syncon | 1 | $ | 0 | 0 | 0 | 0 | 0 | 0 | 0 | 0 | 0 | 0 | 0 | 0 | 0 | 0 | 0 | 0 | 0 | 0 | 0 | 0 | 0 | #N/A | #N/A | 679739.15
Option 5 | Stage 1: Parkes syncon | 1 | $ |  | Redacted to preserve confidentiality | [19 empty] | Redacted to preserve confidentiality
Option 5 | Stage 1: Panorama BESS | 1 | $ |  | Redacted to preserve confidentiality | [19 empty] | Redacted to preserve confidentiality
Option 5 | Stage 1: Parkes BESS | 1 | $ |  | Redacted to preserve confidentiality | [19 empty] | Redacted to preserve confidentiality
Option 5 | Reinvestment: Panorama BESS | 1 | $ |  | Redacted to preserve confidentiality | [19 empty] | Redacted to preserve confidentiality
Option 5 | Reinvestment: Parkes BESS | 1 | $ |  | Redacted to preserve confidentiality | [19 empty] | Redacted to preserve confidentiality
Option 5 | Stage 2: line | 1 | $ |  | Redacted to preserve confidentiality | [19 empty] | Redacted to preserve confidentiality
Option 6 | Stage 1: Parkes syncon | 1 | $ |  | Redacted to preserve confidentiality | [19 empty] | Redacted to preserve confidentiality
Option 6 | Stage 1: Panorama BESS | 1 | $ |  | Redacted to preserve confidentiality | [19 empty] | Redacted to preserve confidentiality
Option 6 | Stage 1: Parkes BESS | 1 | $ |  | Redacted to preserve confidentiality | [19 empty] | Redacted to preserve confidentiality
Option 6 | Reinvestment: Panorama BESS | 1 | $ |  | Redacted to preserve confidentiality | [19 empty] | Redacted to preserve confidentiality
Option 6 | Reinvestment: Parkes BESS | 1 | $ |  | Redacted to preserve confidentiality | [19 empty] | Redacted to preserve confidentiality
Option 6 | Stage 2: line | 1 | $ |  | Redacted to preserve confidentiality | [19 empty] | Redacted to preserve confidentiality
Option 6 | Stage 2: substation (inc. the 2 TFs) | 1 | $ |  | Redacted to preserve confidentiality | [19 empty] | Redacted to preserve confidentiality
Option 6 | Stage 3: syncon | 1 | $ |  | Redacted to preserve confidentiality | [19 empty] | Redacted to preserve confidentiality
Option 7A | Stage 1: Parkes - PV and BESS | 0 | $ |  | Redacted to preserve confidentiality | [19 empty] | Redacted to preserve confidentiality
Option 7A | Stage 1: Panorama - BESS | 0 | $ |  | Redacted to preserve confidentiality | [19 empty] | Redacted to preserve confidentiality
Option 7A | Reinvestment: Parkes - PV and BESS | 0 | $ |  | Redacted to preserve confidentiality | [19 empty] | Redacted to preserve confidentiality
Option 7A | Reinvestment: Panorama - BESS | 0 | $ |  | Redacted to preserve confidentiality | [19 empty] | Redacted to preserve confidentiality
Option 7A | Stage 2: line (same as Option 3 stage 2) | 1 | $ |  | Redacted to preserve confidentiality | [19 empty] | Redacted to preserve confidentiality
Option 7B | Stage 1: QPSF1 - PV - Night time only | 0 | $ |  | Redacted to preserve confidentiality | [19 empty] | Redacted to preserve confidentiality
Option 7B | Stage 1: QPSF2 - PV - Day and Night time | 0 | $ |  | Redacted to preserve confidentiality | [19 empty] | Redacted to preserve confidentiality
Option 7B | Stage 1: QPSF2 - BESS | 0 | $ |  | Redacted to preserve confidentiality | [19 empty] | Redacted to preserve confidentiality
Option 7B | Stage 1: PAN BESS | 0 | $ |  | Redacted to preserve confidentiality | [19 empty] | Redacted to preserve confidentiality
Option 7B | Stage 2: line (same as Option 3 stage 2) | 1 | $ |  | Redacted to preserve confidentiality | [19 empty] | Redacted to preserve confidentiality
Option 7C | Stage 1: Panorama - BESS | 0 | $ |  | Redacted to preserve confidentiality | [19 empty] | Redacted to preserve confidentiality
Option 7C | Stage 1: Parkes - syncons (same as Option 3 stage 1) | 1 | $ |  | Redacted to preserve confidentiality | [19 empty] | Redacted to preserve confidentiality
Option 7C | Reinvestment: Panorama - BESS | 0 | $ |  | Redacted to preserve confidentiality | [19 empty] | Redacted to preserve confidentiality
Option 7C | Stage 2: line (same as Option 3 stage 2) | 1 | $ |  | Redacted to preserve confidentiality | [19 empty] | Redacted to preserve confidentiality
Option 7D | Stage 1: Parkes BESS | 0 | $ |  | Redacted to preserve confidentiality | [19 empty] | Redacted to preserve confidentiality
Option 7D | Stage 1: Panorama BESS | 0 | $ |  | Redacted to preserve confidentiality | [19 empty] | Redacted to preserve confidentiality
Option 7D | Reinvestment: Parkes BESS | 0 | $ |  | Redacted to preserve confidentiality | [19 empty] | Redacted to preserve confidentiality
Option 7D | Reinvestment: Panorama BESS | 0 | $ |  | Redacted to preserve confidentiality | [19 empty] | Redacted to preserve confidentiality
Option 7D | Stage 1: Parkes - 36 MVAr STATCOM | 0 | $ |  | Redacted to preserve confidentiality | [19 empty] | Redacted to preserve confidentiality
Option 7D | Stage 1: Panorama - 30 MVAr STATCOM | 0 | $ |  | Redacted to preserve confidentiality | [19 empty] | Redacted to preserve confidentiality
Option 7D | Stage 2: line (same as Option 3 stage 2) | 1 | $ |  | Redacted to preserve confidentiality | [19 empty] | Redacted to preserve confidentiality
Option 7E | Stage 1: Parkes - syncon (same as Option 5 stage 1) | 1 | $ |  | Redacted to preserve confidentiality | [19 empty] | Redacted to preserve confidentiality
Option 7E | Stage 1: Panorama - BESS | 0 | $ |  | Redacted to preserve confidentiality | [19 empty] | Redacted to preserve confidentiality
Option 7E | Stage 1: Parkes - BESS | 0 | $ |  | Redacted to preserve confidentiality | [19 empty] | Redacted to preserve confidentiality
Option 7E | Stage 2: line (same as Option 3 stage 2) | 1 | $ |  | Redacted to preserve confidentiality | [19 empty] | Redacted to preserve confidentiality
Biodiversity offset costs | Bio costs component
Option 1A/1B | Stage 1: line | 1 | $ | -2615119.8317 | 0 | 0 | 0 | -4180000 | 0 | 0 | 0 | 0 | 0 | 0 | 0 | 0 | 0 | 0 | 0 | 0 | 0 | 0 | 0 | 2612500 | 2612500 | 15 | 104500
Option 1A/1B | Stage 1: substation (inc. the 2 TFs) | 1 | $ | -5686947.1938 | 0 | 0 | 0 | -9090000 | 0 | 0 | 0 | 0 | 0 | 0 | 0 | 0 | 0 | 0 | 0 | 0 | 0 | 0 | 0 | 5681250 | 5681250 | 15 | 227250
Option 1C | Stage 2: line | 1 | $ | -2615119.8317 | 0 | 0 | 0 | -4180000 | 0 | 0 | 0 | 0 | 0 | 0 | 0 | 0 | 0 | 0 | 0 | 0 | 0 | 0 | 0 | 2612500 | 2612500 | 15 | 104500
Option 1C | Stage 2: substation (inc. the 2 TFs) | 1 | $ | -5686947.1938 | 0 | 0 | 0 | -9090000 | 0 | 0 | 0 | 0 | 0 | 0 | 0 | 0 | 0 | 0 | 0 | 0 | 0 | 0 | 0 | 5681250 | 5681250 | 15 | 227250
Option 4 | Stage 2: line | 1 | $ | -1777720.5296 | 0 | 0 | 0 | 0 | 0 | 0 | 0 | -4180000 | 0 | 0 | 0 | 0 | 0 | 0 | 0 | 0 | 0 | 0 | 0 | 3030500 | 3030500 | 11 | 104500
Option 4 | Stage 2: substation (inc. the 2 TFs) | 1 | $ | -3865904.2139 | 0 | 0 | 0 | 0 | 0 | 0 | 0 | -9090000 | 0 | 0 | 0 | 0 | 0 | 0 | 0 | 0 | 0 | 0 | 0 | 6590250 | 6590250 | 11 | 227250
Option 6 | Stage 2: line | 1 | $ |  | Redacted to preserve confidentiality | [19 empty] | Redacted to preserve confidentiality
Option 6 | Stage 2: substation (inc. the 2 TFs) | 1 | $ |  | Redacted to preserve confidentiality | [19 empty] | Redacted to preserve confidentiality
Property allowances | Property allowances component
Option 1A/1B | Stage 1: line | 1 | $ | -14689716.1837 | 0 | 0 | 0 | -23480000 | 0 | 0 | 0 | 0 | 0 | 0 | 0 | 0 | 0 | 0 | 0 | 0 | 0 | 0 | 0 | 14675000 | 14675000 | 15 | 587000
Option 1A/1B | Stage 1: substation (inc. the 2 TFs) | 1 | $ | -2766521.5061 | 0 | 0 | 0 | -4422000 | 0 | 0 | 0 | 0 | 0 | 0 | 0 | 0 | 0 | 0 | 0 | 0 | 0 | 0 | 0 | 2763750 | 2763750 | 15 | 110550
Option 1C | Stage 2: line | 1 | $ | -14689716.1837 | 0 | 0 | 0 | -23480000 | 0 | 0 | 0 | 0 | 0 | 0 | 0 | 0 | 0 | 0 | 0 | 0 | 0 | 0 | 0 | 14675000 | 14675000 | 15 | 587000
Option 1C | Stage 2: substation (inc. the 2 TFs) | 1 | $ | -2766521.5061 | 0 | 0 | 0 | -4422000 | 0 | 0 | 0 | 0 | 0 | 0 | 0 | 0 | 0 | 0 | 0 | 0 | 0 | 0 | 0 | 2763750 | 2763750 | 15 | 110550
Option 4 | Stage 2: line | 1 | $ | -9985855.9893 | 0 | 0 | 0 | 0 | 0 | 0 | 0 | -23480000 | 0 | 0 | 0 | 0 | 0 | 0 | 0 | 0 | 0 | 0 | 0 | 17023000 | 17023000 | 11 | 587000
Option 4 | Stage 2: substation (inc. the 2 TFs) | 1 | $ | -1880641.1918 | 0 | 0 | 0 | 0 | 0 | 0 | 0 | -4422000 | 0 | 0 | 0 | 0 | 0 | 0 | 0 | 0 | 0 | 0 | 0 | 3205950 | 3205950 | 11 | 110550
Option 6 | Stage 2: line | 1 | $ |  | Redacted to preserve confidentiality | [19 empty] | Redacted to preserve confidentiality
Option 6 | Stage 2: substation (inc. the 2 TFs) | 1 | $ |  | Redacted to preserve confidentiality | [19 empty] | Redacted to preserve confidentiality
Land purchase | Land purchase component
Option 7A | Stage 1: Parkes - PV and BESS | 0 | $ |  | Redacted to preserve confidentiality | [19 empty] | Redacted to preserve confidentiality
Option 7A | Stage 1: Panorama - BESS | 0 | $ |  | Redacted to preserve confidentiality | [19 empty] | Redacted to preserve confidentiality
Option 7B | Stage 1: Parkes - QPSF1 - PV - Night time only | 0 | $ |  | Redacted to preserve confidentiality | [19 empty] | Redacted to preserve confidentiality
Option 7B | Stage 1: Parkes - QPSF2 - PV - Day and Night time | 0 | $ |  | Redacted to preserve confidentiality | [19 empty] | Redacted to preserve confidentiality
Option 7B | Stage 1: Parkes - QPSF2 - BESS | 0 | $ |  | Redacted to preserve confidentiality | [19 empty] | Redacted to preserve confidentiality
Option 7B | Stage 1: Panorama - BESS | 0 | $ |  | Redacted to preserve confidentiality | [19 empty] | Redacted to preserve confidentiality
Option 7C | Stage 1: Panorama - BESS | 0 | $ |  | Redacted to preserve confidentiality | [19 empty] | Redacted to preserve confidentiality
Option 7D | Stage 1: Parkes - BESS | 0 | $ |  | Redacted to preserve confidentiality | [19 empty] | Redacted to preserve confidentiality
Option 7D | Stage 1: Panorama - BESS | 0 | $ |  | Redacted to preserve confidentiality | [19 empty] | Redacted to preserve confidentiality
Option 7E | Stage 1: Panorama - BESS | 0 | $ |  | Redacted to preserve confidentiality | [19 empty] | Redacted to preserve confidentiality
Option 7E | Stage 1: Parkes - BESS | 0 | $ |  | Redacted to preserve confidentiality | [19 empty] | Redacted to preserve confidentiality
TNSP capital costs
Option |  |  | Unit | PV | 2023 | 2024 | 2025 | 2026 | 2027 | 2028 | 2029 | 2030 | 2031 | 2032 | 2033 | 2034 | 2035 | 2036 | 2037 | 2038 | 2039 | 2040 | 2041 | 2042
Option 1A/1B |  |  | $ | -171536641.1632 | -1590498.6479 | -3790677.899 | -11415286.4837 | -98043979.5867 | -162514582.3826 | -9654388 | 0 | 0 | 0 | 0 | 0 | 0 | 0 | 0 | 0 | 0 | 0 | 0 | 0 | 182449719.45
Option 1C |  |  | $ | -131376989.527 | -2448313.6479 | -10297934.899 | -26692794.4837 | -86855951.5867 | -65892320.3826 | -1214965 | -6860619 | -16940533 | -551234 | 0 | 0 | 0 | 0 | 0 | 0 | 0 | 0 | 0 | 0 | 137955117.475
Option 3 |  |  | $ | -114667278.0598 | -4018785 | -21143209 | -56287929 | -3027405 | -869813 | -2920272 | -10749172 | -96140301 | -9628239 | 0 | 0 | 0 | 0 | 0 | 0 | 0 | 0 | 0 | 0 | 126221691.75
Option 4 |  |  | $ | -131013871.4193 | -4018785 | -21143209 | -56287929 | -2602300 | -1090008.6479 | -2822304.899 | -8210178.4837 | -86241147.5867 | -65892320.3826 | 0 | 0 | 0 | 0 | 0 | 0 | 0 | 0 | 0 | 0 | 157775908.8
Option 5 |  |  | $ |  | Redacted to preserve confidentiality
Option 6 |  |  | $ |  | Redacted to preserve confidentiality
Option 7A |  |  | $ |  | Redacted to preserve confidentiality
Option 7B |  |  | $ |  | Redacted to preserve confidentiality
Option 7C |  |  | $ |  | Redacted to preserve confidentiality
Option 7D |  |  | $ |  | Redacted to preserve confidentiality
Option 7E |  |  | $ |  | Redacted to preserve confidentiality
NNO capital costs
Option |  |  | Unit | PV | 2023 | 2024 | 2025 | 2026 | 2027 | 2028 | 2029 | 2030 | 2031 | 2032 | 2033 | 2034 | 2035 | 2036 | 2037 | 2038 | 2039 | 2040 | 2041 | 2042
Option 1A/1B |  |  | $ | 0 | 0 | 0 | 0 | 0 | 0 | 0 | 0 | 0 | 0 | 0 | 0 | 0 | 0 | 0 | 0 | 0 | 0 | 0 | 0 | 0
Option 1C |  |  | $ | 0 | 0 | 0 | 0 | 0 | 0 | 0 | 0 | 0 | 0 | 0 | 0 | 0 | 0 | 0 | 0 | 0 | 0 | 0 | 0 | 0
Option 3 |  |  | $ | 0 | 0 | 0 | 0 | 0 | 0 | 0 | 0 | 0 | 0 | 0 | 0 | 0 | 0 | 0 | 0 | 0 | 0 | 0 | 0 | 0
Option 4 |  |  | $ | 0 | 0 | 0 | 0 | 0 | 0 | 0 | 0 | 0 | 0 | 0 | 0 | 0 | 0 | 0 | 0 | 0 | 0 | 0 | 0 | 0
Option 5 |  |  | $ |  | Redacted to preserve confidentiality
Option 6 |  |  | $ |  | Redacted to preserve confidentiality
Option 7A |  |  | $ |  | Redacted to preserve confidentiality
Option 7B |  |  | $ |  | Redacted to preserve confidentiality
Option 7C |  |  | $ |  | Redacted to preserve confidentiality
Option 7D |  |  | $ |  | Redacted to preserve confidentiality
Option 7E |  |  | $ |  | Redacted to preserve confidentiality
Operating cost calculation
Option | Components | TNSP | Unit | PV | 2023 | 2024 | 2025 | 2026 | 2027 | 2028 | 2029 | 2030 | 2031 | 2032 | 2033 | 2034 | 2035 | 2036 | 2037 | 2038 | 2039 | 2040 | 2041 | 2042
Option 1A/1B | Stage 1: line | 1 | $ | -2604624.0029 | 0 | 0 | 0 | 0 | 0 | -321459.1682 | -321459.1682 | -321459.1682 | -321459.1682 | -321459.1682 | -321459.1682 | -321459.1682 | -321459.1682 | -321459.1682 | -321459.1682 | -321459.1682 | -321459.1682 | -321459.1682 | -321459.1682 | -321459.1682
Option 1A/1B | Stage 1: substation (inc. the 2 TFs) | 1 | $ | -7368258.0408 | 0 | 0 | 0 | 0 | 0 | -909380.4318 | -909380.4318 | -909380.4318 | -909380.4318 | -909380.4318 | -909380.4318 | -909380.4318 | -909380.4318 | -909380.4318 | -909380.4318 | -909380.4318 | -909380.4318 | -909380.4318 | -909380.4318 | -909380.4318
Option 1A/1B | Stage 2: line | 1 | $ | -9006873.8633 | 0 | 0 | 0 | 0 | 0 | 0 | -1227534.53 | -1227534.53 | -1227534.53 | -1227534.53 | -1227534.53 | -1227534.53 | -1227534.53 | -1227534.53 | -1227534.53 | -1227534.53 | -1227534.53 | -1227534.53 | -1227534.53 | -1227534.53
Option 1C | Stage 1: syncon | 1 | $ | -2488605.5627 | 0 | 0 | 0 | 0 | -279313.55 | -279313.55 | -279313.55 | -279313.55 | -279313.55 | -279313.55 | -279313.55 | -279313.55 | -279313.55 | -279313.55 | -279313.55 | -279313.55 | -279313.55 | -279313.55 | -279313.55 | -279313.55
Option 1C | Stage 2: line | 1 | $ | -2604624.0029 | 0 | 0 | 0 | 0 | 0 | -321459.1682 | -321459.1682 | -321459.1682 | -321459.1682 | -321459.1682 | -321459.1682 | -321459.1682 | -321459.1682 | -321459.1682 | -321459.1682 | -321459.1682 | -321459.1682 | -321459.1682 | -321459.1682 | -321459.1682
Option 1C | Stage 2: substation (inc. the 2 TFs) | 1 | $ | -7368258.0408 | 0 | 0 | 0 | 0 | 0 | -909380.4318 | -909380.4318 | -909380.4318 | -909380.4318 | -909380.4318 | -909380.4318 | -909380.4318 | -909380.4318 | -909380.4318 | -909380.4318 | -909380.4318 | -909380.4318 | -909380.4318 | -909380.4318 | -909380.4318
Option 1C | Stage 3: syncon | 1 | $ | -1348188.7983 | 0 | 0 | 0 | 0 | 0 | 0 | 0 | 0 | 0 | -255673.51 | -255673.51 | -255673.51 | -255673.51 | -255673.51 | -255673.51 | -255673.51 | -255673.51 | -255673.51 | -255673.51 | -255673.51
Option 1C | Stage 4: syncon | 1 | $ | 0 | 0 | 0 | 0 | 0 | 0 | 0 | 0 | 0 | 0 | 0 | 0 | 0 | 0 | 0 | 0 | 0 | 0 | 0 | 0 | 0
Option 3 | Stage 1: SVC at Panorama | 1 | $ | -2615224.714 | 0 | 0 | 0 | 0 | -293524.9 | -293524.9 | -293524.9 | -293524.9 | -293524.9 | -293524.9 | -293524.9 | -293524.9 | -293524.9 | -293524.9 | -293524.9 | -293524.9 | -293524.9 | -293524.9 | -293524.9 | -293524.9
Option 3 | Stage 1: syncons at Parkes | 1 | $ | -4873593.1293 | 0 | 0 | 0 | 0 | -546997.33 | -546997.33 | -546997.33 | -546997.33 | -546997.33 | -546997.33 | -546997.33 | -546997.33 | -546997.33 | -546997.33 | -546997.33 | -546997.33 | -546997.33 | -546997.33 | -546997.33 | -546997.33
Option 3 | Stage 2: line | 1 | $ | -6366351.6045 | 0 | 0 | 0 | 0 | 0 | 0 | 0 | 0 | 0 | -1207329.02 | -1207329.02 | -1207329.02 | -1207329.02 | -1207329.02 | -1207329.02 | -1207329.02 | -1207329.02 | -1207329.02 | -1207329.02 | -1207329.02
Option 4 | Stage 1: SVC at Panorama | 1 | $ | -2615224.714 | 0 | 0 | 0 | 0 | -293524.9 | -293524.9 | -293524.9 | -293524.9 | -293524.9 | -293524.9 | -293524.9 | -293524.9 | -293524.9 | -293524.9 | -293524.9 | -293524.9 | -293524.9 | -293524.9 | -293524.9 | -293524.9
Option 4 | Stage 1: syncons at Parkes | 1 | $ | -4873593.1293 | 0 | 0 | 0 | 0 | -546997.33 | -546997.33 | -546997.33 | -546997.33 | -546997.33 | -546997.33 | -546997.33 | -546997.33 | -546997.33 | -546997.33 | -546997.33 | -546997.33 | -546997.33 | -546997.33 | -546997.33 | -546997.33
Option 4 | Stage 2: line | 1 | $ | -1695082.3322 | 0 | 0 | 0 | 0 | 0 | 0 | 0 | 0 | 0 | -321459.1682 | -321459.1682 | -321459.1682 | -321459.1682 | -321459.1682 | -321459.1682 | -321459.1682 | -321459.1682 | -321459.1682 | -321459.1682 | -321459.1682
Option 4 | Stage 2: substation (inc. the 2 TFs) | 1 | $ | -4795242.6186 | 0 | 0 | 0 | 0 | 0 | 0 | 0 | 0 | 0 | -909380.4318 | -909380.4318 | -909380.4318 | -909380.4318 | -909380.4318 | -909380.4318 | -909380.4318 | -909380.4318 | -909380.4318 | -909380.4318 | -909380.4318
Option 4 | Stage 3: syncon | 1 | $ | 0 | 0 | 0 | 0 | 0 | 0 | 0 | 0 | 0 | 0 | 0 | 0 | 0 | 0 | 0 | 0 | 0 | 0 | 0 | 0 | 0
Option 5 | Stage 1: Parkes syncon | 1 | $ |  | Redacted to preserve confidentiality
Option 5 | Stage 1: Panorama BESS | 1 | $ |  | Redacted to preserve confidentiality
Option 5 | Stage 1: Parkes BESS | 1 | $ |  | Redacted to preserve confidentiality
Option 5 | Reinvestment: Panorama BESS | 1 | $ |  | Redacted to preserve confidentiality
Option 5 | Reinvestment: Parkes BESS | 1 | $ |  | Redacted to preserve confidentiality
Option 5 | Stage 2: line | 1 | $ |  | Redacted to preserve confidentiality
Option 6 | Stage 1: Parkes syncon | 1 | $ |  | Redacted to preserve confidentiality
Option 6 | Stage 1: Panorama BESS | 1 | $ |  | Redacted to preserve confidentiality
Option 6 | Stage 1: Parkes BESS | 1 | $ |  | Redacted to preserve confidentiality
Option 6 | Reinvestment: Panorama BESS | 1 | $ |  | Redacted to preserve confidentiality
Option 6 | Reinvestment: Parkes BESS | 1 | $ |  | Redacted to preserve confidentiality
Option 6 | Stage 2: line | 1 | $ |  | Redacted to preserve confidentiality
Option 6 | Stage 2: substation (inc. the 2 TFs) | 1 | $ |  | Redacted to preserve confidentiality
Option 6 | Stage 3: syncon | 1 | $ |  | Redacted to preserve confidentiality
Option 7A | Stage 1: Parkes - PV and BESS | 0 | $ |  | Redacted to preserve confidentiality
Option 7A | Stage 1: Panorama - BESS | 0 | $ |  | Redacted to preserve confidentiality
Option 7A | Reinvestment: Parkes - PV and BESS | 0 | $ |  | Redacted to preserve confidentiality
Option 7A | Reinvestment: Panorama - BESS | 0 | $ |  | Redacted to preserve confidentiality
Option 7A | Stage 2: line (same as Option 3 stage 2) | 1 | $ |  | Redacted to preserve confidentiality
Option 7B | Stage 1: QPSF1 - PV - Night time only | 0 | $ |  | Redacted to preserve confidentiality
Option 7B | Stage 1: QPSF2 - PV - Day and Night time | 0 | $ |  | Redacted to preserve confidentiality
Option 7B | Stage 1: QPSF2 - BESS | 0 | $ |  | Redacted to preserve confidentiality
Option 7B | Stage 1: PAN BESS | 0 | $ |  | Redacted to preserve confidentiality
Option 7B | Stage 2: line (same as Option 3 stage 2) | 1 | $ |  | Redacted to preserve confidentiality
Option 7C | Stage 1: Panorama - BESS | 0 | $ |  | Redacted to preserve confidentiality
Option 7C | Stage 1: Parkes - syncons (same as Option 3 stage 1) | 1 | $ |  | Redacted to preserve confidentiality
Option 7C | Reinvestment: Panorama - BESS | 0 | $ |  | Redacted to preserve confidentiality
Option 7C | Stage 2: line (same as Option 3 stage 2) | 1 | $ |  | Redacted to preserve confidentiality
Option 7D | Stage 1: Parkes BESS | 0 | $ |  | Redacted to preserve confidentiality
Option 7D | Stage 1: Panorama BESS | 0 | $ |  | Redacted to preserve confidentiality
Option 7D | Reinvestment: Parkes BESS | 0 | $ |  | Redacted to preserve confidentiality
Option 7D | Reinvestment: Panorama BESS | 0 | $ |  | Redacted to preserve confidentiality
Option 7D | Stage 1: Parkes - 36 MVAr STATCOM | 0 | $ |  | Redacted to preserve confidentiality
Option 7D | Stage 1: Panorama - 30 MVAr STATCOM | 0 | $ |  | Redacted to preserve confidentiality
Option 7D | Stage 2: line (same as Option 3 stage 2) | 1 | $ |  | Redacted to preserve confidentiality
Option 7E | Stage 1: Parkes - syncon (same as Option 5 stage 1) | 1 | $ |  | Redacted to preserve confidentiality
Option 7E | Stage 1: Panorama - BESS | 0 | $ |  | Redacted to preserve confidentiality
Option 7E | Stage 1: Parkes - BESS | 0 | $ |  | Redacted to preserve confidentiality
Option 7E | Stage 2: line (same as Option 3 stage 2) | 1 | $ |  | Redacted to preserve confidentiality
Biodiversity offset costs | Bio costs component
Option 1A/1B | Stage 1: line | 1 | $ | 0 | 0 | 0 | 0 | 0 | 0 | 0 | 0 | 0 | 0 | 0 | 0 | 0 | 0 | 0 | 0 | 0 | 0 | 0 | 0 | 0
Option 1A/1B | Stage 1: substation (inc. the 2 TFs) | 1 | $ | 0 | 0 | 0 | 0 | 0 | 0 | 0 | 0 | 0 | 0 | 0 | 0 | 0 | 0 | 0 | 0 | 0 | 0 | 0 | 0 | 0
Option 1C | Stage 2: line | 1 | $ | 0 | 0 | 0 | 0 | 0 | 0 | 0 | 0 | 0 | 0 | 0 | 0 | 0 | 0 | 0 | 0 | 0 | 0 | 0 | 0 | 0
Option 1C | Stage 2: substation (inc. the 2 TFs) | 1 | $ | 0 | 0 | 0 | 0 | 0 | 0 | 0 | 0 | 0 | 0 | 0 | 0 | 0 | 0 | 0 | 0 | 0 | 0 | 0 | 0 | 0
Option 4 | Stage 2: line | 1 | $ | 0 | 0 | 0 | 0 | 0 | 0 | 0 | 0 | 0 | 0 | 0 | 0 | 0 | 0 | 0 | 0 | 0 | 0 | 0 | 0 | 0
Option 4 | Stage 2: substation (inc. the 2 TFs) | 1 | $ | 0 | 0 | 0 | 0 | 0 | 0 | 0 | 0 | 0 | 0 | 0 | 0 | 0 | 0 | 0 | 0 | 0 | 0 | 0 | 0 | 0
Option 6 | Stage 2: line | 1 | $ |  | Redacted to preserve confidentiality
Option 6 | Stage 2: substation (inc. the 2 TFs) | 1 | $ |  | Redacted to preserve confidentiality
Property allowances | Property allowances component
Option 1A/1B | Stage 1: line | 1 | $ | 0 | 0 | 0 | 0 | 0 | 0 | 0 | 0 | 0 | 0 | 0 | 0 | 0 | 0 | 0 | 0 | 0 | 0 | 0 | 0 | 0
Option 1A/1B | Stage 1: substation (inc. the 2 TFs) | 1 | $ | 0 | 0 | 0 | 0 | 0 | 0 | 0 | 0 | 0 | 0 | 0 | 0 | 0 | 0 | 0 | 0 | 0 | 0 | 0 | 0 | 0
Option 1C | Stage 2: line | 1 | $ | 0 | 0 | 0 | 0 | 0 | 0 | 0 | 0 | 0 | 0 | 0 | 0 | 0 | 0 | 0 | 0 | 0 | 0 | 0 | 0 | 0
Option 1C | Stage 2: substation (inc. the 2 TFs) | 1 | $ | 0 | 0 | 0 | 0 | 0 | 0 | 0 | 0 | 0 | 0 | 0 | 0 | 0 | 0 | 0 | 0 | 0 | 0 | 0 | 0 | 0
Option 4 | Stage 2: line | 1 | $ | 0 | 0 | 0 | 0 | 0 | 0 | 0 | 0 | 0 | 0 | 0 | 0 | 0 | 0 | 0 | 0 | 0 | 0 | 0 | 0 | 0
Option 4 | Stage 2: substation (inc. the 2 TFs) | 1 | $ | 0 | 0 | 0 | 0 | 0 | 0 | 0 | 0 | 0 | 0 | 0 | 0 | 0 | 0 | 0 | 0 | 0 | 0 | 0 | 0 | 0
Option 6 | Stage 2: line | 1 | $ |  | Redacted to preserve confidentiality
Option 6 | Stage 2: substation (inc. the 2 TFs) | 1 | $ |  | Redacted to preserve confidentiality
Land purchase | Land purchase component
Option 7A | Stage 1: Parkes - PV and BESS | 0 | $ |  | Redacted to preserve confidentiality
Option 7A | Stage 1: Panorama - BESS | 0 | $ |  | Redacted to preserve confidentiality
Option 7B | Stage 1: Parkes - QPSF1 - PV - Night time only | 0 | $ |  | Redacted to preserve confidentiality
Option 7B | Stage 1: Parkes - QPSF2 - PV - Day and Night time | 0 | $ |  | Redacted to preserve confidentiality
Option 7B | Stage 1: Parkes - QPSF2 - BESS | 0 | $ |  | Redacted to preserve confidentiality
Option 7B | Stage 1: Panorama - BESS | 0 | $ |  | Redacted to preserve confidentiality
Option 7C | Stage 1: Panorama - BESS | 0 | $ |  | Redacted to preserve confidentiality
Option 7D | Stage 1: Parkes - BESS | 0 | $ |  | Redacted to preserve confidentiality
Option 7D | Stage 1: Panorama - BESS | 0 | $ |  | Redacted to preserve confidentiality
Option 7E | Stage 1: Panorama - BESS | 0 | $ |  | Redacted to preserve confidentiality
Option 7E | Stage 1: Parkes - BESS | 0 | $ |  | Redacted to preserve confidentiality
TNSP operating expenditure
Option |  |  | Unit | PV | 2023 | 2024 | 2025 | 2026 | 2027 | 2028 | 2029 | 2030 | 2031 | 2032 | 2033 | 2034 | 2035 | 2036 | 2037 | 2038 | 2039 | 2040 | 2041 | 2042
Option 1A/1B |  |  | $ | -18979755.9069 | 0 | 0 | 0 | 0 | 0 | -1230839.6 | -2458374.13 | -2458374.13 | -2458374.13 | -2458374.13 | -2458374.13 | -2458374.13 | -2458374.13 | -2458374.13 | -2458374.13 | -2458374.13 | -2458374.13 | -2458374.13 | -2458374.13 | -2458374.13
Option 1C |  |  | $ | -13809676.4046 | 0 | 0 | 0 | 0 | -279313.55 | -1510153.15 | -1510153.15 | -1510153.15 | -1510153.15 | -1765826.66 | -1765826.66 | -1765826.66 | -1765826.66 | -1765826.66 | -1765826.66 | -1765826.66 | -1765826.66 | -1765826.66 | -1765826.66 | -1765826.66
Option 3 |  |  | $ | -13855169.4479 | 0 | 0 | 0 | 0 | -840522.23 | -840522.23 | -840522.23 | -840522.23 | -840522.23 | -2047851.25 | -2047851.25 | -2047851.25 | -2047851.25 | -2047851.25 | -2047851.25 | -2047851.25 | -2047851.25 | -2047851.25 | -2047851.25 | -2047851.25
Option 4 |  |  | $ | -13979142.7942 | 0 | 0 | 0 | 0 | -840522.23 | -840522.23 | -840522.23 | -840522.23 | -840522.23 | -2071361.83 | -2071361.83 | -2071361.83 | -2071361.83 | -2071361.83 | -2071361.83 | -2071361.83 | -2071361.83 | -2071361.83 | -2071361.83 | -2071361.83
Option 5 |  |  | $ |  | Redacted to preserve confidentiality
Option 6 |  |  | $ |  | Redacted to preserve confidentiality
Option 7A |  |  | $ |  | Redacted to preserve confidentiality
Option 7B |  |  | $ |  | Redacted to preserve confidentiality
Option 7C |  |  | $ |  | Redacted to preserve confidentiality
Option 7D |  |  | $ |  | Redacted to preserve confidentiality
Option 7E |  |  | $ |  | Redacted to preserve confidentiality
TNSP NNO operating expenditure
Option |  |  | Unit | PV | 2023 | 2024 | 2025 | 2026 | 2027 | 2028 | 2029 | 2030 | 2031 | 2032 | 2033 | 2034 | 2035 | 2036 | 2037 | 2038 | 2039 | 2040 | 2041 | 2042
Option 1A/1B |  |  | $ | 0 | 0 | 0 | 0 | 0 | 0 | 0 | 0 | 0 | 0 | 0 | 0 | 0 | 0 | 0 | 0 | 0 | 0 | 0 | 0 | 0
Option 1C |  |  | $ | 0 | 0 | 0 | 0 | 0 | 0 | 0 | 0 | 0 | 0 | 0 | 0 | 0 | 0 | 0 | 0 | 0 | 0 | 0 | 0 | 0
Option 3 |  |  | $ | 0 | 0 | 0 | 0 | 0 | 0 | 0 | 0 | 0 | 0 | 0 | 0 | 0 | 0 | 0 | 0 | 0 | 0 | 0 | 0 | 0
Option 4 |  |  | $ | 0 | 0 | 0 | 0 | 0 | 0 | 0 | 0 | 0 | 0 | 0 | 0 | 0 | 0 | 0 | 0 | 0 | 0 | 0 | 0 | 0
Option 5 |  |  | $ |  | Redacted to preserve confidentiality
Option 6 |  |  | $ |  | Redacted to preserve confidentiality
Option 7A |  |  | $ |  | Redacted to preserve confidentiality
Option 7B |  |  | $ |  | Redacted to preserve confidentiality
Option 7C |  |  | $ |  | Redacted to preserve confidentiality
Option 7D |  |  | $ |  | Redacted to preserve confidentiality
Option 7E |  |  | $ |  | Redacted to preserve confidentiality
NNO operating expenditure
Option |  |  | Unit | PV | 2023 | 2024 | 2025 | 2026 | 2027 | 2028 | 2029 | 2030 | 2031 | 2032 | 2033 | 2034 | 2035 | 2036 | 2037 | 2038 | 2039 | 2040 | 2041 | 2042
Option 1A/1B |  |  | $ | 0 | 0 | 0 | 0 | 0 | 0 | 0 | 0 | 0 | 0 | 0 | 0 | 0 | 0 | 0 | 0 | 0 | 0 | 0 | 0 | 0
Option 1C |  |  | $ | 0 | 0 | 0 | 0 | 0 | 0 | 0 | 0 | 0 | 0 | 0 | 0 | 0 | 0 | 0 | 0 | 0 | 0 | 0 | 0 | 0
Option 3 |  |  | $ | 0 | 0 | 0 | 0 | 0 | 0 | 0 | 0 | 0 | 0 | 0 | 0 | 0 | 0 | 0 | 0 | 0 | 0 | 0 | 0 | 0
Option 4 |  |  | $ | 0 | 0 | 0 | 0 | 0 | 0 | 0 | 0 | 0 | 0 | 0 | 0 | 0 | 0 | 0 | 0 | 0 | 0 | 0 | 0 | 0
Option 5 |  |  | $ |  | Redacted to preserve confidentiality
Option 6 |  |  | $ |  | Redacted to preserve confidentiality
Option 7A |  |  | $ |  | Redacted to preserve confidentiality
Option 7B |  |  | $ |  | Redacted to preserve confidentiality
Option 7C |  |  | $ |  | Redacted to preserve confidentiality
Option 7D |  |  | $ |  | Redacted to preserve confidentiality
Option 7E |  |  | $ |  | Redacted to preserve confidentiality
Avoided fuel consumption from generation dispatch
Option |  |  | Unit | PV | 2023 | 2024 | 2025 | 2026 | 2027 | 2028 | 2029 | 2030 | 2031 | 2032 | 2033 | 2034 | 2035 | 2036 | 2037 | 2038 | 2039 | 2040 | 2041 | 2042
Option 1A/1B |  |  | $ | 0 | 0 | 0 | 0 | 0 | 0 | 0 | 0 | 0 | 0 | 0 | 0 | 0 | 0 | 0 | 0 | 0 | 0 | 0 | 0 | 0
Option 1C |  |  | $ | 0 | 0 | 0 | 0 | 0 | 0 | 0 | 0 | 0 | 0 | 0 | 0 | 0 | 0 | 0 | 0 | 0 | 0 | 0 | 0 | 0
Option 3 |  |  | $ | 0 | 0 | 0 | 0 | 0 | 0 | 0 | 0 | 0 | 0 | 0 | 0 | 0 | 0 | 0 | 0 | 0 | 0 | 0 | 0 | 0
Option 4 |  |  | $ | 0 | 0 | 0 | 0 | 0 | 0 | 0 | 0 | 0 | 0 | 0 | 0 | 0 | 0 | 0 | 0 | 0 | 0 | 0 | 0 | 0
Option 5 |  |  | $ |  | Redacted to preserve confidentiality
Option 6 |  |  | $ |  | Redacted to preserve confidentiality
Option 7A |  |  | $ |  | Redacted to preserve confidentiality
Option 7B |  |  | $ |  | Redacted to preserve confidentiality
Option 7C |  |  | $ |  | Redacted to preserve confidentiality
Option 7D |  |  | $ |  | Redacted to preserve confidentiality
Option 7E |  |  | $ |  | Redacted to preserve confidentiality
Avoided voluntary load curtailment
Option |  |  | Unit | PV | 2023 | 2024 | 2025 | 2026 | 2027 | 2028 | 2029 | 2030 | 2031 | 2032 | 2033 | 2034 | 2035 | 2036 | 2037 | 2038 | 2039 | 2040 | 2041 | 2042
Option 1A/1B |  |  | $ | 0 | 0 | 0 | 0 | 0 | 0 | 0 | 0 | 0 | 0 | 0 | 0 | 0 | 0 | 0 | 0 | 0 | 0 | 0 | 0 | 0
Option 1C |  |  | $ | 0 | 0 | 0 | 0 | 0 | 0 | 0 | 0 | 0 | 0 | 0 | 0 | 0 | 0 | 0 | 0 | 0 | 0 | 0 | 0 | 0
Option 3 |  |  | $ | 0 | 0 | 0 | 0 | 0 | 0 | 0 | 0 | 0 | 0 | 0 | 0 | 0 | 0 | 0 | 0 | 0 | 0 | 0 | 0 | 0
Option 4 |  |  | $ | 0 | 0 | 0 | 0 | 0 | 0 | 0 | 0 | 0 | 0 | 0 | 0 | 0 | 0 | 0 | 0 | 0 | 0 | 0 | 0 | 0
Option 5 |  |  | $ |  | Redacted to preserve confidentiality
Option 6 |  |  | $ |  | Redacted to preserve confidentiality
Option 7A |  |  | $ |  | Redacted to preserve confidentiality
Option 7B |  |  | $ |  | Redacted to preserve confidentiality
Option 7C |  |  | $ |  | Redacted to preserve confidentiality
Option 7D |  |  | $ |  | Redacted to preserve confidentiality
Option 7E |  |  | $ |  | Redacted to preserve confidentiality
Avoided involuntary load shedding - outside of CW NSW
Option |  |  | Unit | PV | 2023 | 2024 | 2025 | 2026 | 2027 | 2028 | 2029 | 2030 | 2031 | 2032 | 2033 | 2034 | 2035 | 2036 | 2037 | 2038 | 2039 | 2040 | 2041 | 2042
Option 1A/1B |  |  | $ | 0 | 0 | 0 | 0 | 0 | 0 | 0 | 0 | 0 | 0 | 0 | 0 | 0 | 0 | 0 | 0 | 0 | 0 | 0 | 0 | 0
Option 1C |  |  | $ | 0 | 0 | 0 | 0 | 0 | 0 | 0 | 0 | 0 | 0 | 0 | 0 | 0 | 0 | 0 | 0 | 0 | 0 | 0 | 0 | 0
Option 3 |  |  | $ | 0 | 0 | 0 | 0 | 0 | 0 | 0 | 0 | 0 | 0 | 0 | 0 | 0 | 0 | 0 | 0 | 0 | 0 | 0 | 0 | 0
Option 4 |  |  | $ | 0 | 0 | 0 | 0 | 0 | 0 | 0 | 0 | 0 | 0 | 0 | 0 | 0 | 0 | 0 | 0 | 0 | 0 | 0 | 0 | 0
Option 5 |  |  | $ |  | Redacted to preserve confidentiality
Option 6 |  |  | $ |  | Redacted to preserve confidentiality
Option 7A |  |  | $ |  | Redacted to preserve confidentiality
Option 7B |  |  | $ |  | Redacted to preserve confidentiality
Option 7C |  |  | $ |  | Redacted to preserve confidentiality
Option 7D |  |  | $ |  | Redacted to preserve confidentiality
Option 7E |  |  | $ |  | Redacted to preserve confidentiality
Avoided involuntary load shedding in CW NSW
Option |  |  | Unit | PV | 2023 | 2024 | 2025 | 2026 | 2027 | 2028 | 2029 | 2030 | 2031 | 2032 | 2033 | 2034 | 2035 | 2036 | 2037 | 2038 | 2039 | 2040 | 2041 | 2042
Option 1A/1B |  |  | $ | 263957144.5375 | 0 | 0 | 0 | 0 | 0 | 344981431.3166 | 0 | 0 | 0 | 0 | 0 | 0 | 0 | 0 | 0 | 0 | 0 | 0 | 0 | 0
Option 1C |  |  | $ | 440604293.2605 | 0 | 0 | 0 | 0 | 218798652.317 | 345019611.7493 | 0 | 0 | 0 | 0 | 0 | 0 | 0 | 0 | 0 | 0 | 0 | 0 | 0 | 0
Option 3 |  |  | $ | 451039025.6102 | 0 | 0 | 0 | 0 | 231725455.9745 | 345019611.7493 | 0 | 0 | 0 | 0 | 0 | 0 | 0 | 0 | 0 | 0 | 0 | 0 | 0 | 0
Option 4 |  |  | $ | 451039025.6102 | 0 | 0 | 0 | 0 | 231725455.9745 | 345019611.7493 | 0 | 0 | 0 | 0 | 0 | 0 | 0 | 0 | 0 | 0 | 0 | 0 | 0 | 0
Option 5 |  |  | $ |  | Redacted to preserve confidentiality
Option 6 |  |  | $ |  | Redacted to preserve confidentiality
Option 7A |  |  | $ |  | Redacted to preserve confidentiality
Option 7B |  |  | $ |  | Redacted to preserve confidentiality
Option 7C |  |  | $ |  | Redacted to preserve confidentiality
Option 7D |  |  | $ |  | Redacted to preserve confidentiality
Option 7E |  |  | $ |  | Redacted to preserve confidentiality
Avoided costs for non RIT-T proponent parties
Option |  |  | Unit | PV | 2023 | 2024 | 2025 | 2026 | 2027 | 2028 | 2029 | 2030 | 2031 | 2032 | 2033 | 2034 | 2035 | 2036 | 2037 | 2038 | 2039 | 2040 | 2041 | 2042
Option 1A/1B |  |  | $ | 0 | 0 | 0 | 0 | 0 | 0 | 0 | 0 | 0 | 0 | 0 | 0 | 0 | 0 | 0 | 0 | 0 | 0 | 0 | 0 | 0
Option 1C |  |  | $ | 0 | 0 | 0 | 0 | 0 | 0 | 0 | 0 | 0 | 0 | 0 | 0 | 0 | 0 | 0 | 0 | 0 | 0 | 0 | 0 | 0
Option 3 |  |  | $ | 0 | 0 | 0 | 0 | 0 | 0 | 0 | 0 | 0 | 0 | 0 | 0 | 0 | 0 | 0 | 0 | 0 | 0 | 0 | 0 | 0
Option 4 |  |  | $ | 0 | 0 | 0 | 0 | 0 | 0 | 0 | 0 | 0 | 0 | 0 | 0 | 0 | 0 | 0 | 0 | 0 | 0 | 0 | 0 | 0
Option 5 |  |  | $ |  | Redacted to preserve confidentiality
Option 6 |  |  | $ |  | Redacted to preserve confidentiality
Option 7A |  |  | $ |  | Redacted to preserve confidentiality
Option 7B |  |  | $ |  | Redacted to preserve confidentiality
Option 7C |  |  | $ |  | Redacted to preserve confidentiality
Option 7D |  |  | $ |  | Redacted to preserve confidentiality
Option 7E |  |  | $ |  | Redacted to preserve confidentiality
Avoided unrelated TNSP expenditure
Option |  |  | Unit | PV | 2023 | 2024 | 2025 | 2026 | 2027 | 2028 | 2029 | 2030 | 2031 | 2032 | 2033 | 2034 | 2035 | 2036 | 2037 | 2038 | 2039 | 2040 | 2041 | 2042
Option 1A/1B |  |  | $ | 0 | 0 | 0 | 0 | 0 | 0 | 0 | 0 | 0 | 0 | 0 | 0 | 0 | 0 | 0 | 0 | 0 | 0 | 0 | 0 | 0
Option 1C |  |  | $ | 0 | 0 | 0 | 0 | 0 | 0 | 0 | 0 | 0 | 0 | 0 | 0 | 0 | 0 | 0 | 0 | 0 | 0 | 0 | 0 | 0
Option 3 |  |  | $ | 0 | 0 | 0 | 0 | 0 | 0 | 0 | 0 | 0 | 0 | 0 | 0 | 0 | 0 | 0 | 0 | 0 | 0 | 0 | 0 | 0
Option 4 |  |  | $ | 0 | 0 | 0 | 0 | 0 | 0 | 0 | 0 | 0 | 0 | 0 | 0 | 0 | 0 | 0 | 0 | 0 | 0 | 0 | 0 | 0
Option 5 |  |  | $ |  | Redacted to preserve confidentiality
Option 6 |  |  | $ |  | Redacted to preserve confidentiality
Option 7A |  |  | $ |  | Redacted to preserve confidentiality
Option 7B |  |  | $ |  | Redacted to preserve confidentiality
Option 7C |  |  | $ |  | Redacted to preserve confidentiality
Option 7D |  |  | $ |  | Redacted to preserve confidentiality
Option 7E |  |  | $ |  | Redacted to preserve confidentiality
NNO receipts received from TNSP
Option |  |  | Unit | PV | 2023 | 2024 | 2025 | 2026 | 2027 | 2028 | 2029 | 2030 | 2031 | 2032 | 2033 | 2034 | 2035 | 2036 | 2037 | 2038 | 2039 | 2040 | 2041 | 2042
Option 1A/1B |  |  | $ | 0 | 0 | 0 | 0 | 0 | 0 | 0 | 0 | 0 | 0 | 0 | 0 | 0 | 0 | 0 | 0 | 0 | 0 | 0 | 0 | 0
Option 1C |  |  | $ | 0 | 0 | 0 | 0 | 0 | 0 | 0 | 0 | 0 | 0 | 0 | 0 | 0 | 0 | 0 | 0 | 0 | 0 | 0 | 0 | 0
Option 3 |  |  | $ | 0 | 0 | 0 | 0 | 0 | 0 | 0 | 0 | 0 | 0 | 0 | 0 | 0 | 0 | 0 | 0 | 0 | 0 | 0 | 0 | 0
Option 4 |  |  | $ | 0 | 0 | 0 | 0 | 0 | 0 | 0 | 0 | 0 | 0 | 0 | 0 | 0 | 0 | 0 | 0 | 0 | 0 | 0 | 0 | 0
Option 5 |  |  | $ |  | Redacted to preserve confidentiality
Option 6 |  |  | $ |  | Redacted to preserve confidentiality
Option 7A |  |  | $ |  | Redacted to preserve confidentiality
Option 7B |  |  | $ |  | Redacted to preserve confidentiality
Option 7C |  |  | $ |  | Redacted to preserve confidentiality
Option 7D |  |  | $ |  | Redacted to preserve confidentiality
Option 7E |  |  | $ |  | Redacted to preserve confidentiality
Payback analysis
PV gross benefits
Option |  |  | Unit | PV | 2023 | 2024 | 2025 | 2026 | 2027 | 2028 | 2029 | 2030 | 2031 | 2032 | 2033 | 2034 | 2035 | 2036 | 2037 | 2038 | 2039 | 2040 | 2041 | 2042
Option 1A/1B |  |  | $ |  | 0 | 0 | 0 | 0 | 0 | 263957144.5375 | 0 | 0 | 0 | 0 | 0 | 0 | 0 | 0 | 0 | 0 | 0 | 0 | 0 | 0
Option 1C |  |  | $ |  | 0 | 0 | 0 | 0 | 176617935.5623 | 263986357.6983 | 0 | 0 | 0 | 0 | 0 | 0 | 0 | 0 | 0 | 0 | 0 | 0 | 0 | 0
Option 3 |  |  | $ |  | 0 | 0 | 0 | 0 | 187052667.912 | 263986357.6983 | 0 | 0 | 0 | 0 | 0 | 0 | 0 | 0 | 0 | 0 | 0 | 0 | 0 | 0
Option 4 |  |  | $ |  | 0 | 0 | 0 | 0 | 187052667.912 | 263986357.6983 | 0 | 0 | 0 | 0 | 0 | 0 | 0 | 0 | 0 | 0 | 0 | 0 | 0 | 0
Option 5 |  |  | $ |  | Redacted to preserve confidentiality
Option 6 |  |  | $ |  | Redacted to preserve confidentiality
Option 7A |  |  | $ |  | Redacted to preserve confidentiality
Option 7B |  |  | $ |  | Redacted to preserve confidentiality
Option 7C |  |  | $ |  | Redacted to preserve confidentiality
Option 7D |  |  | $ |  | Redacted to preserve confidentiality
Option 7E |  |  | $ |  | Redacted to preserve confidentiality
Cumulative PV gross benefits
Option |  |  | Unit | PV | 2023 | 2024 | 2025 | 2026 | 2027 | 2028 | 2029 | 2030 | 2031 | 2032 | 2033 | 2034 | 2035 | 2036 | 2037 | 2038 | 2039 | 2040 | 2041 | 2042
Option 1A/1B |  |  | $ |  | 0 | 0 | 0 | 0 | 0 | 263957144.5375 | 263957144.5375 | 263957144.5375 | 263957144.5375 | 263957144.5375 | 263957144.5375 | 263957144.5375 | 263957144.5375 | 263957144.5375 | 263957144.5375 | 263957144.5375 | 263957144.5375 | 263957144.5375 | 263957144.5375 | 263957144.5375
Option 1C |  |  | $ |  | 0 | 0 | 0 | 0 | 176617935.5623 | 440604293.2605 | 440604293.2605 | 440604293.2605 | 440604293.2605 | 440604293.2605 | 440604293.2605 | 440604293.2605 | 440604293.2605 | 440604293.2605 | 440604293.2605 | 440604293.2605 | 440604293.2605 | 440604293.2605 | 440604293.2605 | 440604293.2605
Option 3 |  |  | $ |  | 0 | 0 | 0 | 0 | 187052667.912 | 451039025.6102 | 451039025.6102 | 451039025.6102 | 451039025.6102 | 451039025.6102 | 451039025.6102 | 451039025.6102 | 451039025.6102 | 451039025.6102 | 451039025.6102 | 451039025.6102 | 451039025.6102 | 451039025.6102 | 451039025.6102 | 451039025.6102
Option 4 |  |  | $ |  | 0 | 0 | 0 | 0 | 187052667.912 | 451039025.6102 | 451039025.6102 | 451039025.6102 | 451039025.6102 | 451039025.6102 | 451039025.6102 | 451039025.6102 | 451039025.6102 | 451039025.6102 | 451039025.6102 | 451039025.6102 | 451039025.6102 | 451039025.6102 | 451039025.6102 | 451039025.6102
Option 5 |  |  | $ |  | Redacted to preserve confidentiality
Option 6 |  |  | $ |  | Redacted to preserve confidentiality
Option 7A |  |  | $ |  | Redacted to preserve confidentiality
Option 7B |  |  | $ |  | Redacted to preserve confidentiality
Option 7C |  |  | $ |  | Redacted to preserve confidentiality
Option 7D |  |  | $ |  | Redacted to preserve confidentiality
Option 7E |  |  | $ |  | Redacted to preserve confidentiality
Total cost
Option |  |  | Unit | PV | 2023 | 2024 | 2025 | 2026 | 2027 | 2028 | 2029 | 2030 | 2031 | 2032 | 2033 | 2034 | 2035 | 2036 | 2037 | 2038 | 2039 | 2040 | 2041 | 2042
Option 1A/1B |  |  | $ |  | 190516397.0701 | 190516397.0701 | 190516397.0701 | 190516397.0701 | 190516397.0701 | 190516397.0701 | 190516397.0701 | 190516397.0701 | 190516397.0701 | 190516397.0701 | 190516397.0701 | 190516397.0701 | 190516397.0701 | 190516397.0701 | 190516397.0701 | 190516397.0701 | 190516397.0701 | 190516397.0701 | 190516397.0701 | 190516397.0701
Option 1C |  |  | $ |  | 145186665.9316 | 145186665.9316 | 145186665.9316 | 145186665.9316 | 145186665.9316 | 145186665.9316 | 145186665.9316 | 145186665.9316 | 145186665.9316 | 145186665.9316 | 145186665.9316 | 145186665.9316 | 145186665.9316 | 145186665.9316 | 145186665.9316 | 145186665.9316 | 145186665.9316 | 145186665.9316 | 145186665.9316 | 145186665.9316
Option 3 |  |  | $ |  | 128522447.5076 | 128522447.5076 | 128522447.5076 | 128522447.5076 | 128522447.5076 | 128522447.5076 | 128522447.5076 | 128522447.5076 | 128522447.5076 | 128522447.5076 | 128522447.5076 | 128522447.5076 | 128522447.5076 | 128522447.5076 | 128522447.5076 | 128522447.5076 | 128522447.5076 | 128522447.5076 | 128522447.5076 | 128522447.5076
Option 4 |  |  | $ |  | 144993014.2134 | 144993014.2134 | 144993014.2134 | 144993014.2134 | 144993014.2134 | 144993014.2134 | 144993014.2134 | 144993014.2134 | 144993014.2134 | 144993014.2134 | 144993014.2134 | 144993014.2134 | 144993014.2134 | 144993014.2134 | 144993014.2134 | 144993014.2134 | 144993014.2134 | 144993014.2134 | 144993014.2134 | 144993014.2134
Option 5 |  |  | $ |  | Redacted to preserve confidentiality
Option 6 |  |  | $ |  | Redacted to preserve confidentiality
Option 7A |  |  | $ |  | Redacted to preserve confidentiality
Option 7B |  |  | $ |  | Redacted to preserve confidentiality
Option 7C |  |  | $ |  | Redacted to preserve confidentiality
Option 7D |  |  | $ |  | Redacted to preserve confidentiality
Option 7E |  |  | $ |  | Redacted to preserve confidentiality
Payback
Option |  |  | Unit | PV | 2023 | 2024 | 2025 | 2026 | 2027 | 2028 | 2029 | 2030 | 2031 | 2032 | 2033 | 2034 | 2035 | 2036 | 2037 | 2038 | 2039 | 2040 | 2041 | 2042
Option 1A/1B |  |  | $ |  | NO | NO | NO | NO | NO | YES | YES | YES | YES | YES | YES | YES | YES | YES | YES | YES | YES | YES | YES | YES
Option 1C |  |  | $ |  | NO | NO | NO | NO | YES | YES | YES | YES | YES | YES | YES | YES | YES | YES | YES | YES | YES | YES | YES | YES
Option 3 |  |  | $ |  | NO | NO | NO | NO | YES | YES | YES | YES | YES | YES | YES | YES | YES | YES | YES | YES | YES | YES | YES | YES
Option 4 |  |  | $ |  | NO | NO | NO | NO | YES | YES | YES | YES | YES | YES | YES | YES | YES | YES | YES | YES | YES | YES | YES | YES
Option 5 |  |  | $ |  | NO | NO | NO | NO | YES | YES | YES | YES | YES | YES | YES | YES | YES | YES | YES | YES | YES | YES | YES | YES
Option 6 |  |  | $ |  | NO | NO | NO | NO | NO | YES | YES | YES | YES | YES | YES | YES | YES | YES | YES | YES | YES | YES | YES | YES
Option 7A |  |  | $ |  | NO | NO | YES | YES | YES | YES | YES | YES | YES | YES | YES | YES | YES | YES | YES | YES | YES | YES | YES | YES
Option 7B |  |  | $ |  | NO | NO | NO | YES | YES | YES | YES | YES | YES | YES | YES | YES | YES | YES | YES | YES | YES | YES | YES | YES
Option 7C |  |  | $ |  | NO | NO | NO | YES | YES | YES | YES | YES | YES | YES | YES | YES | YES | YES | YES | YES | YES | YES | YES | YES
Option 7D |  |  | $ |  | NO | NO | YES | YES | YES | YES | YES | YES | YES | YES | YES | YES | YES | YES | YES | YES | YES | YES | YES | YES
Option 7E |  |  | $ |  | NO | NO | YES | YES | YES | YES | YES | YES | YES | YES | YES | YES | YES | YES | YES | YES | YES | YES | YES | YES

## S2
S2 | High
S2 | NPV results
NPV results
Option |  |  | Unit | PV | 2023 | 2024 | 2025 | 2026 | 2027 | 2028 | 2029 | 2030 | 2031 | 2032 | 2033 | 2034 | 2035 | 2036 | 2037 | 2038 | 2039 | 2040 | 2041 | 2042
Option 1A/1B |  |  | $ | 1661443411.9065 | -1192873.9859 | -2843008.4242 | -8561464.8628 | -73532984.69 | -121885936.787 | 1970523260.6782 | -2458374.13 | -2458374.13 | -2458374.13 | -2458374.13 | -2458374.13 | -2458374.13 | -2458374.13 | -2458374.13 | -2458374.13 | -2458374.13 | -2458374.13 | -2458374.13 | -2458374.13 | 134378915.4575
Option 1C |  |  | $ | 2712062223.2023 | -1836235.2359 | -8634674.9242 | -25165060.1128 | -77847363.44 | 1038393525.5464 | 2003280119.3139 | -1765826.66 | -2970473.66 | -8157552.41 | -17598130.16 | -2309289.41 | -2085455.18 | -2085455.18 | -2085455.18 | -2085455.18 | -2085455.18 | -2085455.18 | -2085455.18 | -2085455.18 | 118041739.3262
Option 3 |  |  | $ | 2806072867.7411 | -3332917.5 | -16509766.5 | -44406150.75 | -10013604 | 1121515366.6799 | 1985454844.6749 | -2047851.25 | -2047851.25 | -2047851.25 | -2047851.25 | -2047851.25 | -2047851.25 | -2047851.25 | -2047851.25 | -2047851.25 | -2047851.25 | -2047851.25 | -2047851.25 | -2047851.25 | 85827191.825
Option 4 |  |  | $ | 2787025568.4098 | -3831595.2359 | -17974135.4242 | -48373580.6128 | -66632585.69 | 1144201352.1429 | 2002974584.1439 | -3035540.83 | -7546330.33 | -15586708.33 | -2509042.33 | -2343257.49 | -2343257.49 | -2343257.49 | -2343257.49 | -2343257.49 | -2343257.49 | -2343257.49 | -2343257.49 | -2343257.49 | 118963607.985
Option 5 |  |  | $ | 2772834985.3369 | Redacted to preserve confidentiality
Option 6 |  |  | $ | 2753787686.0055 | Redacted to preserve confidentiality
Option 7A |  |  | $ | 10521999715.0875 | Redacted to preserve confidentiality
Option 7B |  |  | $ | 8363424446.34 | Redacted to preserve confidentiality
Option 7C |  |  | $ | 3473941343.7306 | Redacted to preserve confidentiality
Option 7D |  |  | $ | 12040929900.441 | Redacted to preserve confidentiality
Option 7E |  |  | $ | 11833625374.4699 | Redacted to preserve confidentiality
S2 | Calculation |  |  |  | 1 | 1 | 1 | 1 | 1 | 1 | 1 | 1 | 1 | 1 | 1 | 1 | 1 | 1 | 1 | 1 | 1 | 1 | 1 | 1
Capital cost calculation
Option | Components | TNSP | Unit | PV | 2023 | 2024 | 2025 | 2026 | 2027 | 2028 | 2029 | 2030 | 2031 | 2032 | 2033 | 2034 | 2035 | 2036 | 2037 | 2038 | 2039 | 2040 | 2041 | 2042 | Terminal value | Years in analysis period | Annual depreciation
Option 1A/1B | Stage 1: line | 1 | $ | -12194150.6665 | -277188.0988 | -683575.197 | -1898379.7416 | -9837090.3425 | -11413204.2316 | 0 | 0 | 0 | 0 | 0 | 0 | 0 | 0 | 0 | 0 | 0 | 0 | 0 | 0 | 15068398.5072 | 15068398.5072 | 15 | 602735.9403
Option 1A/1B | Stage 1: substation (inc. the 2 TFs) | 1 | $ | -34339453.2761 | -540318.3872 | -1433153.4772 | -4259254.1212 | -23964770.3475 | -38006036.0554 | 0 | 0 | 0 | 0 | 0 | 0 | 0 | 0 | 0 | 0 | 0 | 0 | 0 | 0 | 42627207.7428 | 42627207.7428 | 15 | 1705088.3097
Option 1A/1B | Stage 2: line | 1 | $ | -43990716.1554 | -375367.5 | -726279.75 | -2403831 | -8852124 | -72466696.5 | -7240791 | 0 | 0 | 0 | 0 | 0 | 0 | 0 | 0 | 0 | 0 | 0 | 0 | 0 | 59842308.3375 | 59842308.3375 | 14 | 2301627.2438
Option 1C | Stage 1: syncon | 1 | $ | -11594470.3316 | -1018728.75 | -5606722.5 | -13861962 | -461103 | 0 | 0 | 0 | 0 | 0 | 0 | 0 | 0 | 0 | 0 | 0 | 0 | 0 | 0 | 0 | 12569109.75 | 12569109.75 | 16 | 523712.9062
Option 1C | Stage 2: line | 1 | $ | -12194150.6665 | -277188.0988 | -683575.197 | -1898379.7416 | -9837090.3425 | -11413204.2316 | 0 | 0 | 0 | 0 | 0 | 0 | 0 | 0 | 0 | 0 | 0 | 0 | 0 | 0 | 15068398.5072 | 15068398.5072 | 15 | 602735.9403
Option 1C | Stage 2: substation (inc. the 2 TFs) | 1 | $ | -34339453.2761 | -540318.3872 | -1433153.4772 | -4259254.1212 | -23964770.3475 | -38006036.0554 | 0 | 0 | 0 | 0 | 0 | 0 | 0 | 0 | 0 | 0 | 0 | 0 | 0 | 0 | 42627207.7428 | 42627207.7428 | 15 | 1705088.3097
Option 1C | Stage 3: syncon | 1 | $ | -9924265.71 | 0 | -911223.75 | -5145464.25 | -12705399.75 | -413425.5 | 0 | 0 | 0 | 0 | 0 | 0 | 0 | 0 | 0 | 0 | 0 | 0 | 0 | 0 | 11984695.7812 | 11984695.7812 | 15 | 479387.8313
Option 1C | Stage 4: syncon | 1 | $ | -7418030.1171 | 0 | 0 | 0 | 0 | 0 | 0 | 0 | -1204647 | -6391725.75 | -15832303.5 | -543462.75 | 0 | 0 | 0 | 0 | 0 | 0 | 0 | 0 | 18578407.725 | 18578407.725 | 9 | 599303.475
Option 3 | Stage 1: SVC at Panorama | 1 | $ | -18242405.0762 | -1007599.5 | -4884549.75 | -15078155.25 | -1044063 | 0 | 0 | 0 | 0 | 0 | 0 | 0 | 0 | 0 | 0 | 0 | 0 | 0 | 0 | 0 | 4402873.5 | 4402873.5 | 16 | 1100718.375
Option 3 | Stage 1: syncons at Parkes | 1 | $ | -22706397.2596 | -2006489.25 | -10972857 | -27137791.5 | -907662 | 0 | 0 | 0 | 0 | 0 | 0 | 0 | 0 | 0 | 0 | 0 | 0 | 0 | 0 | 0 | 24614879.85 | 24614879.85 | 16 | 1025619.9937
Option 3 | Stage 2: line | 1 | $ | -43239582.9282 | -318828.75 | -652359.75 | -2190204 | -8061879 | -72105225.75 | -7221179.25 | 0 | 0 | 0 | 0 | 0 | 0 | 0 | 0 | 0 | 0 | 0 | 0 | 0 | 58857289.725 | 58857289.725 | 14 | 2263741.9125
Option 4 | Stage 1: SVC at Panorama | 1 | $ | -18242405.0762 | -1007599.5 | -4884549.75 | -15078155.25 | -1044063 | 0 | 0 | 0 | 0 | 0 | 0 | 0 | 0 | 0 | 0 | 0 | 0 | 0 | 0 | 0 | 4402873.5 | 4402873.5 | 16 | 1100718.375
Option 4 | Stage 1: syncons at Parkes | 1 | $ | -22706397.2596 | -2006489.25 | -10972857 | -27137791.5 | -907662 | 0 | 0 | 0 | 0 | 0 | 0 | 0 | 0 | 0 | 0 | 0 | 0 | 0 | 0 | 0 | 24614879.85 | 24614879.85 | 16 | 1025619.9937
Option 4 | Stage 2: line | 1 | $ | -12194150.6665 | -277188.0988 | -683575.197 | -1898379.7416 | -9837090.3425 | -11413204.2316 | 0 | 0 | 0 | 0 | 0 | 0 | 0 | 0 | 0 | 0 | 0 | 0 | 0 | 0 | 15068398.5072 | 15068398.5072 | 15 | 602735.9403
Option 4 | Stage 2: substation (inc. the 2 TFs) | 1 | $ | -34339453.2761 | -540318.3872 | -1433153.4772 | -4259254.1212 | -23964770.3475 | -38006036.0554 | 0 | 0 | 0 | 0 | 0 | 0 | 0 | 0 | 0 | 0 | 0 | 0 | 0 | 0 | 42627207.7428 | 42627207.7428 | 15 | 1705088.3097
Option 4 | Stage 3: syncon | 1 | $ | -6999679.6483 | 0 | 0 | 0 | 0 | 0 | 0 | -964179 | -5474968.5 | -13515346.5 | -437680.5 | 0 | 0 | 0 | 0 | 0 | 0 | 0 | 0 | 0 | 15294130.875 | 15294130.875 | 10 | 509804.3625
Option 5 | Stage 1: Parkes syncon | 1 | $ |  | Redacted to preserve confidentiality | [19 empty] | Redacted to preserve confidentiality
Option 5 | Stage 1: Panorama BESS | 1 | $ |  | Redacted to preserve confidentiality | [19 empty] | Redacted to preserve confidentiality
Option 5 | Stage 1: Parkes BESS | 1 | $ |  | Redacted to preserve confidentiality | [19 empty] | Redacted to preserve confidentiality
Option 5 | Reinvestment: Panorama BESS | 1 | $ |  | Redacted to preserve confidentiality | [19 empty] | Redacted to preserve confidentiality
Option 5 | Reinvestment: Parkes BESS | 1 | $ |  | Redacted to preserve confidentiality | [19 empty] | Redacted to preserve confidentiality
Option 5 | Stage 2: line | 1 | $ |  | Redacted to preserve confidentiality | [19 empty] | Redacted to preserve confidentiality
Option 6 | Stage 1: Parkes syncon | 1 | $ |  | Redacted to preserve confidentiality | [19 empty] | Redacted to preserve confidentiality
Option 6 | Stage 1: Panorama BESS | 1 | $ |  | Redacted to preserve confidentiality | [19 empty] | Redacted to preserve confidentiality
Option 6 | Stage 1: Parkes BESS | 1 | $ |  | Redacted to preserve confidentiality | [19 empty] | Redacted to preserve confidentiality
Option 6 | Reinvestment: Panorama BESS | 1 | $ |  | Redacted to preserve confidentiality | [19 empty] | Redacted to preserve confidentiality
Option 6 | Reinvestment: Parkes BESS | 1 | $ |  | Redacted to preserve confidentiality | [19 empty] | Redacted to preserve confidentiality
Option 6 | Stage 2: line | 1 | $ |  | Redacted to preserve confidentiality | [19 empty] | Redacted to preserve confidentiality
Option 6 | Stage 2: substation (inc. the 2 TFs) | 1 | $ |  | Redacted to preserve confidentiality | [19 empty] | Redacted to preserve confidentiality
Option 6 | Stage 3: syncon | 1 | $ |  | Redacted to preserve confidentiality | [19 empty] | Redacted to preserve confidentiality
Option 7A | Stage 1: Parkes - PV and BESS | 0 | $ |  | Redacted to preserve confidentiality | [19 empty] | Redacted to preserve confidentiality
Option 7A | Stage 1: Panorama - BESS | 0 | $ |  | Redacted to preserve confidentiality | [19 empty] | Redacted to preserve confidentiality
Option 7A | Reinvestment: Parkes - PV and BESS | 0 | $ |  | Redacted to preserve confidentiality | [19 empty] | Redacted to preserve confidentiality
Option 7A | Reinvestment: Panorama - BESS | 0 | $ |  | Redacted to preserve confidentiality | [19 empty] | Redacted to preserve confidentiality
Option 7A | Stage 2: line (same as Option 3 stage 2) | 1 | $ |  | Redacted to preserve confidentiality | [19 empty] | Redacted to preserve confidentiality
Option 7B | Stage 1: QPSF1 - PV - Night time only | 0 | $ |  | Redacted to preserve confidentiality | [19 empty] | Redacted to preserve confidentiality
Option 7B | Stage 1: QPSF2 - PV - Day and Night time | 0 | $ |  | Redacted to preserve confidentiality | [19 empty] | Redacted to preserve confidentiality
Option 7B | Stage 1: QPSF2 - BESS | 0 | $ |  | Redacted to preserve confidentiality | [19 empty] | Redacted to preserve confidentiality
Option 7B | Stage 1: PAN BESS | 0 | $ |  | Redacted to preserve confidentiality | [19 empty] | Redacted to preserve confidentiality
Option 7B | Stage 2: line (same as Option 3 stage 2) | 1 | $ |  | Redacted to preserve confidentiality | [19 empty] | Redacted to preserve confidentiality
Option 7C | Stage 1: Panorama - BESS | 0 | $ |  | Redacted to preserve confidentiality | [19 empty] | Redacted to preserve confidentiality
Option 7C | Stage 1: Parkes - syncons (same as Option 3 stage 1) | 1 | $ |  | Redacted to preserve confidentiality | [19 empty] | Redacted to preserve confidentiality
Option 7C | Reinvestment: Panorama - BESS | 0 | $ |  | Redacted to preserve confidentiality | [19 empty] | Redacted to preserve confidentiality
Option 7C | Stage 2: line (same as Option 3 stage 2) | 1 | $ |  | Redacted to preserve confidentiality | [19 empty] | Redacted to preserve confidentiality
Option 7D | Stage 1: Parkes BESS | 0 | $ |  | Redacted to preserve confidentiality | [19 empty] | Redacted to preserve confidentiality
Option 7D | Stage 1: Panorama BESS | 0 | $ |  | Redacted to preserve confidentiality | [19 empty] | Redacted to preserve confidentiality
Option 7D | Reinvestment: Parkes BESS | 0 | $ |  | Redacted to preserve confidentiality | [19 empty] | Redacted to preserve confidentiality
Option 7D | Reinvestment: Panorama BESS | 0 | $ |  | Redacted to preserve confidentiality | [19 empty] | Redacted to preserve confidentiality
Option 7D | Stage 1: Parkes - 36 MVAr STATCOM | 0 | $ |  | Redacted to preserve confidentiality | [19 empty] | Redacted to preserve confidentiality
Option 7D | Stage 1: Panorama - 30 MVAr STATCOM | 0 | $ |  | Redacted to preserve confidentiality | [19 empty] | Redacted to preserve confidentiality
Option 7D | Stage 2: line (same as Option 3 stage 2) | 1 | $ |  | Redacted to preserve confidentiality | [19 empty] | Redacted to preserve confidentiality
Option 7E | Stage 1: Parkes - syncon (same as Option 5 stage 1) | 1 | $ |  | Redacted to preserve confidentiality | [19 empty] | Redacted to preserve confidentiality
Option 7E | Stage 1: Panorama - BESS | 0 | $ |  | Redacted to preserve confidentiality | [19 empty] | Redacted to preserve confidentiality
Option 7E | Stage 1: Parkes - BESS | 0 | $ |  | Redacted to preserve confidentiality | [19 empty] | Redacted to preserve confidentiality
Option 7E | Stage 2: line (same as Option 3 stage 2) | 1 | $ |  | Redacted to preserve confidentiality | [19 empty] | Redacted to preserve confidentiality
Biodiversity offset costs | Bio costs component
Option 1A/1B | Stage 1: line | 1 | $ | -1602622.691 | 0 | 0 | 0 | -3135000 | 0 | 0 | 0 | 0 | 0 | 0 | 0 | 0 | 0 | 0 | 0 | 0 | 0 | 0 | 0 | 1959375 | 1959375 | 15 | 78375
Option 1A/1B | Stage 1: substation (inc. the 2 TFs) | 1 | $ | -3485129.2491 | 0 | 0 | 0 | -6817500 | 0 | 0 | 0 | 0 | 0 | 0 | 0 | 0 | 0 | 0 | 0 | 0 | 0 | 0 | 0 | 4260937.5 | 4260937.5 | 15 | 170437.5
Option 1C | Stage 2: line | 1 | $ | -1602622.691 | 0 | 0 | 0 | -3135000 | 0 | 0 | 0 | 0 | 0 | 0 | 0 | 0 | 0 | 0 | 0 | 0 | 0 | 0 | 0 | 1959375 | 1959375 | 15 | 78375
Option 1C | Stage 2: substation (inc. the 2 TFs) | 1 | $ | -3485129.2491 | 0 | 0 | 0 | -6817500 | 0 | 0 | 0 | 0 | 0 | 0 | 0 | 0 | 0 | 0 | 0 | 0 | 0 | 0 | 0 | 4260937.5 | 4260937.5 | 15 | 170437.5
Option 4 | Stage 2: line | 1 | $ | -1602622.691 | 0 | 0 | 0 | -3135000 | 0 | 0 | 0 | 0 | 0 | 0 | 0 | 0 | 0 | 0 | 0 | 0 | 0 | 0 | 0 | 1959375 | 1959375 | 15 | 78375
Option 4 | Stage 2: substation (inc. the 2 TFs) | 1 | $ | -3485129.2491 | 0 | 0 | 0 | -6817500 | 0 | 0 | 0 | 0 | 0 | 0 | 0 | 0 | 0 | 0 | 0 | 0 | 0 | 0 | 0 | 4260937.5 | 4260937.5 | 15 | 170437.5
Option 6 | Stage 2: line | 1 | $ |  | Redacted to preserve confidentiality | [19 empty] | Redacted to preserve confidentiality
Option 6 | Stage 2: substation (inc. the 2 TFs) | 1 | $ |  | Redacted to preserve confidentiality | [19 empty] | Redacted to preserve confidentiality
Property allowances | Property allowances component
Option 1A/1B | Stage 1: line | 1 | $ | -9002292.0539 | 0 | 0 | 0 | -17610000 | 0 | 0 | 0 | 0 | 0 | 0 | 0 | 0 | 0 | 0 | 0 | 0 | 0 | 0 | 0 | 11006250 | 11006250 | 15 | 440250
Option 1A/1B | Stage 1: substation (inc. the 2 TFs) | 1 | $ | -1695406.11 | 0 | 0 | 0 | -3316500 | 0 | 0 | 0 | 0 | 0 | 0 | 0 | 0 | 0 | 0 | 0 | 0 | 0 | 0 | 0 | 2072812.5 | 2072812.5 | 15 | 82912.5
Option 1C | Stage 2: line | 1 | $ | -9002292.0539 | 0 | 0 | 0 | -17610000 | 0 | 0 | 0 | 0 | 0 | 0 | 0 | 0 | 0 | 0 | 0 | 0 | 0 | 0 | 0 | 11006250 | 11006250 | 15 | 440250
Option 1C | Stage 2: substation (inc. the 2 TFs) | 1 | $ | -1695406.11 | 0 | 0 | 0 | -3316500 | 0 | 0 | 0 | 0 | 0 | 0 | 0 | 0 | 0 | 0 | 0 | 0 | 0 | 0 | 0 | 2072812.5 | 2072812.5 | 15 | 82912.5
Option 4 | Stage 2: line | 1 | $ | -9002292.0539 | 0 | 0 | 0 | -17610000 | 0 | 0 | 0 | 0 | 0 | 0 | 0 | 0 | 0 | 0 | 0 | 0 | 0 | 0 | 0 | 11006250 | 11006250 | 15 | 440250
Option 4 | Stage 2: substation (inc. the 2 TFs) | 1 | $ | -1695406.11 | 0 | 0 | 0 | -3316500 | 0 | 0 | 0 | 0 | 0 | 0 | 0 | 0 | 0 | 0 | 0 | 0 | 0 | 0 | 0 | 2072812.5 | 2072812.5 | 15 | 82912.5
Option 6 | Stage 2: line | 1 | $ |  | Redacted to preserve confidentiality | [19 empty] | Redacted to preserve confidentiality
Option 6 | Stage 2: substation (inc. the 2 TFs) | 1 | $ |  | Redacted to preserve confidentiality | [19 empty] | Redacted to preserve confidentiality
Land purchase | Land purchase component
Option 7A | Stage 1: Parkes - PV and BESS | 0 | $ |  | Redacted to preserve confidentiality | [19 empty] | Redacted to preserve confidentiality
Option 7A | Stage 1: Panorama - BESS | 0 | $ |  | Redacted to preserve confidentiality | [19 empty] | Redacted to preserve confidentiality
Option 7B | Stage 1: Parkes - QPSF1 - PV - Night time only | 0 | $ |  | Redacted to preserve confidentiality | [19 empty] | Redacted to preserve confidentiality
Option 7B | Stage 1: Parkes - QPSF2 - PV - Day and Night time | 0 | $ |  | Redacted to preserve confidentiality | [19 empty] | Redacted to preserve confidentiality
Option 7B | Stage 1: Parkes - QPSF2 - BESS | 0 | $ |  | Redacted to preserve confidentiality | [19 empty] | Redacted to preserve confidentiality
Option 7B | Stage 1: Panorama - BESS | 0 | $ |  | Redacted to preserve confidentiality | [19 empty] | Redacted to preserve confidentiality
Option 7C | Stage 1: Panorama - BESS | 0 | $ |  | Redacted to preserve confidentiality | [19 empty] | Redacted to preserve confidentiality
Option 7D | Stage 1: Parkes - BESS | 0 | $ |  | Redacted to preserve confidentiality | [19 empty] | Redacted to preserve confidentiality
Option 7D | Stage 1: Panorama - BESS | 0 | $ |  | Redacted to preserve confidentiality | [19 empty] | Redacted to preserve confidentiality
Option 7E | Stage 1: Panorama - BESS | 0 | $ |  | Redacted to preserve confidentiality | [19 empty] | Redacted to preserve confidentiality
Option 7E | Stage 1: Parkes - BESS | 0 | $ |  | Redacted to preserve confidentiality | [19 empty] | Redacted to preserve confidentiality
TNSP capital costs
Option |  |  | Unit | PV | 2023 | 2024 | 2025 | 2026 | 2027 | 2028 | 2029 | 2030 | 2031 | 2032 | 2033 | 2034 | 2035 | 2036 | 2037 | 2038 | 2039 | 2040 | 2041 | 2042
Option 1A/1B |  |  | $ | -106309770.2019 | -1192873.9859 | -2843008.4242 | -8561464.8628 | -73532984.69 | -121885936.787 | -7240791 | 0 | 0 | 0 | 0 | 0 | 0 | 0 | 0 | 0 | 0 | 0 | 0 | 0 | 136837289.5875
Option 1C |  |  | $ | -91255820.2052 | -1836235.2359 | -8634674.9242 | -25165060.1128 | -77847363.44 | -49832665.787 | 0 | 0 | -1204647 | -6391725.75 | -15832303.5 | -543462.75 | 0 | 0 | 0 | 0 | 0 | 0 | 0 | 0 | 120127194.5062
Option 3 |  |  | $ | -84188385.2639 | -3332917.5 | -16509766.5 | -44406150.75 | -10013604 | -72105225.75 | -7221179.25 | 0 | 0 | 0 | 0 | 0 | 0 | 0 | 0 | 0 | 0 | 0 | 0 | 0 | 87875043.075
Option 4 |  |  | $ | -110267536.0306 | -3831595.2359 | -17974135.4242 | -48373580.6128 | -66632585.69 | -49419240.287 | 0 | -964179 | -5474968.5 | -13515346.5 | -437680.5 | 0 | 0 | 0 | 0 | 0 | 0 | 0 | 0 | 0 | 121306865.475
Option 5 |  |  | $ |  | Redacted to preserve confidentiality
Option 6 |  |  | $ |  | Redacted to preserve confidentiality
Option 7A |  |  | $ |  | Redacted to preserve confidentiality
Option 7B |  |  | $ |  | Redacted to preserve confidentiality
Option 7C |  |  | $ |  | Redacted to preserve confidentiality
Option 7D |  |  | $ |  | Redacted to preserve confidentiality
Option 7E |  |  | $ |  | Redacted to preserve confidentiality
NNO capital costs
Option |  |  | Unit | PV | 2023 | 2024 | 2025 | 2026 | 2027 | 2028 | 2029 | 2030 | 2031 | 2032 | 2033 | 2034 | 2035 | 2036 | 2037 | 2038 | 2039 | 2040 | 2041 | 2042
Option 1A/1B |  |  | $ | 0 | 0 | 0 | 0 | 0 | 0 | 0 | 0 | 0 | 0 | 0 | 0 | 0 | 0 | 0 | 0 | 0 | 0 | 0 | 0 | 0
Option 1C |  |  | $ | 0 | 0 | 0 | 0 | 0 | 0 | 0 | 0 | 0 | 0 | 0 | 0 | 0 | 0 | 0 | 0 | 0 | 0 | 0 | 0 | 0
Option 3 |  |  | $ | 0 | 0 | 0 | 0 | 0 | 0 | 0 | 0 | 0 | 0 | 0 | 0 | 0 | 0 | 0 | 0 | 0 | 0 | 0 | 0 | 0
Option 4 |  |  | $ | 0 | 0 | 0 | 0 | 0 | 0 | 0 | 0 | 0 | 0 | 0 | 0 | 0 | 0 | 0 | 0 | 0 | 0 | 0 | 0 | 0
Option 5 |  |  | $ |  | Redacted to preserve confidentiality
Option 6 |  |  | $ |  | Redacted to preserve confidentiality
Option 7A |  |  | $ |  | Redacted to preserve confidentiality
Option 7B |  |  | $ |  | Redacted to preserve confidentiality
Option 7C |  |  | $ |  | Redacted to preserve confidentiality
Option 7D |  |  | $ |  | Redacted to preserve confidentiality
Option 7E |  |  | $ |  | Redacted to preserve confidentiality
Operating cost calculation
Option | Components | TNSP | Unit | PV | 2023 | 2024 | 2025 | 2026 | 2027 | 2028 | 2029 | 2030 | 2031 | 2032 | 2033 | 2034 | 2035 | 2036 | 2037 | 2038 | 2039 | 2040 | 2041 | 2042
Option 1A/1B | Stage 1: line | 1 | $ | -3833409.8128 | 0 | 0 | 0 | 0 | 0 | -321459.1682 | -321459.1682 | -321459.1682 | -321459.1682 | -321459.1682 | -321459.1682 | -321459.1682 | -321459.1682 | -321459.1682 | -321459.1682 | -321459.1682 | -321459.1682 | -321459.1682 | -321459.1682 | -321459.1682
Option 1A/1B | Stage 1: substation (inc. the 2 TFs) | 1 | $ | -10844387.7679 | 0 | 0 | 0 | 0 | 0 | -909380.4318 | -909380.4318 | -909380.4318 | -909380.4318 | -909380.4318 | -909380.4318 | -909380.4318 | -909380.4318 | -909380.4318 | -909380.4318 | -909380.4318 | -909380.4318 | -909380.4318 | -909380.4318 | -909380.4318
Option 1A/1B | Stage 2: line | 1 | $ | -13524386.0839 | 0 | 0 | 0 | 0 | 0 | 0 | -1227534.53 | -1227534.53 | -1227534.53 | -1227534.53 | -1227534.53 | -1227534.53 | -1227534.53 | -1227534.53 | -1227534.53 | -1227534.53 | -1227534.53 | -1227534.53 | -1227534.53 | -1227534.53
Option 1C | Stage 1: syncon | 1 | $ | -3589269.8212 | 0 | 0 | 0 | 0 | -279313.55 | -279313.55 | -279313.55 | -279313.55 | -279313.55 | -279313.55 | -279313.55 | -279313.55 | -279313.55 | -279313.55 | -279313.55 | -279313.55 | -279313.55 | -279313.55 | -279313.55 | -279313.55
Option 1C | Stage 2: line | 1 | $ | -3833409.8128 | 0 | 0 | 0 | 0 | 0 | -321459.1682 | -321459.1682 | -321459.1682 | -321459.1682 | -321459.1682 | -321459.1682 | -321459.1682 | -321459.1682 | -321459.1682 | -321459.1682 | -321459.1682 | -321459.1682 | -321459.1682 | -321459.1682 | -321459.1682
Option 1C | Stage 2: substation (inc. the 2 TFs) | 1 | $ | -10844387.7679 | 0 | 0 | 0 | 0 | 0 | -909380.4318 | -909380.4318 | -909380.4318 | -909380.4318 | -909380.4318 | -909380.4318 | -909380.4318 | -909380.4318 | -909380.4318 | -909380.4318 | -909380.4318 | -909380.4318 | -909380.4318 | -909380.4318 | -909380.4318
Option 1C | Stage 3: syncon | 1 | $ | -3048913.9499 | 0 | 0 | 0 | 0 | 0 | -255673.51 | -255673.51 | -255673.51 | -255673.51 | -255673.51 | -255673.51 | -255673.51 | -255673.51 | -255673.51 | -255673.51 | -255673.51 | -255673.51 | -255673.51 | -255673.51 | -255673.51
Option 1C | Stage 4: syncon | 1 | $ | -2152711.9013 | 0 | 0 | 0 | 0 | 0 | 0 | 0 | 0 | 0 | 0 | 0 | -319628.52 | -319628.52 | -319628.52 | -319628.52 | -319628.52 | -319628.52 | -319628.52 | -319628.52 | -319628.52
Option 3 | Stage 1: SVC at Panorama | 1 | $ | -3771890.2837 | 0 | 0 | 0 | 0 | -293524.9 | -293524.9 | -293524.9 | -293524.9 | -293524.9 | -293524.9 | -293524.9 | -293524.9 | -293524.9 | -293524.9 | -293524.9 | -293524.9 | -293524.9 | -293524.9 | -293524.9 | -293524.9
Option 3 | Stage 1: syncons at Parkes | 1 | $ | -7029093.3213 | 0 | 0 | 0 | 0 | -546997.33 | -546997.33 | -546997.33 | -546997.33 | -546997.33 | -546997.33 | -546997.33 | -546997.33 | -546997.33 | -546997.33 | -546997.33 | -546997.33 | -546997.33 | -546997.33 | -546997.33 | -546997.33
Option 3 | Stage 2: line | 1 | $ | -13301771.4758 | 0 | 0 | 0 | 0 | 0 | 0 | -1207329.02 | -1207329.02 | -1207329.02 | -1207329.02 | -1207329.02 | -1207329.02 | -1207329.02 | -1207329.02 | -1207329.02 | -1207329.02 | -1207329.02 | -1207329.02 | -1207329.02 | -1207329.02
Option 4 | Stage 1: SVC at Panorama | 1 | $ | -3771890.2837 | 0 | 0 | 0 | 0 | -293524.9 | -293524.9 | -293524.9 | -293524.9 | -293524.9 | -293524.9 | -293524.9 | -293524.9 | -293524.9 | -293524.9 | -293524.9 | -293524.9 | -293524.9 | -293524.9 | -293524.9 | -293524.9
Option 4 | Stage 1: syncons at Parkes | 1 | $ | -7029093.3213 | 0 | 0 | 0 | 0 | -546997.33 | -546997.33 | -546997.33 | -546997.33 | -546997.33 | -546997.33 | -546997.33 | -546997.33 | -546997.33 | -546997.33 | -546997.33 | -546997.33 | -546997.33 | -546997.33 | -546997.33 | -546997.33
Option 4 | Stage 2: line | 1 | $ | -3833409.8128 | 0 | 0 | 0 | 0 | 0 | -321459.1682 | -321459.1682 | -321459.1682 | -321459.1682 | -321459.1682 | -321459.1682 | -321459.1682 | -321459.1682 | -321459.1682 | -321459.1682 | -321459.1682 | -321459.1682 | -321459.1682 | -321459.1682 | -321459.1682
Option 4 | Stage 2: substation (inc. the 2 TFs) | 1 | $ | -10844387.7679 | 0 | 0 | 0 | 0 | 0 | -909380.4318 | -909380.4318 | -909380.4318 | -909380.4318 | -909380.4318 | -909380.4318 | -909380.4318 | -909380.4318 | -909380.4318 | -909380.4318 | -909380.4318 | -909380.4318 | -909380.4318 | -909380.4318 | -909380.4318
Option 4 | Stage 3: syncon | 1 | $ | -2055154.76 | 0 | 0 | 0 | 0 | 0 | 0 | 0 | 0 | 0 | 0 | -271895.66 | -271895.66 | -271895.66 | -271895.66 | -271895.66 | -271895.66 | -271895.66 | -271895.66 | -271895.66 | -271895.66
Option 5 | Stage 1: Parkes syncon | 1 | $ |  | Redacted to preserve confidentiality
Option 5 | Stage 1: Panorama BESS | 1 | $ |  | Redacted to preserve confidentiality
Option 5 | Stage 1: Parkes BESS | 1 | $ |  | Redacted to preserve confidentiality
Option 5 | Reinvestment: Panorama BESS | 1 | $ |  | Redacted to preserve confidentiality
Option 5 | Reinvestment: Parkes BESS | 1 | $ |  | Redacted to preserve confidentiality
Option 5 | Stage 2: line | 1 | $ |  | Redacted to preserve confidentiality
Option 6 | Stage 1: Parkes syncon | 1 | $ |  | Redacted to preserve confidentiality
Option 6 | Stage 1: Panorama BESS | 1 | $ |  | Redacted to preserve confidentiality
Option 6 | Stage 1: Parkes BESS | 1 | $ |  | Redacted to preserve confidentiality
Option 6 | Reinvestment: Panorama BESS | 1 | $ |  | Redacted to preserve confidentiality
Option 6 | Reinvestment: Parkes BESS | 1 | $ |  | Redacted to preserve confidentiality
Option 6 | Stage 2: line | 1 | $ |  | Redacted to preserve confidentiality
Option 6 | Stage 2: substation (inc. the 2 TFs) | 1 | $ |  | Redacted to preserve confidentiality
Option 6 | Stage 3: syncon | 1 | $ |  | Redacted to preserve confidentiality
Option 7A | Stage 1: Parkes - PV and BESS | 0 | $ |  | Redacted to preserve confidentiality
Option 7A | Stage 1: Panorama - BESS | 0 | $ |  | Redacted to preserve confidentiality
Option 7A | Reinvestment: Parkes - PV and BESS | 0 | $ |  | Redacted to preserve confidentiality
Option 7A | Reinvestment: Panorama - BESS | 0 | $ |  | Redacted to preserve confidentiality
Option 7A | Stage 2: line (same as Option 3 stage 2) | 1 | $ |  | Redacted to preserve confidentiality
Option 7B | Stage 1: QPSF1 - PV - Night time only | 0 | $ |  | Redacted to preserve confidentiality
Option 7B | Stage 1: QPSF2 - PV - Day and Night time | 0 | $ |  | Redacted to preserve confidentiality
Option 7B | Stage 1: QPSF2 - BESS | 0 | $ |  | Redacted to preserve confidentiality
Option 7B | Stage 1: PAN BESS | 0 | $ |  | Redacted to preserve confidentiality
Option 7B | Stage 2: line (same as Option 3 stage 2) | 1 | $ |  | Redacted to preserve confidentiality
Option 7C | Stage 1: Panorama - BESS | 0 | $ |  | Redacted to preserve confidentiality
Option 7C | Stage 1: Parkes - syncons (same as Option 3 stage 1) | 1 | $ |  | Redacted to preserve confidentiality
Option 7C | Reinvestment: Panorama - BESS | 0 | $ |  | Redacted to preserve confidentiality
Option 7C | Stage 2: line (same as Option 3 stage 2) | 1 | $ |  | Redacted to preserve confidentiality
Option 7D | Stage 1: Parkes BESS | 0 | $ |  | Redacted to preserve confidentiality
Option 7D | Stage 1: Panorama BESS | 0 | $ |  | Redacted to preserve confidentiality
Option 7D | Reinvestment: Parkes BESS | 0 | $ |  | Redacted to preserve confidentiality
Option 7D | Reinvestment: Panorama BESS | 0 | $ |  | Redacted to preserve confidentiality
Option 7D | Stage 1: Parkes - 36 MVAr STATCOM | 0 | $ |  | Redacted to preserve confidentiality
Option 7D | Stage 1: Panorama - 30 MVAr STATCOM | 0 | $ |  | Redacted to preserve confidentiality
Option 7D | Stage 2: line (same as Option 3 stage 2) | 1 | $ |  | Redacted to preserve confidentiality
Option 7E | Stage 1: Parkes - syncon (same as Option 5 stage 1) | 1 | $ |  | Redacted to preserve confidentiality
Option 7E | Stage 1: Panorama - BESS | 0 | $ |  | Redacted to preserve confidentiality
Option 7E | Stage 1: Parkes - BESS | 0 | $ |  | Redacted to preserve confidentiality
Option 7E | Stage 2: line (same as Option 3 stage 2) | 1 | $ |  | Redacted to preserve confidentiality
Biodiversity offset costs | Bio costs component
Option 1A/1B | Stage 1: line | 1 | $ | 0 | 0 | 0 | 0 | 0 | 0 | 0 | 0 | 0 | 0 | 0 | 0 | 0 | 0 | 0 | 0 | 0 | 0 | 0 | 0 | 0
Option 1A/1B | Stage 1: substation (inc. the 2 TFs) | 1 | $ | 0 | 0 | 0 | 0 | 0 | 0 | 0 | 0 | 0 | 0 | 0 | 0 | 0 | 0 | 0 | 0 | 0 | 0 | 0 | 0 | 0
Option 1C | Stage 2: line | 1 | $ | 0 | 0 | 0 | 0 | 0 | 0 | 0 | 0 | 0 | 0 | 0 | 0 | 0 | 0 | 0 | 0 | 0 | 0 | 0 | 0 | 0
Option 1C | Stage 2: substation (inc. the 2 TFs) | 1 | $ | 0 | 0 | 0 | 0 | 0 | 0 | 0 | 0 | 0 | 0 | 0 | 0 | 0 | 0 | 0 | 0 | 0 | 0 | 0 | 0 | 0
Option 4 | Stage 2: line | 1 | $ | 0 | 0 | 0 | 0 | 0 | 0 | 0 | 0 | 0 | 0 | 0 | 0 | 0 | 0 | 0 | 0 | 0 | 0 | 0 | 0 | 0
Option 4 | Stage 2: substation (inc. the 2 TFs) | 1 | $ | 0 | 0 | 0 | 0 | 0 | 0 | 0 | 0 | 0 | 0 | 0 | 0 | 0 | 0 | 0 | 0 | 0 | 0 | 0 | 0 | 0
Option 6 | Stage 2: line | 1 | $ |  | Redacted to preserve confidentiality
Option 6 | Stage 2: substation (inc. the 2 TFs) | 1 | $ |  | Redacted to preserve confidentiality
Property allowances | Property allowances component
Option 1A/1B | Stage 1: line | 1 | $ | 0 | 0 | 0 | 0 | 0 | 0 | 0 | 0 | 0 | 0 | 0 | 0 | 0 | 0 | 0 | 0 | 0 | 0 | 0 | 0 | 0
Option 1A/1B | Stage 1: substation (inc. the 2 TFs) | 1 | $ | 0 | 0 | 0 | 0 | 0 | 0 | 0 | 0 | 0 | 0 | 0 | 0 | 0 | 0 | 0 | 0 | 0 | 0 | 0 | 0 | 0
Option 1C | Stage 2: line | 1 | $ | 0 | 0 | 0 | 0 | 0 | 0 | 0 | 0 | 0 | 0 | 0 | 0 | 0 | 0 | 0 | 0 | 0 | 0 | 0 | 0 | 0
Option 1C | Stage 2: substation (inc. the 2 TFs) | 1 | $ | 0 | 0 | 0 | 0 | 0 | 0 | 0 | 0 | 0 | 0 | 0 | 0 | 0 | 0 | 0 | 0 | 0 | 0 | 0 | 0 | 0
Option 4 | Stage 2: line | 1 | $ | 0 | 0 | 0 | 0 | 0 | 0 | 0 | 0 | 0 | 0 | 0 | 0 | 0 | 0 | 0 | 0 | 0 | 0 | 0 | 0 | 0
Option 4 | Stage 2: substation (inc. the 2 TFs) | 1 | $ | 0 | 0 | 0 | 0 | 0 | 0 | 0 | 0 | 0 | 0 | 0 | 0 | 0 | 0 | 0 | 0 | 0 | 0 | 0 | 0 | 0
Option 6 | Stage 2: line | 1 | $ |  | Redacted to preserve confidentiality
Option 6 | Stage 2: substation (inc. the 2 TFs) | 1 | $ |  | Redacted to preserve confidentiality
Land purchase | Land purchase component
Option 7A | Stage 1: Parkes - PV and BESS | 0 | $ |  | Redacted to preserve confidentiality
Option 7A | Stage 1: Panorama - BESS | 0 | $ |  | Redacted to preserve confidentiality
Option 7B | Stage 1: Parkes - QPSF1 - PV - Night time only | 0 | $ |  | Redacted to preserve confidentiality
Option 7B | Stage 1: Parkes - QPSF2 - PV - Day and Night time | 0 | $ |  | Redacted to preserve confidentiality
Option 7B | Stage 1: Parkes - QPSF2 - BESS | 0 | $ |  | Redacted to preserve confidentiality
Option 7B | Stage 1: Panorama - BESS | 0 | $ |  | Redacted to preserve confidentiality
Option 7C | Stage 1: Panorama - BESS | 0 | $ |  | Redacted to preserve confidentiality
Option 7D | Stage 1: Parkes - BESS | 0 | $ |  | Redacted to preserve confidentiality
Option 7D | Stage 1: Panorama - BESS | 0 | $ |  | Redacted to preserve confidentiality
Option 7E | Stage 1: Panorama - BESS | 0 | $ |  | Redacted to preserve confidentiality
Option 7E | Stage 1: Parkes - BESS | 0 | $ |  | Redacted to preserve confidentiality
TNSP operating expenditure
Option |  |  | Unit | PV | 2023 | 2024 | 2025 | 2026 | 2027 | 2028 | 2029 | 2030 | 2031 | 2032 | 2033 | 2034 | 2035 | 2036 | 2037 | 2038 | 2039 | 2040 | 2041 | 2042
Option 1A/1B |  |  | $ | -28202183.6645 | 0 | 0 | 0 | 0 | 0 | -1230839.6 | -2458374.13 | -2458374.13 | -2458374.13 | -2458374.13 | -2458374.13 | -2458374.13 | -2458374.13 | -2458374.13 | -2458374.13 | -2458374.13 | -2458374.13 | -2458374.13 | -2458374.13 | -2458374.13
Option 1C |  |  | $ | -23468693.2531 | 0 | 0 | 0 | 0 | -279313.55 | -1765826.66 | -1765826.66 | -1765826.66 | -1765826.66 | -1765826.66 | -1765826.66 | -2085455.18 | -2085455.18 | -2085455.18 | -2085455.18 | -2085455.18 | -2085455.18 | -2085455.18 | -2085455.18 | -2085455.18
Option 3 |  |  | $ | -24102755.0808 | 0 | 0 | 0 | 0 | -840522.23 | -840522.23 | -2047851.25 | -2047851.25 | -2047851.25 | -2047851.25 | -2047851.25 | -2047851.25 | -2047851.25 | -2047851.25 | -2047851.25 | -2047851.25 | -2047851.25 | -2047851.25 | -2047851.25 | -2047851.25
Option 4 |  |  | $ | -27533935.9456 | 0 | 0 | 0 | 0 | -840522.23 | -2071361.83 | -2071361.83 | -2071361.83 | -2071361.83 | -2071361.83 | -2343257.49 | -2343257.49 | -2343257.49 | -2343257.49 | -2343257.49 | -2343257.49 | -2343257.49 | -2343257.49 | -2343257.49 | -2343257.49
Option 5 |  |  | $ |  | Redacted to preserve confidentiality
Option 6 |  |  | $ |  | Redacted to preserve confidentiality
Option 7A |  |  | $ |  | Redacted to preserve confidentiality
Option 7B |  |  | $ |  | Redacted to preserve confidentiality
Option 7C |  |  | $ |  | Redacted to preserve confidentiality
Option 7D |  |  | $ |  | Redacted to preserve confidentiality
Option 7E |  |  | $ |  | Redacted to preserve confidentiality
TNSP NNO operating expenditure
Option |  |  | Unit | PV | 2023 | 2024 | 2025 | 2026 | 2027 | 2028 | 2029 | 2030 | 2031 | 2032 | 2033 | 2034 | 2035 | 2036 | 2037 | 2038 | 2039 | 2040 | 2041 | 2042
Option 1A/1B |  |  | $ | 0 | 0 | 0 | 0 | 0 | 0 | 0 | 0 | 0 | 0 | 0 | 0 | 0 | 0 | 0 | 0 | 0 | 0 | 0 | 0 | 0
Option 1C |  |  | $ | 0 | 0 | 0 | 0 | 0 | 0 | 0 | 0 | 0 | 0 | 0 | 0 | 0 | 0 | 0 | 0 | 0 | 0 | 0 | 0 | 0
Option 3 |  |  | $ | 0 | 0 | 0 | 0 | 0 | 0 | 0 | 0 | 0 | 0 | 0 | 0 | 0 | 0 | 0 | 0 | 0 | 0 | 0 | 0 | 0
Option 4 |  |  | $ | 0 | 0 | 0 | 0 | 0 | 0 | 0 | 0 | 0 | 0 | 0 | 0 | 0 | 0 | 0 | 0 | 0 | 0 | 0 | 0 | 0
Option 5 |  |  | $ |  | Redacted to preserve confidentiality
Option 6 |  |  | $ |  | Redacted to preserve confidentiality
Option 7A |  |  | $ |  | Redacted to preserve confidentiality
Option 7B |  |  | $ |  | Redacted to preserve confidentiality
Option 7C |  |  | $ |  | Redacted to preserve confidentiality
Option 7D |  |  | $ |  | Redacted to preserve confidentiality
Option 7E |  |  | $ |  | Redacted to preserve confidentiality
NNO operating expenditure
Option |  |  | Unit | PV | 2023 | 2024 | 2025 | 2026 | 2027 | 2028 | 2029 | 2030 | 2031 | 2032 | 2033 | 2034 | 2035 | 2036 | 2037 | 2038 | 2039 | 2040 | 2041 | 2042
Option 1A/1B |  |  | $ | 0 | 0 | 0 | 0 | 0 | 0 | 0 | 0 | 0 | 0 | 0 | 0 | 0 | 0 | 0 | 0 | 0 | 0 | 0 | 0 | 0
Option 1C |  |  | $ | 0 | 0 | 0 | 0 | 0 | 0 | 0 | 0 | 0 | 0 | 0 | 0 | 0 | 0 | 0 | 0 | 0 | 0 | 0 | 0 | 0
Option 3 |  |  | $ | 0 | 0 | 0 | 0 | 0 | 0 | 0 | 0 | 0 | 0 | 0 | 0 | 0 | 0 | 0 | 0 | 0 | 0 | 0 | 0 | 0
Option 4 |  |  | $ | 0 | 0 | 0 | 0 | 0 | 0 | 0 | 0 | 0 | 0 | 0 | 0 | 0 | 0 | 0 | 0 | 0 | 0 | 0 | 0 | 0
Option 5 |  |  | $ |  | Redacted to preserve confidentiality
Option 6 |  |  | $ |  | Redacted to preserve confidentiality
Option 7A |  |  | $ |  | Redacted to preserve confidentiality
Option 7B |  |  | $ |  | Redacted to preserve confidentiality
Option 7C |  |  | $ |  | Redacted to preserve confidentiality
Option 7D |  |  | $ |  | Redacted to preserve confidentiality
Option 7E |  |  | $ |  | Redacted to preserve confidentiality
Avoided fuel consumption from generation dispatch
Option |  |  | Unit | PV | 2023 | 2024 | 2025 | 2026 | 2027 | 2028 | 2029 | 2030 | 2031 | 2032 | 2033 | 2034 | 2035 | 2036 | 2037 | 2038 | 2039 | 2040 | 2041 | 2042
Option 1A/1B |  |  | $ | 0 | 0 | 0 | 0 | 0 | 0 | 0 | 0 | 0 | 0 | 0 | 0 | 0 | 0 | 0 | 0 | 0 | 0 | 0 | 0 | 0
Option 1C |  |  | $ | 0 | 0 | 0 | 0 | 0 | 0 | 0 | 0 | 0 | 0 | 0 | 0 | 0 | 0 | 0 | 0 | 0 | 0 | 0 | 0 | 0
Option 3 |  |  | $ | 0 | 0 | 0 | 0 | 0 | 0 | 0 | 0 | 0 | 0 | 0 | 0 | 0 | 0 | 0 | 0 | 0 | 0 | 0 | 0 | 0
Option 4 |  |  | $ | 0 | 0 | 0 | 0 | 0 | 0 | 0 | 0 | 0 | 0 | 0 | 0 | 0 | 0 | 0 | 0 | 0 | 0 | 0 | 0 | 0
Option 5 |  |  | $ |  | Redacted to preserve confidentiality
Option 6 |  |  | $ |  | Redacted to preserve confidentiality
Option 7A |  |  | $ |  | Redacted to preserve confidentiality
Option 7B |  |  | $ |  | Redacted to preserve confidentiality
Option 7C |  |  | $ |  | Redacted to preserve confidentiality
Option 7D |  |  | $ |  | Redacted to preserve confidentiality
Option 7E |  |  | $ |  | Redacted to preserve confidentiality
Avoided voluntary load curtailment
Option |  |  | Unit | PV | 2023 | 2024 | 2025 | 2026 | 2027 | 2028 | 2029 | 2030 | 2031 | 2032 | 2033 | 2034 | 2035 | 2036 | 2037 | 2038 | 2039 | 2040 | 2041 | 2042
Option 1A/1B |  |  | $ | 0 | 0 | 0 | 0 | 0 | 0 | 0 | 0 | 0 | 0 | 0 | 0 | 0 | 0 | 0 | 0 | 0 | 0 | 0 | 0 | 0
Option 1C |  |  | $ | 0 | 0 | 0 | 0 | 0 | 0 | 0 | 0 | 0 | 0 | 0 | 0 | 0 | 0 | 0 | 0 | 0 | 0 | 0 | 0 | 0
Option 3 |  |  | $ | 0 | 0 | 0 | 0 | 0 | 0 | 0 | 0 | 0 | 0 | 0 | 0 | 0 | 0 | 0 | 0 | 0 | 0 | 0 | 0 | 0
Option 4 |  |  | $ | 0 | 0 | 0 | 0 | 0 | 0 | 0 | 0 | 0 | 0 | 0 | 0 | 0 | 0 | 0 | 0 | 0 | 0 | 0 | 0 | 0
Option 5 |  |  | $ |  | Redacted to preserve confidentiality
Option 6 |  |  | $ |  | Redacted to preserve confidentiality
Option 7A |  |  | $ |  | Redacted to preserve confidentiality
Option 7B |  |  | $ |  | Redacted to preserve confidentiality
Option 7C |  |  | $ |  | Redacted to preserve confidentiality
Option 7D |  |  | $ |  | Redacted to preserve confidentiality
Option 7E |  |  | $ |  | Redacted to preserve confidentiality
Avoided involuntary load shedding - outside of CW NSW
Option |  |  | Unit | PV | 2023 | 2024 | 2025 | 2026 | 2027 | 2028 | 2029 | 2030 | 2031 | 2032 | 2033 | 2034 | 2035 | 2036 | 2037 | 2038 | 2039 | 2040 | 2041 | 2042
Option 1A/1B |  |  | $ | 0 | 0 | 0 | 0 | 0 | 0 | 0 | 0 | 0 | 0 | 0 | 0 | 0 | 0 | 0 | 0 | 0 | 0 | 0 | 0 | 0
Option 1C |  |  | $ | 0 | 0 | 0 | 0 | 0 | 0 | 0 | 0 | 0 | 0 | 0 | 0 | 0 | 0 | 0 | 0 | 0 | 0 | 0 | 0 | 0
Option 3 |  |  | $ | 0 | 0 | 0 | 0 | 0 | 0 | 0 | 0 | 0 | 0 | 0 | 0 | 0 | 0 | 0 | 0 | 0 | 0 | 0 | 0 | 0
Option 4 |  |  | $ | 0 | 0 | 0 | 0 | 0 | 0 | 0 | 0 | 0 | 0 | 0 | 0 | 0 | 0 | 0 | 0 | 0 | 0 | 0 | 0 | 0
Option 5 |  |  | $ |  | Redacted to preserve confidentiality
Option 6 |  |  | $ |  | Redacted to preserve confidentiality
Option 7A |  |  | $ |  | Redacted to preserve confidentiality
Option 7B |  |  | $ |  | Redacted to preserve confidentiality
Option 7C |  |  | $ |  | Redacted to preserve confidentiality
Option 7D |  |  | $ |  | Redacted to preserve confidentiality
Option 7E |  |  | $ |  | Redacted to preserve confidentiality
Avoided involuntary load shedding in CW NSW
Option |  |  | Unit | PV | 2023 | 2024 | 2025 | 2026 | 2027 | 2028 | 2029 | 2030 | 2031 | 2032 | 2033 | 2034 | 2035 | 2036 | 2037 | 2038 | 2039 | 2040 | 2041 | 2042
Option 1A/1B |  |  | $ | 1795955365.7729 | 2.5191e-09 | 0 | 0 | 0 | 0 | 1978994891.2782 | 0 | 0 | 0 | 0 | 0 | 0 | 0 | 0 | 0 | 0 | 0 | 0 | 0 | 0
Option 1C |  |  | $ | 2826786736.6606 | 2.5191e-09 | 0 | 0 | 0 | 1088505504.8833 | 2005045945.9739 | 0 | 0 | 0 | 0 | 0 | 0 | 0 | 0 | 0 | 0 | 0 | 0 | 0 | 0
Option 3 |  |  | $ | 2914364008.0858 | 2.5191e-09 | 0 | 0 | 0 | 1194461114.6599 | 1993516546.1549 | 0 | 0 | 0 | 0 | 0 | 0 | 0 | 0 | 0 | 0 | 0 | 0 | 0 | 0
Option 4 |  |  | $ | 2924827040.386 | 2.5191e-09 | 0 | 0 | 0 | 1194461114.6599 | 2005045945.9739 | 0 | 0 | 0 | 0 | 0 | 0 | 0 | 0 | 0 | 0 | 0 | 0 | 0 | 0
Option 5 |  |  | $ |  | Redacted to preserve confidentiality
Option 6 |  |  | $ |  | Redacted to preserve confidentiality
Option 7A |  |  | $ |  | Redacted to preserve confidentiality
Option 7B |  |  | $ |  | Redacted to preserve confidentiality
Option 7C |  |  | $ |  | Redacted to preserve confidentiality
Option 7D |  |  | $ |  | Redacted to preserve confidentiality
Option 7E |  |  | $ |  | Redacted to preserve confidentiality
Avoided costs for non RIT-T proponent parties
Option |  |  | Unit | PV | 2023 | 2024 | 2025 | 2026 | 2027 | 2028 | 2029 | 2030 | 2031 | 2032 | 2033 | 2034 | 2035 | 2036 | 2037 | 2038 | 2039 | 2040 | 2041 | 2042
Option 1A/1B |  |  | $ | 0 | 0 | 0 | 0 | 0 | 0 | 0 | 0 | 0 | 0 | 0 | 0 | 0 | 0 | 0 | 0 | 0 | 0 | 0 | 0 | 0
Option 1C |  |  | $ | 0 | 0 | 0 | 0 | 0 | 0 | 0 | 0 | 0 | 0 | 0 | 0 | 0 | 0 | 0 | 0 | 0 | 0 | 0 | 0 | 0
Option 3 |  |  | $ | 0 | 0 | 0 | 0 | 0 | 0 | 0 | 0 | 0 | 0 | 0 | 0 | 0 | 0 | 0 | 0 | 0 | 0 | 0 | 0 | 0
Option 4 |  |  | $ | 0 | 0 | 0 | 0 | 0 | 0 | 0 | 0 | 0 | 0 | 0 | 0 | 0 | 0 | 0 | 0 | 0 | 0 | 0 | 0 | 0
Option 5 |  |  | $ |  | Redacted to preserve confidentiality
Option 6 |  |  | $ |  | Redacted to preserve confidentiality
Option 7A |  |  | $ |  | Redacted to preserve confidentiality
Option 7B |  |  | $ |  | Redacted to preserve confidentiality
Option 7C |  |  | $ |  | Redacted to preserve confidentiality
Option 7D |  |  | $ |  | Redacted to preserve confidentiality
Option 7E |  |  | $ |  | Redacted to preserve confidentiality
Avoided unrelated TNSP expenditure
Option |  |  | Unit | PV | 2023 | 2024 | 2025 | 2026 | 2027 | 2028 | 2029 | 2030 | 2031 | 2032 | 2033 | 2034 | 2035 | 2036 | 2037 | 2038 | 2039 | 2040 | 2041 | 2042
Option 1A/1B |  |  | $ | 0 | 0 | 0 | 0 | 0 | 0 | 0 | 0 | 0 | 0 | 0 | 0 | 0 | 0 | 0 | 0 | 0 | 0 | 0 | 0 | 0
Option 1C |  |  | $ | 0 | 0 | 0 | 0 | 0 | 0 | 0 | 0 | 0 | 0 | 0 | 0 | 0 | 0 | 0 | 0 | 0 | 0 | 0 | 0 | 0
Option 3 |  |  | $ | 0 | 0 | 0 | 0 | 0 | 0 | 0 | 0 | 0 | 0 | 0 | 0 | 0 | 0 | 0 | 0 | 0 | 0 | 0 | 0 | 0
Option 4 |  |  | $ | 0 | 0 | 0 | 0 | 0 | 0 | 0 | 0 | 0 | 0 | 0 | 0 | 0 | 0 | 0 | 0 | 0 | 0 | 0 | 0 | 0
Option 5 |  |  | $ |  | Redacted to preserve confidentiality
Option 6 |  |  | $ |  | Redacted to preserve confidentiality
Option 7A |  |  | $ |  | Redacted to preserve confidentiality
Option 7B |  |  | $ |  | Redacted to preserve confidentiality
Option 7C |  |  | $ |  | Redacted to preserve confidentiality
Option 7D |  |  | $ |  | Redacted to preserve confidentiality
Option 7E |  |  | $ |  | Redacted to preserve confidentiality
NNO receipts received from TNSP
Option |  |  | Unit | PV | 2023 | 2024 | 2025 | 2026 | 2027 | 2028 | 2029 | 2030 | 2031 | 2032 | 2033 | 2034 | 2035 | 2036 | 2037 | 2038 | 2039 | 2040 | 2041 | 2042
Option 1A/1B |  |  | $ | 0 | 0 | 0 | 0 | 0 | 0 | 0 | 0 | 0 | 0 | 0 | 0 | 0 | 0 | 0 | 0 | 0 | 0 | 0 | 0 | 0
Option 1C |  |  | $ | 0 | 0 | 0 | 0 | 0 | 0 | 0 | 0 | 0 | 0 | 0 | 0 | 0 | 0 | 0 | 0 | 0 | 0 | 0 | 0 | 0
Option 3 |  |  | $ | 0 | 0 | 0 | 0 | 0 | 0 | 0 | 0 | 0 | 0 | 0 | 0 | 0 | 0 | 0 | 0 | 0 | 0 | 0 | 0 | 0
Option 4 |  |  | $ | 0 | 0 | 0 | 0 | 0 | 0 | 0 | 0 | 0 | 0 | 0 | 0 | 0 | 0 | 0 | 0 | 0 | 0 | 0 | 0 | 0
Option 5 |  |  | $ |  | Redacted to preserve confidentiality
Option 6 |  |  | $ |  | Redacted to preserve confidentiality
Option 7A |  |  | $ |  | Redacted to preserve confidentiality
Option 7B |  |  | $ |  | Redacted to preserve confidentiality
Option 7C |  |  | $ |  | Redacted to preserve confidentiality
Option 7D |  |  | $ |  | Redacted to preserve confidentiality
Option 7E |  |  | $ |  | Redacted to preserve confidentiality
Payback analysis
PV gross benefits
Option |  |  | Unit | PV | 2023 | 2024 | 2025 | 2026 | 2027 | 2028 | 2029 | 2030 | 2031 | 2032 | 2033 | 2034 | 2035 | 2036 | 2037 | 2038 | 2039 | 2040 | 2041 | 2042
Option 1A/1B |  |  | $ |  | 2.5191e-09 | 0 | 0 | 0 | 0 | 1795955365.7729 | 0 | 0 | 0 | 0 | 0 | 0 | 0 | 0 | 0 | 0 | 0 | 0 | 0 | 0
Option 1C |  |  | $ |  | 2.5191e-09 | 0 | 0 | 0 | 1007189808.3596 | 1819596928.301 | 0 | 0 | 0 | 0 | 0 | 0 | 0 | 0 | 0 | 0 | 0 | 0 | 0 | 0
Option 3 |  |  | $ |  | 2.5191e-09 | 0 | 0 | 0 | 1105230112.0849 | 1809133896.0009 | 0 | 0 | 0 | 0 | 0 | 0 | 0 | 0 | 0 | 0 | 0 | 0 | 0 | 0
Option 4 |  |  | $ |  | 2.5191e-09 | 0 | 0 | 0 | 1105230112.0849 | 1819596928.301 | 0 | 0 | 0 | 0 | 0 | 0 | 0 | 0 | 0 | 0 | 0 | 0 | 0 | 0
Option 5 |  |  | $ |  | Redacted to preserve confidentiality
Option 6 |  |  | $ |  | Redacted to preserve confidentiality
Option 7A |  |  | $ |  | Redacted to preserve confidentiality
Option 7B |  |  | $ |  | Redacted to preserve confidentiality
Option 7C |  |  | $ |  | Redacted to preserve confidentiality
Option 7D |  |  | $ |  | Redacted to preserve confidentiality
Option 7E |  |  | $ |  | Redacted to preserve confidentiality
Cumulative PV gross benefits
Option |  |  | Unit | PV | 2023 | 2024 | 2025 | 2026 | 2027 | 2028 | 2029 | 2030 | 2031 | 2032 | 2033 | 2034 | 2035 | 2036 | 2037 | 2038 | 2039 | 2040 | 2041 | 2042
Option 1A/1B |  |  | $ |  | 2.5191e-09 | 2.5191e-09 | 2.5191e-09 | 2.5191e-09 | 2.5191e-09 | 1795955365.7729 | 1795955365.7729 | 1795955365.7729 | 1795955365.7729 | 1795955365.7729 | 1795955365.7729 | 1795955365.7729 | 1795955365.7729 | 1795955365.7729 | 1795955365.7729 | 1795955365.7729 | 1795955365.7729 | 1795955365.7729 | 1795955365.7729 | 1795955365.7729
Option 1C |  |  | $ |  | 2.5191e-09 | 2.5191e-09 | 2.5191e-09 | 2.5191e-09 | 1007189808.3596 | 2826786736.6606 | 2826786736.6606 | 2826786736.6606 | 2826786736.6606 | 2826786736.6606 | 2826786736.6606 | 2826786736.6606 | 2826786736.6606 | 2826786736.6606 | 2826786736.6606 | 2826786736.6606 | 2826786736.6606 | 2826786736.6606 | 2826786736.6606 | 2826786736.6606
Option 3 |  |  | $ |  | 2.5191e-09 | 2.5191e-09 | 2.5191e-09 | 2.5191e-09 | 1105230112.0849 | 2914364008.0858 | 2914364008.0858 | 2914364008.0858 | 2914364008.0858 | 2914364008.0858 | 2914364008.0858 | 2914364008.0858 | 2914364008.0858 | 2914364008.0858 | 2914364008.0858 | 2914364008.0858 | 2914364008.0858 | 2914364008.0858 | 2914364008.0858 | 2914364008.0858
Option 4 |  |  | $ |  | 2.5191e-09 | 2.5191e-09 | 2.5191e-09 | 2.5191e-09 | 1105230112.0849 | 2924827040.386 | 2924827040.386 | 2924827040.386 | 2924827040.386 | 2924827040.386 | 2924827040.386 | 2924827040.386 | 2924827040.386 | 2924827040.386 | 2924827040.386 | 2924827040.386 | 2924827040.386 | 2924827040.386 | 2924827040.386 | 2924827040.386
Option 5 |  |  | $ |  | Redacted to preserve confidentiality
Option 6 |  |  | $ |  | Redacted to preserve confidentiality
Option 7A |  |  | $ |  | Redacted to preserve confidentiality
Option 7B |  |  | $ |  | Redacted to preserve confidentiality
Option 7C |  |  | $ |  | Redacted to preserve confidentiality
Option 7D |  |  | $ |  | Redacted to preserve confidentiality
Option 7E |  |  | $ |  | Redacted to preserve confidentiality
Total cost
Option |  |  | Unit | PV | 2023 | 2024 | 2025 | 2026 | 2027 | 2028 | 2029 | 2030 | 2031 | 2032 | 2033 | 2034 | 2035 | 2036 | 2037 | 2038 | 2039 | 2040 | 2041 | 2042
Option 1A/1B |  |  | $ |  | 134511953.8664 | 134511953.8664 | 134511953.8664 | 134511953.8664 | 134511953.8664 | 134511953.8664 | 134511953.8664 | 134511953.8664 | 134511953.8664 | 134511953.8664 | 134511953.8664 | 134511953.8664 | 134511953.8664 | 134511953.8664 | 134511953.8664 | 134511953.8664 | 134511953.8664 | 134511953.8664 | 134511953.8664 | 134511953.8664
Option 1C |  |  | $ |  | 114724513.4583 | 114724513.4583 | 114724513.4583 | 114724513.4583 | 114724513.4583 | 114724513.4583 | 114724513.4583 | 114724513.4583 | 114724513.4583 | 114724513.4583 | 114724513.4583 | 114724513.4583 | 114724513.4583 | 114724513.4583 | 114724513.4583 | 114724513.4583 | 114724513.4583 | 114724513.4583 | 114724513.4583 | 114724513.4583
Option 3 |  |  | $ |  | 108291140.3447 | 108291140.3447 | 108291140.3447 | 108291140.3447 | 108291140.3447 | 108291140.3447 | 108291140.3447 | 108291140.3447 | 108291140.3447 | 108291140.3447 | 108291140.3447 | 108291140.3447 | 108291140.3447 | 108291140.3447 | 108291140.3447 | 108291140.3447 | 108291140.3447 | 108291140.3447 | 108291140.3447 | 108291140.3447
Option 4 |  |  | $ |  | 137801471.9762 | 137801471.9762 | 137801471.9762 | 137801471.9762 | 137801471.9762 | 137801471.9762 | 137801471.9762 | 137801471.9762 | 137801471.9762 | 137801471.9762 | 137801471.9762 | 137801471.9762 | 137801471.9762 | 137801471.9762 | 137801471.9762 | 137801471.9762 | 137801471.9762 | 137801471.9762 | 137801471.9762 | 137801471.9762
Option 5 |  |  | $ |  | Redacted to preserve confidentiality
Option 6 |  |  | $ |  | Redacted to preserve confidentiality
Option 7A |  |  | $ |  | Redacted to preserve confidentiality
Option 7B |  |  | $ |  | Redacted to preserve confidentiality
Option 7C |  |  | $ |  | Redacted to preserve confidentiality
Option 7D |  |  | $ |  | Redacted to preserve confidentiality
Option 7E |  |  | $ |  | Redacted to preserve confidentiality
Payback
Option |  |  | Unit | PV | 2023 | 2024 | 2025 | 2026 | 2027 | 2028 | 2029 | 2030 | 2031 | 2032 | 2033 | 2034 | 2035 | 2036 | 2037 | 2038 | 2039 | 2040 | 2041 | 2042
Option 1A/1B |  |  | $ |  | NO | NO | NO | NO | NO | YES | YES | YES | YES | YES | YES | YES | YES | YES | YES | YES | YES | YES | YES | YES
Option 1C |  |  | $ |  | NO | NO | NO | NO | YES | YES | YES | YES | YES | YES | YES | YES | YES | YES | YES | YES | YES | YES | YES | YES
Option 3 |  |  | $ |  | NO | NO | NO | NO | YES | YES | YES | YES | YES | YES | YES | YES | YES | YES | YES | YES | YES | YES | YES | YES
Option 4 |  |  | $ |  | NO | NO | NO | NO | YES | YES | YES | YES | YES | YES | YES | YES | YES | YES | YES | YES | YES | YES | YES | YES
Option 5 |  |  | $ |  | NO | NO | NO | NO | YES | YES | YES | YES | YES | YES | YES | YES | YES | YES | YES | YES | YES | YES | YES | YES
Option 6 |  |  | $ |  | NO | NO | NO | NO | YES | YES | YES | YES | YES | YES | YES | YES | YES | YES | YES | YES | YES | YES | YES | YES
Option 7A |  |  | $ |  | NO | NO | YES | YES | YES | YES | YES | YES | YES | YES | YES | YES | YES | YES | YES | YES | YES | YES | YES | YES
Option 7B |  |  | $ |  | NO | NO | YES | YES | YES | YES | YES | YES | YES | YES | YES | YES | YES | YES | YES | YES | YES | YES | YES | YES
Option 7C |  |  | $ |  | NO | NO | NO | YES | YES | YES | YES | YES | YES | YES | YES | YES | YES | YES | YES | YES | YES | YES | YES | YES
Option 7D |  |  | $ |  | NO | NO | YES | YES | YES | YES | YES | YES | YES | YES | YES | YES | YES | YES | YES | YES | YES | YES | YES | YES
Option 7E |  |  | $ |  | NO | NO | YES | YES | YES | YES | YES | YES | YES | YES | YES | YES | YES | YES | YES | YES | YES | YES | YES | YES

## S3
S3 | Low
S3 | NPV results
NPV results
Option |  |  | Unit | PV | 2023 | 2024 | 2025 | 2026 | 2027 | 2028 | 2029 | 2030 | 2031 | 2032 | 2033 | 2034 | 2035 | 2036 | 2037 | 2038 | 2039 | 2040 | 2041 | 2042
Option 1A/1B |  |  | $ | -135537951.509 | -1362510.8099 | -3527881.1237 | -10262723.1047 | -107801434.4834 | -82365400.4783 | 1781962.7546 | -1230839.6 | -1230839.6 | -1230839.6 | -1230839.6 | -1230839.6 | -1230839.6 | -1230839.6 | -1230839.6 | -1230839.6 | -1230839.6 | -1230839.6 | -1230839.6 | -1230839.6 | 127094129.15
Option 1C |  |  | $ | -74358600.4451 | -1697881.25 | -9344537.5 | -23103270 | -768505 | 2375878.2242 | 2733488.8046 | -279313.55 | -279313.55 | -1641824.3599 | -3807194.6737 | -10542036.6547 | -108080748.0334 | -82644714.0283 | -1510153.15 | -1510153.15 | -1510153.15 | -1510153.15 | -1510153.15 | -1510153.15 | 188827321.85
Option 3 |  |  | $ | -82970831.4828 | -5023481.25 | -26429011.25 | -70359911.25 | -3252875 | 1814669.5442 | 2172280.1246 | -840522.23 | -840522.23 | -840522.23 | -840522.23 | -840522.23 | -840522.23 | -840522.23 | -840522.23 | -840522.23 | -840522.23 | -840522.23 | -840522.23 | -840522.23 | 47522400.02
Option 4 |  |  | $ | -82970831.4828 | -5023481.25 | -26429011.25 | -70359911.25 | -3252875 | 1814669.5442 | 2172280.1246 | -840522.23 | -840522.23 | -840522.23 | -840522.23 | -840522.23 | -840522.23 | -840522.23 | -840522.23 | -840522.23 | -840522.23 | -840522.23 | -840522.23 | -840522.23 | 47522400.02
Option 5 |  |  | $ | -141573782.6151 | Redacted to preserve confidentiality
Option 6 |  |  | $ | -141573782.6151 | Redacted to preserve confidentiality
Option 7A |  |  | $ | -140044060.3234 | Redacted to preserve confidentiality
Option 7B |  |  | $ | -224789150.0531 | Redacted to preserve confidentiality
Option 7C |  |  | $ | -93569048.3404 | Redacted to preserve confidentiality
Option 7D |  |  | $ | -112573115.6425 | Redacted to preserve confidentiality
Option 7E |  |  | $ | -90189392.4839 | Redacted to preserve confidentiality
S3 | Calculation |  |  |  | 1 | 1 | 1 | 1 | 1 | 1 | 1 | 1 | 1 | 1 | 1 | 1 | 1 | 1 | 1 | 1 | 1 | 1 | 1 | 1
Capital cost calculation
Option | Components | TNSP | Unit | PV | 2023 | 2024 | 2025 | 2026 | 2027 | 2028 | 2029 | 2030 | 2031 | 2032 | 2033 | 2034 | 2035 | 2036 | 2037 | 2038 | 2039 | 2040 | 2041 | 2042 | Terminal value | Years in analysis period | Annual depreciation
Option 1A/1B | Stage 1: line | 1 | $ | -25345230.933 | -461980.1646 | -1139291.995 | -3163966.2361 | -16395150.5709 | -19022007.0526 | 0 | 0 | 0 | 0 | 0 | 0 | 0 | 0 | 0 | 0 | 0 | 0 | 0 | 0 | 25113997.512 | 25113997.512 | 15 | 1004559.9005
Option 1A/1B | Stage 1: substation (inc. the 2 TFs) | 1 | $ | -70868600.7867 | -900530.6453 | -2388589.1287 | -7098756.8686 | -39941283.9125 | -63343393.4256 | 0 | 0 | 0 | 0 | 0 | 0 | 0 | 0 | 0 | 0 | 0 | 0 | 0 | 0 | 71045346.238 | 71045346.238 | 15 | 2841813.8495
Option 1A/1B | Stage 2: line | 1 | $ | 0 | 0 | 0 | 0 | 0 | 0 | 0 | 0 | 0 | 0 | 0 | 0 | 0 | 0 | 0 | 0 | 0 | 0 | 0 | 0 | 0 | #N/A | #N/A | 3836045.4062
Option 1C | Stage 1: syncon | 1 | $ | -25699680.6063 | -1697881.25 | -9344537.5 | -23103270 | -768505 | 0 | 0 | 0 | 0 | 0 | 0 | 0 | 0 | 0 | 0 | 0 | 0 | 0 | 0 | 0 | 20948516.25 | 20948516.25 | 16 | 872854.8438
Option 1C | Stage 2: line | 1 | $ | -9385351.7084 | 0 | 0 | 0 | 0 | 0 | 0 | 0 | 0 | -461980.1646 | -1139291.995 | -3163966.2361 | -16395150.5709 | -19022007.0526 | 0 | 0 | 0 | 0 | 0 | 0 | 33150476.7159 | 33150476.7159 | 7 | 1004559.9005
Option 1C | Stage 2: substation (inc. the 2 TFs) | 1 | $ | -26084476.4258 | 0 | 0 | 0 | 0 | 0 | 0 | 0 | 0 | -900530.6453 | -2388589.1287 | -7098756.8686 | -39941283.9125 | -63343393.4256 | 0 | 0 | 0 | 0 | 0 | 0 | 93779857.0341 | 93779857.0341 | 7 | 2841813.8495
Option 1C | Stage 3: syncon | 1 | $ | 0 | 0 | 0 | 0 | 0 | 0 | 0 | 0 | 0 | 0 | 0 | 0 | 0 | 0 | 0 | 0 | 0 | 0 | 0 | 0 | 0 | #N/A | #N/A | 798979.7188
Option 1C | Stage 4: syncon | 1 | $ | 0 | 0 | 0 | 0 | 0 | 0 | 0 | 0 | 0 | 0 | 0 | 0 | 0 | 0 | 0 | 0 | 0 | 0 | 0 | 0 | 0 | #N/A | #N/A | 998839.125
Option 3 | Stage 1: SVC at Panorama | 1 | $ | -30541973.9031 | -1679332.5 | -8140916.25 | -25130258.75 | -1740105 | 0 | 0 | 0 | 0 | 0 | 0 | 0 | 0 | 0 | 0 | 0 | 0 | 0 | 0 | 0 | 7338122.5 | 7338122.5 | 16 | 1834530.625
Option 3 | Stage 1: syncons at Parkes | 1 | $ | -50330633.1418 | -3344148.75 | -18288095 | -45229652.5 | -1512770 | 0 | 0 | 0 | 0 | 0 | 0 | 0 | 0 | 0 | 0 | 0 | 0 | 0 | 0 | 0 | 41024799.75 | 41024799.75 | 16 | 1709366.6562
Option 3 | Stage 2: line | 1 | $ | 0 | 0 | 0 | 0 | 0 | 0 | 0 | 0 | 0 | 0 | 0 | 0 | 0 | 0 | 0 | 0 | 0 | 0 | 0 | 0 | 0 | #N/A | #N/A | 3772903.1875
Option 4 | Stage 1: SVC at Panorama | 1 | $ | -30541973.9031 | -1679332.5 | -8140916.25 | -25130258.75 | -1740105 | 0 | 0 | 0 | 0 | 0 | 0 | 0 | 0 | 0 | 0 | 0 | 0 | 0 | 0 | 0 | 7338122.5 | 7338122.5 | 16 | 1834530.625
Option 4 | Stage 1: syncons at Parkes | 1 | $ | -50330633.1418 | -3344148.75 | -18288095 | -45229652.5 | -1512770 | 0 | 0 | 0 | 0 | 0 | 0 | 0 | 0 | 0 | 0 | 0 | 0 | 0 | 0 | 0 | 41024799.75 | 41024799.75 | 16 | 1709366.6562
Option 4 | Stage 2: line | 1 | $ | 0 | 0 | 0 | 0 | 0 | 0 | 0 | 0 | 0 | 0 | 0 | 0 | 0 | 0 | 0 | 0 | 0 | 0 | 0 | 0 | 0 | #N/A | #N/A | 1004559.9005
Option 4 | Stage 2: substation (inc. the 2 TFs) | 1 | $ | 0 | 0 | 0 | 0 | 0 | 0 | 0 | 0 | 0 | 0 | 0 | 0 | 0 | 0 | 0 | 0 | 0 | 0 | 0 | 0 | 0 | #N/A | #N/A | 2841813.8495
Option 4 | Stage 3: syncon | 1 | $ | 0 | 0 | 0 | 0 | 0 | 0 | 0 | 0 | 0 | 0 | 0 | 0 | 0 | 0 | 0 | 0 | 0 | 0 | 0 | 0 | 0 | #N/A | #N/A | 849673.9375
Option 5 | Stage 1: Parkes syncon | 1 | $ |  | Redacted to preserve confidentiality | [19 empty] | Redacted to preserve confidentiality
Option 5 | Stage 1: Panorama BESS | 1 | $ |  | Redacted to preserve confidentiality | [19 empty] | Redacted to preserve confidentiality
Option 5 | Stage 1: Parkes BESS | 1 | $ |  | Redacted to preserve confidentiality | [19 empty] | Redacted to preserve confidentiality
Option 5 | Reinvestment: Panorama BESS | 1 | $ |  | Redacted to preserve confidentiality | [19 empty] | Redacted to preserve confidentiality
Option 5 | Reinvestment: Parkes BESS | 1 | $ |  | Redacted to preserve confidentiality | [19 empty] | Redacted to preserve confidentiality
Option 5 | Stage 2: line | 1 | $ |  | Redacted to preserve confidentiality | [19 empty] | Redacted to preserve confidentiality
Option 6 | Stage 1: Parkes syncon | 1 | $ |  | Redacted to preserve confidentiality | [19 empty] | Redacted to preserve confidentiality
Option 6 | Stage 1: Panorama BESS | 1 | $ |  | Redacted to preserve confidentiality | [19 empty] | Redacted to preserve confidentiality
Option 6 | Stage 1: Parkes BESS | 1 | $ |  | Redacted to preserve confidentiality | [19 empty] | Redacted to preserve confidentiality
Option 6 | Reinvestment: Panorama BESS | 1 | $ |  | Redacted to preserve confidentiality | [19 empty] | Redacted to preserve confidentiality
Option 6 | Reinvestment: Parkes BESS | 1 | $ |  | Redacted to preserve confidentiality | [19 empty] | Redacted to preserve confidentiality
Option 6 | Stage 2: line | 1 | $ |  | Redacted to preserve confidentiality | [19 empty] | Redacted to preserve confidentiality
Option 6 | Stage 2: substation (inc. the 2 TFs) | 1 | $ |  | Redacted to preserve confidentiality | [19 empty] | Redacted to preserve confidentiality
Option 6 | Stage 3: syncon | 1 | $ |  | Redacted to preserve confidentiality | [19 empty] | Redacted to preserve confidentiality
Option 7A | Stage 1: Parkes - PV and BESS | 0 | $ |  | Redacted to preserve confidentiality | [19 empty] | Redacted to preserve confidentiality
Option 7A | Stage 1: Panorama - BESS | 0 | $ |  | Redacted to preserve confidentiality | [19 empty] | Redacted to preserve confidentiality
Option 7A | Reinvestment: Parkes - PV and BESS | 0 | $ |  | Redacted to preserve confidentiality | [19 empty] | Redacted to preserve confidentiality
Option 7A | Reinvestment: Panorama - BESS | 0 | $ |  | Redacted to preserve confidentiality | [19 empty] | Redacted to preserve confidentiality
Option 7A | Stage 2: line (same as Option 3 stage 2) | 1 | $ |  | Redacted to preserve confidentiality | [19 empty] | Redacted to preserve confidentiality
Option 7B | Stage 1: QPSF1 - PV - Night time only | 0 | $ |  | Redacted to preserve confidentiality | [19 empty] | Redacted to preserve confidentiality
Option 7B | Stage 1: QPSF2 - PV - Day and Night time | 0 | $ |  | Redacted to preserve confidentiality | [19 empty] | Redacted to preserve confidentiality
Option 7B | Stage 1: QPSF2 - BESS | 0 | $ |  | Redacted to preserve confidentiality | [19 empty] | Redacted to preserve confidentiality
Option 7B | Stage 1: PAN BESS | 0 | $ |  | Redacted to preserve confidentiality | [19 empty] | Redacted to preserve confidentiality
Option 7B | Stage 2: line (same as Option 3 stage 2) | 1 | $ |  | Redacted to preserve confidentiality | [19 empty] | Redacted to preserve confidentiality
Option 7C | Stage 1: Panorama - BESS | 0 | $ |  | Redacted to preserve confidentiality | [19 empty] | Redacted to preserve confidentiality
Option 7C | Stage 1: Parkes - syncons (same as Option 3 stage 1) | 1 | $ |  | Redacted to preserve confidentiality | [19 empty] | Redacted to preserve confidentiality
Option 7C | Reinvestment: Panorama - BESS | 0 | $ |  | Redacted to preserve confidentiality | [19 empty] | Redacted to preserve confidentiality
Option 7C | Stage 2: line (same as Option 3 stage 2) | 1 | $ |  | Redacted to preserve confidentiality | [19 empty] | Redacted to preserve confidentiality
Option 7D | Stage 1: Parkes BESS | 0 | $ |  | Redacted to preserve confidentiality | [19 empty] | Redacted to preserve confidentiality
Option 7D | Stage 1: Panorama BESS | 0 | $ |  | Redacted to preserve confidentiality | [19 empty] | Redacted to preserve confidentiality
Option 7D | Reinvestment: Parkes BESS | 0 | $ |  | Redacted to preserve confidentiality | [19 empty] | Redacted to preserve confidentiality
Option 7D | Reinvestment: Panorama BESS | 0 | $ |  | Redacted to preserve confidentiality | [19 empty] | Redacted to preserve confidentiality
Option 7D | Stage 1: Parkes - 36 MVAr STATCOM | 0 | $ |  | Redacted to preserve confidentiality | [19 empty] | Redacted to preserve confidentiality
Option 7D | Stage 1: Panorama - 30 MVAr STATCOM | 0 | $ |  | Redacted to preserve confidentiality | [19 empty] | Redacted to preserve confidentiality
Option 7D | Stage 2: line (same as Option 3 stage 2) | 1 | $ |  | Redacted to preserve confidentiality | [19 empty] | Redacted to preserve confidentiality
Option 7E | Stage 1: Parkes - syncon (same as Option 5 stage 1) | 1 | $ |  | Redacted to preserve confidentiality | [19 empty] | Redacted to preserve confidentiality
Option 7E | Stage 1: Panorama - BESS | 0 | $ |  | Redacted to preserve confidentiality | [19 empty] | Redacted to preserve confidentiality
Option 7E | Stage 1: Parkes - BESS | 0 | $ |  | Redacted to preserve confidentiality | [19 empty] | Redacted to preserve confidentiality
Option 7E | Stage 2: line (same as Option 3 stage 2) | 1 | $ |  | Redacted to preserve confidentiality | [19 empty] | Redacted to preserve confidentiality
Biodiversity offset costs | Bio costs component
Option 1A/1B | Stage 1: line | 1 | $ | -3379490.0844 | 0 | 0 | 0 | -5225000 | 0 | 0 | 0 | 0 | 0 | 0 | 0 | 0 | 0 | 0 | 0 | 0 | 0 | 0 | 0 | 3265625 | 3265625 | 15 | 130625
Option 1A/1B | Stage 1: substation (inc. the 2 TFs) | 1 | $ | -7349178.198 | 0 | 0 | 0 | -11362500 | 0 | 0 | 0 | 0 | 0 | 0 | 0 | 0 | 0 | 0 | 0 | 0 | 0 | 0 | 0 | 7101562.5 | 7101562.5 | 15 | 284062.5
Option 1C | Stage 2: line | 1 | $ | -1267382.0267 | 0 | 0 | 0 | 0 | 0 | 0 | 0 | 0 | 0 | 0 | 0 | -5225000 | 0 | 0 | 0 | 0 | 0 | 0 | 0 | 4310625 | 4310625 | 7 | 130625
Option 1C | Stage 2: substation (inc. the 2 TFs) | 1 | $ | -2756101.1059 | 0 | 0 | 0 | 0 | 0 | 0 | 0 | 0 | 0 | 0 | 0 | -11362500 | 0 | 0 | 0 | 0 | 0 | 0 | 0 | 9374062.5 | 9374062.5 | 7 | 284062.5
Option 4 | Stage 2: line | 1 | $ | 0 | 0 | 0 | 0 | 0 | 0 | 0 | 0 | 0 | 0 | 0 | 0 | 0 | 0 | 0 | 0 | 0 | 0 | 0 | 0 | 0 | #N/A | #N/A | 130625
Option 4 | Stage 2: substation (inc. the 2 TFs) | 1 | $ | 0 | 0 | 0 | 0 | 0 | 0 | 0 | 0 | 0 | 0 | 0 | 0 | 0 | 0 | 0 | 0 | 0 | 0 | 0 | 0 | 0 | #N/A | #N/A | 284062.5
Option 6 | Stage 2: line | 1 | $ |  | Redacted to preserve confidentiality | [19 empty] | Redacted to preserve confidentiality
Option 6 | Stage 2: substation (inc. the 2 TFs) | 1 | $ |  | Redacted to preserve confidentiality | [19 empty] | Redacted to preserve confidentiality
Property allowances | Property allowances component
Option 1A/1B | Stage 1: line | 1 | $ | -18983355.7853 | 0 | 0 | 0 | -29350000 | 0 | 0 | 0 | 0 | 0 | 0 | 0 | 0 | 0 | 0 | 0 | 0 | 0 | 0 | 0 | 18343750 | 18343750 | 15 | 733750
Option 1A/1B | Stage 1: substation (inc. the 2 TFs) | 1 | $ | -3575144.7735 | 0 | 0 | 0 | -5527500 | 0 | 0 | 0 | 0 | 0 | 0 | 0 | 0 | 0 | 0 | 0 | 0 | 0 | 0 | 0 | 3454687.5 | 3454687.5 | 15 | 138187.5
Option 1C | Stage 2: line | 1 | $ | -7119169.8532 | 0 | 0 | 0 | 0 | 0 | 0 | 0 | 0 | 0 | 0 | 0 | -29350000 | 0 | 0 | 0 | 0 | 0 | 0 | 0 | 24213750 | 24213750 | 7 | 733750
Option 1C | Stage 2: substation (inc. the 2 TFs) | 1 | $ | -1340756.7756 | 0 | 0 | 0 | 0 | 0 | 0 | 0 | 0 | 0 | 0 | 0 | -5527500 | 0 | 0 | 0 | 0 | 0 | 0 | 0 | 4560187.5 | 4560187.5 | 7 | 138187.5
Option 4 | Stage 2: line | 1 | $ | 0 | 0 | 0 | 0 | 0 | 0 | 0 | 0 | 0 | 0 | 0 | 0 | 0 | 0 | 0 | 0 | 0 | 0 | 0 | 0 | 0 | #N/A | #N/A | 733750
Option 4 | Stage 2: substation (inc. the 2 TFs) | 1 | $ | 0 | 0 | 0 | 0 | 0 | 0 | 0 | 0 | 0 | 0 | 0 | 0 | 0 | 0 | 0 | 0 | 0 | 0 | 0 | 0 | 0 | #N/A | #N/A | 138187.5
Option 6 | Stage 2: line | 1 | $ |  | Redacted to preserve confidentiality | [19 empty] | Redacted to preserve confidentiality
Option 6 | Stage 2: substation (inc. the 2 TFs) | 1 | $ |  | Redacted to preserve confidentiality | [19 empty] | Redacted to preserve confidentiality
Land purchase | Land purchase component
Option 7A | Stage 1: Parkes - PV and BESS | 0 | $ |  | Redacted to preserve confidentiality | [19 empty] | Redacted to preserve confidentiality
Option 7A | Stage 1: Panorama - BESS | 0 | $ |  | Redacted to preserve confidentiality | [19 empty] | Redacted to preserve confidentiality
Option 7B | Stage 1: Parkes - QPSF1 - PV - Night time only | 0 | $ |  | Redacted to preserve confidentiality | [19 empty] | Redacted to preserve confidentiality
Option 7B | Stage 1: Parkes - QPSF2 - PV - Day and Night time | 0 | $ |  | Redacted to preserve confidentiality | [19 empty] | Redacted to preserve confidentiality
Option 7B | Stage 1: Parkes - QPSF2 - BESS | 0 | $ |  | Redacted to preserve confidentiality | [19 empty] | Redacted to preserve confidentiality
Option 7B | Stage 1: Panorama - BESS | 0 | $ |  | Redacted to preserve confidentiality | [19 empty] | Redacted to preserve confidentiality
Option 7C | Stage 1: Panorama - BESS | 0 | $ |  | Redacted to preserve confidentiality | [19 empty] | Redacted to preserve confidentiality
Option 7D | Stage 1: Parkes - BESS | 0 | $ |  | Redacted to preserve confidentiality | [19 empty] | Redacted to preserve confidentiality
Option 7D | Stage 1: Panorama - BESS | 0 | $ |  | Redacted to preserve confidentiality | [19 empty] | Redacted to preserve confidentiality
Option 7E | Stage 1: Panorama - BESS | 0 | $ |  | Redacted to preserve confidentiality | [19 empty] | Redacted to preserve confidentiality
Option 7E | Stage 1: Parkes - BESS | 0 | $ |  | Redacted to preserve confidentiality | [19 empty] | Redacted to preserve confidentiality
TNSP capital costs
Option |  |  | Unit | PV | 2023 | 2024 | 2025 | 2026 | 2027 | 2028 | 2029 | 2030 | 2031 | 2032 | 2033 | 2034 | 2035 | 2036 | 2037 | 2038 | 2039 | 2040 | 2041 | 2042
Option 1A/1B |  |  | $ | -129501000.5609 | -1362510.8099 | -3527881.1237 | -10262723.1047 | -107801434.4834 | -82365400.4783 | 0 | 0 | 0 | 0 | 0 | 0 | 0 | 0 | 0 | 0 | 0 | 0 | 0 | 0 | 128324968.75
Option 1C |  |  | $ | -73652918.5019 | -1697881.25 | -9344537.5 | -23103270 | -768505 | 0 | 0 | 0 | 0 | -1362510.8099 | -3527881.1237 | -10262723.1047 | -107801434.4834 | -82365400.4783 | 0 | 0 | 0 | 0 | 0 | 0 | 190337475
Option 3 |  |  | $ | -80872607.045 | -5023481.25 | -26429011.25 | -70359911.25 | -3252875 | 0 | 0 | 0 | 0 | 0 | 0 | 0 | 0 | 0 | 0 | 0 | 0 | 0 | 0 | 0 | 48362922.25
Option 4 |  |  | $ | -80872607.045 | -5023481.25 | -26429011.25 | -70359911.25 | -3252875 | 0 | 0 | 0 | 0 | 0 | 0 | 0 | 0 | 0 | 0 | 0 | 0 | 0 | 0 | 0 | 48362922.25
Option 5 |  |  | $ |  | Redacted to preserve confidentiality
Option 6 |  |  | $ |  | Redacted to preserve confidentiality
Option 7A |  |  | $ |  | Redacted to preserve confidentiality
Option 7B |  |  | $ |  | Redacted to preserve confidentiality
Option 7C |  |  | $ |  | Redacted to preserve confidentiality
Option 7D |  |  | $ |  | Redacted to preserve confidentiality
Option 7E |  |  | $ |  | Redacted to preserve confidentiality
NNO capital costs
Option |  |  | Unit | PV | 2023 | 2024 | 2025 | 2026 | 2027 | 2028 | 2029 | 2030 | 2031 | 2032 | 2033 | 2034 | 2035 | 2036 | 2037 | 2038 | 2039 | 2040 | 2041 | 2042
Option 1A/1B |  |  | $ | 0 | 0 | 0 | 0 | 0 | 0 | 0 | 0 | 0 | 0 | 0 | 0 | 0 | 0 | 0 | 0 | 0 | 0 | 0 | 0 | 0
Option 1C |  |  | $ | 0 | 0 | 0 | 0 | 0 | 0 | 0 | 0 | 0 | 0 | 0 | 0 | 0 | 0 | 0 | 0 | 0 | 0 | 0 | 0 | 0
Option 3 |  |  | $ | 0 | 0 | 0 | 0 | 0 | 0 | 0 | 0 | 0 | 0 | 0 | 0 | 0 | 0 | 0 | 0 | 0 | 0 | 0 | 0 | 0
Option 4 |  |  | $ | 0 | 0 | 0 | 0 | 0 | 0 | 0 | 0 | 0 | 0 | 0 | 0 | 0 | 0 | 0 | 0 | 0 | 0 | 0 | 0 | 0
Option 5 |  |  | $ |  | Redacted to preserve confidentiality
Option 6 |  |  | $ |  | Redacted to preserve confidentiality
Option 7A |  |  | $ |  | Redacted to preserve confidentiality
Option 7B |  |  | $ |  | Redacted to preserve confidentiality
Option 7C |  |  | $ |  | Redacted to preserve confidentiality
Option 7D |  |  | $ |  | Redacted to preserve confidentiality
Option 7E |  |  | $ |  | Redacted to preserve confidentiality
Operating cost calculation
Option | Components | TNSP | Unit | PV | 2023 | 2024 | 2025 | 2026 | 2027 | 2028 | 2029 | 2030 | 2031 | 2032 | 2033 | 2034 | 2035 | 2036 | 2037 | 2038 | 2039 | 2040 | 2041 | 2042
Option 1A/1B | Stage 1: line | 1 | $ | -2124765.3608 | 0 | 0 | 0 | 0 | 0 | -321459.1682 | -321459.1682 | -321459.1682 | -321459.1682 | -321459.1682 | -321459.1682 | -321459.1682 | -321459.1682 | -321459.1682 | -321459.1682 | -321459.1682 | -321459.1682 | -321459.1682 | -321459.1682 | -321459.1682
Option 1A/1B | Stage 1: substation (inc. the 2 TFs) | 1 | $ | -6010779.0749 | 0 | 0 | 0 | 0 | 0 | -909380.4318 | -909380.4318 | -909380.4318 | -909380.4318 | -909380.4318 | -909380.4318 | -909380.4318 | -909380.4318 | -909380.4318 | -909380.4318 | -909380.4318 | -909380.4318 | -909380.4318 | -909380.4318 | -909380.4318
Option 1A/1B | Stage 2: line | 1 | $ | 0 | 0 | 0 | 0 | 0 | 0 | 0 | 0 | 0 | 0 | 0 | 0 | 0 | 0 | 0 | 0 | 0 | 0 | 0 | 0 | 0
Option 1C | Stage 1: syncon | 1 | $ | -2055343.4136 | 0 | 0 | 0 | 0 | -279313.55 | -279313.55 | -279313.55 | -279313.55 | -279313.55 | -279313.55 | -279313.55 | -279313.55 | -279313.55 | -279313.55 | -279313.55 | -279313.55 | -279313.55 | -279313.55 | -279313.55 | -279313.55
Option 1C | Stage 2: line | 1 | $ | -714860.8778 | 0 | 0 | 0 | 0 | 0 | 0 | 0 | 0 | 0 | 0 | 0 | 0 | 0 | -321459.1682 | -321459.1682 | -321459.1682 | -321459.1682 | -321459.1682 | -321459.1682 | -321459.1682
Option 1C | Stage 2: substation (inc. the 2 TFs) | 1 | $ | -2022280.1467 | 0 | 0 | 0 | 0 | 0 | 0 | 0 | 0 | 0 | 0 | 0 | 0 | 0 | -909380.4318 | -909380.4318 | -909380.4318 | -909380.4318 | -909380.4318 | -909380.4318 | -909380.4318
Option 1C | Stage 3: syncon | 1 | $ | 0 | 0 | 0 | 0 | 0 | 0 | 0 | 0 | 0 | 0 | 0 | 0 | 0 | 0 | 0 | 0 | 0 | 0 | 0 | 0 | 0
Option 1C | Stage 4: syncon | 1 | $ | 0 | 0 | 0 | 0 | 0 | 0 | 0 | 0 | 0 | 0 | 0 | 0 | 0 | 0 | 0 | 0 | 0 | 0 | 0 | 0 | 0
Option 3 | Stage 1: SVC at Panorama | 1 | $ | -2159918.3783 | 0 | 0 | 0 | 0 | -293524.9 | -293524.9 | -293524.9 | -293524.9 | -293524.9 | -293524.9 | -293524.9 | -293524.9 | -293524.9 | -293524.9 | -293524.9 | -293524.9 | -293524.9 | -293524.9 | -293524.9 | -293524.9
Option 3 | Stage 1: syncons at Parkes | 1 | $ | -4025108.5544 | 0 | 0 | 0 | 0 | -546997.33 | -546997.33 | -546997.33 | -546997.33 | -546997.33 | -546997.33 | -546997.33 | -546997.33 | -546997.33 | -546997.33 | -546997.33 | -546997.33 | -546997.33 | -546997.33 | -546997.33 | -546997.33
Option 3 | Stage 2: line | 1 | $ | 0 | 0 | 0 | 0 | 0 | 0 | 0 | 0 | 0 | 0 | 0 | 0 | 0 | 0 | 0 | 0 | 0 | 0 | 0 | 0 | 0
Option 4 | Stage 1: SVC at Panorama | 1 | $ | -2159918.3783 | 0 | 0 | 0 | 0 | -293524.9 | -293524.9 | -293524.9 | -293524.9 | -293524.9 | -293524.9 | -293524.9 | -293524.9 | -293524.9 | -293524.9 | -293524.9 | -293524.9 | -293524.9 | -293524.9 | -293524.9 | -293524.9
Option 4 | Stage 1: syncons at Parkes | 1 | $ | -4025108.5544 | 0 | 0 | 0 | 0 | -546997.33 | -546997.33 | -546997.33 | -546997.33 | -546997.33 | -546997.33 | -546997.33 | -546997.33 | -546997.33 | -546997.33 | -546997.33 | -546997.33 | -546997.33 | -546997.33 | -546997.33 | -546997.33
Option 4 | Stage 2: line | 1 | $ | 0 | 0 | 0 | 0 | 0 | 0 | 0 | 0 | 0 | 0 | 0 | 0 | 0 | 0 | 0 | 0 | 0 | 0 | 0 | 0 | 0
Option 4 | Stage 2: substation (inc. the 2 TFs) | 1 | $ | 0 | 0 | 0 | 0 | 0 | 0 | 0 | 0 | 0 | 0 | 0 | 0 | 0 | 0 | 0 | 0 | 0 | 0 | 0 | 0 | 0
Option 4 | Stage 3: syncon | 1 | $ | 0 | 0 | 0 | 0 | 0 | 0 | 0 | 0 | 0 | 0 | 0 | 0 | 0 | 0 | 0 | 0 | 0 | 0 | 0 | 0 | 0
Option 5 | Stage 1: Parkes syncon | 1 | $ |  | Redacted to preserve confidentiality
Option 5 | Stage 1: Panorama BESS | 1 | $ |  | Redacted to preserve confidentiality
Option 5 | Stage 1: Parkes BESS | 1 | $ |  | Redacted to preserve confidentiality
Option 5 | Reinvestment: Panorama BESS | 1 | $ |  | Redacted to preserve confidentiality
Option 5 | Reinvestment: Parkes BESS | 1 | $ |  | Redacted to preserve confidentiality
Option 5 | Stage 2: line | 1 | $ |  | Redacted to preserve confidentiality
Option 6 | Stage 1: Parkes syncon | 1 | $ |  | Redacted to preserve confidentiality
Option 6 | Stage 1: Panorama BESS | 1 | $ |  | Redacted to preserve confidentiality
Option 6 | Stage 1: Parkes BESS | 1 | $ |  | Redacted to preserve confidentiality
Option 6 | Reinvestment: Panorama BESS | 1 | $ |  | Redacted to preserve confidentiality
Option 6 | Reinvestment: Parkes BESS | 1 | $ |  | Redacted to preserve confidentiality
Option 6 | Stage 2: line | 1 | $ |  | Redacted to preserve confidentiality
Option 6 | Stage 2: substation (inc. the 2 TFs) | 1 | $ |  | Redacted to preserve confidentiality
Option 6 | Stage 3: syncon | 1 | $ |  | Redacted to preserve confidentiality
Option 7A | Stage 1: Parkes - PV and BESS | 0 | $ |  | Redacted to preserve confidentiality
Option 7A | Stage 1: Panorama - BESS | 0 | $ |  | Redacted to preserve confidentiality
Option 7A | Reinvestment: Parkes - PV and BESS | 0 | $ |  | Redacted to preserve confidentiality
Option 7A | Reinvestment: Panorama - BESS | 0 | $ |  | Redacted to preserve confidentiality
Option 7A | Stage 2: line (same as Option 3 stage 2) | 1 | $ |  | Redacted to preserve confidentiality
Option 7B | Stage 1: QPSF1 - PV - Night time only | 0 | $ |  | Redacted to preserve confidentiality
Option 7B | Stage 1: QPSF2 - PV - Day and Night time | 0 | $ |  | Redacted to preserve confidentiality
Option 7B | Stage 1: QPSF2 - BESS | 0 | $ |  | Redacted to preserve confidentiality
Option 7B | Stage 1: PAN BESS | 0 | $ |  | Redacted to preserve confidentiality
Option 7B | Stage 2: line (same as Option 3 stage 2) | 1 | $ |  | Redacted to preserve confidentiality
Option 7C | Stage 1: Panorama - BESS | 0 | $ |  | Redacted to preserve confidentiality
Option 7C | Stage 1: Parkes - syncons (same as Option 3 stage 1) | 1 | $ |  | Redacted to preserve confidentiality
Option 7C | Reinvestment: Panorama - BESS | 0 | $ |  | Redacted to preserve confidentiality
Option 7C | Stage 2: line (same as Option 3 stage 2) | 1 | $ |  | Redacted to preserve confidentiality
Option 7D | Stage 1: Parkes BESS | 0 | $ |  | Redacted to preserve confidentiality
Option 7D | Stage 1: Panorama BESS | 0 | $ |  | Redacted to preserve confidentiality
Option 7D | Reinvestment: Parkes BESS | 0 | $ |  | Redacted to preserve confidentiality
Option 7D | Reinvestment: Panorama BESS | 0 | $ |  | Redacted to preserve confidentiality
Option 7D | Stage 1: Parkes - 36 MVAr STATCOM | 0 | $ |  | Redacted to preserve confidentiality
Option 7D | Stage 1: Panorama - 30 MVAr STATCOM | 0 | $ |  | Redacted to preserve confidentiality
Option 7D | Stage 2: line (same as Option 3 stage 2) | 1 | $ |  | Redacted to preserve confidentiality
Option 7E | Stage 1: Parkes - syncon (same as Option 5 stage 1) | 1 | $ |  | Redacted to preserve confidentiality
Option 7E | Stage 1: Panorama - BESS | 0 | $ |  | Redacted to preserve confidentiality
Option 7E | Stage 1: Parkes - BESS | 0 | $ |  | Redacted to preserve confidentiality
Option 7E | Stage 2: line (same as Option 3 stage 2) | 1 | $ |  | Redacted to preserve confidentiality
Biodiversity offset costs | Bio costs component
Option 1A/1B | Stage 1: line | 1 | $ | 0 | 0 | 0 | 0 | 0 | 0 | 0 | 0 | 0 | 0 | 0 | 0 | 0 | 0 | 0 | 0 | 0 | 0 | 0 | 0 | 0
Option 1A/1B | Stage 1: substation (inc. the 2 TFs) | 1 | $ | 0 | 0 | 0 | 0 | 0 | 0 | 0 | 0 | 0 | 0 | 0 | 0 | 0 | 0 | 0 | 0 | 0 | 0 | 0 | 0 | 0
Option 1C | Stage 2: line | 1 | $ | 0 | 0 | 0 | 0 | 0 | 0 | 0 | 0 | 0 | 0 | 0 | 0 | 0 | 0 | 0 | 0 | 0 | 0 | 0 | 0 | 0
Option 1C | Stage 2: substation (inc. the 2 TFs) | 1 | $ | 0 | 0 | 0 | 0 | 0 | 0 | 0 | 0 | 0 | 0 | 0 | 0 | 0 | 0 | 0 | 0 | 0 | 0 | 0 | 0 | 0
Option 4 | Stage 2: line | 1 | $ | 0 | 0 | 0 | 0 | 0 | 0 | 0 | 0 | 0 | 0 | 0 | 0 | 0 | 0 | 0 | 0 | 0 | 0 | 0 | 0 | 0
Option 4 | Stage 2: substation (inc. the 2 TFs) | 1 | $ | 0 | 0 | 0 | 0 | 0 | 0 | 0 | 0 | 0 | 0 | 0 | 0 | 0 | 0 | 0 | 0 | 0 | 0 | 0 | 0 | 0
Option 6 | Stage 2: line | 1 | $ |  | Redacted to preserve confidentiality
Option 6 | Stage 2: substation (inc. the 2 TFs) | 1 | $ |  | Redacted to preserve confidentiality
Property allowances | Property allowances component
Option 1A/1B | Stage 1: line | 1 | $ | 0 | 0 | 0 | 0 | 0 | 0 | 0 | 0 | 0 | 0 | 0 | 0 | 0 | 0 | 0 | 0 | 0 | 0 | 0 | 0 | 0
Option 1A/1B | Stage 1: substation (inc. the 2 TFs) | 1 | $ | 0 | 0 | 0 | 0 | 0 | 0 | 0 | 0 | 0 | 0 | 0 | 0 | 0 | 0 | 0 | 0 | 0 | 0 | 0 | 0 | 0
Option 1C | Stage 2: line | 1 | $ | 0 | 0 | 0 | 0 | 0 | 0 | 0 | 0 | 0 | 0 | 0 | 0 | 0 | 0 | 0 | 0 | 0 | 0 | 0 | 0 | 0
Option 1C | Stage 2: substation (inc. the 2 TFs) | 1 | $ | 0 | 0 | 0 | 0 | 0 | 0 | 0 | 0 | 0 | 0 | 0 | 0 | 0 | 0 | 0 | 0 | 0 | 0 | 0 | 0 | 0
Option 4 | Stage 2: line | 1 | $ | 0 | 0 | 0 | 0 | 0 | 0 | 0 | 0 | 0 | 0 | 0 | 0 | 0 | 0 | 0 | 0 | 0 | 0 | 0 | 0 | 0
Option 4 | Stage 2: substation (inc. the 2 TFs) | 1 | $ | 0 | 0 | 0 | 0 | 0 | 0 | 0 | 0 | 0 | 0 | 0 | 0 | 0 | 0 | 0 | 0 | 0 | 0 | 0 | 0 | 0
Option 6 | Stage 2: line | 1 | $ |  | Redacted to preserve confidentiality
Option 6 | Stage 2: substation (inc. the 2 TFs) | 1 | $ |  | Redacted to preserve confidentiality
Land purchase | Land purchase component
Option 7A | Stage 1: Parkes - PV and BESS | 0 | $ |  | Redacted to preserve confidentiality
Option 7A | Stage 1: Panorama - BESS | 0 | $ |  | Redacted to preserve confidentiality
Option 7B | Stage 1: Parkes - QPSF1 - PV - Night time only | 0 | $ |  | Redacted to preserve confidentiality
Option 7B | Stage 1: Parkes - QPSF2 - PV - Day and Night time | 0 | $ |  | Redacted to preserve confidentiality
Option 7B | Stage 1: Parkes - QPSF2 - BESS | 0 | $ |  | Redacted to preserve confidentiality
Option 7B | Stage 1: Panorama - BESS | 0 | $ |  | Redacted to preserve confidentiality
Option 7C | Stage 1: Panorama - BESS | 0 | $ |  | Redacted to preserve confidentiality
Option 7D | Stage 1: Parkes - BESS | 0 | $ |  | Redacted to preserve confidentiality
Option 7D | Stage 1: Panorama - BESS | 0 | $ |  | Redacted to preserve confidentiality
Option 7E | Stage 1: Panorama - BESS | 0 | $ |  | Redacted to preserve confidentiality
Option 7E | Stage 1: Parkes - BESS | 0 | $ |  | Redacted to preserve confidentiality
TNSP operating expenditure
Option |  |  | Unit | PV | 2023 | 2024 | 2025 | 2026 | 2027 | 2028 | 2029 | 2030 | 2031 | 2032 | 2033 | 2034 | 2035 | 2036 | 2037 | 2038 | 2039 | 2040 | 2041 | 2042
Option 1A/1B |  |  | $ | -8135544.4358 | 0 | 0 | 0 | 0 | 0 | -1230839.6 | -1230839.6 | -1230839.6 | -1230839.6 | -1230839.6 | -1230839.6 | -1230839.6 | -1230839.6 | -1230839.6 | -1230839.6 | -1230839.6 | -1230839.6 | -1230839.6 | -1230839.6 | -1230839.6
Option 1C |  |  | $ | -4792484.4381 | 0 | 0 | 0 | 0 | -279313.55 | -279313.55 | -279313.55 | -279313.55 | -279313.55 | -279313.55 | -279313.55 | -279313.55 | -279313.55 | -1510153.15 | -1510153.15 | -1510153.15 | -1510153.15 | -1510153.15 | -1510153.15 | -1510153.15
Option 3 |  |  | $ | -6185026.9327 | 0 | 0 | 0 | 0 | -840522.23 | -840522.23 | -840522.23 | -840522.23 | -840522.23 | -840522.23 | -840522.23 | -840522.23 | -840522.23 | -840522.23 | -840522.23 | -840522.23 | -840522.23 | -840522.23 | -840522.23 | -840522.23
Option 4 |  |  | $ | -6185026.9327 | 0 | 0 | 0 | 0 | -840522.23 | -840522.23 | -840522.23 | -840522.23 | -840522.23 | -840522.23 | -840522.23 | -840522.23 | -840522.23 | -840522.23 | -840522.23 | -840522.23 | -840522.23 | -840522.23 | -840522.23 | -840522.23
Option 5 |  |  | $ |  | Redacted to preserve confidentiality
Option 6 |  |  | $ |  | Redacted to preserve confidentiality
Option 7A |  |  | $ |  | Redacted to preserve confidentiality
Option 7B |  |  | $ |  | Redacted to preserve confidentiality
Option 7C |  |  | $ |  | Redacted to preserve confidentiality
Option 7D |  |  | $ |  | Redacted to preserve confidentiality
Option 7E |  |  | $ |  | Redacted to preserve confidentiality
TNSP NNO operating expenditure
Option |  |  | Unit | PV | 2023 | 2024 | 2025 | 2026 | 2027 | 2028 | 2029 | 2030 | 2031 | 2032 | 2033 | 2034 | 2035 | 2036 | 2037 | 2038 | 2039 | 2040 | 2041 | 2042
Option 1A/1B |  |  | $ | 0 | 0 | 0 | 0 | 0 | 0 | 0 | 0 | 0 | 0 | 0 | 0 | 0 | 0 | 0 | 0 | 0 | 0 | 0 | 0 | 0
Option 1C |  |  | $ | 0 | 0 | 0 | 0 | 0 | 0 | 0 | 0 | 0 | 0 | 0 | 0 | 0 | 0 | 0 | 0 | 0 | 0 | 0 | 0 | 0
Option 3 |  |  | $ | 0 | 0 | 0 | 0 | 0 | 0 | 0 | 0 | 0 | 0 | 0 | 0 | 0 | 0 | 0 | 0 | 0 | 0 | 0 | 0 | 0
Option 4 |  |  | $ | 0 | 0 | 0 | 0 | 0 | 0 | 0 | 0 | 0 | 0 | 0 | 0 | 0 | 0 | 0 | 0 | 0 | 0 | 0 | 0 | 0
Option 5 |  |  | $ |  | Redacted to preserve confidentiality
Option 6 |  |  | $ |  | Redacted to preserve confidentiality
Option 7A |  |  | $ |  | Redacted to preserve confidentiality
Option 7B |  |  | $ |  | Redacted to preserve confidentiality
Option 7C |  |  | $ |  | Redacted to preserve confidentiality
Option 7D |  |  | $ |  | Redacted to preserve confidentiality
Option 7E |  |  | $ |  | Redacted to preserve confidentiality
NNO operating expenditure
Option |  |  | Unit | PV | 2023 | 2024 | 2025 | 2026 | 2027 | 2028 | 2029 | 2030 | 2031 | 2032 | 2033 | 2034 | 2035 | 2036 | 2037 | 2038 | 2039 | 2040 | 2041 | 2042
Option 1A/1B |  |  | $ | 0 | 0 | 0 | 0 | 0 | 0 | 0 | 0 | 0 | 0 | 0 | 0 | 0 | 0 | 0 | 0 | 0 | 0 | 0 | 0 | 0
Option 1C |  |  | $ | 0 | 0 | 0 | 0 | 0 | 0 | 0 | 0 | 0 | 0 | 0 | 0 | 0 | 0 | 0 | 0 | 0 | 0 | 0 | 0 | 0
Option 3 |  |  | $ | 0 | 0 | 0 | 0 | 0 | 0 | 0 | 0 | 0 | 0 | 0 | 0 | 0 | 0 | 0 | 0 | 0 | 0 | 0 | 0 | 0
Option 4 |  |  | $ | 0 | 0 | 0 | 0 | 0 | 0 | 0 | 0 | 0 | 0 | 0 | 0 | 0 | 0 | 0 | 0 | 0 | 0 | 0 | 0 | 0
Option 5 |  |  | $ |  | Redacted to preserve confidentiality
Option 6 |  |  | $ |  | Redacted to preserve confidentiality
Option 7A |  |  | $ |  | Redacted to preserve confidentiality
Option 7B |  |  | $ |  | Redacted to preserve confidentiality
Option 7C |  |  | $ |  | Redacted to preserve confidentiality
Option 7D |  |  | $ |  | Redacted to preserve confidentiality
Option 7E |  |  | $ |  | Redacted to preserve confidentiality
Avoided fuel consumption from generation dispatch
Option |  |  | Unit | PV | 2023 | 2024 | 2025 | 2026 | 2027 | 2028 | 2029 | 2030 | 2031 | 2032 | 2033 | 2034 | 2035 | 2036 | 2037 | 2038 | 2039 | 2040 | 2041 | 2042
Option 1A/1B |  |  | $ | 0 | 0 | 0 | 0 | 0 | 0 | 0 | 0 | 0 | 0 | 0 | 0 | 0 | 0 | 0 | 0 | 0 | 0 | 0 | 0 | 0
Option 1C |  |  | $ | 0 | 0 | 0 | 0 | 0 | 0 | 0 | 0 | 0 | 0 | 0 | 0 | 0 | 0 | 0 | 0 | 0 | 0 | 0 | 0 | 0
Option 3 |  |  | $ | 0 | 0 | 0 | 0 | 0 | 0 | 0 | 0 | 0 | 0 | 0 | 0 | 0 | 0 | 0 | 0 | 0 | 0 | 0 | 0 | 0
Option 4 |  |  | $ | 0 | 0 | 0 | 0 | 0 | 0 | 0 | 0 | 0 | 0 | 0 | 0 | 0 | 0 | 0 | 0 | 0 | 0 | 0 | 0 | 0
Option 5 |  |  | $ |  | Redacted to preserve confidentiality
Option 6 |  |  | $ |  | Redacted to preserve confidentiality
Option 7A |  |  | $ |  | Redacted to preserve confidentiality
Option 7B |  |  | $ |  | Redacted to preserve confidentiality
Option 7C |  |  | $ |  | Redacted to preserve confidentiality
Option 7D |  |  | $ |  | Redacted to preserve confidentiality
Option 7E |  |  | $ |  | Redacted to preserve confidentiality
Avoided voluntary load curtailment
Option |  |  | Unit | PV | 2023 | 2024 | 2025 | 2026 | 2027 | 2028 | 2029 | 2030 | 2031 | 2032 | 2033 | 2034 | 2035 | 2036 | 2037 | 2038 | 2039 | 2040 | 2041 | 2042
Option 1A/1B |  |  | $ | 0 | 0 | 0 | 0 | 0 | 0 | 0 | 0 | 0 | 0 | 0 | 0 | 0 | 0 | 0 | 0 | 0 | 0 | 0 | 0 | 0
Option 1C |  |  | $ | 0 | 0 | 0 | 0 | 0 | 0 | 0 | 0 | 0 | 0 | 0 | 0 | 0 | 0 | 0 | 0 | 0 | 0 | 0 | 0 | 0
Option 3 |  |  | $ | 0 | 0 | 0 | 0 | 0 | 0 | 0 | 0 | 0 | 0 | 0 | 0 | 0 | 0 | 0 | 0 | 0 | 0 | 0 | 0 | 0
Option 4 |  |  | $ | 0 | 0 | 0 | 0 | 0 | 0 | 0 | 0 | 0 | 0 | 0 | 0 | 0 | 0 | 0 | 0 | 0 | 0 | 0 | 0 | 0
Option 5 |  |  | $ |  | Redacted to preserve confidentiality
Option 6 |  |  | $ |  | Redacted to preserve confidentiality
Option 7A |  |  | $ |  | Redacted to preserve confidentiality
Option 7B |  |  | $ |  | Redacted to preserve confidentiality
Option 7C |  |  | $ |  | Redacted to preserve confidentiality
Option 7D |  |  | $ |  | Redacted to preserve confidentiality
Option 7E |  |  | $ |  | Redacted to preserve confidentiality
Avoided involuntary load shedding - outside of CW NSW
Option |  |  | Unit | PV | 2023 | 2024 | 2025 | 2026 | 2027 | 2028 | 2029 | 2030 | 2031 | 2032 | 2033 | 2034 | 2035 | 2036 | 2037 | 2038 | 2039 | 2040 | 2041 | 2042
Option 1A/1B |  |  | $ | 0 | 0 | 0 | 0 | 0 | 0 | 0 | 0 | 0 | 0 | 0 | 0 | 0 | 0 | 0 | 0 | 0 | 0 | 0 | 0 | 0
Option 1C |  |  | $ | 0 | 0 | 0 | 0 | 0 | 0 | 0 | 0 | 0 | 0 | 0 | 0 | 0 | 0 | 0 | 0 | 0 | 0 | 0 | 0 | 0
Option 3 |  |  | $ | 0 | 0 | 0 | 0 | 0 | 0 | 0 | 0 | 0 | 0 | 0 | 0 | 0 | 0 | 0 | 0 | 0 | 0 | 0 | 0 | 0
Option 4 |  |  | $ | 0 | 0 | 0 | 0 | 0 | 0 | 0 | 0 | 0 | 0 | 0 | 0 | 0 | 0 | 0 | 0 | 0 | 0 | 0 | 0 | 0
Option 5 |  |  | $ |  | Redacted to preserve confidentiality
Option 6 |  |  | $ |  | Redacted to preserve confidentiality
Option 7A |  |  | $ |  | Redacted to preserve confidentiality
Option 7B |  |  | $ |  | Redacted to preserve confidentiality
Option 7C |  |  | $ |  | Redacted to preserve confidentiality
Option 7D |  |  | $ |  | Redacted to preserve confidentiality
Option 7E |  |  | $ |  | Redacted to preserve confidentiality
Avoided involuntary load shedding in CW NSW
Option |  |  | Unit | PV | 2023 | 2024 | 2025 | 2026 | 2027 | 2028 | 2029 | 2030 | 2031 | 2032 | 2033 | 2034 | 2035 | 2036 | 2037 | 2038 | 2039 | 2040 | 2041 | 2042
Option 1A/1B |  |  | $ | 2098593.4877 | 0 | 0 | 0 | 0 | 0 | 3012802.3546 | 0 | 0 | 0 | 0 | 0 | 0 | 0 | 0 | 0 | 0 | 0 | 0 | 0 | 0
Option 1C |  |  | $ | 4086802.4949 | 0 | 0 | 0 | 0 | 2655191.7742 | 3012802.3546 | 0 | 0 | 0 | 0 | 0 | 0 | 0 | 0 | 0 | 0 | 0 | 0 | 0 | 0
Option 3 |  |  | $ | 4086802.4949 | 0 | 0 | 0 | 0 | 2655191.7742 | 3012802.3546 | 0 | 0 | 0 | 0 | 0 | 0 | 0 | 0 | 0 | 0 | 0 | 0 | 0 | 0
Option 4 |  |  | $ | 4086802.4949 | 0 | 0 | 0 | 0 | 2655191.7742 | 3012802.3546 | 0 | 0 | 0 | 0 | 0 | 0 | 0 | 0 | 0 | 0 | 0 | 0 | 0 | 0
Option 5 |  |  | $ |  | Redacted to preserve confidentiality
Option 6 |  |  | $ |  | Redacted to preserve confidentiality
Option 7A |  |  | $ |  | Redacted to preserve confidentiality
Option 7B |  |  | $ |  | Redacted to preserve confidentiality
Option 7C |  |  | $ |  | Redacted to preserve confidentiality
Option 7D |  |  | $ |  | Redacted to preserve confidentiality
Option 7E |  |  | $ |  | Redacted to preserve confidentiality
Avoided costs for non RIT-T proponent parties
Option |  |  | Unit | PV | 2023 | 2024 | 2025 | 2026 | 2027 | 2028 | 2029 | 2030 | 2031 | 2032 | 2033 | 2034 | 2035 | 2036 | 2037 | 2038 | 2039 | 2040 | 2041 | 2042
Option 1A/1B |  |  | $ | 0 | 0 | 0 | 0 | 0 | 0 | 0 | 0 | 0 | 0 | 0 | 0 | 0 | 0 | 0 | 0 | 0 | 0 | 0 | 0 | 0
Option 1C |  |  | $ | 0 | 0 | 0 | 0 | 0 | 0 | 0 | 0 | 0 | 0 | 0 | 0 | 0 | 0 | 0 | 0 | 0 | 0 | 0 | 0 | 0
Option 3 |  |  | $ | 0 | 0 | 0 | 0 | 0 | 0 | 0 | 0 | 0 | 0 | 0 | 0 | 0 | 0 | 0 | 0 | 0 | 0 | 0 | 0 | 0
Option 4 |  |  | $ | 0 | 0 | 0 | 0 | 0 | 0 | 0 | 0 | 0 | 0 | 0 | 0 | 0 | 0 | 0 | 0 | 0 | 0 | 0 | 0 | 0
Option 5 |  |  | $ |  | Redacted to preserve confidentiality
Option 6 |  |  | $ |  | Redacted to preserve confidentiality
Option 7A |  |  | $ |  | Redacted to preserve confidentiality
Option 7B |  |  | $ |  | Redacted to preserve confidentiality
Option 7C |  |  | $ |  | Redacted to preserve confidentiality
Option 7D |  |  | $ |  | Redacted to preserve confidentiality
Option 7E |  |  | $ |  | Redacted to preserve confidentiality
Avoided unrelated TNSP expenditure
Option |  |  | Unit | PV | 2023 | 2024 | 2025 | 2026 | 2027 | 2028 | 2029 | 2030 | 2031 | 2032 | 2033 | 2034 | 2035 | 2036 | 2037 | 2038 | 2039 | 2040 | 2041 | 2042
Option 1A/1B |  |  | $ | 0 | 0 | 0 | 0 | 0 | 0 | 0 | 0 | 0 | 0 | 0 | 0 | 0 | 0 | 0 | 0 | 0 | 0 | 0 | 0 | 0
Option 1C |  |  | $ | 0 | 0 | 0 | 0 | 0 | 0 | 0 | 0 | 0 | 0 | 0 | 0 | 0 | 0 | 0 | 0 | 0 | 0 | 0 | 0 | 0
Option 3 |  |  | $ | 0 | 0 | 0 | 0 | 0 | 0 | 0 | 0 | 0 | 0 | 0 | 0 | 0 | 0 | 0 | 0 | 0 | 0 | 0 | 0 | 0
Option 4 |  |  | $ | 0 | 0 | 0 | 0 | 0 | 0 | 0 | 0 | 0 | 0 | 0 | 0 | 0 | 0 | 0 | 0 | 0 | 0 | 0 | 0 | 0
Option 5 |  |  | $ |  | Redacted to preserve confidentiality
Option 6 |  |  | $ |  | Redacted to preserve confidentiality
Option 7A |  |  | $ |  | Redacted to preserve confidentiality
Option 7B |  |  | $ |  | Redacted to preserve confidentiality
Option 7C |  |  | $ |  | Redacted to preserve confidentiality
Option 7D |  |  | $ |  | Redacted to preserve confidentiality
Option 7E |  |  | $ |  | Redacted to preserve confidentiality
NNO receipts received from TNSP
Option |  |  | Unit | PV | 2023 | 2024 | 2025 | 2026 | 2027 | 2028 | 2029 | 2030 | 2031 | 2032 | 2033 | 2034 | 2035 | 2036 | 2037 | 2038 | 2039 | 2040 | 2041 | 2042
Option 1A/1B |  |  | $ | 0 | 0 | 0 | 0 | 0 | 0 | 0 | 0 | 0 | 0 | 0 | 0 | 0 | 0 | 0 | 0 | 0 | 0 | 0 | 0 | 0
Option 1C |  |  | $ | 0 | 0 | 0 | 0 | 0 | 0 | 0 | 0 | 0 | 0 | 0 | 0 | 0 | 0 | 0 | 0 | 0 | 0 | 0 | 0 | 0
Option 3 |  |  | $ | 0 | 0 | 0 | 0 | 0 | 0 | 0 | 0 | 0 | 0 | 0 | 0 | 0 | 0 | 0 | 0 | 0 | 0 | 0 | 0 | 0
Option 4 |  |  | $ | 0 | 0 | 0 | 0 | 0 | 0 | 0 | 0 | 0 | 0 | 0 | 0 | 0 | 0 | 0 | 0 | 0 | 0 | 0 | 0 | 0
Option 5 |  |  | $ |  | Redacted to preserve confidentiality
Option 6 |  |  | $ |  | Redacted to preserve confidentiality
Option 7A |  |  | $ |  | Redacted to preserve confidentiality
Option 7B |  |  | $ |  | Redacted to preserve confidentiality
Option 7C |  |  | $ |  | Redacted to preserve confidentiality
Option 7D |  |  | $ |  | Redacted to preserve confidentiality
Option 7E |  |  | $ |  | Redacted to preserve confidentiality
Payback analysis
PV gross benefits
Option |  |  | Unit | PV | 2023 | 2024 | 2025 | 2026 | 2027 | 2028 | 2029 | 2030 | 2031 | 2032 | 2033 | 2034 | 2035 | 2036 | 2037 | 2038 | 2039 | 2040 | 2041 | 2042
Option 1A/1B |  |  | $ |  | 0 | 0 | 0 | 0 | 0 | 2098593.4877 | 0 | 0 | 0 | 0 | 0 | 0 | 0 | 0 | 0 | 0 | 0 | 0 | 0 | 0
Option 1C |  |  | $ |  | 0 | 0 | 0 | 0 | 1988209.0072 | 2098593.4877 | 0 | 0 | 0 | 0 | 0 | 0 | 0 | 0 | 0 | 0 | 0 | 0 | 0 | 0
Option 3 |  |  | $ |  | 0 | 0 | 0 | 0 | 1988209.0072 | 2098593.4877 | 0 | 0 | 0 | 0 | 0 | 0 | 0 | 0 | 0 | 0 | 0 | 0 | 0 | 0
Option 4 |  |  | $ |  | 0 | 0 | 0 | 0 | 1988209.0072 | 2098593.4877 | 0 | 0 | 0 | 0 | 0 | 0 | 0 | 0 | 0 | 0 | 0 | 0 | 0 | 0
Option 5 |  |  | $ |  | Redacted to preserve confidentiality
Option 6 |  |  | $ |  | Redacted to preserve confidentiality
Option 7A |  |  | $ |  | Redacted to preserve confidentiality
Option 7B |  |  | $ |  | Redacted to preserve confidentiality
Option 7C |  |  | $ |  | Redacted to preserve confidentiality
Option 7D |  |  | $ |  | Redacted to preserve confidentiality
Option 7E |  |  | $ |  | Redacted to preserve confidentiality
Cumulative PV gross benefits
Option |  |  | Unit | PV | 2023 | 2024 | 2025 | 2026 | 2027 | 2028 | 2029 | 2030 | 2031 | 2032 | 2033 | 2034 | 2035 | 2036 | 2037 | 2038 | 2039 | 2040 | 2041 | 2042
Option 1A/1B |  |  | $ |  | 0 | 0 | 0 | 0 | 0 | 2098593.4877 | 2098593.4877 | 2098593.4877 | 2098593.4877 | 2098593.4877 | 2098593.4877 | 2098593.4877 | 2098593.4877 | 2098593.4877 | 2098593.4877 | 2098593.4877 | 2098593.4877 | 2098593.4877 | 2098593.4877 | 2098593.4877
Option 1C |  |  | $ |  | 0 | 0 | 0 | 0 | 1988209.0072 | 4086802.4949 | 4086802.4949 | 4086802.4949 | 4086802.4949 | 4086802.4949 | 4086802.4949 | 4086802.4949 | 4086802.4949 | 4086802.4949 | 4086802.4949 | 4086802.4949 | 4086802.4949 | 4086802.4949 | 4086802.4949 | 4086802.4949
Option 3 |  |  | $ |  | 0 | 0 | 0 | 0 | 1988209.0072 | 4086802.4949 | 4086802.4949 | 4086802.4949 | 4086802.4949 | 4086802.4949 | 4086802.4949 | 4086802.4949 | 4086802.4949 | 4086802.4949 | 4086802.4949 | 4086802.4949 | 4086802.4949 | 4086802.4949 | 4086802.4949 | 4086802.4949
Option 4 |  |  | $ |  | 0 | 0 | 0 | 0 | 1988209.0072 | 4086802.4949 | 4086802.4949 | 4086802.4949 | 4086802.4949 | 4086802.4949 | 4086802.4949 | 4086802.4949 | 4086802.4949 | 4086802.4949 | 4086802.4949 | 4086802.4949 | 4086802.4949 | 4086802.4949 | 4086802.4949 | 4086802.4949
Option 5 |  |  | $ |  | Redacted to preserve confidentiality
Option 6 |  |  | $ |  | Redacted to preserve confidentiality
Option 7A |  |  | $ |  | Redacted to preserve confidentiality
Option 7B |  |  | $ |  | Redacted to preserve confidentiality
Option 7C |  |  | $ |  | Redacted to preserve confidentiality
Option 7D |  |  | $ |  | Redacted to preserve confidentiality
Option 7E |  |  | $ |  | Redacted to preserve confidentiality
Total cost
Option |  |  | Unit | PV | 2023 | 2024 | 2025 | 2026 | 2027 | 2028 | 2029 | 2030 | 2031 | 2032 | 2033 | 2034 | 2035 | 2036 | 2037 | 2038 | 2039 | 2040 | 2041 | 2042
Option 1A/1B |  |  | $ |  | 137636544.9967 | 137636544.9967 | 137636544.9967 | 137636544.9967 | 137636544.9967 | 137636544.9967 | 137636544.9967 | 137636544.9967 | 137636544.9967 | 137636544.9967 | 137636544.9967 | 137636544.9967 | 137636544.9967 | 137636544.9967 | 137636544.9967 | 137636544.9967 | 137636544.9967 | 137636544.9967 | 137636544.9967 | 137636544.9967
Option 1C |  |  | $ |  | 78445402.94 | 78445402.94 | 78445402.94 | 78445402.94 | 78445402.94 | 78445402.94 | 78445402.94 | 78445402.94 | 78445402.94 | 78445402.94 | 78445402.94 | 78445402.94 | 78445402.94 | 78445402.94 | 78445402.94 | 78445402.94 | 78445402.94 | 78445402.94 | 78445402.94 | 78445402.94
Option 3 |  |  | $ |  | 87057633.9777 | 87057633.9777 | 87057633.9777 | 87057633.9777 | 87057633.9777 | 87057633.9777 | 87057633.9777 | 87057633.9777 | 87057633.9777 | 87057633.9777 | 87057633.9777 | 87057633.9777 | 87057633.9777 | 87057633.9777 | 87057633.9777 | 87057633.9777 | 87057633.9777 | 87057633.9777 | 87057633.9777 | 87057633.9777
Option 4 |  |  | $ |  | 87057633.9777 | 87057633.9777 | 87057633.9777 | 87057633.9777 | 87057633.9777 | 87057633.9777 | 87057633.9777 | 87057633.9777 | 87057633.9777 | 87057633.9777 | 87057633.9777 | 87057633.9777 | 87057633.9777 | 87057633.9777 | 87057633.9777 | 87057633.9777 | 87057633.9777 | 87057633.9777 | 87057633.9777 | 87057633.9777
Option 5 |  |  | $ |  | Redacted to preserve confidentiality
Option 6 |  |  | $ |  | Redacted to preserve confidentiality
Option 7A |  |  | $ |  | Redacted to preserve confidentiality
Option 7B |  |  | $ |  | Redacted to preserve confidentiality
Option 7C |  |  | $ |  | Redacted to preserve confidentiality
Option 7D |  |  | $ |  | Redacted to preserve confidentiality
Option 7E |  |  | $ |  | Redacted to preserve confidentiality
Payback
Option |  |  | Unit | PV | 2023 | 2024 | 2025 | 2026 | 2027 | 2028 | 2029 | 2030 | 2031 | 2032 | 2033 | 2034 | 2035 | 2036 | 2037 | 2038 | 2039 | 2040 | 2041 | 2042
Option 1A/1B |  |  | $ |  | NO | NO | NO | NO | NO | NO | NO | NO | NO | NO | NO | NO | NO | NO | NO | NO | NO | NO | NO | NO
Option 1C |  |  | $ |  | NO | NO | NO | NO | NO | NO | NO | NO | NO | NO | NO | NO | NO | NO | NO | NO | NO | NO | NO | NO
Option 3 |  |  | $ |  | NO | NO | NO | NO | NO | NO | NO | NO | NO | NO | NO | NO | NO | NO | NO | NO | NO | NO | NO | NO
Option 4 |  |  | $ |  | NO | NO | NO | NO | NO | NO | NO | NO | NO | NO | NO | NO | NO | NO | NO | NO | NO | NO | NO | NO
Option 5 |  |  | $ |  | NO | NO | NO | NO | NO | NO | NO | NO | NO | NO | NO | NO | NO | NO | NO | NO | NO | NO | NO | NO
Option 6 |  |  | $ |  | NO | NO | NO | NO | NO | NO | NO | NO | NO | NO | NO | NO | NO | NO | NO | NO | NO | NO | NO | NO
Option 7A |  |  | $ |  | NO | NO | NO | NO | NO | NO | NO | NO | NO | NO | NO | NO | NO | NO | NO | NO | NO | NO | NO | NO
Option 7B |  |  | $ |  | NO | NO | NO | NO | NO | NO | NO | NO | NO | NO | NO | NO | NO | NO | NO | NO | NO | NO | NO | NO
Option 7C |  |  | $ |  | NO | NO | NO | NO | NO | NO | NO | NO | NO | NO | NO | NO | NO | NO | NO | NO | NO | NO | NO | NO
Option 7D |  |  | $ |  | NO | NO | NO | NO | NO | NO | NO | NO | NO | NO | NO | NO | NO | NO | NO | NO | NO | NO | NO | NO
Option 7E |  |  | $ |  | NO | NO | NO | NO | NO | NO | NO | NO | NO | NO | NO | NO | NO | NO | NO | NO | NO | NO | NO | NO

## Weighted
Weighted | NPV results
NPV results
Option |  | Unit | PV | 2023 | 2024 | 2025 | 2026 | 2027 | 2028 | 2029 | 2030 | 2031 | 2032 | 2033 | 2034 | 2035 | 2036 | 2037 | 2038 | 2039 | 2040 | 2041 | 2042
Option 1A/1B |  | $ | 296587617.3735 | -1450529.8574 | -3541258.361 | -10555829.5783 | -96559236.9743 | -131156671.6041 | 528958801.6811 | -2090113.771 | -2090113.771 | -2090113.771 | -2090113.771 | -2090113.771 | -2090113.771 | -2090113.771 | -2090113.771 | -2090113.771 | -2090113.771 | -2090113.771 | -2090113.771 | -2090113.771 | 155911943.0938
Option 1C |  | $ | 619480786.2539 | -2113009.8144 | -9712528.8838 | -25340944.9518 | -59408171.7443 | 266989647.6255 | 539403604.7895 | -4754444.3818 | -10212836.1218 | -3032828.0598 | -5228051.6941 | -4496512.9534 | -33717836.2056 | -26087026.0041 | -1746657.7406 | -1746657.7406 | -1746657.7406 | -1746657.7406 | -1746657.7406 | -1746657.7406 | 148714140.8575
Option 3 |  | $ | 647910487.3619 | -4196737.725 | -21894930.025 | -58370803.59 | -4352561.82 | 322025029.6528 | 535488141.1889 | -6647410.8936 | -51050797.9736 | -6064525.7336 | -1685652.544 | -1685652.544 | -1685652.544 | -1685652.544 | -1685652.544 | -1685652.544 | -1685652.544 | -1685652.544 | -1685652.544 | -1685652.544 | 94276011.5945
Option 4 |  | $ | 635917278.7953 | -4286499.7175 | -22158516.4314 | -59084940.9653 | -14322923.9242 | 325994005.2992 | 538692637.1859 | -5504918.3895 | -46892964.4331 | -37758842.327 | -1780892.44 | -1751051.1688 | -1751051.1688 | -1751051.1688 | -1751051.1688 | -1751051.1688 | -1751051.1688 | -1751051.1688 | -1751051.1688 | -1751051.1688 | 116636533.8677
Option 5 |  | $ | 600367551.1109 | Redacted to preserve confidentiality
Option 6 |  | $ | 588374342.5442 | Redacted to preserve confidentiality
Option 7A |  | $ | 2797988829.1048 | Redacted to preserve confidentiality
Option 7B |  | $ | 2165650764.6135 | Redacted to preserve confidentiality
Option 7C |  | $ | 822593864.8554 | Redacted to preserve confidentiality
Option 7D |  | $ | 3220973462.2878 | Redacted to preserve confidentiality
Option 7E |  | $ | 3202316447.6254 | Redacted to preserve confidentiality
Weighted | Calculation
TNSP capital costs
Option |  | Unit | PV | 2023 | 2024 | 2025 | 2026 | 2027 | 2028 | 2029 | 2030 | 2031 | 2032 | 2033 | 2034 | 2035 | 2036 | 2037 | 2038 | 2039 | 2040 | 2041 | 2042
Option 1A/1B |  | $ | -147185112.2095 | -1450529.8574 | -3541258.361 | -10555829.5783 | -96559236.9743 | -131156671.6041 | -6323624.14 | 0 | 0 | 0 | 0 | 0 | 0 | 0 | 0 | 0 | 0 | 0 | 0 | 0 | 158002056.8647
Option 1C |  | $ | -106837957.7415 | -2113009.8144 | -9712528.8838 | -25340944.9518 | -59408171.7443 | -43233886.4406 | -631781.8 | -3567521.88 | -9025913.62 | -1845905.558 | -3908178.9671 | -3176640.2264 | -32340430.345 | -24709620.1435 | 0 | 0 | 0 | 0 | 0 | 0 | 150460798.5981
Option 3 |  | $ | -99042676.0521 | -4196737.725 | -21894930.025 | -58370803.59 | -4352561.82 | -13431243.395 | -2818353.705 | -5589569.44 | -49992956.52 | -5006684.28 | 0 | 0 | 0 | 0 | 0 | 0 | 0 | 0 | 0 | 0 | 95961664.1385
Option 4 |  | $ | -112237151.737 | -4286499.7175 | -22158516.4314 | -59084940.9653 | -14322923.9242 | -9462267.7486 | -1467598.5475 | -4442845.0315 | -45830891.0751 | -36696768.969 | -78782.49 | 0 | 0 | 0 | 0 | 0 | 0 | 0 | 0 | 0 | 118387585.0365
Option 5 |  | $ |  | Redacted to preserve confidentiality
Option 6 |  | $ |  | Redacted to preserve confidentiality
Option 7A |  | $ |  | Redacted to preserve confidentiality
Option 7B |  | $ |  | Redacted to preserve confidentiality
Option 7C |  | $ |  | Redacted to preserve confidentiality
Option 7D |  | $ |  | Redacted to preserve confidentiality
Option 7E |  | $ |  | Redacted to preserve confidentiality
NNO capital costs
Option |  | Unit | PV | 2023 | 2024 | 2025 | 2026 | 2027 | 2028 | 2029 | 2030 | 2031 | 2032 | 2033 | 2034 | 2035 | 2036 | 2037 | 2038 | 2039 | 2040 | 2041 | 2042
Option 1A/1B |  | $ | 0 | 0 | 0 | 0 | 0 | 0 | 0 | 0 | 0 | 0 | 0 | 0 | 0 | 0 | 0 | 0 | 0 | 0 | 0 | 0 | 0
Option 1C |  | $ | 0 | 0 | 0 | 0 | 0 | 0 | 0 | 0 | 0 | 0 | 0 | 0 | 0 | 0 | 0 | 0 | 0 | 0 | 0 | 0 | 0
Option 3 |  | $ | 0 | 0 | 0 | 0 | 0 | 0 | 0 | 0 | 0 | 0 | 0 | 0 | 0 | 0 | 0 | 0 | 0 | 0 | 0 | 0 | 0
Option 4 |  | $ | 0 | 0 | 0 | 0 | 0 | 0 | 0 | 0 | 0 | 0 | 0 | 0 | 0 | 0 | 0 | 0 | 0 | 0 | 0 | 0 | 0
Option 5 |  | $ |  | Redacted to preserve confidentiality
Option 6 |  | $ |  | Redacted to preserve confidentiality
Option 7A |  | $ |  | Redacted to preserve confidentiality
Option 7B |  | $ |  | Redacted to preserve confidentiality
Option 7C |  | $ |  | Redacted to preserve confidentiality
Option 7D |  | $ |  | Redacted to preserve confidentiality
Option 7E |  | $ |  | Redacted to preserve confidentiality
TNSP operating expenditure
Option |  | Unit | PV | 2023 | 2024 | 2025 | 2026 | 2027 | 2028 | 2029 | 2030 | 2031 | 2032 | 2033 | 2034 | 2035 | 2036 | 2037 | 2038 | 2039 | 2040 | 2041 | 2042
Option 1A/1B |  | $ | -17386529.4619 | 0 | 0 | 0 | 0 | 0 | -1230839.6 | -2090113.771 | -2090113.771 | -2090113.771 | -2090113.771 | -2090113.771 | -2090113.771 | -2090113.771 | -2090113.771 | -2090113.771 | -2090113.771 | -2090113.771 | -2090113.771 | -2090113.771 | -2090113.771
Option 1C |  | $ | -12843141.8474 | 0 | 0 | 0 | 0 | -279313.55 | -1186922.5018 | -1186922.5018 | -1186922.5018 | -1186922.5018 | -1319872.727 | -1319872.727 | -1377405.8606 | -1377405.8606 | -1746657.7406 | -1746657.7406 | -1746657.7406 | -1746657.7406 | -1746657.7406 | -1746657.7406 | -1746657.7406
Option 3 |  | $ | -13398692.1072 | 0 | 0 | 0 | 0 | -840522.23 | -840522.23 | -1057841.4536 | -1057841.4536 | -1057841.4536 | -1685652.544 | -1685652.544 | -1685652.544 | -1685652.544 | -1685652.544 | -1685652.544 | -1685652.544 | -1685652.544 | -1685652.544 | -1685652.544 | -1685652.544
Option 4 |  | $ | -14080770.803 | 0 | 0 | 0 | 0 | -840522.23 | -1062073.358 | -1062073.358 | -1062073.358 | -1062073.358 | -1702109.95 | -1751051.1688 | -1751051.1688 | -1751051.1688 | -1751051.1688 | -1751051.1688 | -1751051.1688 | -1751051.1688 | -1751051.1688 | -1751051.1688 | -1751051.1688
Option 5 |  | $ |  | Redacted to preserve confidentiality
Option 6 |  | $ |  | Redacted to preserve confidentiality
Option 7A |  | $ |  | Redacted to preserve confidentiality
Option 7B |  | $ |  | Redacted to preserve confidentiality
Option 7C |  | $ |  | Redacted to preserve confidentiality
Option 7D |  | $ |  | Redacted to preserve confidentiality
Option 7E |  | $ |  | Redacted to preserve confidentiality
TNSP NNO operating expenditure
Option |  | Unit | PV | 2023 | 2024 | 2025 | 2026 | 2027 | 2028 | 2029 | 2030 | 2031 | 2032 | 2033 | 2034 | 2035 | 2036 | 2037 | 2038 | 2039 | 2040 | 2041 | 2042
Option 1A/1B |  | $ | 0 | 0 | 0 | 0 | 0 | 0 | 0 | 0 | 0 | 0 | 0 | 0 | 0 | 0 | 0 | 0 | 0 | 0 | 0 | 0 | 0
Option 1C |  | $ | 0 | 0 | 0 | 0 | 0 | 0 | 0 | 0 | 0 | 0 | 0 | 0 | 0 | 0 | 0 | 0 | 0 | 0 | 0 | 0 | 0
Option 3 |  | $ | 0 | 0 | 0 | 0 | 0 | 0 | 0 | 0 | 0 | 0 | 0 | 0 | 0 | 0 | 0 | 0 | 0 | 0 | 0 | 0 | 0
Option 4 |  | $ | 0 | 0 | 0 | 0 | 0 | 0 | 0 | 0 | 0 | 0 | 0 | 0 | 0 | 0 | 0 | 0 | 0 | 0 | 0 | 0 | 0
Option 5 |  | $ |  | Redacted to preserve confidentiality
Option 6 |  | $ |  | Redacted to preserve confidentiality
Option 7A |  | $ |  | Redacted to preserve confidentiality
Option 7B |  | $ |  | Redacted to preserve confidentiality
Option 7C |  | $ |  | Redacted to preserve confidentiality
Option 7D |  | $ |  | Redacted to preserve confidentiality
Option 7E |  | $ |  | Redacted to preserve confidentiality
NNO operating expenditure
Option |  | Unit | PV | 2023 | 2024 | 2025 | 2026 | 2027 | 2028 | 2029 | 2030 | 2031 | 2032 | 2033 | 2034 | 2035 | 2036 | 2037 | 2038 | 2039 | 2040 | 2041 | 2042
Option 1A/1B |  | $ | 0 | 0 | 0 | 0 | 0 | 0 | 0 | 0 | 0 | 0 | 0 | 0 | 0 | 0 | 0 | 0 | 0 | 0 | 0 | 0 | 0
Option 1C |  | $ | 0 | 0 | 0 | 0 | 0 | 0 | 0 | 0 | 0 | 0 | 0 | 0 | 0 | 0 | 0 | 0 | 0 | 0 | 0 | 0 | 0
Option 3 |  | $ | 0 | 0 | 0 | 0 | 0 | 0 | 0 | 0 | 0 | 0 | 0 | 0 | 0 | 0 | 0 | 0 | 0 | 0 | 0 | 0 | 0
Option 4 |  | $ | 0 | 0 | 0 | 0 | 0 | 0 | 0 | 0 | 0 | 0 | 0 | 0 | 0 | 0 | 0 | 0 | 0 | 0 | 0 | 0 | 0
Option 5 |  | $ |  | Redacted to preserve confidentiality
Option 6 |  | $ |  | Redacted to preserve confidentiality
Option 7A |  | $ |  | Redacted to preserve confidentiality
Option 7B |  | $ |  | Redacted to preserve confidentiality
Option 7C |  | $ |  | Redacted to preserve confidentiality
Option 7D |  | $ |  | Redacted to preserve confidentiality
Option 7E |  | $ |  | Redacted to preserve confidentiality
Avoided fuel consumption from generation dispatch
Option |  | Unit | PV | 2023 | 2024 | 2025 | 2026 | 2027 | 2028 | 2029 | 2030 | 2031 | 2032 | 2033 | 2034 | 2035 | 2036 | 2037 | 2038 | 2039 | 2040 | 2041 | 2042
Option 1A/1B |  | $ | 0 | 0 | 0 | 0 | 0 | 0 | 0 | 0 | 0 | 0 | 0 | 0 | 0 | 0 | 0 | 0 | 0 | 0 | 0 | 0 | 0
Option 1C |  | $ | 0 | 0 | 0 | 0 | 0 | 0 | 0 | 0 | 0 | 0 | 0 | 0 | 0 | 0 | 0 | 0 | 0 | 0 | 0 | 0 | 0
Option 3 |  | $ | 0 | 0 | 0 | 0 | 0 | 0 | 0 | 0 | 0 | 0 | 0 | 0 | 0 | 0 | 0 | 0 | 0 | 0 | 0 | 0 | 0
Option 4 |  | $ | 0 | 0 | 0 | 0 | 0 | 0 | 0 | 0 | 0 | 0 | 0 | 0 | 0 | 0 | 0 | 0 | 0 | 0 | 0 | 0 | 0
Option 5 |  | $ |  | Redacted to preserve confidentiality
Option 6 |  | $ |  | Redacted to preserve confidentiality
Option 7A |  | $ |  | Redacted to preserve confidentiality
Option 7B |  | $ |  | Redacted to preserve confidentiality
Option 7C |  | $ |  | Redacted to preserve confidentiality
Option 7D |  | $ |  | Redacted to preserve confidentiality
Option 7E |  | $ |  | Redacted to preserve confidentiality
Avoided voluntary load curtailment
Option |  | Unit | PV | 2023 | 2024 | 2025 | 2026 | 2027 | 2028 | 2029 | 2030 | 2031 | 2032 | 2033 | 2034 | 2035 | 2036 | 2037 | 2038 | 2039 | 2040 | 2041 | 2042
Option 1A/1B |  | $ | 0 | 0 | 0 | 0 | 0 | 0 | 0 | 0 | 0 | 0 | 0 | 0 | 0 | 0 | 0 | 0 | 0 | 0 | 0 | 0 | 0
Option 1C |  | $ | 0 | 0 | 0 | 0 | 0 | 0 | 0 | 0 | 0 | 0 | 0 | 0 | 0 | 0 | 0 | 0 | 0 | 0 | 0 | 0 | 0
Option 3 |  | $ | 0 | 0 | 0 | 0 | 0 | 0 | 0 | 0 | 0 | 0 | 0 | 0 | 0 | 0 | 0 | 0 | 0 | 0 | 0 | 0 | 0
Option 4 |  | $ | 0 | 0 | 0 | 0 | 0 | 0 | 0 | 0 | 0 | 0 | 0 | 0 | 0 | 0 | 0 | 0 | 0 | 0 | 0 | 0 | 0
Option 5 |  | $ |  | Redacted to preserve confidentiality
Option 6 |  | $ |  | Redacted to preserve confidentiality
Option 7A |  | $ |  | Redacted to preserve confidentiality
Option 7B |  | $ |  | Redacted to preserve confidentiality
Option 7C |  | $ |  | Redacted to preserve confidentiality
Option 7D |  | $ |  | Redacted to preserve confidentiality
Option 7E |  | $ |  | Redacted to preserve confidentiality
Avoided involuntary load shedding - outside of CW NSW
Option |  | Unit | PV | 2023 | 2024 | 2025 | 2026 | 2027 | 2028 | 2029 | 2030 | 2031 | 2032 | 2033 | 2034 | 2035 | 2036 | 2037 | 2038 | 2039 | 2040 | 2041 | 2042
Option 1A/1B |  | $ | 0 | 0 | 0 | 0 | 0 | 0 | 0 | 0 | 0 | 0 | 0 | 0 | 0 | 0 | 0 | 0 | 0 | 0 | 0 | 0 | 0
Option 1C |  | $ | 0 | 0 | 0 | 0 | 0 | 0 | 0 | 0 | 0 | 0 | 0 | 0 | 0 | 0 | 0 | 0 | 0 | 0 | 0 | 0 | 0
Option 3 |  | $ | 0 | 0 | 0 | 0 | 0 | 0 | 0 | 0 | 0 | 0 | 0 | 0 | 0 | 0 | 0 | 0 | 0 | 0 | 0 | 0 | 0
Option 4 |  | $ | 0 | 0 | 0 | 0 | 0 | 0 | 0 | 0 | 0 | 0 | 0 | 0 | 0 | 0 | 0 | 0 | 0 | 0 | 0 | 0 | 0
Option 5 |  | $ |  | Redacted to preserve confidentiality
Option 6 |  | $ |  | Redacted to preserve confidentiality
Option 7A |  | $ |  | Redacted to preserve confidentiality
Option 7B |  | $ |  | Redacted to preserve confidentiality
Option 7C |  | $ |  | Redacted to preserve confidentiality
Option 7D |  | $ |  | Redacted to preserve confidentiality
Option 7E |  | $ |  | Redacted to preserve confidentiality
Avoided involuntary load shedding in CW NSW
Option |  | Unit | PV | 2023 | 2024 | 2025 | 2026 | 2027 | 2028 | 2029 | 2030 | 2031 | 2032 | 2033 | 2034 | 2035 | 2036 | 2037 | 2038 | 2039 | 2040 | 2041 | 2042
Option 1A/1B |  | $ | 461159259.0449 | 4.5344e-10 | 0 | 0 | 0 | 0 | 536513265.4211 | 0 | 0 | 0 | 0 | 0 | 0 | 0 | 0 | 0 | 0 | 0 | 0 | 0 | 0
Option 1C |  | $ | 739161885.8428 | 4.5344e-10 | 0 | 0 | 0 | 310502847.6161 | 541222309.0913 | 0 | 0 | 0 | 0 | 0 | 0 | 0 | 0 | 0 | 0 | 0 | 0 | 0 | 0
Option 3 |  | $ | 760351855.5212 | 4.5344e-10 | 0 | 0 | 0 | 336296795.2778 | 539147017.1239 | 0 | 0 | 0 | 0 | 0 | 0 | 0 | 0 | 0 | 0 | 0 | 0 | 0 | 0
Option 4 |  | $ | 762235201.3353 | 4.5344e-10 | 0 | 0 | 0 | 336296795.2778 | 541222309.0913 | 0 | 0 | 0 | 0 | 0 | 0 | 0 | 0 | 0 | 0 | 0 | 0 | 0 | 0
Option 5 |  | $ |  | Redacted to preserve confidentiality
Option 6 |  | $ |  | Redacted to preserve confidentiality
Option 7A |  | $ |  | Redacted to preserve confidentiality
Option 7B |  | $ |  | Redacted to preserve confidentiality
Option 7C |  | $ |  | Redacted to preserve confidentiality
Option 7D |  | $ |  | Redacted to preserve confidentiality
Option 7E |  | $ |  | Redacted to preserve confidentiality
Avoided costs for non RIT-T proponent parties
Option |  | Unit | PV | 2023 | 2024 | 2025 | 2026 | 2027 | 2028 | 2029 | 2030 | 2031 | 2032 | 2033 | 2034 | 2035 | 2036 | 2037 | 2038 | 2039 | 2040 | 2041 | 2042
Option 1A/1B |  | $ | 0 | 0 | 0 | 0 | 0 | 0 | 0 | 0 | 0 | 0 | 0 | 0 | 0 | 0 | 0 | 0 | 0 | 0 | 0 | 0 | 0
Option 1C |  | $ | 0 | 0 | 0 | 0 | 0 | 0 | 0 | 0 | 0 | 0 | 0 | 0 | 0 | 0 | 0 | 0 | 0 | 0 | 0 | 0 | 0
Option 3 |  | $ | 0 | 0 | 0 | 0 | 0 | 0 | 0 | 0 | 0 | 0 | 0 | 0 | 0 | 0 | 0 | 0 | 0 | 0 | 0 | 0 | 0
Option 4 |  | $ | 0 | 0 | 0 | 0 | 0 | 0 | 0 | 0 | 0 | 0 | 0 | 0 | 0 | 0 | 0 | 0 | 0 | 0 | 0 | 0 | 0
Option 5 |  | $ |  | Redacted to preserve confidentiality
Option 6 |  | $ |  | Redacted to preserve confidentiality
Option 7A |  | $ |  | Redacted to preserve confidentiality
Option 7B |  | $ |  | Redacted to preserve confidentiality
Option 7C |  | $ |  | Redacted to preserve confidentiality
Option 7D |  | $ |  | Redacted to preserve confidentiality
Option 7E |  | $ |  | Redacted to preserve confidentiality
Avoided unrelated TNSP expenditure
Option |  | Unit | PV | 2023 | 2024 | 2025 | 2026 | 2027 | 2028 | 2029 | 2030 | 2031 | 2032 | 2033 | 2034 | 2035 | 2036 | 2037 | 2038 | 2039 | 2040 | 2041 | 2042
Option 1A/1B |  | $ | 0 | 0 | 0 | 0 | 0 | 0 | 0 | 0 | 0 | 0 | 0 | 0 | 0 | 0 | 0 | 0 | 0 | 0 | 0 | 0 | 0
Option 1C |  | $ | 0 | 0 | 0 | 0 | 0 | 0 | 0 | 0 | 0 | 0 | 0 | 0 | 0 | 0 | 0 | 0 | 0 | 0 | 0 | 0 | 0
Option 3 |  | $ | 0 | 0 | 0 | 0 | 0 | 0 | 0 | 0 | 0 | 0 | 0 | 0 | 0 | 0 | 0 | 0 | 0 | 0 | 0 | 0 | 0
Option 4 |  | $ | 0 | 0 | 0 | 0 | 0 | 0 | 0 | 0 | 0 | 0 | 0 | 0 | 0 | 0 | 0 | 0 | 0 | 0 | 0 | 0 | 0
Option 5 |  | $ |  | Redacted to preserve confidentiality
Option 6 |  | $ |  | Redacted to preserve confidentiality
Option 7A |  | $ |  | Redacted to preserve confidentiality
Option 7B |  | $ |  | Redacted to preserve confidentiality
Option 7C |  | $ |  | Redacted to preserve confidentiality
Option 7D |  | $ |  | Redacted to preserve confidentiality
Option 7E |  | $ |  | Redacted to preserve confidentiality
NNO receipts received from TNSP
Option |  | Unit | PV | 2023 | 2024 | 2025 | 2026 | 2027 | 2028 | 2029 | 2030 | 2031 | 2032 | 2033 | 2034 | 2035 | 2036 | 2037 | 2038 | 2039 | 2040 | 2041 | 2042
Option 1A/1B |  | $ | 0 | 0 | 0 | 0 | 0 | 0 | 0 | 0 | 0 | 0 | 0 | 0 | 0 | 0 | 0 | 0 | 0 | 0 | 0 | 0 | 0
Option 1C |  | $ | 0 | 0 | 0 | 0 | 0 | 0 | 0 | 0 | 0 | 0 | 0 | 0 | 0 | 0 | 0 | 0 | 0 | 0 | 0 | 0 | 0
Option 3 |  | $ | 0 | 0 | 0 | 0 | 0 | 0 | 0 | 0 | 0 | 0 | 0 | 0 | 0 | 0 | 0 | 0 | 0 | 0 | 0 | 0 | 0
Option 4 |  | $ | 0 | 0 | 0 | 0 | 0 | 0 | 0 | 0 | 0 | 0 | 0 | 0 | 0 | 0 | 0 | 0 | 0 | 0 | 0 | 0 | 0
Option 5 |  | $ |  | Redacted to preserve confidentiality
Option 6 |  | $ |  | Redacted to preserve confidentiality
Option 7A |  | $ |  | Redacted to preserve confidentiality
Option 7B |  | $ |  | Redacted to preserve confidentiality
Option 7C |  | $ |  | Redacted to preserve confidentiality
Option 7D |  | $ |  | Redacted to preserve confidentiality
Option 7E |  | $ |  | Redacted to preserve confidentiality
Payback analysis
PV gross benefits
Option |  | Unit | PV | 2023 | 2024 | 2025 | 2026 | 2027 | 2028 | 2029 | 2030 | 2031 | 2032 | 2033 | 2034 | 2035 | 2036 | 2037 | 2038 | 2039 | 2040 | 2041 | 2042
Option 1A/1B |  | $ |  | 4.5344e-10 | 0 | 0 | 0 | 0 | 461159259.0449 | 0 | 0 | 0 | 0 | 0 | 0 | 0 | 0 | 0 | 0 | 0 | 0 | 0 | 0
Option 1C |  | $ |  | 4.5344e-10 | 0 | 0 | 0 | 273731954.6993 | 465429931.1436 | 0 | 0 | 0 | 0 | 0 | 0 | 0 | 0 | 0 | 0 | 0 | 0 | 0 | 0
Option 3 |  | $ |  | 4.5344e-10 | 0 | 0 | 0 | 296805270.1917 | 463546585.3296 | 0 | 0 | 0 | 0 | 0 | 0 | 0 | 0 | 0 | 0 | 0 | 0 | 0 | 0
Option 4 |  | $ |  | 4.5344e-10 | 0 | 0 | 0 | 296805270.1917 | 465429931.1436 | 0 | 0 | 0 | 0 | 0 | 0 | 0 | 0 | 0 | 0 | 0 | 0 | 0 | 0
Option 5 |  | $ |  | Redacted to preserve confidentiality
Option 6 |  | $ |  | Redacted to preserve confidentiality
Option 7A |  | $ |  | Redacted to preserve confidentiality
Option 7B |  | $ |  | Redacted to preserve confidentiality
Option 7C |  | $ |  | Redacted to preserve confidentiality
Option 7D |  | $ |  | Redacted to preserve confidentiality
Option 7E |  | $ |  | Redacted to preserve confidentiality
Cumulative PV gross benefits
Option |  | Unit | PV | 2023 | 2024 | 2025 | 2026 | 2027 | 2028 | 2029 | 2030 | 2031 | 2032 | 2033 | 2034 | 2035 | 2036 | 2037 | 2038 | 2039 | 2040 | 2041 | 2042
Option 1A/1B |  | $ |  | 4.5344e-10 | 4.5344e-10 | 4.5344e-10 | 4.5344e-10 | 4.5344e-10 | 461159259.0449 | 461159259.0449 | 461159259.0449 | 461159259.0449 | 461159259.0449 | 461159259.0449 | 461159259.0449 | 461159259.0449 | 461159259.0449 | 461159259.0449 | 461159259.0449 | 461159259.0449 | 461159259.0449 | 461159259.0449 | 461159259.0449
Option 1C |  | $ |  | 4.5344e-10 | 4.5344e-10 | 4.5344e-10 | 4.5344e-10 | 273731954.6993 | 739161885.8428 | 739161885.8428 | 739161885.8428 | 739161885.8428 | 739161885.8428 | 739161885.8428 | 739161885.8428 | 739161885.8428 | 739161885.8428 | 739161885.8428 | 739161885.8428 | 739161885.8428 | 739161885.8428 | 739161885.8428 | 739161885.8428
Option 3 |  | $ |  | 4.5344e-10 | 4.5344e-10 | 4.5344e-10 | 4.5344e-10 | 296805270.1917 | 760351855.5212 | 760351855.5212 | 760351855.5212 | 760351855.5212 | 760351855.5212 | 760351855.5212 | 760351855.5212 | 760351855.5212 | 760351855.5212 | 760351855.5212 | 760351855.5212 | 760351855.5212 | 760351855.5212 | 760351855.5212 | 760351855.5212
Option 4 |  | $ |  | 4.5344e-10 | 4.5344e-10 | 4.5344e-10 | 4.5344e-10 | 296805270.1917 | 762235201.3353 | 762235201.3353 | 762235201.3353 | 762235201.3353 | 762235201.3353 | 762235201.3353 | 762235201.3353 | 762235201.3353 | 762235201.3353 | 762235201.3353 | 762235201.3353 | 762235201.3353 | 762235201.3353 | 762235201.3353 | 762235201.3353
Option 5 |  | $ |  | Redacted to preserve confidentiality
Option 6 |  | $ |  | Redacted to preserve confidentiality
Option 7A |  | $ |  | Redacted to preserve confidentiality
Option 7B |  | $ |  | Redacted to preserve confidentiality
Option 7C |  | $ |  | Redacted to preserve confidentiality
Option 7D |  | $ |  | Redacted to preserve confidentiality
Option 7E |  | $ |  | Redacted to preserve confidentiality
Total cost
Option |  | Unit | PV | 2023 | 2024 | 2025 | 2026 | 2027 | 2028 | 2029 | 2030 | 2031 | 2032 | 2033 | 2034 | 2035 | 2036 | 2037 | 2038 | 2039 | 2040 | 2041 | 2042
Option 1A/1B |  | $ |  | 164571641.6714 | 164571641.6714 | 164571641.6714 | 164571641.6714 | 164571641.6714 | 164571641.6714 | 164571641.6714 | 164571641.6714 | 164571641.6714 | 164571641.6714 | 164571641.6714 | 164571641.6714 | 164571641.6714 | 164571641.6714 | 164571641.6714 | 164571641.6714 | 164571641.6714 | 164571641.6714 | 164571641.6714 | 164571641.6714
Option 1C |  | $ |  | 119681099.5889 | 119681099.5889 | 119681099.5889 | 119681099.5889 | 119681099.5889 | 119681099.5889 | 119681099.5889 | 119681099.5889 | 119681099.5889 | 119681099.5889 | 119681099.5889 | 119681099.5889 | 119681099.5889 | 119681099.5889 | 119681099.5889 | 119681099.5889 | 119681099.5889 | 119681099.5889 | 119681099.5889 | 119681099.5889
Option 3 |  | $ |  | 112441368.1593 | 112441368.1593 | 112441368.1593 | 112441368.1593 | 112441368.1593 | 112441368.1593 | 112441368.1593 | 112441368.1593 | 112441368.1593 | 112441368.1593 | 112441368.1593 | 112441368.1593 | 112441368.1593 | 112441368.1593 | 112441368.1593 | 112441368.1593 | 112441368.1593 | 112441368.1593 | 112441368.1593 | 112441368.1593
Option 4 |  | $ |  | 126317922.54 | 126317922.54 | 126317922.54 | 126317922.54 | 126317922.54 | 126317922.54 | 126317922.54 | 126317922.54 | 126317922.54 | 126317922.54 | 126317922.54 | 126317922.54 | 126317922.54 | 126317922.54 | 126317922.54 | 126317922.54 | 126317922.54 | 126317922.54 | 126317922.54 | 126317922.54
Option 5 |  | $ |  | Redacted to preserve confidentiality
Option 6 |  | $ |  | Redacted to preserve confidentiality
Option 7A |  | $ |  | Redacted to preserve confidentiality
Option 7B |  | $ |  | Redacted to preserve confidentiality
Option 7C |  | $ |  | Redacted to preserve confidentiality
Option 7D |  | $ |  | Redacted to preserve confidentiality
Option 7E |  | $ |  | Redacted to preserve confidentiality
Payback
Option |  | Unit | PV | 2023 | 2024 | 2025 | 2026 | 2027 | 2028 | 2029 | 2030 | 2031 | 2032 | 2033 | 2034 | 2035 | 2036 | 2037 | 2038 | 2039 | 2040 | 2041 | 2042
Option 1A/1B |  | $ |  | NO | NO | NO | NO | NO | YES | YES | YES | YES | YES | YES | YES | YES | YES | YES | YES | YES | YES | YES | YES
Option 1C |  | $ |  | NO | NO | NO | NO | YES | YES | YES | YES | YES | YES | YES | YES | YES | YES | YES | YES | YES | YES | YES | YES
Option 3 |  | $ |  | NO | NO | NO | NO | YES | YES | YES | YES | YES | YES | YES | YES | YES | YES | YES | YES | YES | YES | YES | YES
Option 4 |  | $ |  | NO | NO | NO | NO | YES | YES | YES | YES | YES | YES | YES | YES | YES | YES | YES | YES | YES | YES | YES | YES
Option 5 |  | $ |  | NO | NO | NO | NO | YES | YES | YES | YES | YES | YES | YES | YES | YES | YES | YES | YES | YES | YES | YES | YES
Option 6 |  | $ |  | NO | NO | NO | NO | YES | YES | YES | YES | YES | YES | YES | YES | YES | YES | YES | YES | YES | YES | YES | YES
Option 7A |  | $ |  | NO | NO | YES | YES | YES | YES | YES | YES | YES | YES | YES | YES | YES | YES | YES | YES | YES | YES | YES | YES
Option 7B |  | $ |  | NO | NO | NO | YES | YES | YES | YES | YES | YES | YES | YES | YES | YES | YES | YES | YES | YES | YES | YES | YES
Option 7C |  | $ |  | NO | NO | NO | YES | YES | YES | YES | YES | YES | YES | YES | YES | YES | YES | YES | YES | YES | YES | YES | YES
Option 7D |  | $ |  | NO | NO | YES | YES | YES | YES | YES | YES | YES | YES | YES | YES | YES | YES | YES | YES | YES | YES | YES | YES
Option 7E |  | $ |  | NO | NO | YES | YES | YES | YES | YES | YES | YES | YES | YES | YES | YES | YES | YES | YES | YES | YES | YES | YES