## Cover
Sydney Ring South RIT-T PADR Market Modelling Results Workbook
2026-06-26

## Disclaimer
EPEC Engineering Non-Reliance Disclaimer Scope and Purpose At the request of Transgrid, EPEC Engineering ("EPEC") has completed wholesale electricity market modelling to assess the gross market benefits of credible options for the Sydney Ring South Project for the purposes of the Regulatory Investment Test for Transmission (RIT-T) Project Assessment Draft Report (PADR). This workbook contains EPEC's modelling outcomes for counterfactual Base Cases and options assessed under three AEMO Draft 2026 Integrated System Plan (ISP) scenarios. Limitations and Currency This workbook has been prepared exclusively for Transgrid's use. All analysis and forecasts are current only to 26 June 2026; EPEC accepts no responsibility for subsequent events or changes. EPEC has not conducted any supplementary work to update the analysis since this date. Data Sources and Verification The workbook incorporates data from the Draft 2026 ISP, AEMO's 2025 Inputs, Assumptions and Scenarios Report (IASR), and information supplied by Transgrid. Whilst EPEC has made reasonable efforts to ensure the quality of this information, it has not independently verified, audited or validated any supplied data and makes no warranty regarding accuracy or completeness. Use of Modelling and Forecasts Modelling inherently requires assumptions about future behaviours and market interactions. Variance between projected and actual results is probable and could be substantial, as real-world conditions frequently differ from modelled assumptions. EPEC provides no guarantee that anticipated outcomes will materialise. This workbook is analytical in nature and should not be construed as investment advice, a recommendation for specific actions, or an exhaustive assessment for investment decision-making. Independent Assessment Required Readers proposing to use information in this workbook should independently verify its accuracy, completeness and suitability for their purposes. Readers should obtain independent and specific advice from appropriate experts before relying on any material contained herein. Liability Disclaimer To the maximum extent permitted by law, EPEC and its officers, employees and consultants: • make no representation or warranty, express or implied, as to the accuracy, completeness, reliability or currency of information in this workbook • are not liable (whether by reason of negligence or otherwise) for any statements, opinions, information or omissions contained in this workbook, or any consequences arising from reliance upon it • accept no responsibility to any party other than Transgrid for loss, damage or adverse consequences resulting from use of this workbook or any information within it

## Comparison
Comparison - Option 6 SC vs. BaseCase SC
Select case 1 | BaseCase SC
Select case 2 | Option 6 SC
Note: all costs are based on 30 June 2025 real dollars ($m) and if discounted, are discounted to 30 June 2025, using a discount rate of 7%
NEM Gross Market Benefits of Option 6 SC relative to BaseCase SC
Select Region | NEM
|  | Category* | NPV | 2026-27 | 2027-28 | 2028-29 | 2029-30 | 2030-31 | 2031-32 | 2032-33 | 2033-34 | 2034-35 | 2035-36 | 2036-37 | 2037-38 | 2038-39 | 2039-40 | 2040-41 | 2041-42 | 2042-43 | 2043-44 | 2044-45 | 2045-46 | 2046-47 | 2047-48 | 2048-49 | 2049-50
|  | CAPEX | 2792.1554 | 2.2705e-05 | 0.065882 | 13.3401 | -8.0906 | -12.4287 | 29.5056 | 160.9521 | 136.1022 | 48.5321 | 170.7709 | 183.6895 | 220.242 | 865.5665 | 973.665 | 718.8319 | 573.7614 | 794.2773 | 845.8756 | 802.8563 | 626.4394 | 492.4666 | 397.1848 | 430.4009 | 596.878
|  | FOM | 1250.2596 | 2.4709e-06 | 0.0081152 | 1.4104 | -1.6926 | -1.7701 | 4.3596 | 23.056 | 18.2857 | 1.6948 | 19.1767 | 21.0772 | 24.7541 | 325.3736 | 341.4769 | 303.0225 | 281.3223 | 409.2437 | 425.5082 | 422.0397 | 399.011 | 381.2241 | 367.7825 | 365.0026 | 404.1755
|  | Fuel | 189.3026 | -0.14416 | 0.41224 | -6.0252 | 1.9491 | 9.5701 | 0.73459 | -29.7617 | 62.4621 | 42.7437 | 11.0449 | 14.7622 | 107.1516 | 19.9831 | -75.1271 | 20.9196 | 79.1435 | -17.6449 | 59.642 | -34.7274 | 7.2538 | 148.3556 | 81.4417 | 79.217 | 42.4586
|  | VOM | -39.3301 | -0.0017797 | 0.079103 | -1.248 | 0.70524 | 1.946 | -0.54821 | -20.021 | -19.6657 | 2.8882 | -6.3228 | -11.5095 | -8.7594 | -2.103 | -4.1913 | -4.4034 | 1.206 | -6.1733 | -2.4346 | -10.4891 | -4.0926 | 8.6745 | 2.4699 | -0.22417 | -0.32838
|  | USE+DSP | 240.9155 | 4.2603e-06 | 4.5635e-06 | 4.7048e-06 | 5.0033e-06 | 5.4087e-06 | 5.6898e-06 | 4.9477e-07 | 4.7763e-07 | 0.35324 | 4.6626e-07 | 0.086255 | 0.034617 | 434.7406 | -0.087275 | 3.0527 | 8.4236 | 1.8001 | 9.4043 | 14.8636 | 146.8987 | 43.6471 | 22.7393 | 27.9713 | 31.4757
|  | VER Cost | 1.2834 | -1.0132 | -0.34279 | -14.8199 | 6.5734 | 10.4863 | 1.8921 | -122.9577 | 40.7828 | 121.2273 | -1.3379 | -29.5153 | 6.7341 | 4.2722 | -53.6301 | -7.8586 | 52.3748 | -20.5214 | 35.4466 | -64.1331 | -68.1531 | 86.6111 | 59.4667 | 14.2901 | -11.6318
|  | REZ (Tx Cost) | -44.0911 | 1.6233e-06 | 0.00404 | 0.27351 | 0.026409 | 0.14022 | 0.92944 | 3.2808 | -5.6359 | 2.9474 | 7.6853 | 12.6022 | 16.175 | -12.0319 | -19.5294 | -23.0276 | -43.4139 | -38.6838 | -10.0753 | -8.7587 | -10.7885 | -14.3637 | -17.2937 | -6.7665 | -3.7047
|  | Relative market benefits | 4390.4954 | -1.1591 | 0.22659 | -7.0691 | -0.52906 | 7.9439 | 36.8732 | 14.5485 | 232.3313 | 220.3867 | 201.0171 | 191.1925 | 366.3321 | 1635.8011 | 1162.5768 | 1010.5372 | 952.8177 | 1122.2976 | 1363.3667 | 1121.6513 | 1096.5686 | 1146.6152 | 913.7912 | 909.8912 | 1059.3228
*Note, while NPV represents discounted costs, annual costs are undiscounted.
NEM Cumulative Gross Market Benefits, Option 6 SC
|  | June 2025 dollars ($m) discounted to 1 July 2025 |  | 2026-27 | 2027-28 | 2028-29 | 2029-30 | 2030-31 | 2031-32 | 2032-33 | 2033-34 | 2034-35 | 2035-36 | 2036-37 | 2037-38 | 2038-39 | 2039-40 | 2040-41 | 2041-42 | 2042-43 | 2043-44 | 2044-45 | 2045-46 | 2046-47 | 2047-48 | 2048-49 | 2049-50
|  | CAPEX |  | 1.9832e-05 | 0.053799 | 10.2309 | 4.4624 | -3.8194 | 14.5552 | 108.2309 | 182.2614 | 206.9327 | 288.0648 | 369.6251 | 461.0177 | 796.6993 | 1149.6004 | 1393.0936 | 1574.7317 | 1809.7297 | 2043.6214 | 2251.0947 | 2402.388 | 2513.5442 | 2597.3291 | 2682.1812 | 2792.1554
|  | FOM |  | 2.1582e-06 | 0.0066266 | 1.0826 | -0.12416 | -1.3036 | 1.4113 | 14.8301 | 24.7763 | 25.6379 | 34.7486 | 44.1071 | 54.3792 | 180.5646 | 304.3316 | 406.9758 | 496.0352 | 617.1157 | 734.7722 | 843.8353 | 940.2017 | 1026.249 | 1103.8316 | 1175.7906 | 1250.2596
|  | Fuel |  | -0.12591 | 0.2106 | -4.386 | -2.9963 | 3.3807 | 3.8382 | -13.4834 | 20.4919 | 42.2206 | 47.4679 | 54.0225 | 98.4866 | 106.2364 | 79.0069 | 86.0931 | 111.148 | 105.9275 | 122.419 | 113.4447 | 115.1966 | 148.6824 | 165.8623 | 181.4797 | 189.3026
|  | VOM |  | -0.0015545 | 0.063017 | -0.88911 | -0.38629 | 0.91039 | 0.569 | -11.0834 | -21.7802 | -20.312 | -23.3159 | -28.4263 | -32.0612 | -32.8768 | -34.3959 | -35.8875 | -35.5057 | -37.3321 | -38.0053 | -40.7159 | -41.7043 | -39.7464 | -39.2254 | -39.2696 | -39.3301
|  | USE+DSP |  | 3.7211e-06 | 7.4463e-06 | 1.1036e-05 | 1.4603e-05 | 1.8207e-05 | 2.175e-05 | 2.2038e-05 | 2.2298e-05 | 0.17959 | 0.17959 | 0.21789 | 0.23226 | 168.8321 | 168.8005 | 169.8346 | 172.5013 | 173.0338 | 175.6342 | 179.4752 | 214.9532 | 224.8049 | 229.6017 | 235.1162 | 240.9155
|  | VER Cost |  | -0.88499 | -1.1648 | -12.4709 | -7.7841 | -0.79664 | 0.38168 | -71.1808 | -48.9977 | 12.6281 | 11.9925 | -1.1127 | 1.6817 | 3.3386 | -16.0995 | -18.7615 | -2.1809 | -8.2525 | 1.5488 | -15.0244 | -31.4843 | -11.935 | 0.6093 | 3.4265 | 1.2834
|  | REZ (Tx Cost) |  | 1.4179e-06 | 0.0032992 | 0.21196 | 0.23079 | 0.32422 | 0.90304 | 2.8125 | -0.25304 | 1.2453 | 4.8965 | 10.492 | 17.2041 | 12.5379 | 5.4596 | -2.3407 | -16.0844 | -27.5295 | -30.3154 | -32.5789 | -35.1844 | -38.4265 | -42.0746 | -43.4085 | -44.0911
|  | Relative market benefits |  | -1.0124 | -0.82747 | -6.2204 | -6.5977 | -1.3043 | 21.6585 | 30.1258 | 156.4987 | 268.5321 | 364.0339 | 448.9256 | 600.9404 | 1235.3323 | 1656.7036 | 1999.0075 | 2300.6452 | 2632.6926 | 3009.6748 | 3299.5308 | 3564.3665 | 3823.1726 | 4015.934 | 4195.316 | 4390.4954
Difference in NEM capacity of Option 6 SC relative to BaseCase SC
Select Region | NEM
|  | Capacity (GW) |  | 2026-27 | 2027-28 | 2028-29 | 2029-30 | 2030-31 | 2031-32 | 2032-33 | 2033-34 | 2034-35 | 2035-36 | 2036-37 | 2037-38 | 2038-39 | 2039-40 | 2040-41 | 2041-42 | 2042-43 | 2043-44 | 2044-45 | 2045-46 | 2046-47 | 2047-48 | 2048-49 | 2049-50
|  | Black Coal |  | 0 | 0 | 0 | 0 | 0 | 0 | 0 | 0 | 0 | 0 | 0 | 0 | 0 | 0 | 0 | 0 | 0 | 0 | 0 | 0 | 0 | 0 | 0 | 0
|  | Brown Coal |  | 0 | 0 | 0 | 0 | 0 | 0 | 0 | 0 | 0 | 0 | 0 | 0 | 0 | 0 | 0 | 0 | 0 | 0 | 0 | 0 | 0 | 0 | 0 | 0
|  | Hydro |  | 0 | 0 | 0 | 0 | 0 | 0 | 0 | 0 | 0 | 0 | 0 | 0 | 0 | 0 | 0 | 0 | 0 | 0 | 0 | 0 | 0 | 0 | 0 | 0
|  | OCGT |  | 0 | 0 | 0 | 0 | 0 | 1.79e-09 | 1.79e-09 | 1.79e-09 | -0.020025 | -0.026561 | -0.052897 | -0.40072 | -2.5933 | -2.5933 | -1.8867 | -1.8411 | -1.8269 | -2.0383 | -1.0228 | 0.15163 | -0.31984 | -0.11005 | -0.11005 | -0.34627
|  | Liquid Fuel |  | 0 | 0 | 0 | 0 | 0 | 0 | 0 | 0 | 0 | 0 | 0 | 0 | 0 | 0 | 0 | 0 | 0 | 0 | 0 | 0 | 0 | 0 | 0 | 0
|  | Biomass |  | 0 | 0 | 0 | 0 | 0 | 0 | 0 | 0 | 0 | 0 | 0 | 0 | 0 | 0 | 0 | 0 | 0 | 0 | 0 | 0 | 0 | 0 | 0 | 0
|  | H2 Reciprocating Engine |  | 0 | 0 | 0 | 0 | 0 | 0 | 0 | 0 | 0 | 0 | 0 | 0 | 0 | 0 | 0 | 0 | 0 | 0 | 0 | 0 | 0 | 0 | 0 | 0
|  | CCGT |  | 0 | 0 | 0 | 0 | 0 | 0 | 0 | 0 | 0 | 0 | 0 | 0 | 0 | 0 | 0 | 0 | 0 | 0 | 0 | 0 | 0 | 0 | 0 | 0
|  | Utility Scale Battery |  | -8.307e-08 | -2.3322e-07 | -3.2015e-07 | -4.155e-07 | -4.5713e-07 | -0.071711 | -0.071711 | -0.071711 | -0.06369 | -0.06369 | -0.06369 | -0.06369 | -0.78528 | -0.73029 | -0.41762 | -0.0051731 | -0.22533 | -0.49755 | -0.86803 | -0.84401 | -0.83979 | 0.37888 | 0.87027 | -0.35211
|  | PHES |  | 0 | 0 | 0 | 0 | 0 | 0 | 0 | 0 | 0 | 0 | 0 | 0 | 2.157e-08 | 3.492e-08 | 3.857e-08 | 4.254e-08 | 4.589e-08 | 2.867e-08 | 2.867e-08 | 2.867e-08 | 2.867e-08 | 2.867e-08 | 2.867e-08 | 2.867e-08
|  | Coordinated CER |  | 0 | 0 | 0 | 0 | 0 | 0 | 0 | 0 | 0 | 0 | 0 | 0 | 0 | 0 | 0 | 0 | 0 | 0 | 0 | 0 | 0 | 0 | 0 | 0
|  | Wind |  | 0 | 0 | -0.051012 | 0.029351 | 0.079487 | -0.012938 | -0.50608 | -0.78658 | 0.087089 | -0.55892 | -0.78248 | -0.41956 | 1.2224 | 0.98255 | 1.2221 | 0.98346 | 1.3642 | 1.4509 | 1.3009 | 1.6946 | 2.5008 | 2.2342 | 1.8618 | 1.8982
|  | Offshore Wind |  | 0 | 0 | 0 | 0 | 0 | -4.6e-10 | -1e-11 | -1e-11 | -1e-11 | 1e-10 | -5.6e-10 | -1.88e-09 | -1.2104 | -1.2104 | -1.2104 | -1.2104 | -1.743 | -1.743 | -1.743 | -1.743 | -1.743 | -1.7746 | -1.7783 | -1.7783
|  | Solar |  | -7.789e-08 | -0.00031856 | 0.016419 | -0.024914 | -0.10164 | -0.13375 | -0.022497 | 0.72391 | -0.43803 | -0.2979 | 0.25137 | -0.58391 | -0.32316 | -1.3952 | -0.69168 | 0.70497 | 0.43015 | 0.43732 | 0.43732 | 0.042468 | 0.17992 | 0.70944 | 0.45623 | 0.46437
|  | Distributed PV |  | 0 | 0 | 0 | 0 | 0 | 0 | 0 | 0 | 0 | 0 | 0 | 0 | 0 | 0 | 0 | 0 | 0 | 0 | 0 | 0 | 0 | 0 | 0 | 0
Difference in NEM generation of Option 6 SC relative to BaseCase SC
Select Region | NEM
|  | Generation (TWh) |  | 2026-27 | 2027-28 | 2028-29 | 2029-30 | 2030-31 | 2031-32 | 2032-33 | 2033-34 | 2034-35 | 2035-36 | 2036-37 | 2037-38 | 2038-39 | 2039-40 | 2040-41 | 2041-42 | 2042-43 | 2043-44 | 2044-45 | 2045-46 | 2046-47 | 2047-48 | 2048-49 | 2049-50
|  | Black Coal |  | 0.0023593 | -0.013517 | 0.17569 | -0.041271 | -0.24418 | -0.015583 | 1.1668 | 0.10462 | -0.74152 | 0.14587 | 0.2575 | 0.54405 | -5.1035e-09 | -6.0519e-09 | -8.2789e-09 | -6.6222e-09 | -5.5502e-09 | -7.1789e-09 | -3.4816e-10 | -1.1755e-09 | -1.0473e-09 | -1.1599e-09 | -9.7802e-10 | 0
|  | Brown Coal |  | 0.0079096 | 0.012468 | 0.00074937 | -0.022642 | 0.10628 | 1.9326e-09 | 3.4999e-10 | -1.0959e-11 | 0 | 0 | 0 | 0 | 0 | 0 | 0 | 0 | 0 | 0 | 0 | 0 | 0 | 0 | 0 | 0
|  | Hydro |  | -0.0075817 | -0.006185 | 0.0011935 | -0.01775 | -0.056245 | 0.056599 | 0.73014 | 1.7796 | 0.49626 | 0.65998 | 0.59053 | 1.0377 | 0.098717 | -0.15225 | 0.39499 | 0.17223 | 0.46575 | 0.47743 | 0.58811 | 0.16102 | -0.38399 | 0.13019 | 0.15694 | 0.078156
|  | OCGT |  | -2.1038e-05 | 0.0014804 | 5.2558e-05 | 0.0002337 | -0.00029851 | -0.0068822 | 0.0071215 | -0.28742 | -0.13477 | -0.12588 | -0.17881 | -0.62577 | -0.20627 | 0.2131 | 0.0053941 | -0.2887 | 0.077034 | -0.13378 | 0.35532 | 0.48774 | -0.32356 | -0.10684 | 0.12669 | 0.082649
|  | Liquid Fuel |  | -7.7735e-08 | -1.574e-08 | -1.8466e-08 | -3.6911e-08 | 2.4224e-05 | -9.0824e-06 | -5.3341e-05 | 0.0037883 | 7.5695e-05 | 0.00083742 | -0.0010866 | -0.0086202 | 0.0064476 | 0.021253 | 0.0049029 | 0.0031487 | -0.0028502 | -0.0044518 | -0.0083235 | -0.028864 | -0.0050009 | 0.00031159 | -0.0014141 | -0.00012593
|  | Biomass |  | 3.9358e-09 | -0.00010781 | -0.00013558 | 0.00021754 | 0.00031149 | 6.7993e-05 | 0.0018276 | 0.0021211 | 0.01353 | 0.0044061 | 0.0027464 | 0.0067553 | 0.0031208 | 0.006147 | -0.001918 | 0.0041095 | 0.00015293 | 0.0044116 | 0.0063271 | -0.0023542 | -0.0011124 | 0.0047237 | -0.0052766 | 0.0058105
|  | H2 Reciprocating Engine |  | 0 | 0 | -2.7923e-09 | -5.2373e-09 | -8.113e-09 | -9.2729e-09 | 2.535e-12 | -5.0058e-05 | 2.18e-12 | 2.767e-11 | -0.001011 | -0.0010955 | 0.0018845 | 0.02187 | -0.012291 | 0.0038701 | 0.01459 | 0.01336 | -0.0053045 | -0.0060375 | -0.012265 | 0.0010968 | -0.012412 | 0.060872
|  | CCGT |  | -0.00061914 | 4.5326e-05 | 7.5744e-09 | -0.0012257 | -0.0098146 | 0.0064584 | -0.074544 | -0.34876 | -0.14848 | -0.127 | 0.088873 | -0.27726 | 0.22358 | 0.18066 | 0.050868 | -0.11326 | 0.070645 | -0.079374 | 0.034852 | -0.056806 | -0.094921 | -0.23419 | -0.22101 | -0.13485
|  | Utility Scale Battery |  | 0.0040375 | 0.0037865 | 0.0068807 | 0.015941 | 0.0083262 | -0.28146 | 0.15015 | 0.77808 | 0.099413 | 0.18141 | 0.7973 | 0.18081 | -0.56816 | -0.47446 | -0.18342 | 0.099358 | 0.34575 | -0.1333 | -0.40017 | -0.74875 | -1.0379 | -0.80137 | -0.18861 | -1.2432
|  | PHES |  | 3.9586e-07 | -0.0037719 | -0.0020712 | 0.0005174 | -0.029203 | -0.098606 | -0.10247 | 0.065604 | -0.15556 | -0.41658 | 0.043306 | -0.24061 | -0.057026 | -0.33432 | -0.26912 | -0.21622 | -0.090517 | 0.049786 | 0.23859 | -0.14273 | 0.0011883 | -0.2283 | -0.29136 | -0.10546
|  | Coordinated CER |  | 0.0013358 | -0.00039658 | -0.00022621 | 0.00038874 | 0.00076347 | 0.00015342 | 0.0098907 | 0.047094 | 0.032209 | 0.032033 | 0.091287 | 0.017846 | 0.10711 | 0.053624 | 0.01088 | 0.069895 | 0.25347 | 0.24548 | 0.31245 | 0.35228 | 0.25238 | 0.33183 | 0.22396 | 0.38228
|  | Wind |  | -2.5747e-05 | 0.004741 | -0.21464 | 0.06138 | 0.3065 | 0.041984 | -1.4538 | -1.1588 | 1.2431 | -0.20193 | -0.86103 | 0.50431 | 5.6777 | 5.3058 | 5.7368 | 5.0701 | 6.0794 | 6.0628 | 6.5322 | 7.252 | 8.6559 | 7.9458 | 7.4604 | 8.3306
|  | Offshore Wind |  | 0 | 0 | 0 | 0 | 0 | -0.0011609 | -0.0029448 | -0.13099 | 0.0082224 | 0.046446 | 0.046101 | 0.027484 | -4.7882 | -3.8987 | -4.8716 | -4.7007 | -7.1158 | -6.2427 | -6.8179 | -6.428 | -6.6574 | -6.8821 | -7.0709 | -6.9406
|  | Solar |  | 2.4e-05 | -0.00089025 | 0.054664 | 0.025319 | -0.053739 | -0.056697 | 0.60542 | 1.7428 | -0.30033 | 0.14171 | 1.1615 | -0.18617 | -0.014393 | -0.86025 | -0.1298 | 0.87887 | 2.3058 | 1.4285 | 1.0137 | -0.058657 | -0.07974 | 0.74364 | 1.0092 | -0.23526
|  | Distributed PV |  | 1.3423e-07 | 2.9013e-05 | 6.8763e-07 | 9.3858e-07 | 0.0023537 | 0.0043006 | 0.010428 | 0.055781 | 0.053532 | 0.032349 | 0.025191 | 0.0228 | 0.0078752 | 0.058929 | 0.018151 | 0.035523 | 0.048998 | 0.030025 | 0.020963 | 0.05249 | 0.056295 | 0.040663 | 0.071624 | 0.074255
NEM emissions trajectory
Select Region | NEM
|  | Emissions (Mt CO2-e) |  | 2026-27 | 2027-28 | 2028-29 | 2029-30 | 2030-31 | 2031-32 | 2032-33 | 2033-34 | 2034-35 | 2035-36 | 2036-37 | 2037-38 | 2038-39 | 2039-40 | 2040-41 | 2041-42 | 2042-43 | 2043-44 | 2044-45 | 2045-46 | 2046-47 | 2047-48 | 2048-49 | 2049-50
|  | BaseCase SC |  | 104.41 | 79.0322 | 60.8242 | 40.6651 | 37.2583 | 32.9643 | 34.0125 | 28.3367 | 15.9084 | 18.3519 | 18.6899 | 15.3179 | 10.3311 | 11.347 | 10.0212 | 9.9723 | 8.2178 | 7.0084 | 7.4324 | 7.4317 | 7.1443 | 5.6166 | 8.4231 | 4.2826
|  | Option 6 SC |  | 104.4216 | 79.0359 | 60.9766 | 40.6029 | 37.1677 | 32.9493 | 34.9107 | 28.0621 | 15.1515 | 18.3597 | 18.8494 | 15.2839 | 10.311 | 11.5841 | 10.0538 | 9.7692 | 8.2925 | 6.8874 | 7.6377 | 7.6364 | 6.9001 | 5.4592 | 8.3876 | 4.3097

## Compare Nodal (hidden)
Comparison - Option 2 SC vs. BaseCase SC
Select case 1 | BaseCase SC
Select case 2 | Option 2 SC
Select Node | CNSW
Note: all costs are based on 30 June 2025 real dollars ($m) and if discounted, are discounted to 30 June 2025, using a discount rate of 7%
Difference in CNSW capacity of Option 2 SC relative to BaseCase SC
|  | Capacity (GW) | 2026-27 | 2027-28 | 2028-29 | 2029-30 | 2030-31 | 2031-32 | 2032-33 | 2033-34 | 2034-35 | 2035-36 | 2036-37 | 2037-38 | 2038-39 | 2039-40 | 2040-41 | 2041-42 | 2042-43 | 2043-44 | 2044-45 | 2045-46 | 2046-47 | 2047-48 | 2048-49 | 2049-50
|  | Black Coal | 0 | 0 | 0 | 0 | 0 | 0 | 0 | 0 | 0 | 0 | 0 | 0 | 0 | 0 | 0 | 0 | 0 | 0 | 0 | 0 | 0 | 0 | 0 | 0
|  | Brown Coal | 0 | 0 | 0 | 0 | 0 | 0 | 0 | 0 | 0 | 0 | 0 | 0 | 0 | 0 | 0 | 0 | 0 | 0 | 0 | 0 | 0 | 0 | 0 | 0
|  | Hydro | 0 | 0 | 0 | 0 | 0 | 0 | 0 | 0 | 0 | 0 | 0 | 0 | 0 | 0 | 0 | 0 | 0 | 0 | 0 | 0 | 0 | 0 | 0 | 0
|  | OCGT | 0 | 0 | 0 | 0 | 0 | 0 | 0 | 0 | 0 | 0 | 0 | 0 | 0 | 0 | 0 | 0 | 0 | 0 | 0 | 0 | 0 | 0 | 0 | 0
|  | Liquid Fuel | 0 | 0 | 0 | 0 | 0 | 0 | 0 | 0 | 0 | 0 | 0 | 0 | 0 | 0 | 0 | 0 | 0 | 0 | 0 | 0 | 0 | 0 | 0 | 0
|  | Biomass | 0 | 0 | 0 | 0 | 0 | 0 | 0 | 0 | 0 | 0 | 0 | 0 | 0 | 0 | 0 | 0 | 0 | 0 | 0 | 0 | 0 | 0 | 0 | 0
|  | H2 Reciprocating Engine | 0 | 0 | 0 | 0 | 0 | 0 | 0 | 0 | 0 | 0 | 0 | 0 | 0 | 0 | 0 | 0 | 0 | 0 | 0 | 0 | 0 | 0 | 0 | 0
|  | CCGT | 0 | 0 | 0 | 0 | 0 | 0 | 0 | 0 | 0 | 0 | 0 | 0 | 0 | 0 | 0 | 0 | 0 | 0 | 0 | 0 | 0 | 0 | 0 | 0
|  | Utility Scale Battery | 0 | -6.153e-08 | 7.1073e-07 | -0.030208 | -0.030208 | -0.030208 | -0.030208 | 0.048981 | 0.048981 | 0.048981 | 0.048981 | 0.048981 | -0.14321 | -0.14321 | -0.14321 | -0.14321 | -0.3033 | -0.33406 | -0.33406 | -0.33406 | -0.33406 | -0.17605 | -0.17603 | -0.37662
|  | PHES | 0 | 0 | 0 | 0 | 0 | 0 | 0 | 0 | 0 | 2.91e-09 | 2.91e-09 | 2.91e-09 | 1.008e-08 | 1.008e-08 | 1.008e-08 | 1.008e-08 | 1.008e-08 | 1.008e-08 | 1.008e-08 | 1.008e-08 | 1.008e-08 | 1.008e-08 | 1.008e-08 | 1.008e-08
|  | Coordinated CER | 0 | 0 | 0 | 0 | 0 | 0 | 0 | 0 | 0 | 0 | 0 | 0 | 0 | 0 | 0 | 0 | 0 | 0 | 0 | 0 | 0 | 0 | 0 | 0
|  | Wind | 0 | 0 | -0.0024288 | 0.0064686 | -0.021818 | 6.84e-08 | 7.128e-08 | 1.1713e-07 | -0.22295 | -0.22296 | 0.075824 | 0.075824 | 0.17702 | 0.17702 | 0.17702 | -7.519e-08 | -7.081e-08 | -6.845e-08 | -6.845e-08 | -6.845e-08 | -6.845e-08 | -6.845e-08 | -6.845e-08 | -7.005e-08
|  | Offshore Wind | 0 | 0 | 0 | 0 | 0 | 0 | 0 | 0 | 0 | 0 | 0 | 0 | 0 | 0 | 0 | 0 | 0 | 0 | 0 | 0 | 0 | 0 | 0 | 0
|  | Solar | -7.85e-09 | -2.961e-08 | 0.0042285 | -0.029528 | -0.029528 | -0.05805 | -0.038392 | -0.033169 | 0.081462 | 0.081462 | 0.0037621 | 0.0037621 | -0.074182 | -0.074182 | -0.074182 | -0.12542 | -0.64315 | -0.64315 | -0.64315 | -0.64315 | -0.64315 | -0.64315 | -0.63792 | -0.63792
|  | Distributed PV | 0 | 0 | 0 | 0 | 0 | 0 | 0 | 0 | 0 | 0 | 0 | 0 | 0 | 0 | 0 | 0 | 0 | 0 | 0 | 0 | 0 | 0 | 0 | 0
Difference in CNSW generation of Option 2 SC relative to BaseCase SC
|  | Generation (TWh) | 2026-27 | 2027-28 | 2028-29 | 2029-30 | 2030-31 | 2031-32 | 2032-33 | 2033-34 | 2034-35 | 2035-36 | 2036-37 | 2037-38 | 2038-39 | 2039-40 | 2040-41 | 2041-42 | 2042-43 | 2043-44 | 2044-45 | 2045-46 | 2046-47 | 2047-48 | 2048-49 | 2049-50
|  | Black Coal | 0.0011578 | 0.0034139 | 0.00027732 | 0.0012491 | -0.077938 | -2.1599e-09 | 0.13022 | -0.035633 | 0.089897 | 0.035033 | -0.009504 | -0.059821 | -1.9667e-09 | -1.6925e-09 | 0 | 0 | 0 | 0 | 0 | 0 | 0 | 0 | 0 | 0
|  | Brown Coal | 0 | 0 | 0 | 0 | 0 | 0 | 0 | 0 | 0 | 0 | 0 | 0 | 0 | 0 | 0 | 0 | 0 | 0 | 0 | 0 | 0 | 0 | 0 | 0
|  | Hydro | 0 | 0 | 0 | 0 | 0 | 0 | 0 | 0 | 0 | 0 | 0 | 0 | 0 | 0 | 0 | 0 | 0 | 0 | 0 | 0 | 0 | 0 | 0 | 0
|  | OCGT | 0 | 0 | 0 | 0 | -4.3493e-09 | -4.5766e-09 | 1.2028e-09 | 2.3028e-09 | 2.3738e-09 | 3.108e-09 | 7.8012e-09 | 7.5173e-09 | 7.8165e-10 | 4.6265e-09 | 7.3848e-09 | 6.6313e-09 | 4.0866e-09 | 2.7269e-09 | 0 | 0 | 1.5545e-11 | 2.5732e-10 | 8.885e-10 | 4.8549e-10
|  | Liquid Fuel | 0 | 0 | 0 | 0 | 0 | 0 | 0 | 0 | 0 | 0 | 0 | 0 | 0 | 0 | 0 | 0 | 0 | 0 | 0 | 0 | 0 | 0 | 0 | 0
|  | Biomass | 0 | 0 | 0 | 0 | 0 | 0 | 0 | 0 | 0 | 0 | 0 | 0 | 0 | 0 | 0 | 0 | 0 | 0 | 0 | 0 | 0 | 0 | 0 | 0
|  | H2 Reciprocating Engine | 0 | 0 | 0 | 0 | 0 | 0 | 0 | 0 | 0 | 0 | 0 | 0 | 0 | 0 | 0 | 0 | 0 | 0 | 0 | 0 | 0 | 0 | 0 | 0
|  | CCGT | 0 | 0 | 0 | 0 | 0 | 0 | 0 | 0 | 0 | 0 | 0 | 0 | 0 | 0 | 0 | 0 | 0 | 0 | 0 | 0 | 0 | 0 | 0 | 0
|  | Utility Scale Battery | -6.9358e-05 | -0.00051703 | -0.0012537 | -0.060126 | -0.06418 | -0.069582 | -0.058846 | 0.10355 | 0.12138 | 0.11005 | 0.09759 | 0.10564 | -0.3006 | -0.29742 | -0.27209 | -0.23489 | -0.41925 | -0.52137 | -0.5351 | -0.54835 | -0.56713 | -0.34225 | -0.36564 | -0.7099
|  | PHES | -9.9569e-08 | -0.0010224 | -0.00079348 | -0.0010083 | -0.0097628 | -0.018158 | -0.03474 | -0.022203 | -0.019138 | -0.0084702 | -0.0067834 | -0.02246 | -0.0050481 | 0.032977 | 0.011838 | 0.027531 | 0.0049173 | 0.0090354 | 0.014287 | 0.024653 | 0.016092 | 0.012934 | 0.010916 | 0.0045438
|  | Coordinated CER | -6.2142e-08 | -8.6779e-05 | -8.2222e-08 | 4.6837e-07 | -7.8685e-07 | 0.00030198 | 0.00051531 | -0.00010825 | 2.778e-05 | 0.00020282 | 0.00026887 | 0.00034345 | -0.0024007 | -0.0033659 | -0.00063774 | -0.00061068 | 0.0025 | -0.0032594 | -0.00097447 | -0.0026373 | -0.0027927 | 0.0016241 | 0.0013803 | -0.0045985
|  | Wind | 5.3935e-06 | 0.00069945 | -0.0080051 | 0.011113 | -0.073253 | 0.001259 | -0.0028329 | -0.011015 | -0.54782 | -0.55995 | 0.22686 | 0.21087 | 0.48241 | 0.51378 | 0.48488 | -0.06174 | 0.29359 | 0.19804 | 0.29483 | 0.29982 | 0.31781 | 0.40444 | 0.49452 | 0.47391
|  | Offshore Wind | 0 | 0 | 0 | 0 | 0 | 0 | 0 | 0 | 0 | 0 | 0 | 0 | 0 | 0 | 0 | 0 | 0 | 0 | 0 | 0 | 0 | 0 | 0 | 0
|  | Solar | -5.3929e-06 | -0.00069217 | 0.0070627 | -0.041525 | -0.032537 | -0.107 | -0.068157 | -0.061377 | 0.13583 | 0.14416 | 0.022055 | 0.0017402 | -0.34959 | -0.3111 | -0.31305 | -0.20274 | -1.2134 | -1.2466 | -1.4563 | -1.4589 | -1.4633 | -1.3584 | -1.4642 | -1.5666
|  | Distributed PV | 1.8587e-09 | 2.356e-09 | 2.4357e-08 | 3.5326e-08 | 4.4116e-08 | 6.9695e-08 | 0.00029096 | -3.7114e-08 | 2.0723e-06 | -4.4681e-08 | -5.3363e-08 | -4.6312e-08 | -5.031e-08 | -0.00032275 | -1.3933e-05 | 0.00017284 | 7.3357e-05 | -0.00029536 | 9.5304e-10 | -0.00033838 | -0.00010703 | 7.805e-10 | -0.00033268 | 1.2856e-09
CNSW annual curtailment - Option 2 SC vs. BaseCase SC
|  | Curtailment (%) | 2026-27 | 2027-28 | 2028-29 | 2029-30 | 2030-31 | 2031-32 | 2032-33 | 2033-34 | 2034-35 | 2035-36 | 2036-37 | 2037-38 | 2038-39 | 2039-40 | 2040-41 | 2041-42 | 2042-43 | 2043-44 | 2044-45 | 2045-46 | 2046-47 | 2047-48 | 2048-49 | 2049-50
|  | Wind | 0.0003859% | 0.04247% | -0.008989% | -0.06665% | -0.01808% | 0.005823% | -0.01326% | -0.04795% | -0.08217% | 0.01749% | -0.06083% | -0.1362% | -0.225% | 0.08416% | -0.08768% | -0.2018% | 0.945% | 0.6806% | 0.9627% | 1.014% | 1.039% | 1.348% | 1.667% | 1.496%
Offshore Wind | bar: 2026-27 to 2049-50
|  | Solar | -0.000126% | -0.009403% | -0.01534% | 0.08172% | 0.09528% | 0.05948% | 0.01602% | 0.02592% | -0.1041% | -0.05652% | 0.0426% | -0.01979% | -0.5325% | -0.4057% | -0.4404% | 0.09932% | -0.3731% | -0.3389% | -0.595% | -0.6654% | -0.5835% | -0.2361% | -0.6067% | -0.6282%

## Compare REZ (hidden)
REZ outcomes for BaseCase SC
Select Case 1 | BaseCase SC
Select Case 2 | Option 2 SC
Select REZ | North West NSW | N1
North West NSW annual capacity
|  |  | Capacity (GW) | 2026-27 | 2027-28 | 2028-29 | 2029-30 | 2030-31 | 2031-32 | 2032-33 | 2033-34 | 2034-35 | 2035-36 | 2036-37 | 2037-38 | 2038-39 | 2039-40 | 2040-41 | 2041-42 | 2042-43 | 2043-44 | 2044-45 | 2045-46 | 2046-47 | 2047-48 | 2048-49 | 2049-50
|  |  | Solar | 0 | -0.00054765 | -5.67e-09 | 0.0028512 | -0.0097516 | -0.0065737 | 0.002234 | 0.002234 | 0.002234 | 0.002234 | 0.002234 | 0.002234 | 0.002234 | 0.002234 | 0.002234 | 0.002234 | 0.002234 | 0.002234 | 0.002234 | 0.002234 | 0.002234 | 0.002234 | 0.002234 | 0.002234
|  |  | Wind | 0 | 0 | 0 | 0 | 0 | 0 | 0 | 0 | 0 | 0 | 0 | 0 | 0 | 0 | 0 | 0 | 0 | 0 | 0 | 0 | 0 | 0 | 0 | 0
|  |  | Offshore Wind | 0 | 0 | 0 | 0 | 0 | 0 | 0 | 0 | 0 | 0 | 0 | 0 | 0 | 0 | 0 | 0 | 0 | 0 | 0 | 0 | 0 | 0 | 0 | 0

## Summary
Summary outcomes for BaseCase SC
Select Case | BaseCase SC
Note: all costs are based on 30 June 2025 real dollars ($m) and if discounted, are discounted to 30 June 2025, using a discount rate of 7%
NEM costs by year
Select Region | NEM
|  | Cost category* | NPV | 2026-27 | 2027-28 | 2028-29 | 2029-30 | 2030-31 | 2031-32 | 2032-33 | 2033-34 | 2034-35 | 2035-36 | 2036-37 | 2037-38 | 2038-39 | 2039-40 | 2040-41 | 2041-42 | 2042-43 | 2043-44 | 2044-45 | 2045-46 | 2046-47 | 2047-48 | 2048-49 | 2049-50
|  | CAPEX | 110261.3461 | 3.2185e-05 | 1183.8472 | 2979.9286 | 5025.7309 | 5587.8801 | 7171.1549 | 8264.3133 | 9042.555 | 10250.4997 | 10926.1811 | 12009.1429 | 12909.7398 | 16110.9511 | 17461.9952 | 17838.6252 | 18399.116 | 19805.0065 | 20450.4198 | 20711.7211 | 21193.4543 | 21280.305 | 21834.3305 | 22216.8927 | 22854.5227
|  | FOM | 51421.6123 | 2828.0288 | 3124.4853 | 3428.4789 | 3706.2749 | 3780.4672 | 4258.2259 | 4480.9496 | 4602.6846 | 4848.8673 | 5055.0524 | 5237.8648 | 5385.5904 | 6124.6896 | 6418.4614 | 6372.7701 | 6439.3977 | 6695.971 | 6730.7811 | 6659.068 | 6609.4237 | 6533.1618 | 6590.7263 | 6596.8902 | 6566.3776
|  | Fuel | 18442.8302 | 4017.3386 | 3013.9011 | 2486.567 | 1577.5316 | 1426.6473 | 1095.7244 | 1291.5286 | 1200.5822 | 1010.8454 | 1296.7858 | 1567.9151 | 1380.87 | 735.232 | 1023.3153 | 1213.0524 | 1217.4248 | 965.4313 | 864.5557 | 1206.3007 | 1517.8962 | 1699.105 | 1164.0304 | 2210.916 | 1599.9767
|  | VOM | 5025.3468 | 992.6639 | 827.1746 | 662.0612 | 516.1404 | 491.1903 | 429.9914 | 449.475 | 391.6138 | 358.0925 | 382.4767 | 386.9179 | 372.9568 | 282.5821 | 294.9586 | 269.1366 | 259.0808 | 242.0426 | 226.7812 | 239.0279 | 240.4574 | 264.7507 | 238.8542 | 282.6585 | 218.742
|  | USE+DSP | 410.8124 | 6.2116e-06 | 6.826e-06 | 7.0875e-06 | 7.5347e-06 | 8.1814e-06 | 8.6174e-06 | 1.1113e-06 | 1.1268e-06 | 1.2667 | 1.2117e-06 | 1.6746 | 1.8109 | 460.0844 | 51.8346 | 67.4682 | 69.4972 | 69.4633 | 79.8113 | 40.8571 | 164.5586 | 75.078 | 64.3916 | 121.7074 | 103.9772
|  | VER Cost | 45306.4067 | 9051.2988 | 7226.7032 | 5915.7645 | 4298.7093 | 4313.0157 | 4146.9139 | 4656.3125 | 4208.8468 | 2547.8938 | 3162.2152 | 3457.6286 | 3036.1579 | 2189.7821 | 2567.0393 | 2420.7282 | 2572.252 | 2258.7473 | 2052.278 | 2321.8165 | 2474.7524 | 2533.8842 | 2122.6662 | 3392.5706 | 1840.3758
|  | REZ (Tx Cost) | 4424.1337 | 2.3077e-06 | 88.0191 | 167.7582 | 242.7045 | 264.1917 | 300.8906 | 329.6132 | 350.6402 | 417.3657 | 433.5997 | 470.0014 | 488.1966 | 597.3157 | 640.1619 | 661.8543 | 686.809 | 782.1236 | 826.8873 | 838.1409 | 856.1835 | 859.2036 | 829.1942 | 827.2773 | 842.2449
|  | NPV and annual costs | 235292.4882 | 16889.3302 | 15464.1305 | 15640.5586 | 15367.0916 | 15863.3923 | 17402.9011 | 19472.1922 | 19796.9227 | 19434.8312 | 21256.3109 | 23131.1454 | 23575.3224 | 26500.6371 | 28457.7663 | 28843.635 | 29643.5775 | 30818.7857 | 31231.5144 | 32016.9322 | 33056.726 | 33245.4883 | 32844.1933 | 35648.9127 | 34026.2169
*Note, while NPV represents discounted costs, annual costs are undiscounted.
NEM cumulative costs
|  | Cost category |  | 2026-27 | 2027-28 | 2028-29 | 2029-30 | 2030-31 | 2031-32 | 2032-33 | 2033-34 | 2034-35 | 2035-36 | 2036-37 | 2037-38 | 2038-39 | 2039-40 | 2040-41 | 2041-42 | 2042-43 | 2043-44 | 2044-45 | 2045-46 | 2046-47 | 2047-48 | 2048-49 | 2049-50
|  | CAPEX |  | 2.8111e-05 | 966.372 | 3239.7453 | 6823.0219 | 10546.4624 | 15012.2972 | 19822.2028 | 24740.7536 | 29951.5879 | 35142.5378 | 40474.7409 | 45831.8239 | 52079.9285 | 58408.9592 | 64451.5187 | 70276.2077 | 76135.7945 | 81790.5059 | 87142.8083 | 92261.3048 | 97064.5498 | 101670.4338 | 106050.4191 | 110261.3461
|  | FOM |  | 2470.1099 | 5020.6205 | 7636.1907 | 10278.7135 | 12797.7984 | 15449.6075 | 18057.561 | 20561.1164 | 23026.0347 | 25427.6537 | 27753.3283 | 29988.1568 | 32363.417 | 34689.7628 | 36848.4406 | 38886.9889 | 40868.0851 | 42729.2022 | 44450.0319 | 46046.2942 | 47520.9148 | 48911.208 | 50211.7626 | 51421.6123
|  | Fuel |  | 3508.8991 | 5969.1402 | 7866.1303 | 8990.8885 | 9941.5239 | 10623.886 | 11375.5674 | 12028.6046 | 12542.4671 | 13158.5607 | 13854.7338 | 14427.7457 | 14712.8814 | 15083.7779 | 15494.6807 | 15880.0862 | 16165.7225 | 16404.7794 | 16716.5104 | 17083.1022 | 17466.6126 | 17712.1612 | 18148.0358 | 18442.8302
|  | VOM |  | 867.0311 | 1542.252 | 2047.3354 | 2415.3363 | 2742.6372 | 3010.4142 | 3272.0128 | 3485.0247 | 3667.0608 | 3848.7728 | 4020.5689 | 4175.3327 | 4284.923 | 4391.8295 | 4482.9954 | 4565.0138 | 4636.6255 | 4699.3323 | 4761.1017 | 4819.1753 | 4878.933 | 4929.3186 | 4985.0437 | 5025.3468
|  | USE+DSP |  | 5.4255e-06 | 1.0998e-05 | 1.6405e-05 | 2.1777e-05 | 2.7228e-05 | 3.2595e-05 | 3.3242e-05 | 3.3855e-05 | 0.64398 | 0.64398 | 1.3875 | 2.139 | 180.5676 | 199.3549 | 222.2087 | 244.2097 | 264.7614 | 286.8299 | 297.3882 | 337.1312 | 354.0773 | 367.6605 | 391.6547 | 410.8124
|  | VER Cost |  | 7905.7549 | 13804.8974 | 18318.0058 | 21382.9261 | 24256.8706 | 26839.3602 | 29549.3764 | 31838.7102 | 33133.9302 | 34636.2759 | 36171.5043 | 37431.4019 | 38280.6372 | 39211.0504 | 40031.0348 | 40845.3439 | 41513.6257 | 42081.0977 | 42681.0992 | 43278.7843 | 43850.7153 | 44298.4852 | 44967.319 | 45306.4067
|  | REZ (Tx Cost) |  | 2.0156e-06 | 71.8498 | 199.8317 | 372.8767 | 548.9188 | 736.2983 | 928.1362 | 1118.8612 | 1331.0288 | 1537.0289 | 1745.7152 | 1948.2994 | 2179.9487 | 2411.9729 | 2636.1658 | 2853.592 | 3084.9941 | 3313.6354 | 3530.2269 | 3737.0064 | 3930.94 | 4105.8559 | 4268.9508 | 4424.1337
|  | Total cumulative costs |  | 14751.7951 | 27375.1319 | 39307.2392 | 50263.7631 | 60834.2113 | 71671.8634 | 83004.8566 | 93773.0708 | 103652.7535 | 113751.4737 | 124021.9789 | 133804.8995 | 144082.3035 | 154396.7076 | 164167.0447 | 173551.4422 | 182669.6089 | 191305.3828 | 199579.1666 | 207562.7985 | 215066.7429 | 221995.1231 | 229023.1858 | 235292.4882
NEM annual capacity
Select Region | NEM
|  | Capacity (GW) |  | 2026-27 | 2027-28 | 2028-29 | 2029-30 | 2030-31 | 2031-32 | 2032-33 | 2033-34 | 2034-35 | 2035-36 | 2036-37 | 2037-38 | 2038-39 | 2039-40 | 2040-41 | 2041-42 | 2042-43 | 2043-44 | 2044-45 | 2045-46 | 2046-47 | 2047-48 | 2048-49 | 2049-50
|  | Black Coal |  | 16.435 | 16.435 | 16.435 | 10.515 | 9.145 | 9.145 | 9.145 | 7.14 | 7.14 | 7.14 | 6.44 | 5.29 | 5.29 | 5.29 | 3.9 | 3.9 | 3.156 | 2.791 | 2.426 | 2.061 | 1.696 | 1.696 | 1.696 | 0
|  | Brown Coal |  | 4.82 | 4.82 | 3.37 | 2.79 | 2.21 | 2.21 | 2.21 | 2.21 | 0 | 0 | 0 | 0 | 0 | 0 | 0 | 0 | 0 | 0 | 0 | 0 | 0 | 0 | 0 | 0
|  | Hydro |  | 6.8851 | 6.8851 | 6.8851 | 6.8851 | 7.2751 | 7.2751 | 7.2751 | 7.2751 | 7.2751 | 7.2751 | 7.2751 | 7.2751 | 7.2751 | 7.2751 | 7.2751 | 7.2751 | 7.2751 | 7.2751 | 7.2751 | 7.2751 | 7.2751 | 7.2751 | 7.2751 | 7.2751
|  | OCGT |  | 7.1118 | 7.1118 | 7.2288 | 7.2288 | 6.9828 | 7.3826 | 7.3826 | 7.2126 | 7.43 | 7.3612 | 7.3309 | 7.7465 | 12.2507 | 11.8107 | 12.0111 | 12.2233 | 12.7505 | 12.9619 | 12.1593 | 12.3135 | 12.4176 | 13.3122 | 13.3122 | 14.6925
|  | Liquid Fuel |  | 0.83688 | 0.70038 | 0.70038 | 0.70038 | 0.70038 | 0.70038 | 0.70038 | 0.40838 | 0.40838 | 0.40838 | 0.40838 | 0.40838 | 0.40838 | 0.40838 | 0.40838 | 0.40838 | 0.40838 | 0.40838 | 0.27688 | 0.27688 | 0.12288 | 0.12288 | 0.12288 | 0.12288
|  | Biomass |  | 0.032 | 0.032 | 0.032 | 0.032 | 0.032 | 0.032 | 0.032 | 0.032 | 0.032 | 0.032 | 0.032 | 0.032 | 0.032 | 0.032 | 0.032 | 0.032 | 0.032 | 0.032 | 0.032 | 0.032 | 0.032 | 0.032 | 0.032 | 0.032
|  | H2 Reciprocating Engine |  | 0 | 0 | 0.4 | 0.4 | 0.4 | 0.4 | 0.4 | 0.4 | 0.4 | 0.4 | 0.4 | 0.4 | 0.4 | 0.4 | 0.4 | 0.4 | 0.4 | 0.4 | 0.4 | 0.4 | 0.4 | 0.4 | 0.4 | 0.4
|  | CCGT |  | 4.3349 | 4.1549 | 3.5549 | 3.5549 | 3.5549 | 3.5549 | 3.5549 | 3.5549 | 3.5549 | 3.5549 | 3.1699 | 2.6409 | 2.5535 | 2.4965 | 1.9965 | 1.9965 | 1.9965 | 1.5965 | 1.5965 | 0.952 | 0.952 | 0.708 | 0.708 | 0.708
|  | Utility Scale Battery |  | 17.1144 | 32.4423 | 40.056 | 44.0608 | 45.393 | 46.2998 | 48.2846 | 49.6137 | 49.9395 | 49.9707 | 49.8395 | 49.3415 | 51.0727 | 51.0727 | 50.8679 | 50.4098 | 51.6885 | 51.6137 | 50.8622 | 49.403 | 45.9756 | 41.653 | 37.0006 | 39.1622
|  | PHES |  | 1.067 | 1.067 | 3.267 | 3.267 | 3.267 | 3.267 | 3.267 | 3.267 | 5.265 | 5.265 | 5.265 | 5.265 | 5.265 | 5.265 | 5.265 | 5.265 | 5.265 | 5.265 | 5.265 | 5.265 | 5.265 | 5.265 | 5.265 | 5.265
|  | Coordinated CER |  | 0.62533 | 0.89336 | 1.2086 | 1.6139 | 1.9605 | 2.3575 | 2.8093 | 3.3154 | 3.8776 | 4.5216 | 5.2374 | 6.0273 | 6.9001 | 7.8213 | 8.9432 | 10.149 | 11.4716 | 12.8772 | 14.3722 | 15.9244 | 17.5354 | 19.2183 | 20.9778 | 22.803
|  | Wind |  | 13.9031 | 15.4212 | 19.0734 | 24.8738 | 28.4086 | 30.9189 | 31.9443 | 33.0506 | 35.3661 | 35.742 | 37.4419 | 38.6081 | 42.2601 | 44.0605 | 44.2997 | 46.1214 | 47.8464 | 48.9365 | 48.7342 | 48.8138 | 48.5519 | 48.8933 | 49.2581 | 48.0628
|  | Offshore Wind |  | 0 | 0 | 0 | 0 | 0 | 2 | 2.667 | 3.333 | 4 | 5 | 6 | 7 | 9.2104 | 10.2104 | 10.2104 | 10.2104 | 10.743 | 10.743 | 10.743 | 10.743 | 10.743 | 10.7746 | 10.7783 | 10.7783
|  | Solar |  | 11.3102 | 20.546 | 27.3189 | 31.2427 | 31.7636 | 32.7078 | 35.8795 | 35.879 | 38.4778 | 39.4799 | 41.3003 | 42.7445 | 46.8984 | 51.8279 | 52.9785 | 53.5592 | 58.7358 | 58.3568 | 57.8921 | 58.7686 | 58.0185 | 58.7354 | 62.5615 | 63.0365
|  | Distributed PV |  | 29.2893 | 31.4627 | 33.5954 | 35.8426 | 38.1632 | 39.9422 | 41.6208 | 43.3604 | 45.2673 | 47.2521 | 49.5252 | 51.8077 | 54.3095 | 56.9684 | 59.8914 | 62.783 | 65.8102 | 68.7555 | 71.9252 | 74.9365 | 77.7421 | 80.7269 | 83.6981 | 86.6556
NEM annual generation
Select Region | NEM
|  | Generation (TWh) |  | 2026-27 | 2027-28 | 2028-29 | 2029-30 | 2030-31 | 2031-32 | 2032-33 | 2033-34 | 2034-35 | 2035-36 | 2036-37 | 2037-38 | 2038-39 | 2039-40 | 2040-41 | 2041-42 | 2042-43 | 2043-44 | 2044-45 | 2045-46 | 2046-47 | 2047-48 | 2048-49 | 2049-50
|  | Black Coal |  | 73.498 | 58.3867 | 46.3386 | 32.5581 | 30.3702 | 26.6601 | 26.7944 | 20.01 | 16.3505 | 18.1463 | 17.225 | 13.3672 | 10.3704 | 10.3988 | 7.7281 | 7.7281 | 6.4246 | 5.5765 | 4.698 | 3.8347 | 2.9714 | 2.9795 | 2.9714 | 0
|  | Brown Coal |  | 31.6574 | 22.0759 | 15.8604 | 9.6313 | 8.0641 | 7.8427 | 7.8213 | 7.8213 | 0 | 0 | 0 | 0 | 0 | 0 | 0 | 0 | 0 | 0 | 0 | 0 | 0 | 0 | 0 | 0
|  | Hydro |  | 17.0512 | 19.5403 | 14.0224 | 14.8744 | 14.6218 | 12.8274 | 13.3961 | 10.9464 | 15.4517 | 14.9472 | 14.1331 | 16.0844 | 13.5173 | 13.0029 | 10.5096 | 9.3468 | 10.3028 | 10.1928 | 9.8933 | 9.3669 | 11.2993 | 11.1037 | 10.887 | 8.7563
|  | OCGT |  | 0.37967 | 0.1223 | 0.41521 | 0.24773 | 0.92598 | 0.282 | 0.89311 | 1.4014 | 1.5222 | 2.454 | 3.6234 | 3.8734 | 1.9326 | 3.1536 | 4.8374 | 4.8926 | 3.7269 | 3.2747 | 5.0583 | 6.5902 | 7.5481 | 4.9527 | 9.8453 | 7.1987
|  | Liquid Fuel |  | 0.0078529 | 1.8426e-08 | 2.2129e-08 | 0.0065171 | 0.058598 | 0.026176 | 0.071032 | 0.068995 | 0.079976 | 0.13419 | 0.20064 | 0.17247 | 0.027106 | 0.036628 | 0.055657 | 0.064399 | 0.0591 | 0.013885 | 0.069592 | 0.09063 | 0.03132 | 0.010733 | 0.034394 | 0.0094621
|  | Biomass |  | 0.26911 | 0.25941 | 0.23709 | 0.23175 | 0.23191 | 0.22731 | 0.22808 | 0.20935 | 0.18644 | 0.19977 | 0.18411 | 0.17818 | 0.12211 | 0.11577 | 0.11489 | 0.12011 | 0.10786 | 0.094303 | 0.081052 | 0.090151 | 0.097769 | 0.089754 | 0.09072 | 0.073479
|  | H2 Reciprocating Engine |  | 0 | 0 | 3.0475e-09 | 5.8577e-09 | 9.6874e-09 | 1.0899e-08 | 1.115e-12 | 0.0028432 | 3.21e-12 | 6.13e-12 | 0.028455 | 0.10855 | 0.039133 | 0.0016416 | 0.046324 | 0.015617 | 0.014269 | 5.618e-11 | 0.078994 | 0.102 | 0.13771 | 0.050508 | 0.16487 | 0.20467
|  | CCGT |  | 4.4226 | 2.9151 | 3.6507 | 2.4536 | 2.0477 | 0.96122 | 2.0558 | 2.7419 | 2.3321 | 3.1326 | 4.1005 | 3.4197 | 0.77939 | 1.575 | 1.5695 | 1.4009 | 1.3917 | 0.85615 | 1.2076 | 0.88737 | 0.8967 | 0.87023 | 1.1417 | 0.93945
|  | Utility Scale Battery |  | 6.916 | 21.1901 | 28.2813 | 34.4502 | 36.5857 | 39.2916 | 42.7037 | 48.0134 | 49.6029 | 47.6186 | 43.6001 | 43.8163 | 42.4112 | 42.2598 | 41.8209 | 39.5588 | 36.8444 | 38.5431 | 38.0741 | 36.4113 | 38.5506 | 44.0116 | 39.1776 | 45.014
|  | PHES |  | 0.18459 | 0.88784 | 3.3491 | 5.5621 | 6.2262 | 6.6476 | 7.2324 | 7.7348 | 7.9531 | 9.3907 | 10.6388 | 11.733 | 11.2373 | 10.6474 | 10.7386 | 10.2572 | 10.877 | 10.3015 | 9.222 | 8.5543 | 10.1531 | 10.0864 | 10.0096 | 9.6168
|  | Coordinated CER |  | 0.25886 | 0.46747 | 0.59486 | 0.83548 | 1.0666 | 1.3647 | 1.683 | 2.088 | 2.5728 | 2.9819 | 3.2903 | 3.9146 | 4.2382 | 4.6864 | 5.5201 | 6.0059 | 6.1939 | 7.0557 | 7.5313 | 7.9755 | 9.6261 | 10.8024 | 11.3407 | 12.5261
|  | Wind |  | 41.902 | 47.2202 | 59.183 | 81.6026 | 90.8621 | 97.6707 | 98.7549 | 108.8778 | 116.9942 | 115.9816 | 118.6818 | 124.167 | 127.0471 | 121.4215 | 126.5897 | 136.406 | 136.7697 | 140.2935 | 140.749 | 143.3742 | 143.5878 | 144.9446 | 139.1543 | 143.7881
|  | Offshore Wind |  | 0 | 0 | 0 | 0 | 0 | 8.3872 | 11.4175 | 13.4162 | 16.9241 | 21.8598 | 24.9632 | 26.6693 | 38.9314 | 39.1951 | 41.6914 | 40.215 | 43.6642 | 43.4464 | 43.3855 | 44.8124 | 42.2888 | 43.0357 | 44.0635 | 45.4295
|  | Solar |  | 22.5303 | 45.0668 | 58.2262 | 64.9937 | 65.3738 | 66.8741 | 69.8958 | 74.2801 | 79.033 | 78.6642 | 79.4709 | 80.6015 | 82.6391 | 87.0849 | 85.4649 | 86.7948 | 87.2157 | 89.478 | 90.1521 | 89.4305 | 93.8938 | 98.6291 | 98.5898 | 102.7493
|  | Distributed PV |  | 32.4146 | 37.12 | 41.8182 | 44.5539 | 49.3987 | 52.8684 | 55.0995 | 59.5249 | 62.7109 | 64.7902 | 64.5506 | 65.855 | 70.9901 | 79.1623 | 82.3207 | 82.1871 | 75.8963 | 84.441 | 93.17 | 97.2192 | 102.9233 | 108.0885 | 112.0147 | 120.6501
Forecast Coal Retirements
|  | Coal capacity (GW) |  | 2026-27 | 2027-28 | 2028-29 | 2029-30 | 2030-31 | 2031-32 | 2032-33 | 2033-34 | 2034-35 | 2035-36 | 2036-37 | 2037-38 | 2038-39 | 2039-40 | 2040-41 | 2041-42 | 2042-43 | 2043-44 | 2044-45 | 2045-46 | 2046-47 | 2047-48 | 2048-49 | 2049-50
|  | NSW Coal |  | 16.61 | 16.61 | 16.61 | 9.53 | 6.79 | 6.79 | 6.79 | 2.78 | 2.78 | 2.78 | 2.78 | 2.78 | 2.78 | 2.78 | 0 | 0 | 0 | 0 | 0 | 0 | 0 | 0 | 0 | 0
|  | QLD Coal |  | 16.26 | 16.26 | 16.26 | 11.5 | 11.5 | 11.5 | 11.5 | 11.5 | 11.5 | 11.5 | 10.1 | 7.8 | 7.8 | 7.8 | 7.8 | 7.8 | 6.312 | 5.582 | 4.852 | 4.122 | 3.392 | 3.392 | 3.392 | 0
|  | VIC Coal |  | 9.64 | 9.64 | 6.74 | 5.58 | 4.42 | 4.42 | 4.42 | 4.42 | 0 | 0 | 0 | 0 | 0 | 0 | 0 | 0 | 0 | 0 | 0 | 0 | 0 | 0 | 0 | 0
|  | Total |  | 42.51 | 42.51 | 39.61 | 26.61 | 22.71 | 22.71 | 22.71 | 18.7 | 14.28 | 14.28 | 12.88 | 10.58 | 10.58 | 10.58 | 7.8 | 7.8 | 6.312 | 5.582 | 4.852 | 4.122 | 3.392 | 3.392 | 3.392 | 0
NEM relative change in capacity by year
Select Region | NEM
|  | Capacity (GW) |  |  | 2027-28 | 2028-29 | 2029-30 | 2030-31 | 2031-32 | 2032-33 | 2033-34 | 2034-35 | 2035-36 | 2036-37 | 2037-38 | 2038-39 | 2039-40 | 2040-41 | 2041-42 | 2042-43 | 2043-44 | 2044-45 | 2045-46 | 2046-47 | 2047-48 | 2048-49 | 2049-50
|  | Black Coal |  |  | 0 | 0 | -5.92 | -1.37 | 0 | 0 | -2.005 | 0 | 0 | -0.7 | -1.15 | 0 | 0 | -1.39 | 0 | -0.744 | -0.365 | -0.365 | -0.365 | -0.365 | 0 | 0 | -1.696
|  | Brown Coal |  |  | 0 | -1.45 | -0.58 | -0.58 | 0 | 0 | 0 | -2.21 | 0 | 0 | 0 | 0 | 0 | 0 | 0 | 0 | 0 | 0 | 0 | 0 | 0 | 0 | 0
|  | Hydro |  |  | 0 | 0 | 0 | 0.39 | 0 | 0 | 0 | 0 | 0 | 0 | 0 | 0 | 0 | 0 | 0 | 0 | 0 | 0 | 0 | 0 | 0 | 0 | 0
|  | OCGT |  |  | 0 | 0.117 | 0 | -0.246 | 0.39988 | 0 | -0.17 | 0.21731 | -0.068729 | -0.030364 | 0.41567 | 4.5042 | -0.44 | 0.20034 | 0.21221 | 0.52725 | 0.21137 | -0.80263 | 0.15424 | 0.10405 | 0.8946 | 0 | 1.3803
|  | Liquid Fuel |  |  | -0.1365 | 0 | 0 | 0 | 0 | 0 | -0.292 | 0 | 0 | 0 | 0 | 0 | 0 | 0 | 0 | 0 | 0 | -0.1315 | 0 | -0.154 | 0 | 0 | 0
|  | Biomass |  |  | 0 | 0 | 0 | 0 | 0 | 0 | 0 | 0 | 0 | 0 | 0 | 0 | 0 | 0 | 0 | 0 | 0 | 0 | 0 | 0 | 0 | 0 | 0
|  | H2 Reciprocating Engine |  |  | 0 | 0.4 | 0 | 0 | 0 | 0 | 0 | 0 | 0 | 0 | 0 | 0 | 0 | 0 | 0 | 0 | 0 | 0 | 0 | 0 | 0 | 0 | 0
|  | CCGT |  |  | -0.18 | -0.6 | 0 | 0 | 0 | 0 | 0 | 0 | 0 | -0.385 | -0.529 | -0.0874 | -0.057 | -0.5 | 0 | 0 | -0.4 | 0 | -0.6445 | 0 | -0.244 | 0 | 0
|  | Utility Scale Battery |  |  | 7.664 | 3.8068 | 2.8124 | 0.66613 | 0.45341 | 0.99239 | 0.66453 | 0.16292 | 0.0156 | -0.0656 | -0.24903 | 0.86562 | 1.292e-08 | -0.1024 | -0.22907 | 0.63936 | -0.037378 | -0.37577 | -0.72958 | -1.7137 | -2.1613 | -2.3262 | 1.0808
|  | PHES |  |  | 0 | 2.2 | 0 | 0 | 0 | 0 | 0 | 1.998 | 0 | 0 | 0 | 8.38e-09 | 5.06e-09 | 0 | 0 | 0 | 2.108e-08 | 0 | 0 | 0 | 0 | 0 | 0
|  | Coordinated CER |  |  | 0.26803 | 0.31523 | 0.40528 | 0.34659 | 0.39706 | 0.45183 | 0.50605 | 0.56218 | 0.64396 | 0.71582 | 0.78992 | 0.87281 | 0.92118 | 1.1219 | 1.2058 | 1.3226 | 1.4056 | 1.495 | 1.5522 | 1.6111 | 1.6829 | 1.7595 | 1.8252
|  | Wind |  |  | 1.5181 | 3.6522 | 5.8005 | 3.5348 | 2.5102 | 1.0254 | 1.1063 | 2.3156 | 0.37582 | 1.7 | 1.1662 | 3.652 | 1.8004 | 0.23922 | 1.8217 | 1.7249 | 1.0902 | -0.20234 | 0.079612 | -0.2619 | 0.34147 | 0.36473 | -1.1953
|  | Offshore Wind |  |  | 0 | 0 | 0 | 0 | 2 | 0.667 | 0.666 | 0.667 | 1 | 1 | 1 | 2.2104 | 1 | 0 | 0 | 0.53252 | 0 | 0 | 0 | 0 | 0.031679 | 0.0037015 | 0
|  | Solar |  |  | 9.2359 | 6.7728 | 3.9238 | 0.52099 | 0.94412 | 3.1717 | -0.0005 | 2.5989 | 1.002 | 1.8204 | 1.4442 | 4.1539 | 4.9295 | 1.1506 | 0.58061 | 5.1766 | -0.379 | -0.46467 | 0.87643 | -0.75002 | 0.71681 | 3.8261 | 0.47496
|  | Distributed PV |  |  | 2.1734 | 2.1327 | 2.2472 | 2.3206 | 1.779 | 1.6785 | 1.7397 | 1.9069 | 1.9848 | 2.2731 | 2.2825 | 2.5018 | 2.6589 | 2.923 | 2.8917 | 3.0272 | 2.9452 | 3.1698 | 3.0113 | 2.8056 | 2.9848 | 2.9712 | 2.9575
NEM relative change in generation by year
Select Region | NEM
|  | Generation (TWh) |  |  | 2027-28 | 2028-29 | 2029-30 | 2030-31 | 2031-32 | 2032-33 | 2033-34 | 2034-35 | 2035-36 | 2036-37 | 2037-38 | 2038-39 | 2039-40 | 2040-41 | 2041-42 | 2042-43 | 2043-44 | 2044-45 | 2045-46 | 2046-47 | 2047-48 | 2048-49 | 2049-50
|  | Black Coal |  |  | -15.1112 | -12.0481 | -13.7805 | -2.1879 | -3.7102 | 0.13436 | -6.7844 | -3.6595 | 1.7958 | -0.92134 | -3.8577 | -2.9969 | 0.028412 | -2.6707 | -9.4801e-10 | -1.3035 | -0.84806 | -0.87853 | -0.8633 | -0.8633 | 0.0081408 | -0.0081408 | -2.9714
|  | Brown Coal |  |  | -9.5815 | -6.2155 | -6.2291 | -1.5672 | -0.2214 | -0.021428 | -1.0793e-09 | -7.8213 | 0 | 0 | 0 | 0 | 0 | 0 | 0 | 0 | 0 | 0 | 0 | 0 | 0 | 0 | 0
|  | Hydro |  |  | 2.4891 | -5.5179 | 0.85204 | -0.25264 | -1.7944 | 0.56868 | -2.4497 | 4.5053 | -0.50453 | -0.81416 | 1.9513 | -2.5671 | -0.51441 | -2.4933 | -1.1628 | 0.95604 | -0.11002 | -0.29947 | -0.52645 | 1.9325 | -0.19561 | -0.21677 | -2.1306
|  | OCGT |  |  | -0.25737 | 0.29292 | -0.16749 | 0.67825 | -0.64398 | 0.61111 | 0.5083 | 0.12074 | 0.93183 | 1.1694 | 0.24999 | -1.9408 | 1.221 | 1.6838 | 0.055241 | -1.1657 | -0.45225 | 1.7836 | 1.532 | 0.95782 | -2.5953 | 4.8926 | -2.6466
|  | Liquid Fuel |  |  | -0.0078529 | 3.703e-09 | 0.0065171 | 0.052081 | -0.032422 | 0.044856 | -0.0020372 | 0.010981 | 0.054217 | 0.066451 | -0.028176 | -0.14536 | 0.0095219 | 0.019029 | 0.0087426 | -0.0052995 | -0.045215 | 0.055708 | 0.021037 | -0.05931 | -0.020587 | 0.023661 | -0.024932
|  | Biomass |  |  | -0.0096997 | -0.022319 | -0.0053364 | 0.00016191 | -0.0045997 | 0.00076707 | -0.018735 | -0.022901 | 0.013329 | -0.015664 | -0.0059337 | -0.056069 | -0.0063324 | -0.00088419 | 0.0052197 | -0.012245 | -0.013562 | -0.013251 | 0.0090988 | 0.0076176 | -0.0080142 | 0.00096537 | -0.01724
|  | H2 Reciprocating Engine |  |  | 0 | 3.0475e-09 | 2.8102e-09 | 3.8297e-09 | 1.2117e-09 | -1.0898e-08 | 0.0028432 | -0.0028432 | 2.92e-12 | 0.028455 | 0.080094 | -0.069416 | -0.037492 | 0.044682 | -0.030707 | -0.0013475 | -0.014269 | 0.078994 | 0.023001 | 0.035711 | -0.087199 | 0.11436 | 0.039808
|  | CCGT |  |  | -1.5075 | 0.73563 | -1.1971 | -0.40591 | -1.0865 | 1.0946 | 0.68605 | -0.40978 | 0.80051 | 0.96785 | -0.68076 | -2.6403 | 0.79558 | -0.0054443 | -0.16865 | -0.0092155 | -0.53552 | 0.35142 | -0.3202 | 0.0093342 | -0.026473 | 0.27145 | -0.20222
|  | Utility Scale Battery |  |  | 7.137 | 3.6202 | 4.4355 | 1.1727 | 1.4062 | 1.7517 | 2.7532 | 0.88694 | -1.1551 | -2.1851 | 0.096335 | -0.80226 | -0.057156 | -0.29357 | -1.1465 | -1.4904 | 0.8213 | -0.23665 | -0.90065 | 1.2487 | 2.7672 | -2.5555 | 3.1286
|  | PHES |  |  | 0.70325 | 2.4613 | 2.2129 | 0.66407 | 0.42146 | 0.5848 | 0.50239 | 0.21831 | 1.4376 | 1.2482 | 1.0941 | -0.49565 | -0.58995 | 0.09126 | -0.48146 | 0.61978 | -0.5755 | -1.0794 | -0.66772 | 1.5988 | -0.066731 | -0.07676 | -0.39286
|  | Coordinated CER |  |  | 0.20861 | 0.12739 | 0.24062 | 0.23111 | 0.29808 | 0.31835 | 0.40502 | 0.4848 | 0.40907 | 0.30843 | 0.62421 | 0.32363 | 0.44818 | 0.83375 | 0.48581 | 0.18797 | 0.86182 | 0.47564 | 0.44418 | 1.6506 | 1.1762 | 0.53836 | 1.1854
|  | Wind |  |  | 5.3182 | 11.9628 | 22.4196 | 9.2595 | 6.8086 | 1.0842 | 10.123 | 8.1164 | -1.0125 | 2.7002 | 5.4852 | 2.8801 | -5.6255 | 5.1682 | 9.8163 | 0.36367 | 3.5238 | 0.45548 | 2.6252 | 0.21357 | 1.3568 | -5.7903 | 4.6338
|  | Offshore Wind |  |  | 0 | 0 | 0 | 0 | 8.3872 | 3.0303 | 1.9988 | 3.5079 | 4.9357 | 3.1035 | 1.7061 | 12.2621 | 0.26365 | 2.4963 | -1.4765 | 3.4492 | -0.21778 | -0.06092 | 1.4269 | -2.5235 | 0.74682 | 1.0278 | 1.366
|  | Solar |  |  | 22.5365 | 13.1594 | 6.7675 | 0.38006 | 1.5003 | 3.0217 | 4.3843 | 4.7529 | -0.36879 | 0.80672 | 1.1305 | 2.0376 | 4.4458 | -1.62 | 1.3299 | 0.42093 | 2.2623 | 0.67408 | -0.72159 | 4.4633 | 4.7353 | -0.03931 | 4.1595
|  | Distributed PV |  |  | 4.7054 | 4.6982 | 2.7357 | 4.8448 | 3.4697 | 2.2311 | 4.4254 | 3.186 | 2.0793 | -0.2396 | 1.3044 | 5.135 | 8.1723 | 3.1584 | -0.1336 | -6.2908 | 8.5446 | 8.729 | 4.0492 | 5.7041 | 5.1652 | 3.9262 | 8.6354
NEM emissions trajectory
Select Region | NEM
|  | Emissions (Mt CO2-e) | Total | 2026-27 | 2027-28 | 2028-29 | 2029-30 | 2030-31 | 2031-32 | 2032-33 | 2033-34 | 2034-35 | 2035-36 | 2036-37 | 2037-38 | 2038-39 | 2039-40 | 2040-41 | 2041-42 | 2042-43 | 2043-44 | 2044-45 | 2045-46 | 2046-47 | 2047-48 | 2048-49 | 2049-50
|  | BaseCase SC | 583 | 104.41 | 79.0322 | 60.8242 | 40.6651 | 37.2583 | 32.9643 | 34.0125 | 28.3367 | 15.9084 | 18.3519 | 18.6899 | 15.3179 | 10.3311 | 11.347 | 10.0212 | 9.9723 | 8.2178 | 7.0084 | 7.4324 | 7.4317 | 7.1443 | 5.6166 | 8.4231 | 4.2826

## Nodal (hidden)
Nodal outcomes for BaseCase SC
Select Case | BaseCase SC
Select Node | SNW
Note: all costs are based on 30 June 2025 real dollars ($m) and if discounted, are discounted to 30 June 2025, using a discount rate of 7%
SNW annual capacity
|  | Capacity (GW) | 2026-27 | 2027-28 | 2028-29 | 2029-30 | 2030-31 | 2031-32 | 2032-33 | 2033-34 | 2034-35 | 2035-36 | 2036-37 | 2037-38 | 2038-39 | 2039-40 | 2040-41 | 2041-42 | 2042-43 | 2043-44 | 2044-45 | 2045-46 | 2046-47 | 2047-48 | 2048-49 | 2049-50
|  | Black Coal | 4.2 | 4.2 | 4.2 | 1.32 | 1.32 | 1.32 | 1.32 | 0 | 0 | 0 | 0 | 0 | 0 | 0 | 0 | 0 | 0 | 0 | 0 | 0 | 0 | 0 | 0 | 0
|  | Brown Coal | 0 | 0 | 0 | 0 | 0 | 0 | 0 | 0 | 0 | 0 | 0 | 0 | 0 | 0 | 0 | 0 | 0 | 0 | 0 | 0 | 0 | 0 | 0 | 0
|  | Hydro | 0 | 0 | 0 | 0 | 0 | 0 | 0 | 0 | 0 | 0 | 0 | 0 | 0 | 0 | 0 | 0 | 0 | 0 | 0 | 0 | 0 | 0 | 0 | 0
|  | OCGT | 1.6205 | 1.6205 | 1.6205 | 1.6205 | 1.6205 | 1.6205 | 1.6205 | 1.6205 | 1.6205 | 1.6205 | 1.5997 | 1.8496 | 4.2385 | 4.2385 | 4.2385 | 4.3549 | 4.8293 | 4.8293 | 4.7036 | 4.7876 | 4.7876 | 4.7876 | 4.7876 | 4.7876
|  | Liquid Fuel | 0 | 0 | 0 | 0 | 0 | 0 | 0 | 0 | 0 | 0 | 0 | 0 | 0 | 0 | 0 | 0 | 0 | 0 | 0 | 0 | 0 | 0 | 0 | 0
|  | Biomass | 0 | 0 | 0 | 0 | 0 | 0 | 0 | 0 | 0 | 0 | 0 | 0 | 0 | 0 | 0 | 0 | 0 | 0 | 0 | 0 | 0 | 0 | 0 | 0
|  | H2 Reciprocating Engine | 0 | 0 | 0 | 0 | 0 | 0 | 0 | 0 | 0 | 0 | 0 | 0 | 0 | 0 | 0 | 0 | 0 | 0 | 0 | 0 | 0 | 0 | 0 | 0
|  | CCGT | 0.72 | 0.72 | 0.72 | 0.72 | 0.72 | 0.72 | 0.72 | 0.72 | 0.72 | 0.72 | 0.72 | 0.72 | 0.72 | 0.72 | 0.72 | 0.72 | 0.72 | 0.32 | 0.32 | 0.32 | 0.32 | 0.32 | 0.32 | 0.32
|  | Utility Scale Battery | 0.72503 | 2.0331 | 3.2039 | 3.8152 | 4.5153 | 4.7007 | 5.5253 | 5.998 | 5.998 | 5.998 | 5.948 | 5.948 | 5.948 | 5.948 | 5.883 | 5.883 | 5.883 | 5.883 | 5.883 | 5.423 | 5.423 | 4.355 | 3.1842 | 2.5729
|  | PHES | 0 | 0 | 0 | 0 | 0 | 0 | 0 | 0 | 0 | 0 | 0 | 0 | 0 | 0 | 0 | 0 | 0 | 0 | 0 | 0 | 0 | 0 | 0 | 0
|  | Coordinated CER | 0.14139 | 0.20475 | 0.27983 | 0.37632 | 0.45128 | 0.53743 | 0.63626 | 0.74626 | 0.86843 | 1.0094 | 1.1671 | 1.3407 | 1.5338 | 1.7388 | 1.9942 | 2.2687 | 2.5693 | 2.8868 | 3.2258 | 3.5774 | 3.9451 | 4.3271 | 4.7259 | 5.1423
|  | Wind | 0 | 0 | 1.473e-08 | 2.325e-08 | 4.909e-08 | 7.096e-08 | 7.096e-08 | 7.096e-08 | 0.071 | 0.071 | 0.071 | 0.071 | 0.071 | 0.071 | 0.071 | 0.071 | 0.071 | 0.071 | 0.071 | 0.071 | 0.071 | 0.071 | 0.071 | 0.071
|  | Offshore Wind | 0 | 0 | 0 | 0 | 0 | 0 | 0 | 0 | 0 | 0 | 0 | 0 | 1.2104 | 1.2104 | 1.2104 | 1.2104 | 1.743 | 1.743 | 1.743 | 1.743 | 1.743 | 1.7746 | 1.7783 | 1.7783
|  | Solar | 3.004e-08 | 4.1e-08 | 5.409e-08 | 6.927e-08 | 1.0242e-07 | 1.4627e-07 | 1.4627e-07 | 1.4627e-07 | 1.4728e-07 | 1.4972e-07 | 1.55e-07 | 0.89 | 0.89 | 0.89 | 0.89 | 0.89 | 0.89 | 0.89 | 0.89 | 0.89 | 0.89 | 0.89 | 0.89 | 0.89
|  | Distributed PV | 5.8665 | 6.3373 | 6.804 | 7.277 | 7.7558 | 8.1586 | 8.5498 | 8.9264 | 9.338 | 9.7613 | 10.2516 | 10.7549 | 11.314 | 11.9061 | 12.5466 | 13.1735 | 13.8108 | 14.4234 | 15.1152 | 15.7744 | 16.3954 | 17.051 | 17.6934 | 18.3379
SNW annual generation
|  | Generation (TWh) | 2026-27 | 2027-28 | 2028-29 | 2029-30 | 2030-31 | 2031-32 | 2032-33 | 2033-34 | 2034-35 | 2035-36 | 2036-37 | 2037-38 | 2038-39 | 2039-40 | 2040-41 | 2041-42 | 2042-43 | 2043-44 | 2044-45 | 2045-46 | 2046-47 | 2047-48 | 2048-49 | 2049-50
|  | Black Coal | 12.6858 | 10.0717 | 3.1568 | 3.1568 | 3.1568 | 3.1654 | 4.2374 | 0 | 0 | 0 | 0 | 0 | 0 | 0 | 0 | 0 | 0 | 0 | 0 | 0 | 0 | 0 | 0 | 0
|  | Brown Coal | 0 | 0 | 0 | 0 | 0 | 0 | 0 | 0 | 0 | 0 | 0 | 0 | 0 | 0 | 0 | 0 | 0 | 0 | 0 | 0 | 0 | 0 | 0 | 0
|  | Hydro | 0 | 0 | 0 | 0 | 0 | 0 | 0 | 0 | 0 | 0 | 0 | 0 | 0 | 0 | 0 | 0 | 0 | 0 | 0 | 0 | 0 | 0 | 0 | 0
|  | OCGT | 0.033034 | 0.025378 | 0.044045 | 0.011011 | 0.055803 | 0.048353 | 0.21236 | 0.69602 | 0.41704 | 0.733 | 1.1054 | 1.2515 | 0.54009 | 1.1774 | 2.1887 | 2.0841 | 1.3212 | 1.8138 | 2.1633 | 3.3746 | 3.3015 | 2.6628 | 4.2987 | 3.4336
|  | Liquid Fuel | 0 | 0 | 0 | 0 | 0 | 0 | 0 | 0 | 0 | 0 | 0 | 0 | 0 | 0 | 0 | 0 | 0 | 0 | 0 | 0 | 0 | 0 | 0 | 0
|  | Biomass | 0 | 0 | 0 | 0 | 0 | 0 | 0 | 0 | 0 | 0 | 0 | 0 | 0 | 0 | 0 | 0 | 0 | 0 | 0 | 0 | 0 | 0 | 0 | 0
|  | H2 Reciprocating Engine | 0 | 0 | 0 | 0 | 0 | 0 | 0 | 0 | 0 | 0 | 0 | 0 | 0 | 0 | 0 | 0 | 0 | 0 | 0 | 0 | 0 | 0 | 0 | 0
|  | CCGT | 0.5256 | 0.52704 | 0.5256 | 0.36804 | 0.53656 | 0.23787 | 0.73621 | 0.9718 | 0.98588 | 1.2005 | 1.7747 | 1.6051 | 0.33761 | 0.95127 | 1.1525 | 1.0959 | 0.99468 | 0.44591 | 0.45313 | 0.65186 | 0.62142 | 0.70197 | 0.9173 | 0.69692
|  | Utility Scale Battery | 0.42898 | 1.6118 | 2.7855 | 3.8967 | 4.2812 | 4.7111 | 6.044 | 7.3542 | 7.5373 | 7.0417 | 6.4335 | 6.5736 | 6.3556 | 6.707 | 6.4365 | 6.0179 | 4.8654 | 5.0293 | 4.8986 | 4.601 | 4.9412 | 4.8247 | 3.3749 | 3.1599
|  | PHES | 0 | 0 | 0 | 0 | 0 | 0 | 0 | 0 | 0 | 0 | 0 | 0 | 0 | 0 | 0 | 0 | 0 | 0 | 0 | 0 | 0 | 0 | 0 | 0
|  | Coordinated CER | 0.059709 | 0.09618 | 0.1405 | 0.19866 | 0.26307 | 0.33992 | 0.41938 | 0.51233 | 0.62535 | 0.74473 | 0.85758 | 1.0447 | 1.2121 | 1.4435 | 1.6638 | 1.7919 | 1.8428 | 2.1394 | 2.3326 | 2.4907 | 2.7989 | 3.2466 | 3.3423 | 4.0794
|  | Wind | 0 | 0 | 3.5409e-08 | 5.2291e-08 | 1.1406e-07 | 1.6192e-07 | 1.8606e-07 | 1.8653e-07 | 0.18942 | 0.19013 | 0.18981 | 0.2047 | 0.2077 | 0.17693 | 0.19116 | 0.18655 | 0.19663 | 0.18109 | 0.19685 | 0.1862 | 0.18655 | 0.18379 | 0.19327 | 0.19359
|  | Offshore Wind | 0 | 0 | 0 | 0 | 0 | 0 | 0 | 0 | 0 | 0 | 0 | 0 | 4.8046 | 4.2123 | 4.8814 | 4.6539 | 7.1632 | 6.2939 | 6.877 | 6.5199 | 6.6258 | 6.8223 | 7.0644 | 6.9432
|  | Solar | 4.6912e-08 | 6.8166e-08 | 8.325e-08 | 1.0308e-07 | 1.5196e-07 | 2.2805e-07 | 2.8236e-07 | 2.9674e-07 | 2.8829e-07 | 2.6124e-07 | 2.3723e-07 | 1.7634 | 1.9038 | 1.9205 | 1.8094 | 1.8316 | 1.6237 | 1.651 | 1.7776 | 1.8597 | 1.8205 | 1.9129 | 1.8627 | 1.9474
|  | Distributed PV | 7.0223 | 7.8912 | 9.1906 | 10.0546 | 10.4785 | 11.4545 | 11.8485 | 13.1415 | 13.5717 | 13.9727 | 13.823 | 13.9285 | 15.4807 | 17.3371 | 18.4247 | 18.0122 | 16.8393 | 18.2834 | 20.7408 | 22.1846 | 22.6074 | 24.2442 | 24.7856 | 27.225
SNW relative change in capacity by year
This displays the year on year difference for each technology
|  | Capacity (GW) |  | 2027-28 | 2028-29 | 2029-30 | 2030-31 | 2031-32 | 2032-33 | 2033-34 | 2034-35 | 2035-36 | 2036-37 | 2037-38 | 2038-39 | 2039-40 | 2040-41 | 2041-42 | 2042-43 | 2043-44 | 2044-45 | 2045-46 | 2046-47 | 2047-48 | 2048-49 | 2049-50
|  | Black Coal |  | 0 | 0 | -2.88 | 0 | 0 | 0 | -1.32 | 0 | 0 | 0 | 0 | 0 | 0 | 0 | 0 | 0 | 0 | 0 | 0 | 0 | 0 | 0 | 0
|  | Brown Coal |  | 0 | 0 | 0 | 0 | 0 | 0 | 0 | 0 | 0 | 0 | 0 | 0 | 0 | 0 | 0 | 0 | 0 | 0 | 0 | 0 | 0 | 0 | 0
|  | Hydro |  | 0 | 0 | 0 | 0 | 0 | 0 | 0 | 0 | 0 | 0 | 0 | 0 | 0 | 0 | 0 | 0 | 0 | 0 | 0 | 0 | 0 | 0 | 0
|  | OCGT |  | 0 | 0 | 0 | 0 | 0 | 0 | 0 | 0 | 0 | -0.0208 | 0.24995 | 2.3889 | 0 | 0 | 0.1164 | 0.47437 | 0 | -0.1257 | 0.083976 | 0 | 0 | 0 | 0
|  | Liquid Fuel |  | 0 | 0 | 0 | 0 | 0 | 0 | 0 | 0 | 0 | 0 | 0 | 0 | 0 | 0 | 0 | 0 | 0 | 0 | 0 | 0 | 0 | 0 | 0
|  | Biomass |  | 0 | 0 | 0 | 0 | 0 | 0 | 0 | 0 | 0 | 0 | 0 | 0 | 0 | 0 | 0 | 0 | 0 | 0 | 0 | 0 | 0 | 0 | 0
|  | H2 Reciprocating Engine |  | 0 | 0 | 0 | 0 | 0 | 0 | 0 | 0 | 0 | 0 | 0 | 0 | 0 | 0 | 0 | 0 | 0 | 0 | 0 | 0 | 0 | 0 | 0
|  | CCGT |  | 0 | 0 | 0 | 0 | 0 | 0 | 0 | 0 | 0 | 0 | 0 | 0 | 0 | 0 | 0 | 0 | -0.4 | 0 | 0 | 0 | 0 | 0 | 0
|  | Utility Scale Battery |  | 1.308 | 1.1708 | 0.6113 | 0.70013 | 0.1854 | 0.82462 | 0.4727 | 0 | 0 | -0.05 | 0 | 0 | 0 | -0.06498 | 0 | 0 | 0 | 0 | -0.46 | -1.1283e-07 | -1.068 | -1.1708 | -0.6113
|  | PHES |  | 0 | 0 | 0 | 0 | 0 | 0 | 0 | 0 | 0 | 0 | 0 | 0 | 0 | 0 | 0 | 0 | 0 | 0 | 0 | 0 | 0 | 0 | 0
|  | Coordinated CER |  | 0.063365 | 0.075078 | 0.096487 | 0.074965 | 0.08615 | 0.098831 | 0.10999 | 0.12218 | 0.14101 | 0.15762 | 0.17363 | 0.19315 | 0.20498 | 0.25537 | 0.27448 | 0.30059 | 0.3175 | 0.339 | 0.35165 | 0.36769 | 0.38193 | 0.39889 | 0.41636
|  | Wind |  | 0 | 1.473e-08 | 8.52e-09 | 2.584e-08 | 2.187e-08 | 0 | 0 | 0.071 | 0 | 0 | 0 | 0 | 0 | 0 | 0 | 0 | 0 | 0 | 0 | 0 | 0 | 0 | 0
|  | Offshore Wind |  | 0 | 0 | 0 | 0 | 0 | 0 | 0 | 0 | 0 | 0 | 0 | 1.2104 | 0 | 0 | 0 | 0.53252 | 0 | 0 | 0 | 0 | 0.031679 | 0.0037015 | 0
|  | Solar |  | 1.096e-08 | 1.309e-08 | 1.518e-08 | 3.315e-08 | 4.385e-08 | 0 | 0 | 1.01e-09 | 2.44e-09 | 5.28e-09 | 0.89 | 0 | 0 | 0 | 0 | 0 | 0 | 0 | 0 | 0 | 0 | 0 | 0
|  | Distributed PV |  | 0.47074 | 0.46673 | 0.47303 | 0.47877 | 0.40276 | 0.39123 | 0.3766 | 0.41164 | 0.42326 | 0.49031 | 0.50332 | 0.55913 | 0.59211 | 0.6405 | 0.62688 | 0.63726 | 0.61261 | 0.69178 | 0.65922 | 0.62101 | 0.65566 | 0.64232 | 0.64455
SNW relative change in generation by year
This displays the year on year difference for each technology
|  | Generation (TWh) |  | 2027-28 | 2028-29 | 2029-30 | 2030-31 | 2031-32 | 2032-33 | 2033-34 | 2034-35 | 2035-36 | 2036-37 | 2037-38 | 2038-39 | 2039-40 | 2040-41 | 2041-42 | 2042-43 | 2043-44 | 2044-45 | 2045-46 | 2046-47 | 2047-48 | 2048-49 | 2049-50
|  | Black Coal |  | -2.614 | -6.915 | -2.5834e-09 | -8.8166e-10 | 0.0086486 | 1.072 | -4.2374 | 0 | 0 | 0 | 0 | 0 | 0 | 0 | 0 | 0 | 0 | 0 | 0 | 0 | 0 | 0 | 0
|  | Brown Coal |  | 0 | 0 | 0 | 0 | 0 | 0 | 0 | 0 | 0 | 0 | 0 | 0 | 0 | 0 | 0 | 0 | 0 | 0 | 0 | 0 | 0 | 0 | 0
|  | Hydro |  | 0 | 0 | 0 | 0 | 0 | 0 | 0 | 0 | 0 | 0 | 0 | 0 | 0 | 0 | 0 | 0 | 0 | 0 | 0 | 0 | 0 | 0 | 0
|  | OCGT |  | -0.0076561 | 0.018667 | -0.033034 | 0.044791 | -0.00745 | 0.16401 | 0.48366 | -0.27898 | 0.31596 | 0.37245 | 0.14601 | -0.71137 | 0.6373 | 1.0113 | -0.10458 | -0.76287 | 0.49259 | 0.34943 | 1.2114 | -0.073176 | -0.63866 | 1.6359 | -0.8651
|  | Liquid Fuel |  | 0 | 0 | 0 | 0 | 0 | 0 | 0 | 0 | 0 | 0 | 0 | 0 | 0 | 0 | 0 | 0 | 0 | 0 | 0 | 0 | 0 | 0 | 0
|  | Biomass |  | 0 | 0 | 0 | 0 | 0 | 0 | 0 | 0 | 0 | 0 | 0 | 0 | 0 | 0 | 0 | 0 | 0 | 0 | 0 | 0 | 0 | 0 | 0
|  | H2 Reciprocating Engine |  | 0 | 0 | 0 | 0 | 0 | 0 | 0 | 0 | 0 | 0 | 0 | 0 | 0 | 0 | 0 | 0 | 0 | 0 | 0 | 0 | 0 | 0 | 0
|  | CCGT |  | 0.00144 | -0.00144 | -0.15756 | 0.16852 | -0.29869 | 0.49834 | 0.23559 | 0.014078 | 0.21459 | 0.57423 | -0.16955 | -1.2675 | 0.61366 | 0.20119 | -0.056541 | -0.10124 | -0.54877 | 0.0072149 | 0.19874 | -0.030443 | 0.080549 | 0.21533 | -0.22038
|  | Utility Scale Battery |  | 1.1828 | 1.1737 | 1.1112 | 0.38453 | 0.42989 | 1.3329 | 1.3102 | 0.18305 | -0.4956 | -0.60823 | 0.14009 | -0.21796 | 0.35139 | -0.27049 | -0.41859 | -1.1525 | 0.1639 | -0.13072 | -0.29754 | 0.3402 | -0.11654 | -1.4498 | -0.21505
|  | PHES |  | 0 | 0 | 0 | 0 | 0 | 0 | 0 | 0 | 0 | 0 | 0 | 0 | 0 | 0 | 0 | 0 | 0 | 0 | 0 | 0 | 0 | 0 | 0
|  | Coordinated CER |  | 0.036471 | 0.044319 | 0.058163 | 0.064409 | 0.076847 | 0.079459 | 0.09295 | 0.11303 | 0.11937 | 0.11285 | 0.18715 | 0.16734 | 0.23139 | 0.22033 | 0.12813 | 0.050867 | 0.29658 | 0.1932 | 0.1581 | 0.30827 | 0.44772 | 0.09564 | 0.73707
|  | Wind |  | 0 | 3.5409e-08 | 1.6882e-08 | 6.1768e-08 | 4.7864e-08 | 2.4139e-08 | 4.6887e-10 | 0.18942 | 0.00071524 | -0.00032315 | 0.014893 | 0.0029949 | -0.03077 | 0.014234 | -0.0046078 | 0.010078 | -0.015541 | 0.015757 | -0.010646 | 0.00035228 | -0.0027686 | 0.0094883 | 0.00031514
|  | Offshore Wind |  | 0 | 0 | 0 | 0 | 0 | 0 | 0 | 0 | 0 | 0 | 0 | 4.8046 | -0.59226 | 0.66903 | -0.22744 | 2.5092 | -0.86925 | 0.5831 | -0.35715 | 0.10596 | 0.19653 | 0.24208 | -0.1212
|  | Solar |  | 2.1254e-08 | 1.5084e-08 | 1.9828e-08 | 4.8885e-08 | 7.6083e-08 | 5.4313e-08 | 1.4378e-08 | -8.4434e-09 | -2.7054e-08 | -2.4009e-08 | 1.7634 | 0.14039 | 0.01668 | -0.11104 | 0.02217 | -0.20791 | 0.027269 | 0.12668 | 0.082029 | -0.03917 | 0.092441 | -0.050239 | 0.084743
|  | Distributed PV |  | 0.86885 | 1.2994 | 0.864 | 0.42391 | 0.97601 | 0.39402 | 1.2929 | 0.43023 | 0.40099 | -0.14972 | 0.10553 | 1.5522 | 1.8563 | 1.0876 | -0.41247 | -1.1729 | 1.444 | 2.4574 | 1.4439 | 0.42281 | 1.6368 | 0.54143 | 2.4393
SNW annual curtailment
|  | Curtailment (%) | 2026-27 | 2027-28 | 2028-29 | 2029-30 | 2030-31 | 2031-32 | 2032-33 | 2033-34 | 2034-35 | 2035-36 | 2036-37 | 2037-38 | 2038-39 | 2039-40 | 2040-41 | 2041-42 | 2042-43 | 2043-44 | 2044-45 | 2045-46 | 2046-47 | 2047-48 | 2048-49 | 2049-50
|  | Wind | 0% | 0% | 0% | 0% | 0% | 0% | 0% | 0% | 6.264e-05% | 6.47e-05% | 6.914e-05% | 6.616e-05% | 0.0004952% | 0.0005541% | 0.0005516% | 0.0004602% | 0.0005184% | 0.0006536% | 0.0003431% | 0.0003599% | 0.0002932% | 0.0003408% | 0.0003747% | 0.0004961%
|  | Offshore Wind | 0% | 0% | 0% | 0% | 0% | 0% | 0% | 0% | 0% | 0% | 0% | 0% | 1.738e-05% | 2.861e-05% | 2.025e-05% | 1.816e-05% | 2.919e-05% | 4.031e-05% | 1.543e-05% | 1.788e-05% | 1.374e-05% | 1.531e-05% | 1.681e-05% | 2.722e-05%
|  | Solar | 0% | 0% | 0% | 0% | 0% | 0% | 0% | 0% | 0% | 0% | 0% | 4.643e-05% | 4.253% | 0.000461% | 0.3095% | 0.0002842% | 1.4% | 2.38% | 3.257% | 4.813% | 0.7406% | 1.542% | 2.179% | 2.314%

## REZ (hidden)
REZ outcomes for BaseCase SC
Select Case | BaseCase SC
Select REZ | South West NSW | N5
South West NSW annual capacity
|  |  | Capacity (GW) | 2026-27 | 2027-28 | 2028-29 | 2029-30 | 2030-31 | 2031-32 | 2032-33 | 2033-34 | 2034-35 | 2035-36 | 2036-37 | 2037-38 | 2038-39 | 2039-40 | 2040-41 | 2041-42 | 2042-43 | 2043-44 | 2044-45 | 2045-46 | 2046-47 | 2047-48 | 2048-49 | 2049-50
|  |  | Solar | 0.90368 | 1.0137 | 1.8171 | 2.1552 | 2.2231 | 2.2231 | 2.2231 | 2.2231 | 2.2231 | 2.2231 | 2.2231 | 2.2231 | 2.2231 | 2.2231 | 2.2231 | 2.2231 | 2.2231 | 2.073 | 2.073 | 2.073 | 2.073 | 2.073 | 2.073 | 1.8734
|  |  | Wind | 0 | 0 | 3.217e-08 | 7.517e-08 | 1.336e-07 | 1.336e-07 | 1.336e-07 | 1.336e-07 | 1.336e-07 | 1.336e-07 | 1.336e-07 | 1.336e-07 | 1.336e-07 | 1.336e-07 | 1.336e-07 | 1.336e-07 | 1.336e-07 | 1.336e-07 | 1.336e-07 | 1.336e-07 | 1.336e-07 | 1.336e-07 | 1.336e-07 | 1.336e-07
|  |  | Offshore Wind | 0 | 0 | 0 | 0 | 0 | 0 | 0 | 0 | 0 | 0 | 0 | 0 | 0 | 0 | 0 | 0 | 0 | 0 | 0 | 0 | 0 | 0 | 0 | 0
South West NSW relative change in capacity by year
This displays the year on year difference for each technology
|  |  | Capacity (GW) |  | 2027-28 | 2028-29 | 2029-30 | 2030-31 | 2031-32 | 2032-33 | 2033-34 | 2034-35 | 2035-36 | 2036-37 | 2037-38 | 2038-39 | 2039-40 | 2040-41 | 2041-42 | 2042-43 | 2043-44 | 2044-45 | 2045-46 | 2046-47 | 2047-48 | 2048-49 | 2049-50
|  |  | Solar |  | 0.11 | 0.80337 | 0.33814 | 0.067887 | 3.17e-09 | 2.74e-09 | 0 | 0 | 0 | 0 | 0 | 0 | 0 | 0 | 0 | 0 | -0.15003 | 0 | 0 | 0 | 0 | 0 | -0.19968
|  |  | Wind |  | 0 | 3.217e-08 | 4.3e-08 | 5.843e-08 | 0 | 0 | 0 | 0 | 0 | 0 | 0 | 0 | 0 | 0 | 0 | 0 | 0 | 0 | 0 | 0 | 0 | 0 | 0
|  |  | Offshore Wind |  | 0 | 0 | 0 | 0 | 0 | 0 | 0 | 0 | 0 | 0 | 0 | 0 | 0 | 0 | 0 | 0 | 0 | 0 | 0 | 0 | 0 | 0 | 0

## REZ Capacity (hidden)
Installed Capacity by REZ (MW) - Step Change Scenario
Model | Region | REZ | REZ Name | Technology | 2026-27 | 2027-28 | 2028-29 | 2029-30 | 2030-31 | 2031-32 | 2032-33 | 2033-34 | 2034-35 | 2035-36 | 2036-37 | 2037-38 | 2038-39 | 2039-40 | 2040-41 | 2041-42 | 2042-43 | 2043-44 | 2044-45 | 2045-46 | 2046-47 | 2047-48 | 2048-49 | 2049-50
BaseCase SC | NSW | N10 | Hunter Coast | Offshore Wind | 0 | 0 | 0 | 0 | 0 | 0 | 0 | 0 | 0 | 0 | 0 | 0 | 1210.441 | 1210.441 | 1210.441 | 1210.441 | 1210.441 | 1210.441 | 1210.441 | 1210.441 | 1210.441 | 1210.441 | 1210.441 | 1210.441
BaseCase SC | NSW | N11 | Illawarra Coast | Offshore Wind | 0 | 0 | 0 | 0 | 0 | 0 | 0 | 0 | 0 | 0 | 0 | 0 | 0 | 0 | 0 | 0 | 532.5231 | 532.5231 | 532.5231 | 532.5231 | 532.5231 | 564.2021 | 567.9036 | 567.9036
BaseCase SC | NSW | N9 | Hunter-Central Coast | Solar | 0 | 887.9738 | 2462.6479 | 2549.9855 | 2549.9855 | 2549.9856 | 2549.9856 | 2549.9856 | 3542.3637 | 3542.3637 | 3659 | 3659 | 3659 | 3659 | 3659 | 3659 | 3659 | 3659 | 3659 | 3659 | 3659 | 3659 | 3659 | 3659
BaseCase SC | NSW | N8 | Cooma-Monaro | Solar | 0 | 2.174e-05 | 308.6929 | 308.693 | 308.693 | 308.693 | 308.693 | 308.693 | 308.693 | 308.693 | 308.693 | 308.693 | 308.693 | 308.693 | 308.693 | 308.693 | 308.693 | 308.693 | 308.693 | 308.693 | 308.693 | 308.693 | 308.693 | 308.693
BaseCase SC | NSW | N7 | Tumut | Solar | 0 | 2.381e-05 | 99.9999 | 100 | 100 | 100 | 100 | 100 | 100 | 100 | 100 | 100 | 100 | 100 | 100 | 100 | 100 | 100 | 100 | 100 | 100 | 100 | 100 | 100
BaseCase SC | NSW | N1 | North West NSW | Solar | 166 | 301.3064 | 327.6692 | 386.7927 | 409.9528 | 415.8378 | 420.5269 | 420.5269 | 420.5269 | 420.5269 | 420.5269 | 420.5269 | 420.5269 | 420.5269 | 420.5269 | 420.5269 | 420.5269 | 420.5269 | 420.5269 | 420.5269 | 364.5269 | 364.5269 | 364.5269 | 364.5269
BaseCase SC | NSW | N13 | South Cobar | Solar | 0 | 3.253e-05 | 0.00018562 | 120.141 | 121.0527 | 121.0528 | 121.0528 | 121.0528 | 121.0528 | 121.0528 | 121.0528 | 121.0528 | 121.0528 | 121.0528 | 121.0528 | 121.0528 | 121.0528 | 121.0528 | 121.0528 | 121.0528 | 121.0528 | 121.0528 | 121.0528 | 121.0528
BaseCase SC | NSW | N2 | New England | Solar | 535.02 | 735.66 | 1055.66 | 1070.9577 | 1150.5543 | 1316.6031 | 3574.2822 | 3574.2822 | 3574.2822 | 3574.2822 | 3574.2822 | 3574.2822 | 3574.2822 | 3574.2822 | 3574.2822 | 3574.2822 | 3574.2822 | 3554.2822 | 3554.2822 | 3554.2822 | 3554.2822 | 3554.2822 | 3554.2822 | 3554.2822
BaseCase SC | NSW | N3 | Central-West Orana | Solar | 1496 | 1496 | 3087.0565 | 6127.4109 | 6477.4109 | 6680.933 | 6713.0311 | 6713.0311 | 8316.01 | 8316.01 | 8316.01 | 8316.01 | 9719.5106 | 9719.5106 | 9719.5106 | 9719.5106 | 10913.6846 | 10913.6846 | 10913.6846 | 10877.6746 | 10877.6746 | 10877.6746 | 10830.9746 | 10639.3346
BaseCase SC | NSW | N4 | Broken Hill | Solar | 53 | 163.5962 | 224.3492 | 403.0451 | 403.0453 | 403.0453 | 403.0453 | 403.0453 | 403.0453 | 403.0453 | 403.0453 | 403.0453 | 403.0453 | 403.0453 | 403.0453 | 403.0453 | 403.0453 | 350.0453 | 350.0453 | 350.0453 | 350.0453 | 350.0453 | 525.0176 | 525.0176
BaseCase SC | NSW | N5 | South West NSW | Solar | 903.68 | 1013.68 | 1817.053 | 2155.1932 | 2223.08 | 2223.08 | 2223.08 | 2223.08 | 2223.08 | 2223.08 | 2223.08 | 2223.08 | 2223.08 | 2223.08 | 2223.08 | 2223.08 | 2223.08 | 2073.05 | 2073.05 | 2073.05 | 2073.05 | 2073.05 | 2073.05 | 1873.37
BaseCase SC | NSW | N6 | Wagga Wagga | Solar | 436.14 | 2484.2343 | 2612.15 | 2612.15 | 2612.15 | 2612.15 | 2612.15 | 2612.15 | 2612.15 | 2612.15 | 2612.15 | 2612.15 | 2612.15 | 2612.15 | 2612.15 | 2612.15 | 2612.15 | 2612.15 | 2612.15 | 2612.15 | 2612.15 | 2612.15 | 2612.15 | 2612.15
BaseCase SC | NSW | DN1 | Dubbo | Solar | 0 | 0 | 6.97e-06 | 1.1e-05 | 1.1e-05 | 1.646e-05 | 877.7957 | 877.7957 | 881.7972 | 881.7972 | 881.7972 | 881.7972 | 980.0732 | 980.0732 | 980.0732 | 980.0732 | 1320 | 1320 | 1320 | 1320 | 1320 | 1320 | 1320 | 1320
BaseCase SC | NSW | N9 | Hunter-Central Coast | Wind | 0 | 0 | 7.602e-05 | 0.00010523 | 400 | 400.0001 | 400.0001 | 400.0001 | 703.7886 | 1349.7925 | 1524 | 1524 | 1524 | 1524 | 1524 | 1524 | 1524 | 1524 | 1524 | 1524 | 1524 | 1524 | 1524 | 1524
BaseCase SC | NSW | N8 | Cooma-Monaro | Wind | 113.18 | 113.18 | 113.18 | 198.2359 | 213.18 | 213.18 | 213.18 | 213.18 | 213.18 | 213.18 | 213.18 | 213.18 | 213.18 | 213.18 | 100 | 100 | 100 | 100 | 100.0001 | 100.0001 | 100.0001 | 300 | 300 | 300
BaseCase SC | NSW | N7 | Tumut | Wind | 0 | 270.48 | 270.48 | 270.48 | 270.4801 | 270.4801 | 270.4801 | 270.4801 | 270.4801 | 270.4801 | 270.4801 | 270.4801 | 270.4801 | 270.4801 | 270.4801 | 270.4801 | 270.4801 | 270.4801 | 270.4801 | 270.4801 | 270.4801 | 317.3467 | 370.48 | 370.48
BaseCase SC | NSW | DN3 | Marulan | Wind | 0 | 0 | 1.59e-06 | 1.59e-06 | 1.616e-05 | 2.799e-05 | 2.799e-05 | 2.799e-05 | 2.799e-05 | 2.799e-05 | 2.799e-05 | 2.799e-05 | 2.799e-05 | 2.799e-05 | 2.929e-05 | 2.929e-05 | 2.929e-05 | 2.929e-05 | 2.929e-05 | 2.929e-05 | 2.929e-05 | 2.929e-05 | 2.929e-05 | 3.089e-05
BaseCase SC | NSW | N12 | Illawarra | Wind | 0 | 0 | 1.473e-05 | 2.325e-05 | 4.909e-05 | 7.096e-05 | 7.096e-05 | 7.096e-05 | 71 | 71 | 71 | 71 | 71 | 71 | 71 | 71 | 71 | 71 | 71 | 71 | 71 | 71 | 71 | 71
BaseCase SC | NSW | N13 | South Cobar | Wind | 0 | 0 | 7.12e-06 | 1.793e-05 | 3.759e-05 | 4.455e-05 | 4.455e-05 | 4.455e-05 | 4.455e-05 | 4.455e-05 | 4.455e-05 | 4.455e-05 | 4.455e-05 | 4.455e-05 | 27.3075 | 122.1667 | 122.1667 | 122.1667 | 122.1667 | 122.1667 | 122.1667 | 122.1667 | 135.1522 | 135.1522
BaseCase SC | NSW | N2 | New England | Wind | 442.48 | 442.48 | 442.48 | 442.4801 | 652.4801 | 652.4801 | 732.3812 | 1275.1532 | 2452.48 | 2452.48 | 3677.4521 | 3677.4521 | 3504.9721 | 3504.9721 | 3504.9721 | 4032.6908 | 4705.112 | 4435.112 | 4435.112 | 4435.112 | 4435.112 | 4435.112 | 4798.2511 | 4798.2511
BaseCase SC | NSW | N3 | Central-West Orana | Wind | 113.19 | 113.19 | 713.4709 | 3896.2247 | 5391.7791 | 6044.1598 | 6044.1598 | 6044.1598 | 6044.16 | 6044.16 | 6148.9702 | 6148.9702 | 7164.395 | 7164.395 | 7164.395 | 7705.19 | 7705.19 | 7705.19 | 7705.19 | 7705.19 | 7705.19 | 7705.19 | 7705.19 | 7592
BaseCase SC | NSW | N4 | Broken Hill | Wind | 198.01 | 198.01 | 198.01 | 198.0101 | 220.3352 | 220.3352 | 220.3352 | 220.3352 | 220.3352 | 220.3352 | 220.3352 | 220.3352 | 220.3352 | 233.2403 | 324.9567 | 324.9567 | 324.9567 | 745.0369 | 745.0369 | 745.0369 | 745.0369 | 745.0369 | 745.0369 | 745.0369
BaseCase SC | NSW | N5 | South West NSW | Wind | 0 | 0 | 3.217e-05 | 7.517e-05 | 0.0001336 | 0.0001336 | 0.0001336 | 0.0001336 | 0.0001336 | 0.0001336 | 0.0001336 | 0.0001336 | 0.0001336 | 0.0001336 | 0.0001336 | 0.0001336 | 0.0001336 | 0.0001336 | 0.0001336 | 0.0001336 | 0.0001336 | 0.0001336 | 0.0001336 | 0.0001336
BaseCase SC | NSW | N6 | Wagga Wagga | Wind | 0 | 0 | 3.409e-05 | 0.00012708 | 184.6571 | 184.6571 | 184.6571 | 184.6571 | 184.6571 | 184.6571 | 184.6571 | 184.6571 | 184.6571 | 184.6571 | 184.6571 | 184.6571 | 184.6571 | 184.6571 | 184.6571 | 184.6571 | 184.6571 | 184.6571 | 184.6571 | 184.6571
BaseCase SC | NSW | DN1 | Dubbo | Wind | 0 | 0 | 2.66e-06 | 2.66e-06 | 2.66e-06 | 6.52e-06 | 6.52e-06 | 9.33e-06 | 288 | 288 | 288 | 288 | 288 | 288 | 288 | 288 | 288 | 288 | 288 | 288 | 288 | 288 | 288 | 288
BaseCase SC | QLD | Q5 | Barcaldine | Solar | 0 | 0.00027599 | 0.00027599 | 0.00027599 | 0.00027599 | 0.0002782 | 0.0002782 | 0.0002782 | 0.0002782 | 6.3994 | 28.7237 | 28.7237 | 28.7237 | 28.7237 | 28.7237 | 45.9077 | 54.0188 | 54.0188 | 54.0188 | 73.4132 | 73.4132 | 73.4132 | 73.4132 | 73.4132
BaseCase SC | QLD | Q1 | Far North QLD | Solar | 72 | 173.5951 | 173.5951 | 173.5951 | 173.5951 | 219.0221 | 219.0221 | 219.0221 | 219.0221 | 219.0221 | 224.0456 | 356.6769 | 360.4571 | 360.4571 | 360.4571 | 360.4571 | 564.7821 | 564.7821 | 564.7821 | 564.7821 | 564.7821 | 564.7821 | 492.7821 | 492.7821
BaseCase SC | QLD | Q10 | Collinsville | Solar | 227.02 | 227.0203 | 227.0203 | 227.0203 | 227.0204 | 354.7276 | 354.7276 | 354.7276 | 354.7276 | 354.7276 | 354.7276 | 824.7852 | 824.7852 | 824.7852 | 824.7852 | 824.7852 | 824.7852 | 824.7852 | 824.7852 | 824.7852 | 824.7852 | 824.7852 | 662.7652 | 597.7652
BaseCase SC | QLD | Q2 | North Qld Clean Energy Hub | Solar | 84.47 | 84.47 | 84.47 | 84.47 | 84.47 | 84.47 | 84.47 | 84.47 | 84.47 | 84.47 | 84.47 | 35.97 | 35.97 | 35.97 | 35.97 | 35.97 | 35.97 | 35.97 | 35.97 | 35.97 | 20.97 | 20.97 | 0 | 0
BaseCase SC | QLD | Q4 | Isaac | Solar | 393.47 | 393.4701 | 393.4701 | 393.4701 | 393.4701 | 393.4702 | 393.4702 | 393.4702 | 393.4702 | 393.4702 | 393.4702 | 393.4702 | 393.4703 | 393.4703 | 393.4703 | 393.4703 | 660.3987 | 660.3987 | 617.8987 | 893.1055 | 893.1055 | 1035.7701 | 1253.884 | 2169.9957
BaseCase SC | QLD | Q4b | Isaac (B) | Solar | 295.96 | 295.96 | 295.96 | 295.96 | 295.96 | 295.96 | 295.96 | 295.96 | 295.96 | 295.96 | 295.96 | 295.96 | 295.96 | 295.96 | 295.96 | 295.96 | 295.96 | 295.96 | 295.96 | 295.96 | 295.96 | 295.96 | 295.96 | 295.96
BaseCase SC | QLD | Q6 | Fitzroy | Solar | 81.72 | 81.7201 | 81.7201 | 81.7201 | 81.7201 | 81.7202 | 81.7202 | 81.7202 | 81.7202 | 703.8851 | 1143.848 | 1143.8481 | 1143.8481 | 1143.8481 | 1143.8481 | 1520.5768 | 2660.9622 | 2660.9622 | 2660.9622 | 3351.1815 | 3351.1815 | 3657.1122 | 4839.2816 | 5530.617
BaseCase SC | QLD | Q7 | Wide Bay | Solar | 426.77 | 486.7701 | 685.1701 | 685.1701 | 685.1701 | 685.1701 | 685.1701 | 685.1701 | 685.1701 | 685.1701 | 1308.4856 | 1308.4856 | 1308.4856 | 2058.3366 | 2058.3366 | 2058.3366 | 2417.7595 | 2417.7595 | 2417.7595 | 2417.7595 | 2417.7595 | 2885.17 | 2885.17 | 2754.28
BaseCase SC | QLD | Q3 | Northern Qld | Solar | 437.15 | 437.15 | 1037.15 | 1037.15 | 1037.15 | 1037.15 | 1037.15 | 1037.15 | 1037.15 | 1037.15 | 1037.15 | 1037.15 | 1037.15 | 1037.15 | 1037.15 | 1037.15 | 915.99 | 800.02 | 800.02 | 800.02 | 800.02 | 700.04 | 700.04 | 700.04
BaseCase SC | QLD | Q8 | Darling Downs | Solar | 0 | 1017.1917 | 1017.1917 | 1017.1917 | 1017.1917 | 1017.1918 | 1017.1918 | 1017.1918 | 1017.1918 | 1390.6731 | 2113.8602 | 2113.8602 | 3325.9665 | 3325.9666 | 3325.9666 | 3325.9666 | 4211.86 | 4211.86 | 4211.86 | 4211.86 | 4211.86 | 4211.8604 | 4763.1663 | 4876.4681
BaseCase SC | QLD | Q8a | Darling Downs (A) | Solar | 1089.24 | 1458.57 | 1458.01 | 1457.46 | 1456.89 | 1456.33 | 1455.77 | 1455.27 | 1454.79 | 1454.79 | 1344.79 | 1344.79 | 1344.79 | 1344.79 | 1344.79 | 1344.79 | 1344.79 | 1344.79 | 1344.79 | 1344.79 | 782.87 | 782.87 | 782.87 | 782.87
BaseCase SC | QLD | Q8b | Darling Downs (B) | Solar | 292.49 | 274.45 | 274.45 | 274.45 | 274.45 | 274.45 | 274.45 | 274.45 | 274.45 | 274.45 | 274.45 | 274.45 | 274.45 | 274.45 | 274.45 | 274.45 | 274.45 | 249.45 | 146.49 | 114.39 | 82.29 | 82.29 | 54.99 | 0
BaseCase SC | QLD | Q9 | Banana | Solar | 15 | 15 | 15 | 15 | 15 | 15 | 15 | 15 | 15 | 15 | 15 | 15 | 15 | 15 | 15 | 15 | 15 | 0 | 0 | 0 | 0 | 0 | 0 | 0
BaseCase SC | QLD | Q1 | Far North QLD | Wind | 332.45 | 332.45 | 461.4276 | 902.4498 | 902.4503 | 902.4503 | 902.4503 | 902.4503 | 902.4503 | 902.4503 | 902.4503 | 902.4503 | 902.4503 | 902.4503 | 902.4503 | 902.4503 | 902.4503 | 721.9803 | 721.9803 | 857.859 | 857.859 | 857.859 | 746.6417 | 856.3826
BaseCase SC | QLD | Q10 | Collinsville | Wind | 0 | 0 | 6.21e-06 | 9.56e-06 | 2.626e-05 | 0.0001025 | 0.0001025 | 0.0001025 | 0.0001025 | 0.0001025 | 0.0001025 | 0.0001025 | 544.3065 | 544.3065 | 544.3065 | 544.3065 | 544.3065 | 616.1994 | 616.1994 | 616.3301 | 616.3301 | 616.3301 | 640 | 640
BaseCase SC | QLD | Q2 | North Qld Clean Energy Hub | Wind | 43.2 | 43.2 | 43.2 | 43.2 | 43.2002 | 43.2002 | 979.8687 | 1672.4414 | 1672.4414 | 1672.4414 | 1672.4414 | 1672.4414 | 2249.4936 | 2249.4936 | 2249.4936 | 2249.4936 | 2364.3293 | 2393.4547 | 2393.4547 | 2393.4547 | 2350.2547 | 2350.2547 | 2484.4516 | 2484.4516
BaseCase SC | QLD | Q4 | Isaac | Wind | 439 | 724.2 | 724.2 | 724.2 | 724.2 | 724.2 | 724.2 | 724.2 | 724.2 | 724.2 | 724.2 | 724.2 | 1124.2 | 1124.2 | 1124.2 | 1124.2 | 1124.2 | 1124.2 | 1124.2 | 1124.2 | 1124.2 | 1124.2 | 1124.2 | 685.2
BaseCase SC | QLD | Q5 | Barcaldine | Wind | 0 | 0 | 6.91e-06 | 1.249e-05 | 92.4699 | 93.7775 | 94.977 | 97.6054 | 97.6054 | 97.6054 | 97.6054 | 97.6054 | 97.6054 | 99.4211 | 99.4211 | 99.4211 | 101.5393 | 101.5393 | 101.5393 | 102.8077 | 102.8077 | 102.8077 | 104.1704 | 104.1704
BaseCase SC | QLD | Q6 | Fitzroy | Wind | 0 | 221.01 | 221.01 | 221.01 | 221.01 | 445.8907 | 453.5535 | 453.5535 | 1121.01 | 1121.01 | 1121.01 | 1121.01 | 1121.01 | 1121.01 | 1121.01 | 1121.01 | 1121.01 | 2419.1883 | 2419.1883 | 2419.1883 | 2419.1883 | 2419.1883 | 2419.1883 | 2419.1883
BaseCase SC | QLD | Q7 | Wide Bay | Wind | 0 | 0 | 5e-06 | 6.84e-06 | 1.047e-05 | 1.697e-05 | 1.697e-05 | 1.697e-05 | 1.697e-05 | 1.697e-05 | 1.697e-05 | 1.697e-05 | 300 | 300 | 300 | 300 | 300 | 300 | 300 | 300 | 300 | 300 | 300 | 300
BaseCase SC | QLD | Q8 | Darling Downs | Wind | 0 | 0 | 5.286e-05 | 0.00010363 | 541.1507 | 1399.9998 | 1399.9998 | 1399.9998 | 1399.9998 | 1399.9998 | 1556.6127 | 2642.6175 | 2642.6176 | 3617.174 | 3617.174 | 4260.8698 | 5246.9636 | 5246.9636 | 5246.9636 | 5599.9996 | 5599.9996 | 5599.9996 | 5599.9996 | 5599.9996
BaseCase SC | QLD | Q8a | Darling Downs (A) | Wind | 172.99 | 172.99 | 172.99 | 172.99 | 172.99 | 172.99 | 172.99 | 172.99 | 172.99 | 172.99 | 172.99 | 172.99 | 172.99 | 172.99 | 172.99 | 172.99 | 172.99 | 172.99 | 172.99 | 172.99 | 172.99 | 172.99 | 172.99 | 172.99
BaseCase SC | QLD | Q8b | Darling Downs (B) | Wind | 890.03 | 890.03 | 890.03 | 890.03 | 890.03 | 890.03 | 890.03 | 890.03 | 890.03 | 890.03 | 890.03 | 890.03 | 890.03 | 890.03 | 890.03 | 890.03 | 890.03 | 890.03 | 890.03 | 890.03 | 890.03 | 890.03 | 890.03 | 890.03
BaseCase SC | QLD | Q8c | Darling Downs (C) | Wind | 691.98 | 691.98 | 691.98 | 691.98 | 691.98 | 691.98 | 691.98 | 691.98 | 691.98 | 691.98 | 691.98 | 691.98 | 691.98 | 691.98 | 691.98 | 691.98 | 691.98 | 691.98 | 252 | 252 | 252 | 252 | 252 | 252
BaseCase SC | SA | S1 | South East SA | Solar | 182 | 182 | 182 | 182 | 182 | 182 | 182 | 182 | 182 | 182 | 182 | 182 | 182 | 182 | 182 | 182 | 182 | 182 | 182 | 182 | 182 | 182 | 182 | 87
BaseCase SC | SA | S2 | Riverland | Solar | 19.89 | 19.8901 | 19.8901 | 19.8901 | 19.8901 | 15.3301 | 15.3301 | 15.3301 | 15.3301 | 15.3301 | 15.3301 | 15.3301 | 15.3301 | 926.4791 | 1178.963 | 1169.843 | 1169.843 | 1169.843 | 1169.843 | 1163.633 | 1163.633 | 1163.633 | 1248.4426 | 1248.4426
BaseCase SC | SA | S5 | Northern SA | Solar | 296.24 | 880.9201 | 917.3997 | 917.3997 | 917.3997 | 917.3997 | 917.3997 | 917.3997 | 917.3997 | 917.3997 | 917.3997 | 917.3997 | 1041.1053 | 1224.7973 | 1382.2226 | 1440.8114 | 1580.3419 | 1580.3419 | 1361.1019 | 1361.1019 | 1361.1019 | 1284.1019 | 2806.8125 | 2806.8125
BaseCase SC | SA | S3 | Mid-North SA | Solar | 0 | 8.284e-05 | 0.00015344 | 0.00015344 | 0.00015542 | 0.00016191 | 0.00016191 | 0.00016191 | 0.00016191 | 0.00016191 | 0.00016191 | 0.00016294 | 0.00016294 | 368.3054 | 368.3054 | 368.3054 | 368.3054 | 368.3054 | 368.3054 | 368.3054 | 368.3054 | 368.3054 | 780.3335 | 780.3335
BaseCase SC | SA | S1 | South East SA | Wind | 324.5 | 324.5 | 324.5 | 324.5 | 324.5 | 324.5 | 324.5 | 324.5 | 324.5 | 198 | 198 | 198.0001 | 39.0001 | 462.3322 | 800 | 800 | 800 | 800 | 800 | 800 | 800 | 800 | 800 | 800
BaseCase SC | SA | S3 | Mid-North SA | Wind | 1732.01 | 1732.01 | 1732.01 | 1732.01 | 1732.01 | 1732.01 | 1732.01 | 1633.31 | 1633.3101 | 1561.9101 | 1377.4201 | 1503.5756 | 1943.3888 | 2250.72 | 2250.72 | 2250.72 | 2250.72 | 2380.2639 | 2380.2639 | 2249.4639 | 2249.4639 | 2249.4639 | 2048.4839 | 1852.7939
BaseCase SC | SA | S4 | Yorke Peninsula | Wind | 0 | 0 | 1.075e-05 | 1.192e-05 | 1.474e-05 | 1.749e-05 | 1.749e-05 | 1.749e-05 | 1.862e-05 | 1.862e-05 | 2.079e-05 | 2.208e-05 | 2.208e-05 | 2.208e-05 | 2.208e-05 | 2.208e-05 | 2.208e-05 | 2.857e-05 | 2.857e-05 | 4.02e-05 | 4.02e-05 | 4.15e-05 | 4.36e-05 | 4.464e-05
BaseCase SC | SA | S5 | Northern SA | Wind | 407.5 | 407.5 | 407.5 | 407.5 | 407.5 | 407.5 | 407.5 | 407.5 | 407.5 | 407.5 | 407.5 | 407.5 | 1087.0182 | 1167.5 | 1167.5 | 1167.5 | 1167.5 | 1167.5 | 1167.5 | 961 | 961 | 961 | 961 | 961
BaseCase SC | SA | S6 | Roxby Downs | Wind | 0 | 0 | 6.72e-06 | 6.72e-06 | 6.72e-06 | 8.54e-06 | 8.54e-06 | 8.54e-06 | 8.54e-06 | 8.54e-06 | 8.54e-06 | 8.54e-06 | 180.8761 | 180.8761 | 180.8761 | 180.8761 | 180.8761 | 180.8761 | 180.8761 | 180.8761 | 180.8761 | 180.8761 | 180.8761 | 180.8761
BaseCase SC | SA | S7 | Eastern Eyre Peninsula | Wind | 225.03 | 225.03 | 225.03 | 225.03 | 163.03 | 72.28 | 72.28 | 72.28 | 72.28 | 1.581e-05 | 270.3763 | 270.3763 | 270.3763 | 270.3763 | 270.3763 | 270.3763 | 270.3763 | 270.3763 | 270.3763 | 288.7887 | 288.7887 | 288.7887 | 288.7887 | 288.7887
BaseCase SC | TAS | T3 | Central Highlands | Solar | 0 | 1.066e-05 | 2.576e-05 | 2.746e-05 | 3.098e-05 | 3.637e-05 | 3.637e-05 | 3.637e-05 | 3.637e-05 | 3.637e-05 | 3.637e-05 | 3.637e-05 | 3.637e-05 | 3.637e-05 | 3.637e-05 | 3.637e-05 | 3.637e-05 | 3.637e-05 | 3.637e-05 | 3.637e-05 | 3.637e-05 | 3.637e-05 | 3.637e-05 | 3.637e-05
BaseCase SC | TAS | T2 | North West Tasmania | Solar | 0 | 1.43e-05 | 4.369e-05 | 0.00060938 | 0.00061215 | 0.00064442 | 0.00064442 | 0.00064442 | 0.00064442 | 0.00064442 | 0.00064442 | 0.00064442 | 0.00064442 | 0.00064442 | 0.00064442 | 0.00064442 | 0.00064442 | 0.00064442 | 0.00064442 | 0.00064442 | 0.00064442 | 0.00064442 | 0.00064442 | 0.00064442
BaseCase SC | TAS | T1 | North East Tasmania | Solar | 0 | 300 | 300 | 385.2551 | 385.2551 | 385.2551 | 385.2551 | 385.2551 | 385.2551 | 385.2551 | 385.2551 | 385.2551 | 385.2551 | 385.2551 | 385.2551 | 385.2551 | 385.2551 | 385.2551 | 385.2551 | 385.2551 | 385.2551 | 385.2551 | 385.2551 | 385.2551
BaseCase SC | TAS | T3 | Central Highlands | Wind | 144 | 144 | 714.2082 | 889.7092 | 977.8969 | 1267.5149 | 1267.5149 | 1267.5149 | 1267.5149 | 1267.5149 | 1267.5149 | 1267.5149 | 1550.8751 | 1550.8751 | 1550.8751 | 1550.8751 | 1550.8751 | 1550.8751 | 1406.8751 | 1406.8751 | 1406.8751 | 1406.8751 | 1407.6648 | 1407.6648
BaseCase SC | TAS | T2 | North West Tasmania | Wind | 111.6 | 111.6 | 117.4728 | 123.773 | 123.773 | 123.773 | 123.773 | 123.773 | 123.773 | 123.773 | 123.773 | 123.773 | 136.8681 | 136.8681 | 136.8681 | 136.8681 | 136.8681 | 136.8681 | 136.8681 | 136.8681 | 136.8681 | 136.8681 | 136.8681 | 136.8681
BaseCase SC | TAS | T1 | North East Tasmania | Wind | 0 | 0 | 2.771e-05 | 56.8621 | 56.8621 | 76.1525 | 76.1525 | 76.1525 | 76.1525 | 76.1525 | 76.1525 | 93.1725 | 93.1725 | 93.1725 | 93.1725 | 93.1725 | 93.1725 | 93.1725 | 93.1725 | 93.1725 | 93.1725 | 93.1725 | 93.1725 | 93.1725
BaseCase SC | VIC | V8 | Gippsland Offshore | Offshore Wind | 0 | 0 | 0 | 0 | 0 | 2000 | 2146.3999 | 2812.3999 | 3479.3999 | 4479.3999 | 5220 | 6220 | 7220 | 8220 | 8220 | 8220 | 8220 | 8220 | 8220 | 8220 | 8220 | 8220 | 8220 | 8220
BaseCase SC | VIC | V9 | Southern Ocean | Offshore Wind | 0 | 0 | 0 | 0 | 0 | 4.572e-05 | 520.6001 | 520.6001 | 520.6001 | 520.6001 | 780 | 780 | 780 | 780 | 780 | 780 | 780 | 780 | 780 | 780 | 780 | 780 | 780 | 780
BaseCase SC | VIC | V1 | North West VIC | Solar | 596.96 | 901.8238 | 901.8238 | 901.8238 | 901.8238 | 901.8238 | 901.8238 | 901.8238 | 901.8238 | 901.8238 | 901.8238 | 901.8238 | 901.8238 | 3618.3654 | 3735.23 | 3735.23 | 3735.23 | 3735.23 | 3735.23 | 3708.06 | 3708.06 | 3708.06 | 3568.03 | 3192.1
BaseCase SC | VIC | V2 | Central Highlands VIC | Solar | 0 | 7.102e-05 | 7.102e-05 | 7.102e-05 | 7.309e-05 | 7.618e-05 | 7.618e-05 | 7.618e-05 | 7.618e-05 | 7.618e-05 | 7.618e-05 | 7.618e-05 | 7.618e-05 | 7.618e-05 | 7.618e-05 | 7.618e-05 | 7.618e-05 | 7.618e-05 | 7.618e-05 | 7.618e-05 | 7.618e-05 | 7.618e-05 | 7.618e-05 | 7.75e-05
BaseCase SC | VIC | V3 | Wimmera Grampians | Solar | 118.8 | 118.8 | 118.8 | 118.8 | 118.8 | 118.8 | 118.8 | 118.8 | 118.8 | 118.8 | 118.8 | 118.8 | 118.8 | 118.8 | 118.8 | 118.8 | 118.8 | 118.8 | 118.8 | 118.8 | 118.8 | 118.8 | 118.8 | 118.8
BaseCase SC | VIC | V4 | Wimmera Southern Mallee | Solar | 0 | 3.643e-05 | 3.643e-05 | 3.643e-05 | 3.795e-05 | 4.375e-05 | 4.375e-05 | 4.375e-05 | 4.375e-05 | 4.375e-05 | 4.375e-05 | 4.375e-05 | 4.375e-05 | 4.375e-05 | 4.375e-05 | 4.375e-05 | 4.7e-05 | 4.7e-05 | 4.7e-05 | 4.7e-05 | 4.7e-05 | 4.7e-05 | 4.7e-05 | 4.7e-05
BaseCase SC | VIC | V6 | Gippsland Onshore | Solar | 0 | 643.3261 | 643.3261 | 643.3261 | 643.3261 | 643.3261 | 643.3261 | 643.3261 | 643.3261 | 643.3261 | 643.3261 | 643.3261 | 643.3261 | 643.3261 | 643.3261 | 643.3261 | 643.3261 | 643.3261 | 643.3261 | 643.3261 | 643.3261 | 643.3261 | 643.3261 | 643.3261
BaseCase SC | VIC | V7 | Central North VIC | Solar | 619.99 | 700.03 | 764.05 | 764.05 | 764.05 | 764.05 | 764.05 | 764.05 | 764.05 | 764.05 | 764.05 | 764.05 | 764.05 | 764.05 | 1387.9027 | 1387.9027 | 1387.9027 | 1387.9027 | 1287.9327 | 1287.9327 | 1287.9327 | 1287.9327 | 1287.9327 | 1287.9327
BaseCase SC | VIC | V1 | North West VIC | Wind | 0 | 0 | 1009.2335 | 1053.0673 | 1053.0673 | 1053.0673 | 1053.0673 | 1053.0673 | 1053.0673 | 1053.0673 | 1053.0673 | 1053.0673 | 1053.0673 | 1053.0673 | 1454.5721 | 1454.5721 | 1454.5721 | 1454.5721 | 1454.5721 | 1454.5721 | 1454.5721 | 1454.5721 | 1454.5721 | 1508
BaseCase SC | VIC | V2 | Central Highlands VIC | Wind | 692.62 | 692.62 | 975.3722 | 1253.9162 | 1253.9162 | 1253.9162 | 1253.9162 | 1253.9162 | 1253.9162 | 1253.9162 | 1253.9162 | 1253.9162 | 1253.9162 | 1253.9162 | 1253.9162 | 1313.4623 | 1313.4623 | 1182.2623 | 1246.0069 | 1315.324 | 1315.324 | 1286.624 | 1455.499 | 1275
BaseCase SC | VIC | V3 | Wimmera Grampians | Wind | 768.85 | 768.85 | 768.85 | 768.8501 | 716.3501 | 716.3501 | 716.3501 | 716.3501 | 524.3501 | 524.3501 | 524.3501 | 524.3501 | 524.3501 | 524.3501 | 524.3501 | 524.3501 | 524.3501 | 524.3501 | 444.4001 | 444.4001 | 444.4001 | 204.4001 | 204.4001 | 9.115e-05
BaseCase SC | VIC | V5 | South West VIC | Wind | 2151.27 | 2223.27 | 2508.9971 | 2590.8982 | 2590.8982 | 2560.8982 | 2560.8982 | 2560.8982 | 2560.8982 | 2560.8982 | 2560.8982 | 2497.8882 | 2077.8882 | 2077.8882 | 1926.1882 | 2067.6024 | 2048.1024 | 1862.1024 | 2259.9456 | 2335.8247 | 2335.8247 | 2182.8347 | 2485.07 | 2485.07
BaseCase SC | VIC | V6 | Gippsland Onshore | Wind | 0 | 0 | 3.419e-05 | 7.672e-05 | 7.672e-05 | 0.00010586 | 0.00010586 | 0.00010586 | 0.00010586 | 0.00010586 | 0.00010586 | 0.00010586 | 0.00010586 | 0.00010586 | 0.00010586 | 0.00010586 | 0.00010586 | 0.00010586 | 0.00010586 | 0.00010586 | 0.00010586 | 0.00010586 | 0.00010586 | 0.00010586
BaseCase SC | VIC | V7 | Central North VIC | Wind | 0 | 0 | 245.5877 | 544 | 544 | 544 | 544 | 544 | 544 | 544 | 544 | 544 | 544 | 544 | 544 | 544 | 544 | 544 | 544 | 544 | 544 | 544 | 544 | 544
BaseCase SC | VIC | V4 | Wimmera Southern Mallee | Wind | 465.75 | 465.75 | 564.4494 | 1439.7582 | 1439.7582 | 1439.7582 | 1439.7582 | 1439.7582 | 1439.7582 | 1439.7582 | 1439.7582 | 1439.7582 | 1439.7582 | 1439.7582 | 1439.7582 | 1439.7582 | 1408.7082 | 1408.7082 | 1408.7082 | 1408.7082 | 1408.7082 | 1924.9989 | 1924.9989 | 1699.2989
Option 2 SC | NSW | N11 | Illawarra Coast | Offshore Wind | 0 | 0 | 0 | 0 | 0 | 0 | 0 | 0 | 0 | 0 | 0 | 0 | 4.41e-06 | 4.41e-06 | 9.28e-06 | 0.0029277 | 783.4702 | 783.4702 | 783.4702 | 783.4702 | 783.4702 | 783.4702 | 783.4702 | 783.4702
Option 2 SC | NSW | N10 | Hunter Coast | Offshore Wind | 0 | 0 | 0 | 0 | 0 | 0 | 0 | 0 | 0 | 0 | 0 | 0 | 1146.683 | 1146.683 | 1146.683 | 1146.683 | 1146.683 | 1146.683 | 1146.683 | 1146.683 | 1146.683 | 1146.683 | 1146.683 | 1146.683
Option 2 SC | NSW | N13 | South Cobar | Solar | 0 | 1.161e-05 | 8.441e-05 | 119.8214 | 119.8214 | 119.8215 | 119.8215 | 119.8215 | 119.8215 | 119.8215 | 126.5305 | 126.5305 | 126.5305 | 126.5305 | 126.5305 | 126.5305 | 126.5305 | 126.5305 | 126.5305 | 126.5305 | 126.5305 | 126.5305 | 126.5305 | 126.5305
Option 2 SC | NSW | N1 | North West NSW | Solar | 166 | 300.7588 | 327.6692 | 389.6439 | 400.2013 | 409.2641 | 422.7609 | 422.7609 | 422.7609 | 422.7609 | 422.7609 | 422.7609 | 422.7609 | 422.7609 | 422.7609 | 422.7609 | 422.7609 | 422.7609 | 422.7609 | 422.7609 | 366.7609 | 366.7609 | 366.7609 | 366.7609
Option 2 SC | NSW | N2 | New England | Solar | 535.02 | 735.66 | 1055.66 | 1076.4423 | 1145.1829 | 1307.7326 | 3631.0414 | 3631.0414 | 3631.0414 | 3631.0414 | 3631.0414 | 3631.0414 | 3631.0414 | 3631.0414 | 3631.0414 | 3631.0414 | 3631.0414 | 3611.0414 | 3611.0414 | 3611.0414 | 3611.0414 | 3611.0414 | 3611.0414 | 3611.0414
Option 2 SC | NSW | DN1 | Dubbo | Solar | 0 | 0 | 2.79e-06 | 4.32e-06 | 4.32e-06 | 6.7e-06 | 880.3365 | 885.5588 | 885.5593 | 885.5593 | 885.5593 | 885.5593 | 991.226 | 991.226 | 991.226 | 991.226 | 1320 | 1320 | 1320 | 1320 | 1320 | 1320 | 1320 | 1320
Option 2 SC | NSW | N3 | Central-West Orana | Solar | 1496 | 1496 | 3092.3828 | 6149.229 | 6499.229 | 6674.229 | 6723.4445 | 6723.4445 | 8316.01 | 8316.01 | 8316.01 | 8316.01 | 9612.1133 | 9612.1133 | 9612.1133 | 9612.1133 | 10268.9054 | 10268.9054 | 10268.9054 | 10232.8954 | 10232.8954 | 10232.8954 | 10186.1954 | 9994.5554
Option 2 SC | NSW | N9 | Hunter-Central Coast | Solar | 0 | 887.9738 | 2461.55 | 2498.6396 | 2498.6396 | 2498.6396 | 2498.6396 | 2498.6396 | 3620.0635 | 3620.0635 | 3659 | 3659 | 3659 | 3659 | 3659 | 3659 | 3659 | 3659 | 3659 | 3659 | 3659 | 3659 | 3659 | 3659
Option 2 SC | NSW | N8 | Cooma-Monaro | Solar | 0 | 8.12e-06 | 306.8935 | 306.8935 | 306.8935 | 306.8935 | 306.8935 | 306.8935 | 306.8935 | 306.8935 | 306.8935 | 306.8935 | 306.8935 | 306.8935 | 306.8935 | 306.8935 | 306.8936 | 306.8936 | 306.8936 | 306.8936 | 306.8936 | 306.8936 | 306.8936 | 306.8936
Option 2 SC | NSW | N6 | Wagga Wagga | Solar | 436.14 | 2475.8272 | 2612.15 | 2612.15 | 2612.15 | 2612.15 | 2612.15 | 2612.15 | 2612.15 | 2612.15 | 2612.15 | 2612.15 | 2612.15 | 2612.15 | 2612.15 | 2612.15 | 2612.15 | 2612.15 | 2612.15 | 2612.15 | 2612.15 | 2612.15 | 2612.15 | 2612.15
Option 2 SC | NSW | N5 | South West NSW | Solar | 903.68 | 1013.68 | 1817.0529 | 2170.5616 | 2187.9246 | 2187.9246 | 2187.9246 | 2187.9246 | 2187.9246 | 2187.9246 | 2187.9246 | 2187.9246 | 2187.9246 | 2187.9246 | 2187.9246 | 2187.9246 | 2187.9246 | 2037.8946 | 2037.8946 | 2037.8946 | 2037.8946 | 2037.8946 | 2037.8946 | 1838.2146
Option 2 SC | NSW | N4 | Broken Hill | Solar | 53 | 163.5961 | 224.3492 | 402.1011 | 402.1012 | 402.1012 | 402.1012 | 402.1012 | 418.3634 | 418.3634 | 422.002 | 422.002 | 422.002 | 422.002 | 422.002 | 422.002 | 422.002 | 369.002 | 369.002 | 369.002 | 369.002 | 369.002 | 588.0398 | 588.0398
Option 2 SC | NSW | N7 | Tumut | Solar | 0 | 9.06e-06 | 100 | 100 | 100 | 100 | 100 | 100 | 100 | 100 | 100 | 100 | 100 | 100 | 100 | 100 | 100 | 100 | 100 | 100 | 100 | 100 | 100 | 100
Option 2 SC | NSW | N13 | South Cobar | Wind | 0 | 0 | 2.55e-06 | 7.44e-06 | 1.661e-05 | 5.883e-05 | 5.883e-05 | 5.883e-05 | 6.138e-05 | 6.25e-05 | 6.506e-05 | 6.679e-05 | 6.679e-05 | 6.679e-05 | 0.00042558 | 124.3375 | 124.3375 | 124.3375 | 124.3375 | 124.3375 | 124.3375 | 124.3375 | 133.3851 | 133.3851
Option 2 SC | NSW | N12 | Illawarra | Wind | 0 | 0 | 6.57e-06 | 8.28e-06 | 1.593e-05 | 2.4e-05 | 2.4e-05 | 2.731e-05 | 71 | 71 | 71 | 71 | 71 | 71 | 71 | 71 | 71 | 71 | 71 | 71 | 71 | 71 | 71 | 71
Option 2 SC | NSW | DN3 | Marulan | Wind | 0 | 0 | 0 | 0 | 6.29e-06 | 1.021e-05 | 1.021e-05 | 1.146e-05 | 1.431e-05 | 1.431e-05 | 1.815e-05 | 2.022e-05 | 2.022e-05 | 2.377e-05 | 3.621e-05 | 3.753e-05 | 4.034e-05 | 4.27e-05 | 4.27e-05 | 4.27e-05 | 4.27e-05 | 4.27e-05 | 4.27e-05 | 4.27e-05
Option 2 SC | NSW | DN1 | Dubbo | Wind | 0 | 0 | 0 | 0 | 0 | 1.07e-06 | 3.95e-06 | 3.473e-05 | 288 | 288 | 288 | 288 | 288 | 288 | 288 | 288 | 288 | 288 | 288 | 288 | 288 | 288 | 288 | 288
Option 2 SC | NSW | N2 | New England | Wind | 442.48 | 442.48 | 442.48 | 442.48 | 652.48 | 652.48 | 652.4801 | 1191.3901 | 2452.4801 | 2452.4801 | 3459.6361 | 3459.6361 | 3287.1561 | 3287.1561 | 3289.6096 | 3924.962 | 4471.1929 | 4201.1929 | 4201.1929 | 4201.193 | 4201.193 | 4201.193 | 4566.8405 | 4566.8405
Option 2 SC | NSW | N3 | Central-West Orana | Wind | 113.19 | 113.19 | 711.0422 | 3902.6933 | 5369.961 | 6044.16 | 6044.16 | 6044.16 | 6044.16 | 6044.16 | 6224.7946 | 6224.7946 | 7341.4113 | 7341.4113 | 7341.4113 | 7705.19 | 7705.19 | 7705.19 | 7705.19 | 7705.19 | 7705.19 | 7705.19 | 7705.19 | 7592
Option 2 SC | NSW | N9 | Hunter-Central Coast | Wind | 0 | 0 | 2.948e-05 | 4.287e-05 | 400 | 400 | 400 | 400 | 480.8337 | 1126.8376 | 1523.9999 | 1523.9999 | 1523.9999 | 1523.9999 | 1523.9999 | 1523.9999 | 1523.9999 | 1523.9999 | 1523.9999 | 1523.9999 | 1523.9999 | 1523.9999 | 1523.9999 | 1523.9999
Option 2 SC | NSW | N8 | Cooma-Monaro | Wind | 113.18 | 113.18 | 113.18 | 200.6542 | 213.18 | 213.18 | 213.18 | 213.18 | 213.18 | 213.18 | 213.18 | 213.18 | 213.18 | 213.18 | 100.0003 | 100.0003 | 100.0003 | 100.0003 | 100.0003 | 100.0003 | 100.0003 | 300 | 300 | 300
Option 2 SC | NSW | N7 | Tumut | Wind | 0 | 270.48 | 270.48 | 270.48 | 270.48 | 270.48 | 270.48 | 270.48 | 270.48 | 270.48 | 270.48 | 270.4801 | 270.4801 | 270.4801 | 270.4801 | 270.4801 | 270.4801 | 270.4801 | 270.4801 | 270.4801 | 270.4801 | 271.776 | 370.48 | 370.48
Option 2 SC | NSW | N6 | Wagga Wagga | Wind | 0 | 0 | 1.537e-05 | 3.419e-05 | 273.7028 | 273.7028 | 273.7028 | 273.7028 | 273.7028 | 273.7028 | 273.7028 | 273.7028 | 273.7028 | 273.7028 | 273.7028 | 273.7028 | 273.7028 | 273.7028 | 273.7028 | 273.7028 | 273.7028 | 273.7028 | 273.7028 | 273.7028
Option 2 SC | NSW | N5 | South West NSW | Wind | 0 | 0 | 1.299e-05 | 2.869e-05 | 5.27e-05 | 5.27e-05 | 5.27e-05 | 5.27e-05 | 5.881e-05 | 5.881e-05 | 6.029e-05 | 6.029e-05 | 6.029e-05 | 6.029e-05 | 6.454e-05 | 7.024e-05 | 7.161e-05 | 7.357e-05 | 7.357e-05 | 7.357e-05 | 7.357e-05 | 7.357e-05 | 7.357e-05 | 7.357e-05
Option 2 SC | NSW | N4 | Broken Hill | Wind | 198.01 | 198.01 | 198.01 | 198.01 | 219.7222 | 219.7222 | 219.7222 | 219.7222 | 219.7222 | 219.7222 | 219.7222 | 219.7222 | 219.7222 | 230.8651 | 337.0668 | 337.0668 | 337.0668 | 839.3135 | 839.3135 | 839.3135 | 839.3135 | 839.3135 | 839.3135 | 839.3135
Option 2 SC | QLD | Q9 | Banana | Solar | 15 | 15 | 15 | 15 | 15 | 15 | 15 | 15 | 15 | 15 | 15 | 15 | 15 | 15 | 15 | 15 | 15 | 0 | 0 | 0 | 0 | 0 | 0 | 0
Option 2 SC | QLD | Q8b | Darling Downs (B) | Solar | 292.49 | 274.45 | 274.45 | 274.45 | 274.45 | 274.45 | 274.45 | 274.45 | 274.45 | 274.45 | 274.45 | 274.45 | 274.45 | 274.45 | 274.45 | 274.45 | 274.45 | 249.45 | 146.49 | 114.39 | 82.29 | 82.29 | 54.99 | 0
Option 2 SC | QLD | Q8a | Darling Downs (A) | Solar | 1089.24 | 1458.57 | 1458.01 | 1457.46 | 1456.89 | 1456.33 | 1455.77 | 1455.27 | 1454.79 | 1454.79 | 1344.79 | 1344.79 | 1344.79 | 1344.79 | 1344.79 | 1344.79 | 1344.79 | 1344.79 | 1344.79 | 1344.79 | 782.87 | 782.87 | 782.87 | 782.87
Option 2 SC | QLD | Q8 | Darling Downs | Solar | 0 | 1026.4945 | 1026.4945 | 1026.4945 | 1026.4945 | 1026.4945 | 1026.4946 | 1026.4946 | 1026.4946 | 1396.488 | 2113.8601 | 2113.8602 | 3412.2911 | 3412.2911 | 3412.2911 | 3412.2911 | 4183.738 | 4183.738 | 4183.738 | 4200.853 | 4200.853 | 4211.8601 | 4766.1434 | 4784.4575
Option 2 SC | QLD | Q6 | Fitzroy | Solar | 81.72 | 81.72 | 81.72 | 81.72 | 81.72 | 81.7201 | 81.7201 | 81.7201 | 81.7201 | 630.8126 | 1103.8124 | 1103.8127 | 1103.8127 | 1103.8127 | 1103.8127 | 1474.274 | 2645.7803 | 2645.7803 | 2645.7803 | 3266.0744 | 3266.0744 | 3603.9152 | 4959.4348 | 5586.3778
Option 2 SC | QLD | Q5 | Barcaldine | Solar | 0 | 0.00010689 | 0.00010689 | 0.00010689 | 0.00012562 | 0.00012834 | 0.00012998 | 0.00012998 | 0.0001314 | 6.3796 | 27.3634 | 27.3636 | 27.3636 | 27.3636 | 27.3636 | 45.7468 | 52.9272 | 52.9272 | 52.9272 | 72.9573 | 72.9573 | 72.9573 | 72.9573 | 72.9573
Option 2 SC | QLD | Q4b | Isaac (B) | Solar | 295.96 | 295.96 | 295.96 | 295.96 | 295.96 | 295.96 | 295.96 | 295.96 | 295.96 | 295.96 | 295.96 | 295.96 | 295.96 | 295.96 | 295.96 | 295.96 | 295.96 | 295.96 | 295.96 | 295.96 | 295.96 | 295.96 | 295.96 | 295.96
Option 2 SC | QLD | Q4 | Isaac | Solar | 393.47 | 393.47 | 393.47 | 393.47 | 393.47 | 393.4701 | 393.4701 | 393.4701 | 393.4701 | 393.4701 | 393.4701 | 393.4704 | 393.4707 | 393.4707 | 393.4707 | 393.4707 | 637.4315 | 637.4317 | 594.9317 | 841.2299 | 841.2299 | 973.0972 | 1177.9437 | 2128.7888
Option 2 SC | QLD | Q7 | Wide Bay | Solar | 426.77 | 486.77 | 685.17 | 685.17 | 685.17 | 685.1701 | 685.1701 | 685.1701 | 685.1701 | 685.1702 | 1330.2109 | 1330.211 | 1330.211 | 2028.7014 | 2028.7014 | 2028.7015 | 2349.5505 | 2349.5505 | 2349.5505 | 2349.5505 | 2349.5505 | 2885.17 | 2885.17 | 2754.28
Option 2 SC | QLD | Q3 | Northern Qld | Solar | 437.15 | 437.15 | 1037.15 | 1037.15 | 1037.15 | 1037.15 | 1037.15 | 1037.15 | 1037.15 | 1037.15 | 1037.15 | 1037.15 | 1037.15 | 1037.15 | 1037.15 | 1037.15 | 915.99 | 800.02 | 800.02 | 800.02 | 800.02 | 700.04 | 700.04 | 700.04
Option 2 SC | QLD | Q2 | North Qld Clean Energy Hub | Solar | 84.47 | 84.47 | 84.47 | 84.47 | 84.47 | 84.47 | 84.47 | 84.47 | 84.47 | 84.47 | 84.47 | 35.97 | 35.97 | 35.97 | 35.97 | 35.97 | 35.97 | 35.97 | 35.97 | 35.97 | 20.97 | 20.97 | 0 | 0
Option 2 SC | QLD | Q1 | Far North QLD | Solar | 72 | 172.2997 | 172.2997 | 172.2997 | 172.2997 | 219.0223 | 219.0223 | 219.0223 | 219.0223 | 219.0223 | 219.0226 | 339.528 | 369.2372 | 369.2372 | 369.2372 | 369.2372 | 549.7686 | 549.7686 | 549.7686 | 549.7686 | 549.7686 | 549.7686 | 477.7686 | 477.7686
Option 2 SC | QLD | Q10 | Collinsville | Solar | 227.02 | 227.0201 | 227.0201 | 227.0201 | 227.0201 | 380.2838 | 380.2838 | 380.2838 | 380.2838 | 380.2838 | 380.2838 | 822.7075 | 822.7075 | 822.7075 | 822.7075 | 822.7075 | 822.7075 | 822.7075 | 822.7075 | 822.7075 | 822.7075 | 822.7075 | 660.6875 | 595.6875
Option 2 SC | QLD | Q8c | Darling Downs (C) | Wind | 691.98 | 691.98 | 691.98 | 691.98 | 691.98 | 691.98 | 691.98 | 691.98 | 691.98 | 691.98 | 691.98 | 691.98 | 691.98 | 691.98 | 691.98 | 691.98 | 691.98 | 691.98 | 252 | 252 | 252 | 252 | 252 | 252
Option 2 SC | QLD | Q8a | Darling Downs (A) | Wind | 172.99 | 172.99 | 172.99 | 172.99 | 172.99 | 172.99 | 172.99 | 172.99 | 172.99 | 172.99 | 172.99 | 172.99 | 172.99 | 172.99 | 172.99 | 172.99 | 172.99 | 172.99 | 172.99 | 172.99 | 172.99 | 172.99 | 172.99 | 172.99
Option 2 SC | QLD | Q8 | Darling Downs | Wind | 0 | 0 | 2.063e-05 | 3.987e-05 | 523.8309 | 1352.3674 | 1352.3675 | 1352.3675 | 1352.3675 | 1352.3676 | 1463.7348 | 2543.0246 | 2603.0893 | 3531.494 | 3626.87 | 4351.9053 | 5171.6925 | 5171.6925 | 5171.6925 | 5600 | 5600 | 5600 | 5600 | 5600
Option 2 SC | QLD | Q7 | Wide Bay | Wind | 0 | 0 | 1.93e-06 | 1.93e-06 | 3.55e-06 | 5.18e-06 | 5.18e-06 | 7.02e-06 | 7.02e-06 | 9.84e-06 | 1.553e-05 | 2.022e-05 | 300 | 300 | 300 | 300 | 300 | 300 | 300 | 300 | 300 | 300 | 300 | 300
Option 2 SC | QLD | Q6 | Fitzroy | Wind | 0 | 221.01 | 221.01 | 221.01 | 221.01 | 413.4629 | 413.4629 | 413.4629 | 1121.01 | 1121.01 | 1121.01 | 1121.01 | 1121.01 | 1121.01 | 1121.01 | 1121.01 | 1121.0101 | 2508.0984 | 2508.0984 | 2508.0984 | 2508.0984 | 2508.0984 | 2508.0984 | 2508.0984
Option 2 SC | QLD | Q5 | Barcaldine | Wind | 0 | 0 | 2.59e-06 | 5.61e-06 | 92.47 | 93.7775 | 94.9141 | 97.6278 | 97.6279 | 97.6279 | 97.6279 | 97.6279 | 97.6279 | 99.2792 | 99.2792 | 99.2792 | 101.4652 | 101.4652 | 101.4652 | 102.5496 | 102.5496 | 102.5496 | 103.988 | 103.988
Option 2 SC | QLD | Q4 | Isaac | Wind | 439 | 724.2 | 724.2 | 724.2 | 724.2 | 724.2 | 724.2 | 724.2 | 724.2002 | 724.2002 | 724.2002 | 724.2002 | 1124.2 | 1124.2 | 1124.2 | 1124.2 | 1124.2 | 1124.2 | 1124.2 | 1124.2 | 1124.2 | 1124.2 | 1124.2 | 685.2
Option 2 SC | QLD | Q2 | North Qld Clean Energy Hub | Wind | 43.2 | 43.2 | 43.2 | 43.2 | 43.2001 | 43.2001 | 934.5442 | 1672.1362 | 1672.1362 | 1672.1362 | 1672.1362 | 1672.1362 | 2241.2905 | 2241.2905 | 2241.2905 | 2241.2905 | 2345.2982 | 2388.1386 | 2388.1386 | 2388.1386 | 2344.9386 | 2344.9386 | 2476.3114 | 2476.3114
Option 2 SC | QLD | Q8b | Darling Downs (B) | Wind | 890.03 | 890.03 | 890.03 | 890.03 | 890.03 | 890.03 | 890.03 | 890.03 | 890.03 | 890.03 | 890.03 | 890.03 | 890.03 | 890.03 | 890.03 | 890.03 | 890.03 | 890.03 | 890.03 | 890.03 | 890.03 | 890.03 | 890.03 | 890.03
Option 2 SC | QLD | Q10 | Collinsville | Wind | 0 | 0 | 2.31e-06 | 4.69e-06 | 8.86e-06 | 4.149e-05 | 4.149e-05 | 4.388e-05 | 5.558e-05 | 5.558e-05 | 6.075e-05 | 6.324e-05 | 546.6578 | 546.6578 | 546.6578 | 546.6578 | 546.6578 | 608.8446 | 608.8446 | 630.2773 | 630.2773 | 630.2773 | 640 | 640
Option 2 SC | QLD | Q1 | Far North QLD | Wind | 332.45 | 332.45 | 445.9896 | 902.45 | 902.4501 | 902.4501 | 902.4501 | 902.4501 | 902.4501 | 902.4501 | 902.4501 | 902.4501 | 902.4501 | 902.4501 | 902.4501 | 902.4501 | 902.4501 | 721.9801 | 721.9801 | 835.9276 | 835.9276 | 835.9277 | 702.795 | 865.5356
Option 2 SC | SA | S1 | South East SA | Solar | 182 | 182 | 182 | 182 | 182 | 182 | 182 | 182 | 182 | 182 | 182 | 182 | 182 | 182 | 182 | 182 | 182 | 182 | 182 | 182 | 182 | 182 | 182 | 87
Option 2 SC | SA | S2 | Riverland | Solar | 19.89 | 19.89 | 19.89 | 19.89 | 19.89 | 15.33 | 15.33 | 15.33 | 15.33 | 15.33 | 15.33 | 15.3301 | 15.3301 | 925.2632 | 1172.8017 | 1163.6817 | 1163.6817 | 1163.6818 | 1163.6818 | 1157.4718 | 1157.4718 | 1157.4718 | 1248.4426 | 1248.4426
Option 2 SC | SA | S3 | Mid-North SA | Solar | 0 | 3.163e-05 | 5.873e-05 | 5.976e-05 | 6.098e-05 | 6.243e-05 | 6.243e-05 | 6.464e-05 | 6.464e-05 | 6.945e-05 | 6.945e-05 | 8.883e-05 | 8.992e-05 | 346.4019 | 346.402 | 346.402 | 346.402 | 346.402 | 346.402 | 346.402 | 346.402 | 346.402 | 756.6148 | 756.6148
Option 2 SC | SA | S5 | Northern SA | Solar | 296.24 | 880.0389 | 917.3999 | 917.3999 | 917.3999 | 917.3999 | 917.3999 | 917.3999 | 917.3999 | 917.3999 | 917.3999 | 917.3999 | 1026.0323 | 1165.1144 | 1405.5453 | 1473.6513 | 1597.3314 | 1597.3314 | 1378.0914 | 1378.0914 | 1378.0914 | 1301.0914 | 2748.4243 | 2748.4243
Option 2 SC | SA | S1 | South East SA | Wind | 324.5 | 324.5 | 324.5 | 324.5 | 324.5 | 324.5 | 324.5 | 324.5 | 324.5 | 198 | 198 | 198.0002 | 39.0002 | 300.5909 | 800 | 800 | 800 | 800.0001 | 800.0001 | 800.0001 | 800.0001 | 800.0001 | 800.0001 | 800.0001
Option 2 SC | SA | S7 | Eastern Eyre Peninsula | Wind | 225.03 | 225.03 | 225.03 | 225.03 | 163.03 | 72.28 | 72.28 | 72.28 | 72.28 | 1.39e-05 | 285.3297 | 285.3298 | 285.3298 | 285.3298 | 285.3298 | 285.3298 | 285.3298 | 285.3298 | 285.3298 | 299.7767 | 299.7767 | 299.7767 | 299.7767 | 299.7767
Option 2 SC | SA | S6 | Roxby Downs | Wind | 0 | 0 | 2.59e-06 | 2.59e-06 | 2.59e-06 | 2.59e-06 | 2.59e-06 | 2.59e-06 | 6.59e-06 | 7.99e-06 | 1.296e-05 | 1.435e-05 | 155.6097 | 155.6097 | 155.6097 | 155.6097 | 155.6097 | 155.6097 | 155.6097 | 155.6097 | 155.6097 | 155.6097 | 155.6097 | 155.6097
Option 2 SC | SA | S5 | Northern SA | Wind | 407.5 | 407.5 | 407.5 | 407.5 | 407.5 | 407.5 | 407.5 | 407.5 | 407.5 | 407.5 | 407.5 | 407.5 | 1167.5 | 1167.5 | 1167.5 | 1167.5 | 1167.5 | 1167.5 | 1167.5 | 961 | 961 | 961 | 961 | 961
Option 2 SC | SA | S4 | Yorke Peninsula | Wind | 0 | 0 | 4.47e-06 | 4.47e-06 | 4.47e-06 | 5.98e-06 | 5.98e-06 | 7.59e-06 | 7.59e-06 | 1.33e-05 | 2.158e-05 | 6.176e-05 | 6.176e-05 | 6.567e-05 | 6.916e-05 | 7.285e-05 | 7.285e-05 | 0.00011189 | 0.00011189 | 0.00011625 | 0.00011625 | 0.00011625 | 0.00011761 | 0.00011929
Option 2 SC | SA | S3 | Mid-North SA | Wind | 1732.01 | 1732.01 | 1732.01 | 1732.01 | 1732.01 | 1732.01 | 1732.01 | 1633.31 | 1633.31 | 1561.91 | 1377.4201 | 1566.9437 | 1897.022 | 2250.72 | 2250.72 | 2250.72 | 2250.72 | 2393.5712 | 2393.5712 | 2262.7712 | 2262.7712 | 2262.7712 | 2061.7912 | 1866.1012
Option 2 SC | TAS | T3 | Central Highlands | Solar | 0 | 4.97e-06 | 8.2e-06 | 1.099e-05 | 1.099e-05 | 1.099e-05 | 1.099e-05 | 1.099e-05 | 1.099e-05 | 1.099e-05 | 1.252e-05 | 1.5e-05 | 1.755e-05 | 1.864e-05 | 1.864e-05 | 1.971e-05 | 1.971e-05 | 2.289e-05 | 2.289e-05 | 2.289e-05 | 2.289e-05 | 2.289e-05 | 2.289e-05 | 2.289e-05
Option 2 SC | TAS | T2 | North West Tasmania | Solar | 0 | 6.77e-06 | 1.091e-05 | 0.00020454 | 0.00020454 | 0.0002113 | 0.0002113 | 0.0002113 | 0.0002113 | 0.00021373 | 0.0002169 | 0.00022094 | 0.00022094 | 0.00022208 | 0.00022208 | 0.00022208 | 0.0002233 | 0.00022682 | 0.00022682 | 0.00022682 | 0.00022682 | 0.00022682 | 0.00022682 | 0.00022682
Option 2 SC | TAS | T1 | North East Tasmania | Solar | 0 | 300 | 300 | 382.2773 | 382.2773 | 382.2773 | 382.2773 | 382.2773 | 382.2773 | 382.2773 | 382.2773 | 382.2773 | 382.2773 | 382.2773 | 382.2773 | 382.2773 | 382.2773 | 382.2773 | 382.2773 | 382.2773 | 382.2773 | 382.2773 | 382.2773 | 382.2773
Option 2 SC | TAS | T3 | Central Highlands | Wind | 144 | 144 | 714.5311 | 887.8631 | 979.9923 | 1262.3668 | 1262.3668 | 1262.3668 | 1262.3668 | 1262.3668 | 1262.3668 | 1262.3668 | 1517.0989 | 1517.0989 | 1517.0989 | 1517.0989 | 1517.0989 | 1517.0989 | 1373.0989 | 1373.0989 | 1373.0989 | 1373.0989 | 1373.0989 | 1373.0989
Option 2 SC | TAS | T2 | North West Tasmania | Wind | 111.6 | 111.6 | 117.4728 | 123.7751 | 123.7751 | 123.7751 | 123.7751 | 123.7751 | 123.7751 | 123.7751 | 123.7751 | 123.7751 | 131.3556 | 131.3556 | 131.3556 | 131.3556 | 131.3556 | 131.3557 | 131.3557 | 131.3557 | 131.3557 | 131.3557 | 131.3557 | 131.3557
Option 2 SC | TAS | T1 | North East Tasmania | Wind | 0 | 0 | 1.084e-05 | 61.6842 | 61.6842 | 79.6256 | 79.6256 | 79.6256 | 79.6256 | 79.6256 | 79.6256 | 150.7187 | 150.7187 | 150.7187 | 150.7187 | 150.7187 | 150.7187 | 150.7187 | 150.7187 | 150.7187 | 150.7187 | 150.7187 | 150.7187 | 150.7187
Option 2 SC | VIC | V8 | Gippsland Offshore | Offshore Wind | 0 | 0 | 0 | 0 | 0 | 2000 | 2158.3082 | 2824.3082 | 3491.3082 | 4477.9848 | 5220 | 6220 | 7220 | 8220 | 8220 | 8220 | 8220 | 8220 | 8220 | 8220 | 8220 | 8220 | 8220 | 8220
Option 2 SC | VIC | V9 | Southern Ocean | Offshore Wind | 0 | 0 | 0 | 0 | 0 | 1.681e-05 | 508.6918 | 508.6918 | 508.6918 | 522.0152 | 780 | 780 | 780 | 780 | 780 | 780 | 780 | 780 | 780 | 780 | 780 | 780 | 780 | 780
Option 2 SC | VIC | V2 | Central Highlands VIC | Solar | 0 | 2.756e-05 | 2.756e-05 | 2.756e-05 | 2.756e-05 | 2.756e-05 | 2.756e-05 | 2.756e-05 | 2.901e-05 | 2.901e-05 | 3.277e-05 | 4.466e-05 | 4.466e-05 | 5.336e-05 | 5.957e-05 | 6.331e-05 | 6.453e-05 | 7.022e-05 | 7.022e-05 | 7.022e-05 | 7.022e-05 | 7.022e-05 | 7.022e-05 | 7.022e-05
Option 2 SC | VIC | V3 | Wimmera Grampians | Solar | 118.8 | 118.8 | 118.8 | 118.8 | 118.8 | 118.8 | 118.8 | 118.8 | 118.8 | 118.8 | 118.8 | 118.8 | 118.8 | 118.8 | 118.8 | 118.8 | 118.8 | 118.8 | 118.8 | 118.8 | 118.8 | 118.8 | 118.8 | 118.8
Option 2 SC | VIC | V1 | North West VIC | Solar | 596.96 | 901.8238 | 901.8238 | 901.8238 | 901.8238 | 901.8238 | 901.8238 | 901.8238 | 901.8238 | 901.8238 | 901.8238 | 901.8238 | 901.8238 | 3598.8855 | 3735.23 | 3735.23 | 3735.23 | 3735.23 | 3735.23 | 3708.06 | 3708.06 | 3708.06 | 3568.03 | 3192.1
Option 2 SC | VIC | V6 | Gippsland Onshore | Solar | 0 | 643.3262 | 643.3262 | 643.3262 | 643.3262 | 643.3262 | 643.3262 | 643.3262 | 643.3262 | 643.3262 | 643.3262 | 643.3262 | 643.3262 | 643.3262 | 643.3262 | 643.3262 | 643.3262 | 643.3262 | 643.3262 | 643.3262 | 643.3262 | 643.3262 | 643.3262 | 643.3262
Option 2 SC | VIC | V7 | Central North VIC | Solar | 619.99 | 700.03 | 764.05 | 764.05 | 764.05 | 764.05 | 764.05 | 764.05 | 764.05 | 764.05 | 764.05 | 764.05 | 764.05 | 764.0501 | 1339.3685 | 1339.3685 | 1339.3685 | 1339.3686 | 1239.3986 | 1239.3986 | 1239.3986 | 1239.3986 | 1239.3986 | 1239.3986
Option 2 SC | VIC | V4 | Wimmera Southern Mallee | Solar | 0 | 1.428e-05 | 1.428e-05 | 1.428e-05 | 1.428e-05 | 1.428e-05 | 1.428e-05 | 1.428e-05 | 1.428e-05 | 1.428e-05 | 1.55e-05 | 2.81e-05 | 2.81e-05 | 3.289e-05 | 3.753e-05 | 3.753e-05 | 5.542e-05 | 6.417e-05 | 6.417e-05 | 6.417e-05 | 6.417e-05 | 6.417e-05 | 6.417e-05 | 6.588e-05
Option 2 SC | VIC | V4 | Wimmera Southern Mallee | Wind | 465.75 | 465.75 | 564.4494 | 1441.3811 | 1441.3811 | 1441.3811 | 1441.3811 | 1441.3811 | 1441.3811 | 1441.3811 | 1441.3811 | 1441.3811 | 1441.3811 | 1441.3811 | 1441.3811 | 1441.3811 | 1410.3311 | 1410.3311 | 1410.3311 | 1410.3311 | 1410.3311 | 1749.6437 | 1749.6437 | 1523.9437
Option 2 SC | VIC | V5 | South West VIC | Wind | 2151.27 | 2223.27 | 2508.9972 | 2589.2754 | 2589.2754 | 2559.2754 | 2559.2754 | 2559.2754 | 2559.2754 | 2559.2754 | 2559.2754 | 2496.2654 | 2076.2654 | 2076.2654 | 1924.5654 | 2071.8808 | 2052.3808 | 1866.3808 | 2253.939 | 2310.5594 | 2310.5594 | 2157.5694 | 2485.07 | 2485.07
Option 2 SC | VIC | V3 | Wimmera Grampians | Wind | 768.85 | 768.85 | 768.85 | 768.85 | 716.35 | 716.35 | 716.35 | 716.35 | 524.35 | 524.35 | 524.35 | 524.35 | 524.35 | 524.35 | 524.3501 | 524.3501 | 524.3501 | 524.3501 | 444.4001 | 444.4001 | 444.4001 | 204.4001 | 204.4001 | 5.668e-05
Option 2 SC | VIC | V2 | Central Highlands VIC | Wind | 692.62 | 692.62 | 975.3721 | 1253.9162 | 1253.9162 | 1253.9162 | 1253.9162 | 1253.9162 | 1253.9162 | 1253.9162 | 1253.9162 | 1253.9162 | 1253.9162 | 1253.9162 | 1253.9162 | 1313.4623 | 1313.4623 | 1182.2623 | 1246.0069 | 1314.9511 | 1314.9511 | 1286.2511 | 1455.499 | 1275
Option 2 SC | VIC | V1 | North West VIC | Wind | 0 | 0 | 1009.8089 | 1053.0673 | 1053.0673 | 1053.0673 | 1053.0673 | 1053.0673 | 1053.0673 | 1053.0673 | 1053.0673 | 1053.0673 | 1053.0673 | 1053.0673 | 1378.1203 | 1378.1203 | 1378.1203 | 1378.1203 | 1378.1203 | 1378.1203 | 1378.1203 | 1378.1203 | 1378.1203 | 1508
Option 2 SC | VIC | V6 | Gippsland Onshore | Wind | 0 | 0 | 1.459e-05 | 3.017e-05 | 3.017e-05 | 3.017e-05 | 3.017e-05 | 3.225e-05 | 3.626e-05 | 3.83e-05 | 3.83e-05 | 4.302e-05 | 4.302e-05 | 4.437e-05 | 4.619e-05 | 5.002e-05 | 5.317e-05 | 5.607e-05 | 5.607e-05 | 5.607e-05 | 5.607e-05 | 5.607e-05 | 5.607e-05 | 5.607e-05
Option 2 SC | VIC | V7 | Central North VIC | Wind | 0 | 0 | 245.0124 | 544 | 544 | 544 | 544 | 544 | 544 | 544 | 544 | 544 | 544 | 544 | 544 | 544 | 544 | 544 | 544 | 544 | 544 | 544 | 544 | 544
Option 2D SC | NSW | N11 | Illawarra Coast | Offshore Wind | 0 | 0 | 0 | 0 | 0 | 0 | 0 | 0 | 0 | 0 | 0 | 0 | 1.52e-06 | 1.52e-06 | 3.21e-06 | 9e-06 | 445.8964 | 445.8964 | 445.8964 | 445.8964 | 445.8964 | 445.8964 | 445.8964 | 445.8964
Option 2D SC | NSW | N10 | Hunter Coast | Offshore Wind | 0 | 0 | 0 | 0 | 0 | 0 | 0 | 0 | 0 | 0 | 0 | 0 | 560.9898 | 560.9898 | 560.9898 | 560.9898 | 758.5437 | 758.5437 | 758.5437 | 758.5437 | 758.5437 | 758.5437 | 758.5437 | 758.5437
Option 2D SC | NSW | N1 | North West NSW | Solar | 166 | 300.7998 | 327.6692 | 392.5421 | 392.5769 | 408.6201 | 426.0761 | 426.0761 | 426.0761 | 426.0761 | 426.0761 | 426.0761 | 426.0761 | 426.0761 | 426.0761 | 426.0761 | 426.0761 | 426.0761 | 426.0761 | 426.0761 | 370.0761 | 370.0761 | 370.0761 | 370.0761
Option 2D SC | NSW | N5 | South West NSW | Solar | 903.68 | 1013.68 | 1817.0782 | 2199.5036 | 2234.8114 | 2234.8114 | 2234.8114 | 2234.8114 | 2661.4973 | 2661.4973 | 2676.0751 | 2676.0751 | 2676.0751 | 2676.0751 | 2676.0751 | 2676.0751 | 2676.0751 | 2526.0451 | 2526.0451 | 2526.0451 | 2526.0451 | 2526.0451 | 2526.0451 | 2326.3651
Option 2D SC | NSW | N4 | Broken Hill | Solar | 53 | 163.5961 | 224.3492 | 403.3237 | 403.3237 | 403.3237 | 423.7799 | 423.7799 | 449.1231 | 449.1231 | 449.1231 | 449.1231 | 449.1231 | 449.1231 | 449.1231 | 449.1231 | 449.1231 | 396.1231 | 396.1231 | 396.1231 | 396.1231 | 396.1231 | 783.4091 | 783.4091
Option 2D SC | NSW | N3 | Central-West Orana | Solar | 1496 | 1496 | 3115.8312 | 6158.5106 | 6508.5106 | 6683.5106 | 6683.5106 | 6841.3321 | 8316.01 | 8316.01 | 8316.01 | 8316.01 | 8316.01 | 8316.01 | 8316.01 | 8316.0101 | 10221.2693 | 10221.2693 | 10221.2693 | 10185.2593 | 10185.2593 | 10185.2593 | 10138.5593 | 9946.9193
Option 2D SC | NSW | N2 | New England | Solar | 535.02 | 735.66 | 1055.66 | 1071.4669 | 1120.9271 | 1266.9613 | 3607.7976 | 3607.7976 | 3607.7976 | 3607.7976 | 3607.7976 | 3607.7976 | 3607.7976 | 3607.7976 | 3607.7976 | 3607.7976 | 3607.7976 | 3587.7976 | 3587.7976 | 3587.7976 | 3587.7976 | 3587.7976 | 3587.7976 | 3587.7976
Option 2D SC | NSW | N13 | South Cobar | Solar | 0 | 3.15e-06 | 1.889e-05 | 121.5233 | 121.5233 | 121.5233 | 121.5233 | 121.5233 | 121.5234 | 121.5234 | 141.8572 | 141.8572 | 141.8572 | 141.8572 | 141.8572 | 141.8572 | 141.8572 | 141.8572 | 141.8572 | 141.8572 | 141.8572 | 141.8572 | 141.8572 | 141.8572
Option 2D SC | NSW | DN1 | Dubbo | Solar | 0 | 0 | 0 | 0 | 0 | 0 | 880.8362 | 903.1688 | 903.1688 | 903.1688 | 903.1688 | 903.1688 | 961.8066 | 961.8066 | 961.8066 | 961.8066 | 1320 | 1320 | 1320 | 1320 | 1320 | 1320 | 1320 | 1320
Option 2D SC | NSW | N6 | Wagga Wagga | Solar | 436.14 | 2483.8614 | 2612.15 | 2612.15 | 2612.15 | 2612.15 | 2612.15 | 2612.15 | 2612.15 | 2612.15 | 2612.15 | 2612.15 | 2612.15 | 2612.15 | 2612.15 | 2612.15 | 2612.15 | 2612.15 | 2612.15 | 2612.15 | 2612.15 | 2612.15 | 2612.15 | 2612.15
Option 2D SC | NSW | N9 | Hunter-Central Coast | Solar | 0 | 887.9738 | 2434.571 | 2434.571 | 2434.571 | 2434.571 | 2434.571 | 2434.571 | 3105.0519 | 3187.617 | 3659 | 3659 | 3659 | 3659 | 3659 | 3659 | 3659 | 3659 | 3659 | 3659 | 3659 | 3659 | 3659 | 3659
Option 2D SC | NSW | N8 | Cooma-Monaro | Solar | 0 | 2.1e-06 | 319.0898 | 319.0898 | 319.0898 | 319.0898 | 319.0898 | 319.0898 | 319.0898 | 319.0898 | 319.0899 | 319.0899 | 319.0899 | 319.0899 | 319.0899 | 319.0899 | 319.0899 | 319.0899 | 319.0899 | 319.0899 | 319.0899 | 319.0899 | 319.0899 | 319.0899
Option 2D SC | NSW | N7 | Tumut | Solar | 0 | 2.23e-06 | 100 | 100 | 100 | 100 | 100 | 100 | 100 | 100 | 100 | 100 | 100 | 100 | 100 | 100 | 100 | 100 | 100 | 100 | 100 | 100 | 100 | 100
Option 2D SC | NSW | N5 | South West NSW | Wind | 0 | 0 | 3.24e-06 | 7.32e-06 | 1.953e-05 | 1.953e-05 | 1.953e-05 | 1.953e-05 | 2.957e-05 | 2.957e-05 | 3.187e-05 | 3.187e-05 | 3.187e-05 | 3.433e-05 | 4.31e-05 | 4.815e-05 | 4.815e-05 | 4.918e-05 | 4.918e-05 | 4.918e-05 | 4.918e-05 | 4.918e-05 | 4.918e-05 | 5.093e-05
Option 2D SC | NSW | N4 | Broken Hill | Wind | 198.01 | 198.01 | 198.01 | 198.01 | 223.4863 | 223.4863 | 223.4863 | 223.4863 | 223.4863 | 223.4863 | 223.4863 | 223.4863 | 223.4863 | 313.4525 | 642.8078 | 642.8078 | 642.8078 | 1259.3241 | 1259.3241 | 1259.3241 | 1259.3241 | 1259.3241 | 1259.3241 | 1259.3241
Option 2D SC | NSW | N3 | Central-West Orana | Wind | 113.19 | 113.19 | 702.3514 | 3915.7169 | 5360.6794 | 6044.16 | 6044.16 | 6044.16 | 6044.16 | 6044.16 | 6085.9736 | 6085.9736 | 7705.19 | 7705.19 | 7705.19 | 7705.19 | 7705.19 | 7705.19 | 7705.19 | 7705.19 | 7705.19 | 7705.19 | 7705.19 | 7592
Option 2D SC | NSW | N2 | New England | Wind | 442.48 | 442.48 | 442.48 | 442.48 | 652.48 | 652.48 | 652.48 | 1065.2751 | 2452.4801 | 2452.4801 | 3255.6023 | 3255.6023 | 3083.1223 | 3083.1223 | 3083.1223 | 3782.7518 | 4688.0263 | 4418.0263 | 4418.0263 | 4418.0263 | 4418.0263 | 4418.0263 | 4663.6103 | 4663.6103
Option 2D SC | NSW | N13 | South Cobar | Wind | 0 | 0 | 0 | 0 | 3.53e-06 | 3.53e-06 | 3.53e-06 | 4.82e-06 | 1.014e-05 | 1.014e-05 | 1.305e-05 | 1.305e-05 | 1.607e-05 | 4.061e-05 | 30.8345 | 131.4368 | 131.4368 | 131.4368 | 131.4368 | 131.4368 | 131.4368 | 131.4368 | 133.2827 | 133.2827
Option 2D SC | NSW | N12 | Illawarra | Wind | 0 | 0 | 1.6e-06 | 1.6e-06 | 3.33e-06 | 5.27e-06 | 6.29e-06 | 1.063e-05 | 71 | 71 | 71 | 71 | 71 | 71 | 71 | 71 | 71 | 71 | 71 | 71 | 71 | 71 | 71 | 71
Option 2D SC | NSW | DN3 | Marulan | Wind | 0 | 0 | 0 | 0 | 1.66e-06 | 2.76e-06 | 2.76e-06 | 3.88e-06 | 7.75e-06 | 9.08e-06 | 1.382e-05 | 1.535e-05 | 193.0396 | 194 | 194 | 194 | 194 | 194 | 194 | 194 | 194 | 194 | 194 | 194
Option 2D SC | NSW | DN1 | Dubbo | Wind | 0 | 0 | 0 | 0 | 0 | 0 | 2.77e-06 | 2.751e-05 | 288 | 288 | 288 | 288 | 288 | 288 | 288 | 288 | 288 | 288 | 288 | 288 | 288 | 288 | 288 | 288
Option 2D SC | NSW | N6 | Wagga Wagga | Wind | 0 | 0 | 3.56e-06 | 8.66e-06 | 300 | 300 | 300 | 300 | 300 | 300 | 300 | 300 | 300 | 300 | 300 | 300 | 300 | 300 | 300 | 300 | 300 | 300 | 300 | 300
Option 2D SC | NSW | N7 | Tumut | Wind | 0 | 270.48 | 270.48 | 270.48 | 270.48 | 270.48 | 270.48 | 270.48 | 270.48 | 270.48 | 270.48 | 270.48 | 270.48 | 270.48 | 270.48 | 270.48 | 270.4801 | 270.4801 | 270.4801 | 270.4801 | 270.4801 | 370.48 | 370.48 | 370.48
Option 2D SC | NSW | N9 | Hunter-Central Coast | Wind | 0 | 0 | 7.47e-06 | 9.63e-06 | 400 | 400 | 400 | 400 | 400.0001 | 975.4454 | 1400 | 1400 | 1524 | 1524 | 1524 | 1524 | 1524 | 1524 | 1524 | 1524 | 1524 | 1524 | 1524 | 1524
Option 2D SC | NSW | N8 | Cooma-Monaro | Wind | 113.18 | 113.18 | 113.18 | 200.4321 | 213.18 | 213.18 | 213.18 | 213.18 | 213.18 | 213.18 | 213.18 | 213.18 | 213.18 | 405.7461 | 300 | 300 | 300 | 300 | 300 | 300 | 300 | 300 | 300 | 300
Option 2D SC | QLD | Q9 | Banana | Solar | 15 | 15 | 15 | 15 | 15 | 15 | 15 | 15 | 15 | 15 | 15 | 15 | 15 | 15 | 15 | 15 | 15 | 0 | 0 | 0 | 0 | 0 | 0 | 0
Option 2D SC | QLD | Q8b | Darling Downs (B) | Solar | 292.49 | 274.45 | 274.45 | 274.45 | 274.45 | 274.45 | 274.45 | 274.45 | 274.45 | 274.45 | 274.45 | 274.45 | 274.45 | 274.45 | 274.45 | 274.45 | 274.45 | 249.45 | 146.49 | 114.39 | 82.29 | 82.29 | 54.99 | 0
Option 2D SC | QLD | Q8a | Darling Downs (A) | Solar | 1089.24 | 1458.57 | 1458.01 | 1457.46 | 1456.89 | 1456.33 | 1455.77 | 1455.27 | 1454.79 | 1454.79 | 1344.79 | 1344.79 | 1344.79 | 1344.79 | 1344.79 | 1344.79 | 1344.79 | 1344.79 | 1344.79 | 1344.79 | 782.87 | 782.87 | 782.87 | 782.87
Option 2D SC | QLD | Q8 | Darling Downs | Solar | 0 | 1020.3152 | 1020.3152 | 1020.3152 | 1020.3152 | 1020.3152 | 1020.3152 | 1020.3152 | 1020.3152 | 1361.303 | 2059.8101 | 2059.8102 | 3626.7573 | 3626.7573 | 3626.7573 | 3626.7573 | 4211.8599 | 4211.86 | 4211.86 | 4211.86 | 4211.86 | 4211.8604 | 4776.1255 | 4776.1259
Option 2D SC | QLD | Q7 | Wide Bay | Solar | 426.77 | 486.77 | 685.17 | 685.17 | 685.17 | 685.17 | 685.17 | 685.17 | 685.17 | 685.1701 | 1299.7892 | 1299.7892 | 1299.7892 | 1983.2562 | 1983.2562 | 1983.2562 | 2322.384 | 2322.384 | 2322.384 | 2322.384 | 2322.384 | 2885.17 | 2885.17 | 2754.28
Option 2D SC | QLD | Q6 | Fitzroy | Solar | 81.72 | 81.72 | 81.72 | 81.72 | 81.72 | 81.72 | 81.72 | 81.72 | 81.72 | 558.9943 | 1071.8718 | 1071.8719 | 1071.8719 | 1071.8719 | 1071.8719 | 1429.045 | 2621.9312 | 2621.9312 | 2621.9312 | 3272.1658 | 3272.1658 | 3764.7136 | 4963.0907 | 5657.5863
Option 2D SC | QLD | Q5 | Barcaldine | Solar | 0 | 2.648e-05 | 2.648e-05 | 2.648e-05 | 2.648e-05 | 3.572e-05 | 3.572e-05 | 3.572e-05 | 3.701e-05 | 6.3994 | 28.4305 | 28.4305 | 28.4305 | 28.4305 | 28.4305 | 45.187 | 54.1503 | 54.1503 | 54.1503 | 72.8181 | 72.8181 | 72.8181 | 72.8181 | 72.8181
Option 2D SC | QLD | Q4b | Isaac (B) | Solar | 295.96 | 295.96 | 295.96 | 295.96 | 295.96 | 295.96 | 295.96 | 295.96 | 295.96 | 295.96 | 295.96 | 295.96 | 295.96 | 295.96 | 295.96 | 295.96 | 295.96 | 295.96 | 295.96 | 295.96 | 295.96 | 295.96 | 295.96 | 295.96
Option 2D SC | QLD | Q4 | Isaac | Solar | 393.47 | 393.47 | 393.47 | 393.47 | 393.47 | 393.47 | 393.47 | 393.47 | 393.47 | 393.4701 | 393.4701 | 393.4702 | 424.5886 | 424.5886 | 424.5886 | 424.5886 | 619.5596 | 619.5596 | 577.0596 | 816.7575 | 816.7575 | 963.9732 | 1154.8654 | 2032.1363
Option 2D SC | QLD | Q3 | Northern Qld | Solar | 437.15 | 437.15 | 1037.15 | 1037.15 | 1037.15 | 1037.15 | 1037.15 | 1037.15 | 1037.15 | 1037.15 | 1037.15 | 1037.15 | 1037.15 | 1037.15 | 1037.15 | 1037.15 | 915.99 | 800.02 | 800.02 | 800.02 | 800.02 | 700.04 | 700.04 | 700.04
Option 2D SC | QLD | Q2 | North Qld Clean Energy Hub | Solar | 84.47 | 84.47 | 84.47 | 84.47 | 84.47 | 84.47 | 84.47 | 84.47 | 84.47 | 84.47 | 84.47 | 35.97 | 35.97 | 35.97 | 35.97 | 35.97 | 35.97 | 35.97 | 35.97 | 35.97 | 20.97 | 20.97 | 0 | 0
Option 2D SC | QLD | Q10 | Collinsville | Solar | 227.02 | 227.02 | 227.02 | 227.02 | 227.02 | 379.8704 | 379.8704 | 379.8704 | 379.8704 | 379.8704 | 379.8704 | 824.4856 | 824.4856 | 824.4856 | 824.4856 | 824.4856 | 824.4856 | 824.4856 | 824.4856 | 824.4856 | 824.4856 | 824.4856 | 662.4656 | 597.4656
Option 2D SC | QLD | Q1 | Far North QLD | Solar | 72 | 175.5287 | 175.5287 | 175.5287 | 175.5287 | 214.283 | 214.283 | 214.283 | 214.283 | 214.283 | 216.4329 | 339.5279 | 369.9781 | 369.9781 | 369.9781 | 369.9781 | 562.9994 | 562.9994 | 562.9994 | 562.9994 | 562.9994 | 562.9994 | 490.9994 | 490.9994
Option 2D SC | QLD | Q8c | Darling Downs (C) | Wind | 691.98 | 691.98 | 691.98 | 691.98 | 691.98 | 691.98 | 691.98 | 691.98 | 691.98 | 691.98 | 691.98 | 691.98 | 691.98 | 691.98 | 691.98 | 691.98 | 691.98 | 691.98 | 252 | 252 | 252 | 252 | 252 | 252
Option 2D SC | QLD | Q8b | Darling Downs (B) | Wind | 890.03 | 890.03 | 890.03 | 890.03 | 890.03 | 890.03 | 890.03 | 890.03 | 890.03 | 890.03 | 890.03 | 890.03 | 890.03 | 890.03 | 890.03 | 890.03 | 890.03 | 890.03 | 890.03 | 890.03 | 890.03 | 890.03 | 890.03 | 890.03
Option 2D SC | QLD | Q8a | Darling Downs (A) | Wind | 172.99 | 172.99 | 172.99 | 172.99 | 172.99 | 172.99 | 172.99 | 172.99 | 172.99 | 172.99 | 172.99 | 172.99 | 172.99 | 172.99 | 172.99 | 172.99 | 172.99 | 172.99 | 172.99 | 172.99 | 172.99 | 172.99 | 172.99 | 172.99
Option 2D SC | QLD | Q8 | Darling Downs | Wind | 0 | 0 | 1.38e-06 | 2.99e-06 | 519.1357 | 1287.975 | 1287.9751 | 1287.9751 | 1287.9751 | 1287.9752 | 1467.6972 | 2426.9271 | 2951.7088 | 3614.299 | 3614.299 | 4414.8106 | 5107.3599 | 5107.3599 | 5107.3599 | 5529.8358 | 5529.8358 | 5529.8358 | 5529.8358 | 5529.8358
Option 2D SC | QLD | Q7 | Wide Bay | Wind | 0 | 0 | 0 | 0 | 0 | 0 | 2.46e-06 | 4.02e-06 | 4.02e-06 | 4.02e-06 | 9.24e-06 | 1.258e-05 | 300 | 300 | 300 | 300 | 300 | 300 | 300 | 300 | 300 | 300 | 300 | 300
Option 2D SC | QLD | Q6 | Fitzroy | Wind | 0 | 221.01 | 221.01 | 221.01 | 221.01 | 429.008 | 429.008 | 429.008 | 1121.01 | 1121.01 | 1121.01 | 1121.01 | 1121.01 | 1121.01 | 1121.01 | 1121.01 | 1121.0101 | 2357.0448 | 2357.0448 | 2357.0448 | 2357.0448 | 2357.0448 | 2357.0448 | 2357.0448
Option 2D SC | QLD | Q5 | Barcaldine | Wind | 0 | 0 | 0 | 0 | 92.47 | 93.7775 | 94.2131 | 97.6054 | 97.6054 | 97.6054 | 97.6054 | 97.6054 | 97.9634 | 99.2716 | 99.2716 | 99.2718 | 101.3061 | 101.3061 | 101.3061 | 102.7572 | 102.7572 | 102.7572 | 104.174 | 104.174
Option 2D SC | QLD | Q4 | Isaac | Wind | 439 | 724.2 | 724.2 | 724.2 | 724.2 | 724.2 | 724.2 | 724.2 | 725.1495 | 725.1495 | 725.1495 | 725.1495 | 1124.2 | 1124.2 | 1124.2 | 1124.2 | 1124.2 | 1124.2 | 1124.2 | 1124.2 | 1124.2 | 1124.2 | 1124.2 | 685.2
Option 2D SC | QLD | Q2 | North Qld Clean Energy Hub | Wind | 43.2 | 43.2 | 43.2 | 43.2 | 43.2 | 43.2 | 843.766 | 1671.2883 | 1671.2883 | 1671.2883 | 1671.2883 | 1671.2883 | 2258.9287 | 2258.9287 | 2258.9287 | 2258.9287 | 2354.3875 | 2393.507 | 2393.507 | 2393.507 | 2350.307 | 2350.307 | 2483.5252 | 2483.5252
Option 2D SC | QLD | Q10 | Collinsville | Wind | 0 | 0 | 0 | 0 | 0 | 7.77e-06 | 7.77e-06 | 9.08e-06 | 3.354e-05 | 3.354e-05 | 3.763e-05 | 3.899e-05 | 545.9001 | 545.9001 | 545.9001 | 545.9001 | 545.9001 | 605.3126 | 605.3126 | 640 | 640 | 640 | 640 | 640
Option 2D SC | QLD | Q1 | Far North QLD | Wind | 332.45 | 332.45 | 428.9268 | 902.45 | 902.45 | 902.45 | 902.45 | 902.45 | 902.45 | 902.45 | 902.45 | 902.45 | 902.45 | 902.45 | 902.45 | 902.45 | 902.45 | 721.98 | 721.98 | 820.3487 | 820.3487 | 820.3487 | 688.4358 | 865.0916
Option 2D SC | SA | S5 | Northern SA | Solar | 296.24 | 876.3906 | 917.4 | 917.4 | 917.4 | 917.4 | 917.4 | 917.4 | 917.4 | 917.4 | 917.4 | 917.4 | 1048.2071 | 1268.6406 | 1420.178 | 1501.8328 | 1659.9436 | 1659.9436 | 1440.7036 | 1440.7036 | 1440.7036 | 1363.7036 | 2586.422 | 2586.422
Option 2D SC | SA | S3 | Mid-North SA | Solar | 0 | 7.78e-06 | 1.435e-05 | 1.435e-05 | 1.435e-05 | 1.435e-05 | 1.435e-05 | 1.587e-05 | 1.587e-05 | 1.967e-05 | 2.112e-05 | 3.195e-05 | 3.42e-05 | 355.5265 | 355.5266 | 355.5266 | 355.5266 | 355.5266 | 355.5266 | 355.5266 | 355.5266 | 355.5266 | 903.0698 | 903.0698
Option 2D SC | SA | S2 | Riverland | Solar | 19.89 | 19.89 | 19.89 | 19.89 | 19.89 | 15.33 | 15.33 | 15.33 | 15.33 | 15.33 | 15.33 | 15.33 | 15.33 | 984.7993 | 1178.963 | 1169.843 | 1169.843 | 1169.843 | 1169.843 | 1163.633 | 1163.633 | 1163.633 | 1248.364 | 1248.364
Option 2D SC | SA | S1 | South East SA | Solar | 182 | 182 | 182 | 182 | 182 | 182 | 182 | 182 | 182 | 182 | 182 | 182 | 182 | 182 | 182 | 182 | 182 | 182 | 182 | 182 | 182 | 182 | 182 | 87
Option 2D SC | SA | S5 | Northern SA | Wind | 407.5 | 407.5 | 407.5 | 407.5 | 407.5 | 407.5 | 407.5 | 407.5 | 407.5 | 407.5 | 407.5 | 407.5 | 1167.5 | 1167.5 | 1167.5 | 1167.5 | 1167.5 | 1167.5 | 1167.5 | 961 | 961 | 961 | 961 | 961
Option 2D SC | SA | S4 | Yorke Peninsula | Wind | 0 | 0 | 1.11e-06 | 1.11e-06 | 1.11e-06 | 1.11e-06 | 1.11e-06 | 2.21e-06 | 3.34e-06 | 6.4e-06 | 1.659e-05 | 4.458e-05 | 4.458e-05 | 4.593e-05 | 4.867e-05 | 5.078e-05 | 5.078e-05 | 7.033e-05 | 7.033e-05 | 7.196e-05 | 7.196e-05 | 7.354e-05 | 7.558e-05 | 7.782e-05
Option 2D SC | SA | S3 | Mid-North SA | Wind | 1732.01 | 1732.01 | 1732.01 | 1732.01 | 1732.01 | 1732.01 | 1732.01 | 1633.31 | 1633.31 | 1561.91 | 1377.4201 | 1758.7269 | 2012.5984 | 2250.72 | 2250.72 | 2250.72 | 2250.72 | 2331.2751 | 2331.2751 | 2200.4751 | 2200.4751 | 2200.4751 | 1999.4951 | 1803.8051
Option 2D SC | SA | S1 | South East SA | Wind | 324.5 | 324.5 | 324.5 | 324.5 | 324.5 | 324.5 | 324.5 | 324.5 | 324.5 | 198 | 198 | 198 | 39 | 346.226 | 800 | 800 | 800 | 800 | 800 | 800 | 800 | 800 | 800 | 800
Option 2D SC | SA | S6 | Roxby Downs | Wind | 0 | 0 | 0 | 0 | 0 | 0 | 1.01e-06 | 1.01e-06 | 5.56e-06 | 5.56e-06 | 7.72e-06 | 8.8e-06 | 212.5826 | 212.5826 | 212.5826 | 212.5826 | 212.5826 | 212.5826 | 212.5826 | 212.5826 | 212.5826 | 212.5826 | 212.5826 | 212.5826
Option 2D SC | SA | S7 | Eastern Eyre Peninsula | Wind | 225.03 | 225.03 | 225.03 | 225.03 | 163.03 | 72.28 | 72.28 | 72.28 | 72.28 | 9.59e-06 | 316.8732 | 316.8732 | 316.8732 | 316.8732 | 316.8732 | 316.8732 | 316.8732 | 316.8732 | 316.8732 | 316.8732 | 316.8732 | 316.8732 | 316.8732 | 316.8732
Option 2D SC | TAS | T1 | North East Tasmania | Solar | 0 | 300 | 300 | 379.5087 | 379.5087 | 379.5087 | 379.5087 | 379.5087 | 379.5087 | 379.5087 | 379.5087 | 379.5087 | 379.5087 | 379.5087 | 379.5087 | 379.5087 | 379.5087 | 379.5087 | 379.5087 | 379.5087 | 379.5087 | 379.5087 | 379.5087 | 379.5087
Option 2D SC | TAS | T3 | Central Highlands | Solar | 0 | 1.56e-06 | 1.56e-06 | 2.74e-06 | 2.74e-06 | 2.74e-06 | 2.74e-06 | 2.74e-06 | 2.74e-06 | 2.74e-06 | 3.78e-06 | 5.46e-06 | 7.65e-06 | 7.65e-06 | 7.65e-06 | 7.65e-06 | 7.65e-06 | 9.78e-06 | 9.78e-06 | 9.78e-06 | 9.78e-06 | 9.78e-06 | 9.78e-06 | 9.78e-06
Option 2D SC | TAS | T2 | North West Tasmania | Solar | 0 | 1.35e-06 | 4.15e-06 | 4.579e-05 | 4.579e-05 | 4.579e-05 | 4.579e-05 | 4.579e-05 | 4.579e-05 | 4.785e-05 | 5.11e-05 | 5.454e-05 | 5.454e-05 | 5.454e-05 | 5.454e-05 | 5.454e-05 | 5.454e-05 | 5.787e-05 | 5.787e-05 | 5.787e-05 | 5.787e-05 | 5.787e-05 | 5.787e-05 | 5.787e-05
Option 2D SC | TAS | T1 | North East Tasmania | Wind | 0 | 0 | 1.84e-06 | 66.8441 | 66.8441 | 76.6842 | 76.6842 | 76.6842 | 76.6842 | 76.6842 | 76.6842 | 216.8575 | 216.8575 | 216.8575 | 216.8575 | 216.8575 | 216.8575 | 216.8575 | 216.8575 | 216.8575 | 216.8575 | 216.8575 | 216.8575 | 216.8575
Option 2D SC | TAS | T3 | Central Highlands | Wind | 144 | 144 | 713.2799 | 885.4566 | 980.3479 | 1263.3188 | 1263.3188 | 1263.3188 | 1263.3188 | 1263.3188 | 1263.3188 | 1263.3188 | 1479.6276 | 1479.6276 | 1479.6276 | 1479.6276 | 1479.6276 | 1479.6276 | 1335.6276 | 1335.6276 | 1335.6276 | 1335.6276 | 1335.6276 | 1335.6276
Option 2D SC | TAS | T2 | North West Tasmania | Wind | 111.6 | 111.6 | 117.4658 | 123.7905 | 123.7905 | 123.7905 | 123.7905 | 123.7905 | 123.7905 | 123.7905 | 123.7905 | 123.7905 | 128.8918 | 128.8918 | 128.8918 | 128.8918 | 128.8918 | 128.8918 | 128.8918 | 128.8918 | 128.8918 | 128.8918 | 128.8918 | 128.8918
Option 2D SC | VIC | V9 | Southern Ocean | Offshore Wind | 0 | 0 | 0 | 0 | 0 | 3.24e-06 | 490.9917 | 490.9917 | 490.9917 | 534.8135 | 780 | 780 | 780 | 780 | 780 | 780 | 780 | 780 | 780 | 780 | 780 | 780 | 780 | 780
Option 2D SC | VIC | V8 | Gippsland Offshore | Offshore Wind | 0 | 0 | 0 | 0 | 0 | 2000 | 2176.0083 | 2842.0083 | 3509.0083 | 4465.1865 | 5220 | 6220 | 7220 | 8220 | 8220 | 8220 | 8220 | 8220 | 8220 | 8220 | 8220 | 8220 | 8220 | 8220
Option 2D SC | VIC | V6 | Gippsland Onshore | Solar | 0 | 643.3262 | 643.3262 | 643.3262 | 643.3262 | 643.3262 | 643.3262 | 643.3262 | 643.3262 | 643.3262 | 643.3262 | 643.3262 | 643.3262 | 643.3262 | 643.3262 | 643.3262 | 643.3262 | 643.3262 | 643.3262 | 643.3262 | 643.3262 | 643.3262 | 643.3262 | 643.3262
Option 2D SC | VIC | V7 | Central North VIC | Solar | 619.99 | 700.03 | 764.05 | 764.05 | 764.05 | 764.05 | 764.05 | 764.05 | 764.05 | 764.05 | 764.05 | 764.05 | 764.05 | 793.772 | 1370.3511 | 1370.3512 | 1370.3512 | 1370.3512 | 1270.3812 | 1270.3812 | 1270.3812 | 1270.3812 | 1270.3812 | 1270.3812
Option 2D SC | VIC | V4 | Wimmera Southern Mallee | Solar | 0 | 3.74e-06 | 3.74e-06 | 3.74e-06 | 3.74e-06 | 3.74e-06 | 3.74e-06 | 3.74e-06 | 6.61e-06 | 6.61e-06 | 1.175e-05 | 1.175e-05 | 1.285e-05 | 2.085e-05 | 2.085e-05 | 2.4e-05 | 3.019e-05 | 4.761e-05 | 4.761e-05 | 4.761e-05 | 4.761e-05 | 4.761e-05 | 4.761e-05 | 4.918e-05
Option 2D SC | VIC | V2 | Central Highlands VIC | Solar | 0 | 6.92e-06 | 6.92e-06 | 6.92e-06 | 6.92e-06 | 6.92e-06 | 7.94e-06 | 7.94e-06 | 9.54e-06 | 9.54e-06 | 1.171e-05 | 2.186e-05 | 2.186e-05 | 2.899e-05 | 3.164e-05 | 3.442e-05 | 3.925e-05 | 4.075e-05 | 4.075e-05 | 4.075e-05 | 4.075e-05 | 4.075e-05 | 4.075e-05 | 4.303e-05
Option 2D SC | VIC | V1 | North West VIC | Solar | 596.96 | 901.8238 | 901.8238 | 901.8238 | 901.8238 | 901.8238 | 901.8238 | 901.8238 | 901.8238 | 901.8238 | 901.8238 | 901.8238 | 1252.817 | 3697.9391 | 3735.23 | 3735.23 | 3735.23 | 3735.23 | 3735.23 | 3708.06 | 3708.06 | 3708.06 | 3568.03 | 3192.1
Option 2D SC | VIC | V3 | Wimmera Grampians | Solar | 118.8 | 118.8 | 118.8 | 118.8 | 118.8 | 118.8 | 118.8 | 118.8 | 118.8 | 118.8 | 118.8 | 118.8 | 118.8 | 118.8 | 118.8 | 118.8 | 118.8 | 118.8 | 118.8 | 118.8 | 118.8 | 118.8 | 118.8 | 118.8
Option 2D SC | VIC | V1 | North West VIC | Wind | 0 | 0 | 1009.8089 | 1050.8635 | 1050.8635 | 1050.8635 | 1050.8635 | 1050.8635 | 1050.8635 | 1050.8635 | 1050.8635 | 1050.8635 | 1050.8635 | 1050.8635 | 1452.6931 | 1452.6931 | 1452.6931 | 1452.6931 | 1452.6931 | 1452.6931 | 1452.6931 | 1452.6931 | 1452.6931 | 1508
Option 2D SC | VIC | V6 | Gippsland Onshore | Wind | 0 | 0 | 3.58e-06 | 5.94e-06 | 5.94e-06 | 5.94e-06 | 5.94e-06 | 5.94e-06 | 1.036e-05 | 1.036e-05 | 1.036e-05 | 1.036e-05 | 1.036e-05 | 1.14e-05 | 1.405e-05 | 1.702e-05 | 2.107e-05 | 2.107e-05 | 2.107e-05 | 2.107e-05 | 2.107e-05 | 2.107e-05 | 2.107e-05 | 2.107e-05
Option 2D SC | VIC | V7 | Central North VIC | Wind | 0 | 0 | 245.0122 | 544 | 544 | 544 | 544 | 544 | 544 | 544 | 544 | 544 | 544 | 544 | 544 | 544 | 544 | 544 | 544 | 544 | 544 | 544 | 544 | 544
Option 2D SC | VIC | V4 | Wimmera Southern Mallee | Wind | 465.75 | 465.75 | 564.4494 | 1457.7461 | 1457.7461 | 1457.7461 | 1457.7461 | 1457.7461 | 1457.7461 | 1457.7461 | 1457.7461 | 1457.7461 | 1457.7461 | 1457.7461 | 1457.7461 | 1457.7461 | 1426.6961 | 1426.6961 | 1426.6961 | 1426.6961 | 1426.6961 | 1900.2296 | 1900.2296 | 1674.5296
Option 2D SC | VIC | V3 | Wimmera Grampians | Wind | 768.85 | 768.85 | 768.85 | 768.85 | 716.35 | 716.35 | 716.35 | 716.35 | 524.35 | 524.35 | 524.35 | 524.35 | 524.35 | 524.35 | 524.35 | 524.35 | 524.35 | 524.35 | 444.4 | 444.4 | 444.4 | 204.4 | 204.4 | 3.453e-05
Option 2D SC | VIC | V2 | Central Highlands VIC | Wind | 692.62 | 692.62 | 975.3722 | 1247.408 | 1247.408 | 1247.408 | 1247.408 | 1247.408 | 1247.408 | 1247.408 | 1247.408 | 1247.408 | 1247.408 | 1247.408 | 1247.408 | 1382.4513 | 1382.4513 | 1251.2513 | 1246.0069 | 1312.6674 | 1312.6674 | 1283.9674 | 1455.499 | 1275
Option 2D SC | VIC | V5 | South West VIC | Wind | 2151.27 | 2223.27 | 2508.9973 | 2581.6224 | 2581.6224 | 2551.6224 | 2551.6224 | 2551.6224 | 2551.6224 | 2551.6224 | 2551.6224 | 2488.6124 | 2068.6124 | 2068.6124 | 1916.9124 | 2091.5601 | 2072.0601 | 1886.0601 | 2210.685 | 2302.0717 | 2302.0717 | 2149.0817 | 2485.07 | 2485.07
Option 3 SC | NSW | N11 | Illawarra Coast | Offshore Wind | 0 | 0 | 0 | 0 | 0 | 0 | 0 | 0 | 0 | 0 | 0 | 0 | 0 | 0 | 0 | 0 | 2.88e-06 | 2.88e-06 | 2.88e-06 | 2.88e-06 | 2.88e-06 | 2.88e-06 | 2.88e-06 | 2.88e-06
Option 3 SC | NSW | N10 | Hunter Coast | Offshore Wind | 0 | 0 | 0 | 0 | 0 | 0 | 0 | 0 | 0 | 0 | 0 | 0 | 0 | 0 | 0 | 0 | 0 | 0 | 0 | 0 | 0 | 0 | 0 | 0
Option 3 SC | NSW | DN1 | Dubbo | Solar | 0 | 0 | 5.3e-06 | 8.95e-06 | 8.95e-06 | 1.375e-05 | 826.1533 | 906.9979 | 906.9979 | 906.9979 | 906.9979 | 906.9979 | 906.9979 | 906.9979 | 910.8039 | 910.8039 | 1320 | 1320 | 1320 | 1320 | 1320 | 1320 | 1320 | 1320
Option 3 SC | NSW | N6 | Wagga Wagga | Solar | 436.14 | 2484.2366 | 2612.15 | 2612.15 | 2612.15 | 2612.15 | 2612.15 | 2612.15 | 2612.15 | 2612.15 | 2612.15 | 2612.15 | 2612.15 | 2612.15 | 2612.15 | 2612.15 | 2612.15 | 2612.15 | 2612.15 | 2612.15 | 2612.15 | 2612.15 | 2612.15 | 2612.15
Option 3 SC | NSW | N5 | South West NSW | Solar | 903.68 | 1013.68 | 1817.0529 | 2155.1932 | 2223.0799 | 2223.08 | 2439.2211 | 2439.2211 | 2821.4004 | 3061.2843 | 3102.2362 | 3102.2362 | 3102.2362 | 3102.2362 | 3102.2362 | 3102.2362 | 3102.2362 | 2952.2062 | 2952.2062 | 2952.2062 | 2952.2062 | 2952.2062 | 2952.2062 | 2752.5262
Option 3 SC | NSW | N4 | Broken Hill | Solar | 53 | 163.5962 | 224.3492 | 403.0451 | 403.0452 | 403.0453 | 446.4614 | 446.4614 | 446.4614 | 483.9778 | 483.9778 | 483.9778 | 483.9778 | 483.9778 | 483.9778 | 483.9778 | 483.9779 | 430.9779 | 430.9779 | 430.9779 | 430.9779 | 430.9779 | 910.185 | 910.185
Option 3 SC | NSW | N3 | Central-West Orana | Solar | 1496 | 1496 | 3087.0535 | 6127.4113 | 6477.4113 | 6680.9333 | 6680.9333 | 7352.7511 | 8316.01 | 8316.01 | 8316.01 | 8316.01 | 8316.01 | 8316.01 | 8316.01 | 8316.01 | 9346.2867 | 9346.2867 | 9346.2867 | 9310.2767 | 9310.2767 | 9310.2767 | 9263.5767 | 9071.9367
Option 3 SC | NSW | N13 | South Cobar | Solar | 0 | 2.381e-05 | 0.00014437 | 120.141 | 121.0527 | 121.0528 | 121.0528 | 121.0528 | 125.1538 | 144.7426 | 148.8793 | 148.8793 | 148.8793 | 148.8793 | 148.8793 | 148.8793 | 148.8793 | 148.8793 | 148.8793 | 148.8793 | 148.8793 | 148.8793 | 148.8793 | 148.8793
Option 3 SC | NSW | N1 | North West NSW | Solar | 166 | 301.3064 | 327.6692 | 386.7927 | 409.9528 | 415.8378 | 419.6393 | 419.6393 | 419.6393 | 419.6393 | 419.6393 | 419.6393 | 419.6393 | 419.6393 | 419.6393 | 419.6393 | 419.6393 | 419.6393 | 419.6393 | 419.6393 | 363.6393 | 363.6393 | 363.6393 | 363.6393
Option 3 SC | NSW | N2 | New England | Solar | 535.02 | 735.66 | 1055.66 | 1070.9577 | 1150.5543 | 1316.6027 | 3520.02 | 3520.02 | 3520.02 | 3520.02 | 3520.02 | 3520.02 | 3520.02 | 3520.02 | 3520.02 | 3520.02 | 3520.02 | 3500.02 | 3500.02 | 3500.02 | 3500.02 | 3500.02 | 3500.02 | 3500.02
Option 3 SC | NSW | N7 | Tumut | Solar | 0 | 1.832e-05 | 99.9999 | 100 | 100 | 100 | 100 | 100 | 100 | 100 | 100 | 100 | 100 | 100 | 100 | 100 | 100 | 100 | 100 | 100 | 100 | 100 | 100 | 100
Option 3 SC | NSW | N8 | Cooma-Monaro | Solar | 0 | 1.69e-05 | 308.6928 | 308.693 | 308.693 | 308.693 | 308.693 | 308.693 | 350 | 350 | 350 | 350 | 350 | 350 | 350 | 350 | 350 | 350 | 350 | 350 | 350 | 350 | 350 | 350
Option 3 SC | NSW | N9 | Hunter-Central Coast | Solar | 0 | 887.9738 | 2462.6511 | 2549.9856 | 2549.9856 | 2549.9856 | 2549.9856 | 2549.9856 | 2549.9856 | 2972.9057 | 3451.6484 | 3451.6484 | 3451.6484 | 3451.6484 | 3659 | 3659 | 3659 | 3659 | 3659 | 3659 | 3659 | 3659 | 3659 | 3659
Option 3 SC | NSW | DN1 | Dubbo | Wind | 0 | 0 | 1.73e-06 | 1.73e-06 | 1.73e-06 | 5.41e-06 | 5.41e-06 | 9.68e-06 | 288 | 288 | 288 | 288 | 288 | 288 | 288 | 288 | 288 | 288 | 288 | 288 | 288 | 288 | 288 | 288
Option 3 SC | NSW | N5 | South West NSW | Wind | 0 | 0 | 2.585e-05 | 5.795e-05 | 0.00010511 | 0.00010511 | 0.00010511 | 0.00010511 | 187.4501 | 187.4501 | 187.4501 | 187.4501 | 187.4501 | 187.4501 | 187.4501 | 187.4501 | 187.4501 | 187.4501 | 187.4501 | 187.4501 | 187.4501 | 187.4501 | 187.4501 | 187.4501
Option 3 SC | NSW | N4 | Broken Hill | Wind | 198.01 | 198.01 | 198.01 | 198.01 | 220.3352 | 220.3352 | 220.3352 | 220.3352 | 252.3685 | 252.3685 | 252.3685 | 252.3685 | 1210.0732 | 1277.9365 | 1336.366 | 1336.366 | 1336.366 | 1360.5078 | 1360.5078 | 1360.5078 | 1360.5078 | 1360.5078 | 1360.5078 | 1360.5078
Option 3 SC | NSW | N3 | Central-West Orana | Wind | 113.19 | 113.19 | 713.471 | 3896.2244 | 5391.7787 | 6044.1599 | 6044.1599 | 6044.1599 | 6044.16 | 6044.16 | 6044.16 | 6044.16 | 6044.16 | 6655.8729 | 6655.8729 | 7705.19 | 7705.19 | 7705.19 | 7705.19 | 7705.19 | 7705.19 | 7705.19 | 7705.19 | 7592
Option 3 SC | NSW | N6 | Wagga Wagga | Wind | 0 | 0 | 2.822e-05 | 7.779e-05 | 184.6573 | 184.6574 | 184.6574 | 184.6574 | 300.0001 | 300.0001 | 300.0001 | 300.0001 | 300.0001 | 300.0001 | 300.0001 | 300.0001 | 300.0001 | 560.6963 | 560.6963 | 560.6963 | 560.6963 | 938.195 | 938.195 | 938.195
Option 3 SC | NSW | N2 | New England | Wind | 442.48 | 442.48 | 442.48 | 442.48 | 652.4801 | 652.4801 | 652.4801 | 652.4801 | 2452.48 | 2452.48 | 2809.0843 | 2809.0843 | 2636.6043 | 2636.6043 | 3049.0037 | 3172.9675 | 4401.9531 | 4131.9531 | 4131.9531 | 4131.9531 | 4131.9531 | 4131.9531 | 4395.3566 | 4395.3566
Option 3 SC | NSW | N13 | South Cobar | Wind | 0 | 0 | 5.74e-06 | 9.71e-06 | 4.167e-05 | 6.678e-05 | 6.678e-05 | 6.678e-05 | 6.816e-05 | 6.816e-05 | 6.816e-05 | 6.816e-05 | 98.6198 | 98.6198 | 98.6198 | 132.9551 | 134.4093 | 134.4093 | 134.4093 | 134.4093 | 134.4093 | 134.4093 | 134.4093 | 134.4093
Option 3 SC | NSW | N12 | Illawarra | Wind | 0 | 0 | 9.43e-06 | 2.481e-05 | 4.569e-05 | 7.006e-05 | 7.006e-05 | 7.006e-05 | 71 | 71 | 71 | 71 | 71 | 71 | 71 | 71 | 71 | 71 | 71 | 71 | 71 | 71 | 71 | 71
Option 3 SC | NSW | DN3 | Marulan | Wind | 0 | 0 | 0 | 0 | 1.199e-05 | 2.213e-05 | 2.213e-05 | 2.213e-05 | 2.338e-05 | 2.338e-05 | 2.338e-05 | 2.338e-05 | 194 | 194 | 194 | 194 | 194 | 194 | 194 | 194 | 194 | 194 | 194 | 194
Option 3 SC | NSW | N7 | Tumut | Wind | 0 | 270.48 | 270.48 | 270.48 | 270.4801 | 270.4801 | 270.4801 | 270.4801 | 370.48 | 370.48 | 370.48 | 370.48 | 370.48 | 370.48 | 370.48 | 370.48 | 370.48 | 370.48 | 370.48 | 370.48 | 370.48 | 370.48 | 370.48 | 370.48
Option 3 SC | NSW | N9 | Hunter-Central Coast | Wind | 0 | 0 | 5.301e-05 | 8.971e-05 | 400 | 400.0001 | 400.0001 | 400.0001 | 400.0001 | 400.0001 | 1400 | 1400 | 1524 | 1524 | 1524 | 1524 | 1524 | 1524 | 1524 | 1524 | 1524 | 1524 | 1524 | 1524
Option 3 SC | NSW | N8 | Cooma-Monaro | Wind | 113.18 | 113.18 | 113.18 | 198.2359 | 213.18 | 213.18 | 213.18 | 213.18 | 213.18 | 213.18 | 213.18 | 213.18 | 413.18 | 413.18 | 300 | 300 | 300 | 481.7929 | 481.7929 | 481.7929 | 481.7929 | 499.6333 | 499.6333 | 499.6333
Option 3 SC | QLD | Q9 | Banana | Solar | 15 | 15 | 15 | 15 | 15 | 15 | 15 | 15 | 15 | 15 | 15 | 15 | 15 | 15 | 15 | 15 | 15 | 0 | 0 | 0 | 0 | 0 | 0 | 0
Option 3 SC | QLD | Q8b | Darling Downs (B) | Solar | 292.49 | 274.45 | 274.45 | 274.45 | 274.45 | 274.45 | 274.45 | 274.45 | 274.45 | 274.45 | 274.45 | 274.45 | 274.45 | 274.45 | 274.45 | 274.45 | 274.45 | 249.45 | 146.49 | 114.39 | 82.29 | 82.29 | 54.99 | 0
Option 3 SC | QLD | Q8a | Darling Downs (A) | Solar | 1089.24 | 1458.57 | 1458.01 | 1457.46 | 1456.89 | 1456.33 | 1455.77 | 1455.27 | 1454.79 | 1454.79 | 1344.79 | 1344.79 | 1344.79 | 1344.79 | 1344.79 | 1344.79 | 1344.79 | 1344.79 | 1344.79 | 1344.79 | 782.87 | 782.87 | 782.87 | 782.87
Option 3 SC | QLD | Q7 | Wide Bay | Solar | 426.77 | 486.7701 | 685.1701 | 685.1701 | 685.1701 | 685.1701 | 685.1701 | 685.1701 | 685.1701 | 685.1701 | 1189.8262 | 1189.8263 | 2219.9002 | 2397.4359 | 2397.4359 | 2397.4359 | 2397.436 | 2397.436 | 2397.436 | 2397.436 | 2397.436 | 2885.17 | 2885.17 | 2754.28
Option 3 SC | QLD | Q8 | Darling Downs | Solar | 0 | 1017.1903 | 1017.1903 | 1017.1903 | 1017.1903 | 1017.1904 | 1017.1904 | 1017.1904 | 1017.1904 | 1147.1953 | 1907.91 | 1968.8848 | 2622.1735 | 2622.1735 | 2622.1735 | 2767.1489 | 3790.6289 | 3790.6289 | 3790.6289 | 3967.7442 | 3967.7442 | 4211.86 | 4446.5688 | 4446.5693
Option 3 SC | QLD | Q6 | Fitzroy | Solar | 81.72 | 81.7201 | 81.7201 | 81.7201 | 81.7201 | 81.7201 | 81.7201 | 81.7201 | 81.7201 | 390.012 | 1002.8717 | 1095.4694 | 1095.4694 | 1095.4694 | 1095.4694 | 1731.3943 | 2770.4472 | 2770.4472 | 2770.4472 | 3034.9601 | 3095.7586 | 3756.6629 | 5062.1773 | 5707.4913
Option 3 SC | QLD | Q5 | Barcaldine | Solar | 0 | 0.00019616 | 0.00019616 | 0.0001975 | 0.00022087 | 0.00029038 | 0.00029038 | 0.00029038 | 0.00029038 | 6.9414 | 27.5746 | 29.1819 | 29.1819 | 29.1819 | 29.1819 | 45.8523 | 53.4246 | 53.4246 | 53.4246 | 68.9353 | 68.9353 | 68.9353 | 68.9353 | 68.9353
Option 3 SC | QLD | Q4b | Isaac (B) | Solar | 295.96 | 295.96 | 295.96 | 295.96 | 295.96 | 295.96 | 295.96 | 295.96 | 295.96 | 295.96 | 295.96 | 295.96 | 295.96 | 295.96 | 295.96 | 295.96 | 295.96 | 295.96 | 295.96 | 295.96 | 295.96 | 295.96 | 295.96 | 295.96
Option 3 SC | QLD | Q4 | Isaac | Solar | 393.47 | 393.4701 | 393.4701 | 393.4701 | 393.4701 | 393.4701 | 393.4701 | 393.4701 | 393.4701 | 393.4701 | 393.4701 | 393.4702 | 393.4702 | 393.4702 | 393.4702 | 393.4702 | 560.5802 | 560.5802 | 518.0802 | 715.4332 | 715.4332 | 811.3603 | 1059.8608 | 1939.5939
Option 3 SC | QLD | Q3 | Northern Qld | Solar | 437.15 | 437.15 | 1037.15 | 1037.15 | 1037.15 | 1037.15 | 1037.15 | 1037.15 | 1037.15 | 1037.15 | 1037.15 | 1037.15 | 1037.15 | 1037.15 | 1037.15 | 1037.15 | 915.99 | 800.02 | 800.02 | 800.02 | 800.02 | 700.04 | 700.04 | 700.04
Option 3 SC | QLD | Q2 | North Qld Clean Energy Hub | Solar | 84.47 | 84.47 | 84.47 | 84.47 | 84.47 | 84.47 | 84.47 | 84.47 | 84.47 | 84.47 | 84.47 | 35.97 | 35.97 | 35.97 | 35.97 | 35.97 | 35.97 | 35.97 | 35.97 | 35.97 | 20.97 | 20.97 | 0 | 0
Option 3 SC | QLD | Q10 | Collinsville | Solar | 227.02 | 227.0202 | 227.0202 | 227.0202 | 227.0203 | 354.7307 | 354.7307 | 354.7307 | 354.7307 | 354.7307 | 354.7307 | 818.9671 | 818.9671 | 818.9671 | 818.9671 | 818.9671 | 818.9671 | 818.9671 | 818.9671 | 818.9671 | 818.9671 | 818.9671 | 656.9471 | 591.9471
Option 3 SC | QLD | Q1 | Far North QLD | Solar | 72 | 173.5979 | 173.5979 | 173.5979 | 173.5979 | 219.0223 | 219.0223 | 219.0223 | 219.0223 | 219.0223 | 219.0223 | 316.2429 | 316.2429 | 316.2429 | 316.2429 | 316.2429 | 562.9993 | 562.9993 | 562.9993 | 562.9993 | 562.9993 | 562.9993 | 490.9993 | 490.9993
Option 3 SC | QLD | Q5 | Barcaldine | Wind | 0 | 0 | 5.06e-06 | 1.017e-05 | 92.4699 | 93.7775 | 93.7775 | 96.9922 | 96.9922 | 96.9922 | 96.9922 | 96.9922 | 96.9922 | 99.0684 | 99.0684 | 99.0684 | 99.9733 | 99.9733 | 99.9733 | 102.2624 | 102.2624 | 102.2624 | 102.2625 | 102.2625
Option 3 SC | QLD | Q8c | Darling Downs (C) | Wind | 691.98 | 691.98 | 691.98 | 691.98 | 691.98 | 691.98 | 691.98 | 691.98 | 691.98 | 691.98 | 691.98 | 691.98 | 691.98 | 691.98 | 691.98 | 691.98 | 691.98 | 691.98 | 252 | 252 | 252 | 252 | 252 | 252
Option 3 SC | QLD | Q8b | Darling Downs (B) | Wind | 890.03 | 890.03 | 890.03 | 890.03 | 890.03 | 890.03 | 890.03 | 890.03 | 890.03 | 890.03 | 890.03 | 890.03 | 890.03 | 890.03 | 890.03 | 890.03 | 890.03 | 890.03 | 890.03 | 890.03 | 890.03 | 890.03 | 890.03 | 890.03
Option 3 SC | QLD | Q8a | Darling Downs (A) | Wind | 172.99 | 172.99 | 172.99 | 172.99 | 172.99 | 172.99 | 172.99 | 172.99 | 172.99 | 172.99 | 172.99 | 172.99 | 172.99 | 172.99 | 172.99 | 172.99 | 172.99 | 172.99 | 172.99 | 172.99 | 172.99 | 172.99 | 172.99 | 172.99
Option 3 SC | QLD | Q8 | Darling Downs | Wind | 0 | 0 | 3.996e-05 | 8.465e-05 | 541.148 | 1399.9998 | 1399.9998 | 1399.9998 | 1399.9998 | 1399.9998 | 1399.9998 | 2169.0226 | 4043.9985 | 4107.966 | 4107.966 | 4240.3115 | 4773.7147 | 4773.7147 | 4773.7147 | 5491.2397 | 5491.2397 | 5491.2397 | 5491.2397 | 5491.2397
Option 3 SC | QLD | Q7 | Wide Bay | Wind | 0 | 0 | 3.61e-06 | 5.64e-06 | 9.31e-06 | 1.405e-05 | 1.405e-05 | 1.405e-05 | 1.405e-05 | 1.405e-05 | 1.405e-05 | 1.405e-05 | 5.263e-05 | 246.8532 | 246.8532 | 246.8532 | 300 | 300 | 300 | 300 | 300 | 300 | 300 | 300
Option 3 SC | QLD | Q6 | Fitzroy | Wind | 0 | 221.01 | 221.01 | 221.01 | 221.01 | 445.8948 | 445.8948 | 445.8948 | 1121.01 | 1121.01 | 1121.01 | 1121.01 | 1121.01 | 1121.01 | 1121.01 | 1121.01 | 1121.01 | 2303.5591 | 2303.5591 | 2303.5591 | 2303.5591 | 2303.5591 | 2303.5591 | 2303.5591
Option 3 SC | QLD | Q4 | Isaac | Wind | 439 | 724.2 | 724.2 | 724.2 | 724.2 | 724.2 | 724.2 | 724.2 | 724.2001 | 724.2001 | 724.2001 | 724.2001 | 937.6687 | 1025.9323 | 1025.9323 | 1025.9323 | 1025.9323 | 1124.2 | 1124.2 | 1124.2 | 1124.2 | 1124.2 | 1124.2 | 685.2
Option 3 SC | QLD | Q10 | Collinsville | Wind | 0 | 0 | 4.74e-06 | 7.71e-06 | 1.9e-05 | 7.859e-05 | 7.859e-05 | 7.859e-05 | 7.987e-05 | 7.987e-05 | 7.987e-05 | 7.987e-05 | 361.1779 | 422.8644 | 422.8644 | 422.8644 | 463.9109 | 567.7061 | 567.7061 | 637.5105 | 637.5105 | 637.5105 | 640 | 640
Option 3 SC | QLD | Q1 | Far North QLD | Wind | 332.45 | 332.45 | 461.4255 | 902.4499 | 902.4501 | 902.4501 | 902.4501 | 902.4501 | 902.4501 | 902.4501 | 902.4501 | 902.4501 | 902.4501 | 902.4501 | 902.4501 | 902.4501 | 902.4501 | 721.9801 | 721.9801 | 786.5468 | 786.5468 | 786.5468 | 685.6321 | 912.9943
Option 3 SC | QLD | Q2 | North Qld Clean Energy Hub | Wind | 43.2 | 43.2 | 43.2 | 43.2 | 43.2001 | 43.2002 | 582.3807 | 1506.5957 | 1621.1382 | 1621.1382 | 1621.1382 | 1621.1382 | 2095.2503 | 2095.2503 | 2095.2503 | 2107.6345 | 2354.9075 | 2399.2519 | 2399.2519 | 2399.2519 | 2356.0519 | 2356.0519 | 2414.4836 | 2414.4836
Option 3 SC | SA | S5 | Northern SA | Solar | 296.24 | 880.9161 | 917.3998 | 917.3998 | 917.3998 | 917.3998 | 917.3998 | 917.3998 | 917.3998 | 917.3998 | 917.3998 | 917.3998 | 1053.8467 | 1234.7125 | 1323.8603 | 1459.4407 | 1725.5278 | 1725.5278 | 1506.2878 | 1506.2878 | 1506.2878 | 1429.2878 | 2373.009 | 2373.009
Option 3 SC | SA | S2 | Riverland | Solar | 19.89 | 19.89 | 19.8901 | 19.8901 | 19.8901 | 15.3301 | 15.3301 | 15.3301 | 15.3301 | 15.3301 | 15.3301 | 15.3301 | 15.3301 | 984.7993 | 1140.0278 | 1152.1207 | 1169.843 | 1169.843 | 1169.843 | 1163.633 | 1163.633 | 1163.633 | 1248.2895 | 1248.2895
Option 3 SC | SA | S1 | South East SA | Solar | 182 | 182 | 182 | 182 | 182 | 182 | 182 | 182 | 182 | 182 | 182 | 182 | 182 | 182 | 182 | 182 | 182 | 182 | 182 | 182 | 182 | 182 | 182 | 87
Option 3 SC | SA | S3 | Mid-North SA | Solar | 0 | 6.4e-05 | 0.00012001 | 0.00012001 | 0.00012361 | 0.00012855 | 0.00012855 | 0.00012855 | 0.00012855 | 0.00012855 | 0.00012855 | 0.00013053 | 0.00013053 | 436.0276 | 436.0276 | 436.0276 | 436.0276 | 436.0276 | 436.0276 | 436.0276 | 436.0276 | 436.0276 | 1265.0522 | 1265.0522
Option 3 SC | SA | S7 | Eastern Eyre Peninsula | Wind | 225.03 | 225.03 | 225.03 | 225.03 | 163.03 | 72.28 | 72.28 | 72.28 | 72.28 | 1.306e-05 | 321.8606 | 321.8606 | 321.8606 | 321.8606 | 321.8606 | 321.8606 | 321.8606 | 321.8606 | 321.8606 | 321.8606 | 321.8606 | 321.8606 | 321.8606 | 321.8606
Option 3 SC | SA | S6 | Roxby Downs | Wind | 0 | 0 | 5.67e-06 | 5.67e-06 | 5.67e-06 | 7.1e-06 | 7.1e-06 | 7.1e-06 | 7.1e-06 | 7.1e-06 | 7.1e-06 | 7.1e-06 | 273.1746 | 273.1746 | 273.1746 | 273.1746 | 273.1746 | 273.1746 | 273.1746 | 273.1746 | 273.1746 | 273.1746 | 273.1746 | 273.1746
Option 3 SC | SA | S5 | Northern SA | Wind | 407.5 | 407.5 | 407.5 | 407.5 | 407.5 | 407.5 | 407.5 | 407.5 | 433.011 | 433.011 | 433.011 | 433.011 | 1167.5 | 1167.5 | 1167.5 | 1167.5 | 1167.5 | 1167.5 | 1167.5 | 961 | 961 | 961 | 961 | 961
Option 3 SC | SA | S4 | Yorke Peninsula | Wind | 0 | 0 | 7.7e-06 | 9.09e-06 | 1.103e-05 | 1.381e-05 | 1.381e-05 | 1.381e-05 | 1.525e-05 | 1.525e-05 | 1.525e-05 | 1.842e-05 | 1.842e-05 | 1.842e-05 | 1.842e-05 | 1.978e-05 | 1.978e-05 | 2.174e-05 | 2.174e-05 | 2.174e-05 | 2.174e-05 | 2.312e-05 | 2.312e-05 | 2.312e-05
Option 3 SC | SA | S3 | Mid-North SA | Wind | 1732.01 | 1732.01 | 1732.01 | 1732.01 | 1732.01 | 1732.01 | 1732.01 | 1633.31 | 1633.3101 | 1561.9101 | 1405.6511 | 2054.9395 | 2143.8107 | 2250.72 | 2250.72 | 2250.72 | 2250.72 | 2434.1251 | 2434.1251 | 2303.3251 | 2303.3251 | 2303.3251 | 2102.3451 | 1906.6551
Option 3 SC | SA | S1 | South East SA | Wind | 324.5 | 324.5 | 324.5 | 324.5 | 324.5 | 324.5 | 324.5 | 324.5 | 324.5 | 198 | 198 | 198 | 196.8099 | 440.39 | 739.211 | 739.211 | 739.211 | 800.0002 | 800.0002 | 800.0002 | 800.0002 | 800.0002 | 800.0002 | 800.0002
Option 3 SC | TAS | T1 | North East Tasmania | Solar | 0 | 300 | 300 | 385.2551 | 385.2551 | 385.2551 | 385.2551 | 385.2551 | 385.2551 | 385.2551 | 385.2551 | 385.2551 | 385.2551 | 385.2551 | 385.2551 | 385.2551 | 385.2551 | 385.2551 | 385.2551 | 385.2551 | 385.2551 | 385.2551 | 385.2551 | 385.2551
Option 3 SC | TAS | T2 | North West Tasmania | Solar | 0 | 1.034e-05 | 4.995e-05 | 0.00046982 | 0.00047341 | 0.00048732 | 0.00048732 | 0.00048732 | 0.00048732 | 0.00048732 | 0.00048732 | 0.00048732 | 0.00048732 | 0.00048732 | 0.00048732 | 0.00048732 | 0.00048732 | 0.00048732 | 0.00048732 | 0.00048732 | 0.00048732 | 0.00048732 | 0.00048732 | 0.00048732
Option 3 SC | TAS | T3 | Central Highlands | Solar | 0 | 1.104e-05 | 1.444e-05 | 2.158e-05 | 2.371e-05 | 2.889e-05 | 2.889e-05 | 2.889e-05 | 2.889e-05 | 2.889e-05 | 2.889e-05 | 2.889e-05 | 2.889e-05 | 2.889e-05 | 2.889e-05 | 2.889e-05 | 2.889e-05 | 2.889e-05 | 2.889e-05 | 2.889e-05 | 2.889e-05 | 2.889e-05 | 2.889e-05 | 2.889e-05
Option 3 SC | TAS | T1 | North East Tasmania | Wind | 0 | 0 | 2.063e-05 | 56.8621 | 56.8621 | 76.1525 | 76.1525 | 76.1525 | 76.1525 | 76.1525 | 76.1525 | 168.36 | 168.36 | 168.36 | 168.36 | 168.36 | 168.36 | 168.36 | 168.36 | 168.36 | 168.36 | 168.36 | 168.36 | 168.36
Option 3 SC | TAS | T2 | North West Tasmania | Wind | 111.6 | 111.6 | 117.4728 | 123.773 | 123.773 | 123.773 | 123.773 | 123.773 | 123.773 | 123.773 | 123.773 | 123.773 | 137.4585 | 137.4585 | 137.4585 | 137.4585 | 137.4585 | 137.4585 | 137.4585 | 137.4585 | 137.4585 | 137.4585 | 137.4585 | 137.4585
Option 3 SC | TAS | T3 | Central Highlands | Wind | 144 | 144 | 714.2077 | 889.7093 | 977.8969 | 1267.5157 | 1267.5157 | 1267.5157 | 1267.5157 | 1267.5157 | 1267.5157 | 1267.5157 | 1559.3691 | 1559.3691 | 1559.3691 | 1559.3691 | 1559.3691 | 1559.3691 | 1415.3691 | 1415.3691 | 1415.3691 | 1415.3691 | 1415.3691 | 1415.3691
Option 3 SC | VIC | V9 | Southern Ocean | Offshore Wind | 0 | 0 | 0 | 0 | 0 | 3.206e-05 | 470.7485 | 470.7485 | 470.7485 | 535.2924 | 780 | 780 | 780 | 780 | 780 | 780 | 780 | 780 | 780 | 780 | 780 | 780 | 780 | 780
Option 3 SC | VIC | V8 | Gippsland Offshore | Offshore Wind | 0 | 0 | 0 | 0 | 0 | 2000 | 2196.2515 | 2862.2515 | 3529.2515 | 4464.7076 | 5220 | 6220 | 7220 | 8220 | 8220 | 8220 | 8220 | 8220 | 8220 | 8220 | 8220 | 8220 | 8220 | 8220
Option 3 SC | VIC | V7 | Central North VIC | Solar | 619.99 | 700.03 | 764.05 | 764.05 | 764.05 | 764.05 | 764.05 | 764.05 | 764.05 | 764.05 | 764.05 | 764.05 | 764.05 | 764.0501 | 1365.461 | 1365.461 | 1365.461 | 1365.461 | 1265.491 | 1265.491 | 1265.491 | 1265.491 | 1265.491 | 1265.491
Option 3 SC | VIC | V6 | Gippsland Onshore | Solar | 0 | 643.3261 | 643.3261 | 643.3261 | 643.3261 | 643.3261 | 643.3261 | 643.3261 | 643.3261 | 643.3261 | 643.3261 | 643.3261 | 643.3261 | 643.3261 | 643.3261 | 643.3261 | 643.3261 | 643.3261 | 643.3261 | 643.3261 | 643.3261 | 643.3261 | 643.3261 | 643.3261
Option 3 SC | VIC | V4 | Wimmera Southern Mallee | Solar | 0 | 2.94e-05 | 2.94e-05 | 2.94e-05 | 3.197e-05 | 3.374e-05 | 3.374e-05 | 3.374e-05 | 3.374e-05 | 3.374e-05 | 3.501e-05 | 3.501e-05 | 3.501e-05 | 3.615e-05 | 3.615e-05 | 3.615e-05 | 4.025e-05 | 4.025e-05 | 4.025e-05 | 4.025e-05 | 4.025e-05 | 4.025e-05 | 4.134e-05 | 4.134e-05
Option 3 SC | VIC | V3 | Wimmera Grampians | Solar | 118.8 | 118.8 | 118.8 | 118.8 | 118.8 | 118.8 | 118.8 | 118.8 | 118.8 | 118.8 | 118.8 | 118.8 | 118.8 | 118.8 | 118.8 | 118.8 | 118.8 | 118.8 | 118.8 | 118.8 | 118.8 | 118.8 | 118.8 | 118.8
Option 3 SC | VIC | V2 | Central Highlands VIC | Solar | 0 | 5.587e-05 | 5.587e-05 | 5.587e-05 | 5.754e-05 | 5.962e-05 | 5.962e-05 | 5.962e-05 | 5.962e-05 | 7.104e-05 | 7.104e-05 | 7.221e-05 | 7.221e-05 | 7.221e-05 | 7.221e-05 | 7.358e-05 | 7.358e-05 | 7.358e-05 | 7.358e-05 | 7.358e-05 | 7.358e-05 | 7.358e-05 | 7.358e-05 | 7.358e-05
Option 3 SC | VIC | V1 | North West VIC | Solar | 596.96 | 901.8238 | 901.8238 | 901.8238 | 901.8238 | 901.8238 | 901.8238 | 901.8238 | 901.8238 | 901.8238 | 901.8238 | 901.8238 | 2201.1435 | 3595.5956 | 3735.23 | 3735.23 | 3735.23 | 3735.23 | 3735.23 | 3708.06 | 3708.06 | 3708.06 | 3568.03 | 3192.1
Option 3 SC | VIC | V7 | Central North VIC | Wind | 0 | 0 | 245.5894 | 544 | 544 | 544 | 544 | 544 | 544 | 544 | 544 | 544 | 544 | 544 | 544 | 544 | 544 | 544 | 544 | 544 | 544 | 544 | 544 | 544
Option 3 SC | VIC | V6 | Gippsland Onshore | Wind | 0 | 0 | 2.973e-05 | 5.973e-05 | 5.973e-05 | 6.746e-05 | 6.746e-05 | 6.746e-05 | 6.746e-05 | 6.746e-05 | 6.746e-05 | 6.746e-05 | 6.746e-05 | 6.746e-05 | 6.746e-05 | 6.746e-05 | 6.746e-05 | 6.746e-05 | 6.746e-05 | 6.746e-05 | 6.746e-05 | 6.746e-05 | 6.746e-05 | 6.746e-05
Option 3 SC | VIC | V5 | South West VIC | Wind | 2151.27 | 2223.27 | 2508.9972 | 2590.8997 | 2590.8997 | 2560.8997 | 2560.8997 | 2560.8997 | 2560.8997 | 2560.8997 | 2560.8997 | 2497.8897 | 2077.8897 | 2077.8897 | 1926.1897 | 2160.6226 | 2141.1226 | 1955.1226 | 2272.8163 | 2424.5198 | 2424.5198 | 2271.5298 | 2485.07 | 2485.07
Option 3 SC | VIC | V3 | Wimmera Grampians | Wind | 768.85 | 768.85 | 768.85 | 768.8501 | 716.3501 | 716.3501 | 716.3501 | 716.3501 | 524.3501 | 524.3501 | 524.3501 | 524.3501 | 524.3501 | 524.3501 | 524.3501 | 524.3501 | 524.3501 | 524.3501 | 444.4001 | 444.4001 | 444.4001 | 204.4001 | 204.4001 | 6.91e-05
Option 3 SC | VIC | V2 | Central Highlands VIC | Wind | 692.62 | 692.62 | 975.3722 | 1253.9162 | 1253.9162 | 1253.9162 | 1253.9162 | 1253.9162 | 1253.9162 | 1253.9162 | 1253.9162 | 1253.9162 | 1253.9162 | 1253.9162 | 1253.9162 | 1411.2314 | 1411.2314 | 1280.0314 | 1257.0399 | 1315.324 | 1315.324 | 1286.624 | 1455.499 | 1256.4022
Option 3 SC | VIC | V1 | North West VIC | Wind | 0 | 0 | 1009.2318 | 1053.0672 | 1053.0673 | 1053.0673 | 1053.0673 | 1053.0673 | 1053.0673 | 1053.0673 | 1053.0673 | 1053.0673 | 1370.4712 | 1370.4712 | 1508 | 1508 | 1508 | 1508 | 1508 | 1508 | 1508 | 1508 | 1508 | 1508
Option 3 SC | VIC | V4 | Wimmera Southern Mallee | Wind | 465.75 | 465.75 | 564.4494 | 1439.7568 | 1439.7568 | 1439.7568 | 1439.7568 | 1439.7568 | 1439.7568 | 1439.7568 | 1439.7568 | 1439.7568 | 1439.7568 | 1439.7568 | 1558.2067 | 1558.2067 | 1527.1567 | 1527.1567 | 1527.1567 | 1527.1567 | 2346.096 | 2346.096 | 2346.096 | 2120.396
Option 4 SC | NSW | N11 | Illawarra Coast | Offshore Wind | 0 | 0 | 0 | 0 | 0 | 0 | 0 | 0 | 0 | 0 | 0 | 0 | 2.07e-06 | 2.07e-06 | 3.37e-06 | 5.89e-06 | 2.506e-05 | 2.9e-05 | 2.9e-05 | 2.9e-05 | 2.9e-05 | 2.9e-05 | 2.9e-05 | 2.9e-05
Option 4 SC | NSW | N10 | Hunter Coast | Offshore Wind | 0 | 0 | 0 | 0 | 0 | 0 | 0 | 0 | 0 | 0 | 0 | 0 | 2.21e-06 | 3.53e-06 | 4.71e-06 | 4.71e-06 | 1.023e-05 | 1.023e-05 | 1.023e-05 | 1.023e-05 | 1.023e-05 | 1.023e-05 | 1.023e-05 | 1.023e-05
Option 4 SC | NSW | N8 | Cooma-Monaro | Solar | 0 | 1.46e-06 | 306.8963 | 306.8963 | 306.8963 | 306.8963 | 306.8963 | 306.8963 | 350 | 350 | 350 | 350 | 350 | 350 | 350 | 350 | 350 | 350 | 350 | 350 | 350 | 350 | 350 | 350
Option 4 SC | NSW | N9 | Hunter-Central Coast | Solar | 0 | 887.9738 | 2461.5503 | 2498.6381 | 2498.6381 | 2498.6381 | 2498.6381 | 2498.6381 | 2498.6381 | 2866.679 | 3334.8243 | 3334.8243 | 3334.8243 | 3334.8243 | 3659 | 3659 | 3659 | 3659 | 3659 | 3659 | 3659 | 3659 | 3659 | 3659
Option 4 SC | NSW | N3 | Central-West Orana | Solar | 1496 | 1496 | 3092.3833 | 6149.2288 | 6499.2288 | 6674.2289 | 6674.2289 | 7309.6521 | 8316.01 | 8316.01 | 8316.01 | 8316.01 | 8316.01 | 8316.01 | 8316.01 | 8316.01 | 9356.5928 | 9356.5928 | 9356.5928 | 9320.5828 | 9320.5828 | 9320.5828 | 9273.8828 | 9082.2428
Option 4 SC | NSW | N6 | Wagga Wagga | Solar | 436.14 | 2475.8271 | 2612.15 | 2612.15 | 2612.15 | 2612.15 | 2612.15 | 2612.15 | 2612.15 | 2612.15 | 2612.15 | 2612.15 | 2612.15 | 2612.15 | 2612.15 | 2612.15 | 2612.15 | 2612.15 | 2612.15 | 2612.15 | 2612.15 | 2612.15 | 2612.15 | 2612.15
Option 4 SC | NSW | N5 | South West NSW | Solar | 903.68 | 1013.68 | 1817.0529 | 2170.5615 | 2187.9245 | 2187.9245 | 2416.1186 | 2416.1186 | 2807.8255 | 3070.9683 | 3142.5893 | 3142.5893 | 3142.5893 | 3142.5893 | 3142.5893 | 3142.5893 | 3142.5893 | 2992.5593 | 2992.5593 | 2992.5593 | 2992.5593 | 2992.5593 | 2992.5593 | 2792.8793
Option 4 SC | NSW | N4 | Broken Hill | Solar | 53 | 163.5961 | 224.3492 | 402.1011 | 402.1011 | 402.1011 | 446.1485 | 446.1485 | 446.1485 | 503.7675 | 503.7675 | 503.7675 | 503.7675 | 503.7675 | 503.7675 | 503.7675 | 503.7675 | 450.7675 | 450.7675 | 450.7675 | 450.7675 | 450.7675 | 894.106 | 894.106
Option 4 SC | NSW | N7 | Tumut | Solar | 0 | 1.57e-06 | 100 | 100 | 100 | 100 | 100 | 100 | 100 | 100 | 100 | 100 | 100 | 100 | 100 | 100 | 100 | 100 | 100 | 100 | 100 | 100 | 100 | 100
Option 4 SC | NSW | N2 | New England | Solar | 535.02 | 735.66 | 1055.66 | 1076.4423 | 1145.1827 | 1307.7326 | 3520.02 | 3520.02 | 3520.02 | 3520.02 | 3520.02 | 3520.02 | 3520.02 | 3520.02 | 3520.02 | 3520.02 | 3520.02 | 3500.02 | 3500.02 | 3500.02 | 3500.02 | 3500.02 | 3500.02 | 3500.02
Option 4 SC | NSW | N13 | South Cobar | Solar | 0 | 1.83e-06 | 1.252e-05 | 119.8214 | 119.8214 | 119.8215 | 119.8215 | 119.8215 | 124.2675 | 148.0908 | 150.0302 | 150.0302 | 150.0302 | 150.0302 | 150.0302 | 150.0302 | 150.0302 | 150.0302 | 150.0302 | 150.0302 | 150.0302 | 150.0302 | 150.0302 | 150.0302
Option 4 SC | NSW | N1 | North West NSW | Solar | 166 | 300.7588 | 327.6692 | 389.6439 | 400.2013 | 409.2641 | 418.8162 | 418.8162 | 418.8162 | 418.8162 | 418.8162 | 418.8162 | 418.8162 | 418.8162 | 418.8162 | 418.8162 | 418.8162 | 418.8162 | 418.8162 | 418.8162 | 362.8162 | 362.8162 | 362.8162 | 362.8162
Option 4 SC | NSW | DN1 | Dubbo | Solar | 0 | 0 | 0 | 0 | 0 | 0 | 796.6076 | 912.8345 | 912.8346 | 912.8346 | 912.8346 | 912.8346 | 912.8346 | 912.8346 | 922.7599 | 922.7599 | 1320 | 1320 | 1320 | 1320 | 1320 | 1320 | 1320 | 1320
Option 4 SC | NSW | N9 | Hunter-Central Coast | Wind | 0 | 0 | 3.8e-06 | 5.16e-06 | 400 | 400 | 400 | 400 | 400 | 400 | 1400 | 1400 | 1524 | 1524 | 1524 | 1524 | 1524 | 1524 | 1524 | 1524 | 1524 | 1524 | 1524 | 1524
Option 4 SC | NSW | N8 | Cooma-Monaro | Wind | 113.18 | 113.18 | 113.18 | 200.652 | 213.18 | 213.18 | 213.18 | 213.18 | 213.18 | 213.18 | 213.1801 | 213.1801 | 413.18 | 413.18 | 300 | 300 | 300 | 481.7929 | 481.7929 | 481.7929 | 481.7929 | 499.6333 | 499.6333 | 499.6333
Option 4 SC | NSW | N7 | Tumut | Wind | 0 | 270.48 | 270.48 | 270.48 | 270.48 | 270.48 | 270.48 | 270.48 | 370.48 | 370.48 | 370.48 | 370.48 | 370.48 | 370.48 | 370.48 | 370.48 | 370.48 | 370.48 | 370.48 | 370.48 | 370.48 | 370.48 | 370.48 | 370.48
Option 4 SC | NSW | N6 | Wagga Wagga | Wind | 0 | 0 | 2.43e-06 | 5.78e-06 | 273.7022 | 273.7022 | 273.7022 | 273.7022 | 300 | 300 | 300 | 300 | 300 | 300 | 300 | 300 | 300 | 528.5935 | 528.5935 | 528.5935 | 528.5935 | 913.633 | 913.633 | 913.633
Option 4 SC | NSW | N5 | South West NSW | Wind | 0 | 0 | 1.03e-06 | 4.05e-06 | 7.77e-06 | 7.77e-06 | 7.77e-06 | 7.77e-06 | 207.3213 | 207.3213 | 207.3213 | 207.3213 | 207.3213 | 207.3213 | 207.3213 | 207.3213 | 207.3213 | 207.3214 | 207.3214 | 207.3214 | 207.3214 | 207.3214 | 207.3214 | 207.3214
Option 4 SC | NSW | N4 | Broken Hill | Wind | 198.01 | 198.01 | 198.01 | 198.01 | 219.7222 | 219.7222 | 219.7222 | 219.7222 | 270.8353 | 270.8353 | 270.8353 | 270.8353 | 1214.5751 | 1289.9623 | 1332.3738 | 1332.3738 | 1332.3738 | 1337.9087 | 1337.9087 | 1337.9087 | 1337.9087 | 1337.9087 | 1337.9087 | 1337.9087
Option 4 SC | NSW | N3 | Central-West Orana | Wind | 113.19 | 113.19 | 711.0389 | 3902.6944 | 5369.9611 | 6044.16 | 6044.16 | 6044.16 | 6044.16 | 6044.16 | 6044.16 | 6044.16 | 6044.16 | 6623.3518 | 6623.3518 | 7705.19 | 7705.19 | 7705.19 | 7705.19 | 7705.19 | 7705.19 | 7705.19 | 7705.19 | 7592
Option 4 SC | NSW | N2 | New England | Wind | 442.48 | 442.48 | 442.48 | 442.48 | 652.48 | 652.48 | 652.48 | 652.48 | 2452.48 | 2452.48 | 2794.3852 | 2794.3852 | 2621.9052 | 2621.9052 | 3028.3312 | 3167.3004 | 4424.4867 | 4154.4867 | 4154.4867 | 4154.4867 | 4154.4867 | 4154.4867 | 4400.7996 | 4400.7996
Option 4 SC | NSW | N12 | Illawarra | Wind | 0 | 0 | 1.14e-06 | 1.14e-06 | 2.52e-06 | 3.9e-06 | 3.9e-06 | 5.55e-06 | 71 | 71 | 71 | 71 | 71 | 71 | 71 | 71 | 71 | 71 | 71 | 71 | 71 | 71 | 71 | 71
Option 4 SC | NSW | DN3 | Marulan | Wind | 0 | 0 | 0 | 0 | 1.04e-06 | 1.04e-06 | 1.04e-06 | 2.15e-06 | 5.19e-06 | 6.55e-06 | 1.05e-05 | 1.05e-05 | 194 | 194 | 194 | 194 | 194 | 194 | 194 | 194 | 194 | 194 | 194 | 194
Option 4 SC | NSW | DN1 | Dubbo | Wind | 0 | 0 | 0 | 0 | 0 | 0 | 0 | 8.43e-06 | 288 | 288 | 288 | 288 | 288 | 288 | 288 | 288 | 288 | 288 | 288 | 288 | 288 | 288 | 288 | 288
Option 4 SC | NSW | N13 | South Cobar | Wind | 0 | 0 | 0 | 0 | 0 | 1.26e-06 | 1.26e-06 | 1.26e-06 | 9.33e-06 | 9.33e-06 | 1.086e-05 | 1.086e-05 | 87.7537 | 87.7537 | 87.7537 | 132.9279 | 133.393 | 133.393 | 133.393 | 133.393 | 133.393 | 133.393 | 133.393 | 133.393
Option 4 SC | QLD | Q1 | Far North QLD | Solar | 72 | 172.2976 | 172.2976 | 172.2976 | 172.2976 | 219.0223 | 219.0223 | 219.0223 | 219.0223 | 219.0223 | 219.0224 | 315.7269 | 315.7269 | 315.7269 | 315.7269 | 315.727 | 565.8181 | 565.8181 | 565.8181 | 565.8181 | 565.8181 | 565.8181 | 493.8181 | 493.8181
Option 4 SC | QLD | Q10 | Collinsville | Solar | 227.02 | 227.02 | 227.02 | 227.02 | 227.02 | 380.2837 | 380.2837 | 380.2837 | 380.2837 | 380.2837 | 380.2837 | 814.8684 | 814.8684 | 814.8684 | 814.8684 | 814.8684 | 814.8684 | 814.8684 | 814.8684 | 814.8684 | 814.8684 | 814.8684 | 652.8484 | 587.8484
Option 4 SC | QLD | Q2 | North Qld Clean Energy Hub | Solar | 84.47 | 84.47 | 84.47 | 84.47 | 84.47 | 84.47 | 84.47 | 84.47 | 84.47 | 84.47 | 84.47 | 35.97 | 35.97 | 35.97 | 35.97 | 35.97 | 35.97 | 35.97 | 35.97 | 35.97 | 20.97 | 20.97 | 0 | 0
Option 4 SC | QLD | Q8b | Darling Downs (B) | Solar | 292.49 | 274.45 | 274.45 | 274.45 | 274.45 | 274.45 | 274.45 | 274.45 | 274.45 | 274.45 | 274.45 | 274.45 | 274.45 | 274.45 | 274.45 | 274.45 | 274.45 | 249.45 | 146.49 | 114.39 | 82.29 | 82.29 | 54.99 | 0
Option 4 SC | QLD | Q8a | Darling Downs (A) | Solar | 1089.24 | 1458.57 | 1458.01 | 1457.46 | 1456.89 | 1456.33 | 1455.77 | 1455.27 | 1454.79 | 1454.79 | 1344.79 | 1344.79 | 1344.79 | 1344.79 | 1344.79 | 1344.79 | 1344.79 | 1344.79 | 1344.79 | 1344.79 | 782.87 | 782.87 | 782.87 | 782.87
Option 4 SC | QLD | Q8 | Darling Downs | Solar | 0 | 1026.4966 | 1026.4966 | 1026.4966 | 1026.4966 | 1026.4966 | 1026.4966 | 1026.4966 | 1026.4966 | 1150.9998 | 1893.5328 | 1943.869 | 2505.4037 | 2505.4038 | 2505.4038 | 2675.3948 | 3831.3121 | 3831.3121 | 3831.3121 | 3942.0291 | 3942.0291 | 4211.8601 | 4423.8663 | 4423.8664
Option 4 SC | QLD | Q7 | Wide Bay | Solar | 426.77 | 486.77 | 685.17 | 685.17 | 685.17 | 685.17 | 685.17 | 685.17 | 685.17 | 685.17 | 1220.6182 | 1220.6182 | 2418.9876 | 2418.9877 | 2418.9877 | 2418.9877 | 2418.9877 | 2418.9878 | 2418.9878 | 2418.9878 | 2418.9878 | 2885.17 | 2885.17 | 2754.28
Option 4 SC | QLD | Q6 | Fitzroy | Solar | 81.72 | 81.72 | 81.72 | 81.72 | 81.72 | 81.72 | 81.72 | 81.72 | 81.72 | 385.5606 | 1011.8227 | 1095.7073 | 1095.7073 | 1095.7073 | 1095.7073 | 1783.7833 | 2743.2133 | 2743.2133 | 2743.2133 | 2989.2655 | 3062.7022 | 3718.9299 | 5037.2905 | 5701.533
Option 4 SC | QLD | Q5 | Barcaldine | Solar | 0 | 1.723e-05 | 1.723e-05 | 1.723e-05 | 1.891e-05 | 2.331e-05 | 2.331e-05 | 2.331e-05 | 2.331e-05 | 6.9095 | 27.5426 | 30.1374 | 30.1374 | 30.1375 | 30.1375 | 45.8523 | 53.4204 | 53.4204 | 53.4204 | 68.9598 | 68.9598 | 68.9598 | 68.9598 | 68.9598
Option 4 SC | QLD | Q4b | Isaac (B) | Solar | 295.96 | 295.96 | 295.96 | 295.96 | 295.96 | 295.96 | 295.96 | 295.96 | 295.96 | 295.96 | 295.96 | 295.96 | 295.96 | 295.96 | 295.96 | 295.96 | 295.96 | 295.96 | 295.96 | 295.96 | 295.96 | 295.96 | 295.96 | 295.96
Option 4 SC | QLD | Q4 | Isaac | Solar | 393.47 | 393.47 | 393.47 | 393.47 | 393.47 | 393.47 | 393.47 | 393.47 | 393.47 | 393.47 | 393.47 | 393.4701 | 393.4701 | 393.4701 | 393.4701 | 393.4702 | 557.7424 | 557.7424 | 515.2424 | 709.6502 | 709.6502 | 813.7743 | 1055.3279 | 1943.9261
Option 4 SC | QLD | Q3 | Northern Qld | Solar | 437.15 | 437.15 | 1037.15 | 1037.15 | 1037.15 | 1037.15 | 1037.15 | 1037.15 | 1037.15 | 1037.15 | 1037.15 | 1037.15 | 1037.15 | 1037.15 | 1037.15 | 1037.15 | 915.99 | 800.02 | 800.02 | 800.02 | 800.02 | 700.04 | 700.04 | 700.04
Option 4 SC | QLD | Q9 | Banana | Solar | 15 | 15 | 15 | 15 | 15 | 15 | 15 | 15 | 15 | 15 | 15 | 15 | 15 | 15 | 15 | 15 | 15 | 0 | 0 | 0 | 0 | 0 | 0 | 0
Option 4 SC | QLD | Q1 | Far North QLD | Wind | 332.45 | 332.45 | 445.9915 | 902.45 | 902.45 | 902.45 | 902.45 | 902.45 | 902.45 | 902.45 | 902.45 | 902.45 | 902.45 | 902.45 | 902.45 | 902.45 | 902.45 | 721.98 | 721.98 | 786.445 | 786.445 | 786.445 | 681.5593 | 910.4795
Option 4 SC | QLD | Q5 | Barcaldine | Wind | 0 | 0 | 0 | 0 | 92.47 | 93.7775 | 93.7775 | 97.0282 | 97.0282 | 97.0282 | 97.0282 | 97.0282 | 97.0584 | 99.0683 | 99.0683 | 99.0684 | 99.986 | 99.986 | 99.986 | 102.1971 | 102.1971 | 102.1971 | 102.1976 | 102.1976
Option 4 SC | QLD | Q8b | Darling Downs (B) | Wind | 890.03 | 890.03 | 890.03 | 890.03 | 890.03 | 890.03 | 890.03 | 890.03 | 890.03 | 890.03 | 890.03 | 890.03 | 890.03 | 890.03 | 890.03 | 890.03 | 890.03 | 890.03 | 890.03 | 890.03 | 890.03 | 890.03 | 890.03 | 890.03
Option 4 SC | QLD | Q8a | Darling Downs (A) | Wind | 172.99 | 172.99 | 172.99 | 172.99 | 172.99 | 172.99 | 172.99 | 172.99 | 172.99 | 172.99 | 172.99 | 172.99 | 172.99 | 172.99 | 172.99 | 172.99 | 172.99 | 172.99 | 172.99 | 172.99 | 172.99 | 172.99 | 172.99 | 172.99
Option 4 SC | QLD | Q8 | Darling Downs | Wind | 0 | 0 | 0 | 1.19e-06 | 523.8319 | 1352.3667 | 1352.3667 | 1352.3667 | 1352.3667 | 1352.3667 | 1352.3667 | 2156.9465 | 4222.5001 | 4222.5001 | 4222.5001 | 4297.1463 | 4735.9243 | 4735.9243 | 4735.9243 | 5505.7985 | 5505.7985 | 5505.7985 | 5505.7985 | 5505.7985
Option 4 SC | QLD | Q7 | Wide Bay | Wind | 0 | 0 | 0 | 0 | 0 | 0 | 0 | 0 | 0 | 0 | 1.49e-06 | 3.03e-06 | 0.00012769 | 165.7992 | 165.7992 | 165.7992 | 300 | 300 | 300 | 300 | 300 | 300 | 300 | 300
Option 4 SC | QLD | Q6 | Fitzroy | Wind | 0 | 221.01 | 221.01 | 221.01 | 221.01 | 413.463 | 413.463 | 413.463 | 1121.01 | 1121.01 | 1121.01 | 1121.01 | 1121.01 | 1121.01 | 1121.01 | 1121.01 | 1121.01 | 2304.8626 | 2304.8626 | 2304.8626 | 2304.8626 | 2304.8626 | 2304.8626 | 2304.8626
Option 4 SC | QLD | Q4 | Isaac | Wind | 439 | 724.2 | 724.2 | 724.2 | 724.2 | 724.2 | 724.2 | 724.2 | 724.2001 | 724.2001 | 724.2001 | 724.2001 | 731.6705 | 1015.5219 | 1015.5219 | 1015.5219 | 1015.5219 | 1124.2 | 1124.2 | 1124.2 | 1124.2 | 1124.2 | 1124.2 | 685.2
Option 4 SC | QLD | Q2 | North Qld Clean Energy Hub | Wind | 43.2 | 43.2 | 43.2 | 43.2 | 43.2 | 43.2 | 581.4374 | 1538.9763 | 1625.5442 | 1625.5442 | 1625.5442 | 1625.5442 | 2092.299 | 2092.299 | 2092.299 | 2107.6502 | 2354.0926 | 2399.1628 | 2399.1628 | 2399.1628 | 2355.9628 | 2355.9628 | 2417.1566 | 2417.1566
Option 4 SC | QLD | Q10 | Collinsville | Wind | 0 | 0 | 0 | 0 | 0 | 5.44e-06 | 5.44e-06 | 5.44e-06 | 1.172e-05 | 1.172e-05 | 1.431e-05 | 1.431e-05 | 214.9024 | 426.7583 | 426.7583 | 426.7583 | 469.3002 | 565.9269 | 565.9269 | 635.2862 | 635.2862 | 635.2862 | 640 | 640
Option 4 SC | QLD | Q8c | Darling Downs (C) | Wind | 691.98 | 691.98 | 691.98 | 691.98 | 691.98 | 691.98 | 691.98 | 691.98 | 691.98 | 691.98 | 691.98 | 691.98 | 691.98 | 691.98 | 691.98 | 691.98 | 691.98 | 691.98 | 252 | 252 | 252 | 252 | 252 | 252
Option 4 SC | SA | S1 | South East SA | Solar | 182 | 182 | 182 | 182 | 182 | 182 | 182 | 182 | 182 | 182 | 182 | 182 | 182 | 182 | 182 | 182 | 182 | 182 | 182 | 182 | 182 | 182 | 182 | 87
Option 4 SC | SA | S2 | Riverland | Solar | 19.89 | 19.89 | 19.89 | 19.89 | 19.89 | 15.33 | 15.33 | 15.33 | 15.33 | 15.33 | 15.33 | 15.33 | 15.3301 | 984.7993 | 1140.0278 | 1139.4734 | 1169.843 | 1169.843 | 1169.843 | 1163.633 | 1163.633 | 1163.633 | 1247.1981 | 1247.1981
Option 4 SC | SA | S3 | Mid-North SA | Solar | 0 | 5.42e-06 | 9.51e-06 | 9.51e-06 | 1.079e-05 | 1.079e-05 | 1.079e-05 | 1.079e-05 | 1.34e-05 | 1.488e-05 | 1.488e-05 | 1.912e-05 | 2.897e-05 | 486.1133 | 486.1133 | 486.1133 | 486.1133 | 486.1133 | 486.1133 | 486.1133 | 486.1133 | 486.1133 | 1253.5507 | 1253.5507
Option 4 SC | SA | S5 | Northern SA | Solar | 296.24 | 880.0389 | 917.4 | 917.4 | 917.4 | 917.4 | 917.4 | 917.4 | 917.4 | 917.4 | 917.4 | 917.4 | 1053.5052 | 1330.3644 | 1386.1409 | 1473.6912 | 1702.9169 | 1702.9169 | 1483.6769 | 1483.6769 | 1483.6769 | 1406.6769 | 2366.2654 | 2366.2654
Option 4 SC | SA | S1 | South East SA | Wind | 324.5 | 324.5 | 324.5 | 324.5 | 324.5 | 324.5 | 324.5 | 324.5 | 324.5 | 198 | 198 | 198 | 318.7486 | 518.7809 | 743.8 | 743.8 | 743.8 | 811.6923 | 811.6923 | 811.6923 | 811.6923 | 811.6923 | 811.6923 | 811.6923
Option 4 SC | SA | S3 | Mid-North SA | Wind | 1732.01 | 1732.01 | 1732.01 | 1732.01 | 1732.01 | 1732.01 | 1732.01 | 1633.31 | 1633.31 | 1561.91 | 1415.2351 | 2056.744 | 2152.6831 | 2250.72 | 2250.72 | 2250.72 | 2250.72 | 2437.0422 | 2437.0422 | 2306.2422 | 2306.2422 | 2306.2422 | 2105.2622 | 1909.5722
Option 4 SC | SA | S4 | Yorke Peninsula | Wind | 0 | 0 | 0 | 0 | 0 | 0 | 0 | 0 | 1.07e-06 | 2.61e-06 | 7.97e-06 | 1.953e-05 | 1.953e-05 | 2.597e-05 | 3.548e-05 | 4.375e-05 | 4.375e-05 | 6.582e-05 | 6.582e-05 | 6.582e-05 | 6.582e-05 | 6.582e-05 | 6.582e-05 | 6.582e-05
Option 4 SC | SA | S5 | Northern SA | Wind | 407.5 | 407.5 | 407.5 | 407.5 | 407.5 | 407.5 | 407.5 | 407.5 | 432.005 | 432.005 | 432.005 | 432.005 | 1167.5 | 1167.5 | 1167.5 | 1167.5 | 1167.5 | 1167.5 | 1167.5 | 961 | 961 | 961 | 961 | 961
Option 4 SC | SA | S6 | Roxby Downs | Wind | 0 | 0 | 0 | 0 | 0 | 0 | 0 | 0 | 3.61e-06 | 3.61e-06 | 3.61e-06 | 3.61e-06 | 264.0476 | 264.0476 | 264.0476 | 264.0476 | 264.0476 | 264.0476 | 264.0476 | 264.0476 | 264.0476 | 264.0476 | 264.0476 | 264.0476
Option 4 SC | SA | S7 | Eastern Eyre Peninsula | Wind | 225.03 | 225.03 | 225.03 | 225.03 | 163.03 | 72.28 | 72.28 | 72.28 | 72.28 | 1.608e-05 | 322.2335 | 322.2336 | 322.2336 | 322.2336 | 322.2336 | 322.2336 | 322.2336 | 322.2336 | 322.2336 | 322.2336 | 322.2336 | 322.2336 | 322.2336 | 322.2336
Option 4 SC | TAS | T1 | North East Tasmania | Solar | 0 | 300 | 300 | 382.2778 | 382.2778 | 382.2778 | 382.2778 | 382.2778 | 382.2778 | 382.2778 | 382.2778 | 382.2778 | 382.2778 | 382.2778 | 382.2778 | 382.2778 | 382.2778 | 382.2778 | 382.2778 | 382.2778 | 382.2778 | 382.2778 | 382.2778 | 382.2778
Option 4 SC | TAS | T3 | Central Highlands | Solar | 0 | 0 | 0 | 0 | 0 | 0 | 0 | 0 | 0 | 0 | 0 | 0 | 6.47e-06 | 8.69e-06 | 1.026e-05 | 1.026e-05 | 1.155e-05 | 1.591e-05 | 1.591e-05 | 1.591e-05 | 1.591e-05 | 1.591e-05 | 1.591e-05 | 1.591e-05
Option 4 SC | TAS | T2 | North West Tasmania | Solar | 0 | 1.32e-06 | 1.32e-06 | 3.562e-05 | 3.562e-05 | 3.562e-05 | 3.562e-05 | 3.562e-05 | 3.562e-05 | 3.562e-05 | 3.562e-05 | 3.562e-05 | 3.562e-05 | 3.663e-05 | 3.663e-05 | 3.663e-05 | 4.6e-05 | 5.114e-05 | 5.114e-05 | 5.114e-05 | 5.114e-05 | 5.114e-05 | 5.114e-05 | 5.114e-05
Option 4 SC | TAS | T3 | Central Highlands | Wind | 144 | 144 | 714.5311 | 887.8636 | 979.9926 | 1262.3682 | 1262.3682 | 1262.3682 | 1262.3682 | 1262.3682 | 1262.3682 | 1262.3682 | 1555.7634 | 1555.7634 | 1555.7634 | 1555.7634 | 1555.7635 | 1555.7635 | 1411.7635 | 1411.7635 | 1411.7635 | 1411.7635 | 1411.7635 | 1411.7635
Option 4 SC | TAS | T2 | North West Tasmania | Wind | 111.6 | 111.6 | 117.4728 | 123.7751 | 123.7751 | 123.7751 | 123.7751 | 123.7751 | 123.7751 | 123.7751 | 123.7751 | 123.7751 | 136.2033 | 136.2033 | 136.2033 | 136.2033 | 136.2033 | 136.2033 | 136.2033 | 136.2033 | 136.2033 | 136.2033 | 136.2033 | 136.2033
Option 4 SC | TAS | T1 | North East Tasmania | Wind | 0 | 0 | 1.23e-06 | 61.6834 | 61.6834 | 79.6251 | 79.6251 | 79.6251 | 79.6251 | 79.6251 | 79.6251 | 176.692 | 176.692 | 176.692 | 176.692 | 176.692 | 176.692 | 176.692 | 176.692 | 176.692 | 176.692 | 176.692 | 176.692 | 176.692
Option 4 SC | VIC | V8 | Gippsland Offshore | Offshore Wind | 0 | 0 | 0 | 0 | 0 | 2000 | 2194.0053 | 2860.0053 | 3527.0053 | 4464.0383 | 5220 | 6220 | 7220 | 8220 | 8220 | 8220 | 8220 | 8220 | 8220 | 8220 | 8220 | 8220 | 8220 | 8220
Option 4 SC | VIC | V9 | Southern Ocean | Offshore Wind | 0 | 0 | 0 | 0 | 0 | 2.38e-06 | 472.9947 | 472.9947 | 472.9947 | 535.9617 | 780 | 780 | 780 | 780 | 780 | 780 | 780 | 780 | 780 | 780 | 780 | 780 | 780 | 780
Option 4 SC | VIC | V1 | North West VIC | Solar | 596.96 | 901.8238 | 901.8238 | 901.8238 | 901.8238 | 901.8238 | 901.8238 | 901.8238 | 901.8238 | 901.8238 | 901.8238 | 901.8238 | 2297.0095 | 3630.7705 | 3735.23 | 3735.23 | 3735.23 | 3735.23 | 3735.23 | 3708.06 | 3708.06 | 3708.06 | 3568.03 | 3192.1
Option 4 SC | VIC | V2 | Central Highlands VIC | Solar | 0 | 4.6e-06 | 4.6e-06 | 4.6e-06 | 4.6e-06 | 4.6e-06 | 4.6e-06 | 4.6e-06 | 4.6e-06 | 4.6e-06 | 5.98e-06 | 7.91e-06 | 1.472e-05 | 3.068e-05 | 3.503e-05 | 3.721e-05 | 5.247e-05 | 5.928e-05 | 5.928e-05 | 5.928e-05 | 5.928e-05 | 5.928e-05 | 5.928e-05 | 5.928e-05
Option 4 SC | VIC | V3 | Wimmera Grampians | Solar | 118.8 | 118.8 | 118.8 | 118.8 | 118.8 | 118.8 | 118.8 | 118.8 | 118.8 | 118.8 | 118.8 | 118.8 | 118.8 | 118.8 | 118.8 | 118.8 | 118.8 | 118.8 | 118.8 | 118.8 | 118.8 | 118.8 | 118.8 | 118.8
Option 4 SC | VIC | V4 | Wimmera Southern Mallee | Solar | 0 | 2.38e-06 | 2.38e-06 | 2.38e-06 | 2.38e-06 | 2.38e-06 | 2.38e-06 | 2.38e-06 | 2.38e-06 | 2.38e-06 | 2.38e-06 | 4.26e-06 | 9.71e-06 | 2.288e-05 | 2.422e-05 | 3.039e-05 | 7.42e-05 | 7.77e-05 | 7.77e-05 | 7.77e-05 | 7.77e-05 | 7.77e-05 | 7.77e-05 | 7.77e-05
Option 4 SC | VIC | V6 | Gippsland Onshore | Solar | 0 | 643.3262 | 643.3262 | 643.3262 | 643.3262 | 643.3262 | 643.3262 | 643.3262 | 643.3262 | 643.3262 | 643.3262 | 643.3262 | 643.3262 | 643.3262 | 643.3262 | 643.3262 | 643.3262 | 643.3262 | 643.3262 | 643.3262 | 643.3262 | 643.3262 | 643.3262 | 643.3262
Option 4 SC | VIC | V7 | Central North VIC | Solar | 619.99 | 700.03 | 764.05 | 764.05 | 764.05 | 764.05 | 764.05 | 764.05 | 764.05 | 764.05 | 764.05 | 764.05 | 764.05 | 789.9874 | 1365.461 | 1365.461 | 1365.461 | 1365.461 | 1265.491 | 1265.491 | 1265.491 | 1265.491 | 1265.491 | 1265.491
Option 4 SC | VIC | V1 | North West VIC | Wind | 0 | 0 | 1009.8089 | 1053.0673 | 1053.0673 | 1053.0673 | 1053.0673 | 1053.0673 | 1053.0673 | 1053.0673 | 1053.0673 | 1053.0673 | 1153.9217 | 1153.9217 | 1508 | 1508 | 1508 | 1508 | 1508 | 1508 | 1508 | 1508 | 1508 | 1508
Option 4 SC | VIC | V2 | Central Highlands VIC | Wind | 692.62 | 692.62 | 975.3721 | 1253.9162 | 1253.9162 | 1253.9162 | 1253.9162 | 1253.9162 | 1253.9162 | 1253.9162 | 1253.9162 | 1253.9162 | 1253.9162 | 1253.9162 | 1253.9162 | 1411.2314 | 1411.2314 | 1280.0314 | 1257.0399 | 1315.324 | 1315.324 | 1286.624 | 1455.499 | 1254.7189
Option 4 SC | VIC | V3 | Wimmera Grampians | Wind | 768.85 | 768.85 | 768.85 | 768.85 | 716.35 | 716.35 | 716.35 | 716.35 | 524.35 | 524.35 | 524.35 | 524.35 | 524.35 | 524.35 | 524.35 | 524.35 | 524.35 | 524.35 | 444.4 | 444.4 | 444.4 | 204.4 | 204.4 | 4.83e-05
Option 4 SC | VIC | V5 | South West VIC | Wind | 2151.27 | 2223.27 | 2508.9973 | 2589.2816 | 2589.2816 | 2559.2816 | 2559.2816 | 2559.2816 | 2559.2816 | 2559.2816 | 2559.2816 | 2496.2716 | 2076.2716 | 2076.2716 | 1924.5716 | 2150.7824 | 2131.2824 | 1945.2824 | 2250.0114 | 2406.2629 | 2406.2629 | 2253.2729 | 2485.07 | 2485.07
Option 4 SC | VIC | V6 | Gippsland Onshore | Wind | 0 | 0 | 1.77e-06 | 3.3e-06 | 3.3e-06 | 3.3e-06 | 3.3e-06 | 3.3e-06 | 3.3e-06 | 3.3e-06 | 4.55e-06 | 4.55e-06 | 6.06e-06 | 9.82e-06 | 1.186e-05 | 1.36e-05 | 2.227e-05 | 2.891e-05 | 2.891e-05 | 2.891e-05 | 2.891e-05 | 2.891e-05 | 2.891e-05 | 2.891e-05
Option 4 SC | VIC | V7 | Central North VIC | Wind | 0 | 0 | 245.0123 | 544 | 544 | 544 | 544 | 544 | 544 | 544 | 544 | 544 | 544 | 544 | 544 | 544 | 544 | 544 | 544 | 544 | 544 | 544 | 544 | 544
Option 4 SC | VIC | V4 | Wimmera Southern Mallee | Wind | 465.75 | 465.75 | 564.4494 | 1441.375 | 1441.375 | 1441.375 | 1441.375 | 1441.375 | 1441.375 | 1441.375 | 1441.375 | 1441.375 | 1441.375 | 1441.375 | 1559.77 | 1559.77 | 1528.72 | 1528.72 | 1528.72 | 1528.72 | 2349.0752 | 2349.0752 | 2349.0752 | 2123.3752
Option 5 SC | NSW | N11 | Illawarra Coast | Offshore Wind | 0 | 0 | 0 | 0 | 0 | 0 | 0 | 0 | 0 | 0 | 0 | 0 | 1.18e-06 | 1.18e-06 | 1.18e-06 | 3.15e-06 | 7.7e-06 | 8.95e-06 | 8.95e-06 | 8.95e-06 | 8.95e-06 | 8.95e-06 | 8.95e-06 | 8.95e-06
Option 5 SC | NSW | N10 | Hunter Coast | Offshore Wind | 0 | 0 | 0 | 0 | 0 | 0 | 0 | 0 | 0 | 0 | 0 | 0 | 1.17e-06 | 1.17e-06 | 2.63e-06 | 2.63e-06 | 6.75e-06 | 6.75e-06 | 6.75e-06 | 6.75e-06 | 6.75e-06 | 6.75e-06 | 6.75e-06 | 6.75e-06
Option 5 SC | NSW | N5 | South West NSW | Solar | 903.68 | 1013.68 | 1817.0782 | 2199.5036 | 2234.813 | 2234.813 | 2234.813 | 2234.813 | 2696.1412 | 2696.1412 | 2921.5239 | 2921.5239 | 2921.5239 | 2921.5239 | 2921.5239 | 2921.5239 | 2921.5239 | 2771.4939 | 2771.4939 | 2771.4939 | 2771.4939 | 2771.4939 | 2771.4939 | 2571.8139
Option 5 SC | NSW | N4 | Broken Hill | Solar | 53 | 163.5961 | 224.3492 | 403.3217 | 403.3217 | 403.3217 | 427.7357 | 427.7357 | 449.2828 | 449.2828 | 465.7497 | 465.7497 | 465.7497 | 465.7497 | 465.7497 | 465.7497 | 564.4412 | 511.4412 | 511.4412 | 511.4412 | 511.4412 | 511.4412 | 1003.6978 | 1003.6978
Option 5 SC | NSW | N3 | Central-West Orana | Solar | 1496 | 1496 | 3115.8306 | 6158.5114 | 6508.5114 | 6683.5114 | 6722.6883 | 6908.6224 | 8316.01 | 8316.01 | 8316.01 | 8316.01 | 8316.01 | 8316.01 | 8316.01 | 8316.01 | 9284.4731 | 9284.4731 | 9284.4731 | 9248.4631 | 9248.4631 | 9248.4631 | 9201.7631 | 9010.1231
Option 5 SC | NSW | N2 | New England | Solar | 535.02 | 735.66 | 1055.66 | 1071.4669 | 1120.9271 | 1266.9604 | 3560.309 | 3560.309 | 3560.309 | 3560.309 | 3560.309 | 3560.309 | 3560.309 | 3560.309 | 3560.309 | 3560.309 | 3560.309 | 3540.309 | 3540.309 | 3540.309 | 3540.309 | 3540.309 | 3540.309 | 3540.309
Option 5 SC | NSW | N1 | North West NSW | Solar | 166 | 300.7998 | 327.6692 | 392.5421 | 392.5769 | 408.6201 | 425.097 | 425.097 | 425.097 | 425.097 | 425.097 | 425.097 | 425.097 | 425.097 | 425.097 | 425.097 | 425.097 | 425.097 | 425.097 | 425.097 | 369.097 | 369.097 | 369.097 | 369.097
Option 5 SC | NSW | DN1 | Dubbo | Solar | 0 | 0 | 0 | 0 | 0 | 0 | 896.7958 | 906.9979 | 906.9979 | 906.9979 | 906.9979 | 906.9979 | 906.9979 | 906.9979 | 910.804 | 910.804 | 1320 | 1320 | 1320 | 1320 | 1320 | 1320 | 1320 | 1320
Option 5 SC | NSW | N13 | South Cobar | Solar | 0 | 4.43e-06 | 2.698e-05 | 121.5233 | 121.5234 | 121.5234 | 121.5234 | 121.5234 | 123.1919 | 123.1919 | 145.9374 | 145.9374 | 145.9374 | 145.9374 | 145.9374 | 145.9374 | 145.9374 | 145.9374 | 145.9374 | 145.9374 | 145.9374 | 145.9374 | 145.9374 | 145.9374
Option 5 SC | NSW | N6 | Wagga Wagga | Solar | 436.14 | 2483.8619 | 2612.15 | 2612.15 | 2612.15 | 2612.15 | 2612.15 | 2612.15 | 2612.15 | 2612.15 | 2612.15 | 2612.15 | 2612.15 | 2612.15 | 2612.15 | 2612.15 | 2612.15 | 2612.15 | 2612.15 | 2612.15 | 2612.15 | 2612.15 | 2612.15 | 2612.15
Option 5 SC | NSW | N7 | Tumut | Solar | 0 | 3.45e-06 | 100 | 100 | 100 | 100 | 100 | 100 | 100 | 100 | 100 | 100 | 100 | 100 | 100 | 100 | 100 | 100 | 100 | 100 | 100 | 100 | 100 | 100
Option 5 SC | NSW | N9 | Hunter-Central Coast | Solar | 0 | 887.9738 | 2434.5712 | 2434.5712 | 2434.5712 | 2434.5712 | 2434.5712 | 2434.5712 | 3122.0587 | 3228.7546 | 3658.9999 | 3658.9999 | 3658.9999 | 3658.9999 | 3658.9999 | 3658.9999 | 3658.9999 | 3658.9999 | 3658.9999 | 3658.9999 | 3658.9999 | 3658.9999 | 3658.9999 | 3658.9999
Option 5 SC | NSW | N8 | Cooma-Monaro | Solar | 0 | 3.33e-06 | 319.0898 | 319.0898 | 319.0898 | 319.0898 | 319.0898 | 319.0898 | 323.4119 | 323.4119 | 350 | 350 | 350 | 350 | 350 | 350 | 350 | 350 | 350 | 350 | 350 | 350 | 350 | 350
Option 5 SC | NSW | N4 | Broken Hill | Wind | 198.01 | 198.01 | 198.01 | 198.01 | 223.4867 | 223.4867 | 223.4867 | 223.4867 | 223.4868 | 223.4868 | 223.4868 | 223.4868 | 1369.7927 | 1448.1687 | 1498.01 | 1498.01 | 1498.01 | 1499.5537 | 1499.5537 | 1499.5537 | 1499.5537 | 1499.5537 | 1499.5537 | 1499.5537
Option 5 SC | NSW | N3 | Central-West Orana | Wind | 113.19 | 113.19 | 702.3517 | 3915.7176 | 5360.6786 | 6044.16 | 6044.16 | 6044.16 | 6044.16 | 6044.16 | 6044.16 | 6044.16 | 6044.16 | 6504.3044 | 6566.097 | 7705.19 | 7705.19 | 7705.19 | 7705.19 | 7705.19 | 7705.19 | 7705.19 | 7705.19 | 7592
Option 5 SC | NSW | N2 | New England | Wind | 442.48 | 442.48 | 442.48 | 442.48 | 652.48 | 652.48 | 652.48 | 1054.0346 | 2452.4801 | 2452.4801 | 3011.3813 | 3011.3813 | 2838.9013 | 2838.9013 | 3065.1864 | 3138.3657 | 4353.2128 | 4083.2128 | 4083.2128 | 4083.2128 | 4083.2128 | 4083.2128 | 4333.9302 | 4333.9302
Option 5 SC | NSW | N5 | South West NSW | Wind | 0 | 0 | 4.81e-06 | 1.117e-05 | 2.913e-05 | 2.913e-05 | 2.913e-05 | 3.047e-05 | 4.575e-05 | 4.575e-05 | 6.581e-05 | 6.581e-05 | 9.838e-05 | 9.838e-05 | 9.838e-05 | 0.00010191 | 0.00010191 | 46.354 | 46.354 | 46.354 | 46.354 | 46.354 | 46.354 | 46.354
Option 5 SC | NSW | N13 | South Cobar | Wind | 0 | 0 | 1.11e-06 | 2.55e-06 | 5.12e-06 | 7.28e-06 | 7.28e-06 | 9.08e-06 | 1.77e-05 | 2.024e-05 | 2.751e-05 | 2.881e-05 | 117.6766 | 117.6766 | 117.6766 | 132.974 | 134.5326 | 134.5326 | 134.5326 | 134.5326 | 134.5326 | 134.5326 | 134.5326 | 134.5326
Option 5 SC | NSW | N12 | Illawarra | Wind | 0 | 0 | 2.04e-06 | 3.88e-06 | 6.91e-06 | 1.206e-05 | 1.206e-05 | 1.641e-05 | 71 | 71 | 71 | 71 | 71 | 71 | 71 | 71 | 71 | 71 | 71 | 71 | 71 | 71 | 71 | 71
Option 5 SC | NSW | DN3 | Marulan | Wind | 0 | 0 | 0 | 0 | 2.49e-06 | 4.61e-06 | 4.61e-06 | 5.96e-06 | 1.205e-05 | 1.471e-05 | 2.593e-05 | 2.956e-05 | 194 | 194 | 194 | 194 | 194 | 194 | 194 | 194 | 194 | 194 | 194 | 194
Option 5 SC | NSW | DN1 | Dubbo | Wind | 0 | 0 | 0 | 0 | 0 | 5.37e-06 | 5.37e-06 | 4.301e-05 | 288 | 288 | 288 | 288 | 288 | 288 | 288 | 288 | 288 | 288 | 288 | 288 | 288 | 288 | 288 | 288
Option 5 SC | NSW | N6 | Wagga Wagga | Wind | 0 | 0 | 5.7e-06 | 1.454e-05 | 300 | 300 | 300 | 300 | 300 | 300 | 300 | 300.0001 | 300.0001 | 300.0001 | 300.0001 | 300.0001 | 300.0001 | 594.2742 | 594.2742 | 594.2742 | 594.2742 | 1000 | 1000 | 1000
Option 5 SC | NSW | N9 | Hunter-Central Coast | Wind | 0 | 0 | 1.185e-05 | 1.711e-05 | 400 | 400 | 400 | 400 | 400.0001 | 954.8237 | 1400 | 1400 | 1524 | 1524 | 1524 | 1524 | 1524 | 1524 | 1524 | 1524 | 1524 | 1524 | 1524 | 1524
Option 5 SC | NSW | N8 | Cooma-Monaro | Wind | 113.18 | 113.18 | 113.18 | 200.4323 | 213.18 | 213.18 | 213.18 | 213.18 | 213.18 | 213.18 | 213.1801 | 213.1801 | 413.18 | 413.18 | 313.8846 | 313.8846 | 313.8846 | 481.7929 | 481.7929 | 481.7929 | 481.7929 | 499.0032 | 499.0032 | 499.0032
Option 5 SC | NSW | N7 | Tumut | Wind | 0 | 270.48 | 270.48 | 270.48 | 270.48 | 270.48 | 270.48 | 270.48 | 270.4801 | 270.4801 | 370.48 | 370.48 | 370.48 | 370.48 | 370.48 | 370.48 | 370.48 | 370.48 | 370.48 | 370.48 | 370.48 | 370.48 | 370.48 | 370.48
Option 5 SC | QLD | Q5 | Barcaldine | Solar | 0 | 3.746e-05 | 3.746e-05 | 3.746e-05 | 4.071e-05 | 5.789e-05 | 5.789e-05 | 5.789e-05 | 6.122e-05 | 6.4814 | 28.803 | 28.803 | 28.803 | 28.8031 | 28.8031 | 46.2496 | 52.2451 | 52.2452 | 52.2452 | 68.9443 | 68.9443 | 68.9443 | 68.9443 | 68.9443
Option 5 SC | QLD | Q8b | Darling Downs (B) | Solar | 292.49 | 274.45 | 274.45 | 274.45 | 274.45 | 274.45 | 274.45 | 274.45 | 274.45 | 274.45 | 274.45 | 274.45 | 274.45 | 274.45 | 274.45 | 274.45 | 274.45 | 249.45 | 146.49 | 114.39 | 82.29 | 82.29 | 54.99 | 0
Option 5 SC | QLD | Q8a | Darling Downs (A) | Solar | 1089.24 | 1458.57 | 1458.01 | 1457.46 | 1456.89 | 1456.33 | 1455.77 | 1455.27 | 1454.79 | 1454.79 | 1344.79 | 1344.79 | 1344.79 | 1344.79 | 1344.79 | 1344.79 | 1344.79 | 1344.79 | 1344.79 | 1344.79 | 782.87 | 782.87 | 782.87 | 782.87
Option 5 SC | QLD | Q8 | Darling Downs | Solar | 0 | 1020.3148 | 1020.3148 | 1020.3148 | 1020.3148 | 1020.3148 | 1020.3148 | 1020.3148 | 1020.3149 | 1346.523 | 2015.8109 | 2015.8111 | 2461.9928 | 2461.9928 | 2461.9928 | 2560.0419 | 3822.9239 | 3822.9239 | 3822.9239 | 3988.8168 | 3988.8168 | 4211.8599 | 4446.6393 | 4489.9704
Option 5 SC | QLD | Q9 | Banana | Solar | 15 | 15 | 15 | 15 | 15 | 15 | 15 | 15 | 15 | 15 | 15 | 15 | 15 | 15 | 15 | 15 | 15 | 0 | 0 | 0 | 0 | 0 | 0 | 0
Option 5 SC | QLD | Q7 | Wide Bay | Solar | 426.77 | 486.77 | 685.17 | 685.17 | 685.17 | 685.17 | 685.17 | 685.17 | 685.17 | 685.1701 | 1266.705 | 1266.7051 | 2328.3369 | 2402.0586 | 2402.0586 | 2402.0586 | 2402.0587 | 2402.0587 | 2402.0587 | 2402.0587 | 2402.0587 | 2885.17 | 2885.17 | 2754.28
Option 5 SC | QLD | Q6 | Fitzroy | Solar | 81.72 | 81.72 | 81.72 | 81.72 | 81.72 | 81.72 | 81.72 | 81.72 | 81.72 | 542.0062 | 1149.3904 | 1149.3905 | 1149.3905 | 1149.3906 | 1149.3906 | 1824.9971 | 2774.9609 | 2774.9609 | 2774.9609 | 3000.5466 | 3135.7221 | 3832.5042 | 5020.5467 | 5734.7894
Option 5 SC | QLD | Q4b | Isaac (B) | Solar | 295.96 | 295.96 | 295.96 | 295.96 | 295.96 | 295.96 | 295.96 | 295.96 | 295.96 | 295.96 | 295.96 | 295.96 | 295.96 | 295.96 | 295.96 | 295.96 | 295.96 | 295.96 | 295.96 | 295.96 | 295.96 | 295.96 | 295.96 | 295.96
Option 5 SC | QLD | Q4 | Isaac | Solar | 393.47 | 393.47 | 393.47 | 393.47 | 393.47 | 393.47 | 393.47 | 393.47 | 393.47 | 393.4701 | 393.4701 | 393.4703 | 393.4703 | 393.4703 | 393.4703 | 393.4703 | 543.1491 | 543.1491 | 500.6491 | 702.0156 | 702.0156 | 802.2071 | 1061.9476 | 1959.9258
Option 5 SC | QLD | Q3 | Northern Qld | Solar | 437.15 | 437.15 | 1037.15 | 1037.15 | 1037.15 | 1037.15 | 1037.15 | 1037.15 | 1037.15 | 1037.15 | 1037.15 | 1037.15 | 1037.15 | 1037.15 | 1037.15 | 1037.15 | 915.99 | 800.02 | 800.02 | 800.02 | 800.02 | 700.04 | 700.04 | 700.04
Option 5 SC | QLD | Q2 | North Qld Clean Energy Hub | Solar | 84.47 | 84.47 | 84.47 | 84.47 | 84.47 | 84.47 | 84.47 | 84.47 | 84.47 | 84.47 | 84.47 | 35.97 | 35.97 | 35.97 | 35.97 | 35.97 | 35.97 | 35.97 | 35.97 | 35.97 | 20.97 | 20.97 | 0 | 0
Option 5 SC | QLD | Q1 | Far North QLD | Solar | 72 | 175.5287 | 175.5287 | 175.5287 | 175.5287 | 214.283 | 214.283 | 214.283 | 214.283 | 214.283 | 216.214 | 320.0028 | 320.0028 | 320.0028 | 320.0028 | 320.0028 | 562.9993 | 562.9994 | 562.9994 | 562.9994 | 562.9994 | 562.9994 | 490.9994 | 490.9994
Option 5 SC | QLD | Q10 | Collinsville | Solar | 227.02 | 227.02 | 227.02 | 227.02 | 227.0201 | 379.87 | 379.87 | 379.87 | 379.87 | 379.87 | 379.8701 | 757.775 | 757.775 | 757.775 | 757.7751 | 757.7751 | 757.7751 | 757.7751 | 757.7751 | 757.7751 | 757.7751 | 757.7751 | 595.7551 | 530.7551
Option 5 SC | QLD | Q8c | Darling Downs (C) | Wind | 691.98 | 691.98 | 691.98 | 691.98 | 691.98 | 691.98 | 691.98 | 691.98 | 691.98 | 691.98 | 691.98 | 691.98 | 691.98 | 691.98 | 691.98 | 691.98 | 691.98 | 691.98 | 252 | 252 | 252 | 252 | 252 | 252
Option 5 SC | QLD | Q8b | Darling Downs (B) | Wind | 890.03 | 890.03 | 890.03 | 890.03 | 890.03 | 890.03 | 890.03 | 890.03 | 890.03 | 890.03 | 890.03 | 890.03 | 890.03 | 890.03 | 890.03 | 890.03 | 890.03 | 890.03 | 890.03 | 890.03 | 890.03 | 890.03 | 890.03 | 890.03
Option 5 SC | QLD | Q8a | Darling Downs (A) | Wind | 172.99 | 172.99 | 172.99 | 172.99 | 172.99 | 172.99 | 172.99 | 172.99 | 172.99 | 172.99 | 172.99 | 172.99 | 172.99 | 172.99 | 172.99 | 172.99 | 172.99 | 172.99 | 172.99 | 172.99 | 172.99 | 172.99 | 172.99 | 172.99
Option 5 SC | QLD | Q8 | Darling Downs | Wind | 0 | 0 | 5.91e-06 | 1.101e-05 | 519.1352 | 1287.9732 | 1287.9732 | 1287.9733 | 1287.9733 | 1287.9734 | 1494.9169 | 2166.7318 | 4130.4672 | 4130.4673 | 4130.4673 | 4276.4267 | 4767.9241 | 4767.9241 | 4767.9241 | 5477.2116 | 5477.2116 | 5477.2116 | 5477.2116 | 5477.2116
Option 5 SC | QLD | Q7 | Wide Bay | Wind | 0 | 0 | 0 | 0 | 0 | 0 | 3.05e-06 | 5.21e-06 | 6.67e-06 | 6.67e-06 | 1.345e-05 | 1.867e-05 | 6.643e-05 | 218.2905 | 218.2905 | 218.2905 | 300 | 300 | 300 | 300 | 300 | 300 | 300 | 300
Option 5 SC | QLD | Q6 | Fitzroy | Wind | 0 | 221.01 | 221.01 | 221.01 | 221.01 | 429.01 | 429.01 | 429.01 | 1121.01 | 1121.01 | 1121.01 | 1121.01 | 1121.01 | 1121.01 | 1121.01 | 1121.01 | 1121.01 | 2283.0451 | 2283.0451 | 2283.0451 | 2283.0451 | 2283.0451 | 2283.0451 | 2283.0451
Option 5 SC | QLD | Q5 | Barcaldine | Wind | 0 | 0 | 1.08e-06 | 1.08e-06 | 92.47 | 93.7775 | 94.0593 | 97.5127 | 97.5127 | 97.5127 | 97.5127 | 97.5127 | 97.5127 | 99.0586 | 99.0586 | 99.0586 | 100.1022 | 100.1022 | 100.1022 | 102.37 | 102.37 | 102.37 | 102.37 | 102.37
Option 5 SC | QLD | Q4 | Isaac | Wind | 439 | 724.2 | 724.2 | 724.2 | 724.2 | 724.2 | 724.2 | 724.2 | 724.2032 | 724.2032 | 724.2032 | 724.2032 | 724.2032 | 1030.1368 | 1030.1368 | 1030.1368 | 1030.1368 | 1124.2 | 1124.2 | 1124.2 | 1124.2 | 1124.2 | 1124.2 | 685.2
Option 5 SC | QLD | Q2 | North Qld Clean Energy Hub | Wind | 43.2 | 43.2 | 43.2 | 43.2 | 43.2 | 43.2 | 797.1624 | 1661.7224 | 1672.3423 | 1672.3423 | 1672.3423 | 1672.3423 | 2092.8587 | 2092.8587 | 2092.8587 | 2109.5179 | 2364.3539 | 2399.252 | 2399.252 | 2399.252 | 2356.052 | 2356.052 | 2422.6193 | 2422.6193
Option 5 SC | QLD | Q10 | Collinsville | Wind | 0 | 0 | 0 | 0 | 2.49e-06 | 1.456e-05 | 1.456e-05 | 1.7e-05 | 4.535e-05 | 4.771e-05 | 5.607e-05 | 6.058e-05 | 214.4763 | 435.8264 | 435.8264 | 435.8264 | 476.1023 | 560.2695 | 560.2695 | 640 | 640 | 640 | 640 | 640
Option 5 SC | QLD | Q1 | Far North QLD | Wind | 332.45 | 332.45 | 428.9268 | 902.45 | 902.45 | 902.45 | 902.45 | 902.45 | 902.45 | 902.45 | 902.45 | 902.45 | 902.45 | 902.45 | 902.45 | 902.45 | 902.45 | 721.98 | 721.98 | 787.1951 | 787.1951 | 787.1951 | 688.4358 | 904.2159
Option 5 SC | SA | S5 | Northern SA | Solar | 296.24 | 876.3907 | 917.4 | 917.4 | 917.4 | 917.4 | 917.4 | 917.4 | 917.4 | 917.4 | 917.4 | 917.4 | 1068.0503 | 1321.2767 | 1377.8239 | 1464.2998 | 1721.7966 | 1721.7966 | 1502.5566 | 1502.5566 | 1502.5566 | 1425.5566 | 2377.7725 | 2377.7725
Option 5 SC | SA | S3 | Mid-North SA | Solar | 0 | 1.087e-05 | 2.279e-05 | 2.279e-05 | 2.396e-05 | 2.396e-05 | 2.396e-05 | 2.733e-05 | 2.733e-05 | 3.171e-05 | 3.339e-05 | 5.886e-05 | 6.151e-05 | 487.7122 | 487.7122 | 487.7122 | 487.7122 | 487.7122 | 487.7122 | 487.7122 | 487.7122 | 487.7122 | 1210.5237 | 1210.5237
Option 5 SC | SA | S2 | Riverland | Solar | 19.89 | 19.89 | 19.89 | 19.89 | 19.89 | 15.33 | 15.33 | 15.33 | 15.33 | 15.33 | 15.33 | 15.33 | 15.3301 | 984.7993 | 1140.0278 | 1130.9083 | 1169.843 | 1169.843 | 1169.843 | 1163.633 | 1163.633 | 1163.633 | 1256.5831 | 1256.5831
Option 5 SC | SA | S1 | South East SA | Solar | 182 | 182 | 182 | 182 | 182 | 182 | 182 | 182 | 182 | 182 | 182 | 182 | 182 | 182 | 182 | 182 | 182 | 182 | 182 | 182 | 182 | 182 | 182 | 87
Option 5 SC | SA | S5 | Northern SA | Wind | 407.5 | 407.5 | 407.5 | 407.5 | 407.5 | 407.5 | 407.5 | 407.5 | 407.5 | 407.5 | 407.5 | 407.5 | 1167.5 | 1167.5 | 1167.5 | 1167.5 | 1167.5 | 1167.5 | 1167.5 | 961 | 961 | 961 | 961 | 961
Option 5 SC | SA | S4 | Yorke Peninsula | Wind | 0 | 0 | 1.66e-06 | 1.66e-06 | 1.66e-06 | 1.66e-06 | 1.66e-06 | 3.64e-06 | 4.66e-06 | 9.48e-06 | 2.03e-05 | 8.679e-05 | 8.679e-05 | 8.679e-05 | 9.027e-05 | 9.367e-05 | 9.367e-05 | 0.0001036 | 0.0001036 | 0.0001036 | 0.0001036 | 0.00010475 | 0.00010592 | 0.00010592
Option 5 SC | SA | S3 | Mid-North SA | Wind | 1732.01 | 1732.01 | 1732.01 | 1732.01 | 1732.01 | 1732.01 | 1732.01 | 1633.31 | 1633.31 | 1561.91 | 1377.4201 | 2081.603 | 2144.9153 | 2250.72 | 2250.72 | 2250.72 | 2250.72 | 2426.9409 | 2426.9409 | 2296.1409 | 2296.1409 | 2296.1409 | 2095.1609 | 1899.4709
Option 5 SC | SA | S1 | South East SA | Wind | 324.5 | 324.5 | 324.5 | 324.5 | 324.5 | 324.5 | 324.5 | 324.5 | 324.5 | 198 | 198.0001 | 198.0001 | 316.4006 | 484.2253 | 742.5387 | 742.5387 | 742.5387 | 800.0005 | 800.0005 | 800.0005 | 800.0005 | 800.0005 | 800.0005 | 800.0005
Option 5 SC | SA | S6 | Roxby Downs | Wind | 0 | 0 | 1.02e-06 | 1.02e-06 | 1.02e-06 | 1.02e-06 | 1.02e-06 | 1.02e-06 | 6.85e-06 | 8.01e-06 | 1.081e-05 | 1.445e-05 | 254.0125 | 254.0125 | 254.0125 | 254.0125 | 254.0125 | 254.0125 | 254.0125 | 254.0125 | 254.0125 | 254.0125 | 254.0125 | 254.0125
Option 5 SC | SA | S7 | Eastern Eyre Peninsula | Wind | 225.03 | 225.03 | 225.03 | 225.03 | 163.03 | 72.28 | 72.28 | 72.28 | 72.28 | 1.376e-05 | 321.0603 | 321.0604 | 321.0604 | 321.0604 | 321.0604 | 321.0604 | 321.0604 | 321.0604 | 321.0604 | 321.0604 | 321.0604 | 321.0604 | 321.0604 | 321.0604
Option 5 SC | TAS | T1 | North East Tasmania | Solar | 0 | 300 | 300 | 379.5081 | 379.5081 | 379.5081 | 379.5081 | 379.5081 | 379.5081 | 379.5081 | 379.5081 | 379.5081 | 379.5081 | 379.5081 | 379.5081 | 379.5081 | 379.5081 | 379.5081 | 379.5081 | 379.5081 | 379.5081 | 379.5081 | 379.5081 | 379.5081
Option 5 SC | TAS | T3 | Central Highlands | Solar | 0 | 2.16e-06 | 2.16e-06 | 3.64e-06 | 3.64e-06 | 3.64e-06 | 3.64e-06 | 3.64e-06 | 3.64e-06 | 4.74e-06 | 5.93e-06 | 8.16e-06 | 1.014e-05 | 1.014e-05 | 1.014e-05 | 1.014e-05 | 1.126e-05 | 1.269e-05 | 1.269e-05 | 1.269e-05 | 1.269e-05 | 1.269e-05 | 1.269e-05 | 1.269e-05
Option 5 SC | TAS | T2 | North West Tasmania | Solar | 0 | 2.53e-06 | 4.22e-06 | 7.246e-05 | 7.246e-05 | 7.366e-05 | 7.366e-05 | 7.487e-05 | 7.59e-05 | 7.8e-05 | 8.102e-05 | 8.507e-05 | 8.507e-05 | 8.507e-05 | 8.507e-05 | 8.507e-05 | 9.042e-05 | 9.163e-05 | 9.163e-05 | 9.163e-05 | 9.163e-05 | 9.163e-05 | 9.163e-05 | 9.163e-05
Option 5 SC | TAS | T1 | North East Tasmania | Wind | 0 | 0 | 3.92e-06 | 66.8447 | 66.8447 | 76.6851 | 76.6851 | 76.6851 | 76.6851 | 76.6851 | 76.6851 | 144.9925 | 161.1745 | 161.1746 | 161.1746 | 161.1746 | 161.1746 | 161.1746 | 161.1746 | 161.1746 | 161.1746 | 161.1746 | 161.1746 | 161.1746
Option 5 SC | TAS | T3 | Central Highlands | Wind | 144 | 144 | 713.2799 | 885.4567 | 980.3479 | 1263.3175 | 1263.3175 | 1263.3175 | 1263.3175 | 1263.3175 | 1263.3175 | 1263.3175 | 1568.4103 | 1568.4103 | 1568.4103 | 1568.4103 | 1568.4103 | 1568.4103 | 1424.4103 | 1424.4103 | 1424.4103 | 1424.4103 | 1424.4103 | 1424.4103
Option 5 SC | TAS | T2 | North West Tasmania | Wind | 111.6 | 111.6 | 117.4658 | 123.7905 | 123.7905 | 123.7905 | 123.7905 | 123.7905 | 123.7905 | 123.7905 | 123.7905 | 123.7905 | 138.3753 | 138.3753 | 138.3753 | 138.3753 | 138.3753 | 138.3753 | 138.3753 | 138.3753 | 138.3753 | 138.3753 | 138.3753 | 138.3753
Option 5 SC | VIC | V9 | Southern Ocean | Offshore Wind | 0 | 0 | 0 | 0 | 0 | 4.94e-06 | 484.2393 | 484.2393 | 484.2393 | 534.8135 | 780 | 780 | 780 | 780 | 780 | 780 | 780 | 780 | 780 | 780 | 780 | 780 | 780 | 780
Option 5 SC | VIC | V8 | Gippsland Offshore | Offshore Wind | 0 | 0 | 0 | 0 | 0 | 2000 | 2182.7607 | 2848.7607 | 3515.7607 | 4465.1865 | 5220 | 6220 | 7220 | 8220 | 8220 | 8220 | 8220 | 8220 | 8220 | 8220 | 8220 | 8220 | 8220 | 8220
Option 5 SC | VIC | V7 | Central North VIC | Solar | 619.99 | 700.03 | 764.05 | 764.05 | 764.05 | 764.05 | 764.05 | 764.05 | 764.05 | 764.05 | 764.05 | 764.05 | 764.05 | 764.0516 | 1365.461 | 1365.461 | 1365.461 | 1365.461 | 1265.491 | 1265.491 | 1265.491 | 1265.491 | 1265.491 | 1265.491
Option 5 SC | VIC | V6 | Gippsland Onshore | Solar | 0 | 643.3262 | 643.3262 | 643.3262 | 643.3262 | 643.3262 | 643.3262 | 643.3262 | 643.3262 | 643.3262 | 643.3262 | 643.3262 | 643.3262 | 643.3262 | 643.3262 | 643.3262 | 643.3262 | 643.3262 | 643.3262 | 643.3262 | 643.3262 | 643.3262 | 643.3262 | 643.3262
Option 5 SC | VIC | V4 | Wimmera Southern Mallee | Solar | 0 | 5.37e-06 | 5.37e-06 | 5.37e-06 | 5.37e-06 | 5.37e-06 | 5.37e-06 | 5.37e-06 | 5.37e-06 | 5.37e-06 | 8.49e-06 | 1.439e-05 | 1.439e-05 | 3.713e-05 | 4.098e-05 | 4.25e-05 | 4.918e-05 | 4.918e-05 | 4.918e-05 | 4.918e-05 | 5.235e-05 | 5.235e-05 | 5.377e-05 | 5.377e-05
Option 5 SC | VIC | V3 | Wimmera Grampians | Solar | 118.8 | 118.8 | 118.8 | 118.8 | 118.8 | 118.8 | 118.8 | 118.8 | 118.8 | 118.8 | 118.8 | 118.8 | 118.8 | 118.8 | 118.8 | 118.8 | 118.8 | 118.8 | 118.8 | 118.8 | 118.8 | 118.8 | 118.8 | 118.8
Option 5 SC | VIC | V2 | Central Highlands VIC | Solar | 0 | 1.06e-05 | 1.06e-05 | 1.06e-05 | 1.06e-05 | 1.06e-05 | 1.06e-05 | 1.06e-05 | 1.277e-05 | 1.277e-05 | 1.694e-05 | 3.017e-05 | 3.017e-05 | 3.281e-05 | 4.144e-05 | 4.691e-05 | 4.691e-05 | 5.842e-05 | 5.842e-05 | 5.842e-05 | 6.06e-05 | 6.06e-05 | 6.06e-05 | 6.273e-05
Option 5 SC | VIC | V1 | North West VIC | Solar | 596.96 | 901.8238 | 901.8238 | 901.8238 | 901.8238 | 901.8238 | 901.8238 | 901.8238 | 901.8238 | 901.8238 | 901.8238 | 901.8238 | 2278.3376 | 3649.583 | 3735.23 | 3735.23 | 3735.23 | 3735.23 | 3735.23 | 3708.06 | 3708.06 | 3708.06 | 3568.03 | 3192.1
Option 5 SC | VIC | V6 | Gippsland Onshore | Wind | 0 | 0 | 5.21e-06 | 1.153e-05 | 1.153e-05 | 1.153e-05 | 1.153e-05 | 1.153e-05 | 1.602e-05 | 1.736e-05 | 2.17e-05 | 2.338e-05 | 2.338e-05 | 2.338e-05 | 2.464e-05 | 2.782e-05 | 3.089e-05 | 3.089e-05 | 3.089e-05 | 3.089e-05 | 3.089e-05 | 3.089e-05 | 3.089e-05 | 3.089e-05
Option 5 SC | VIC | V5 | South West VIC | Wind | 2151.27 | 2223.27 | 2508.9973 | 2581.6224 | 2581.6224 | 2551.6224 | 2551.6224 | 2551.6224 | 2551.6224 | 2551.6224 | 2551.6224 | 2488.6124 | 2068.6124 | 2068.6124 | 1916.9124 | 2155.5272 | 2136.0272 | 1950.0272 | 2291.6593 | 2437.8944 | 2437.8944 | 2284.9044 | 2485.07 | 2485.07
Option 5 SC | VIC | V4 | Wimmera Southern Mallee | Wind | 465.75 | 465.75 | 564.4494 | 1457.7461 | 1457.7461 | 1457.7461 | 1457.7461 | 1457.7461 | 1457.7461 | 1457.7461 | 1457.7461 | 1457.7461 | 1457.7461 | 1457.7461 | 1580.0438 | 1580.0438 | 1548.9938 | 1548.9938 | 1548.9938 | 1548.9938 | 2330.8173 | 2330.8173 | 2330.8173 | 2105.1173
Option 5 SC | VIC | V3 | Wimmera Grampians | Wind | 768.85 | 768.85 | 768.85 | 768.85 | 716.35 | 716.35 | 716.35 | 716.35 | 524.35 | 524.35 | 524.35 | 524.35 | 524.35 | 524.35 | 524.35 | 524.35 | 524.35 | 524.35 | 444.4 | 444.4 | 444.4 | 204.4 | 204.4 | 4.941e-05
Option 5 SC | VIC | V1 | North West VIC | Wind | 0 | 0 | 1009.8089 | 1050.8635 | 1050.8635 | 1050.8635 | 1050.8635 | 1050.8635 | 1050.8635 | 1050.8635 | 1050.8635 | 1050.8636 | 1067.031 | 1067.031 | 1508 | 1508 | 1508 | 1508 | 1508 | 1508 | 1508 | 1508 | 1508 | 1508
Option 5 SC | VIC | V2 | Central Highlands VIC | Wind | 692.62 | 692.62 | 975.3722 | 1247.408 | 1247.408 | 1247.408 | 1247.408 | 1247.408 | 1247.408 | 1247.408 | 1247.408 | 1247.408 | 1247.408 | 1247.408 | 1247.408 | 1422.2713 | 1422.2713 | 1291.0713 | 1262.508 | 1315.324 | 1315.324 | 1286.624 | 1444.7748 | 1256.4022
Option 5 SC | VIC | V7 | Central North VIC | Wind | 0 | 0 | 245.0122 | 544 | 544 | 544 | 544 | 544 | 544 | 544 | 544 | 544 | 544 | 544 | 544 | 544 | 544 | 544 | 544 | 544 | 544 | 544 | 544 | 544
Option 6 SC | NSW | N10 | Hunter Coast | Offshore Wind | 0 | 0 | 0 | 0 | 0 | 0 | 0 | 0 | 0 | 0 | 0 | 0 | 1.5e-06 | 1.5e-06 | 3.06e-06 | 3.06e-06 | 7.84e-06 | 8.97e-06 | 8.97e-06 | 8.97e-06 | 8.97e-06 | 8.97e-06 | 8.97e-06 | 8.97e-06
Option 6 SC | NSW | N11 | Illawarra Coast | Offshore Wind | 0 | 0 | 0 | 0 | 0 | 0 | 0 | 0 | 0 | 0 | 0 | 0 | 1.52e-06 | 1.52e-06 | 1.52e-06 | 4.29e-06 | 1.094e-05 | 1.388e-05 | 1.388e-05 | 1.388e-05 | 1.388e-05 | 1.388e-05 | 1.388e-05 | 1.388e-05
Option 6 SC | NSW | N8 | Cooma-Monaro | Solar | 0 | 7.1e-06 | 319.4966 | 319.4967 | 319.4967 | 319.4967 | 319.4967 | 319.4967 | 350 | 350 | 350 | 350 | 350 | 350 | 350 | 350 | 350 | 350 | 350 | 350 | 350 | 350 | 350 | 350
Option 6 SC | NSW | N9 | Hunter-Central Coast | Solar | 0 | 887.9738 | 2427.5033 | 2427.5033 | 2427.5033 | 2427.5034 | 2427.5034 | 2427.5034 | 2427.5034 | 2814.7371 | 3283.3151 | 3283.3151 | 3283.3151 | 3283.3151 | 3659 | 3659 | 3659 | 3659 | 3659 | 3659 | 3659 | 3659 | 3659 | 3659
Option 6 SC | NSW | N7 | Tumut | Solar | 0 | 8.09e-06 | 100 | 100 | 100 | 100 | 100 | 100 | 100 | 100 | 100 | 100 | 100 | 100 | 100 | 100 | 100 | 100 | 100 | 100 | 100 | 100 | 100 | 100
Option 6 SC | NSW | N6 | Wagga Wagga | Solar | 436.14 | 2484.4306 | 2612.15 | 2612.15 | 2612.15 | 2612.15 | 2612.15 | 2612.15 | 2612.15 | 2612.15 | 2612.15 | 2612.15 | 2612.15 | 2612.15 | 2612.15 | 2612.15 | 2612.15 | 2612.15 | 2612.15 | 2612.15 | 2612.15 | 2612.15 | 2612.15 | 2612.15
Option 6 SC | NSW | N1 | North West NSW | Solar | 166 | 300.7998 | 327.6692 | 392.5421 | 392.5421 | 406.7601 | 415.9789 | 415.9789 | 415.9789 | 415.9789 | 415.9789 | 415.9789 | 415.9789 | 415.9789 | 415.9789 | 415.9789 | 415.9789 | 415.9789 | 415.9789 | 415.9789 | 359.9789 | 359.9789 | 359.9789 | 359.9789
Option 6 SC | NSW | N13 | South Cobar | Solar | 0 | 9.11e-06 | 4.325e-05 | 121.5233 | 121.5233 | 121.5233 | 121.5233 | 121.5233 | 127.7523 | 148.0908 | 149.8785 | 149.8785 | 149.8785 | 149.8785 | 149.8785 | 149.8785 | 149.8785 | 149.8785 | 149.8785 | 149.8785 | 149.8785 | 149.8785 | 149.8785 | 149.8785
Option 6 SC | NSW | N2 | New England | Solar | 535.02 | 735.66 | 1055.66 | 1068.7737 | 1118.1171 | 1258.2904 | 3520.02 | 3520.02 | 3520.02 | 3520.02 | 3520.02 | 3520.02 | 3520.02 | 3520.02 | 3520.02 | 3520.02 | 3520.02 | 3500.02 | 3500.02 | 3500.02 | 3500.02 | 3500.02 | 3500.02 | 3500.02
Option 6 SC | NSW | N3 | Central-West Orana | Solar | 1496 | 1496 | 3122.3561 | 6165.5029 | 6515.5029 | 6690.503 | 6690.503 | 7137.4284 | 8316.01 | 8316.01 | 8316.01 | 8316.01 | 8316.01 | 8316.01 | 8316.01 | 8316.01 | 9332.6238 | 9332.6238 | 9332.6238 | 9296.6138 | 9296.6138 | 9296.6138 | 9249.9138 | 9058.2738
Option 6 SC | NSW | N4 | Broken Hill | Solar | 53 | 163.5961 | 224.3492 | 403.0068 | 403.0068 | 403.0068 | 449.2761 | 449.2761 | 449.2762 | 508.7212 | 508.7212 | 508.7212 | 508.7212 | 508.7212 | 508.7212 | 508.7212 | 508.7213 | 455.7213 | 455.7213 | 455.7213 | 455.7213 | 455.7213 | 880.3022 | 880.3022
Option 6 SC | NSW | N5 | South West NSW | Solar | 903.68 | 1013.68 | 1818.0761 | 2200.4902 | 2245.976 | 2245.976 | 2598.9196 | 2598.9196 | 2821.0275 | 3068.4663 | 3136.1204 | 3136.1204 | 3136.1204 | 3136.1204 | 3136.1204 | 3136.1204 | 3136.1204 | 2986.0904 | 2986.0904 | 2986.0904 | 2986.0904 | 2986.0904 | 2986.0904 | 2786.4104
Option 6 SC | NSW | DN1 | Dubbo | Solar | 0 | 0 | 2.3e-06 | 3.49e-06 | 3.49e-06 | 5.33e-06 | 613.3521 | 912.8345 | 912.8345 | 912.8345 | 912.8345 | 912.8345 | 912.8345 | 912.8345 | 912.8346 | 912.8346 | 1320 | 1320 | 1320 | 1320 | 1320 | 1320 | 1320 | 1320
Option 6 SC | NSW | N8 | Cooma-Monaro | Wind | 113.18 | 113.18 | 113.18 | 199.9687 | 213.18 | 213.18 | 213.18 | 213.18 | 213.18 | 213.18 | 213.18 | 213.18 | 415.324 | 415.324 | 302.144 | 302.144 | 302.144 | 481.7929 | 481.7929 | 481.7929 | 481.7929 | 493.3755 | 493.3755 | 493.3755
Option 6 SC | NSW | N9 | Hunter-Central Coast | Wind | 0 | 0 | 2.744e-05 | 3.773e-05 | 399.9999 | 400 | 400 | 400 | 400 | 400 | 1400 | 1400 | 1524 | 1524 | 1524 | 1524 | 1524 | 1524 | 1524 | 1524 | 1524 | 1524 | 1524 | 1524
Option 6 SC | NSW | N7 | Tumut | Wind | 0 | 270.48 | 270.48 | 270.48 | 270.48 | 270.48 | 270.48 | 270.48 | 370.48 | 370.48 | 370.48 | 370.48 | 370.48 | 370.48 | 370.48 | 370.48 | 370.48 | 370.48 | 370.48 | 370.48 | 370.48 | 370.48 | 370.48 | 370.48
Option 6 SC | NSW | DN3 | Marulan | Wind | 0 | 0 | 0 | 0 | 5.66e-06 | 9.75e-06 | 9.75e-06 | 9.75e-06 | 1.123e-05 | 1.123e-05 | 1.301e-05 | 1.301e-05 | 194 | 194 | 194 | 194 | 194 | 194 | 194 | 194 | 194 | 194 | 194 | 194
Option 6 SC | NSW | N13 | South Cobar | Wind | 0 | 0 | 2.29e-06 | 6.04e-06 | 9.13e-06 | 2.396e-05 | 2.396e-05 | 2.396e-05 | 2.573e-05 | 2.573e-05 | 2.573e-05 | 2.573e-05 | 83.49 | 83.49 | 83.49 | 132.7324 | 133.1014 | 133.1014 | 133.1014 | 133.1014 | 133.1014 | 133.1014 | 133.1014 | 133.1014
Option 6 SC | NSW | N6 | Wagga Wagga | Wind | 0 | 0 | 1.249e-05 | 2.985e-05 | 300.0001 | 300.0001 | 300.0001 | 300.0001 | 300.0001 | 300.0001 | 300.0001 | 300.0001 | 300.0001 | 300.0001 | 300.0001 | 300.0001 | 300.0001 | 510.8263 | 510.8263 | 510.8263 | 510.8264 | 995.7983 | 995.7983 | 995.7983
Option 6 SC | NSW | N3 | Central-West Orana | Wind | 113.19 | 113.19 | 701.4893 | 3917.8721 | 5353.687 | 6044.16 | 6044.16 | 6044.16 | 6044.16 | 6044.16 | 6044.16 | 6044.16 | 6044.16 | 6596.9567 | 6596.9567 | 7705.19 | 7705.19 | 7705.19 | 7705.19 | 7705.19 | 7705.19 | 7705.19 | 7705.19 | 7592
Option 6 SC | NSW | N4 | Broken Hill | Wind | 198.01 | 198.01 | 198.01 | 198.01 | 224.1632 | 224.1632 | 224.1632 | 224.1632 | 280.1072 | 280.1072 | 280.1072 | 280.1072 | 1197.2874 | 1272.2104 | 1312.1743 | 1312.1743 | 1312.1744 | 1322.7896 | 1322.7896 | 1322.7896 | 1322.7896 | 1322.7896 | 1322.7896 | 1322.7896
Option 6 SC | NSW | N5 | South West NSW | Wind | 0 | 0 | 9.58e-06 | 2.397e-05 | 7.138e-05 | 7.138e-05 | 7.138e-05 | 7.138e-05 | 231.513 | 231.513 | 231.513 | 231.513 | 231.513 | 231.513 | 231.513 | 231.513 | 231.513 | 231.5131 | 231.5131 | 231.5131 | 231.5131 | 231.5131 | 231.5131 | 231.5131
Option 6 SC | NSW | N2 | New England | Wind | 442.48 | 442.48 | 442.48 | 442.48 | 652.48 | 652.48 | 652.48 | 652.48 | 2452.48 | 2452.48 | 2797.3115 | 2797.3115 | 2624.8315 | 2624.8315 | 3005.95 | 3116.7613 | 4395.6393 | 4125.6393 | 4125.6393 | 4125.6393 | 4125.6393 | 4125.6393 | 4357.7602 | 4357.7602
Option 6 SC | NSW | DN1 | Dubbo | Wind | 0 | 0 | 0 | 0 | 0 | 0 | 0 | 5.56e-06 | 288 | 288 | 288 | 288 | 288 | 288 | 288 | 288 | 288 | 288 | 288 | 288 | 288 | 288 | 288 | 288
Option 6 SC | NSW | N12 | Illawarra | Wind | 0 | 0 | 5.84e-06 | 7.54e-06 | 1.239e-05 | 2.435e-05 | 2.435e-05 | 2.435e-05 | 71 | 71 | 71 | 71 | 71 | 71 | 71 | 71 | 71 | 71 | 71 | 71 | 71 | 71 | 71 | 71
Option 6 SC | QLD | Q10 | Collinsville | Solar | 227.02 | 227.0201 | 227.0201 | 227.0201 | 227.0201 | 378.4341 | 378.4341 | 378.4341 | 378.4341 | 378.4341 | 378.4341 | 805.3097 | 805.3097 | 805.3097 | 805.3097 | 805.3097 | 805.3097 | 805.3097 | 805.3097 | 805.3097 | 805.3097 | 805.3097 | 643.2897 | 578.2897
Option 6 SC | QLD | Q1 | Far North QLD | Solar | 72 | 176.0774 | 176.0774 | 176.0774 | 176.0774 | 214.2829 | 214.2829 | 214.2829 | 214.2829 | 214.2829 | 214.2829 | 314.598 | 314.598 | 314.598 | 314.598 | 314.598 | 550.3074 | 550.3074 | 550.3074 | 550.3074 | 550.3074 | 550.3074 | 478.3074 | 478.3074
Option 6 SC | QLD | Q3 | Northern Qld | Solar | 437.15 | 437.15 | 1037.15 | 1037.15 | 1037.15 | 1037.15 | 1037.15 | 1037.15 | 1037.15 | 1037.15 | 1037.15 | 1037.15 | 1037.15 | 1037.15 | 1037.15 | 1037.15 | 915.99 | 800.02 | 800.02 | 800.02 | 800.02 | 700.04 | 700.04 | 700.04
Option 6 SC | QLD | Q4 | Isaac | Solar | 393.47 | 393.47 | 393.47 | 393.47 | 393.47 | 393.47 | 393.47 | 393.47 | 393.47 | 393.4701 | 393.4701 | 393.4701 | 393.4701 | 393.4701 | 393.4701 | 393.4702 | 523.6643 | 523.6643 | 481.1643 | 697.4947 | 697.4947 | 772.2943 | 1017.2822 | 1929.8468
Option 6 SC | QLD | Q4b | Isaac (B) | Solar | 295.96 | 295.96 | 295.96 | 295.96 | 295.96 | 295.96 | 295.96 | 295.96 | 295.96 | 295.96 | 295.96 | 295.96 | 295.96 | 295.96 | 295.96 | 295.96 | 295.96 | 295.96 | 295.96 | 295.96 | 295.96 | 295.96 | 295.96 | 295.96
Option 6 SC | QLD | Q5 | Barcaldine | Solar | 0 | 8.754e-05 | 8.754e-05 | 8.754e-05 | 9.623e-05 | 0.00010027 | 0.00010027 | 0.00010027 | 0.00010027 | 6.8568 | 27.4897 | 29.723 | 29.723 | 29.723 | 29.723 | 45.8523 | 52.2451 | 52.2452 | 52.2452 | 68.9476 | 68.9476 | 68.9476 | 68.9476 | 68.9476
Option 6 SC | QLD | Q2 | North Qld Clean Energy Hub | Solar | 84.47 | 84.47 | 84.47 | 84.47 | 84.47 | 84.47 | 84.47 | 84.47 | 84.47 | 84.47 | 84.47 | 35.97 | 35.97 | 35.97 | 35.97 | 35.97 | 35.97 | 35.97 | 35.97 | 35.97 | 20.97 | 20.97 | 0 | 0
Option 6 SC | QLD | Q6 | Fitzroy | Solar | 81.72 | 81.72 | 81.72 | 81.72 | 81.72 | 81.72 | 81.72 | 81.72 | 81.72 | 368.8706 | 1024.7138 | 1084.9074 | 1084.9074 | 1084.9074 | 1084.9074 | 1749.8525 | 2746.4017 | 2746.4017 | 2746.4017 | 2957.5001 | 3094.9538 | 3816.9495 | 5001.9065 | 5763.6205
Option 6 SC | QLD | Q7 | Wide Bay | Solar | 426.77 | 486.77 | 685.17 | 685.17 | 685.17 | 685.17 | 685.17 | 685.17 | 685.17 | 685.17 | 1211.1655 | 1211.1655 | 2424.2617 | 2424.2618 | 2424.2618 | 2424.2618 | 2424.2618 | 2424.2618 | 2424.2618 | 2424.2618 | 2424.2618 | 2885.17 | 2885.17 | 2754.28
Option 6 SC | QLD | Q8 | Darling Downs | Solar | 0 | 1019.1475 | 1019.1475 | 1019.1475 | 1019.1475 | 1019.1475 | 1019.1475 | 1019.1475 | 1019.1475 | 1152.8582 | 1892.0806 | 1959.8761 | 2489.4676 | 2489.4676 | 2489.4676 | 2643.4515 | 3858.2429 | 3858.2429 | 3858.2429 | 4004.0828 | 4004.0828 | 4196.0252 | 4437.8792 | 4492.4912
Option 6 SC | QLD | Q8a | Darling Downs (A) | Solar | 1089.24 | 1458.57 | 1458.01 | 1457.46 | 1456.89 | 1456.33 | 1455.77 | 1455.27 | 1454.79 | 1454.79 | 1344.79 | 1344.79 | 1344.79 | 1344.79 | 1344.79 | 1344.79 | 1344.79 | 1344.79 | 1344.79 | 1344.79 | 782.87 | 782.87 | 782.87 | 782.87
Option 6 SC | QLD | Q8b | Darling Downs (B) | Solar | 292.49 | 274.45 | 274.45 | 274.45 | 274.45 | 274.45 | 274.45 | 274.45 | 274.45 | 274.45 | 274.45 | 274.45 | 274.45 | 274.45 | 274.45 | 274.45 | 274.45 | 249.45 | 146.49 | 114.39 | 82.29 | 82.29 | 54.99 | 0
Option 6 SC | QLD | Q9 | Banana | Solar | 15 | 15 | 15 | 15 | 15 | 15 | 15 | 15 | 15 | 15 | 15 | 15 | 15 | 15 | 15 | 15 | 15 | 0 | 0 | 0 | 0 | 0 | 0 | 0
Option 6 SC | QLD | Q1 | Far North QLD | Wind | 332.45 | 332.45 | 423.8781 | 902.45 | 902.45 | 902.45 | 902.45 | 902.45 | 902.45 | 902.45 | 902.45 | 902.45 | 902.45 | 902.45 | 902.45 | 902.45 | 902.4501 | 721.9801 | 721.9801 | 787.0052 | 787.0052 | 787.0052 | 701.2328 | 909.5749
Option 6 SC | QLD | Q10 | Collinsville | Wind | 0 | 0 | 1.93e-06 | 3.4e-06 | 8.38e-06 | 3.458e-05 | 3.458e-05 | 3.458e-05 | 6.217e-05 | 6.217e-05 | 6.217e-05 | 6.217e-05 | 226.5577 | 427.0759 | 427.0759 | 427.0759 | 473.8415 | 553.1818 | 553.1818 | 640 | 640 | 640 | 640 | 640
Option 6 SC | QLD | Q2 | North Qld Clean Energy Hub | Wind | 43.2 | 43.2 | 43.2 | 43.2 | 43.2001 | 43.2001 | 575.4917 | 1529.6551 | 1640.4556 | 1640.4556 | 1640.4556 | 1640.4556 | 2092.6053 | 2092.6053 | 2092.6053 | 2107.6843 | 2355.1122 | 2399.6538 | 2399.6538 | 2399.6538 | 2356.4538 | 2356.4538 | 2412.5738 | 2412.5738
Option 6 SC | QLD | Q4 | Isaac | Wind | 439 | 724.2 | 724.2 | 724.2 | 724.2 | 724.2 | 724.2 | 724.2 | 727.8815 | 727.8815 | 727.8815 | 727.8815 | 727.8816 | 1017.3292 | 1017.3292 | 1017.3292 | 1017.3293 | 1124.2 | 1124.2 | 1124.2 | 1124.2 | 1124.2 | 1124.2 | 685.2
Option 6 SC | QLD | Q5 | Barcaldine | Wind | 0 | 0 | 2.08e-06 | 4.28e-06 | 91.9167 | 93.7775 | 93.7775 | 97.0879 | 97.0879 | 97.0879 | 97.0879 | 97.0879 | 97.0879 | 99.0684 | 99.0684 | 99.0684 | 100.1022 | 100.1022 | 100.1022 | 102.286 | 102.286 | 102.286 | 102.286 | 102.286
Option 6 SC | QLD | Q6 | Fitzroy | Wind | 0 | 221.01 | 221.01 | 221.01 | 221.01 | 422.1576 | 422.1576 | 422.1576 | 1121.01 | 1121.01 | 1121.01 | 1121.01 | 1121.01 | 1121.01 | 1121.01 | 1121.01 | 1121.01 | 2275.0878 | 2275.0878 | 2275.0878 | 2275.0878 | 2275.0878 | 2275.0878 | 2275.0878
Option 6 SC | QLD | Q7 | Wide Bay | Wind | 0 | 0 | 1.67e-06 | 1.67e-06 | 3.4e-06 | 5.19e-06 | 5.19e-06 | 5.19e-06 | 5.19e-06 | 5.19e-06 | 5.19e-06 | 5.19e-06 | 0.00012984 | 155.3101 | 155.3101 | 155.3101 | 300 | 300 | 300 | 300 | 300 | 300 | 300 | 300
Option 6 SC | QLD | Q8 | Darling Downs | Wind | 0 | 0 | 1.642e-05 | 3.223e-05 | 526.8233 | 1295.1945 | 1295.1945 | 1295.1945 | 1295.1945 | 1295.1945 | 1295.1945 | 2135.5381 | 4241.6691 | 4241.6691 | 4241.6691 | 4313.3821 | 4750.3823 | 4750.3824 | 4750.3824 | 5458.4982 | 5458.4982 | 5458.4982 | 5458.4982 | 5458.4982
Option 6 SC | QLD | Q8a | Darling Downs (A) | Wind | 172.99 | 172.99 | 172.99 | 172.99 | 172.99 | 172.99 | 172.99 | 172.99 | 172.99 | 172.99 | 172.99 | 172.99 | 172.99 | 172.99 | 172.99 | 172.99 | 172.99 | 172.99 | 172.99 | 172.99 | 172.99 | 172.99 | 172.99 | 172.99
Option 6 SC | QLD | Q8b | Darling Downs (B) | Wind | 890.03 | 890.03 | 890.03 | 890.03 | 890.03 | 890.03 | 890.03 | 890.03 | 890.03 | 890.03 | 890.03 | 890.03 | 890.03 | 890.03 | 890.03 | 890.03 | 890.03 | 890.03 | 890.03 | 890.03 | 890.03 | 890.03 | 890.03 | 890.03
Option 6 SC | QLD | Q8c | Darling Downs (C) | Wind | 691.98 | 691.98 | 691.98 | 691.98 | 691.98 | 691.98 | 691.98 | 691.98 | 691.98 | 691.98 | 691.98 | 691.98 | 691.98 | 691.98 | 691.98 | 691.98 | 691.98 | 691.98 | 252 | 252 | 252 | 252 | 252 | 252
Option 6 SC | SA | S5 | Northern SA | Solar | 296.24 | 876.4748 | 917.3999 | 917.3999 | 917.3999 | 917.3999 | 917.3999 | 917.3999 | 917.3999 | 917.3999 | 917.3999 | 917.3999 | 1065.3784 | 1331.5347 | 1385.2832 | 1475.2612 | 1711.3548 | 1711.3548 | 1492.1148 | 1492.1148 | 1492.1148 | 1415.1148 | 2365.3955 | 2365.3955
Option 6 SC | SA | S1 | South East SA | Solar | 182 | 182 | 182 | 182 | 182 | 182 | 182 | 182 | 182 | 182 | 182 | 182 | 182 | 182 | 182 | 182 | 182 | 182 | 182 | 182 | 182 | 182 | 182 | 87
Option 6 SC | SA | S2 | Riverland | Solar | 19.89 | 19.89 | 19.89 | 19.89 | 19.89 | 15.33 | 15.33 | 15.33 | 15.33 | 15.33 | 15.33 | 15.33 | 15.3301 | 984.7993 | 1140.0278 | 1130.9117 | 1169.843 | 1169.843 | 1169.843 | 1163.633 | 1163.633 | 1163.633 | 1253.2934 | 1253.2934
Option 6 SC | SA | S3 | Mid-North SA | Solar | 0 | 2.512e-05 | 4.92e-05 | 4.92e-05 | 5.031e-05 | 5.031e-05 | 5.031e-05 | 5.031e-05 | 5.031e-05 | 5.031e-05 | 5.031e-05 | 5.371e-05 | 5.639e-05 | 502.898 | 502.898 | 502.898 | 502.898 | 502.898 | 502.898 | 502.898 | 502.898 | 502.898 | 1195.053 | 1195.053
Option 6 SC | SA | S7 | Eastern Eyre Peninsula | Wind | 225.03 | 225.03 | 225.03 | 225.03 | 163.03 | 72.28 | 72.28 | 72.28 | 72.28 | 1.238e-05 | 322.2335 | 322.2336 | 322.2336 | 322.2336 | 322.2336 | 322.2336 | 322.2336 | 322.2336 | 322.2336 | 322.2336 | 322.2336 | 322.2336 | 322.2336 | 322.2336
Option 6 SC | SA | S6 | Roxby Downs | Wind | 0 | 0 | 1.85e-06 | 1.85e-06 | 1.85e-06 | 1.85e-06 | 1.85e-06 | 1.85e-06 | 3.46e-06 | 3.46e-06 | 3.46e-06 | 3.46e-06 | 258.2763 | 258.2764 | 258.2764 | 258.2764 | 258.2764 | 258.2764 | 258.2764 | 258.2764 | 258.2764 | 258.2764 | 258.2764 | 258.2764
Option 6 SC | SA | S5 | Northern SA | Wind | 407.5 | 407.5 | 407.5 | 407.5 | 407.5 | 407.5 | 407.5 | 407.5 | 428.9473 | 428.9473 | 428.9473 | 428.9473 | 1167.5 | 1167.5 | 1167.5 | 1167.5 | 1167.5 | 1167.5 | 1167.5 | 961 | 961 | 961 | 961 | 961
Option 6 SC | SA | S4 | Yorke Peninsula | Wind | 0 | 0 | 3.84e-06 | 3.84e-06 | 3.84e-06 | 3.84e-06 | 3.84e-06 | 3.84e-06 | 3.84e-06 | 5.12e-06 | 6.96e-06 | 1.473e-05 | 1.473e-05 | 1.809e-05 | 2.461e-05 | 3.847e-05 | 3.847e-05 | 5.968e-05 | 5.968e-05 | 6.071e-05 | 6.353e-05 | 6.565e-05 | 6.729e-05 | 6.92e-05
Option 6 SC | SA | S1 | South East SA | Wind | 324.5 | 324.5 | 324.5 | 324.5 | 324.5 | 324.5 | 324.5 | 324.5 | 324.5 | 198 | 198 | 198 | 322.6682 | 513.9614 | 734.9103 | 734.9103 | 734.9103 | 800.1108 | 800.1108 | 800.1108 | 800.1108 | 800.1108 | 800.1108 | 800.1108
Option 6 SC | SA | S3 | Mid-North SA | Wind | 1732.01 | 1732.01 | 1732.01 | 1732.01 | 1732.01 | 1732.01 | 1732.01 | 1633.31 | 1633.31 | 1561.91 | 1417.7702 | 2059.2502 | 2156.3845 | 2250.72 | 2250.72 | 2250.72 | 2250.72 | 2435.1901 | 2435.1901 | 2304.3901 | 2304.3901 | 2304.3901 | 2103.4101 | 1907.7201
Option 6 SC | TAS | T1 | North East Tasmania | Solar | 0 | 300 | 300 | 379.2847 | 379.2847 | 379.2847 | 379.2847 | 379.2847 | 379.2847 | 379.2847 | 379.2847 | 379.2847 | 379.2847 | 379.2847 | 379.2847 | 379.2847 | 379.2847 | 379.2847 | 379.2847 | 379.2847 | 379.2847 | 379.2847 | 379.2847 | 379.2847
Option 6 SC | TAS | T2 | North West Tasmania | Solar | 0 | 5.65e-06 | 1.015e-05 | 0.00015582 | 0.00015582 | 0.00016603 | 0.00016603 | 0.00016603 | 0.00016603 | 0.00016603 | 0.00016603 | 0.00016603 | 0.00016603 | 0.00016708 | 0.00016708 | 0.00016708 | 0.00016708 | 0.00016924 | 0.00016924 | 0.00016924 | 0.00016924 | 0.00016924 | 0.00016924 | 0.00017042
Option 6 SC | TAS | T3 | Central Highlands | Solar | 0 | 3.91e-06 | 5.52e-06 | 7.27e-06 | 7.27e-06 | 8.73e-06 | 8.73e-06 | 8.73e-06 | 8.73e-06 | 8.73e-06 | 8.73e-06 | 8.73e-06 | 1.077e-05 | 1.077e-05 | 1.077e-05 | 1.198e-05 | 1.198e-05 | 1.516e-05 | 1.516e-05 | 1.516e-05 | 1.516e-05 | 1.516e-05 | 1.516e-05 | 1.516e-05
Option 6 SC | TAS | T1 | North East Tasmania | Wind | 0 | 0 | 8.62e-06 | 67.5755 | 67.5755 | 76.9948 | 76.9948 | 76.9948 | 76.9948 | 76.9948 | 76.9948 | 187.2673 | 187.2673 | 187.2673 | 187.2673 | 187.2673 | 187.2673 | 187.2673 | 187.2673 | 187.2673 | 187.2673 | 187.2673 | 187.2673 | 187.2673
Option 6 SC | TAS | T2 | North West Tasmania | Wind | 111.6 | 111.6 | 117.4658 | 123.8975 | 123.8975 | 123.8975 | 123.8975 | 123.8975 | 123.8975 | 123.8975 | 123.8975 | 123.8975 | 135.2054 | 135.2054 | 135.2054 | 135.2054 | 135.2054 | 135.2054 | 135.2054 | 135.2054 | 135.2054 | 135.2054 | 135.2054 | 135.2054
Option 6 SC | TAS | T3 | Central Highlands | Wind | 144 | 144 | 712.7349 | 884.8421 | 980.3479 | 1262.9779 | 1262.9779 | 1262.9779 | 1262.9779 | 1262.9779 | 1262.9779 | 1262.9779 | 1551.4177 | 1551.4177 | 1551.4177 | 1551.4177 | 1551.4177 | 1551.4177 | 1407.4177 | 1407.4177 | 1407.4177 | 1407.4177 | 1407.4177 | 1407.4177
Option 6 SC | VIC | V9 | Southern Ocean | Offshore Wind | 0 | 0 | 0 | 0 | 0 | 1.138e-05 | 469.2602 | 469.2602 | 469.2602 | 536.175 | 780 | 780 | 780 | 780 | 780 | 780 | 780 | 780 | 780 | 780 | 780 | 780 | 780 | 780
Option 6 SC | VIC | V8 | Gippsland Offshore | Offshore Wind | 0 | 0 | 0 | 0 | 0 | 2000 | 2197.7398 | 2863.7398 | 3530.7398 | 4463.825 | 5220 | 6220 | 7220 | 8220 | 8220 | 8220 | 8220 | 8220 | 8220 | 8220 | 8220 | 8220 | 8220 | 8220
Option 6 SC | VIC | V2 | Central Highlands VIC | Solar | 0 | 2.292e-05 | 2.292e-05 | 2.292e-05 | 2.292e-05 | 2.292e-05 | 2.292e-05 | 2.292e-05 | 2.292e-05 | 2.292e-05 | 2.292e-05 | 2.432e-05 | 2.432e-05 | 3.233e-05 | 3.963e-05 | 4.643e-05 | 5.09e-05 | 5.862e-05 | 5.862e-05 | 5.862e-05 | 6.35e-05 | 6.46e-05 | 6.655e-05 | 6.813e-05
Option 6 SC | VIC | V3 | Wimmera Grampians | Solar | 118.8 | 118.8 | 118.8 | 118.8 | 118.8 | 118.8 | 118.8 | 118.8 | 118.8 | 118.8 | 118.8 | 118.8 | 118.8 | 118.8 | 118.8 | 118.8 | 118.8 | 118.8 | 118.8 | 118.8 | 118.8 | 118.8 | 118.8 | 118.8
Option 6 SC | VIC | V4 | Wimmera Southern Mallee | Solar | 0 | 1.099e-05 | 1.099e-05 | 1.099e-05 | 1.099e-05 | 1.099e-05 | 1.099e-05 | 1.099e-05 | 1.099e-05 | 1.099e-05 | 1.099e-05 | 1.099e-05 | 1.274e-05 | 2.02e-05 | 2.758e-05 | 2.758e-05 | 6.471e-05 | 6.471e-05 | 6.471e-05 | 6.471e-05 | 6.9e-05 | 6.9e-05 | 7.217e-05 | 7.217e-05
Option 6 SC | VIC | V1 | North West VIC | Solar | 596.96 | 901.8238 | 901.8238 | 901.8238 | 901.8238 | 901.8238 | 901.8238 | 901.8238 | 901.8238 | 901.8238 | 901.8238 | 901.8238 | 2303.6569 | 3630.2366 | 3735.23 | 3735.23 | 3735.23 | 3735.23 | 3735.23 | 3708.06 | 3708.06 | 3708.06 | 3568.03 | 3192.1
Option 6 SC | VIC | V7 | Central North VIC | Solar | 619.99 | 700.03 | 764.05 | 764.05 | 764.05 | 764.05 | 764.05 | 764.05 | 764.05 | 764.05 | 764.05 | 764.05 | 764.05 | 785.2523 | 1365.461 | 1365.461 | 1365.461 | 1365.461 | 1265.491 | 1265.491 | 1265.491 | 1265.491 | 1265.491 | 1265.491
Option 6 SC | VIC | V6 | Gippsland Onshore | Solar | 0 | 643.3262 | 643.3262 | 643.3262 | 643.3262 | 643.3262 | 643.3262 | 643.3262 | 643.3262 | 643.3262 | 643.3262 | 643.3262 | 643.3262 | 643.3262 | 643.3262 | 643.3262 | 643.3262 | 643.3262 | 643.3262 | 643.3262 | 643.3262 | 643.3262 | 643.3262 | 643.3262
Option 6 SC | VIC | V1 | North West VIC | Wind | 0 | 0 | 1009.8089 | 1050.8635 | 1050.8635 | 1050.8635 | 1050.8635 | 1050.8635 | 1050.8635 | 1050.8635 | 1050.8635 | 1050.8635 | 1143.2052 | 1143.2052 | 1508 | 1508 | 1508 | 1508 | 1508 | 1508 | 1508 | 1508 | 1508 | 1508
Option 6 SC | VIC | V2 | Central Highlands VIC | Wind | 692.62 | 692.62 | 975.3724 | 1247.408 | 1247.408 | 1247.408 | 1247.408 | 1247.408 | 1247.408 | 1247.408 | 1247.408 | 1247.408 | 1247.408 | 1247.408 | 1247.408 | 1416.6332 | 1416.6333 | 1285.4333 | 1265.3757 | 1315.324 | 1315.324 | 1286.624 | 1444.7748 | 1255.4422
Option 6 SC | VIC | V3 | Wimmera Grampians | Wind | 768.85 | 768.85 | 768.85 | 768.85 | 716.35 | 716.35 | 716.35 | 716.35 | 524.35 | 524.35 | 524.35 | 524.35 | 524.35 | 524.35 | 524.35 | 524.35 | 524.35 | 524.3501 | 444.4001 | 444.4001 | 444.4001 | 204.4001 | 204.4001 | 5.878e-05
Option 6 SC | VIC | V4 | Wimmera Southern Mallee | Wind | 465.75 | 465.75 | 564.4494 | 1459.5279 | 1459.5279 | 1459.5279 | 1459.5279 | 1459.5279 | 1459.5279 | 1459.5279 | 1459.5279 | 1459.5279 | 1459.5279 | 1459.5279 | 1550.4423 | 1550.4423 | 1519.3923 | 1519.3923 | 1519.3923 | 1519.3923 | 2325.5989 | 2325.5989 | 2325.5989 | 2099.8989
Option 6 SC | VIC | V7 | Central North VIC | Wind | 0 | 0 | 245.0121 | 544 | 544 | 544 | 544 | 544 | 544 | 544 | 544 | 544 | 544 | 544 | 544 | 544 | 544 | 544 | 544 | 544 | 544 | 544 | 544 | 544
Option 6 SC | VIC | V5 | South West VIC | Wind | 2151.27 | 2223.27 | 2508.9973 | 2579.8405 | 2579.8405 | 2549.8405 | 2549.8405 | 2549.8405 | 2549.8405 | 2549.8405 | 2549.8405 | 2486.8305 | 2066.8305 | 2066.8305 | 1915.1305 | 2160.2227 | 2140.7227 | 1954.7227 | 2286.3206 | 2421.8926 | 2421.8926 | 2268.9026 | 2485.07 | 2485.07
Option 6 SC | VIC | V6 | Gippsland Onshore | Wind | 0 | 0 | 1.101e-05 | 2.499e-05 | 2.499e-05 | 3.835e-05 | 3.835e-05 | 3.835e-05 | 3.835e-05 | 3.835e-05 | 3.835e-05 | 3.835e-05 | 3.835e-05 | 3.944e-05 | 4.094e-05 | 4.354e-05 | 4.919e-05 | 4.919e-05 | 4.919e-05 | 4.919e-05 | 4.919e-05 | 4.919e-05 | 4.919e-05 | 4.919e-05
BaseCase SG | NSW | N10 | Hunter Coast | Offshore Wind | 0 | 0 | 0 | 0 | 0 | 0 | 0 | 0 | 0 | 0 | 0 | 0 | 0 | 0 | 0 | 0 | 0 | 0 | 0 | 0 | 0 | 0 | 0 | 0
BaseCase SG | NSW | N11 | Illawarra Coast | Offshore Wind | 0 | 0 | 0 | 0 | 0 | 0 | 0 | 0 | 0 | 0 | 0 | 0 | 0 | 0 | 0 | 0 | 0 | 0 | 0 | 0 | 0 | 0 | 0 | 0
BaseCase SG | NSW | N5 | South West NSW | Solar | 903.68 | 1013.68 | 1013.68 | 1014.5802 | 1013.6802 | 1013.6802 | 1013.6802 | 1013.6802 | 1013.6802 | 1013.6802 | 1013.6802 | 1013.6802 | 1013.6802 | 1013.6802 | 1013.6802 | 1013.6802 | 1013.6802 | 863.6502 | 863.6502 | 863.6502 | 863.6502 | 863.6502 | 863.6502 | 663.9702
BaseCase SG | NSW | N6 | Wagga Wagga | Solar | 436.14 | 2612.15 | 2612.15 | 2612.15 | 2612.15 | 2612.15 | 2612.15 | 2612.15 | 2612.15 | 2612.15 | 2612.15 | 2612.15 | 2612.15 | 2612.15 | 2612.15 | 2612.15 | 2612.15 | 2612.15 | 2612.15 | 2612.15 | 2612.15 | 2612.15 | 2612.15 | 2612.15
BaseCase SG | NSW | N7 | Tumut | Solar | 0 | 0.01629 | 0.01629 | 100 | 100 | 100 | 100 | 100 | 100 | 100 | 100 | 100 | 100 | 100 | 100 | 100 | 100 | 100 | 100 | 100 | 100 | 100 | 100 | 100
BaseCase SG | NSW | N8 | Cooma-Monaro | Solar | 0 | 77.643 | 77.643 | 350 | 350 | 350 | 350 | 350 | 350 | 350 | 350 | 350 | 350 | 350 | 350 | 350 | 350 | 350 | 350 | 350 | 350 | 350 | 350 | 350
BaseCase SG | NSW | N9 | Hunter-Central Coast | Solar | 0 | 953 | 953 | 953.0009 | 953.0009 | 953.0009 | 953.0009 | 953.0009 | 953.0009 | 953.0009 | 953.0009 | 953.0009 | 953.0009 | 953.0009 | 953.0009 | 953.0009 | 1535.922 | 1535.922 | 1535.922 | 1535.922 | 1535.922 | 1535.922 | 1535.922 | 1535.922
BaseCase SG | NSW | N4 | Broken Hill | Solar | 53 | 213.0937 | 213.0937 | 213.0938 | 213.0938 | 213.0938 | 213.0938 | 213.0938 | 213.0938 | 213.0938 | 213.0938 | 213.0938 | 213.0938 | 213.0938 | 213.0938 | 213.0938 | 213.0938 | 160.0938 | 160.0938 | 160.0938 | 160.0938 | 160.0938 | 160.0938 | 160.0938
BaseCase SG | NSW | N3 | Central-West Orana | Solar | 1496 | 1496.0002 | 1496.0002 | 8375.7492 | 8725.7492 | 8900.7492 | 8900.7492 | 8900.7492 | 8900.7492 | 8900.7492 | 8900.7492 | 8900.7492 | 8900.7492 | 8900.7492 | 8900.7492 | 8900.7492 | 8798.7192 | 8798.7192 | 8798.7192 | 8762.7092 | 8762.7092 | 8762.7092 | 8716.0092 | 8524.3692
BaseCase SG | NSW | N1 | North West NSW | Solar | 166 | 334.4364 | 334.4364 | 366.2254 | 366.2254 | 366.2254 | 366.2254 | 366.2254 | 366.2254 | 366.2254 | 366.2254 | 366.2254 | 366.2254 | 366.2254 | 366.2254 | 366.2254 | 366.2254 | 366.2254 | 366.2254 | 366.2254 | 310.2254 | 310.2254 | 310.2254 | 310.2254
BaseCase SG | NSW | N13 | South Cobar | Solar | 0 | 0.00028852 | 0.00028852 | 0.00029124 | 0.00029124 | 0.00029437 | 0.00029437 | 0.00029437 | 0.00029437 | 0.00029437 | 0.00029437 | 0.00029437 | 0.00029437 | 0.00029437 | 0.00029437 | 0.00029437 | 0.00029437 | 0.00029437 | 0.00029437 | 0.00029437 | 0.00029437 | 0.00029437 | 0.00029437 | 0.00029437
BaseCase SG | NSW | N2 | New England | Solar | 535.02 | 735.66 | 1055.66 | 1055.6601 | 1055.6601 | 1055.6601 | 1055.6601 | 1055.6601 | 1055.6601 | 1055.6601 | 1055.6601 | 1055.6601 | 1055.6601 | 1055.6601 | 1055.6601 | 1055.6601 | 1055.6601 | 1035.6601 | 1035.6601 | 1035.6601 | 1035.6601 | 1035.6601 | 1035.6601 | 1035.6601
BaseCase SG | NSW | N5 | South West NSW | Wind | 0 | 0 | 5.99e-06 | 1.299e-05 | 1.299e-05 | 1.299e-05 | 1.299e-05 | 1.299e-05 | 1.299e-05 | 1.299e-05 | 1.299e-05 | 1.299e-05 | 1.299e-05 | 1.299e-05 | 1.299e-05 | 1.299e-05 | 1.299e-05 | 1.299e-05 | 1.299e-05 | 1.299e-05 | 1.299e-05 | 1.299e-05 | 1.299e-05 | 1.299e-05
BaseCase SG | NSW | N6 | Wagga Wagga | Wind | 0 | 0 | 5.65e-06 | 1.618e-05 | 1.618e-05 | 1.902e-05 | 1.902e-05 | 1.902e-05 | 1.902e-05 | 1.902e-05 | 1.902e-05 | 1.902e-05 | 1.902e-05 | 1.902e-05 | 1.902e-05 | 1.902e-05 | 1.902e-05 | 1.902e-05 | 1.902e-05 | 1.902e-05 | 1.902e-05 | 2.015e-05 | 2.015e-05 | 2.127e-05
BaseCase SG | NSW | N7 | Tumut | Wind | 0 | 270.48 | 270.48 | 270.48 | 270.48 | 270.48 | 270.48 | 270.48 | 270.48 | 270.48 | 270.48 | 270.48 | 270.48 | 270.48 | 270.48 | 270.48 | 270.48 | 270.48 | 270.48 | 270.48 | 270.48 | 270.48 | 270.48 | 270.48
BaseCase SG | NSW | N8 | Cooma-Monaro | Wind | 113.18 | 113.18 | 113.18 | 113.18 | 113.18 | 113.18 | 113.18 | 113.18 | 113.18 | 113.18 | 113.18 | 113.18 | 113.18 | 113.18 | 1.995e-05 | 1.995e-05 | 1.995e-05 | 1.995e-05 | 2.113e-05 | 2.412e-05 | 2.609e-05 | 100 | 100 | 100
BaseCase SG | NSW | N9 | Hunter-Central Coast | Wind | 0 | 0 | 6.56e-06 | 1.808e-05 | 1.808e-05 | 2.321e-05 | 2.321e-05 | 2.321e-05 | 2.321e-05 | 2.458e-05 | 400 | 400 | 400 | 400 | 1400 | 1400 | 1524 | 1524 | 1524 | 1524 | 1524 | 1524 | 1524 | 1524
BaseCase SG | NSW | N4 | Broken Hill | Wind | 198.01 | 198.01 | 198.01 | 198.01 | 198.01 | 198.01 | 198.01 | 198.01 | 198.01 | 198.01 | 198.01 | 198.01 | 198.01 | 198.01 | 198.01 | 198.01 | 198.01 | 7.48e-06 | 7.48e-06 | 2.689e-05 | 201.4604 | 201.4604 | 201.4604 | 203.4584
BaseCase SG | NSW | N13 | South Cobar | Wind | 0 | 0 | 2.29e-06 | 5e-06 | 5e-06 | 9.04e-06 | 9.04e-06 | 9.04e-06 | 9.04e-06 | 9.04e-06 | 9.04e-06 | 9.04e-06 | 9.04e-06 | 9.04e-06 | 9.04e-06 | 9.04e-06 | 9.04e-06 | 9.04e-06 | 9.04e-06 | 9.04e-06 | 9.04e-06 | 9.04e-06 | 1.016e-05 | 1.17e-05
BaseCase SG | NSW | N3 | Central-West Orana | Wind | 113.19 | 113.19 | 527.19 | 1314.19 | 2148.19 | 2148.19 | 2148.19 | 2148.19 | 2148.19 | 2148.19 | 2148.19 | 2148.19 | 2148.19 | 2148.19 | 2159.0375 | 3293.7727 | 3484.3505 | 4018.5281 | 4675.327 | 4675.327 | 6044.16 | 6382.5215 | 6473.5168 | 6994.6
BaseCase SG | NSW | N12 | Illawarra | Wind | 0 | 0 | 2.55e-06 | 8.41e-06 | 8.41e-06 | 1.17e-05 | 1.17e-05 | 1.17e-05 | 1.17e-05 | 1.17e-05 | 1.17e-05 | 1.17e-05 | 71 | 71 | 71 | 71 | 71 | 71 | 71 | 71 | 71 | 71 | 71 | 71
BaseCase SG | NSW | N2 | New England | Wind | 442.48 | 442.48 | 442.48 | 442.48 | 652.48 | 652.48 | 652.48 | 652.48 | 652.48 | 652.48 | 1303.629 | 1743.0555 | 1570.5755 | 1570.5755 | 1570.5755 | 1570.5755 | 2203.2184 | 1934.7544 | 1934.7544 | 1934.7544 | 2010 | 2638.4085 | 3030.0427 | 3226.3749
BaseCase SG | NSW | DN3 | Marulan | Wind | 0 | 0 | 0 | 0 | 2.09e-06 | 5.12e-06 | 5.12e-06 | 5.12e-06 | 5.12e-06 | 5.12e-06 | 5.12e-06 | 5.12e-06 | 5.12e-06 | 5.12e-06 | 5.12e-06 | 5.12e-06 | 5.12e-06 | 5.12e-06 | 5.12e-06 | 5.12e-06 | 5.12e-06 | 5.12e-06 | 5.12e-06 | 5.12e-06
BaseCase SG | QLD | Q1 | Far North QLD | Solar | 72 | 72.0034 | 72.0034 | 72.0034 | 72.0034 | 72.0035 | 72.0035 | 72.0035 | 72.0035 | 72.0035 | 72.0035 | 168.9659 | 168.9659 | 168.9659 | 168.9659 | 168.9659 | 278.3905 | 313.7088 | 313.7088 | 313.7088 | 313.7088 | 313.7088 | 241.7088 | 241.7088
BaseCase SG | QLD | Q10 | Collinsville | Solar | 227.02 | 227.02 | 227.02 | 227.02 | 227.02 | 227.02 | 227.02 | 227.02 | 227.02 | 227.02 | 227.02 | 227.02 | 227.02 | 227.02 | 227.02 | 227.02 | 227.02 | 227.02 | 227.02 | 227.02 | 227.02 | 227.02 | 65 | 0
BaseCase SG | QLD | Q2 | North Qld Clean Energy Hub | Solar | 84.47 | 84.47 | 84.47 | 84.47 | 84.47 | 84.47 | 84.47 | 84.47 | 84.47 | 84.47 | 84.47 | 35.97 | 35.97 | 35.97 | 35.97 | 35.97 | 35.97 | 35.97 | 35.97 | 35.97 | 20.97 | 20.97 | 0 | 0
BaseCase SG | QLD | Q3 | Northern Qld | Solar | 437.15 | 437.15 | 1037.15 | 1037.15 | 1037.15 | 1037.15 | 1037.15 | 1037.15 | 1037.15 | 1037.15 | 1037.15 | 1037.15 | 1037.15 | 1037.15 | 1037.15 | 1037.15 | 915.99 | 800.02 | 800.02 | 800.02 | 800.02 | 700.04 | 700.04 | 700.04
BaseCase SG | QLD | Q4 | Isaac | Solar | 393.47 | 393.4701 | 393.4701 | 393.4701 | 393.4701 | 393.4701 | 393.4701 | 393.4701 | 393.4701 | 393.4701 | 393.4701 | 393.4701 | 393.4701 | 393.4701 | 393.4701 | 393.4701 | 393.4701 | 393.4701 | 350.9701 | 350.9701 | 350.9701 | 350.9701 | 101.0001 | 497.6161
BaseCase SG | QLD | Q5 | Barcaldine | Solar | 0 | 5.952e-05 | 5.952e-05 | 5.952e-05 | 6.153e-05 | 6.262e-05 | 6.262e-05 | 6.262e-05 | 6.262e-05 | 6.386e-05 | 6.522e-05 | 6.684e-05 | 6.684e-05 | 6.684e-05 | 6.684e-05 | 7.049e-05 | 7.231e-05 | 7.231e-05 | 7.231e-05 | 12.7646 | 12.7646 | 12.7646 | 22.9994 | 27.6078
BaseCase SG | QLD | Q4b | Isaac (B) | Solar | 295.96 | 295.96 | 295.96 | 295.96 | 295.96 | 295.96 | 295.96 | 295.96 | 295.96 | 295.96 | 295.96 | 295.96 | 295.96 | 295.96 | 295.96 | 295.96 | 295.96 | 295.96 | 295.96 | 295.96 | 295.96 | 295.96 | 295.96 | 295.96
BaseCase SG | QLD | Q6 | Fitzroy | Solar | 81.72 | 81.7201 | 81.7201 | 81.7201 | 81.7201 | 81.7201 | 81.7201 | 81.7201 | 81.7201 | 81.7201 | 81.7201 | 81.7201 | 81.7201 | 81.7201 | 81.7201 | 81.7201 | 81.7201 | 81.7201 | 81.7201 | 81.7201 | 81.7201 | 81.7201 | 81.7201 | 682.468
BaseCase SG | QLD | Q7 | Wide Bay | Solar | 426.77 | 486.7701 | 685.1701 | 685.1701 | 685.1701 | 685.1701 | 685.1701 | 685.1701 | 685.1701 | 685.1701 | 685.1701 | 685.1701 | 685.1701 | 685.1701 | 685.1701 | 685.1701 | 1840.4262 | 1840.4262 | 1840.4262 | 2164.8382 | 2407.3434 | 2516.2624 | 2640.2376 | 2509.3476
BaseCase SG | QLD | Q8 | Darling Downs | Solar | 0 | 45.6206 | 45.6206 | 45.6206 | 45.6206 | 45.6206 | 45.6206 | 45.6206 | 45.6206 | 45.6206 | 45.6206 | 45.6206 | 45.6206 | 45.6206 | 45.6206 | 1356.9937 | 2396.222 | 2396.222 | 2396.222 | 2396.222 | 2589.7182 | 3443.7134 | 3978.6309 | 4373.81
BaseCase SG | QLD | Q8b | Darling Downs (B) | Solar | 292.49 | 274.45 | 274.45 | 274.45 | 274.45 | 274.45 | 274.45 | 274.45 | 274.45 | 274.45 | 274.45 | 274.45 | 274.45 | 274.45 | 274.45 | 274.45 | 274.45 | 249.45 | 146.49 | 114.39 | 82.29 | 82.29 | 54.99 | 0
BaseCase SG | QLD | Q9 | Banana | Solar | 15 | 15 | 15 | 15 | 15 | 15 | 15 | 15 | 15 | 15 | 15 | 15 | 15 | 15 | 15 | 15 | 15 | 0 | 0 | 0 | 0 | 0 | 0 | 0
BaseCase SG | QLD | Q8a | Darling Downs (A) | Solar | 1089.24 | 1458.57 | 1458.01 | 1457.46 | 1456.89 | 1456.33 | 1455.77 | 1455.27 | 1454.79 | 1454.79 | 1344.79 | 1344.79 | 1344.79 | 1344.79 | 1344.79 | 1344.79 | 1344.79 | 1344.79 | 1344.79 | 1344.79 | 782.87 | 782.87 | 782.87 | 782.87
BaseCase SG | QLD | Q1 | Far North QLD | Wind | 332.45 | 332.45 | 332.45 | 332.45 | 332.45 | 332.45 | 846.0457 | 902.45 | 902.45 | 902.45 | 902.45 | 902.45 | 902.45 | 902.45 | 902.45 | 902.45 | 902.45 | 721.98 | 721.98 | 855.2807 | 855.2807 | 855.2807 | 703.3007 | 871.1783
BaseCase SG | QLD | Q10 | Collinsville | Wind | 0 | 0 | 2.77e-06 | 2.77e-06 | 4.55e-06 | 6.8e-06 | 6.8e-06 | 6.8e-06 | 6.8e-06 | 6.8e-06 | 8.94e-06 | 1.505e-05 | 1.505e-05 | 1.505e-05 | 1.505e-05 | 1.505e-05 | 1.668e-05 | 1.795e-05 | 1.795e-05 | 0.41201 | 0.41201 | 237.166 | 554.0545 | 597.1297
BaseCase SG | QLD | Q2 | North Qld Clean Energy Hub | Wind | 43.2 | 43.2 | 43.2 | 43.2 | 43.2 | 43.2 | 43.2 | 43.2 | 43.2 | 123.0183 | 240.6927 | 240.6927 | 583.7725 | 583.7725 | 583.7725 | 583.7725 | 817.6989 | 1738.0322 | 1750.6782 | 1918.5772 | 1875.3772 | 1875.3772 | 2287.6163 | 2287.6163
BaseCase SG | QLD | Q4 | Isaac | Wind | 439 | 724.2 | 724.2 | 724.2 | 724.2 | 724.2 | 724.2 | 724.2 | 724.2 | 724.2 | 724.2 | 724.2 | 724.2 | 724.2 | 724.2 | 724.2 | 724.2 | 724.2 | 724.2 | 724.2 | 724.2 | 724.2 | 724.2 | 685.2
BaseCase SG | QLD | Q5 | Barcaldine | Wind | 0 | 0 | 2.17e-06 | 3.22e-06 | 5.26e-06 | 7.16e-06 | 7.16e-06 | 7.16e-06 | 7.16e-06 | 9.13e-06 | 90.7213 | 95.4404 | 95.4404 | 95.4404 | 95.4404 | 95.4404 | 95.4404 | 95.4404 | 95.4404 | 96.7618 | 97.4942 | 97.4942 | 97.9695 | 102.3267
BaseCase SG | QLD | Q6 | Fitzroy | Wind | 0 | 221.01 | 221.01 | 221.01 | 221.01 | 221.01 | 221.01 | 221.01 | 221.01 | 221.01 | 221.01 | 221.01 | 221.01 | 221.01 | 221.01 | 221.01 | 221.01 | 551.3793 | 551.3793 | 954.3517 | 954.3517 | 1121.01 | 1121.01 | 1121.01
BaseCase SG | QLD | Q8 | Darling Downs | Wind | 0 | 0 | 1.512e-05 | 2.184e-05 | 3.706e-05 | 5.225e-05 | 0.00013481 | 0.00013891 | 546.0071 | 1526.7342 | 2087.0846 | 2909.056 | 2909.056 | 2909.056 | 2909.056 | 2909.056 | 2909.056 | 2909.056 | 2909.056 | 2909.056 | 4373.7406 | 4413.3538 | 4413.3538 | 5172.2977
BaseCase SG | QLD | Q8a | Darling Downs (A) | Wind | 172.99 | 172.99 | 172.99 | 172.99 | 172.99 | 172.99 | 172.99 | 172.99 | 172.99 | 172.99 | 172.99 | 172.99 | 172.99 | 172.99 | 172.99 | 172.99 | 172.99 | 172.99 | 172.99 | 172.99 | 172.99 | 172.99 | 172.99 | 172.99
BaseCase SG | QLD | Q8b | Darling Downs (B) | Wind | 890.03 | 890.03 | 890.03 | 890.03 | 890.03 | 890.03 | 890.03 | 890.03 | 890.03 | 890.03 | 890.03 | 890.03 | 890.03 | 890.03 | 890.03 | 890.03 | 890.03 | 890.03 | 890.03 | 890.03 | 890.03 | 890.03 | 890.03 | 890.03
BaseCase SG | QLD | Q8c | Darling Downs (C) | Wind | 691.98 | 691.98 | 691.98 | 691.98 | 691.98 | 691.98 | 691.98 | 691.98 | 691.98 | 691.98 | 691.98 | 691.98 | 691.98 | 691.98 | 691.98 | 691.98 | 691.98 | 691.98 | 252 | 252 | 252 | 252 | 252 | 252
BaseCase SG | SA | S5 | Northern SA | Solar | 296.24 | 917.3973 | 917.3973 | 917.3973 | 917.3973 | 917.3973 | 917.3973 | 917.3973 | 917.3973 | 917.3973 | 917.3973 | 917.3973 | 917.3973 | 917.3973 | 917.3973 | 917.3973 | 917.3973 | 917.3973 | 698.1573 | 698.1573 | 698.1573 | 621.1573 | 621.1573 | 621.1573
BaseCase SG | SA | S3 | Mid-North SA | Solar | 0 | 0.0026659 | 0.0026659 | 0.0026659 | 0.0026659 | 0.0026687 | 0.0026687 | 0.0026687 | 0.0026687 | 0.0026687 | 0.0026687 | 0.0026687 | 0.0026687 | 0.0026687 | 0.0026687 | 0.0026687 | 0.0026687 | 0.0026687 | 0.0026687 | 0.0026687 | 0.0026687 | 0.0026687 | 0.0026687 | 0.0026687
BaseCase SG | SA | S2 | Riverland | Solar | 19.89 | 19.89 | 19.89 | 19.89 | 19.89 | 15.33 | 15.33 | 15.33 | 15.33 | 15.33 | 15.33 | 15.33 | 15.33 | 15.33 | 15.33 | 6.21 | 6.21 | 6.21 | 6.21 | 0 | 0 | 0 | 0 | 0
BaseCase SG | SA | S1 | South East SA | Solar | 182 | 182 | 182 | 182 | 182 | 182 | 182 | 182 | 182 | 182 | 182 | 182 | 182 | 182 | 182 | 182 | 182 | 182 | 182 | 182 | 182 | 182 | 182 | 87
BaseCase SG | SA | S7 | Eastern Eyre Peninsula | Wind | 225.03 | 225.03 | 225.03 | 225.03 | 163.03 | 72.28 | 72.28 | 72.28 | 72.28 | 3.66e-06 | 3.66e-06 | 3.66e-06 | 3.66e-06 | 3.66e-06 | 3.66e-06 | 3.66e-06 | 3.66e-06 | 3.66e-06 | 3.66e-06 | 1.257e-05 | 166.2801 | 317.5696 | 317.5696 | 327.9728
BaseCase SG | SA | S5 | Northern SA | Wind | 407.5 | 407.5 | 407.5 | 407.5 | 407.5 | 407.5 | 407.5 | 407.5 | 407.5 | 407.5 | 407.5 | 407.5 | 407.5 | 407.5 | 407.5 | 407.5 | 407.5 | 407.5 | 407.5 | 201 | 218.4359 | 218.4359 | 218.4359 | 413.4788
BaseCase SG | SA | S4 | Yorke Peninsula | Wind | 0 | 0 | 3.3e-06 | 4.65e-06 | 4.65e-06 | 6.59e-06 | 6.59e-06 | 6.59e-06 | 6.59e-06 | 6.59e-06 | 6.59e-06 | 6.59e-06 | 6.59e-06 | 6.59e-06 | 6.59e-06 | 6.59e-06 | 6.59e-06 | 8e-06 | 8e-06 | 8e-06 | 9.8e-06 | 1.236e-05 | 1.37e-05 | 108.5925
BaseCase SG | SA | S3 | Mid-North SA | Wind | 1732.01 | 1732.01 | 1732.01 | 1732.01 | 1732.01 | 1732.01 | 1732.01 | 1633.31 | 1633.31 | 1561.91 | 1377.42 | 1377.42 | 1377.42 | 1050.72 | 1050.72 | 1050.72 | 1050.72 | 836.46 | 1739.7045 | 1905.66 | 1905.66 | 1905.66 | 1704.68 | 1508.99
BaseCase SG | SA | S2 | Riverland | Wind | 0 | 0 | 2.5e-06 | 4.61e-06 | 4.61e-06 | 9.07e-06 | 9.07e-06 | 9.07e-06 | 9.07e-06 | 9.07e-06 | 9.07e-06 | 9.07e-06 | 9.07e-06 | 9.07e-06 | 9.07e-06 | 9.07e-06 | 9.07e-06 | 9.07e-06 | 9.07e-06 | 9.07e-06 | 9.07e-06 | 9.07e-06 | 9.07e-06 | 1.026e-05
BaseCase SG | SA | S6 | Roxby Downs | Wind | 0 | 0 | 2.53e-06 | 3.69e-06 | 3.69e-06 | 5.22e-06 | 5.22e-06 | 5.22e-06 | 5.22e-06 | 5.22e-06 | 5.22e-06 | 5.22e-06 | 5.22e-06 | 5.22e-06 | 5.22e-06 | 5.22e-06 | 5.22e-06 | 5.22e-06 | 5.22e-06 | 5.22e-06 | 5.22e-06 | 5.22e-06 | 5.22e-06 | 5.22e-06
BaseCase SG | SA | S1 | South East SA | Wind | 324.5 | 324.5 | 324.5 | 324.5 | 324.5 | 324.5 | 324.5 | 324.5 | 324.5 | 198 | 198 | 198 | 39 | 39 | 3.47e-06 | 3.47e-06 | 3.47e-06 | 3.47e-06 | 3.47e-06 | 5.14e-06 | 1.471e-05 | 225.4256 | 225.4256 | 225.4256
BaseCase SG | TAS | T2 | North West Tasmania | Solar | 0 | 5.22e-06 | 150 | 150 | 150 | 150 | 150 | 150 | 150 | 150 | 150 | 150 | 150 | 150 | 150 | 150 | 150 | 150 | 150 | 150 | 150 | 150 | 150 | 150
BaseCase SG | TAS | T3 | Central Highlands | Solar | 0 | 5.37e-06 | 120.4109 | 570.4108 | 570.4108 | 570.4108 | 570.4108 | 570.4108 | 570.4108 | 570.4108 | 570.4108 | 570.4108 | 570.4108 | 570.4108 | 570.4108 | 570.4108 | 570.4108 | 570.4108 | 570.4108 | 570.4108 | 570.4108 | 570.4108 | 570.4108 | 570.4108
BaseCase SG | TAS | T1 | North East Tasmania | Solar | 0 | 6.06e-06 | 479.5891 | 479.5892 | 479.5892 | 479.5892 | 479.5892 | 479.5892 | 479.5892 | 479.5892 | 479.5892 | 479.5892 | 479.5892 | 479.5892 | 479.5892 | 479.5892 | 479.5892 | 479.5892 | 479.5892 | 479.5892 | 479.5892 | 479.5892 | 479.5892 | 479.5892
BaseCase SG | TAS | T1 | North East Tasmania | Wind | 0 | 0 | 9.29e-06 | 1.513e-05 | 1.656e-05 | 1.9e-05 | 1.9e-05 | 1.9e-05 | 1.9e-05 | 213.8512 | 386.0348 | 400 | 400 | 400 | 400 | 400 | 400 | 400 | 400 | 400 | 400 | 400 | 400 | 400
BaseCase SG | TAS | T2 | North West Tasmania | Wind | 111.6 | 111.6 | 111.6 | 111.6 | 111.6 | 111.6 | 111.6 | 111.6 | 111.6 | 111.6 | 120.0589 | 120.0589 | 120.0589 | 120.0589 | 120.0589 | 120.0589 | 120.0589 | 120.0589 | 120.0589 | 120.0589 | 120.0589 | 120.0589 | 120.0589 | 120.0589
BaseCase SG | TAS | T3 | Central Highlands | Wind | 144 | 144 | 144 | 144 | 144 | 144 | 144 | 503.0761 | 900.2631 | 1044 | 1150.9922 | 1150.9922 | 1150.9922 | 1150.9922 | 1150.9922 | 1150.9922 | 1150.9922 | 1150.9922 | 1006.9922 | 1006.9922 | 1006.9922 | 1006.9922 | 1006.9922 | 1006.9922
BaseCase SG | VIC | V8 | Gippsland Offshore | Offshore Wind | 0 | 0 | 0 | 0 | 0 | 1481.1847 | 1953.7348 | 2619.7348 | 3286.7348 | 4286.7348 | 5220 | 6220 | 7220 | 8220 | 8220 | 8220 | 8220 | 8220 | 8220 | 8220 | 8220 | 8220 | 8220 | 8220
BaseCase SG | VIC | V9 | Southern Ocean | Offshore Wind | 0 | 0 | 0 | 0 | 0 | 518.8153 | 713.2652 | 713.2652 | 713.2652 | 713.2652 | 780 | 780 | 780 | 780 | 780 | 780 | 780 | 780 | 780 | 780 | 780 | 780 | 780 | 780
BaseCase SG | VIC | V6 | Gippsland Onshore | Solar | 0 | 404.5673 | 404.5673 | 404.5673 | 404.5673 | 404.5673 | 404.5673 | 404.5673 | 404.5673 | 404.5673 | 404.5673 | 404.5673 | 404.5673 | 404.5673 | 404.5673 | 404.5673 | 404.5673 | 404.5673 | 404.5673 | 404.5673 | 404.5673 | 404.5673 | 404.5673 | 404.5673
BaseCase SG | VIC | V3 | Wimmera Grampians | Solar | 118.8 | 118.8 | 118.8 | 118.8 | 118.8 | 118.8 | 118.8 | 118.8 | 118.8 | 118.8 | 118.8 | 118.8 | 118.8 | 118.8 | 118.8 | 118.8 | 118.8 | 118.8 | 118.8 | 118.8 | 118.8 | 118.8 | 118.8 | 118.8
BaseCase SG | VIC | V2 | Central Highlands VIC | Solar | 0 | 199.5806 | 199.5806 | 199.5806 | 199.5806 | 199.5806 | 199.5806 | 199.5806 | 199.5806 | 199.5806 | 199.5806 | 199.5806 | 199.5806 | 199.5806 | 199.5806 | 199.5806 | 199.5806 | 199.5806 | 199.5806 | 199.5806 | 199.5806 | 199.5806 | 199.5806 | 199.5806
BaseCase SG | VIC | V1 | North West VIC | Solar | 596.96 | 941.0021 | 941.0021 | 941.0021 | 941.0021 | 941.0021 | 941.0021 | 941.0021 | 941.0021 | 941.0021 | 941.0021 | 941.0021 | 941.0021 | 941.0021 | 941.0021 | 941.0021 | 941.0021 | 941.0021 | 941.0021 | 913.8321 | 913.8321 | 913.8321 | 773.8021 | 397.8721
BaseCase SG | VIC | V7 | Central North VIC | Solar | 619.99 | 700.03 | 764.05 | 764.05 | 764.05 | 764.05 | 764.05 | 764.05 | 764.05 | 764.05 | 764.05 | 764.05 | 764.05 | 764.05 | 764.05 | 764.05 | 764.05 | 764.05 | 664.08 | 664.08 | 664.08 | 664.08 | 664.08 | 664.08
BaseCase SG | VIC | V2 | Central Highlands VIC | Wind | 692.62 | 692.62 | 1011.6202 | 1481.9867 | 1481.9867 | 1481.9867 | 1481.9867 | 1481.9867 | 1481.9867 | 1481.9867 | 1481.9867 | 1481.9867 | 1481.9867 | 1481.9867 | 1481.9867 | 1481.9867 | 1481.9867 | 1350.7867 | 1046.0667 | 1046.0667 | 1046.0667 | 1017.3667 | 1017.3667 | 958.3584
BaseCase SG | VIC | V1 | North West VIC | Wind | 0 | 0 | 1018.9689 | 1205.2836 | 1205.2836 | 1205.2836 | 1205.2836 | 1205.2836 | 1205.2836 | 1205.2836 | 1205.2836 | 1205.2836 | 1205.2836 | 1205.2836 | 1205.2836 | 1205.2836 | 1205.2836 | 1205.2836 | 1205.2836 | 1205.2836 | 1205.2836 | 1205.2836 | 1205.2836 | 1205.2836
BaseCase SG | VIC | V7 | Central North VIC | Wind | 0 | 0 | 136.0002 | 284.9648 | 284.9648 | 284.9648 | 284.9648 | 284.9648 | 284.9648 | 284.9648 | 284.9648 | 284.9648 | 284.9648 | 284.9648 | 284.9648 | 284.9648 | 284.9648 | 284.9648 | 284.9648 | 284.9648 | 284.9648 | 284.9648 | 284.9648 | 284.9648
BaseCase SG | VIC | V5 | South West VIC | Wind | 2151.27 | 2223.27 | 2518.4703 | 2518.4704 | 2518.4704 | 2488.4704 | 2488.4704 | 2488.4704 | 2488.4704 | 2488.4704 | 2488.4704 | 2425.4604 | 2005.4604 | 2005.4604 | 1853.7604 | 1853.7604 | 1834.2604 | 1648.2604 | 1648.2604 | 801.2604 | 801.2604 | 648.2704 | 648.2704 | 648.2704
BaseCase SG | VIC | V3 | Wimmera Grampians | Wind | 768.85 | 768.85 | 768.8502 | 768.8503 | 716.3503 | 716.3503 | 716.3503 | 716.3503 | 524.3503 | 524.3503 | 524.3503 | 524.3503 | 524.3503 | 524.3503 | 524.3503 | 524.3503 | 524.3503 | 524.3503 | 444.4003 | 444.4003 | 444.4003 | 204.4003 | 204.4003 | 0.00034392
BaseCase SG | VIC | V6 | Gippsland Onshore | Wind | 0 | 0 | 5.513e-05 | 0.00035394 | 0.00035394 | 0.00036743 | 0.00036743 | 0.00036743 | 0.00036743 | 0.00036743 | 0.00036743 | 0.00036743 | 0.00036743 | 0.00036743 | 0.00036743 | 0.00036743 | 0.00036743 | 0.00036743 | 0.00036743 | 0.00036743 | 0.00036743 | 0.00036743 | 0.00036743 | 0.00036743
BaseCase SG | VIC | V4 | Wimmera Southern Mallee | Wind | 465.75 | 465.75 | 618.5802 | 1390.9338 | 1390.9338 | 1390.9338 | 1390.9338 | 1390.9338 | 1390.9338 | 1390.9338 | 1390.9338 | 1390.9338 | 1390.9338 | 1390.9338 | 1390.9338 | 1390.9338 | 1359.8838 | 1359.8838 | 1359.8838 | 1359.8838 | 1359.8838 | 1359.8838 | 1359.8838 | 1134.1838
Option 2 SG | NSW | N11 | Illawarra Coast | Offshore Wind | 0 | 0 | 0 | 0 | 0 | 0 | 0 | 0 | 0 | 0 | 0 | 0 | 0 | 0 | 0 | 0 | 0 | 0 | 0 | 0 | 0 | 0 | 0 | 0
Option 2 SG | NSW | N10 | Hunter Coast | Offshore Wind | 0 | 0 | 0 | 0 | 0 | 0 | 0 | 0 | 0 | 0 | 0 | 0 | 0 | 0 | 0 | 0 | 0 | 0 | 0 | 0 | 0 | 0 | 0 | 0
Option 2 SG | NSW | N9 | Hunter-Central Coast | Solar | 0 | 953 | 953 | 953 | 953 | 953 | 953 | 953 | 953 | 953 | 953 | 953 | 953 | 953 | 953 | 953 | 1451.4675 | 1451.4675 | 1451.4675 | 1451.4675 | 1451.4675 | 1451.4675 | 1451.4675 | 1451.4675
Option 2 SG | NSW | N8 | Cooma-Monaro | Solar | 0 | 77.5422 | 77.5422 | 350 | 350 | 350 | 350 | 350 | 350 | 350 | 350 | 350 | 350 | 350 | 350 | 350 | 350 | 350 | 350 | 350 | 350 | 350 | 350 | 350
Option 2 SG | NSW | N7 | Tumut | Solar | 0 | 0.00061755 | 0.00061755 | 100 | 100 | 100 | 100 | 100 | 100 | 100 | 100 | 100 | 100 | 100 | 100 | 100 | 100 | 100 | 100 | 100 | 100 | 100 | 100 | 100
Option 2 SG | NSW | N5 | South West NSW | Solar | 903.68 | 1013.68 | 1013.68 | 1014.58 | 1013.68 | 1013.68 | 1013.68 | 1013.68 | 1013.68 | 1013.68 | 1013.68 | 1013.68 | 1013.68 | 1013.68 | 1013.68 | 1013.68 | 1013.68 | 863.65 | 863.65 | 863.65 | 863.65 | 863.65 | 863.65 | 663.97
Option 2 SG | NSW | N4 | Broken Hill | Solar | 53 | 213.8632 | 213.8632 | 213.8632 | 213.8632 | 213.8632 | 213.8632 | 213.8632 | 213.8632 | 213.8632 | 213.8632 | 213.8632 | 213.8632 | 213.8632 | 213.8632 | 213.8632 | 213.8632 | 160.8632 | 160.8632 | 160.8632 | 160.8632 | 160.8632 | 160.8632 | 160.8632
Option 2 SG | NSW | N3 | Central-West Orana | Solar | 1496 | 1496 | 1496 | 8374.0098 | 8724.0098 | 8899.0098 | 8899.0098 | 8899.0098 | 8899.0098 | 8899.0098 | 8899.0098 | 8899.0098 | 8899.0098 | 8899.0098 | 8899.0098 | 8899.0098 | 8796.9798 | 8796.9798 | 8796.9798 | 8760.9698 | 8760.9698 | 8760.9698 | 8714.2698 | 8522.6298
Option 2 SG | NSW | N6 | Wagga Wagga | Solar | 436.14 | 2612.15 | 2612.15 | 2612.15 | 2612.15 | 2612.15 | 2612.15 | 2612.15 | 2612.15 | 2612.15 | 2612.15 | 2612.15 | 2612.15 | 2612.15 | 2612.15 | 2612.15 | 2612.15 | 2612.15 | 2612.15 | 2612.15 | 2612.15 | 2612.15 | 2612.15 | 2612.15
Option 2 SG | NSW | N2 | New England | Solar | 535.02 | 735.66 | 1055.66 | 1055.66 | 1055.66 | 1055.66 | 1055.66 | 1055.66 | 1055.66 | 1055.66 | 1055.66 | 1055.66 | 1055.66 | 1055.66 | 1055.66 | 1055.66 | 1055.66 | 1035.66 | 1035.66 | 1035.66 | 1035.66 | 1035.66 | 1035.66 | 1035.66
Option 2 SG | NSW | N13 | South Cobar | Solar | 0 | 3.59e-05 | 3.59e-05 | 3.59e-05 | 3.59e-05 | 3.59e-05 | 3.59e-05 | 3.59e-05 | 3.59e-05 | 3.59e-05 | 3.59e-05 | 3.59e-05 | 3.59e-05 | 3.59e-05 | 3.59e-05 | 3.59e-05 | 3.59e-05 | 3.59e-05 | 3.59e-05 | 3.59e-05 | 3.59e-05 | 3.59e-05 | 3.59e-05 | 3.59e-05
Option 2 SG | NSW | N1 | North West NSW | Solar | 166 | 334.4364 | 334.4364 | 367.1968 | 367.1968 | 367.1968 | 367.1968 | 367.1968 | 367.1968 | 367.1968 | 367.1968 | 367.1968 | 367.1968 | 367.1968 | 367.1968 | 367.1968 | 367.1968 | 367.1968 | 367.1968 | 367.1968 | 311.1968 | 311.1968 | 311.1968 | 311.1968
Option 2 SG | NSW | N8 | Cooma-Monaro | Wind | 113.18 | 113.18 | 113.18 | 113.18 | 113.18 | 113.18 | 113.18 | 113.18 | 113.18 | 113.18 | 113.18 | 113.18 | 113.18 | 113.18 | 0 | 0 | 0 | 1.81e-06 | 1.396e-05 | 2.966e-05 | 3.088e-05 | 100 | 100 | 100
Option 2 SG | NSW | N9 | Hunter-Central Coast | Wind | 0 | 0 | 0 | 0 | 0 | 0 | 0 | 0 | 0 | 1.21e-06 | 400 | 400 | 400 | 400 | 1400 | 1400 | 1524 | 1524 | 1524 | 1524 | 1524 | 1524 | 1524 | 1524
Option 2 SG | NSW | N7 | Tumut | Wind | 0 | 270.48 | 270.48 | 270.48 | 270.48 | 270.48 | 270.48 | 270.48 | 270.48 | 270.48 | 270.48 | 270.48 | 270.48 | 270.48 | 270.48 | 270.48 | 270.48 | 270.48 | 270.48 | 270.48 | 270.48 | 270.48 | 270.48 | 270.48
Option 2 SG | NSW | N6 | Wagga Wagga | Wind | 0 | 0 | 0 | 0 | 0 | 0 | 0 | 0 | 0 | 0 | 0 | 0 | 0 | 0 | 0 | 0 | 0 | 0 | 0 | 0 | 0 | 0 | 0 | 1.29e-06
Option 2 SG | NSW | N2 | New England | Wind | 442.48 | 442.48 | 442.48 | 442.48 | 652.48 | 652.48 | 652.48 | 652.48 | 652.48 | 652.48 | 1208.1567 | 1643.2711 | 1470.7911 | 1470.7911 | 1470.7911 | 1470.7911 | 2279.9999 | 2009.9999 | 2009.9999 | 2009.9999 | 2009.9999 | 2638.4085 | 3080.2025 | 3275.2664
Option 2 SG | NSW | N5 | South West NSW | Wind | 0 | 0 | 0 | 0 | 0 | 0 | 0 | 0 | 0 | 0 | 0 | 0 | 0 | 0 | 0 | 0 | 0 | 0 | 0 | 0 | 0 | 0 | 0 | 0
Option 2 SG | NSW | N4 | Broken Hill | Wind | 198.01 | 198.01 | 198.01 | 198.01 | 198.01 | 198.01 | 198.01 | 198.01 | 198.01 | 198.01 | 198.01 | 198.01 | 198.01 | 198.01 | 198.01 | 198.01 | 198.01 | 1.04e-06 | 4.31e-06 | 108.3036 | 211.9906 | 211.9906 | 211.9906 | 211.9906
Option 2 SG | NSW | N3 | Central-West Orana | Wind | 113.19 | 113.19 | 527.19 | 1314.19 | 2148.19 | 2148.19 | 2148.19 | 2148.19 | 2148.19 | 2148.19 | 2148.19 | 2148.19 | 2148.19 | 2148.19 | 2300.9629 | 3490.3994 | 3490.3994 | 3847.7912 | 4603.8948 | 4657.8949 | 6044.16 | 6446.1904 | 6503.223 | 7065.9574
Option 2 SG | NSW | N12 | Illawarra | Wind | 0 | 0 | 0 | 0 | 0 | 0 | 0 | 0 | 0 | 0 | 0 | 0 | 71 | 71 | 71 | 71 | 71 | 71 | 71 | 71 | 71 | 71 | 71 | 71
Option 2 SG | NSW | DN3 | Marulan | Wind | 0 | 0 | 0 | 0 | 0 | 0 | 0 | 0 | 0 | 0 | 0 | 0 | 0 | 0 | 0 | 0 | 0 | 0 | 1.02e-06 | 1.02e-06 | 1.02e-06 | 1.02e-06 | 1.02e-06 | 1.02e-06
Option 2 SG | NSW | N13 | South Cobar | Wind | 0 | 0 | 0 | 0 | 0 | 0 | 0 | 0 | 0 | 0 | 0 | 0 | 0 | 0 | 0 | 0 | 0 | 0 | 0 | 0 | 0 | 0 | 1.41e-06 | 2.91e-06
Option 2 SG | QLD | Q1 | Far North QLD | Solar | 72 | 72.0004 | 72.0004 | 72.0004 | 72.0004 | 72.0004 | 72.0004 | 72.0004 | 72.0004 | 72.0004 | 72.0004 | 167.7068 | 167.7068 | 167.7068 | 167.7068 | 167.7068 | 275.0548 | 314.0923 | 314.0923 | 314.0923 | 314.0923 | 314.0923 | 242.0923 | 242.0923
Option 2 SG | QLD | Q10 | Collinsville | Solar | 227.02 | 227.02 | 227.02 | 227.02 | 227.02 | 227.02 | 227.02 | 227.02 | 227.02 | 227.02 | 227.02 | 227.02 | 227.02 | 227.02 | 227.02 | 227.02 | 227.02 | 227.02 | 227.02 | 227.02 | 227.02 | 227.02 | 65 | 0
Option 2 SG | QLD | Q6 | Fitzroy | Solar | 81.72 | 81.72 | 81.72 | 81.72 | 81.72 | 81.72 | 81.72 | 81.72 | 81.72 | 81.72 | 81.72 | 81.72 | 81.72 | 81.72 | 81.72 | 81.72 | 81.72 | 81.72 | 81.72 | 81.72 | 81.72 | 81.72 | 81.72 | 683.5432
Option 2 SG | QLD | Q3 | Northern Qld | Solar | 437.15 | 437.15 | 1037.15 | 1037.15 | 1037.15 | 1037.15 | 1037.15 | 1037.15 | 1037.15 | 1037.15 | 1037.15 | 1037.15 | 1037.15 | 1037.15 | 1037.15 | 1037.15 | 915.99 | 800.02 | 800.02 | 800.02 | 800.02 | 700.04 | 700.04 | 700.04
Option 2 SG | QLD | Q4b | Isaac (B) | Solar | 295.96 | 295.96 | 295.96 | 295.96 | 295.96 | 295.96 | 295.96 | 295.96 | 295.96 | 295.96 | 295.96 | 295.96 | 295.96 | 295.96 | 295.96 | 295.96 | 295.96 | 295.96 | 295.96 | 295.96 | 295.96 | 295.96 | 295.96 | 295.96
Option 2 SG | QLD | Q5 | Barcaldine | Solar | 0 | 6.33e-06 | 6.33e-06 | 6.33e-06 | 6.33e-06 | 6.33e-06 | 6.33e-06 | 6.33e-06 | 6.33e-06 | 6.33e-06 | 7.46e-06 | 1.037e-05 | 1.037e-05 | 1.037e-05 | 1.179e-05 | 3.658e-05 | 6.486e-05 | 6.707e-05 | 6.707e-05 | 12.6825 | 12.6825 | 12.6825 | 22.8133 | 27.9522
Option 2 SG | QLD | Q2 | North Qld Clean Energy Hub | Solar | 84.47 | 84.47 | 84.47 | 84.47 | 84.47 | 84.47 | 84.47 | 84.47 | 84.47 | 84.47 | 84.47 | 35.97 | 35.97 | 35.97 | 35.97 | 35.97 | 35.97 | 35.97 | 35.97 | 35.97 | 20.97 | 20.97 | 0 | 0
Option 2 SG | QLD | Q4 | Isaac | Solar | 393.47 | 393.47 | 393.47 | 393.47 | 393.47 | 393.47 | 393.47 | 393.47 | 393.47 | 393.47 | 393.47 | 393.47 | 393.47 | 393.47 | 393.47 | 393.47 | 393.47 | 393.47 | 350.97 | 350.97 | 350.97 | 350.97 | 101 | 477.6914
Option 2 SG | QLD | Q9 | Banana | Solar | 15 | 15 | 15 | 15 | 15 | 15 | 15 | 15 | 15 | 15 | 15 | 15 | 15 | 15 | 15 | 15 | 15 | 0 | 0 | 0 | 0 | 0 | 0 | 0
Option 2 SG | QLD | Q8b | Darling Downs (B) | Solar | 292.49 | 274.45 | 274.45 | 274.45 | 274.45 | 274.45 | 274.45 | 274.45 | 274.45 | 274.45 | 274.45 | 274.45 | 274.45 | 274.45 | 274.45 | 274.45 | 274.45 | 249.45 | 146.49 | 114.39 | 82.29 | 82.29 | 54.99 | 0
Option 2 SG | QLD | Q8 | Darling Downs | Solar | 0 | 45.1778 | 45.1778 | 45.1778 | 45.1778 | 45.1778 | 45.1778 | 45.1778 | 45.1778 | 45.1778 | 45.1778 | 45.1778 | 45.1778 | 45.1778 | 45.1778 | 1412.0784 | 2446.1957 | 2446.1957 | 2446.1957 | 2446.1958 | 2608.1458 | 3434.4319 | 3970.9101 | 4373.81
Option 2 SG | QLD | Q7 | Wide Bay | Solar | 426.77 | 486.77 | 685.17 | 685.17 | 685.17 | 685.17 | 685.17 | 685.17 | 685.17 | 685.17 | 685.17 | 685.17 | 685.17 | 685.17 | 685.17 | 685.17 | 1834.9868 | 1834.9868 | 1834.9868 | 2160.4974 | 2384.1404 | 2517.0568 | 2641.3288 | 2510.4388
Option 2 SG | QLD | Q8a | Darling Downs (A) | Solar | 1089.24 | 1458.57 | 1458.01 | 1457.46 | 1456.89 | 1456.33 | 1455.77 | 1455.27 | 1454.79 | 1454.79 | 1344.79 | 1344.79 | 1344.79 | 1344.79 | 1344.79 | 1344.79 | 1344.79 | 1344.79 | 1344.79 | 1344.79 | 782.87 | 782.87 | 782.87 | 782.87
Option 2 SG | QLD | Q1 | Far North QLD | Wind | 332.45 | 332.45 | 332.45 | 332.45 | 332.45 | 332.45 | 808.272 | 902.45 | 902.45 | 902.45 | 902.45 | 902.45 | 902.45 | 902.45 | 902.45 | 902.45 | 902.45 | 721.98 | 721.98 | 856.9875 | 856.9875 | 856.9875 | 705.0075 | 873.0891
Option 2 SG | QLD | Q10 | Collinsville | Wind | 0 | 0 | 0 | 0 | 0 | 0 | 0 | 0 | 0 | 0 | 8.32e-06 | 1.293e-05 | 1.293e-05 | 1.293e-05 | 1.293e-05 | 1.293e-05 | 1.411e-05 | 1.587e-05 | 1.587e-05 | 1.2799 | 1.2799 | 232.0339 | 555.9672 | 598.7714
Option 2 SG | QLD | Q2 | North Qld Clean Energy Hub | Wind | 43.2 | 43.2 | 43.2 | 43.2 | 43.2 | 43.2 | 43.2 | 43.2 | 43.2 | 119.3457 | 215.6064 | 215.6064 | 597.1069 | 597.1069 | 597.1069 | 597.1069 | 821.4818 | 1782.5952 | 1782.5952 | 1922.0025 | 1878.8025 | 1878.8025 | 2284.0623 | 2284.0623
Option 2 SG | QLD | Q4 | Isaac | Wind | 439 | 724.2 | 724.2 | 724.2 | 724.2 | 724.2 | 724.2 | 724.2 | 724.2 | 724.2 | 724.2 | 724.2 | 724.2 | 724.2 | 724.2 | 724.2 | 724.2 | 724.2 | 724.2 | 724.2 | 724.2 | 724.2 | 724.2 | 685.2
Option 2 SG | QLD | Q5 | Barcaldine | Wind | 0 | 0 | 0 | 0 | 0 | 0 | 0 | 0 | 0 | 2.08e-06 | 85.0972 | 95.2148 | 95.2148 | 95.2148 | 95.2148 | 95.2148 | 95.2148 | 95.2148 | 95.2148 | 96.8657 | 97.5361 | 97.5361 | 97.7245 | 101.8762
Option 2 SG | QLD | Q8c | Darling Downs (C) | Wind | 691.98 | 691.98 | 691.98 | 691.98 | 691.98 | 691.98 | 691.98 | 691.98 | 691.98 | 691.98 | 691.98 | 691.98 | 691.98 | 691.98 | 691.98 | 691.98 | 691.98 | 691.98 | 252 | 252 | 252 | 252 | 252 | 252
Option 2 SG | QLD | Q8b | Darling Downs (B) | Wind | 890.03 | 890.03 | 890.03 | 890.03 | 890.03 | 890.03 | 890.03 | 890.03 | 890.03 | 890.03 | 890.03 | 890.03 | 890.03 | 890.03 | 890.03 | 890.03 | 890.03 | 890.03 | 890.03 | 890.03 | 890.03 | 890.03 | 890.03 | 890.03
Option 2 SG | QLD | Q8a | Darling Downs (A) | Wind | 172.99 | 172.99 | 172.99 | 172.99 | 172.99 | 172.99 | 172.99 | 172.99 | 172.99 | 172.99 | 172.99 | 172.99 | 172.99 | 172.99 | 172.99 | 172.99 | 172.99 | 172.99 | 172.99 | 172.99 | 172.99 | 172.99 | 172.99 | 172.99
Option 2 SG | QLD | Q8 | Darling Downs | Wind | 0 | 0 | 0 | 0 | 0 | 0 | 4.27e-06 | 4.27e-06 | 420 | 1312.6038 | 1996.401 | 2823.2938 | 2823.2938 | 2823.2938 | 2823.2938 | 2823.2938 | 2823.2938 | 2823.2938 | 2823.2938 | 2823.2938 | 4278.1934 | 4355.6612 | 4355.6612 | 5122.8996
Option 2 SG | QLD | Q6 | Fitzroy | Wind | 0 | 221.01 | 221.01 | 221.01 | 221.01 | 221.01 | 221.01 | 221.01 | 221.01 | 221.01 | 221.01 | 221.01 | 221.01 | 221.01 | 221.01 | 221.01 | 221.01 | 592.4336 | 592.4336 | 1003.361 | 1003.361 | 1121.01 | 1121.01 | 1121.01
Option 2 SG | SA | S3 | Mid-North SA | Solar | 0 | 0.00020824 | 0.00020824 | 0.00020824 | 0.00020824 | 0.00020824 | 0.00020824 | 0.00020824 | 0.00020824 | 0.00020824 | 0.00020824 | 0.00020824 | 0.00020824 | 0.00020824 | 0.00020824 | 0.00020824 | 0.00020824 | 0.00020824 | 0.00020824 | 0.00020824 | 0.00020824 | 0.00020824 | 0.00020824 | 0.00020929
Option 2 SG | SA | S2 | Riverland | Solar | 19.89 | 19.89 | 19.89 | 19.89 | 19.89 | 15.33 | 15.33 | 15.33 | 15.33 | 15.33 | 15.33 | 15.33 | 15.33 | 15.33 | 15.33 | 6.21 | 6.21 | 6.21 | 6.21 | 0 | 0 | 0 | 0 | 0
Option 2 SG | SA | S1 | South East SA | Solar | 182 | 182 | 182 | 182 | 182 | 182 | 182 | 182 | 182 | 182 | 182 | 182 | 182 | 182 | 182 | 182 | 182 | 182 | 182 | 182 | 182 | 182 | 182 | 87
Option 2 SG | SA | S5 | Northern SA | Solar | 296.24 | 917.3998 | 917.3998 | 917.3998 | 917.3998 | 917.3998 | 917.3998 | 917.3998 | 917.3998 | 917.3998 | 917.3998 | 917.3998 | 917.3998 | 917.3998 | 917.3998 | 917.3998 | 917.3998 | 917.3998 | 698.1598 | 698.1598 | 698.1598 | 621.1598 | 621.1598 | 621.1598
Option 2 SG | SA | S3 | Mid-North SA | Wind | 1732.01 | 1732.01 | 1732.01 | 1732.01 | 1732.01 | 1732.01 | 1732.01 | 1633.31 | 1633.31 | 1561.91 | 1377.42 | 1377.42 | 1377.42 | 1050.72 | 1050.72 | 1050.72 | 1050.72 | 854.0382 | 1715.2904 | 1905.66 | 1905.66 | 1905.66 | 1704.68 | 1508.99
Option 2 SG | SA | S2 | Riverland | Wind | 0 | 0 | 0 | 0 | 0 | 0 | 0 | 0 | 0 | 0 | 0 | 0 | 0 | 0 | 0 | 0 | 0 | 0 | 0 | 0 | 0 | 0 | 0 | 1.15e-06
Option 2 SG | SA | S1 | South East SA | Wind | 324.5 | 324.5 | 324.5 | 324.5 | 324.5 | 324.5 | 324.5 | 324.5 | 324.5 | 198 | 198 | 198 | 39 | 39 | 0 | 0 | 0 | 0 | 1.96e-06 | 3.82e-06 | 1.741e-05 | 237.0389 | 237.0389 | 237.0389
Option 2 SG | SA | S6 | Roxby Downs | Wind | 0 | 0 | 0 | 0 | 0 | 0 | 0 | 0 | 0 | 0 | 0 | 0 | 0 | 0 | 0 | 0 | 0 | 0 | 1.06e-06 | 1.06e-06 | 1.06e-06 | 1.06e-06 | 1.06e-06 | 2.68e-06
Option 2 SG | SA | S4 | Yorke Peninsula | Wind | 0 | 0 | 0 | 0 | 0 | 0 | 0 | 0 | 0 | 0 | 0 | 0 | 0 | 0 | 0 | 0 | 0 | 2e-06 | 3.59e-06 | 6.61e-06 | 8.36e-06 | 1.072e-05 | 1.072e-05 | 108.6266
Option 2 SG | SA | S5 | Northern SA | Wind | 407.5 | 407.5 | 407.5 | 407.5 | 407.5 | 407.5 | 407.5 | 407.5 | 407.5 | 407.5 | 407.5 | 407.5 | 407.5 | 407.5 | 407.5 | 407.5 | 407.5 | 407.5 | 407.5 | 201 | 232.9292 | 232.9292 | 232.9292 | 416.5162
Option 2 SG | SA | S7 | Eastern Eyre Peninsula | Wind | 225.03 | 225.03 | 225.03 | 225.03 | 163.03 | 72.28 | 72.28 | 72.28 | 72.28 | 0 | 0 | 0 | 0 | 0 | 0 | 0 | 0 | 0 | 2.69e-06 | 1.178e-05 | 181.6097 | 317.5696 | 317.5696 | 327.9728
Option 2 SG | TAS | T2 | North West Tasmania | Solar | 0 | 0 | 150 | 150 | 150 | 150 | 150 | 150 | 150 | 150 | 150 | 150 | 150 | 150 | 150 | 150 | 150 | 150 | 150 | 150 | 150 | 150 | 150 | 150
Option 2 SG | TAS | T3 | Central Highlands | Solar | 0 | 0 | 120.4108 | 570.4108 | 570.4108 | 570.4108 | 570.4108 | 570.4108 | 570.4108 | 570.4108 | 570.4108 | 570.4108 | 570.4108 | 570.4108 | 570.4108 | 570.4108 | 570.4108 | 570.4108 | 570.4108 | 570.4108 | 570.4108 | 570.4108 | 570.4108 | 570.4108
Option 2 SG | TAS | T1 | North East Tasmania | Solar | 0 | 0 | 479.5892 | 479.5892 | 479.5892 | 479.5892 | 479.5892 | 479.5892 | 479.5892 | 479.5892 | 479.5892 | 479.5892 | 479.5892 | 479.5892 | 479.5892 | 479.5892 | 479.5892 | 479.5892 | 479.5892 | 479.5892 | 479.5892 | 479.5892 | 479.5892 | 479.5892
Option 2 SG | TAS | T2 | North West Tasmania | Wind | 111.6 | 111.6 | 111.6 | 111.6 | 111.6 | 111.6 | 111.6 | 111.6 | 111.6 | 111.6 | 120.0212 | 120.0212 | 120.0212 | 120.0212 | 120.0212 | 120.0212 | 120.0212 | 120.0212 | 120.0212 | 120.0212 | 120.0212 | 120.0212 | 120.0212 | 120.0212
Option 2 SG | TAS | T3 | Central Highlands | Wind | 144 | 144 | 144 | 144 | 144 | 144 | 144 | 534.3526 | 909.7171 | 1044 | 1142.9706 | 1142.9706 | 1142.9706 | 1142.9706 | 1142.9706 | 1142.9706 | 1142.9706 | 1142.9706 | 998.9706 | 998.9706 | 998.9706 | 998.9706 | 998.9706 | 998.9706
Option 2 SG | TAS | T1 | North East Tasmania | Wind | 0 | 0 | 0 | 0 | 0 | 0 | 0 | 0 | 0 | 187.9606 | 382.0632 | 400 | 400 | 400 | 400 | 400 | 400 | 400 | 400 | 400 | 400 | 400 | 400 | 400
Option 2 SG | VIC | V8 | Gippsland Offshore | Offshore Wind | 0 | 0 | 0 | 0 | 0 | 1480.6704 | 1957.9593 | 2623.9593 | 3290.9593 | 4290.9593 | 5220 | 6220 | 7220 | 8220 | 8220 | 8220 | 8220 | 8220 | 8220 | 8220 | 8220 | 8220 | 8220 | 8220
Option 2 SG | VIC | V9 | Southern Ocean | Offshore Wind | 0 | 0 | 0 | 0 | 0 | 519.3296 | 709.0407 | 709.0407 | 709.0407 | 709.0407 | 780 | 780 | 780 | 780 | 780 | 780 | 780 | 780 | 780 | 780 | 780 | 780 | 780 | 780
Option 2 SG | VIC | V1 | North West VIC | Solar | 596.96 | 941.0027 | 941.0027 | 941.0027 | 941.0027 | 941.0027 | 941.0027 | 941.0027 | 941.0027 | 941.0027 | 941.0027 | 941.0027 | 941.0027 | 941.0027 | 941.0027 | 941.0027 | 941.0027 | 941.0027 | 941.0027 | 913.8327 | 913.8327 | 913.8327 | 773.8027 | 397.8727
Option 2 SG | VIC | V2 | Central Highlands VIC | Solar | 0 | 199.5806 | 199.5806 | 199.5806 | 199.5806 | 199.5806 | 199.5806 | 199.5806 | 199.5806 | 199.5806 | 199.5806 | 199.5806 | 199.5806 | 199.5806 | 199.5806 | 199.5806 | 199.5806 | 199.5806 | 199.5806 | 199.5806 | 199.5806 | 199.5806 | 199.5806 | 199.5806
Option 2 SG | VIC | V6 | Gippsland Onshore | Solar | 0 | 404.5667 | 404.5667 | 404.5667 | 404.5667 | 404.5667 | 404.5667 | 404.5667 | 404.5667 | 404.5667 | 404.5667 | 404.5667 | 404.5667 | 404.5667 | 404.5667 | 404.5667 | 404.5667 | 404.5667 | 404.5667 | 404.5667 | 404.5667 | 404.5667 | 404.5667 | 404.5667
Option 2 SG | VIC | V7 | Central North VIC | Solar | 619.99 | 700.03 | 764.05 | 764.05 | 764.05 | 764.05 | 764.05 | 764.05 | 764.05 | 764.05 | 764.05 | 764.05 | 764.05 | 764.05 | 764.05 | 764.05 | 764.05 | 764.05 | 664.08 | 664.08 | 664.08 | 664.08 | 664.08 | 664.08
Option 2 SG | VIC | V3 | Wimmera Grampians | Solar | 118.8 | 118.8 | 118.8 | 118.8 | 118.8 | 118.8 | 118.8 | 118.8 | 118.8 | 118.8 | 118.8 | 118.8 | 118.8 | 118.8 | 118.8 | 118.8 | 118.8 | 118.8 | 118.8 | 118.8 | 118.8 | 118.8 | 118.8 | 118.8
Option 2 SG | VIC | V1 | North West VIC | Wind | 0 | 0 | 1017.8508 | 1205.3119 | 1205.3119 | 1205.3119 | 1205.3119 | 1205.3119 | 1205.3119 | 1205.3119 | 1205.3119 | 1205.3119 | 1205.3119 | 1205.3119 | 1205.3119 | 1205.3119 | 1205.3119 | 1205.3119 | 1205.3119 | 1205.3119 | 1205.3119 | 1205.3119 | 1205.3119 | 1205.3119
Option 2 SG | VIC | V2 | Central Highlands VIC | Wind | 692.62 | 692.62 | 1011.62 | 1481.9867 | 1481.9867 | 1481.9867 | 1481.9867 | 1481.9867 | 1481.9867 | 1481.9867 | 1481.9867 | 1481.9867 | 1481.9867 | 1481.9867 | 1481.9867 | 1481.9867 | 1481.9867 | 1350.7867 | 1046.0667 | 1046.0667 | 1046.0667 | 1017.3667 | 1017.3667 | 968.7522
Option 2 SG | VIC | V3 | Wimmera Grampians | Wind | 768.85 | 768.85 | 768.85 | 768.85 | 716.35 | 716.35 | 716.35 | 716.35 | 524.35 | 524.35 | 524.35 | 524.35 | 524.35 | 524.35 | 524.35 | 524.35 | 524.35 | 524.35 | 444.4 | 444.4 | 444.4 | 204.4 | 204.4 | 3.836e-05
Option 2 SG | VIC | V4 | Wimmera Southern Mallee | Wind | 465.75 | 465.75 | 616.8113 | 1383.9313 | 1383.9313 | 1383.9313 | 1383.9313 | 1383.9313 | 1383.9313 | 1383.9313 | 1383.9313 | 1383.9313 | 1383.9313 | 1383.9313 | 1383.9313 | 1383.9313 | 1352.8813 | 1352.8813 | 1352.8813 | 1352.8813 | 1352.8813 | 1352.8813 | 1352.8813 | 1127.1813
Option 2 SG | VIC | V5 | South West VIC | Wind | 2151.27 | 2223.27 | 2521.3579 | 2521.3579 | 2521.3579 | 2491.3579 | 2491.3579 | 2491.3579 | 2491.3579 | 2491.3579 | 2491.3579 | 2428.3479 | 2008.3479 | 2008.3479 | 1856.6479 | 1856.6479 | 1837.1479 | 1651.1479 | 1651.1479 | 804.1479 | 804.1479 | 651.1579 | 651.1579 | 651.1579
Option 2 SG | VIC | V6 | Gippsland Onshore | Wind | 0 | 0 | 5.85e-06 | 3.238e-05 | 3.238e-05 | 3.238e-05 | 3.238e-05 | 3.238e-05 | 3.238e-05 | 3.238e-05 | 3.238e-05 | 3.238e-05 | 3.238e-05 | 3.238e-05 | 3.238e-05 | 3.238e-05 | 3.238e-05 | 3.238e-05 | 3.238e-05 | 3.238e-05 | 3.238e-05 | 3.238e-05 | 3.238e-05 | 3.238e-05
Option 2 SG | VIC | V7 | Central North VIC | Wind | 0 | 0 | 136 | 289.0522 | 289.0522 | 289.0522 | 289.0522 | 289.0522 | 289.0522 | 289.0522 | 289.0522 | 289.0522 | 289.0522 | 289.0522 | 289.0522 | 289.0522 | 289.0522 | 289.0522 | 289.0522 | 289.0522 | 289.0522 | 289.0522 | 289.0522 | 289.0522
Option 2D SG | NSW | N10 | Hunter Coast | Offshore Wind | 0 | 0 | 0 | 0 | 0 | 0 | 0 | 0 | 0 | 0 | 0 | 0 | 0 | 0 | 0 | 0 | 0 | 0 | 0 | 0 | 0 | 0 | 0 | 0
Option 2D SG | NSW | N11 | Illawarra Coast | Offshore Wind | 0 | 0 | 0 | 0 | 0 | 0 | 0 | 0 | 0 | 0 | 0 | 0 | 0 | 0 | 0 | 0 | 0 | 0 | 0 | 0 | 0 | 0 | 0 | 0
Option 2D SG | NSW | N8 | Cooma-Monaro | Solar | 0 | 85.8582 | 85.8582 | 350 | 350 | 350 | 350 | 350 | 350 | 350 | 350 | 350 | 350 | 350 | 350 | 350 | 350 | 350 | 350 | 350 | 350 | 350 | 350 | 350
Option 2D SG | NSW | N9 | Hunter-Central Coast | Solar | 0 | 953 | 953 | 953 | 953 | 953 | 953 | 953 | 953 | 953 | 953 | 953 | 953 | 953 | 953 | 953 | 1218.4513 | 1218.4513 | 1218.4513 | 1218.4513 | 1218.4513 | 1218.4513 | 1218.4513 | 1218.4513
Option 2D SG | NSW | N7 | Tumut | Solar | 0 | 0.020639 | 0.020639 | 100 | 100 | 100 | 100 | 100 | 100 | 100 | 100 | 100 | 100 | 100 | 100 | 100 | 100 | 100 | 100 | 100 | 100 | 100 | 100 | 100
Option 2D SG | NSW | N1 | North West NSW | Solar | 166 | 334.72 | 334.72 | 365.9531 | 365.9531 | 365.9531 | 365.9531 | 365.9531 | 365.9531 | 365.9531 | 365.9531 | 365.9531 | 365.9531 | 365.9531 | 365.9531 | 365.9531 | 365.9531 | 365.9531 | 365.9531 | 365.9531 | 309.9531 | 309.9531 | 309.9531 | 309.9531
Option 2D SG | NSW | N13 | South Cobar | Solar | 0 | 0.00013362 | 0.00013362 | 0.00013362 | 0.00013362 | 0.00013362 | 0.00013362 | 0.00013362 | 0.00013362 | 0.00013362 | 0.00013362 | 0.00013362 | 0.00013362 | 0.00013362 | 0.00013362 | 0.00013362 | 0.00013362 | 0.00013362 | 0.00013362 | 0.00013362 | 0.00013505 | 0.00013505 | 0.00013892 | 0.00014009
Option 2D SG | NSW | N2 | New England | Solar | 535.02 | 735.66 | 1055.66 | 1055.66 | 1055.66 | 1055.66 | 1055.66 | 1055.66 | 1055.66 | 1055.66 | 1055.66 | 1055.66 | 1055.66 | 1055.66 | 1055.66 | 1055.66 | 1055.66 | 1035.66 | 1035.66 | 1035.66 | 1035.66 | 1035.66 | 1035.66 | 1035.66
Option 2D SG | NSW | N3 | Central-West Orana | Solar | 1496 | 1496 | 1496 | 8373.1439 | 8723.1439 | 8898.1439 | 8898.1439 | 8898.1439 | 8898.1439 | 8898.1439 | 8898.1439 | 8898.1439 | 8898.1439 | 8898.1439 | 8898.1439 | 8898.1439 | 8796.1139 | 8796.1139 | 8796.1139 | 8760.1039 | 8760.1039 | 8760.1039 | 8713.4039 | 8521.7639
Option 2D SG | NSW | N4 | Broken Hill | Solar | 53 | 215.9727 | 215.9727 | 215.9727 | 215.9727 | 215.9727 | 215.9727 | 215.9727 | 215.9727 | 215.9727 | 215.9727 | 215.9727 | 215.9727 | 215.9727 | 215.9727 | 215.9727 | 215.9727 | 162.9727 | 162.9727 | 162.9727 | 162.9727 | 162.9727 | 162.9727 | 162.9727
Option 2D SG | NSW | N5 | South West NSW | Solar | 903.68 | 1013.68 | 1013.68 | 1014.5801 | 1013.6801 | 1013.6801 | 1013.6801 | 1013.6801 | 1013.6801 | 1013.6801 | 1013.6801 | 1013.6801 | 1013.6801 | 1013.6801 | 1013.6801 | 1013.6801 | 1013.6801 | 863.6501 | 863.6501 | 863.6501 | 863.6501 | 863.6501 | 863.6501 | 663.9701
Option 2D SG | NSW | N6 | Wagga Wagga | Solar | 436.14 | 2612.15 | 2612.15 | 2612.15 | 2612.15 | 2612.15 | 2612.15 | 2612.15 | 2612.15 | 2612.15 | 2612.15 | 2612.15 | 2612.15 | 2612.15 | 2612.15 | 2612.15 | 2612.15 | 2612.15 | 2612.15 | 2612.15 | 2612.15 | 2612.15 | 2612.15 | 2612.15
Option 2D SG | NSW | N8 | Cooma-Monaro | Wind | 113.18 | 113.18 | 113.18 | 113.18 | 113.18 | 113.18 | 113.18 | 113.18 | 113.18 | 113.18 | 113.18 | 113.18 | 113.18 | 113.18 | 0 | 0 | 0 | 3.41e-06 | 100 | 100 | 100 | 100.0001 | 100.0001 | 100.0001
Option 2D SG | NSW | N9 | Hunter-Central Coast | Wind | 0 | 0 | 0 | 0 | 0 | 0 | 0 | 0 | 0 | 1.15e-06 | 303.1504 | 303.1504 | 390.325 | 390.325 | 1400 | 1400 | 1524 | 1524 | 1524 | 1524 | 1524 | 1524 | 1524 | 1524
Option 2D SG | NSW | N6 | Wagga Wagga | Wind | 0 | 0 | 0 | 0 | 0 | 0 | 0 | 0 | 0 | 0 | 0 | 0 | 0 | 0 | 0 | 0 | 0 | 0 | 8.08e-06 | 1.449e-05 | 1.966e-05 | 3.654e-05 | 4.984e-05 | 6.536e-05
Option 2D SG | NSW | N5 | South West NSW | Wind | 0 | 0 | 0 | 0 | 0 | 0 | 0 | 0 | 0 | 0 | 0 | 0 | 0 | 0 | 0 | 0 | 0 | 0 | 1.134e-05 | 1.557e-05 | 1.703e-05 | 5.242e-05 | 5.475e-05 | 5.887e-05
Option 2D SG | NSW | DN3 | Marulan | Wind | 0 | 0 | 0 | 0 | 0 | 0 | 0 | 0 | 0 | 0 | 0 | 0 | 0 | 0 | 0 | 0 | 0 | 0 | 5.36e-06 | 6.45e-06 | 8.57e-06 | 1.395e-05 | 1.728e-05 | 2.179e-05
Option 2D SG | NSW | N12 | Illawarra | Wind | 0 | 0 | 0 | 0 | 0 | 0 | 0 | 0 | 0 | 0 | 0 | 0 | 71 | 71 | 71 | 71 | 71 | 71 | 71 | 71 | 71 | 71 | 71 | 71
Option 2D SG | NSW | N13 | South Cobar | Wind | 0 | 0 | 0 | 0 | 0 | 0 | 0 | 0 | 0 | 0 | 0 | 0 | 0 | 0 | 0 | 0 | 0 | 0 | 4.17e-06 | 1.005e-05 | 1.147e-05 | 2.425e-05 | 0.00089281 | 0.00090938
Option 2D SG | NSW | N2 | New England | Wind | 442.48 | 442.48 | 442.48 | 442.48 | 652.48 | 652.48 | 652.48 | 652.48 | 652.48 | 652.48 | 998.4202 | 1380.4818 | 1208.0018 | 1208.0018 | 1208.0018 | 1314.809 | 2042.4807 | 1772.4807 | 1772.4808 | 1772.4808 | 2010 | 2533.6838 | 2934.4754 | 3058.8775
Option 2D SG | NSW | N3 | Central-West Orana | Wind | 113.19 | 113.19 | 527.19 | 1314.19 | 2148.19 | 2148.19 | 2148.19 | 2148.19 | 2148.19 | 2148.19 | 2148.19 | 2148.19 | 2148.19 | 2148.19 | 2600.1098 | 3688.4681 | 3688.4681 | 3781.8554 | 4252.6439 | 4544.687 | 6044.16 | 6391.2786 | 6394.969 | 6980.3748
Option 2D SG | NSW | N4 | Broken Hill | Wind | 198.01 | 198.01 | 198.01 | 198.01 | 198.01 | 198.01 | 198.01 | 198.01 | 198.01 | 198.01 | 198.01 | 198.01 | 198.01 | 198.01 | 198.01 | 198.01 | 198.01 | 2.2e-06 | 215.185 | 237.6044 | 244.9546 | 244.9547 | 244.9547 | 253.4114
Option 2D SG | NSW | N7 | Tumut | Wind | 0 | 270.48 | 270.48 | 270.48 | 270.48 | 270.48 | 270.48 | 270.48 | 270.48 | 270.48 | 270.48 | 270.48 | 270.48 | 270.48 | 270.48 | 270.48 | 270.48 | 270.48 | 270.48 | 270.48 | 270.48 | 270.4801 | 270.4801 | 270.4802
Option 2D SG | QLD | Q1 | Far North QLD | Solar | 72 | 72.0007 | 72.0007 | 72.0007 | 72.0007 | 72.0007 | 72.0007 | 72.0007 | 72.0007 | 72.0007 | 72.0007 | 74.7945 | 74.7945 | 74.7945 | 74.7945 | 74.7945 | 257.2117 | 293.996 | 293.996 | 293.996 | 293.996 | 293.996 | 221.996 | 221.996
Option 2D SG | QLD | Q10 | Collinsville | Solar | 227.02 | 227.02 | 227.02 | 227.02 | 227.02 | 227.02 | 227.02 | 227.02 | 227.02 | 227.02 | 227.02 | 227.02 | 227.02 | 227.02 | 227.02 | 227.02 | 227.02 | 227.02 | 227.02 | 227.02 | 227.02 | 227.02 | 65 | 0
Option 2D SG | QLD | Q2 | North Qld Clean Energy Hub | Solar | 84.47 | 84.47 | 84.47 | 84.47 | 84.47 | 84.47 | 84.47 | 84.47 | 84.47 | 84.47 | 84.47 | 35.97 | 35.97 | 35.97 | 35.97 | 35.97 | 35.97 | 35.97 | 35.97 | 35.97 | 20.97 | 20.97 | 0 | 0
Option 2D SG | QLD | Q3 | Northern Qld | Solar | 437.15 | 437.15 | 1037.15 | 1037.15 | 1037.15 | 1037.15 | 1037.15 | 1037.15 | 1037.15 | 1037.15 | 1037.15 | 1037.15 | 1037.15 | 1037.15 | 1037.15 | 1037.15 | 915.99 | 800.02 | 800.02 | 800.02 | 800.02 | 700.04 | 700.04 | 700.04
Option 2D SG | QLD | Q4 | Isaac | Solar | 393.47 | 393.47 | 393.47 | 393.47 | 393.47 | 393.47 | 393.47 | 393.47 | 393.47 | 393.47 | 393.47 | 393.47 | 393.47 | 393.47 | 393.47 | 393.47 | 393.47 | 393.47 | 350.97 | 350.97 | 350.9701 | 350.9701 | 101.0001 | 457.341
Option 2D SG | QLD | Q4b | Isaac (B) | Solar | 295.96 | 295.96 | 295.96 | 295.96 | 295.96 | 295.96 | 295.96 | 295.96 | 295.96 | 295.96 | 295.96 | 295.96 | 295.96 | 295.96 | 295.96 | 295.96 | 295.96 | 295.96 | 295.96 | 295.96 | 295.96 | 295.96 | 295.96 | 295.96
Option 2D SG | QLD | Q5 | Barcaldine | Solar | 0 | 9.42e-06 | 9.42e-06 | 9.42e-06 | 9.42e-06 | 9.42e-06 | 9.42e-06 | 9.42e-06 | 9.42e-06 | 9.42e-06 | 1.052e-05 | 1.33e-05 | 1.33e-05 | 1.33e-05 | 1.43e-05 | 3.971e-05 | 4.203e-05 | 4.382e-05 | 4.743e-05 | 9.4775 | 9.4775 | 9.4775 | 17.5579 | 28.4293
Option 2D SG | QLD | Q6 | Fitzroy | Solar | 81.72 | 81.72 | 81.72 | 81.72 | 81.72 | 81.72 | 81.72 | 81.72 | 81.72 | 81.72 | 81.72 | 81.72 | 81.72 | 81.72 | 81.72 | 81.72 | 81.72 | 81.72 | 81.72 | 81.72 | 81.7201 | 81.7201 | 81.7202 | 579.2607
Option 2D SG | QLD | Q7 | Wide Bay | Solar | 426.77 | 486.77 | 685.17 | 685.17 | 685.17 | 685.17 | 685.17 | 685.17 | 685.17 | 685.17 | 685.17 | 685.17 | 685.17 | 685.17 | 685.17 | 685.1701 | 1821.6094 | 1821.6094 | 1821.6094 | 2000.9167 | 2370.8428 | 2475.9036 | 2650.088 | 2519.1981
Option 2D SG | QLD | Q9 | Banana | Solar | 15 | 15 | 15 | 15 | 15 | 15 | 15 | 15 | 15 | 15 | 15 | 15 | 15 | 15 | 15 | 15 | 15 | 0 | 0 | 0 | 0 | 0 | 0 | 0
Option 2D SG | QLD | Q8a | Darling Downs (A) | Solar | 1089.24 | 1458.57 | 1458.01 | 1457.46 | 1456.89 | 1456.33 | 1455.77 | 1455.27 | 1454.79 | 1454.79 | 1344.79 | 1344.79 | 1344.79 | 1344.79 | 1344.79 | 1344.79 | 1344.79 | 1344.79 | 1344.79 | 1344.79 | 782.87 | 782.87 | 782.87 | 782.87
Option 2D SG | QLD | Q8 | Darling Downs | Solar | 0 | 38.5048 | 38.5048 | 38.5048 | 38.5048 | 38.5048 | 38.5048 | 38.5048 | 38.5048 | 38.5048 | 38.5048 | 38.5048 | 38.5048 | 38.5048 | 38.5048 | 1594.394 | 2311.3049 | 2311.3049 | 2311.3049 | 2311.3051 | 2588.0248 | 3316.9483 | 3826.5631 | 4373.81
Option 2D SG | QLD | Q8b | Darling Downs (B) | Solar | 292.49 | 274.45 | 274.45 | 274.45 | 274.45 | 274.45 | 274.45 | 274.45 | 274.45 | 274.45 | 274.45 | 274.45 | 274.45 | 274.45 | 274.45 | 274.45 | 274.45 | 249.45 | 146.49 | 114.39 | 82.29 | 82.29 | 54.99 | 0
Option 2D SG | QLD | Q1 | Far North QLD | Wind | 332.45 | 332.45 | 332.45 | 332.45 | 332.45 | 332.45 | 592.9453 | 757.3734 | 898.7361 | 902.45 | 902.45 | 902.45 | 902.45 | 902.45 | 902.45 | 902.45 | 902.45 | 721.98 | 721.98 | 857.4314 | 857.4314 | 857.4315 | 705.4515 | 873.2759
Option 2D SG | QLD | Q10 | Collinsville | Wind | 0 | 0 | 0 | 0 | 0 | 0 | 0 | 0 | 0 | 0 | 7.25e-06 | 1.209e-05 | 1.209e-05 | 1.209e-05 | 1.209e-05 | 1.209e-05 | 1.38e-05 | 1.553e-05 | 1.553e-05 | 27.905 | 27.9051 | 245.4402 | 547.036 | 594.9358
Option 2D SG | QLD | Q2 | North Qld Clean Energy Hub | Wind | 43.2 | 43.2 | 43.2 | 43.2 | 43.2 | 43.2 | 43.2 | 43.2 | 43.2 | 43.2 | 190.0277 | 190.0277 | 595.1604 | 595.1604 | 595.1604 | 595.1604 | 961.2301 | 1804.0675 | 1804.0675 | 1908.1523 | 1864.9523 | 1864.9523 | 2287.7931 | 2287.7931
Option 2D SG | QLD | Q4 | Isaac | Wind | 439 | 724.2 | 724.2 | 724.2 | 724.2 | 724.2 | 724.2 | 724.2 | 724.2 | 724.2 | 724.2 | 724.2 | 724.2 | 724.2 | 724.2 | 724.2 | 724.2 | 724.2 | 724.2 | 724.2 | 724.2 | 724.2 | 724.2 | 685.2
Option 2D SG | QLD | Q5 | Barcaldine | Wind | 0 | 0 | 0 | 0 | 0 | 0 | 0 | 0 | 0 | 3.29e-06 | 38.9771 | 94.4495 | 94.4495 | 94.4495 | 94.4495 | 94.4495 | 94.4495 | 94.4495 | 94.4495 | 96.7931 | 97.5914 | 97.5914 | 97.9851 | 101.2518
Option 2D SG | QLD | Q6 | Fitzroy | Wind | 0 | 221.01 | 221.01 | 221.01 | 221.01 | 221.01 | 221.01 | 221.01 | 221.01 | 221.01 | 221.01 | 221.01 | 221.01 | 221.01 | 221.01 | 221.01 | 221.01 | 697.4618 | 697.4618 | 989.9521 | 989.9525 | 1121.01 | 1121.01 | 1121.01
Option 2D SG | QLD | Q8c | Darling Downs (C) | Wind | 691.98 | 691.98 | 691.98 | 691.98 | 691.98 | 691.98 | 691.98 | 691.98 | 691.98 | 691.98 | 691.98 | 691.98 | 691.98 | 691.98 | 691.98 | 691.98 | 691.98 | 691.98 | 252 | 252 | 252 | 252 | 252 | 252
Option 2D SG | QLD | Q8b | Darling Downs (B) | Wind | 890.03 | 890.03 | 890.03 | 890.03 | 890.03 | 890.03 | 890.03 | 890.03 | 890.03 | 890.03 | 890.03 | 890.03 | 890.03 | 890.03 | 890.03 | 890.03 | 890.03 | 890.03 | 890.03 | 890.03 | 890.03 | 890.03 | 890.03 | 890.03
Option 2D SG | QLD | Q8a | Darling Downs (A) | Wind | 172.99 | 172.99 | 172.99 | 172.99 | 172.99 | 172.99 | 172.99 | 172.99 | 172.99 | 172.99 | 172.99 | 172.99 | 172.99 | 172.99 | 172.99 | 172.99 | 172.99 | 172.99 | 172.99 | 172.99 | 172.99 | 172.99 | 172.99 | 172.99
Option 2D SG | QLD | Q8 | Darling Downs | Wind | 0 | 0 | 0 | 0 | 0 | 0 | 1.24e-06 | 1.24e-06 | 225.1784 | 789.578 | 1775.6647 | 2584.2917 | 2584.2917 | 2584.2917 | 2584.2917 | 2584.2917 | 2584.2917 | 2584.2917 | 2584.2917 | 2584.2918 | 3956.1215 | 4276.2735 | 4276.2735 | 5039.8298
Option 2D SG | SA | S5 | Northern SA | Solar | 296.24 | 917.3997 | 917.3997 | 917.3997 | 917.3997 | 917.3997 | 917.3997 | 917.3997 | 917.3997 | 917.3997 | 917.3997 | 917.3997 | 917.3997 | 917.3997 | 917.3997 | 917.3997 | 917.3997 | 917.3997 | 698.1597 | 698.1597 | 698.1597 | 621.1597 | 621.1597 | 621.1597
Option 2D SG | SA | S1 | South East SA | Solar | 182 | 182 | 182 | 182 | 182 | 182 | 182 | 182 | 182 | 182 | 182 | 182 | 182 | 182 | 182 | 182 | 182 | 182 | 182 | 182 | 182 | 182 | 182 | 87
Option 2D SG | SA | S2 | Riverland | Solar | 19.89 | 19.89 | 19.89 | 19.89 | 19.89 | 15.33 | 15.33 | 15.33 | 15.33 | 15.33 | 15.33 | 15.33 | 15.33 | 15.33 | 15.33 | 6.21 | 6.21 | 6.21 | 6.21 | 0 | 0 | 0 | 0 | 0
Option 2D SG | SA | S3 | Mid-North SA | Solar | 0 | 0.00032658 | 0.00032658 | 0.00032658 | 0.00032658 | 0.00032658 | 0.00032658 | 0.00032658 | 0.00032658 | 0.00032658 | 0.00032658 | 0.00032658 | 0.00032658 | 0.00032658 | 0.00032658 | 0.00032658 | 0.00032658 | 0.00032658 | 0.00032658 | 0.00032783 | 0.00032967 | 0.00032967 | 0.00033337 | 0.00034085
Option 2D SG | SA | S5 | Northern SA | Wind | 407.5 | 407.5 | 407.5 | 407.5 | 407.5 | 407.5 | 407.5 | 407.5 | 407.5 | 407.5 | 407.5 | 407.5 | 407.5 | 407.5 | 407.5 | 407.5 | 407.5 | 407.5 | 407.5 | 201 | 316.4753 | 321.5729 | 321.5729 | 489.0736
Option 2D SG | SA | S7 | Eastern Eyre Peninsula | Wind | 225.03 | 225.03 | 225.03 | 225.03 | 163.03 | 72.28 | 72.28 | 72.28 | 72.28 | 0 | 0 | 0 | 0 | 0 | 0 | 0 | 0 | 0 | 1.021e-05 | 83.0114 | 150.7755 | 317.2863 | 317.2863 | 327.9728
Option 2D SG | SA | S6 | Roxby Downs | Wind | 0 | 0 | 0 | 0 | 0 | 0 | 0 | 0 | 0 | 0 | 0 | 0 | 0 | 0 | 0 | 0 | 0 | 0 | 5.42e-06 | 5.42e-06 | 8.05e-06 | 8.05e-06 | 9.27e-06 | 1.909e-05
Option 2D SG | SA | S4 | Yorke Peninsula | Wind | 0 | 0 | 0 | 0 | 0 | 0 | 0 | 0 | 0 | 0 | 0 | 0 | 0 | 0 | 0 | 0 | 0 | 1.37e-06 | 1.529e-05 | 4.053e-05 | 4.796e-05 | 6.358e-05 | 0.000104 | 109.7573
Option 2D SG | SA | S1 | South East SA | Wind | 324.5 | 324.5 | 324.5 | 324.5 | 324.5 | 324.5 | 324.5 | 324.5 | 324.5 | 198 | 198 | 198 | 39 | 39 | 0 | 0 | 0 | 1.04e-06 | 9.9e-06 | 2.729e-05 | 24.8168 | 380.0345 | 380.0345 | 380.0345
Option 2D SG | SA | S2 | Riverland | Wind | 0 | 0 | 0 | 0 | 0 | 0 | 0 | 0 | 0 | 0 | 0 | 0 | 0 | 0 | 0 | 0 | 0 | 0 | 4.25e-06 | 4.25e-06 | 6.87e-06 | 1.168e-05 | 1.39e-05 | 2.492e-05
Option 2D SG | SA | S3 | Mid-North SA | Wind | 1732.01 | 1732.01 | 1732.01 | 1732.01 | 1732.01 | 1732.01 | 1732.01 | 1633.31 | 1633.31 | 1561.91 | 1377.42 | 1377.42 | 1377.42 | 1050.72 | 1050.72 | 1050.72 | 1050.72 | 1050.1441 | 1707.4529 | 1905.66 | 1905.66 | 1905.66 | 1704.68 | 1508.9903
Option 2D SG | TAS | T3 | Central Highlands | Solar | 0 | 0 | 120.4108 | 570.4108 | 570.4108 | 570.4108 | 570.4108 | 570.4108 | 570.4108 | 570.4108 | 570.4108 | 570.4108 | 570.4108 | 570.4108 | 570.4108 | 570.4108 | 570.4108 | 570.4108 | 570.4108 | 570.4108 | 570.4108 | 570.4108 | 570.4108 | 570.4108
Option 2D SG | TAS | T2 | North West Tasmania | Solar | 0 | 0 | 150 | 150 | 150 | 150 | 150 | 150 | 150 | 150 | 150 | 150 | 150 | 150 | 150 | 150 | 150 | 150 | 150 | 150 | 150 | 150 | 150 | 150
Option 2D SG | TAS | T1 | North East Tasmania | Solar | 0 | 0 | 479.5892 | 479.5892 | 479.5892 | 479.5892 | 479.5892 | 479.5892 | 479.5892 | 479.5892 | 479.5892 | 479.5892 | 479.5892 | 479.5892 | 479.5892 | 479.5892 | 479.5892 | 479.5892 | 479.5892 | 479.5892 | 479.5892 | 479.5892 | 479.5892 | 479.5892
Option 2D SG | TAS | T1 | North East Tasmania | Wind | 0 | 0 | 0 | 0 | 0 | 0 | 0 | 0 | 0 | 101.7296 | 325.4527 | 400 | 400 | 400 | 400 | 400 | 400 | 400 | 400 | 400 | 400 | 400 | 400 | 400
Option 2D SG | TAS | T3 | Central Highlands | Wind | 144 | 144 | 144 | 144 | 144 | 144 | 144 | 684.2264 | 866.81 | 1044 | 1155.6396 | 1155.6396 | 1155.6396 | 1155.6396 | 1155.6396 | 1155.6396 | 1155.6396 | 1155.6396 | 1011.6396 | 1011.6396 | 1011.6396 | 1011.6396 | 1011.6396 | 1011.6396
Option 2D SG | TAS | T2 | North West Tasmania | Wind | 111.6 | 111.6 | 111.6 | 111.6 | 111.6 | 111.6 | 111.6 | 111.6 | 111.6 | 111.6 | 120.3048 | 120.3048 | 120.3048 | 120.3048 | 120.3048 | 120.3048 | 120.3048 | 120.3048 | 120.3048 | 120.3048 | 120.3048 | 120.3048 | 120.3048 | 120.3048
Option 2D SG | VIC | V8 | Gippsland Offshore | Offshore Wind | 0 | 0 | 0 | 0 | 0 | 1479.3983 | 2005.295 | 2671.295 | 3338.295 | 4338.295 | 5220 | 6220 | 7220 | 8220 | 8220 | 8220 | 8220 | 8220 | 8220 | 8220 | 8220 | 8220 | 8220 | 8220
Option 2D SG | VIC | V9 | Southern Ocean | Offshore Wind | 0 | 0 | 0 | 0 | 0 | 520.6017 | 661.705 | 661.705 | 661.705 | 661.705 | 780 | 780 | 780 | 780 | 780 | 780 | 780 | 780 | 780 | 780 | 780 | 780 | 780 | 780
Option 2D SG | VIC | V7 | Central North VIC | Solar | 619.99 | 700.03 | 764.05 | 764.05 | 764.05 | 764.05 | 764.05 | 764.05 | 764.05 | 764.05 | 764.05 | 764.05 | 764.05 | 764.05 | 764.05 | 764.05 | 764.05 | 764.05 | 664.08 | 664.08 | 664.08 | 664.08 | 664.08 | 664.08
Option 2D SG | VIC | V6 | Gippsland Onshore | Solar | 0 | 404.2343 | 404.2343 | 404.2343 | 404.2343 | 404.2343 | 404.2343 | 404.2343 | 404.2343 | 404.2343 | 404.2343 | 404.2343 | 404.2343 | 404.2343 | 404.2343 | 404.2343 | 404.2343 | 404.2343 | 404.2343 | 404.2343 | 404.2343 | 404.2343 | 404.2343 | 404.2343
Option 2D SG | VIC | V3 | Wimmera Grampians | Solar | 118.8 | 118.8 | 118.8 | 118.8 | 118.8 | 118.8 | 118.8 | 118.8 | 118.8 | 118.8 | 118.8 | 118.8 | 118.8 | 118.8 | 118.8 | 118.8 | 118.8 | 118.8 | 118.8 | 118.8 | 118.8 | 118.8 | 118.8 | 118.8
Option 2D SG | VIC | V2 | Central Highlands VIC | Solar | 0 | 199.5806 | 199.5806 | 199.5806 | 199.5806 | 199.5806 | 199.5806 | 199.5806 | 199.5806 | 199.5806 | 199.5806 | 199.5806 | 199.5806 | 199.5806 | 199.5806 | 199.5806 | 199.5806 | 199.5806 | 199.5806 | 199.5806 | 199.5806 | 199.5806 | 199.5806 | 199.5806
Option 2D SG | VIC | V1 | North West VIC | Solar | 596.96 | 941.3351 | 941.3351 | 941.3351 | 941.3351 | 941.3351 | 941.3351 | 941.3351 | 941.3351 | 941.3351 | 941.3351 | 941.3351 | 941.3351 | 941.3351 | 941.3351 | 941.3351 | 941.3351 | 941.3351 | 941.3351 | 914.1651 | 914.1651 | 914.1651 | 774.1351 | 398.2051
Option 2D SG | VIC | V7 | Central North VIC | Wind | 0 | 0 | 136 | 301.6448 | 301.6448 | 301.6448 | 301.6448 | 301.6448 | 301.6448 | 301.6448 | 301.6448 | 301.6448 | 301.6448 | 301.6448 | 301.6448 | 301.6448 | 301.6448 | 301.6448 | 301.6448 | 301.6448 | 301.6448 | 301.6448 | 301.6448 | 301.6448
Option 2D SG | VIC | V6 | Gippsland Onshore | Wind | 0 | 0 | 9.3e-06 | 4.449e-05 | 4.449e-05 | 4.614e-05 | 4.614e-05 | 4.614e-05 | 4.614e-05 | 4.614e-05 | 4.614e-05 | 4.614e-05 | 4.614e-05 | 4.614e-05 | 4.614e-05 | 4.614e-05 | 4.614e-05 | 4.614e-05 | 4.614e-05 | 4.614e-05 | 4.614e-05 | 4.614e-05 | 4.731e-05 | 4.731e-05
Option 2D SG | VIC | V5 | South West VIC | Wind | 2151.27 | 2223.27 | 2518.0888 | 2518.0888 | 2518.0888 | 2488.0888 | 2488.0888 | 2488.0888 | 2488.0888 | 2488.0888 | 2488.0888 | 2425.0788 | 2005.0788 | 2005.0788 | 1853.3788 | 1853.3788 | 1833.8788 | 1647.8788 | 1647.8788 | 800.8788 | 800.8788 | 691.6338 | 691.6345 | 691.6345
Option 2D SG | VIC | V4 | Wimmera Southern Mallee | Wind | 465.75 | 465.75 | 619.941 | 1375.0076 | 1375.0076 | 1375.0076 | 1375.0076 | 1375.0076 | 1375.0076 | 1375.0076 | 1375.0076 | 1375.0076 | 1375.0076 | 1375.0076 | 1375.0076 | 1375.0076 | 1343.9576 | 1343.9576 | 1343.9576 | 1343.9576 | 1343.9576 | 1343.9576 | 1343.9576 | 1118.2576
Option 2D SG | VIC | V3 | Wimmera Grampians | Wind | 768.85 | 768.85 | 768.85 | 768.8501 | 716.3501 | 716.3501 | 716.3501 | 716.3501 | 524.3501 | 524.3501 | 524.3501 | 524.3501 | 524.3501 | 524.3501 | 524.3501 | 524.3501 | 524.3501 | 524.3501 | 444.4001 | 444.4001 | 444.4001 | 204.4001 | 204.4001 | 8.203e-05
Option 2D SG | VIC | V2 | Central Highlands VIC | Wind | 692.62 | 692.62 | 1011.62 | 1481.5882 | 1481.5882 | 1481.5882 | 1481.5882 | 1481.5882 | 1481.5882 | 1481.5882 | 1481.5882 | 1481.5882 | 1481.5882 | 1481.5882 | 1481.5882 | 1481.5882 | 1481.5882 | 1350.3882 | 1045.6682 | 1045.6682 | 1045.6682 | 1060.6665 | 1095.1622 | 1103.0111
Option 2D SG | VIC | V1 | North West VIC | Wind | 0 | 0 | 1017.9901 | 1205.3105 | 1205.3105 | 1205.3105 | 1205.3105 | 1205.3105 | 1205.3105 | 1205.3105 | 1205.3105 | 1205.3105 | 1205.3105 | 1205.3105 | 1205.3105 | 1205.3105 | 1205.3105 | 1205.3105 | 1205.3105 | 1205.3105 | 1205.3105 | 1205.3105 | 1205.3105 | 1205.3105
Option 3 SG | NSW | N11 | Illawarra Coast | Offshore Wind | 0 | 0 | 0 | 0 | 0 | 0 | 0 | 0 | 0 | 0 | 0 | 0 | 0 | 0 | 0 | 0 | 0 | 0 | 0 | 0 | 0 | 0 | 0 | 0
Option 3 SG | NSW | N10 | Hunter Coast | Offshore Wind | 0 | 0 | 0 | 0 | 0 | 0 | 0 | 0 | 0 | 0 | 0 | 0 | 0 | 0 | 0 | 0 | 0 | 0 | 0 | 0 | 0 | 0 | 0 | 0
Option 3 SG | NSW | N13 | South Cobar | Solar | 0 | 0.00027852 | 0.00027852 | 0.00028039 | 0.00028039 | 0.00028165 | 0.00028165 | 0.00028165 | 0.00028165 | 0.00028165 | 0.00028165 | 0.00028165 | 0.00028165 | 0.00028165 | 0.00028165 | 0.00028165 | 0.00028165 | 0.00028277 | 0.00028277 | 0.00028277 | 0.00028277 | 0.00028277 | 0.00028383 | 0.00028491
Option 3 SG | NSW | N1 | North West NSW | Solar | 166 | 334.4364 | 334.4364 | 366.2259 | 366.2259 | 366.2259 | 366.2259 | 366.2259 | 366.2259 | 366.2259 | 366.2259 | 366.2259 | 366.2259 | 366.2259 | 366.2259 | 366.2259 | 366.2259 | 366.2259 | 366.2259 | 366.2259 | 310.2259 | 310.2259 | 310.2259 | 310.2259
Option 3 SG | NSW | N2 | New England | Solar | 535.02 | 735.66 | 1055.66 | 1055.6601 | 1055.6601 | 1055.6601 | 1055.6601 | 1055.6601 | 1055.6601 | 1055.6601 | 1055.6601 | 1055.6601 | 1055.6601 | 1055.6601 | 1055.6601 | 1055.6601 | 1055.6601 | 1035.6601 | 1035.6601 | 1035.6601 | 1035.6601 | 1035.6601 | 1035.6601 | 1035.6601
Option 3 SG | NSW | N3 | Central-West Orana | Solar | 1496 | 1496.0002 | 1496.0002 | 8375.7492 | 8725.7492 | 8900.7492 | 8900.7492 | 8900.7492 | 8900.7492 | 8900.7492 | 8900.7492 | 8900.7492 | 8900.7492 | 8900.7492 | 8900.7492 | 8900.7492 | 8798.7192 | 8798.7192 | 8798.7192 | 8762.7092 | 8762.7092 | 8762.7092 | 8716.0092 | 8524.3692
Option 3 SG | NSW | N8 | Cooma-Monaro | Solar | 0 | 77.6356 | 77.6356 | 350 | 350 | 350 | 350 | 350 | 350 | 350 | 350 | 350 | 350 | 350 | 350 | 350 | 350 | 350 | 350 | 350 | 350 | 350 | 350 | 350
Option 3 SG | NSW | N7 | Tumut | Solar | 0 | 0.01122 | 0.01122 | 100 | 100 | 100 | 100 | 100 | 100 | 100 | 100 | 100 | 100 | 100 | 100 | 100 | 100 | 100 | 100 | 100 | 100 | 100 | 100 | 100
Option 3 SG | NSW | N6 | Wagga Wagga | Solar | 436.14 | 2612.15 | 2612.15 | 2612.15 | 2612.15 | 2612.15 | 2612.15 | 2612.15 | 2612.15 | 2612.15 | 2612.15 | 2612.15 | 2612.15 | 2612.15 | 2612.15 | 2612.15 | 2612.15 | 2612.15 | 2612.15 | 2612.15 | 2612.15 | 2612.15 | 2612.15 | 2612.15
Option 3 SG | NSW | N5 | South West NSW | Solar | 903.68 | 1013.68 | 1013.68 | 1014.5802 | 1013.6802 | 1013.6802 | 1013.6802 | 1013.6802 | 1013.6802 | 1013.6802 | 1013.6802 | 1013.6802 | 1013.6802 | 1013.6802 | 1013.6802 | 1013.6802 | 1013.6802 | 863.6502 | 863.6502 | 863.6502 | 863.6502 | 863.6502 | 863.6502 | 663.9702
Option 3 SG | NSW | N4 | Broken Hill | Solar | 53 | 213.0937 | 213.0937 | 213.0938 | 213.0938 | 213.0938 | 213.0938 | 213.0938 | 213.0938 | 213.0938 | 213.0938 | 213.0938 | 213.0938 | 213.0938 | 213.0938 | 213.0938 | 213.0938 | 160.0938 | 160.0938 | 160.0938 | 160.0938 | 160.0938 | 160.0938 | 160.0938
Option 3 SG | NSW | N9 | Hunter-Central Coast | Solar | 0 | 953 | 953 | 953.0005 | 953.0005 | 953.0005 | 953.0005 | 953.0005 | 953.0005 | 953.0005 | 953.0005 | 953.0005 | 953.0005 | 953.0005 | 953.0005 | 953.0005 | 953.0005 | 953.0005 | 953.0005 | 953.0005 | 953.0005 | 953.0005 | 953.0005 | 953.0005
Option 3 SG | NSW | N12 | Illawarra | Wind | 0 | 0 | 2.79e-06 | 7.11e-06 | 7.11e-06 | 8.49e-06 | 8.49e-06 | 8.49e-06 | 8.49e-06 | 8.49e-06 | 8.49e-06 | 8.49e-06 | 71 | 71 | 71 | 71 | 71 | 71 | 71 | 71 | 71 | 71 | 71 | 71
Option 3 SG | NSW | DN3 | Marulan | Wind | 0 | 0 | 0 | 0 | 2.34e-06 | 4.85e-06 | 4.85e-06 | 4.85e-06 | 4.85e-06 | 4.85e-06 | 4.85e-06 | 4.85e-06 | 1.314e-05 | 1.314e-05 | 1.314e-05 | 1.314e-05 | 1.314e-05 | 1.314e-05 | 1.314e-05 | 1.314e-05 | 1.314e-05 | 1.527e-05 | 1.527e-05 | 1.697e-05
Option 3 SG | NSW | N13 | South Cobar | Wind | 0 | 0 | 2.04e-06 | 5.65e-06 | 5.65e-06 | 7e-06 | 7e-06 | 7e-06 | 7e-06 | 7e-06 | 7e-06 | 7e-06 | 7e-06 | 7e-06 | 7e-06 | 8.03e-06 | 8.03e-06 | 8.03e-06 | 8.03e-06 | 9.49e-06 | 1.155e-05 | 1.38e-05 | 127.7962 | 127.7962
Option 3 SG | NSW | N7 | Tumut | Wind | 0 | 270.48 | 270.48 | 270.48 | 270.48 | 270.48 | 270.48 | 270.48 | 270.48 | 270.48 | 270.48 | 270.48 | 270.48 | 270.48 | 270.48 | 270.48 | 270.48 | 270.48 | 270.48 | 270.48 | 270.48 | 370.48 | 370.48 | 370.48
Option 3 SG | NSW | N2 | New England | Wind | 442.48 | 442.48 | 442.48 | 442.48 | 652.48 | 652.48 | 652.48 | 652.48 | 652.48 | 652.48 | 652.48 | 1032.7416 | 860.2616 | 860.2616 | 860.2616 | 1303.6706 | 1645.7042 | 1375.7042 | 1375.7042 | 1375.7042 | 1866.8191 | 2056.3599 | 2327.1962 | 2672.9029
Option 3 SG | NSW | N9 | Hunter-Central Coast | Wind | 0 | 0 | 5.98e-06 | 1.888e-05 | 1.888e-05 | 2.174e-05 | 2.174e-05 | 2.174e-05 | 2.174e-05 | 2.174e-05 | 2.174e-05 | 2.28e-05 | 2.424e-05 | 2.424e-05 | 826.0313 | 845.6991 | 1400 | 1400 | 1400 | 1400 | 1400 | 1400 | 1400 | 1400
Option 3 SG | NSW | N8 | Cooma-Monaro | Wind | 113.18 | 113.18 | 113.18 | 113.18 | 113.18 | 113.18 | 113.18 | 113.18 | 113.18 | 113.18 | 113.18 | 113.18 | 113.18 | 113.18 | 1.538e-05 | 1.538e-05 | 1.538e-05 | 3.425e-05 | 100 | 100 | 100 | 139.9708 | 139.9708 | 139.9708
Option 3 SG | NSW | N6 | Wagga Wagga | Wind | 0 | 0 | 5.69e-06 | 1.452e-05 | 1.452e-05 | 1.721e-05 | 1.721e-05 | 1.721e-05 | 1.721e-05 | 1.721e-05 | 1.721e-05 | 1.721e-05 | 1.721e-05 | 1.721e-05 | 1.721e-05 | 1.828e-05 | 2.05e-05 | 2.05e-05 | 2.05e-05 | 2.05e-05 | 2.314e-05 | 2.901e-05 | 3.236e-05 | 3.817e-05
Option 3 SG | NSW | N5 | South West NSW | Wind | 0 | 0 | 5.74e-06 | 1.237e-05 | 1.237e-05 | 1.237e-05 | 1.237e-05 | 1.237e-05 | 1.237e-05 | 1.237e-05 | 1.237e-05 | 1.237e-05 | 1.237e-05 | 1.237e-05 | 1.237e-05 | 1.237e-05 | 1.237e-05 | 1.237e-05 | 1.404e-05 | 1.404e-05 | 1.404e-05 | 661.1711 | 661.1711 | 873.9918
Option 3 SG | NSW | N4 | Broken Hill | Wind | 198.01 | 198.01 | 198.01 | 198.01 | 198.01 | 198.01 | 198.01 | 198.01 | 198.01 | 198.01 | 198.01 | 198.01 | 214.7833 | 214.7833 | 228.7107 | 239.201 | 239.201 | 264.3093 | 272.6686 | 272.6686 | 272.6686 | 272.6686 | 272.6686 | 272.6686
Option 3 SG | NSW | N3 | Central-West Orana | Wind | 113.19 | 113.19 | 527.19 | 1314.19 | 2148.19 | 2148.19 | 2148.19 | 2148.19 | 2148.19 | 2148.19 | 2148.19 | 2148.19 | 2148.19 | 2148.19 | 3248.19 | 3994.4088 | 3994.4088 | 3994.4088 | 4229.0366 | 4229.0366 | 6044.16 | 6044.16 | 6044.16 | 6537.128
Option 3 SG | QLD | Q4 | Isaac | Solar | 393.47 | 393.4701 | 393.4701 | 393.4701 | 393.4701 | 393.4701 | 393.4701 | 393.4701 | 393.4701 | 393.4701 | 393.4701 | 393.4701 | 393.4701 | 393.4701 | 393.4701 | 393.4701 | 393.4701 | 393.4701 | 350.9701 | 350.9701 | 350.9701 | 350.9701 | 101.0001 | 415.9712
Option 3 SG | QLD | Q3 | Northern Qld | Solar | 437.15 | 437.15 | 1037.15 | 1037.15 | 1037.15 | 1037.15 | 1037.15 | 1037.15 | 1037.15 | 1037.15 | 1037.15 | 1037.15 | 1037.15 | 1037.15 | 1037.15 | 1037.15 | 915.99 | 800.02 | 800.02 | 800.02 | 800.02 | 700.04 | 700.04 | 700.04
Option 3 SG | QLD | Q2 | North Qld Clean Energy Hub | Solar | 84.47 | 84.47 | 84.47 | 84.47 | 84.47 | 84.47 | 84.47 | 84.47 | 84.47 | 84.47 | 84.47 | 35.97 | 35.97 | 35.97 | 35.97 | 35.97 | 35.97 | 35.97 | 35.97 | 35.97 | 20.97 | 20.97 | 0 | 0
Option 3 SG | QLD | Q10 | Collinsville | Solar | 227.02 | 227.02 | 227.02 | 227.02 | 227.02 | 227.02 | 227.02 | 227.02 | 227.02 | 227.02 | 227.02 | 227.02 | 227.02 | 227.02 | 227.02 | 227.02 | 227.02 | 227.02 | 227.02 | 227.02 | 227.02 | 227.02 | 65 | 0
Option 3 SG | QLD | Q1 | Far North QLD | Solar | 72 | 72.0033 | 72.0033 | 72.0033 | 72.0033 | 72.0033 | 72.0033 | 72.0033 | 72.0033 | 72.0033 | 72.0033 | 72.0033 | 72.0033 | 72.0033 | 72.0033 | 72.0033 | 224.0221 | 302.5425 | 302.5425 | 302.5425 | 302.5425 | 302.5425 | 230.5425 | 230.5425
Option 3 SG | QLD | Q6 | Fitzroy | Solar | 81.72 | 81.7201 | 81.7201 | 81.7201 | 81.7201 | 81.7201 | 81.7201 | 81.7201 | 81.7201 | 81.7201 | 81.7201 | 81.7201 | 81.7201 | 81.7201 | 81.7201 | 81.7201 | 81.7201 | 81.7201 | 81.7201 | 81.7201 | 81.7201 | 81.7201 | 81.7201 | 449.6172
Option 3 SG | QLD | Q7 | Wide Bay | Solar | 426.77 | 486.7701 | 685.1701 | 685.1701 | 685.1701 | 685.1701 | 685.1701 | 685.1701 | 685.1701 | 685.1701 | 685.1701 | 685.1701 | 685.1701 | 685.1701 | 685.1701 | 685.1701 | 1414.4996 | 1543.3632 | 1543.3632 | 1723.6637 | 2147.8638 | 2446.7433 | 2692.1853 | 2561.2957
Option 3 SG | QLD | Q8 | Darling Downs | Solar | 0 | 45.6279 | 45.6279 | 45.6279 | 45.6279 | 45.6279 | 45.6279 | 45.6279 | 45.6279 | 45.6279 | 45.6279 | 45.6279 | 45.6279 | 45.6279 | 45.6279 | 1674.1082 | 2707.4329 | 2707.4329 | 2707.4329 | 2707.4329 | 2869.3829 | 3357.9954 | 3770.6003 | 4373.81
Option 3 SG | QLD | Q8a | Darling Downs (A) | Solar | 1089.24 | 1458.57 | 1458.01 | 1457.46 | 1456.89 | 1456.33 | 1455.77 | 1455.27 | 1454.79 | 1454.79 | 1344.79 | 1344.79 | 1344.79 | 1344.79 | 1344.79 | 1344.79 | 1344.79 | 1344.79 | 1344.79 | 1344.79 | 782.87 | 782.87 | 782.87 | 782.87
Option 3 SG | QLD | Q8b | Darling Downs (B) | Solar | 292.49 | 274.45 | 274.45 | 274.45 | 274.45 | 274.45 | 274.45 | 274.45 | 274.45 | 274.45 | 274.45 | 274.45 | 274.45 | 274.45 | 274.45 | 274.45 | 274.45 | 249.45 | 146.49 | 114.39 | 82.29 | 82.29 | 54.99 | 0
Option 3 SG | QLD | Q9 | Banana | Solar | 15 | 15 | 15 | 15 | 15 | 15 | 15 | 15 | 15 | 15 | 15 | 15 | 15 | 15 | 15 | 15 | 15 | 0 | 0 | 0 | 0 | 0 | 0 | 0
Option 3 SG | QLD | Q4b | Isaac (B) | Solar | 295.96 | 295.96 | 295.96 | 295.96 | 295.96 | 295.96 | 295.96 | 295.96 | 295.96 | 295.96 | 295.96 | 295.96 | 295.96 | 295.96 | 295.96 | 295.96 | 295.96 | 295.96 | 295.96 | 295.96 | 295.96 | 295.96 | 295.96 | 295.96
Option 3 SG | QLD | Q5 | Barcaldine | Solar | 0 | 5.706e-05 | 5.706e-05 | 5.706e-05 | 5.909e-05 | 6.123e-05 | 6.123e-05 | 6.123e-05 | 6.123e-05 | 6.255e-05 | 6.255e-05 | 6.255e-05 | 6.255e-05 | 6.255e-05 | 6.255e-05 | 8.779e-05 | 8.779e-05 | 9.002e-05 | 9.002e-05 | 0.00011767 | 0.00013877 | 0.00013877 | 14.7261 | 23.5105
Option 3 SG | QLD | Q5 | Barcaldine | Wind | 0 | 0 | 2.19e-06 | 2.19e-06 | 3.8e-06 | 5.53e-06 | 5.53e-06 | 5.53e-06 | 5.53e-06 | 6.67e-06 | 5.004e-05 | 91.0808 | 91.0808 | 91.0808 | 91.0808 | 91.0808 | 91.0808 | 91.0808 | 94.4559 | 96.8834 | 97.6054 | 97.6054 | 97.6057 | 101.0409
Option 3 SG | QLD | Q4 | Isaac | Wind | 439 | 724.2 | 724.2 | 724.2 | 724.2 | 724.2 | 724.2 | 724.2 | 724.2 | 724.2 | 724.2 | 724.2 | 724.2 | 724.2 | 724.2 | 724.2 | 724.2 | 724.2 | 724.2 | 724.2 | 724.2 | 724.2 | 724.2 | 685.2
Option 3 SG | QLD | Q2 | North Qld Clean Energy Hub | Wind | 43.2 | 43.2 | 43.2 | 43.2 | 43.2 | 43.2 | 43.2 | 43.2 | 43.2 | 43.2 | 103.4563 | 103.4563 | 435.6798 | 435.6798 | 619.477 | 619.477 | 1177.9132 | 1832.2913 | 1832.2913 | 1888.4305 | 1845.2305 | 1845.2305 | 2287.861 | 2287.861
Option 3 SG | QLD | Q10 | Collinsville | Wind | 0 | 0 | 2.74e-06 | 2.74e-06 | 3.86e-06 | 6.04e-06 | 6.04e-06 | 6.04e-06 | 6.04e-06 | 6.04e-06 | 3.192e-05 | 0.0002061 | 0.0002061 | 0.0002061 | 0.0002061 | 0.0002061 | 0.00020813 | 0.00021083 | 0.00021083 | 42.6288 | 42.6288 | 265.3508 | 532.1119 | 612.3141
Option 3 SG | QLD | Q1 | Far North QLD | Wind | 332.45 | 332.45 | 332.45 | 332.45 | 332.45 | 332.45 | 524.7838 | 559.7573 | 878.8923 | 902.45 | 902.45 | 902.45 | 902.45 | 902.45 | 902.45 | 902.45 | 902.45 | 721.98 | 721.98 | 857.2426 | 857.2426 | 857.2426 | 705.2626 | 855.7948
Option 3 SG | QLD | Q6 | Fitzroy | Wind | 0 | 221.01 | 221.01 | 221.01 | 221.01 | 221.01 | 221.01 | 221.01 | 221.01 | 221.01 | 221.01 | 221.01 | 221.01 | 221.01 | 221.01 | 221.01 | 221.01 | 532.8885 | 532.8885 | 1018.0336 | 1121.01 | 1121.01 | 1121.01 | 1121.01
Option 3 SG | QLD | Q8 | Darling Downs | Wind | 0 | 0 | 1.553e-05 | 1.789e-05 | 3.082e-05 | 4.75e-05 | 4.75e-05 | 4.75e-05 | 5.342e-05 | 249.1368 | 1301.3287 | 2128.8841 | 2128.8841 | 2128.8841 | 2128.8841 | 2128.8841 | 2128.8841 | 2309.3286 | 2309.3286 | 2408 | 3499.5365 | 4147.1376 | 4147.1376 | 4759.5365
Option 3 SG | QLD | Q8a | Darling Downs (A) | Wind | 172.99 | 172.99 | 172.99 | 172.99 | 172.99 | 172.99 | 172.99 | 172.99 | 172.99 | 172.99 | 172.99 | 172.99 | 172.99 | 172.99 | 172.99 | 172.99 | 172.99 | 172.99 | 172.99 | 172.99 | 172.99 | 172.99 | 172.99 | 172.99
Option 3 SG | QLD | Q8b | Darling Downs (B) | Wind | 890.03 | 890.03 | 890.03 | 890.03 | 890.03 | 890.03 | 890.03 | 890.03 | 890.03 | 890.03 | 890.03 | 890.03 | 890.03 | 890.03 | 890.03 | 890.03 | 890.03 | 890.03 | 890.03 | 890.03 | 890.03 | 890.03 | 890.03 | 890.03
Option 3 SG | QLD | Q8c | Darling Downs (C) | Wind | 691.98 | 691.98 | 691.98 | 691.98 | 691.98 | 691.98 | 691.98 | 691.98 | 691.98 | 691.98 | 691.98 | 691.98 | 691.98 | 691.98 | 691.98 | 691.98 | 691.98 | 691.98 | 252 | 252 | 252 | 252 | 252 | 252
Option 3 SG | SA | S1 | South East SA | Solar | 182 | 182 | 182 | 182 | 182 | 182 | 182 | 182 | 182 | 182 | 182 | 182 | 182 | 182 | 182 | 182 | 182 | 182 | 182 | 182 | 182 | 182 | 182 | 87
Option 3 SG | SA | S2 | Riverland | Solar | 19.89 | 19.89 | 19.89 | 19.89 | 19.89 | 15.33 | 15.33 | 15.33 | 15.33 | 15.33 | 15.33 | 15.33 | 15.33 | 15.33 | 15.33 | 6.21 | 6.21 | 6.21 | 6.21 | 0 | 0 | 0 | 0 | 0
Option 3 SG | SA | S5 | Northern SA | Solar | 296.24 | 917.3977 | 917.3977 | 917.3977 | 917.3977 | 917.3977 | 917.3977 | 917.3977 | 917.3977 | 917.3977 | 917.3977 | 917.3977 | 917.3977 | 917.3977 | 917.3977 | 917.3977 | 917.3977 | 917.3977 | 698.1577 | 698.1577 | 698.1577 | 621.1577 | 621.1577 | 621.1577
Option 3 SG | SA | S3 | Mid-North SA | Solar | 0 | 0.002263 | 0.002263 | 0.0022641 | 0.0022641 | 0.0022653 | 0.0022653 | 0.0022653 | 0.0022653 | 0.0022653 | 0.0022653 | 0.0022653 | 0.0022653 | 0.0022653 | 0.0022653 | 0.0022653 | 0.0022653 | 0.0022653 | 0.0022653 | 0.0022653 | 0.0022653 | 0.0022653 | 0.0022653 | 0.0022653
Option 3 SG | SA | S1 | South East SA | Wind | 324.5 | 324.5 | 324.5 | 324.5 | 324.5 | 324.5 | 324.5 | 324.5 | 324.5 | 198 | 198 | 198 | 39 | 39 | 4.52e-06 | 4.52e-06 | 5.81e-06 | 5.81e-06 | 5.81e-06 | 7.76e-06 | 144.2312 | 484.775 | 484.775 | 484.775
Option 3 SG | SA | S7 | Eastern Eyre Peninsula | Wind | 225.03 | 225.03 | 225.03 | 225.03 | 163.03 | 72.28 | 72.28 | 72.28 | 72.28 | 4.51e-06 | 4.51e-06 | 4.51e-06 | 4.51e-06 | 4.51e-06 | 4.51e-06 | 4.51e-06 | 4.51e-06 | 4.51e-06 | 4.51e-06 | 152.5088 | 308.5629 | 317.2863 | 317.2863 | 329.2588
Option 3 SG | SA | S5 | Northern SA | Wind | 407.5 | 407.5 | 407.5 | 407.5 | 407.5 | 407.5 | 407.5 | 407.5 | 407.5 | 407.5 | 407.5 | 407.5 | 407.5 | 407.5 | 407.5 | 407.5 | 407.5 | 407.5 | 407.5 | 201 | 257.7365 | 389.2871 | 389.2871 | 583.2673
Option 3 SG | SA | S4 | Yorke Peninsula | Wind | 0 | 0 | 3.82e-06 | 3.82e-06 | 3.82e-06 | 5.22e-06 | 5.22e-06 | 5.22e-06 | 5.22e-06 | 5.22e-06 | 5.22e-06 | 5.22e-06 | 5.22e-06 | 5.22e-06 | 5.22e-06 | 5.22e-06 | 5.22e-06 | 6.35e-06 | 6.35e-06 | 1.346e-05 | 1.346e-05 | 1.515e-05 | 2.284e-05 | 110.5172
Option 3 SG | SA | S3 | Mid-North SA | Wind | 1732.01 | 1732.01 | 1732.01 | 1732.01 | 1732.01 | 1732.01 | 1732.01 | 1633.31 | 1633.31 | 1561.91 | 1377.42 | 1377.42 | 1377.42 | 1050.72 | 1050.7213 | 1266.4952 | 1266.4952 | 1386.4376 | 1942.639 | 1905.66 | 1905.66 | 1905.66 | 1704.68 | 1508.99
Option 3 SG | SA | S2 | Riverland | Wind | 0 | 0 | 2.52e-06 | 4.57e-06 | 4.57e-06 | 6.54e-06 | 6.54e-06 | 6.54e-06 | 6.54e-06 | 6.54e-06 | 6.54e-06 | 6.54e-06 | 6.54e-06 | 6.54e-06 | 6.54e-06 | 6.54e-06 | 6.54e-06 | 8.09e-06 | 8.09e-06 | 8.09e-06 | 8.09e-06 | 8.09e-06 | 8.09e-06 | 1.001e-05
Option 3 SG | SA | S6 | Roxby Downs | Wind | 0 | 0 | 2.88e-06 | 2.88e-06 | 2.88e-06 | 4.43e-06 | 4.43e-06 | 4.43e-06 | 4.43e-06 | 4.43e-06 | 4.43e-06 | 4.43e-06 | 4.43e-06 | 4.43e-06 | 4.43e-06 | 4.43e-06 | 4.43e-06 | 4.43e-06 | 4.43e-06 | 4.43e-06 | 4.43e-06 | 4.43e-06 | 4.43e-06 | 5.73e-06
Option 3 SG | TAS | T3 | Central Highlands | Solar | 0 | 5.16e-06 | 120.4109 | 570.4108 | 570.4108 | 570.4108 | 570.4108 | 570.4108 | 570.4108 | 570.4108 | 570.4108 | 570.4108 | 570.4108 | 570.4108 | 570.4108 | 570.4108 | 570.4108 | 570.4108 | 570.4108 | 570.4108 | 570.4108 | 570.4108 | 570.4108 | 570.4108
Option 3 SG | TAS | T2 | North West Tasmania | Solar | 0 | 5.02e-06 | 149.9999 | 150 | 150 | 150 | 150 | 150 | 150 | 150 | 150 | 150 | 150 | 150 | 150 | 150 | 150 | 150 | 150 | 150 | 150 | 150 | 150 | 150
Option 3 SG | TAS | T1 | North East Tasmania | Solar | 0 | 5.85e-06 | 479.5891 | 479.5892 | 479.5892 | 479.5892 | 479.5892 | 479.5892 | 479.5892 | 479.5892 | 479.5892 | 479.5892 | 479.5892 | 479.5892 | 479.5892 | 479.5892 | 479.5892 | 479.5892 | 479.5892 | 479.5892 | 479.5892 | 479.5892 | 479.5892 | 479.5892
Option 3 SG | TAS | T3 | Central Highlands | Wind | 144 | 144 | 144 | 144 | 144 | 144 | 168.1993 | 901.5487 | 901.5487 | 1044 | 1099.227 | 1099.227 | 1099.227 | 1099.227 | 1099.227 | 1099.227 | 1099.227 | 1099.227 | 955.227 | 955.227 | 955.227 | 955.227 | 955.227 | 955.227
Option 3 SG | TAS | T2 | North West Tasmania | Wind | 111.6 | 111.6 | 111.6 | 111.6 | 111.6 | 111.6 | 111.6 | 111.6 | 111.6 | 111.6 | 118.8019 | 118.8019 | 118.8019 | 118.8019 | 118.8019 | 118.8019 | 118.8019 | 118.8019 | 118.8019 | 118.8019 | 118.8019 | 118.8019 | 118.8019 | 118.8019
Option 3 SG | TAS | T1 | North East Tasmania | Wind | 0 | 0 | 8.92e-06 | 1.45e-05 | 1.45e-05 | 1.745e-05 | 1.745e-05 | 1.745e-05 | 1.745e-05 | 1.849e-05 | 257.347 | 382.125 | 382.125 | 382.125 | 382.125 | 382.125 | 382.125 | 382.125 | 382.125 | 382.125 | 382.125 | 382.125 | 382.125 | 382.125
Option 3 SG | VIC | V9 | Southern Ocean | Offshore Wind | 0 | 0 | 0 | 0 | 0 | 518.8153 | 589.7638 | 589.7638 | 589.7638 | 589.7638 | 780 | 780 | 780 | 780 | 780 | 780 | 780 | 780 | 780 | 780 | 780 | 780 | 780 | 780
Option 3 SG | VIC | V8 | Gippsland Offshore | Offshore Wind | 0 | 0 | 0 | 0 | 0 | 1481.1847 | 2077.2362 | 2743.2362 | 3410.2362 | 4410.2362 | 5220 | 6220 | 7220 | 8220 | 8220 | 8220 | 8220 | 8220 | 8220 | 8220 | 8220 | 8220 | 8220 | 8220
Option 3 SG | VIC | V7 | Central North VIC | Solar | 619.99 | 700.03 | 764.05 | 764.05 | 764.05 | 764.05 | 764.05 | 764.05 | 764.05 | 764.05 | 764.05 | 764.05 | 764.05 | 764.05 | 764.05 | 764.05 | 764.05 | 764.05 | 664.08 | 664.08 | 664.08 | 664.08 | 664.08 | 664.08
Option 3 SG | VIC | V1 | North West VIC | Solar | 596.96 | 941.0021 | 941.0021 | 941.0021 | 941.0021 | 941.0021 | 941.0021 | 941.0021 | 941.0021 | 941.0021 | 941.0021 | 941.0021 | 941.0021 | 941.0021 | 941.0021 | 941.0021 | 941.0021 | 941.0021 | 941.0021 | 913.8321 | 913.8321 | 913.8321 | 773.8021 | 397.8721
Option 3 SG | VIC | V6 | Gippsland Onshore | Solar | 0 | 404.5673 | 404.5673 | 404.5673 | 404.5673 | 404.5673 | 404.5673 | 404.5673 | 404.5673 | 404.5673 | 404.5673 | 404.5673 | 404.5673 | 404.5673 | 404.5673 | 404.5673 | 404.5673 | 404.5673 | 404.5673 | 404.5673 | 404.5673 | 404.5673 | 404.5673 | 404.5673
Option 3 SG | VIC | V2 | Central Highlands VIC | Solar | 0 | 199.5806 | 199.5806 | 199.5806 | 199.5806 | 199.5806 | 199.5806 | 199.5806 | 199.5806 | 199.5806 | 199.5806 | 199.5806 | 199.5806 | 199.5806 | 199.5806 | 199.5806 | 199.5806 | 199.5806 | 199.5806 | 199.5806 | 199.5806 | 199.5806 | 199.5806 | 199.5806
Option 3 SG | VIC | V3 | Wimmera Grampians | Solar | 118.8 | 118.8 | 118.8 | 118.8 | 118.8 | 118.8 | 118.8 | 118.8 | 118.8 | 118.8 | 118.8 | 118.8 | 118.8 | 118.8 | 118.8 | 118.8 | 118.8 | 118.8 | 118.8 | 118.8 | 118.8 | 118.8 | 118.8 | 118.8
Option 3 SG | VIC | V7 | Central North VIC | Wind | 0 | 0 | 136.0002 | 284.9644 | 284.9644 | 284.9644 | 284.9644 | 284.9644 | 284.9644 | 284.9644 | 284.9644 | 284.9644 | 284.9644 | 284.9644 | 284.9644 | 284.9644 | 284.9644 | 284.9644 | 284.9644 | 284.9644 | 284.9644 | 284.9644 | 284.9644 | 284.9644
Option 3 SG | VIC | V1 | North West VIC | Wind | 0 | 0 | 1018.9677 | 1205.2839 | 1205.2839 | 1205.2839 | 1205.2839 | 1205.2839 | 1205.2839 | 1205.2839 | 1205.2839 | 1205.2839 | 1205.2839 | 1205.2839 | 1205.2839 | 1205.2839 | 1205.2839 | 1205.2839 | 1205.2839 | 1205.2839 | 1205.2839 | 1205.2839 | 1205.2839 | 1205.2839
Option 3 SG | VIC | V2 | Central Highlands VIC | Wind | 692.62 | 692.62 | 1011.6201 | 1481.9867 | 1481.9867 | 1481.9867 | 1481.9867 | 1481.9867 | 1481.9867 | 1481.9867 | 1481.9867 | 1481.9867 | 1481.9867 | 1481.9867 | 1481.9867 | 1481.9867 | 1481.9867 | 1350.7867 | 1046.0667 | 1046.0667 | 1046.0667 | 1017.3675 | 1113.7114 | 1140.723
Option 3 SG | VIC | V6 | Gippsland Onshore | Wind | 0 | 0 | 5.661e-05 | 0.00026668 | 0.00026668 | 0.00026779 | 0.00026779 | 0.00026779 | 0.00026779 | 0.00026779 | 0.00026779 | 0.00026779 | 0.00026779 | 0.00026779 | 0.00026779 | 0.00026779 | 0.00026779 | 0.00026779 | 0.00026779 | 0.00026779 | 0.00026779 | 0.00026779 | 0.00026779 | 0.00026779
Option 3 SG | VIC | V5 | South West VIC | Wind | 2151.27 | 2223.27 | 2518.4695 | 2518.4696 | 2518.4696 | 2488.4696 | 2488.4696 | 2488.4696 | 2488.4696 | 2488.4696 | 2488.4696 | 2425.4596 | 2005.4596 | 2005.4596 | 1853.7596 | 1853.7596 | 1834.2596 | 1648.2596 | 1648.2596 | 801.2596 | 801.2596 | 735.7198 | 909.0162 | 909.0162
Option 3 SG | VIC | V4 | Wimmera Southern Mallee | Wind | 465.75 | 465.75 | 618.5822 | 1390.9348 | 1390.9348 | 1390.9348 | 1390.9348 | 1390.9348 | 1390.9348 | 1390.9348 | 1390.9348 | 1390.9348 | 1390.9348 | 1390.9348 | 1390.9348 | 1390.9348 | 1359.8848 | 1359.8848 | 1359.8848 | 1359.8848 | 1359.8848 | 1359.8848 | 1359.8848 | 1134.1848
Option 3 SG | VIC | V3 | Wimmera Grampians | Wind | 768.85 | 768.85 | 768.8502 | 768.8503 | 716.3503 | 716.3503 | 716.3503 | 716.3503 | 524.3503 | 524.3503 | 524.3503 | 524.3503 | 524.3503 | 524.3503 | 524.3503 | 524.3503 | 524.3503 | 524.3503 | 444.4003 | 444.4003 | 444.4003 | 204.4003 | 204.4003 | 0.00033429
Option 4 SG | NSW | N11 | Illawarra Coast | Offshore Wind | 0 | 0 | 0 | 0 | 0 | 0 | 0 | 0 | 0 | 0 | 0 | 0 | 0 | 0 | 0 | 0 | 0 | 0 | 0 | 0 | 0 | 0 | 0 | 0
Option 4 SG | NSW | N10 | Hunter Coast | Offshore Wind | 0 | 0 | 0 | 0 | 0 | 0 | 0 | 0 | 0 | 0 | 0 | 0 | 0 | 0 | 0 | 0 | 0 | 0 | 0 | 0 | 0 | 0 | 0 | 0
Option 4 SG | NSW | N9 | Hunter-Central Coast | Solar | 0 | 953 | 953 | 953 | 953 | 953 | 953 | 953 | 953 | 953 | 953 | 953 | 953 | 953 | 953 | 953 | 953 | 953 | 953 | 953 | 953 | 953 | 953 | 953
Option 4 SG | NSW | N8 | Cooma-Monaro | Solar | 0 | 77.5419 | 77.5419 | 350 | 350 | 350 | 350 | 350 | 350 | 350 | 350 | 350 | 350 | 350 | 350 | 350 | 350 | 350 | 350 | 350 | 350 | 350 | 350 | 350
Option 4 SG | NSW | N7 | Tumut | Solar | 0 | 0.00094497 | 0.00094497 | 100 | 100 | 100 | 100 | 100 | 100 | 100 | 100 | 100 | 100 | 100 | 100 | 100 | 100 | 100 | 100 | 100 | 100 | 100 | 100 | 100
Option 4 SG | NSW | N6 | Wagga Wagga | Solar | 436.14 | 2612.15 | 2612.15 | 2612.15 | 2612.15 | 2612.15 | 2612.15 | 2612.15 | 2612.15 | 2612.15 | 2612.15 | 2612.15 | 2612.15 | 2612.15 | 2612.15 | 2612.15 | 2612.15 | 2612.15 | 2612.15 | 2612.15 | 2612.15 | 2612.15 | 2612.15 | 2612.15
Option 4 SG | NSW | N5 | South West NSW | Solar | 903.68 | 1013.68 | 1013.68 | 1014.58 | 1013.68 | 1013.68 | 1013.68 | 1013.68 | 1013.68 | 1013.68 | 1013.68 | 1013.68 | 1013.68 | 1013.68 | 1013.68 | 1013.68 | 1013.68 | 863.65 | 863.65 | 863.65 | 863.65 | 863.65 | 863.65 | 663.97
Option 4 SG | NSW | N4 | Broken Hill | Solar | 53 | 213.8632 | 213.8632 | 213.8632 | 213.8632 | 213.8632 | 213.8632 | 213.8632 | 213.8632 | 213.8632 | 213.8632 | 213.8632 | 213.8632 | 213.8632 | 213.8632 | 213.8632 | 213.8632 | 160.8632 | 160.8632 | 160.8632 | 160.8632 | 160.8632 | 160.8632 | 160.8632
Option 4 SG | NSW | N3 | Central-West Orana | Solar | 1496 | 1496 | 1496 | 8374.0098 | 8724.0098 | 8899.0098 | 8899.0098 | 8899.0098 | 8899.0098 | 8899.0098 | 8899.0098 | 8899.0098 | 8899.0098 | 8899.0098 | 8899.0098 | 8899.0098 | 8796.9798 | 8796.9798 | 8796.9798 | 8760.9698 | 8760.9698 | 8760.9698 | 8714.2698 | 8522.6298
Option 4 SG | NSW | N2 | New England | Solar | 535.02 | 735.66 | 1055.66 | 1055.66 | 1055.66 | 1055.66 | 1055.66 | 1055.66 | 1055.66 | 1055.66 | 1055.66 | 1055.66 | 1055.66 | 1055.66 | 1055.66 | 1055.66 | 1055.66 | 1035.66 | 1035.66 | 1035.66 | 1035.66 | 1035.66 | 1035.66 | 1035.66
Option 4 SG | NSW | N13 | South Cobar | Solar | 0 | 4.18e-05 | 4.18e-05 | 4.18e-05 | 4.18e-05 | 4.18e-05 | 4.18e-05 | 4.18e-05 | 4.18e-05 | 6.114e-05 | 6.114e-05 | 6.293e-05 | 6.293e-05 | 6.293e-05 | 6.293e-05 | 6.293e-05 | 6.293e-05 | 6.398e-05 | 6.398e-05 | 6.505e-05 | 6.771e-05 | 6.771e-05 | 7.084e-05 | 7.56e-05
Option 4 SG | NSW | N1 | North West NSW | Solar | 166 | 334.4364 | 334.4364 | 367.1968 | 367.1968 | 367.1968 | 367.1968 | 367.1968 | 367.1968 | 367.1968 | 367.1968 | 367.1968 | 367.1968 | 367.1968 | 367.1968 | 367.1968 | 367.1968 | 367.1968 | 367.1968 | 367.1968 | 311.1968 | 311.1968 | 311.1968 | 311.1968
Option 4 SG | NSW | N9 | Hunter-Central Coast | Wind | 0 | 0 | 0 | 0 | 0 | 0 | 2.17e-06 | 2.17e-06 | 3.35e-06 | 7.36e-06 | 2.245e-05 | 2.843e-05 | 3.368e-05 | 3.368e-05 | 813.4936 | 849.4535 | 1400 | 1400 | 1400 | 1400 | 1400 | 1400 | 1400 | 1400
Option 4 SG | NSW | N8 | Cooma-Monaro | Wind | 113.18 | 113.18 | 113.18 | 113.18 | 113.18 | 113.18 | 113.18 | 113.18 | 113.18 | 113.18 | 113.18 | 113.18 | 113.18 | 113.18 | 1.298e-05 | 1.66e-05 | 1.66e-05 | 0.00012576 | 100 | 100 | 100 | 139.9708 | 139.9708 | 139.9708
Option 4 SG | NSW | N7 | Tumut | Wind | 0 | 270.48 | 270.48 | 270.48 | 270.48 | 270.48 | 270.48 | 270.48 | 270.48 | 270.48 | 270.48 | 270.48 | 270.48 | 270.48 | 270.48 | 270.48 | 270.48 | 270.48 | 270.48 | 270.48 | 270.48 | 370.48 | 370.48 | 370.48
Option 4 SG | NSW | N6 | Wagga Wagga | Wind | 0 | 0 | 0 | 0 | 0 | 0 | 0 | 0 | 2.85e-06 | 2.85e-06 | 5.23e-06 | 1.089e-05 | 1.089e-05 | 1.089e-05 | 1.089e-05 | 1.908e-05 | 1.908e-05 | 2.158e-05 | 2.367e-05 | 3.111e-05 | 3.249e-05 | 8.159e-05 | 8.919e-05 | 0.00012664
Option 4 SG | NSW | N5 | South West NSW | Wind | 0 | 0 | 0 | 0 | 0 | 0 | 0 | 0 | 1.03e-06 | 1.03e-06 | 3.5e-06 | 3.5e-06 | 6.59e-06 | 6.59e-06 | 6.59e-06 | 6.59e-06 | 6.59e-06 | 6.59e-06 | 3.396e-05 | 3.692e-05 | 3.986e-05 | 660.6917 | 660.6917 | 874.75
Option 4 SG | NSW | N3 | Central-West Orana | Wind | 113.19 | 113.19 | 527.19 | 1314.19 | 2148.19 | 2148.19 | 2148.19 | 2148.19 | 2148.19 | 2148.19 | 2148.19 | 2148.19 | 2148.19 | 2148.19 | 3248.19 | 3988.4961 | 3988.4961 | 3988.4961 | 4231.6164 | 4231.6164 | 6044.16 | 6044.16 | 6044.16 | 6538.1955
Option 4 SG | NSW | N2 | New England | Wind | 442.48 | 442.48 | 442.48 | 442.48 | 652.48 | 652.48 | 652.48 | 652.48 | 652.48 | 652.48 | 652.4801 | 1045.1671 | 872.6871 | 872.6871 | 872.6871 | 1302.1225 | 1645.6985 | 1375.6985 | 1375.6985 | 1375.6985 | 1869.4132 | 2058.2808 | 2328.8362 | 2673.6936
Option 4 SG | NSW | N13 | South Cobar | Wind | 0 | 0 | 0 | 0 | 0 | 0 | 0 | 0 | 1.32e-06 | 1.32e-06 | 2.56e-06 | 4.75e-06 | 4.75e-06 | 4.75e-06 | 4.75e-06 | 8.36e-06 | 9.73e-06 | 9.73e-06 | 9.73e-06 | 1.513e-05 | 2.389e-05 | 2.729e-05 | 127.7962 | 127.7962
Option 4 SG | NSW | N12 | Illawarra | Wind | 0 | 0 | 0 | 0 | 0 | 0 | 1e-06 | 1e-06 | 1e-06 | 3.03e-06 | 6.7e-06 | 1.144e-05 | 71 | 71 | 71 | 71 | 71 | 71 | 71 | 71 | 71 | 71 | 71 | 71
Option 4 SG | NSW | DN3 | Marulan | Wind | 0 | 0 | 0 | 0 | 0 | 0 | 0 | 0 | 1.21e-06 | 1.21e-06 | 4.32e-06 | 8.18e-06 | 9.2e-06 | 9.2e-06 | 9.2e-06 | 1.06e-05 | 1.439e-05 | 1.551e-05 | 1.551e-05 | 1.681e-05 | 2.021e-05 | 2.971e-05 | 3.221e-05 | 4.509e-05
Option 4 SG | NSW | N4 | Broken Hill | Wind | 198.01 | 198.01 | 198.01 | 198.01 | 198.01 | 198.01 | 198.01 | 198.01 | 198.01 | 198.01 | 198.01 | 198.01 | 217.0676 | 217.0676 | 227.9685 | 238.4016 | 238.4016 | 264.0348 | 272.6683 | 272.6683 | 272.6683 | 272.6683 | 272.6683 | 272.6683
Option 4 SG | QLD | Q4b | Isaac (B) | Solar | 295.96 | 295.96 | 295.96 | 295.96 | 295.96 | 295.96 | 295.96 | 295.96 | 295.96 | 295.96 | 295.96 | 295.96 | 295.96 | 295.96 | 295.96 | 295.96 | 295.96 | 295.96 | 295.96 | 295.96 | 295.96 | 295.96 | 295.96 | 295.96
Option 4 SG | QLD | Q5 | Barcaldine | Solar | 0 | 7.23e-06 | 7.23e-06 | 7.23e-06 | 7.23e-06 | 7.23e-06 | 7.23e-06 | 8.53e-06 | 8.53e-06 | 8.53e-06 | 1.379e-05 | 2.23e-05 | 2.23e-05 | 2.23e-05 | 2.341e-05 | 0.00022397 | 0.00022397 | 0.00022397 | 0.00022397 | 0.0003292 | 0.00043132 | 0.00043132 | 14.7261 | 23.5105
Option 4 SG | QLD | Q6 | Fitzroy | Solar | 81.72 | 81.72 | 81.72 | 81.72 | 81.72 | 81.72 | 81.72 | 81.72 | 81.72 | 81.72 | 81.72 | 81.72 | 81.72 | 81.72 | 81.72 | 81.72 | 81.72 | 81.72 | 81.72 | 81.72 | 81.7201 | 81.7201 | 81.7201 | 450.0602
Option 4 SG | QLD | Q7 | Wide Bay | Solar | 426.77 | 486.77 | 685.17 | 685.17 | 685.17 | 685.17 | 685.17 | 685.17 | 685.17 | 685.17 | 685.17 | 685.17 | 685.17 | 685.17 | 685.17 | 685.1701 | 1399.1708 | 1535.8073 | 1535.8073 | 1730.6449 | 2147.6964 | 2447.4588 | 2692.7985 | 2561.9117
Option 4 SG | QLD | Q8 | Darling Downs | Solar | 0 | 45.1777 | 45.1777 | 45.1777 | 45.1777 | 45.1777 | 45.1777 | 45.1777 | 45.1777 | 45.1777 | 45.1777 | 45.1777 | 45.1777 | 45.1777 | 45.1777 | 1660.4282 | 2706.7562 | 2706.7562 | 2706.7562 | 2706.7562 | 2868.7062 | 3362.0175 | 3773.0773 | 4373.81
Option 4 SG | QLD | Q8a | Darling Downs (A) | Solar | 1089.24 | 1458.57 | 1458.01 | 1457.46 | 1456.89 | 1456.33 | 1455.77 | 1455.27 | 1454.79 | 1454.79 | 1344.79 | 1344.79 | 1344.79 | 1344.79 | 1344.79 | 1344.79 | 1344.79 | 1344.79 | 1344.79 | 1344.79 | 782.87 | 782.87 | 782.87 | 782.87
Option 4 SG | QLD | Q9 | Banana | Solar | 15 | 15 | 15 | 15 | 15 | 15 | 15 | 15 | 15 | 15 | 15 | 15 | 15 | 15 | 15 | 15 | 15 | 0 | 0 | 0 | 0 | 0 | 0 | 0
Option 4 SG | QLD | Q8b | Darling Downs (B) | Solar | 292.49 | 274.45 | 274.45 | 274.45 | 274.45 | 274.45 | 274.45 | 274.45 | 274.45 | 274.45 | 274.45 | 274.45 | 274.45 | 274.45 | 274.45 | 274.45 | 274.45 | 249.45 | 146.49 | 114.39 | 82.29 | 82.29 | 54.99 | 0
Option 4 SG | QLD | Q1 | Far North QLD | Solar | 72 | 72.0004 | 72.0004 | 72.0004 | 72.0004 | 72.0004 | 72.0004 | 72.0004 | 72.0004 | 72.0004 | 72.0004 | 72.0005 | 72.0005 | 72.0005 | 72.0005 | 72.0005 | 224.0221 | 302.5425 | 302.5425 | 302.5425 | 302.5425 | 302.5425 | 230.5425 | 230.5425
Option 4 SG | QLD | Q4 | Isaac | Solar | 393.47 | 393.47 | 393.47 | 393.47 | 393.47 | 393.47 | 393.47 | 393.47 | 393.47 | 393.47 | 393.47 | 393.47 | 393.47 | 393.47 | 393.47 | 393.47 | 393.47 | 393.4701 | 350.9701 | 350.9701 | 350.9701 | 350.9701 | 101.0001 | 415.9715
Option 4 SG | QLD | Q10 | Collinsville | Solar | 227.02 | 227.02 | 227.02 | 227.02 | 227.02 | 227.02 | 227.02 | 227.02 | 227.02 | 227.02 | 227.02 | 227.02 | 227.02 | 227.02 | 227.02 | 227.02 | 227.02 | 227.02 | 227.02 | 227.02 | 227.02 | 227.02 | 65 | 0
Option 4 SG | QLD | Q2 | North Qld Clean Energy Hub | Solar | 84.47 | 84.47 | 84.47 | 84.47 | 84.47 | 84.47 | 84.47 | 84.47 | 84.47 | 84.47 | 84.47 | 35.97 | 35.97 | 35.97 | 35.97 | 35.97 | 35.97 | 35.97 | 35.97 | 35.97 | 20.97 | 20.97 | 0 | 0
Option 4 SG | QLD | Q3 | Northern Qld | Solar | 437.15 | 437.15 | 1037.15 | 1037.15 | 1037.15 | 1037.15 | 1037.15 | 1037.15 | 1037.15 | 1037.15 | 1037.15 | 1037.15 | 1037.15 | 1037.15 | 1037.15 | 1037.15 | 915.99 | 800.02 | 800.02 | 800.02 | 800.02 | 700.04 | 700.04 | 700.04
Option 4 SG | QLD | Q5 | Barcaldine | Wind | 0 | 0 | 0 | 0 | 0 | 0 | 2.3e-06 | 2.3e-06 | 3.79e-06 | 7.48e-06 | 0.00017587 | 89.9234 | 89.9234 | 89.9234 | 89.9234 | 89.9234 | 89.9234 | 89.9234 | 94.5721 | 96.8834 | 97.6056 | 97.6057 | 97.6057 | 101.0409
Option 4 SG | QLD | Q6 | Fitzroy | Wind | 0 | 221.01 | 221.01 | 221.01 | 221.01 | 221.01 | 221.01 | 221.01 | 221.01 | 221.01 | 221.01 | 221.01 | 221.01 | 221.01 | 221.01 | 221.01 | 221.01 | 535.1906 | 535.1906 | 1016.0408 | 1121.01 | 1121.01 | 1121.01 | 1121.01
Option 4 SG | QLD | Q8 | Darling Downs | Wind | 0 | 0 | 0 | 0 | 0 | 0 | 2.138e-05 | 2.379e-05 | 6.196e-05 | 214.5916 | 1293.314 | 2141.3702 | 2141.3702 | 2141.3702 | 2141.3702 | 2141.3702 | 2141.3702 | 2301.3135 | 2301.3135 | 2408.0002 | 3497.2369 | 4142.4665 | 4142.4666 | 4757.2368
Option 4 SG | QLD | Q8a | Darling Downs (A) | Wind | 172.99 | 172.99 | 172.99 | 172.99 | 172.99 | 172.99 | 172.99 | 172.99 | 172.99 | 172.99 | 172.99 | 172.99 | 172.99 | 172.99 | 172.99 | 172.99 | 172.99 | 172.99 | 172.99 | 172.99 | 172.99 | 172.99 | 172.99 | 172.99
Option 4 SG | QLD | Q8b | Darling Downs (B) | Wind | 890.03 | 890.03 | 890.03 | 890.03 | 890.03 | 890.03 | 890.03 | 890.03 | 890.03 | 890.03 | 890.03 | 890.03 | 890.03 | 890.03 | 890.03 | 890.03 | 890.03 | 890.03 | 890.03 | 890.03 | 890.03 | 890.03 | 890.03 | 890.03
Option 4 SG | QLD | Q4 | Isaac | Wind | 439 | 724.2 | 724.2 | 724.2 | 724.2 | 724.2 | 724.2 | 724.2 | 724.2 | 724.2 | 724.2 | 724.2 | 724.2 | 724.2 | 724.2 | 724.2 | 724.2 | 724.2 | 724.2 | 724.2 | 724.2 | 724.2 | 724.2 | 685.2
Option 4 SG | QLD | Q8c | Darling Downs (C) | Wind | 691.98 | 691.98 | 691.98 | 691.98 | 691.98 | 691.98 | 691.98 | 691.98 | 691.98 | 691.98 | 691.98 | 691.98 | 691.98 | 691.98 | 691.98 | 691.98 | 691.98 | 691.98 | 252 | 252 | 252 | 252 | 252 | 252
Option 4 SG | QLD | Q2 | North Qld Clean Energy Hub | Wind | 43.2 | 43.2 | 43.2 | 43.2 | 43.2 | 43.2 | 43.2 | 43.2 | 43.2 | 43.2 | 97.5586 | 97.5586 | 409.1859 | 409.1859 | 613.395 | 613.395 | 1171.9367 | 1832.2626 | 1832.2626 | 1888.4065 | 1845.2065 | 1845.2065 | 2287.861 | 2287.861
Option 4 SG | QLD | Q1 | Far North QLD | Wind | 332.45 | 332.45 | 332.45 | 332.45 | 332.45 | 332.45 | 481.8719 | 559.7615 | 873.8632 | 902.45 | 902.45 | 902.45 | 902.45 | 902.45 | 902.45 | 902.45 | 902.45 | 721.98 | 721.9801 | 857.2426 | 857.2426 | 857.2426 | 705.2626 | 855.7948
Option 4 SG | QLD | Q10 | Collinsville | Wind | 0 | 0 | 0 | 0 | 0 | 0 | 2.1e-06 | 2.1e-06 | 4.37e-06 | 4.37e-06 | 0.00014349 | 0.00067887 | 0.00067887 | 0.00067887 | 0.00067991 | 0.00067991 | 0.00068635 | 0.00069257 | 0.00069257 | 42.6294 | 42.6294 | 265.3748 | 532.1121 | 612.3141
Option 4 SG | SA | S1 | South East SA | Solar | 182 | 182 | 182 | 182 | 182 | 182 | 182 | 182 | 182 | 182 | 182 | 182 | 182 | 182 | 182 | 182 | 182 | 182 | 182 | 182 | 182 | 182 | 182 | 87
Option 4 SG | SA | S2 | Riverland | Solar | 19.89 | 19.89 | 19.89 | 19.89 | 19.89 | 15.33 | 15.33 | 15.33 | 15.33 | 15.33 | 15.33 | 15.33 | 15.33 | 15.33 | 15.33 | 6.21 | 6.21 | 6.21 | 6.21 | 0 | 0 | 0 | 0 | 0
Option 4 SG | SA | S3 | Mid-North SA | Solar | 0 | 0.00024423 | 0.00024423 | 0.00024423 | 0.00024423 | 0.00024423 | 0.00024423 | 0.00024423 | 0.00024423 | 0.00024563 | 0.00024563 | 0.00024698 | 0.00024698 | 0.00024698 | 0.00024831 | 0.00024944 | 0.00024944 | 0.00025143 | 0.00025546 | 0.00025546 | 0.00025715 | 0.00025715 | 0.00025869 | 0.00027098
Option 4 SG | SA | S5 | Northern SA | Solar | 296.24 | 917.3998 | 917.3998 | 917.3998 | 917.3998 | 917.3998 | 917.3998 | 917.3998 | 917.3998 | 917.3998 | 917.3998 | 917.3998 | 917.3998 | 917.3998 | 917.3998 | 917.3998 | 917.3998 | 917.3998 | 698.1598 | 698.1598 | 698.1598 | 621.1598 | 621.1598 | 621.1598
Option 4 SG | SA | S1 | South East SA | Wind | 324.5 | 324.5 | 324.5 | 324.5 | 324.5 | 324.5 | 324.5 | 324.5 | 324.5 | 198 | 198 | 198 | 39 | 39 | 3.97e-06 | 5.7e-06 | 5.7e-06 | 5.7e-06 | 1.016e-05 | 2.22e-05 | 145.0253 | 484.3159 | 484.3159 | 484.3159
Option 4 SG | SA | S2 | Riverland | Wind | 0 | 0 | 0 | 0 | 0 | 0 | 0 | 0 | 0 | 0 | 0 | 1.51e-06 | 2.55e-06 | 2.55e-06 | 2.55e-06 | 2.55e-06 | 3.98e-06 | 3.98e-06 | 5.27e-06 | 7.11e-06 | 1.162e-05 | 1.162e-05 | 1.782e-05 | 3.993e-05
Option 4 SG | SA | S3 | Mid-North SA | Wind | 1732.01 | 1732.01 | 1732.01 | 1732.01 | 1732.01 | 1732.01 | 1732.01 | 1633.31 | 1633.31 | 1561.91 | 1377.42 | 1377.42 | 1377.42 | 1050.72 | 1050.7215 | 1266.4952 | 1266.4952 | 1386.1338 | 1942.5488 | 1905.66 | 1905.66 | 1905.66 | 1704.68 | 1508.9901
Option 4 SG | SA | S4 | Yorke Peninsula | Wind | 0 | 0 | 0 | 0 | 0 | 0 | 0 | 0 | 0 | 0 | 2.21e-06 | 3.42e-06 | 3.42e-06 | 3.42e-06 | 7.25e-06 | 7.25e-06 | 8.39e-06 | 1.991e-05 | 1.991e-05 | 4.817e-05 | 6.106e-05 | 7.129e-05 | 0.00012607 | 110.5172
Option 4 SG | SA | S5 | Northern SA | Wind | 407.5 | 407.5 | 407.5 | 407.5 | 407.5 | 407.5 | 407.5 | 407.5 | 407.5 | 407.5 | 407.5 | 407.5 | 407.5 | 407.5 | 407.5 | 407.5 | 407.5 | 407.5 | 407.5 | 201 | 258.0077 | 389.2871 | 389.2871 | 583.2673
Option 4 SG | SA | S6 | Roxby Downs | Wind | 0 | 0 | 0 | 0 | 0 | 0 | 0 | 0 | 0 | 1.29e-06 | 1.29e-06 | 1.29e-06 | 2.45e-06 | 2.45e-06 | 3.64e-06 | 3.64e-06 | 3.64e-06 | 3.64e-06 | 7.06e-06 | 7.06e-06 | 8.92e-06 | 1.005e-05 | 1.163e-05 | 2.223e-05
Option 4 SG | SA | S7 | Eastern Eyre Peninsula | Wind | 225.03 | 225.03 | 225.03 | 225.03 | 163.03 | 72.28 | 72.28 | 72.28 | 72.28 | 2.23e-06 | 2.23e-06 | 2.23e-06 | 2.23e-06 | 2.23e-06 | 9.39e-06 | 9.39e-06 | 9.39e-06 | 9.39e-06 | 1.172e-05 | 152.5088 | 308.2129 | 317.2863 | 317.2863 | 329.2588
Option 4 SG | TAS | T1 | North East Tasmania | Solar | 0 | 0 | 479.5891 | 479.5892 | 479.5892 | 479.5892 | 479.5892 | 479.5892 | 479.5892 | 479.5892 | 479.5892 | 479.5892 | 479.5892 | 479.5892 | 479.5892 | 479.5892 | 479.5892 | 479.5892 | 479.5892 | 479.5892 | 479.5892 | 479.5892 | 479.5892 | 479.5892
Option 4 SG | TAS | T3 | Central Highlands | Solar | 0 | 0 | 120.4109 | 570.4108 | 570.4108 | 570.4108 | 570.4108 | 570.4108 | 570.4108 | 570.4108 | 570.4108 | 570.4108 | 570.4108 | 570.4108 | 570.4108 | 570.4108 | 570.4108 | 570.4108 | 570.4108 | 570.4108 | 570.4108 | 570.4108 | 570.4108 | 570.4108
Option 4 SG | TAS | T2 | North West Tasmania | Solar | 0 | 0 | 150 | 150 | 150 | 150 | 150 | 150 | 150 | 150 | 150 | 150 | 150 | 150 | 150 | 150 | 150 | 150 | 150 | 150 | 150 | 150 | 150 | 150
Option 4 SG | TAS | T1 | North East Tasmania | Wind | 0 | 0 | 0 | 0 | 0 | 0 | 5.89e-06 | 5.89e-06 | 8.38e-06 | 3.477e-05 | 256.7745 | 384.292 | 384.292 | 384.292 | 384.292 | 384.292 | 384.292 | 384.292 | 384.292 | 384.292 | 384.292 | 384.292 | 384.292 | 384.292
Option 4 SG | TAS | T2 | North West Tasmania | Wind | 111.6 | 111.6 | 111.6 | 111.6 | 111.6 | 111.6 | 111.6 | 111.6 | 111.6 | 111.6 | 118.8629 | 118.8629 | 118.8629 | 118.8629 | 118.8629 | 118.8629 | 118.8629 | 118.8629 | 118.8629 | 118.8629 | 118.8629 | 118.8629 | 118.8629 | 118.8629
Option 4 SG | TAS | T3 | Central Highlands | Wind | 144 | 144 | 144 | 144 | 144 | 144 | 168.3194 | 900.6096 | 900.6096 | 1044 | 1099.2038 | 1099.2038 | 1099.2038 | 1099.2038 | 1099.2038 | 1099.2038 | 1099.2038 | 1099.2038 | 955.2038 | 955.2038 | 955.2038 | 955.2038 | 955.2038 | 955.2038
Option 4 SG | VIC | V9 | Southern Ocean | Offshore Wind | 0 | 0 | 0 | 0 | 0 | 519.3296 | 593.8391 | 593.8391 | 593.8391 | 593.8391 | 780 | 780 | 780 | 780 | 780 | 780 | 780 | 780 | 780 | 780 | 780 | 780 | 780 | 780
Option 4 SG | VIC | V8 | Gippsland Offshore | Offshore Wind | 0 | 0 | 0 | 0 | 0 | 1480.6704 | 2073.1609 | 2739.1609 | 3406.1609 | 4406.1609 | 5220 | 6220 | 7220 | 8220 | 8220 | 8220 | 8220 | 8220 | 8220 | 8220 | 8220 | 8220 | 8220 | 8220
Option 4 SG | VIC | V7 | Central North VIC | Solar | 619.99 | 700.03 | 764.05 | 764.05 | 764.05 | 764.05 | 764.05 | 764.05 | 764.05 | 764.05 | 764.05 | 764.05 | 764.05 | 764.05 | 764.05 | 764.05 | 764.05 | 764.05 | 664.08 | 664.08 | 664.08 | 664.08 | 664.08 | 664.08
Option 4 SG | VIC | V6 | Gippsland Onshore | Solar | 0 | 404.5665 | 404.5665 | 404.5665 | 404.5665 | 404.5665 | 404.5665 | 404.5665 | 404.5665 | 404.5665 | 404.5665 | 404.5665 | 404.5665 | 404.5665 | 404.5665 | 404.5665 | 404.5665 | 404.5665 | 404.5665 | 404.5665 | 404.5665 | 404.5665 | 404.5665 | 404.5665
Option 4 SG | VIC | V3 | Wimmera Grampians | Solar | 118.8 | 118.8 | 118.8 | 118.8 | 118.8 | 118.8 | 118.8 | 118.8 | 118.8 | 118.8 | 118.8 | 118.8 | 118.8 | 118.8 | 118.8 | 118.8 | 118.8 | 118.8 | 118.8 | 118.8 | 118.8 | 118.8 | 118.8 | 118.8
Option 4 SG | VIC | V2 | Central Highlands VIC | Solar | 0 | 199.5806 | 199.5806 | 199.5806 | 199.5806 | 199.5806 | 199.5806 | 199.5806 | 199.5806 | 199.5806 | 199.5806 | 199.5806 | 199.5806 | 199.5806 | 199.5806 | 199.5806 | 199.5806 | 199.5806 | 199.5806 | 199.5806 | 199.5806 | 199.5806 | 199.5806 | 199.5806
Option 4 SG | VIC | V1 | North West VIC | Solar | 596.96 | 941.0029 | 941.0029 | 941.0029 | 941.0029 | 941.0029 | 941.0029 | 941.0029 | 941.0029 | 941.0029 | 941.0029 | 941.0029 | 941.0029 | 941.0029 | 941.0029 | 941.0029 | 941.0029 | 941.0029 | 941.0029 | 913.8329 | 913.8329 | 913.8329 | 773.8029 | 397.8729
Option 4 SG | VIC | V6 | Gippsland Onshore | Wind | 0 | 0 | 6.13e-06 | 4.232e-05 | 4.232e-05 | 4.392e-05 | 4.392e-05 | 4.392e-05 | 4.392e-05 | 4.392e-05 | 4.504e-05 | 4.504e-05 | 4.504e-05 | 4.504e-05 | 4.504e-05 | 4.61e-05 | 4.61e-05 | 4.61e-05 | 4.61e-05 | 4.61e-05 | 4.61e-05 | 4.61e-05 | 4.965e-05 | 4.965e-05
Option 4 SG | VIC | V5 | South West VIC | Wind | 2151.27 | 2223.27 | 2521.3579 | 2521.3579 | 2521.3579 | 2491.3579 | 2491.3579 | 2491.3579 | 2491.3579 | 2491.3579 | 2491.3579 | 2428.3479 | 2008.3479 | 2008.3479 | 1856.6479 | 1856.6479 | 1837.1479 | 1651.1479 | 1651.1479 | 804.1479 | 804.1479 | 738.6076 | 909.1446 | 909.1446
Option 4 SG | VIC | V4 | Wimmera Southern Mallee | Wind | 465.75 | 465.75 | 616.8116 | 1383.9313 | 1383.9313 | 1383.9313 | 1383.9313 | 1383.9313 | 1383.9313 | 1383.9313 | 1383.9313 | 1383.9313 | 1383.9313 | 1383.9313 | 1383.9313 | 1383.9313 | 1352.8813 | 1352.8813 | 1352.8813 | 1352.8813 | 1352.8813 | 1352.8813 | 1352.8813 | 1127.1813
Option 4 SG | VIC | V3 | Wimmera Grampians | Wind | 768.85 | 768.85 | 768.85 | 768.85 | 716.35 | 716.35 | 716.35 | 716.35 | 524.35 | 524.35 | 524.35 | 524.35 | 524.35 | 524.35 | 524.35 | 524.35 | 524.3501 | 524.3501 | 444.4001 | 444.4001 | 444.4001 | 204.4001 | 204.4001 | 9.535e-05
Option 4 SG | VIC | V2 | Central Highlands VIC | Wind | 692.62 | 692.62 | 1011.62 | 1481.9867 | 1481.9867 | 1481.9867 | 1481.9867 | 1481.9867 | 1481.9867 | 1481.9867 | 1481.9867 | 1481.9867 | 1481.9867 | 1481.9867 | 1481.9867 | 1481.9867 | 1481.9867 | 1350.7867 | 1046.0667 | 1046.0667 | 1046.0667 | 1017.3673 | 1113.7114 | 1138.7952
Option 4 SG | VIC | V7 | Central North VIC | Wind | 0 | 0 | 136 | 289.0522 | 289.0522 | 289.0522 | 289.0522 | 289.0522 | 289.0522 | 289.0522 | 289.0522 | 289.0522 | 289.0522 | 289.0522 | 289.0522 | 289.0522 | 289.0522 | 289.0522 | 289.0522 | 289.0522 | 289.0522 | 289.0522 | 289.0522 | 289.0522
Option 4 SG | VIC | V1 | North West VIC | Wind | 0 | 0 | 1017.8505 | 1205.3119 | 1205.3119 | 1205.3119 | 1205.3119 | 1205.3119 | 1205.3119 | 1205.3119 | 1205.3119 | 1205.3119 | 1205.3119 | 1205.3119 | 1205.3119 | 1205.3119 | 1205.3119 | 1205.3119 | 1205.3119 | 1205.3119 | 1205.3119 | 1205.3119 | 1205.3119 | 1205.3119
Option 5 SG | NSW | N11 | Illawarra Coast | Offshore Wind | 0 | 0 | 0 | 0 | 0 | 0 | 0 | 0 | 0 | 0 | 0 | 0 | 0 | 0 | 0 | 0 | 0 | 0 | 0 | 0 | 0 | 0 | 0 | 0
Option 5 SG | NSW | N10 | Hunter Coast | Offshore Wind | 0 | 0 | 0 | 0 | 0 | 0 | 0 | 0 | 0 | 0 | 0 | 0 | 0 | 0 | 0 | 0 | 0 | 0 | 0 | 0 | 0 | 0 | 0 | 0
Option 5 SG | NSW | N1 | North West NSW | Solar | 166 | 334.72 | 334.72 | 365.9531 | 365.9531 | 365.9531 | 365.9531 | 365.9531 | 365.9531 | 365.9531 | 365.9531 | 365.9531 | 365.9531 | 365.9531 | 365.9531 | 365.9531 | 365.9531 | 365.9531 | 365.9531 | 365.9531 | 309.9531 | 309.9531 | 309.9531 | 309.9531
Option 5 SG | NSW | N13 | South Cobar | Solar | 0 | 0.00010364 | 0.00010364 | 0.00010364 | 0.00010364 | 0.00010364 | 0.00010364 | 0.00010364 | 0.00010364 | 0.00010364 | 0.00010364 | 0.00010627 | 0.00010627 | 0.00010627 | 0.00010627 | 0.00010627 | 0.00010627 | 0.00010627 | 0.00011157 | 0.00011157 | 0.00011297 | 0.00011297 | 0.00012133 | 0.00012397
Option 5 SG | NSW | N2 | New England | Solar | 535.02 | 735.66 | 1055.66 | 1055.66 | 1055.66 | 1055.66 | 1055.66 | 1055.66 | 1055.66 | 1055.66 | 1055.66 | 1055.66 | 1055.66 | 1055.66 | 1055.66 | 1055.66 | 1055.66 | 1035.66 | 1035.66 | 1035.66 | 1035.66 | 1035.66 | 1035.66 | 1035.66
Option 5 SG | NSW | N9 | Hunter-Central Coast | Solar | 0 | 953 | 953 | 953 | 953 | 953 | 953 | 953 | 953 | 953 | 953 | 953 | 953 | 953 | 953 | 953 | 953 | 953 | 953 | 953 | 953 | 953 | 953 | 953
Option 5 SG | NSW | N7 | Tumut | Solar | 0 | 0.0064184 | 0.0064184 | 100 | 100 | 100 | 100 | 100 | 100 | 100 | 100 | 100 | 100 | 100 | 100 | 100 | 100 | 100 | 100 | 100 | 100 | 100 | 100 | 100
Option 5 SG | NSW | N8 | Cooma-Monaro | Solar | 0 | 85.8699 | 85.8699 | 350 | 350 | 350 | 350 | 350 | 350 | 350 | 350 | 350 | 350 | 350 | 350 | 350 | 350 | 350 | 350 | 350 | 350 | 350 | 350 | 350
Option 5 SG | NSW | N6 | Wagga Wagga | Solar | 436.14 | 2612.15 | 2612.15 | 2612.15 | 2612.15 | 2612.15 | 2612.15 | 2612.15 | 2612.15 | 2612.15 | 2612.15 | 2612.15 | 2612.15 | 2612.15 | 2612.15 | 2612.15 | 2612.15 | 2612.15 | 2612.15 | 2612.15 | 2612.15 | 2612.15 | 2612.15 | 2612.15
Option 5 SG | NSW | N5 | South West NSW | Solar | 903.68 | 1013.68 | 1013.68 | 1014.5801 | 1013.6801 | 1013.6801 | 1013.6801 | 1013.6801 | 1013.6801 | 1013.6801 | 1013.6801 | 1013.6801 | 1013.6801 | 1013.6801 | 1013.6801 | 1013.6801 | 1013.6801 | 863.6501 | 863.6501 | 863.6501 | 863.6501 | 863.6501 | 863.6501 | 663.9701
Option 5 SG | NSW | N4 | Broken Hill | Solar | 53 | 215.9727 | 215.9727 | 215.9727 | 215.9727 | 215.9727 | 215.9727 | 215.9727 | 215.9727 | 215.9727 | 215.9727 | 215.9727 | 215.9727 | 215.9727 | 215.9727 | 215.9727 | 215.9727 | 162.9727 | 162.9727 | 162.9727 | 162.9727 | 162.9727 | 162.9727 | 162.9727
Option 5 SG | NSW | N3 | Central-West Orana | Solar | 1496 | 1496 | 1496 | 8373.144 | 8723.144 | 8898.144 | 8898.144 | 8898.144 | 8898.144 | 8898.144 | 8898.144 | 8898.144 | 8898.144 | 8898.144 | 8898.144 | 8898.144 | 8796.114 | 8796.114 | 8796.114 | 8760.104 | 8760.104 | 8760.104 | 8713.404 | 8521.764
Option 5 SG | NSW | DN3 | Marulan | Wind | 0 | 0 | 0 | 0 | 0 | 0 | 0 | 0 | 0 | 0 | 1.14e-06 | 5.4e-06 | 5.4e-06 | 5.4e-06 | 5.4e-06 | 5.4e-06 | 5.4e-06 | 5.4e-06 | 8.55e-06 | 9.71e-06 | 1.128e-05 | 2.228e-05 | 2.566e-05 | 3.307e-05
Option 5 SG | NSW | N12 | Illawarra | Wind | 0 | 0 | 0 | 0 | 0 | 0 | 0 | 0 | 0 | 1.07e-06 | 3.1e-06 | 9.27e-06 | 71 | 71 | 71 | 71 | 71 | 71 | 71 | 71 | 71 | 71 | 71 | 71
Option 5 SG | NSW | N13 | South Cobar | Wind | 0 | 0 | 0 | 0 | 0 | 0 | 0 | 0 | 0 | 0 | 0 | 3.47e-06 | 3.47e-06 | 3.47e-06 | 3.47e-06 | 4.61e-06 | 4.61e-06 | 4.61e-06 | 7.14e-06 | 1.107e-05 | 1.578e-05 | 2.752e-05 | 127.7962 | 127.7962
Option 5 SG | NSW | N9 | Hunter-Central Coast | Wind | 0 | 0 | 0 | 0 | 0 | 0 | 2.08e-06 | 2.08e-06 | 3.89e-06 | 1.178e-05 | 6.727e-05 | 7.266e-05 | 7.266e-05 | 7.266e-05 | 790.3373 | 844.7169 | 1400 | 1400 | 1400 | 1400 | 1400 | 1400 | 1400 | 1400
Option 5 SG | NSW | N8 | Cooma-Monaro | Wind | 113.18 | 113.18 | 113.18 | 113.18 | 113.18 | 113.18 | 113.18 | 113.18 | 113.18 | 113.18 | 113.18 | 113.18 | 113.18 | 113.18 | 6.62e-06 | 6.62e-06 | 6.62e-06 | 3.138e-05 | 100 | 100 | 100 | 141.1761 | 141.1761 | 141.1762
Option 5 SG | NSW | N7 | Tumut | Wind | 0 | 270.48 | 270.48 | 270.48 | 270.48 | 270.48 | 270.48 | 270.48 | 270.48 | 270.48 | 270.48 | 270.48 | 270.48 | 270.48 | 270.48 | 270.48 | 270.48 | 270.48 | 270.48 | 270.48 | 270.48 | 370.48 | 370.48 | 370.48
Option 5 SG | NSW | N5 | South West NSW | Wind | 0 | 0 | 0 | 0 | 0 | 0 | 0 | 0 | 0 | 0 | 0 | 2.33e-06 | 2.33e-06 | 2.33e-06 | 2.33e-06 | 2.33e-06 | 2.33e-06 | 2.33e-06 | 2.52e-05 | 2.813e-05 | 2.952e-05 | 675.2315 | 675.2315 | 912.6238
Option 5 SG | NSW | N4 | Broken Hill | Wind | 198.01 | 198.01 | 198.01 | 198.01 | 198.01 | 198.01 | 198.01 | 198.01 | 198.01 | 198.01 | 198.01 | 198.01 | 215.1356 | 215.1356 | 229.7327 | 241.0478 | 241.0478 | 266.2125 | 274.0804 | 274.0804 | 274.0804 | 274.0804 | 274.0804 | 274.0804
Option 5 SG | NSW | N3 | Central-West Orana | Wind | 113.19 | 113.19 | 527.19 | 1314.19 | 2148.19 | 2148.19 | 2148.19 | 2148.19 | 2148.19 | 2148.19 | 2148.19 | 2148.19 | 2148.19 | 2148.19 | 3248.19 | 4023.1915 | 4023.1915 | 4023.1915 | 4228.6662 | 4228.6662 | 6044.16 | 6044.1601 | 6044.1601 | 6539.3907
Option 5 SG | NSW | N2 | New England | Wind | 442.48 | 442.48 | 442.48 | 442.48 | 652.48 | 652.48 | 652.48 | 652.48 | 652.48 | 652.48 | 1085.7473 | 1085.7473 | 913.2673 | 913.2673 | 913.2673 | 1302.8751 | 1629.5638 | 1359.5638 | 1359.5638 | 1359.5638 | 1875.0857 | 2074.481 | 2350.3283 | 2666.785
Option 5 SG | NSW | N6 | Wagga Wagga | Wind | 0 | 0 | 0 | 0 | 0 | 0 | 0 | 0 | 1.06e-06 | 1.06e-06 | 5.46e-06 | 1.008e-05 | 1.008e-05 | 1.008e-05 | 1.008e-05 | 1.008e-05 | 1.008e-05 | 1.008e-05 | 1.445e-05 | 2.031e-05 | 2.946e-05 | 8.381e-05 | 8.588e-05 | 0.00014891
Option 5 SG | QLD | Q8 | Darling Downs | Solar | 0 | 38.5066 | 38.5066 | 38.5066 | 38.5066 | 38.5066 | 38.5066 | 38.5066 | 38.5066 | 38.5066 | 38.5066 | 38.5067 | 38.5067 | 38.5067 | 38.5067 | 1669.7752 | 2711.8075 | 2711.8075 | 2711.8075 | 2711.8075 | 2873.7575 | 3338.0739 | 3760.6161 | 4373.81
Option 5 SG | QLD | Q8b | Darling Downs (B) | Solar | 292.49 | 274.45 | 274.45 | 274.45 | 274.45 | 274.45 | 274.45 | 274.45 | 274.45 | 274.45 | 274.45 | 274.45 | 274.45 | 274.45 | 274.45 | 274.45 | 274.45 | 249.45 | 146.49 | 114.39 | 82.29 | 82.29 | 54.99 | 0
Option 5 SG | QLD | Q8a | Darling Downs (A) | Solar | 1089.24 | 1458.57 | 1458.01 | 1457.46 | 1456.89 | 1456.33 | 1455.77 | 1455.27 | 1454.79 | 1454.79 | 1344.79 | 1344.79 | 1344.79 | 1344.79 | 1344.79 | 1344.79 | 1344.79 | 1344.79 | 1344.79 | 1344.79 | 782.87 | 782.87 | 782.87 | 782.87
Option 5 SG | QLD | Q7 | Wide Bay | Solar | 426.77 | 486.77 | 685.17 | 685.17 | 685.17 | 685.17 | 685.17 | 685.17 | 685.17 | 685.17 | 685.17 | 685.17 | 685.17 | 685.17 | 685.17 | 685.17 | 1414.7821 | 1531.5876 | 1531.5876 | 1704.0277 | 2148.2166 | 2444.716 | 2681.6593 | 2576.1278
Option 5 SG | QLD | Q4b | Isaac (B) | Solar | 295.96 | 295.96 | 295.96 | 295.96 | 295.96 | 295.96 | 295.96 | 295.96 | 295.96 | 295.96 | 295.96 | 295.96 | 295.96 | 295.96 | 295.96 | 295.96 | 295.96 | 295.96 | 295.96 | 295.96 | 295.96 | 295.96 | 295.96 | 295.96
Option 5 SG | QLD | Q6 | Fitzroy | Solar | 81.72 | 81.72 | 81.72 | 81.72 | 81.72 | 81.72 | 81.72 | 81.72 | 81.72 | 81.72 | 81.72 | 81.72 | 81.72 | 81.72 | 81.72 | 81.72 | 81.72 | 81.72 | 81.72 | 81.72 | 81.7201 | 81.7201 | 81.7201 | 403.6107
Option 5 SG | QLD | Q5 | Barcaldine | Solar | 0 | 6.73e-06 | 6.73e-06 | 6.73e-06 | 6.73e-06 | 6.73e-06 | 6.73e-06 | 6.73e-06 | 7.78e-06 | 7.78e-06 | 1.529e-05 | 2.583e-05 | 2.583e-05 | 2.583e-05 | 2.583e-05 | 8.137e-05 | 8.137e-05 | 8.237e-05 | 8.618e-05 | 0.00020684 | 0.00029956 | 0.00029956 | 14.7261 | 23.5105
Option 5 SG | QLD | Q4 | Isaac | Solar | 393.47 | 393.47 | 393.47 | 393.47 | 393.47 | 393.47 | 393.47 | 393.47 | 393.47 | 393.47 | 393.47 | 393.47 | 393.47 | 393.47 | 393.47 | 393.47 | 393.47 | 393.47 | 350.97 | 350.97 | 350.97 | 350.97 | 101.0001 | 412.1042
Option 5 SG | QLD | Q3 | Northern Qld | Solar | 437.15 | 437.15 | 1037.15 | 1037.15 | 1037.15 | 1037.15 | 1037.15 | 1037.15 | 1037.15 | 1037.15 | 1037.15 | 1037.15 | 1037.15 | 1037.15 | 1037.15 | 1037.15 | 915.99 | 800.02 | 800.02 | 800.02 | 800.02 | 700.04 | 700.04 | 700.04
Option 5 SG | QLD | Q9 | Banana | Solar | 15 | 15 | 15 | 15 | 15 | 15 | 15 | 15 | 15 | 15 | 15 | 15 | 15 | 15 | 15 | 15 | 15 | 0 | 0 | 0 | 0 | 0 | 0 | 0
Option 5 SG | QLD | Q2 | North Qld Clean Energy Hub | Solar | 84.47 | 84.47 | 84.47 | 84.47 | 84.47 | 84.47 | 84.47 | 84.47 | 84.47 | 84.47 | 84.47 | 35.97 | 35.97 | 35.97 | 35.97 | 35.97 | 35.97 | 35.97 | 35.97 | 35.97 | 20.97 | 20.97 | 0 | 0
Option 5 SG | QLD | Q10 | Collinsville | Solar | 227.02 | 227.02 | 227.02 | 227.02 | 227.02 | 227.02 | 227.02 | 227.02 | 227.02 | 227.02 | 227.02 | 227.02 | 227.02 | 227.02 | 227.02 | 227.02 | 227.02 | 227.02 | 227.02 | 227.02 | 227.02 | 227.02 | 65 | 0
Option 5 SG | QLD | Q1 | Far North QLD | Solar | 72 | 72.0004 | 72.0004 | 72.0004 | 72.0004 | 72.0004 | 72.0004 | 72.0004 | 72.0004 | 72.0004 | 72.0004 | 72.0004 | 72.0004 | 72.0004 | 72.0004 | 72.0004 | 224.0221 | 302.5425 | 302.5425 | 302.5425 | 302.5425 | 302.5425 | 230.5425 | 230.5425
Option 5 SG | QLD | Q8b | Darling Downs (B) | Wind | 890.03 | 890.03 | 890.03 | 890.03 | 890.03 | 890.03 | 890.03 | 890.03 | 890.03 | 890.03 | 890.03 | 890.03 | 890.03 | 890.03 | 890.03 | 890.03 | 890.03 | 890.03 | 890.03 | 890.03 | 890.03 | 890.03 | 890.03 | 890.03
Option 5 SG | QLD | Q8a | Darling Downs (A) | Wind | 172.99 | 172.99 | 172.99 | 172.99 | 172.99 | 172.99 | 172.99 | 172.99 | 172.99 | 172.99 | 172.99 | 172.99 | 172.99 | 172.99 | 172.99 | 172.99 | 172.99 | 172.99 | 172.99 | 172.99 | 172.99 | 172.99 | 172.99 | 172.99
Option 5 SG | QLD | Q8 | Darling Downs | Wind | 0 | 0 | 0 | 0 | 0 | 0 | 1.952e-05 | 2.566e-05 | 186.2452 | 718.4238 | 1754.6265 | 2141.1472 | 2141.1472 | 2141.1472 | 2141.1472 | 2141.1472 | 2141.1472 | 2408.0001 | 2408.0001 | 2408.0002 | 3503.7551 | 4138.7806 | 4138.7806 | 4763.755
Option 5 SG | QLD | Q5 | Barcaldine | Wind | 0 | 0 | 0 | 0 | 0 | 0 | 1.66e-06 | 3.71e-06 | 6.04e-06 | 1.382e-05 | 44.6421 | 87.9434 | 87.9434 | 87.9434 | 87.9434 | 87.9434 | 87.9434 | 87.9434 | 94.4559 | 96.8834 | 97.6057 | 97.6057 | 97.6057 | 101.0409
Option 5 SG | QLD | Q4 | Isaac | Wind | 439 | 724.2 | 724.2 | 724.2 | 724.2 | 724.2 | 724.2 | 724.2 | 724.2 | 724.2 | 724.2 | 724.2 | 724.2 | 724.2 | 724.2 | 724.2 | 724.2 | 724.2 | 724.2 | 724.2 | 724.2 | 724.2 | 724.2 | 685.2
Option 5 SG | QLD | Q8c | Darling Downs (C) | Wind | 691.98 | 691.98 | 691.98 | 691.98 | 691.98 | 691.98 | 691.98 | 691.98 | 691.98 | 691.98 | 691.98 | 691.98 | 691.98 | 691.98 | 691.98 | 691.98 | 691.98 | 691.98 | 252 | 252 | 252 | 252 | 252 | 252
Option 5 SG | QLD | Q6 | Fitzroy | Wind | 0 | 221.01 | 221.01 | 221.01 | 221.01 | 221.01 | 221.01 | 221.01 | 221.01 | 221.01 | 221.01 | 221.01 | 221.01 | 221.01 | 221.01 | 221.01 | 221.01 | 483.0897 | 483.0897 | 1024.975 | 1112.375 | 1121.01 | 1121.01 | 1121.01
Option 5 SG | QLD | Q2 | North Qld Clean Energy Hub | Wind | 43.2 | 43.2 | 43.2 | 43.2 | 43.2 | 43.2 | 43.2 | 43.2 | 43.2 | 43.2 | 159.3062 | 159.3062 | 404.6886 | 404.6886 | 611.9607 | 611.9607 | 1170.9032 | 1823.5619 | 1823.5619 | 1887.5583 | 1844.3583 | 1844.3583 | 2287.861 | 2287.861
Option 5 SG | QLD | Q10 | Collinsville | Wind | 0 | 0 | 0 | 0 | 0 | 0 | 1.88e-06 | 1.88e-06 | 3.47e-06 | 6.01e-06 | 6.943e-05 | 0.00034021 | 0.00034021 | 0.00034021 | 0.00034021 | 0.00034021 | 0.00034021 | 0.00034175 | 0.00034486 | 43.3511 | 43.3511 | 266.223 | 531.1046 | 611.8985
Option 5 SG | QLD | Q1 | Far North QLD | Wind | 332.45 | 332.45 | 332.45 | 332.45 | 332.45 | 332.45 | 554.1936 | 756.268 | 898.7361 | 902.45 | 902.45 | 902.45 | 902.45 | 902.45 | 902.45 | 902.45 | 902.45 | 721.98 | 721.98 | 857.2426 | 857.2426 | 857.2426 | 705.2626 | 856.2104
Option 5 SG | SA | S1 | South East SA | Solar | 182 | 182 | 182 | 182 | 182 | 182 | 182 | 182 | 182 | 182 | 182 | 182 | 182 | 182 | 182 | 182 | 182 | 182 | 182 | 182 | 182 | 182 | 182 | 87
Option 5 SG | SA | S5 | Northern SA | Solar | 296.24 | 917.3998 | 917.3998 | 917.3998 | 917.3998 | 917.3998 | 917.3998 | 917.3998 | 917.3998 | 917.3998 | 917.3998 | 917.3998 | 917.3998 | 917.3998 | 917.3998 | 917.3998 | 917.3998 | 917.3998 | 698.1598 | 698.1598 | 698.1598 | 621.1598 | 621.1598 | 621.1598
Option 5 SG | SA | S3 | Mid-North SA | Solar | 0 | 0.00020702 | 0.00020702 | 0.00020702 | 0.00020702 | 0.00020702 | 0.00020702 | 0.00020702 | 0.00020702 | 0.00020702 | 0.00020915 | 0.00020915 | 0.00020915 | 0.00020915 | 0.00020915 | 0.00020915 | 0.00020915 | 0.00020915 | 0.00020915 | 0.00021204 | 0.00021415 | 0.00021415 | 0.00021724 | 0.00022046
Option 5 SG | SA | S2 | Riverland | Solar | 19.89 | 19.89 | 19.89 | 19.89 | 19.89 | 15.33 | 15.33 | 15.33 | 15.33 | 15.33 | 15.33 | 15.33 | 15.33 | 15.33 | 15.33 | 6.21 | 6.21 | 6.21 | 6.21 | 0 | 0 | 0 | 0 | 0
Option 5 SG | SA | S1 | South East SA | Wind | 324.5 | 324.5 | 324.5 | 324.5 | 324.5 | 324.5 | 324.5 | 324.5 | 324.5 | 198 | 198 | 198 | 39 | 39 | 1.64e-06 | 1.64e-06 | 1.64e-06 | 1.64e-06 | 6.02e-06 | 3.981e-05 | 160.5358 | 489.5314 | 489.5314 | 489.5314
Option 5 SG | SA | S6 | Roxby Downs | Wind | 0 | 0 | 0 | 0 | 0 | 0 | 0 | 0 | 0 | 0 | 0 | 0 | 0 | 0 | 0 | 0 | 0 | 0 | 4.79e-06 | 4.79e-06 | 6.64e-06 | 6.64e-06 | 6.64e-06 | 1.493e-05
Option 5 SG | SA | S4 | Yorke Peninsula | Wind | 0 | 0 | 0 | 0 | 0 | 0 | 0 | 0 | 0 | 0 | 1.81e-06 | 2.92e-06 | 2.92e-06 | 2.92e-06 | 2.92e-06 | 2.92e-06 | 2.92e-06 | 4.36e-06 | 1.108e-05 | 4.227e-05 | 4.686e-05 | 5.568e-05 | 7.354e-05 | 110.5172
Option 5 SG | SA | S3 | Mid-North SA | Wind | 1732.01 | 1732.01 | 1732.01 | 1732.01 | 1732.01 | 1732.01 | 1732.01 | 1633.31 | 1633.31 | 1561.91 | 1377.42 | 1377.42 | 1377.42 | 1050.72 | 1064.2727 | 1281.5875 | 1281.5875 | 1398.537 | 1944.1384 | 1905.66 | 1905.66 | 1905.66 | 1704.68 | 1508.99
Option 5 SG | SA | S2 | Riverland | Wind | 0 | 0 | 0 | 0 | 0 | 0 | 0 | 0 | 0 | 1.33e-06 | 1.33e-06 | 4.32e-06 | 4.32e-06 | 4.32e-06 | 4.32e-06 | 4.32e-06 | 4.32e-06 | 4.32e-06 | 5.56e-06 | 7.1e-06 | 9.33e-06 | 9.33e-06 | 1.144e-05 | 2.513e-05
Option 5 SG | SA | S7 | Eastern Eyre Peninsula | Wind | 225.03 | 225.03 | 225.03 | 225.03 | 163.03 | 72.28 | 72.28 | 72.28 | 72.28 | 1.02e-06 | 1.02e-06 | 3.11e-06 | 3.11e-06 | 3.11e-06 | 3.11e-06 | 3.11e-06 | 3.11e-06 | 3.11e-06 | 8.39e-06 | 152.5088 | 313.2294 | 316.3657 | 316.3657 | 327.9728
Option 5 SG | SA | S5 | Northern SA | Wind | 407.5 | 407.5 | 407.5 | 407.5 | 407.5 | 407.5 | 407.5 | 407.5 | 407.5 | 407.5 | 407.5 | 407.5 | 407.5 | 407.5 | 407.5 | 407.5 | 407.5 | 407.5 | 407.5 | 201 | 262.6288 | 395.5384 | 395.5384 | 584.5784
Option 5 SG | TAS | T1 | North East Tasmania | Solar | 0 | 0 | 479.5892 | 479.5892 | 479.5892 | 479.5892 | 479.5892 | 479.5892 | 479.5892 | 479.5892 | 479.5892 | 479.5892 | 479.5892 | 479.5892 | 479.5892 | 479.5892 | 479.5892 | 479.5892 | 479.5892 | 479.5892 | 479.5892 | 479.5892 | 479.5892 | 479.5892
Option 5 SG | TAS | T3 | Central Highlands | Solar | 0 | 0 | 120.4108 | 570.4108 | 570.4108 | 570.4108 | 570.4108 | 570.4108 | 570.4108 | 570.4108 | 570.4108 | 570.4108 | 570.4108 | 570.4108 | 570.4108 | 570.4108 | 570.4108 | 570.4108 | 570.4108 | 570.4108 | 570.4108 | 570.4108 | 570.4108 | 570.4108
Option 5 SG | TAS | T2 | North West Tasmania | Solar | 0 | 0 | 150 | 150 | 150 | 150 | 150 | 150 | 150 | 150 | 150 | 150 | 150 | 150 | 150 | 150 | 150 | 150 | 150 | 150 | 150 | 150 | 150 | 150
Option 5 SG | TAS | T3 | Central Highlands | Wind | 144 | 144 | 144 | 144 | 144 | 144 | 144 | 738.2396 | 938.9011 | 1044 | 1097.5064 | 1097.5064 | 1097.5064 | 1097.5064 | 1097.5064 | 1097.5064 | 1097.5064 | 1097.5064 | 953.5064 | 953.5064 | 953.5064 | 953.5064 | 953.5064 | 953.5064
Option 5 SG | TAS | T2 | North West Tasmania | Wind | 111.6 | 111.6 | 111.6 | 111.6 | 111.6 | 111.6 | 111.6 | 111.6 | 111.6 | 111.6 | 119.2794 | 119.2794 | 119.2794 | 119.2794 | 119.2794 | 119.2794 | 119.2794 | 119.2794 | 119.2794 | 119.2794 | 119.2794 | 119.2794 | 119.2794 | 119.2794
Option 5 SG | TAS | T1 | North East Tasmania | Wind | 0 | 0 | 0 | 0 | 0 | 0 | 4e-06 | 5.52e-06 | 8.36e-06 | 121.9174 | 337.8008 | 337.8009 | 337.8009 | 337.8009 | 337.8009 | 337.8009 | 337.8009 | 337.8009 | 337.8009 | 337.8009 | 337.8009 | 337.8009 | 337.8009 | 337.8009
Option 5 SG | VIC | V9 | Southern Ocean | Offshore Wind | 0 | 0 | 0 | 0 | 0 | 520.6017 | 660.9942 | 660.9942 | 660.9942 | 660.9942 | 780 | 780 | 780 | 780 | 780 | 780 | 780 | 780 | 780 | 780 | 780 | 780 | 780 | 780
Option 5 SG | VIC | V8 | Gippsland Offshore | Offshore Wind | 0 | 0 | 0 | 0 | 0 | 1479.3983 | 2006.0058 | 2672.0058 | 3339.0058 | 4339.0058 | 5220 | 6220 | 7220 | 8220 | 8220 | 8220 | 8220 | 8220 | 8220 | 8220 | 8220 | 8220 | 8220 | 8220
Option 5 SG | VIC | V1 | North West VIC | Solar | 596.96 | 941.3351 | 941.3351 | 941.3351 | 941.3351 | 941.3351 | 941.3351 | 941.3351 | 941.3351 | 941.3351 | 941.3351 | 941.3351 | 941.3351 | 941.3351 | 941.3351 | 941.3351 | 941.3351 | 941.3351 | 941.3351 | 914.1651 | 914.1651 | 914.1651 | 774.1351 | 398.2051
Option 5 SG | VIC | V6 | Gippsland Onshore | Solar | 0 | 404.2343 | 404.2343 | 404.2343 | 404.2343 | 404.2343 | 404.2343 | 404.2343 | 404.2343 | 404.2343 | 404.2343 | 404.2343 | 404.2343 | 404.2343 | 404.2343 | 404.2343 | 404.2343 | 404.2343 | 404.2343 | 404.2343 | 404.2343 | 404.2343 | 404.2343 | 404.2343
Option 5 SG | VIC | V7 | Central North VIC | Solar | 619.99 | 700.03 | 764.05 | 764.05 | 764.05 | 764.05 | 764.05 | 764.05 | 764.05 | 764.05 | 764.05 | 764.05 | 764.05 | 764.05 | 764.05 | 764.05 | 764.05 | 764.05 | 664.08 | 664.08 | 664.08 | 664.08 | 664.08 | 664.08
Option 5 SG | VIC | V2 | Central Highlands VIC | Solar | 0 | 199.5806 | 199.5806 | 199.5806 | 199.5806 | 199.5806 | 199.5806 | 199.5806 | 199.5806 | 199.5806 | 199.5806 | 199.5806 | 199.5806 | 199.5806 | 199.5806 | 199.5806 | 199.5806 | 199.5806 | 199.5806 | 199.5806 | 199.5806 | 199.5806 | 199.5806 | 199.5806
Option 5 SG | VIC | V3 | Wimmera Grampians | Solar | 118.8 | 118.8 | 118.8 | 118.8 | 118.8 | 118.8 | 118.8 | 118.8 | 118.8 | 118.8 | 118.8 | 118.8 | 118.8 | 118.8 | 118.8 | 118.8 | 118.8 | 118.8 | 118.8 | 118.8 | 118.8 | 118.8 | 118.8 | 118.8
Option 5 SG | VIC | V1 | North West VIC | Wind | 0 | 0 | 1017.9901 | 1205.3105 | 1205.3105 | 1205.3105 | 1205.3105 | 1205.3105 | 1205.3105 | 1205.3105 | 1205.3105 | 1205.3105 | 1205.3105 | 1205.3105 | 1205.3105 | 1205.3105 | 1205.3105 | 1205.3105 | 1205.3105 | 1205.3105 | 1205.3105 | 1205.3105 | 1205.3105 | 1205.3105
Option 5 SG | VIC | V6 | Gippsland Onshore | Wind | 0 | 0 | 6.75e-06 | 2.733e-05 | 2.733e-05 | 2.916e-05 | 2.916e-05 | 2.916e-05 | 3.02e-05 | 3.02e-05 | 3.02e-05 | 3.02e-05 | 3.02e-05 | 3.02e-05 | 3.02e-05 | 3.02e-05 | 3.02e-05 | 3.02e-05 | 3.02e-05 | 3.02e-05 | 3.02e-05 | 3.208e-05 | 3.388e-05 | 3.388e-05
Option 5 SG | VIC | V7 | Central North VIC | Wind | 0 | 0 | 136 | 301.6435 | 301.6435 | 301.6435 | 301.6435 | 301.6435 | 301.6435 | 301.6435 | 301.6435 | 301.6435 | 301.6435 | 301.6435 | 301.6435 | 301.6435 | 301.6435 | 301.6435 | 301.6435 | 301.6435 | 301.6435 | 301.6435 | 301.6435 | 301.6435
Option 5 SG | VIC | V5 | South West VIC | Wind | 2151.27 | 2223.27 | 2518.0888 | 2518.0888 | 2518.0888 | 2488.0888 | 2488.0888 | 2488.0888 | 2488.0888 | 2488.0888 | 2488.0888 | 2425.0788 | 2005.0788 | 2005.0788 | 1853.3788 | 1853.3788 | 1833.8788 | 1647.8788 | 1647.8788 | 800.8788 | 800.8788 | 729.7282 | 961.0652 | 961.0652
Option 5 SG | VIC | V4 | Wimmera Southern Mallee | Wind | 465.75 | 465.75 | 619.941 | 1375.0089 | 1375.0089 | 1375.0089 | 1375.0089 | 1375.0089 | 1375.0089 | 1375.0089 | 1375.0089 | 1375.0089 | 1375.0089 | 1375.0089 | 1375.0089 | 1375.0089 | 1343.9589 | 1343.9589 | 1343.9589 | 1343.9589 | 1343.9589 | 1343.9589 | 1343.9589 | 1118.2589
Option 5 SG | VIC | V3 | Wimmera Grampians | Wind | 768.85 | 768.85 | 768.85 | 768.85 | 716.35 | 716.35 | 716.35 | 716.35 | 524.35 | 524.35 | 524.35 | 524.35 | 524.35 | 524.35 | 524.35 | 524.35 | 524.35 | 524.35 | 444.4 | 444.4 | 444.4 | 204.4001 | 204.4001 | 7.725e-05
Option 5 SG | VIC | V2 | Central Highlands VIC | Wind | 692.62 | 692.62 | 1011.62 | 1481.5882 | 1481.5882 | 1481.5882 | 1481.5882 | 1481.5882 | 1481.5882 | 1481.5882 | 1481.5882 | 1481.5882 | 1481.5882 | 1481.5882 | 1481.5882 | 1481.5882 | 1481.5882 | 1350.3882 | 1045.6682 | 1045.6682 | 1045.6682 | 1022.5721 | 1113.7114 | 1145.7099
Option 6 SG | NSW | N11 | Illawarra Coast | Offshore Wind | 0 | 0 | 0 | 0 | 0 | 0 | 0 | 0 | 0 | 0 | 0 | 0 | 0 | 0 | 0 | 0 | 0 | 0 | 0 | 0 | 0 | 0 | 0 | 0
Option 6 SG | NSW | N10 | Hunter Coast | Offshore Wind | 0 | 0 | 0 | 0 | 0 | 0 | 0 | 0 | 0 | 0 | 0 | 0 | 0 | 0 | 0 | 0 | 0 | 0 | 0 | 0 | 0 | 0 | 0 | 0
Option 6 SG | NSW | N5 | South West NSW | Solar | 903.68 | 1013.68 | 1013.68 | 1014.5804 | 1013.6804 | 1013.6804 | 1013.6804 | 1013.6804 | 1013.6804 | 1013.6804 | 1013.6804 | 1013.6804 | 1013.6804 | 1013.6804 | 1013.6804 | 1013.6804 | 1013.6804 | 863.6504 | 863.6504 | 863.6504 | 863.6504 | 863.6504 | 863.6504 | 663.9704
Option 6 SG | NSW | N4 | Broken Hill | Solar | 53 | 216.2241 | 216.2241 | 216.2242 | 216.2242 | 216.2242 | 216.2242 | 216.2242 | 216.2242 | 216.2242 | 216.2242 | 216.2242 | 216.2242 | 216.2242 | 216.2242 | 216.2242 | 216.2242 | 163.2242 | 163.2242 | 163.2242 | 163.2242 | 163.2242 | 163.2242 | 163.2242
Option 6 SG | NSW | N3 | Central-West Orana | Solar | 1496 | 1496.0002 | 1496.0002 | 8372.8914 | 8722.8914 | 8897.8914 | 8897.8914 | 8897.8914 | 8897.8914 | 8897.8914 | 8897.8914 | 8897.8914 | 8897.8914 | 8897.8914 | 8897.8914 | 8897.8914 | 8795.8614 | 8795.8614 | 8795.8614 | 8759.8514 | 8759.8514 | 8759.8514 | 8713.1514 | 8521.5114
Option 6 SG | NSW | N2 | New England | Solar | 535.02 | 735.66 | 1055.66 | 1055.66 | 1055.6601 | 1055.6601 | 1055.6601 | 1055.6601 | 1055.6601 | 1055.6601 | 1055.6601 | 1055.6601 | 1055.6601 | 1055.6601 | 1055.6601 | 1055.6601 | 1055.6601 | 1035.6601 | 1035.6601 | 1035.6601 | 1035.6601 | 1035.6601 | 1035.6601 | 1035.6601
Option 6 SG | NSW | N13 | South Cobar | Solar | 0 | 0.00071636 | 0.00071636 | 0.00071843 | 0.00071843 | 0.0007197 | 0.0007197 | 0.0007197 | 0.0007197 | 0.0007197 | 0.0007197 | 0.0007197 | 0.0007197 | 0.0007197 | 0.0007197 | 0.0007197 | 0.0007197 | 0.0007197 | 0.0007197 | 0.0007197 | 0.0007197 | 0.0007197 | 0.00072171 | 0.00072171
Option 6 SG | NSW | N1 | North West NSW | Solar | 166 | 334.72 | 334.72 | 365.9531 | 365.9531 | 365.9531 | 365.9531 | 365.9531 | 365.9531 | 365.9531 | 365.9531 | 365.9531 | 365.9531 | 365.9531 | 365.9531 | 365.9531 | 365.9531 | 365.9531 | 365.9531 | 365.9531 | 309.9531 | 309.9531 | 309.9531 | 309.9531
Option 6 SG | NSW | N6 | Wagga Wagga | Solar | 436.14 | 2612.15 | 2612.15 | 2612.15 | 2612.15 | 2612.15 | 2612.15 | 2612.15 | 2612.15 | 2612.15 | 2612.15 | 2612.15 | 2612.15 | 2612.15 | 2612.15 | 2612.15 | 2612.15 | 2612.15 | 2612.15 | 2612.15 | 2612.15 | 2612.15 | 2612.15 | 2612.15
Option 6 SG | NSW | N7 | Tumut | Solar | 0 | 0.042411 | 0.042411 | 100 | 100 | 100 | 100 | 100 | 100 | 100 | 100 | 100 | 100 | 100 | 100 | 100 | 100 | 100 | 100 | 100 | 100 | 100 | 100 | 100
Option 6 SG | NSW | N9 | Hunter-Central Coast | Solar | 0 | 953 | 953 | 953.0001 | 953.0001 | 953.0001 | 953.0001 | 953.0001 | 953.0001 | 953.0001 | 953.0001 | 953.0001 | 953.0001 | 953.0001 | 953.0001 | 953.0001 | 953.0001 | 953.0001 | 953.0001 | 953.0001 | 953.0001 | 953.0001 | 953.0001 | 953.0001
Option 6 SG | NSW | N8 | Cooma-Monaro | Solar | 0 | 85.5822 | 85.5822 | 350 | 350 | 350 | 350 | 350 | 350 | 350 | 350 | 350 | 350 | 350 | 350 | 350 | 350 | 350 | 350 | 350 | 350 | 350 | 350 | 350
Option 6 SG | NSW | N5 | South West NSW | Wind | 0 | 0 | 4.25e-06 | 9.42e-06 | 9.42e-06 | 9.42e-06 | 9.42e-06 | 9.42e-06 | 9.42e-06 | 9.42e-06 | 9.42e-06 | 9.42e-06 | 9.42e-06 | 9.42e-06 | 9.42e-06 | 9.42e-06 | 9.42e-06 | 9.42e-06 | 1.952e-05 | 2.238e-05 | 2.238e-05 | 657.8746 | 657.8746 | 889.1909
Option 6 SG | NSW | N4 | Broken Hill | Wind | 198.01 | 198.01 | 198.01 | 198.01 | 198.01 | 198.01 | 198.01 | 198.01 | 198.01 | 198.01 | 198.01 | 198.01 | 214.9053 | 214.9053 | 229.2878 | 237.5788 | 237.5788 | 262.6969 | 274.0802 | 274.0802 | 274.0802 | 274.0802 | 274.0802 | 274.0802
Option 6 SG | NSW | N3 | Central-West Orana | Wind | 113.19 | 113.19 | 527.19 | 1314.19 | 2148.19 | 2148.19 | 2148.19 | 2148.19 | 2148.19 | 2148.19 | 2148.19 | 2148.19 | 2148.19 | 2148.19 | 3248.19 | 3992.7095 | 3992.7095 | 3992.7095 | 4237.7209 | 4237.7209 | 6044.16 | 6044.16 | 6044.16 | 6543.5343
Option 6 SG | NSW | N2 | New England | Wind | 442.48 | 442.48 | 442.48 | 442.48 | 652.48 | 652.48 | 652.48 | 652.48 | 652.48 | 652.48 | 652.48 | 1059.1539 | 886.6739 | 886.6739 | 886.6739 | 1307.3904 | 1651.1742 | 1381.1742 | 1381.1742 | 1381.1742 | 1862.8227 | 2072.1395 | 2349.3001 | 2668.1955
Option 6 SG | NSW | N13 | South Cobar | Wind | 0 | 0 | 1.24e-06 | 5.88e-06 | 5.88e-06 | 7.4e-06 | 7.4e-06 | 7.4e-06 | 7.4e-06 | 7.4e-06 | 7.4e-06 | 7.4e-06 | 7.4e-06 | 7.4e-06 | 7.4e-06 | 7.4e-06 | 7.4e-06 | 7.4e-06 | 7.4e-06 | 9.35e-06 | 1.291e-05 | 2.335e-05 | 127.7962 | 127.7962
Option 6 SG | NSW | N12 | Illawarra | Wind | 0 | 0 | 2.01e-06 | 5.62e-06 | 5.62e-06 | 6.87e-06 | 6.87e-06 | 6.87e-06 | 6.87e-06 | 6.87e-06 | 6.87e-06 | 7.91e-06 | 71 | 71 | 71 | 71 | 71 | 71 | 71 | 71 | 71 | 71 | 71 | 71
Option 6 SG | NSW | DN3 | Marulan | Wind | 0 | 0 | 0 | 0 | 1.67e-06 | 4.41e-06 | 4.41e-06 | 4.41e-06 | 4.41e-06 | 4.41e-06 | 4.41e-06 | 4.41e-06 | 9.98e-06 | 9.98e-06 | 9.98e-06 | 9.98e-06 | 9.98e-06 | 9.98e-06 | 9.98e-06 | 1.099e-05 | 1.24e-05 | 1.764e-05 | 2.102e-05 | 2.534e-05
Option 6 SG | NSW | N6 | Wagga Wagga | Wind | 0 | 0 | 3.72e-06 | 1.319e-05 | 1.319e-05 | 1.589e-05 | 1.589e-05 | 1.589e-05 | 1.589e-05 | 1.589e-05 | 1.589e-05 | 1.589e-05 | 1.589e-05 | 1.589e-05 | 1.589e-05 | 1.723e-05 | 1.723e-05 | 1.723e-05 | 1.723e-05 | 2.147e-05 | 2.611e-05 | 4.553e-05 | 5.841e-05 | 7.64e-05
Option 6 SG | NSW | N7 | Tumut | Wind | 0 | 270.48 | 270.48 | 270.48 | 270.48 | 270.48 | 270.48 | 270.48 | 270.48 | 270.48 | 270.48 | 270.48 | 270.48 | 270.48 | 270.48 | 270.48 | 270.48 | 270.48 | 270.48 | 270.48 | 270.48 | 370.48 | 370.48 | 370.48
Option 6 SG | NSW | N9 | Hunter-Central Coast | Wind | 0 | 0 | 4.41e-06 | 1.339e-05 | 1.339e-05 | 1.756e-05 | 1.756e-05 | 1.756e-05 | 1.756e-05 | 1.756e-05 | 1.882e-05 | 1.882e-05 | 1.882e-05 | 1.882e-05 | 794.3126 | 844.3435 | 1400 | 1400 | 1400 | 1400 | 1400 | 1400 | 1400 | 1400
Option 6 SG | NSW | N8 | Cooma-Monaro | Wind | 113.18 | 113.18 | 113.18 | 113.18 | 113.18 | 113.18 | 113.18 | 113.18 | 113.18 | 113.18 | 113.18 | 113.18 | 113.18 | 113.18 | 1.557e-05 | 1.557e-05 | 1.557e-05 | 3.889e-05 | 100 | 100 | 100 | 141.1762 | 141.1762 | 141.1762
Option 6 SG | QLD | Q9 | Banana | Solar | 15 | 15 | 15 | 15 | 15 | 15 | 15 | 15 | 15 | 15 | 15 | 15 | 15 | 15 | 15 | 15 | 15 | 0 | 0 | 0 | 0 | 0 | 0 | 0
Option 6 SG | QLD | Q8b | Darling Downs (B) | Solar | 292.49 | 274.45 | 274.45 | 274.45 | 274.45 | 274.45 | 274.45 | 274.45 | 274.45 | 274.45 | 274.45 | 274.45 | 274.45 | 274.45 | 274.45 | 274.45 | 274.45 | 249.45 | 146.49 | 114.39 | 82.29 | 82.29 | 54.99 | 0
Option 6 SG | QLD | Q8a | Darling Downs (A) | Solar | 1089.24 | 1458.57 | 1458.01 | 1457.46 | 1456.89 | 1456.33 | 1455.77 | 1455.27 | 1454.79 | 1454.79 | 1344.79 | 1344.79 | 1344.79 | 1344.79 | 1344.79 | 1344.79 | 1344.79 | 1344.79 | 1344.79 | 1344.79 | 782.87 | 782.87 | 782.87 | 782.87
Option 6 SG | QLD | Q3 | Northern Qld | Solar | 437.15 | 437.15 | 1037.15 | 1037.15 | 1037.15 | 1037.15 | 1037.15 | 1037.15 | 1037.15 | 1037.15 | 1037.15 | 1037.15 | 1037.15 | 1037.15 | 1037.15 | 1037.15 | 915.99 | 800.02 | 800.02 | 800.02 | 800.02 | 700.04 | 700.04 | 700.04
Option 6 SG | QLD | Q7 | Wide Bay | Solar | 426.77 | 486.7701 | 685.1701 | 685.1701 | 685.1701 | 685.1701 | 685.1701 | 685.1701 | 685.1701 | 685.1701 | 685.1701 | 685.1701 | 685.1701 | 685.1701 | 685.1701 | 685.1701 | 1422.3856 | 1533.5128 | 1533.5128 | 1711.0013 | 2147.4588 | 2447.4392 | 2681.771 | 2578.1226
Option 6 SG | QLD | Q6 | Fitzroy | Solar | 81.72 | 81.72 | 81.72 | 81.72 | 81.72 | 81.72 | 81.72 | 81.72 | 81.72 | 81.72 | 81.72 | 81.72 | 81.72 | 81.72 | 81.72 | 81.72 | 81.72 | 81.7201 | 81.7201 | 81.7201 | 81.7201 | 81.7201 | 81.7201 | 407.8064
Option 6 SG | QLD | Q5 | Barcaldine | Solar | 0 | 4.254e-05 | 4.254e-05 | 4.254e-05 | 4.45e-05 | 4.632e-05 | 4.632e-05 | 4.632e-05 | 4.632e-05 | 4.632e-05 | 4.632e-05 | 4.787e-05 | 4.787e-05 | 4.787e-05 | 4.787e-05 | 9.835e-05 | 9.835e-05 | 0.0001002 | 0.0001002 | 0.00016393 | 0.00023659 | 0.00023659 | 14.7261 | 23.9731
Option 6 SG | QLD | Q4b | Isaac (B) | Solar | 295.96 | 295.96 | 295.96 | 295.96 | 295.96 | 295.96 | 295.96 | 295.96 | 295.96 | 295.96 | 295.96 | 295.96 | 295.96 | 295.96 | 295.96 | 295.96 | 295.96 | 295.96 | 295.96 | 295.96 | 295.96 | 295.96 | 295.96 | 295.96
Option 6 SG | QLD | Q4 | Isaac | Solar | 393.47 | 393.47 | 393.47 | 393.47 | 393.47 | 393.47 | 393.47 | 393.47 | 393.47 | 393.47 | 393.47 | 393.47 | 393.47 | 393.47 | 393.47 | 393.4701 | 393.4701 | 393.4701 | 350.9701 | 350.9701 | 350.9701 | 350.9701 | 101.0001 | 411.1936
Option 6 SG | QLD | Q8 | Darling Downs | Solar | 0 | 38.4892 | 38.4892 | 38.4892 | 38.4892 | 38.4892 | 38.4892 | 38.4892 | 38.4892 | 38.4892 | 38.4892 | 38.4892 | 38.4892 | 38.4892 | 38.4892 | 1682.4843 | 2705.6331 | 2705.6332 | 2705.6332 | 2705.6332 | 2867.5832 | 3335.3567 | 3759.0841 | 4373.81
Option 6 SG | QLD | Q10 | Collinsville | Solar | 227.02 | 227.02 | 227.02 | 227.02 | 227.02 | 227.02 | 227.02 | 227.02 | 227.02 | 227.02 | 227.02 | 227.02 | 227.02 | 227.02 | 227.02 | 227.02 | 227.02 | 227.02 | 227.02 | 227.02 | 227.02 | 227.02 | 65 | 0
Option 6 SG | QLD | Q1 | Far North QLD | Solar | 72 | 72.0022 | 72.0022 | 72.0022 | 72.0022 | 72.0022 | 72.0022 | 72.0022 | 72.0022 | 72.0022 | 72.0022 | 72.0022 | 72.0022 | 72.0022 | 72.0022 | 72.0022 | 224.0221 | 302.5425 | 302.5425 | 302.5425 | 302.5425 | 302.5425 | 230.5425 | 230.5425
Option 6 SG | QLD | Q2 | North Qld Clean Energy Hub | Solar | 84.47 | 84.47 | 84.47 | 84.47 | 84.47 | 84.47 | 84.47 | 84.47 | 84.47 | 84.47 | 84.47 | 35.97 | 35.97 | 35.97 | 35.97 | 35.97 | 35.97 | 35.97 | 35.97 | 35.97 | 20.97 | 20.97 | 0 | 0
Option 6 SG | QLD | Q8a | Darling Downs (A) | Wind | 172.99 | 172.99 | 172.99 | 172.99 | 172.99 | 172.99 | 172.99 | 172.99 | 172.99 | 172.99 | 172.99 | 172.99 | 172.99 | 172.99 | 172.99 | 172.99 | 172.99 | 172.99 | 172.99 | 172.99 | 172.99 | 172.99 | 172.99 | 172.99
Option 6 SG | QLD | Q8c | Darling Downs (C) | Wind | 691.98 | 691.98 | 691.98 | 691.98 | 691.98 | 691.98 | 691.98 | 691.98 | 691.98 | 691.98 | 691.98 | 691.98 | 691.98 | 691.98 | 691.98 | 691.98 | 691.98 | 691.98 | 252 | 252 | 252 | 252 | 252 | 252
Option 6 SG | QLD | Q8b | Darling Downs (B) | Wind | 890.03 | 890.03 | 890.03 | 890.03 | 890.03 | 890.03 | 890.03 | 890.03 | 890.03 | 890.03 | 890.03 | 890.03 | 890.03 | 890.03 | 890.03 | 890.03 | 890.03 | 890.03 | 890.03 | 890.03 | 890.03 | 890.03 | 890.03 | 890.03
Option 6 SG | QLD | Q8 | Darling Downs | Wind | 0 | 0 | 1.117e-05 | 1.117e-05 | 2.215e-05 | 4.024e-05 | 4.024e-05 | 4.024e-05 | 4.267e-05 | 167.4338 | 1273.358 | 2101.9343 | 2101.9343 | 2101.9343 | 2101.9343 | 2101.9343 | 2101.9343 | 2281.3579 | 2281.3579 | 2408.0001 | 3504.8259 | 4139.2582 | 4139.2583 | 4764.8258
Option 6 SG | QLD | Q6 | Fitzroy | Wind | 0 | 221.01 | 221.01 | 221.01 | 221.01 | 221.01 | 221.01 | 221.01 | 221.01 | 221.01 | 221.01 | 221.01 | 221.01 | 221.01 | 221.01 | 221.01 | 221.01 | 554.9622 | 554.9622 | 1021.7794 | 1119.2015 | 1121.01 | 1121.01 | 1121.01
Option 6 SG | QLD | Q5 | Barcaldine | Wind | 0 | 0 | 1.61e-06 | 1.61e-06 | 3.58e-06 | 3.58e-06 | 3.58e-06 | 3.58e-06 | 3.58e-06 | 3.58e-06 | 7.376e-05 | 91.0808 | 91.0808 | 91.0808 | 91.0808 | 91.0808 | 91.0808 | 91.0808 | 94.4559 | 96.8834 | 97.6055 | 97.6055 | 97.6057 | 101.0409
Option 6 SG | QLD | Q4 | Isaac | Wind | 439 | 724.2 | 724.2 | 724.2 | 724.2 | 724.2 | 724.2 | 724.2 | 724.2 | 724.2 | 724.2 | 724.2 | 724.2 | 724.2 | 724.2 | 724.2 | 724.2 | 724.2 | 724.2 | 724.2 | 724.2 | 724.2 | 724.2 | 685.2
Option 6 SG | QLD | Q2 | North Qld Clean Energy Hub | Wind | 43.2 | 43.2 | 43.2 | 43.2 | 43.2 | 43.2 | 43.2 | 43.2 | 43.2 | 43.2 | 99.7391 | 99.7391 | 423.7166 | 423.7166 | 625.599 | 625.599 | 1184.1626 | 1832.3726 | 1832.3726 | 1888.9835 | 1845.7835 | 1845.7835 | 2287.861 | 2287.861
Option 6 SG | QLD | Q10 | Collinsville | Wind | 0 | 0 | 2.02e-06 | 2.02e-06 | 3.29e-06 | 5.02e-06 | 5.02e-06 | 5.02e-06 | 5.02e-06 | 5.02e-06 | 2.893e-05 | 0.00034625 | 0.00034625 | 0.00034625 | 0.00034625 | 0.00034625 | 0.00034795 | 0.00035019 | 0.00035019 | 42.1884 | 42.1884 | 264.7978 | 531.1182 | 611.8297
Option 6 SG | QLD | Q1 | Far North QLD | Wind | 332.45 | 332.45 | 332.45 | 332.45 | 332.45 | 332.45 | 358.2098 | 559.8082 | 842.5535 | 902.45 | 902.45 | 902.45 | 902.45 | 902.45 | 902.45 | 902.45 | 902.45 | 721.98 | 721.98 | 857.2426 | 857.2426 | 857.2426 | 705.2626 | 856.2792
Option 6 SG | SA | S3 | Mid-North SA | Solar | 0 | 0.0012368 | 0.0012368 | 0.0012368 | 0.0012368 | 0.001238 | 0.001238 | 0.001238 | 0.001238 | 0.001238 | 0.001238 | 0.001238 | 0.001238 | 0.001238 | 0.001238 | 0.001238 | 0.001238 | 0.001238 | 0.0012402 | 0.0012402 | 0.0012402 | 0.0012402 | 0.0012414 | 0.0012424
Option 6 SG | SA | S5 | Northern SA | Solar | 296.24 | 917.3987 | 917.3987 | 917.3987 | 917.3987 | 917.3987 | 917.3987 | 917.3987 | 917.3987 | 917.3987 | 917.3987 | 917.3987 | 917.3987 | 917.3987 | 917.3987 | 917.3987 | 917.3987 | 917.3987 | 698.1587 | 698.1587 | 698.1587 | 621.1587 | 621.1587 | 621.1587
Option 6 SG | SA | S1 | South East SA | Solar | 182 | 182 | 182 | 182 | 182 | 182 | 182 | 182 | 182 | 182 | 182 | 182 | 182 | 182 | 182 | 182 | 182 | 182 | 182 | 182 | 182 | 182 | 182 | 87
Option 6 SG | SA | S2 | Riverland | Solar | 19.89 | 19.89 | 19.89 | 19.89 | 19.89 | 15.33 | 15.33 | 15.33 | 15.33 | 15.33 | 15.33 | 15.33 | 15.33 | 15.33 | 15.33 | 6.21 | 6.21 | 6.21 | 6.21 | 0 | 0 | 0 | 0 | 0
Option 6 SG | SA | S6 | Roxby Downs | Wind | 0 | 0 | 2.19e-06 | 2.19e-06 | 2.19e-06 | 3.9e-06 | 3.9e-06 | 3.9e-06 | 3.9e-06 | 3.9e-06 | 3.9e-06 | 3.9e-06 | 3.9e-06 | 3.9e-06 | 3.9e-06 | 3.9e-06 | 3.9e-06 | 3.9e-06 | 5.07e-06 | 5.07e-06 | 5.07e-06 | 5.07e-06 | 5.07e-06 | 1.044e-05
Option 6 SG | SA | S5 | Northern SA | Wind | 407.5 | 407.5 | 407.5 | 407.5 | 407.5 | 407.5 | 407.5 | 407.5 | 407.5 | 407.5 | 407.5 | 407.5 | 407.5 | 407.5 | 407.5 | 407.5 | 407.5 | 407.5 | 407.5 | 201 | 264.7089 | 389.2871 | 389.2871 | 582.5931
Option 6 SG | SA | S4 | Yorke Peninsula | Wind | 0 | 0 | 2.66e-06 | 2.66e-06 | 2.66e-06 | 4.33e-06 | 4.33e-06 | 4.33e-06 | 4.33e-06 | 4.33e-06 | 4.33e-06 | 4.33e-06 | 4.33e-06 | 4.33e-06 | 4.33e-06 | 4.33e-06 | 4.33e-06 | 5.74e-06 | 8.08e-06 | 2.761e-05 | 3.185e-05 | 3.867e-05 | 4.408e-05 | 110.5172
Option 6 SG | SA | S3 | Mid-North SA | Wind | 1732.01 | 1732.01 | 1732.01 | 1732.01 | 1732.01 | 1732.01 | 1732.01 | 1633.31 | 1633.31 | 1561.91 | 1377.42 | 1377.42 | 1377.42 | 1050.72 | 1060.4914 | 1266.4952 | 1266.4952 | 1386.1339 | 1943.161 | 1905.66 | 1905.66 | 1905.66 | 1704.68 | 1508.99
Option 6 SG | SA | S2 | Riverland | Wind | 0 | 0 | 1.85e-06 | 3.48e-06 | 3.48e-06 | 5.5e-06 | 5.5e-06 | 5.5e-06 | 5.5e-06 | 5.5e-06 | 5.5e-06 | 5.5e-06 | 5.5e-06 | 5.5e-06 | 5.5e-06 | 5.5e-06 | 5.5e-06 | 5.5e-06 | 5.5e-06 | 5.5e-06 | 6.66e-06 | 8.73e-06 | 1.028e-05 | 1.794e-05
Option 6 SG | SA | S1 | South East SA | Wind | 324.5 | 324.5 | 324.5 | 324.5 | 324.5 | 324.5 | 324.5 | 324.5 | 324.5 | 198 | 198 | 198 | 39 | 39 | 4.88e-06 | 4.88e-06 | 4.88e-06 | 4.88e-06 | 6.19e-06 | 2.516e-05 | 149.7182 | 476.2575 | 476.2575 | 476.2575
Option 6 SG | SA | S7 | Eastern Eyre Peninsula | Wind | 225.03 | 225.03 | 225.03 | 225.03 | 163.03 | 72.28 | 72.28 | 72.28 | 72.28 | 2.68e-06 | 2.68e-06 | 2.68e-06 | 2.68e-06 | 2.68e-06 | 2.68e-06 | 2.68e-06 | 2.68e-06 | 2.68e-06 | 5.4e-06 | 152.5088 | 304.866 | 317.2863 | 317.2863 | 329.2588
Option 6 SG | TAS | T1 | North East Tasmania | Solar | 0 | 4.31e-06 | 479.5891 | 479.5892 | 479.5892 | 479.5892 | 479.5892 | 479.5892 | 479.5892 | 479.5892 | 479.5892 | 479.5892 | 479.5892 | 479.5892 | 479.5892 | 479.5892 | 479.5892 | 479.5892 | 479.5892 | 479.5892 | 479.5892 | 479.5892 | 479.5892 | 479.5892
Option 6 SG | TAS | T3 | Central Highlands | Solar | 0 | 3.81e-06 | 120.4109 | 570.4108 | 570.4108 | 570.4108 | 570.4108 | 570.4108 | 570.4108 | 570.4108 | 570.4108 | 570.4108 | 570.4108 | 570.4108 | 570.4108 | 570.4108 | 570.4108 | 570.4108 | 570.4108 | 570.4108 | 570.4108 | 570.4108 | 570.4108 | 570.4108
Option 6 SG | TAS | T2 | North West Tasmania | Solar | 0 | 3.7e-06 | 150 | 150 | 150 | 150 | 150 | 150 | 150 | 150 | 150 | 150 | 150 | 150 | 150 | 150 | 150 | 150 | 150 | 150 | 150 | 150 | 150 | 150
Option 6 SG | TAS | T1 | North East Tasmania | Wind | 0 | 0 | 6.17e-06 | 1.135e-05 | 1.135e-05 | 1.451e-05 | 1.451e-05 | 1.451e-05 | 1.451e-05 | 1.571e-05 | 255.9301 | 387.6293 | 387.6293 | 387.6293 | 387.6293 | 387.6293 | 387.6293 | 387.6293 | 387.6293 | 387.6293 | 387.6293 | 387.6293 | 387.6293 | 387.6293
Option 6 SG | TAS | T3 | Central Highlands | Wind | 144 | 144 | 144 | 144 | 144 | 144 | 168.5333 | 899.1526 | 899.1526 | 1044 | 1099.4471 | 1099.4471 | 1099.4471 | 1099.4471 | 1099.4471 | 1099.4471 | 1099.4471 | 1099.4471 | 955.4471 | 955.4471 | 955.4471 | 955.4471 | 955.4471 | 955.4471
Option 6 SG | TAS | T2 | North West Tasmania | Wind | 111.6 | 111.6 | 111.6 | 111.6 | 111.6 | 111.6 | 111.6 | 111.6 | 111.6 | 111.6 | 118.8629 | 118.8629 | 118.8629 | 118.8629 | 118.8629 | 118.8629 | 118.8629 | 118.8629 | 118.8629 | 118.8629 | 118.8629 | 118.8629 | 118.8629 | 118.8629
Option 6 SG | VIC | V9 | Southern Ocean | Offshore Wind | 0 | 0 | 0 | 0 | 0 | 519.8509 | 614.571 | 614.571 | 614.571 | 614.571 | 780 | 780 | 780 | 780 | 780 | 780 | 780 | 780 | 780 | 780 | 780 | 780 | 780 | 780
Option 6 SG | VIC | V8 | Gippsland Offshore | Offshore Wind | 0 | 0 | 0 | 0 | 0 | 1480.1491 | 2052.429 | 2718.429 | 3385.429 | 4385.429 | 5220 | 6220 | 7220 | 8220 | 8220 | 8220 | 8220 | 8220 | 8220 | 8220 | 8220 | 8220 | 8220 | 8220
Option 6 SG | VIC | V7 | Central North VIC | Solar | 619.99 | 700.03 | 764.05 | 764.05 | 764.05 | 764.05 | 764.05 | 764.05 | 764.05 | 764.05 | 764.05 | 764.05 | 764.05 | 764.05 | 764.05 | 764.05 | 764.05 | 764.05 | 664.08 | 664.08 | 664.08 | 664.08 | 664.08 | 664.08
Option 6 SG | VIC | V6 | Gippsland Onshore | Solar | 0 | 404.2343 | 404.2343 | 404.2343 | 404.2343 | 404.2343 | 404.2343 | 404.2343 | 404.2343 | 404.2343 | 404.2343 | 404.2343 | 404.2343 | 404.2343 | 404.2343 | 404.2343 | 404.2343 | 404.2343 | 404.2343 | 404.2343 | 404.2343 | 404.2343 | 404.2343 | 404.2343
Option 6 SG | VIC | V3 | Wimmera Grampians | Solar | 118.8 | 118.8 | 118.8 | 118.8 | 118.8 | 118.8 | 118.8 | 118.8 | 118.8 | 118.8 | 118.8 | 118.8 | 118.8 | 118.8 | 118.8 | 118.8 | 118.8 | 118.8 | 118.8 | 118.8 | 118.8 | 118.8 | 118.8 | 118.8
Option 6 SG | VIC | V2 | Central Highlands VIC | Solar | 0 | 199.5806 | 199.5806 | 199.5806 | 199.5806 | 199.5806 | 199.5806 | 199.5806 | 199.5806 | 199.5806 | 199.5806 | 199.5806 | 199.5806 | 199.5806 | 199.5806 | 199.5806 | 199.5806 | 199.5806 | 199.5806 | 199.5806 | 199.5806 | 199.5806 | 199.5806 | 199.5806
Option 6 SG | VIC | V1 | North West VIC | Solar | 596.96 | 941.3351 | 941.3351 | 941.3351 | 941.3351 | 941.3351 | 941.3351 | 941.3351 | 941.3351 | 941.3351 | 941.3351 | 941.3351 | 941.3351 | 941.3351 | 941.3351 | 941.3351 | 941.3351 | 941.3351 | 941.3351 | 914.1651 | 914.1651 | 914.1651 | 774.1351 | 398.2051
Option 6 SG | VIC | V1 | North West VIC | Wind | 0 | 0 | 1017.3919 | 1205.3102 | 1205.3102 | 1205.3102 | 1205.3102 | 1205.3102 | 1205.3102 | 1205.3102 | 1205.3102 | 1205.3102 | 1205.3102 | 1205.3102 | 1205.3102 | 1205.3102 | 1205.3102 | 1205.3102 | 1205.3102 | 1205.3102 | 1205.3102 | 1205.3102 | 1205.3103 | 1205.3103
Option 6 SG | VIC | V7 | Central North VIC | Wind | 0 | 0 | 136.0002 | 299.1232 | 299.1232 | 299.1232 | 299.1232 | 299.1232 | 299.1232 | 299.1232 | 299.1232 | 299.1232 | 299.1232 | 299.1232 | 299.1232 | 299.1232 | 299.1232 | 299.1232 | 299.1232 | 299.1232 | 299.1232 | 299.1232 | 299.1232 | 299.1232
Option 6 SG | VIC | V6 | Gippsland Onshore | Wind | 0 | 0 | 4.193e-05 | 0.00018732 | 0.00018732 | 0.00018732 | 0.00018732 | 0.00018732 | 0.00018732 | 0.00018732 | 0.00018732 | 0.00018732 | 0.00018732 | 0.00018732 | 0.00018732 | 0.00018732 | 0.00018732 | 0.00018732 | 0.00018732 | 0.00018732 | 0.00018732 | 0.00018732 | 0.00018732 | 0.00018732
Option 6 SG | VIC | V5 | South West VIC | Wind | 2151.27 | 2223.27 | 2519.9141 | 2519.9142 | 2519.9142 | 2489.9142 | 2489.9142 | 2489.9142 | 2489.9142 | 2489.9142 | 2489.9142 | 2426.9042 | 2006.9042 | 2006.9042 | 1855.2042 | 1855.2042 | 1835.7042 | 1649.7042 | 1649.7042 | 802.7042 | 802.7042 | 737.1569 | 915.1649 | 915.1649
Option 6 SG | VIC | V4 | Wimmera Southern Mallee | Wind | 465.75 | 465.75 | 618.7136 | 1378.3467 | 1378.3467 | 1378.3467 | 1378.3467 | 1378.3467 | 1378.3467 | 1378.3467 | 1378.3467 | 1378.3467 | 1378.3467 | 1378.3467 | 1378.3467 | 1378.3467 | 1347.2967 | 1347.2967 | 1347.2967 | 1347.2967 | 1347.2967 | 1347.2967 | 1347.2967 | 1121.5967
Option 6 SG | VIC | V3 | Wimmera Grampians | Wind | 768.85 | 768.85 | 768.8501 | 768.8503 | 716.3503 | 716.3503 | 716.3503 | 716.3503 | 524.3503 | 524.3503 | 524.3503 | 524.3503 | 524.3503 | 524.3503 | 524.3503 | 524.3503 | 524.3503 | 524.3503 | 444.4003 | 444.4003 | 444.4003 | 204.4003 | 204.4003 | 0.00026765
Option 6 SG | VIC | V2 | Central Highlands VIC | Wind | 692.62 | 692.62 | 1011.6201 | 1478.9452 | 1478.9452 | 1478.9452 | 1478.9452 | 1478.9452 | 1478.9452 | 1478.9452 | 1478.9452 | 1478.9452 | 1478.9452 | 1478.9452 | 1478.9452 | 1478.9452 | 1478.9452 | 1347.7452 | 1043.0252 | 1043.0252 | 1043.0252 | 1014.3262 | 1115.406 | 1138.795
BaseCase AT | NSW | N11 | Illawarra Coast | Offshore Wind | 0 | 0 | 0 | 0 | 0 | 0 | 0 | 0 | 0 | 0 | 0 | 0 | 745.4734 | 1132.084 | 1845.6037 | 2148.847 | 2954.0123 | 2954.0123 | 2954.0123 | 3066.5248 | 3534.2089 | 4115.9502 | 4452 | 4452
BaseCase AT | NSW | N10 | Hunter Coast | Offshore Wind | 0 | 0 | 0 | 0 | 0 | 0 | 0 | 0 | 0 | 0 | 0 | 0 | 2768.8207 | 2768.8207 | 2768.8207 | 2768.8207 | 2768.8207 | 2863.7959 | 2863.7959 | 2966.2492 | 2966.2492 | 2966.2492 | 3767.0177 | 3767.0177
BaseCase AT | NSW | DN1 | Dubbo | Solar | 0 | 0 | 1.355e-05 | 1.881e-05 | 2.506e-05 | 3.055e-05 | 7.922e-05 | 805.5594 | 820.8308 | 900.3005 | 900.3005 | 900.3005 | 900.3005 | 980.216 | 1020.9945 | 1054.7549 | 1054.7549 | 1054.7549 | 1054.7549 | 1110.6589 | 1110.6589 | 1110.6589 | 1427.7031 | 1427.7031
BaseCase AT | NSW | N6 | Wagga Wagga | Solar | 436.14 | 1563.4502 | 1563.4503 | 1563.4503 | 1743.6383 | 1743.6383 | 1743.6383 | 1743.6383 | 1743.6383 | 1743.6383 | 1743.6383 | 1743.6383 | 1743.6383 | 2107.5893 | 2107.5893 | 2107.5893 | 2107.5893 | 2107.5893 | 2107.5893 | 2141.2534 | 2159.3493 | 2159.3493 | 2612.15 | 2612.15
BaseCase AT | NSW | N5 | South West NSW | Solar | 903.68 | 1013.6801 | 1013.6805 | 1014.5805 | 1013.6808 | 1013.6808 | 1013.6808 | 1013.6808 | 1013.6808 | 1013.6808 | 1013.6808 | 1013.6808 | 1013.6808 | 1013.6808 | 1013.6808 | 1013.6808 | 1013.6808 | 863.6508 | 863.6508 | 863.6508 | 863.6508 | 863.6508 | 3361.1543 | 3161.4743
BaseCase AT | NSW | N4 | Broken Hill | Solar | 53 | 186.4776 | 186.4776 | 186.4776 | 186.4785 | 186.4785 | 186.4785 | 186.4785 | 186.4785 | 186.4786 | 278.5385 | 278.5385 | 278.5385 | 278.5385 | 278.5385 | 278.5385 | 278.5385 | 225.5385 | 225.5385 | 391.1151 | 391.1151 | 391.1151 | 592.629 | 592.629
BaseCase AT | NSW | N3 | Central-West Orana | Solar | 1496 | 1496.0002 | 1906.8142 | 5160.6335 | 5510.6335 | 5685.6335 | 7595.0879 | 7595.0879 | 7595.0879 | 8316.01 | 8316.01 | 8316.01 | 8316.01 | 8316.01 | 8316.01 | 8473.3548 | 8811.5911 | 8811.5911 | 8811.5911 | 8775.5811 | 8775.5811 | 8775.5811 | 10702.1457 | 10510.5057
BaseCase AT | NSW | N2 | New England | Solar | 535.02 | 735.66 | 1055.6601 | 1055.6601 | 1055.6601 | 1055.6601 | 1055.6601 | 1055.6601 | 1055.6601 | 1055.6601 | 1055.6601 | 1055.6601 | 2363.6299 | 2363.6299 | 2363.6299 | 2363.6299 | 2363.6299 | 2343.6299 | 2343.6299 | 2343.6299 | 2343.6299 | 2343.6299 | 2343.6299 | 2343.6299
BaseCase AT | NSW | N13 | South Cobar | Solar | 0 | 0.0013477 | 0.0013549 | 0.0013582 | 0.0013633 | 0.0013977 | 0.0013977 | 0.0013977 | 0.0013977 | 0.0013977 | 140.3186 | 140.3186 | 140.3186 | 140.3186 | 140.3186 | 140.3186 | 140.3186 | 140.3186 | 140.3186 | 165.8635 | 165.8635 | 165.8635 | 168.7746 | 168.7746
BaseCase AT | NSW | N1 | North West NSW | Solar | 166 | 269.5534 | 269.5534 | 281.6846 | 281.6846 | 281.6846 | 347.895 | 571.5072 | 888.8439 | 1013.6255 | 1023.1624 | 1082.2876 | 1473.1101 | 1473.1101 | 1491.9393 | 1710.2783 | 2132.9018 | 2132.9018 | 2132.9018 | 2142.4618 | 2145.8772 | 2145.8772 | 2908.9345 | 2908.9345
BaseCase AT | NSW | DN3 | Marulan | Solar | 0 | 0 | 0 | 0 | 8.744e-05 | 0.00012528 | 0.00012528 | 0.00012528 | 0.00012528 | 0.00012528 | 0.00012528 | 0.00012735 | 0.00012735 | 0.00012735 | 0.00012735 | 0.00012735 | 0.00012735 | 0.00012735 | 0.00012735 | 0.00012735 | 0.00012735 | 0.00012735 | 0.00012735 | 0.00012735
BaseCase AT | NSW | N7 | Tumut | Solar | 0 | 4.359e-05 | 0.0001389 | 0.0001639 | 0.00026695 | 0.00032302 | 0.00032302 | 0.00032302 | 0.0003246 | 0.0003246 | 0.00032632 | 0.00033049 | 0.00033049 | 0.00033363 | 0.00033581 | 0.00033843 | 0.00033843 | 0.00034096 | 0.00034096 | 0.00034689 | 0.0017778 | 0.0017778 | 100 | 100
BaseCase AT | NSW | N9 | Hunter-Central Coast | Solar | 0 | 952.4013 | 1896.8601 | 2217.9017 | 2217.9018 | 2764.527 | 3400.343 | 4066.1217 | 6137.4456 | 9216.0652 | 9566.6412 | 9597.1403 | 12782.2846 | 12782.2846 | 17360.3569 | 18293 | 18293 | 18293 | 18293 | 18293 | 18293 | 18293 | 18293 | 18293
BaseCase AT | NSW | N8 | Cooma-Monaro | Solar | 0 | 0.00010387 | 0.00026115 | 0.00027289 | 0.00027289 | 0.00031881 | 0.00031881 | 0.00031881 | 0.00031985 | 0.00031985 | 0.00032461 | 0.00032911 | 0.00032911 | 23.7618 | 175.5828 | 350 | 350 | 350 | 350 | 350 | 350 | 350 | 350 | 350
BaseCase AT | NSW | N5 | South West NSW | Wind | 0 | 0 | 1146.7764 | 1146.7764 | 1146.7764 | 1146.7764 | 1146.7764 | 1146.7764 | 1146.7764 | 1146.7764 | 1146.7764 | 1146.7764 | 1146.7764 | 1146.7764 | 1146.7764 | 1146.7764 | 1146.7764 | 1146.7764 | 1146.7764 | 1146.7764 | 1146.7764 | 1146.7764 | 1146.7764 | 1146.7764
BaseCase AT | NSW | N4 | Broken Hill | Wind | 198.01 | 198.01 | 283.808 | 283.808 | 283.808 | 283.808 | 283.808 | 283.808 | 283.808 | 283.808 | 283.808 | 283.808 | 283.808 | 283.808 | 283.808 | 283.808 | 283.808 | 85.798 | 85.798 | 228.8215 | 228.8215 | 228.8215 | 228.8215 | 228.8215
BaseCase AT | NSW | N3 | Central-West Orana | Wind | 113.19 | 113.19 | 1627.1908 | 5146.1986 | 6358.5564 | 6358.5564 | 6358.5564 | 7003.0141 | 7003.0141 | 7010.7758 | 8398.8259 | 8398.8259 | 8398.8259 | 8398.8259 | 8398.8259 | 8398.8259 | 8398.8259 | 8398.8259 | 8398.8259 | 8398.8259 | 8398.8259 | 8398.826 | 8849.1277 | 8735.9377
BaseCase AT | NSW | N2 | New England | Wind | 442.48 | 442.48 | 541.9653 | 541.9653 | 751.9654 | 751.9654 | 2948.4232 | 2948.4232 | 2948.4232 | 2948.4232 | 3634.23 | 3634.23 | 3461.75 | 3461.75 | 3461.75 | 3568.6364 | 3568.6364 | 4310.8816 | 4310.8816 | 4310.8816 | 4310.8816 | 4310.8816 | 4310.8816 | 4310.8816
BaseCase AT | NSW | N6 | Wagga Wagga | Wind | 0 | 0 | 0.000725 | 0.00073481 | 0.00073481 | 0.0007722 | 0.0007722 | 0.0007722 | 0.0007722 | 0.0007722 | 0.00077469 | 0.00077728 | 0.00077728 | 0.00077728 | 0.00077728 | 0.00077728 | 0.00077728 | 0.00077728 | 0.00077728 | 0.00077728 | 0.00077728 | 0.00077728 | 0.00077728 | 0.00077728
BaseCase AT | NSW | N12 | Illawarra | Wind | 0 | 0 | 357 | 357 | 357 | 357 | 357 | 357 | 357 | 357 | 357 | 357 | 357 | 357 | 357 | 357 | 357 | 357 | 357 | 357 | 357 | 357 | 357 | 357
BaseCase AT | NSW | DN3 | Marulan | Wind | 0 | 0 | 0 | 0 | 0.00010047 | 0.00022035 | 0.00022035 | 0.00022035 | 0.00022148 | 0.00022148 | 0.00022404 | 0.00022641 | 0.00022641 | 0.00022641 | 0.00022641 | 0.00022641 | 0.00022641 | 0.00022641 | 0.00022641 | 0.00022641 | 0.00022641 | 0.00022641 | 0.00022641 | 0.00022641
BaseCase AT | NSW | N13 | South Cobar | Wind | 0 | 0 | 0.00015963 | 0.00016356 | 0.00016356 | 0.00017731 | 0.00017731 | 0.00017731 | 0.00017731 | 0.00017731 | 0.00017848 | 0.00017848 | 0.00017848 | 0.00017848 | 0.00017848 | 0.00017848 | 0.00017848 | 0.00017848 | 0.00017848 | 0.00017848 | 0.00017848 | 0.00017848 | 19.8502 | 19.8502
BaseCase AT | NSW | DN1 | Dubbo | Wind | 0 | 0 | 8.06e-06 | 1.21e-05 | 1.21e-05 | 1.686e-05 | 1.686e-05 | 288 | 288 | 288 | 288 | 288 | 288 | 288 | 288 | 288 | 288 | 288 | 288 | 288 | 288 | 288 | 288 | 288
BaseCase AT | NSW | N7 | Tumut | Wind | 0 | 270.48 | 270.4805 | 270.4805 | 270.4805 | 270.4805 | 270.4805 | 270.4805 | 270.4805 | 270.4805 | 270.4805 | 270.4805 | 270.4805 | 270.4805 | 270.4805 | 270.4805 | 270.4805 | 270.4805 | 270.4805 | 270.4805 | 270.4805 | 270.4805 | 270.4805 | 270.4805
BaseCase AT | NSW | N9 | Hunter-Central Coast | Wind | 0 | 0 | 1400 | 1400 | 1400 | 1980.4273 | 1980.4273 | 2862.8696 | 2862.8696 | 3424.6174 | 4124.8656 | 4130.0646 | 4274.9531 | 4274.9531 | 4274.9531 | 4274.9531 | 4274.9531 | 4274.9531 | 4274.9531 | 4274.9531 | 4274.9531 | 4274.9531 | 4274.9531 | 4274.9531
BaseCase AT | NSW | N8 | Cooma-Monaro | Wind | 113.18 | 113.18 | 213.1802 | 213.1802 | 213.1802 | 213.1802 | 213.1802 | 213.1802 | 213.1802 | 213.1802 | 413.18 | 413.18 | 413.18 | 413.18 | 300 | 300 | 300 | 300 | 300 | 300 | 300 | 300 | 300 | 300
BaseCase AT | QLD | Q9 | Banana | Solar | 15 | 15 | 15 | 15 | 15 | 15 | 15 | 15 | 15 | 15 | 15 | 15 | 15 | 15 | 15 | 15 | 15 | 0 | 0 | 0 | 0 | 0 | 0 | 0
BaseCase AT | QLD | Q8b | Darling Downs (B) | Solar | 292.49 | 274.45 | 274.45 | 274.45 | 274.45 | 274.45 | 274.45 | 274.45 | 274.45 | 274.45 | 274.45 | 274.45 | 274.45 | 274.45 | 274.45 | 274.45 | 274.45 | 249.45 | 146.49 | 114.39 | 82.29 | 82.29 | 54.99 | 0
BaseCase AT | QLD | Q8a | Darling Downs (A) | Solar | 1089.24 | 1458.57 | 1458.01 | 1457.46 | 1456.89 | 1456.33 | 1455.77 | 1455.27 | 1454.79 | 1454.79 | 1344.79 | 1344.79 | 1344.79 | 1344.79 | 1344.79 | 1344.79 | 1344.79 | 1344.79 | 1344.79 | 1344.79 | 782.87 | 782.87 | 782.87 | 782.87
BaseCase AT | QLD | Q8 | Darling Downs | Solar | 0 | 1492.1497 | 1492.1498 | 2488.7245 | 2488.7246 | 2488.7246 | 3495.1286 | 4031.4289 | 4171.4602 | 4171.4602 | 4171.4602 | 4171.4602 | 4883.0788 | 4883.0788 | 4883.0788 | 4883.0788 | 4883.0788 | 4883.0788 | 4883.0788 | 4883.0788 | 5045.0288 | 5045.0288 | 6952.6 | 7311.816
BaseCase AT | QLD | Q7 | Wide Bay | Solar | 426.77 | 486.7704 | 685.1704 | 932.4265 | 1073.116 | 1073.1161 | 2645.0844 | 2735.8458 | 2885.17 | 2885.17 | 2885.17 | 2885.17 | 2885.17 | 2885.17 | 2885.17 | 2885.17 | 2885.17 | 2885.17 | 2885.17 | 2885.17 | 2885.17 | 2885.17 | 2885.17 | 2754.28
BaseCase AT | QLD | Q6 | Fitzroy | Solar | 81.72 | 81.7202 | 81.7202 | 81.7206 | 1917.9357 | 1917.9357 | 2381.0746 | 3058.4227 | 3324.6849 | 5709.3064 | 6239.1324 | 6239.1324 | 6239.1324 | 6239.1324 | 6239.1324 | 7614.72 | 7614.72 | 7614.72 | 7614.72 | 7614.72 | 7614.72 | 7614.72 | 7614.72 | 7614.72
BaseCase AT | QLD | Q5 | Barcaldine | Solar | 0 | 0.0062389 | 0.0062389 | 55.8137 | 71.7054 | 71.7054 | 71.7054 | 71.7054 | 71.7054 | 71.7054 | 71.7054 | 83.1677 | 102.2956 | 102.2956 | 102.2956 | 102.2956 | 102.2956 | 124.387 | 124.387 | 917.2153 | 917.2153 | 917.2153 | 1336.0515 | 1336.0515
BaseCase AT | QLD | Q4b | Isaac (B) | Solar | 295.96 | 295.96 | 295.96 | 295.96 | 295.96 | 295.96 | 295.96 | 295.96 | 295.96 | 295.96 | 295.96 | 295.96 | 295.96 | 295.96 | 295.96 | 295.96 | 295.96 | 295.96 | 295.96 | 295.96 | 295.96 | 295.96 | 295.96 | 295.96
BaseCase AT | QLD | Q4 | Isaac | Solar | 393.47 | 393.4701 | 393.4701 | 393.4702 | 904.7626 | 904.7626 | 904.7626 | 904.7626 | 1164.7265 | 1266.8885 | 1274.3937 | 1293.375 | 1425.6806 | 1425.6806 | 1425.6806 | 2022.3646 | 2459.6583 | 2459.6583 | 2749.1206 | 2843.6749 | 2843.6749 | 2843.6749 | 2601 | 2526
BaseCase AT | QLD | Q3 | Northern Qld | Solar | 437.15 | 437.15 | 1037.15 | 1037.15 | 1037.15 | 1037.15 | 1037.15 | 1037.15 | 1037.15 | 1037.15 | 1037.15 | 1037.15 | 1037.15 | 1037.15 | 1037.15 | 1037.15 | 915.99 | 800.02 | 800.02 | 800.02 | 800.02 | 700.04 | 700.04 | 700.04
BaseCase AT | QLD | Q10 | Collinsville | Solar | 227.02 | 227.0201 | 227.0201 | 227.0201 | 227.021 | 227.0211 | 227.0211 | 227.0211 | 227.0211 | 227.0211 | 227.0211 | 227.0211 | 227.0211 | 227.0211 | 227.0211 | 227.0211 | 986.5623 | 986.5624 | 986.5624 | 986.5624 | 986.5624 | 986.5624 | 824.5424 | 759.5424
BaseCase AT | QLD | Q1 | Far North QLD | Solar | 72 | 72.0035 | 72.0035 | 328.9611 | 448.9069 | 448.9069 | 448.9069 | 448.9069 | 448.9069 | 598.2918 | 722.6868 | 1026.6534 | 1163.0499 | 1163.0499 | 1163.0499 | 1163.0499 | 1172 | 1172 | 1172 | 1172 | 1172 | 1172 | 1100 | 1100
BaseCase AT | QLD | Q2 | North Qld Clean Energy Hub | Solar | 84.47 | 84.47 | 84.47 | 84.47 | 84.47 | 84.47 | 84.47 | 84.47 | 84.47 | 84.47 | 84.47 | 35.97 | 35.97 | 35.97 | 35.97 | 35.97 | 35.97 | 35.97 | 35.97 | 35.97 | 20.97 | 20.97 | 0 | 0
BaseCase AT | QLD | Q8c | Darling Downs (C) | Wind | 691.98 | 691.98 | 691.98 | 691.98 | 691.98 | 691.98 | 691.98 | 691.98 | 691.98 | 691.98 | 691.98 | 691.98 | 691.98 | 691.98 | 691.98 | 691.98 | 691.98 | 691.98 | 252 | 252 | 252 | 252 | 252 | 252
BaseCase AT | QLD | Q8b | Darling Downs (B) | Wind | 890.03 | 890.03 | 890.03 | 890.03 | 890.03 | 890.03 | 890.03 | 890.03 | 890.03 | 890.03 | 890.03 | 890.03 | 890.03 | 890.03 | 890.03 | 890.03 | 890.03 | 890.03 | 890.03 | 890.03 | 890.03 | 890.03 | 890.03 | 890.03
BaseCase AT | QLD | Q8a | Darling Downs (A) | Wind | 172.99 | 172.99 | 172.99 | 172.99 | 172.99 | 172.99 | 172.99 | 172.99 | 172.99 | 172.99 | 172.99 | 172.99 | 172.99 | 172.99 | 172.99 | 172.99 | 172.99 | 172.99 | 172.99 | 172.99 | 172.99 | 172.99 | 172.99 | 172.99
BaseCase AT | QLD | Q8 | Darling Downs | Wind | 0 | 0 | 2739.7886 | 2739.7886 | 2761.7629 | 3560.4964 | 3560.4964 | 3560.4964 | 3560.4964 | 3598.6779 | 3752.696 | 5190.6008 | 5190.6008 | 5190.6008 | 5190.6008 | 5190.6008 | 5454.0754 | 5454.0754 | 5454.0754 | 5454.0754 | 5888.4914 | 5888.4914 | 7064.7075 | 7064.7075
BaseCase AT | QLD | Q7 | Wide Bay | Wind | 0 | 0 | 5.123e-05 | 5.823e-05 | 0.00010819 | 0.00011716 | 0.00011716 | 0.00011716 | 0.00011716 | 0.00011817 | 300 | 300 | 300 | 300 | 300 | 300 | 300 | 300 | 300 | 300 | 300 | 300 | 300 | 300
BaseCase AT | QLD | Q6 | Fitzroy | Wind | 0 | 221.01 | 1027.2223 | 1027.2223 | 1121.01 | 1121.0101 | 1121.0101 | 1121.0101 | 1121.0101 | 1121.0101 | 1121.0101 | 1121.0101 | 3721.01 | 3721.01 | 3721.01 | 3721.01 | 3721.01 | 3721.01 | 3721.01 | 3721.01 | 3721.01 | 3721.01 | 3721.01 | 3721.01
BaseCase AT | QLD | Q5 | Barcaldine | Wind | 0 | 0 | 97.079 | 97.079 | 99.5524 | 99.5525 | 103.3048 | 103.3048 | 103.3048 | 103.3048 | 103.3048 | 103.3048 | 106.9032 | 106.9032 | 106.9032 | 106.9032 | 106.9032 | 106.9032 | 476.1972 | 703.6261 | 703.6261 | 703.6261 | 1426.2233 | 1426.2233
BaseCase AT | QLD | Q2 | North Qld Clean Energy Hub | Wind | 43.2 | 43.2 | 815.1727 | 815.1727 | 843.697 | 1046.1951 | 1987.9759 | 2280.9643 | 2304.1625 | 2304.1625 | 2350.3039 | 2350.3039 | 3743.7199 | 3743.7199 | 3743.7199 | 3743.7199 | 3743.7199 | 3743.7199 | 3743.7199 | 3743.7199 | 3700.5199 | 3700.5199 | 3700.5199 | 3700.5199
BaseCase AT | QLD | Q4 | Isaac | Wind | 439 | 724.2 | 724.2001 | 724.2002 | 724.2004 | 724.2004 | 794.393 | 1124.2 | 1124.2 | 1124.2 | 1124.2 | 1124.2 | 1124.2 | 1124.2 | 1124.2 | 1124.2 | 1124.2 | 1124.2 | 1124.2 | 1124.2 | 1124.2 | 1124.2 | 1124.2 | 685.2
BaseCase AT | QLD | Q10 | Collinsville | Wind | 0 | 0 | 6.521e-05 | 8.681e-05 | 0.0002208 | 0.00024024 | 0.00024024 | 26.9285 | 323.408 | 323.408 | 328.8221 | 328.8221 | 640 | 640 | 640 | 640 | 640 | 640 | 640 | 640 | 640 | 640 | 640 | 640
BaseCase AT | QLD | Q1 | Far North QLD | Wind | 332.45 | 332.45 | 902.4503 | 915.4184 | 938.6933 | 938.6933 | 938.6933 | 938.6933 | 938.6933 | 938.6933 | 938.6933 | 938.6933 | 938.6933 | 938.6933 | 938.6933 | 938.6933 | 1005.4397 | 824.9697 | 824.9697 | 1100.0056 | 1100.0056 | 1100.0056 | 1264.5139 | 1264.5139
BaseCase AT | SA | S8 | Western Eyre Peninsula | Solar | 0 | 0 | 1.057e-05 | 1.317e-05 | 1.597e-05 | 2.134e-05 | 2.134e-05 | 2.134e-05 | 2.134e-05 | 2.134e-05 | 2.615e-05 | 2.871e-05 | 2.871e-05 | 3.117e-05 | 0.00019067 | 0.0002101 | 0.00025146 | 0.00025146 | 0.00025146 | 0.00032085 | 0.00032085 | 0.00032818 | 454.9576 | 454.9576
BaseCase AT | SA | S7 | Eastern Eyre Peninsula | Solar | 0 | 6.025e-05 | 6.409e-05 | 6.881e-05 | 9.726e-05 | 9.99e-05 | 9.99e-05 | 9.99e-05 | 9.99e-05 | 9.99e-05 | 0.0001012 | 0.0001012 | 0.0001012 | 0.00010237 | 18.3902 | 164.084 | 548.8521 | 548.8521 | 548.8521 | 831.4902 | 1033.5396 | 1033.5396 | 1512.767 | 1512.767
BaseCase AT | SA | S5 | Northern SA | Solar | 296.24 | 877.7023 | 877.7023 | 877.7023 | 1499.5449 | 1499.5449 | 2472.057 | 2696.7761 | 2696.7761 | 3614.0496 | 3614.0496 | 3614.0496 | 3936.9081 | 4941.5811 | 5219.24 | 5219.24 | 5607.6343 | 5607.6343 | 5388.3943 | 5388.3943 | 6321.9881 | 6244.9881 | 11353.2811 | 11353.2811
BaseCase AT | SA | S3 | Mid-North SA | Solar | 0 | 0.00015577 | 0.00015781 | 0.00016673 | 0.002014 | 0.002014 | 257.4779 | 301.4863 | 301.4863 | 375.9661 | 712.3673 | 712.3673 | 712.3673 | 1154.9606 | 1300 | 1300 | 1300 | 1300 | 1300 | 1300 | 1300 | 1300 | 1927.5499 | 1927.5499
BaseCase AT | SA | S2 | Riverland | Solar | 19.89 | 19.8902 | 19.8902 | 19.8902 | 19.8903 | 15.3303 | 15.3303 | 15.3303 | 15.3303 | 268.0693 | 342.3042 | 342.3042 | 879.2402 | 1331.1224 | 1393.8126 | 1748.6054 | 1987.183 | 1987.183 | 2546.0652 | 3298.0892 | 4000 | 4000 | 4000 | 4000
BaseCase AT | SA | S1 | South East SA | Solar | 182 | 182.0001 | 182.0001 | 182.0001 | 182.0001 | 182.0001 | 182.0001 | 182.0001 | 182.0001 | 182.0001 | 182.0001 | 182.0001 | 182.0001 | 182.0001 | 246.4112 | 246.4112 | 282 | 282 | 282 | 282 | 282 | 282 | 282 | 187
BaseCase AT | SA | S7 | Eastern Eyre Peninsula | Wind | 225.03 | 225.03 | 225.0302 | 225.0302 | 163.0304 | 72.2804 | 72.2804 | 338.2047 | 338.2047 | 265.9247 | 421.7266 | 421.7266 | 421.7266 | 421.7266 | 421.7266 | 421.7266 | 421.7266 | 421.7266 | 421.7266 | 600.0001 | 600.0001 | 600.0001 | 600.0001 | 600.0001
BaseCase AT | SA | S6 | Roxby Downs | Wind | 0 | 0 | 3.023e-05 | 3.251e-05 | 5.768e-05 | 5.768e-05 | 5.768e-05 | 5.768e-05 | 5.901e-05 | 5.901e-05 | 75.7621 | 75.7621 | 546.3484 | 554.1811 | 554.1811 | 554.1811 | 554.1811 | 554.1811 | 560.9434 | 560.9434 | 560.9434 | 560.9434 | 560.9434 | 560.9434
BaseCase AT | SA | S5 | Northern SA | Wind | 407.5 | 407.5 | 407.5002 | 407.5002 | 627.4749 | 627.4749 | 627.4749 | 627.4749 | 828.2882 | 828.2882 | 828.2882 | 828.2882 | 1058.1866 | 1058.1866 | 1058.1866 | 1058.1866 | 1058.1866 | 1058.1866 | 1167.5001 | 961.0001 | 961.0001 | 961.0001 | 961.0001 | 961.0001
BaseCase AT | SA | S4 | Yorke Peninsula | Wind | 0 | 0 | 0.00012662 | 0.00013535 | 0.00013535 | 0.00014281 | 0.00014281 | 0.0001447 | 0.00014864 | 0.00015016 | 115.5748 | 115.5748 | 115.5748 | 115.5748 | 115.5748 | 115.5748 | 115.5748 | 115.5748 | 115.5748 | 115.5748 | 115.5748 | 115.5748 | 115.5748 | 115.5748
BaseCase AT | SA | S3 | Mid-North SA | Wind | 1732.01 | 1732.01 | 1956.4822 | 1956.4822 | 2266.2606 | 2266.2606 | 2266.2606 | 2676.3745 | 2833.3101 | 2761.9101 | 3121.5545 | 3121.5545 | 3121.5545 | 2794.8545 | 2794.8545 | 2794.8545 | 2794.8545 | 3050.808 | 3295.2738 | 3766.2986 | 3766.2986 | 3766.2986 | 3565.3186 | 3369.6286
BaseCase AT | SA | S1 | South East SA | Wind | 324.5 | 324.5 | 324.5001 | 324.5001 | 324.5002 | 324.5002 | 324.5002 | 324.5002 | 324.5017 | 198.0018 | 985.299 | 985.299 | 826.299 | 826.299 | 787.299 | 787.299 | 787.299 | 864.3997 | 864.3997 | 1003.9193 | 1006.5567 | 1006.5567 | 1006.5567 | 1006.5567
BaseCase AT | SA | S8 | Western Eyre Peninsula | Wind | 0 | 0 | 6.62e-06 | 9.63e-06 | 9.63e-06 | 1.409e-05 | 1.409e-05 | 1.527e-05 | 1.527e-05 | 1.527e-05 | 5.818e-05 | 5.976e-05 | 5.976e-05 | 6.094e-05 | 6.094e-05 | 6.094e-05 | 6.199e-05 | 6.524e-05 | 6.524e-05 | 6.942e-05 | 7.549e-05 | 7.549e-05 | 7.695e-05 | 7.695e-05
BaseCase AT | TAS | T2 | North West Tasmania | Solar | 0 | 0.00034633 | 0.00034633 | 0.0003571 | 0.00036803 | 0.00037887 | 0.00037887 | 0.00037887 | 0.00037887 | 0.00037887 | 0.00038063 | 0.00038269 | 0.00038269 | 0.00038269 | 0.00038269 | 0.00038269 | 0.00038488 | 0.00038698 | 0.00038698 | 0.00038698 | 0.00038698 | 0.00038698 | 0.00038862 | 0.00038862
BaseCase AT | TAS | T3 | Central Highlands | Solar | 0 | 8.646e-05 | 9.139e-05 | 9.139e-05 | 9.139e-05 | 9.139e-05 | 9.139e-05 | 9.139e-05 | 9.139e-05 | 9.139e-05 | 9.139e-05 | 9.139e-05 | 9.139e-05 | 9.139e-05 | 9.139e-05 | 9.139e-05 | 9.139e-05 | 9.139e-05 | 9.139e-05 | 9.139e-05 | 9.139e-05 | 9.139e-05 | 9.139e-05 | 9.139e-05
BaseCase AT | TAS | T1 | North East Tasmania | Solar | 0 | 315.7317 | 315.7317 | 315.7317 | 315.7317 | 315.7317 | 315.7317 | 315.7317 | 315.7317 | 315.7317 | 315.7317 | 315.7317 | 315.7317 | 315.7317 | 315.7317 | 315.7317 | 315.7317 | 315.7317 | 315.7317 | 315.7317 | 315.7317 | 315.7317 | 315.7317 | 315.7317
BaseCase AT | TAS | T1 | North East Tasmania | Wind | 0 | 0 | 73.258 | 73.2582 | 73.2582 | 172.5381 | 172.5381 | 172.5381 | 172.5381 | 172.5381 | 172.5381 | 172.5381 | 172.5381 | 346.2736 | 346.2736 | 346.2736 | 346.2736 | 346.2736 | 416.3038 | 416.3038 | 416.3038 | 912.3129 | 1066.8715 | 1066.8715
BaseCase AT | TAS | T2 | North West Tasmania | Wind | 111.6 | 111.6 | 124.8828 | 124.8829 | 124.8829 | 124.8829 | 124.8829 | 124.8829 | 124.8829 | 124.8829 | 139.8792 | 139.8792 | 139.8792 | 153.094 | 153.094 | 153.094 | 153.094 | 153.094 | 153.094 | 170.8522 | 170.8522 | 170.8522 | 180.3376 | 180.3376
BaseCase AT | TAS | T3 | Central Highlands | Wind | 144 | 144 | 865.2026 | 941.7268 | 984.3964 | 1100.043 | 1100.043 | 1100.043 | 1194.8178 | 1543.8733 | 1543.8733 | 1543.8733 | 1543.8733 | 1683.1044 | 1683.1044 | 1918.2615 | 1918.2615 | 1918.2615 | 1774.2615 | 1782.972 | 1782.972 | 1782.972 | 2030.6829 | 2030.6829
BaseCase AT | VIC | V9 | Southern Ocean | Offshore Wind | 0 | 0 | 0 | 0 | 0 | 109.6692 | 654.6813 | 654.6813 | 654.6813 | 654.6813 | 1299.9852 | 1624.2854 | 1624.2854 | 1624.2854 | 1624.2854 | 1624.2854 | 1624.2854 | 1624.2854 | 1624.2854 | 1624.2854 | 1624.2854 | 1624.2854 | 1624.2854 | 1624.2854
BaseCase AT | VIC | V8 | Gippsland Offshore | Offshore Wind | 0 | 0 | 0 | 0 | 0 | 1890.3308 | 2012.3187 | 2678.3187 | 3345.3187 | 4345.3187 | 4700.0148 | 5375.7146 | 6375.7146 | 7375.7146 | 7375.7146 | 7375.7146 | 7375.7146 | 7375.7146 | 7375.7146 | 7375.7146 | 7375.7146 | 7375.7146 | 7375.7146 | 7375.7146
BaseCase AT | VIC | V7 | Central North VIC | Solar | 619.99 | 700.0301 | 764.0501 | 764.0501 | 764.0501 | 764.0501 | 764.0501 | 764.0501 | 764.0501 | 764.0501 | 764.0501 | 764.0501 | 1047.5695 | 1853.05 | 1853.05 | 1853.05 | 1853.05 | 1853.05 | 1753.08 | 1753.08 | 1753.08 | 1753.08 | 1753.08 | 1753.08
BaseCase AT | VIC | V6 | Gippsland Onshore | Solar | 0 | 1061.92 | 1061.92 | 1061.92 | 1061.92 | 1061.92 | 1061.92 | 1061.92 | 1061.92 | 1061.92 | 1061.92 | 1061.92 | 1061.92 | 1061.92 | 1061.92 | 1061.92 | 1061.92 | 1061.92 | 1061.92 | 1061.92 | 1061.92 | 1061.92 | 1061.92 | 1061.92
BaseCase AT | VIC | V4 | Wimmera Southern Mallee | Solar | 0 | 0.00047366 | 0.00047366 | 0.00047587 | 0.00047731 | 0.00047731 | 0.00047731 | 0.00047731 | 0.00047731 | 0.00047731 | 0.00048531 | 0.00048531 | 0.00048531 | 3083.287 | 3140.6795 | 3140.6795 | 3140.6795 | 3140.6795 | 3140.6795 | 3140.6795 | 3140.6795 | 3140.6795 | 4151.9903 | 4151.9903
BaseCase AT | VIC | V3 | Wimmera Grampians | Solar | 118.8 | 118.8 | 118.8 | 118.8 | 118.8 | 118.8 | 118.8 | 118.8 | 118.8 | 118.8 | 118.8 | 118.8 | 118.8 | 118.8 | 118.8 | 118.8 | 118.8 | 118.8 | 118.8 | 118.8 | 118.8 | 118.8 | 118.8 | 118.8
BaseCase AT | VIC | V2 | Central Highlands VIC | Solar | 0 | 0.00053632 | 0.00053632 | 0.00053758 | 0.00053758 | 0.0005387 | 0.0005387 | 0.0005403 | 0.0005403 | 0.00054248 | 0.00054248 | 0.00054465 | 3.4179 | 2548 | 2548 | 2548 | 2548 | 2548 | 2548 | 2548 | 2548 | 2548 | 2548 | 2548
BaseCase AT | VIC | V1 | North West VIC | Solar | 596.96 | 976.9017 | 976.9017 | 976.9017 | 976.9017 | 976.9017 | 1406.7917 | 2719.3451 | 2719.3451 | 3735.23 | 3735.23 | 3735.23 | 4404.733 | 10290.4678 | 12253.8982 | 12253.8982 | 12253.8982 | 12253.8982 | 12253.8982 | 12226.7282 | 12759.1001 | 12759.1001 | 15350.9717 | 14975.0417
BaseCase AT | VIC | V7 | Central North VIC | Wind | 0 | 0 | 544 | 544 | 544 | 544 | 544 | 544 | 544 | 544 | 544 | 544 | 828.0358 | 828.0358 | 828.0358 | 828.0358 | 828.0358 | 828.0358 | 828.0358 | 828.0358 | 828.0358 | 828.0358 | 828.0358 | 828.0358
BaseCase AT | VIC | V6 | Gippsland Onshore | Wind | 0 | 0 | 113.0001 | 113.0001 | 113.0001 | 113.0001 | 113.0001 | 113.0001 | 113.0001 | 113.0001 | 113.0001 | 113.0001 | 113.0001 | 113.0001 | 113.0001 | 113.0001 | 113.0001 | 113.0001 | 113.0001 | 113.0001 | 113.0001 | 113.0001 | 113.0001 | 113.0001
BaseCase AT | VIC | V5 | South West VIC | Wind | 2151.27 | 2223.27 | 2710.6364 | 2710.6364 | 2710.6364 | 2680.6364 | 2680.6364 | 2680.6364 | 2680.6364 | 2680.6364 | 2680.6364 | 2617.6264 | 2197.6264 | 2197.6264 | 2045.9264 | 2045.9264 | 2026.4264 | 1840.4264 | 2699.7741 | 2638.06 | 2638.06 | 2485.07 | 3020.3473 | 3020.3473
BaseCase AT | VIC | V4 | Wimmera Southern Mallee | Wind | 465.75 | 465.75 | 725.0384 | 1107.9275 | 1107.9275 | 1107.9275 | 1107.9275 | 1107.9275 | 1107.9275 | 1107.9275 | 2358.599 | 2358.599 | 2358.599 | 2358.599 | 2358.599 | 2358.599 | 2327.549 | 2327.549 | 2573.7 | 2573.7 | 2573.7 | 2573.7 | 2573.7 | 2348
BaseCase AT | VIC | V3 | Wimmera Grampians | Wind | 768.85 | 768.85 | 768.8502 | 768.8503 | 716.3503 | 716.3504 | 716.3504 | 716.3504 | 524.3504 | 524.3504 | 524.3504 | 524.3504 | 524.3504 | 524.3504 | 524.3504 | 524.3504 | 524.3504 | 524.3504 | 444.4004 | 444.4004 | 444.4005 | 204.4005 | 204.4005 | 0.0004932
BaseCase AT | VIC | V2 | Central Highlands VIC | Wind | 692.62 | 692.62 | 1066.03 | 1299.4575 | 1299.4575 | 1299.4575 | 1299.4575 | 1797.7849 | 1882.314 | 1882.314 | 2322.3493 | 2322.3493 | 2322.3493 | 2322.3493 | 2322.3493 | 2322.3493 | 2322.3493 | 2191.1493 | 1971.614 | 2504.8617 | 2504.8617 | 2476.1617 | 3417.2231 | 3189.2231
BaseCase AT | VIC | V1 | North West VIC | Wind | 0 | 0 | 1106.6182 | 1106.6182 | 1106.6182 | 1106.6182 | 1106.6182 | 1106.6182 | 1106.6182 | 1106.6182 | 1508 | 1508 | 1508 | 1508 | 1508 | 1508 | 1508 | 1508 | 1508 | 1508 | 1795.762 | 1795.762 | 1795.762 | 1795.762
Option 2 AT | NSW | N11 | Illawarra Coast | Offshore Wind | 0 | 0 | 0 | 0 | 0 | 0 | 0 | 0 | 0 | 0 | 0 | 0 | 696.4492 | 1085.9367 | 1623.1055 | 2229.8432 | 2819.1225 | 2819.1225 | 2819.1225 | 2819.1225 | 2959.4018 | 3123.7642 | 4390.6935 | 4390.6935
Option 2 AT | NSW | N10 | Hunter Coast | Offshore Wind | 0 | 0 | 0 | 0 | 0 | 0 | 0 | 0 | 0 | 0 | 0 | 0 | 2767.2583 | 2767.2583 | 2767.2583 | 2767.2583 | 2767.2583 | 2767.2583 | 2767.2583 | 3206.7125 | 3206.7125 | 3447.7258 | 3811.6252 | 3811.6252
Option 2 AT | NSW | DN1 | Dubbo | Solar | 0 | 0 | 4.73e-06 | 8.09e-06 | 9.65e-06 | 1.41e-05 | 4.17e-05 | 805.5594 | 820.831 | 859.1972 | 882.3258 | 882.3258 | 882.3258 | 980.216 | 1018.6299 | 1018.6299 | 1018.6299 | 1018.6299 | 1018.6299 | 1051.9435 | 1051.9435 | 1051.9435 | 1320 | 1320
Option 2 AT | NSW | N5 | South West NSW | Solar | 903.68 | 1013.6801 | 1013.6801 | 1014.5801 | 1013.6803 | 1013.6803 | 1013.6803 | 1013.6803 | 1013.6803 | 1013.6803 | 1013.6803 | 1013.6803 | 1013.6803 | 1013.6803 | 1013.6803 | 1013.6803 | 1013.6803 | 863.6503 | 863.6503 | 863.6503 | 863.6503 | 863.6503 | 1890.1619 | 1690.4819
Option 2 AT | NSW | N4 | Broken Hill | Solar | 53 | 186.4771 | 186.4771 | 186.4771 | 186.4771 | 186.4771 | 186.4771 | 186.4771 | 186.4771 | 186.4771 | 266.6433 | 266.6433 | 266.6433 | 266.6433 | 266.6433 | 266.6433 | 266.6433 | 213.6433 | 213.6433 | 369.5061 | 369.5061 | 369.5061 | 543.1932 | 543.1932
Option 2 AT | NSW | N3 | Central-West Orana | Solar | 1496 | 1496.0001 | 1892.3223 | 5167.9473 | 5517.9473 | 5692.9473 | 7561.5286 | 7561.5286 | 7561.5286 | 8316.01 | 8316.01 | 8316.01 | 8316.01 | 8316.01 | 8316.01 | 8631.3136 | 9319.8808 | 9319.8808 | 9319.8808 | 9283.8708 | 9283.8708 | 9283.8708 | 11594.2691 | 11402.6291
Option 2 AT | NSW | N2 | New England | Solar | 535.02 | 735.66 | 1055.66 | 1055.66 | 1055.66 | 1055.66 | 1055.66 | 1055.66 | 1055.66 | 1055.66 | 1055.66 | 1055.66 | 2327.7425 | 2327.7425 | 2327.7425 | 2327.7425 | 2327.7425 | 2617.1573 | 2617.1573 | 2617.1573 | 2617.1573 | 2617.1573 | 2617.1573 | 2617.1573
Option 2 AT | NSW | N13 | South Cobar | Solar | 0 | 0.00039579 | 0.00039579 | 0.0003973 | 0.00039849 | 0.00040957 | 0.00040957 | 0.00040957 | 0.00040957 | 0.00040957 | 0.00041339 | 0.00041339 | 0.00041339 | 0.00041489 | 0.00041489 | 0.00041602 | 0.00041759 | 0.00041913 | 0.00041913 | 153.1233 | 153.1233 | 153.1233 | 170.8332 | 170.8332
Option 2 AT | NSW | N1 | North West NSW | Solar | 166 | 271.7606 | 271.7606 | 271.7607 | 271.7607 | 271.7607 | 346.4503 | 567.6021 | 895.6627 | 1009.0253 | 1038.4751 | 1070.8124 | 1398.401 | 1398.401 | 1688.3525 | 1781.4121 | 2168.7242 | 2168.7243 | 2168.7243 | 2266.605 | 2224.4958 | 2224.4958 | 3147.9289 | 3147.9289
Option 2 AT | NSW | DN3 | Marulan | Solar | 0 | 0 | 0 | 0 | 2.841e-05 | 4.411e-05 | 4.411e-05 | 4.411e-05 | 4.411e-05 | 4.411e-05 | 4.411e-05 | 4.411e-05 | 4.411e-05 | 4.58e-05 | 4.798e-05 | 5.127e-05 | 5.294e-05 | 5.555e-05 | 5.555e-05 | 5.555e-05 | 5.555e-05 | 5.555e-05 | 5.555e-05 | 5.555e-05
Option 2 AT | NSW | N6 | Wagga Wagga | Solar | 436.14 | 1545.7351 | 1545.7351 | 1545.7351 | 1735.8115 | 1735.8115 | 1735.8115 | 1735.8115 | 1735.8115 | 1735.8115 | 1735.8115 | 1735.8115 | 1735.8115 | 1735.8115 | 1735.8115 | 1735.8115 | 1735.8115 | 1735.8115 | 1735.8115 | 1735.8115 | 1735.8115 | 1735.8115 | 2612.15 | 2612.15
Option 2 AT | NSW | N7 | Tumut | Solar | 0 | 1.462e-05 | 3.864e-05 | 4.57e-05 | 8.12e-05 | 0.00010136 | 0.00010136 | 0.00010136 | 0.00010136 | 0.00010136 | 0.00010274 | 0.00010552 | 0.00010552 | 0.00010749 | 0.00011535 | 0.00012643 | 0.0001296 | 0.00013271 | 0.00013271 | 0.00013502 | 0.00013836 | 0.00013836 | 100 | 100
Option 2 AT | NSW | N9 | Hunter-Central Coast | Solar | 0 | 953 | 1888.1168 | 2183.8271 | 2183.8271 | 2708.4258 | 2859.3355 | 3883.3461 | 6075.6011 | 9116.2439 | 9314.5267 | 9617.3779 | 12063.6309 | 13316.8389 | 18054.5879 | 18293 | 18293 | 18293 | 18293 | 18293 | 18293 | 18293 | 18293 | 18293
Option 2 AT | NSW | N8 | Cooma-Monaro | Solar | 0 | 5.25e-05 | 5.854e-05 | 6.532e-05 | 8.066e-05 | 0.00010536 | 0.00010536 | 0.00010536 | 0.0001064 | 0.0001064 | 0.00010859 | 0.00011367 | 0.00011367 | 15.3387 | 75.7132 | 349.9999 | 349.9999 | 349.9999 | 349.9999 | 349.9999 | 349.9999 | 349.9999 | 349.9999 | 349.9999
Option 2 AT | NSW | N5 | South West NSW | Wind | 0 | 0 | 1185.4869 | 1185.4869 | 1185.4869 | 1185.4869 | 1185.4869 | 1185.4869 | 1185.4869 | 1185.4869 | 1185.4869 | 1185.4869 | 1185.4869 | 1185.4869 | 1185.4869 | 1185.4869 | 1185.4869 | 1185.4869 | 1185.4869 | 1185.4869 | 1185.4869 | 1185.4869 | 1185.4869 | 1185.4869
Option 2 AT | NSW | N4 | Broken Hill | Wind | 198.01 | 198.01 | 284.343 | 284.343 | 284.343 | 284.343 | 284.343 | 284.343 | 284.343 | 284.343 | 284.343 | 284.343 | 284.343 | 284.343 | 284.343 | 284.343 | 284.343 | 86.333 | 86.333 | 204.8358 | 204.8358 | 204.8358 | 204.8358 | 204.8358
Option 2 AT | NSW | N3 | Central-West Orana | Wind | 113.19 | 113.19 | 1627.1902 | 5161.8548 | 6351.2427 | 6447.0042 | 6447.0042 | 7066.3208 | 7066.3208 | 7066.3208 | 8072.5228 | 8072.5228 | 8072.5228 | 8072.5228 | 8072.5228 | 8072.5228 | 8072.5228 | 8072.5228 | 8072.5228 | 8072.5228 | 8072.5228 | 8072.5228 | 8616.3609 | 8503.1709
Option 2 AT | NSW | N13 | South Cobar | Wind | 0 | 0 | 5.212e-05 | 5.406e-05 | 5.406e-05 | 5.832e-05 | 5.832e-05 | 5.832e-05 | 5.832e-05 | 5.832e-05 | 5.832e-05 | 5.832e-05 | 5.832e-05 | 5.832e-05 | 5.832e-05 | 5.958e-05 | 5.958e-05 | 5.958e-05 | 5.958e-05 | 5.958e-05 | 5.958e-05 | 5.958e-05 | 6.17e-05 | 6.17e-05
Option 2 AT | NSW | N12 | Illawarra | Wind | 0 | 0 | 357 | 357 | 357 | 357 | 357 | 357 | 357 | 357 | 357 | 357 | 357 | 357 | 357 | 357 | 357 | 357 | 357 | 357 | 357 | 357 | 357 | 357
Option 2 AT | NSW | DN3 | Marulan | Wind | 0 | 0 | 0 | 0 | 3.944e-05 | 0.00010076 | 0.00010076 | 0.00010076 | 0.00010252 | 0.00010252 | 0.00010427 | 0.00010537 | 0.00010537 | 0.00010537 | 0.00010537 | 0.00010537 | 0.00010537 | 0.00010648 | 0.00010648 | 0.00010648 | 0.00010648 | 0.00010648 | 0.00010648 | 0.00010648
Option 2 AT | NSW | DN1 | Dubbo | Wind | 0 | 0 | 2.34e-06 | 4.18e-06 | 4.18e-06 | 6.14e-06 | 6.14e-06 | 288 | 288 | 288 | 288 | 288 | 288 | 288 | 288 | 288 | 288 | 288 | 288 | 288 | 288 | 288 | 288 | 288
Option 2 AT | NSW | N6 | Wagga Wagga | Wind | 0 | 0 | 0.00024321 | 0.00024711 | 0.00024711 | 0.00027069 | 0.00027069 | 0.00027069 | 0.00027069 | 0.00027069 | 0.00027069 | 0.00027198 | 0.00027198 | 0.00027198 | 0.00027198 | 0.00027198 | 0.00027198 | 0.00027351 | 0.00027351 | 0.00027351 | 0.00027351 | 0.00027351 | 0.00027351 | 0.00027351
Option 2 AT | NSW | N2 | New England | Wind | 442.48 | 442.48 | 541.4667 | 541.4667 | 751.4667 | 751.4668 | 2964.0776 | 2964.0776 | 2964.0776 | 2964.0776 | 3660.4952 | 3660.4952 | 3488.0152 | 3488.0152 | 3488.0152 | 3694.9742 | 4151.1684 | 4035.0591 | 4035.0591 | 4035.0591 | 4035.0591 | 4035.0591 | 4512.7461 | 4512.7461
Option 2 AT | NSW | N7 | Tumut | Wind | 0 | 270.48 | 270.4801 | 270.4802 | 270.4802 | 270.4802 | 270.4802 | 270.4802 | 270.4802 | 270.4802 | 270.4802 | 270.4802 | 270.4802 | 270.4802 | 270.4802 | 270.4802 | 270.4802 | 270.4802 | 270.4802 | 270.4802 | 270.4802 | 270.4802 | 270.4802 | 270.4802
Option 2 AT | NSW | N8 | Cooma-Monaro | Wind | 113.18 | 113.18 | 213.1801 | 213.1801 | 213.1801 | 213.1801 | 213.1801 | 213.1801 | 213.1801 | 213.1801 | 413.18 | 413.18 | 413.18 | 413.18 | 300 | 300 | 300 | 300 | 300 | 300 | 300 | 300 | 300 | 300
Option 2 AT | NSW | N9 | Hunter-Central Coast | Wind | 0 | 0 | 1400 | 1400 | 1400 | 1878.7372 | 1878.7372 | 2664.141 | 2664.141 | 3745.1588 | 4567.9099 | 4567.91 | 4567.91 | 4567.91 | 4567.91 | 4567.91 | 4567.91 | 4567.91 | 4567.91 | 4567.91 | 4567.91 | 4567.91 | 4567.91 | 4567.91
Option 2 AT | QLD | Q9 | Banana | Solar | 15 | 15 | 15 | 15 | 15 | 15 | 15 | 15 | 15 | 15 | 15 | 15 | 15 | 15 | 15 | 15 | 15 | 0 | 0 | 0 | 0 | 0 | 0 | 0
Option 2 AT | QLD | Q8b | Darling Downs (B) | Solar | 292.49 | 274.45 | 274.45 | 274.45 | 274.45 | 274.45 | 274.45 | 274.45 | 274.45 | 274.45 | 274.45 | 274.45 | 274.45 | 274.45 | 274.45 | 274.45 | 274.45 | 249.45 | 146.49 | 114.39 | 82.29 | 82.29 | 54.99 | 0
Option 2 AT | QLD | Q8a | Darling Downs (A) | Solar | 1089.24 | 1458.57 | 1458.01 | 1457.46 | 1456.89 | 1456.33 | 1455.77 | 1455.27 | 1454.79 | 1454.79 | 1344.79 | 1344.79 | 1344.79 | 1344.79 | 1344.79 | 1344.79 | 1344.79 | 1344.79 | 1344.79 | 1344.79 | 782.87 | 782.87 | 782.87 | 782.87
Option 2 AT | QLD | Q8 | Darling Downs | Solar | 0 | 1509.5387 | 1509.5387 | 2497.134 | 2497.1341 | 2497.1341 | 3534.6327 | 3854.6977 | 4171.4601 | 4171.4601 | 4171.4601 | 4171.4601 | 4809.8082 | 4809.8082 | 4809.8082 | 4809.8082 | 4809.8084 | 4809.8084 | 4809.8084 | 4944.6959 | 5156.1727 | 5156.1727 | 6952.6 | 7585.8597
Option 2 AT | QLD | Q7 | Wide Bay | Solar | 426.77 | 486.7702 | 685.1702 | 948.8793 | 1087.8275 | 1087.8276 | 2698.9752 | 2808.52 | 2885.17 | 2885.17 | 2885.17 | 2885.17 | 2885.17 | 2885.17 | 2885.17 | 2885.17 | 2885.17 | 2885.17 | 2885.17 | 2885.17 | 2885.17 | 2885.17 | 2885.17 | 2754.28
Option 2 AT | QLD | Q6 | Fitzroy | Solar | 81.72 | 81.7201 | 81.7201 | 81.7202 | 1899.7083 | 1899.7084 | 2355.5157 | 3122.6726 | 3201.5287 | 5605.2353 | 6036.0486 | 6036.0486 | 6036.0486 | 6036.0486 | 6036.0486 | 7614.72 | 7614.72 | 7614.72 | 7614.72 | 7614.72 | 7614.72 | 7614.72 | 7614.72 | 7614.72
Option 2 AT | QLD | Q5 | Barcaldine | Solar | 0 | 0.0014683 | 0.0014708 | 56.8238 | 71.9458 | 71.9458 | 71.9458 | 71.9458 | 71.9458 | 71.9458 | 71.9458 | 80.5036 | 99.2487 | 99.2487 | 99.2487 | 99.2487 | 99.2487 | 121.1625 | 121.1625 | 723.9739 | 723.9739 | 723.9739 | 1280.6469 | 1280.6469
Option 2 AT | QLD | Q4b | Isaac (B) | Solar | 295.96 | 295.96 | 295.96 | 295.96 | 295.96 | 295.96 | 295.96 | 295.96 | 295.96 | 295.96 | 295.96 | 295.96 | 295.96 | 295.96 | 295.96 | 295.96 | 295.96 | 295.96 | 295.96 | 295.96 | 295.96 | 295.96 | 295.96 | 295.96
Option 2 AT | QLD | Q4 | Isaac | Solar | 393.47 | 393.47 | 393.47 | 393.4701 | 899.9007 | 899.9007 | 899.9007 | 923.3093 | 1142.0404 | 1285.6188 | 1285.6188 | 1285.6189 | 1311.5369 | 1311.5369 | 1311.5369 | 1872.9527 | 2406.9703 | 2406.9727 | 2850.97 | 2850.97 | 2850.97 | 2850.97 | 2601 | 2526
Option 2 AT | QLD | Q3 | Northern Qld | Solar | 437.15 | 437.15 | 1037.15 | 1037.15 | 1037.15 | 1037.15 | 1037.15 | 1037.15 | 1037.15 | 1037.15 | 1037.15 | 1037.15 | 1037.15 | 1037.15 | 1037.15 | 1037.15 | 915.99 | 800.02 | 800.02 | 800.02 | 800.02 | 700.04 | 700.04 | 700.04
Option 2 AT | QLD | Q2 | North Qld Clean Energy Hub | Solar | 84.47 | 84.47 | 84.47 | 84.47 | 84.47 | 84.47 | 84.47 | 84.47 | 84.47 | 84.47 | 84.47 | 35.97 | 35.97 | 35.97 | 35.97 | 35.97 | 35.97 | 35.97 | 35.97 | 35.97 | 20.97 | 20.97 | 0 | 0
Option 2 AT | QLD | Q10 | Collinsville | Solar | 227.02 | 227.02 | 227.02 | 227.02 | 227.0203 | 227.0203 | 227.0203 | 227.0203 | 227.0203 | 227.0203 | 227.0203 | 227.0203 | 227.0203 | 227.0203 | 227.0203 | 227.0203 | 855.23 | 855.2301 | 855.2301 | 855.2301 | 855.2301 | 855.2301 | 693.2101 | 628.2101
Option 2 AT | QLD | Q1 | Far North QLD | Solar | 72 | 72.0012 | 72.0012 | 353.1273 | 460.84 | 460.84 | 460.84 | 460.84 | 460.84 | 601.7311 | 723.9994 | 1023.2729 | 1172 | 1172 | 1172 | 1172 | 1172 | 1172 | 1172 | 1172 | 1172 | 1172 | 1100 | 1100
Option 2 AT | QLD | Q8 | Darling Downs | Wind | 0 | 0 | 2733.0623 | 2733.0623 | 2773.9088 | 3526.9735 | 3526.9735 | 3526.9735 | 3526.9735 | 3571.8812 | 3862.9781 | 5351.4985 | 5351.4985 | 5351.4985 | 5351.4985 | 5351.4985 | 5787.3424 | 5787.3424 | 5787.3424 | 5787.3424 | 6589.301 | 6589.301 | 7021.0566 | 7021.0566
Option 2 AT | QLD | Q8c | Darling Downs (C) | Wind | 691.98 | 691.98 | 691.98 | 691.98 | 691.98 | 691.98 | 691.98 | 691.98 | 691.98 | 691.98 | 691.98 | 691.98 | 691.98 | 691.98 | 691.98 | 691.98 | 691.98 | 691.98 | 252 | 252 | 252 | 252 | 252 | 252
Option 2 AT | QLD | Q8b | Darling Downs (B) | Wind | 890.03 | 890.03 | 890.03 | 890.03 | 890.03 | 890.03 | 890.03 | 890.03 | 890.03 | 890.03 | 890.03 | 890.03 | 890.03 | 890.03 | 890.03 | 890.03 | 890.03 | 890.03 | 890.03 | 890.03 | 890.03 | 890.03 | 890.03 | 890.03
Option 2 AT | QLD | Q8a | Darling Downs (A) | Wind | 172.99 | 172.99 | 172.99 | 172.99 | 172.99 | 172.99 | 172.99 | 172.99 | 172.99 | 172.99 | 172.99 | 172.99 | 172.99 | 172.99 | 172.99 | 172.99 | 172.99 | 172.99 | 172.99 | 172.99 | 172.99 | 172.99 | 172.99 | 172.99
Option 2 AT | QLD | Q7 | Wide Bay | Wind | 0 | 0 | 1.765e-05 | 1.982e-05 | 3.532e-05 | 3.9e-05 | 3.9e-05 | 3.9e-05 | 3.9e-05 | 3.9e-05 | 300 | 300 | 300 | 300 | 300 | 300 | 300 | 300 | 300 | 300 | 300 | 300 | 300 | 300
Option 2 AT | QLD | Q6 | Fitzroy | Wind | 0 | 221.01 | 1021.1414 | 1021.1414 | 1121.01 | 1121.01 | 1121.01 | 1121.01 | 1121.01 | 1121.01 | 1121.01 | 1121.01 | 3721.01 | 3721.01 | 3721.01 | 3721.01 | 3721.01 | 3721.01 | 3721.01 | 3721.01 | 3721.01 | 3721.01 | 3721.01 | 3721.01
Option 2 AT | QLD | Q5 | Barcaldine | Wind | 0 | 0 | 97.0885 | 97.0885 | 99.5002 | 99.5002 | 103.1988 | 103.1988 | 103.1988 | 103.1988 | 103.1988 | 103.1988 | 105.9779 | 105.9779 | 105.9779 | 105.9779 | 105.9779 | 105.9779 | 501.5901 | 606.1711 | 606.1711 | 606.1711 | 1412.0225 | 1412.0225
Option 2 AT | QLD | Q2 | North Qld Clean Energy Hub | Wind | 43.2 | 43.2 | 815.1727 | 815.1727 | 842.7832 | 1076.7091 | 1992.7581 | 2277.9035 | 2299.278 | 2299.278 | 2336.3152 | 2336.3152 | 3665.7583 | 3665.7583 | 3665.7583 | 3665.7583 | 3665.7583 | 3665.7583 | 3665.7583 | 3665.7583 | 3622.5583 | 3622.5583 | 3622.5583 | 3622.5583
Option 2 AT | QLD | Q4 | Isaac | Wind | 439 | 724.2 | 724.2 | 724.2001 | 724.2001 | 724.2001 | 783.7086 | 1124.2 | 1124.2 | 1124.2 | 1124.2 | 1124.2 | 1124.2 | 1124.2 | 1124.2 | 1124.2 | 1124.2 | 1124.2 | 1124.2 | 1124.2 | 1124.2 | 1124.2 | 1124.2 | 685.2
Option 2 AT | QLD | Q10 | Collinsville | Wind | 0 | 0 | 2.102e-05 | 3.81e-05 | 6.589e-05 | 7.759e-05 | 7.759e-05 | 4.6382 | 332.3524 | 332.3524 | 352.6416 | 352.6417 | 640 | 640 | 640 | 640 | 640 | 640 | 640 | 640 | 640 | 640 | 640 | 640
Option 2 AT | QLD | Q1 | Far North QLD | Wind | 332.45 | 332.45 | 902.4501 | 914.6017 | 936.1348 | 936.1348 | 936.1348 | 936.1348 | 936.1348 | 936.1348 | 936.1348 | 936.1348 | 936.1348 | 936.1348 | 936.1348 | 936.1348 | 1004.66 | 824.19 | 824.19 | 1122.2181 | 1122.2181 | 1122.2181 | 1317.2232 | 1317.2232
Option 2 AT | SA | S5 | Northern SA | Solar | 296.24 | 877.8699 | 877.8699 | 877.8699 | 1512.1837 | 1512.1837 | 2430.0261 | 2715.8744 | 2715.8744 | 3529.4473 | 3529.4473 | 3529.4473 | 4047.0338 | 4815.0164 | 5219.24 | 5219.24 | 5631.1112 | 5631.1112 | 5411.8712 | 5411.8712 | 6161.1199 | 6084.1199 | 10922.2516 | 10922.2516
Option 2 AT | SA | S7 | Eastern Eyre Peninsula | Solar | 0 | 2.111e-05 | 3.148e-05 | 3.576e-05 | 4.544e-05 | 4.656e-05 | 4.656e-05 | 4.656e-05 | 4.656e-05 | 4.656e-05 | 4.814e-05 | 4.814e-05 | 4.814e-05 | 5.441e-05 | 0.00030641 | 165.5691 | 547.3427 | 547.3427 | 547.3427 | 823.544 | 1023.3377 | 1023.3377 | 1502.9306 | 1502.9306
Option 2 AT | SA | S3 | Mid-North SA | Solar | 0 | 6.866e-05 | 7.127e-05 | 8.087e-05 | 0.29063 | 0.29063 | 256.5123 | 311.2621 | 311.2621 | 375.9659 | 712.5287 | 712.5287 | 712.5287 | 1240.383 | 1300 | 1300 | 1300 | 1300 | 1300 | 1300 | 1300 | 1300 | 1886.0758 | 1886.0758
Option 2 AT | SA | S1 | South East SA | Solar | 182 | 182 | 182 | 182 | 182 | 182 | 182 | 182 | 182 | 182 | 182 | 182 | 182 | 182.0001 | 246.4917 | 246.4917 | 282 | 282 | 282 | 282 | 282 | 282 | 282 | 187
Option 2 AT | SA | S8 | Western Eyre Peninsula | Solar | 0 | 0 | 4.52e-06 | 6.17e-06 | 6.17e-06 | 7.5e-06 | 7.5e-06 | 1.13e-05 | 1.13e-05 | 1.13e-05 | 1.706e-05 | 1.838e-05 | 2.229e-05 | 3.691e-05 | 0.00010258 | 0.00011125 | 0.00034179 | 0.00034411 | 0.00034411 | 0.00035728 | 0.00035728 | 0.00036682 | 600.4256 | 600.4256
Option 2 AT | SA | S2 | Riverland | Solar | 19.89 | 19.8901 | 19.8901 | 19.8901 | 19.8901 | 15.3301 | 28.6064 | 28.6064 | 28.6064 | 66.3708 | 344.3438 | 344.3438 | 670.794 | 956.9949 | 1393.8126 | 1623.9052 | 1832.881 | 1832.881 | 2464.0887 | 3103.4863 | 4000 | 4000 | 4000 | 4000
Option 2 AT | SA | S3 | Mid-North SA | Wind | 1732.01 | 1732.01 | 1956.6415 | 1956.6415 | 2304.5166 | 2304.5166 | 2304.5166 | 2684.7162 | 2833.31 | 2761.91 | 3060.2863 | 3060.2863 | 3060.2863 | 2733.5863 | 2733.5863 | 2733.5863 | 2733.5863 | 3076.079 | 3267.842 | 3771.447 | 3771.447 | 3771.447 | 3570.467 | 3374.777
Option 2 AT | SA | S4 | Yorke Peninsula | Wind | 0 | 0 | 4.28e-05 | 4.704e-05 | 4.704e-05 | 5.018e-05 | 5.018e-05 | 5.209e-05 | 5.334e-05 | 5.334e-05 | 115.3411 | 115.3411 | 115.3411 | 115.3411 | 115.3411 | 115.3411 | 115.3411 | 115.3411 | 115.3411 | 115.3411 | 115.3411 | 115.3411 | 115.3411 | 115.3411
Option 2 AT | SA | S7 | Eastern Eyre Peninsula | Wind | 225.03 | 225.03 | 225.0301 | 225.0301 | 163.0301 | 72.2801 | 72.2801 | 338.2047 | 338.2047 | 265.9247 | 419.0799 | 419.0799 | 419.0799 | 419.0799 | 419.0799 | 419.0799 | 419.0799 | 419.0799 | 419.0799 | 600 | 600 | 600 | 600 | 600
Option 2 AT | SA | S6 | Roxby Downs | Wind | 0 | 0 | 1.323e-05 | 1.534e-05 | 2.738e-05 | 2.868e-05 | 2.868e-05 | 2.868e-05 | 3.271e-05 | 3.271e-05 | 100.8896 | 100.8896 | 554.1814 | 554.1814 | 554.1814 | 554.1814 | 554.1814 | 554.1814 | 560.9434 | 560.9434 | 560.9434 | 560.9434 | 560.9434 | 560.9434
Option 2 AT | SA | S5 | Northern SA | Wind | 407.5 | 407.5 | 407.5001 | 407.5001 | 644.6123 | 644.6123 | 644.6123 | 644.6123 | 861.8097 | 861.8097 | 861.8097 | 861.8097 | 1072.1487 | 1072.1487 | 1072.1487 | 1072.1487 | 1072.1487 | 1072.1487 | 1167.5 | 961 | 961 | 961 | 961 | 961
Option 2 AT | SA | S1 | South East SA | Wind | 324.5 | 324.5 | 324.5 | 324.5 | 324.5001 | 324.5001 | 324.5001 | 324.5001 | 324.9786 | 198.4786 | 976.0118 | 976.0118 | 817.0118 | 817.0118 | 778.0118 | 778.0118 | 778.0118 | 800.0034 | 800.0034 | 962.6158 | 1007.4375 | 1007.4375 | 1007.4375 | 1007.4375
Option 2 AT | SA | S8 | Western Eyre Peninsula | Wind | 0 | 0 | 2.43e-06 | 2.43e-06 | 2.43e-06 | 3.94e-06 | 3.94e-06 | 7.37e-06 | 7.37e-06 | 7.37e-06 | 2.821e-05 | 2.821e-05 | 2.821e-05 | 3.218e-05 | 3.506e-05 | 3.812e-05 | 5.939e-05 | 6.349e-05 | 6.349e-05 | 6.708e-05 | 6.828e-05 | 6.828e-05 | 6.828e-05 | 6.828e-05
Option 2 AT | TAS | T1 | North East Tasmania | Solar | 0 | 312.833 | 312.833 | 312.833 | 312.833 | 312.833 | 312.833 | 312.833 | 312.833 | 312.833 | 312.833 | 312.833 | 312.833 | 312.833 | 312.833 | 312.833 | 312.833 | 312.833 | 312.833 | 312.833 | 312.833 | 312.833 | 312.833 | 312.833
Option 2 AT | TAS | T3 | Central Highlands | Solar | 0 | 3.908e-05 | 3.908e-05 | 3.908e-05 | 3.908e-05 | 4.057e-05 | 4.057e-05 | 4.057e-05 | 4.057e-05 | 4.057e-05 | 4.057e-05 | 4.057e-05 | 4.057e-05 | 4.17e-05 | 4.17e-05 | 4.17e-05 | 4.17e-05 | 4.17e-05 | 4.17e-05 | 4.17e-05 | 4.17e-05 | 4.17e-05 | 4.17e-05 | 4.17e-05
Option 2 AT | TAS | T2 | North West Tasmania | Solar | 0 | 0.00010831 | 0.00010831 | 0.0001118 | 0.00011494 | 0.0001189 | 0.0001189 | 0.0001189 | 0.0001189 | 0.0001189 | 0.0001189 | 0.0001189 | 0.0001189 | 0.00012091 | 0.00012366 | 0.00012684 | 0.00013112 | 0.00013425 | 0.00013425 | 0.00013425 | 0.00013425 | 0.00013553 | 0.00013809 | 0.00013943
Option 2 AT | TAS | T1 | North East Tasmania | Wind | 0 | 0 | 75.2865 | 75.7247 | 75.7247 | 176.3659 | 176.3659 | 176.3659 | 176.3659 | 176.3659 | 176.3659 | 176.3659 | 176.3659 | 331.7718 | 331.7718 | 331.7718 | 331.7718 | 331.7718 | 400.0001 | 400.0001 | 400.0001 | 919.1524 | 1066.8715 | 1066.8715
Option 2 AT | TAS | T3 | Central Highlands | Wind | 144 | 144 | 864.9747 | 942.1593 | 988.4495 | 1094.989 | 1094.989 | 1094.989 | 1199.2957 | 1533.792 | 1533.792 | 1533.792 | 1533.792 | 1683.1043 | 1683.1044 | 1908.3213 | 1908.3213 | 1908.3213 | 1764.3213 | 1773.6852 | 1773.6852 | 1773.6852 | 2030.6828 | 2030.6828
Option 2 AT | TAS | T2 | North West Tasmania | Wind | 111.6 | 111.6 | 124.8828 | 124.8828 | 124.8828 | 124.8828 | 124.8828 | 124.8828 | 124.8828 | 124.8828 | 140.0935 | 140.0935 | 140.0935 | 151.4938 | 151.4938 | 151.4938 | 151.4938 | 151.4938 | 151.4938 | 170.7392 | 170.7392 | 170.7392 | 180.3376 | 180.3376
Option 2 AT | VIC | V9 | Southern Ocean | Offshore Wind | 0 | 0 | 0 | 0 | 0 | 90.3287 | 642.5422 | 642.5422 | 642.5422 | 642.5422 | 1292.4064 | 1640.7204 | 1640.7204 | 1640.7204 | 1640.7204 | 1640.7204 | 1640.7204 | 1640.7204 | 1640.7204 | 1640.7204 | 1640.7204 | 1640.7204 | 1640.7204 | 1640.7204
Option 2 AT | VIC | V8 | Gippsland Offshore | Offshore Wind | 0 | 0 | 0 | 0 | 0 | 1909.6713 | 2024.4578 | 2690.4578 | 3357.4578 | 4357.4578 | 4707.5936 | 5359.2796 | 6359.2796 | 7359.2796 | 7359.2796 | 7359.2796 | 7359.2796 | 7359.2796 | 7359.2796 | 7359.2796 | 7359.2796 | 7359.2796 | 7359.2796 | 7359.2796
Option 2 AT | VIC | V3 | Wimmera Grampians | Solar | 118.8 | 118.8 | 118.8 | 118.8 | 118.8 | 118.8 | 118.8 | 118.8 | 118.8 | 118.8 | 118.8 | 118.8 | 118.8 | 118.8 | 118.8 | 118.8 | 118.8 | 118.8 | 118.8 | 118.8 | 118.8 | 118.8 | 118.8 | 118.8
Option 2 AT | VIC | V7 | Central North VIC | Solar | 619.99 | 700.03 | 764.05 | 764.05 | 764.05 | 764.05 | 764.05 | 764.05 | 764.0501 | 764.0501 | 764.0501 | 764.0501 | 988.7591 | 1853.05 | 1853.05 | 1853.05 | 1853.05 | 1853.05 | 1753.08 | 1753.08 | 1753.08 | 1753.08 | 1753.08 | 1753.08
Option 2 AT | VIC | V6 | Gippsland Onshore | Solar | 0 | 1061.92 | 1061.92 | 1061.92 | 1061.92 | 1061.92 | 1061.92 | 1061.92 | 1061.92 | 1061.92 | 1061.92 | 1061.92 | 1061.92 | 1061.92 | 1061.92 | 1061.92 | 1061.92 | 1061.92 | 1061.92 | 1061.92 | 1061.92 | 1061.92 | 1061.92 | 1061.92
Option 2 AT | VIC | V4 | Wimmera Southern Mallee | Solar | 0 | 0.0001904 | 0.0001904 | 0.0001904 | 0.00019167 | 0.00019167 | 0.00019167 | 0.00019167 | 0.00019167 | 0.00019167 | 0.00021855 | 0.00021855 | 0.00021855 | 3086.4431 | 3086.4431 | 3086.4431 | 3086.4431 | 3086.4431 | 3086.4431 | 3086.4431 | 3086.4431 | 3086.4431 | 3992.7538 | 3992.7538
Option 2 AT | VIC | V2 | Central Highlands VIC | Solar | 0 | 0.0001936 | 0.0001936 | 0.0001936 | 0.0001936 | 0.0001936 | 0.0001936 | 0.00019478 | 0.00019478 | 0.00019685 | 0.00019903 | 0.00020013 | 0.00075852 | 2548 | 2548 | 2548 | 2548 | 2548 | 2548 | 2548 | 2548 | 2548 | 2548 | 2548
Option 2 AT | VIC | V1 | North West VIC | Solar | 596.96 | 977.0957 | 977.0957 | 977.0957 | 977.0957 | 977.0957 | 1594.8291 | 2746.6236 | 2746.6236 | 3600.3281 | 3735.23 | 3735.23 | 4528.8141 | 10124.192 | 11959.6819 | 11987.928 | 11987.928 | 11987.928 | 11987.928 | 11960.758 | 12499.0795 | 12499.0795 | 14912.3668 | 14536.4368
Option 2 AT | VIC | V7 | Central North VIC | Wind | 0 | 0 | 544 | 544 | 544 | 544 | 544 | 544 | 544 | 544 | 544 | 544 | 878.2401 | 878.2401 | 878.2401 | 878.2401 | 878.2401 | 878.2401 | 878.2401 | 878.2401 | 878.2401 | 878.2401 | 878.2401 | 878.2401
Option 2 AT | VIC | V6 | Gippsland Onshore | Wind | 0 | 0 | 113 | 113 | 113 | 113 | 113 | 113 | 113 | 113 | 113 | 113 | 113 | 113 | 113 | 113 | 113 | 113 | 113 | 113 | 113 | 113 | 113 | 113
Option 2 AT | VIC | V5 | South West VIC | Wind | 2151.27 | 2223.27 | 2708.6797 | 2708.6797 | 2708.6797 | 2678.6797 | 2678.6797 | 2678.6797 | 2678.6797 | 2678.6797 | 2678.6797 | 2615.6697 | 2195.6697 | 2195.6697 | 2043.9697 | 2043.9697 | 2024.4697 | 1838.4697 | 2738.1374 | 2638.06 | 2638.06 | 2494.3155 | 3036.675 | 3036.675
Option 2 AT | VIC | V4 | Wimmera Southern Mallee | Wind | 465.75 | 465.75 | 719.9536 | 1113.0455 | 1113.0455 | 1113.0455 | 1113.0455 | 1113.0455 | 1113.0455 | 1113.0455 | 2339.9558 | 2339.9558 | 2339.9558 | 2339.9558 | 2339.9558 | 2339.9558 | 2308.9058 | 2308.9058 | 2573.7 | 2573.7 | 2573.7 | 2573.7 | 2573.7 | 2348
Option 2 AT | VIC | V2 | Central Highlands VIC | Wind | 692.62 | 692.62 | 1064.4869 | 1299.4575 | 1299.4575 | 1299.4575 | 1299.4575 | 1828.9867 | 1839.3292 | 1839.3292 | 2323.0283 | 2323.0283 | 2323.0283 | 2323.0283 | 2323.0283 | 2323.0283 | 2323.0283 | 2191.8283 | 1912.1882 | 2323.9206 | 2323.9206 | 2295.2206 | 3195.364 | 2967.364
Option 2 AT | VIC | V1 | North West VIC | Wind | 0 | 0 | 1103.4571 | 1103.4572 | 1103.4572 | 1103.4572 | 1103.4572 | 1103.4572 | 1103.4572 | 1103.4572 | 1423.8954 | 1423.8954 | 1508 | 1508 | 1508 | 1508 | 1508 | 1508 | 1508 | 1508 | 1769.1823 | 1769.1823 | 1769.1823 | 1769.1823
Option 2 AT | VIC | V3 | Wimmera Grampians | Wind | 768.85 | 768.85 | 768.8501 | 768.8501 | 716.3501 | 716.3501 | 716.3501 | 716.3501 | 524.3501 | 524.3501 | 524.3501 | 524.3501 | 524.3501 | 524.3501 | 524.3501 | 524.3501 | 524.3501 | 524.3501 | 444.4001 | 444.4001 | 444.4003 | 204.4003 | 204.4003 | 0.00031
Option 2D AT | NSW | N11 | Illawarra Coast | Offshore Wind | 0 | 0 | 0 | 0 | 0 | 0 | 0 | 0 | 0 | 0 | 0 | 0 | 576.894 | 1115.9335 | 1710.3003 | 2029.7499 | 2786.7709 | 2786.7709 | 2786.7709 | 2786.771 | 3184.5105 | 3772.8799 | 4452 | 4452
Option 2D AT | NSW | N10 | Hunter Coast | Offshore Wind | 0 | 0 | 0 | 0 | 0 | 0 | 0 | 0 | 0 | 0 | 0 | 0 | 2686.9909 | 2686.9909 | 2686.9909 | 2686.9909 | 2686.9909 | 2810.0885 | 2810.0885 | 2949.4438 | 2949.4438 | 2949.4438 | 3923.2807 | 3923.2807
Option 2D AT | NSW | N7 | Tumut | Solar | 0 | 0.00035493 | 0.0011014 | 0.0013508 | 0.0019377 | 0.0027714 | 0.0027714 | 0.0027714 | 0.0027714 | 0.0027714 | 0.002775 | 0.0027778 | 0.0027778 | 100 | 100 | 100 | 100 | 100 | 100 | 100 | 100 | 100 | 100 | 100
Option 2D AT | NSW | N5 | South West NSW | Solar | 903.68 | 1013.6814 | 1013.6815 | 1014.5815 | 1013.6867 | 1013.6867 | 1013.6867 | 1013.6867 | 1013.6867 | 1013.6867 | 1013.6867 | 1013.6867 | 1013.6867 | 1013.6867 | 1013.6867 | 1013.6867 | 1013.6867 | 863.6567 | 863.6567 | 1614.1944 | 1614.1944 | 1614.1944 | 3453.4709 | 3253.7909
Option 2D AT | NSW | N4 | Broken Hill | Solar | 53 | 186.4771 | 186.4771 | 186.4772 | 186.4772 | 186.4772 | 186.4775 | 186.4775 | 186.4775 | 249.6725 | 317.6173 | 317.6173 | 317.6173 | 317.6174 | 317.6174 | 317.6174 | 317.6174 | 264.6174 | 264.6174 | 398.2434 | 398.2434 | 398.2434 | 577.0292 | 577.0292
Option 2D AT | NSW | N3 | Central-West Orana | Solar | 1496 | 1496.0018 | 1868.0818 | 5250.4732 | 5600.4732 | 5775.4744 | 7640.7275 | 7640.7275 | 7640.7275 | 8316.01 | 8316.01 | 8316.01 | 8316.01 | 8316.01 | 8316.01 | 8316.01 | 8213.98 | 8213.98 | 8213.98 | 8177.97 | 8177.97 | 8177.97 | 9909.7392 | 9718.0992
Option 2D AT | NSW | N2 | New England | Solar | 535.02 | 735.6604 | 1055.6604 | 1055.6608 | 1055.6608 | 1055.6611 | 1055.6611 | 1055.6611 | 1055.6611 | 1055.6611 | 1055.6611 | 1055.6611 | 1867.4033 | 1867.4033 | 1867.4033 | 1867.4033 | 1867.4033 | 1847.4033 | 1847.4033 | 1847.4033 | 1847.4033 | 1847.4033 | 1847.4033 | 1847.4033
Option 2D AT | NSW | N13 | South Cobar | Solar | 0 | 0.0074465 | 0.0075461 | 0.0075802 | 0.0075977 | 0.0083209 | 0.0083209 | 0.0083209 | 0.0083209 | 0.0083209 | 154.9582 | 154.9582 | 154.9582 | 154.9582 | 154.9582 | 154.9582 | 154.9582 | 154.9582 | 154.9582 | 168.3259 | 168.3259 | 168.3259 | 168.3259 | 168.3259
Option 2D AT | NSW | N1 | North West NSW | Solar | 166 | 271.7514 | 271.7515 | 271.7517 | 271.7517 | 271.7519 | 340.1384 | 568.8241 | 849.5191 | 988.696 | 1003.5796 | 1058.9011 | 1458.4455 | 1458.4455 | 1577.6582 | 1725.785 | 1953.8366 | 1953.8366 | 1953.8366 | 2045.5579 | 1989.5579 | 1989.5579 | 2893.5613 | 2893.5613
Option 2D AT | NSW | DN3 | Marulan | Solar | 0 | 0 | 7.19e-06 | 7.19e-06 | 0.00068493 | 0.0014272 | 0.0014272 | 0.0014272 | 0.0014272 | 0.0014272 | 0.0014272 | 0.0014285 | 0.0014285 | 0.0014285 | 0.0014285 | 0.0014285 | 0.0014285 | 0.0014285 | 0.0014285 | 0.0014285 | 0.0014285 | 0.0014285 | 0.0014285 | 0.0014285
Option 2D AT | NSW | DN1 | Dubbo | Solar | 0 | 0 | 0.00012559 | 0.00017999 | 0.00022111 | 0.00028766 | 0.00072953 | 807.3246 | 830.302 | 908.1883 | 908.1883 | 908.1883 | 908.1883 | 991.2265 | 1020.9951 | 1049.9652 | 1049.9652 | 1049.9652 | 1049.9652 | 1088.1209 | 1088.1209 | 1088.1209 | 1388.5501 | 1388.5501
Option 2D AT | NSW | N6 | Wagga Wagga | Solar | 436.14 | 1545.7339 | 1545.7342 | 1545.7343 | 1795.8008 | 1795.8012 | 1795.8012 | 1795.8012 | 1795.8012 | 1795.8012 | 1795.8012 | 1795.8012 | 1795.8012 | 2612.15 | 2612.15 | 2612.15 | 2612.15 | 2612.15 | 2612.15 | 2612.15 | 2612.15 | 2612.15 | 2612.15 | 2612.15
Option 2D AT | NSW | N9 | Hunter-Central Coast | Solar | 0 | 953 | 1851.3056 | 2061.0299 | 2061.0301 | 2374.6302 | 2374.6302 | 3126.327 | 5053.277 | 8333.8484 | 8736.1596 | 8736.1596 | 11281.5249 | 11821.8117 | 16827.2327 | 18293 | 18293 | 18293 | 18293 | 18293 | 18293 | 18293 | 18293 | 18293
Option 2D AT | NSW | N8 | Cooma-Monaro | Solar | 0 | 0.0005766 | 0.0032654 | 0.0034843 | 0.0034949 | 0.0043438 | 0.0043438 | 0.0043438 | 0.0043438 | 0.0043438 | 0.0043477 | 0.0043498 | 0.0043498 | 33.8617 | 170.63 | 350 | 350 | 350 | 350 | 350 | 350 | 350 | 350 | 350
Option 2D AT | NSW | N4 | Broken Hill | Wind | 198.01 | 198.01 | 283.6804 | 283.6804 | 283.6804 | 283.6805 | 283.6805 | 283.6805 | 283.6805 | 283.6805 | 283.6805 | 283.6805 | 283.6805 | 283.6805 | 283.6805 | 283.6805 | 283.6805 | 85.6705 | 249.9915 | 249.9915 | 249.9915 | 249.9915 | 249.9915 | 249.9915
Option 2D AT | NSW | N3 | Central-West Orana | Wind | 113.19 | 113.19 | 1627.1926 | 5141.0745 | 6268.7152 | 6628.0632 | 6628.0632 | 7502.4042 | 7502.4042 | 7502.4042 | 8332.7807 | 8332.7807 | 8332.7807 | 8332.7807 | 8332.7807 | 8332.7807 | 8332.7807 | 8332.7807 | 8332.7807 | 8332.7807 | 8332.7807 | 8332.782 | 8401.4097 | 8288.2197
Option 2D AT | NSW | N2 | New England | Wind | 442.48 | 442.48 | 536.0052 | 536.0056 | 746.0056 | 746.0058 | 2891.5734 | 2891.5734 | 2891.5734 | 2891.5734 | 3636.2379 | 3636.2379 | 3463.7579 | 3463.7579 | 3463.7579 | 3551.8549 | 3759.5888 | 4469.545 | 4469.545 | 4469.545 | 4469.545 | 4469.545 | 4469.545 | 4469.545
Option 2D AT | NSW | N13 | South Cobar | Wind | 0 | 0 | 0.0013293 | 0.0014038 | 0.0014049 | 0.0015426 | 0.0015426 | 0.0015426 | 0.0015426 | 0.0015426 | 0.0015426 | 0.0015426 | 0.0015426 | 0.0015426 | 0.0015426 | 0.0015426 | 0.0015426 | 0.0015426 | 0.0015426 | 0.0015439 | 0.0015439 | 0.0015439 | 32.8697 | 32.8697
Option 2D AT | NSW | N12 | Illawarra | Wind | 0 | 0 | 356.9998 | 356.9999 | 356.9999 | 357 | 357 | 357 | 357 | 357 | 357 | 357 | 357 | 357 | 357 | 357 | 357 | 357 | 357 | 357 | 357 | 357 | 357 | 357
Option 2D AT | NSW | DN3 | Marulan | Wind | 0 | 0 | 1.53e-06 | 2.682e-05 | 0.0010079 | 0.0071234 | 0.0071234 | 0.0071234 | 0.0071234 | 0.0071234 | 0.0073396 | 0.0074076 | 0.0074076 | 0.0074076 | 0.0074076 | 0.0074076 | 0.0074076 | 0.0074076 | 0.0074076 | 0.0074076 | 0.0074076 | 0.0074076 | 0.0074076 | 0.0074087
Option 2D AT | NSW | DN1 | Dubbo | Wind | 0 | 0 | 5.944e-05 | 0.00010632 | 0.00010632 | 0.0001472 | 0.0001472 | 288 | 288 | 288 | 288 | 288 | 288 | 288 | 288 | 288 | 288 | 288 | 288 | 288 | 288 | 288 | 288 | 288
Option 2D AT | NSW | N5 | South West NSW | Wind | 0 | 0 | 1252.6457 | 1252.6457 | 1252.6457 | 1252.6457 | 1252.6457 | 1252.6457 | 1252.6457 | 1252.6457 | 1252.6457 | 1252.6457 | 1252.6457 | 1252.6457 | 1252.6457 | 1252.6457 | 1252.6457 | 1252.6457 | 1252.6457 | 1252.6457 | 1252.6457 | 1252.6457 | 1252.6457 | 1252.6457
Option 2D AT | NSW | N7 | Tumut | Wind | 0 | 270.48 | 270.484 | 270.4841 | 270.4841 | 270.4845 | 270.4845 | 270.4845 | 270.4845 | 270.4845 | 370.4806 | 370.4806 | 370.4806 | 370.4806 | 370.4806 | 370.4806 | 370.4806 | 370.4806 | 370.4806 | 370.4806 | 370.4806 | 370.4806 | 370.4806 | 370.4806
Option 2D AT | NSW | N9 | Hunter-Central Coast | Wind | 0 | 0 | 1399.9997 | 1399.9998 | 1399.9999 | 1527.495 | 1527.495 | 2120.2071 | 2120.2071 | 2659.0062 | 3661.9682 | 3661.9682 | 3661.9682 | 3661.9682 | 3661.9682 | 3661.9682 | 3661.9682 | 3661.9682 | 3661.9682 | 3661.9682 | 3661.9682 | 3661.9682 | 3661.9682 | 3661.9682
Option 2D AT | NSW | N8 | Cooma-Monaro | Wind | 113.18 | 113.18 | 213.1812 | 213.1813 | 213.1815 | 388.2331 | 388.2331 | 388.2331 | 388.2331 | 388.2331 | 413.18 | 413.18 | 413.18 | 413.18 | 300 | 300 | 300 | 300 | 300 | 300 | 300 | 300 | 300 | 300
Option 2D AT | NSW | N6 | Wagga Wagga | Wind | 0 | 0 | 0.0059112 | 0.0060482 | 0.007214 | 0.0081926 | 0.0081926 | 0.0081926 | 0.0081926 | 0.0081926 | 0.0081926 | 0.0081926 | 0.0081926 | 0.0081926 | 0.0081926 | 0.0081926 | 0.0081926 | 0.0081926 | 0.0081926 | 0.0081926 | 0.0081926 | 0.0081926 | 0.0081926 | 0.0081926
Option 2D AT | QLD | Q8a | Darling Downs (A) | Solar | 1089.24 | 1458.57 | 1458.01 | 1457.46 | 1456.89 | 1456.33 | 1455.77 | 1455.27 | 1454.79 | 1454.79 | 1344.79 | 1344.79 | 1344.79 | 1344.79 | 1344.79 | 1344.79 | 1344.79 | 1344.79 | 1344.79 | 1344.79 | 782.87 | 782.87 | 782.87 | 782.87
Option 2D AT | QLD | Q9 | Banana | Solar | 15 | 15 | 15 | 15 | 15 | 15 | 15 | 15 | 15 | 15 | 15 | 15 | 15 | 15 | 15 | 15 | 15 | 0 | 0 | 0 | 0 | 0 | 0 | 0
Option 2D AT | QLD | Q8b | Darling Downs (B) | Solar | 292.49 | 274.45 | 274.45 | 274.45 | 274.45 | 274.45 | 274.45 | 274.45 | 274.45 | 274.45 | 274.45 | 274.45 | 274.45 | 274.45 | 274.45 | 274.45 | 274.45 | 249.45 | 146.49 | 114.39 | 82.29 | 82.29 | 54.99 | 0
Option 2D AT | QLD | Q8 | Darling Downs | Solar | 0 | 1547.4376 | 1547.4379 | 2505.1967 | 2505.1971 | 2505.1982 | 3517.9885 | 3777.156 | 4171.4621 | 4171.4621 | 4171.4621 | 4171.4621 | 5000.5613 | 5000.5613 | 5000.5613 | 5000.5613 | 5000.5613 | 5000.5613 | 5000.5613 | 5000.5613 | 5162.5113 | 5162.5113 | 6952.6 | 7128.8921
Option 2D AT | QLD | Q7 | Wide Bay | Solar | 426.77 | 486.7736 | 685.1737 | 994.9486 | 1107.0533 | 1107.0551 | 2687.2231 | 2762.5236 | 2885.17 | 2885.17 | 2885.17 | 2885.17 | 2885.17 | 2885.17 | 2885.17 | 2885.17 | 2885.17 | 2885.17 | 2885.17 | 2885.17 | 2885.17 | 2885.17 | 2885.17 | 2754.28
Option 2D AT | QLD | Q6 | Fitzroy | Solar | 81.72 | 81.7212 | 81.7213 | 81.725 | 1919.477 | 1919.4774 | 2380.8291 | 3188.5061 | 3221.9737 | 5592.8918 | 5878.5552 | 5878.5552 | 5878.5552 | 5878.5552 | 5878.5552 | 7614.72 | 7614.72 | 7614.72 | 7614.72 | 7614.72 | 7614.72 | 7614.72 | 7614.72 | 7614.72
Option 2D AT | QLD | Q5 | Barcaldine | Solar | 0 | 0.03047 | 0.030472 | 56.7006 | 73.5527 | 73.5527 | 73.5527 | 73.5527 | 73.5527 | 73.5527 | 73.5527 | 81.2358 | 99.8883 | 99.8883 | 99.8883 | 99.8883 | 102.6806 | 117.4039 | 117.4039 | 918.08 | 918.08 | 918.08 | 1332.3835 | 1332.3836
Option 2D AT | QLD | Q4b | Isaac (B) | Solar | 295.96 | 295.96 | 295.96 | 295.96 | 295.96 | 295.96 | 295.96 | 295.96 | 295.96 | 295.96 | 295.96 | 295.96 | 295.96 | 295.96 | 295.96 | 295.96 | 295.96 | 295.96 | 295.96 | 295.96 | 295.96 | 295.96 | 295.96 | 295.96
Option 2D AT | QLD | Q4 | Isaac | Solar | 393.47 | 393.4709 | 393.4709 | 393.4718 | 840.5015 | 840.5019 | 840.5019 | 950.7267 | 1010.536 | 1249.7817 | 1249.7817 | 1249.7819 | 1402.1852 | 1402.1852 | 1402.1852 | 1992.6749 | 2517.9884 | 2517.9884 | 2850.97 | 2850.97 | 2850.97 | 2850.97 | 2601 | 2526
Option 2D AT | QLD | Q3 | Northern Qld | Solar | 437.15 | 437.15 | 1037.15 | 1037.15 | 1037.15 | 1037.15 | 1037.15 | 1037.15 | 1037.15 | 1037.15 | 1037.15 | 1037.15 | 1037.15 | 1037.15 | 1037.15 | 1037.15 | 915.99 | 800.02 | 800.02 | 800.02 | 800.02 | 700.04 | 700.04 | 700.04
Option 2D AT | QLD | Q2 | North Qld Clean Energy Hub | Solar | 84.47 | 84.47 | 84.47 | 84.47 | 84.47 | 84.47 | 84.47 | 84.47 | 84.47 | 84.47 | 84.47 | 35.97 | 35.97 | 35.97 | 35.97 | 35.97 | 35.97 | 35.97 | 35.97 | 35.97 | 20.97 | 20.97 | 0 | 0
Option 2D AT | QLD | Q10 | Collinsville | Solar | 227.02 | 227.021 | 227.021 | 227.021 | 227.0299 | 227.0303 | 227.0303 | 227.0303 | 227.0303 | 227.0303 | 227.0303 | 227.0303 | 227.0303 | 227.0303 | 227.0303 | 227.0303 | 926.8338 | 926.8338 | 926.8338 | 926.8338 | 926.8338 | 926.8338 | 764.8138 | 699.8138
Option 2D AT | QLD | Q1 | Far North QLD | Solar | 72 | 72.0167 | 72.0168 | 347.1112 | 486.6975 | 486.6979 | 486.6979 | 486.6979 | 486.6979 | 614.4666 | 723.7233 | 1013.346 | 1172 | 1172 | 1172 | 1172 | 1172 | 1172 | 1172 | 1172 | 1172 | 1172 | 1100 | 1100
Option 2D AT | QLD | Q8c | Darling Downs (C) | Wind | 691.98 | 691.98 | 691.98 | 691.98 | 691.98 | 691.98 | 691.98 | 691.98 | 691.98 | 691.98 | 691.98 | 691.98 | 691.98 | 691.98 | 691.98 | 691.98 | 691.98 | 691.98 | 252 | 252 | 252 | 252 | 252 | 252
Option 2D AT | QLD | Q8b | Darling Downs (B) | Wind | 890.03 | 890.03 | 890.03 | 890.03 | 890.03 | 890.03 | 890.03 | 890.03 | 890.03 | 890.03 | 890.03 | 890.03 | 890.03 | 890.03 | 890.03 | 890.03 | 890.03 | 890.03 | 890.03 | 890.03 | 890.03 | 890.03 | 890.03 | 890.03
Option 2D AT | QLD | Q8a | Darling Downs (A) | Wind | 172.99 | 172.99 | 172.99 | 172.99 | 172.99 | 172.99 | 172.99 | 172.99 | 172.99 | 172.99 | 172.99 | 172.99 | 172.99 | 172.99 | 172.99 | 172.99 | 172.99 | 172.99 | 172.99 | 172.99 | 172.99 | 172.99 | 172.99 | 172.99
Option 2D AT | QLD | Q8 | Darling Downs | Wind | 0 | 0 | 2719.9103 | 2719.9107 | 2812.4869 | 3515.4236 | 3515.4236 | 3515.4236 | 3515.4236 | 3563.7757 | 3735.7379 | 5174.239 | 5174.239 | 5174.239 | 5174.239 | 5174.239 | 5247.1421 | 5247.1421 | 5247.1421 | 5247.1421 | 5881.3875 | 5881.3875 | 6988.5996 | 6988.5996
Option 2D AT | QLD | Q6 | Fitzroy | Wind | 0 | 221.01 | 1011.0039 | 1011.0041 | 1121.01 | 1121.0106 | 1121.0106 | 1121.0106 | 1121.0106 | 1121.0106 | 1121.0106 | 1121.0106 | 3721.0099 | 3721.0099 | 3721.0099 | 3721.0099 | 3721.0099 | 3721.0099 | 3721.0099 | 3721.0099 | 3721.0099 | 3721.0099 | 3721.0099 | 3721.0099
Option 2D AT | QLD | Q5 | Barcaldine | Wind | 0 | 0 | 97.0787 | 97.0789 | 99.5391 | 99.5394 | 102.8056 | 102.8056 | 102.8056 | 102.8056 | 102.8056 | 102.8056 | 106.2859 | 106.2859 | 106.2859 | 106.2859 | 106.2859 | 106.2859 | 385.5858 | 754.7224 | 754.7224 | 754.7224 | 1424.7682 | 1424.7682
Option 2D AT | QLD | Q4 | Isaac | Wind | 439 | 724.2 | 724.2007 | 724.202 | 724.2037 | 724.2041 | 804.8237 | 1124.2 | 1124.2 | 1124.2 | 1124.2 | 1124.2 | 1124.2 | 1124.2 | 1124.2 | 1124.2 | 1124.2 | 1124.2 | 1124.2 | 1124.2 | 1124.2 | 1124.2 | 1124.2 | 685.2
Option 2D AT | QLD | Q2 | North Qld Clean Energy Hub | Wind | 43.2 | 43.2 | 814.6836 | 814.6836 | 842.7832 | 1078.6348 | 1976.861 | 2250.2828 | 2304.8846 | 2304.8846 | 2352.7434 | 2352.7434 | 3662.1182 | 3662.1182 | 3662.1182 | 3662.1182 | 3662.1182 | 3662.1182 | 3662.1182 | 3662.1182 | 3618.9182 | 3618.9182 | 3618.9182 | 3618.9182
Option 2D AT | QLD | Q10 | Collinsville | Wind | 0 | 0 | 0.000497 | 0.000823 | 0.0018405 | 0.0020454 | 0.0020454 | 0.0020493 | 304.9627 | 304.9627 | 304.9627 | 304.9627 | 640 | 640 | 640 | 640 | 640 | 640 | 640 | 640 | 640 | 640 | 640 | 640
Option 2D AT | QLD | Q1 | Far North QLD | Wind | 332.45 | 332.45 | 902.452 | 915.3022 | 934.0851 | 934.0853 | 934.0853 | 934.0853 | 934.0853 | 934.0853 | 934.0853 | 934.0853 | 934.0853 | 934.0853 | 934.0853 | 934.0853 | 1066.3991 | 885.9291 | 885.9291 | 1160.3932 | 1164.4069 | 1164.4069 | 1335.6984 | 1335.6984
Option 2D AT | QLD | Q7 | Wide Bay | Wind | 0 | 0 | 0.00038132 | 0.00055319 | 0.00095647 | 0.0011316 | 0.0011316 | 0.0011316 | 0.0011316 | 0.0011316 | 300 | 300 | 300 | 300 | 300 | 300 | 300 | 300 | 300 | 300 | 300 | 300 | 300 | 300
Option 2D AT | SA | S8 | Western Eyre Peninsula | Solar | 0 | 0 | 9.976e-05 | 0.00013106 | 0.00015066 | 0.00018785 | 0.00018785 | 0.00018785 | 0.00018785 | 0.00018785 | 0.00018785 | 0.00018959 | 0.00018959 | 0.00018959 | 0.0015524 | 0.0015887 | 0.0018264 | 0.0018264 | 0.0018264 | 0.0018933 | 0.0018933 | 0.0018972 | 0.0085331 | 0.0085331
Option 2D AT | SA | S7 | Eastern Eyre Peninsula | Solar | 0 | 0.00049603 | 0.00057503 | 0.00065809 | 0.00084014 | 0.00086786 | 0.00086786 | 0.00086786 | 0.00086786 | 0.00086786 | 0.00086786 | 0.00086786 | 0.00086786 | 0.00086786 | 0.00086948 | 192.9913 | 557.9657 | 557.9657 | 557.9657 | 919.8394 | 1050.4186 | 1050.4186 | 1521.726 | 1521.726
Option 2D AT | SA | S5 | Northern SA | Solar | 296.24 | 878.3268 | 878.3269 | 878.327 | 1524.078 | 1524.0781 | 2353.2595 | 2811.3504 | 2811.3504 | 3629.837 | 3629.837 | 3629.837 | 3971.0024 | 4934.3391 | 5219.24 | 5219.24 | 5558.4689 | 5558.4689 | 5339.2289 | 5339.2289 | 6318.5895 | 6241.5895 | 11769.8714 | 11769.8714
Option 2D AT | SA | S2 | Riverland | Solar | 19.89 | 19.8915 | 19.8916 | 19.8917 | 19.893 | 15.333 | 82.1074 | 82.1074 | 82.1074 | 326.8958 | 326.8958 | 326.8958 | 1032.6284 | 1032.6284 | 1377.372 | 1483.9854 | 1816.3401 | 1816.3401 | 2564.3959 | 3371.3752 | 4000 | 4000 | 4000 | 4000
Option 2D AT | SA | S1 | South East SA | Solar | 182 | 182.0005 | 182.0006 | 182.0008 | 182.0008 | 182.0013 | 182.0013 | 182.0013 | 182.0013 | 182.0013 | 182.0013 | 182.0013 | 182.0013 | 182.0013 | 246.3007 | 246.3007 | 281.9996 | 281.9996 | 281.9996 | 281.9996 | 281.9996 | 281.9996 | 281.9996 | 186.9996
Option 2D AT | SA | S3 | Mid-North SA | Solar | 0 | 0.0013138 | 0.001315 | 0.0015153 | 2.7786 | 2.7786 | 254.5127 | 333.5186 | 333.5186 | 375.969 | 637.8486 | 637.8486 | 637.8486 | 1185.8476 | 1300 | 1300 | 1300 | 1300 | 1300 | 1300 | 1300 | 1300 | 1929.6873 | 1929.6873
Option 2D AT | SA | S4 | Yorke Peninsula | Wind | 0 | 0 | 0.00095143 | 0.00111 | 0.0011122 | 0.0012605 | 0.0012605 | 0.0012625 | 0.0012639 | 0.0012639 | 116.7164 | 116.7164 | 116.7164 | 116.7164 | 116.7164 | 116.7164 | 116.7164 | 116.7164 | 116.7164 | 116.7164 | 116.7164 | 116.7164 | 116.7164 | 116.7164
Option 2D AT | SA | S7 | Eastern Eyre Peninsula | Wind | 225.03 | 225.03 | 225.0318 | 225.032 | 163.0334 | 72.2838 | 72.2838 | 338.2048 | 338.2048 | 265.9248 | 428.7293 | 428.7293 | 428.7293 | 428.7293 | 428.7293 | 428.7293 | 428.7293 | 428.7293 | 428.7293 | 600.0008 | 600.0008 | 600.0008 | 600.0008 | 600.0008
Option 2D AT | SA | S6 | Roxby Downs | Wind | 0 | 0 | 0.00027675 | 0.00029294 | 0.00055824 | 0.00057018 | 0.00057018 | 0.00057018 | 0.00057018 | 0.00057018 | 2.9466 | 2.9466 | 554.181 | 554.181 | 554.181 | 554.181 | 554.181 | 554.181 | 560.9434 | 560.9434 | 560.9434 | 560.9434 | 560.9434 | 560.9434
Option 2D AT | SA | S5 | Northern SA | Wind | 407.5 | 407.5 | 407.5019 | 407.502 | 649.0061 | 649.0065 | 649.0065 | 649.0065 | 901.7735 | 901.7735 | 901.7735 | 901.7735 | 1137.2128 | 1137.2128 | 1137.2128 | 1137.2128 | 1137.2128 | 1137.2128 | 1167.5011 | 961.0011 | 961.0011 | 961.0011 | 961.0011 | 961.0011
Option 2D AT | SA | S3 | Mid-North SA | Wind | 1732.01 | 1732.01 | 1944.539 | 1944.5391 | 2383.8773 | 2383.8775 | 2383.8775 | 2672.4377 | 2833.3106 | 2761.9106 | 3212.7197 | 3212.7197 | 3212.7197 | 2886.0197 | 2886.0197 | 2886.0197 | 2886.0197 | 3325.3887 | 3383.8502 | 3819.2779 | 3819.2779 | 3819.2779 | 3618.2979 | 3422.6079
Option 2D AT | SA | S1 | South East SA | Wind | 324.5 | 324.5 | 324.5007 | 324.5008 | 324.5019 | 324.502 | 324.502 | 324.502 | 335.5881 | 209.0881 | 998.0006 | 998.0006 | 839.0006 | 839.0006 | 800.0006 | 800.0006 | 800.0006 | 911.0166 | 911.0166 | 1011.2105 | 1011.2105 | 1011.2106 | 1011.2106 | 1011.2106
Option 2D AT | SA | S8 | Western Eyre Peninsula | Wind | 0 | 0 | 5.841e-05 | 7.781e-05 | 8.234e-05 | 0.00012387 | 0.00012387 | 0.00012387 | 0.00012387 | 0.00012387 | 0.00018659 | 0.00018659 | 0.00018659 | 0.00021313 | 0.00021313 | 0.00021313 | 0.00021313 | 0.00021648 | 0.00021648 | 0.00021921 | 0.0002392 | 0.0002392 | 0.0002392 | 0.0002392
Option 2D AT | TAS | T1 | North East Tasmania | Solar | 0 | 301.7758 | 301.7758 | 301.7758 | 301.7758 | 301.7758 | 301.7758 | 301.7758 | 301.7758 | 301.7758 | 301.7758 | 301.7758 | 301.7758 | 301.7758 | 301.7758 | 301.7758 | 301.7758 | 301.7758 | 301.7758 | 301.7758 | 301.7758 | 301.7758 | 301.7758 | 301.7758
Option 2D AT | TAS | T3 | Central Highlands | Solar | 0 | 0.00079038 | 0.00082566 | 0.00082854 | 0.00082968 | 0.00083299 | 0.00083299 | 0.00083299 | 0.00083299 | 0.00083299 | 0.00083299 | 0.00083299 | 0.00083299 | 0.00083299 | 0.00083299 | 0.00083299 | 0.00083299 | 0.00083299 | 0.00083299 | 0.00083299 | 0.00083299 | 0.00083299 | 0.00083299 | 0.00083299
Option 2D AT | TAS | T2 | North West Tasmania | Solar | 0 | 0.0026864 | 0.0026864 | 0.0028094 | 0.0028924 | 0.0030619 | 0.0030619 | 0.0030619 | 0.0030619 | 0.0030619 | 0.0030619 | 0.0030619 | 0.0030619 | 0.0030619 | 0.0030619 | 0.0030619 | 0.0030619 | 0.0030619 | 0.0030619 | 0.0030619 | 0.0030619 | 0.0030619 | 0.0030634 | 0.0030645
Option 2D AT | TAS | T1 | North East Tasmania | Wind | 0 | 0 | 83.6568 | 89.8397 | 89.8399 | 187.3569 | 187.3569 | 187.3569 | 187.3569 | 187.3569 | 187.3569 | 187.3569 | 187.3569 | 346.7174 | 346.7174 | 346.7174 | 346.7174 | 346.7174 | 400.0011 | 400.0011 | 400.0011 | 919.2703 | 1077.2027 | 1077.2027
Option 2D AT | TAS | T3 | Central Highlands | Wind | 144 | 144 | 862.0432 | 939.015 | 1001.1317 | 1087.5672 | 1087.5672 | 1087.5672 | 1176.5524 | 1548.1121 | 1548.1121 | 1548.1121 | 1548.1121 | 1681.894 | 1681.894 | 1878.9928 | 1878.9928 | 1878.9928 | 1734.9928 | 1773.6852 | 1773.6852 | 1773.6852 | 2010.6286 | 2010.6286
Option 2D AT | TAS | T2 | North West Tasmania | Wind | 111.6 | 111.6 | 124.9656 | 124.9659 | 124.9659 | 124.9662 | 124.9662 | 124.9662 | 124.9662 | 124.9662 | 140.2561 | 140.2561 | 140.2561 | 153.094 | 153.094 | 153.094 | 153.094 | 153.094 | 153.094 | 170.7392 | 170.7392 | 170.7392 | 180.3376 | 180.3376
Option 2D AT | VIC | V8 | Gippsland Offshore | Offshore Wind | 0 | 0 | 0 | 0 | 0 | 1928.3209 | 2028.193 | 2694.193 | 3361.193 | 4361.193 | 4698.6975 | 5412.185 | 6412.185 | 7412.185 | 7412.185 | 7412.185 | 7412.185 | 7412.185 | 7412.185 | 7412.185 | 7412.185 | 7412.185 | 7412.185 | 7412.185
Option 2D AT | VIC | V9 | Southern Ocean | Offshore Wind | 0 | 0 | 0 | 0 | 0 | 71.6791 | 638.807 | 638.807 | 638.807 | 638.807 | 1301.3025 | 1587.815 | 1587.815 | 1587.815 | 1587.815 | 1587.815 | 1587.815 | 1587.815 | 1587.815 | 1587.815 | 1587.815 | 1587.815 | 1587.815 | 1587.815
Option 2D AT | VIC | V7 | Central North VIC | Solar | 619.99 | 700.0309 | 764.051 | 764.0511 | 764.0511 | 764.0511 | 764.0511 | 764.0511 | 764.0511 | 764.0511 | 764.0511 | 764.0511 | 1023.3583 | 1853.05 | 1853.05 | 1853.05 | 1853.05 | 1853.05 | 1753.08 | 1753.08 | 1753.08 | 1753.08 | 1753.08 | 1753.08
Option 2D AT | VIC | V6 | Gippsland Onshore | Solar | 0 | 1061.9198 | 1061.9199 | 1061.9199 | 1061.9199 | 1061.92 | 1061.92 | 1061.92 | 1061.92 | 1061.92 | 1061.92 | 1061.92 | 1061.92 | 1061.92 | 1061.92 | 1061.92 | 1061.92 | 1061.92 | 1061.92 | 1061.92 | 1061.92 | 1061.92 | 1061.92 | 1061.92
Option 2D AT | VIC | V4 | Wimmera Southern Mallee | Solar | 0 | 0.0044458 | 0.0044471 | 0.0044662 | 0.0044925 | 0.0044945 | 0.0044945 | 0.0044945 | 0.0044945 | 0.0044945 | 0.0044945 | 0.0044945 | 0.0044945 | 3077.5382 | 3077.5382 | 3077.5382 | 3077.5382 | 3077.5382 | 3077.5382 | 3077.5382 | 3077.5382 | 3077.5382 | 4152.6868 | 4152.6868
Option 2D AT | VIC | V2 | Central Highlands VIC | Solar | 0 | 0.0049165 | 0.0049277 | 0.0049562 | 0.0049615 | 0.0049732 | 0.0049732 | 0.0049732 | 0.0049732 | 0.0049732 | 0.0049732 | 0.0049732 | 130.0568 | 2548 | 2548 | 2548 | 2548 | 2548 | 2548 | 2548 | 2548 | 2548 | 2548 | 2548
Option 2D AT | VIC | V1 | North West VIC | Solar | 596.96 | 982.2697 | 982.2697 | 982.2698 | 982.2699 | 982.2699 | 2106.5495 | 2844.5337 | 2844.5337 | 3735.23 | 3735.23 | 3735.23 | 4533.5465 | 10265.2065 | 12356.8448 | 12441.2789 | 12441.2789 | 12441.2789 | 12441.2789 | 12414.1089 | 12937.3164 | 12937.3164 | 14821.8172 | 14445.8872
Option 2D AT | VIC | V3 | Wimmera Grampians | Solar | 118.8 | 118.8 | 118.8 | 118.8 | 118.8 | 118.8 | 118.8 | 118.8 | 118.8 | 118.8 | 118.8 | 118.8 | 118.8 | 118.8 | 118.8 | 118.8 | 118.8 | 118.8 | 118.8 | 118.8 | 118.8 | 118.8 | 118.8 | 118.8
Option 2D AT | VIC | V7 | Central North VIC | Wind | 0 | 0 | 543.9998 | 543.9999 | 543.9999 | 544 | 544 | 544 | 544 | 544 | 544 | 544 | 926.5596 | 926.5596 | 926.5596 | 926.5596 | 926.5596 | 926.5596 | 926.5596 | 926.5596 | 926.5596 | 926.5596 | 926.5596 | 926.5596
Option 2D AT | VIC | V6 | Gippsland Onshore | Wind | 0 | 0 | 113.0001 | 113.0008 | 113.0008 | 113.0009 | 113.0009 | 113.0009 | 113.0009 | 113.0009 | 113.0009 | 113.0009 | 113.0009 | 113.0009 | 113.0009 | 113.0009 | 113.0009 | 113.0009 | 113.0009 | 113.0009 | 113.0009 | 113.0009 | 113.0009 | 113.0009
Option 2D AT | VIC | V5 | South West VIC | Wind | 2151.27 | 2223.27 | 2704.2656 | 2704.2657 | 2704.2658 | 2674.2658 | 2674.2658 | 2674.2658 | 2740.066 | 2740.066 | 2740.066 | 2677.056 | 2257.056 | 2257.056 | 2105.356 | 2105.356 | 2085.856 | 1899.856 | 2696.6856 | 2638.06 | 2638.06 | 2485.07 | 3072.4132 | 3072.4132
Option 2D AT | VIC | V4 | Wimmera Southern Mallee | Wind | 465.75 | 465.75 | 714.0462 | 1120.5196 | 1120.5196 | 1120.5197 | 1120.5197 | 1120.5197 | 1120.5197 | 1120.5197 | 2392.5636 | 2392.5636 | 2392.5636 | 2392.5636 | 2392.5636 | 2392.5636 | 2361.5136 | 2361.5136 | 2573.6997 | 2573.6997 | 2573.6997 | 2573.6997 | 2573.6997 | 2347.9997
Option 2D AT | VIC | V3 | Wimmera Grampians | Wind | 768.85 | 768.85 | 768.8515 | 768.8529 | 716.3529 | 716.353 | 716.353 | 716.353 | 524.353 | 524.353 | 524.353 | 524.353 | 524.353 | 524.353 | 524.353 | 524.353 | 524.353 | 524.353 | 444.403 | 444.403 | 466.4237 | 226.4237 | 226.4237 | 22.0237
Option 2D AT | VIC | V2 | Central Highlands VIC | Wind | 692.62 | 692.62 | 1063.2022 | 1297.6778 | 1297.6779 | 1297.6779 | 1305.617 | 1922.9539 | 1967.62 | 1967.62 | 2512.2246 | 2512.2246 | 2512.2246 | 2512.2246 | 2512.2246 | 2512.2246 | 2512.2246 | 2381.0246 | 2197.9153 | 2631.7432 | 2631.7432 | 2603.0432 | 3768.4616 | 3540.4616
Option 2D AT | VIC | V1 | North West VIC | Wind | 0 | 0 | 1102.173 | 1102.1733 | 1102.1733 | 1102.1734 | 1102.1734 | 1102.1734 | 1102.1734 | 1102.1734 | 1507.9998 | 1507.9998 | 1507.9998 | 1507.9998 | 1507.9998 | 1507.9998 | 1507.9998 | 1507.9998 | 1507.9998 | 1507.9998 | 1856.5002 | 1856.5002 | 1856.5002 | 1856.5002
Option 3 AT | NSW | N11 | Illawarra Coast | Offshore Wind | 0 | 0 | 0 | 0 | 0 | 0 | 0 | 0 | 0 | 0 | 0 | 0 | 800.0922 | 1130.6882 | 2190.0876 | 2190.0877 | 2865.2137 | 2865.2137 | 2865.2137 | 2865.2137 | 2865.2137 | 2865.2137 | 3571.7832 | 3571.7832
Option 3 AT | NSW | N10 | Hunter Coast | Offshore Wind | 0 | 0 | 0 | 0 | 0 | 0 | 0 | 0 | 0 | 0 | 0 | 0 | 1578.0926 | 1578.0926 | 1578.0926 | 1578.0926 | 1578.0926 | 1578.0926 | 1578.0926 | 1961.1233 | 1961.1233 | 2277.1981 | 3060.1812 | 3060.1812
Option 3 AT | NSW | DN1 | Dubbo | Solar | 0 | 0 | 5.32e-06 | 8.24e-06 | 1.142e-05 | 1.478e-05 | 4.668e-05 | 458.1398 | 830.3013 | 919.9476 | 919.9476 | 919.9476 | 919.9476 | 991.2262 | 1049.9394 | 1052.0449 | 1052.0449 | 1052.0449 | 1052.0449 | 1083.7944 | 1083.7944 | 1083.7944 | 1320 | 1320
Option 3 AT | NSW | N6 | Wagga Wagga | Solar | 436.14 | 1563.4503 | 1563.4503 | 1563.4503 | 1743.6337 | 1743.6338 | 1743.6338 | 1743.6338 | 1743.6338 | 1743.6338 | 2612.15 | 2612.15 | 2612.15 | 2612.15 | 2612.15 | 2612.15 | 2612.15 | 2612.15 | 2612.15 | 2612.15 | 2612.15 | 2612.15 | 2612.15 | 2612.15
Option 3 AT | NSW | N13 | South Cobar | Solar | 0 | 0.00049295 | 0.00049438 | 0.00049643 | 0.0004975 | 0.00050452 | 0.00050452 | 0.00050452 | 116.5636 | 137.5953 | 161.4254 | 161.4254 | 161.4254 | 164.8497 | 164.8497 | 164.8498 | 164.8498 | 164.8498 | 164.8498 | 168.7366 | 168.7366 | 168.7366 | 196.8505 | 196.8505
Option 3 AT | NSW | N3 | Central-West Orana | Solar | 1496 | 1496.0001 | 1906.7286 | 5160.6354 | 5510.6354 | 5685.6354 | 8094.5036 | 8094.5036 | 8094.5036 | 8316.01 | 8316.01 | 8316.01 | 8316.01 | 8316.01 | 8316.01 | 8316.01 | 8213.98 | 8213.98 | 8213.98 | 8177.97 | 8177.97 | 8177.97 | 11341.3288 | 11149.6888
Option 3 AT | NSW | N4 | Broken Hill | Solar | 53 | 186.4772 | 186.4772 | 186.4772 | 186.4773 | 186.4773 | 186.4774 | 228.5278 | 255.1128 | 389.2002 | 413.4463 | 413.4463 | 413.4463 | 465.5117 | 465.5117 | 465.5117 | 465.5117 | 412.5117 | 412.5117 | 412.5117 | 412.5117 | 412.5117 | 672.5835 | 672.5835
Option 3 AT | NSW | N5 | South West NSW | Solar | 903.68 | 1013.6801 | 1013.6801 | 1014.5801 | 1013.6803 | 1013.6803 | 1013.6803 | 1013.6803 | 1013.6803 | 1013.6803 | 1061.567 | 1061.567 | 1497.5477 | 1910.6342 | 1910.6342 | 1910.6342 | 1910.6342 | 1760.6042 | 1760.6042 | 2280.3414 | 2280.3414 | 2280.3414 | 3468.5636 | 3268.8836
Option 3 AT | NSW | N7 | Tumut | Solar | 0 | 1.515e-05 | 4.857e-05 | 4.857e-05 | 9.214e-05 | 0.00010507 | 0.00010507 | 0.00010507 | 0.00010834 | 0.00010834 | 0.00011016 | 0.00011344 | 0.00011344 | 100 | 100 | 100 | 100 | 100 | 100 | 100 | 100 | 100 | 100 | 100
Option 3 AT | NSW | N8 | Cooma-Monaro | Solar | 0 | 5.939e-05 | 5.939e-05 | 7.418e-05 | 8.711e-05 | 0.00011208 | 0.00011208 | 0.00011208 | 0.00011969 | 0.00011969 | 0.0001246 | 0.00014352 | 0.00014352 | 349.9998 | 350 | 350 | 350 | 350 | 350 | 350 | 350 | 350 | 350 | 350
Option 3 AT | NSW | N9 | Hunter-Central Coast | Solar | 0 | 952.4011 | 1896.9363 | 2217.9 | 2217.9001 | 2764.5265 | 2764.5265 | 2764.5265 | 3466.8459 | 5543.5072 | 6153.1983 | 6153.1983 | 8015.3055 | 12329.3498 | 16136.2123 | 16136.2123 | 16136.2123 | 16136.2123 | 16136.2123 | 17127.9579 | 17127.9579 | 17127.9579 | 17127.9579 | 17127.9579
Option 3 AT | NSW | N2 | New England | Solar | 535.02 | 735.66 | 1055.66 | 1055.66 | 1055.66 | 1055.66 | 1055.66 | 1055.66 | 1055.66 | 1055.6601 | 1055.6601 | 1055.6601 | 1055.6605 | 1055.6605 | 1055.6665 | 1055.6666 | 1055.6666 | 1035.6666 | 1035.6666 | 1035.6666 | 1035.6666 | 1035.6666 | 1035.6668 | 1035.6668
Option 3 AT | NSW | N1 | North West NSW | Solar | 166 | 269.5533 | 269.5534 | 281.679 | 281.679 | 281.679 | 365.7131 | 505.7745 | 774.9303 | 967.6747 | 977.6564 | 1023.3158 | 1133.1582 | 1133.1582 | 1684.8093 | 1701.4266 | 1705.3624 | 1705.3624 | 1705.3624 | 1868.7529 | 1842.7994 | 1842.7994 | 2839.0683 | 2839.0683
Option 3 AT | NSW | DN3 | Marulan | Solar | 0 | 0 | 0 | 0 | 3.071e-05 | 4.562e-05 | 4.562e-05 | 4.562e-05 | 4.672e-05 | 4.672e-05 | 4.835e-05 | 5.142e-05 | 5.142e-05 | 5.796e-05 | 0.00014708 | 0.00038504 | 0.00039325 | 0.00039914 | 0.00039914 | 0.00040188 | 0.00040188 | 0.00040292 | 4.192 | 4.192
Option 3 AT | NSW | DN1 | Dubbo | Wind | 0 | 0 | 2.29e-06 | 4.83e-06 | 4.83e-06 | 6.59e-06 | 6.59e-06 | 288 | 288 | 288 | 288 | 288 | 288 | 288 | 288 | 288 | 288 | 288 | 288 | 288 | 288 | 288 | 288 | 288
Option 3 AT | NSW | N12 | Illawarra | Wind | 0 | 0 | 357 | 357 | 357 | 357 | 357 | 357 | 357 | 357 | 357 | 357 | 357 | 357 | 357 | 357 | 357 | 357 | 357 | 357 | 357 | 357 | 357 | 357
Option 3 AT | NSW | N13 | South Cobar | Wind | 0 | 0 | 5.722e-05 | 6.012e-05 | 6.012e-05 | 6.433e-05 | 6.433e-05 | 6.563e-05 | 6.73e-05 | 6.878e-05 | 6.995e-05 | 6.995e-05 | 7.156e-05 | 7.156e-05 | 7.156e-05 | 9.464e-05 | 0.00010582 | 0.00011349 | 0.00011349 | 0.0001191 | 0.0001191 | 0.0001191 | 124.2069 | 124.2069
Option 3 AT | NSW | N2 | New England | Wind | 442.48 | 442.48 | 541.9653 | 541.9653 | 751.9653 | 751.9654 | 3058.8488 | 3058.8488 | 3058.8488 | 3058.8488 | 3740.8398 | 3740.8398 | 3568.3598 | 3568.3598 | 3568.3598 | 3951.4188 | 4401.208 | 4683.8349 | 4683.8349 | 4683.8349 | 4683.8349 | 4683.8349 | 4881.4384 | 4881.4384
Option 3 AT | NSW | N3 | Central-West Orana | Wind | 113.19 | 113.19 | 1627.1903 | 5146.1941 | 6358.5545 | 6358.5545 | 6358.5545 | 7044.0033 | 7044.0033 | 7870.368 | 8740.2081 | 8740.2081 | 8740.2081 | 8740.2081 | 8740.2081 | 8740.2081 | 8740.2081 | 8740.2081 | 8740.2081 | 8740.2081 | 8740.2081 | 9092.1534 | 9092.1534 | 8978.9634
Option 3 AT | NSW | N4 | Broken Hill | Wind | 198.01 | 198.01 | 283.8077 | 283.8077 | 283.8077 | 283.8077 | 283.8077 | 283.8077 | 283.8077 | 283.8077 | 283.8077 | 283.8077 | 283.8077 | 286.0406 | 286.0406 | 286.0406 | 286.0406 | 338.3222 | 338.3222 | 338.3222 | 338.3222 | 338.3222 | 338.3222 | 338.3222
Option 3 AT | NSW | N5 | South West NSW | Wind | 0 | 0 | 1146.7896 | 1146.7896 | 1146.7896 | 1146.7896 | 1146.7896 | 1146.7896 | 1146.7896 | 1146.7896 | 1146.7896 | 1146.7896 | 1146.7896 | 1146.7896 | 1146.7896 | 1146.7896 | 1146.7896 | 1146.7896 | 1146.7896 | 1146.7896 | 1146.7896 | 1146.7896 | 1146.7896 | 1146.7896
Option 3 AT | NSW | N6 | Wagga Wagga | Wind | 0 | 0 | 0.00025967 | 0.00026347 | 0.00026347 | 0.00028028 | 0.00028028 | 0.00028154 | 0.00028154 | 0.00028154 | 0.0002863 | 0.00028852 | 0.00028852 | 0.00028852 | 0.00028974 | 0.00029476 | 0.00029612 | 0.00030282 | 0.00030282 | 0.00030282 | 0.00030282 | 0.00030282 | 0.00030282 | 0.00030677
Option 3 AT | NSW | N7 | Tumut | Wind | 0 | 270.48 | 270.4802 | 270.4802 | 270.4802 | 270.4802 | 270.4802 | 370.48 | 370.48 | 370.48 | 370.48 | 370.48 | 370.48 | 370.48 | 370.48 | 370.48 | 370.48 | 370.48 | 370.48 | 370.48 | 370.48 | 370.48 | 370.48 | 370.48
Option 3 AT | NSW | N8 | Cooma-Monaro | Wind | 113.18 | 113.18 | 213.1801 | 213.1801 | 213.1801 | 213.1801 | 213.1801 | 284.8443 | 413.18 | 413.18 | 413.18 | 413.18 | 413.18 | 413.18 | 300 | 300 | 300 | 300 | 300 | 349.0158 | 349.0158 | 349.0158 | 349.0158 | 349.0158
Option 3 AT | NSW | DN3 | Marulan | Wind | 0 | 0 | 0 | 0 | 4.058e-05 | 7.975e-05 | 7.975e-05 | 194 | 194 | 194 | 194 | 194 | 194 | 194 | 194 | 194 | 194 | 194 | 194 | 194 | 194 | 194 | 194 | 194
Option 3 AT | NSW | N9 | Hunter-Central Coast | Wind | 0 | 0 | 1400 | 1400 | 1400 | 1980.4267 | 1980.4267 | 1980.4267 | 1980.4267 | 1980.4267 | 2977.6434 | 2977.6434 | 2977.6434 | 2977.6434 | 2977.6434 | 2977.6434 | 2977.6434 | 2977.6434 | 2977.6434 | 2977.6434 | 2977.6434 | 3269.2241 | 3269.2241 | 3269.2241
Option 3 AT | QLD | Q9 | Banana | Solar | 15 | 15 | 15 | 15 | 15 | 15 | 15 | 15 | 15 | 15 | 15 | 15 | 15 | 15 | 15 | 15 | 15 | 0 | 0 | 0 | 0 | 0 | 0 | 0
Option 3 AT | QLD | Q8b | Darling Downs (B) | Solar | 292.49 | 274.45 | 274.45 | 274.45 | 274.45 | 274.45 | 274.45 | 274.45 | 274.45 | 274.45 | 274.45 | 274.45 | 274.45 | 274.45 | 274.45 | 274.45 | 274.45 | 249.45 | 146.49 | 114.39 | 82.29 | 82.29 | 54.99 | 0
Option 3 AT | QLD | Q8a | Darling Downs (A) | Solar | 1089.24 | 1458.57 | 1458.01 | 1457.46 | 1456.89 | 1456.33 | 1455.77 | 1455.27 | 1454.79 | 1454.79 | 1344.79 | 1344.79 | 1344.79 | 1344.79 | 1344.79 | 1344.79 | 1344.79 | 1344.79 | 1344.79 | 1344.79 | 782.87 | 782.87 | 782.87 | 782.87
Option 3 AT | QLD | Q8 | Darling Downs | Solar | 0 | 1492.1369 | 1492.1369 | 2488.7221 | 2488.7221 | 2488.7222 | 3475.4229 | 3475.423 | 3875.0728 | 4171.4601 | 4171.4601 | 4171.4601 | 5488.4227 | 5488.4227 | 5488.4227 | 5488.4227 | 5488.4228 | 5488.4228 | 5488.4228 | 5898.6983 | 6060.6482 | 6060.6482 | 6952.6 | 7190.5161
Option 3 AT | QLD | Q7 | Wide Bay | Solar | 426.77 | 486.7702 | 685.1702 | 932.4309 | 1073.1212 | 1073.1213 | 2474.4346 | 2474.4346 | 2679.8625 | 2885.17 | 2885.17 | 2885.17 | 2885.17 | 2885.17 | 2885.17 | 2885.17 | 2885.17 | 2885.17 | 2885.17 | 2885.17 | 2885.17 | 2885.17 | 2885.17 | 2754.28
Option 3 AT | QLD | Q6 | Fitzroy | Solar | 81.72 | 81.7201 | 81.7201 | 81.7202 | 1917.9258 | 1917.9258 | 2414.8871 | 2666.8189 | 3000.2684 | 5448.422 | 5448.422 | 5448.422 | 5448.422 | 5448.422 | 5448.422 | 7614.72 | 7614.72 | 7614.72 | 7614.72 | 7614.72 | 7614.72 | 7614.72 | 7614.72 | 7614.72
Option 3 AT | QLD | Q5 | Barcaldine | Solar | 0 | 0.0018024 | 0.0018055 | 55.8132 | 71.7053 | 71.7053 | 71.7053 | 71.7053 | 71.7053 | 71.7053 | 72.131 | 76.3028 | 97.7375 | 97.7375 | 97.7375 | 97.7375 | 97.9891 | 97.9892 | 97.9892 | 1080.9256 | 1080.9256 | 1080.9256 | 1080.9256 | 1080.9256
Option 3 AT | QLD | Q4b | Isaac (B) | Solar | 295.96 | 295.96 | 295.96 | 295.96 | 295.96 | 295.96 | 295.96 | 295.96 | 295.96 | 295.96 | 295.96 | 295.96 | 295.96 | 295.96 | 295.96 | 295.96 | 295.96 | 295.96 | 295.96 | 295.96 | 295.96 | 295.96 | 295.96 | 295.96
Option 3 AT | QLD | Q4 | Isaac | Solar | 393.47 | 393.47 | 393.47 | 393.4701 | 904.7629 | 904.7629 | 904.7629 | 1014.5039 | 1014.5039 | 1231.1133 | 1231.1133 | 1231.1137 | 1290.0503 | 1290.0503 | 1290.0503 | 1975.3044 | 2202.4005 | 2202.4006 | 2850.97 | 2850.97 | 2850.97 | 2850.97 | 2601 | 2526
Option 3 AT | QLD | Q2 | North Qld Clean Energy Hub | Solar | 84.47 | 84.47 | 84.47 | 84.47 | 84.47 | 84.47 | 84.47 | 84.47 | 84.47 | 84.47 | 84.47 | 35.97 | 35.97 | 35.97 | 35.97 | 35.97 | 35.97 | 35.97 | 35.97 | 35.97 | 20.97 | 20.97 | 0 | 0
Option 3 AT | QLD | Q10 | Collinsville | Solar | 227.02 | 227.0201 | 227.0201 | 227.0201 | 227.0204 | 227.0204 | 227.0204 | 227.0204 | 227.0204 | 227.0204 | 227.0204 | 227.0204 | 227.0204 | 227.0204 | 227.0204 | 227.0204 | 495.2748 | 495.2748 | 495.2748 | 495.2748 | 495.2748 | 495.2748 | 437.83 | 385.8111
Option 3 AT | QLD | Q1 | Far North QLD | Solar | 72 | 72.0012 | 72.0012 | 328.9635 | 448.9229 | 448.923 | 448.923 | 448.923 | 448.923 | 590.4529 | 766.2178 | 947.5386 | 1172 | 1172 | 1172 | 1172 | 1172 | 1172 | 1172 | 1172 | 1172 | 1172 | 1100 | 1100
Option 3 AT | QLD | Q3 | Northern Qld | Solar | 437.15 | 437.15 | 1037.15 | 1037.15 | 1037.15 | 1037.15 | 1037.15 | 1037.15 | 1037.15 | 1037.15 | 1037.15 | 1037.15 | 1037.15 | 1037.15 | 1037.15 | 1037.15 | 915.99 | 800.02 | 800.02 | 800.02 | 800.02 | 700.04 | 700.04 | 700.04
Option 3 AT | QLD | Q8c | Darling Downs (C) | Wind | 691.98 | 691.98 | 691.98 | 691.98 | 691.98 | 691.98 | 691.98 | 691.98 | 691.98 | 691.98 | 691.98 | 691.98 | 691.98 | 691.98 | 691.98 | 691.98 | 691.98 | 691.98 | 252 | 252 | 252 | 252 | 252 | 252
Option 3 AT | QLD | Q8b | Darling Downs (B) | Wind | 890.03 | 890.03 | 890.03 | 890.03 | 890.03 | 890.03 | 890.03 | 890.03 | 890.03 | 890.03 | 890.03 | 890.03 | 890.03 | 890.03 | 890.03 | 890.03 | 890.03 | 890.03 | 890.03 | 890.03 | 890.03 | 890.03 | 890.03 | 890.03
Option 3 AT | QLD | Q8a | Darling Downs (A) | Wind | 172.99 | 172.99 | 172.99 | 172.99 | 172.99 | 172.99 | 172.99 | 172.99 | 172.99 | 172.99 | 172.99 | 172.99 | 172.99 | 172.99 | 172.99 | 172.99 | 172.99 | 172.99 | 172.99 | 172.99 | 172.99 | 172.99 | 172.99 | 172.99
Option 3 AT | QLD | Q8 | Darling Downs | Wind | 0 | 0 | 2739.786 | 2739.786 | 2761.7617 | 3560.49 | 3598.674 | 3598.674 | 3598.674 | 3598.674 | 3996.5986 | 4699.6228 | 4699.6228 | 4699.6228 | 4699.6228 | 4699.6228 | 5357.5358 | 5357.5358 | 5357.5358 | 5357.5358 | 5357.5358 | 6065.6495 | 7757.0039 | 7757.0039
Option 3 AT | QLD | Q7 | Wide Bay | Wind | 0 | 0 | 1.879e-05 | 2.283e-05 | 3.615e-05 | 3.973e-05 | 3.973e-05 | 3.973e-05 | 3.973e-05 | 4.12e-05 | 300 | 300 | 300 | 300 | 300 | 300 | 300 | 300 | 300 | 300 | 300 | 300 | 300 | 300
Option 3 AT | QLD | Q6 | Fitzroy | Wind | 0 | 221.01 | 1027.2296 | 1027.2296 | 1121.01 | 1121.01 | 1121.01 | 1121.01 | 1121.01 | 1121.01 | 1121.01 | 1121.01 | 3721.01 | 3721.01 | 3721.01 | 3721.01 | 3721.01 | 3721.01 | 3721.01 | 3721.01 | 3721.01 | 3721.01 | 3721.01 | 3721.01
Option 3 AT | QLD | Q4 | Isaac | Wind | 439 | 724.2 | 724.2 | 724.2001 | 724.2001 | 724.2001 | 777.2167 | 1124.2 | 1124.2 | 1124.2 | 1124.2 | 1124.2 | 1124.2 | 1124.2 | 1124.2 | 1124.2 | 1124.2 | 1124.2 | 1124.2 | 1124.2 | 1124.2 | 1124.2 | 1124.2 | 685.2
Option 3 AT | QLD | Q5 | Barcaldine | Wind | 0 | 0 | 97.0792 | 97.0792 | 99.5524 | 99.5524 | 102.9482 | 102.9482 | 102.9482 | 102.9482 | 102.9482 | 102.9482 | 103.6735 | 103.6735 | 103.6735 | 103.6735 | 103.6736 | 103.6736 | 236.2439 | 856.6543 | 856.6543 | 856.6543 | 1114.3811 | 1114.3811
Option 3 AT | QLD | Q2 | North Qld Clean Energy Hub | Wind | 43.2 | 43.2 | 815.1727 | 815.1727 | 843.697 | 1046.1951 | 1981.8362 | 2286.8491 | 2307.9971 | 2307.9971 | 2360.2664 | 2360.2664 | 3418.5704 | 3418.5704 | 3418.5704 | 3418.5704 | 3418.5704 | 3418.5704 | 3418.5704 | 3418.5704 | 3375.3704 | 3375.3704 | 3375.3704 | 3375.3704
Option 3 AT | QLD | Q10 | Collinsville | Wind | 0 | 0 | 2.34e-05 | 4.053e-05 | 7.174e-05 | 7.969e-05 | 7.969e-05 | 1.9849 | 325.1814 | 325.1814 | 325.1814 | 354.66 | 640 | 640 | 640 | 640 | 640 | 640 | 640 | 640 | 640 | 640 | 640 | 640
Option 3 AT | QLD | Q1 | Far North QLD | Wind | 332.45 | 332.45 | 902.4501 | 915.4184 | 938.6925 | 938.6925 | 938.6925 | 938.6925 | 938.6925 | 938.6925 | 938.6925 | 938.6925 | 938.6925 | 938.6925 | 938.6925 | 938.6925 | 1187.2689 | 1006.7989 | 1006.7989 | 1451.6049 | 1451.6049 | 1451.6049 | 1525.3214 | 1525.3214
Option 3 AT | SA | S8 | Western Eyre Peninsula | Solar | 0 | 0 | 4.89e-06 | 6.58e-06 | 6.58e-06 | 8.06e-06 | 8.06e-06 | 1.174e-05 | 1.174e-05 | 1.174e-05 | 1.847e-05 | 2.04e-05 | 4.148e-05 | 8.008e-05 | 0.00022972 | 0.00025484 | 0.00074093 | 0.00074233 | 0.00074233 | 0.00076685 | 0.00076685 | 0.00076685 | 0.0012243 | 0.0012243
Option 3 AT | SA | S7 | Eastern Eyre Peninsula | Solar | 0 | 2.249e-05 | 3.311e-05 | 3.678e-05 | 4.812e-05 | 4.957e-05 | 4.957e-05 | 4.957e-05 | 4.957e-05 | 4.957e-05 | 5.113e-05 | 5.233e-05 | 5.826e-05 | 8.427e-05 | 0.00031452 | 217.0538 | 522.6615 | 522.6615 | 522.6615 | 779.6765 | 1023.641 | 1023.641 | 1476.7724 | 1476.7724
Option 3 AT | SA | S5 | Northern SA | Solar | 296.24 | 877.7039 | 877.7039 | 877.704 | 1499.55 | 1499.55 | 2327.6666 | 2840.5164 | 2840.5164 | 3669.8282 | 3669.8282 | 3669.8282 | 4920.36 | 5085.9265 | 5219.24 | 5219.24 | 5498.279 | 5498.279 | 5279.039 | 5279.039 | 6026.6439 | 5949.6439 | 11452.0676 | 11452.0676
Option 3 AT | SA | S3 | Mid-North SA | Solar | 0 | 7.235e-05 | 7.426e-05 | 8.498e-05 | 0.00094802 | 0.0009494 | 217.3648 | 362.4087 | 362.4087 | 458.3237 | 644.7154 | 644.7154 | 644.7154 | 1164.9756 | 1300 | 1300 | 1300 | 1300 | 1300 | 1300 | 1300 | 1300 | 1878.1004 | 1878.1004
Option 3 AT | SA | S2 | Riverland | Solar | 19.89 | 19.8901 | 19.8901 | 19.8901 | 19.8901 | 15.3301 | 161.7814 | 161.7814 | 161.7814 | 620.4817 | 620.4817 | 620.4817 | 1324.3073 | 1324.3074 | 1324.3107 | 1699.3776 | 2335.7566 | 2335.7566 | 2518.6956 | 2947.9558 | 4000 | 4000 | 4000 | 4000
Option 3 AT | SA | S1 | South East SA | Solar | 182 | 182 | 182 | 182 | 182 | 182 | 182 | 182 | 182 | 182 | 182 | 182 | 182.0001 | 182.0001 | 182.0031 | 182.0031 | 182.0035 | 182.0035 | 182.0035 | 182.0035 | 182.0035 | 182.0035 | 182.0036 | 87.0036
Option 3 AT | SA | S7 | Eastern Eyre Peninsula | Wind | 225.03 | 225.03 | 225.0301 | 225.0301 | 163.0301 | 72.2802 | 72.2802 | 266.6556 | 266.6556 | 194.3756 | 430.5628 | 430.5628 | 430.5628 | 430.5628 | 430.5628 | 430.5628 | 430.5628 | 430.5628 | 430.5628 | 600.0001 | 600.0001 | 600.0001 | 600.0001 | 600.0001
Option 3 AT | SA | S6 | Roxby Downs | Wind | 0 | 0 | 1.426e-05 | 1.426e-05 | 2.812e-05 | 3.013e-05 | 3.013e-05 | 3.013e-05 | 3.013e-05 | 3.013e-05 | 0.00021812 | 0.00021812 | 569.6159 | 569.6159 | 569.6159 | 569.6159 | 569.6159 | 569.6159 | 569.6159 | 569.6159 | 569.6159 | 569.6159 | 569.6159 | 569.6159
Option 3 AT | SA | S5 | Northern SA | Wind | 407.5 | 407.5 | 407.5001 | 407.5001 | 627.472 | 627.472 | 627.472 | 627.472 | 1073.148 | 1073.148 | 1073.148 | 1073.148 | 1167.5001 | 1167.5001 | 1167.5001 | 1167.5001 | 1167.5001 | 1167.5001 | 1167.5001 | 961.0001 | 961.0001 | 961.0001 | 961.0001 | 961.0001
Option 3 AT | SA | S4 | Yorke Peninsula | Wind | 0 | 0 | 4.55e-05 | 5.015e-05 | 5.015e-05 | 5.699e-05 | 5.699e-05 | 5.859e-05 | 6.123e-05 | 6.123e-05 | 117.7047 | 117.7047 | 117.7047 | 117.7047 | 117.7047 | 117.7047 | 117.7047 | 117.7047 | 117.7047 | 117.7047 | 117.7047 | 117.7047 | 117.7047 | 117.7047
Option 3 AT | SA | S3 | Mid-North SA | Wind | 1732.01 | 1732.01 | 1956.4824 | 1956.4824 | 2266.2621 | 2266.2621 | 2266.2621 | 2790.4098 | 2833.31 | 2761.91 | 3139.4578 | 3139.4578 | 3139.4578 | 2812.7578 | 2812.7578 | 2812.7578 | 2812.7578 | 3525.7205 | 3525.7205 | 3882.2109 | 3882.2109 | 3882.2109 | 3681.2309 | 3485.5409
Option 3 AT | SA | S1 | South East SA | Wind | 324.5 | 324.5 | 324.5 | 324.5 | 324.5001 | 324.5001 | 324.5001 | 324.5001 | 339.3812 | 212.8812 | 974.885 | 974.885 | 815.885 | 815.885 | 776.885 | 776.8851 | 776.8851 | 1093.6301 | 1093.6301 | 1093.6301 | 1093.6301 | 1093.6301 | 1093.6301 | 1093.6301
Option 3 AT | SA | S8 | Western Eyre Peninsula | Wind | 0 | 0 | 2.69e-06 | 2.69e-06 | 2.69e-06 | 4.29e-06 | 4.29e-06 | 6.56e-06 | 6.56e-06 | 6.56e-06 | 3.581e-05 | 3.767e-05 | 3.767e-05 | 5.088e-05 | 6.543e-05 | 6.789e-05 | 0.00012305 | 0.00013395 | 0.00013395 | 0.0001352 | 0.0001352 | 0.0001352 | 0.0001352 | 0.0001352
Option 3 AT | TAS | T1 | North East Tasmania | Solar | 0 | 315.7389 | 315.7389 | 315.7389 | 315.7389 | 315.7389 | 315.7389 | 315.7389 | 315.7389 | 315.7389 | 315.7389 | 315.7389 | 315.7389 | 315.7389 | 315.7389 | 315.7389 | 315.7389 | 315.7389 | 315.7389 | 315.7389 | 315.7389 | 315.7389 | 315.7389 | 315.7389
Option 3 AT | TAS | T2 | North West Tasmania | Solar | 0 | 0.00011471 | 0.00011471 | 0.00011854 | 0.00012193 | 0.00013503 | 0.00013503 | 0.00013503 | 0.00013503 | 0.00013503 | 0.00013633 | 0.00013969 | 0.00014076 | 0.0001458 | 0.00014763 | 0.00015508 | 0.00015944 | 0.00016669 | 0.00016669 | 0.00016669 | 0.00016669 | 0.00016868 | 0.00017119 | 0.0001738
Option 3 AT | TAS | T3 | Central Highlands | Solar | 0 | 3.916e-05 | 4.132e-05 | 4.275e-05 | 4.275e-05 | 4.53e-05 | 4.53e-05 | 4.53e-05 | 4.53e-05 | 4.53e-05 | 4.53e-05 | 4.53e-05 | 4.744e-05 | 5.012e-05 | 5.012e-05 | 5.012e-05 | 5.012e-05 | 5.012e-05 | 5.012e-05 | 5.012e-05 | 5.012e-05 | 5.012e-05 | 5.012e-05 | 5.012e-05
Option 3 AT | TAS | T1 | North East Tasmania | Wind | 0 | 0 | 73.2548 | 73.2549 | 73.255 | 172.5286 | 172.5286 | 172.5286 | 172.5286 | 172.5286 | 172.5286 | 221.3585 | 221.3585 | 348.3577 | 348.3577 | 348.3577 | 348.3577 | 348.3577 | 400.0002 | 400.0002 | 400.0002 | 911.7074 | 1061.1014 | 1061.1014
Option 3 AT | TAS | T2 | North West Tasmania | Wind | 111.6 | 111.6 | 124.8828 | 124.8828 | 124.8828 | 124.8828 | 124.8828 | 124.8828 | 124.8828 | 128.2081 | 140.0935 | 140.0935 | 140.0935 | 151.4938 | 151.4938 | 151.4938 | 151.4938 | 151.4938 | 151.4938 | 168.3873 | 168.3873 | 168.3873 | 177.3163 | 177.3163
Option 3 AT | TAS | T3 | Central Highlands | Wind | 144 | 144 | 865.2025 | 941.7232 | 984.3993 | 1100.0521 | 1100.0521 | 1100.0521 | 1155.4163 | 1575.0218 | 1575.0218 | 1575.0218 | 1614.8787 | 1676.2463 | 1676.2463 | 1875.2326 | 1875.2326 | 1875.2326 | 1731.2326 | 1761.3818 | 1761.3818 | 1761.3818 | 1992.5559 | 1992.5559
Option 3 AT | VIC | V9 | Southern Ocean | Offshore Wind | 0 | 0 | 0 | 0 | 0 | 109.6675 | 596.8003 | 596.8003 | 596.8003 | 596.8003 | 1264.0726 | 1503.1076 | 1503.1076 | 1503.1076 | 1503.1076 | 1503.1076 | 1503.1076 | 1503.1076 | 1503.1076 | 1503.1076 | 1503.1076 | 1503.1076 | 1503.1076 | 1503.1076
Option 3 AT | VIC | V8 | Gippsland Offshore | Offshore Wind | 0 | 0 | 0 | 0 | 0 | 1890.3325 | 2070.1997 | 2736.1997 | 3403.1997 | 4403.1997 | 4735.9274 | 5496.8924 | 6496.8924 | 7496.8924 | 7496.8924 | 7496.8924 | 7496.8924 | 7496.8924 | 7496.8924 | 7496.8924 | 7496.8924 | 7496.8924 | 7496.8924 | 7496.8924
Option 3 AT | VIC | V7 | Central North VIC | Solar | 619.99 | 700.03 | 764.05 | 764.05 | 764.05 | 764.05 | 764.05 | 764.0501 | 764.0501 | 764.0501 | 764.0501 | 764.0501 | 764.0502 | 1853.05 | 1853.05 | 1853.05 | 1853.05 | 1853.05 | 1753.08 | 1753.08 | 1753.08 | 1753.08 | 1753.08 | 1753.08
Option 3 AT | VIC | V1 | North West VIC | Solar | 596.96 | 976.9017 | 976.9017 | 976.9017 | 976.9017 | 976.9017 | 1156.5655 | 2942.7382 | 2942.7382 | 3735.23 | 3735.23 | 3735.23 | 5826.7987 | 9401.7191 | 11202.6464 | 11522.6052 | 11522.6052 | 11522.6052 | 11522.6052 | 11495.4352 | 11985.0807 | 11985.0807 | 14077.9149 | 13701.9849
Option 3 AT | VIC | V3 | Wimmera Grampians | Solar | 118.8 | 118.8 | 118.8 | 118.8 | 118.8 | 118.8 | 118.8 | 118.8 | 118.8 | 118.8 | 118.8 | 118.8 | 118.8 | 118.8 | 118.8 | 118.8 | 118.8 | 118.8 | 118.8 | 118.8 | 118.8 | 118.8 | 118.8 | 118.8
Option 3 AT | VIC | V4 | Wimmera Southern Mallee | Solar | 0 | 0.00019201 | 0.00019201 | 0.00019201 | 0.00019314 | 0.00019314 | 0.00019314 | 0.00019314 | 0.00019314 | 0.00019314 | 0.00021843 | 0.00021843 | 0.00022421 | 3002.4112 | 3002.4112 | 3002.4112 | 3002.4112 | 3002.4112 | 3002.4112 | 3002.4112 | 3002.4112 | 3002.4112 | 3797.8883 | 3797.8883
Option 3 AT | VIC | V6 | Gippsland Onshore | Solar | 0 | 1061.92 | 1061.92 | 1061.92 | 1061.92 | 1061.92 | 1061.92 | 1061.92 | 1061.92 | 1061.92 | 1061.92 | 1061.92 | 1061.92 | 1061.92 | 1061.92 | 1061.92 | 1061.92 | 1061.92 | 1061.92 | 1061.92 | 1061.92 | 1061.92 | 1061.92 | 1061.92
Option 3 AT | VIC | V2 | Central Highlands VIC | Solar | 0 | 0.00020578 | 0.00020578 | 0.00020704 | 0.00020704 | 0.00020704 | 0.00020704 | 0.00020835 | 0.00020835 | 0.00021021 | 0.00021948 | 0.00022117 | 1728.0245 | 2548 | 2548 | 2548 | 2548 | 2548 | 2548 | 2548 | 2548 | 2548 | 2548 | 2548
Option 3 AT | VIC | V7 | Central North VIC | Wind | 0 | 0 | 544 | 544 | 544 | 544 | 544 | 544 | 544 | 544 | 544 | 544 | 1332.3484 | 1332.3484 | 1332.3484 | 1332.3484 | 1332.3484 | 1332.3484 | 1332.3484 | 1332.3484 | 1332.3484 | 1332.3484 | 1332.3484 | 1332.3484
Option 3 AT | VIC | V1 | North West VIC | Wind | 0 | 0 | 1106.6182 | 1106.6182 | 1106.6182 | 1106.6182 | 1106.6182 | 1433.9956 | 1433.9956 | 1433.9956 | 1508 | 1508 | 1508 | 1508 | 1508 | 1508 | 1508 | 1508 | 1508 | 1508 | 1672.4512 | 1672.4512 | 1672.4512 | 1672.4512
Option 3 AT | VIC | V2 | Central Highlands VIC | Wind | 692.62 | 692.62 | 1066.03 | 1299.4575 | 1299.4575 | 1299.4575 | 1299.4575 | 1967.62 | 1967.62 | 1967.62 | 2822.5045 | 2822.5045 | 2822.5045 | 2822.5045 | 2822.5045 | 2822.5045 | 2822.5045 | 2691.3045 | 2463.7713 | 2747.4568 | 2747.4568 | 2718.7568 | 4189.2936 | 3961.2936
Option 3 AT | VIC | V3 | Wimmera Grampians | Wind | 768.85 | 768.85 | 768.8501 | 768.8501 | 716.3501 | 716.3501 | 716.3501 | 716.3501 | 524.3501 | 524.3501 | 524.3501 | 524.3501 | 524.3502 | 524.3502 | 524.3502 | 524.3502 | 524.3502 | 524.3502 | 444.4002 | 444.4002 | 513.4583 | 273.4583 | 273.4583 | 69.0583
Option 3 AT | VIC | V4 | Wimmera Southern Mallee | Wind | 465.75 | 465.75 | 725.0385 | 1107.9281 | 1107.9281 | 1107.9281 | 1107.9281 | 1107.9281 | 1443.682 | 1443.682 | 2474.7671 | 2474.7671 | 2474.7671 | 2474.7671 | 2474.7671 | 2474.7671 | 2443.7171 | 2443.7171 | 2573.7 | 2573.7 | 2573.7 | 2573.7 | 2573.7 | 2348
Option 3 AT | VIC | V5 | South West VIC | Wind | 2151.27 | 2223.27 | 2710.636 | 2710.636 | 2710.636 | 2680.636 | 2680.636 | 2680.636 | 2886.7055 | 2886.7055 | 2886.7055 | 2823.6955 | 2403.6955 | 2403.6955 | 2251.9955 | 2251.9955 | 2232.4955 | 2046.4955 | 2630.6145 | 2638.06 | 2638.06 | 2531.5077 | 3182.7184 | 3182.7184
Option 3 AT | VIC | V6 | Gippsland Onshore | Wind | 0 | 0 | 113 | 113 | 113 | 113 | 113 | 113 | 113 | 113 | 113 | 113 | 113 | 113 | 113 | 113 | 113.0001 | 113.0001 | 113.0001 | 113.0001 | 113.0001 | 113.0001 | 113.0001 | 113.0001
Option 4 AT | NSW | N11 | Illawarra Coast | Offshore Wind | 0 | 0 | 0 | 0 | 0 | 0 | 0 | 0 | 0 | 0 | 0 | 0 | 1001.2836 | 1576.7152 | 2290.2978 | 2290.2979 | 2930.9063 | 2930.9063 | 2930.9063 | 2930.9063 | 2930.9063 | 2930.9063 | 3566.2718 | 3566.2718
Option 4 AT | NSW | N10 | Hunter Coast | Offshore Wind | 0 | 0 | 0 | 0 | 0 | 0 | 0 | 0 | 0 | 0 | 0 | 0 | 1511.9419 | 1511.9419 | 1511.9419 | 1511.9419 | 1511.9419 | 1511.9419 | 1511.9419 | 2007.7476 | 2007.7476 | 2175.1856 | 3074.7151 | 3074.7151
Option 4 AT | NSW | N5 | South West NSW | Solar | 903.68 | 1013.6801 | 1013.6801 | 1014.5801 | 1013.6803 | 1013.6803 | 1013.6803 | 1013.6803 | 1013.6803 | 1013.6803 | 1348.0048 | 1348.0048 | 1706.1874 | 1855.8278 | 1855.8278 | 1855.8278 | 1855.8278 | 1705.7978 | 1705.7978 | 2281.3272 | 2281.3272 | 2281.3272 | 3473.1281 | 3273.4481
Option 4 AT | NSW | N6 | Wagga Wagga | Solar | 436.14 | 1545.7351 | 1545.7351 | 1545.7352 | 1735.8108 | 1735.8108 | 1735.8108 | 1735.8108 | 1735.8108 | 1735.8108 | 2612.15 | 2612.15 | 2612.15 | 2612.15 | 2612.15 | 2612.15 | 2612.15 | 2612.15 | 2612.15 | 2612.15 | 2612.15 | 2612.15 | 2612.15 | 2612.15
Option 4 AT | NSW | N8 | Cooma-Monaro | Solar | 0 | 3.373e-05 | 8.727e-05 | 9.09e-05 | 9.342e-05 | 0.00013001 | 0.00013001 | 0.00013001 | 0.00021982 | 0.00047134 | 0.00048 | 0.00051634 | 0.00051634 | 349.9999 | 350 | 350 | 350 | 350 | 350 | 350 | 350 | 350 | 350 | 350
Option 4 AT | NSW | N9 | Hunter-Central Coast | Solar | 0 | 953 | 1888.1171 | 2183.8275 | 2183.8276 | 2708.442 | 2708.442 | 2708.442 | 3309.4403 | 5278.7032 | 5800.5957 | 5800.5957 | 7517.3494 | 11614.2716 | 15845.7552 | 15917.6757 | 15917.6757 | 15917.6757 | 15917.6757 | 17094.3179 | 17094.3179 | 17094.3179 | 17094.3179 | 17094.3179
Option 4 AT | NSW | N4 | Broken Hill | Solar | 53 | 186.4771 | 186.4771 | 186.4771 | 186.4772 | 186.4772 | 227.6975 | 228.172 | 252.8772 | 409.8567 | 426.3134 | 426.3134 | 426.3134 | 464.2593 | 464.2593 | 464.2593 | 464.2593 | 411.2593 | 411.2593 | 411.2593 | 411.2593 | 411.2593 | 658.0079 | 658.0079
Option 4 AT | NSW | N7 | Tumut | Solar | 0 | 1.472e-05 | 4.077e-05 | 5.137e-05 | 7.935e-05 | 0.00011829 | 0.00011829 | 0.00011829 | 0.00012426 | 0.00012823 | 0.00013393 | 0.0001777 | 0.0001777 | 100 | 100 | 100 | 100 | 100 | 100 | 100 | 100 | 100 | 100 | 100
Option 4 AT | NSW | N2 | New England | Solar | 535.02 | 735.66 | 1055.66 | 1055.66 | 1055.66 | 1055.66 | 1055.66 | 1055.66 | 1055.66 | 1055.66 | 1055.66 | 1055.6601 | 1055.661 | 1055.661 | 1055.661 | 1055.6611 | 1055.6611 | 1035.6611 | 1035.6611 | 1035.6611 | 1035.6611 | 1035.6611 | 1053.3221 | 1053.3221
Option 4 AT | NSW | N13 | South Cobar | Solar | 0 | 0.00038593 | 0.00038853 | 0.00039052 | 0.00040027 | 0.00040947 | 0.00040947 | 0.00041062 | 117.4397 | 146.3524 | 159.0496 | 159.0496 | 159.0496 | 164.8498 | 164.8498 | 164.8498 | 164.8498 | 164.8498 | 164.8498 | 168.7365 | 168.7365 | 168.7365 | 197.8196 | 197.8196
Option 4 AT | NSW | N1 | North West NSW | Solar | 166 | 271.7607 | 271.7607 | 271.7607 | 271.7607 | 271.7607 | 360.7447 | 506.1742 | 794.8601 | 965.6727 | 974.2746 | 1046.4561 | 1132.3867 | 1132.3867 | 1684.5099 | 1701.1252 | 1720.132 | 1720.1321 | 1720.1321 | 1865.5831 | 1839.7302 | 1839.7302 | 2850.838 | 2850.838
Option 4 AT | NSW | DN3 | Marulan | Solar | 0 | 0 | 0 | 0 | 2.866e-05 | 4.515e-05 | 4.515e-05 | 4.515e-05 | 4.88e-05 | 4.88e-05 | 5.76e-05 | 6.887e-05 | 6.887e-05 | 7.764e-05 | 0.00012173 | 0.00029763 | 0.00030194 | 0.00031301 | 0.00031301 | 0.00031511 | 0.00031511 | 0.00031511 | 0.00041814 | 0.00041997
Option 4 AT | NSW | DN1 | Dubbo | Solar | 0 | 0 | 5.56e-06 | 7.38e-06 | 1.05e-05 | 1.34e-05 | 4.803e-05 | 585.1272 | 830.3014 | 922.0517 | 922.0517 | 922.0517 | 922.0517 | 991.2261 | 1049.9394 | 1052.0449 | 1079.2794 | 1079.2794 | 1079.2794 | 1104.3287 | 1104.3287 | 1104.3287 | 1320 | 1320
Option 4 AT | NSW | N3 | Central-West Orana | Solar | 1496 | 1496.0001 | 1892.3223 | 5167.946 | 5517.946 | 5692.9461 | 7862.9266 | 7862.9266 | 7880.1842 | 8316.01 | 8316.01 | 8316.01 | 8316.01 | 8316.01 | 8316.01 | 8316.01 | 8213.9802 | 8213.9802 | 8213.9802 | 8177.9702 | 8177.9702 | 8177.9702 | 11339.232 | 11147.592
Option 4 AT | NSW | N4 | Broken Hill | Wind | 198.01 | 198.01 | 284.3432 | 284.3433 | 284.3433 | 284.3433 | 284.3433 | 284.3433 | 284.3433 | 284.3433 | 284.3433 | 284.3433 | 284.3433 | 286.9608 | 286.9608 | 286.9608 | 286.9608 | 339.079 | 339.079 | 339.079 | 339.079 | 339.079 | 339.079 | 339.079
Option 4 AT | NSW | N5 | South West NSW | Wind | 0 | 0 | 1185.4863 | 1185.4863 | 1185.4863 | 1185.4863 | 1185.4863 | 1185.4863 | 1185.4863 | 1185.4863 | 1185.4863 | 1185.4863 | 1185.4863 | 1185.4863 | 1185.4863 | 1185.4863 | 1185.4863 | 1185.4863 | 1185.4863 | 1185.4863 | 1185.4863 | 1185.4863 | 1185.4863 | 1185.4863
Option 4 AT | NSW | N6 | Wagga Wagga | Wind | 0 | 0 | 0.0002395 | 0.00025144 | 0.00025257 | 0.00029337 | 0.00029337 | 0.00029656 | 0.00030102 | 0.00030259 | 0.00030696 | 0.00031083 | 0.00031083 | 0.0003149 | 0.00031617 | 0.00031777 | 0.00032078 | 0.00033024 | 0.00033024 | 0.00033024 | 0.00033024 | 0.00033024 | 0.00033024 | 0.00033531
Option 4 AT | NSW | N8 | Cooma-Monaro | Wind | 113.18 | 113.18 | 213.1801 | 213.1801 | 213.1801 | 213.1801 | 213.1801 | 385.4926 | 413.18 | 413.18 | 413.18 | 413.18 | 413.18 | 413.18 | 300 | 300 | 300 | 300 | 300 | 301.9024 | 301.9024 | 301.9024 | 301.9024 | 301.9024
Option 4 AT | NSW | N7 | Tumut | Wind | 0 | 270.48 | 270.4801 | 270.4802 | 270.4802 | 270.4802 | 270.4802 | 370.48 | 370.48 | 370.48 | 370.48 | 370.48 | 370.48 | 370.48 | 370.48 | 370.48 | 370.48 | 370.48 | 370.48 | 370.48 | 370.48 | 370.48 | 370.48 | 370.48
Option 4 AT | NSW | N9 | Hunter-Central Coast | Wind | 0 | 0 | 1400 | 1400 | 1400 | 1878.7275 | 1878.7275 | 1878.7275 | 1878.7275 | 1878.7275 | 2947.8828 | 2947.8828 | 2947.8828 | 2947.8828 | 2947.8828 | 2947.8828 | 2947.8828 | 2947.8828 | 2947.8828 | 2947.8828 | 2947.8828 | 3335.3194 | 3335.3194 | 3335.3194
Option 4 AT | NSW | N3 | Central-West Orana | Wind | 113.19 | 113.19 | 1627.1902 | 5161.8558 | 6351.2439 | 6447.0023 | 6447.0023 | 7297.3176 | 7297.3176 | 7861.871 | 8709.328 | 8709.328 | 8709.328 | 8709.328 | 8709.328 | 8709.328 | 8709.328 | 8709.328 | 8709.328 | 8709.328 | 8709.328 | 9056.6205 | 9056.6205 | 8943.4305
Option 4 AT | NSW | N2 | New England | Wind | 442.48 | 442.48 | 541.4668 | 541.4668 | 751.4668 | 751.4668 | 2959.4022 | 2959.4022 | 2959.4022 | 2959.4022 | 3725.9111 | 3725.9111 | 3553.4311 | 3553.4311 | 3553.4311 | 4003.0157 | 4318.2136 | 4669.1105 | 4669.1105 | 4669.1105 | 4669.1105 | 4669.1105 | 4886.1011 | 4886.1011
Option 4 AT | NSW | N13 | South Cobar | Wind | 0 | 0 | 5.111e-05 | 5.462e-05 | 5.462e-05 | 6.721e-05 | 6.721e-05 | 7.018e-05 | 7.735e-05 | 8.034e-05 | 8.326e-05 | 8.554e-05 | 8.554e-05 | 8.554e-05 | 8.554e-05 | 8.818e-05 | 9.965e-05 | 0.0001075 | 0.0001075 | 0.00010988 | 0.00010988 | 0.00010988 | 123.9781 | 123.9781
Option 4 AT | NSW | N12 | Illawarra | Wind | 0 | 0 | 357 | 357 | 357 | 357 | 357 | 357 | 357 | 357 | 357 | 357 | 357 | 357 | 357 | 357 | 357 | 357 | 357 | 357 | 357 | 357 | 357 | 357
Option 4 AT | NSW | DN3 | Marulan | Wind | 0 | 0 | 0 | 0 | 4.35e-05 | 0.00010241 | 0.00010241 | 194 | 194 | 194 | 194 | 194 | 194 | 194 | 194 | 194 | 194 | 194 | 194 | 194 | 194 | 194 | 194 | 194
Option 4 AT | NSW | DN1 | Dubbo | Wind | 0 | 0 | 2.4e-06 | 4.32e-06 | 4.32e-06 | 6.63e-06 | 9.69e-06 | 288 | 288 | 288 | 288 | 288 | 288 | 288 | 288 | 288 | 288 | 288 | 288 | 288 | 288 | 288 | 288 | 288
Option 4 AT | QLD | Q1 | Far North QLD | Solar | 72 | 72.0012 | 72.0012 | 353.1256 | 460.8361 | 460.8362 | 460.8362 | 460.8362 | 460.8362 | 601.7256 | 783.3089 | 949.9218 | 1172 | 1172 | 1172 | 1172 | 1172 | 1172 | 1172 | 1172 | 1172 | 1172 | 1100 | 1100
Option 4 AT | QLD | Q2 | North Qld Clean Energy Hub | Solar | 84.47 | 84.47 | 84.47 | 84.47 | 84.47 | 84.47 | 84.47 | 84.47 | 84.47 | 84.47 | 84.47 | 35.97 | 35.97 | 35.97 | 35.97 | 35.97 | 35.97 | 35.97 | 35.97 | 35.97 | 20.97 | 20.97 | 0 | 0
Option 4 AT | QLD | Q3 | Northern Qld | Solar | 437.15 | 437.15 | 1037.15 | 1037.15 | 1037.15 | 1037.15 | 1037.15 | 1037.15 | 1037.15 | 1037.15 | 1037.15 | 1037.15 | 1037.15 | 1037.15 | 1037.15 | 1037.15 | 915.99 | 800.02 | 800.02 | 800.02 | 800.02 | 700.04 | 700.04 | 700.04
Option 4 AT | QLD | Q4 | Isaac | Solar | 393.47 | 393.47 | 393.47 | 393.4701 | 899.906 | 899.906 | 899.906 | 1021.7165 | 1021.7166 | 1243.9505 | 1243.9506 | 1243.9508 | 1245.3854 | 1245.3854 | 1245.3854 | 1954.6706 | 2241.3371 | 2241.3371 | 2850.97 | 2850.97 | 2850.97 | 2850.97 | 2601 | 2526
Option 4 AT | QLD | Q4b | Isaac (B) | Solar | 295.96 | 295.96 | 295.96 | 295.96 | 295.96 | 295.96 | 295.96 | 295.96 | 295.96 | 295.96 | 295.96 | 295.96 | 295.96 | 295.96 | 295.96 | 295.96 | 295.96 | 295.96 | 295.96 | 295.96 | 295.96 | 295.96 | 295.96 | 295.96
Option 4 AT | QLD | Q5 | Barcaldine | Solar | 0 | 0.0016297 | 0.0016308 | 56.824 | 71.9459 | 71.9459 | 71.9459 | 71.9459 | 71.9459 | 71.9459 | 72.1598 | 78.4922 | 97.7255 | 97.7255 | 97.7255 | 97.7255 | 98.1765 | 98.1765 | 98.1765 | 1078.8456 | 1078.8456 | 1078.8456 | 1078.8456 | 1078.8456
Option 4 AT | QLD | Q6 | Fitzroy | Solar | 81.72 | 81.7201 | 81.7201 | 81.7202 | 1899.7054 | 1899.7054 | 2388.1279 | 2653.3282 | 2959.9521 | 5409.5073 | 5409.5073 | 5409.5073 | 5409.5073 | 5409.5073 | 5409.5073 | 7614.72 | 7614.72 | 7614.72 | 7614.72 | 7614.72 | 7614.72 | 7614.72 | 7614.72 | 7614.72
Option 4 AT | QLD | Q7 | Wide Bay | Solar | 426.77 | 486.7702 | 685.1702 | 948.8801 | 1087.8253 | 1087.8254 | 2454.7137 | 2454.7138 | 2626.2562 | 2885.17 | 2885.17 | 2885.17 | 2885.17 | 2885.17 | 2885.17 | 2885.17 | 2885.17 | 2885.17 | 2885.17 | 2885.17 | 2885.17 | 2885.17 | 2885.17 | 2754.28
Option 4 AT | QLD | Q8 | Darling Downs | Solar | 0 | 1509.5374 | 1509.5374 | 2497.1338 | 2497.1338 | 2497.1339 | 3592.5932 | 3592.5932 | 3960.5546 | 4171.4602 | 4171.4602 | 4171.4602 | 5351.0249 | 5351.0249 | 5351.0249 | 5351.0249 | 5351.0249 | 5351.025 | 5351.025 | 5796.0682 | 5958.0182 | 5958.0182 | 6952.6 | 7124.5184
Option 4 AT | QLD | Q8a | Darling Downs (A) | Solar | 1089.24 | 1458.57 | 1458.01 | 1457.46 | 1456.89 | 1456.33 | 1455.77 | 1455.27 | 1454.79 | 1454.79 | 1344.79 | 1344.79 | 1344.79 | 1344.79 | 1344.79 | 1344.79 | 1344.79 | 1344.79 | 1344.79 | 1344.79 | 782.87 | 782.87 | 782.87 | 782.87
Option 4 AT | QLD | Q8b | Darling Downs (B) | Solar | 292.49 | 274.45 | 274.45 | 274.45 | 274.45 | 274.45 | 274.45 | 274.45 | 274.45 | 274.45 | 274.45 | 274.45 | 274.45 | 274.45 | 274.45 | 274.45 | 274.45 | 249.45 | 146.49 | 114.39 | 82.29 | 82.29 | 54.99 | 0
Option 4 AT | QLD | Q9 | Banana | Solar | 15 | 15 | 15 | 15 | 15 | 15 | 15 | 15 | 15 | 15 | 15 | 15 | 15 | 15 | 15 | 15 | 15 | 0 | 0 | 0 | 0 | 0 | 0 | 0
Option 4 AT | QLD | Q10 | Collinsville | Solar | 227.02 | 227.02 | 227.02 | 227.0201 | 227.0203 | 227.0203 | 227.0203 | 227.0203 | 227.0203 | 227.0204 | 227.0204 | 227.0204 | 227.0204 | 227.0204 | 227.0204 | 227.0204 | 514.1082 | 514.1082 | 514.1082 | 514.1082 | 514.1082 | 514.1082 | 434.7792 | 369.7792
Option 4 AT | QLD | Q1 | Far North QLD | Wind | 332.45 | 332.45 | 902.4501 | 914.6018 | 936.1348 | 936.1348 | 936.1348 | 936.1348 | 936.1348 | 936.1348 | 936.1348 | 936.1348 | 936.1348 | 936.1348 | 936.1348 | 936.1349 | 1197.4094 | 1016.9394 | 1016.9394 | 1468.4932 | 1468.4932 | 1468.4932 | 1536.9185 | 1536.9185
Option 4 AT | QLD | Q5 | Barcaldine | Wind | 0 | 0 | 97.0885 | 97.0885 | 99.5004 | 99.5004 | 102.9101 | 102.9101 | 102.9101 | 102.9101 | 102.9101 | 102.9101 | 103.8529 | 103.8529 | 103.8529 | 103.853 | 103.853 | 103.853 | 323.0229 | 862.3297 | 862.3297 | 862.3297 | 1104.7323 | 1104.7323
Option 4 AT | QLD | Q10 | Collinsville | Wind | 0 | 0 | 2.383e-05 | 3.388e-05 | 6.691e-05 | 7.969e-05 | 7.969e-05 | 1.7885 | 328.4962 | 328.4962 | 328.4963 | 359.3602 | 640 | 640 | 640 | 640 | 640 | 640 | 640 | 640 | 640 | 640 | 640 | 640
Option 4 AT | QLD | Q2 | North Qld Clean Energy Hub | Wind | 43.2 | 43.2 | 815.1727 | 815.1727 | 842.7832 | 1076.7096 | 1988.4094 | 2291.1833 | 2308.4085 | 2308.4085 | 2353.9671 | 2353.9672 | 3403.6734 | 3403.6734 | 3403.6734 | 3403.6734 | 3403.6735 | 3403.6735 | 3403.6735 | 3403.6735 | 3360.4735 | 3360.4735 | 3360.4735 | 3360.4735
Option 4 AT | QLD | Q4 | Isaac | Wind | 439 | 724.2 | 724.2 | 724.2001 | 724.2001 | 724.2002 | 783.501 | 1124.2 | 1124.2 | 1124.2 | 1124.2 | 1124.2 | 1124.2 | 1124.2 | 1124.2 | 1124.2 | 1124.2 | 1124.2 | 1124.2 | 1124.2 | 1124.2 | 1124.2 | 1124.2 | 685.2
Option 4 AT | QLD | Q6 | Fitzroy | Wind | 0 | 221.01 | 1021.1409 | 1021.1409 | 1121.01 | 1121.01 | 1121.01 | 1121.01 | 1121.01 | 1121.01 | 1121.01 | 1121.01 | 3721.01 | 3721.01 | 3721.01 | 3721.01 | 3721.01 | 3721.01 | 3721.01 | 3721.01 | 3721.01 | 3721.01 | 3721.01 | 3721.01
Option 4 AT | QLD | Q7 | Wide Bay | Wind | 0 | 0 | 1.554e-05 | 2.095e-05 | 4.444e-05 | 4.855e-05 | 5.487e-05 | 5.596e-05 | 5.596e-05 | 5.789e-05 | 300 | 300 | 300 | 300 | 300 | 300 | 300 | 300 | 300 | 300 | 300 | 300 | 300 | 300
Option 4 AT | QLD | Q8 | Darling Downs | Wind | 0 | 0 | 2733.0627 | 2733.0627 | 2773.9087 | 3526.9742 | 3544.8877 | 3544.8877 | 3544.8877 | 3571.8816 | 3979.0312 | 4604.8907 | 4604.8907 | 4604.8907 | 4604.8907 | 4604.8907 | 5382.5357 | 5382.5357 | 5382.5357 | 5382.5357 | 5411.2886 | 6076.2017 | 7746.5532 | 7746.5532
Option 4 AT | QLD | Q8a | Darling Downs (A) | Wind | 172.99 | 172.99 | 172.99 | 172.99 | 172.99 | 172.99 | 172.99 | 172.99 | 172.99 | 172.99 | 172.99 | 172.99 | 172.99 | 172.99 | 172.99 | 172.99 | 172.99 | 172.99 | 172.99 | 172.99 | 172.99 | 172.99 | 172.99 | 172.99
Option 4 AT | QLD | Q8b | Darling Downs (B) | Wind | 890.03 | 890.03 | 890.03 | 890.03 | 890.03 | 890.03 | 890.03 | 890.03 | 890.03 | 890.03 | 890.03 | 890.03 | 890.03 | 890.03 | 890.03 | 890.03 | 890.03 | 890.03 | 890.03 | 890.03 | 890.03 | 890.03 | 890.03 | 890.03
Option 4 AT | QLD | Q8c | Darling Downs (C) | Wind | 691.98 | 691.98 | 691.98 | 691.98 | 691.98 | 691.98 | 691.98 | 691.98 | 691.98 | 691.98 | 691.98 | 691.98 | 691.98 | 691.98 | 691.98 | 691.98 | 691.98 | 691.98 | 252 | 252 | 252 | 252 | 252 | 252
Option 4 AT | SA | S8 | Western Eyre Peninsula | Solar | 0 | 0 | 4.92e-06 | 6.28e-06 | 6.28e-06 | 7.71e-06 | 7.71e-06 | 2.807e-05 | 2.807e-05 | 2.942e-05 | 4.105e-05 | 4.336e-05 | 4.944e-05 | 8.009e-05 | 0.00023011 | 0.00025373 | 0.00074581 | 0.0007503 | 0.0007503 | 0.00075974 | 0.00075974 | 0.00076182 | 0.0014057 | 0.0014057
Option 4 AT | SA | S5 | Northern SA | Solar | 296.24 | 877.8702 | 877.8703 | 877.8703 | 1512.183 | 1512.183 | 2298.6035 | 2826.2943 | 2826.2943 | 3660.2609 | 3660.2609 | 3660.2609 | 5038.401 | 5038.401 | 5219.24 | 5219.24 | 5490.1011 | 5490.1011 | 5270.8611 | 5270.8611 | 6023.6171 | 5946.6171 | 11443.242 | 11443.242
Option 4 AT | SA | S1 | South East SA | Solar | 182 | 182 | 182 | 182 | 182 | 182.0001 | 182.0001 | 182.0001 | 182.0001 | 182.0001 | 182.0001 | 182.0001 | 182.0001 | 182.0001 | 182.0384 | 182.0384 | 182.0385 | 182.0385 | 182.0385 | 182.0385 | 182.0385 | 182.0385 | 182.0385 | 87.0385
Option 4 AT | SA | S2 | Riverland | Solar | 19.89 | 19.8901 | 19.8901 | 19.8901 | 19.8901 | 15.3301 | 179.1365 | 179.1365 | 179.1365 | 806.8266 | 806.8266 | 806.8266 | 1324.3073 | 1324.3075 | 1324.3076 | 1631.7064 | 2338.2129 | 2338.2129 | 2543.2181 | 2957.5769 | 4000 | 4000 | 4000 | 4000
Option 4 AT | SA | S3 | Mid-North SA | Solar | 0 | 7.155e-05 | 7.99e-05 | 8.955e-05 | 0.28661 | 0.28661 | 217.0333 | 362.609 | 362.609 | 458.3237 | 645.081 | 645.081 | 645.081 | 1246.4298 | 1300 | 1300 | 1300 | 1300 | 1300 | 1300 | 1300 | 1300 | 1879.0264 | 1879.0264
Option 4 AT | SA | S7 | Eastern Eyre Peninsula | Solar | 0 | 2.533e-05 | 3.014e-05 | 3.46e-05 | 4.593e-05 | 4.732e-05 | 4.732e-05 | 4.732e-05 | 4.732e-05 | 4.854e-05 | 5.173e-05 | 5.395e-05 | 5.908e-05 | 8.202e-05 | 0.00027243 | 232.5208 | 524.0299 | 524.0299 | 524.0299 | 799.7461 | 1027.7905 | 1027.7905 | 1476.7723 | 1476.7723
Option 4 AT | SA | S6 | Roxby Downs | Wind | 0 | 0 | 1.448e-05 | 1.631e-05 | 2.898e-05 | 3.051e-05 | 3.051e-05 | 3.051e-05 | 3.813e-05 | 3.932e-05 | 0.00025158 | 0.00025158 | 569.6159 | 569.6159 | 569.6159 | 569.6159 | 569.6159 | 569.6159 | 569.6159 | 569.6159 | 569.6159 | 569.6159 | 569.6159 | 569.6159
Option 4 AT | SA | S7 | Eastern Eyre Peninsula | Wind | 225.03 | 225.03 | 225.0301 | 225.0301 | 163.0301 | 72.2801 | 72.2801 | 255.798 | 255.798 | 183.518 | 428.7292 | 428.7292 | 428.7292 | 428.7292 | 428.7292 | 428.7293 | 428.7293 | 428.7293 | 428.7293 | 600.0001 | 600.0001 | 600.0001 | 600.0001 | 600.0001
Option 4 AT | SA | S8 | Western Eyre Peninsula | Wind | 0 | 0 | 2.46e-06 | 2.46e-06 | 2.46e-06 | 4.03e-06 | 4.03e-06 | 1.406e-05 | 1.406e-05 | 1.406e-05 | 4.966e-05 | 5.16e-05 | 5.16e-05 | 5.757e-05 | 6.624e-05 | 7.415e-05 | 0.00012753 | 0.00014385 | 0.00014385 | 0.00014385 | 0.00014385 | 0.00014385 | 0.00014385 | 0.00014385
Option 4 AT | SA | S5 | Northern SA | Wind | 407.5 | 407.5 | 407.5001 | 407.5001 | 644.6176 | 644.6176 | 644.6176 | 644.6176 | 1097.3261 | 1097.3261 | 1097.3261 | 1097.3261 | 1167.5 | 1167.5 | 1167.5 | 1167.5001 | 1167.5001 | 1167.5001 | 1167.5001 | 961.0001 | 961.0001 | 961.0001 | 961.0001 | 961.0001
Option 4 AT | SA | S4 | Yorke Peninsula | Wind | 0 | 0 | 4.235e-05 | 4.699e-05 | 4.699e-05 | 5.255e-05 | 5.255e-05 | 5.506e-05 | 5.75e-05 | 6.048e-05 | 118.1878 | 118.1878 | 118.1878 | 118.1878 | 118.1878 | 118.1878 | 118.1878 | 118.1879 | 118.1879 | 118.1879 | 118.1879 | 118.1879 | 118.1879 | 118.1879
Option 4 AT | SA | S3 | Mid-North SA | Wind | 1732.01 | 1732.01 | 1956.6409 | 1956.6409 | 2304.5123 | 2304.5123 | 2304.5123 | 2784.1597 | 2833.31 | 2761.91 | 3110.812 | 3110.812 | 3110.812 | 2784.112 | 2784.112 | 2784.112 | 2784.112 | 3527.9989 | 3527.9989 | 3869.3511 | 3869.3511 | 3869.3511 | 3668.3711 | 3472.6811
Option 4 AT | SA | S1 | South East SA | Wind | 324.5 | 324.5 | 324.5 | 324.5 | 324.5001 | 324.5001 | 324.5001 | 324.5001 | 324.5009 | 198.0009 | 975.8045 | 975.8045 | 816.8045 | 816.8045 | 777.8045 | 777.8045 | 777.8045 | 1095.3346 | 1095.3346 | 1095.3346 | 1095.3346 | 1095.3346 | 1095.3346 | 1095.3346
Option 4 AT | TAS | T1 | North East Tasmania | Solar | 0 | 312.8332 | 312.8333 | 312.8333 | 312.8333 | 312.8333 | 312.8333 | 312.8333 | 312.8333 | 312.8333 | 312.8333 | 312.8333 | 312.8333 | 312.8333 | 312.8333 | 312.8333 | 312.8333 | 312.8333 | 312.8333 | 312.8333 | 312.8333 | 312.8333 | 312.8333 | 312.8333
Option 4 AT | TAS | T2 | North West Tasmania | Solar | 0 | 0.00011382 | 0.00011382 | 0.00011382 | 0.00011638 | 0.00011806 | 0.00011806 | 0.00011806 | 0.00011806 | 0.00011806 | 0.00011944 | 0.00012244 | 0.00012473 | 0.00012666 | 0.0001287 | 0.000134 | 0.00014205 | 0.00014899 | 0.00014899 | 0.00014899 | 0.00014899 | 0.00014899 | 0.00015119 | 0.0001535
Option 4 AT | TAS | T3 | Central Highlands | Solar | 0 | 3.786e-05 | 3.956e-05 | 4.311e-05 | 4.438e-05 | 4.438e-05 | 4.438e-05 | 4.438e-05 | 4.438e-05 | 4.438e-05 | 4.438e-05 | 4.438e-05 | 4.677e-05 | 4.881e-05 | 4.881e-05 | 4.881e-05 | 4.881e-05 | 4.881e-05 | 4.881e-05 | 4.881e-05 | 4.881e-05 | 4.881e-05 | 4.881e-05 | 4.881e-05
Option 4 AT | TAS | T1 | North East Tasmania | Wind | 0 | 0 | 75.2864 | 75.7249 | 75.7249 | 176.3656 | 176.3656 | 176.3656 | 176.3656 | 176.3656 | 176.3656 | 228.7972 | 228.7972 | 347.3169 | 347.3169 | 347.3169 | 347.3169 | 347.3169 | 400.0002 | 400.0002 | 400.0002 | 913.5995 | 1061.2545 | 1061.2545
Option 4 AT | TAS | T2 | North West Tasmania | Wind | 111.6 | 111.6 | 124.8828 | 124.8828 | 124.8828 | 124.8828 | 124.8828 | 124.8828 | 124.8828 | 129.0869 | 139.8792 | 139.8792 | 139.8792 | 151.4938 | 151.4938 | 151.4938 | 151.4938 | 151.4938 | 151.4938 | 168.6208 | 168.6208 | 168.6208 | 177.2262 | 177.2262
Option 4 AT | TAS | T3 | Central Highlands | Wind | 144 | 144 | 864.9747 | 942.1589 | 988.4491 | 1094.9891 | 1094.9891 | 1094.9891 | 1144.0825 | 1569.4541 | 1569.4541 | 1569.4542 | 1610.8723 | 1676.2463 | 1676.2463 | 1877.7448 | 1877.7448 | 1877.7448 | 1733.7448 | 1758.4963 | 1758.4963 | 1758.4963 | 1991.5194 | 1991.5194
Option 4 AT | VIC | V8 | Gippsland Offshore | Offshore Wind | 0 | 0 | 0 | 0 | 0 | 1909.6715 | 2069.6668 | 2735.6668 | 3402.6668 | 4402.6668 | 4735.9274 | 5517.5905 | 6517.5905 | 7517.5905 | 7517.5905 | 7517.5905 | 7517.5905 | 7517.5905 | 7517.5905 | 7517.5905 | 7517.5905 | 7517.5905 | 7517.5905 | 7517.5905
Option 4 AT | VIC | V9 | Southern Ocean | Offshore Wind | 0 | 0 | 0 | 0 | 0 | 90.3285 | 597.3332 | 597.3332 | 597.3332 | 597.3332 | 1264.0726 | 1482.4095 | 1482.4095 | 1482.4095 | 1482.4095 | 1482.4095 | 1482.4095 | 1482.4095 | 1482.4095 | 1482.4095 | 1482.4095 | 1482.4095 | 1482.4095 | 1482.4095
Option 4 AT | VIC | V1 | North West VIC | Solar | 596.96 | 977.0956 | 977.0956 | 977.0956 | 977.0956 | 977.0956 | 1355.7852 | 2908.0147 | 2908.0147 | 3735.23 | 3735.23 | 3735.23 | 6140.9945 | 9293.7494 | 11232.1202 | 11550.7541 | 11550.7541 | 11550.7541 | 11550.7541 | 11523.5841 | 12014.7597 | 12014.7597 | 14220.1202 | 13844.1902
Option 4 AT | VIC | V2 | Central Highlands VIC | Solar | 0 | 0.00019523 | 0.00019523 | 0.00019652 | 0.00019652 | 0.00019652 | 0.00019652 | 0.00019652 | 0.00019886 | 0.0002051 | 0.00020934 | 0.00021276 | 1581.9572 | 2548 | 2548 | 2548 | 2548 | 2548 | 2548 | 2548 | 2548 | 2548 | 2548 | 2548
Option 4 AT | VIC | V3 | Wimmera Grampians | Solar | 118.8 | 118.8 | 118.8 | 118.8 | 118.8 | 118.8 | 118.8 | 118.8 | 118.8 | 118.8 | 118.8 | 118.8 | 118.8 | 118.8 | 118.8 | 118.8 | 118.8 | 118.8 | 118.8 | 118.8 | 118.8 | 118.8 | 118.8 | 118.8
Option 4 AT | VIC | V4 | Wimmera Southern Mallee | Solar | 0 | 0.0001907 | 0.0001907 | 0.0001907 | 0.00019224 | 0.00019224 | 0.00019224 | 0.00019224 | 0.00019324 | 0.00019718 | 0.00021457 | 0.00021457 | 0.00022093 | 3000.311 | 3000.311 | 3000.311 | 3000.311 | 3000.311 | 3000.311 | 3000.311 | 3000.311 | 3000.311 | 3797.793 | 3797.793
Option 4 AT | VIC | V6 | Gippsland Onshore | Solar | 0 | 1061.92 | 1061.92 | 1061.92 | 1061.92 | 1061.92 | 1061.92 | 1061.92 | 1061.92 | 1061.92 | 1061.92 | 1061.92 | 1061.92 | 1061.92 | 1061.92 | 1061.92 | 1061.92 | 1061.92 | 1061.92 | 1061.92 | 1061.92 | 1061.92 | 1061.92 | 1061.92
Option 4 AT | VIC | V7 | Central North VIC | Solar | 619.99 | 700.03 | 764.05 | 764.05 | 764.05 | 764.05 | 764.05 | 764.05 | 764.05 | 764.0501 | 764.0501 | 764.0501 | 764.0502 | 1853.05 | 1853.05 | 1853.05 | 1853.05 | 1853.05 | 1753.08 | 1753.08 | 1753.08 | 1753.08 | 1753.08 | 1753.08
Option 4 AT | VIC | V7 | Central North VIC | Wind | 0 | 0 | 544 | 544 | 544 | 544 | 544 | 544 | 544 | 544 | 544 | 544 | 1332.3485 | 1332.3485 | 1332.3485 | 1332.3485 | 1332.3485 | 1332.3485 | 1332.3485 | 1332.3485 | 1332.3485 | 1332.3485 | 1332.3485 | 1332.3485
Option 4 AT | VIC | V2 | Central Highlands VIC | Wind | 692.62 | 692.62 | 1064.4869 | 1299.4575 | 1299.4575 | 1299.4575 | 1299.4575 | 1967.62 | 1967.62 | 1967.62 | 2843.2989 | 2843.2989 | 2843.2989 | 2843.2989 | 2843.2989 | 2843.2989 | 2843.2989 | 2712.0989 | 2476.2727 | 2710.6949 | 2710.6949 | 2681.9949 | 4133.8021 | 3905.8021
Option 4 AT | VIC | V3 | Wimmera Grampians | Wind | 768.85 | 768.85 | 768.8501 | 768.8501 | 716.3501 | 716.3501 | 716.3501 | 716.3501 | 524.3501 | 524.3501 | 524.3502 | 524.3502 | 524.3502 | 524.3502 | 524.3502 | 524.3502 | 524.3502 | 524.3502 | 444.4002 | 444.4002 | 513.4582 | 273.4582 | 273.4582 | 69.0582
Option 4 AT | VIC | V4 | Wimmera Southern Mallee | Wind | 465.75 | 465.75 | 719.9536 | 1113.0452 | 1113.0452 | 1113.0452 | 1113.0452 | 1113.0452 | 1527.1101 | 1527.1101 | 2482.2852 | 2482.2852 | 2482.2852 | 2482.2852 | 2482.2852 | 2482.2852 | 2451.2352 | 2451.2352 | 2573.6999 | 2573.6999 | 2573.7 | 2573.7 | 2573.7 | 2348
Option 4 AT | VIC | V5 | South West VIC | Wind | 2151.27 | 2223.27 | 2708.68 | 2708.68 | 2708.68 | 2678.68 | 2678.68 | 2678.68 | 2900.3037 | 2900.3037 | 2900.3037 | 2837.2937 | 2417.2937 | 2417.2937 | 2265.5937 | 2265.5937 | 2246.0937 | 2060.0937 | 2649.9743 | 2638.06 | 2638.06 | 2565.5274 | 3202.7482 | 3202.7482
Option 4 AT | VIC | V6 | Gippsland Onshore | Wind | 0 | 0 | 113 | 113 | 113 | 113 | 113 | 113 | 113 | 113 | 113 | 113.0001 | 113.0001 | 113.0001 | 113.0001 | 113.0001 | 113.0001 | 113.0001 | 113.0001 | 113.0001 | 113.0001 | 113.0001 | 113.0001 | 113.0001
Option 4 AT | VIC | V1 | North West VIC | Wind | 0 | 0 | 1103.4571 | 1103.4572 | 1103.4572 | 1103.4572 | 1103.4572 | 1406.2147 | 1406.2147 | 1406.2147 | 1508 | 1508 | 1508 | 1508 | 1508 | 1508 | 1508 | 1508 | 1508 | 1508 | 1682.451 | 1682.451 | 1682.451 | 1682.451
Option 5 AT | NSW | N10 | Hunter Coast | Offshore Wind | 0 | 0 | 0 | 0 | 0 | 0 | 0 | 0 | 0 | 0 | 0 | 0 | 1858.1238 | 2331.0679 | 2331.0679 | 2331.0679 | 2331.0679 | 2331.0679 | 2613.1142 | 2919.3514 | 2919.3514 | 3031.4645 | 3181.6877 | 3181.6877
Option 5 AT | NSW | N11 | Illawarra Coast | Offshore Wind | 0 | 0 | 0 | 0 | 0 | 0 | 0 | 0 | 0 | 0 | 0 | 0 | 910.1138 | 1003.2844 | 1103.6531 | 1103.6531 | 1737.6534 | 1737.6534 | 1737.6534 | 1737.6534 | 1737.6534 | 1737.6534 | 3132.918 | 3132.918
Option 5 AT | NSW | DN1 | Dubbo | Solar | 0 | 0 | 8.74e-06 | 1.115e-05 | 1.58e-05 | 2.625e-05 | 6.646e-05 | 807.324 | 830.3014 | 908.1876 | 908.1876 | 908.1876 | 908.1876 | 991.2263 | 1049.9396 | 1054.7552 | 1296.228 | 1296.228 | 1296.228 | 1320 | 1320 | 1320 | 1320 | 1320
Option 5 AT | NSW | DN3 | Marulan | Solar | 0 | 0 | 0 | 0 | 4.769e-05 | 9.404e-05 | 9.404e-05 | 9.404e-05 | 9.404e-05 | 9.404e-05 | 9.534e-05 | 9.92e-05 | 9.92e-05 | 0.00011541 | 0.00042319 | 114.6467 | 114.6468 | 114.6468 | 114.6468 | 114.6468 | 114.6468 | 114.6468 | 240.8228 | 240.8228
Option 5 AT | NSW | N1 | North West NSW | Solar | 166 | 271.7604 | 271.7604 | 271.7604 | 271.7604 | 271.7604 | 340.135 | 568.8241 | 850.2631 | 984.6162 | 1024.9364 | 1039.3731 | 1147.9735 | 1147.9735 | 1692.571 | 1746.0029 | 1747.3173 | 1747.3173 | 1747.3173 | 1867.6585 | 1847.3608 | 1847.3608 | 2845.3912 | 2845.3912
Option 5 AT | NSW | N13 | South Cobar | Solar | 0 | 0.00055743 | 0.00056546 | 0.00056936 | 0.00057184 | 0.00063835 | 0.00063835 | 0.00063835 | 0.00063835 | 0.00063835 | 159.0496 | 159.0496 | 159.0496 | 160.3087 | 160.3087 | 165.1932 | 165.1933 | 165.1933 | 165.1933 | 168.7363 | 168.7363 | 168.7363 | 209.3821 | 209.3821
Option 5 AT | NSW | N2 | New England | Solar | 535.02 | 735.66 | 1055.66 | 1055.6601 | 1055.6601 | 1055.6601 | 1055.6601 | 1055.6601 | 1055.6601 | 1055.6601 | 1055.6601 | 1055.6601 | 1055.6603 | 1055.6603 | 1348.093 | 1348.093 | 1348.093 | 1328.093 | 1328.093 | 1328.093 | 1328.093 | 1328.093 | 1328.093 | 1328.093
Option 5 AT | NSW | N3 | Central-West Orana | Solar | 1496 | 1496.0001 | 1868.064 | 5250.4084 | 5600.4084 | 5775.4085 | 7652.7607 | 7652.7607 | 7652.7607 | 8316.01 | 8316.01 | 8316.01 | 8316.01 | 8316.01 | 8316.01 | 8316.01 | 8229.1077 | 8229.1077 | 8229.1077 | 8193.0977 | 8193.0977 | 8193.0977 | 11192.9809 | 11001.3409
Option 5 AT | NSW | N5 | South West NSW | Solar | 903.68 | 1013.6801 | 1013.6802 | 1014.5802 | 1013.6805 | 1013.6805 | 1013.6805 | 1013.6805 | 1013.6805 | 1013.6805 | 1013.6805 | 1013.6805 | 1940.4259 | 2062.2447 | 2062.2447 | 2062.2447 | 2062.2447 | 1912.2147 | 1912.2147 | 2428.2393 | 2428.2393 | 2428.2393 | 3529.2961 | 3329.6161
Option 5 AT | NSW | N6 | Wagga Wagga | Solar | 436.14 | 1545.7351 | 1545.7351 | 1545.7351 | 1795.9339 | 1795.934 | 1795.934 | 1795.934 | 1795.934 | 1795.934 | 1795.934 | 1795.934 | 1795.934 | 2612.15 | 2612.15 | 2612.15 | 2612.15 | 2612.15 | 2612.15 | 2612.15 | 2612.15 | 2612.15 | 2612.15 | 2612.15
Option 5 AT | NSW | N4 | Broken Hill | Solar | 53 | 186.4771 | 186.4771 | 186.4771 | 186.4772 | 186.4772 | 186.4773 | 186.4773 | 186.4773 | 250.0564 | 396.2918 | 396.2918 | 396.2918 | 458.1933 | 458.1933 | 458.1933 | 458.1933 | 405.1933 | 405.1933 | 405.1933 | 405.1933 | 405.1933 | 684.7824 | 684.7824
Option 5 AT | NSW | N7 | Tumut | Solar | 0 | 2.411e-05 | 6.395e-05 | 8.887e-05 | 0.00013388 | 0.00017475 | 0.00017475 | 0.00017475 | 0.00017606 | 0.00017606 | 0.00017938 | 0.00018291 | 0.00018291 | 100 | 100 | 100 | 100 | 100 | 100 | 100 | 100 | 100 | 100 | 100
Option 5 AT | NSW | N8 | Cooma-Monaro | Solar | 0 | 7.449e-05 | 0.00010597 | 0.00012102 | 0.000132 | 0.00019922 | 0.00019922 | 0.00019922 | 0.00020303 | 0.00020303 | 0.00020949 | 0.00052966 | 0.00053167 | 349.9999 | 350 | 350 | 350 | 350 | 350 | 350 | 350 | 350 | 350 | 350
Option 5 AT | NSW | N9 | Hunter-Central Coast | Solar | 0 | 953 | 1851.4247 | 2061.0197 | 2061.0198 | 2374.904 | 2374.904 | 3251.4387 | 5124.325 | 7729.2538 | 7942.8923 | 7942.8923 | 7942.8923 | 11813.5444 | 16279.5339 | 16279.534 | 16279.534 | 16279.534 | 16279.534 | 16666.9651 | 16666.9651 | 16666.9651 | 16666.9651 | 16666.9651
Option 5 AT | NSW | N12 | Illawarra | Wind | 0 | 0 | 357 | 357 | 357 | 357 | 357 | 357 | 357 | 357 | 357 | 357 | 357 | 357 | 357 | 357 | 357 | 357 | 357 | 357 | 357 | 357 | 357 | 357
Option 5 AT | NSW | DN1 | Dubbo | Wind | 0 | 0 | 3.7e-06 | 6.9e-06 | 6.9e-06 | 1.293e-05 | 1.293e-05 | 288 | 288 | 288 | 288 | 288 | 288 | 288 | 288 | 288 | 288 | 288 | 288 | 288 | 288 | 288 | 288 | 288
Option 5 AT | NSW | DN3 | Marulan | Wind | 0 | 0 | 0 | 0 | 7.232e-05 | 0.00051145 | 0.00051145 | 0.00051145 | 0.00051145 | 0.00051145 | 191.0165 | 194 | 194 | 194 | 194 | 194 | 194 | 194 | 194 | 194 | 194 | 194 | 194 | 194
Option 5 AT | NSW | N13 | South Cobar | Wind | 0 | 0 | 9.009e-05 | 9.413e-05 | 9.413e-05 | 0.00010628 | 0.00010628 | 0.00010628 | 0.00010628 | 0.00010628 | 0.00010628 | 0.0001075 | 0.00010904 | 0.00010904 | 0.00010904 | 0.00012458 | 0.00013091 | 0.00013356 | 0.00013356 | 0.0010569 | 0.0010582 | 0.00106 | 121.2687 | 121.2687
Option 5 AT | NSW | N2 | New England | Wind | 442.48 | 442.48 | 536.0041 | 536.0042 | 746.0042 | 746.0042 | 2903.0029 | 2903.0029 | 2903.0029 | 2903.0029 | 3686.3372 | 3686.3372 | 3513.8572 | 3513.8572 | 3513.8572 | 4227.8609 | 4494.5693 | 4672.3709 | 4672.3709 | 4672.3709 | 4672.3709 | 4672.3709 | 4868.0766 | 4868.0766
Option 5 AT | NSW | N3 | Central-West Orana | Wind | 113.19 | 113.19 | 1627.1902 | 5141.2507 | 6268.7814 | 6628.229 | 6628.229 | 7521.6062 | 7521.6062 | 7521.6062 | 8466.0528 | 8466.0528 | 8466.0528 | 8466.0528 | 8466.0528 | 8466.0528 | 8466.0528 | 8466.0528 | 8466.0528 | 8466.0528 | 8466.0528 | 9224.8581 | 9306.2487 | 9193.0587
Option 5 AT | NSW | N4 | Broken Hill | Wind | 198.01 | 198.01 | 283.6801 | 283.6801 | 283.6801 | 283.6801 | 283.6801 | 283.6801 | 283.6801 | 283.6801 | 283.6801 | 283.6801 | 283.6801 | 305.3757 | 305.3757 | 305.3757 | 305.3757 | 340.3069 | 340.3069 | 340.3069 | 340.3069 | 340.3069 | 340.3069 | 340.3069
Option 5 AT | NSW | N5 | South West NSW | Wind | 0 | 0 | 1252.5624 | 1252.5624 | 1252.5624 | 1252.5624 | 1252.5624 | 1252.5624 | 1252.5624 | 1252.5624 | 1252.5624 | 1252.5624 | 1252.5624 | 1252.5624 | 1252.5624 | 1252.5624 | 1252.5624 | 1252.5624 | 1252.5624 | 1252.5624 | 1252.5624 | 1252.5624 | 1252.5624 | 1252.5624
Option 5 AT | NSW | N6 | Wagga Wagga | Wind | 0 | 0 | 0.00040412 | 0.00041475 | 0.0004939 | 0.00055806 | 0.00055806 | 0.00055806 | 0.00055806 | 0.00055806 | 0.000561 | 0.00056212 | 0.00056212 | 0.00056583 | 0.00056583 | 0.00056781 | 0.00057068 | 0.00057781 | 0.00057781 | 0.00057781 | 0.00057781 | 0.00057781 | 0.0005799 | 0.00059073
Option 5 AT | NSW | N7 | Tumut | Wind | 0 | 270.48 | 270.4803 | 270.4803 | 270.4803 | 270.4803 | 270.4803 | 270.4803 | 270.4803 | 270.4803 | 370.48 | 370.48 | 370.48 | 370.48 | 370.48 | 370.48 | 370.48 | 370.48 | 370.48 | 370.48 | 370.48 | 370.4801 | 370.4801 | 370.4801
Option 5 AT | NSW | N8 | Cooma-Monaro | Wind | 113.18 | 113.18 | 213.1801 | 213.1801 | 213.1801 | 388.2378 | 388.2378 | 388.2378 | 388.2378 | 388.2378 | 413.18 | 413.18 | 413.18 | 413.18 | 300 | 300 | 300 | 300 | 300 | 501.2735 | 501.2735 | 508.8257 | 508.8257 | 515.1054
Option 5 AT | NSW | N9 | Hunter-Central Coast | Wind | 0 | 0 | 1400 | 1400 | 1400 | 1527.1335 | 1527.1335 | 2102.8696 | 2102.8696 | 2858.7077 | 3113.8263 | 3113.8263 | 3113.8263 | 3113.8263 | 3113.8263 | 3113.8263 | 3113.8263 | 3113.8263 | 3113.8263 | 3113.8263 | 3113.8263 | 3297.549 | 3297.549 | 3297.549
Option 5 AT | QLD | Q8 | Darling Downs | Solar | 0 | 1547.3228 | 1547.3229 | 2505.0638 | 2505.0639 | 2505.0639 | 3514.735 | 3726.4378 | 4171.4602 | 4171.4602 | 4171.4602 | 4171.4602 | 5676.4658 | 5676.4658 | 5676.4658 | 5676.4658 | 5676.4658 | 5676.4658 | 5676.4658 | 5746.7987 | 5852.6618 | 5852.6618 | 6952.6 | 7055.1369
Option 5 AT | QLD | Q8a | Darling Downs (A) | Solar | 1089.24 | 1458.57 | 1458.01 | 1457.46 | 1456.89 | 1456.33 | 1455.77 | 1455.27 | 1454.79 | 1454.79 | 1344.79 | 1344.79 | 1344.79 | 1344.79 | 1344.79 | 1344.79 | 1344.79 | 1344.79 | 1344.79 | 1344.79 | 782.87 | 782.87 | 782.87 | 782.87
Option 5 AT | QLD | Q8b | Darling Downs (B) | Solar | 292.49 | 274.45 | 274.45 | 274.45 | 274.45 | 274.45 | 274.45 | 274.45 | 274.45 | 274.45 | 274.45 | 274.45 | 274.45 | 274.45 | 274.45 | 274.45 | 274.45 | 249.45 | 146.49 | 114.39 | 82.29 | 82.29 | 54.99 | 0
Option 5 AT | QLD | Q9 | Banana | Solar | 15 | 15 | 15 | 15 | 15 | 15 | 15 | 15 | 15 | 15 | 15 | 15 | 15 | 15 | 15 | 15 | 15 | 0 | 0 | 0 | 0 | 0 | 0 | 0
Option 5 AT | QLD | Q7 | Wide Bay | Solar | 426.77 | 486.7702 | 685.1703 | 994.8689 | 1106.0742 | 1106.0743 | 2688.1617 | 2797.2415 | 2885.17 | 2885.17 | 2885.17 | 2885.17 | 2885.17 | 2885.17 | 2885.17 | 2885.17 | 2885.17 | 2885.17 | 2885.17 | 2885.17 | 2885.17 | 2885.17 | 2885.17 | 2754.28
Option 5 AT | QLD | Q6 | Fitzroy | Solar | 81.72 | 81.7201 | 81.7201 | 81.7204 | 1919.5092 | 1919.5092 | 2381.4895 | 3202.966 | 3202.966 | 5585.858 | 5629.0669 | 5629.0669 | 5629.0669 | 5629.0669 | 5845.9774 | 7614.72 | 7614.72 | 7614.72 | 7614.72 | 7614.72 | 7614.72 | 7614.72 | 7614.72 | 7614.72
Option 5 AT | QLD | Q1 | Far North QLD | Solar | 72 | 72.0011 | 72.0011 | 347.0559 | 486.7097 | 486.7098 | 486.7098 | 486.7098 | 486.7098 | 614.4699 | 791.1035 | 954.3896 | 1172 | 1172 | 1172 | 1172 | 1172 | 1172 | 1172 | 1172 | 1172 | 1172 | 1100 | 1100
Option 5 AT | QLD | Q10 | Collinsville | Solar | 227.02 | 227.0201 | 227.0201 | 227.0201 | 227.0207 | 227.0207 | 227.0207 | 227.0207 | 227.0207 | 227.0207 | 227.0207 | 227.0207 | 227.0207 | 227.0207 | 227.0207 | 227.0207 | 596.6823 | 596.6823 | 596.6823 | 596.6823 | 596.6823 | 596.6824 | 508.7254 | 452.9156
Option 5 AT | QLD | Q2 | North Qld Clean Energy Hub | Solar | 84.47 | 84.47 | 84.47 | 84.47 | 84.47 | 84.47 | 84.47 | 84.47 | 84.47 | 84.47 | 84.47 | 35.97 | 35.97 | 35.97 | 35.97 | 35.97 | 35.97 | 35.97 | 35.97 | 35.97 | 20.97 | 20.97 | 0 | 0
Option 5 AT | QLD | Q3 | Northern Qld | Solar | 437.15 | 437.15 | 1037.15 | 1037.15 | 1037.15 | 1037.15 | 1037.15 | 1037.15 | 1037.15 | 1037.15 | 1037.15 | 1037.15 | 1037.15 | 1037.15 | 1037.15 | 1037.15 | 915.99 | 800.02 | 800.02 | 800.02 | 800.02 | 700.04 | 700.04 | 700.04
Option 5 AT | QLD | Q4 | Isaac | Solar | 393.47 | 393.4701 | 393.4701 | 393.4701 | 840.219 | 840.219 | 840.219 | 966.7654 | 1026.8929 | 1248.64 | 1248.64 | 1248.64 | 1426.3637 | 1426.3637 | 1426.3637 | 2018.7885 | 2158.5768 | 2158.5768 | 2821.024 | 2821.024 | 2821.024 | 2821.024 | 2601 | 2526
Option 5 AT | QLD | Q4b | Isaac (B) | Solar | 295.96 | 295.96 | 295.96 | 295.96 | 295.96 | 295.96 | 295.96 | 295.96 | 295.96 | 295.96 | 295.96 | 295.96 | 295.96 | 295.96 | 295.96 | 295.96 | 295.96 | 295.96 | 295.96 | 295.96 | 295.96 | 295.96 | 295.96 | 295.96
Option 5 AT | QLD | Q5 | Barcaldine | Solar | 0 | 0.0015804 | 0.0015804 | 56.7051 | 73.5593 | 73.5593 | 73.5593 | 73.5593 | 73.5593 | 73.5593 | 73.5593 | 74.1082 | 98.2604 | 98.2604 | 98.2604 | 98.2604 | 98.2604 | 98.2604 | 98.2604 | 1031.1199 | 1031.1199 | 1031.1199 | 1031.1199 | 1031.12
Option 5 AT | QLD | Q8a | Darling Downs (A) | Wind | 172.99 | 172.99 | 172.99 | 172.99 | 172.99 | 172.99 | 172.99 | 172.99 | 172.99 | 172.99 | 172.99 | 172.99 | 172.99 | 172.99 | 172.99 | 172.99 | 172.99 | 172.99 | 172.99 | 172.99 | 172.99 | 172.99 | 172.99 | 172.99
Option 5 AT | QLD | Q8b | Darling Downs (B) | Wind | 890.03 | 890.03 | 890.03 | 890.03 | 890.03 | 890.03 | 890.03 | 890.03 | 890.03 | 890.03 | 890.03 | 890.03 | 890.03 | 890.03 | 890.03 | 890.03 | 890.03 | 890.03 | 890.03 | 890.03 | 890.03 | 890.03 | 890.03 | 890.03
Option 5 AT | QLD | Q8c | Darling Downs (C) | Wind | 691.98 | 691.98 | 691.98 | 691.98 | 691.98 | 691.98 | 691.98 | 691.98 | 691.98 | 691.98 | 691.98 | 691.98 | 691.98 | 691.98 | 691.98 | 691.98 | 691.98 | 691.98 | 252 | 252 | 252 | 252 | 252 | 252
Option 5 AT | QLD | Q7 | Wide Bay | Wind | 0 | 0 | 2.624e-05 | 3.666e-05 | 6.22e-05 | 7.891e-05 | 7.891e-05 | 8.018e-05 | 8.018e-05 | 8.018e-05 | 300 | 300 | 300 | 300 | 300 | 300 | 300 | 300 | 300 | 300 | 300 | 300 | 300 | 300
Option 5 AT | QLD | Q8 | Darling Downs | Wind | 0 | 0 | 2719.7913 | 2719.7913 | 2813.0456 | 3515.8072 | 3515.8072 | 3515.8072 | 3515.8072 | 3573.986 | 3683.9409 | 4277.1381 | 4277.1381 | 4277.1381 | 4277.1381 | 4277.1381 | 5339.0943 | 5339.0943 | 5339.0943 | 5339.0943 | 5339.0943 | 6086.3149 | 7780.5947 | 7780.5947
Option 5 AT | QLD | Q6 | Fitzroy | Wind | 0 | 221.01 | 1011.0334 | 1011.0334 | 1121.01 | 1121.01 | 1121.01 | 1121.01 | 1121.01 | 1121.01 | 1121.01 | 1121.0101 | 3721.01 | 3721.01 | 3721.01 | 3721.01 | 3721.01 | 3721.01 | 3721.01 | 3721.01 | 3721.01 | 3721.01 | 3721.01 | 3721.01
Option 5 AT | QLD | Q1 | Far North QLD | Wind | 332.45 | 332.45 | 902.4501 | 915.3025 | 934.0846 | 934.0846 | 934.0846 | 934.0846 | 934.0846 | 934.0846 | 934.0846 | 934.0846 | 934.0846 | 934.0846 | 934.0846 | 934.0846 | 1128.8321 | 948.3621 | 948.3621 | 1402.842 | 1402.842 | 1402.842 | 1480.4512 | 1480.4512
Option 5 AT | QLD | Q5 | Barcaldine | Wind | 0 | 0 | 97.0793 | 97.0793 | 99.5393 | 99.5393 | 102.9393 | 102.9393 | 102.9393 | 102.9393 | 102.9393 | 102.9393 | 104.1118 | 104.1118 | 104.1118 | 104.1118 | 104.1118 | 104.1118 | 231.928 | 826.4501 | 826.4501 | 826.4501 | 1052.031 | 1052.031
Option 5 AT | QLD | Q2 | North Qld Clean Energy Hub | Wind | 43.2 | 43.2 | 814.6831 | 814.6831 | 842.7832 | 1078.6287 | 1975.1532 | 2254.4354 | 2307.9299 | 2307.9299 | 2344.4189 | 2344.4189 | 3434.9947 | 3434.9947 | 3434.9947 | 3434.9947 | 3434.9947 | 3434.9947 | 3434.9947 | 3434.9947 | 3391.7947 | 3391.7947 | 3391.7947 | 3391.7947
Option 5 AT | QLD | Q4 | Isaac | Wind | 439 | 724.2 | 724.2 | 724.2001 | 724.2002 | 724.2003 | 806.1556 | 1124.2 | 1124.2 | 1124.2 | 1124.2 | 1124.2 | 1124.2 | 1124.2 | 1124.2 | 1124.2 | 1124.2 | 1124.2 | 1124.2 | 1124.2 | 1124.2 | 1124.2 | 1124.2 | 685.2
Option 5 AT | QLD | Q10 | Collinsville | Wind | 0 | 0 | 3.522e-05 | 5.641e-05 | 0.00012086 | 0.00015391 | 0.00015391 | 0.00026223 | 304.7334 | 304.7334 | 304.7334 | 338.4973 | 640 | 640 | 640 | 640 | 640 | 640 | 640 | 640 | 640 | 640 | 640 | 640
Option 5 AT | SA | S1 | South East SA | Solar | 182 | 182 | 182 | 182.0001 | 182.0001 | 182.0001 | 182.0001 | 182.0001 | 182.0001 | 182.0001 | 182.0001 | 182.0001 | 182.0001 | 182.0001 | 182.0007 | 182.0007 | 182.0012 | 182.0012 | 182.0012 | 182.0012 | 182.0012 | 182.0013 | 182.0013 | 87.0013
Option 5 AT | SA | S2 | Riverland | Solar | 19.89 | 19.8901 | 19.8901 | 19.8901 | 19.8902 | 15.3302 | 87.4884 | 87.4884 | 87.4884 | 383.4455 | 733.6654 | 733.6654 | 1354.4883 | 1354.4884 | 1354.4886 | 1745.7712 | 2394.7178 | 2394.7178 | 2639.7576 | 3108.9241 | 4000 | 4000 | 4000 | 4000
Option 5 AT | SA | S3 | Mid-North SA | Solar | 0 | 0.00011568 | 0.00011891 | 0.00014329 | 2.7727 | 2.7727 | 254.5085 | 332.6733 | 332.6733 | 375.9661 | 637.9528 | 637.9528 | 637.9528 | 1248.948 | 1300 | 1300 | 1300 | 1300 | 1300 | 1300 | 1300 | 1300 | 1876.5498 | 1876.5498
Option 5 AT | SA | S5 | Northern SA | Solar | 296.24 | 878.3859 | 878.3859 | 878.3859 | 1524.1427 | 1524.1427 | 2347.189 | 2815.9358 | 2815.9358 | 3609.7701 | 3609.7701 | 3609.7701 | 4742.0693 | 4761.5023 | 5219.24 | 5219.24 | 5267.903 | 5267.903 | 5048.663 | 5048.663 | 5869.6463 | 5792.6463 | 11472.8763 | 11472.8763
Option 5 AT | SA | S8 | Western Eyre Peninsula | Solar | 0 | 0 | 7.35e-06 | 1.048e-05 | 1.19e-05 | 1.455e-05 | 1.455e-05 | 1.627e-05 | 1.627e-05 | 1.627e-05 | 2.217e-05 | 2.611e-05 | 4.185e-05 | 7.548e-05 | 0.00019874 | 0.00022542 | 0.00061728 | 0.00062008 | 0.00062008 | 0.00062874 | 0.00063091 | 0.00063755 | 0.001248 | 0.0012493
Option 5 AT | SA | S7 | Eastern Eyre Peninsula | Solar | 0 | 4.014e-05 | 4.418e-05 | 5.847e-05 | 7.631e-05 | 7.902e-05 | 7.902e-05 | 7.902e-05 | 7.902e-05 | 7.902e-05 | 8.004e-05 | 8.004e-05 | 8.364e-05 | 9.394e-05 | 0.00018939 | 272.832 | 533.0275 | 533.0275 | 533.0275 | 797.2358 | 1009.6479 | 1009.6479 | 1476.7723 | 1476.7723
Option 5 AT | SA | S1 | South East SA | Wind | 324.5 | 324.5 | 324.5 | 324.5001 | 324.5001 | 324.5002 | 324.5002 | 324.5002 | 324.5002 | 198.0002 | 962.9441 | 998 | 839 | 839 | 800 | 800.0001 | 800.0001 | 1105.7789 | 1105.7789 | 1105.7789 | 1105.7789 | 1105.7789 | 1105.7789 | 1105.7789
Option 5 AT | SA | S3 | Mid-North SA | Wind | 1732.01 | 1732.01 | 1944.4946 | 1944.4947 | 2383.9276 | 2383.9277 | 2383.9277 | 2681.4826 | 2833.3101 | 2761.9101 | 3171.6109 | 3171.6109 | 3171.6109 | 2844.9109 | 2844.9109 | 2844.9109 | 2844.9109 | 3561.8661 | 3561.8661 | 3903.7462 | 3903.7462 | 3903.7462 | 3702.7662 | 3507.0762
Option 5 AT | SA | S4 | Yorke Peninsula | Wind | 0 | 0 | 6.484e-05 | 8.195e-05 | 8.195e-05 | 9.092e-05 | 9.092e-05 | 9.266e-05 | 9.548e-05 | 9.548e-05 | 116.7164 | 116.8562 | 116.8562 | 116.8562 | 116.8562 | 116.8562 | 116.8562 | 116.8562 | 116.8562 | 116.8562 | 116.8562 | 116.8562 | 116.8562 | 116.8562
Option 5 AT | SA | S5 | Northern SA | Wind | 407.5 | 407.5 | 407.5001 | 407.5001 | 648.953 | 648.953 | 648.953 | 648.953 | 917.4626 | 917.4626 | 917.4626 | 917.4626 | 1167.5001 | 1167.5001 | 1167.5001 | 1167.5001 | 1167.5001 | 1167.5001 | 1167.5001 | 961.0001 | 961.0001 | 961.0001 | 961.0001 | 961.0001
Option 5 AT | SA | S6 | Roxby Downs | Wind | 0 | 0 | 2.235e-05 | 2.445e-05 | 4.673e-05 | 5.101e-05 | 5.101e-05 | 5.101e-05 | 5.101e-05 | 5.101e-05 | 32.3604 | 32.3604 | 569.6159 | 569.6159 | 569.6159 | 569.6159 | 569.6159 | 569.6159 | 569.6159 | 569.6159 | 569.6159 | 569.6159 | 569.6159 | 569.6159
Option 5 AT | SA | S7 | Eastern Eyre Peninsula | Wind | 225.03 | 225.03 | 225.0301 | 225.0301 | 163.0302 | 72.2802 | 72.2802 | 335.3538 | 335.3538 | 263.0738 | 430.5628 | 439.1022 | 439.1022 | 439.1022 | 439.1022 | 439.1022 | 439.1022 | 439.1022 | 439.1022 | 600.0001 | 600.0001 | 600.0001 | 600.0001 | 600.0001
Option 5 AT | SA | S8 | Western Eyre Peninsula | Wind | 0 | 0 | 3.79e-06 | 5.39e-06 | 5.39e-06 | 8.89e-06 | 8.89e-06 | 9.98e-06 | 9.98e-06 | 9.98e-06 | 4.372e-05 | 4.535e-05 | 4.535e-05 | 5.356e-05 | 5.795e-05 | 6.654e-05 | 0.00011614 | 0.00012532 | 0.00012532 | 0.00012532 | 0.00012532 | 0.00012532 | 0.00012532 | 0.00012532
Option 5 AT | TAS | T1 | North East Tasmania | Solar | 0 | 301.7968 | 301.7968 | 301.7968 | 301.7968 | 301.7968 | 301.7968 | 301.7968 | 301.7968 | 301.7968 | 301.7968 | 301.7968 | 301.7968 | 301.7968 | 301.7968 | 301.7968 | 301.7968 | 301.7968 | 301.7968 | 301.7968 | 301.7968 | 301.7968 | 301.7968 | 301.7968
Option 5 AT | TAS | T2 | North West Tasmania | Solar | 0 | 0.00016996 | 0.00016996 | 0.00018769 | 0.00019246 | 0.00021319 | 0.00021319 | 0.00021319 | 0.00021319 | 0.00021319 | 0.00021319 | 0.00021642 | 0.00021772 | 0.00022033 | 0.00022635 | 0.00023084 | 0.00023505 | 0.00023856 | 0.00023856 | 0.00023856 | 0.00024024 | 0.00024024 | 0.00024369 | 0.00024671
Option 5 AT | TAS | T3 | Central Highlands | Solar | 0 | 5.841e-05 | 6.476e-05 | 6.682e-05 | 6.888e-05 | 7.243e-05 | 7.243e-05 | 7.243e-05 | 7.243e-05 | 7.243e-05 | 7.243e-05 | 7.243e-05 | 7.411e-05 | 7.561e-05 | 7.561e-05 | 7.561e-05 | 7.561e-05 | 7.561e-05 | 7.561e-05 | 7.561e-05 | 7.561e-05 | 7.561e-05 | 7.561e-05 | 7.561e-05
Option 5 AT | TAS | T3 | Central Highlands | Wind | 144 | 144 | 862.0427 | 939.0147 | 1001.1161 | 1087.6225 | 1087.6225 | 1087.6225 | 1167.7292 | 1535.4582 | 1535.4582 | 1535.4582 | 1540.2897 | 1676.2463 | 1676.2463 | 1881.0973 | 1881.0973 | 1881.0973 | 1737.0973 | 1760.6396 | 1760.6396 | 1760.6396 | 1991.4417 | 1991.4417
Option 5 AT | TAS | T1 | North East Tasmania | Wind | 0 | 0 | 83.6507 | 89.8226 | 89.8226 | 187.336 | 187.336 | 187.336 | 187.336 | 187.336 | 187.336 | 376.5319 | 376.5319 | 376.532 | 376.532 | 376.532 | 376.532 | 376.532 | 400.0002 | 400.0002 | 400.0002 | 910.0424 | 1060.6854 | 1060.6854
Option 5 AT | TAS | T2 | North West Tasmania | Wind | 111.6 | 111.6 | 124.9656 | 124.9657 | 124.9657 | 124.9657 | 124.9657 | 124.9657 | 124.9657 | 124.9657 | 140.0935 | 140.0935 | 140.0935 | 153.094 | 153.094 | 153.094 | 153.094 | 153.094 | 153.094 | 167.7697 | 167.7697 | 167.7697 | 177.3163 | 177.3163
Option 5 AT | VIC | V8 | Gippsland Offshore | Offshore Wind | 0 | 0 | 0 | 0 | 0 | 1928.3041 | 2032.4217 | 2698.4217 | 3365.4217 | 4365.4217 | 4695.306 | 5465.5824 | 6465.5824 | 7465.5824 | 7465.5824 | 7465.5824 | 7465.5824 | 7465.5824 | 7465.5824 | 7465.5824 | 7465.5824 | 7465.5824 | 7465.5824 | 7465.5824
Option 5 AT | VIC | V9 | Southern Ocean | Offshore Wind | 0 | 0 | 0 | 0 | 0 | 71.6959 | 634.5783 | 634.5783 | 634.5783 | 634.5783 | 1304.694 | 1534.4176 | 1534.4176 | 1534.4176 | 1534.4176 | 1534.4176 | 1534.4176 | 1534.4176 | 1534.4176 | 1534.4176 | 1534.4176 | 1534.4176 | 1534.4176 | 1534.4176
Option 5 AT | VIC | V3 | Wimmera Grampians | Solar | 118.8 | 118.8 | 118.8 | 118.8 | 118.8 | 118.8 | 118.8 | 118.8 | 118.8 | 118.8 | 118.8 | 118.8 | 118.8 | 118.8 | 118.8 | 118.8 | 118.8 | 118.8 | 118.8 | 118.8 | 118.8 | 118.8 | 118.8 | 118.8
Option 5 AT | VIC | V2 | Central Highlands VIC | Solar | 0 | 0.0003646 | 0.00036575 | 0.00036755 | 0.00036755 | 0.00036868 | 0.00036868 | 0.00036868 | 0.00036868 | 0.00037199 | 0.00037199 | 0.00037368 | 1862.1974 | 2548 | 2548 | 2548 | 2548 | 2548 | 2548 | 2548 | 2548 | 2548 | 2548 | 2548
Option 5 AT | VIC | V1 | North West VIC | Solar | 596.96 | 982.2762 | 982.2762 | 982.2762 | 982.2762 | 982.2762 | 2079.7705 | 2794.6037 | 2794.6037 | 3735.23 | 3735.23 | 3735.23 | 6272.3623 | 9281.7046 | 11421.3997 | 11731.5248 | 11731.5248 | 11731.5248 | 11731.5248 | 11704.3548 | 12208.9217 | 12208.9217 | 14270.2144 | 13894.2844
Option 5 AT | VIC | V6 | Gippsland Onshore | Solar | 0 | 1061.92 | 1061.92 | 1061.92 | 1061.92 | 1061.92 | 1061.92 | 1061.92 | 1061.92 | 1061.92 | 1061.92 | 1061.92 | 1061.92 | 1061.92 | 1061.92 | 1061.92 | 1061.92 | 1061.92 | 1061.92 | 1061.92 | 1061.92 | 1061.92 | 1061.92 | 1061.92
Option 5 AT | VIC | V7 | Central North VIC | Solar | 619.99 | 700.0301 | 764.0501 | 764.0501 | 764.0501 | 764.0501 | 764.0501 | 764.0501 | 764.0501 | 764.0501 | 764.0501 | 764.0501 | 764.0502 | 1853.05 | 1853.05 | 1853.05 | 1853.05 | 1853.05 | 1753.08 | 1753.08 | 1753.08 | 1753.08 | 1753.08 | 1753.08
Option 5 AT | VIC | V4 | Wimmera Southern Mallee | Solar | 0 | 0.00039908 | 0.00039908 | 0.00040087 | 0.00040491 | 0.00040491 | 0.00040491 | 0.00040491 | 0.00040491 | 0.00040491 | 0.00041053 | 0.00041053 | 0.00041407 | 3012.5506 | 3012.5507 | 3012.5507 | 3012.5507 | 3012.5507 | 3012.5507 | 3012.5507 | 3012.5507 | 3012.5507 | 3790.4213 | 3790.4213
Option 5 AT | VIC | V2 | Central Highlands VIC | Wind | 692.62 | 692.62 | 1063.202 | 1297.6764 | 1297.6764 | 1297.6764 | 1311.0434 | 1912.996 | 1967.62 | 1967.62 | 2693.8954 | 2693.8954 | 2693.8954 | 2693.8954 | 2693.8954 | 2693.8954 | 2693.8954 | 2562.6954 | 2392.3792 | 2809.9725 | 2809.9725 | 2781.2725 | 4250.5491 | 4022.5491
Option 5 AT | VIC | V1 | North West VIC | Wind | 0 | 0 | 1102.1727 | 1102.1727 | 1102.1727 | 1102.1727 | 1102.1727 | 1102.1727 | 1102.1727 | 1102.1727 | 1508 | 1508 | 1508 | 1508 | 1508 | 1508 | 1508 | 1508 | 1508 | 1508 | 1583.1541 | 1583.1541 | 1583.1541 | 1583.1541
Option 5 AT | VIC | V3 | Wimmera Grampians | Wind | 768.85 | 768.85 | 768.8501 | 768.8502 | 716.3502 | 716.3502 | 716.3502 | 716.3502 | 524.3502 | 524.3502 | 524.3502 | 524.3502 | 524.3502 | 524.3502 | 524.3502 | 524.3502 | 524.3502 | 524.3502 | 444.4002 | 444.4002 | 508.9948 | 268.9948 | 268.9948 | 64.5948
Option 5 AT | VIC | V4 | Wimmera Southern Mallee | Wind | 465.75 | 465.75 | 714.0479 | 1120.5179 | 1120.518 | 1120.518 | 1120.518 | 1120.518 | 1120.518 | 1120.518 | 2438.465 | 2438.465 | 2438.465 | 2438.465 | 2438.465 | 2438.465 | 2407.415 | 2407.415 | 2573.7 | 2573.7 | 2573.7 | 2573.7 | 2573.7 | 2348
Option 5 AT | VIC | V5 | South West VIC | Wind | 2151.27 | 2223.27 | 2704.2727 | 2704.2727 | 2704.2727 | 2674.2727 | 2674.2727 | 2674.2727 | 2753.6036 | 2753.6036 | 2753.6036 | 2690.5936 | 2270.5936 | 2270.5936 | 2118.8936 | 2118.8936 | 2099.3936 | 1913.3936 | 2588.9715 | 2638.06 | 2638.06 | 2589.311 | 3152.4194 | 3152.4194
Option 5 AT | VIC | V6 | Gippsland Onshore | Wind | 0 | 0 | 113 | 113 | 113 | 113.0001 | 113.0001 | 113.0001 | 113.0001 | 113.0001 | 113.0001 | 113.0001 | 113.0001 | 113.0001 | 113.0001 | 113.0001 | 113.0001 | 113.0001 | 113.0001 | 113.0001 | 113.0001 | 113.0001 | 113.0001 | 113.0001
Option 5 AT | VIC | V7 | Central North VIC | Wind | 0 | 0 | 544 | 544 | 544 | 544 | 544 | 544 | 544 | 544 | 544 | 544 | 1357.1312 | 1357.1312 | 1357.1312 | 1357.1312 | 1357.1312 | 1357.1312 | 1357.1312 | 1357.1312 | 1357.1312 | 1357.1312 | 1357.1312 | 1357.1312
Option 6 AT | NSW | N11 | Illawarra Coast | Offshore Wind | 0 | 0 | 0 | 0 | 0 | 0 | 0 | 0 | 0 | 0 | 0 | 0 | 936.8096 | 1560.2793 | 2153.3325 | 2153.3326 | 2856.2509 | 2856.2509 | 2856.2509 | 2856.2509 | 2856.2509 | 2856.2509 | 3362.0133 | 3362.0133
Option 6 AT | NSW | N10 | Hunter Coast | Offshore Wind | 0 | 0 | 0 | 0 | 0 | 0 | 0 | 0 | 0 | 0 | 0 | 0 | 1549.936 | 1549.936 | 1549.936 | 1549.936 | 1549.936 | 1549.936 | 1549.936 | 2006.3337 | 2006.3337 | 2154.7024 | 3080.1136 | 3080.1136
Option 6 AT | NSW | N3 | Central-West Orana | Solar | 1496 | 1496.0001 | 1861.3714 | 5259.8074 | 5609.8074 | 5784.8074 | 7543.2881 | 7543.2881 | 7841.7145 | 8316.01 | 8316.01 | 8316.01 | 8316.01 | 8316.01 | 8316.01 | 8316.01 | 8306.8101 | 8306.8101 | 8306.8101 | 8270.8001 | 8270.8001 | 8270.8001 | 11334.3393 | 11142.6993
Option 6 AT | NSW | N4 | Broken Hill | Solar | 53 | 186.4771 | 186.4771 | 186.4771 | 186.4771 | 186.4771 | 264.3284 | 264.3284 | 264.3284 | 407.3878 | 416.1625 | 416.1625 | 416.1625 | 463.457 | 463.457 | 463.457 | 463.457 | 410.457 | 410.457 | 410.457 | 410.457 | 410.457 | 673.3833 | 673.3833
Option 6 AT | NSW | N7 | Tumut | Solar | 0 | 1.083e-05 | 2.915e-05 | 3.077e-05 | 5.19e-05 | 7.766e-05 | 8.015e-05 | 8.117e-05 | 0.00010362 | 0.00010989 | 0.00017831 | 0.00021403 | 0.00021717 | 100 | 100 | 100 | 100 | 100 | 100 | 100 | 100 | 100 | 100 | 100
Option 6 AT | NSW | N6 | Wagga Wagga | Solar | 436.14 | 1545.7351 | 1545.7351 | 1545.7351 | 1798.3813 | 1798.3813 | 1798.3813 | 1798.3813 | 1798.3813 | 1798.3813 | 2612.15 | 2612.15 | 2612.15 | 2612.15 | 2612.15 | 2612.15 | 2612.15 | 2612.15 | 2612.15 | 2612.15 | 2612.15 | 2612.15 | 2612.15 | 2612.15
Option 6 AT | NSW | N5 | South West NSW | Solar | 903.68 | 1013.68 | 1013.68 | 1014.58 | 1013.6802 | 1013.6802 | 1013.6802 | 1013.6802 | 1013.6802 | 1013.6802 | 1347.2022 | 1347.2022 | 1802.1015 | 2003.9551 | 2003.9551 | 2003.9551 | 2003.9551 | 1853.9251 | 1853.9251 | 2330.9397 | 2330.9397 | 2330.9397 | 3527.9257 | 3328.2457
Option 6 AT | NSW | N2 | New England | Solar | 535.02 | 735.66 | 1055.66 | 1055.66 | 1055.66 | 1055.66 | 1055.66 | 1055.66 | 1055.6601 | 1055.6601 | 1055.6601 | 1055.6601 | 1055.6607 | 1055.6607 | 1055.661 | 1055.6611 | 1055.6611 | 1035.6611 | 1035.6611 | 1035.6611 | 1035.6611 | 1035.6611 | 1035.6611 | 1035.6611
Option 6 AT | NSW | N13 | South Cobar | Solar | 0 | 0.00023657 | 0.00023772 | 0.00023772 | 0.00023772 | 0.00026652 | 0.00026757 | 0.00026942 | 113.351 | 137.8813 | 159.0496 | 159.0496 | 159.0496 | 164.8497 | 164.8497 | 164.8497 | 164.8498 | 164.8498 | 164.8498 | 168.8697 | 168.8697 | 168.8697 | 201.1188 | 201.1188
Option 6 AT | NSW | N1 | North West NSW | Solar | 166 | 271.7608 | 271.7608 | 271.7608 | 271.7608 | 271.7608 | 340.1349 | 554.0571 | 813.523 | 970.1244 | 985.2348 | 1049.7278 | 1136.2956 | 1136.2956 | 1686.0268 | 1702.6519 | 1728.1362 | 1728.1363 | 1728.1363 | 1867.3349 | 1841.4263 | 1841.4263 | 2838.7212 | 2838.7212
Option 6 AT | NSW | DN3 | Marulan | Solar | 0 | 0 | 0 | 0 | 1.997e-05 | 3.701e-05 | 3.701e-05 | 3.701e-05 | 4.831e-05 | 8.623e-05 | 0.00010842 | 0.00012996 | 0.00013118 | 0.00014372 | 0.0012619 | 105.8744 | 105.8745 | 105.8745 | 105.8745 | 105.8745 | 105.8745 | 105.8745 | 232.5832 | 232.5832
Option 6 AT | NSW | DN1 | Dubbo | Solar | 0 | 0 | 4.19e-06 | 5.31e-06 | 5.31e-06 | 6.83e-06 | 6.196e-05 | 737.1186 | 830.3015 | 924.1282 | 924.1282 | 924.1282 | 924.1282 | 994.1121 | 1049.9394 | 1052.0448 | 1093.3205 | 1093.3205 | 1093.3205 | 1120.7958 | 1120.7958 | 1120.7958 | 1320 | 1320
Option 6 AT | NSW | N8 | Cooma-Monaro | Solar | 0 | 3.651e-05 | 3.651e-05 | 4.063e-05 | 5.297e-05 | 7.26e-05 | 7.469e-05 | 7.681e-05 | 0.00032722 | 0.00091715 | 0.00096783 | 0.0010251 | 0.0010251 | 349.9999 | 349.9999 | 350 | 350 | 350 | 350 | 350 | 350 | 350 | 350 | 350
Option 6 AT | NSW | N9 | Hunter-Central Coast | Solar | 0 | 953 | 1850.4012 | 2044.9518 | 2044.9518 | 2318.9957 | 2318.9957 | 2318.9957 | 3171.5133 | 5301.9997 | 5796.2204 | 5796.2204 | 7565.3117 | 11567.5404 | 15625.353 | 15625.353 | 15625.353 | 15625.353 | 15625.353 | 16531.7986 | 16531.7986 | 16531.7986 | 16531.7986 | 16531.7986
Option 6 AT | NSW | N3 | Central-West Orana | Wind | 113.19 | 113.19 | 1627.1901 | 5140.2034 | 6259.3826 | 6663.5367 | 6663.5367 | 7842.2245 | 7842.2245 | 8208.5248 | 8662.0214 | 8662.0214 | 8662.0214 | 8662.0214 | 8662.0214 | 8662.0214 | 8662.0214 | 8662.0214 | 8662.0214 | 8662.0214 | 8662.0214 | 9184.3183 | 9212.322 | 9099.132
Option 6 AT | NSW | N4 | Broken Hill | Wind | 198.01 | 198.01 | 284.7979 | 284.7979 | 284.7979 | 284.7979 | 284.7979 | 284.7979 | 284.7979 | 284.7979 | 284.7979 | 284.7979 | 284.7979 | 284.7979 | 284.7979 | 284.7979 | 284.7979 | 334.5376 | 334.5376 | 334.5376 | 334.5376 | 334.5376 | 334.5376 | 334.5376
Option 6 AT | NSW | N5 | South West NSW | Wind | 0 | 0 | 1281.0847 | 1281.0847 | 1281.0847 | 1281.0847 | 1281.0847 | 1281.0847 | 1281.0847 | 1281.0847 | 1281.0847 | 1281.0847 | 1281.0847 | 1281.0847 | 1281.0847 | 1281.0847 | 1281.0847 | 1281.0847 | 1281.0847 | 1281.0847 | 1281.0847 | 1281.0847 | 1281.0847 | 1281.0847
Option 6 AT | NSW | N6 | Wagga Wagga | Wind | 0 | 0 | 0.00012696 | 0.00012816 | 0.00028795 | 0.00031586 | 0.00031586 | 0.00032272 | 0.00033598 | 0.00034205 | 0.00036038 | 0.0003686 | 0.00036976 | 0.00037077 | 0.00037421 | 0.00037831 | 0.00038429 | 0.0003963 | 0.0003963 | 0.0003963 | 0.0003963 | 0.0003963 | 0.0003963 | 0.00040363
Option 6 AT | NSW | N2 | New England | Wind | 442.48 | 442.48 | 531.3699 | 531.3699 | 741.3699 | 741.3699 | 2715.9506 | 2715.9506 | 2715.9506 | 2715.9506 | 3739.1933 | 3739.1933 | 3566.7133 | 3566.7133 | 3566.7133 | 3963.8891 | 4355.3166 | 4718.9938 | 4718.9938 | 4718.9938 | 4718.9938 | 4718.9938 | 4920.3168 | 4920.3168
Option 6 AT | NSW | N12 | Illawarra | Wind | 0 | 0 | 357 | 357 | 357 | 357 | 357 | 357 | 357 | 357 | 357 | 357 | 357 | 357 | 357 | 357 | 357 | 357 | 357 | 357 | 357 | 357 | 357 | 357
Option 6 AT | NSW | DN3 | Marulan | Wind | 0 | 0 | 0 | 0 | 3.16e-05 | 0.00055659 | 0.00055659 | 194 | 194 | 194 | 194 | 194 | 194 | 194 | 194 | 194 | 194 | 194 | 194 | 194 | 194 | 194 | 194 | 194
Option 6 AT | NSW | DN1 | Dubbo | Wind | 0 | 0 | 1.88e-06 | 1.88e-06 | 1.88e-06 | 1.88e-06 | 1.891e-05 | 288 | 288 | 288 | 288 | 288 | 288 | 288 | 288 | 288 | 288 | 288 | 288 | 288 | 288 | 288 | 288 | 288
Option 6 AT | NSW | N7 | Tumut | Wind | 0 | 270.48 | 270.4801 | 270.4801 | 270.4801 | 270.4801 | 270.4801 | 370.48 | 370.48 | 370.48 | 370.48 | 370.48 | 370.48 | 370.48 | 370.48 | 370.48 | 370.48 | 370.48 | 370.48 | 370.48 | 370.48 | 370.48 | 370.48 | 370.48
Option 6 AT | NSW | N13 | South Cobar | Wind | 0 | 0 | 3.627e-05 | 3.627e-05 | 3.627e-05 | 3.894e-05 | 3.894e-05 | 4.446e-05 | 6.189e-05 | 7.057e-05 | 7.664e-05 | 8.103e-05 | 8.103e-05 | 8.103e-05 | 8.209e-05 | 8.582e-05 | 9.629e-05 | 0.00010321 | 0.00010321 | 0.00010499 | 0.00010499 | 0.00010499 | 123.1994 | 123.1994
Option 6 AT | NSW | N8 | Cooma-Monaro | Wind | 113.18 | 113.18 | 213.18 | 213.18 | 213.18 | 392.3687 | 392.3687 | 413.1799 | 413.18 | 413.18 | 413.18 | 413.18 | 413.18 | 413.18 | 300 | 300 | 300 | 300 | 300 | 426.625 | 426.625 | 426.625 | 426.625 | 504.6834
Option 6 AT | NSW | N9 | Hunter-Central Coast | Wind | 0 | 0 | 1382.7112 | 1382.7112 | 1382.7112 | 1482.9139 | 1482.9139 | 1482.9139 | 1482.9139 | 1482.9139 | 2921.0406 | 2921.0406 | 2921.0406 | 2921.0406 | 2921.0406 | 2921.0406 | 2921.0406 | 2921.0406 | 2921.0406 | 2921.0406 | 2921.0406 | 3293.9744 | 3293.9744 | 3293.9744
Option 6 AT | QLD | Q1 | Far North QLD | Solar | 72 | 72.0004 | 72.0004 | 353.8305 | 485.9017 | 485.9017 | 485.9017 | 485.9017 | 485.9017 | 611.5841 | 810.7716 | 951.8103 | 1171.9999 | 1172 | 1172 | 1172 | 1172 | 1172 | 1172 | 1172 | 1172 | 1172 | 1100 | 1100
Option 6 AT | QLD | Q10 | Collinsville | Solar | 227.02 | 227.02 | 227.02 | 227.02 | 227.0203 | 227.0203 | 227.0203 | 227.0203 | 227.0203 | 227.0203 | 227.0203 | 227.0204 | 227.0204 | 227.0204 | 227.0204 | 227.0204 | 609.0511 | 609.0511 | 609.0511 | 609.0511 | 609.0511 | 609.0511 | 481.5937 | 416.5938
Option 6 AT | QLD | Q2 | North Qld Clean Energy Hub | Solar | 84.47 | 84.47 | 84.47 | 84.47 | 84.47 | 84.47 | 84.47 | 84.47 | 84.47 | 84.47 | 84.47 | 35.97 | 35.97 | 35.97 | 35.97 | 35.97 | 35.97 | 35.97 | 35.97 | 35.97 | 20.97 | 20.97 | 0 | 0
Option 6 AT | QLD | Q3 | Northern Qld | Solar | 437.15 | 437.15 | 1037.15 | 1037.15 | 1037.15 | 1037.15 | 1037.15 | 1037.15 | 1037.15 | 1037.15 | 1037.15 | 1037.15 | 1037.15 | 1037.15 | 1037.15 | 1037.15 | 915.99 | 800.02 | 800.02 | 800.02 | 800.02 | 700.04 | 700.04 | 700.04
Option 6 AT | QLD | Q4 | Isaac | Solar | 393.47 | 393.47 | 393.47 | 393.4701 | 848.2494 | 848.2494 | 848.2494 | 1047.0366 | 1047.0366 | 1263.0594 | 1263.0595 | 1263.06 | 1290.0063 | 1290.0063 | 1290.0063 | 1900.8067 | 2231.5896 | 2231.5897 | 2850.9698 | 2850.9698 | 2850.9698 | 2850.9698 | 2601 | 2526
Option 6 AT | QLD | Q4b | Isaac (B) | Solar | 295.96 | 295.96 | 295.96 | 295.96 | 295.96 | 295.96 | 295.96 | 295.96 | 295.96 | 295.96 | 295.96 | 295.96 | 295.96 | 295.96 | 295.96 | 295.96 | 295.96 | 295.96 | 295.96 | 295.96 | 295.96 | 295.96 | 295.96 | 295.96
Option 6 AT | QLD | Q5 | Barcaldine | Solar | 0 | 0.0010091 | 0.0010105 | 56.8155 | 73.3895 | 73.3895 | 73.3895 | 73.3895 | 73.3895 | 73.3895 | 73.3895 | 78.377 | 97.4561 | 97.4561 | 97.4561 | 97.4561 | 97.4892 | 97.4892 | 97.4892 | 1091.4586 | 1091.4586 | 1091.4586 | 1091.4586 | 1091.4586
Option 6 AT | QLD | Q7 | Wide Bay | Solar | 426.77 | 486.7701 | 685.1701 | 1006.902 | 1127.311 | 1127.311 | 2485.4868 | 2485.4868 | 2657.3474 | 2885.17 | 2885.17 | 2885.17 | 2885.17 | 2885.17 | 2885.17 | 2885.17 | 2885.17 | 2885.17 | 2885.17 | 2885.17 | 2885.17 | 2885.17 | 2885.17 | 2754.28
Option 6 AT | QLD | Q8 | Darling Downs | Solar | 0 | 1572.4555 | 1572.4555 | 2520.6696 | 2520.6696 | 2520.6696 | 3511.8801 | 3511.8802 | 4171.4599 | 4171.4605 | 4171.4606 | 4171.4606 | 5453.4696 | 5453.4696 | 5453.4696 | 5453.4696 | 5453.4697 | 5453.4697 | 5453.4697 | 5816.5061 | 5816.5062 | 5816.5062 | 6952.6 | 6952.9374
Option 6 AT | QLD | Q8a | Darling Downs (A) | Solar | 1089.24 | 1458.57 | 1458.01 | 1457.46 | 1456.89 | 1456.33 | 1455.77 | 1455.27 | 1454.79 | 1454.79 | 1344.79 | 1344.79 | 1344.79 | 1344.79 | 1344.79 | 1344.79 | 1344.79 | 1344.79 | 1344.79 | 1344.79 | 782.87 | 782.87 | 782.87 | 782.87
Option 6 AT | QLD | Q8b | Darling Downs (B) | Solar | 292.49 | 274.45 | 274.45 | 274.45 | 274.45 | 274.45 | 274.45 | 274.45 | 274.45 | 274.45 | 274.45 | 274.45 | 274.45 | 274.45 | 274.45 | 274.45 | 274.45 | 249.45 | 146.49 | 114.39 | 82.29 | 82.29 | 54.99 | 0
Option 6 AT | QLD | Q9 | Banana | Solar | 15 | 15 | 15 | 15 | 15 | 15 | 15 | 15 | 15 | 15 | 15 | 15 | 15 | 15 | 15 | 15 | 15 | 0 | 0 | 0 | 0 | 0 | 0 | 0
Option 6 AT | QLD | Q6 | Fitzroy | Solar | 81.72 | 81.72 | 81.72 | 81.7202 | 1906.3688 | 1906.3688 | 2415.6288 | 2819.0945 | 2965.5625 | 5426.4584 | 5426.4585 | 5426.4586 | 5426.4586 | 5426.4586 | 5426.4586 | 7614.72 | 7614.72 | 7614.72 | 7614.72 | 7614.72 | 7614.72 | 7614.72 | 7614.72 | 7614.72
Option 6 AT | QLD | Q8b | Darling Downs (B) | Wind | 890.03 | 890.03 | 890.03 | 890.03 | 890.03 | 890.03 | 890.03 | 890.03 | 890.03 | 890.03 | 890.03 | 890.03 | 890.03 | 890.03 | 890.03 | 890.03 | 890.03 | 890.03 | 890.03 | 890.03 | 890.03 | 890.03 | 890.03 | 890.03
Option 6 AT | QLD | Q1 | Far North QLD | Wind | 332.45 | 332.45 | 902.4501 | 914.7931 | 934.1082 | 934.1082 | 934.1082 | 934.1082 | 934.1082 | 934.1082 | 934.1082 | 934.1082 | 934.1082 | 934.1082 | 934.1082 | 934.1082 | 1150.872 | 970.402 | 970.402 | 1448.2749 | 1448.2749 | 1448.2749 | 1517.0288 | 1517.0288
Option 6 AT | QLD | Q10 | Collinsville | Wind | 0 | 0 | 1.477e-05 | 1.955e-05 | 4.978e-05 | 5.281e-05 | 5.455e-05 | 0.00018525 | 306.6469 | 306.6469 | 306.6469 | 339.373 | 640 | 640 | 640 | 640 | 640 | 640 | 640 | 640 | 640 | 640 | 640 | 640
Option 6 AT | QLD | Q2 | North Qld Clean Energy Hub | Wind | 43.2 | 43.2 | 814.6831 | 814.6831 | 842.7832 | 1069.6144 | 1986.9154 | 2269.3865 | 2317.4382 | 2317.4382 | 2340.6508 | 2340.6508 | 3398.1924 | 3398.1924 | 3398.1924 | 3398.1924 | 3398.1924 | 3398.1924 | 3398.1924 | 3398.1924 | 3354.9924 | 3354.9924 | 3354.9924 | 3354.9924
Option 6 AT | QLD | Q4 | Isaac | Wind | 439 | 724.2 | 724.2 | 724.2 | 724.2001 | 724.2001 | 786.5471 | 1124.2 | 1124.2 | 1124.2 | 1124.2 | 1124.2 | 1124.2 | 1124.2 | 1124.2 | 1124.2 | 1124.2 | 1124.2 | 1124.2 | 1124.2 | 1124.2 | 1124.2 | 1124.2 | 685.2
Option 6 AT | QLD | Q5 | Barcaldine | Wind | 0 | 0 | 97.0885 | 97.0885 | 99.5524 | 99.5524 | 102.6021 | 102.6021 | 102.6021 | 102.6021 | 102.6021 | 102.6021 | 103.8563 | 103.8563 | 103.8563 | 103.8563 | 103.8563 | 103.8563 | 294.206 | 879.5636 | 879.5636 | 879.5636 | 1091.6352 | 1091.6352
Option 6 AT | QLD | Q6 | Fitzroy | Wind | 0 | 221.01 | 1003.5338 | 1003.5338 | 1121.01 | 1121.01 | 1121.01 | 1121.01 | 1121.01 | 1121.01 | 1121.01 | 1121.0101 | 3721.01 | 3721.01 | 3721.01 | 3721.01 | 3721.01 | 3721.01 | 3721.01 | 3721.01 | 3721.01 | 3721.01 | 3721.01 | 3721.01
Option 6 AT | QLD | Q7 | Wide Bay | Wind | 0 | 0 | 1.226e-05 | 1.226e-05 | 2.74e-05 | 2.74e-05 | 0.00019465 | 0.00020321 | 0.00020321 | 0.00020674 | 300 | 300 | 300 | 300 | 300 | 300 | 300 | 300 | 300 | 300 | 300 | 300 | 300 | 300
Option 6 AT | QLD | Q8 | Darling Downs | Wind | 0 | 0 | 2722.9196 | 2722.9196 | 2809.4044 | 3503.62 | 3524.7642 | 3524.7643 | 3524.7643 | 3558.6704 | 3910.7864 | 4499.9903 | 4499.9903 | 4499.9903 | 4499.9903 | 4499.9903 | 5353.063 | 5353.0631 | 5353.0631 | 5353.0631 | 5353.0631 | 6073.4698 | 7700.279 | 7700.279
Option 6 AT | QLD | Q8a | Darling Downs (A) | Wind | 172.99 | 172.99 | 172.99 | 172.99 | 172.99 | 172.99 | 172.99 | 172.99 | 172.99 | 172.99 | 172.99 | 172.99 | 172.99 | 172.99 | 172.99 | 172.99 | 172.99 | 172.99 | 172.99 | 172.99 | 172.99 | 172.99 | 172.99 | 172.99
Option 6 AT | QLD | Q8c | Darling Downs (C) | Wind | 691.98 | 691.98 | 691.98 | 691.98 | 691.98 | 691.98 | 691.98 | 691.98 | 691.98 | 691.98 | 691.98 | 691.98 | 691.98 | 691.98 | 691.98 | 691.98 | 691.98 | 691.98 | 252 | 252 | 252 | 252 | 252 | 252
Option 6 AT | SA | S5 | Northern SA | Solar | 296.24 | 874.7311 | 874.7311 | 874.7311 | 1527.8028 | 1527.8028 | 2288.5732 | 2783.6386 | 2783.6386 | 3619.4249 | 3619.4249 | 3619.4249 | 4957.3633 | 4957.3634 | 5219.24 | 5219.24 | 5390.9261 | 5390.9261 | 5171.6861 | 5171.6861 | 5968.681 | 5891.681 | 11491.3613 | 11491.3613
Option 6 AT | SA | S7 | Eastern Eyre Peninsula | Solar | 0 | 1.621e-05 | 1.887e-05 | 1.995e-05 | 2.763e-05 | 2.763e-05 | 3.135e-05 | 3.135e-05 | 3.358e-05 | 3.658e-05 | 4.774e-05 | 5.412e-05 | 5.727e-05 | 7.514e-05 | 0.00029817 | 223.3881 | 520.7 | 520.7 | 520.7 | 782.7971 | 1024.2372 | 1024.2372 | 1476.7723 | 1476.7723
Option 6 AT | SA | S8 | Western Eyre Peninsula | Solar | 0 | 0 | 3.45e-06 | 3.45e-06 | 3.45e-06 | 3.45e-06 | 3.45e-06 | 5.143e-05 | 5.248e-05 | 5.603e-05 | 7.358e-05 | 8.077e-05 | 8.077e-05 | 0.00010263 | 0.00026395 | 0.00028823 | 0.00072487 | 0.00072806 | 0.00072806 | 0.00073975 | 0.00073975 | 0.00074127 | 0.0012538 | 0.0012538
Option 6 AT | SA | S3 | Mid-North SA | Solar | 0 | 5.166e-05 | 5.398e-05 | 5.601e-05 | 13.16 | 13.16 | 216.0209 | 383.8995 | 383.8995 | 458.3237 | 646.0514 | 646.0514 | 646.0514 | 1235.0063 | 1300 | 1300 | 1300 | 1300 | 1300 | 1300 | 1300 | 1300 | 1878.1756 | 1878.1756
Option 6 AT | SA | S2 | Riverland | Solar | 19.89 | 19.89 | 19.89 | 19.89 | 19.8901 | 15.3301 | 223.7218 | 223.7218 | 223.7218 | 793.7373 | 793.7374 | 793.7374 | 1324.3074 | 1324.3077 | 1324.3083 | 1633.4401 | 2314.8429 | 2314.8429 | 2413.5164 | 2872.6418 | 4000 | 4000 | 4000 | 4000
Option 6 AT | SA | S1 | South East SA | Solar | 182 | 182 | 182 | 182 | 182 | 182 | 182 | 182 | 182.0001 | 182.0001 | 182.0001 | 182.0001 | 182.0001 | 182.0001 | 182.0015 | 182.0016 | 182.0018 | 182.0019 | 182.0019 | 182.0019 | 182.0019 | 182.0019 | 182.0019 | 87.0019
Option 6 AT | SA | S4 | Yorke Peninsula | Wind | 0 | 0 | 3.081e-05 | 3.081e-05 | 3.081e-05 | 3.314e-05 | 3.314e-05 | 5.452e-05 | 7.594e-05 | 8.101e-05 | 117.7046 | 117.7047 | 117.7047 | 117.7047 | 117.7047 | 117.7047 | 117.7047 | 117.7047 | 117.7047 | 117.7047 | 117.7047 | 117.7047 | 117.7047 | 117.7047
Option 6 AT | SA | S5 | Northern SA | Wind | 407.5 | 407.5 | 407.5001 | 407.5001 | 652.4637 | 652.4637 | 652.4637 | 652.4637 | 1064.2054 | 1064.2055 | 1064.2055 | 1064.2055 | 1167.5001 | 1167.5001 | 1167.5001 | 1167.5001 | 1167.5001 | 1167.5001 | 1167.5001 | 961.0001 | 961.0001 | 961.0001 | 961.0001 | 961.0001
Option 6 AT | SA | S6 | Roxby Downs | Wind | 0 | 0 | 9.27e-06 | 9.27e-06 | 1.903e-05 | 1.903e-05 | 1.903e-05 | 2.497e-05 | 6.646e-05 | 7.409e-05 | 0.00051112 | 0.00051112 | 569.6159 | 569.6159 | 569.6159 | 569.6159 | 569.6159 | 569.6159 | 569.6159 | 569.6159 | 569.6159 | 569.6159 | 569.6159 | 569.6159
Option 6 AT | SA | S7 | Eastern Eyre Peninsula | Wind | 225.03 | 225.03 | 225.0301 | 225.0301 | 163.0301 | 72.2801 | 72.2801 | 278.8524 | 278.8524 | 206.5724 | 428.7292 | 428.7293 | 428.7293 | 428.7293 | 428.7293 | 428.7293 | 428.7293 | 428.7293 | 428.7293 | 600.0001 | 600.0001 | 600.0001 | 600.0001 | 600.0001
Option 6 AT | SA | S8 | Western Eyre Peninsula | Wind | 0 | 0 | 1.75e-06 | 1.75e-06 | 1.75e-06 | 1.75e-06 | 1.75e-06 | 2.715e-05 | 3.072e-05 | 3.342e-05 | 9.121e-05 | 9.707e-05 | 9.707e-05 | 0.00010013 | 0.00010371 | 0.0001103 | 0.00014268 | 0.0001585 | 0.0001585 | 0.0001585 | 0.0001585 | 0.0001585 | 0.0001585 | 0.0001585
Option 6 AT | SA | S3 | Mid-North SA | Wind | 1732.01 | 1732.01 | 1944.0238 | 1944.0238 | 2421.3071 | 2421.3071 | 2421.3071 | 2750.74 | 2833.3101 | 2761.9101 | 3132.3 | 3132.3 | 3132.3 | 2805.6 | 2805.6 | 2805.6 | 2805.6 | 3560.6218 | 3560.6218 | 3881.1664 | 3881.1664 | 3881.1664 | 3680.1864 | 3484.4964
Option 6 AT | SA | S1 | South East SA | Wind | 324.5 | 324.5 | 324.5 | 324.5 | 324.5001 | 324.5001 | 324.5001 | 324.5001 | 324.5023 | 198.0023 | 971.1893 | 971.1893 | 812.1893 | 812.1893 | 773.1893 | 773.1893 | 773.1893 | 1106.1604 | 1106.1604 | 1106.1604 | 1106.1604 | 1106.1604 | 1106.1604 | 1106.1604
Option 6 AT | TAS | T1 | North East Tasmania | Solar | 0 | 300 | 300 | 300 | 300 | 300 | 300 | 300 | 300 | 300 | 300 | 300 | 300 | 300 | 300 | 300 | 300 | 300 | 300 | 300 | 300 | 300 | 300 | 300
Option 6 AT | TAS | T2 | North West Tasmania | Solar | 0 | 7.618e-05 | 7.618e-05 | 7.779e-05 | 7.779e-05 | 8.126e-05 | 8.126e-05 | 8.271e-05 | 8.433e-05 | 8.771e-05 | 8.983e-05 | 0.00010607 | 0.00010607 | 0.0001126 | 0.00011752 | 0.00012865 | 0.00013903 | 0.00015303 | 0.00015303 | 0.00015303 | 0.00015303 | 0.00015303 | 0.00015417 | 0.00015417
Option 6 AT | TAS | T3 | Central Highlands | Solar | 0 | 2.542e-05 | 2.542e-05 | 2.542e-05 | 2.542e-05 | 2.542e-05 | 2.542e-05 | 2.651e-05 | 2.651e-05 | 2.826e-05 | 2.978e-05 | 2.978e-05 | 3.268e-05 | 3.481e-05 | 3.481e-05 | 3.481e-05 | 3.481e-05 | 3.481e-05 | 3.481e-05 | 3.481e-05 | 3.481e-05 | 3.481e-05 | 3.481e-05 | 3.481e-05
Option 6 AT | TAS | T1 | North East Tasmania | Wind | 0 | 0 | 85.0765 | 91.5975 | 91.5975 | 189.122 | 189.122 | 189.122 | 189.122 | 189.122 | 189.122 | 239.8447 | 239.8447 | 349.6382 | 349.6382 | 349.6382 | 349.6382 | 349.6382 | 400.0002 | 400.0002 | 400.0002 | 914.0484 | 1060.6854 | 1060.6854
Option 6 AT | TAS | T2 | North West Tasmania | Wind | 111.6 | 111.6 | 124.9877 | 124.9877 | 124.9877 | 124.9877 | 124.9877 | 124.9877 | 124.9877 | 129.0869 | 139.8792 | 139.8792 | 139.8792 | 151.4938 | 151.4938 | 151.4938 | 151.4938 | 151.4938 | 151.4938 | 168.3873 | 168.3873 | 168.3873 | 177.3163 | 177.3163
Option 6 AT | TAS | T3 | Central Highlands | Wind | 144 | 144 | 861.4981 | 939.0147 | 1005.4935 | 1084.5001 | 1084.5001 | 1084.5001 | 1120.3315 | 1566.3507 | 1566.3507 | 1566.3507 | 1614.0789 | 1676.2463 | 1676.2463 | 1875.2326 | 1875.2326 | 1875.2326 | 1731.2326 | 1740.777 | 1740.777 | 1740.777 | 1986.3138 | 1986.3138
Option 6 AT | VIC | V9 | Southern Ocean | Offshore Wind | 0 | 0 | 0 | 0 | 0 | 51.29 | 604.1206 | 604.1206 | 604.1206 | 604.1206 | 1264.0726 | 1495.7674 | 1495.7674 | 1495.7674 | 1495.7674 | 1495.7674 | 1495.7674 | 1495.7674 | 1495.7674 | 1495.7674 | 1495.7674 | 1495.7674 | 1495.7674 | 1495.7674
Option 6 AT | VIC | V8 | Gippsland Offshore | Offshore Wind | 0 | 0 | 0 | 0 | 0 | 1948.71 | 2062.8794 | 2728.8794 | 3395.8794 | 4395.8794 | 4735.9274 | 5504.2326 | 6504.2326 | 7504.2326 | 7504.2326 | 7504.2326 | 7504.2326 | 7504.2326 | 7504.2326 | 7504.2326 | 7504.2326 | 7504.2326 | 7504.2326 | 7504.2326
Option 6 AT | VIC | V1 | North West VIC | Solar | 596.96 | 984.608 | 984.608 | 984.608 | 984.608 | 984.608 | 2126.936 | 2876.1051 | 2876.1051 | 3735.23 | 3735.23 | 3735.23 | 6044.045 | 9270.4732 | 11207.4813 | 11527.2228 | 11527.2228 | 11527.2228 | 11527.2228 | 11500.0528 | 11989.4277 | 11989.4277 | 14213.4962 | 13837.5662
Option 6 AT | VIC | V7 | Central North VIC | Solar | 619.99 | 700.03 | 764.05 | 764.05 | 764.05 | 764.05 | 764.05 | 764.0501 | 764.0501 | 764.0501 | 764.0503 | 764.0503 | 764.0503 | 1853.0499 | 1853.05 | 1853.05 | 1853.05 | 1853.05 | 1753.08 | 1753.08 | 1753.08 | 1753.08 | 1753.08 | 1753.08
Option 6 AT | VIC | V6 | Gippsland Onshore | Solar | 0 | 1061.92 | 1061.92 | 1061.92 | 1061.92 | 1061.92 | 1061.92 | 1061.92 | 1061.92 | 1061.92 | 1061.92 | 1061.92 | 1061.92 | 1061.92 | 1061.92 | 1061.92 | 1061.92 | 1061.92 | 1061.92 | 1061.92 | 1061.92 | 1061.92 | 1061.92 | 1061.92
Option 6 AT | VIC | V4 | Wimmera Southern Mallee | Solar | 0 | 0.00015828 | 0.00015828 | 0.00015828 | 0.00015828 | 0.00015828 | 0.00015828 | 0.00016208 | 0.00016208 | 0.00016459 | 0.00025352 | 0.0002549 | 0.0002549 | 3005.0032 | 3005.0032 | 3005.0032 | 3005.0032 | 3005.0032 | 3005.0032 | 3005.0032 | 3005.0032 | 3005.0032 | 3790.0789 | 3790.0789
Option 6 AT | VIC | V3 | Wimmera Grampians | Solar | 118.8 | 118.8 | 118.8 | 118.8 | 118.8 | 118.8 | 118.8 | 118.8 | 118.8 | 118.8 | 118.8 | 118.8 | 118.8 | 118.8 | 118.8 | 118.8 | 118.8 | 118.8 | 118.8 | 118.8 | 118.8 | 118.8 | 118.8 | 118.8
Option 6 AT | VIC | V2 | Central Highlands VIC | Solar | 0 | 0.00014833 | 0.00014833 | 0.00014833 | 0.00014833 | 0.00014833 | 0.00014833 | 0.00014833 | 0.00015256 | 0.00016954 | 0.00017382 | 0.0001826 | 1713.8306 | 2548 | 2548 | 2548 | 2548 | 2548 | 2548 | 2548 | 2548 | 2548 | 2548 | 2548
Option 6 AT | VIC | V1 | North West VIC | Wind | 0 | 0 | 1102.1577 | 1102.1577 | 1102.1577 | 1102.1577 | 1102.1577 | 1342.34 | 1342.34 | 1342.34 | 1508 | 1508 | 1508 | 1508 | 1508 | 1508 | 1508 | 1508 | 1508 | 1508 | 1698.0154 | 1698.0154 | 1698.0154 | 1698.0154
Option 6 AT | VIC | V7 | Central North VIC | Wind | 0 | 0 | 544 | 544 | 544 | 544 | 544 | 544 | 544 | 544 | 544 | 544 | 1332.3484 | 1332.3484 | 1332.3484 | 1332.3484 | 1332.3484 | 1332.3484 | 1332.3484 | 1332.3484 | 1332.3484 | 1332.3484 | 1332.3484 | 1332.3484
Option 6 AT | VIC | V6 | Gippsland Onshore | Wind | 0 | 0 | 113 | 113 | 113 | 113 | 113 | 113 | 113 | 113 | 113 | 113 | 113 | 113 | 113 | 113 | 113 | 113.0001 | 113.0001 | 113.0001 | 113.0001 | 113.0001 | 113.0001 | 113.0001
Option 6 AT | VIC | V5 | South West VIC | Wind | 2151.27 | 2223.27 | 2703.2938 | 2703.2939 | 2703.2939 | 2673.2939 | 2673.2939 | 2673.2939 | 2893.5709 | 2893.5709 | 2893.5709 | 2830.5609 | 2410.5609 | 2410.5609 | 2258.8609 | 2258.8609 | 2239.3609 | 2053.3609 | 2627.4744 | 2638.06 | 2638.06 | 2550.2632 | 3189.8216 | 3189.8216
Option 6 AT | VIC | V4 | Wimmera Southern Mallee | Wind | 465.75 | 465.75 | 710.2802 | 1121.512 | 1121.5121 | 1121.5121 | 1121.5121 | 1121.5121 | 1510.769 | 1510.769 | 2465.4872 | 2465.4872 | 2465.4872 | 2465.4872 | 2465.4872 | 2465.4872 | 2434.4372 | 2434.4372 | 2571.0445 | 2571.0445 | 2573.7 | 2573.7 | 2573.7 | 2348
Option 6 AT | VIC | V3 | Wimmera Grampians | Wind | 768.85 | 768.85 | 768.85 | 768.8501 | 716.3501 | 716.3501 | 716.3501 | 716.3501 | 524.3501 | 524.3501 | 524.3501 | 524.3502 | 524.3502 | 524.3502 | 524.3502 | 524.3502 | 524.3502 | 524.3502 | 444.4002 | 444.4002 | 508.9948 | 268.9948 | 268.9948 | 64.5948
Option 6 AT | VIC | V2 | Central Highlands VIC | Wind | 692.62 | 692.62 | 1057.5738 | 1297.6763 | 1297.6763 | 1297.6763 | 1336.2117 | 1967.62 | 1967.62 | 1967.62 | 2815.4772 | 2815.4772 | 2815.4772 | 2815.4772 | 2815.4772 | 2815.4772 | 2815.4772 | 2684.2772 | 2465.5042 | 2732.6406 | 2732.6406 | 2703.9406 | 4201.0937 | 3973.0937

## REZ Generation (hidden)
Annual as gen generation by REZ (GWh) - Step Change Scenario
Model | Region | REZ | REZ Name | Technology | 2026-27 | 2027-28 | 2028-29 | 2029-30 | 2030-31 | 2031-32 | 2032-33 | 2033-34 | 2034-35 | 2035-36 | 2036-37 | 2037-38 | 2038-39 | 2039-40 | 2040-41 | 2041-42 | 2042-43 | 2043-44 | 2044-45 | 2045-46 | 2046-47 | 2047-48 | 2048-49 | 2049-50
BaseCase SC | NSW | N10 | Hunter Coast | Offshore Wind | 0 | 0 | 0 | 0 | 0 | 0 | 0 | 0 | 0 | 0 | 0 | 0 | 4804.6077 | 4212.3479 | 4881.3817 | 4653.9427 | 5038.2985 | 4427.6668 | 4810.3354 | 4509.7011 | 4653.9431 | 4691.2693 | 4903.8761 | 4759.7212
BaseCase SC | NSW | N11 | Illawarra Coast | Offshore Wind | 0 | 0 | 0 | 0 | 0 | 0 | 0 | 0 | 0 | 0 | 0 | 0 | 0 | 0 | 8.0492e-07 | 3.5886e-06 | 2124.8623 | 1866.2427 | 2066.6719 | 2010.1537 | 1971.8734 | 2131.0804 | 2160.5496 | 2183.5058
BaseCase SC | NSW | N9 | Hunter-Central Coast | Solar | 0 | 1729.0605 | 5299.1883 | 5230.0435 | 4837.2242 | 4916.3221 | 4894.0983 | 5571.2815 | 6861.7143 | 6471.5289 | 6195.0949 | 5949.2649 | 5145.5709 | 5197.2601 | 4566.706 | 5031.9228 | 4593.1161 | 4657.1256 | 4752.9677 | 4528.5809 | 5113.613 | 5513.517 | 4906.2297 | 5467.2772
BaseCase SC | NSW | N8 | Cooma-Monaro | Solar | 0 | 3.4904e-05 | 667.4056 | 652.1622 | 639.5899 | 657.7692 | 633.3756 | 655.7783 | 694.9511 | 692.4548 | 655.5952 | 592.3217 | 666.327 | 699.9732 | 702.7588 | 639.3665 | 596.1782 | 586.4127 | 665.2261 | 649.0548 | 639.9585 | 661.1105 | 650.814 | 692.8868
BaseCase SC | NSW | N7 | Tumut | Solar | 0 | 4.0298e-05 | 213.9564 | 210.8529 | 214.175 | 216.0111 | 203.1549 | 201.8409 | 214.7359 | 201.4992 | 202.2559 | 180.8781 | 210.2249 | 228.0459 | 233.1783 | 215.2172 | 186.4735 | 191.4982 | 220.1425 | 211.5635 | 216.0782 | 217.3186 | 210.1575 | 221.3377
BaseCase SC | NSW | N1 | North West NSW | Solar | 396.4198 | 728.9673 | 679.0014 | 633.626 | 630.2181 | 613.4573 | 672.8458 | 716.0728 | 708.0606 | 686.0473 | 669.4937 | 669.8079 | 493.7163 | 468.1178 | 418.4555 | 482.2835 | 454.1109 | 451.4126 | 418.0922 | 404.9507 | 405.5794 | 341.6761 | 338.5819 | 320.5056
BaseCase SC | NSW | N13 | South Cobar | Solar | 0 | 6.8895e-05 | 0.00035497 | 299.7192 | 300.3693 | 296.8703 | 300.8075 | 313.7696 | 317.0039 | 315.5751 | 304.1357 | 284.051 | 294.75 | 291.3329 | 292.1213 | 287.8236 | 251.7332 | 273.1822 | 295.4238 | 283.9269 | 276.9761 | 286.5106 | 281.6095 | 298.9099
BaseCase SC | NSW | N2 | New England | Solar | 1143.5666 | 1447.6983 | 1748.943 | 1755.1449 | 1700.6782 | 1836.5346 | 4988.1598 | 5432.2657 | 5218.6382 | 5056.9382 | 5120.5601 | 5059.6422 | 3832.2534 | 3403.063 | 3193.8375 | 3587.1135 | 3418.114 | 3235.6318 | 3028.022 | 2926.8641 | 3379.2472 | 3539.4846 | 3030.6741 | 2917.3564
BaseCase SC | NSW | N3 | Central-West Orana | Solar | 2783.4519 | 2909.0726 | 5912.5856 | 14038.3454 | 14543.6628 | 15338.7142 | 15169.1503 | 16117.7869 | 19899.1777 | 19248.6312 | 18503.5892 | 17249.6637 | 21249.9473 | 22345.5783 | 21634.897 | 21541.668 | 20802.5425 | 21842.2259 | 24274.4886 | 24017.3016 | 24072.6485 | 24363.5388 | 24023.7936 | 25075.6666
BaseCase SC | NSW | N4 | Broken Hill | Solar | 109.638 | 384.7019 | 443.7389 | 598.7287 | 602.6241 | 519.7575 | 555.7766 | 548.6805 | 612.2892 | 612.8394 | 498.5187 | 581.728 | 388.6885 | 310.5317 | 342.0835 | 339.3838 | 333.0378 | 306.4953 | 259.5275 | 272.9658 | 292.5717 | 314.0108 | 436.4529 | 365.9772
BaseCase SC | NSW | N5 | South West NSW | Solar | 1543.9568 | 2248.5227 | 3694.6564 | 3231.0932 | 3342.3349 | 2999.3537 | 2963.1228 | 3158.3406 | 3174.5236 | 3056.8324 | 2655.3028 | 3055.5535 | 1905.7951 | 1599.4269 | 1710.2299 | 1763.9492 | 1799.7119 | 1575.3652 | 1363.5446 | 1401.4168 | 1630.2166 | 1701.7872 | 1498.3058 | 1175.4837
BaseCase SC | NSW | N6 | Wagga Wagga | Solar | 911.7288 | 5510.3153 | 5802.4076 | 4929.0828 | 4954.7245 | 4548.3613 | 4181.4715 | 4373.1571 | 4457.0266 | 3787.8447 | 3565.5847 | 3579.3782 | 2440.6666 | 1985.8053 | 2248.122 | 2278.2648 | 2560.0397 | 2316.2997 | 2209.375 | 1985.0753 | 2329.3622 | 2393.6228 | 2093.6193 | 2143.7165
BaseCase SC | NSW | DN1 | Dubbo | Solar | 0 | 0 | 2.7127e-06 | 3.5241e-06 | 3.0855e-06 | 4.2757e-06 | 1178.1172 | 1959.4676 | 1800.1886 | 1768.8149 | 1690.4854 | 1566.1637 | 1147.8372 | 1138.9984 | 1020.0258 | 1139.8856 | 1517.0095 | 1480.6238 | 1342.0559 | 1345.2682 | 1483.8715 | 1556.7472 | 1536.2597 | 1602.5122
BaseCase SC | NSW | N9 | Hunter-Central Coast | Wind | 0 | 0 | 0.00019087 | 0.00024758 | 1050.163 | 1093.3493 | 1082.2982 | 1162.4524 | 1790.8685 | 3589.6007 | 4125.3485 | 4186.7949 | 3947.1818 | 3316.7476 | 3789.2947 | 3813.8655 | 4222.4558 | 3665.9746 | 3864.7846 | 3701.3501 | 3758.346 | 3877.2813 | 3829.3503 | 4095.0185
BaseCase SC | NSW | N8 | Cooma-Monaro | Wind | 326.0787 | 329.6402 | 346.1999 | 623.1796 | 604.0345 | 626.4281 | 607.2838 | 648.0029 | 693.0818 | 664.7534 | 622.8889 | 625.0618 | 597.258 | 534.3633 | 297.3575 | 308.6923 | 300.1326 | 298.0129 | 314.6416 | 315.4479 | 299.5104 | 861.2457 | 880.7834 | 928.7016
BaseCase SC | NSW | N7 | Tumut | Wind | 0 | 665.877 | 791.0349 | 831.7437 | 838.2305 | 806.9702 | 731.6943 | 731.2512 | 772.7696 | 760.1706 | 708.2552 | 749.2555 | 677.8042 | 569.395 | 666.5843 | 677.7936 | 709.7427 | 623.1718 | 633.9013 | 601.3671 | 668.265 | 765.0467 | 838.5385 | 926.2719
BaseCase SC | NSW | DN3 | Marulan | Wind | 0 | 0 | 0 | 0 | 3.6438e-05 | 6.6981e-05 | 6.9887e-05 | 6.974e-05 | 6.583e-05 | 7.0554e-05 | 6.4859e-05 | 5.8766e-05 | 5.5033e-05 | 4.1661e-05 | 4.6247e-05 | 4.4795e-05 | 4.4597e-05 | 4.7533e-05 | 5.0293e-05 | 5.3055e-05 | 4.9341e-05 | 5.0923e-05 | 4.7502e-05 | 5.3238e-05
BaseCase SC | NSW | N12 | Illawarra | Wind | 0 | 0 | 3.5409e-05 | 5.2291e-05 | 0.00011406 | 0.00016192 | 0.00018606 | 0.00018653 | 189.4173 | 190.1326 | 189.8094 | 204.7023 | 207.6972 | 176.9277 | 191.1615 | 186.5537 | 196.6321 | 181.091 | 196.8475 | 186.2017 | 186.554 | 183.7854 | 193.2737 | 193.5889
BaseCase SC | NSW | N13 | South Cobar | Wind | 0 | 0 | 1.9212e-05 | 5.3587e-05 | 0.00011681 | 0.00013196 | 0.00013484 | 0.00014545 | 0.00014175 | 0.00013868 | 0.00013375 | 0.00013524 | 0.00012457 | 0.00010914 | 82.4736 | 351.8083 | 356.5079 | 364.9261 | 355.4229 | 345.5849 | 344.0472 | 343.1613 | 365.2905 | 397.2404
BaseCase SC | NSW | N2 | New England | Wind | 1241.9958 | 1188.5769 | 1135.7102 | 1056.3764 | 1424.3427 | 1535.3224 | 1780.6291 | 3485.2027 | 7005.2672 | 6471.7051 | 9988.4278 | 10626.2565 | 8943.2704 | 7670.3651 | 8384.948 | 9897.6823 | 10664.4976 | 10368.4085 | 10219.4656 | 9716.7588 | 10754.6809 | 10882.7308 | 10753.5294 | 11241.7345
BaseCase SC | NSW | N3 | Central-West Orana | Wind | 315.9782 | 648.6859 | 2111.0738 | 11755.8253 | 17524.4869 | 19140.0749 | 18611.8969 | 20241.9754 | 19436.5763 | 20049.9117 | 19997.7345 | 20518.8459 | 22591.4424 | 20140.3875 | 20958.333 | 24101.2067 | 23954.5373 | 22345.0065 | 22604.7402 | 21955.2749 | 22869.3334 | 22732.2427 | 21561.3761 | 23201.149
BaseCase SC | NSW | N4 | Broken Hill | Wind | 672.1686 | 697.8296 | 641.5971 | 604.3834 | 665.5228 | 636.485 | 621.0152 | 674.2697 | 726.3113 | 631.1818 | 693.6546 | 643.623 | 578.5335 | 566.1966 | 857.5169 | 888.7026 | 821.9723 | 2088.4906 | 2006.3454 | 2081.1421 | 2126.2243 | 2132.0604 | 1919.1888 | 2138.4388
BaseCase SC | NSW | N5 | South West NSW | Wind | 0 | 0 | 9.1463e-05 | 0.00022391 | 0.00037639 | 0.00036851 | 0.0003962 | 0.00042186 | 0.00042279 | 0.00042137 | 0.00040863 | 0.00040472 | 0.00036444 | 0.00030794 | 0.00033284 | 0.0003306 | 0.0003015 | 0.00032156 | 0.00036658 | 0.00035849 | 0.00034758 | 0.00034667 | 0.00032714 | 0.00034162
BaseCase SC | NSW | N6 | Wagga Wagga | Wind | 0 | 0 | 8.8802e-05 | 0.00034367 | 570.7355 | 548.4667 | 537.528 | 573.6035 | 580.8639 | 569.4555 | 565.6282 | 565.5359 | 562.698 | 499.4211 | 548.6738 | 556.8991 | 532.0498 | 529.0311 | 558.6014 | 554.0872 | 553.3163 | 537.9131 | 530.2984 | 559.4536
BaseCase SC | NSW | DN1 | Dubbo | Wind | 0 | 0 | 1.2704e-07 | 1.7112e-07 | 3.3178e-07 | 1.6609e-06 | 1.0633e-05 | 1.9587e-05 | 832.7518 | 819.4053 | 794.4669 | 839.6579 | 766.5162 | 756.918 | 738.7531 | 804.9647 | 761.2106 | 755.6614 | 737.8663 | 700.4056 | 793.7781 | 749.6896 | 718.652 | 790.2104
BaseCase SC | QLD | Q5 | Barcaldine | Solar | 0 | 0.00071498 | 0.00060641 | 0.00062629 | 0.00065418 | 0.00061879 | 0.00068763 | 0.00070508 | 0.00070787 | 15.4733 | 74.0204 | 72.6265 | 63.842 | 57.2721 | 61.5233 | 88.2347 | 86.0238 | 77.189 | 73.8935 | 74.6768 | 94.1475 | 100.1854 | 81.3162 | 85.6395
BaseCase SC | QLD | Q1 | Far North QLD | Solar | 156.2873 | 409.8919 | 389.9504 | 357.8674 | 368.1042 | 495.3801 | 463.2855 | 458.7294 | 432.7054 | 476.6788 | 433.7886 | 719.504 | 660.2395 | 507.8125 | 551.2718 | 530.3005 | 786.165 | 866.6134 | 837.9054 | 682.7759 | 748.9102 | 873.4213 | 787.7467 | 635.3547
BaseCase SC | QLD | Q10 | Collinsville | Solar | 493.1939 | 562.6409 | 546.9482 | 527.3457 | 552.5027 | 830.3181 | 788.0457 | 791.1225 | 748.1959 | 797.9261 | 755.6954 | 1670.1341 | 1441.7998 | 1171.1673 | 1201.9138 | 1160.1772 | 1075.4804 | 1062.606 | 938.7128 | 824.5723 | 1002.4984 | 1052.6073 | 810.8713 | 549.1137
BaseCase SC | QLD | Q2 | North Qld Clean Energy Hub | Solar | 168.902 | 182.2797 | 190.5111 | 184.752 | 187.8109 | 189.1254 | 178.1521 | 175.8079 | 175.2403 | 186.747 | 170.732 | 94.1935 | 85.5886 | 74.6437 | 78.5933 | 77.3242 | 70.845 | 75.3732 | 76.597 | 71.6887 | 31.4436 | 36.8013 | 0 | 0
BaseCase SC | QLD | Q4 | Isaac | Solar | 819.1166 | 935.1102 | 894.6746 | 895.0957 | 915.8073 | 916.2988 | 919.7114 | 946.5055 | 904.8404 | 845.8733 | 887.5193 | 921.9125 | 828.8973 | 741.8143 | 787.2404 | 685.4347 | 844.4928 | 774.1036 | 669.7771 | 820.9948 | 1018.8962 | 1191.3714 | 1156.9882 | 1926.5451
BaseCase SC | QLD | Q4b | Isaac (B) | Solar | 316.4946 | 698.8084 | 592.0101 | 614.8992 | 607.9154 | 629.8041 | 657.7209 | 665.1618 | 636.7588 | 596.7028 | 595.4246 | 627.7567 | 502.5996 | 425.7085 | 442.0479 | 403.9388 | 316.9989 | 295.557 | 253.1006 | 256.7604 | 310.2847 | 311.0264 | 267.9123 | 262.8916
BaseCase SC | QLD | Q6 | Fitzroy | Solar | 171.6279 | 193.2947 | 158.2185 | 170.3927 | 163.3892 | 169.1734 | 179.5151 | 181.4735 | 179.3893 | 1705.7453 | 2813.2983 | 2784.9857 | 2707.0191 | 2483.8691 | 2642.4298 | 3411.7299 | 5071.1458 | 5403.7176 | 5182.703 | 5973.4323 | 6479.7916 | 7848.042 | 9309.6652 | 11179.9763
BaseCase SC | QLD | Q7 | Wide Bay | Solar | 835.1165 | 1052.4006 | 1587.8884 | 1662.9615 | 1644.4603 | 1698.0665 | 1675.8444 | 1691.1823 | 1678.2293 | 1697.2744 | 2996.342 | 2949.8216 | 2622.9918 | 3572.1864 | 3823.6983 | 3397.0849 | 3303.0725 | 3064.502 | 2888.4488 | 2856.6128 | 3217.0606 | 3958.1491 | 3973.9659 | 3586.3067
BaseCase SC | QLD | Q3 | Northern Qld | Solar | 923.4022 | 1353.9867 | 2494.5912 | 2315.722 | 2431.0107 | 2557.6556 | 2354.3911 | 2300.6047 | 2182.2613 | 2461.8374 | 2155.2927 | 2328.3061 | 2033.9835 | 1581.7506 | 1663.2295 | 1685.9838 | 1288.3139 | 1158.9551 | 1087.872 | 928.4053 | 1056.1242 | 1140.1886 | 1034.8375 | 879.4323
BaseCase SC | QLD | Q8 | Darling Downs | Solar | 0 | 2400.6381 | 2540.2516 | 2653.2874 | 2586.1703 | 2619.0971 | 2633.7163 | 2663.1639 | 2714.1094 | 3745.4332 | 5292.8241 | 5164.9772 | 8417.2413 | 8515.2316 | 8291.7063 | 8304.4416 | 8737.1864 | 9762.445 | 10235.8985 | 10681.1312 | 10424.9468 | 10650.4163 | 11858.2338 | 12307.275
BaseCase SC | QLD | Q8a | Darling Downs (A) | Solar | 2243.498 | 3228.6516 | 3399.7185 | 3514.7805 | 3442.7735 | 3460.2348 | 3523.2754 | 3572.1497 | 3637.2712 | 3572.2506 | 3217.4307 | 3096.4397 | 3007.4278 | 2836.1839 | 2883.4025 | 2821.566 | 2362.843 | 2404.5139 | 2361.7053 | 2374.9641 | 1502.0392 | 1518.8206 | 1471.4395 | 1470.4355
BaseCase SC | QLD | Q8b | Darling Downs (B) | Solar | 598.7003 | 640.7069 | 672.875 | 709.593 | 691.37 | 702.3736 | 699.61 | 723.8313 | 726.5663 | 737.9587 | 677.3313 | 660.0439 | 708.7087 | 711.9612 | 694.2141 | 691.359 | 580.5968 | 592.8487 | 359.6339 | 297.7602 | 211.7466 | 214.8754 | 143.6282 | 0
BaseCase SC | QLD | Q9 | Banana | Solar | 36.7733 | 39.7387 | 41.0418 | 40.0852 | 41.1433 | 39.1115 | 39.0231 | 41.03 | 40.7949 | 37.0194 | 41.19 | 40.3841 | 35.6573 | 33.0782 | 35.5219 | 31.3561 | 27.0013 | 0 | 0 | 0 | 0 | 0 | 0 | 0
BaseCase SC | QLD | Q1 | Far North QLD | Wind | 773.4109 | 804.761 | 1411.5315 | 3504.0135 | 3443.7695 | 3119.3774 | 3160.0193 | 3429.2427 | 3237.9468 | 3184.4634 | 3034.202 | 2884.4484 | 2662.222 | 2966.2789 | 2779.4834 | 3025.6061 | 2667.2877 | 2355.2348 | 2429.2617 | 2826.3423 | 2873.6725 | 2719.0403 | 2490.8002 | 2978.7847
BaseCase SC | QLD | Q10 | Collinsville | Wind | 0 | 0 | 1.587e-05 | 2.781e-05 | 7.7913e-05 | 0.00031987 | 0.00031348 | 0.00031244 | 0.00034676 | 0.00030344 | 0.00034108 | 0.00032226 | 1407.2605 | 1554.3822 | 1496.5993 | 1408.7903 | 1453.5755 | 1534.3309 | 1490.0827 | 1561.7833 | 1494.3367 | 1588.126 | 1562.2715 | 1564.6365
BaseCase SC | QLD | Q2 | North Qld Clean Energy Hub | Wind | 166.8489 | 170.1043 | 180.6039 | 174.5449 | 175.0959 | 162.9453 | 3715.6859 | 6808.9528 | 6897.1663 | 6669.8927 | 6522.6081 | 6021.8193 | 8174.5661 | 8882.772 | 8707.0093 | 8884.4537 | 8825.913 | 9063.0885 | 9394.3729 | 9354.5852 | 9190.3687 | 8545.2541 | 9272.6363 | 9917.5863
BaseCase SC | QLD | Q4 | Isaac | Wind | 1392.5019 | 2019.5536 | 2516.2254 | 2820.945 | 2644.8293 | 2690.812 | 2529.6171 | 2551.3249 | 2839.973 | 2499.3793 | 2785.3247 | 2707.5326 | 3524.4903 | 3827.4533 | 3808.8838 | 3677.5195 | 3341.5087 | 3190.5918 | 3235.9794 | 3526.548 | 3403.3172 | 3520.423 | 3148.6254 | 1964.6952
BaseCase SC | QLD | Q5 | Barcaldine | Wind | 0 | 0 | 2.268e-05 | 4.3356e-05 | 375.3872 | 362.3911 | 357.1087 | 395.0208 | 401.1516 | 360.0984 | 378.9145 | 369.1523 | 355.8282 | 366.6529 | 399.6745 | 389.0049 | 350.4967 | 331.8154 | 367.4714 | 347.0645 | 368.9974 | 359.7276 | 338.1176 | 363.1514
BaseCase SC | QLD | Q6 | Fitzroy | Wind | 0 | 516.7785 | 740.5632 | 766.1513 | 749.7695 | 1477.7463 | 1503.4257 | 1395.5109 | 3959.189 | 3549.4288 | 3821.6785 | 3687.8045 | 3422.9907 | 3628.9492 | 3614.4681 | 3580.6372 | 3410.0724 | 6634.7491 | 6585.8758 | 6466.6933 | 6422.9349 | 6555.5 | 6091.3287 | 5743.8887
BaseCase SC | QLD | Q7 | Wide Bay | Wind | 0 | 0 | 9.3078e-06 | 1.3065e-05 | 2.3122e-05 | 3.6642e-05 | 4.1434e-05 | 3.9889e-05 | 4.0641e-05 | 3.8541e-05 | 4.0046e-05 | 4.0653e-05 | 663.9452 | 627.0912 | 658.8786 | 684.1824 | 662.4406 | 642.3857 | 640.1973 | 576.9451 | 635.5215 | 600.4526 | 621.4633 | 599.6766
BaseCase SC | QLD | Q8 | Darling Downs | Wind | 0 | 0 | 0.00014892 | 0.00030987 | 1977.422 | 4804.966 | 4617.9623 | 4744.5176 | 5100.9802 | 4683.09 | 5355.4212 | 9016.2976 | 8690.6808 | 10958.3722 | 11635.1375 | 13966.3665 | 15515.3476 | 15536.9592 | 16222.8085 | 17310.9428 | 17972.2254 | 17542.4204 | 16817.0502 | 16744.7393
BaseCase SC | QLD | Q8a | Darling Downs (A) | Wind | 545.1884 | 565.195 | 608.5437 | 635.8749 | 631.4329 | 633.5757 | 594.9645 | 605.3035 | 655.6908 | 608.2256 | 617.0365 | 619.3302 | 608.7559 | 584.4937 | 602.8813 | 631.425 | 545.1726 | 564.3033 | 601.3913 | 623.668 | 631.4014 | 625.0805 | 585.4223 | 592.8469
BaseCase SC | QLD | Q8b | Darling Downs (B) | Wind | 3370.63 | 3331.2324 | 3420.9112 | 3354.2372 | 3480.3248 | 3457.003 | 3279.9006 | 3411.0693 | 3716.3798 | 3303.6817 | 3454.76 | 3564.1611 | 3271.806 | 3022.5372 | 3122.2625 | 3141.3461 | 2970.5224 | 2884.0101 | 2890.478 | 2778.163 | 3027.5743 | 3033.6951 | 2816.5618 | 2910.9346
BaseCase SC | QLD | Q8c | Darling Downs (C) | Wind | 2337.7034 | 2310.426 | 2330.3043 | 2259.9647 | 2335.1403 | 2326.1888 | 2238.0472 | 2230.0085 | 2440.1962 | 2154.3524 | 2262.1418 | 2267.8626 | 2159.88 | 1942.4467 | 1992.293 | 2064.7586 | 1997.8409 | 1930.6172 | 833.4391 | 838.6967 | 859.7561 | 893.9792 | 843.1543 | 804.652
BaseCase SC | SA | S1 | South East SA | Solar | 348.6845 | 379.6878 | 292.9321 | 372.4612 | 384.3071 | 392.5058 | 386.3115 | 390.5428 | 407.8872 | 405.2667 | 394.0744 | 403.2924 | 389.4507 | 391.2769 | 200.8825 | 181.2004 | 274.4567 | 214.7134 | 278.9172 | 266.422 | 358.1004 | 357.6431 | 211.3557 | 143.0414
BaseCase SC | SA | S2 | Riverland | Solar | 32.4367 | 32.581 | 35.084 | 35.2125 | 36.1064 | 27.9862 | 27.7712 | 28.2468 | 29.4695 | 30.1959 | 28.4841 | 28.5709 | 28.3415 | 1870.3241 | 1838.3538 | 1792.5 | 1814.212 | 1864.3395 | 1755.6571 | 1783.6109 | 1991.9521 | 1955.9049 | 1707.3618 | 1719.5548
BaseCase SC | SA | S5 | Northern SA | Solar | 649.4517 | 1847.9218 | 1811.1015 | 2136.5843 | 2219.9657 | 2185.6752 | 2192.8751 | 2225.5389 | 2303.9033 | 2378.5171 | 2247.8995 | 2216.4747 | 2436.7013 | 2577.9682 | 2583.5921 | 2555.0086 | 2726.2008 | 2795.614 | 2709.1017 | 2660.9629 | 2809.7812 | 2731.1764 | 4366.7995 | 4600.266
BaseCase SC | SA | S3 | Mid-North SA | Solar | 0 | 0.00015778 | 0.00026072 | 0.00025255 | 0.00026 | 0.00025119 | 0.00032793 | 0.00033079 | 0.00034756 | 0.00034488 | 0.00033167 | 0.00032037 | 0.00023948 | 722.8852 | 589.2512 | 529.9612 | 558.2565 | 567.1868 | 535.5794 | 543.2057 | 598.0832 | 603.0304 | 1050.4689 | 1062.8736
BaseCase SC | SA | S1 | South East SA | Wind | 729.1172 | 801.8917 | 630.0839 | 797.4229 | 725.2121 | 694.5741 | 679.303 | 747.5551 | 767.6582 | 488.9517 | 428.3137 | 462.7518 | 79.831 | 1025.7052 | 1624.7131 | 1653.7435 | 1633.2435 | 1820.7291 | 1827.8918 | 1958.7733 | 1985.4925 | 2206.6277 | 1728.9167 | 1865.2369
BaseCase SC | SA | S3 | Mid-North SA | Wind | 5320.3912 | 5635.5302 | 5158.3161 | 5979.6212 | 5334.4729 | 5513.6383 | 5174.0954 | 5586.4434 | 5712.8161 | 5117.9199 | 4270.0894 | 4965.5915 | 6345.5007 | 5732.8495 | 6014.1669 | 5848.1499 | 6076.5471 | 6462.4495 | 6454.0585 | 6748.3798 | 6370.1635 | 6611.227 | 5308.8858 | 5562.228
BaseCase SC | SA | S4 | Yorke Peninsula | Wind | 0 | 0 | 3.0837e-05 | 3.8358e-05 | 4.3458e-05 | 5.1574e-05 | 5.3499e-05 | 5.6304e-05 | 6.0197e-05 | 4.905e-05 | 5.5166e-05 | 6.1164e-05 | 5.8004e-05 | 4.8858e-05 | 5.0629e-05 | 4.9898e-05 | 4.7115e-05 | 6.4456e-05 | 6.9443e-05 | 0.00010424 | 9.5507e-05 | 0.00010274 | 9.9066e-05 | 0.00011274
BaseCase SC | SA | S5 | Northern SA | Wind | 1248.2709 | 1241.4151 | 1229.4903 | 1350.3602 | 1289.3707 | 1283.1548 | 1239.3136 | 1316.4103 | 1381.3294 | 1360.6021 | 1362.6067 | 1380.0006 | 3372.8493 | 3235.3726 | 3241.5143 | 3262.8599 | 3206.9813 | 3268.441 | 3331.6451 | 2932.3 | 2882.0608 | 2882.2512 | 2618.558 | 2862.2094
BaseCase SC | SA | S6 | Roxby Downs | Wind | 0 | 0 | 1.9437e-05 | 2.1098e-05 | 2.0622e-05 | 2.5329e-05 | 2.655e-05 | 2.9972e-05 | 2.8635e-05 | 2.7623e-05 | 2.6215e-05 | 2.5738e-05 | 575.017 | 499.7533 | 506.6172 | 504.5443 | 527.0591 | 528.3111 | 535.5506 | 569.3376 | 554.3536 | 556.0003 | 498.8925 | 569.7745
BaseCase SC | SA | S7 | Eastern Eyre Peninsula | Wind | 578.0924 | 591.6231 | 499.9594 | 636.2976 | 389.9048 | 172.1199 | 155.4014 | 185.0348 | 171.3886 | 5.2886e-05 | 984.095 | 989.5126 | 643.2645 | 488.6382 | 483.4362 | 461.4422 | 493.0075 | 505.1556 | 525.2333 | 669.4554 | 682.6299 | 738.195 | 630.5023 | 772.4235
BaseCase SC | TAS | T3 | Central Highlands | Solar | 0 | 1.5502e-05 | 4.0971e-05 | 3.7303e-05 | 4.858e-05 | 6.5998e-05 | 4.9898e-05 | 6.7398e-05 | 5.0682e-05 | 4.595e-05 | 6.4667e-05 | 6.3535e-05 | 6.1501e-05 | 6.467e-05 | 3.9448e-05 | 3.6816e-05 | 3.4147e-05 | 3.4065e-05 | 3.4639e-05 | 3.1989e-05 | 3.5348e-05 | 3.7178e-05 | 3.5714e-05 | 3.4535e-05
BaseCase SC | TAS | T2 | North West Tasmania | Solar | 0 | 2.0775e-05 | 7.1698e-05 | 0.00091732 | 0.00095724 | 0.0011287 | 0.0010248 | 0.0010911 | 0.0010365 | 0.00093138 | 0.0010987 | 0.001045 | 0.0010896 | 0.0011316 | 0.00074028 | 0.00067577 | 0.00062025 | 0.00069577 | 0.00072156 | 0.00068695 | 0.00072295 | 0.00083272 | 0.00073417 | 0.00076134
BaseCase SC | TAS | T1 | North East Tasmania | Solar | 0 | 556.6518 | 582.2236 | 671.3715 | 715.9887 | 768.6719 | 555.4212 | 799.451 | 539.0215 | 466.9409 | 753.6454 | 747.0769 | 780.6836 | 831.9724 | 339.8655 | 316.9776 | 278.7378 | 306.109 | 309.0685 | 276.6121 | 329.9485 | 363.6091 | 317.7502 | 331.3397
BaseCase SC | TAS | T3 | Central Highlands | Wind | 498.7642 | 487.3243 | 2952.9809 | 3835.2705 | 4171.6467 | 5163.7029 | 5402.6414 | 5506.643 | 5621.032 | 5818.2439 | 5194.7256 | 4835.4986 | 6046.7336 | 6155.6239 | 6176.0988 | 6396.8851 | 6461.5361 | 6437.4829 | 5815.3488 | 6070.2624 | 5973.2686 | 5744.1377 | 5977.3223 | 6117.2242
BaseCase SC | TAS | T2 | North West Tasmania | Wind | 390.7669 | 411.1428 | 402.3742 | 467.2756 | 445.5392 | 409.6028 | 408.0988 | 461.2177 | 431.9893 | 429.2631 | 446.1863 | 431.2115 | 478.4801 | 447.4313 | 319.4896 | 358.9534 | 358.0912 | 376.6032 | 344.4308 | 367.2405 | 384.3138 | 367.3077 | 376.812 | 387.4186
BaseCase SC | TAS | T1 | North East Tasmania | Wind | 0 | 0 | 8.5957e-05 | 216.2879 | 203.1556 | 269.5649 | 298.8807 | 288.0063 | 299.4849 | 309.6234 | 276.075 | 341.3786 | 342.7414 | 328.7312 | 348.8432 | 332.8734 | 345.8052 | 332.9648 | 332.7941 | 354.3978 | 332.8802 | 329.808 | 365.6749 | 352.3689
BaseCase SC | VIC | V8 | Gippsland Offshore | Offshore Wind | 0 | 0 | 0 | 0 | 0 | 8387.1893 | 9305.6841 | 11249.6471 | 14746.9467 | 19586.1024 | 21728.177 | 23264.803 | 30760.595 | 32072.4786 | 33761.1626 | 32459.2761 | 33324.2774 | 33729.4282 | 33173.7087 | 34959.9243 | 32555.7483 | 33130.3629 | 33797.0326 | 35229.2443
BaseCase SC | VIC | V9 | Southern Ocean | Offshore Wind | 0 | 0 | 0 | 0 | 0 | 0.00013476 | 2111.7789 | 2166.6023 | 2177.1629 | 2273.6742 | 3235.0721 | 3404.4993 | 3366.2338 | 2910.263 | 3048.8788 | 3101.7492 | 3176.7634 | 3423.0848 | 3334.787 | 3332.589 | 3107.27 | 3082.9426 | 3202.0405 | 3257.0067
BaseCase SC | VIC | V1 | North West VIC | Solar | 1236.87 | 1974.5912 | 1740.9502 | 1549.4486 | 1599.2853 | 1501.2946 | 1494.4736 | 1518.5729 | 1541.3647 | 1415.2662 | 1286.5126 | 1320.1039 | 932.4057 | 3603.6039 | 3918.2902 | 4035.1843 | 3903.9864 | 4082.0318 | 3822.4183 | 3454.8119 | 4309.6944 | 4452.7664 | 3840.2708 | 3681.8301
BaseCase SC | VIC | V2 | Central Highlands VIC | Solar | 0 | 0.00012087 | 9.6907e-05 | 8.8888e-05 | 9.5476e-05 | 9.0068e-05 | 0.00012654 | 0.00013185 | 0.0001304 | 0.00011847 | 0.00011312 | 0.00011317 | 9.4549e-05 | 8.651e-05 | 8.8478e-05 | 7.7952e-05 | 6.9899e-05 | 7.3347e-05 | 0.00010269 | 9.1585e-05 | 9.8972e-05 | 9.7674e-05 | 8.8592e-05 | 8.9027e-05
BaseCase SC | VIC | V3 | Wimmera Grampians | Solar | 131.3391 | 229.7273 | 198.1256 | 164.0236 | 174.8224 | 151.9927 | 142.1574 | 141.1686 | 146.859 | 132.401 | 121.4569 | 132.6527 | 81.5941 | 72.761 | 85.1418 | 84.0816 | 75.4597 | 78.5983 | 71.7562 | 67.856 | 89.183 | 89.4263 | 81.5823 | 77.0377
BaseCase SC | VIC | V4 | Wimmera Southern Mallee | Solar | 0 | 6.8047e-05 | 5.5155e-05 | 5.2276e-05 | 5.9387e-05 | 6.0768e-05 | 6.1845e-05 | 6.2245e-05 | 6.3171e-05 | 6.1811e-05 | 5.9939e-05 | 6.2937e-05 | 5.2712e-05 | 5.3069e-05 | 5.4829e-05 | 5.1912e-05 | 4.493e-05 | 4.6519e-05 | 4.7636e-05 | 4.5755e-05 | 5.5164e-05 | 5.386e-05 | 5.3185e-05 | 5.1375e-05
BaseCase SC | VIC | V6 | Gippsland Onshore | Solar | 6.5835 | 1037.7451 | 1224.5155 | 1157.3591 | 1174.1613 | 1122.0554 | 1223.9248 | 1236.2901 | 1238.3133 | 1131.9866 | 972.7314 | 973.9344 | 828.6469 | 750.6181 | 863.6918 | 874.5541 | 832.7491 | 886.556 | 847.9665 | 828.828 | 899.6836 | 906.7774 | 888.2796 | 941.3259
BaseCase SC | VIC | V7 | Central North VIC | Solar | 1135.9679 | 1487.6534 | 1387.3805 | 1183.5783 | 1247.8499 | 1169.8398 | 1188.8726 | 1177.3871 | 1236.4856 | 1090.5267 | 1028.3733 | 970.4949 | 829.8657 | 869.3161 | 1578.6735 | 1623.2798 | 1628.9507 | 1687.8748 | 1473.3948 | 1273.2442 | 1556.8828 | 1497.0107 | 1362.6737 | 1442.0858
BaseCase SC | VIC | V1 | North West VIC | Wind | 0 | 0 | 3503.9864 | 3685.5219 | 3472.6225 | 3363.7169 | 3310.7705 | 3504.7884 | 3490.1651 | 3358.4824 | 3322.9906 | 3403.4366 | 2853.3758 | 2304.7464 | 3716.5544 | 3822.5528 | 3480.9857 | 3856.8073 | 3815.0116 | 3796.1128 | 3974.7489 | 4127.2502 | 3778.4583 | 4272.49
BaseCase SC | VIC | V2 | Central Highlands VIC | Wind | 1918.9956 | 2149.1622 | 3063.6025 | 4312.3319 | 3936.3667 | 3971.7113 | 4001.6927 | 4200.0314 | 4273.1593 | 4318.3578 | 4068.9732 | 4195.622 | 3762.2295 | 3293.2651 | 3585.0168 | 3992.2029 | 4021.012 | 4098.2835 | 4398.2727 | 5061.0256 | 4407.3282 | 4456.2736 | 4869.7049 | 4842.3594
BaseCase SC | VIC | V3 | Wimmera Grampians | Wind | 1974.4242 | 2136.0516 | 1970.8688 | 2021.6456 | 1795.2824 | 1635.6587 | 1555.0568 | 1667.6041 | 1139.2783 | 1142.1775 | 1103.3059 | 1116.4775 | 803.5278 | 697.3099 | 748.9078 | 853.5887 | 756.423 | 827.987 | 632.8728 | 638.9855 | 720.6029 | 363.5944 | 328.1835 | 0.00023304
BaseCase SC | VIC | V5 | South West VIC | Wind | 6100.6802 | 7165.9679 | 7844.0882 | 8516.5059 | 7544.2677 | 7535.5171 | 7227.9483 | 7742.9664 | 7940.1721 | 8124.6028 | 7833.8467 | 7781.445 | 6354.8433 | 5690.4471 | 5680.9921 | 6378.094 | 6373.1468 | 6469.6351 | 7447.9236 | 8188.2186 | 7426.2733 | 7248.8668 | 8122.3205 | 8503.7002
BaseCase SC | VIC | V6 | Gippsland Onshore | Wind | 0 | 0 | 7.6646e-05 | 0.00019908 | 0.00017303 | 0.00023149 | 0.0002805 | 0.00026811 | 0.00027229 | 0.00028978 | 0.00027079 | 0.00026242 | 0.00021613 | 0.00019045 | 0.00019978 | 0.0002094 | 0.00020549 | 0.00021006 | 0.0002093 | 0.00024983 | 0.00022715 | 0.00022623 | 0.00023362 | 0.00022098
BaseCase SC | VIC | V7 | Central North VIC | Wind | 0 | 0 | 848.0799 | 1878.2332 | 1867.9195 | 1797.4384 | 1657.0015 | 1772.8114 | 1824.8251 | 1718.2007 | 1718.4519 | 1720.878 | 1538.3152 | 1428.2037 | 1487.1124 | 1588.266 | 1466.1754 | 1515.4528 | 1490.3235 | 1500.1285 | 1617.7681 | 1621.4214 | 1456.7252 | 1596.3747
BaseCase SC | VIC | V4 | Wimmera Southern Mallee | Wind | 1412.5692 | 1488.66 | 1646.7568 | 3843.7713 | 4250.5494 | 4032.1604 | 4009.3364 | 4273.8163 | 4236.6929 | 4112.2812 | 4059.767 | 4195.6264 | 3013.2743 | 2496.7244 | 2832.3493 | 3064.9592 | 2756.4055 | 2945.6868 | 2878.5656 | 2839.2665 | 3172.6246 | 4547.1576 | 4074.9707 | 3817.1584
Option 2 SC | NSW | N11 | Illawarra Coast | Offshore Wind | 0 | 0 | 0 | 0 | 0 | 0 | 0 | 0 | 0 | 0 | 0 | 0 | 1.1016e-05 | 1.0158e-05 | 2.4645e-05 | 0.0097327 | 3126.1841 | 2745.6927 | 3040.5737 | 2957.4218 | 2901.1023 | 2959.2905 | 2980.6574 | 3012.3276
Option 2 SC | NSW | N10 | Hunter Coast | Offshore Wind | 0 | 0 | 0 | 0 | 0 | 0 | 0 | 0 | 0 | 0 | 0 | 0 | 4551.5317 | 3990.4678 | 4624.2616 | 4408.8028 | 4772.9128 | 4194.4449 | 4556.9587 | 4272.1598 | 4408.8041 | 4444.1643 | 4645.5723 | 4509.0105
Option 2 SC | NSW | N13 | South Cobar | Solar | 0 | 2.3841e-05 | 0.00016047 | 299.1873 | 298.3555 | 294.7734 | 298.7493 | 311.5471 | 314.2707 | 314.8243 | 313.6367 | 292.1084 | 303.271 | 299.1325 | 301.1107 | 293.2035 | 260.1328 | 283.3703 | 306.6028 | 290.4862 | 289.0626 | 296.8025 | 291.7844 | 310.149
Option 2 SC | NSW | N1 | North West NSW | Solar | 396.4198 | 727.9835 | 678.4625 | 637.4691 | 625.4453 | 611.4746 | 675.0366 | 721.4025 | 715.6952 | 689.9201 | 672.8083 | 678.7144 | 492.5908 | 471.0655 | 420.5408 | 489.9046 | 456.463 | 454.1275 | 423.6761 | 406.8625 | 407.3565 | 339.4464 | 338.5661 | 326.1096
Option 2 SC | NSW | N2 | New England | Solar | 1143.5994 | 1446.6203 | 1747.6217 | 1765.2697 | 1701.8893 | 1832.4095 | 5087.8762 | 5522.1299 | 5315.6177 | 5171.9429 | 5225.4927 | 5187.8722 | 3858.2199 | 3462.0238 | 3250.1776 | 3659.1469 | 3435.4077 | 3231.0563 | 3052.2607 | 2932.7415 | 3404.3125 | 3620.475 | 3074.7352 | 3036.759
Option 2 SC | NSW | DN1 | Dubbo | Solar | 0 | 0 | 9.16e-09 | 1.0505e-07 | 5.596e-08 | 6.3927e-07 | 1178.9543 | 1966.1463 | 1799.1081 | 1764.8096 | 1674.7587 | 1555.4083 | 1134.3718 | 1149.5891 | 1027.5433 | 1169.9596 | 1525.8655 | 1500.786 | 1353.8383 | 1351.3289 | 1493.1399 | 1592.0333 | 1525.2446 | 1580.791
Option 2 SC | NSW | N3 | Central-West Orana | Solar | 2783.4467 | 2908.3805 | 5921.3209 | 14075.5573 | 14585.4178 | 15322.0545 | 15190.7612 | 16145.9725 | 19905.6624 | 19250.4773 | 18547.4148 | 17287.1159 | 21007.408 | 22057.3335 | 21325.9902 | 21289.6264 | 19567.4409 | 20547.0379 | 22780.4968 | 22549.6913 | 22525.7818 | 22908.827 | 22497.7656 | 23475.7609
Option 2 SC | NSW | N9 | Hunter-Central Coast | Solar | 0 | 1729.0605 | 5297.4803 | 5147.248 | 4759.6895 | 4824.233 | 4804.106 | 5477.1432 | 6994.9442 | 6618.078 | 6187.8653 | 5925.7285 | 5075.1179 | 5178.0457 | 4609.4455 | 5086.4912 | 4526.1872 | 4592.5073 | 4662.7364 | 4413.7765 | 4976.5895 | 5455.183 | 4820.2398 | 5382.8579
Option 2 SC | NSW | N8 | Cooma-Monaro | Solar | 0 | 1.2494e-05 | 663.5185 | 648.3681 | 635.87 | 654.9636 | 635.4693 | 670.5981 | 692.808 | 692.853 | 658.6163 | 590.9648 | 665.6754 | 696.8581 | 699.9909 | 635.8686 | 594.7761 | 583.5435 | 659.8988 | 643.9854 | 636.1379 | 657.3178 | 647.0195 | 688.919
Option 2 SC | NSW | N6 | Wagga Wagga | Solar | 911.7272 | 5492.591 | 5804.8308 | 4934.5718 | 4947.8956 | 4534.1382 | 4137.3812 | 4260.5964 | 4382.9526 | 3791.1624 | 3527.2187 | 3518.7088 | 2328.7729 | 1949.5549 | 2196.0874 | 2245.298 | 2542.0018 | 2237.6352 | 2197.7389 | 1961.939 | 2306.6241 | 2409.669 | 2057.0751 | 2059.0725
Option 2 SC | NSW | N5 | South West NSW | Solar | 1543.9585 | 2248.873 | 3694.0048 | 3253.2896 | 3303.9455 | 2962.1193 | 2916.3262 | 3121.4752 | 3137.335 | 3017.6065 | 2619.3414 | 3017.9829 | 1839.7676 | 1552.5039 | 1668.5061 | 1726.6469 | 1782.9617 | 1555.8721 | 1350.8688 | 1362.1438 | 1636.7566 | 1693.456 | 1504.6157 | 1141.5653
Option 2 SC | NSW | N4 | Broken Hill | Solar | 109.6372 | 384.7623 | 443.734 | 597.5895 | 605.0536 | 520.9905 | 563.9138 | 551.8715 | 641.2788 | 648.0554 | 524.418 | 609.456 | 403.3787 | 325.8789 | 361.3969 | 354.5835 | 355.7527 | 323.3353 | 278.0652 | 288.5811 | 320.704 | 330.4569 | 499.86 | 413.7603
Option 2 SC | NSW | N7 | Tumut | Solar | 0 | 1.4791e-05 | 215.6766 | 210.9314 | 214.7689 | 216.1847 | 205.8413 | 207.5269 | 217.2125 | 205.7408 | 203.378 | 184.0236 | 212.5479 | 230.486 | 235.4398 | 216.0816 | 187.367 | 193.6055 | 220.203 | 212.6242 | 216.7504 | 218.2275 | 209.1821 | 220.4541
Option 2 SC | NSW | N13 | South Cobar | Wind | 0 | 0 | 5.2033e-06 | 2.1002e-05 | 5.0207e-05 | 0.00017271 | 0.00017016 | 0.00017983 | 0.00018053 | 0.00017465 | 0.00016364 | 0.00017005 | 0.00016916 | 0.00014519 | 0.00096365 | 353.623 | 359.2358 | 367.5207 | 357.4808 | 347.3314 | 347.3599 | 345.0629 | 358.3761 | 389.839
Option 2 SC | NSW | N12 | Illawarra | Wind | 0 | 0 | 1.5019e-05 | 1.7546e-05 | 3.6146e-05 | 5.4182e-05 | 5.699e-05 | 5.6291e-05 | 189.4165 | 190.1317 | 189.8085 | 204.7014 | 207.6971 | 176.9274 | 191.1614 | 186.5535 | 196.6318 | 181.0906 | 196.8475 | 186.2017 | 186.554 | 183.7854 | 193.2737 | 193.5888
Option 2 SC | NSW | DN3 | Marulan | Wind | 0 | 0 | 0 | 0 | 1.2911e-05 | 2.2997e-05 | 2.0616e-05 | 2.0227e-05 | 2.185e-05 | 2.2639e-05 | 2.6008e-05 | 2.8836e-05 | 2.926e-05 | 2.823e-05 | 4.7305e-05 | 4.5334e-05 | 5.1566e-05 | 5.6945e-05 | 6.893e-05 | 7.2991e-05 | 6.8771e-05 | 7.3737e-05 | 6.601e-05 | 7.3626e-05
Option 2 SC | NSW | DN1 | Dubbo | Wind | 0 | 0 | 0 | 0 | 0 | 4.63e-09 | 4.9751e-06 | 9.6273e-05 | 831.9571 | 818.9112 | 794.1319 | 838.3789 | 765.9052 | 755.8394 | 735.3108 | 804.1118 | 761.0829 | 755.0408 | 737.1722 | 700.8083 | 794.3627 | 751.2232 | 719.6904 | 789.823
Option 2 SC | NSW | N2 | New England | Wind | 1241.9631 | 1189.6556 | 1135.5864 | 1056.4899 | 1425.6572 | 1539.4173 | 1564.2185 | 3246.9935 | 7004.3571 | 6471.6636 | 9405.4186 | 10041.6395 | 8399.3821 | 7246.2089 | 7905.4572 | 9624.6553 | 10170.0409 | 9865.7211 | 9656.9116 | 9193.0165 | 10229.8032 | 10397.278 | 10224.8755 | 10777.3291
Option 2 SC | NSW | N3 | Central-West Orana | Wind | 315.9818 | 648.6877 | 2103.198 | 11767.7701 | 17452.1325 | 19143.0408 | 18612.7639 | 20237.1036 | 19437.0713 | 20065.9784 | 20234.0296 | 20747.4855 | 23102.6044 | 20669.0429 | 21442.7586 | 24040.6921 | 24246.2105 | 22538.4544 | 22896.0781 | 22266.956 | 23181.753 | 23117.4131 | 22046.7057 | 23676.3015
Option 2 SC | NSW | N9 | Hunter-Central Coast | Wind | 0 | 0 | 7.2288e-05 | 9.9652e-05 | 1050.6718 | 1093.556 | 1083.0154 | 1164.5592 | 1246.5544 | 3015.1378 | 4123.6297 | 4187.1794 | 3946.5725 | 3316.3611 | 3791.7359 | 3810.4526 | 4223.8307 | 3672.4125 | 3868.0184 | 3688.9244 | 3762.7688 | 3891.6966 | 3834.8161 | 4094.993
Option 2 SC | NSW | N8 | Cooma-Monaro | Wind | 326.0788 | 329.6403 | 346.647 | 631.383 | 604.8367 | 627.6383 | 611.1318 | 657.9732 | 694.2066 | 668.5508 | 631.0008 | 631.848 | 602.9791 | 536.5776 | 300.8432 | 310.1225 | 301.4325 | 299.1137 | 315.3367 | 315.0331 | 298.1364 | 862.0256 | 875.8889 | 930.2673
Option 2 SC | NSW | N7 | Tumut | Wind | 0 | 665.9891 | 791.0965 | 831.7335 | 838.1395 | 803.5865 | 728.02 | 728.0789 | 762.2878 | 758.3114 | 701.2813 | 731.1854 | 630.9425 | 533.4184 | 637.191 | 650.821 | 705.9564 | 614.4416 | 616.1784 | 598.367 | 647.2055 | 630.0259 | 830.5384 | 923.4223
Option 2 SC | NSW | N6 | Wagga Wagga | Wind | 0 | 0 | 3.847e-05 | 9.054e-05 | 845.9629 | 811.2833 | 796.8029 | 848.6581 | 854.6185 | 838.2825 | 838.8304 | 835.6277 | 828.9006 | 739.436 | 810.8407 | 823.3023 | 788.7677 | 786.2111 | 828.6199 | 821.2205 | 817.9331 | 798.8705 | 788.147 | 827.5297
Option 2 SC | NSW | N5 | South West NSW | Wind | 0 | 0 | 3.5191e-05 | 8.3906e-05 | 0.00014756 | 0.00014569 | 0.00014044 | 0.00014346 | 0.00015901 | 0.0001485 | 0.0001358 | 0.00011993 | 0.00013284 | 0.00010897 | 0.0001313 | 0.00013766 | 0.00012764 | 0.00014456 | 0.00017311 | 0.00017006 | 0.00017279 | 0.00017145 | 0.00014863 | 0.00016452
Option 2 SC | NSW | N4 | Broken Hill | Wind | 672.1657 | 697.8298 | 641.1591 | 604.5371 | 664.0348 | 635.7923 | 623.6854 | 672.9522 | 721.9947 | 628.8908 | 690.6393 | 639.2212 | 573.4981 | 559.2813 | 885.9261 | 920.1569 | 847.6656 | 2344.1406 | 2257.5309 | 2322.8292 | 2405.1651 | 2409.0567 | 2159.1511 | 2407.3778
Option 2 SC | QLD | Q9 | Banana | Solar | 36.7733 | 39.7387 | 40.9366 | 40.1492 | 41.2085 | 39.2927 | 39.1346 | 41.0963 | 40.8004 | 37.2555 | 41.5554 | 40.9467 | 35.6271 | 33.6064 | 35.5354 | 31.595 | 27.0892 | 0 | 0 | 0 | 0 | 0 | 0 | 0
Option 2 SC | QLD | Q8b | Darling Downs (B) | Solar | 598.7003 | 640.707 | 672.8784 | 709.5983 | 691.3767 | 702.3829 | 699.6072 | 723.8269 | 726.5621 | 737.9496 | 677.3263 | 660.0379 | 708.702 | 711.9468 | 694.2041 | 691.345 | 580.585 | 592.8201 | 359.629 | 297.7524 | 211.7417 | 214.8678 | 143.621 | 0
Option 2 SC | QLD | Q8a | Darling Downs (A) | Solar | 2243.4981 | 3228.6517 | 3399.2384 | 3516.2747 | 3443.7227 | 3461.0705 | 3524.4964 | 3572.8655 | 3637.9719 | 3580.9174 | 3222.4075 | 3100.4156 | 3004.8021 | 2846.8512 | 2881.0548 | 2820.3379 | 2380.5827 | 2425.1311 | 2384.2639 | 2367.6384 | 1501.069 | 1518.0874 | 1465.8494 | 1472.0297
Option 2 SC | QLD | Q8 | Darling Downs | Solar | 0 | 2422.5935 | 2563.4873 | 2677.559 | 2609.8276 | 2643.0572 | 2657.8006 | 2687.5165 | 2738.9287 | 3761.0838 | 5292.8193 | 5164.9715 | 8637.2162 | 8735.2671 | 8505.0182 | 8513.0595 | 8680.0071 | 9700.7657 | 10174.978 | 10653.0613 | 10398.3957 | 10635.783 | 11839.0222 | 12097.4864
Option 2 SC | QLD | Q6 | Fitzroy | Solar | 171.6279 | 193.2946 | 157.9397 | 170.9646 | 163.8027 | 169.7633 | 181.5871 | 182.2723 | 179.938 | 1539.6737 | 2716.4272 | 2688.0801 | 2609.9636 | 2399.4711 | 2544.8851 | 3278.0764 | 5057.4043 | 5393.2016 | 5194.277 | 5855.901 | 6353.6268 | 7818.7584 | 9586.2992 | 11289.3
Option 2 SC | QLD | Q5 | Barcaldine | Solar | 0 | 0.00027636 | 0.0002337 | 0.00024356 | 0.00029804 | 0.0002864 | 0.00029572 | 0.00029223 | 0.00026312 | 15.5115 | 71.199 | 70.3306 | 60.9031 | 55.3323 | 58.8146 | 88.2325 | 84.8673 | 75.6037 | 72.6699 | 74.8312 | 96.1849 | 100.8507 | 81.7539 | 84.5489
Option 2 SC | QLD | Q4b | Isaac (B) | Solar | 316.4946 | 698.8084 | 590.8921 | 615.4272 | 610.0666 | 633.232 | 660.5028 | 668.863 | 639.4683 | 606.7364 | 605.4989 | 636.4492 | 505.4934 | 434.9057 | 443.5703 | 402.435 | 323.4894 | 298.9505 | 258.032 | 260.0526 | 312.9709 | 320.1757 | 268.7424 | 266.6344
Option 2 SC | QLD | Q4 | Isaac | Solar | 819.1166 | 935.1102 | 893.2562 | 896.4205 | 917.4944 | 919.7949 | 922.2575 | 948.5933 | 907.1173 | 855.491 | 900.81 | 930.4321 | 831.4393 | 746.928 | 789.7511 | 691.6204 | 830.6178 | 751.3242 | 656.4357 | 783.9325 | 972.8079 | 1157.8131 | 1091.1054 | 1903.5586
Option 2 SC | QLD | Q7 | Wide Bay | Solar | 835.1165 | 1052.401 | 1587.8954 | 1662.9786 | 1644.473 | 1698.0826 | 1675.8385 | 1691.1724 | 1678.2211 | 1699.5568 | 3058.2511 | 3006.3119 | 2676.1913 | 3551.7268 | 3762.8498 | 3371.7149 | 3275.849 | 3030.3228 | 2859.0028 | 2750.6552 | 3170.0946 | 3933.7736 | 3950.506 | 3578.5123
Option 2 SC | QLD | Q3 | Northern Qld | Solar | 923.4022 | 1353.9006 | 2498.3511 | 2317.3331 | 2435.2666 | 2557.0404 | 2365.383 | 2301.8103 | 2185.473 | 2465.8344 | 2168.7177 | 2343.431 | 2044.0259 | 1593.0017 | 1667.4234 | 1691.9929 | 1306.0384 | 1175.8925 | 1094.896 | 941.9841 | 1073.1601 | 1159.5103 | 1051.8123 | 883.6979
Option 2 SC | QLD | Q2 | North Qld Clean Energy Hub | Solar | 168.902 | 182.4178 | 190.6298 | 184.67 | 187.8822 | 189.0647 | 178.9833 | 174.8816 | 175.7659 | 187.5271 | 171.838 | 94.2883 | 85.9814 | 75.4479 | 79.3894 | 77.3563 | 71.8105 | 75.8374 | 77.1437 | 72.3762 | 32.4081 | 36.9062 | 0 | 0
Option 2 SC | QLD | Q1 | Far North QLD | Solar | 156.2873 | 406.8956 | 387.258 | 355.1768 | 366.3084 | 494.0295 | 464.7018 | 457.9525 | 431.8864 | 476.379 | 428.1362 | 690.762 | 679.1493 | 524.672 | 566.5099 | 544.9721 | 775.7419 | 851.0089 | 818.5106 | 677.869 | 748.4549 | 866.4746 | 782.5329 | 615.2366
Option 2 SC | QLD | Q10 | Collinsville | Solar | 493.1939 | 562.6404 | 546.9592 | 527.8761 | 553.8385 | 885.6067 | 840.3142 | 838.8244 | 795.3156 | 852.5692 | 807.9194 | 1679.4626 | 1439.5656 | 1182.9466 | 1218.4346 | 1158.1484 | 1085.7965 | 1071.7245 | 946.4691 | 837.7332 | 1019.0118 | 1080.4833 | 822.5939 | 548.9984
Option 2 SC | QLD | Q8c | Darling Downs (C) | Wind | 2337.7034 | 2310.4261 | 2330.0467 | 2260.4129 | 2336.5557 | 2327.644 | 2238.7905 | 2231.4784 | 2442.913 | 2160.7772 | 2266.2517 | 2275.3205 | 2161.4245 | 1951.2726 | 1993.5003 | 2068.4796 | 2005.6574 | 1932.5199 | 833.8122 | 838.1207 | 863.4246 | 895.9959 | 844.2362 | 804.4059
Option 2 SC | QLD | Q8a | Darling Downs (A) | Wind | 545.1884 | 565.195 | 608.5457 | 635.8782 | 631.4366 | 633.5811 | 594.963 | 605.3011 | 655.6886 | 608.2195 | 617.034 | 619.3271 | 608.7516 | 584.4789 | 602.875 | 631.4151 | 545.1654 | 564.2771 | 601.3949 | 623.8863 | 631.3957 | 624.175 | 585.4173 | 593.4211
Option 2 SC | QLD | Q8 | Darling Downs | Wind | 0 | 0 | 5.0093e-05 | 0.00011347 | 1916.3347 | 4650.1363 | 4471.3918 | 4595.7995 | 4939.7403 | 4536.1811 | 5054.1228 | 8688.4709 | 8554.13 | 10738.4446 | 11680.9963 | 14253.128 | 15316.0004 | 15333.8062 | 16021.7241 | 17308.1338 | 17968.3573 | 17535.977 | 16795.9436 | 16755.5625
Option 2 SC | QLD | Q7 | Wide Bay | Wind | 0 | 0 | 1.6032e-06 | 3.6278e-06 | 8.3866e-06 | 1.1733e-05 | 1.0931e-05 | 1.3702e-05 | 1.3725e-05 | 1.8423e-05 | 3.2321e-05 | 4.3372e-05 | 664.3453 | 629.0815 | 659.384 | 687.0183 | 665.6812 | 647.6289 | 645.1048 | 575.9487 | 641.8787 | 601.6357 | 622.1136 | 600.6229
Option 2 SC | QLD | Q6 | Fitzroy | Wind | 0 | 516.7785 | 740.149 | 766.4788 | 749.7747 | 1371.7497 | 1374.9671 | 1274.9616 | 3961.9648 | 3554.2516 | 3825.0727 | 3693.1091 | 3424.797 | 3629.5809 | 3614.0147 | 3581.3019 | 3428.5031 | 6887.2923 | 6816.6609 | 6702.6236 | 6659.9898 | 6814.3398 | 6283.0557 | 5946.8131
Option 2 SC | QLD | Q5 | Barcaldine | Wind | 0 | 0 | 7.1859e-06 | 1.8928e-05 | 375.9407 | 362.7984 | 357.2554 | 395.129 | 401.3677 | 360.6737 | 378.9829 | 369.2425 | 355.8812 | 366.3914 | 399.0544 | 388.3726 | 351.7061 | 332.303 | 367.9689 | 347.4724 | 369.1778 | 360.3169 | 337.6271 | 362.8507
Option 2 SC | QLD | Q4 | Isaac | Wind | 1392.5019 | 2019.5536 | 2515.6436 | 2821.3478 | 2645.8891 | 2693.7507 | 2530.4722 | 2552.7555 | 2842.0596 | 2501.4742 | 2788.3808 | 2710.6063 | 3528.4865 | 3829.5307 | 3809.2196 | 3673.8958 | 3350.2353 | 3187.8603 | 3239.3192 | 3522.5463 | 3403.3018 | 3535.8538 | 3158.9128 | 1966.0884
Option 2 SC | QLD | Q2 | North Qld Clean Energy Hub | Wind | 166.8489 | 170.1043 | 180.6066 | 174.5489 | 175.1006 | 162.95 | 3543.8575 | 6807.6962 | 6896.2839 | 6668.6542 | 6521.8469 | 6020.9823 | 8145.47 | 8851.0557 | 8685.4419 | 8848.4523 | 8760.9934 | 9047.9648 | 9378.0017 | 9336.8485 | 9168.7085 | 8528.3398 | 9241.9734 | 9887.6669
Option 2 SC | QLD | Q8b | Darling Downs (B) | Wind | 3370.63 | 3331.2324 | 3420.9131 | 3354.6312 | 3480.6371 | 3457.012 | 3282.0966 | 3412.018 | 3718.1341 | 3309.7827 | 3458.5203 | 3568.0048 | 3279.6883 | 3028.595 | 3120.5044 | 3144.3917 | 2983.7729 | 2889.984 | 2897.3841 | 2782.2002 | 3044.019 | 3043.465 | 2814.828 | 2916.5617
Option 2 SC | QLD | Q10 | Collinsville | Wind | 0 | 0 | 4.3039e-06 | 1.2996e-05 | 2.5271e-05 | 0.00012954 | 0.0001264 | 0.00012723 | 0.00017723 | 0.00015173 | 0.00018077 | 0.00017867 | 1414.6455 | 1564.9868 | 1503.9853 | 1418.488 | 1467.0193 | 1521.5395 | 1480.9828 | 1605.5141 | 1536.8772 | 1632.6324 | 1565.8903 | 1558.7172
Option 2 SC | QLD | Q1 | Far North QLD | Wind | 773.4109 | 804.761 | 1344.2245 | 3504.0444 | 3443.8113 | 3119.4168 | 3163.6791 | 3430.4806 | 3238.2024 | 3184.7828 | 3038.092 | 2888.3253 | 2671.0846 | 2978.7598 | 2793.6305 | 3033.6621 | 2692.4674 | 2364.8404 | 2443.9506 | 2764.1274 | 2815.6553 | 2659.2903 | 2386.7869 | 3025.7369
Option 2 SC | SA | S1 | South East SA | Solar | 348.6859 | 379.6914 | 293.0054 | 372.4669 | 384.317 | 392.5187 | 386.3056 | 390.5368 | 407.8812 | 405.2593 | 394.0668 | 403.2842 | 389.4472 | 421.1499 | 200.1016 | 181.4095 | 271.2263 | 213.7274 | 279.4492 | 258.7564 | 350.9878 | 326.4731 | 209.1249 | 142.2728
Option 2 SC | SA | S2 | Riverland | Solar | 32.4412 | 32.5791 | 35.1123 | 35.2207 | 36.1176 | 27.9974 | 27.7656 | 28.2414 | 29.4641 | 30.1892 | 28.4777 | 28.563 | 28.3347 | 1965.9719 | 1837.3704 | 1780.0047 | 1804.2404 | 1849.3901 | 1754.1027 | 1778.2205 | 1985.7899 | 1962.5828 | 1734.1262 | 1753.0506
Option 2 SC | SA | S3 | Mid-North SA | Solar | 0 | 5.9265e-05 | 9.6043e-05 | 9.5663e-05 | 9.965e-05 | 9.5943e-05 | 9.9675e-05 | 8.6878e-05 | 0.000103 | 0.00010462 | 9.9663e-05 | 0.00012977 | 0.0001083 | 716.6675 | 558.4582 | 501.5207 | 529.8342 | 535.1341 | 500.8574 | 507.2351 | 560.6069 | 567.146 | 1035.0074 | 1033.1209
Option 2 SC | SA | S5 | Northern SA | Solar | 649.4478 | 1846.3773 | 1809.3045 | 2136.594 | 2218.9537 | 2185.9202 | 2193.145 | 2225.1063 | 2303.7942 | 2378.2851 | 2247.8993 | 2214.1476 | 2408.7854 | 2529.9375 | 2645.7659 | 2592.7744 | 2744.1178 | 2804.6138 | 2727.4899 | 2676.3489 | 2828.0712 | 2756.2268 | 4292.3728 | 4515.8934
Option 2 SC | SA | S1 | South East SA | Wind | 729.1142 | 802.1023 | 630.0914 | 797.429 | 725.3973 | 694.5105 | 680.6648 | 747.1263 | 769.406 | 489.3613 | 428.7997 | 459.9642 | 79.8576 | 738.656 | 1623.2808 | 1656.2046 | 1638.2865 | 1821.6437 | 1832.0621 | 1962.7617 | 1982.6078 | 2200.1042 | 1744.2445 | 1868.7534
Option 2 SC | SA | S7 | Eastern Eyre Peninsula | Wind | 578.0849 | 591.8663 | 499.9733 | 636.3297 | 389.7553 | 172.1227 | 155.2543 | 184.6682 | 171.4133 | 3.7984e-05 | 1038.6797 | 1038.7812 | 664.8095 | 530.1448 | 514.0888 | 489.4606 | 527.3988 | 533.5888 | 556.4566 | 695.764 | 708.6971 | 769.4527 | 659.3929 | 802.5797
Option 2 SC | SA | S6 | Roxby Downs | Wind | 0 | 0 | 5.4121e-06 | 5.5818e-06 | 5.9849e-06 | 8.5428e-06 | 4.7807e-06 | 4.997e-06 | 1.9255e-05 | 2.2694e-05 | 3.6418e-05 | 4.2007e-05 | 492.0301 | 432.1353 | 435.2435 | 432.2704 | 453.6571 | 452.9997 | 461.5118 | 489.4617 | 477.5924 | 477.8743 | 430.4775 | 490.4475
Option 2 SC | SA | S5 | Northern SA | Wind | 1248.2725 | 1241.4969 | 1229.6465 | 1350.4551 | 1289.4752 | 1283.2471 | 1240.2899 | 1315.8538 | 1381.331 | 1358.8767 | 1362.1399 | 1379.1919 | 3629.3867 | 3266.3193 | 3252.1694 | 3273.0522 | 3215.2077 | 3275.4845 | 3339.7164 | 2932.3615 | 2885.2963 | 2882.684 | 2621.9527 | 2866.1391
Option 2 SC | SA | S4 | Yorke Peninsula | Wind | 0 | 0 | 1.1928e-05 | 1.456e-05 | 1.5329e-05 | 1.9972e-05 | 1.4919e-05 | 1.2695e-05 | 1.7522e-05 | 2.9927e-05 | 5.3607e-05 | 0.00018764 | 0.00016227 | 0.00014023 | 0.00014898 | 0.00015196 | 0.00014754 | 0.00022855 | 0.00026793 | 0.00031377 | 0.00028987 | 0.00030006 | 0.00027975 | 0.0003185
Option 2 SC | SA | S3 | Mid-North SA | Wind | 5320.3892 | 5636.1549 | 5159.7229 | 5979.9101 | 5332.3786 | 5513.1399 | 5174.4877 | 5586.8077 | 5719.06 | 5117.4624 | 4269.7772 | 5195.1866 | 6176.6315 | 5876.6784 | 6012.7413 | 5850.4119 | 6087.4787 | 6499.2296 | 6486.4745 | 6783.0977 | 6409.7435 | 6658.2911 | 5357.7317 | 5619.2401
Option 2 SC | TAS | T3 | Central Highlands | Solar | 0 | 6.9495e-06 | 1.2008e-05 | 1.3785e-05 | 1.6236e-05 | 1.9791e-05 | 1.2482e-05 | 1.7353e-05 | 1.3121e-05 | 1.2521e-05 | 1.9059e-05 | 2.2039e-05 | 2.8032e-05 | 3.091e-05 | 1.9726e-05 | 1.8454e-05 | 1.7239e-05 | 1.9312e-05 | 1.7692e-05 | 1.5997e-05 | 1.8284e-05 | 1.8431e-05 | 1.8576e-05 | 1.7201e-05
Option 2 SC | TAS | T2 | North West Tasmania | Solar | 0 | 9.6021e-06 | 1.6682e-05 | 0.00030701 | 0.00031967 | 0.0003699 | 0.00026705 | 0.00035842 | 0.0002697 | 0.00024595 | 0.00035857 | 0.00035286 | 0.00038506 | 0.00039641 | 0.00020206 | 0.00017643 | 0.00017015 | 0.00018548 | 0.00023622 | 0.00021927 | 0.0002283 | 0.00025959 | 0.00023116 | 0.0002357
Option 2 SC | TAS | T1 | North East Tasmania | Solar | 0 | 556.6519 | 582.2188 | 666.0612 | 710.3622 | 762.8058 | 556.5403 | 793.2713 | 535.8754 | 465.8878 | 747.8201 | 740.4706 | 773.5744 | 824.7639 | 337.1749 | 314.4219 | 277.3071 | 302.2319 | 306.5259 | 277.3571 | 326.9317 | 358.6109 | 314.0669 | 323.5702
Option 2 SC | TAS | T3 | Central Highlands | Wind | 498.7642 | 487.3243 | 2954.3841 | 3827.6108 | 4179.7983 | 5143.943 | 5381.9661 | 5485.7935 | 5599.6099 | 5796.2025 | 5174.9313 | 4817.0984 | 5932.8855 | 6039.6949 | 6045.9834 | 6265.1225 | 6333.9749 | 6306.5497 | 5681.3521 | 5927.6245 | 5834.5888 | 5613.3609 | 5835.087 | 5974.8343
Option 2 SC | TAS | T2 | North West Tasmania | Wind | 390.7669 | 411.1428 | 402.3743 | 467.2836 | 445.547 | 409.6104 | 407.9835 | 461.2258 | 431.5181 | 429.5435 | 446.1946 | 431.2188 | 460.2988 | 430.2445 | 305.0913 | 342.639 | 341.4224 | 362.5829 | 328.3541 | 350.9076 | 369.8167 | 351.6182 | 360.6796 | 369.6087
Option 2 SC | TAS | T1 | North East Tasmania | Wind | 0 | 0 | 3.1614e-05 | 234.6302 | 220.3842 | 281.8593 | 312.5089 | 301.1416 | 313.1396 | 323.7371 | 288.6663 | 552.2243 | 554.4288 | 531.7655 | 564.2957 | 538.4597 | 559.3791 | 538.6082 | 538.3404 | 573.2872 | 538.4794 | 533.5097 | 591.5296 | 570.0056
Option 2 SC | VIC | V8 | Gippsland Offshore | Offshore Wind | 0 | 0 | 0 | 0 | 0 | 8386.5008 | 9352.8426 | 11256.1498 | 14797.329 | 19593.8042 | 21734.4454 | 23253.8432 | 30751.947 | 32002.0596 | 33718.4367 | 32438.0492 | 33323.0402 | 33736.7515 | 33127.6838 | 34959.9807 | 32548.7834 | 33123.9357 | 33778.2919 | 35204.7655
Option 2 SC | VIC | V9 | Southern Ocean | Offshore Wind | 0 | 0 | 0 | 0 | 0 | 4.6954e-05 | 2063.0986 | 2117.6596 | 2128.5955 | 2279.1724 | 3235.3008 | 3405.3412 | 3364.9578 | 2902.2196 | 3045.9524 | 3097.8213 | 3176.753 | 3423.0943 | 3333.2066 | 3332.6195 | 3106.2522 | 3082.558 | 3203.1345 | 3255.9793
Option 2 SC | VIC | V2 | Central Highlands VIC | Solar | 0 | 4.6221e-05 | 3.6736e-05 | 3.3354e-05 | 3.5722e-05 | 3.348e-05 | 3.451e-05 | 3.4878e-05 | 2.0481e-05 | 3.2656e-05 | 3.133e-05 | 4.0978e-05 | 4.9515e-05 | 5.6994e-05 | 6.1581e-05 | 5.4753e-05 | 5.1798e-05 | 5.6103e-05 | 7.2051e-05 | 6.3665e-05 | 6.9664e-05 | 6.8281e-05 | 6.4637e-05 | 6.3778e-05
Option 2 SC | VIC | V3 | Wimmera Grampians | Solar | 131.316 | 229.7158 | 198.0298 | 164.0192 | 174.6832 | 152.5876 | 142.5925 | 143.4884 | 149.0509 | 133.8623 | 121.4946 | 134.1214 | 81.6579 | 73.0113 | 86.0835 | 84.9621 | 75.3443 | 79.6556 | 72.159 | 68.2989 | 88.2682 | 89.5218 | 80.9855 | 76.7823
Option 2 SC | VIC | V1 | North West VIC | Solar | 1236.876 | 1974.756 | 1740.7233 | 1550.3356 | 1599.0869 | 1506.8849 | 1501.0646 | 1519.2802 | 1546.2974 | 1422.8772 | 1293.1684 | 1319.4334 | 930.271 | 3553.636 | 3908.5056 | 4038.0357 | 3918.6227 | 4100.6497 | 3812.4415 | 3454.0322 | 4303.1369 | 4451.8047 | 3840.8204 | 3659.7866
Option 2 SC | VIC | V6 | Gippsland Onshore | Solar | 6.5835 | 1037.7452 | 1224.5178 | 1157.3657 | 1174.062 | 1122.1837 | 1223.6943 | 1237.4653 | 1238.3234 | 1133.651 | 975.9712 | 973.8387 | 825.9338 | 751.0618 | 863.1756 | 867.4386 | 832.3303 | 888.4183 | 845.4239 | 826.6709 | 899.2517 | 902.6657 | 887.4187 | 935.1341
Option 2 SC | VIC | V7 | Central North VIC | Solar | 1134.841 | 1491.9301 | 1374.9794 | 1177.7262 | 1256.381 | 1170.0017 | 1170.1154 | 1181.315 | 1241.2392 | 1096.9505 | 1048.7905 | 964.1076 | 831.7001 | 865.2871 | 1523.6179 | 1574.1332 | 1598.3433 | 1648.9992 | 1428.6141 | 1229.3478 | 1506.8874 | 1458.7392 | 1315.6066 | 1411.5326
Option 2 SC | VIC | V4 | Wimmera Southern Mallee | Solar | 0 | 2.6002e-05 | 2.0924e-05 | 1.9485e-05 | 2.2346e-05 | 1.9955e-05 | 1.9481e-05 | 2.0218e-05 | 8.6591e-06 | 1.966e-05 | 1.9281e-05 | 3.1857e-05 | 3.488e-05 | 4.3777e-05 | 4.9189e-05 | 4.4531e-05 | 5.8856e-05 | 7.2971e-05 | 6.1271e-05 | 5.4668e-05 | 6.5247e-05 | 6.3628e-05 | 6.2761e-05 | 6.906e-05
Option 2 SC | VIC | V4 | Wimmera Southern Mallee | Wind | 1412.5614 | 1488.8144 | 1646.7459 | 3847.1252 | 4252.3011 | 4059.8007 | 4024.2632 | 4267.1525 | 4253.9711 | 4122.4446 | 4069.7916 | 4191.6617 | 3008.2356 | 2523.8097 | 2850.9307 | 3066.1037 | 2775.5205 | 2951.134 | 2890.7949 | 2842.9797 | 3178.9541 | 4177.9999 | 3719.3966 | 3427.5026
Option 2 SC | VIC | V5 | South West VIC | Wind | 6100.6598 | 7165.9687 | 7844.2268 | 8511.6001 | 7538.5807 | 7530.0277 | 7240.5846 | 7756.4754 | 7954.3545 | 8127.914 | 7837.6968 | 7778.8993 | 6349.5271 | 5645.06 | 5675.0428 | 6378.0256 | 6385.4642 | 6477.8686 | 7419.7255 | 8069.891 | 7344.1396 | 7195.9032 | 8069.9086 | 8477.3424
Option 2 SC | VIC | V3 | Wimmera Grampians | Wind | 1974.4423 | 2136.0676 | 1971.5473 | 2021.948 | 1794.8348 | 1638.2027 | 1556.0255 | 1668.9204 | 1138.5254 | 1144.5932 | 1105.4565 | 1114.2557 | 802.2671 | 703.3711 | 751.571 | 857.7257 | 759.7984 | 830.7177 | 640.6517 | 640.8785 | 723.5842 | 368.0512 | 326.8613 | 0.0001325
Option 2 SC | VIC | V2 | Central Highlands VIC | Wind | 1918.9963 | 2149.1632 | 3063.5705 | 4312.2735 | 3935.8542 | 3971.3272 | 4000.9668 | 4191.9787 | 4273.2048 | 4318.6435 | 4072.3574 | 4195.4853 | 3760.8821 | 3280.6082 | 3580.1907 | 3989.4258 | 4019.4564 | 4100.283 | 4397.568 | 5061.1636 | 4405.8193 | 4458.0586 | 4867.6786 | 4842.4036
Option 2 SC | VIC | V1 | North West VIC | Wind | 0 | 0 | 3505.0675 | 3685.2543 | 3472.1945 | 3371.7974 | 3307.6499 | 3509.5802 | 3490.4279 | 3361.4369 | 3330.8691 | 3401.2547 | 2845.6702 | 2311.4331 | 3528.1764 | 3639.274 | 3305.0808 | 3664.9986 | 3624.1729 | 3606.4159 | 3769.4217 | 3921.7657 | 3585.9942 | 4246.1884
Option 2 SC | VIC | V6 | Gippsland Onshore | Wind | 0 | 0 | 3.1238e-05 | 7.6989e-05 | 6.596e-05 | 6.2859e-05 | 6.6675e-05 | 6.0504e-05 | 6.4983e-05 | 7.2234e-05 | 6.6949e-05 | 7.0621e-05 | 7.0573e-05 | 6.4336e-05 | 6.7535e-05 | 7.2575e-05 | 7.1669e-05 | 7.9046e-05 | 9.7565e-05 | 0.00011547 | 0.00010643 | 0.00010646 | 0.00010871 | 9.9679e-05
Option 2 SC | VIC | V7 | Central North VIC | Wind | 0 | 0 | 846.4448 | 1878.6735 | 1868.5941 | 1798.2935 | 1656.561 | 1774.3929 | 1826.2968 | 1719.6901 | 1721.5551 | 1719.1877 | 1533.9323 | 1409.931 | 1486.7647 | 1589.5195 | 1469.8742 | 1518.635 | 1490.1145 | 1502.0282 | 1623.7422 | 1624.5921 | 1458.4919 | 1596.3683
Option 2D SC | NSW | N11 | Illawarra Coast | Offshore Wind | 0 | 0 | 0 | 0 | 0 | 0 | 0 | 0 | 0 | 0 | 0 | 0 | 1.3726e-06 | 1.7277e-06 | 7.8442e-06 | 2.4419e-05 | 1779.2047 | 1562.6555 | 1730.4817 | 1683.1575 | 1651.1043 | 1684.2209 | 1696.3815 | 1714.4058
Option 2D SC | NSW | N10 | Hunter Coast | Offshore Wind | 0 | 0 | 0 | 0 | 0 | 0 | 0 | 0 | 0 | 0 | 0 | 0 | 2226.7374 | 1952.249 | 2262.3189 | 2156.9105 | 3157.335 | 2774.6721 | 3014.4794 | 2826.0817 | 2916.4735 | 2939.8646 | 3073.0983 | 2982.7611
Option 2D SC | NSW | N1 | North West NSW | Solar | 396.4198 | 728.0574 | 678.71 | 642.4748 | 618.2584 | 598.1546 | 672.8894 | 705.9687 | 717.0853 | 693.2256 | 673.2527 | 696.0876 | 497.8873 | 464.6539 | 421.0544 | 484.0815 | 457.1797 | 451.1774 | 425.936 | 406.3808 | 413.1411 | 344.7433 | 342.4331 | 327.2494
Option 2D SC | NSW | N5 | South West NSW | Solar | 1543.9634 | 2248.5529 | 3693.8506 | 3293.6992 | 3340.4619 | 2989.0541 | 3019.8863 | 3130.1966 | 3743.6691 | 3466.7967 | 3169.7691 | 3668.6369 | 2343.99 | 2003.2887 | 2147.1042 | 2219 | 2228.0738 | 1923.3048 | 1729.3878 | 1669.735 | 2018.8952 | 2099.9748 | 1882.8747 | 1514.6269
Option 2D SC | NSW | N4 | Broken Hill | Solar | 109.6368 | 384.4072 | 442.6827 | 600.5791 | 592.3917 | 510.9709 | 587.8707 | 558.3896 | 643.3499 | 642.0364 | 546.8321 | 640.7435 | 435.1424 | 364.8524 | 387.5274 | 382.6881 | 394.1448 | 343.2427 | 294.6964 | 300.891 | 336.0345 | 346.1038 | 667.7704 | 558.9483
Option 2D SC | NSW | N3 | Central-West Orana | Solar | 2783.4452 | 2906.967 | 5959.5172 | 14091.1676 | 14606.4033 | 15351.8244 | 15124.0136 | 16427.4147 | 19922.4708 | 19284.7144 | 18543.2232 | 17270.0167 | 18600.1613 | 19336.1171 | 18776.6818 | 18618.1847 | 19596.2033 | 20556.8138 | 22836.441 | 22619.2475 | 22623.193 | 22913.278 | 22579.1801 | 23597.4273
Option 2D SC | NSW | N2 | New England | Solar | 1143.6404 | 1446.4457 | 1750.4054 | 1766.3704 | 1690.8195 | 1791.3039 | 4941.6283 | 5183.8402 | 5177.3438 | 5094.0171 | 5062.8234 | 5167.3463 | 3840.1133 | 3437.1183 | 3201.5739 | 3611.0026 | 3477.5978 | 3212.4413 | 3055.9716 | 2907.3218 | 3405.5215 | 3651.7433 | 3124.2417 | 2955.4738
Option 2D SC | NSW | N13 | South Cobar | Solar | 0 | 6.1834e-06 | 3.5241e-05 | 301.9805 | 301.1356 | 297.6735 | 299.329 | 312.9054 | 312.6383 | 305.4681 | 330.7317 | 310.0181 | 317.8965 | 320.7087 | 322.8436 | 314.6911 | 280.8906 | 303.5019 | 323.0547 | 310.8212 | 305.8028 | 313.8169 | 309.9558 | 331.7238
Option 2D SC | NSW | DN1 | Dubbo | Solar | 0 | 0 | 0 | 0 | 0 | 0 | 1184.3186 | 1981.1945 | 1855.1718 | 1816.3476 | 1745.0773 | 1634.6206 | 1261.0465 | 1300.5396 | 1142.9692 | 1266.474 | 1548.638 | 1550.6248 | 1427.7029 | 1413.375 | 1535.0053 | 1712.2793 | 1620.5337 | 1769.069
Option 2D SC | NSW | N6 | Wagga Wagga | Solar | 911.7237 | 5510.0495 | 5808.2555 | 4946.3322 | 4969.4219 | 4621.8738 | 4375.6638 | 4538.7682 | 4632.1969 | 4132.7848 | 3811.6838 | 3685.3486 | 2568.8348 | 2289.3724 | 2391.3979 | 2506.8755 | 2672.5315 | 2552.0741 | 2414.721 | 2108.7407 | 2494.3077 | 2565.5191 | 2264.8093 | 2376.2528
Option 2D SC | NSW | N9 | Hunter-Central Coast | Solar | 0 | 1729.0716 | 5254.2928 | 5048.3294 | 4666.6371 | 4716.6186 | 4705.267 | 5339.6023 | 6195.9261 | 5961.8593 | 6276.1659 | 6081.1945 | 5375.8902 | 5402.2588 | 4798.4608 | 5150.2534 | 4732.5597 | 4709.8822 | 4718.8283 | 4457.4259 | 4976.2557 | 5516.5953 | 4969.6995 | 5229.5559
Option 2D SC | NSW | N8 | Cooma-Monaro | Solar | 0 | 2.3889e-06 | 689.8892 | 674.1388 | 661.1442 | 682.1218 | 671.6391 | 696.3376 | 720.9085 | 721.0024 | 679.0018 | 613.2904 | 692.4698 | 722.8782 | 726.4282 | 660.6092 | 616.3731 | 606.7048 | 689.2903 | 672.0927 | 661.5554 | 683.4408 | 673.0415 | 716.2981
Option 2D SC | NSW | N7 | Tumut | Solar | 0 | 2.8438e-06 | 216.2374 | 211.0771 | 218.6478 | 217.8583 | 209.4628 | 211.0447 | 219.2099 | 209.1133 | 207.333 | 187.7417 | 209.4445 | 228.1028 | 233.6282 | 215.171 | 186.0949 | 193.1011 | 220.0104 | 211.9583 | 215.3744 | 218.6086 | 210.7906 | 221.3994
Option 2D SC | NSW | N5 | South West NSW | Wind | 0 | 0 | 4.6335e-06 | 1.8735e-05 | 5.3757e-05 | 5.2868e-05 | 4.8136e-05 | 4.8085e-05 | 8.0663e-05 | 7.6261e-05 | 7.3864e-05 | 7.5493e-05 | 6.5605e-05 | 6.0503e-05 | 8.7118e-05 | 9.7876e-05 | 9.0049e-05 | 9.9654e-05 | 0.00011368 | 0.00011048 | 0.00011157 | 0.00011165 | 0.00010197 | 0.00011123
Option 2D SC | NSW | N4 | Broken Hill | Wind | 672.1633 | 698.1248 | 640.7949 | 604.5992 | 672.339 | 644.5772 | 629.896 | 684.1166 | 718.4184 | 630.1286 | 699.2893 | 647.931 | 584.1891 | 784.8101 | 1785.5436 | 1816.8325 | 1685.9233 | 3509.9302 | 3410.3746 | 3479.629 | 3606.8264 | 3609.7473 | 3246.2215 | 3651.5057
Option 2D SC | NSW | N3 | Central-West Orana | Wind | 315.9838 | 648.6886 | 2073.9624 | 11802.0702 | 17415.994 | 19130.6161 | 18587.1279 | 20213.3427 | 19427.0361 | 20049.4042 | 19775.1921 | 20323.9229 | 24654.6066 | 22282.7807 | 23134.285 | 24633.2076 | 24273.6361 | 22696.708 | 23058.9375 | 22392.1792 | 23370.8342 | 23083.4738 | 22008.8372 | 23652.5552
Option 2D SC | NSW | N2 | New England | Wind | 1241.922 | 1189.8302 | 1136.8735 | 1055.8394 | 1422.3442 | 1535.2034 | 1563.3038 | 2851.1754 | 6978.3951 | 6457.2462 | 8814.2455 | 9469.9206 | 7890.9069 | 6805.1064 | 7424.7651 | 9298.9501 | 10625.7535 | 10265.8756 | 10171.9276 | 9643.1558 | 10689.8218 | 10893.0239 | 10520.2147 | 10969.7563
Option 2D SC | NSW | N13 | South Cobar | Wind | 0 | 0 | 0 | 1.3408e-06 | 1.4521e-05 | 1.7314e-05 | 7.5991e-06 | 9.3558e-06 | 2.6658e-05 | 2.7887e-05 | 3.2581e-05 | 3.4879e-05 | 3.4325e-05 | 8.0569e-05 | 88.8849 | 360.7989 | 367.103 | 375.4104 | 364.3253 | 355.4308 | 354.9237 | 352.7111 | 349.6633 | 378.7374
Option 2D SC | NSW | N12 | Illawarra | Wind | 0 | 0 | 1.6454e-06 | 2.3675e-06 | 7.0342e-06 | 1.1823e-05 | 1.2231e-05 | 2.0099e-05 | 189.4164 | 190.1317 | 189.8084 | 204.7013 | 207.6966 | 176.9271 | 191.161 | 186.5531 | 196.6315 | 181.0903 | 196.8476 | 186.2018 | 186.5541 | 183.7855 | 193.2738 | 193.5889
Option 2D SC | NSW | DN3 | Marulan | Wind | 0 | 0 | 0 | 0 | 1.758e-06 | 4.7124e-06 | 4.8659e-06 | 6.3015e-06 | 1.5517e-05 | 1.9317e-05 | 2.735e-05 | 3.2859e-05 | 532.9732 | 425.4012 | 463.2627 | 443.7584 | 484.0066 | 437.1416 | 463.4586 | 489.807 | 433.5956 | 425.2101 | 411.109 | 440.1893
Option 2D SC | NSW | DN1 | Dubbo | Wind | 0 | 0 | 0 | 0 | 0 | 0 | 3.0669e-06 | 7.5803e-05 | 830.4371 | 817.4817 | 793.8082 | 836.1773 | 770.3415 | 762.7027 | 740.3691 | 810.3693 | 765.7415 | 758.4882 | 738.7934 | 702.1394 | 794.4955 | 750.601 | 721.3156 | 793.1623
Option 2D SC | NSW | N6 | Wagga Wagga | Wind | 0 | 0 | 5.2303e-06 | 2.069e-05 | 928.781 | 890.3405 | 871.804 | 931.9695 | 950.5591 | 928.579 | 919.4573 | 920.807 | 916.9936 | 812.5722 | 893.0092 | 909.9813 | 863.5936 | 861.5581 | 906.0921 | 904.9553 | 903.9941 | 876.3116 | 864.9895 | 920.3186
Option 2D SC | NSW | N7 | Tumut | Wind | 0 | 666.3111 | 791.1953 | 831.7753 | 845.7746 | 813.871 | 764.4781 | 779.4222 | 799.6257 | 793.5672 | 743.8977 | 804.2472 | 717.0196 | 606.8203 | 679.5505 | 712.1876 | 746.9844 | 664.6681 | 665.9389 | 645.5989 | 715.0216 | 979.9061 | 914.6893 | 997.2291
Option 2D SC | NSW | N9 | Hunter-Central Coast | Wind | 0 | 0 | 1.4733e-05 | 2.0395e-05 | 1051.7215 | 1095.0665 | 1082.3663 | 1164.4601 | 1045.4544 | 2610.0469 | 3793.2251 | 3849.6969 | 3967.8843 | 3395.2885 | 3835.9277 | 3830.8267 | 4232.9776 | 3697.1369 | 3915.7326 | 3739.3367 | 3797.6681 | 3909.483 | 3868.5019 | 4126.8829
Option 2D SC | NSW | N8 | Cooma-Monaro | Wind | 326.0788 | 329.6403 | 343.3503 | 624.0782 | 599.0146 | 621.8952 | 614.9608 | 659.2595 | 690.6123 | 673.2611 | 626.6176 | 627.0932 | 597.9249 | 951.6314 | 822.9241 | 835.3465 | 838.5303 | 828.0041 | 866.9274 | 832.0611 | 830.2001 | 854.9376 | 872.5467 | 924.0975
Option 2D SC | QLD | Q9 | Banana | Solar | 36.7733 | 39.7387 | 40.9734 | 40.2196 | 41.289 | 39.5056 | 39.13 | 41.1805 | 40.7954 | 37.0993 | 41.8754 | 41.3824 | 34.4961 | 32.6832 | 34.8875 | 31.5881 | 27.1195 | 0 | 0 | 0 | 0 | 0 | 0 | 0
Option 2D SC | QLD | Q8b | Darling Downs (B) | Solar | 598.7003 | 640.707 | 672.88 | 709.601 | 691.3801 | 702.3876 | 699.6075 | 723.8274 | 726.5626 | 737.9504 | 677.3271 | 660.0391 | 708.6994 | 711.9466 | 694.2026 | 691.3459 | 580.5886 | 592.8271 | 359.6365 | 297.7625 | 211.7499 | 214.8764 | 143.6295 | 0
Option 2D SC | QLD | Q8a | Darling Downs (A) | Solar | 2243.4981 | 3228.6311 | 3399.3185 | 3516.8042 | 3444.9527 | 3463.0382 | 3524.5982 | 3572.8537 | 3638.2992 | 3582.6787 | 3222.9898 | 3108.5076 | 2942.7942 | 2819.2999 | 2839.8797 | 2794.72 | 2380.5875 | 2434.5603 | 2384.487 | 2381.7161 | 1509.3664 | 1520.5253 | 1476.5078 | 1480.3839
Option 2D SC | QLD | Q8 | Darling Downs | Solar | 0 | 2408.0099 | 2548.0573 | 2661.4432 | 2594.1194 | 2627.1498 | 2641.8018 | 2671.3393 | 2722.4409 | 3666.3249 | 5157.4866 | 5032.9085 | 9185.2708 | 9281.1232 | 9033.2389 | 9024.7407 | 8737.1608 | 9763.5876 | 10238.9239 | 10690.2562 | 10424.9545 | 10657.8441 | 11874.782 | 12116.5719
Option 2D SC | QLD | Q7 | Wide Bay | Solar | 835.1165 | 1052.4013 | 1587.8986 | 1662.987 | 1644.4793 | 1698.0907 | 1675.839 | 1691.1739 | 1678.2218 | 1702.501 | 3003.9511 | 2954.4741 | 2562.1473 | 3381.6763 | 3631.6373 | 3220.0821 | 3280.8922 | 2983.4272 | 2822.5597 | 2710.2702 | 3108.7317 | 3928.0714 | 3950.5842 | 3660.3743
Option 2D SC | QLD | Q6 | Fitzroy | Solar | 171.6279 | 193.2946 | 158.0579 | 170.9109 | 163.6538 | 169.828 | 181.3268 | 182.0564 | 180.8658 | 1371.4054 | 2641.4711 | 2613.5902 | 2489.0123 | 2283.7454 | 2459.1 | 3130.8053 | 5009.9197 | 5348.8814 | 5119.0142 | 5841.5763 | 6341.7187 | 8140.8433 | 9621.3504 | 11370.8182
Option 2D SC | QLD | Q5 | Barcaldine | Solar | 0 | 6.6773e-05 | 5.6506e-05 | 5.8562e-05 | 6.1492e-05 | 7.8541e-05 | 8.01e-05 | 7.5684e-05 | 5.1925e-05 | 15.4975 | 74.4043 | 73.613 | 61.0838 | 56.1334 | 59.8258 | 87.1423 | 86.7464 | 78.877 | 74.4464 | 74.7276 | 94.7075 | 99.361 | 81.1262 | 84.5476
Option 2D SC | QLD | Q4b | Isaac (B) | Solar | 316.4946 | 698.8084 | 591.02 | 616.2317 | 610.2315 | 633.9328 | 659.0009 | 666.2522 | 640.2287 | 608.6249 | 616.4973 | 643.1694 | 486.9588 | 427.4974 | 435.0143 | 400.3508 | 323.9888 | 297.3883 | 248.89 | 259.0908 | 311.4118 | 315.3703 | 271.022 | 263.2097
Option 2D SC | QLD | Q4 | Isaac | Solar | 819.1166 | 935.1101 | 893.655 | 897.4446 | 917.7883 | 926.2767 | 921.9222 | 948.9461 | 909.1681 | 856.6623 | 908.2455 | 939.5856 | 859.3342 | 784.0979 | 821.0096 | 730.3748 | 811.3171 | 738.366 | 632.0025 | 758.8047 | 941.7915 | 1124.4741 | 1079.5532 | 1795.9014
Option 2D SC | QLD | Q3 | Northern Qld | Solar | 923.4022 | 1353.9736 | 2501.2634 | 2315.2249 | 2432.4649 | 2559.0867 | 2379.1771 | 2299.837 | 2185.0694 | 2474.2711 | 2176.6587 | 2360.5041 | 2021.2238 | 1576.9126 | 1660.1261 | 1678.9017 | 1299.3122 | 1161.4124 | 1093.9422 | 937.3223 | 1065.6819 | 1153.4338 | 1056.6806 | 885.3125
Option 2D SC | QLD | Q2 | North Qld Clean Energy Hub | Solar | 168.902 | 182.2783 | 190.7123 | 184.7538 | 187.8106 | 189.209 | 179.6164 | 175.0112 | 174.8534 | 187.6361 | 173.2561 | 94.4592 | 85.2703 | 74.7233 | 78.5724 | 77.1711 | 71.3356 | 75.5407 | 77.0914 | 72.0273 | 32.2662 | 36.809 | 0 | 0
Option 2D SC | QLD | Q10 | Collinsville | Solar | 493.1939 | 562.6402 | 547.4079 | 528.2506 | 553.9601 | 886.7669 | 840.616 | 835.5681 | 790.9515 | 856.2806 | 807.3057 | 1691.6717 | 1401.6943 | 1166.2212 | 1203.2936 | 1146.5913 | 1086.6268 | 1069.0156 | 943.5231 | 834.3263 | 1019.7401 | 1061.7505 | 829.1635 | 549.8622
Option 2D SC | QLD | Q1 | Far North QLD | Solar | 156.2873 | 414.3012 | 395.5036 | 362.3692 | 372.4756 | 484.0185 | 456.9703 | 445.7254 | 420.1089 | 466.6377 | 423.7318 | 693.809 | 671.5358 | 517.9935 | 562.8421 | 539.4429 | 788.6706 | 864.4157 | 837.4483 | 699.4998 | 767.4474 | 885.9529 | 809.0941 | 633.1885
Option 2D SC | QLD | Q8c | Darling Downs (C) | Wind | 2337.7034 | 2310.4261 | 2330.0541 | 2260.4563 | 2337.6673 | 2330.2302 | 2239.2126 | 2233.0725 | 2445.2744 | 2159.5585 | 2268.1841 | 2288.6487 | 2135.9256 | 1939.7322 | 1986.7409 | 2064.9873 | 2004.9305 | 1945.025 | 839.0499 | 840.3521 | 866.0378 | 893.9889 | 845.012 | 803.8764
Option 2D SC | QLD | Q8b | Darling Downs (B) | Wind | 3370.63 | 3331.2324 | 3420.9137 | 3354.6381 | 3480.644 | 3457.0168 | 3283.0069 | 3411.9482 | 3722.1342 | 3310.4676 | 3460.607 | 3577.8701 | 3230.5965 | 3005.0689 | 3124.203 | 3132.7804 | 2986.64 | 2897.6121 | 2894.5903 | 2777.3784 | 3040.6734 | 3036.9606 | 2827.4582 | 2913.9899
Option 2D SC | QLD | Q8a | Darling Downs (A) | Wind | 545.1884 | 565.195 | 608.5469 | 635.88 | 631.4385 | 633.5838 | 594.963 | 605.3012 | 655.6886 | 608.2195 | 617.0341 | 619.3274 | 608.7476 | 584.4764 | 602.8704 | 631.4145 | 545.1677 | 564.3886 | 601.9669 | 624.401 | 631.4053 | 625.0815 | 585.4239 | 594.2898
Option 2D SC | QLD | Q8 | Darling Downs | Wind | 0 | 0 | 1.4441e-06 | 1.1497e-05 | 1899.777 | 4440.8094 | 4273.2573 | 4393.6551 | 4720.0161 | 4335.1741 | 5065.4241 | 8306.7871 | 9553.2991 | 10932.0493 | 11633.893 | 14446.1393 | 15111.3047 | 15147.6816 | 15830.2129 | 17116.23 | 17784.885 | 17326.6094 | 16600.3981 | 16586.5299
Option 2D SC | QLD | Q7 | Wide Bay | Wind | 0 | 0 | 0 | 0 | 0 | 4.9821e-07 | 2.7563e-06 | 6.6914e-06 | 9.2998e-06 | 8.7204e-06 | 2.1805e-05 | 2.9965e-05 | 653.4162 | 626.3455 | 655.9867 | 685.7886 | 669.666 | 647.3283 | 646.8628 | 580.6253 | 637.5847 | 600.6108 | 623.1514 | 602.1993
Option 2D SC | QLD | Q6 | Fitzroy | Wind | 0 | 516.7785 | 740.1655 | 766.4577 | 749.6151 | 1423.2093 | 1425.517 | 1322.3293 | 3962.1871 | 3563.4602 | 3827.6714 | 3695.7459 | 3410.2377 | 3622.581 | 3607.1046 | 3578.0886 | 3431.267 | 6502.5411 | 6449.0201 | 6342.6766 | 6283.3284 | 6409.9278 | 5955.4025 | 5600.4676
Option 2D SC | QLD | Q5 | Barcaldine | Wind | 0 | 0 | 0 | 1.9278e-06 | 375.9819 | 362.8443 | 354.68 | 395.0299 | 401.1572 | 360.9599 | 378.893 | 369.1764 | 356.0897 | 365.6143 | 397.6941 | 388.2267 | 352.4224 | 332.0021 | 367.8002 | 348.0562 | 369.6723 | 359.8527 | 338.4988 | 364.6242
Option 2D SC | QLD | Q4 | Isaac | Wind | 1392.5019 | 2019.5536 | 2515.7503 | 2821.379 | 2646.9856 | 2696.6374 | 2530.4183 | 2552.3858 | 2846.0015 | 2504.5608 | 2793.5 | 2715.2967 | 3507.0842 | 3811.7028 | 3797.8605 | 3666.0251 | 3354.9857 | 3205.3996 | 3257.3364 | 3531.2215 | 3405.3738 | 3523.4654 | 3155.1773 | 1967.5222
Option 2D SC | QLD | Q2 | North Qld Clean Energy Hub | Wind | 166.8489 | 170.1043 | 180.6082 | 174.5512 | 175.1034 | 162.9527 | 3199.7266 | 6804.2437 | 6893.0165 | 6665.282 | 6517.7305 | 6018.053 | 8204.6938 | 8911.3663 | 8743.3072 | 8904.9751 | 8798.1123 | 9066.7232 | 9403.7002 | 9359.9426 | 9196.1322 | 8548.6922 | 9272.7961 | 9920.5182
Option 2D SC | QLD | Q10 | Collinsville | Wind | 0 | 0 | 0 | 0 | 3.9335e-06 | 2.9951e-05 | 2.2217e-05 | 2.4424e-05 | 0.00010866 | 9.5056e-05 | 0.00011569 | 0.00011472 | 1402.7565 | 1556.1357 | 1496.3419 | 1406.1228 | 1466.4187 | 1507.7993 | 1470.3841 | 1628.8819 | 1560.734 | 1653.7046 | 1572.0335 | 1566.0903
Option 2D SC | QLD | Q1 | Far North QLD | Wind | 773.4109 | 804.761 | 1269.8254 | 3504.0616 | 3443.8352 | 3119.4392 | 3167.3788 | 3429.9469 | 3235.1529 | 3185.6766 | 3037.7028 | 2891.7352 | 2649.4312 | 2954.4697 | 2771.3383 | 3011.6579 | 2682.1076 | 2359.7436 | 2435.1767 | 2718.9484 | 2767.6819 | 2617.0142 | 2344.882 | 3032.7393
Option 2D SC | SA | S5 | Northern SA | Solar | 649.4462 | 1839.1249 | 1809.1001 | 2136.6745 | 2218.7035 | 2187.4239 | 2197.7174 | 2229.7264 | 2303.8088 | 2378.099 | 2253.0272 | 2210.5628 | 2440.5984 | 2625.8441 | 2570.4014 | 2578.371 | 2789.2472 | 2818.2076 | 2736.4148 | 2724.845 | 2874.2088 | 2798.3199 | 4127.675 | 4358.0951
Option 2D SC | SA | S3 | Mid-North SA | Solar | 0 | 1.3953e-05 | 2.3031e-05 | 2.2396e-05 | 2.2981e-05 | 2.2039e-05 | 2.0334e-05 | 1.0667e-05 | 2.1553e-05 | 2.3302e-05 | 2.4352e-05 | 4.018e-05 | 4.0994e-05 | 695.5547 | 560.8162 | 499.7583 | 517.1448 | 534.8656 | 504.7788 | 507.5166 | 569.0565 | 572.9358 | 1191.5784 | 1207.8757
Option 2D SC | SA | S2 | Riverland | Solar | 32.4443 | 32.6031 | 35.1 | 35.2263 | 36.1255 | 28.0054 | 27.7647 | 28.2405 | 29.4632 | 30.1878 | 28.4765 | 28.5603 | 28.3363 | 1996.7945 | 1843.5403 | 1767.2077 | 1764.2851 | 1842.4067 | 1735.2425 | 1752.5414 | 1985.5952 | 1944.8461 | 1669.4065 | 1705.2193
Option 2D SC | SA | S1 | South East SA | Solar | 348.6866 | 379.6933 | 293.4582 | 372.4699 | 384.322 | 392.5252 | 386.306 | 390.537 | 407.8816 | 405.2596 | 394.067 | 403.2842 | 389.4478 | 391.6202 | 200.6089 | 171.5917 | 213.132 | 205.6367 | 266.1266 | 256.232 | 322.2523 | 312.9032 | 211.5972 | 128.5545
Option 2D SC | SA | S5 | Northern SA | Wind | 1248.2727 | 1241.562 | 1227.6845 | 1350.6322 | 1291.9351 | 1284.3602 | 1244.539 | 1321.4565 | 1383.3425 | 1360.4105 | 1365.1125 | 1376.126 | 3558.1414 | 3227.8726 | 3229.4788 | 3245.869 | 3187.0289 | 3248.6183 | 3312.2102 | 2916.2241 | 2872.9904 | 2868.5247 | 2622.2928 | 2869.6699
Option 2D SC | SA | S4 | Yorke Peninsula | Wind | 0 | 0 | 6.5235e-08 | 1.7072e-07 | 1.3179e-06 | 2.2025e-06 | 2.774e-07 | 3.6121e-06 | 8.738e-06 | 1.8246e-05 | 4.873e-05 | 0.00014278 | 0.00011613 | 0.0001013 | 0.0001064 | 0.00010546 | 0.00010233 | 0.00014848 | 0.00017089 | 0.00019755 | 0.00018302 | 0.00019155 | 0.00018373 | 0.00021338
Option 2D SC | SA | S3 | Mid-North SA | Wind | 5320.3846 | 5640.3898 | 5161.369 | 5980.5237 | 5340.9015 | 5517.5704 | 5189.1438 | 5598.194 | 5723.2281 | 5119.1109 | 4284.7774 | 5899.8952 | 6577.1081 | 5768.2726 | 6000.5279 | 5813.16 | 6035.844 | 6338.6788 | 6323.4288 | 6606.5636 | 6245.535 | 6488.6053 | 5180.8745 | 5410.4726
Option 2D SC | SA | S1 | South East SA | Wind | 729.1121 | 801.9299 | 630.3207 | 797.5039 | 726.8406 | 694.8292 | 683.4489 | 748.7367 | 774.055 | 489.8182 | 429.8283 | 459.7115 | 79.9001 | 774.6765 | 1608.5591 | 1656.331 | 1608.0379 | 1814.0557 | 1789.3774 | 1916.3753 | 1974.3314 | 2187.933 | 1742.9116 | 1869.0274
Option 2D SC | SA | S6 | Roxby Downs | Wind | 0 | 0 | 0 | 0 | 0 | 0 | 0 | 8.3027e-07 | 1.839e-05 | 1.9995e-05 | 2.5469e-05 | 2.9639e-05 | 650.5637 | 580.6602 | 589.2082 | 585.8103 | 614.4013 | 610.4197 | 621.0265 | 661.3991 | 647.2319 | 647.4765 | 586.3283 | 671.7576
Option 2D SC | SA | S7 | Eastern Eyre Peninsula | Wind | 578.0818 | 592.265 | 499.9044 | 636.3987 | 391.5993 | 172.9523 | 156.2079 | 185.238 | 172.1887 | 3.2029e-05 | 1150.3799 | 1135.6759 | 685.8075 | 564.6522 | 558.0129 | 531.266 | 558.9681 | 571.4832 | 604.7657 | 720.4858 | 725.8597 | 784.1462 | 694.2753 | 853.0897
Option 2D SC | TAS | T1 | North East Tasmania | Solar | 0 | 556.6519 | 582.2372 | 661.0516 | 705.0804 | 757.7425 | 561.989 | 787.5291 | 539.9222 | 469.8254 | 742.4041 | 729.6673 | 759.2992 | 812.1868 | 334.4698 | 309.7799 | 280.8021 | 296.3903 | 306.6018 | 273.017 | 326.4173 | 358.9675 | 308.4534 | 327.952
Option 2D SC | TAS | T3 | Central Highlands | Solar | 0 | 1.0183e-06 | 9.239e-07 | 2.4768e-06 | 3.4988e-06 | 4.7364e-06 | 1.9597e-06 | 3.6236e-06 | 2.8485e-06 | 2.9258e-06 | 6.2346e-06 | 8.8297e-06 | 1.1768e-05 | 1.3238e-05 | 8.4343e-06 | 8.0838e-06 | 7.7621e-06 | 9.5749e-06 | 8.6544e-06 | 7.6379e-06 | 8.7685e-06 | 9.0943e-06 | 8.8265e-06 | 8.4636e-06
Option 2D SC | TAS | T2 | North West Tasmania | Solar | 0 | 6.089e-07 | 6.3224e-06 | 6.8432e-05 | 7.1234e-05 | 8.1673e-05 | 5.2689e-05 | 7.4779e-05 | 5.2407e-05 | 4.7078e-05 | 7.5514e-05 | 7.7038e-05 | 9.473e-05 | 9.7654e-05 | 4.9685e-05 | 4.4638e-05 | 4.3879e-05 | 4.8618e-05 | 5.9368e-05 | 5.3357e-05 | 5.6376e-05 | 6.2234e-05 | 5.7993e-05 | 5.9898e-05
Option 2D SC | TAS | T1 | North East Tasmania | Wind | 0 | 0 | 3.8172e-06 | 254.257 | 238.8192 | 271.4471 | 300.9645 | 290.0171 | 301.5721 | 311.7781 | 278.0026 | 794.5527 | 797.7245 | 765.1161 | 811.9359 | 774.7639 | 804.8615 | 774.9763 | 774.58 | 824.8625 | 774.7798 | 767.6291 | 851.1104 | 820.1418
Option 2D SC | TAS | T3 | Central Highlands | Wind | 498.7642 | 487.3243 | 2948.9526 | 3817.6195 | 4181.182 | 5147.5973 | 5385.3218 | 5489.649 | 5603.6081 | 5801.9582 | 5178.5917 | 4820.5009 | 5800.4633 | 5904.5779 | 5894.075 | 6113.112 | 6181.0026 | 6151.6999 | 5532.3468 | 5768.8049 | 5684.8354 | 5467.1654 | 5678.1711 | 5818.6131
Option 2D SC | TAS | T2 | North West Tasmania | Wind | 390.7669 | 411.1428 | 402.3455 | 467.3407 | 445.6033 | 409.6649 | 408.5742 | 461.2844 | 433.8195 | 431.7806 | 446.2544 | 431.2718 | 451.8235 | 422.344 | 295.6844 | 333.0307 | 328.7759 | 350.8833 | 320.0264 | 342.4734 | 362.3272 | 345.0181 | 354.2358 | 366.7492
Option 2D SC | VIC | V9 | Southern Ocean | Offshore Wind | 0 | 0 | 0 | 0 | 0 | 7.8855e-06 | 1991.3192 | 2043.7288 | 2056.8077 | 2336.3349 | 3236.8361 | 3412.6612 | 3366.9349 | 2912.0543 | 3042.1563 | 3099.0385 | 3176.7559 | 3419.3655 | 3330.8006 | 3331.7094 | 3106.9688 | 3083.8539 | 3201.6111 | 3256.2171
Option 2D SC | VIC | V8 | Gippsland Offshore | Offshore Wind | 0 | 0 | 0 | 0 | 0 | 8385.9778 | 9421.6458 | 11296.1968 | 14872.6329 | 19567.3034 | 21771.1076 | 23264.6851 | 30756.0925 | 32141.36 | 33735.3585 | 32449.2129 | 33318.7414 | 33718.9749 | 33163.0637 | 34995.8122 | 32555.1585 | 33137.5746 | 33805.8489 | 35261.45
Option 2D SC | VIC | V6 | Gippsland Onshore | Solar | 6.5835 | 1037.7453 | 1224.5189 | 1157.3688 | 1173.9818 | 1122.4531 | 1223.5858 | 1238.7536 | 1239.5909 | 1136.7474 | 980.5024 | 976.3256 | 828.3306 | 751.8363 | 860.4968 | 873.4176 | 830.1892 | 887.7076 | 849.9561 | 824.7012 | 900.1067 | 908.7442 | 898.2406 | 944.8241
Option 2D SC | VIC | V7 | Central North VIC | Solar | 1135.9301 | 1488.3628 | 1385.0201 | 1173.3462 | 1260.2678 | 1168.802 | 1170.1966 | 1178.5695 | 1244.1834 | 1107.472 | 1082.0563 | 982.8658 | 841.0209 | 921.1837 | 1561.0955 | 1612.9003 | 1624.7848 | 1658.9705 | 1475.7616 | 1270.5977 | 1549.1778 | 1490.0425 | 1366.3515 | 1442.1175
Option 2D SC | VIC | V4 | Wimmera Southern Mallee | Solar | 0 | 6.3052e-06 | 4.9563e-06 | 4.4701e-06 | 5.2744e-06 | 4.9567e-06 | 3.7594e-06 | 3.4066e-06 | 5.8303e-06 | 6.869e-06 | 1.2447e-05 | 1.3918e-05 | 1.516e-05 | 2.6578e-05 | 2.5767e-05 | 2.7516e-05 | 3.0986e-05 | 5.3051e-05 | 4.8552e-05 | 4.4886e-05 | 5.4944e-05 | 5.4471e-05 | 5.408e-05 | 5.2428e-05
Option 2D SC | VIC | V2 | Central Highlands VIC | Solar | 0 | 1.1094e-05 | 8.8435e-06 | 7.8876e-06 | 8.5478e-06 | 8.2202e-06 | 8.5515e-06 | 7.0883e-06 | 6.0677e-06 | 7.6119e-06 | 8.8207e-06 | 1.9579e-05 | 2.4303e-05 | 3.2613e-05 | 3.3974e-05 | 3.1893e-05 | 3.1974e-05 | 3.3728e-05 | 4.447e-05 | 3.9666e-05 | 4.3451e-05 | 4.2733e-05 | 4.2831e-05 | 4.3178e-05
Option 2D SC | VIC | V1 | North West VIC | Solar | 1236.8551 | 1974.669 | 1740.7989 | 1552.4736 | 1602.0166 | 1514.9377 | 1532.2864 | 1538.7228 | 1570.7101 | 1446.4107 | 1316.7756 | 1331.5513 | 1345.6953 | 3737.2568 | 3933.8453 | 4053.334 | 3973.7138 | 4010.229 | 3892.6384 | 3494.6173 | 4327.6625 | 4477.0064 | 3876.2308 | 3748.2782
Option 2D SC | VIC | V3 | Wimmera Grampians | Solar | 131.3228 | 229.731 | 198.0304 | 164.0599 | 174.6641 | 153.4065 | 147.2875 | 145.7402 | 152.591 | 138.2123 | 124.3921 | 135.0189 | 80.2636 | 75.186 | 86.5123 | 86.17 | 78.947 | 81.6052 | 75.2345 | 67.7501 | 91.2306 | 89.2453 | 82.4128 | 81.1396
Option 2D SC | VIC | V1 | North West VIC | Wind | 0 | 0 | 3505.6417 | 3678.7408 | 3467.3403 | 3374.6247 | 3318.3559 | 3509.6413 | 3505.501 | 3373.5833 | 3337.2617 | 3396.0899 | 2822.4627 | 2314.9611 | 3710.6791 | 3834.147 | 3469.4268 | 3832.0531 | 3831.7392 | 3833.7179 | 3985.931 | 4141.3793 | 3798.017 | 4294.4308
Option 2D SC | VIC | V6 | Gippsland Onshore | Wind | 0 | 0 | 4.13e-06 | 1.474e-05 | 1.2315e-05 | 1.2026e-05 | 9.2121e-06 | 7.9171e-06 | 1.3055e-05 | 1.8151e-05 | 1.7623e-05 | 1.8659e-05 | 1.4614e-05 | 1.3863e-05 | 1.7081e-05 | 2.096e-05 | 2.5431e-05 | 2.7835e-05 | 3.4153e-05 | 4.0752e-05 | 3.7099e-05 | 3.7982e-05 | 4.0239e-05 | 3.7398e-05
Option 2D SC | VIC | V7 | Central North VIC | Wind | 0 | 0 | 846.8514 | 1879.1461 | 1870.3323 | 1801.7302 | 1664.8819 | 1780.4592 | 1837.9061 | 1726.7871 | 1726.4589 | 1721.7382 | 1537.7572 | 1428.6014 | 1488.2231 | 1588.9129 | 1466.2384 | 1513.0927 | 1497.1055 | 1500.4648 | 1621.7336 | 1623.7897 | 1461.914 | 1602.0814
Option 2D SC | VIC | V4 | Wimmera Southern Mallee | Wind | 1412.5598 | 1488.9996 | 1646.7638 | 3881.5134 | 4301.1178 | 4103.3865 | 4095.1425 | 4318.8763 | 4314.1433 | 4190.8788 | 4140.2354 | 4241.7671 | 3055.0331 | 2583.911 | 2874.4142 | 3093.001 | 2788.0413 | 2956.8385 | 2956.6651 | 2866.5606 | 3213.4115 | 4526.1987 | 4054.2502 | 3799.4421
Option 2D SC | VIC | V3 | Wimmera Grampians | Wind | 1974.4544 | 2136.0754 | 1971.0983 | 2021.7642 | 1796.5578 | 1642.4193 | 1569.2577 | 1672.3064 | 1144.8645 | 1146.0478 | 1110.613 | 1112.9649 | 802.3085 | 714.536 | 746.7174 | 850.2907 | 757.3399 | 827.9419 | 643.7489 | 640.0207 | 724.1679 | 372.32 | 331.043 | 8.2537e-05
Option 2D SC | VIC | V2 | Central Highlands VIC | Wind | 1918.9967 | 2149.1636 | 3063.5195 | 4295.8082 | 3915.8314 | 3950.6871 | 3986.6056 | 4177.8456 | 4257.1599 | 4315.3412 | 4064.9801 | 4175.2191 | 3745.5844 | 3276.3013 | 3564.8596 | 4195.8275 | 4211.7585 | 4340.5468 | 4399.3549 | 5051.2252 | 4400.1841 | 4451.0405 | 4871.1875 | 4843.5595
Option 2D SC | VIC | V5 | South West VIC | Wind | 6100.6512 | 7165.969 | 7844.8927 | 8489.82 | 7524.4382 | 7519.2375 | 7249.5081 | 7762.3291 | 7957.037 | 8131.7806 | 7830.329 | 7738.4664 | 6332.1094 | 5669.114 | 5652.6183 | 6464.8163 | 6448.3065 | 6544.7741 | 7297.0685 | 8034.8155 | 7365.6955 | 7184.6454 | 8186.7542 | 8515.472
Option 3 SC | NSW | N11 | Illawarra Coast | Offshore Wind | 0 | 0 | 0 | 0 | 0 | 0 | 0 | 0 | 0 | 0 | 0 | 0 | 0 | 0 | 0 | 0 | 9.1242e-06 | 9.1185e-06 | 4.9578e-06 | 4.1196e-06 | 4.2942e-06 | 4.7678e-06 | 3.9304e-06 | 3.9283e-06
Option 3 SC | NSW | N10 | Hunter Coast | Offshore Wind | 0 | 0 | 0 | 0 | 0 | 0 | 0 | 0 | 0 | 0 | 0 | 0 | 0 | 0 | 0 | 0 | 1.5823e-06 | 1.5027e-06 | 0 | 0 | 0 | 0 | 0 | 0
Option 3 SC | NSW | DN1 | Dubbo | Solar | 0 | 0 | 1.5512e-06 | 2.4542e-06 | 2.0182e-06 | 3.3187e-06 | 1144.8581 | 1953.3714 | 1906.0291 | 1876.9933 | 1817.8968 | 1702.3606 | 1599.1779 | 1504.3476 | 1397.6005 | 1425.0371 | 1956.5639 | 1827.419 | 1732.0994 | 1725.1186 | 1932.9973 | 2002.5191 | 1914.6782 | 2115.8123
Option 3 SC | NSW | N6 | Wagga Wagga | Solar | 911.7277 | 5510.3203 | 5802.3227 | 4929.0105 | 4954.6129 | 4548.3581 | 4235.8089 | 4771.497 | 4851.7658 | 4426.8181 | 4124.0758 | 4065.6575 | 2786.5519 | 2721.9108 | 2761.8646 | 2945.133 | 3154.918 | 3161.1881 | 2750.3873 | 2430.0171 | 2824.0403 | 2991.9863 | 2693.6248 | 2846.6738
Option 3 SC | NSW | N5 | South West NSW | Solar | 1543.9587 | 2248.5226 | 3694.6203 | 3231.099 | 3342.2752 | 2999.2818 | 3255.8826 | 3487.558 | 3953.8631 | 3940.647 | 3704.8415 | 4180.369 | 2794.4042 | 2374.4584 | 2560.7773 | 2645.0605 | 2901.8992 | 2644.8258 | 2386.248 | 2211.3334 | 2612.3296 | 2689.9637 | 2480.4003 | 2057.045
Option 3 SC | NSW | N4 | Broken Hill | Solar | 109.6376 | 384.701 | 443.7435 | 598.7236 | 602.6174 | 519.7539 | 619.4656 | 610.481 | 621.1699 | 659.5178 | 583.6001 | 670.9622 | 517.0857 | 408.5928 | 402.2019 | 422.0643 | 447.8091 | 429.4919 | 354.4943 | 355.9437 | 388.5085 | 414.1344 | 833.0871 | 721.371
Option 3 SC | NSW | N3 | Central-West Orana | Solar | 2783.4479 | 2909.0713 | 5912.5813 | 14038.5319 | 14544.1273 | 15339.6245 | 15105.4073 | 17613.6547 | 19880.2746 | 19289.6962 | 18519.1597 | 17266.5168 | 18595.0881 | 19396.4237 | 18926.3076 | 18843.9847 | 18279.2394 | 19054.5826 | 21159.3437 | 21033.8427 | 20960.2102 | 21160.0331 | 20842.3019 | 21735.8485
Option 3 SC | NSW | N13 | South Cobar | Solar | 0 | 4.9381e-05 | 0.00027431 | 299.7198 | 300.3715 | 296.873 | 300.8073 | 313.7693 | 324.0428 | 349.9501 | 341.8645 | 321.1293 | 335.02 | 335.9984 | 336.8956 | 336.6064 | 298.2479 | 321.3349 | 341.4124 | 330.3168 | 334.2884 | 331.5572 | 331.2584 | 352.5139
Option 3 SC | NSW | N1 | North West NSW | Solar | 396.4198 | 728.9673 | 678.9945 | 633.6151 | 630.2 | 613.4364 | 675.3132 | 679.3676 | 699.9896 | 696.3747 | 685.2903 | 711.044 | 504.7324 | 465.3322 | 401.184 | 459.4132 | 458.8148 | 428.7165 | 407.6387 | 398.2812 | 399.8355 | 327.8498 | 318.0067 | 296.517
Option 3 SC | NSW | N2 | New England | Solar | 1143.5902 | 1447.6938 | 1748.9982 | 1755.1985 | 1700.8186 | 1836.6494 | 4960.2999 | 4744.1574 | 4882.06 | 4982.7651 | 5000.257 | 5136.1773 | 3818.7415 | 3234.1283 | 2988.2403 | 3176.5488 | 3306.5491 | 2863.4388 | 2786.6318 | 2719.687 | 3116.1524 | 3252.0813 | 2801.6421 | 2671.3507
Option 3 SC | NSW | N7 | Tumut | Solar | 0 | 3.0551e-05 | 213.9567 | 210.854 | 214.1762 | 216.0126 | 202.4284 | 223.0163 | 225.7237 | 221.969 | 215.5858 | 198.1635 | 212.7594 | 235.8517 | 235.9689 | 216.4114 | 186.4709 | 188.0273 | 219.7839 | 205.424 | 212.4949 | 216.8382 | 206.8444 | 216.4228
Option 3 SC | NSW | N8 | Cooma-Monaro | Solar | 0 | 2.6856e-05 | 667.4063 | 652.1644 | 639.5924 | 657.7722 | 636.2122 | 694.5214 | 790.856 | 793.0069 | 753.1965 | 675.4257 | 760.9944 | 794.7471 | 798.3368 | 725.1894 | 679.2582 | 665.7619 | 756.2695 | 735.5658 | 725.6952 | 749.0745 | 733.2139 | 784.8687
Option 3 SC | NSW | N9 | Hunter-Central Coast | Solar | 0 | 1729.0605 | 5299.1463 | 5229.8411 | 4836.0243 | 4913.5775 | 4904.8622 | 5485.286 | 5384.6095 | 5721.6527 | 6025.5306 | 5917.2537 | 5639.2403 | 5223.6441 | 4893.0617 | 5020.3627 | 5000.1218 | 4792.0354 | 4701.3622 | 4461.0844 | 4913.7768 | 5619.235 | 5122.2931 | 5596.7103
Option 3 SC | NSW | DN1 | Dubbo | Wind | 0 | 0 | 0 | 1.076e-08 | 1.5819e-07 | 1.116e-06 | 8.5091e-06 | 2.1282e-05 | 830.571 | 819.6142 | 796.3682 | 836.7786 | 793.9561 | 783.3749 | 755.8578 | 821.3471 | 776.921 | 764.7682 | 747.6117 | 709.1669 | 800.8614 | 755.7963 | 726.4909 | 801.3655
Option 3 SC | NSW | N5 | South West NSW | Wind | 0 | 0 | 7.3191e-05 | 0.0001716 | 0.00029608 | 0.00029051 | 0.00030572 | 0.00032322 | 635.1678 | 640.1431 | 623.4476 | 625.0537 | 615.449 | 542.9594 | 602.7826 | 595.6209 | 574.5156 | 606.6793 | 621.718 | 636.3117 | 595.6203 | 591.793 | 595.0304 | 632.5656
Option 3 SC | NSW | N4 | Broken Hill | Wind | 672.1667 | 697.8297 | 641.5877 | 604.3714 | 665.5078 | 636.4694 | 615.1447 | 689.2195 | 809.6555 | 714.2499 | 782.9036 | 731.3431 | 3660.6694 | 3484.4707 | 3775.2622 | 3801.2961 | 3655.9442 | 3965.439 | 3825.7453 | 3900.7502 | 3942.8773 | 3948.4002 | 3527.0798 | 3978.3406
Option 3 SC | NSW | N3 | Central-West Orana | Wind | 315.9801 | 648.6868 | 2111.0721 | 11755.843 | 17524.5128 | 19140.1026 | 18614.6121 | 20159.3143 | 19461.8771 | 20082.1655 | 19650.8578 | 20203.8951 | 19350.0218 | 19381.2715 | 20080.2786 | 24694.5475 | 24686.4881 | 23147.58 | 23871.7853 | 23082.8753 | 24103.1506 | 23786.5922 | 22866.0116 | 24597.6579
Option 3 SC | NSW | N6 | Wagga Wagga | Wind | 0 | 0 | 7.288e-05 | 0.00020902 | 570.7373 | 548.4688 | 536.4583 | 576.5085 | 959.9483 | 937.6457 | 925.7495 | 927.6851 | 930.6084 | 818.1091 | 907.3054 | 928.4372 | 874.0395 | 1616.731 | 1696.9914 | 1688.7603 | 1703.7621 | 2734.1544 | 2699.5303 | 2880.1385
Option 3 SC | NSW | N2 | New England | Wind | 1241.9723 | 1188.5814 | 1135.6532 | 1056.3052 | 1424.1769 | 1535.1545 | 1566.7675 | 1651.7671 | 6940.6388 | 6449.6661 | 7732.8384 | 8268.8315 | 6908.1018 | 5915.2536 | 7263.137 | 7808.2131 | 10113.5563 | 9516.0693 | 9431.6373 | 8916.6282 | 9817.6372 | 10074.1998 | 9844.5721 | 10299.0925
Option 3 SC | NSW | N13 | South Cobar | Wind | 0 | 0 | 1.5211e-05 | 2.7254e-05 | 0.00012759 | 0.00019567 | 0.00020196 | 0.0002176 | 0.00020936 | 0.00020454 | 0.00019974 | 0.00020128 | 285.5687 | 266.2689 | 270.2918 | 363.4767 | 372.1545 | 381.5689 | 369.5268 | 361.177 | 364.015 | 360.2476 | 351.6552 | 380.9981
Option 3 SC | NSW | N12 | Illawarra | Wind | 0 | 0 | 2.184e-05 | 5.6579e-05 | 0.00010655 | 0.00016071 | 0.00018196 | 0.00017906 | 189.4172 | 190.1324 | 189.8093 | 204.7022 | 207.698 | 176.9284 | 191.1624 | 186.5543 | 196.6329 | 181.0919 | 196.8476 | 186.2018 | 186.554 | 183.7855 | 193.2738 | 193.589
Option 3 SC | NSW | DN3 | Marulan | Wind | 0 | 0 | 0 | 0 | 2.8258e-05 | 5.4067e-05 | 5.3392e-05 | 5.6945e-05 | 5.7598e-05 | 6.0857e-05 | 5.8101e-05 | 6.3535e-05 | 559.8897 | 465.0075 | 537.1933 | 527.1472 | 551.4569 | 498.2655 | 528.3383 | 545.851 | 495.0185 | 503.8031 | 500.4846 | 521.8331
Option 3 SC | NSW | N7 | Tumut | Wind | 0 | 665.877 | 791.0357 | 831.7451 | 838.2332 | 806.9741 | 729.2594 | 842.505 | 1141.009 | 1161.9275 | 1093.4125 | 1191.2016 | 1084.7678 | 951.9838 | 1090.0722 | 1124.6078 | 1141.3745 | 1001.0129 | 1029.8494 | 1027.2078 | 1043.9842 | 1017.8561 | 977.0018 | 1070.8232
Option 3 SC | NSW | N9 | Hunter-Central Coast | Wind | 0 | 0 | 0.00013155 | 0.00021061 | 1050.1659 | 1093.3526 | 1082.081 | 1164.7682 | 1051.7071 | 1114.7451 | 3806.2374 | 3864.8404 | 3994.8447 | 3415.3634 | 3873.7321 | 3834.9137 | 4247.02 | 3729.8587 | 4009.1657 | 3809.3557 | 3826.8541 | 3942.6463 | 3907.2011 | 4205.7392
Option 3 SC | NSW | N8 | Cooma-Monaro | Wind | 326.0788 | 329.6402 | 346.2005 | 623.1813 | 604.0363 | 626.4311 | 608.02 | 683.862 | 675.7807 | 662.1876 | 629.5059 | 628.8089 | 1100.094 | 955.2752 | 792.8793 | 828.2567 | 840.6311 | 1230.2365 | 1303.5849 | 1307.6858 | 1243.6518 | 1321.8087 | 1329.9233 | 1418.4781
Option 3 SC | QLD | Q9 | Banana | Solar | 36.7733 | 39.7387 | 41.0465 | 40.0925 | 41.1529 | 39.1206 | 39.0581 | 41.1033 | 40.865 | 38.5215 | 42.3424 | 41.3827 | 37.2664 | 34.5475 | 38.1511 | 33.0039 | 28.5498 | 0 | 0 | 0 | 0 | 0 | 0 | 0
Option 3 SC | QLD | Q8b | Darling Downs (B) | Solar | 598.7003 | 640.707 | 672.8767 | 709.5957 | 691.3734 | 702.3785 | 699.6096 | 723.8304 | 726.5655 | 737.9574 | 677.3308 | 660.0434 | 708.7171 | 711.9811 | 694.2279 | 691.3776 | 580.617 | 592.8878 | 359.648 | 297.7675 | 211.7547 | 214.8771 | 143.6333 | 0
Option 3 SC | QLD | Q8a | Darling Downs (A) | Solar | 2243.4981 | 3228.651 | 3399.71 | 3514.7703 | 3442.7657 | 3460.235 | 3523.4608 | 3571.7353 | 3637.5219 | 3608.4503 | 3227.7842 | 3126.6333 | 3019.5078 | 2897.875 | 2965.0593 | 2880.209 | 2456.0638 | 2495.5908 | 2537.9008 | 2420.5457 | 1577.0782 | 1537.4308 | 1488.1588 | 1500.3553
Option 3 SC | QLD | Q7 | Wide Bay | Solar | 835.1165 | 1052.4009 | 1587.8917 | 1662.9699 | 1644.4665 | 1698.0745 | 1675.8435 | 1691.1807 | 1678.2277 | 1712.5845 | 2797.143 | 2721.4887 | 4325.6188 | 4339.0344 | 4655.9846 | 4172.2306 | 3571.7932 | 3384.1114 | 3181.036 | 2853.177 | 3292.137 | 3959.0311 | 4039.2856 | 3650.1388
Option 3 SC | QLD | Q8 | Darling Downs | Solar | 0 | 2400.6349 | 2540.2494 | 2653.2863 | 2586.1693 | 2619.0969 | 2633.7125 | 2663.16 | 2714.1054 | 3089.6856 | 4777.1521 | 4810.7461 | 6627.6984 | 6718.5076 | 6547.3886 | 6953.629 | 7881.3326 | 8819.7764 | 9259.5932 | 10127.8788 | 9836.5055 | 10646.4023 | 11146.8936 | 11389.6235
Option 3 SC | QLD | Q6 | Fitzroy | Solar | 171.6279 | 193.2947 | 158.2085 | 170.3808 | 163.3767 | 169.1567 | 180.5507 | 180.9749 | 179.9461 | 976.9598 | 2477.1108 | 2674.734 | 2613.3037 | 2489.2786 | 2589.9026 | 4176.6377 | 5436.7076 | 5940.086 | 5641.6899 | 5701.4593 | 6259.8474 | 8241.2768 | 10008.1389 | 11441.6796
Option 3 SC | QLD | Q5 | Barcaldine | Solar | 0 | 0.0005077 | 0.00042711 | 0.00043801 | 0.00052128 | 0.00064472 | 0.00071595 | 0.0007224 | 0.00072564 | 17.5007 | 73.1325 | 75.6028 | 68.1547 | 60.6594 | 67.3571 | 93.0281 | 90.769 | 83.3237 | 77.4748 | 77.1671 | 96.1565 | 102.1203 | 78.2964 | 81.9188
Option 3 SC | QLD | Q4b | Isaac (B) | Solar | 316.4946 | 698.8084 | 591.9882 | 614.8655 | 607.8717 | 629.7255 | 659.3563 | 665.6331 | 638.6572 | 634.2837 | 641.9862 | 652.0382 | 499.0967 | 457.35 | 458.4569 | 430.7337 | 351.5624 | 311.9018 | 262.8873 | 269.7743 | 317.4388 | 322.5521 | 275.9042 | 259.938
Option 3 SC | QLD | Q4 | Isaac | Solar | 819.1166 | 935.1102 | 894.6663 | 895.0902 | 915.8339 | 916.3463 | 920.2137 | 949.7535 | 906.6476 | 891.7757 | 928.0205 | 945.9276 | 869.0183 | 776.1749 | 828.6972 | 727.9852 | 794.4983 | 730.0335 | 605.8921 | 714.1173 | 863.5381 | 1008.6952 | 1010.8173 | 1716.3599
Option 3 SC | QLD | Q3 | Northern Qld | Solar | 923.4022 | 1353.9867 | 2494.673 | 2315.9086 | 2431.8271 | 2558.0109 | 2409.6143 | 2318.8134 | 2188.3549 | 2503.3702 | 2212.6166 | 2390.3861 | 2112.3925 | 1671.1778 | 1744.7601 | 1767.4321 | 1332.7333 | 1180.7802 | 1121.5441 | 973.9263 | 1082.3166 | 1178.6864 | 1085.949 | 902.2483
Option 3 SC | QLD | Q2 | North Qld Clean Energy Hub | Solar | 168.902 | 182.2797 | 190.5617 | 184.8368 | 187.8556 | 189.2649 | 182.3405 | 175.556 | 175.8119 | 189.5973 | 174.1769 | 95.3186 | 86.7887 | 76.6362 | 80.7532 | 80.0497 | 72.6255 | 76.212 | 77.9233 | 73.356 | 32.6868 | 37.4373 | 0 | 0
Option 3 SC | QLD | Q10 | Collinsville | Solar | 493.1939 | 562.6407 | 547.0009 | 527.395 | 552.5113 | 830.3319 | 797.4607 | 794.9827 | 747.3206 | 818.5516 | 782.0152 | 1707.6446 | 1458.5287 | 1201.9343 | 1261.3831 | 1190.91 | 1129.969 | 1087.9028 | 954.4503 | 877.1408 | 1023.9901 | 1088.3071 | 845.383 | 547.3044
Option 3 SC | QLD | Q1 | Far North QLD | Solar | 156.2873 | 409.8983 | 389.7934 | 357.561 | 367.1941 | 494.8507 | 474.534 | 461.8999 | 433.8543 | 485.7424 | 437.9272 | 653.7313 | 589.6501 | 468.7436 | 504.8182 | 491.2302 | 807.5488 | 875.4402 | 853.7099 | 726.5972 | 789.0611 | 910.9534 | 820.5723 | 622.2157
Option 3 SC | QLD | Q5 | Barcaldine | Wind | 0 | 0 | 1.5919e-05 | 3.5064e-05 | 375.4028 | 362.3917 | 352.7438 | 392.8131 | 398.8566 | 362.0232 | 376.8286 | 366.9934 | 355.0032 | 370.1974 | 400.6836 | 393.2675 | 352.0081 | 332.9391 | 368.0563 | 351.5647 | 374.1727 | 360.9159 | 335.279 | 359.4299
Option 3 SC | QLD | Q8c | Darling Downs (C) | Wind | 2337.7034 | 2310.4261 | 2330.3088 | 2259.9677 | 2335.1425 | 2326.1913 | 2238.0494 | 2230.5302 | 2447.3102 | 2170.9157 | 2281.0363 | 2301.317 | 2136.3321 | 1960.175 | 2014.8401 | 2094.3591 | 2043.5201 | 1969.4481 | 850.0834 | 843.3055 | 877.2592 | 898.529 | 850.886 | 806.5237
Option 3 SC | QLD | Q8b | Darling Downs (B) | Wind | 3370.63 | 3331.2324 | 3420.9122 | 3354.2386 | 3480.3292 | 3457.008 | 3280.4164 | 3413.3879 | 3721.302 | 3320.144 | 3476.3824 | 3601.3578 | 3227.6507 | 3047.5189 | 3161.9924 | 3170.6359 | 3044.5279 | 2944.8342 | 2933.8019 | 2791.356 | 3068.7699 | 3047.8662 | 2841.0784 | 2922.151
Option 3 SC | QLD | Q8a | Darling Downs (A) | Wind | 545.1884 | 565.195 | 608.5448 | 635.8766 | 631.4347 | 633.5783 | 594.9642 | 605.3029 | 655.6903 | 608.2248 | 617.0362 | 619.3299 | 608.761 | 584.5118 | 602.8899 | 631.437 | 545.1865 | 565.1902 | 608.5258 | 628.251 | 631.4149 | 623.9859 | 585.4262 | 595.8787
Option 3 SC | QLD | Q8 | Darling Downs | Wind | 0 | 0 | 0.00010943 | 0.00025154 | 1977.4154 | 4804.9737 | 4617.9612 | 4743.9279 | 5100.7498 | 4688.1714 | 4844.3351 | 7457.4335 | 12961.706 | 12466.9252 | 13137.1167 | 13901.479 | 14234.5035 | 14289.821 | 15021.2474 | 17113.28 | 17761.0898 | 17172.7294 | 16558.2682 | 16536.7053
Option 3 SC | QLD | Q7 | Wide Bay | Wind | 0 | 0 | 5.7428e-06 | 1.0428e-05 | 2.0443e-05 | 3.0018e-05 | 3.3919e-05 | 3.2498e-05 | 3.2498e-05 | 3.1456e-05 | 3.2746e-05 | 3.4273e-05 | 0.00010723 | 525.6998 | 551.7212 | 568.0297 | 682.0388 | 658.6718 | 660.7651 | 585.587 | 655.7443 | 602.5264 | 623.3491 | 604.6285
Option 3 SC | QLD | Q6 | Fitzroy | Wind | 0 | 516.7785 | 740.5597 | 766.1481 | 749.7636 | 1477.7651 | 1480.3954 | 1371.803 | 3958.9573 | 3591.5808 | 3839.0298 | 3702.3568 | 3430.3426 | 3672.1645 | 3638.6924 | 3625.4215 | 3480.596 | 6466.0825 | 6396.8484 | 6314.6226 | 6255.8724 | 6340.0638 | 5869.5023 | 5531.6597
Option 3 SC | QLD | Q4 | Isaac | Wind | 1392.5019 | 2019.5536 | 2516.2399 | 2820.9569 | 2644.8419 | 2690.8389 | 2529.8167 | 2556.4538 | 2840.7145 | 2515.6581 | 2794.7345 | 2711.8711 | 3025.2793 | 3578.7418 | 3545.0998 | 3445.2012 | 3171.4928 | 3254.46 | 3315.6653 | 3564.9367 | 3433.833 | 3555.5337 | 3171.4605 | 1975.7862
Option 3 SC | QLD | Q10 | Collinsville | Wind | 0 | 0 | 1.1517e-05 | 2.2126e-05 | 5.5944e-05 | 0.00024501 | 0.00024248 | 0.00024039 | 0.00026629 | 0.00023307 | 0.00026218 | 0.00024905 | 945.1173 | 1213.3245 | 1171.3562 | 1097.8914 | 1276.7996 | 1430.0033 | 1384.7086 | 1626.9669 | 1561.3023 | 1654.9601 | 1589.2342 | 1576.2319
Option 3 SC | QLD | Q1 | Far North QLD | Wind | 773.4109 | 804.761 | 1411.529 | 3504.0284 | 3443.7871 | 3119.3947 | 3177.5287 | 3448.1165 | 3237.8847 | 3190.5965 | 3061.5838 | 2894.5375 | 2754.6838 | 3088.2581 | 2919.3084 | 3139.7159 | 2712.2563 | 2375.0975 | 2440.4313 | 2631.7085 | 2705.2553 | 2540.4802 | 2387.4589 | 3240.6385
Option 3 SC | QLD | Q2 | North Qld Clean Energy Hub | Wind | 166.8489 | 170.1043 | 180.6053 | 174.5467 | 175.0976 | 162.947 | 2208.8478 | 6133.5168 | 6687.2823 | 6465.4053 | 6324.1411 | 5838.5529 | 7628.8102 | 8310.6953 | 8139.1726 | 8367.3351 | 8808.4951 | 9111.3466 | 9440.2507 | 9394.6041 | 9226.1463 | 8574.6006 | 9036.5985 | 9664.4845
Option 3 SC | SA | S5 | Northern SA | Solar | 649.4496 | 1847.9115 | 1811.0483 | 2136.5794 | 2219.9439 | 2185.6725 | 2193.0228 | 2231.4995 | 2306.6767 | 2381.5693 | 2252.3444 | 2212.3337 | 2440.8501 | 2563.3231 | 2483.8725 | 2515.8376 | 2851.4862 | 2765.1075 | 2661.7301 | 2626.7569 | 2893.6613 | 2789.1378 | 3833.3205 | 3973.7655
Option 3 SC | SA | S2 | Riverland | Solar | 32.4388 | 32.58 | 35.0998 | 35.2159 | 36.1108 | 27.9907 | 27.7696 | 28.2457 | 29.4681 | 30.1941 | 28.4825 | 28.5682 | 28.3472 | 1825.9612 | 1740.3824 | 1668.0956 | 1694.8596 | 1703.0123 | 1613.1109 | 1582.9844 | 1859.4838 | 1848.6577 | 1530.7727 | 1512.2799
Option 3 SC | SA | S1 | South East SA | Solar | 348.6852 | 379.6901 | 292.9217 | 372.4641 | 384.3121 | 392.5124 | 386.3104 | 390.5419 | 407.8861 | 405.2653 | 394.073 | 403.2907 | 389.4546 | 325.9853 | 179.0426 | 160.4608 | 171.973 | 168.98 | 186.859 | 177.514 | 269.366 | 256.8944 | 184.7102 | 97.3427
Option 3 SC | SA | S3 | Mid-North SA | Solar | 0 | 0.00012176 | 0.00020268 | 0.00019679 | 0.00020599 | 0.00019561 | 0.00025101 | 0.0002545 | 0.00026592 | 0.00025865 | 0.00024803 | 0.00022981 | 0.00021171 | 815.0151 | 698.6588 | 616.3254 | 632.5182 | 634.2368 | 585.4475 | 562.1933 | 662.4523 | 665.2838 | 1509.7395 | 1495.3158
Option 3 SC | SA | S7 | Eastern Eyre Peninsula | Wind | 578.0892 | 591.6231 | 499.9461 | 636.2704 | 389.8951 | 172.1158 | 155.2632 | 187.8634 | 171.8485 | 4.2917e-05 | 1165.872 | 1129.4366 | 648.6753 | 565.8313 | 567.8968 | 542.7321 | 572.9422 | 549.7786 | 568.6769 | 677.5979 | 688.9159 | 737.4006 | 714.9219 | 860.6902
Option 3 SC | SA | S6 | Roxby Downs | Wind | 0 | 0 | 1.6353e-05 | 1.6862e-05 | 1.655e-05 | 2.0233e-05 | 2.1326e-05 | 2.4626e-05 | 2.2993e-05 | 2.2587e-05 | 2.2383e-05 | 2.2111e-05 | 820.6793 | 752.445 | 769.9065 | 762.966 | 784.3721 | 774.9022 | 779.7029 | 831.955 | 817.2737 | 814.2646 | 756.8623 | 858.2092
Option 3 SC | SA | S5 | Northern SA | Wind | 1248.2718 | 1241.4173 | 1229.5927 | 1350.3756 | 1289.3904 | 1283.1754 | 1238.82 | 1324.3054 | 1481.3677 | 1458.8219 | 1459.3244 | 1458.8087 | 3467.6145 | 3195.3371 | 3216.1027 | 3232.3091 | 3149.8926 | 3188.2166 | 3260.1431 | 2884.0255 | 2845.4829 | 2836.3953 | 2621.6595 | 2866.7159
Option 3 SC | SA | S4 | Yorke Peninsula | Wind | 0 | 0 | 2.1188e-05 | 2.8284e-05 | 3.1778e-05 | 3.9901e-05 | 4.152e-05 | 4.2137e-05 | 4.631e-05 | 4.055e-05 | 4.2672e-05 | 5.4006e-05 | 4.9363e-05 | 4.3889e-05 | 4.4516e-05 | 4.3266e-05 | 4.2966e-05 | 4.4789e-05 | 5.2165e-05 | 5.6102e-05 | 5.0614e-05 | 5.3981e-05 | 5.1478e-05 | 5.7823e-05
Option 3 SC | SA | S3 | Mid-North SA | Wind | 5320.3897 | 5635.5329 | 5158.2559 | 5979.6352 | 5334.5234 | 5513.5682 | 5178.294 | 5623.3495 | 5723.6759 | 5125.4795 | 4383.9793 | 6987.2907 | 6944.6561 | 5670.1192 | 6009.1253 | 5856.7172 | 5929.2276 | 6431.2037 | 6468.8924 | 6681.096 | 6392.7578 | 6645.1256 | 5350.4701 | 5581.2385
Option 3 SC | SA | S1 | South East SA | Wind | 729.1139 | 801.8891 | 630.0787 | 797.4211 | 725.2089 | 694.5691 | 679.2597 | 762.0878 | 776.084 | 490.5989 | 429.3711 | 459.5617 | 599.3659 | 903.1193 | 1482.6508 | 1536.9276 | 1457.1466 | 1777.6782 | 1735.8468 | 1828.8605 | 1875.3238 | 2085.3483 | 1681.6311 | 1862.4079
Option 3 SC | TAS | T1 | North East Tasmania | Solar | 0 | 556.6518 | 582.2236 | 671.3713 | 715.9885 | 768.6718 | 609.9342 | 799.4509 | 551.2233 | 486.762 | 753.6454 | 745.0474 | 777.8415 | 829.8339 | 339.6583 | 319.5084 | 280.8985 | 307.5106 | 314.3238 | 278.6088 | 313.9688 | 356.737 | 319.2241 | 317.3668
Option 3 SC | TAS | T2 | North West Tasmania | Solar | 0 | 1.4758e-05 | 8.2032e-05 | 0.0007054 | 0.00073871 | 0.00085136 | 0.00077228 | 0.00082725 | 0.00076727 | 0.00069338 | 0.00083112 | 0.00079352 | 0.00082269 | 0.00085514 | 0.00058045 | 0.00053062 | 0.00049035 | 0.00054794 | 0.00052029 | 0.00050205 | 0.00052786 | 0.00060842 | 0.00054215 | 0.00055763
Option 3 SC | TAS | T3 | Central Highlands | Solar | 0 | 1.6427e-05 | 2.1638e-05 | 2.845e-05 | 3.5911e-05 | 5.0785e-05 | 3.7844e-05 | 5.3142e-05 | 3.7304e-05 | 3.4252e-05 | 5.0747e-05 | 4.9722e-05 | 4.8659e-05 | 5.1074e-05 | 3.2583e-05 | 2.9609e-05 | 2.7798e-05 | 2.8107e-05 | 2.4535e-05 | 2.2635e-05 | 2.478e-05 | 2.5557e-05 | 2.4382e-05 | 2.4026e-05
Option 3 SC | TAS | T1 | North East Tasmania | Wind | 0 | 0 | 6.3013e-05 | 216.2881 | 203.1558 | 269.565 | 298.8804 | 288.0064 | 299.4844 | 309.6224 | 276.0751 | 616.8607 | 619.3232 | 594.0073 | 630.3697 | 601.5107 | 624.8776 | 601.6771 | 601.3527 | 640.39 | 601.5078 | 595.9565 | 660.7676 | 636.7248
Option 3 SC | TAS | T2 | North West Tasmania | Wind | 390.7669 | 411.1428 | 402.3742 | 467.2756 | 445.5392 | 409.6029 | 413.4082 | 461.2177 | 434.6325 | 433.4558 | 446.1863 | 431.2115 | 480.3672 | 449.2375 | 320.0672 | 358.8102 | 356.9659 | 378.6402 | 344.6003 | 365.8508 | 383.1653 | 369.152 | 375.502 | 393.2982
Option 3 SC | TAS | T3 | Central Highlands | Wind | 498.7642 | 487.3243 | 2952.9791 | 3835.272 | 4171.6476 | 5163.706 | 5403.2303 | 5506.6458 | 5621.0334 | 5820.4794 | 5194.7283 | 4835.5012 | 6074.247 | 6183.1837 | 6168.8568 | 6396.7367 | 6469.7789 | 6437.209 | 5825.0552 | 6081.884 | 5991.8217 | 5763.0137 | 5983.8809 | 6129.9676
Option 3 SC | VIC | V9 | Southern Ocean | Offshore Wind | 0 | 0 | 0 | 0 | 0 | 8.908e-05 | 1908.4577 | 1962.0586 | 1973.7905 | 2339.9386 | 3248.8226 | 3414.7769 | 3369.8289 | 2917.7481 | 3051.9277 | 3096.4157 | 3176.7686 | 3420.5089 | 3343.2254 | 3335.5342 | 3103.0634 | 3079.8556 | 3210.4129 | 3259.4951
Option 3 SC | VIC | V8 | Gippsland Offshore | Offshore Wind | 0 | 0 | 0 | 0 | 0 | 8387.1398 | 9496.5579 | 11331.3995 | 14958.3945 | 19563.514 | 21756.6834 | 23285.8247 | 30749.9999 | 32284.632 | 33754.5468 | 32419.9235 | 33376.7622 | 33773.3298 | 33222.8154 | 35041.8192 | 32516.5005 | 33073.2552 | 33794.7385 | 35239.3793
Option 3 SC | VIC | V7 | Central North VIC | Solar | 1132.9776 | 1495.9871 | 1392.6294 | 1169.0949 | 1244.2589 | 1180.5947 | 1167.9381 | 1210.3429 | 1247.0976 | 1120.6715 | 1079.6289 | 990.9067 | 849.8876 | 908.8989 | 1581.9728 | 1630.5112 | 1691.6489 | 1671.7658 | 1496.0389 | 1306.0639 | 1528.7791 | 1500.333 | 1373.0761 | 1444.9681
Option 3 SC | VIC | V6 | Gippsland Onshore | Solar | 6.5835 | 1037.7452 | 1224.5164 | 1157.3618 | 1174.166 | 1122.0543 | 1223.7212 | 1251.4075 | 1236.2419 | 1141.2952 | 998.9543 | 983.8835 | 820.7264 | 763.3361 | 862.9091 | 878.7949 | 839.2188 | 896.3756 | 854.541 | 829.4861 | 892.1207 | 903.0404 | 885.4837 | 938.2084
Option 3 SC | VIC | V4 | Wimmera Southern Mallee | Solar | 0 | 5.4693e-05 | 4.4204e-05 | 4.1789e-05 | 4.9513e-05 | 4.7178e-05 | 4.5369e-05 | 4.7741e-05 | 1.3022e-06 | 4.6215e-05 | 4.4505e-05 | 3.6606e-05 | 3.9074e-05 | 4.4381e-05 | 4.6355e-05 | 4.3661e-05 | 4.0105e-05 | 4.1162e-05 | 3.6442e-05 | 3.2937e-05 | 4.0123e-05 | 3.7583e-05 | 3.8691e-05 | 3.7598e-05
Option 3 SC | VIC | V3 | Wimmera Grampians | Solar | 131.3362 | 229.7407 | 198.1019 | 163.993 | 174.7903 | 151.9302 | 141.6356 | 151.6146 | 153.8139 | 140.8455 | 130.8888 | 141.9456 | 73.7766 | 77.9543 | 90.3066 | 85.3935 | 82.6493 | 85.9025 | 76.0774 | 68.663 | 82.5924 | 90.6939 | 79.3465 | 80.0106
Option 3 SC | VIC | V2 | Central Highlands VIC | Solar | 0 | 9.4915e-05 | 7.5757e-05 | 6.9441e-05 | 7.4835e-05 | 7.1944e-05 | 9.2618e-05 | 9.5884e-05 | 7.3799e-05 | 8.6044e-05 | 7.9243e-05 | 7.7015e-05 | 9.9458e-05 | 0.00010215 | 0.00010313 | 8.5717e-05 | 7.7404e-05 | 7.9036e-05 | 8.1744e-05 | 7.1784e-05 | 7.3995e-05 | 7.3233e-05 | 6.6991e-05 | 6.9936e-05
Option 3 SC | VIC | V1 | North West VIC | Solar | 1236.8614 | 1974.5725 | 1740.987 | 1549.433 | 1599.3019 | 1501.2743 | 1479.0721 | 1602.0131 | 1598.3345 | 1471.9016 | 1362.2931 | 1366.3663 | 2354.2811 | 3824.4924 | 4065.1549 | 4063.9466 | 4116.0638 | 4201.8724 | 3979.7818 | 3585.8603 | 4181.4921 | 4402.545 | 3853.4294 | 3706.2521
Option 3 SC | VIC | V7 | Central North VIC | Wind | 0 | 0 | 848.2307 | 1878.4594 | 1868.1576 | 1797.6885 | 1652.7728 | 1807.0848 | 1846.0579 | 1744.5934 | 1734.2647 | 1749.4254 | 1539.8111 | 1454.7971 | 1496.2004 | 1590.9107 | 1491.5377 | 1524.7442 | 1500.3155 | 1500.98 | 1631.8304 | 1630.1251 | 1458.1636 | 1607.225
Option 3 SC | VIC | V6 | Gippsland Onshore | Wind | 0 | 0 | 6.6737e-05 | 0.00015433 | 0.00013348 | 0.00014272 | 0.00017174 | 0.00016512 | 0.00016594 | 0.00017819 | 0.00016749 | 0.00015989 | 0.00013723 | 0.00012217 | 0.00012781 | 0.00013291 | 0.00013272 | 0.00013416 | 0.00012607 | 0.00014743 | 0.000133 | 0.00013341 | 0.00013654 | 0.00012728
Option 3 SC | VIC | V5 | South West VIC | Wind | 6100.6728 | 7165.9682 | 7844.1111 | 8516.4573 | 7544.1968 | 7535.44 | 7267.1366 | 7835.5803 | 8005.7734 | 8179.0598 | 7879.5827 | 7752.9026 | 6327.8966 | 5747.3125 | 5704.9041 | 6671.9577 | 6738.6842 | 6829.6662 | 7546.2977 | 8557.6386 | 7773.7904 | 7571.9435 | 8194.0752 | 8568.93
Option 3 SC | VIC | V3 | Wimmera Grampians | Wind | 1974.435 | 2136.0602 | 1971.2673 | 2021.8452 | 1795.4288 | 1635.8021 | 1549.4382 | 1708.7676 | 1157.9877 | 1153.3916 | 1129.4595 | 1114.2316 | 749.4439 | 715.6514 | 761.0971 | 851.2056 | 774.6603 | 854.6191 | 661.9888 | 645.6744 | 736.2088 | 370.1973 | 335.4246 | 0.00017001
Option 3 SC | VIC | V2 | Central Highlands VIC | Wind | 1918.9959 | 2149.1627 | 3063.5748 | 4312.2604 | 3935.8707 | 3970.9765 | 3999.0563 | 4231.2072 | 4285.9189 | 4346.9319 | 4102.5229 | 4218.9634 | 3782.5327 | 3328.5752 | 3596.4483 | 4270.0741 | 4305.9138 | 4447.8684 | 4440.7143 | 5068.2053 | 4409.2659 | 4458.0377 | 4868.8652 | 4787.3061
Option 3 SC | VIC | V1 | North West VIC | Wind | 0 | 0 | 3503.5601 | 3685.3203 | 3472.455 | 3363.515 | 3289.8976 | 3582.8566 | 3529.7694 | 3403.9895 | 3364.7187 | 3430.4816 | 3560.3369 | 3063.5963 | 3869.9246 | 4005.6048 | 3647.1169 | 4018.7227 | 4002.03 | 3982.6052 | 4133.7952 | 4311.2569 | 3940.3964 | 4330.4914
Option 3 SC | VIC | V4 | Wimmera Southern Mallee | Wind | 1412.566 | 1488.654 | 1646.7574 | 3843.7595 | 4250.4996 | 4032.0046 | 4001.6583 | 4334.0337 | 4287.5937 | 4173.5493 | 4126.6348 | 4196.3264 | 2869.6 | 2567.128 | 3145.6725 | 3330.4126 | 3044.9127 | 3294.4719 | 3300.3359 | 3115.2495 | 5265.718 | 5561.763 | 5023.0114 | 4851.3381
Option 4 SC | NSW | N11 | Illawarra Coast | Offshore Wind | 0 | 0 | 0 | 0 | 0 | 0 | 0 | 0 | 0 | 0 | 0 | 0 | 2.7625e-06 | 3.632e-06 | 7.6487e-06 | 1.4126e-05 | 7.0393e-05 | 7.1651e-05 | 9.1792e-05 | 8.9378e-05 | 8.727e-05 | 8.8857e-05 | 8.5009e-05 | 6.1919e-06
Option 4 SC | NSW | N10 | Hunter Coast | Offshore Wind | 0 | 0 | 0 | 0 | 0 | 0 | 0 | 0 | 0 | 0 | 0 | 0 | 3.2614e-06 | 6.1714e-06 | 1.0994e-05 | 1.1173e-05 | 2.8611e-05 | 2.6922e-05 | 2.8436e-05 | 2.4683e-05 | 2.7178e-05 | 2.7695e-05 | 2.6689e-05 | 2.4084e-05
Option 4 SC | NSW | N8 | Cooma-Monaro | Solar | 0 | 9.6524e-07 | 663.5262 | 648.3778 | 635.8798 | 654.9743 | 639.5524 | 690.4822 | 790.8553 | 793.0061 | 753.1958 | 675.425 | 760.988 | 794.653 | 798.3301 | 725.1837 | 679.2531 | 665.7551 | 756.2693 | 736.7925 | 725.6949 | 749.0742 | 733.0833 | 784.8682
Option 4 SC | NSW | N9 | Hunter-Central Coast | Solar | 0 | 1729.0605 | 5297.4704 | 5145.5546 | 4759.8669 | 4828.9398 | 4817.9765 | 5376.891 | 5270.8566 | 5536.6122 | 5800.4916 | 5700.7 | 5447.5184 | 5036.4765 | 4919.9031 | 5025.0164 | 4998.5882 | 4801.8736 | 4707.541 | 4470.2788 | 4928.1697 | 5623.5171 | 5124.6357 | 5607.4967
Option 4 SC | NSW | N3 | Central-West Orana | Solar | 2783.444 | 2908.3792 | 5921.3259 | 14075.6757 | 14585.3244 | 15320.4458 | 15084.6305 | 17512.0006 | 19866.1258 | 19264.4811 | 18497.424 | 17230.7773 | 18541.2425 | 19407.2203 | 18926.7504 | 18843.8913 | 18299.1903 | 19079.654 | 21187.4151 | 21059.9495 | 20990.3897 | 21185.2168 | 20864.586 | 21760.0416
Option 4 SC | NSW | N6 | Wagga Wagga | Solar | 911.7249 | 5492.5911 | 5804.7488 | 4934.4755 | 4947.7795 | 4534.2051 | 4245.0814 | 4791.9 | 4887.5084 | 4615.4081 | 4203.9145 | 4160.2764 | 2956.5654 | 3007.0985 | 2755.6648 | 2934.4941 | 3147.5422 | 3159.5062 | 2751.9991 | 2428.4389 | 2826.9318 | 2998.326 | 2698.3059 | 2849.6401
Option 4 SC | NSW | N5 | South West NSW | Solar | 1543.9619 | 2248.8731 | 3693.9747 | 3253.3483 | 3304.0234 | 2962.2502 | 3247.084 | 3446.109 | 3959.4702 | 3850.199 | 3723.9054 | 4187.4964 | 2807.01 | 2369.3377 | 2613.325 | 2669.856 | 2925.8796 | 2677.6822 | 2422.5335 | 2237.9025 | 2638.4437 | 2721.8484 | 2509.408 | 2084.3529
Option 4 SC | NSW | N4 | Broken Hill | Solar | 109.6368 | 384.7615 | 443.7436 | 597.5951 | 605.0583 | 521.0012 | 624.4193 | 602.3446 | 626.3414 | 616.8318 | 593.059 | 653.0357 | 506.1836 | 396.6154 | 422.7829 | 434.4471 | 463.3358 | 449.7837 | 372.5665 | 372.1094 | 404.5168 | 432.146 | 816.3215 | 707.824
Option 4 SC | NSW | N7 | Tumut | Solar | 0 | 1.1988e-06 | 215.6776 | 210.9329 | 214.7707 | 216.187 | 204.9067 | 223.3484 | 225.2732 | 221.1903 | 215.1292 | 197.9894 | 212.7564 | 233.0021 | 234.9509 | 216.3348 | 186.5657 | 187.5723 | 219.7838 | 205.7218 | 212.4476 | 216.8402 | 206.8937 | 216.3544
Option 4 SC | NSW | N2 | New England | Solar | 1143.6323 | 1446.6142 | 1747.7065 | 1765.3768 | 1702.1155 | 1832.6254 | 5016.4437 | 4692.0835 | 4822.6876 | 4937.9185 | 4967.3521 | 5065.3482 | 3691.1039 | 3107.9366 | 3018.5975 | 3203.6727 | 3305.7439 | 2868.0654 | 2789.0574 | 2729.8822 | 3129.9599 | 3252.192 | 2807.8273 | 2668.4654
Option 4 SC | NSW | N13 | South Cobar | Solar | 0 | 2.9034e-06 | 2.2674e-05 | 299.1886 | 298.3574 | 294.7758 | 298.7938 | 311.549 | 322.6142 | 354.5628 | 342.9983 | 322.8767 | 336.9515 | 343.9235 | 337.9954 | 337.6617 | 299.3654 | 322.4249 | 342.6024 | 331.4156 | 335.4795 | 332.6885 | 332.4341 | 353.7248
Option 4 SC | NSW | N1 | North West NSW | Solar | 396.4198 | 727.9835 | 678.4553 | 637.4599 | 625.426 | 611.4495 | 677.0003 | 677.9619 | 695.3073 | 695.0182 | 682.2844 | 704.4198 | 506.2046 | 451.0525 | 402.0268 | 463.1249 | 459.0483 | 430.0329 | 407.0048 | 398.4099 | 398.7334 | 327.5638 | 317.8396 | 296.3392
Option 4 SC | NSW | DN1 | Dubbo | Solar | 0 | 0 | 0 | 0 | 0 | 0 | 1120.7175 | 1965.3626 | 1917.0465 | 1887.617 | 1831.9935 | 1714.898 | 1622.8404 | 1548.0492 | 1421.0966 | 1434.0471 | 1956.4929 | 1831.7114 | 1735.5381 | 1723.5384 | 1935.2353 | 1999.5871 | 1912.147 | 2111.8688
Option 4 SC | NSW | N9 | Hunter-Central Coast | Wind | 0 | 0 | 7.9333e-06 | 1.1516e-05 | 1050.6755 | 1093.5591 | 1082.828 | 1164.7676 | 1051.7066 | 1115.2429 | 3807.6232 | 3867.208 | 3997.3715 | 3428.2357 | 3873.2663 | 3834.7288 | 4247.1794 | 3729.2539 | 4009.7073 | 3808.5587 | 3826.5535 | 3941.8474 | 3906.2515 | 4204.3988
Option 4 SC | NSW | N8 | Cooma-Monaro | Wind | 326.0788 | 329.6403 | 346.6466 | 631.3763 | 604.8369 | 627.64 | 614.6826 | 684.3713 | 675.7713 | 662.083 | 629.0224 | 628.5052 | 1099.9719 | 955.9966 | 792.6268 | 828.2453 | 840.621 | 1230.406 | 1303.7438 | 1308.2222 | 1244.1647 | 1321.7834 | 1329.7603 | 1418.5351
Option 4 SC | NSW | N7 | Tumut | Wind | 0 | 665.9891 | 791.0972 | 831.735 | 838.1428 | 803.5866 | 737.8554 | 851.2397 | 1152.9336 | 1179.2351 | 1103.8703 | 1208.2428 | 1113.4571 | 983.0242 | 1089.5477 | 1124.4664 | 1140.6845 | 1000.5535 | 1031.0967 | 1027.884 | 1044.4585 | 1017.8113 | 977.5864 | 1071.0812
Option 4 SC | NSW | N6 | Wagga Wagga | Wind | 0 | 0 | 1.0965e-06 | 1.189e-05 | 845.9628 | 811.2852 | 797.7874 | 854.5108 | 964.9858 | 948.4032 | 927.9973 | 930.3179 | 935.5706 | 831.6274 | 907.1766 | 928.4337 | 874.0358 | 1525.3698 | 1600.8373 | 1592.7155 | 1608.0704 | 2662.9202 | 2628.3554 | 2805.2463
Option 4 SC | NSW | N5 | South West NSW | Wind | 0 | 0 | 0 | 1.1169e-05 | 2.1497e-05 | 2.0977e-05 | 1.6916e-05 | 1.9979e-05 | 702.5005 | 709.5114 | 689.5378 | 692.0739 | 685.3414 | 606.9407 | 666.6783 | 658.7574 | 635.4147 | 670.9875 | 687.6253 | 703.7659 | 658.761 | 654.5281 | 658.1086 | 699.6228
Option 4 SC | NSW | N4 | Broken Hill | Wind | 672.1636 | 697.8298 | 641.1475 | 604.5135 | 663.9966 | 635.7722 | 616.1127 | 686.4199 | 871.2075 | 766.7664 | 837.5681 | 781.2555 | 3623.4194 | 3474.1409 | 3770.5806 | 3788.5761 | 3640.9042 | 3903.7944 | 3778.1813 | 3841.0054 | 3881.5614 | 3885.4729 | 3475.9015 | 3919.5967
Option 4 SC | NSW | N3 | Central-West Orana | Wind | 315.9837 | 648.6886 | 2103.1858 | 11767.7918 | 17452.1745 | 19143.0657 | 18620.3987 | 20162.9566 | 19472.5103 | 20102.555 | 19671.017 | 20235.6434 | 19428.4765 | 19269.2775 | 19986.6791 | 24693.854 | 24684.2888 | 23145.1591 | 23868.3799 | 23078.3086 | 24093.577 | 23784.116 | 22863.1092 | 24596.2654
Option 4 SC | NSW | N2 | New England | Wind | 1241.9301 | 1189.6616 | 1135.4995 | 1056.3687 | 1425.3865 | 1539.1208 | 1568.1336 | 1648.2254 | 6920.9471 | 6439.1548 | 7682.5058 | 8210.6545 | 6836.5674 | 5866.8768 | 7220.418 | 7800.6752 | 10163.0633 | 9572.8515 | 9491.562 | 8964.0742 | 9871.3795 | 10121.7039 | 9861.9834 | 10311.9071
Option 4 SC | NSW | N12 | Illawarra | Wind | 0 | 0 | 1.9601e-07 | 1.1089e-06 | 4.543e-06 | 8.0303e-06 | 7.6511e-06 | 9.1005e-06 | 189.4171 | 190.1323 | 189.8092 | 204.7021 | 207.6971 | 176.9274 | 191.1613 | 186.5532 | 196.6318 | 181.0909 | 196.8476 | 186.2018 | 186.554 | 183.7854 | 193.2738 | 193.5889
Option 4 SC | NSW | DN3 | Marulan | Wind | 0 | 0 | 0 | 0 | 0 | 2.1462e-06 | 3.3566e-07 | 2.5127e-06 | 1.026e-05 | 1.4533e-05 | 2.2186e-05 | 2.616e-05 | 595.4657 | 489.4099 | 536.8735 | 525.6929 | 551.0274 | 497.22 | 527.751 | 544.8695 | 493.6967 | 503.5803 | 500.8165 | 522.0903
Option 4 SC | NSW | DN1 | Dubbo | Wind | 0 | 0 | 0 | 0 | 0 | 0 | 0 | 2.5464e-05 | 829.4319 | 818.5141 | 795.7784 | 835.7546 | 794.0416 | 785.0838 | 754.5808 | 820.0061 | 776.9484 | 764.7182 | 747.5326 | 709.0549 | 801.0207 | 755.423 | 726.3786 | 801.1412
Option 4 SC | NSW | N13 | South Cobar | Wind | 0 | 0 | 0 | 0 | 3.6362e-06 | 7.59e-06 | 7.4707e-07 | 3.1827e-06 | 2.9136e-05 | 2.8119e-05 | 2.9827e-05 | 3.1234e-05 | 256.4178 | 238.6006 | 241.6959 | 362.9313 | 369.5626 | 378.9284 | 366.8778 | 358.5509 | 361.2872 | 357.6243 | 349.0912 | 378.1263
Option 4 SC | QLD | Q1 | Far North QLD | Solar | 156.2873 | 406.9054 | 387.2233 | 355.0259 | 365.9588 | 493.9133 | 474.3235 | 459.8778 | 431.1482 | 483.8904 | 435.3926 | 650.8471 | 587.3581 | 465.0009 | 503.4866 | 486.2587 | 809.156 | 878.1533 | 856.6248 | 727.938 | 789.6363 | 914.7633 | 824.0883 | 625.04
Option 4 SC | QLD | Q10 | Collinsville | Solar | 493.1939 | 562.6402 | 547.022 | 527.94 | 553.9729 | 885.756 | 850.8635 | 839.7188 | 792.1999 | 871.0102 | 827.3628 | 1699.0464 | 1448.2211 | 1198.8182 | 1267.0218 | 1185.078 | 1127.2661 | 1085.884 | 951.9124 | 879.0456 | 1020.7013 | 1086.477 | 841.6187 | 543.3757
Option 4 SC | QLD | Q2 | North Qld Clean Energy Hub | Solar | 168.902 | 182.3173 | 190.6577 | 184.7862 | 187.9174 | 189.0042 | 182.7633 | 175.4692 | 175.2119 | 189.0668 | 174.4032 | 95.1545 | 87.2316 | 76.4251 | 80.9712 | 80.2348 | 72.6435 | 75.8643 | 78.2786 | 73.6572 | 32.7066 | 37.8326 | 0 | 0
Option 4 SC | QLD | Q8b | Darling Downs (B) | Solar | 598.7003 | 640.707 | 672.8802 | 709.6012 | 691.3802 | 702.3877 | 699.6094 | 723.8302 | 726.5653 | 737.957 | 677.3307 | 660.0433 | 708.7088 | 711.9668 | 694.2171 | 691.3635 | 580.6038 | 592.8631 | 359.6406 | 297.7502 | 211.7449 | 214.8557 | 143.6117 | 0
Option 4 SC | QLD | Q8a | Darling Downs (A) | Solar | 2243.4981 | 3228.651 | 3399.2241 | 3516.2607 | 3443.7061 | 3461.0487 | 3524.5061 | 3573.3516 | 3638.0891 | 3610.9974 | 3227.0989 | 3128.1606 | 3025.1562 | 2897.9033 | 2970.5265 | 2885.3303 | 2453.6514 | 2494.5838 | 2537.8591 | 2423.0958 | 1577.1023 | 1534.883 | 1488.9281 | 1501.4688
Option 4 SC | QLD | Q8 | Darling Downs | Solar | 0 | 2422.5985 | 2563.4944 | 2677.5673 | 2609.8355 | 2643.0661 | 2657.8081 | 2687.5248 | 2738.9365 | 3099.9307 | 4741.1534 | 4749.6226 | 6330.7907 | 6420.3436 | 6257.9156 | 6731.7898 | 7963.957 | 8912.6826 | 9356.2398 | 10064.0012 | 9774.5084 | 10640.824 | 11092.0272 | 11333.3844
Option 4 SC | QLD | Q7 | Wide Bay | Solar | 835.1165 | 1052.4013 | 1587.8989 | 1662.9874 | 1644.4795 | 1698.091 | 1675.8429 | 1691.1799 | 1678.2272 | 1716.0148 | 2870.274 | 2790.7816 | 4727.736 | 4385.129 | 4721.4578 | 4226.0858 | 3600.0206 | 3409.0367 | 3206.8391 | 2882.2565 | 3321.0312 | 3955.6842 | 4045.7685 | 3653.6638
Option 4 SC | QLD | Q6 | Fitzroy | Solar | 171.6279 | 193.2946 | 157.9239 | 170.9551 | 163.7882 | 169.742 | 181.8609 | 181.8429 | 179.78 | 966.3526 | 2498.9936 | 2675.4979 | 2624.2508 | 2493.8556 | 2598.945 | 4313.5169 | 5382.4385 | 5882.889 | 5586.8456 | 5626.4804 | 6204.9281 | 8165.5942 | 9976.52 | 11434.173
Option 4 SC | QLD | Q5 | Barcaldine | Solar | 0 | 4.2879e-05 | 3.5838e-05 | 3.7129e-05 | 4.4277e-05 | 5.0528e-05 | 5.2383e-05 | 4.9034e-05 | 3.6601e-05 | 17.4215 | 72.9441 | 77.9264 | 70.339 | 62.4993 | 69.5999 | 92.5915 | 90.7959 | 83.5213 | 78.143 | 78.0982 | 96.5898 | 102.7011 | 78.5301 | 81.9031
Option 4 SC | QLD | Q4b | Isaac (B) | Solar | 316.4946 | 698.8084 | 590.8737 | 615.389 | 610.0128 | 633.1496 | 660.6985 | 667.4422 | 637.9351 | 637.0221 | 641.5776 | 653.0151 | 499.1379 | 460.0955 | 462.4125 | 430.3145 | 353.0233 | 312.8958 | 263.2914 | 271.2523 | 318.9883 | 324.1845 | 276.9184 | 258.2625
Option 4 SC | QLD | Q4 | Isaac | Solar | 819.1166 | 935.1101 | 893.2441 | 896.415 | 917.404 | 919.72 | 922.3647 | 951.3103 | 908.6668 | 893.4189 | 926.3524 | 946.4364 | 884.3467 | 779.3419 | 835.349 | 720.5398 | 794.055 | 731.0013 | 606.161 | 713.5311 | 859.8869 | 1016.1601 | 1010.3423 | 1720.2696
Option 4 SC | QLD | Q3 | Northern Qld | Solar | 923.4022 | 1353.9866 | 2498.3249 | 2317.3086 | 2435.5079 | 2557.1607 | 2413.7944 | 2316.1006 | 2185.483 | 2501.8682 | 2209.0867 | 2383.2455 | 2108.8994 | 1671.9334 | 1752.0017 | 1772.5592 | 1335.2896 | 1185.3377 | 1122.5236 | 975.8448 | 1083.9551 | 1178.9954 | 1087.6852 | 902.9941
Option 4 SC | QLD | Q9 | Banana | Solar | 36.7733 | 39.7387 | 40.9443 | 40.1576 | 41.2232 | 39.302 | 39.1496 | 41.1832 | 40.8697 | 38.5488 | 42.305 | 41.3781 | 37.3207 | 34.4078 | 38.2264 | 32.8307 | 28.6143 | 0 | 0 | 0 | 0 | 0 | 0 | 0
Option 4 SC | QLD | Q1 | Far North QLD | Wind | 773.4109 | 804.761 | 1344.2401 | 3504.0611 | 3443.8342 | 3119.4384 | 3178.1819 | 3446.9222 | 3236.9004 | 3190.2758 | 3063.2136 | 2894.2731 | 2763.1538 | 3087.6443 | 2928.6235 | 3139.8705 | 2712.8033 | 2376.4053 | 2442.247 | 2632.5577 | 2705.5022 | 2539.8738 | 2375.831 | 3233.4297
Option 4 SC | QLD | Q5 | Barcaldine | Wind | 0 | 0 | 0 | 0 | 375.9596 | 362.7984 | 353.1019 | 392.9751 | 399.7275 | 362.2783 | 376.9174 | 367.0771 | 357.0475 | 370.3201 | 401.1467 | 393.2087 | 352.1451 | 332.8733 | 368.5303 | 351.9234 | 374.2034 | 360.9093 | 335.3715 | 359.2077
Option 4 SC | QLD | Q8b | Darling Downs (B) | Wind | 3370.63 | 3331.2324 | 3420.914 | 3354.6326 | 3480.6422 | 3457.0167 | 3282.1048 | 3415.3105 | 3722.6366 | 3323.4277 | 3477.9091 | 3602.6318 | 3237.5948 | 3048.8339 | 3164.1181 | 3170.4604 | 3043.0191 | 2944.1535 | 2934.0973 | 2791.8386 | 3069.2486 | 3047.9498 | 2841.3906 | 2922.5222
Option 4 SC | QLD | Q8a | Darling Downs (A) | Wind | 545.1884 | 565.195 | 608.5469 | 635.88 | 631.4385 | 633.5838 | 594.9642 | 605.3028 | 655.6902 | 608.2244 | 617.0361 | 619.3298 | 608.7561 | 584.5005 | 602.8834 | 631.4282 | 545.1783 | 565.172 | 608.5167 | 628.249 | 631.4046 | 623.9928 | 585.4241 | 595.9081
Option 4 SC | QLD | Q8 | Darling Downs | Wind | 0 | 0 | 0 | 4.9839e-06 | 1916.3429 | 4650.1429 | 4471.3944 | 4594.2641 | 4938.3486 | 4539.301 | 4691.6273 | 7422.3487 | 13562.5626 | 12843.3392 | 13517.2917 | 14073.7373 | 14137.8752 | 14185.2302 | 14908.6242 | 17164.9646 | 17811.8718 | 17215.5541 | 16604.595 | 16584.3211
Option 4 SC | QLD | Q7 | Wide Bay | Wind | 0 | 0 | 0 | 0 | 0 | 0 | 0 | 3.3881e-07 | 1.5503e-07 | 1.3057e-06 | 5.0572e-06 | 9.4348e-06 | 0.00024673 | 352.9653 | 371.7652 | 382.1107 | 681.6392 | 658.9102 | 660.9419 | 585.3498 | 654.9594 | 602.4475 | 623.1637 | 605.1436
Option 4 SC | QLD | Q6 | Fitzroy | Wind | 0 | 516.7785 | 740.144 | 766.4758 | 749.7663 | 1371.7498 | 1377.713 | 1273.8002 | 3964.483 | 3594.5686 | 3837.8799 | 3702.5646 | 3439.3949 | 3672.4182 | 3641.7955 | 3625.7222 | 3483.4534 | 6476.0591 | 6402.8426 | 6325.9255 | 6265.3976 | 6348.6885 | 5878.1814 | 5534.9897
Option 4 SC | QLD | Q4 | Isaac | Wind | 1392.5019 | 2019.5536 | 2515.6583 | 2821.3619 | 2645.914 | 2693.8111 | 2531.0094 | 2558.0673 | 2843.755 | 2516.4535 | 2794.4424 | 2711.8318 | 2442.3955 | 3552.6598 | 3517.2196 | 3409.5192 | 3148.2421 | 3257.3338 | 3317.3932 | 3567.6366 | 3435.1766 | 3558.9703 | 3173.0072 | 1976.8496
Option 4 SC | QLD | Q2 | North Qld Clean Energy Hub | Wind | 166.8489 | 170.1043 | 180.6081 | 174.5511 | 175.1032 | 162.9525 | 2205.2713 | 6265.3915 | 6705.7742 | 6482.9915 | 6341.4803 | 5854.3938 | 7617.7945 | 8295.5991 | 8128.1427 | 8365.4198 | 8804.9767 | 9110.8618 | 9439.1927 | 9392.6962 | 9224.8454 | 8574.0865 | 9045.1486 | 9674.1178
Option 4 SC | QLD | Q10 | Collinsville | Wind | 0 | 0 | 0 | 0 | 2.3309e-06 | 2.099e-05 | 1.5326e-05 | 1.5423e-05 | 3.8422e-05 | 3.3391e-05 | 4.4998e-05 | 4.5739e-05 | 561.1972 | 1220.9795 | 1184.6686 | 1107.6839 | 1292.9757 | 1426.441 | 1380.7659 | 1621.8845 | 1556.0507 | 1649.8402 | 1589.363 | 1575.9082
Option 4 SC | QLD | Q8c | Darling Downs (C) | Wind | 2337.7034 | 2310.4261 | 2330.0516 | 2260.4165 | 2336.5624 | 2327.6457 | 2238.7881 | 2232.1624 | 2449.0766 | 2172.7531 | 2281.5311 | 2301.9888 | 2143.6846 | 1960.9051 | 2017.0996 | 2092.2536 | 2042.3356 | 1969.6284 | 850.3256 | 843.3236 | 876.5013 | 899.8022 | 850.4957 | 806.6369
Option 4 SC | SA | S1 | South East SA | Solar | 348.6866 | 379.6933 | 292.9971 | 372.47 | 384.3221 | 392.5253 | 386.3101 | 390.5417 | 407.886 | 405.2652 | 394.0729 | 403.2906 | 389.4503 | 282.9328 | 176.9379 | 159.7587 | 172.0201 | 167.3854 | 186.7848 | 178.0385 | 264.3051 | 244.8202 | 184.642 | 97.137
Option 4 SC | SA | S2 | Riverland | Solar | 32.444 | 32.5778 | 35.1357 | 35.2257 | 36.1246 | 28.0044 | 27.7692 | 28.2452 | 29.4676 | 30.1935 | 28.4819 | 28.5674 | 28.3402 | 1787.4476 | 1719.9766 | 1642.0301 | 1693.0173 | 1685.691 | 1601.2705 | 1566.9409 | 1850.014 | 1835.6587 | 1531.2692 | 1519.4949
Option 4 SC | SA | S3 | Mid-North SA | Solar | 0 | 9.3918e-06 | 1.4611e-05 | 1.4549e-05 | 1.6378e-05 | 1.6037e-05 | 1.5946e-05 | 1.0052e-05 | 1.6648e-05 | 1.6562e-05 | 1.7499e-05 | 2.3334e-05 | 3.2644e-05 | 878.4165 | 754.1697 | 671.9169 | 694.9016 | 688.2166 | 644.2278 | 616.4453 | 728.8899 | 732.2174 | 1503.6598 | 1486.153
Option 4 SC | SA | S5 | Northern SA | Solar | 649.446 | 1846.375 | 1809.198 | 2136.5888 | 2218.9316 | 2185.9168 | 2194.7485 | 2232.6065 | 2307.2741 | 2383.1437 | 2253.0745 | 2214.6167 | 2440.7781 | 2633.0174 | 2529.0098 | 2519.0885 | 2829.4622 | 2745.3806 | 2641.1539 | 2606.5285 | 2864.8875 | 2762.0514 | 3826.482 | 3965.06
Option 4 SC | SA | S1 | South East SA | Wind | 729.1124 | 802.1 | 630.0853 | 797.4264 | 725.3861 | 694.4988 | 682.1936 | 763.6749 | 775.361 | 489.6028 | 428.9024 | 458.7438 | 981.6788 | 1054.2434 | 1490.7199 | 1544.8199 | 1465.3511 | 1799.2716 | 1758.9691 | 1847.7314 | 1898.6237 | 2110.9795 | 1710.1848 | 1881.9382
Option 4 SC | SA | S3 | Mid-North SA | Wind | 5320.3858 | 5636.159 | 5159.6351 | 5979.9305 | 5332.428 | 5513.1005 | 5182.4209 | 5627.1124 | 5724.3012 | 5132.1542 | 4418.6079 | 7012.4246 | 6986.8777 | 5636.1023 | 5984.9941 | 5836.6821 | 5915.0687 | 6423.182 | 6445.9799 | 6671.0497 | 6373.8412 | 6637.1794 | 5359.8481 | 5591.9204
Option 4 SC | SA | S4 | Yorke Peninsula | Wind | 0 | 0 | 0 | 0 | 0 | 1.062e-08 | 0 | 0 | 3.5864e-06 | 8.9413e-06 | 2.629e-05 | 6.4551e-05 | 4.7982e-05 | 5.5739e-05 | 7.668e-05 | 9.0637e-05 | 8.9981e-05 | 0.00013932 | 0.00016254 | 0.00017616 | 0.00016135 | 0.00016744 | 0.00016082 | 0.00018095
Option 4 SC | SA | S5 | Northern SA | Wind | 1248.273 | 1241.499 | 1229.8094 | 1350.4764 | 1289.5195 | 1283.2911 | 1239.8143 | 1325.902 | 1479.1026 | 1457.2208 | 1455.4465 | 1455.4017 | 3510.5386 | 3206.7206 | 3230.5097 | 3244.1129 | 3159.4962 | 3196.8518 | 3269.8361 | 2889.2685 | 2848.6746 | 2838.7279 | 2622.3193 | 2867.6575
Option 4 SC | SA | S6 | Roxby Downs | Wind | 0 | 0 | 0 | 0 | 0 | 0 | 0 | 0 | 1.2728e-05 | 1.3142e-05 | 1.35e-05 | 1.4715e-05 | 795.2476 | 723.4827 | 739.3859 | 731.9071 | 755.8649 | 745.8113 | 752.6119 | 805.8122 | 790.8428 | 788.2644 | 731.7856 | 829.4041
Option 4 SC | SA | S7 | Eastern Eyre Peninsula | Wind | 578.0813 | 591.8662 | 499.9553 | 636.2772 | 389.7459 | 172.117 | 155.6659 | 188.4749 | 172.8409 | 5.5901e-05 | 1167.3827 | 1131.6856 | 656.5865 | 571.8232 | 573.9163 | 549.6634 | 575.664 | 553.2546 | 573.9173 | 682.8142 | 694.6619 | 743.5986 | 717.0634 | 863.0297
Option 4 SC | TAS | T1 | North East Tasmania | Solar | 0 | 556.6519 | 582.2188 | 666.0619 | 710.3631 | 762.8066 | 585.9789 | 793.2723 | 544.4328 | 478.4197 | 747.8211 | 738.9341 | 771.2384 | 823.053 | 337.2775 | 316.6163 | 277.6383 | 304.7309 | 312.4161 | 277.0319 | 312.4904 | 353.9064 | 316.3641 | 314.8376
Option 4 SC | TAS | T3 | Central Highlands | Solar | 0 | 0 | 2.2226e-07 | 1.0287e-06 | 1.6578e-06 | 2.6417e-06 | 0 | 0 | 0 | 3.907e-08 | 5.2202e-07 | 1.7259e-06 | 9.2179e-06 | 1.3688e-05 | 1.0663e-05 | 1.0143e-05 | 1.0427e-05 | 1.4573e-05 | 1.2341e-05 | 1.0944e-05 | 1.2326e-05 | 1.2992e-05 | 1.2635e-05 | 1.2647e-05
Option 4 SC | TAS | T2 | North West Tasmania | Solar | 0 | 5.8294e-07 | 1.078e-06 | 5.3082e-05 | 5.5162e-05 | 6.2646e-05 | 4.317e-05 | 5.9658e-05 | 4.3317e-05 | 3.9222e-05 | 5.9698e-05 | 5.8404e-05 | 6.0561e-05 | 6.4134e-05 | 3.0695e-05 | 2.7363e-05 | 2.8947e-05 | 3.3701e-05 | 4.5684e-05 | 4.0133e-05 | 4.2552e-05 | 4.7196e-05 | 4.5096e-05 | 4.7628e-05
Option 4 SC | TAS | T3 | Central Highlands | Wind | 498.7642 | 487.3243 | 2954.3847 | 3827.6137 | 4179.8006 | 5143.9486 | 5381.9935 | 5485.7998 | 5599.6265 | 5798.3083 | 5174.9372 | 4817.1036 | 6062.6609 | 6171.586 | 6154.8011 | 6382.5072 | 6454.979 | 6422.6844 | 5809.9386 | 6066.0417 | 5976.6645 | 5748.653 | 5968.2554 | 6114.591
Option 4 SC | TAS | T2 | North West Tasmania | Wind | 390.7669 | 411.1428 | 402.3743 | 467.2837 | 445.5471 | 409.6105 | 411.6406 | 461.2259 | 434.6475 | 433.9915 | 446.1946 | 431.2188 | 476.339 | 445.3908 | 316.7007 | 355.5037 | 353.1037 | 375.2129 | 341.4068 | 362.6204 | 380.083 | 365.5227 | 371.4486 | 389.7455
Option 4 SC | TAS | T1 | North East Tasmania | Wind | 0 | 0 | 8.6167e-07 | 234.6273 | 220.3815 | 281.8575 | 312.5094 | 301.1396 | 313.1408 | 323.7409 | 288.6643 | 647.3887 | 649.973 | 623.4042 | 661.5512 | 631.2648 | 655.7886 | 631.4391 | 631.1127 | 672.0818 | 631.2755 | 625.4493 | 693.4679 | 668.235
Option 4 SC | VIC | V8 | Gippsland Offshore | Offshore Wind | 0 | 0 | 0 | 0 | 0 | 8386.3748 | 9486.813 | 11327.3977 | 14948.8826 | 19561.2993 | 21762.8695 | 23282.0929 | 30773.2577 | 32362.3982 | 33758.2682 | 32427.4887 | 33375.6812 | 33773.8636 | 33226.228 | 35044.292 | 32523.8709 | 33071.6053 | 33791.7091 | 35237.287
Option 4 SC | VIC | V9 | Southern Ocean | Offshore Wind | 0 | 0 | 0 | 0 | 0 | 4.242e-06 | 1918.1808 | 1970.6112 | 1982.4772 | 2341.3895 | 3247.7028 | 3414.5361 | 3369.7981 | 2918.9211 | 3051.7478 | 3096.3834 | 3176.7585 | 3421.8128 | 3344.0309 | 3335.5331 | 3103.4628 | 3084.4885 | 3210.4465 | 3259.4946
Option 4 SC | VIC | V1 | North West VIC | Solar | 1236.8924 | 1974.7991 | 1740.7764 | 1550.3123 | 1599.0923 | 1506.9052 | 1492.94 | 1599.3681 | 1594.0413 | 1464.2364 | 1364.2045 | 1373.0935 | 2477.2543 | 3829.401 | 4061.5822 | 4066.9044 | 4116.9603 | 4203.3721 | 3987.2615 | 3589.4659 | 4184.8329 | 4402.0704 | 3852.8536 | 3704.8509
Option 4 SC | VIC | V2 | Central Highlands VIC | Solar | 0 | 6.9642e-06 | 5.2115e-06 | 4.4651e-06 | 4.8797e-06 | 4.4289e-06 | 4.8509e-06 | 5.1478e-06 | 3.5181e-06 | 4.6206e-06 | 4.8481e-06 | 7.1545e-06 | 1.5564e-05 | 3.4044e-05 | 3.9146e-05 | 3.5983e-05 | 4.5589e-05 | 5.2936e-05 | 5.5397e-05 | 4.98e-05 | 5.223e-05 | 5.2956e-05 | 4.899e-05 | 5.1611e-05
Option 4 SC | VIC | V3 | Wimmera Grampians | Solar | 131.2869 | 229.6674 | 198.0318 | 163.9904 | 174.6645 | 152.5323 | 143.6545 | 151.2781 | 153.4432 | 137.4078 | 131.4311 | 140.9498 | 75.6797 | 77.1215 | 90.3159 | 85.5032 | 82.4458 | 85.9442 | 76.1341 | 68.6411 | 83.3246 | 90.6094 | 79.2931 | 79.8584
Option 4 SC | VIC | V4 | Wimmera Southern Mallee | Solar | 0 | 3.3537e-06 | 2.0935e-06 | 1.7753e-06 | 2.1099e-06 | 1.5488e-06 | 1.5759e-06 | 2.0187e-06 | 1.6024e-06 | 2.2171e-06 | 2.7131e-06 | 5.1099e-06 | 1.1224e-05 | 2.92e-05 | 3.1356e-05 | 3.626e-05 | 8.0992e-05 | 9.1829e-05 | 7.0056e-05 | 6.3307e-05 | 7.8141e-05 | 7.3478e-05 | 7.2228e-05 | 7.0228e-05
Option 4 SC | VIC | V6 | Gippsland Onshore | Solar | 6.5835 | 1037.7453 | 1224.519 | 1157.3689 | 1174.0678 | 1122.1827 | 1221.7623 | 1250.9848 | 1235.9973 | 1139.7839 | 1002.301 | 986.0145 | 823.124 | 768.4472 | 863.4317 | 879.2858 | 838.6813 | 898.5414 | 855.3235 | 829.7493 | 896.0479 | 902.8319 | 885.1045 | 937.7944
Option 4 SC | VIC | V7 | Central North VIC | Solar | 1134.7837 | 1495.6765 | 1381.164 | 1175.6482 | 1261.8746 | 1151.6158 | 1166.5073 | 1206.7623 | 1261.6238 | 1116.1168 | 1083.4202 | 1001.0436 | 862.897 | 973.3127 | 1581.5079 | 1630.461 | 1691.8384 | 1679.4959 | 1498.2238 | 1304.3216 | 1530.5451 | 1498.9001 | 1373.6059 | 1446.8589
Option 4 SC | VIC | V1 | North West VIC | Wind | 0 | 0 | 3504.9679 | 3685.2265 | 3472.1899 | 3371.739 | 3291.8475 | 3578.7395 | 3531.3565 | 3400.765 | 3358.7448 | 3431.1849 | 3020.8563 | 2619.3317 | 3870.0294 | 4005.9642 | 3647.7432 | 4021.088 | 4004.3544 | 3987.1344 | 4136.1503 | 4313.2582 | 3939.6636 | 4329.8674
Option 4 SC | VIC | V2 | Central Highlands VIC | Wind | 1918.9967 | 2149.1636 | 3063.5304 | 4312.1389 | 3935.8029 | 3971.0795 | 4002.2669 | 4231.4335 | 4285.8358 | 4346.8829 | 4104.1868 | 4223.279 | 3785.5901 | 3332.5065 | 3596.5033 | 4269.779 | 4301.9383 | 4448.475 | 4441.3249 | 5069.9415 | 4409.399 | 4458.9137 | 4868.8943 | 4782.2119
Option 4 SC | VIC | V3 | Wimmera Grampians | Wind | 1974.4537 | 2136.0758 | 1971.5755 | 2021.9665 | 1794.8108 | 1638.1456 | 1552.91 | 1708.2637 | 1155.6703 | 1152.4227 | 1128.9879 | 1117.5589 | 766.6332 | 732.6812 | 761.6583 | 851.4702 | 774.5712 | 854.9688 | 665.675 | 646.516 | 737.5163 | 370.2068 | 335.4611 | 0.00011608
Option 4 SC | VIC | V5 | South West VIC | Wind | 6100.6505 | 7165.9691 | 7844.2648 | 8511.5656 | 7538.5071 | 7529.9334 | 7270.3661 | 7828.5107 | 8000.159 | 8173.0988 | 7879.5447 | 7749.8197 | 6296.6722 | 5751.5808 | 5706.0476 | 6649.6533 | 6708.2659 | 6795.9146 | 7481.9446 | 8506.0435 | 7723.0067 | 7523.8467 | 8193.0276 | 8567.8898
Option 4 SC | VIC | V6 | Gippsland Onshore | Wind | 0 | 0 | 2.0913e-06 | 8.9091e-06 | 7.1859e-06 | 8.2492e-06 | 5.8795e-06 | 5.4563e-06 | 5.5303e-06 | 7.1861e-06 | 9.7745e-06 | 9.3763e-06 | 6.5657e-06 | 1.0682e-05 | 1.5728e-05 | 1.9138e-05 | 3.3068e-05 | 4.6349e-05 | 4.7753e-05 | 5.6241e-05 | 5.0503e-05 | 5.181e-05 | 5.4426e-05 | 4.8244e-05
Option 4 SC | VIC | V7 | Central North VIC | Wind | 0 | 0 | 846.7604 | 1879.0561 | 1869.0132 | 1798.7168 | 1656.3629 | 1808.1194 | 1849.7749 | 1746.4329 | 1734.3488 | 1751.2792 | 1542.2565 | 1462.3754 | 1495.6378 | 1590.8891 | 1492.0586 | 1525.2042 | 1501.3903 | 1507.5599 | 1631.9913 | 1630.2848 | 1458.1494 | 1607.1338
Option 4 SC | VIC | V4 | Wimmera Southern Mallee | Wind | 1412.5592 | 1488.8089 | 1646.7523 | 3847.1018 | 4252.1792 | 4059.485 | 4021.3457 | 4330.889 | 4282.7895 | 4155.5995 | 4130.9029 | 4195.0205 | 2902.8338 | 2599.8951 | 3149.1609 | 3334.3242 | 3046.3289 | 3299.3611 | 3309.4071 | 3127.5349 | 5280.2792 | 5572.311 | 5021.6139 | 4861.8283
Option 5 SC | NSW | N11 | Illawarra Coast | Offshore Wind | 0 | 0 | 0 | 0 | 0 | 0 | 0 | 0 | 0 | 0 | 0 | 0 | 1.7931e-07 | 1.2741e-06 | 4.3058e-06 | 9.6179e-06 | 2.3207e-05 | 2.2867e-05 | 2.5628e-05 | 2.393e-05 | 2.4051e-05 | 2.5119e-05 | 2.289e-05 | 1.6868e-05
Option 5 SC | NSW | N10 | Hunter Coast | Offshore Wind | 0 | 0 | 0 | 0 | 0 | 0 | 0 | 0 | 0 | 0 | 0 | 0 | 1.6988e-07 | 1.2932e-06 | 6.524e-06 | 6.3388e-06 | 1.9582e-05 | 1.7984e-05 | 1.8262e-05 | 1.623e-05 | 1.7634e-05 | 1.8194e-05 | 1.7682e-05 | 1.5714e-05
Option 5 SC | NSW | N5 | South West NSW | Solar | 1543.963 | 2248.5529 | 3693.8096 | 3293.7145 | 3340.4904 | 2989.095 | 3017.5573 | 3123.7271 | 3780.4922 | 3499.5871 | 3394.1867 | 3982.8073 | 2684.373 | 2178.6194 | 2488.1822 | 2510.5531 | 2755.1814 | 2460.9255 | 2283.0866 | 2066.9628 | 2470.0798 | 2572.764 | 2394.6193 | 1921.2315
Option 5 SC | NSW | N4 | Broken Hill | Solar | 109.6369 | 384.4078 | 442.6821 | 600.5762 | 592.3872 | 510.9661 | 594.1506 | 561.8452 | 641.5173 | 641.1315 | 557.4327 | 609.4643 | 471.0356 | 355.824 | 394.283 | 405.5633 | 513.868 | 494.5933 | 415.9116 | 409.1574 | 457.8053 | 501.7701 | 920.0016 | 757.7465
Option 5 SC | NSW | N3 | Central-West Orana | Solar | 2783.4455 | 2906.9672 | 5959.5229 | 14091.3864 | 14606.3606 | 15351.6195 | 15209.7979 | 16582.4733 | 19921.9553 | 19285.4433 | 18535.0724 | 17237.4404 | 18513.8395 | 19361.8185 | 18913.4925 | 18805.5193 | 18136.8543 | 18914.7407 | 21013.2749 | 20856.6681 | 20787.2399 | 20999.0653 | 20647.1892 | 21556.4296
Option 5 SC | NSW | N2 | New England | Solar | 1143.6354 | 1446.4466 | 1750.395 | 1766.3547 | 1690.7964 | 1791.2725 | 4891.3604 | 5113.9394 | 5123.9179 | 5039.408 | 5040.9256 | 5039.5724 | 3648.8014 | 3105.188 | 2987.0827 | 3181.8741 | 3246.6405 | 2753.136 | 2743.6441 | 2645.771 | 3041.4512 | 3139.4321 | 2666.636 | 2523.0837
Option 5 SC | NSW | N1 | North West NSW | Solar | 396.4198 | 728.0574 | 678.7111 | 642.4765 | 618.261 | 598.1588 | 671.1557 | 703.3919 | 715.7849 | 693.2417 | 673.7694 | 701.8066 | 494.4137 | 453.3574 | 400.1994 | 457.3383 | 459.9624 | 420.7715 | 401.4849 | 391.615 | 393.6485 | 312.0349 | 305.5075 | 280.9155
Option 5 SC | NSW | DN1 | Dubbo | Solar | 0 | 0 | 0 | 0 | 0 | 0 | 1195.5223 | 1982.5153 | 1861.1483 | 1817.744 | 1769.4971 | 1687.1838 | 1586.4324 | 1520.9644 | 1400.8402 | 1400.7096 | 1927.07 | 1803.154 | 1691.8566 | 1691.2908 | 1909.6763 | 1967.959 | 1822.782 | 2030.0181
Option 5 SC | NSW | N13 | South Cobar | Solar | 0 | 8.8757e-06 | 5.1202e-05 | 301.9803 | 301.1354 | 297.6733 | 299.329 | 312.9046 | 315.4634 | 309.1919 | 335.1364 | 318.7434 | 333.3125 | 339.3195 | 333.5821 | 333.1408 | 294.6486 | 317.87 | 338.2177 | 327.7061 | 330.7368 | 328.1517 | 328.8804 | 349.4575
Option 5 SC | NSW | N6 | Wagga Wagga | Solar | 911.7241 | 5510.0505 | 5808.2566 | 4946.3471 | 4969.4424 | 4621.8569 | 4370.1595 | 4525.5122 | 4626.9418 | 4130.8865 | 3778.9223 | 4133.5795 | 2931.4639 | 3009.8294 | 2785.3901 | 2896.8323 | 3276.2224 | 3275.05 | 2805.0426 | 2544.2205 | 2898.3451 | 3011.0236 | 2812.0137 | 2989.9893
Option 5 SC | NSW | N7 | Tumut | Solar | 0 | 5.2023e-06 | 216.2372 | 211.0769 | 218.6475 | 217.8581 | 209.4182 | 211.0596 | 219.2099 | 208.5962 | 207.0868 | 198.915 | 212.7553 | 235.6066 | 237.2098 | 217.841 | 192.9218 | 195.9689 | 221.2931 | 211.6905 | 216.3997 | 220.7094 | 212.2965 | 223.7787
Option 5 SC | NSW | N9 | Hunter-Central Coast | Solar | 0 | 1729.0716 | 5254.2902 | 5047.6132 | 4666.914 | 4716.9558 | 4695.5281 | 5324.5359 | 6212.4056 | 6035.5546 | 6280.627 | 6206.59 | 5942.8858 | 5528.0052 | 4990.4889 | 5028.0546 | 5032.0534 | 4794.5986 | 4755.0241 | 4520.6854 | 4995.8746 | 5688.4007 | 5177.0678 | 5692.51
Option 5 SC | NSW | N8 | Cooma-Monaro | Solar | 0 | 4.7603e-06 | 689.8889 | 674.1382 | 661.1436 | 682.1211 | 671.639 | 696.3312 | 730.4656 | 730.7422 | 747.318 | 675.4208 | 760.9871 | 794.6524 | 798.3287 | 725.1821 | 679.2508 | 665.7033 | 756.269 | 736.7723 | 725.5591 | 749.6048 | 735.5632 | 784.8713
Option 5 SC | NSW | N4 | Broken Hill | Wind | 672.1636 | 698.1243 | 640.7965 | 604.6022 | 672.3466 | 644.5825 | 629.0685 | 683.6633 | 718.3251 | 629.968 | 696.0107 | 647.4285 | 4113.4432 | 3903.9349 | 4265.9884 | 4261.004 | 4078.7754 | 4306.9414 | 4201.954 | 4253.6132 | 4291.37 | 4333.5515 | 3864.4581 | 4343.873
Option 5 SC | NSW | N3 | Central-West Orana | Wind | 315.9835 | 648.6885 | 2073.9636 | 11802.0696 | 17415.9871 | 19130.6117 | 18580.0947 | 20206.551 | 19428.5967 | 20050.9475 | 19635.5395 | 20227.246 | 19455.6835 | 18941.6008 | 19824.3389 | 24700.9748 | 24728.5768 | 23180.3757 | 23910.4599 | 23162.2923 | 24156.0035 | 23832.0225 | 22961.9819 | 24684.674
Option 5 SC | NSW | N2 | New England | Wind | 1241.927 | 1189.8293 | 1136.8842 | 1055.8561 | 1422.3788 | 1535.2476 | 1563.232 | 2820.7043 | 6990.8332 | 6462.9176 | 8233.7821 | 8732.8883 | 7308.0011 | 6260.5126 | 7281.7302 | 7709.7917 | 9985.6908 | 9296.5806 | 9263.3954 | 8708.7761 | 9640.0304 | 9901.7562 | 9624.913 | 10015.0013
Option 5 SC | NSW | N5 | South West NSW | Wind | 0 | 0 | 1.0038e-05 | 3.0861e-05 | 8.1002e-05 | 8.0142e-05 | 7.2759e-05 | 7.3829e-05 | 0.0001235 | 0.00012008 | 0.00016181 | 0.00017135 | 0.00021633 | 0.00017571 | 0.00019768 | 0.00020697 | 0.00019027 | 150.0177 | 153.742 | 157.3503 | 147.2883 | 146.132 | 147.1415 | 156.4239
Option 5 SC | NSW | N13 | South Cobar | Wind | 0 | 0 | 0 | 5.7385e-06 | 1.4209e-05 | 2.0214e-05 | 1.7717e-05 | 1.8396e-05 | 4.6222e-05 | 5.1429e-05 | 6.5706e-05 | 7.2584e-05 | 338.7785 | 317.187 | 320.8302 | 365.4646 | 374.1507 | 383.4735 | 371.335 | 362.507 | 366.2292 | 361.9793 | 353.1836 | 382.7903
Option 5 SC | NSW | N12 | Illawarra | Wind | 0 | 0 | 2.7237e-06 | 7.0299e-06 | 1.4745e-05 | 2.6739e-05 | 2.6075e-05 | 3.1125e-05 | 189.4165 | 190.1317 | 189.8085 | 204.7013 | 207.6967 | 176.9269 | 191.1609 | 186.5528 | 196.6314 | 181.0903 | 196.8476 | 186.2017 | 186.554 | 183.7854 | 193.2737 | 193.5889
Option 5 SC | NSW | DN3 | Marulan | Wind | 0 | 0 | 0 | 0 | 3.7262e-06 | 9.6289e-06 | 8.8319e-06 | 1.0122e-05 | 2.3991e-05 | 3.1243e-05 | 5.174e-05 | 6.9177e-05 | 606.2442 | 501.5167 | 545.853 | 539.0069 | 568.5869 | 525.2889 | 556.7502 | 578.1969 | 531.8374 | 544.4563 | 564.1058 | 586.3706
Option 5 SC | NSW | DN1 | Dubbo | Wind | 0 | 0 | 0 | 0 | 0 | 0 | 7.6521e-06 | 0.00012111 | 829.6027 | 816.578 | 793.4155 | 836.6189 | 793.7032 | 784.8446 | 756.4552 | 821.2225 | 773.999 | 763.1971 | 746.9994 | 707.5369 | 800.3535 | 753.4608 | 725.3204 | 798.3206
Option 5 SC | NSW | N6 | Wagga Wagga | Wind | 0 | 0 | 1.1413e-05 | 3.6895e-05 | 928.7807 | 890.3401 | 871.804 | 931.9524 | 949.9846 | 928.1743 | 919.1484 | 930.3156 | 935.5702 | 831.9551 | 907.2997 | 928.777 | 876.2371 | 1730.0604 | 1798.3335 | 1798.7934 | 1807.605 | 2920.7719 | 2881.0484 | 3076.3611
Option 5 SC | NSW | N9 | Hunter-Central Coast | Wind | 0 | 0 | 2.6601e-05 | 3.764e-05 | 1051.7209 | 1095.0658 | 1082.3652 | 1164.5605 | 1045.2856 | 2556.1079 | 3792.0079 | 3867.3378 | 3997.4987 | 3429.3341 | 3872.5688 | 3838.7198 | 4248.6221 | 3729.001 | 4012.0258 | 3814.0602 | 3829.3816 | 3944.0047 | 3907.4083 | 4210.3883
Option 5 SC | NSW | N8 | Cooma-Monaro | Wind | 326.0788 | 329.6403 | 343.3503 | 624.0786 | 599.0144 | 621.8948 | 614.9584 | 659.2103 | 688.8304 | 671.8601 | 616.4511 | 629.1758 | 1104.4035 | 960.4216 | 836.9265 | 869.0852 | 875.7881 | 1234.1627 | 1302.2886 | 1310.0224 | 1249.8188 | 1321.2056 | 1332.0784 | 1420.2862
Option 5 SC | NSW | N7 | Tumut | Wind | 0 | 666.3111 | 791.1952 | 831.7751 | 845.7743 | 813.876 | 764.4405 | 779.1804 | 799.5507 | 794.0415 | 1034.0764 | 1212.5651 | 1121.3876 | 996.928 | 1101.6414 | 1134.9914 | 1168.1297 | 1048.691 | 1061.6264 | 1065.4374 | 1097.6819 | 1075.7907 | 1052.0731 | 1141.629
Option 5 SC | QLD | Q5 | Barcaldine | Solar | 0 | 9.6009e-05 | 8.149e-05 | 8.3817e-05 | 9.6146e-05 | 0.00012856 | 0.00012943 | 0.00012634 | 0.00010921 | 15.7716 | 74.5211 | 73.8708 | 67.2963 | 59.7477 | 66.8145 | 93.2467 | 88.6282 | 81.3643 | 75.2967 | 77.0054 | 94.1589 | 98.2991 | 77.2941 | 80.9176
Option 5 SC | QLD | Q8b | Darling Downs (B) | Solar | 598.7003 | 640.707 | 672.8798 | 709.6006 | 691.3796 | 702.3869 | 699.6077 | 723.8277 | 726.5627 | 737.9517 | 677.3275 | 660.0405 | 708.7025 | 711.9571 | 694.2082 | 691.3531 | 580.593 | 592.844 | 359.6438 | 297.7582 | 211.7489 | 214.8654 | 143.622 | 0
Option 5 SC | QLD | Q8a | Darling Downs (A) | Solar | 2243.4981 | 3228.6312 | 3399.3209 | 3516.8065 | 3444.9548 | 3463.0437 | 3524.5944 | 3572.9319 | 3638.2953 | 3584.5342 | 3223.9039 | 3116.5546 | 3024.6397 | 2897.3079 | 2971.1827 | 2892.1022 | 2454.4887 | 2494.067 | 2541.646 | 2418.0123 | 1577.6725 | 1536.6123 | 1485.9929 | 1486.7894
Option 5 SC | QLD | Q8 | Darling Downs | Solar | 0 | 2408.009 | 2548.0561 | 2661.4419 | 2594.1181 | 2627.1484 | 2641.8004 | 2671.3377 | 2722.4393 | 3626.5177 | 5047.3184 | 4925.4016 | 6218.1485 | 6310.8686 | 6153.0493 | 6452.932 | 7946.9013 | 8893.4748 | 9336.314 | 10181.5503 | 9887.2966 | 10643.3432 | 11155.813 | 11481.1638
Option 5 SC | QLD | Q9 | Banana | Solar | 36.7733 | 39.7387 | 40.9741 | 40.2177 | 41.2859 | 39.5047 | 39.1346 | 41.1853 | 40.7981 | 37.2978 | 41.3448 | 41.0393 | 37.3356 | 34.3173 | 38.2946 | 32.8459 | 28.4805 | 0 | 0 | 0 | 0 | 0 | 0 | 0
Option 5 SC | QLD | Q7 | Wide Bay | Solar | 835.1165 | 1052.4013 | 1587.8982 | 1662.9859 | 1644.4783 | 1698.0895 | 1675.8395 | 1691.1747 | 1678.2223 | 1703.1168 | 2944.9301 | 2886.387 | 4577.6274 | 4359.0276 | 4698.007 | 4225.5259 | 3570.8368 | 3416.0105 | 3193.9117 | 2858.6689 | 3289.2127 | 3944.7634 | 4020.4493 | 3602.192
Option 5 SC | QLD | Q6 | Fitzroy | Solar | 171.6279 | 193.2946 | 158.0604 | 170.9123 | 163.6571 | 169.8318 | 181.1507 | 181.9971 | 180.8644 | 1332.2646 | 2834.8523 | 2804.2072 | 2757.6669 | 2622.3241 | 2730.4777 | 4427.6507 | 5440.0265 | 5941.6035 | 5627.3137 | 5629.779 | 6310.0977 | 8377.3164 | 9932.9577 | 11433.2236
Option 5 SC | QLD | Q4b | Isaac (B) | Solar | 316.4946 | 698.8084 | 591.0217 | 616.2366 | 610.2403 | 633.9439 | 658.6926 | 666.4505 | 641.0785 | 611.2211 | 609.6276 | 637.5859 | 499.9662 | 454.7174 | 458.5398 | 428.9263 | 352.1823 | 311.5077 | 262.4318 | 268.0079 | 312.7643 | 311.5567 | 275.9862 | 258.8648
Option 5 SC | QLD | Q4 | Isaac | Solar | 819.1166 | 935.1101 | 893.6533 | 897.4447 | 917.7817 | 926.2822 | 921.945 | 948.5578 | 910.6501 | 859.9915 | 897.2489 | 934.8237 | 879.4578 | 773.011 | 832.0773 | 715.5936 | 772.0723 | 707.821 | 588.0383 | 698.5261 | 831.9995 | 962.0145 | 1013.7287 | 1712.4895
Option 5 SC | QLD | Q3 | Northern Qld | Solar | 923.4022 | 1353.9866 | 2501.3802 | 2315.7249 | 2432.7351 | 2559.0643 | 2385.4178 | 2302.2915 | 2184.6424 | 2475.1091 | 2176.0671 | 2368.5535 | 2107.403 | 1666.6502 | 1743.5035 | 1771.5324 | 1331.737 | 1183.948 | 1126.7988 | 969.557 | 1080.9996 | 1168.8613 | 1079.0259 | 887.1812
Option 5 SC | QLD | Q2 | North Qld Clean Energy Hub | Solar | 168.902 | 182.289 | 190.724 | 184.7339 | 187.8797 | 189.2887 | 179.9458 | 175.1004 | 175.0696 | 187.548 | 173.0703 | 94.7598 | 86.9376 | 76.0028 | 80.8239 | 80.5441 | 72.2521 | 75.6549 | 77.5835 | 73.4519 | 33.103 | 37.4645 | 0 | 0
Option 5 SC | QLD | Q1 | Far North QLD | Solar | 156.2873 | 414.2774 | 395.3798 | 361.8993 | 372.1466 | 483.9695 | 458.4249 | 446.0446 | 420.2073 | 467.2807 | 423.5035 | 655.3547 | 598.6179 | 472.6216 | 509.8256 | 493.1739 | 804.3577 | 875.79 | 855.7206 | 727.267 | 788.665 | 905.5792 | 817.1056 | 617.9559
Option 5 SC | QLD | Q10 | Collinsville | Solar | 493.1939 | 562.6403 | 547.4003 | 528.2403 | 553.9576 | 886.7415 | 841.7581 | 836.2467 | 791.1202 | 858.5419 | 804.8051 | 1569.3978 | 1367.2035 | 1124.8605 | 1183.8622 | 1112.3383 | 1055.0222 | 1023.3636 | 901.5604 | 826.2526 | 956.9549 | 1002.9411 | 778.0687 | 486.3882
Option 5 SC | QLD | Q8c | Darling Downs (C) | Wind | 2337.7034 | 2310.4261 | 2330.0535 | 2260.4558 | 2337.666 | 2330.2302 | 2239.2115 | 2232.9534 | 2445.3022 | 2160.9032 | 2270.6034 | 2295.6202 | 2145.2879 | 1961.5053 | 2017.4893 | 2096.6073 | 2040.8126 | 1977.1066 | 848.7055 | 843.4908 | 875.6739 | 898.5305 | 851.0643 | 805.5943
Option 5 SC | QLD | Q8b | Darling Downs (B) | Wind | 3370.63 | 3331.2324 | 3420.9136 | 3354.6379 | 3480.6432 | 3457.0161 | 3283.0109 | 3411.9509 | 3722.7505 | 3311.6818 | 3461.8409 | 3588.2698 | 3244.7872 | 3048.927 | 3158.4704 | 3174.4364 | 3039.0728 | 2949.9273 | 2934.5757 | 2792.8115 | 3068.4528 | 3045.5037 | 2840.8839 | 2918.4563
Option 5 SC | QLD | Q8a | Darling Downs (A) | Wind | 545.1884 | 565.195 | 608.5467 | 635.8798 | 631.4382 | 633.5834 | 594.9633 | 605.3015 | 655.6888 | 608.221 | 617.0346 | 619.3283 | 608.7528 | 584.4967 | 602.8787 | 631.4225 | 545.172 | 565.1581 | 608.521 | 628.2452 | 631.4091 | 623.9897 | 585.4254 | 595.3999
Option 5 SC | QLD | Q8 | Darling Downs | Wind | 0 | 0 | 7.1483e-06 | 3.4063e-05 | 1899.7744 | 4440.802 | 4273.2521 | 4393.6497 | 4720.0081 | 4335.545 | 5154.0842 | 7450.1131 | 13281.1581 | 12582.6936 | 13241.3046 | 14007.2628 | 14202.2459 | 14269.2326 | 14995.7728 | 17061.9797 | 17706.5143 | 17131.7504 | 16520.2572 | 16477.4494
Option 5 SC | QLD | Q7 | Wide Bay | Wind | 0 | 0 | 0 | 0 | 1.617e-06 | 3.0713e-06 | 4.2091e-06 | 9.5263e-06 | 1.33e-05 | 1.2897e-05 | 2.9471e-05 | 4.2568e-05 | 0.00012836 | 464.8987 | 489.8924 | 503.1356 | 680.391 | 659.571 | 660.5745 | 587.4848 | 656.0942 | 601.4391 | 624.4131 | 599.3913
Option 5 SC | QLD | Q6 | Fitzroy | Wind | 0 | 516.7785 | 740.1664 | 766.458 | 749.6164 | 1423.2045 | 1425.8256 | 1322.2832 | 3961.7497 | 3568.0286 | 3827.4735 | 3697.9162 | 3439.0595 | 3668.9712 | 3640.673 | 3628.7955 | 3480.6376 | 6404.1643 | 6338.7508 | 6259.6483 | 6192.0202 | 6271.4851 | 5820.0938 | 5480.875
Option 5 SC | QLD | Q5 | Barcaldine | Wind | 0 | 0 | 0 | 3.7781e-06 | 375.9796 | 362.8576 | 354.1164 | 394.6904 | 400.9054 | 361.4251 | 378.5362 | 368.7707 | 358.6478 | 370.4542 | 401.1544 | 394.1304 | 352.311 | 333.1352 | 367.883 | 351.7101 | 373.0369 | 360.1794 | 335.104 | 359.2647
Option 5 SC | QLD | Q4 | Isaac | Wind | 1392.5019 | 2019.5536 | 2515.7482 | 2821.3771 | 2646.9806 | 2696.63 | 2530.4464 | 2552.7525 | 2842.8372 | 2505.8119 | 2784.1633 | 2709.5904 | 2420.6473 | 3594.0094 | 3561.043 | 3451.6528 | 3180.1404 | 3248.1196 | 3311.8642 | 3561.7306 | 3421.5563 | 3545.4335 | 3168.2741 | 1971.289
Option 5 SC | QLD | Q2 | North Qld Clean Energy Hub | Wind | 166.8489 | 170.1043 | 180.6079 | 174.5508 | 175.103 | 162.9523 | 3023.0585 | 6765.2874 | 6897.0467 | 6669.4933 | 6522.4557 | 6021.8067 | 7620.0713 | 8297.8202 | 8130.6112 | 8371.2376 | 8842.4624 | 9110.6106 | 9443.2822 | 9392.3983 | 9228.3785 | 8574.1612 | 9063.2841 | 9692.255
Option 5 SC | QLD | Q10 | Collinsville | Wind | 0 | 0 | 0 | 2.4069e-06 | 1.0931e-05 | 5.0248e-05 | 4.293e-05 | 4.7425e-05 | 0.00014663 | 0.00013408 | 0.0001716 | 0.0001794 | 561.6588 | 1251.8234 | 1208.6716 | 1131.9311 | 1312.4335 | 1409.9796 | 1372.7504 | 1631.8511 | 1570.4613 | 1655.4134 | 1588.6078 | 1568.023
Option 5 SC | QLD | Q1 | Far North QLD | Wind | 773.4109 | 804.761 | 1269.8244 | 3504.0588 | 3443.8312 | 3119.4355 | 3169.5166 | 3430.853 | 3235.1052 | 3185.6279 | 3037.9143 | 2891.2947 | 2760.9164 | 3085.4032 | 2920.514 | 3137.9475 | 2704.4065 | 2373.0908 | 2436.9223 | 2630.1702 | 2705.0408 | 2540.1766 | 2388.5858 | 3209.2788
Option 5 SC | SA | S5 | Northern SA | Solar | 649.4462 | 1839.1252 | 1809.112 | 2136.6748 | 2218.7059 | 2187.4248 | 2197.7098 | 2229.7263 | 2303.6676 | 2378.0249 | 2253.0263 | 2212.7014 | 2470.7024 | 2632.8584 | 2520.2849 | 2521.61 | 2841.0505 | 2768.4055 | 2650.1252 | 2629.6317 | 2885.7758 | 2789.5998 | 3846.6163 | 3978.7552
Option 5 SC | SA | S3 | Mid-North SA | Solar | 0 | 1.9545e-05 | 3.6835e-05 | 3.6111e-05 | 3.8688e-05 | 3.7301e-05 | 3.5475e-05 | 3.1059e-05 | 3.6856e-05 | 3.9453e-05 | 3.9274e-05 | 7.9995e-05 | 7.8308e-05 | 884.5499 | 752.1484 | 669.7172 | 697.8205 | 691.5696 | 650.403 | 624.1575 | 735.3667 | 743.3612 | 1463.2013 | 1447.1721
Option 5 SC | SA | S2 | Riverland | Solar | 32.4438 | 32.6036 | 35.0972 | 35.2254 | 36.1244 | 28.0043 | 27.7668 | 28.2424 | 29.4651 | 30.1904 | 28.4789 | 28.5637 | 28.337 | 1801.8618 | 1724.0158 | 1638.7375 | 1703.9496 | 1700.8669 | 1603.7312 | 1574.4599 | 1855.5845 | 1847.3182 | 1562.5084 | 1554.8361
Option 5 SC | SA | S1 | South East SA | Solar | 348.6865 | 379.693 | 293.459 | 372.4695 | 384.3212 | 392.5242 | 386.3067 | 390.5376 | 407.8822 | 405.2604 | 394.0679 | 403.2852 | 389.4468 | 290.4935 | 177.9635 | 159.2473 | 173.1486 | 168.4109 | 187.7136 | 177.3993 | 271.6351 | 252.4162 | 192.2016 | 99.7803
Option 5 SC | SA | S5 | Northern SA | Wind | 1248.2728 | 1241.5617 | 1227.6672 | 1350.6304 | 1291.9292 | 1284.3544 | 1244.635 | 1321.4599 | 1383.2874 | 1360.3502 | 1364.206 | 1368.4041 | 3513.6738 | 3210.3191 | 3235.2013 | 3246.7664 | 3160.154 | 3200.5115 | 3268.0764 | 2888.3878 | 2846.8087 | 2833.9172 | 2623.1008 | 2868.542
Option 5 SC | SA | S4 | Yorke Peninsula | Wind | 0 | 0 | 2.1957e-06 | 3.2169e-06 | 3.2991e-06 | 6.382e-06 | 1.0378e-06 | 7.8231e-06 | 1.2146e-05 | 2.6369e-05 | 5.8215e-05 | 0.00027628 | 0.00023259 | 0.00020554 | 0.00021631 | 0.00021687 | 0.00021681 | 0.00024002 | 0.00023852 | 0.000272 | 0.00025164 | 0.00026383 | 0.00025514 | 0.00029061
Option 5 SC | SA | S3 | Mid-North SA | Wind | 5320.3849 | 5640.3891 | 5161.394 | 5980.522 | 5340.8881 | 5516.9525 | 5188.6496 | 5598.0936 | 5723.2996 | 5119.2868 | 4281.9333 | 7118.7342 | 6972.7981 | 5673.2538 | 6002.7918 | 5848.2996 | 5902.113 | 6422.5195 | 6452.2841 | 6671.1814 | 6372.3584 | 6611.7479 | 5346.0265 | 5584.586
Option 5 SC | SA | S1 | South East SA | Wind | 729.1124 | 801.9303 | 630.3219 | 797.5046 | 726.8427 | 694.8306 | 683.5877 | 748.7246 | 773.9449 | 489.5422 | 429.7698 | 460.2448 | 976.0035 | 999.8713 | 1492.8053 | 1543.8078 | 1460.7645 | 1768.8003 | 1756.8749 | 1827.2086 | 1877.1228 | 2097.092 | 1711.3824 | 1871.3705
Option 5 SC | SA | S6 | Roxby Downs | Wind | 0 | 0 | 0 | 0 | 0 | 9.4473e-07 | 5.4101e-07 | 2.6468e-06 | 2.4339e-05 | 2.6932e-05 | 3.3831e-05 | 4.644e-05 | 766.429 | 698.8272 | 711.4479 | 706.2808 | 727.4692 | 716.7226 | 728.4333 | 775.2477 | 761.0757 | 756.5955 | 704.6961 | 799.6652
Option 5 SC | SA | S7 | Eastern Eyre Peninsula | Wind | 578.0825 | 592.2651 | 499.9072 | 636.4215 | 391.602 | 172.9533 | 156.2077 | 185.2631 | 172.18 | 4.4698e-05 | 1164.8596 | 1134.054 | 660.071 | 571.7436 | 571.7872 | 545.3497 | 575.3081 | 555.0282 | 572.226 | 684.6945 | 695.5311 | 746.3852 | 718.0275 | 864.6606
Option 5 SC | TAS | T1 | North East Tasmania | Solar | 0 | 556.6519 | 582.2372 | 661.0505 | 705.0792 | 757.7412 | 561.6399 | 787.5277 | 539.4593 | 469.5973 | 742.4028 | 735.445 | 767.5747 | 818.4522 | 335.8391 | 314.8791 | 279.1265 | 302.3319 | 309.2946 | 275.1642 | 309.5596 | 348.7028 | 313.0355 | 317.256
Option 5 SC | TAS | T3 | Central Highlands | Solar | 0 | 2.1723e-06 | 2.737e-06 | 4.4315e-06 | 5.7467e-06 | 7.5902e-06 | 3.4542e-06 | 5.1068e-06 | 4.5866e-06 | 5.0839e-06 | 8.8905e-06 | 1.1638e-05 | 1.5937e-05 | 1.7685e-05 | 1.1364e-05 | 1.0708e-05 | 1.0431e-05 | 1.1368e-05 | 1.0695e-05 | 9.7048e-06 | 1.0754e-05 | 1.113e-05 | 1.073e-05 | 1.0502e-05
Option 5 SC | TAS | T2 | North West Tasmania | Solar | 0 | 2.7572e-06 | 5.9285e-06 | 0.00010814 | 0.00011292 | 0.00012878 | 8.6563e-05 | 0.0001218 | 8.6858e-05 | 7.9458e-05 | 0.00012299 | 0.00012305 | 0.00014689 | 0.00015236 | 8.4358e-05 | 7.4197e-05 | 7.3107e-05 | 7.9469e-05 | 9.4632e-05 | 8.7443e-05 | 9.0478e-05 | 0.00010154 | 9.3482e-05 | 9.5006e-05
Option 5 SC | TAS | T1 | North East Tasmania | Wind | 0 | 0 | 7.8893e-06 | 254.2594 | 238.8215 | 271.4504 | 300.9683 | 290.0207 | 301.5759 | 311.7825 | 278.006 | 531.2437 | 592.8912 | 568.6557 | 603.4438 | 575.8185 | 598.1892 | 575.9762 | 575.6868 | 613.0579 | 575.8354 | 570.5209 | 632.5659 | 609.549
Option 5 SC | TAS | T3 | Central Highlands | Wind | 498.7642 | 487.3243 | 2948.9525 | 3817.6194 | 4181.1819 | 5147.5925 | 5385.3169 | 5489.644 | 5603.6024 | 5801.9608 | 5178.5869 | 4820.4963 | 6103.0367 | 6211.7138 | 6199.3097 | 6427.3954 | 6502.2868 | 6466.2983 | 5858.0987 | 6117.3356 | 6026.5889 | 5796.3932 | 6018.7707 | 6165.1366
Option 5 SC | TAS | T2 | North West Tasmania | Wind | 390.7669 | 411.1428 | 402.3455 | 467.3407 | 445.6032 | 409.6649 | 408.5188 | 461.2844 | 433.6326 | 431.9474 | 446.2544 | 431.2718 | 483.2776 | 452.0354 | 322.7624 | 360.709 | 360.5368 | 379.8056 | 347.022 | 368.1465 | 384.9745 | 371.0999 | 379.0717 | 395.42
Option 5 SC | VIC | V9 | Southern Ocean | Offshore Wind | 0 | 0 | 0 | 0 | 0 | 1.3786e-05 | 1965.673 | 2016.3073 | 2029.1955 | 2337.0146 | 3236.8185 | 3418.968 | 3369.7622 | 2918.7448 | 3052.3769 | 3096.2949 | 3176.7559 | 3420.37 | 3343.7732 | 3335.4996 | 3104.2079 | 3079.8382 | 3210.9645 | 3259.4948
Option 5 SC | VIC | V8 | Gippsland Offshore | Offshore Wind | 0 | 0 | 0 | 0 | 0 | 8385.993 | 9447.4588 | 11305.1602 | 14901.2519 | 19567.26 | 21769.6874 | 23288.6724 | 30783.9652 | 32372.5755 | 33774.2914 | 32436.4541 | 33378.7075 | 33781.2983 | 33226.7173 | 35040.807 | 32526.8115 | 33077.4379 | 33793.665 | 35240.3823
Option 5 SC | VIC | V7 | Central North VIC | Solar | 1135.0252 | 1488.0197 | 1379.5552 | 1174.5649 | 1244.0882 | 1173.3833 | 1179.355 | 1194.4785 | 1263.6597 | 1113.8303 | 1060.6408 | 1006.5544 | 857.5967 | 932.8808 | 1589.698 | 1640.1782 | 1696.0286 | 1681.9788 | 1488.2923 | 1308.2721 | 1546.6275 | 1507.9349 | 1397.6109 | 1460.5197
Option 5 SC | VIC | V6 | Gippsland Onshore | Solar | 6.5835 | 1037.7453 | 1224.5188 | 1157.3683 | 1173.981 | 1122.4532 | 1223.5093 | 1238.2121 | 1239.2467 | 1140.0198 | 979.7255 | 988.5216 | 824.9986 | 769.9769 | 863.5945 | 881.6361 | 838.7793 | 898.413 | 853.0233 | 828.8618 | 892.3959 | 902.4016 | 898.7282 | 939.5522
Option 5 SC | VIC | V4 | Wimmera Southern Mallee | Solar | 0 | 9.4195e-06 | 7.5269e-06 | 6.7398e-06 | 7.937e-06 | 7.8371e-06 | 6.223e-06 | 6.0902e-06 | 6.4183e-06 | 8.3735e-06 | 1.1356e-05 | 1.9751e-05 | 1.7705e-05 | 4.4958e-05 | 4.7957e-05 | 4.5674e-05 | 4.7137e-05 | 5.1467e-05 | 4.8307e-05 | 4.2786e-05 | 5.3257e-05 | 5.0003e-05 | 5.2006e-05 | 4.8488e-05
Option 5 SC | VIC | V3 | Wimmera Grampians | Solar | 131.3111 | 229.7014 | 198.0395 | 164.0386 | 174.6853 | 153.4152 | 147.2453 | 145.52 | 152.4343 | 137.2831 | 123.7514 | 138.6504 | 74.5178 | 78.3315 | 90.4247 | 85.3143 | 82.2658 | 85.1067 | 75.8191 | 68.3412 | 84.4595 | 90.6004 | 80.9447 | 82.1574
Option 5 SC | VIC | V2 | Central Highlands VIC | Solar | 0 | 1.7295e-05 | 1.3883e-05 | 1.251e-05 | 1.3303e-05 | 1.2773e-05 | 1.2205e-05 | 1.1554e-05 | 1.1792e-05 | 1.2958e-05 | 1.4997e-05 | 3.1174e-05 | 3.4528e-05 | 3.8164e-05 | 4.5038e-05 | 4.2701e-05 | 3.6643e-05 | 5.057e-05 | 6.7634e-05 | 5.6451e-05 | 6.3119e-05 | 6.0473e-05 | 5.9853e-05 | 6.0424e-05
Option 5 SC | VIC | V1 | North West VIC | Solar | 1236.8685 | 1974.6995 | 1740.7808 | 1552.5033 | 1602 | 1514.9273 | 1532.611 | 1537.6051 | 1570.0699 | 1443.4786 | 1313.1535 | 1366.8005 | 2467.2636 | 3865.2528 | 4107.6143 | 4064.9623 | 4159.9697 | 4256.9142 | 4003.3487 | 3610.6832 | 4244.4635 | 4471.2831 | 3872.4677 | 3779.7672
Option 5 SC | VIC | V6 | Gippsland Onshore | Wind | 0 | 0 | 8.3402e-06 | 2.7477e-05 | 2.3334e-05 | 2.2328e-05 | 2.2349e-05 | 1.8719e-05 | 2.3238e-05 | 2.8654e-05 | 3.3968e-05 | 3.7051e-05 | 3.786e-05 | 3.4147e-05 | 3.6826e-05 | 4.0789e-05 | 4.3505e-05 | 4.5359e-05 | 5.2018e-05 | 6.1597e-05 | 5.5609e-05 | 5.6795e-05 | 5.8422e-05 | 5.3871e-05
Option 5 SC | VIC | V5 | South West VIC | Wind | 6100.6522 | 7165.969 | 7844.891 | 8489.8254 | 7524.4533 | 7519.2319 | 7253.6478 | 7766.1266 | 7962.8077 | 8129.4077 | 7822.9546 | 7735.0304 | 6282.7545 | 5739.2144 | 5693.0736 | 6685.1277 | 6733.5445 | 6815.8298 | 7613.2886 | 8643.823 | 7817.6742 | 7621.1216 | 8196.2769 | 8608.6671
Option 5 SC | VIC | V4 | Wimmera Southern Mallee | Wind | 1412.5602 | 1489.0002 | 1646.7643 | 3881.5124 | 4301.1354 | 4103.4283 | 4093.5764 | 4316.5234 | 4312.8836 | 4190.4521 | 4134.6995 | 4247.6233 | 2960.6142 | 2648.8168 | 3193.9589 | 3372.9157 | 3068.0003 | 3346.1966 | 3302.9328 | 3158.4859 | 5245.6467 | 5507.1259 | 4991.4288 | 4826.6424
Option 5 SC | VIC | V3 | Wimmera Grampians | Wind | 1974.4528 | 2136.0743 | 1971.2246 | 2022.0437 | 1796.7083 | 1642.5186 | 1568.453 | 1672.301 | 1144.5796 | 1146.0123 | 1107.0462 | 1119.3107 | 781.1869 | 741.3867 | 765.3394 | 852.3288 | 772.3985 | 855.905 | 661.0689 | 649.8172 | 739.2626 | 372.931 | 337.4718 | 0.00011528
Option 5 SC | VIC | V1 | North West VIC | Wind | 0 | 0 | 3505.5268 | 3678.4618 | 3467.1919 | 3374.5439 | 3318.3407 | 3508.6536 | 3509.5164 | 3373.7627 | 3337.6388 | 3436.403 | 2808.8939 | 2418.5617 | 3879.8239 | 4002.9206 | 3655.2721 | 4025.1624 | 3999.3099 | 3980.8588 | 4146.0726 | 4321.9148 | 3960.1242 | 4337.3246
Option 5 SC | VIC | V2 | Central Highlands VIC | Wind | 1918.9966 | 2149.1635 | 3063.5256 | 4295.8218 | 3915.2181 | 3950.3557 | 3986.6091 | 4173.6236 | 4257.0582 | 4315.2922 | 4063.828 | 4201.2305 | 3765.5154 | 3323.0127 | 3584.0438 | 4300.978 | 4334.8674 | 4479.2385 | 4458.3226 | 5069.9456 | 4410.0612 | 4457.9781 | 4845.5932 | 4787.3029
Option 5 SC | VIC | V7 | Central North VIC | Wind | 0 | 0 | 846.8123 | 1879.0825 | 1870.2669 | 1801.6625 | 1664.9622 | 1779.0283 | 1838.578 | 1726.333 | 1725.8683 | 1753.0255 | 1544.4626 | 1463.1223 | 1500.8459 | 1594.568 | 1492.944 | 1528.9392 | 1499.9389 | 1505.8586 | 1631.4691 | 1630.3672 | 1461.7272 | 1612.4153
Option 6 SC | NSW | N10 | Hunter Coast | Offshore Wind | 0 | 0 | 0 | 0 | 0 | 0 | 0 | 0 | 0 | 0 | 0 | 0 | 1.3351e-06 | 2.1532e-06 | 8.1204e-06 | 8.446e-06 | 2.3494e-05 | 2.3081e-05 | 2.2834e-05 | 2.0086e-05 | 2.185e-05 | 2.2799e-05 | 2.1628e-05 | 1.7883e-05
Option 6 SC | NSW | N11 | Illawarra Coast | Offshore Wind | 0 | 0 | 0 | 0 | 0 | 0 | 0 | 0 | 0 | 0 | 0 | 0 | 1.339e-06 | 2.0196e-06 | 4.6567e-06 | 1.1952e-05 | 3.1644e-05 | 3.4464e-05 | 3.7658e-05 | 3.526e-05 | 3.4939e-05 | 3.6341e-05 | 3.322e-05 | 3.0041e-06
Option 6 SC | NSW | N8 | Cooma-Monaro | Solar | 0 | 1.0885e-05 | 690.7669 | 674.9947 | 661.983 | 683.0025 | 673.1561 | 718.8324 | 790.8559 | 793.0069 | 753.1966 | 675.4256 | 760.9857 | 794.7383 | 798.3285 | 725.181 | 679.2504 | 665.7025 | 756.2643 | 739.6391 | 725.5547 | 749.5997 | 731.3323 | 784.8936
Option 6 SC | NSW | N9 | Hunter-Central Coast | Solar | 0 | 1729.0715 | 5243.4907 | 5039.0498 | 4658.2222 | 4703.0254 | 4702.4606 | 5282.7856 | 5152.029 | 5462.5404 | 5729.9407 | 5629.039 | 5388.9112 | 5002.4512 | 4950.3287 | 5008.471 | 4989.7562 | 4760.488 | 4721.8885 | 4479.5451 | 4953.9556 | 5646.5841 | 5125.5315 | 5629.0138
Option 6 SC | NSW | N7 | Tumut | Solar | 0 | 1.3277e-05 | 216.9805 | 211.0757 | 218.5321 | 218.2727 | 209.1496 | 223.3487 | 225.7238 | 222.0778 | 215.7329 | 199.4295 | 212.7549 | 235.6061 | 237.2093 | 217.8406 | 192.3216 | 196.646 | 221.2909 | 211.6875 | 216.4666 | 220.7068 | 212.2933 | 223.7752
Option 6 SC | NSW | N6 | Wagga Wagga | Solar | 911.7268 | 5511.283 | 5808.2187 | 4947.2473 | 4969.9604 | 4619.8861 | 4402.2483 | 4861.8497 | 4899.5897 | 4624.3069 | 4210.4554 | 4162.8689 | 2962.7845 | 3041.5547 | 2770.3738 | 2891.1156 | 3233.7197 | 3286.1547 | 2801.6348 | 2531.0999 | 2900.2561 | 3006.1537 | 2805.8189 | 2968.8921
Option 6 SC | NSW | N1 | North West NSW | Solar | 396.4198 | 728.0574 | 678.8149 | 642.6245 | 617.9184 | 597.4545 | 670.9874 | 680.0871 | 694.3066 | 693.9849 | 679.9781 | 701.376 | 493.1807 | 450.4835 | 395.3004 | 453.6244 | 452.7552 | 415.2468 | 395.6772 | 386.4051 | 387.3339 | 307.479 | 302.8549 | 277.2503
Option 6 SC | NSW | N13 | South Cobar | Solar | 0 | 1.8708e-05 | 8.5108e-05 | 301.9794 | 301.134 | 297.6717 | 301.5575 | 314.6008 | 328.0638 | 354.5633 | 342.8496 | 322.7298 | 336.2478 | 344.0218 | 337.8541 | 337.4266 | 299.1308 | 322.3514 | 342.3288 | 331.4612 | 334.8339 | 332.663 | 332.0563 | 353.7212
Option 6 SC | NSW | N2 | New England | Solar | 1143.6031 | 1446.4524 | 1750.4644 | 1763.1339 | 1686.8039 | 1785.6324 | 4903.2636 | 4706.9595 | 4832.2682 | 4935.5545 | 4967.3488 | 5050.3833 | 3636.8985 | 3085.1831 | 2957.0038 | 3146.4598 | 3211.8127 | 2724.8589 | 2721.5816 | 2635.3078 | 3014.9183 | 3107.1268 | 2641.4903 | 2493.8029
Option 6 SC | NSW | N3 | Central-West Orana | Solar | 2783.4466 | 2906.9684 | 5970.0541 | 14102.0432 | 14618.9059 | 15364.2882 | 15142.0132 | 17102.842 | 19851.9727 | 19251.7922 | 18486.5961 | 17229.0914 | 18516.7953 | 19388.7891 | 18924.6033 | 18810.2482 | 18227.2198 | 19019.3483 | 21128.6365 | 20966.0587 | 20895.8887 | 21095.1659 | 20749.9432 | 21664.5013
Option 6 SC | NSW | N4 | Broken Hill | Solar | 109.6372 | 384.4084 | 442.2899 | 600.2798 | 591.4211 | 509.2439 | 631.7835 | 613.4592 | 625.121 | 614.7491 | 588.9388 | 654.0734 | 506.8613 | 381.6626 | 413.9438 | 426.6418 | 447.9325 | 430.5573 | 367.0266 | 362.3434 | 403.0699 | 436.4847 | 786.1981 | 650.0627
Option 6 SC | NSW | N5 | South West NSW | Solar | 1543.9591 | 2248.5283 | 3696.0125 | 3295.6027 | 3352.0456 | 3003.6887 | 3525.5298 | 3780.4227 | 3984.2563 | 3829.2948 | 3716.2448 | 4168.1077 | 2841.4125 | 2323.4485 | 2622.1265 | 2654.0908 | 2896.769 | 2618.6744 | 2430.1818 | 2204.3231 | 2630.4255 | 2715.543 | 2535.6412 | 2039.2113
Option 6 SC | NSW | DN1 | Dubbo | Solar | 0 | 0 | 0 | 0 | 0 | 7.507e-08 | 898.9414 | 1987.7056 | 1926.0206 | 1891.3295 | 1837.5597 | 1718.5889 | 1623.0265 | 1551.5194 | 1417.9479 | 1418.8899 | 1931.4157 | 1807.9869 | 1699.4739 | 1695.4984 | 1918.5869 | 1957.0457 | 1816.2023 | 2022.0503
Option 6 SC | NSW | N8 | Cooma-Monaro | Wind | 326.0788 | 329.6403 | 343.2258 | 622.4562 | 598.8074 | 621.7008 | 617.9131 | 676.9968 | 675.7355 | 661.9752 | 628.8931 | 628.3971 | 1104.1301 | 960.1153 | 797.5167 | 833.5622 | 846.0448 | 1231.0396 | 1301.1766 | 1308.5754 | 1246.8579 | 1306.1111 | 1315.5223 | 1399.6809
Option 6 SC | NSW | N9 | Hunter-Central Coast | Wind | 0 | 0 | 6.7135e-05 | 8.7153e-05 | 1052.2971 | 1095.7025 | 1083.5691 | 1164.7682 | 1051.7071 | 1115.2435 | 3808.0052 | 3867.4895 | 3997.2861 | 3427.9524 | 3872.9847 | 3834.8313 | 4246.7635 | 3729.0844 | 4011.4721 | 3811.6097 | 3827.3704 | 3942.7751 | 3906.3885 | 4209.6106
Option 6 SC | NSW | N7 | Tumut | Wind | 0 | 666.3082 | 791.1701 | 831.7603 | 846.1781 | 813.4225 | 759.6313 | 849.2212 | 1155.8363 | 1186.1248 | 1106.0696 | 1212.3102 | 1119.2274 | 992.6235 | 1098.3678 | 1134.3058 | 1167.5764 | 1045.3444 | 1057.8108 | 1064.5139 | 1097.2292 | 1074.2341 | 1050.0622 | 1139.8015
Option 6 SC | NSW | DN3 | Marulan | Wind | 0 | 0 | 0 | 0 | 1.1487e-05 | 2.2391e-05 | 2.2355e-05 | 2.4541e-05 | 2.4775e-05 | 2.6047e-05 | 2.4911e-05 | 2.8163e-05 | 606.3513 | 500.4029 | 545.8794 | 539.1507 | 568.7702 | 525.1819 | 555.8436 | 577.8634 | 531.9308 | 544.2981 | 563.6525 | 585.6839
Option 6 SC | NSW | N13 | South Cobar | Wind | 0 | 0 | 4.4143e-06 | 1.6527e-05 | 2.6324e-05 | 6.8983e-05 | 7.0809e-05 | 7.5748e-05 | 7.7244e-05 | 7.4225e-05 | 7.0608e-05 | 7.1169e-05 | 244.9013 | 227.342 | 230.5926 | 362.6682 | 369.0777 | 378.2624 | 366.4641 | 357.8075 | 361.231 | 356.7253 | 348.6132 | 377.4054
Option 6 SC | NSW | N6 | Wagga Wagga | Wind | 0 | 0 | 3.0204e-05 | 7.8262e-05 | 928.7793 | 891.438 | 871.7556 | 936.6142 | 964.9862 | 949.2146 | 927.9978 | 930.3183 | 935.5696 | 831.9552 | 907.2997 | 928.7761 | 876.0359 | 1490.1282 | 1548.2873 | 1548.3302 | 1558.2773 | 2908.5908 | 2869.0128 | 3063.5104
Option 6 SC | NSW | N3 | Central-West Orana | Wind | 315.9816 | 648.6877 | 2070.5846 | 11806.2114 | 17393.116 | 19133.8026 | 18583.7916 | 20189.5661 | 19487.0874 | 20115.5436 | 19681.5437 | 20237.0981 | 19453.0437 | 19211.591 | 19918.1008 | 24710.5527 | 24723.319 | 23167.8543 | 23893.604 | 23147.9454 | 24146.8379 | 23818.3291 | 22945.9469 | 24664.4624
Option 6 SC | NSW | N4 | Broken Hill | Wind | 672.1656 | 698.1202 | 640.7015 | 604.6743 | 674.583 | 646.6951 | 628.4719 | 700.5693 | 901.1785 | 795.2712 | 865.7369 | 807.9832 | 3562.4294 | 3408.2498 | 3709.2859 | 3713.5589 | 3556.8515 | 3796.4496 | 3722.9277 | 3776.7009 | 3815.4965 | 3834.244 | 3426.8505 | 3860.139
Option 6 SC | NSW | N5 | South West NSW | Wind | 0 | 0 | 2.4354e-05 | 6.8793e-05 | 0.00019993 | 0.00019708 | 0.00020475 | 0.00021577 | 784.4738 | 792.3028 | 769.9986 | 772.8307 | 765.3103 | 677.7611 | 744.469 | 735.6245 | 709.2182 | 749.2831 | 767.8604 | 785.884 | 735.6283 | 729.7858 | 734.8986 | 781.2573
Option 6 SC | NSW | N2 | New England | Wind | 1241.9593 | 1189.8235 | 1137.0567 | 1055.6402 | 1422.6427 | 1535.9617 | 1568.0903 | 1650.5373 | 6916.1056 | 6435.937 | 7683.8938 | 8208.5947 | 6817.9287 | 5856.6446 | 7159.5328 | 7669.2135 | 10063.0649 | 9394.7277 | 9362.0398 | 8805.3098 | 9745.3408 | 9993.7546 | 9678.9082 | 10069.3503
Option 6 SC | NSW | DN1 | Dubbo | Wind | 0 | 0 | 0 | 0 | 0 | 0 | 0 | 1.6203e-05 | 829.7713 | 818.4922 | 795.7968 | 835.7297 | 794.0961 | 785.2582 | 756.5504 | 821.0903 | 773.8045 | 763.0667 | 747.1067 | 707.6512 | 800.4065 | 753.7983 | 725.6722 | 798.7464
Option 6 SC | NSW | N12 | Illawarra | Wind | 0 | 0 | 1.3093e-05 | 1.5939e-05 | 2.767e-05 | 5.5071e-05 | 6.0539e-05 | 5.8548e-05 | 189.4172 | 190.1324 | 189.8093 | 204.7022 | 207.6966 | 176.9268 | 191.1607 | 186.5527 | 196.6313 | 181.0902 | 196.8468 | 186.2009 | 186.5532 | 183.7847 | 193.2729 | 193.5876
Option 6 SC | QLD | Q10 | Collinsville | Solar | 493.1939 | 562.6404 | 547.4537 | 528.1784 | 553.7281 | 883.6978 | 845.5568 | 838.1323 | 790.1877 | 867.9153 | 822.1825 | 1679.31 | 1432.028 | 1188.5534 | 1244.5461 | 1173.2648 | 1113.1142 | 1080.2852 | 946.6599 | 867.8844 | 1008.0316 | 1056.3711 | 831.1615 | 527.8413
Option 6 SC | QLD | Q1 | Far North QLD | Solar | 156.2873 | 415.5211 | 396.81 | 362.692 | 373.252 | 484.1404 | 464.3785 | 451.1404 | 421.6201 | 474.1699 | 426.0252 | 648.6154 | 585.0988 | 464.3592 | 499.9994 | 483.633 | 787.9784 | 856.5219 | 833.6628 | 710.673 | 770.9429 | 887.2148 | 794.609 | 601.7131
Option 6 SC | QLD | Q3 | Northern Qld | Solar | 923.4022 | 1353.9866 | 2502.5654 | 2315.8623 | 2432.2819 | 2559.1917 | 2415.4446 | 2319.6613 | 2183.4857 | 2500.4081 | 2206.1687 | 2380.8852 | 2107.5011 | 1674.8311 | 1750.1327 | 1773.9325 | 1335.4931 | 1188.0002 | 1132.9449 | 978.019 | 1087.192 | 1177.765 | 1088.8267 | 895.3339
Option 6 SC | QLD | Q4 | Isaac | Solar | 819.1166 | 935.1101 | 893.7537 | 897.4512 | 917.7643 | 926.486 | 921.3222 | 951.6728 | 910.5579 | 895.6283 | 924.5952 | 946.6789 | 884.935 | 779.1185 | 836.4474 | 727.5882 | 752.8253 | 691.8392 | 575.5297 | 698.285 | 835.1727 | 941.6223 | 976.1596 | 1685.0671
Option 6 SC | QLD | Q4b | Isaac (B) | Solar | 316.4946 | 698.8084 | 591.138 | 616.2838 | 610.1904 | 634.1009 | 656.539 | 667.5229 | 637.5755 | 637.6459 | 640.9536 | 653.07 | 498.1925 | 459.2821 | 460.9747 | 430.3778 | 353.7363 | 311.813 | 263.9087 | 269.7098 | 315.9115 | 316.4203 | 277.6684 | 258.5718
Option 6 SC | QLD | Q5 | Barcaldine | Solar | 0 | 0.0002263 | 0.00019701 | 0.00020475 | 0.00023054 | 0.00022729 | 0.00023919 | 0.00023815 | 0.00022765 | 17.3326 | 72.66 | 76.9411 | 69.3612 | 61.7036 | 68.6944 | 93.2014 | 88.6613 | 81.6927 | 75.9087 | 78.4595 | 95.1211 | 98.9786 | 77.5741 | 80.8753
Option 6 SC | QLD | Q2 | North Qld Clean Energy Hub | Solar | 168.902 | 182.2925 | 190.7426 | 184.7123 | 187.7785 | 189.2511 | 181.5269 | 175.658 | 175.2338 | 188.5902 | 174.072 | 95.1414 | 87.2249 | 76.6183 | 80.5739 | 80.2415 | 72.3694 | 75.7872 | 78.7344 | 74.1762 | 33.1778 | 37.4875 | 0 | 0
Option 6 SC | QLD | Q6 | Fitzroy | Solar | 171.6279 | 193.2946 | 158.1345 | 170.9148 | 163.5691 | 169.8663 | 180.8833 | 181.458 | 180.0003 | 923.8271 | 2530.8371 | 2649.1685 | 2597.6067 | 2469.5185 | 2573.5562 | 4234.7049 | 5383.675 | 5882.2777 | 5568.85 | 5569.899 | 6245.605 | 8355.9471 | 9921.2461 | 11478.4974
Option 6 SC | QLD | Q7 | Wide Bay | Solar | 835.1165 | 1052.401 | 1587.8955 | 1662.979 | 1644.4724 | 1698.082 | 1675.8435 | 1691.1812 | 1678.2282 | 1718.0292 | 2848.0886 | 2769.2059 | 4735.6883 | 4395.814 | 4726.1361 | 4239.9687 | 3593.438 | 3436.0161 | 3211.3398 | 2888.6426 | 3314.9225 | 3957.5901 | 4029.0476 | 3608.0836
Option 6 SC | QLD | Q8 | Darling Downs | Solar | 0 | 2405.2539 | 2545.1399 | 2658.395 | 2591.1485 | 2624.14 | 2638.7799 | 2668.284 | 2719.3276 | 3104.9374 | 4737.5176 | 4788.7347 | 6289.7219 | 6379.9595 | 6219.0587 | 6654.5568 | 8018.6617 | 8974.2093 | 9420.149 | 10215.4897 | 9924.0099 | 10599.4316 | 11129.6118 | 11481.8965
Option 6 SC | QLD | Q8a | Darling Downs (A) | Solar | 2243.4981 | 3228.6397 | 3399.3408 | 3516.8217 | 3444.9458 | 3463.0204 | 3524.0958 | 3573.4654 | 3638.1619 | 3610.3913 | 3227.698 | 3126.3693 | 3023.7158 | 2897.3736 | 2969.7469 | 2887.3131 | 2449.8815 | 2490.0916 | 2539.3697 | 2418.5971 | 1575.9158 | 1536.5395 | 1488.5412 | 1488.2439
Option 6 SC | QLD | Q8b | Darling Downs (B) | Solar | 598.7003 | 640.707 | 672.8785 | 709.5985 | 691.3761 | 702.3822 | 699.6096 | 723.8308 | 726.5658 | 737.9581 | 677.3312 | 660.0438 | 708.7034 | 711.9579 | 694.2103 | 691.3559 | 580.5956 | 592.8487 | 359.608 | 297.6878 | 211.7052 | 214.7845 | 143.5435 | 0
Option 6 SC | QLD | Q9 | Banana | Solar | 36.7733 | 39.7387 | 40.9725 | 40.2079 | 41.2666 | 39.503 | 39.1452 | 41.1891 | 40.8729 | 38.6165 | 42.186 | 41.3965 | 37.2956 | 34.4203 | 38.2247 | 33.1389 | 28.5191 | 0 | 0 | 0 | 0 | 0 | 0 | 0
Option 6 SC | QLD | Q1 | Far North QLD | Wind | 773.4109 | 804.761 | 1247.8022 | 3504.0438 | 3443.8097 | 3119.4157 | 3177.8897 | 3447.7957 | 3235.6617 | 3189.1851 | 3061.6844 | 2893.7612 | 2762.8126 | 3088.2893 | 2923.58 | 3141.8554 | 2711.5567 | 2373.4027 | 2437.4996 | 2631.1854 | 2704.5982 | 2541.0362 | 2427.9508 | 3230.6535
Option 6 SC | QLD | Q10 | Collinsville | Wind | 0 | 0 | 3.019e-06 | 8.371e-06 | 2.3979e-05 | 0.00010773 | 0.00010733 | 0.00010631 | 0.00020726 | 0.00018343 | 0.00020548 | 0.00019766 | 591.1341 | 1222.4676 | 1182.7839 | 1108.028 | 1305.4132 | 1390.2016 | 1352.8751 | 1630.2741 | 1568.7437 | 1654.6591 | 1587.2894 | 1567.2662
Option 6 SC | QLD | Q2 | North Qld Clean Energy Hub | Wind | 166.8489 | 170.1043 | 180.6065 | 174.5486 | 175.1002 | 162.9496 | 2182.7326 | 6227.431 | 6766.4395 | 6542.4099 | 6399.0722 | 5907.6977 | 7618.9653 | 8296.6835 | 8129.3461 | 8366.7051 | 8808.5055 | 9112.3608 | 9444.3733 | 9393.1387 | 9228.8152 | 8576.451 | 9027.37 | 9653.7308
Option 6 SC | QLD | Q4 | Isaac | Wind | 1392.5019 | 2019.5536 | 2515.7395 | 2821.3633 | 2646.8624 | 2696.7598 | 2530.4743 | 2557.7832 | 2856.3375 | 2528.1176 | 2805.9306 | 2723.8997 | 2431.6528 | 3558.6651 | 3523.8135 | 3422.3051 | 3149.1955 | 3252.4238 | 3317.6152 | 3566.1354 | 3427.7533 | 3548.3387 | 3171.5242 | 1974.2753
Option 6 SC | QLD | Q5 | Barcaldine | Wind | 0 | 0 | 5.201e-06 | 1.3741e-05 | 373.7285 | 362.8891 | 353.0623 | 393.1881 | 400.0039 | 362.7517 | 377.1202 | 367.3422 | 356.8676 | 370.3755 | 401.1492 | 394.3988 | 352.4343 | 333.2084 | 368.0766 | 351.9619 | 373.2017 | 360.2172 | 335.1234 | 358.9454
Option 6 SC | QLD | Q6 | Fitzroy | Wind | 0 | 516.7785 | 740.1928 | 766.4505 | 749.5961 | 1400.6564 | 1404.9963 | 1300.8676 | 3964.2474 | 3596.4521 | 3837.6725 | 3702.4021 | 3438.508 | 3672.7667 | 3641.6611 | 3630.8922 | 3482.2389 | 6390.9559 | 6321.6852 | 6253.7453 | 6184.6345 | 6256.3442 | 5808.717 | 5461.0226
Option 6 SC | QLD | Q7 | Wide Bay | Wind | 0 | 0 | 8.7588e-07 | 2.0099e-06 | 7.1971e-06 | 1.0994e-05 | 1.1147e-05 | 1.0644e-05 | 1.0747e-05 | 1.0281e-05 | 1.1693e-05 | 1.3309e-05 | 0.00025267 | 330.6035 | 348.2129 | 357.7754 | 680.5554 | 659.6298 | 660.3487 | 587.2656 | 656.1757 | 601.2809 | 625.3151 | 600.308
Option 6 SC | QLD | Q8 | Darling Downs | Wind | 0 | 0 | 3.5701e-05 | 8.8871e-05 | 1926.8906 | 4464.2702 | 4295.4769 | 4415.9159 | 4744.1852 | 4360.8553 | 4508.142 | 7356.6341 | 13625.1524 | 12902.8842 | 13579.0732 | 14122.9089 | 14154.2195 | 14218.473 | 14937.7106 | 17003.5553 | 17645.359 | 17077.3662 | 16468.1064 | 16421.801
Option 6 SC | QLD | Q8a | Darling Downs (A) | Wind | 545.1884 | 565.195 | 608.5457 | 635.8781 | 631.4364 | 633.5808 | 594.9643 | 605.3031 | 655.6905 | 608.2253 | 617.0364 | 619.3301 | 608.7531 | 584.4942 | 602.8796 | 631.424 | 545.1736 | 565.1623 | 608.4799 | 628.1973 | 631.3663 | 624.0154 | 585.4171 | 595.4418
Option 6 SC | QLD | Q8b | Darling Downs (B) | Wind | 3370.63 | 3331.2324 | 3420.913 | 3354.6343 | 3480.5706 | 3457.0118 | 3282.8005 | 3415.8794 | 3724.2562 | 3323.7136 | 3479.0345 | 3600.9094 | 3234.1852 | 3048.5244 | 3152.351 | 3168.9201 | 3039.009 | 2948.7906 | 2933.527 | 2793.1697 | 3067.727 | 3046.2142 | 2841.7217 | 2917.4169
Option 6 SC | QLD | Q8c | Darling Downs (C) | Wind | 2337.7034 | 2310.4261 | 2330.049 | 2260.4646 | 2337.5333 | 2330.0499 | 2239.0681 | 2231.5412 | 2449.574 | 2172.2504 | 2282.7682 | 2301.6613 | 2138.3823 | 1960.9535 | 2016.3303 | 2093.4573 | 2040.9692 | 1974.4842 | 848.8108 | 843.5957 | 874.8401 | 898.6589 | 851.1978 | 805.1432
Option 6 SC | SA | S5 | Northern SA | Solar | 649.4481 | 1839.2702 | 1809.3631 | 2136.7013 | 2218.744 | 2187.9213 | 2198.0875 | 2231.5909 | 2307.3326 | 2383.0162 | 2252.4112 | 2214.4465 | 2461.8228 | 2633.7495 | 2527.6135 | 2524.4032 | 2831.6294 | 2755.288 | 2643.375 | 2617.1227 | 2871.0175 | 2774.2979 | 3822.6265 | 3965.2123
Option 6 SC | SA | S1 | South East SA | Solar | 348.6859 | 379.6907 | 293.4819 | 372.4668 | 384.3168 | 392.5185 | 386.3108 | 390.5422 | 407.8865 | 405.2657 | 394.0735 | 403.2913 | 389.4474 | 285.131 | 177.9027 | 159.0172 | 173.3026 | 168.2654 | 187.805 | 177.0845 | 268.439 | 248.8847 | 190.7277 | 98.8956
Option 6 SC | SA | S2 | Riverland | Solar | 32.4409 | 32.6062 | 35.0785 | 35.2202 | 36.1173 | 27.9971 | 27.7702 | 28.2461 | 29.4686 | 30.1947 | 28.4831 | 28.5692 | 28.3373 | 1778.0542 | 1716.426 | 1639.2391 | 1699.4682 | 1691.8451 | 1604.4629 | 1568.1629 | 1852.0357 | 1845.3096 | 1552.3915 | 1547.5611
Option 6 SC | SA | S3 | Mid-North SA | Solar | 0 | 4.6128e-05 | 7.8866e-05 | 7.767e-05 | 8.1802e-05 | 7.6825e-05 | 9.1791e-05 | 8.9248e-05 | 9.5764e-05 | 9.2594e-05 | 8.9417e-05 | 8.774e-05 | 7.0053e-05 | 898.7792 | 774.2721 | 691.1587 | 719.6433 | 710.6697 | 663.0033 | 634.1928 | 751.4541 | 762.1038 | 1458.1155 | 1436.0226
Option 6 SC | SA | S7 | Eastern Eyre Peninsula | Wind | 578.0857 | 592.2539 | 499.8856 | 636.5996 | 391.6972 | 173.3987 | 155.7426 | 188.3128 | 173.3199 | 4.139e-05 | 1167.9686 | 1132.2241 | 657.8692 | 574.2483 | 574.4707 | 550.7741 | 576.4174 | 556.5993 | 572.0328 | 684.7399 | 695.5233 | 745.3971 | 716.7906 | 864.3134
Option 6 SC | SA | S6 | Roxby Downs | Wind | 0 | 0 | 3.1555e-06 | 2.9889e-06 | 3.9838e-06 | 4.521e-06 | 3.0335e-06 | 3.6438e-06 | 9.5596e-06 | 9.2411e-06 | 9.1191e-06 | 9.6205e-06 | 777.0337 | 708.6694 | 722.4969 | 718.1041 | 739.0325 | 728.6738 | 738.0961 | 787.848 | 773.2232 | 768.6546 | 716.152 | 812.853
Option 6 SC | SA | S5 | Northern SA | Wind | 1248.272 | 1241.5564 | 1227.4448 | 1350.6149 | 1291.8919 | 1284.5158 | 1244.3699 | 1325.5332 | 1467.6242 | 1445.9993 | 1444.3161 | 1444.3199 | 3512.7647 | 3209.448 | 3235.6967 | 3248.2137 | 3158.537 | 3201.3711 | 3270.9288 | 2888.036 | 2847.204 | 2834.6593 | 2622.8702 | 2868.3787
Option 6 SC | SA | S4 | Yorke Peninsula | Wind | 0 | 0 | 9.5148e-06 | 1.2044e-05 | 1.1471e-05 | 1.4509e-05 | 9.9214e-06 | 9.2449e-06 | 1.1673e-05 | 1.3217e-05 | 1.9057e-05 | 4.4749e-05 | 3.6437e-05 | 3.8843e-05 | 5.5466e-05 | 8.4825e-05 | 8.521e-05 | 0.00013333 | 0.00014393 | 0.00015813 | 0.00014474 | 0.00015421 | 0.00014129 | 0.00015817
Option 6 SC | SA | S1 | South East SA | Wind | 729.114 | 801.933 | 630.4156 | 797.5215 | 726.8813 | 694.8441 | 683.5403 | 761.9679 | 775.7191 | 489.6741 | 428.5119 | 458.7809 | 994.9512 | 1047.5836 | 1477.4736 | 1529.2697 | 1444.7463 | 1770.062 | 1736.344 | 1827.8678 | 1878.531 | 2093.6101 | 1715.0104 | 1865.3159
Option 6 SC | SA | S3 | Mid-North SA | Wind | 5320.3885 | 5640.3617 | 5161.5094 | 5980.522 | 5340.981 | 5517.9011 | 5192.7888 | 5624.4876 | 5724.3494 | 5132.2635 | 4427.4514 | 7024.7616 | 7000.9047 | 5640.2273 | 5984.5559 | 5836.3478 | 5909.7233 | 6414.3296 | 6459.8512 | 6666.9037 | 6372.0752 | 6617.6222 | 5368.3905 | 5601.6593
Option 6 SC | TAS | T1 | North East Tasmania | Solar | 0 | 556.6519 | 582.2452 | 660.6125 | 704.6287 | 757.3025 | 560.8587 | 787.0642 | 541.2894 | 474.102 | 741.9659 | 732.5469 | 764.2196 | 815.9585 | 335.9828 | 313.5551 | 277.6579 | 302.5774 | 309.5208 | 276.125 | 310.4118 | 348.1704 | 311.7323 | 316.1797
Option 6 SC | TAS | T2 | North West Tasmania | Solar | 0 | 7.8428e-06 | 1.5588e-05 | 0.00023296 | 0.00024319 | 0.00029029 | 0.00024469 | 0.00028329 | 0.00024393 | 0.00022117 | 0.0002834 | 0.000273 | 0.00028674 | 0.00029621 | 0.00015732 | 0.00013925 | 0.00013558 | 0.00014766 | 0.00015135 | 0.00013833 | 0.00014724 | 0.00016466 | 0.00015173 | 0.00015696
Option 6 SC | TAS | T3 | Central Highlands | Solar | 0 | 5.14e-06 | 7.6852e-06 | 8.4658e-06 | 1.0573e-05 | 1.5221e-05 | 1.0771e-05 | 1.5335e-05 | 1.0943e-05 | 1.0137e-05 | 1.5115e-05 | 1.4797e-05 | 1.6816e-05 | 1.8847e-05 | 1.2588e-05 | 1.224e-05 | 1.1617e-05 | 1.4057e-05 | 1.2006e-05 | 1.0751e-05 | 1.2321e-05 | 1.28e-05 | 1.2281e-05 | 1.248e-05
Option 6 SC | TAS | T1 | North East Tasmania | Wind | 0 | 0 | 2.4148e-05 | 257.0393 | 241.4326 | 272.5468 | 302.1864 | 291.1921 | 302.7972 | 313.0475 | 279.1289 | 686.1362 | 688.8752 | 660.7162 | 701.1402 | 669.0423 | 695.034 | 669.2264 | 668.8784 | 712.2988 | 669.0515 | 662.8768 | 734.9644 | 708.2208
Option 6 SC | TAS | T2 | North West Tasmania | Wind | 390.7669 | 411.1428 | 402.3455 | 467.7369 | 445.9936 | 410.0422 | 408.1085 | 461.6901 | 435.183 | 434.4598 | 446.6697 | 431.6395 | 473.094 | 442.3003 | 314.3614 | 351.3078 | 350.5226 | 371.0426 | 338.1162 | 358.7078 | 376.6775 | 361.9804 | 369.9139 | 385.9056
Option 6 SC | TAS | T3 | Central Highlands | Wind | 498.7642 | 487.3243 | 2946.5855 | 3815.064 | 4181.1811 | 5146.2888 | 5384.4552 | 5488.2692 | 5602.198 | 5801.0919 | 5177.2817 | 4819.2829 | 6048.5071 | 6157.4066 | 6136.9676 | 6365.0908 | 6438.6748 | 6404.7095 | 5791.5913 | 6046.753 | 5958.2283 | 5730.9112 | 5949.296 | 6095.5534
Option 6 SC | VIC | V9 | Southern Ocean | Offshore Wind | 0 | 0 | 0 | 0 | 0 | 2.9017e-05 | 1907.8882 | 1956.2583 | 1967.6222 | 2344.4445 | 3248.3269 | 3415.4296 | 3370.0215 | 2919.0834 | 3051.9273 | 3096.2957 | 3176.7546 | 3420.4265 | 3342.9859 | 3335.4937 | 3103.7331 | 3079.8337 | 3210.1147 | 3259.4858
Option 6 SC | VIC | V8 | Gippsland Offshore | Offshore Wind | 0 | 0 | 0 | 0 | 0 | 8386.0285 | 9506.63 | 11329.0048 | 14964.7099 | 19561.7785 | 21761.0233 | 23281.3569 | 30773.185 | 32377.2722 | 33767.8858 | 32417.9457 | 33371.6345 | 33783.252 | 33224.6595 | 35048.8547 | 32527.6728 | 33073.7432 | 33782.4374 | 35229.3971
Option 6 SC | VIC | V2 | Central Highlands VIC | Solar | 0 | 3.8148e-05 | 2.9859e-05 | 2.6932e-05 | 2.804e-05 | 2.5419e-05 | 3.2441e-05 | 3.3552e-05 | 3.0923e-06 | 2.889e-05 | 2.8299e-05 | 2.4749e-05 | 2.7369e-05 | 3.7591e-05 | 4.3499e-05 | 4.2929e-05 | 4.1863e-05 | 5.0682e-05 | 5.3168e-05 | 4.3309e-05 | 5.0701e-05 | 4.9365e-05 | 5.1028e-05 | 4.888e-05
Option 6 SC | VIC | V3 | Wimmera Grampians | Solar | 131.3216 | 229.7058 | 198.0646 | 164.089 | 174.7371 | 153.761 | 146.6073 | 154.0103 | 153.876 | 137.5925 | 131.2183 | 139.9786 | 75.4179 | 76.8914 | 90.5848 | 85.4359 | 82.5648 | 85.4022 | 75.7817 | 69.2938 | 85.6536 | 90.3948 | 81.6311 | 82.1387
Option 6 SC | VIC | V4 | Wimmera Southern Mallee | Solar | 0 | 1.9699e-05 | 1.6058e-05 | 1.4669e-05 | 1.5379e-05 | 1.3487e-05 | 1.5456e-05 | 1.5562e-05 | 2.0246e-07 | 1.5756e-05 | 1.5628e-05 | 2.4296e-06 | 1.4942e-05 | 2.5845e-05 | 3.5479e-05 | 3.3007e-05 | 7.0019e-05 | 7.506e-05 | 7.3101e-05 | 5.8776e-05 | 6.9542e-05 | 6.3912e-05 | 6.4575e-05 | 5.9389e-05
Option 6 SC | VIC | V1 | North West VIC | Solar | 1236.8705 | 1974.6863 | 1740.7275 | 1552.5166 | 1602.0058 | 1515.3489 | 1528.2948 | 1604.8718 | 1594.0201 | 1468.158 | 1365.1258 | 1367.1668 | 2486.8859 | 3856.0079 | 4099.9575 | 4051.8557 | 4152.1288 | 4275.3758 | 4000.2726 | 3615.5456 | 4241.7503 | 4460.9212 | 3867.6299 | 3774.0758
Option 6 SC | VIC | V7 | Central North VIC | Solar | 1135.6689 | 1491.0715 | 1385.0285 | 1183.9304 | 1240.583 | 1172.0551 | 1170.3215 | 1197.7386 | 1254.9155 | 1111.0424 | 1069.8175 | 994.9214 | 864.5314 | 952.64 | 1580.4214 | 1636.6002 | 1692.0601 | 1682.7107 | 1493.2366 | 1316.1181 | 1548.1585 | 1506.5992 | 1402.3436 | 1459.6515
Option 6 SC | VIC | V6 | Gippsland Onshore | Solar | 6.5835 | 1037.7453 | 1224.5178 | 1157.3657 | 1173.9638 | 1122.4757 | 1223.3423 | 1244.735 | 1235.7404 | 1139.9745 | 1004.3266 | 987.1228 | 823.5576 | 768.2755 | 864.0161 | 880.9418 | 837.7869 | 902.2973 | 853.3498 | 829.1161 | 899.0077 | 902.1865 | 894.2746 | 938.0716
Option 6 SC | VIC | V1 | North West VIC | Wind | 0 | 0 | 3505.4477 | 3678.4923 | 3467.7206 | 3375.1594 | 3322.5019 | 3566.2714 | 3523.4213 | 3394.6303 | 3352.0765 | 3423.1663 | 2996.9186 | 2586.2248 | 3871.6518 | 3994.2256 | 3645.8269 | 4024.5413 | 3997.3835 | 3982.8578 | 4145.1939 | 4317.8922 | 3951.9017 | 4333.4589
Option 6 SC | VIC | V2 | Central Highlands VIC | Wind | 1918.9963 | 2149.1632 | 3063.5655 | 4295.9599 | 3915.3094 | 3951.3442 | 3989.2311 | 4200.2437 | 4263.9914 | 4325.3773 | 4082.6988 | 4203.4555 | 3763.6663 | 3315.678 | 3577.5142 | 4284.6786 | 4317.5945 | 4460.6355 | 4467.2335 | 5069.3768 | 4409.7778 | 4457.6309 | 4843.9797 | 4784.3653
Option 6 SC | VIC | V3 | Wimmera Grampians | Wind | 1974.4421 | 2136.0675 | 1971.3705 | 2022.0451 | 1796.8034 | 1642.4533 | 1568.7684 | 1708.8063 | 1155.4015 | 1152.4806 | 1129.814 | 1116.2744 | 771.991 | 734.1771 | 762.744 | 849.2235 | 768.867 | 855.3619 | 660.092 | 649.9997 | 739.7478 | 372.5604 | 336.7485 | 0.00011975
Option 6 SC | VIC | V4 | Wimmera Southern Mallee | Wind | 1412.5617 | 1489.0046 | 1646.7757 | 3885.1912 | 4306.5394 | 4110.9056 | 4093.0893 | 4380.8837 | 4337.8239 | 4210.2688 | 4184.5384 | 4242.9124 | 2942.3174 | 2638.7825 | 3131.5353 | 3307.2892 | 3002.6849 | 3285.3504 | 3268.1872 | 3104.4721 | 5237.8153 | 5495.5127 | 4963.4552 | 4804.9355
Option 6 SC | VIC | V7 | Central North VIC | Wind | 0 | 0 | 846.5247 | 1878.6767 | 1869.9251 | 1801.9063 | 1663.8954 | 1798.7434 | 1849.7859 | 1749.1964 | 1734.9626 | 1751.9476 | 1542.8128 | 1463.0431 | 1496.152 | 1593.0017 | 1489.55 | 1527.7972 | 1499.2716 | 1507.1762 | 1630.96 | 1630.317 | 1454.2548 | 1609.5854
Option 6 SC | VIC | V5 | South West VIC | Wind | 6100.6624 | 7165.9688 | 7844.9675 | 8484.6606 | 7520.1997 | 7514.4338 | 7255.174 | 7805.2213 | 7977.9161 | 8145.8706 | 7849.9464 | 7718.4228 | 6270.1932 | 5729.7425 | 5680.7238 | 6690.4743 | 6737.7763 | 6833.0337 | 7593.8579 | 8594.2911 | 7774.5309 | 7566.5289 | 8181.2454 | 8594.337
Option 6 SC | VIC | V6 | Gippsland Onshore | Wind | 0 | 0 | 2.2383e-05 | 6.3505e-05 | 5.473e-05 | 8.4801e-05 | 9.6007e-05 | 9.1483e-05 | 9.1977e-05 | 9.9127e-05 | 9.3549e-05 | 8.9081e-05 | 6.7362e-05 | 6.0673e-05 | 6.3822e-05 | 6.7138e-05 | 7.312e-05 | 7.6453e-05 | 8.3282e-05 | 9.7726e-05 | 8.7309e-05 | 9.0021e-05 | 9.1351e-05 | 8.3075e-05
BaseCase SG | NSW | N10 | Hunter Coast | Offshore Wind | 0 | 0 | 0 | 0 | 0 | 0 | 0 | 0 | 0 | 0 | 0 | 0 | 0 | 0 | 0 | 0 | 0 | 0 | 0 | 0 | 0 | 0 | 0 | 0
BaseCase SG | NSW | N11 | Illawarra Coast | Offshore Wind | 0 | 0 | 0 | 0 | 0 | 0 | 0 | 0 | 0 | 0 | 0 | 0 | 0 | 0 | 0 | 0 | 0 | 0 | 0 | 0 | 0 | 0 | 0 | 0
BaseCase SG | NSW | N5 | South West NSW | Solar | 1544.3366 | 2230.8337 | 2368.2075 | 1578.8242 | 1560.2119 | 1109.4091 | 1192.2168 | 1149.8065 | 1660.7985 | 1550.5373 | 1543.4517 | 1630.3587 | 1473.4465 | 1635.8046 | 1626.3475 | 1631.18 | 1678.8085 | 1443.3013 | 1311.9169 | 1192.1329 | 1339.096 | 1210.5122 | 1191.0305 | 882.9429
BaseCase SG | NSW | N6 | Wagga Wagga | Solar | 911.6079 | 5793.9982 | 6031.673 | 5197.7352 | 4710.1214 | 3611.211 | 3589.7179 | 3115.949 | 4622.4832 | 4131.2501 | 4083.577 | 4099.7021 | 3860.6333 | 4624.2273 | 4550.4287 | 4456.2651 | 4507.3234 | 4706.5238 | 4149.8927 | 3856.7995 | 4305.7178 | 4050.1585 | 4034.7121 | 4026.0191
BaseCase SG | NSW | N7 | Tumut | Solar | 0 | 0.03214 | 0.035217 | 211.8 | 215.7425 | 213.1357 | 194.5492 | 184.3472 | 190.5637 | 173.9895 | 173.155 | 153.8207 | 175.5594 | 185.4735 | 211.1948 | 199.7954 | 173.9321 | 191.4505 | 217.7876 | 208.9831 | 211.094 | 218.7542 | 210.9902 | 219.8526
BaseCase SG | NSW | N8 | Cooma-Monaro | Solar | 0 | 148.1303 | 167.8667 | 739.4294 | 721.8744 | 731.2108 | 685.0814 | 669.9334 | 746.6393 | 694.5758 | 648.0107 | 594.5817 | 719.3811 | 740.861 | 770.6578 | 712.62 | 666.9338 | 661.4881 | 755.6807 | 739.433 | 724.983 | 749.624 | 738.3436 | 785.687
BaseCase SG | NSW | N9 | Hunter-Central Coast | Solar | 0 | 1829.5413 | 2118.6048 | 1937.9386 | 1848.8593 | 1829.8918 | 1721.6965 | 1816.9108 | 2033.318 | 1971.2531 | 1932.303 | 1836.481 | 2033.4223 | 1997.9848 | 1828.5416 | 1945.3008 | 2802.0433 | 2757.501 | 2921.7418 | 2861.3624 | 2713.4078 | 2714.9805 | 2335.7872 | 2642.6141
BaseCase SG | NSW | N4 | Broken Hill | Solar | 109.5693 | 485.843 | 492.0861 | 340.8519 | 331.3441 | 232.0891 | 278.6177 | 282.4621 | 393.101 | 382.4448 | 370.7538 | 392.1429 | 378.8721 | 417.2849 | 390.2536 | 385.7492 | 415.3818 | 316.3545 | 297.5625 | 262.5658 | 277.9748 | 243.0138 | 255.3157 | 233.6042
BaseCase SG | NSW | N3 | Central-West Orana | Solar | 2783.6321 | 2907.0899 | 3301.464 | 17300.0165 | 18099.4895 | 18450.6376 | 18380.6846 | 19365.7185 | 20160.0107 | 19661.4761 | 18823.9766 | 17681.7632 | 18943.8467 | 20632.9781 | 20122.1698 | 19835.7525 | 17222.1518 | 18020.8324 | 20180.9168 | 19993.9682 | 19966.8112 | 20198.2545 | 19830.1027 | 20813.3783
BaseCase SG | NSW | N1 | North West NSW | Solar | 396.4198 | 780.9133 | 769.3611 | 615.2898 | 593.1693 | 537.8437 | 570.9686 | 597.053 | 700.7498 | 644.9508 | 680.3462 | 682.7634 | 704.3737 | 732.3725 | 696.6656 | 736.2074 | 717.7341 | 713.3177 | 706.9758 | 637.5137 | 567.0334 | 399.019 | 383.1027 | 357.605
BaseCase SG | NSW | N13 | South Cobar | Solar | 0 | 0.00066583 | 0.00066047 | 0.00046911 | 0.00045569 | 0.00037739 | 0.00070802 | 0.0007079 | 0.00076561 | 0.00075926 | 0.00073098 | 0.00067305 | 0.000716 | 0.00072833 | 0.00071598 | 0.00071608 | 0.00062792 | 0.00067834 | 0.00068431 | 0.0006553 | 0.00065987 | 0.00063794 | 0.00063373 | 0.00064078
BaseCase SG | NSW | N2 | New England | Solar | 1143.5813 | 1433.847 | 1706.1652 | 1495.1544 | 1475.8839 | 1409.529 | 1768.9368 | 1841.8584 | 1972.9894 | 1796.6834 | 1938.6939 | 1859.4992 | 2116.866 | 2124.1889 | 2055.1449 | 2239.921 | 1919.3236 | 1881.128 | 1926.2363 | 1868.0418 | 1795.6759 | 1815.2962 | 1647.5398 | 1558.9549
BaseCase SG | NSW | N5 | South West NSW | Wind | 0 | 0 | 1.0522e-05 | 2.8813e-05 | 2.5931e-05 | 2.2039e-05 | 3.0655e-05 | 3.273e-05 | 3.6645e-05 | 3.5736e-05 | 3.379e-05 | 3.4301e-05 | 3.3353e-05 | 2.9107e-05 | 3.3213e-05 | 3.311e-05 | 3.2831e-05 | 3.2698e-05 | 3.1501e-05 | 3.0877e-05 | 2.978e-05 | 3.2169e-05 | 2.9947e-05 | 3.2054e-05
BaseCase SG | NSW | N6 | Wagga Wagga | Wind | 0 | 0 | 8.2544e-06 | 3.3271e-05 | 3.1614e-05 | 3.2512e-05 | 4.3469e-05 | 4.609e-05 | 5.2339e-05 | 4.9138e-05 | 4.7251e-05 | 4.8833e-05 | 4.8487e-05 | 4.2011e-05 | 4.6574e-05 | 4.7795e-05 | 4.6894e-05 | 4.4731e-05 | 4.3074e-05 | 4.1788e-05 | 4.2741e-05 | 4.6742e-05 | 4.1717e-05 | 4.6639e-05
BaseCase SG | NSW | N7 | Tumut | Wind | 0 | 674.1475 | 814.4816 | 833.6746 | 839.511 | 762.1184 | 620.4316 | 546.8017 | 739.0432 | 581.7083 | 518.8889 | 626.0948 | 609.9594 | 480.5385 | 660.4219 | 705.4453 | 741.4626 | 622.3151 | 618.037 | 686.9506 | 721.2941 | 741.0934 | 723.3351 | 754.4737
BaseCase SG | NSW | N8 | Cooma-Monaro | Wind | 326.0787 | 329.6402 | 352.3177 | 338.5974 | 303.1331 | 305.7569 | 275.1605 | 265.1257 | 353.5157 | 319.8228 | 285.0379 | 298.3787 | 288.419 | 247.6277 | 4.8489e-05 | 4.8912e-05 | 5.0291e-05 | 4.9356e-05 | 5.352e-05 | 6.0874e-05 | 6.1258e-05 | 319.6184 | 329.225 | 341.9702
BaseCase SG | NSW | N9 | Hunter-Central Coast | Wind | 0 | 0 | 8.6033e-06 | 3.1275e-05 | 3.1001e-05 | 4.1596e-05 | 5.1425e-05 | 5.571e-05 | 5.2927e-05 | 5.5609e-05 | 1141.6142 | 1148.1568 | 1117.1893 | 946.0081 | 3606.3417 | 3537.0451 | 4260.3174 | 3749.1483 | 4042.7955 | 3834.7452 | 3822.2176 | 3931.6886 | 3889.2018 | 4204.5068
BaseCase SG | NSW | N4 | Broken Hill | Wind | 672.4352 | 692.6946 | 666.7535 | 620.8045 | 612.4954 | 558.7464 | 557.2703 | 633.4725 | 720.8095 | 582.987 | 703.2312 | 661.8328 | 611.829 | 575.387 | 590.9841 | 629.1541 | 646.313 | 2.3145e-05 | 2.2504e-05 | 8.3685e-05 | 688.6763 | 663.063 | 640.2094 | 710.4224
BaseCase SG | NSW | N13 | South Cobar | Wind | 0 | 0 | 2.9768e-06 | 9.6871e-06 | 8.8826e-06 | 1.5669e-05 | 2.4225e-05 | 2.6297e-05 | 2.7866e-05 | 2.6924e-05 | 2.555e-05 | 2.552e-05 | 2.6577e-05 | 2.4541e-05 | 2.5297e-05 | 2.5507e-05 | 2.5809e-05 | 2.5096e-05 | 2.3801e-05 | 2.2114e-05 | 2.2707e-05 | 2.3615e-05 | 2.4586e-05 | 3.0104e-05
BaseCase SG | NSW | N3 | Central-West Orana | Wind | 315.979 | 648.7357 | 1692.875 | 3587.7291 | 6946.6037 | 6775.161 | 6608.7901 | 7131.6691 | 6918.2192 | 7321.9506 | 7117.0053 | 7338.1869 | 6994.8939 | 6381.1791 | 6745.4169 | 10638.8352 | 11486.6963 | 12231.7926 | 14495.7942 | 13994.0042 | 18904.3955 | 19611.3179 | 19023.1125 | 22558.2421
BaseCase SG | NSW | N12 | Illawarra | Wind | 0 | 0 | 2.7055e-06 | 1.4427e-05 | 1.4265e-05 | 1.9482e-05 | 2.7401e-05 | 2.7265e-05 | 2.7972e-05 | 2.7801e-05 | 2.774e-05 | 2.8653e-05 | 207.6981 | 176.9285 | 191.1625 | 186.5544 | 196.6331 | 181.0921 | 196.8479 | 186.2021 | 186.5542 | 183.7856 | 193.2737 | 193.5891
BaseCase SG | NSW | N2 | New England | Wind | 1241.9612 | 1202.611 | 1092.9334 | 1003.827 | 1370.2835 | 1473.8372 | 1550.8993 | 1660.057 | 1834.7706 | 1655.9668 | 3788.1221 | 5482.9661 | 4743.6038 | 4163.3492 | 4445.6549 | 4724.6397 | 6909.527 | 5826.3591 | 5891.547 | 5522.1093 | 5890.3478 | 7519.8251 | 7969.9695 | 8855.8634
BaseCase SG | NSW | DN3 | Marulan | Wind | 0 | 0 | 0 | 0 | 2.9314e-06 | 8.7898e-06 | 9.8581e-06 | 1.0225e-05 | 1.0481e-05 | 1.1029e-05 | 1.0287e-05 | 1.0853e-05 | 1.1119e-05 | 8.2585e-06 | 9.3263e-06 | 9.3463e-06 | 1.0263e-05 | 8.3851e-06 | 8.6024e-06 | 8.5235e-06 | 7.9932e-06 | 1.1967e-05 | 1.4077e-05 | 1.7103e-05
BaseCase SG | QLD | Q1 | Far North QLD | Solar | 156.2873 | 179.1885 | 168.8676 | 157.1581 | 143.9965 | 166.5263 | 155.4589 | 144.7204 | 157.5665 | 150.5186 | 154.905 | 387.3209 | 392.6792 | 361.5161 | 378.207 | 382.3184 | 539.6605 | 675.0196 | 686.9279 | 607.3555 | 628.744 | 661.9612 | 492.8983 | 451.6794
BaseCase SG | QLD | Q10 | Collinsville | Solar | 493.1939 | 563.0319 | 573.6997 | 487.4003 | 500.5308 | 516.2736 | 504.6376 | 510.8514 | 513.0488 | 510.4549 | 529.2751 | 534.1519 | 549.0491 | 516.6145 | 531.0124 | 582.4081 | 489.6493 | 539.3648 | 559.86 | 524.5532 | 540.1562 | 547.455 | 177.0233 | 0
BaseCase SG | QLD | Q2 | North Qld Clean Energy Hub | Solar | 168.902 | 182.7011 | 191.1066 | 190.7461 | 194.8195 | 193.2303 | 187.1366 | 186.3295 | 191.5145 | 196.8481 | 187.0349 | 97.9932 | 94.9384 | 90.8937 | 93.8873 | 97.9031 | 85.8606 | 89.7138 | 94.9399 | 90.8228 | 48.2699 | 48.5339 | 0 | 0
BaseCase SG | QLD | Q3 | Northern Qld | Solar | 923.4022 | 1355.3845 | 2566.166 | 2459.3662 | 2543.2215 | 2669.1382 | 2466.3017 | 2439.175 | 2444.2087 | 2573.8122 | 2371.9919 | 2543.1755 | 2523.2686 | 2296.3209 | 2357.7446 | 2551.8678 | 1886.598 | 1738.3797 | 1814.5613 | 1627.4579 | 1682.5714 | 1563.3658 | 1411.4091 | 1271.2609
BaseCase SG | QLD | Q4 | Isaac | Solar | 819.1165 | 935.1102 | 948.2967 | 774.937 | 799.4412 | 793.9226 | 815.384 | 821.6912 | 840.5417 | 823.3835 | 873.5674 | 861.95 | 888.2295 | 855.5504 | 874.6282 | 963.4408 | 812.7521 | 906.3763 | 858.2469 | 798.9676 | 803.2259 | 817.9314 | 243.1037 | 882.0173
BaseCase SG | QLD | Q5 | Barcaldine | Solar | 0 | 0.00015278 | 0.00014313 | 0.00012345 | 0.00013648 | 0.00012763 | 0.00014009 | 0.00014132 | 0.00014568 | 0.00014195 | 0.00014678 | 0.00013793 | 0.00015711 | 0.00015594 | 0.00015798 | 0.00017724 | 0.0001614 | 0.00016423 | 0.00016787 | 32.7475 | 33.1261 | 31.9218 | 56.3427 | 65.2185
BaseCase SG | QLD | Q4b | Isaac (B) | Solar | 316.4946 | 698.8084 | 661.0323 | 528.0833 | 527.7945 | 538.5366 | 562.2151 | 548.429 | 570.8195 | 559.9159 | 610.7494 | 611.457 | 627.3862 | 610.4186 | 627.5524 | 671.0166 | 574.5438 | 625.1907 | 606.4409 | 576.9953 | 569.578 | 596.2339 | 589.7608 | 513.2751
BaseCase SG | QLD | Q6 | Fitzroy | Solar | 171.6279 | 193.2947 | 181.6925 | 146.3774 | 138.9292 | 140.4348 | 151.6059 | 148.0742 | 155.5664 | 146.2949 | 162.8376 | 164.4423 | 169.2276 | 165.8212 | 173.4872 | 181.4772 | 161.3115 | 169.0868 | 161.8601 | 160.9821 | 153.3732 | 159.6005 | 158.1199 | 1532.1535
BaseCase SG | QLD | Q7 | Wide Bay | Solar | 835.1165 | 1052.4016 | 1587.8963 | 1655.672 | 1634.9491 | 1693.6219 | 1674.1856 | 1689.7452 | 1678.2279 | 1718.1307 | 1618.4615 | 1577.1284 | 1623.1256 | 1621.8397 | 1609.5718 | 1644.4807 | 3545.3562 | 3946.5763 | 4044.514 | 4777.36 | 5107.0684 | 5550.3058 | 5659.268 | 4997.2398
BaseCase SG | QLD | Q8 | Darling Downs | Solar | 0 | 107.6675 | 113.9275 | 118.9904 | 115.983 | 117.4575 | 118.1205 | 119.4412 | 121.726 | 122.8666 | 114.2273 | 111.4678 | 114.9919 | 117.0806 | 114.296 | 3450.1144 | 5048.0696 | 5632.6612 | 5946.838 | 6227.897 | 6535.5286 | 8811.0067 | 10157.9321 | 11361.0664
BaseCase SG | QLD | Q8b | Darling Downs (B) | Solar | 598.7003 | 640.707 | 672.8787 | 709.5944 | 691.3726 | 702.378 | 699.6098 | 723.8312 | 726.5661 | 737.9587 | 677.3313 | 660.0436 | 708.7184 | 711.9842 | 694.2298 | 691.3807 | 580.6197 | 592.8929 | 359.668 | 297.8038 | 211.7739 | 214.9123 | 143.6653 | 0
BaseCase SG | QLD | Q9 | Banana | Solar | 36.7733 | 39.7387 | 42.4595 | 35.7403 | 36.2098 | 34.906 | 36.0785 | 36.9655 | 38.3163 | 35.8339 | 39.4024 | 37.1409 | 36.9887 | 38.2299 | 39.436 | 42.3982 | 36.8055 | 0 | 0 | 0 | 0 | 0 | 0 | 0
BaseCase SG | QLD | Q8a | Darling Downs (A) | Solar | 2243.498 | 3230.1086 | 3429.3753 | 3535.2243 | 3471.9259 | 3492.597 | 3528.0432 | 3589.4519 | 3640.1017 | 3625.112 | 3225.7931 | 3098.4149 | 3199.1806 | 3249.0773 | 3182.9407 | 3246.6202 | 2714.87 | 2969.646 | 3130.5933 | 3219.266 | 1775.3878 | 1768.6487 | 1764.9089 | 1698.8776
BaseCase SG | QLD | Q1 | Far North QLD | Wind | 773.4109 | 804.761 | 849.112 | 907.4975 | 913.7865 | 804.0159 | 2954.4445 | 3484.8567 | 3347.9956 | 3217.001 | 3134.3383 | 2945.8779 | 2921.0907 | 3421.7814 | 3161.5617 | 3439.9641 | 3046.0253 | 2720.9844 | 2831.3191 | 3379.9029 | 3342.468 | 3026.8477 | 2644.6561 | 3279.8915
BaseCase SG | QLD | Q10 | Collinsville | Wind | 0 | 0 | 4.4941e-06 | 4.7728e-06 | 9.9695e-06 | 1.6557e-05 | 1.9541e-05 | 1.9797e-05 | 2.2622e-05 | 1.8569e-05 | 2.8208e-05 | 4.6562e-05 | 4.4037e-05 | 5.1438e-05 | 4.9257e-05 | 4.6048e-05 | 5.5176e-05 | 5.4412e-05 | 5.2945e-05 | 1.2859 | 1.1825 | 717.9235 | 1585.1989 | 1668.2577
BaseCase SG | QLD | Q2 | North Qld Clean Energy Hub | Wind | 166.8489 | 170.1043 | 180.6065 | 174.5456 | 175.0958 | 162.9455 | 164.8689 | 173.6003 | 178.1481 | 488.7366 | 936.2481 | 869.0936 | 2135.7386 | 2359.9119 | 2292.7708 | 2351.288 | 3080.652 | 6661.8589 | 6998.01 | 7807.3448 | 7506.1452 | 6959.1961 | 8631.6201 | 9265.6465
BaseCase SG | QLD | Q4 | Isaac | Wind | 1392.5019 | 2019.5536 | 2525.3459 | 2761.6212 | 2605.5642 | 2641.3694 | 2493.5572 | 2515.5358 | 2816.559 | 2487.3262 | 2739.2407 | 2638.2698 | 2409.4773 | 2712.5981 | 2638.5984 | 2664.9313 | 2486.3276 | 2472.759 | 2515.9935 | 2825.1884 | 2632.2706 | 2706.5099 | 2504.5215 | 2259.3103
BaseCase SG | QLD | Q5 | Barcaldine | Wind | 0 | 0 | 3.7867e-06 | 6.5194e-06 | 1.4729e-05 | 2.0136e-05 | 2.4659e-05 | 2.6442e-05 | 2.7143e-05 | 3.0934e-05 | 349.0451 | 354.2083 | 349.9301 | 362.0045 | 387.3393 | 389.4804 | 346.4218 | 343.0886 | 377.265 | 383.9023 | 396.4259 | 379.8337 | 367.3474 | 401.3363
BaseCase SG | QLD | Q6 | Fitzroy | Wind | 0 | 516.7785 | 754.4627 | 742.7301 | 735.1504 | 714.7085 | 724.7763 | 672.2391 | 785.0281 | 694.2051 | 748.71 | 734.7079 | 702.5913 | 763.0905 | 755.2059 | 765.4316 | 765.4684 | 1816.4429 | 1808.9409 | 3279.3269 | 3168.3723 | 3730.284 | 3653.3221 | 3330.8603
BaseCase SG | QLD | Q8 | Darling Downs | Wind | 0 | 0 | 2.0637e-05 | 4.0004e-05 | 8.8039e-05 | 0.00013063 | 0.00043399 | 0.00044478 | 2104.8936 | 5190.7945 | 7083.6439 | 9896.7266 | 9569.4797 | 9050.2981 | 9513.7096 | 9698.9144 | 9029.239 | 9045.427 | 9534.9216 | 9613.3124 | 14295.2669 | 14187.2736 | 13715.47 | 16070.0839
BaseCase SG | QLD | Q8a | Darling Downs (A) | Wind | 545.1884 | 565.195 | 608.5461 | 635.8757 | 631.4348 | 633.5785 | 594.9644 | 605.3034 | 655.6906 | 608.2259 | 617.0365 | 619.3299 | 608.7618 | 584.5148 | 602.891 | 631.4389 | 545.1882 | 565.1945 | 608.545 | 635.8773 | 631.4352 | 633.58 | 594.9548 | 605.27
BaseCase SG | QLD | Q8b | Darling Downs (B) | Wind | 3370.63 | 3331.2324 | 3421.532 | 3351.324 | 3481.7463 | 3455.6047 | 3281.8785 | 3429.7981 | 3716.4003 | 3312.9172 | 3488.8487 | 3590.8895 | 3492.634 | 3313.8045 | 3417.3968 | 3481.9701 | 3330.9139 | 3278.8633 | 3312.2898 | 3198.9053 | 3332.7363 | 3312.0922 | 3117.1795 | 3131.5496
BaseCase SG | QLD | Q8c | Darling Downs (C) | Wind | 2337.7034 | 2310.4261 | 2335.1701 | 2254.6043 | 2341.123 | 2335.0412 | 2230.7285 | 2234.5154 | 2427.8501 | 2161.2997 | 2292.4392 | 2283.4527 | 2314.7383 | 2154.3647 | 2215.8299 | 2335.848 | 2301.1796 | 2257.3861 | 951.6789 | 948.3235 | 953.7422 | 970.0818 | 923.8643 | 868.4498
BaseCase SG | SA | S5 | Northern SA | Solar | 649.3227 | 1853.1715 | 1723.1532 | 1503.0416 | 1546.6165 | 1696.0126 | 1612.6558 | 1390.3502 | 1684.8556 | 1888.2565 | 1955.8763 | 1909.6639 | 1931.5635 | 2094.7987 | 2187.1413 | 2048.6444 | 1940.3145 | 2093.7569 | 1502.011 | 1486.4371 | 1578.8881 | 1431.1595 | 1279.2959 | 1471.5762
BaseCase SG | SA | S3 | Mid-North SA | Solar | 0 | 0.0054349 | 0.0044417 | 0.0039064 | 0.003893 | 0.0036654 | 0.0050845 | 0.0041466 | 0.0056992 | 0.0055891 | 0.0058866 | 0.0057353 | 0.0057574 | 0.0063927 | 0.006502 | 0.0058508 | 0.0052207 | 0.0056029 | 0.0056074 | 0.005347 | 0.0056145 | 0.005426 | 0.0042628 | 0.0049892
BaseCase SG | SA | S2 | Riverland | Solar | 32.4379 | 31.9608 | 31.6307 | 31.8792 | 34.8239 | 27.9537 | 27.5481 | 26.0091 | 29.3376 | 30.1904 | 28.4809 | 28.5676 | 28.3463 | 30.3215 | 30.1268 | 12.2148 | 10.9503 | 11.5247 | 12.3003 | 0 | 0 | 0 | 0 | 0
BaseCase SG | SA | S1 | South East SA | Solar | 348.6848 | 376.8861 | 261.6185 | 233.4602 | 223.2767 | 339.4535 | 263.1477 | 169.5767 | 231.5265 | 293.8285 | 338.4893 | 403.291 | 389.4538 | 421.163 | 422.9616 | 384.3221 | 348.3471 | 378.2294 | 389.5014 | 370.8908 | 385.5738 | 393.1716 | 223.7847 | 185.6393
BaseCase SG | SA | S7 | Eastern Eyre Peninsula | Wind | 575.6534 | 593.7195 | 464.8684 | 486.6395 | 275.0539 | 142.8869 | 117.2092 | 110.5168 | 128.6024 | 7.4791e-06 | 7.9355e-06 | 7.8097e-06 | 8.4243e-06 | 8.2875e-06 | 9.3497e-06 | 9.3377e-06 | 9.23e-06 | 1.0088e-05 | 8.8357e-06 | 3.7145e-05 | 560.6991 | 1047.6374 | 902.8957 | 1120.8689
BaseCase SG | SA | S5 | Northern SA | Wind | 1248.0292 | 1223.7937 | 1194.148 | 1212.5357 | 1163.9364 | 1209.4002 | 1144.9022 | 1146.9921 | 1262.1422 | 1252.2783 | 1275.8653 | 1320.2501 | 1283.7056 | 1199.6843 | 1238.3156 | 1254.5408 | 1238.8256 | 1261.1678 | 1250.2243 | 654.391 | 690.9952 | 689.9828 | 663.0291 | 1388.2853
BaseCase SG | SA | S4 | Yorke Peninsula | Wind | 0 | 0 | 5.5166e-06 | 1.0022e-05 | 8.0807e-06 | 1.1757e-05 | 1.4758e-05 | 1.5495e-05 | 1.8025e-05 | 1.5723e-05 | 1.7171e-05 | 1.7024e-05 | 1.7859e-05 | 1.6638e-05 | 1.8146e-05 | 1.8023e-05 | 1.8692e-05 | 2.3284e-05 | 2.0448e-05 | 2.4155e-05 | 2.7113e-05 | 3.6418e-05 | 3.7131e-05 | 345.0782
BaseCase SG | SA | S3 | Mid-North SA | Wind | 5321.0887 | 5602.7751 | 5009.186 | 5090.4599 | 4554.5563 | 5220.9006 | 4558.4452 | 4293.5623 | 5023.6131 | 4683.8702 | 4114.6617 | 4344.3327 | 4320.0435 | 3004.1098 | 3466.2776 | 3212.1333 | 3215.0682 | 2693.5161 | 5831.5289 | 7052.2617 | 6449.4913 | 6359.0139 | 4946.9887 | 5339.7382
BaseCase SG | SA | S2 | Riverland | Wind | 0 | 0 | 2.0262e-06 | 6.8119e-06 | 5.7494e-06 | 1.3428e-05 | 1.8944e-05 | 2.1047e-05 | 2.2808e-05 | 2.0541e-05 | 2.1277e-05 | 0 | 2.2177e-05 | 2.0568e-05 | 2.2965e-05 | 2.1845e-05 | 2.1753e-05 | 2.3032e-05 | 2.1311e-05 | 2.1024e-05 | 2.0603e-05 | 2.2582e-05 | 2.0036e-05 | 2.5952e-05
BaseCase SG | SA | S6 | Roxby Downs | Wind | 0 | 0 | 3.5819e-06 | 6.9345e-06 | 6.3665e-06 | 9.1412e-06 | 1.2802e-05 | 1.3938e-05 | 1.5149e-05 | 1.3766e-05 | 1.4396e-05 | 1.4634e-05 | 1.4155e-05 | 1.3502e-05 | 1.4787e-05 | 1.4865e-05 | 1.548e-05 | 1.5825e-05 | 1.3913e-05 | 1.3647e-05 | 1.35e-05 | 1.4229e-05 | 1.3625e-05 | 1.724e-05
BaseCase SG | SA | S1 | South East SA | Wind | 728.3015 | 804.6043 | 549.9858 | 550.852 | 400.6533 | 498.0799 | 421.2357 | 361.8202 | 471.7794 | 290.8433 | 326.652 | 427.1075 | 78.9195 | 64.3609 | 7.3286e-06 | 8.1376e-06 | 8.0318e-06 | 8.6911e-06 | 7.4688e-06 | 1.1132e-05 | 3.6926e-05 | 723.5801 | 576.0873 | 703.7706
BaseCase SG | TAS | T2 | North West Tasmania | Solar | 0 | 5.1269e-06 | 219.6892 | 202.5326 | 206.1822 | 232.9832 | 218.9165 | 223.9895 | 221.3436 | 207.3541 | 216.3326 | 211.5759 | 229.9763 | 233.577 | 152.1413 | 145.136 | 135.8461 | 162.1991 | 155.2812 | 153.9614 | 154.8175 | 179.6162 | 163.2985 | 169.8359
BaseCase SG | TAS | T3 | Central Highlands | Solar | 0 | 5.6095e-06 | 222.7864 | 921.0523 | 1020.2797 | 1107.3422 | 1082.2405 | 1105.4861 | 1059.1499 | 964.1789 | 935.2554 | 919.2099 | 989.7263 | 1040.6274 | 503.6303 | 476.1068 | 445.3653 | 464.6869 | 497.7464 | 479.6814 | 539.731 | 584.0253 | 544.9646 | 537.9504
BaseCase SG | TAS | T1 | North East Tasmania | Solar | 0 | 7.4019e-06 | 869.1917 | 654.4267 | 810.006 | 918.4201 | 920.195 | 948.7472 | 930.835 | 881.8893 | 876.0067 | 879.8858 | 902.6449 | 972.8874 | 404.1699 | 379.1496 | 358.0495 | 398.1429 | 402.7941 | 363.8572 | 438.4702 | 444.2094 | 423.3708 | 438.6124
BaseCase SG | TAS | T1 | North East Tasmania | Wind | 0 | 0 | 1.7418e-05 | 3.4784e-05 | 4.0584e-05 | 4.7732e-05 | 6.5799e-05 | 6.2094e-05 | 6.5591e-05 | 869.4869 | 1399.4894 | 1465.576 | 1471.4264 | 1411.2792 | 1497.6696 | 1429.1053 | 1484.6209 | 1429.5006 | 1428.7324 | 1521.4814 | 1429.1028 | 1415.9124 | 1569.8973 | 1512.7744
BaseCase SG | TAS | T2 | North West Tasmania | Wind | 390.7668 | 411.1428 | 377.5253 | 415.595 | 395.9259 | 361.5959 | 384.9161 | 409.2305 | 408.6882 | 436.3274 | 431.4417 | 418.0339 | 419.2071 | 392.0594 | 198.635 | 243.8438 | 234.6838 | 268.9782 | 250.3834 | 291.2187 | 314.0654 | 288.0281 | 310.4767 | 321.5355
BaseCase SG | TAS | T3 | Central Highlands | Wind | 498.7642 | 487.3243 | 477.3497 | 510.8398 | 487.6333 | 465.5992 | 512.7845 | 2139.7356 | 4026.6696 | 4859.5719 | 4746.7197 | 4419.0368 | 4595.673 | 4671.819 | 4113.4957 | 4336.9603 | 4465.5919 | 4464.9012 | 3967.7815 | 4174.9845 | 4210.7136 | 4053.6664 | 4196.9324 | 4328.0679
BaseCase SG | VIC | V8 | Gippsland Offshore | Offshore Wind | 0 | 0 | 0 | 0 | 0 | 6144.8235 | 8332.4544 | 11691.3849 | 13730.0331 | 17523.0296 | 20277.7259 | 21550.9976 | 28067.9008 | 29080.5248 | 32491.2773 | 31510.112 | 32663.4102 | 33190.6084 | 33021.3206 | 34954.0721 | 32440.001 | 32842.9847 | 33761.1717 | 35012.3948
BaseCase SG | VIC | V9 | Southern Ocean | Offshore Wind | 0 | 0 | 0 | 0 | 0 | 1961.6387 | 2853.0732 | 2977.2493 | 2985.6895 | 3020.8872 | 3201.489 | 3399.5705 | 3239.2954 | 2863.0178 | 3047.302 | 3082.189 | 3176.7674 | 3430.486 | 3344.0304 | 3349.6462 | 3105.4888 | 3101.5675 | 3219.4869 | 3259.4972
BaseCase SG | VIC | V6 | Gippsland Onshore | Solar | 6.5835 | 627.0972 | 773.6019 | 731.5163 | 733.9798 | 679.4188 | 705.7816 | 761.026 | 685.9666 | 494.4468 | 462.7669 | 419.1716 | 388.8624 | 419.0646 | 498.0963 | 478.0241 | 480.9188 | 527.2423 | 508.6719 | 524.4977 | 557.3932 | 539.1437 | 560.1232 | 581.3881
BaseCase SG | VIC | V3 | Wimmera Grampians | Solar | 130.8694 | 226.4535 | 198.8826 | 155.0601 | 133.2408 | 96.3479 | 105.7547 | 138.383 | 126.0869 | 82.6916 | 92.3972 | 94.2216 | 75.4623 | 96.8259 | 106.4297 | 106.4339 | 104.0138 | 119.69 | 104.2056 | 101.6972 | 124.7686 | 122.9306 | 119.2611 | 119.9895
BaseCase SG | VIC | V2 | Central Highlands VIC | Solar | 0 | 361.5659 | 392.2472 | 363.3692 | 383.3382 | 392.3342 | 390.5979 | 412.5596 | 414.1111 | 391.1591 | 379.6466 | 386.0471 | 397.6431 | 429.6284 | 429.3321 | 383.392 | 334.3341 | 372.3821 | 391.4212 | 362.6532 | 384.0765 | 392.0506 | 390.4754 | 412.7986
BaseCase SG | VIC | V1 | North West VIC | Solar | 1231.7914 | 2024.7492 | 1801.4496 | 1490.6871 | 1367.1649 | 1132.0741 | 1231.1671 | 1475.8913 | 1364.0273 | 961.445 | 993.7892 | 1013.7843 | 832.68 | 1022.5581 | 1141.8304 | 1138.9234 | 1137.813 | 1257.6168 | 1177.8048 | 1162.3526 | 1326.1041 | 1268.9957 | 1114.7067 | 621.5015
BaseCase SG | VIC | V7 | Central North VIC | Solar | 1133.7259 | 1480.4778 | 1409.3545 | 1213.5663 | 1173.2801 | 1022.1792 | 1030.0618 | 1148.349 | 1128.3365 | 831.4306 | 844.1221 | 752.5098 | 752.487 | 890.5088 | 950.1125 | 965.2595 | 995.7734 | 1067.981 | 870.7825 | 856.5914 | 963.6697 | 896.1373 | 976.7407 | 924.0258
BaseCase SG | VIC | V2 | Central Highlands VIC | Wind | 1919.0048 | 2149.1627 | 3081.3158 | 4680.9277 | 4452.0495 | 4466.9915 | 4472.1141 | 4693.6675 | 4763.7776 | 4685.1562 | 4627.2859 | 4671.2151 | 4309.578 | 3868.9567 | 4161.8578 | 4366.8675 | 4395.1714 | 4614.3466 | 3666.627 | 4061.5957 | 3515.9238 | 3520.1718 | 3529.2391 | 3704.5115
BaseCase SG | VIC | V1 | North West VIC | Wind | 0 | 0 | 3538.263 | 4105.2495 | 3664.3098 | 3638.5701 | 3587.6129 | 3885.5203 | 3715.1718 | 3256.2026 | 3152.0166 | 3177.8624 | 2573.7627 | 2502.3491 | 2984.1118 | 3150.1429 | 2895.9848 | 3311.2907 | 3300.2766 | 3603.2711 | 3641.3295 | 3716.6263 | 3693.4176 | 3871.5503
BaseCase SG | VIC | V7 | Central North VIC | Wind | 0 | 0 | 477.7509 | 994.0968 | 956.0157 | 918.469 | 836.2897 | 923.5322 | 920.9355 | 814.1767 | 825.5725 | 788.6982 | 693.4228 | 717.6082 | 794.9571 | 867.5418 | 803.9738 | 862.7106 | 844.014 | 905.7674 | 941.8656 | 923.2888 | 878.4729 | 926.5869
BaseCase SG | VIC | V5 | South West VIC | Wind | 6098.2531 | 7165.9688 | 8059.0228 | 8407.6398 | 7336.8367 | 6767.2567 | 6658.5535 | 7400.7348 | 7311.8234 | 7229.6223 | 7277.6903 | 7092.7182 | 5965.5968 | 5480.1004 | 5432.9084 | 5675.0967 | 5649.5201 | 5677.5173 | 5394.3655 | 2838.5435 | 2498.4072 | 2114.9911 | 2184.7955 | 2249.2003
BaseCase SG | VIC | V3 | Wimmera Grampians | Wind | 1972.5941 | 2136.0561 | 1996.2857 | 2002.8554 | 1566.806 | 1474.399 | 1435.6292 | 1593.123 | 1006.6463 | 868.9399 | 855.0315 | 842.5994 | 615.3536 | 648.1471 | 709.2753 | 808.962 | 738.0189 | 844.8903 | 669.3006 | 739.1996 | 825.9855 | 398.5417 | 382.9262 | 0.00096188
BaseCase SG | VIC | V6 | Gippsland Onshore | Wind | 0 | 0 | 0.00011903 | 0.00088915 | 0.00069664 | 0.00063286 | 0.00095907 | 0.00091516 | 0.00092352 | 0.00091975 | 0.00087728 | 0.00082211 | 0.00068889 | 0.0006377 | 0.00070847 | 0.00076495 | 0.00077471 | 0.00079057 | 0.00073892 | 0.00089972 | 0.00082904 | 0.00082136 | 0.00086742 | 0.00082895
BaseCase SG | VIC | V4 | Wimmera Southern Mallee | Wind | 1411.574 | 1493.8685 | 1803.1405 | 3581.4531 | 3376.2436 | 3410.7055 | 3482.624 | 3605.0169 | 3501.2985 | 2889.6685 | 2994.7471 | 2973.5128 | 2282.7514 | 2192.1377 | 2523.6128 | 2733.3225 | 2567.9013 | 2832.2788 | 2935.5493 | 3072.2765 | 3453.1377 | 3556.1517 | 3448.6416 | 3127.1899
Option 2 SG | NSW | N11 | Illawarra Coast | Offshore Wind | 0 | 0 | 0 | 0 | 0 | 0 | 0 | 0 | 0 | 0 | 0 | 0 | 0 | 0 | 0 | 0 | 0 | 0 | 0 | 0 | 0 | 0 | 0 | 0
Option 2 SG | NSW | N10 | Hunter Coast | Offshore Wind | 0 | 0 | 0 | 0 | 0 | 0 | 0 | 0 | 0 | 0 | 0 | 0 | 0 | 0 | 0 | 0 | 0 | 0 | 0 | 0 | 0 | 0 | 0 | 0
Option 2 SG | NSW | N9 | Hunter-Central Coast | Solar | 0 | 1829.5411 | 2118.6064 | 1937.7873 | 1850.0852 | 1829.9271 | 1722.0423 | 1819.1982 | 2028.3873 | 1967.0157 | 1931.9548 | 1832.5939 | 2063.2381 | 2020.7173 | 1852.9933 | 1933.1034 | 2650.5528 | 2617.4696 | 2768.8084 | 2742.5555 | 2592.6724 | 2576.33 | 2246.352 | 2544.3868
Option 2 SG | NSW | N8 | Cooma-Monaro | Solar | 0 | 147.9383 | 167.6503 | 739.4427 | 722.6374 | 731.8332 | 687.1207 | 676.7552 | 755.5287 | 749.6281 | 716.6387 | 650.5266 | 729.1752 | 779.8488 | 786.4143 | 721.1046 | 677.1074 | 666.4582 | 755.8844 | 743.6542 | 725.466 | 749.6483 | 738.3437 | 785.6871
Option 2 SG | NSW | N7 | Tumut | Solar | 0 | 0.0012074 | 0.0013001 | 211.8051 | 215.8339 | 213.1606 | 196.507 | 187.008 | 199.3949 | 180.7575 | 179.9805 | 167.3101 | 175.3262 | 198.1854 | 220.5336 | 207.7587 | 180.7662 | 196.5867 | 221.1115 | 209.9684 | 211.4484 | 219.0356 | 211.9938 | 220.9203
Option 2 SG | NSW | N5 | South West NSW | Solar | 1544.341 | 2230.8251 | 2368.1577 | 1577.8355 | 1559.238 | 1121.295 | 1210.7249 | 1156.6842 | 1636.3782 | 1526.7165 | 1535.9719 | 1579.6845 | 1506.9139 | 1652.0122 | 1606.6985 | 1606.996 | 1681.9958 | 1466.309 | 1309.269 | 1167.8143 | 1338.0896 | 1204.2803 | 1199.1723 | 890.3893
Option 2 SG | NSW | N4 | Broken Hill | Solar | 109.5684 | 487.3815 | 493.9261 | 341.6158 | 332.6093 | 238.0034 | 284.0942 | 284.3486 | 397.5706 | 386.936 | 377.6977 | 399.4553 | 390.2113 | 429.6891 | 409.0975 | 392.3853 | 417.4732 | 317.0934 | 300.0481 | 265.1213 | 282.1705 | 245.6433 | 258.8721 | 239.5461
Option 2 SG | NSW | N3 | Central-West Orana | Solar | 2783.6211 | 2907.0884 | 3301.2752 | 17297.9002 | 18098.1461 | 18450.6716 | 18381.5334 | 19355.134 | 20198.1631 | 19700.1547 | 18859.9984 | 17735.8593 | 19118.1507 | 20813.4652 | 20264.8224 | 19888.5513 | 17281.7633 | 18062.9596 | 20202.5678 | 20001.8576 | 19951.0565 | 20189.7951 | 19819.9302 | 20824.73
Option 2 SG | NSW | N6 | Wagga Wagga | Solar | 911.6027 | 5793.9988 | 6031.7394 | 5191.5707 | 4709.5487 | 3644.9424 | 3605.5344 | 3057.0016 | 4597.2164 | 4086.5788 | 4032.9228 | 4056.6895 | 3975.3602 | 4621.6437 | 4520.456 | 4394.5002 | 4454.6762 | 4669.922 | 4103.0717 | 3759.723 | 4282.2654 | 4010.1891 | 3980.4877 | 3952.6423
Option 2 SG | NSW | N2 | New England | Solar | 1143.6455 | 1433.8453 | 1706.5086 | 1495.0975 | 1477.9413 | 1415.7761 | 1773.3674 | 1851.55 | 1994.0115 | 1818.1437 | 1953.9031 | 1882.7371 | 2152.0903 | 2151.6144 | 2089.8271 | 2237.6674 | 1927.2023 | 1891.9268 | 1925.4446 | 1863.208 | 1827.5622 | 1822.9042 | 1649.4973 | 1598.5569
Option 2 SG | NSW | N13 | South Cobar | Solar | 0 | 8.1953e-05 | 8.1746e-05 | 6.056e-05 | 6.1105e-05 | 5.0022e-05 | 6.7086e-05 | 6.9117e-05 | 7.8073e-05 | 7.6438e-05 | 7.3543e-05 | 6.8158e-05 | 6.9713e-05 | 7.175e-05 | 6.8631e-05 | 7.0462e-05 | 6.516e-05 | 6.7466e-05 | 6.9749e-05 | 6.5008e-05 | 6.4635e-05 | 6.349e-05 | 6.2664e-05 | 6.2561e-05
Option 2 SG | NSW | N1 | North West NSW | Solar | 396.4198 | 780.9133 | 769.3387 | 616.0793 | 595.0917 | 540.6536 | 573.1726 | 601.6726 | 706.0078 | 653.5844 | 688.9712 | 689.515 | 717.6179 | 741.9408 | 709.8137 | 737.3092 | 720.6146 | 717.1068 | 709.3121 | 638.5132 | 575.2805 | 404.3979 | 386.2459 | 364.4923
Option 2 SG | NSW | N8 | Cooma-Monaro | Wind | 326.0788 | 329.6403 | 352.3187 | 338.5933 | 303.2384 | 306.3507 | 280.095 | 273.1667 | 356.0572 | 348.4881 | 312.7341 | 315.1991 | 297.7914 | 265.3431 | 0 | 0 | 0 | 5.2979e-06 | 3.4625e-05 | 8.1118e-05 | 7.838e-05 | 319.6726 | 329.2251 | 341.9703
Option 2 SG | NSW | N9 | Hunter-Central Coast | Wind | 0 | 0 | 0 | 3.3715e-08 | 3.9915e-08 | 1.3314e-06 | 0 | 0 | 0 | 2.2609e-06 | 1141.6142 | 1148.1568 | 1117.189 | 946.0078 | 3606.3413 | 3537.0445 | 4262.0039 | 3742.1333 | 4035.8898 | 3827.6406 | 3820.9571 | 3925.0277 | 3860.778 | 4216.5286
Option 2 SG | NSW | N7 | Tumut | Wind | 0 | 674.1459 | 814.4826 | 833.6807 | 838.8875 | 763.3693 | 625.4983 | 560.0409 | 730.3801 | 634.1829 | 531.3915 | 629.8109 | 612.5876 | 490.8095 | 661.2793 | 700.7167 | 733.2181 | 630.4829 | 609.9949 | 672.5808 | 712.7245 | 738.8091 | 721.2521 | 744.2275
Option 2 SG | NSW | N6 | Wagga Wagga | Wind | 0 | 0 | 0 | 0 | 0 | 3.7884e-07 | 0 | 0 | 0 | 0 | 0 | 0 | 0 | 0 | 0 | 0 | 0 | 5.3037e-07 | 0 | 8.1585e-08 | 2.3701e-06 | 5.1918e-06 | 6.7546e-06 | 1.2182e-05
Option 2 SG | NSW | N2 | New England | Wind | 1241.897 | 1202.6126 | 1092.6129 | 1003.6964 | 1369.8433 | 1473.9345 | 1550.5955 | 1662.3952 | 1841.25 | 1661.3308 | 3509.3141 | 5181.0248 | 4458.612 | 3916.6537 | 4170.2154 | 4419.2748 | 7164.9029 | 6070.6563 | 6141.1015 | 5745.9072 | 5918.3988 | 7533.8575 | 8101.8477 | 9015.0548
Option 2 SG | NSW | N5 | South West NSW | Wind | 0 | 0 | 0 | 0 | 0 | 0 | 0 | 0 | 0 | 0 | 0 | 0 | 0 | 0 | 0 | 0 | 0 | 0 | 0 | 5.4404e-07 | 1.8175e-06 | 5.592e-06 | 5.4636e-06 | 7.0613e-06
Option 2 SG | NSW | N4 | Broken Hill | Wind | 672.4327 | 692.5855 | 666.5664 | 620.7626 | 612.4403 | 559.7813 | 559.7211 | 634.8395 | 722.3153 | 583.7489 | 704.5741 | 662.6611 | 614.23 | 580.3959 | 596.9561 | 632.3099 | 645.7154 | 3.3055e-06 | 1.0365e-05 | 373.872 | 725.0709 | 695.9622 | 674.3176 | 740.029
Option 2 SG | NSW | N3 | Central-West Orana | Wind | 315.984 | 648.7366 | 1692.8824 | 3588.3479 | 6946.2681 | 6773.958 | 6602.2468 | 7131.2696 | 6918.8886 | 7322.0601 | 7117.1353 | 7336.1795 | 7005.0934 | 6397.3855 | 7198.4922 | 11242.9002 | 11514.6465 | 11766.4996 | 14315.6168 | 13960.6795 | 18920.7177 | 19826.3752 | 19138.8879 | 22834.2029
Option 2 SG | NSW | N12 | Illawarra | Wind | 0 | 0 | 0 | 0 | 0 | 0 | 0 | 0 | 0 | 0 | 0 | 1.1812e-06 | 207.6981 | 176.9285 | 191.1624 | 186.5544 | 196.6331 | 181.092 | 196.848 | 186.2021 | 186.5543 | 183.7857 | 193.2738 | 193.5892
Option 2 SG | NSW | DN3 | Marulan | Wind | 0 | 0 | 0 | 0 | 0 | 0 | 0 | 0 | 0 | 0 | 0 | 0 | 0 | 0 | 0 | 0 | 0 | 5.3443e-07 | 0 | 0 | 6.2689e-07 | 1.8786e-06 | 2.124e-06 | 3.3491e-06
Option 2 SG | NSW | N13 | South Cobar | Wind | 0 | 0 | 0 | 0 | 0 | 0 | 0 | 0 | 0 | 0 | 0 | 0 | 0 | 0 | 0 | 0 | 0 | 0 | 0 | 1.4839e-07 | 2.312e-06 | 4.7769e-06 | 8.7454e-06 | 1.347e-05
Option 2 SG | QLD | Q1 | Far North QLD | Solar | 156.2873 | 179.1815 | 168.8505 | 157.1171 | 143.8841 | 166.4151 | 157.1969 | 144.2066 | 157.7442 | 151.6393 | 155.9494 | 385.2716 | 390.4281 | 358.701 | 376.128 | 379.4335 | 533.5051 | 676.045 | 684.6713 | 606.9163 | 630.5361 | 663.2498 | 495.089 | 451.3521
Option 2 SG | QLD | Q10 | Collinsville | Solar | 493.1939 | 563.0319 | 573.7935 | 487.5872 | 500.8021 | 517.0169 | 505.3283 | 510.3714 | 514.1711 | 515.0218 | 531.5578 | 536.2821 | 552.4801 | 519.4328 | 532.4553 | 582.6101 | 489.7783 | 539.4368 | 558.0488 | 523.4785 | 540.5172 | 548.0188 | 177.0269 | 0
Option 2 SG | QLD | Q6 | Fitzroy | Solar | 171.6279 | 193.2946 | 181.6937 | 146.3509 | 139.2749 | 140.2844 | 151.728 | 148.08 | 157.7812 | 147.1025 | 163.0972 | 164.9643 | 171.3821 | 166.9382 | 174.3111 | 181.002 | 161.2406 | 170.0188 | 160.6558 | 160.4979 | 155.6562 | 160.0494 | 158.3892 | 1537.8039
Option 2 SG | QLD | Q3 | Northern Qld | Solar | 923.4022 | 1355.3846 | 2566.1423 | 2459.3031 | 2543.1095 | 2669.0053 | 2477.9141 | 2438.8036 | 2446.0638 | 2577.2559 | 2378.5775 | 2547.4501 | 2525.8938 | 2298.5568 | 2361.8741 | 2553.501 | 1887.5098 | 1738.822 | 1807.5996 | 1625.1507 | 1686.9037 | 1570.5247 | 1415.8926 | 1272.3937
Option 2 SG | QLD | Q4b | Isaac (B) | Solar | 316.4946 | 698.8084 | 660.9996 | 528 | 528.4393 | 538.6702 | 563.4057 | 549.0536 | 574.9985 | 565.7515 | 614.8557 | 613.9624 | 635.8208 | 615.5728 | 630.4254 | 667.6239 | 575.6396 | 626.009 | 600.3221 | 574.1559 | 573.5738 | 601.4372 | 590.1232 | 514.5522
Option 2 SG | QLD | Q5 | Barcaldine | Solar | 0 | 1.5428e-05 | 1.4697e-05 | 1.3016e-05 | 1.3851e-05 | 1.3046e-05 | 1.3078e-05 | 1.3132e-05 | 1.0873e-05 | 1.3556e-05 | 1.372e-05 | 1.7645e-05 | 2.2025e-05 | 2.2288e-05 | 2.3966e-05 | 8.896e-05 | 0.00014323 | 0.00015134 | 0.0001549 | 32.3549 | 32.7962 | 31.7762 | 56.0307 | 66.1972
Option 2 SG | QLD | Q2 | North Qld Clean Energy Hub | Solar | 168.902 | 182.7012 | 191.1178 | 190.7786 | 194.919 | 193.2966 | 188.0177 | 186.4309 | 191.5921 | 197.1818 | 187.5111 | 97.9273 | 94.9386 | 90.8753 | 93.9012 | 98.0547 | 85.8579 | 89.8393 | 94.6653 | 90.819 | 48.2088 | 48.4763 | 0 | 0
Option 2 SG | QLD | Q4 | Isaac | Solar | 819.1166 | 935.1101 | 948.2881 | 775.0225 | 799.3647 | 793.9168 | 815.9408 | 822.0528 | 845.1704 | 836.401 | 877.2833 | 866.6211 | 892.6692 | 865.148 | 878.5831 | 964.1375 | 812.7486 | 903.9131 | 857.1832 | 795.2701 | 803.3886 | 818.4193 | 243.1612 | 848.8085
Option 2 SG | QLD | Q9 | Banana | Solar | 36.7733 | 39.7387 | 42.4749 | 35.8286 | 36.232 | 34.9387 | 36.1031 | 36.9952 | 38.5976 | 36.3382 | 39.5432 | 37.273 | 37.3565 | 38.4954 | 39.503 | 42.3961 | 36.8053 | 0 | 0 | 0 | 0 | 0 | 0 | 0
Option 2 SG | QLD | Q8b | Darling Downs (B) | Solar | 598.7003 | 640.707 | 672.8804 | 709.6012 | 691.3804 | 702.388 | 699.6098 | 723.8311 | 726.5662 | 737.9587 | 677.3313 | 660.0435 | 708.7182 | 711.984 | 694.2295 | 691.3806 | 580.6195 | 592.8925 | 359.6679 | 297.8038 | 211.774 | 214.9124 | 143.6658 | 0
Option 2 SG | QLD | Q8 | Darling Downs | Solar | 0 | 106.6224 | 112.8233 | 117.8434 | 114.8626 | 116.3249 | 116.974 | 118.2818 | 120.5445 | 121.6741 | 113.1186 | 110.3858 | 113.8755 | 115.944 | 113.1863 | 3590.1656 | 5149.6101 | 5746.8834 | 6065.5646 | 6353.222 | 6579.9502 | 8787.5274 | 10138.6182 | 11361.0668
Option 2 SG | QLD | Q7 | Wide Bay | Solar | 835.1165 | 1052.4015 | 1587.8995 | 1655.6983 | 1634.9746 | 1693.6609 | 1674.1853 | 1689.7449 | 1678.2279 | 1723.9158 | 1619.2965 | 1578.5381 | 1623.6172 | 1624.9548 | 1610.4257 | 1644.4804 | 3535.1878 | 3937.1302 | 4022.6918 | 4758.5607 | 5070.7224 | 5565.0585 | 5669.7494 | 5007.2128
Option 2 SG | QLD | Q8a | Darling Downs (A) | Solar | 2243.4981 | 3230.1086 | 3429.3553 | 3535.2802 | 3471.9817 | 3492.6451 | 3528.0733 | 3589.4721 | 3643.4738 | 3636.7702 | 3229.0435 | 3101.3359 | 3205.9799 | 3255.8487 | 3184.4203 | 3246.5651 | 2715.425 | 2969.6545 | 3128.3743 | 3215.5753 | 1777.6376 | 1771.0483 | 1766.9488 | 1701.1006
Option 2 SG | QLD | Q1 | Far North QLD | Wind | 773.4109 | 804.761 | 849.1175 | 907.5138 | 913.8148 | 804.0405 | 2797.6244 | 3484.8572 | 3347.9956 | 3217.0009 | 3134.4924 | 2946.0076 | 2920.9448 | 3421.042 | 3161.1275 | 3439.38 | 3046.0239 | 2719.6476 | 2829.826 | 3383.7143 | 3348.4088 | 3035.2081 | 2652.4205 | 3291.5747
Option 2 SG | QLD | Q10 | Collinsville | Wind | 0 | 0 | 0 | 0 | 0 | 0 | 0 | 0 | 0 | 8.1312e-07 | 3.0959e-05 | 4.4498e-05 | 3.7838e-05 | 4.4332e-05 | 4.2812e-05 | 3.9671e-05 | 4.6885e-05 | 4.7887e-05 | 4.761e-05 | 3.9923 | 3.6842 | 702.4872 | 1591.5218 | 1677.8856
Option 2 SG | QLD | Q2 | North Qld Clean Energy Hub | Wind | 166.8489 | 170.1043 | 180.6085 | 174.5515 | 175.1036 | 162.953 | 164.8689 | 173.6003 | 178.1481 | 474.0845 | 838.2174 | 778.7298 | 2184.3463 | 2413.727 | 2344.9852 | 2404.968 | 3094.8839 | 6832.5235 | 7125.3823 | 7821.4292 | 7519.5381 | 6974.413 | 8618.5031 | 9252.5206
Option 2 SG | QLD | Q4 | Isaac | Wind | 1392.5019 | 2019.5536 | 2525.353 | 2761.6857 | 2605.6706 | 2641.4023 | 2493.5145 | 2515.6995 | 2818.6336 | 2497.7398 | 2746.3593 | 2640.2443 | 2414.5753 | 2719.9699 | 2639.5968 | 2664.9348 | 2486.3272 | 2471.9543 | 2516.4175 | 2821.238 | 2627.7569 | 2707.8285 | 2504.6477 | 2261.4593
Option 2 SG | QLD | Q5 | Barcaldine | Wind | 0 | 0 | 0 | 0 | 0 | 0 | 0 | 0 | 4.3811e-06 | 1.2014e-05 | 327.7076 | 353.9575 | 350.393 | 361.6349 | 386.4617 | 388.5951 | 345.6373 | 342.3058 | 376.4223 | 384.239 | 396.655 | 380.1265 | 366.556 | 399.9808
Option 2 SG | QLD | Q8c | Darling Downs (C) | Wind | 2337.7034 | 2310.4261 | 2335.1755 | 2254.6084 | 2341.145 | 2335.027 | 2229.9424 | 2234.286 | 2433.177 | 2167.6007 | 2294.2324 | 2288.7853 | 2320.5237 | 2159.8722 | 2217.5377 | 2336.4361 | 2300.2762 | 2258.9121 | 949.5736 | 946.7446 | 956.1676 | 971.6909 | 925.1286 | 868.6908
Option 2 SG | QLD | Q8b | Darling Downs (B) | Wind | 3370.63 | 3331.2324 | 3421.5333 | 3351.3528 | 3481.7575 | 3455.5949 | 3281.8645 | 3428.8691 | 3719.4958 | 3325.5115 | 3490.3311 | 3593.7703 | 3495.5452 | 3320.0118 | 3423.0503 | 3482.0233 | 3331.8399 | 3281.2982 | 3311.2635 | 3190.7368 | 3338.1707 | 3319.1509 | 3120.7211 | 3139.3096
Option 2 SG | QLD | Q8a | Darling Downs (A) | Wind | 545.1884 | 565.195 | 608.5471 | 635.8802 | 631.4388 | 633.5841 | 594.9644 | 605.3033 | 655.6907 | 608.2259 | 617.0365 | 619.3299 | 608.7616 | 584.5146 | 602.8908 | 631.4388 | 545.188 | 565.1942 | 608.545 | 635.8773 | 631.4352 | 633.58 | 594.9555 | 605.2656
Option 2 SG | QLD | Q8 | Darling Downs | Wind | 0 | 0 | 0 | 0 | 0 | 6.6818e-07 | 9.2605e-06 | 1.1809e-05 | 1634.9748 | 4488.5115 | 6789.5666 | 9614.2687 | 9293.579 | 8791.4383 | 9242.8643 | 9434.4495 | 8778.8512 | 8801.8415 | 9269.9178 | 9342.0942 | 13995.5643 | 14013.7479 | 13548.8283 | 15917.0736
Option 2 SG | QLD | Q6 | Fitzroy | Wind | 0 | 516.7785 | 754.4622 | 742.612 | 735.7275 | 714.6837 | 725.0706 | 673.38 | 786.8113 | 695.2335 | 749.5501 | 735.0117 | 704.0903 | 764.8717 | 755.2676 | 765.1981 | 767.1501 | 1949.5505 | 1943.0388 | 3448.8866 | 3332.1737 | 3731.2087 | 3654.8476 | 3331.8819
Option 2 SG | SA | S3 | Mid-North SA | Solar | 0 | 0.00042193 | 0.00033207 | 0.00028258 | 0.00027899 | 0.00025001 | 0.00033966 | 0.00030169 | 0.00037341 | 0.00036587 | 0.00038397 | 0.00037708 | 0.00034965 | 0.00040795 | 0.00041304 | 0.00037136 | 0.00034977 | 0.00037384 | 0.00035697 | 0.0003398 | 0.00036743 | 0.00033703 | 0.0002894 | 0.00032393
Option 2 SG | SA | S2 | Riverland | Solar | 32.4446 | 31.9621 | 31.6752 | 31.9446 | 34.884 | 28.0043 | 27.5476 | 26.5324 | 29.2925 | 30.1902 | 28.4806 | 28.5675 | 28.3445 | 30.3198 | 30.1254 | 12.2143 | 10.95 | 11.5244 | 12.3002 | 0 | 0 | 0 | 0 | 0
Option 2 SG | SA | S1 | South East SA | Solar | 348.6866 | 376.8849 | 261.518 | 233.8999 | 223.1314 | 338.6479 | 249.9264 | 170.3415 | 234.8922 | 274.6762 | 312.179 | 403.2908 | 389.4529 | 421.1623 | 422.9609 | 384.3214 | 348.3467 | 378.2289 | 389.5013 | 370.8906 | 385.5736 | 389.2621 | 218.0758 | 192.2029
Option 2 SG | SA | S5 | Northern SA | Solar | 649.3197 | 1853.2235 | 1723.3832 | 1504.4131 | 1546.2281 | 1702.6534 | 1621.994 | 1418.3552 | 1685.2819 | 1887.6355 | 1960.5386 | 1926.4201 | 1957.392 | 2115.7873 | 2193.6133 | 2054.696 | 1940.2884 | 2094.1318 | 1499.7751 | 1483.4867 | 1575.8631 | 1427.432 | 1247.5791 | 1479.7895
Option 2 SG | SA | S3 | Mid-North SA | Wind | 5321.1229 | 5602.7714 | 5009.1046 | 5092.0757 | 4553.8135 | 5217.7844 | 4545.5342 | 4405.1546 | 5021.3905 | 4683.0464 | 4103.0579 | 4359.5949 | 4328.5633 | 3006.2039 | 3473.7832 | 3215.0637 | 3215.6725 | 2756.6909 | 5750.29 | 7051.6136 | 6443.7339 | 6320.4305 | 4913.6331 | 5383.2448
Option 2 SG | SA | S2 | Riverland | Wind | 0 | 0 | 0 | 0 | 0 | 0 | 0 | 0 | 0 | 0 | 0 | 0 | 0 | 0 | 0 | 0 | 0 | 4.7743e-07 | 0 | 7.565e-09 | 6.2994e-07 | 2.3202e-06 | 2.9133e-06 | 7.3007e-06
Option 2 SG | SA | S1 | South East SA | Wind | 728.3033 | 804.6044 | 549.8233 | 548.2513 | 401.165 | 498.1957 | 420.2752 | 366.382 | 472.0916 | 294.8457 | 306.4119 | 432.207 | 79.0015 | 65.0822 | 0 | 0 | 0 | 3.2072e-06 | 1.8948e-06 | 6.5036e-06 | 4.3351e-05 | 750.4312 | 591.1337 | 746.6568
Option 2 SG | SA | S6 | Roxby Downs | Wind | 0 | 0 | 0 | 0 | 0 | 0 | 0 | 0 | 0 | 0 | 0 | 0 | 0 | 0 | 0 | 0 | 0 | 0 | 0 | 2.3275e-08 | 1.3997e-06 | 2.0612e-06 | 2.5314e-06 | 8.8776e-06
Option 2 SG | SA | S4 | Yorke Peninsula | Wind | 0 | 0 | 0 | 0 | 0 | 0 | 0 | 0 | 0 | 0 | 0 | 0 | 0 | 0 | 0 | 0 | 2.9785e-08 | 6.3069e-06 | 6.6635e-06 | 1.7002e-05 | 2.0506e-05 | 2.8867e-05 | 2.852e-05 | 348.4615
Option 2 SG | SA | S5 | Northern SA | Wind | 1248.028 | 1223.7919 | 1194.3963 | 1213.7066 | 1164.6025 | 1210.4862 | 1145.7268 | 1158.6587 | 1261.2662 | 1254.1172 | 1275.9303 | 1321.7215 | 1284.9831 | 1202.241 | 1238.3767 | 1256.4855 | 1238.5324 | 1262.5318 | 1252.1609 | 654.3848 | 741.1905 | 738.7789 | 695.6632 | 1401.6697
Option 2 SG | SA | S7 | Eastern Eyre Peninsula | Wind | 575.6367 | 593.714 | 464.6054 | 486.2146 | 275.1796 | 142.9437 | 118.098 | 112.2444 | 128.6937 | 0 | 0 | 0 | 0 | 0 | 0 | 8.05e-09 | 1.4755e-08 | 1.1092e-06 | 3.7622e-06 | 3.3643e-05 | 609.175 | 1042.0479 | 894.7904 | 1126.5032
Option 2 SG | TAS | T2 | North West Tasmania | Solar | 0 | 0 | 219.6885 | 202.5351 | 206.1817 | 232.9813 | 218.9165 | 223.9895 | 221.3436 | 207.3541 | 216.3616 | 211.599 | 230.0044 | 233.603 | 152.7075 | 145.0469 | 135.6946 | 161.8815 | 155.8793 | 154.2247 | 154.5709 | 179.6571 | 163.2912 | 169.2141
Option 2 SG | TAS | T3 | Central Highlands | Solar | 0 | 0 | 222.7885 | 921.0577 | 1020.283 | 1107.3422 | 1082.2405 | 1105.3362 | 1056.0135 | 964.1789 | 939.3122 | 922.2058 | 993.0885 | 1044.4949 | 511.2615 | 477.9832 | 444.5477 | 466.7869 | 506.1844 | 479.769 | 539.4391 | 586.3337 | 547.1152 | 537.7459
Option 2 SG | TAS | T1 | North East Tasmania | Solar | 0 | 0 | 869.2845 | 654.5363 | 809.998 | 918.4201 | 920.195 | 948.3486 | 930.6934 | 887.2445 | 876.4891 | 878.6476 | 901.3877 | 971.4782 | 408.3968 | 378.163 | 357.4162 | 398.2042 | 403.6242 | 364.5363 | 439.64 | 444.9801 | 424.2549 | 432.4302
Option 2 SG | TAS | T2 | North West Tasmania | Wind | 390.7669 | 411.1428 | 377.527 | 415.5972 | 395.9275 | 361.5979 | 384.916 | 409.2305 | 408.6882 | 436.3273 | 431.2868 | 417.8953 | 419.0585 | 391.9229 | 199.2371 | 244.1142 | 235.1205 | 269.1102 | 250.633 | 291.6516 | 313.3679 | 287.763 | 310.2936 | 320.3887
Option 2 SG | TAS | T3 | Central Highlands | Wind | 498.7642 | 487.3243 | 477.3498 | 510.8406 | 487.6335 | 465.5992 | 512.7845 | 2282.074 | 4070.3809 | 4859.5718 | 4715.8783 | 4390.3669 | 4566.1469 | 4641.5714 | 4095.8188 | 4314.2973 | 4447.3488 | 4446.9223 | 3943.1027 | 4147.5423 | 4182.7509 | 4027.0014 | 4169.2917 | 4294.1043
Option 2 SG | TAS | T1 | North East Tasmania | Wind | 0 | 0 | 0 | 0 | 0 | 1.0822e-07 | 0 | 0 | 0 | 764.2196 | 1385.0912 | 1465.576 | 1471.4264 | 1411.2791 | 1497.666 | 1429.1017 | 1484.6174 | 1429.4971 | 1428.7328 | 1521.4817 | 1429.1031 | 1415.9127 | 1569.8977 | 1512.7746
Option 2 SG | VIC | V8 | Gippsland Offshore | Offshore Wind | 0 | 0 | 0 | 0 | 0 | 6144.3553 | 8349.2624 | 11717.1355 | 13758.043 | 17593.7836 | 20387.2369 | 21648.1541 | 28153.9022 | 29123.6842 | 32545.3417 | 31505.1346 | 32666.2644 | 33202.0573 | 33030.1118 | 34957.0525 | 32437.5632 | 32860.1488 | 33758.8816 | 34979.1729
Option 2 SG | VIC | V9 | Southern Ocean | Offshore Wind | 0 | 0 | 0 | 0 | 0 | 1968.1045 | 2844.9215 | 2960.9833 | 2968.1603 | 3013.7238 | 3227.2288 | 3409.1867 | 3238.7566 | 2890.7785 | 3041.6911 | 3082.4842 | 3174.8022 | 3423.3727 | 3341.7537 | 3349.6463 | 3104.6666 | 3101.5675 | 3219.487 | 3259.497
Option 2 SG | VIC | V1 | North West VIC | Solar | 1231.7544 | 2024.6662 | 1801.5272 | 1490.5269 | 1366.688 | 1138.0996 | 1251.8196 | 1474.385 | 1378.6142 | 977.8414 | 1014.2853 | 1030.3048 | 840.659 | 1031.2477 | 1158.7247 | 1147.6731 | 1141.0089 | 1267.5748 | 1184.4201 | 1158.5412 | 1323.987 | 1270.5667 | 1122.7805 | 619.4374
Option 2 SG | VIC | V2 | Central Highlands VIC | Solar | 0 | 361.5685 | 392.2637 | 363.4617 | 383.3917 | 392.4803 | 390.5981 | 412.5597 | 414.1112 | 391.1597 | 379.649 | 386.0472 | 397.6371 | 430.5889 | 430.2887 | 383.3892 | 334.3331 | 372.3802 | 391.4205 | 362.6529 | 384.0757 | 392.0504 | 390.4752 | 412.7981
Option 2 SG | VIC | V6 | Gippsland Onshore | Solar | 6.5835 | 627.0962 | 773.6042 | 731.5277 | 734.0096 | 679.7114 | 708.6205 | 763.4988 | 690.1363 | 501.2796 | 465.3743 | 425.6697 | 392.4903 | 421.6727 | 500.5358 | 479.1224 | 482.7723 | 526.1787 | 510.713 | 522.0314 | 562.9181 | 541.2567 | 563.3629 | 580.2117
Option 2 SG | VIC | V7 | Central North VIC | Solar | 1132.7177 | 1475.6858 | 1417.6803 | 1218.9929 | 1169.1336 | 1026.5394 | 1051.5663 | 1151.079 | 1136.2512 | 852.6348 | 859.1696 | 769.3708 | 761.2818 | 901.571 | 966.5648 | 977.2804 | 1009.7418 | 1066.5388 | 875.2236 | 855.3719 | 966.1802 | 907.4159 | 969.2458 | 905.5061
Option 2 SG | VIC | V3 | Wimmera Grampians | Solar | 130.8698 | 226.4393 | 198.8837 | 155.0211 | 133.1436 | 97.5546 | 107.4116 | 136.9419 | 128.4316 | 85.1748 | 96.2946 | 96.1191 | 75.4646 | 97.1024 | 107.9365 | 106.9681 | 104.2059 | 119.7597 | 104.2586 | 100.3623 | 124.1078 | 122.913 | 118.9746 | 120.673
Option 2 SG | VIC | V1 | North West VIC | Wind | 0 | 0 | 3535.0761 | 4105.4474 | 3662.7816 | 3639.4341 | 3601.8408 | 3888.8957 | 3721.0273 | 3279.7843 | 3168.2952 | 3194.5971 | 2580.7505 | 2508.2067 | 2991.2564 | 3158.4262 | 2903.306 | 3312.9565 | 3303.5557 | 3601.3228 | 3638.4459 | 3724.5785 | 3712.8692 | 3860.778
Option 2 SG | VIC | V2 | Central Highlands VIC | Wind | 1919.0058 | 2149.1637 | 3081.1235 | 4680.0693 | 4453.0302 | 4472.6378 | 4477.5841 | 4699.3312 | 4772.5841 | 4699.3323 | 4654.4337 | 4693.1204 | 4318.5919 | 3894.5501 | 4171.5686 | 4371.3559 | 4395.7646 | 4614.2437 | 3666.7221 | 4060.5913 | 3515.3058 | 3520.1336 | 3529.9064 | 3744.3745
Option 2 SG | VIC | V3 | Wimmera Grampians | Wind | 1972.6185 | 2136.0764 | 1995.4133 | 2001.8225 | 1565.6947 | 1475.1171 | 1440.7628 | 1593.5471 | 1005.6392 | 875.5248 | 860.2695 | 852.3579 | 617.4687 | 649.4554 | 714.3311 | 811.0304 | 738.7822 | 847.7766 | 671.0437 | 736.8423 | 824.7163 | 398.177 | 383.5395 | 0.00010288
Option 2 SG | VIC | V4 | Wimmera Southern Mallee | Wind | 1411.5491 | 1493.8504 | 1798.482 | 3565.6563 | 3358.368 | 3401.6645 | 3480.8073 | 3574.3131 | 3489.6229 | 2906.6601 | 3011.4606 | 2990.6266 | 2277.7499 | 2186.3495 | 2525.4077 | 2723.2168 | 2556.5507 | 2821.1046 | 2932.6623 | 3057.346 | 3431.1029 | 3526.9567 | 3442.4108 | 3091.2089
Option 2 SG | VIC | V5 | South West VIC | Wind | 6098.2272 | 7165.9691 | 8069.0719 | 8416.8248 | 7344.5121 | 6772.3156 | 6676.7664 | 7348.9675 | 7321.5175 | 7263.3367 | 7330.887 | 7124.0789 | 5981.2126 | 5501.8786 | 5444.1052 | 5689.691 | 5658.8505 | 5694.7385 | 5405.1972 | 2846.1695 | 2505.6673 | 2125.4506 | 2195.9767 | 2249.1661
Option 2 SG | VIC | V6 | Gippsland Onshore | Wind | 0 | 0 | 9.4874e-06 | 7.869e-05 | 6.1626e-05 | 5.2952e-05 | 7.0362e-05 | 6.1207e-05 | 7.0107e-05 | 6.9992e-05 | 6.749e-05 | 6.3752e-05 | 5.5164e-05 | 5.1086e-05 | 5.4475e-05 | 5.625e-05 | 5.7851e-05 | 5.6696e-05 | 5.7627e-05 | 6.9887e-05 | 6.5149e-05 | 6.5831e-05 | 6.8994e-05 | 6.4833e-05
Option 2 SG | VIC | V7 | Central North VIC | Wind | 0 | 0 | 478.1003 | 1008.9827 | 970.1455 | 933.8798 | 851.3142 | 939.5495 | 935.2552 | 829.6488 | 840.634 | 801.2768 | 704.4132 | 731.2842 | 808.2024 | 882.6734 | 816.8448 | 877.9127 | 857.002 | 917.3482 | 957.3324 | 938.3048 | 892.939 | 934.674
Option 2D SG | NSW | N10 | Hunter Coast | Offshore Wind | 0 | 0 | 0 | 0 | 0 | 0 | 0 | 0 | 0 | 0 | 0 | 0 | 0 | 0 | 0 | 0 | 0 | 0 | 0 | 0 | 0 | 0 | 0 | 0
Option 2D SG | NSW | N11 | Illawarra Coast | Offshore Wind | 0 | 0 | 0 | 0 | 0 | 0 | 0 | 0 | 0 | 0 | 0 | 0 | 0 | 0 | 0 | 0 | 0 | 0 | 0 | 0 | 0 | 0 | 0 | 0
Option 2D SG | NSW | N8 | Cooma-Monaro | Solar | 0 | 163.8038 | 185.6298 | 739.4412 | 725.188 | 746.1009 | 712.5991 | 724.1257 | 788.6937 | 770.4891 | 732.0251 | 648.4749 | 733.9372 | 783.2339 | 788.4194 | 721.5394 | 677.0181 | 664.5988 | 754.1455 | 739.4234 | 724.4013 | 749.6438 | 738.3387 | 785.6808
Option 2D SG | NSW | N9 | Hunter-Central Coast | Solar | 0 | 1829.5387 | 2118.6062 | 1937.4771 | 1848.6998 | 1822.5907 | 1716.0269 | 1834.8597 | 2053.4121 | 1988.4882 | 1948.5138 | 1843.469 | 2090.6001 | 2047.9201 | 1882.1629 | 1974.422 | 2251.7212 | 2227.6565 | 2413.2338 | 2349.5569 | 2175.7518 | 2173.963 | 1918.238 | 2183.0066
Option 2D SG | NSW | N7 | Tumut | Solar | 0 | 0.041024 | 0.045684 | 211.8045 | 217.102 | 220.3672 | 203.7679 | 204.3707 | 207.6658 | 193.2697 | 193.304 | 174.0521 | 186.7931 | 195.6815 | 204.5984 | 202.0806 | 183.49 | 194.7065 | 217.5956 | 209.9263 | 215.0639 | 221.0785 | 212.5319 | 222.7325
Option 2D SG | NSW | N1 | North West NSW | Solar | 396.4198 | 781.2977 | 769.8402 | 615.1426 | 590.8031 | 532.4993 | 569.7845 | 568.8678 | 697.8662 | 646.7947 | 677.9922 | 680.9497 | 722.1801 | 745.8017 | 708.1916 | 751.2005 | 721.5791 | 720.975 | 708.6189 | 650.6651 | 575.3077 | 407.0604 | 382.1608 | 356.5868
Option 2D SG | NSW | N13 | South Cobar | Solar | 0 | 0.00030948 | 0.00030944 | 0.00022412 | 0.00021415 | 0.00017994 | 0.00028151 | 0.00028564 | 0.00032364 | 0.00031742 | 0.00030576 | 0.0002842 | 0.00030152 | 0.00031313 | 0.0002993 | 0.0003016 | 0.00026878 | 0.00028778 | 0.00023839 | 0.00022608 | 0.00022376 | 0.0002162 | 0.000203 | 0.00020772
Option 2D SG | NSW | N2 | New England | Solar | 1143.6277 | 1433.8456 | 1705.5187 | 1496.2368 | 1477.3989 | 1407.3759 | 1771.1962 | 1806.9428 | 1974.6735 | 1815.4446 | 1940.9107 | 1848.3712 | 2167.2844 | 2141.9807 | 2064.4662 | 2245.8965 | 1930.3806 | 1917.6298 | 1953.7117 | 1918.5901 | 1809.0466 | 1864.473 | 1661.6715 | 1543.1672
Option 2D SG | NSW | N3 | Central-West Orana | Solar | 2783.6283 | 2907.0886 | 3300.0875 | 17296.0803 | 18087.0075 | 18441.7352 | 18325.9061 | 19315.3225 | 20037.4663 | 19542.8262 | 18713.9811 | 17635.5899 | 19060.7568 | 20657.7423 | 20063.6313 | 19842.6019 | 17246.1567 | 18047.5678 | 20149.1471 | 19994.6424 | 20049.6345 | 20272.5606 | 19873.1161 | 20881.8177
Option 2D SG | NSW | N4 | Broken Hill | Solar | 109.5686 | 491.38 | 498.5796 | 345.122 | 325.8818 | 234.5067 | 264.0401 | 260.2962 | 390.9047 | 384.0431 | 370.357 | 400.8776 | 392.7918 | 435.7187 | 405.0796 | 395.7417 | 413.1744 | 325.6129 | 292.7 | 273.9208 | 283.4905 | 243.3271 | 243.6085 | 232.39
Option 2D SG | NSW | N5 | South West NSW | Solar | 1544.339 | 2230.2239 | 2367.6477 | 1575.4015 | 1526.7841 | 1103.7208 | 1184.4821 | 1114.7575 | 1695.6739 | 1562.7819 | 1569.8217 | 1655.3684 | 1600.5844 | 1846.4217 | 1731.5574 | 1730.5638 | 1752.5257 | 1562.4308 | 1375.2093 | 1258.6655 | 1381.9574 | 1260.7234 | 1210.906 | 939.0083
Option 2D SG | NSW | N6 | Wagga Wagga | Solar | 911.6045 | 5793.869 | 6031.0392 | 5178.1955 | 4742.5208 | 3536.7292 | 3667.1508 | 2916.5201 | 4931.3232 | 4391.6192 | 4301.3544 | 4288.6262 | 4277.1641 | 4980.35 | 4918.3385 | 4667.4212 | 4721.8311 | 4905.0949 | 4554.9878 | 4109.6497 | 4559.452 | 4420.8307 | 4415.9637 | 4359.0757
Option 2D SG | NSW | N8 | Cooma-Monaro | Wind | 326.0788 | 329.6403 | 352.3186 | 338.5933 | 303.4076 | 314.7212 | 296.0778 | 300.9458 | 364.242 | 356.391 | 325.5818 | 316.3834 | 311.9922 | 277.5186 | 0 | 6.6751e-07 | 1.2707e-06 | 1.2025e-05 | 328.5837 | 334.2866 | 308.6252 | 319.6656 | 329.2178 | 341.9605
Option 2D SG | NSW | N9 | Hunter-Central Coast | Wind | 0 | 0 | 0 | 5.6315e-07 | 6.566e-07 | 1.2662e-06 | 0 | 0 | 0 | 2.2406e-06 | 865.2019 | 870.1604 | 1090.1671 | 923.1263 | 3606.3412 | 3537.0446 | 4264.1969 | 3750.4804 | 4051.456 | 3838.7354 | 3818.4383 | 3924.8989 | 3862.024 | 4192.9574
Option 2D SG | NSW | N6 | Wagga Wagga | Wind | 0 | 0 | 0 | 0 | 0 | 3.8845e-07 | 0 | 0 | 0 | 0 | 0 | 0 | 0 | 0 | 0 | 0 | 0 | 2.5701e-07 | 1.1024e-05 | 2.4974e-05 | 3.8053e-05 | 8.0422e-05 | 0.00010147 | 0.0001401
Option 2D SG | NSW | N5 | South West NSW | Wind | 0 | 0 | 0 | 0 | 0 | 0 | 0 | 0 | 0 | 0 | 0 | 0 | 0 | 0 | 0 | 0 | 0 | 0 | 2.2166e-05 | 3.1673e-05 | 3.552e-05 | 0.00012996 | 0.00012502 | 0.00014156
Option 2D SG | NSW | DN3 | Marulan | Wind | 0 | 0 | 0 | 0 | 0 | 0 | 0 | 0 | 0 | 0 | 0 | 0 | 0 | 0 | 0 | 0 | 7.681e-07 | 2.0181e-06 | 7.9186e-06 | 9.9351e-06 | 1.3357e-05 | 2.8848e-05 | 3.3706e-05 | 4.4588e-05
Option 2D SG | NSW | N12 | Illawarra | Wind | 0 | 0 | 0 | 5.9855e-08 | 1.6216e-07 | 4.8059e-07 | 0 | 0 | 0 | 0 | 0 | 8.5189e-07 | 207.6981 | 176.9285 | 191.1624 | 186.5544 | 196.633 | 181.092 | 196.8474 | 186.2012 | 186.5533 | 183.7844 | 193.2719 | 193.587
Option 2D SG | NSW | N13 | South Cobar | Wind | 0 | 0 | 0 | 0 | 0 | 0 | 0 | 0 | 0 | 0 | 0 | 0 | 0 | 0 | 0 | 0 | 0 | 0 | 7.2362e-06 | 2.1267e-05 | 2.6237e-05 | 6.1557e-05 | 0.002539 | 0.0027329
Option 2D SG | NSW | N2 | New England | Wind | 1241.9148 | 1202.6124 | 1093.8322 | 1003.7498 | 1369.9583 | 1470.6954 | 1550.2085 | 1648.031 | 1834.0669 | 1656.2552 | 2841.4846 | 4288.8975 | 3619.9684 | 3185.7961 | 3381.4697 | 3931.1833 | 6379.1475 | 5344.2497 | 5398.3242 | 5073.3705 | 5896.3023 | 7272.3371 | 7764.0487 | 8448.0695
Option 2D SG | NSW | N3 | Central-West Orana | Wind | 315.9831 | 648.7365 | 1692.8091 | 3588.9579 | 6951.0592 | 6779.7372 | 6615.0321 | 7171.954 | 6933.1621 | 7333.8734 | 7131.4906 | 7357.1793 | 7052.9034 | 6410.0282 | 8116.4324 | 11799.4673 | 12078.9412 | 11559.5947 | 13240.1158 | 13581.038 | 18743.7664 | 19552.1898 | 18699.8802 | 22430.88
Option 2D SG | NSW | N4 | Broken Hill | Wind | 672.4332 | 692.271 | 666.143 | 620.7385 | 610.0523 | 556.6574 | 548.0941 | 617.6171 | 717.4322 | 581.1431 | 700.1591 | 663.3174 | 613.1697 | 579.3273 | 593.8393 | 633.6701 | 643.7479 | 1.0813e-05 | 755.5879 | 821.1393 | 835.731 | 797.227 | 764.8576 | 873.8966
Option 2D SG | NSW | N7 | Tumut | Wind | 0 | 673.4611 | 814.4824 | 834.2227 | 848.2828 | 814.7633 | 685.8019 | 684.6127 | 777.3642 | 780.1641 | 732.6334 | 825.4772 | 712.2795 | 659.3758 | 791.7822 | 785.1567 | 796.5804 | 695.4171 | 687.2956 | 746.5124 | 767.7207 | 776.4134 | 777.2738 | 815.9375
Option 2D SG | QLD | Q1 | Far North QLD | Solar | 156.2873 | 179.1822 | 169.0037 | 157.1586 | 144.0305 | 166.1821 | 163.5653 | 150.4636 | 157.3133 | 153.2417 | 155.6966 | 179.7837 | 180.686 | 168.7104 | 175.7535 | 168.3939 | 499.1901 | 636.0691 | 642.3219 | 579.7213 | 595.9284 | 623.432 | 455.5617 | 416.5985
Option 2D SG | QLD | Q10 | Collinsville | Solar | 493.1939 | 563.0319 | 573.8538 | 488.0577 | 501.0796 | 517.5159 | 511.1084 | 513.6251 | 520 | 521.4627 | 532.5961 | 541.2542 | 558.497 | 523.3888 | 535.9429 | 583.6087 | 488.7321 | 540.2499 | 560.8387 | 532.1743 | 545.6185 | 557.3486 | 178.1246 | 0
Option 2D SG | QLD | Q2 | North Qld Clean Energy Hub | Solar | 168.902 | 182.7012 | 191.1159 | 190.7628 | 194.8116 | 193.2418 | 190.9304 | 188.6357 | 191.8379 | 197.9931 | 188.0522 | 98.5049 | 95.4569 | 91.2922 | 94.2696 | 98.2997 | 85.6869 | 90.0997 | 94.9339 | 91.3689 | 48.7343 | 48.9189 | 0 | 0
Option 2D SG | QLD | Q3 | Northern Qld | Solar | 923.4022 | 1355.3846 | 2566.1213 | 2459.4854 | 2543.0481 | 2668.9154 | 2535.5759 | 2493.9144 | 2445.3199 | 2596.8579 | 2384.0669 | 2568.1823 | 2544.261 | 2320.064 | 2372.641 | 2574.1658 | 1878.1309 | 1748.0287 | 1810.5106 | 1649.1263 | 1704.2435 | 1569.1907 | 1419.2374 | 1272.7022
Option 2D SG | QLD | Q4 | Isaac | Solar | 819.1166 | 935.1101 | 948.4549 | 776.053 | 799.9504 | 795.3503 | 819.9053 | 821.5246 | 856.1734 | 851.8379 | 886.0884 | 871.3151 | 907.1689 | 873.86 | 884.4773 | 958.2754 | 813.0038 | 901.2165 | 862.3381 | 814.7762 | 809.8898 | 837.8301 | 245.616 | 816.9234
Option 2D SG | QLD | Q4b | Isaac (B) | Solar | 316.4946 | 698.8084 | 661.3033 | 528.579 | 528.3565 | 536.5613 | 567.0832 | 541.3789 | 577.4184 | 577.5393 | 618.0113 | 620.838 | 643.4569 | 622.512 | 637.6137 | 667.602 | 576.4634 | 625.9181 | 609.4947 | 593.0599 | 577.6472 | 599.6923 | 594.4644 | 516.9889
Option 2D SG | QLD | Q5 | Barcaldine | Solar | 0 | 2.3132e-05 | 2.1625e-05 | 1.8057e-05 | 1.9828e-05 | 1.8555e-05 | 1.9645e-05 | 1.9634e-05 | 1.9733e-05 | 2.0239e-05 | 2.077e-05 | 2.2485e-05 | 2.854e-05 | 2.8869e-05 | 2.9634e-05 | 9.7935e-05 | 9.1368e-05 | 9.7261e-05 | 0.00010024 | 25.0839 | 24.7132 | 24.5962 | 43.7713 | 67.616
Option 2D SG | QLD | Q6 | Fitzroy | Solar | 171.6279 | 193.2946 | 181.8155 | 146.3934 | 139.0746 | 139.826 | 152.4492 | 144.9699 | 156.2812 | 149.1146 | 164.0472 | 165.4733 | 173.5917 | 169.7809 | 174.3662 | 179.9298 | 161.7964 | 170.1748 | 163.7728 | 165.7883 | 154.6635 | 162.7714 | 162.4202 | 1298.3827
Option 2D SG | QLD | Q7 | Wide Bay | Solar | 835.1165 | 1052.4015 | 1587.8991 | 1655.6945 | 1635.0193 | 1693.6941 | 1674.1855 | 1689.745 | 1678.2282 | 1737.0071 | 1620.2816 | 1584.4018 | 1625.8193 | 1625.6638 | 1612.3485 | 1644.4805 | 3518.1319 | 3922.4688 | 4050.8788 | 4539.893 | 5119.7219 | 5536.2134 | 5794.729 | 5053.3957
Option 2D SG | QLD | Q9 | Banana | Solar | 36.7733 | 39.7387 | 42.473 | 35.8349 | 36.232 | 34.9251 | 36.2075 | 37.0106 | 39.0513 | 37.0561 | 39.823 | 37.3943 | 37.9484 | 38.9383 | 39.8328 | 42.4188 | 36.8569 | 0 | 0 | 0 | 0 | 0 | 0 | 0
Option 2D SG | QLD | Q8a | Darling Downs (A) | Solar | 2243.4981 | 3230.1086 | 3429.4192 | 3535.9761 | 3472.2153 | 3492.9814 | 3528.5575 | 3587.9328 | 3645.6228 | 3658.4854 | 3232.5894 | 3107.1995 | 3215.2904 | 3256.1776 | 3185.5482 | 3246.6357 | 2717.4871 | 2980.9461 | 3144.1695 | 3251.3905 | 1776.4802 | 1779.7496 | 1780.1532 | 1699.0927
Option 2D SG | QLD | Q8 | Darling Downs | Solar | 0 | 90.8738 | 96.1586 | 100.4366 | 97.8963 | 99.1424 | 99.6962 | 100.8109 | 102.7394 | 103.7023 | 96.4103 | 94.0812 | 97.0555 | 98.8185 | 96.4681 | 4053.6975 | 4875.528 | 5438.5701 | 5745.0823 | 6014.9252 | 6531.4179 | 8490.2982 | 9777.3997 | 11360.8018
Option 2D SG | QLD | Q8b | Darling Downs (B) | Solar | 598.7003 | 640.707 | 672.8803 | 709.6003 | 691.3795 | 702.3867 | 699.6098 | 723.8312 | 726.5662 | 737.9591 | 677.3314 | 660.0438 | 708.7183 | 711.9841 | 694.2295 | 691.3806 | 580.6195 | 592.8926 | 359.6577 | 297.7895 | 211.7493 | 214.8867 | 143.6404 | 0
Option 2D SG | QLD | Q1 | Far North QLD | Wind | 773.4109 | 804.761 | 849.1167 | 907.5111 | 913.8102 | 804.0367 | 1903.6151 | 2830.688 | 3332.0112 | 3217.001 | 3134.5504 | 2946.1176 | 2921.0906 | 3421.1662 | 3161.1917 | 3439.5228 | 3046.0239 | 2718.906 | 2828.7578 | 3401.6488 | 3350.8497 | 3047.2216 | 2652.6199 | 3294.1299
Option 2D SG | QLD | Q10 | Collinsville | Wind | 0 | 0 | 0 | 0 | 0 | 0 | 0 | 0 | 0 | 0 | 2.6475e-05 | 4.102e-05 | 3.5576e-05 | 4.1834e-05 | 4.052e-05 | 3.7567e-05 | 4.6132e-05 | 4.7511e-05 | 4.4235e-05 | 87.4047 | 80.6793 | 744.7138 | 1567.4333 | 1662.3111
Option 2D SG | QLD | Q2 | North Qld Clean Energy Hub | Wind | 166.8489 | 170.1043 | 180.6081 | 174.5504 | 175.1022 | 162.9517 | 164.8689 | 173.6003 | 178.1481 | 170.29 | 738.2621 | 686.592 | 2177.2508 | 2405.8712 | 2337.3631 | 2397.132 | 3620.6422 | 6914.4062 | 7211.048 | 7765.2127 | 7465.1014 | 6924.1649 | 8634.1575 | 9269.5569
Option 2D SG | QLD | Q4 | Isaac | Wind | 1392.5019 | 2019.5536 | 2525.3519 | 2762.0992 | 2605.9855 | 2642.1127 | 2494.9777 | 2518.8562 | 2826.8877 | 2506.7637 | 2753.031 | 2647.4783 | 2429.6946 | 2720.3031 | 2639.2128 | 2664.9486 | 2486.3272 | 2469.4199 | 2517.9843 | 2828.8479 | 2630.5555 | 2711.6302 | 2507.1625 | 2267.0878
Option 2D SG | QLD | Q5 | Barcaldine | Wind | 0 | 0 | 0 | 0 | 0 | 0 | 0 | 0 | 1.786e-06 | 1.4808e-05 | 150.2832 | 352.0604 | 348.1704 | 360.0919 | 383.1864 | 385.5733 | 342.9541 | 339.625 | 373.6144 | 384.2428 | 397.2884 | 380.6286 | 367.8089 | 398.2602
Option 2D SG | QLD | Q6 | Fitzroy | Wind | 0 | 516.7785 | 754.5746 | 742.7072 | 735.3469 | 714.4738 | 725.3187 | 671.3296 | 786.767 | 696.7962 | 750.2885 | 736.3608 | 705.9895 | 767.6214 | 755.2622 | 764.5337 | 767.1915 | 2290.9405 | 2286.2479 | 3406.0117 | 3293.7836 | 3736.2206 | 3658.2505 | 3332.6347
Option 2D SG | QLD | Q8c | Darling Downs (C) | Wind | 2337.7034 | 2310.4261 | 2335.2047 | 2254.7696 | 2341.2182 | 2335.1434 | 2229.8098 | 2232.9921 | 2439.0814 | 2186.1614 | 2292.5856 | 2301.6703 | 2328.2688 | 2164.9054 | 2221.0535 | 2335.6167 | 2299.5513 | 2262.2086 | 956.8428 | 963.2235 | 955.9992 | 974.0311 | 928.3523 | 870.0526
Option 2D SG | QLD | Q8b | Darling Downs (B) | Wind | 3370.63 | 3331.2324 | 3421.5331 | 3351.8303 | 3481.8065 | 3456.183 | 3282.5769 | 3427.5246 | 3724.482 | 3352.4683 | 3486.9853 | 3599.5043 | 3504.921 | 3328.3285 | 3424.9128 | 3481.7446 | 3335.4926 | 3287.4593 | 3329.4437 | 3233.974 | 3356.1118 | 3320.5559 | 3134.4259 | 3139.8931
Option 2D SG | QLD | Q8a | Darling Downs (A) | Wind | 545.1884 | 565.195 | 608.547 | 635.8795 | 631.4382 | 633.5833 | 594.9644 | 605.3034 | 655.6907 | 608.2262 | 617.0365 | 619.3301 | 608.7617 | 584.5147 | 602.8909 | 631.4389 | 545.188 | 565.1942 | 608.5392 | 635.8698 | 631.4219 | 633.5657 | 594.9267 | 605.1314
Option 2D SG | QLD | Q8 | Darling Downs | Wind | 0 | 0 | 0 | 0 | 0 | 9.6197e-07 | 5.2871e-07 | 1.5546e-06 | 876.5735 | 2766.0527 | 6071.2147 | 8826.7451 | 8525.342 | 8070.4404 | 8488.5641 | 8675.6794 | 8079.8828 | 8111.2029 | 8518.5123 | 8586.2082 | 12982.1704 | 13766.7426 | 13323.1753 | 15661.8783
Option 2D SG | SA | S5 | Northern SA | Solar | 649.3202 | 1852.8217 | 1724.8158 | 1504.1782 | 1550.419 | 1711.2585 | 1606.7067 | 1581.3676 | 1694.6454 | 1927.7854 | 1949.7591 | 1987.3004 | 1999.5326 | 2167.9893 | 2241.5677 | 2086.4301 | 1959.3064 | 2080.1396 | 1522.1739 | 1467.7658 | 1582.1267 | 1321.2008 | 1050.45 | 1428.7547
Option 2D SG | SA | S1 | South East SA | Solar | 348.6864 | 376.8715 | 261.5684 | 233.9935 | 223.0884 | 339.6148 | 243.6029 | 212.1547 | 239.5302 | 231.1445 | 249.8081 | 403.2913 | 389.4531 | 421.1626 | 422.9611 | 384.3215 | 348.3468 | 378.2289 | 389.4919 | 370.8749 | 385.5642 | 255.8677 | 178.6341 | 133.4494
Option 2D SG | SA | S2 | Riverland | Solar | 32.4432 | 31.9615 | 31.6703 | 31.9277 | 34.9529 | 27.9924 | 27.5468 | 28.2392 | 29.2812 | 30.1901 | 28.48 | 28.5678 | 28.3446 | 30.3202 | 30.1254 | 12.2144 | 10.95 | 11.5243 | 12.293 | 0 | 0 | 0 | 0 | 0
Option 2D SG | SA | S3 | Mid-North SA | Solar | 0 | 0.0006651 | 0.0005335 | 0.00046366 | 0.00045602 | 0.00042956 | 0.00054595 | 0.00052731 | 0.00059765 | 0.00059081 | 0.00060157 | 0.00060715 | 0.0006065 | 0.00070073 | 0.00070536 | 0.00064034 | 0.00058747 | 0.00062295 | 0.00046656 | 0.00042783 | 0.00047143 | 0.000432 | 0.00042049 | 0.00041842
Option 2D SG | SA | S5 | Northern SA | Wind | 1248.0285 | 1224.0819 | 1194.8208 | 1213.3408 | 1162.1371 | 1214.0386 | 1139.8154 | 1197.6323 | 1263.368 | 1255.2125 | 1270.7575 | 1325.5542 | 1297.1526 | 1210.5156 | 1247.8085 | 1259.904 | 1243.0661 | 1257.1076 | 1257.7615 | 654.2181 | 1029.3527 | 1019.8629 | 916.9774 | 1637.1903
Option 2D SG | SA | S7 | Eastern Eyre Peninsula | Wind | 575.64 | 593.6179 | 464.3092 | 485.958 | 274.2176 | 143.7358 | 119.0014 | 125.4494 | 128.7631 | 0 | 0 | 0 | 0 | 0 | 3.3992e-07 | 6.7167e-07 | 7.2238e-07 | 2.0301e-06 | 2.5046e-05 | 295.1822 | 502.815 | 976.5019 | 864.5912 | 1074.9048
Option 2D SG | SA | S6 | Roxby Downs | Wind | 0 | 0 | 0 | 0 | 0 | 0 | 0 | 0 | 0 | 0 | 0 | 0 | 0 | 0 | 0 | 0 | 0 | 0 | 1.2284e-05 | 1.3086e-05 | 2.0104e-05 | 2.1672e-05 | 2.4066e-05 | 5.7934e-05
Option 2D SG | SA | S4 | Yorke Peninsula | Wind | 0 | 0 | 0 | 0 | 0 | 0 | 0 | 0 | 0 | 0 | 0 | 0 | 0 | 0 | 4.005e-09 | 8.7891e-07 | 8.8639e-07 | 5.1044e-06 | 3.7603e-05 | 0.00011234 | 0.00012538 | 0.00017586 | 0.000273 | 331.3486
Option 2D SG | SA | S1 | South East SA | Wind | 728.303 | 804.6044 | 549.6621 | 547.1171 | 400.8302 | 497.4096 | 428.513 | 383.11 | 479.8384 | 298.1757 | 305.9947 | 440.1338 | 79.4266 | 66.2203 | 0 | 0 | 0 | 3.0792e-06 | 2.2508e-05 | 6.8482e-05 | 83.8421 | 1055.4678 | 927.6557 | 1057.5167
Option 2D SG | SA | S2 | Riverland | Wind | 0 | 0 | 0 | 0 | 0 | 0 | 0 | 0 | 0 | 0 | 0 | 0 | 0 | 0 | 0 | 0 | 0 | 6.08e-09 | 7.5969e-06 | 9.9543e-06 | 1.5799e-05 | 2.912e-05 | 3.07e-05 | 6.4032e-05
Option 2D SG | SA | S3 | Mid-North SA | Wind | 5321.1135 | 5603.1064 | 5006.7805 | 5092.5214 | 4556.5178 | 5208.6332 | 4558.0181 | 4810.861 | 5026.5035 | 4683.2763 | 4055.5119 | 4411.0984 | 4370.9502 | 3045.5314 | 3501.8179 | 3228.2409 | 3222.7024 | 3501.0547 | 5757.469 | 6997.6357 | 6464.2017 | 6093.2703 | 4800.353 | 5245.4207
Option 2D SG | TAS | T3 | Central Highlands | Solar | 0 | 0 | 222.7883 | 921.0538 | 1020.2827 | 1107.3422 | 1082.2405 | 1101.0234 | 1069.2948 | 964.1789 | 932.8499 | 917.4913 | 987.7663 | 1038.3602 | 510.5712 | 482.4718 | 449.5623 | 480.9994 | 507.4913 | 488.2345 | 546.2566 | 589.8264 | 559.5208 | 540.8955
Option 2D SG | TAS | T2 | North West Tasmania | Solar | 0 | 0 | 219.6886 | 202.5348 | 206.1817 | 232.9815 | 218.9165 | 223.9895 | 221.3436 | 207.3541 | 216.1437 | 211.4279 | 229.7985 | 233.4102 | 153.7118 | 146.2557 | 137.3261 | 164.3047 | 158.4537 | 156.6001 | 156.2639 | 181.7295 | 169.0772 | 171.1377
Option 2D SG | TAS | T1 | North East Tasmania | Solar | 0 | 0 | 869.3292 | 654.6192 | 809.9917 | 918.4201 | 920.195 | 943.5888 | 925.8623 | 892.934 | 879.5513 | 873.9676 | 896.2628 | 966.0136 | 412.1667 | 381.4206 | 361.1931 | 397.5095 | 412.1333 | 379.6422 | 442.4986 | 448.4393 | 431.9844 | 442.8357
Option 2D SG | TAS | T1 | North East Tasmania | Wind | 0 | 0 | 0 | 0 | 8.03e-09 | 1.0465e-06 | 0 | 0 | 1.6167e-07 | 413.6171 | 1179.8616 | 1465.576 | 1471.4264 | 1411.2791 | 1497.6664 | 1429.1022 | 1484.6179 | 1429.4973 | 1428.6869 | 1521.4378 | 1429.0661 | 1415.8748 | 1569.8567 | 1512.726
Option 2D SG | TAS | T3 | Central Highlands | Wind | 498.7642 | 487.3243 | 477.3498 | 510.8405 | 487.6334 | 465.5992 | 512.7845 | 2964.1462 | 3871.9975 | 4859.5718 | 4764.5879 | 4435.647 | 4612.7792 | 4689.3433 | 4130.2642 | 4361.8305 | 4493.129 | 4489.2941 | 3986.3732 | 4190.8601 | 4227.3641 | 4073.4673 | 4222.0056 | 4349.7075
Option 2D SG | TAS | T2 | North West Tasmania | Wind | 390.7669 | 411.1428 | 377.5268 | 415.597 | 395.9273 | 361.5976 | 384.916 | 409.2305 | 408.6882 | 436.3273 | 432.4473 | 418.9311 | 420.1691 | 392.9455 | 200.2589 | 244.9775 | 237.0793 | 269.7441 | 252.3271 | 293.7372 | 315.1942 | 290.6209 | 313.9438 | 321.7407
Option 2D SG | VIC | V8 | Gippsland Offshore | Offshore Wind | 0 | 0 | 0 | 0 | 0 | 6141.8034 | 8554.7096 | 11932.7389 | 13995.7799 | 17974.2461 | 20641.1939 | 21802.1248 | 28355.1169 | 29356.6513 | 32648.9107 | 31562.7911 | 32755.0546 | 33258.9343 | 33130.6885 | 35026.4659 | 32490.4724 | 33047.9707 | 33877.1526 | 35074.0439
Option 2D SG | VIC | V9 | Southern Ocean | Offshore Wind | 0 | 0 | 0 | 0 | 0 | 1970.4623 | 2670.5201 | 2764.248 | 2769.9333 | 2847.7504 | 3265.5608 | 3423.9529 | 3253.1552 | 2922.1289 | 3053.5717 | 3106.3418 | 3176.7674 | 3426.2141 | 3343.8349 | 3349.6339 | 3111.2798 | 3101.5571 | 3219.4773 | 3259.4848
Option 2D SG | VIC | V7 | Central North VIC | Solar | 1129.9245 | 1480.9433 | 1391.4458 | 1225.7812 | 1169.6765 | 1037.2901 | 1055.412 | 1151.031 | 1164.0623 | 902.3624 | 904.8981 | 794.4185 | 802.7326 | 940.6199 | 969.443 | 983.7645 | 1023.9367 | 1075.6195 | 888.2427 | 866.1545 | 968.3675 | 949.3784 | 992.0748 | 940.2278
Option 2D SG | VIC | V6 | Gippsland Onshore | Solar | 6.5835 | 626.5246 | 772.9761 | 730.9333 | 733.3914 | 680.3602 | 704.1307 | 754.8282 | 704.7217 | 524.9541 | 486.2331 | 441.8402 | 402.096 | 429.3562 | 505.5049 | 485.5542 | 489.9352 | 532.723 | 520.6915 | 530.3629 | 563.631 | 550.2964 | 573.6216 | 587.2938
Option 2D SG | VIC | V3 | Wimmera Grampians | Solar | 130.8379 | 226.3118 | 198.7504 | 155.2242 | 133.3046 | 98.8212 | 108.7372 | 121.6952 | 132.2125 | 92.8876 | 98.3675 | 101.1721 | 80.3309 | 100.6624 | 108.6485 | 108.149 | 106.9562 | 120.1542 | 106.4214 | 101.6653 | 126.7507 | 125.0451 | 127.2024 | 125.682
Option 2D SG | VIC | V2 | Central Highlands VIC | Solar | 0 | 361.5681 | 392.2616 | 363.4467 | 383.384 | 392.4588 | 390.5991 | 412.5601 | 414.1115 | 391.1632 | 379.6512 | 386.0486 | 397.6382 | 430.5917 | 430.2898 | 383.3905 | 334.333 | 372.3808 | 391.4071 | 362.6421 | 384.0684 | 392.0423 | 390.4646 | 412.6723
Option 2D SG | VIC | V1 | North West VIC | Solar | 1231.7948 | 2024.743 | 1802.0458 | 1491.0317 | 1365.1973 | 1151.8841 | 1261.389 | 1426.7019 | 1419.3888 | 1075.1574 | 1065.0145 | 1057.5653 | 882.0328 | 1067.7384 | 1166.4342 | 1163.0687 | 1176.4965 | 1294.1493 | 1210.4864 | 1185.4292 | 1336.8112 | 1313.6973 | 1195.4883 | 636.1629
Option 2D SG | VIC | V7 | Central North VIC | Wind | 0 | 0 | 478.0027 | 1052.0749 | 1012.7302 | 975.1116 | 889.4687 | 978.0245 | 984.1334 | 884.7318 | 889.2116 | 847.9525 | 745.1237 | 775.8744 | 847.1493 | 923.383 | 863.8914 | 919.8425 | 898.6872 | 965.2829 | 997.9841 | 989.7604 | 941.8278 | 981.959
Option 2D SG | VIC | V6 | Gippsland Onshore | Wind | 0 | 0 | 1.774e-05 | 0.0001078 | 8.4136e-05 | 7.5236e-05 | 0.00010317 | 9.1889e-05 | 0.00010223 | 0.00010355 | 9.8747e-05 | 9.2723e-05 | 8.1521e-05 | 7.597e-05 | 7.9262e-05 | 8.2793e-05 | 8.4922e-05 | 8.4564e-05 | 7.7495e-05 | 9.4261e-05 | 8.6735e-05 | 9.0077e-05 | 9.4332e-05 | 8.701e-05
Option 2D SG | VIC | V5 | South West VIC | Wind | 6098.2327 | 7165.9691 | 8057.6698 | 8406.9622 | 7335.1043 | 6776.5154 | 6743 | 7298.4029 | 7391.7499 | 7367.8401 | 7404.237 | 7167.4216 | 6004.9518 | 5538.7545 | 5459.3653 | 5712.813 | 5670.4721 | 5700.2583 | 5408.797 | 2845.7243 | 2496.1326 | 2308.8536 | 2364.3011 | 2435.5312
Option 2D SG | VIC | V4 | Wimmera Southern Mallee | Wind | 1411.555 | 1493.8533 | 1806.7273 | 3545.1312 | 3334.2276 | 3401.6211 | 3433.5552 | 3426.8671 | 3489.4697 | 2935.409 | 3045.1902 | 3004.3934 | 2283.0425 | 2198.1336 | 2511.2522 | 2713.0982 | 2549.5145 | 2799.545 | 2935.6019 | 3044.4227 | 3422.6313 | 3521.5077 | 3433.1382 | 3061.8242
Option 2D SG | VIC | V3 | Wimmera Grampians | Wind | 1972.6134 | 2136.0732 | 1996.1779 | 2001.193 | 1563.6882 | 1485.4121 | 1439.2689 | 1572.6897 | 1022.7844 | 901.572 | 873.6461 | 865.3166 | 622.3368 | 658.1813 | 716.2131 | 816.5594 | 741.4901 | 847.8351 | 681.5159 | 734.8379 | 828.1803 | 399.7655 | 389.3581 | 0.00018504
Option 2D SG | VIC | V2 | Central Highlands VIC | Wind | 1919.0057 | 2149.1636 | 3081.1757 | 4679.6237 | 4451.9757 | 4474.4737 | 4490.4405 | 4717.5164 | 4790.7886 | 4728.8312 | 4681.175 | 4704.2394 | 4361.5096 | 3939.867 | 4186.2349 | 4389.6354 | 4403.8111 | 4618.5892 | 3669.6071 | 4061.578 | 3517.914 | 3681.7626 | 3803.5733 | 4243.3678
Option 2D SG | VIC | V1 | North West VIC | Wind | 0 | 0 | 3535.1821 | 4103.8915 | 3660.4564 | 3650.1172 | 3629.4276 | 3895.1913 | 3743.4677 | 3357.1265 | 3238.9874 | 3228.4181 | 2587.8758 | 2554.9735 | 3000.6424 | 3172.2092 | 2912.7318 | 3324.8932 | 3324.3475 | 3621.8257 | 3652.0327 | 3750.4451 | 3781.567 | 3892.6598
Option 3 SG | NSW | N11 | Illawarra Coast | Offshore Wind | 0 | 0 | 0 | 0 | 0 | 0 | 0 | 0 | 0 | 0 | 0 | 0 | 0 | 0 | 0 | 0 | 0 | 0 | 0 | 0 | 0 | 0 | 0 | 0
Option 3 SG | NSW | N10 | Hunter Coast | Offshore Wind | 0 | 0 | 0 | 0 | 0 | 0 | 0 | 0 | 0 | 0 | 0 | 0 | 0 | 0 | 0 | 0 | 0 | 0 | 0 | 0 | 0 | 0 | 0 | 0
Option 3 SG | NSW | N13 | South Cobar | Solar | 0 | 0.00064281 | 0.00063935 | 0.00045214 | 0.00044342 | 0.00037409 | 0.00065501 | 0.00063066 | 0.00071451 | 0.00070392 | 0.00068493 | 0.00063499 | 0.00068664 | 0.00069796 | 0.00068139 | 0.00067419 | 0.00059223 | 0.00064129 | 0.00066909 | 0.00063844 | 0.00063493 | 0.00061426 | 0.00060366 | 0.00061211
Option 3 SG | NSW | N1 | North West NSW | Solar | 396.4198 | 780.9133 | 769.3822 | 615.3068 | 593.1669 | 537.8359 | 574.1367 | 538.0036 | 675.6874 | 633.6555 | 674.2173 | 674.3436 | 713.1365 | 726.7257 | 712.3915 | 745.9037 | 724.6031 | 710.1921 | 730.1632 | 667.5269 | 582.478 | 413.1104 | 387.5972 | 349.2217
Option 3 SG | NSW | N2 | New England | Solar | 1143.57 | 1433.847 | 1706.13 | 1495.1886 | 1475.853 | 1409.4676 | 1777.7647 | 1777.3922 | 1958.7513 | 1798.8655 | 1951.8046 | 1845.3073 | 2171.094 | 2118.9316 | 2066.1859 | 2262.6468 | 1940.3949 | 1884.1203 | 2002.5648 | 1941.0374 | 1856.186 | 1909.9346 | 1685.0305 | 1500.4445
Option 3 SG | NSW | N3 | Central-West Orana | Solar | 2783.6365 | 2907.0899 | 3301.4891 | 17299.9701 | 18099.4415 | 18450.4986 | 18381.9259 | 19320.1037 | 20005.4475 | 19506.9533 | 18695.876 | 17822.58 | 19176.3695 | 20536.7112 | 19850.1163 | 19923.0314 | 17231.9608 | 18091.6313 | 20116.3522 | 19923.6663 | 19860.2382 | 19967.0425 | 19611.6485 | 20638.5296
Option 3 SG | NSW | N8 | Cooma-Monaro | Solar | 0 | 148.1162 | 167.8508 | 739.4302 | 721.8753 | 731.212 | 683.202 | 767.6326 | 790.8564 | 793.0074 | 753.1973 | 675.4262 | 760.995 | 794.7476 | 798.3374 | 725.1898 | 679.2588 | 666.6234 | 756.2734 | 743.654 | 725.8293 | 749.6478 | 738.3429 | 785.6861
Option 3 SG | NSW | N7 | Tumut | Solar | 0 | 0.02207 | 0.024015 | 211.8003 | 215.7427 | 213.1362 | 194.3294 | 220.1348 | 225.7239 | 222.0108 | 215.7332 | 199.4298 | 212.7595 | 236.2096 | 236.3471 | 218.6478 | 193.0654 | 198.5351 | 219.329 | 213.2857 | 215.9041 | 220.9227 | 210.4002 | 223.8014
Option 3 SG | NSW | N6 | Wagga Wagga | Solar | 911.6089 | 5793.9986 | 6031.6508 | 5197.7041 | 4710.1987 | 3610.9875 | 3563.1662 | 2959.2752 | 5154.4564 | 4693.4822 | 4786.6629 | 4571.2557 | 4576.1476 | 5347.8276 | 5353.0632 | 4948.8872 | 5053.7549 | 5154.2113 | 5194.861 | 4678.0768 | 5152.5515 | 4757.0835 | 4636.4862 | 4650.8953
Option 3 SG | NSW | N5 | South West NSW | Solar | 1544.3352 | 2230.8341 | 2368.2101 | 1578.8396 | 1560.2089 | 1109.3777 | 1195.7963 | 1020.0616 | 1678.9661 | 1568.8972 | 1639.725 | 1697.5093 | 1633.9062 | 1922.5572 | 1790.8955 | 1753.42 | 1808.5986 | 1636.7417 | 1612.1004 | 1413.0416 | 1528.9693 | 1325.0826 | 1312.4164 | 972.6821
Option 3 SG | NSW | N4 | Broken Hill | Solar | 109.5693 | 485.8437 | 492.0888 | 340.851 | 331.3481 | 232.088 | 279.1201 | 219.3575 | 366.6365 | 356.7142 | 346.865 | 390.0867 | 362.7972 | 409.2173 | 368.1268 | 370.1151 | 385.0574 | 314.4721 | 306.6609 | 274.4199 | 293.3253 | 242.9919 | 254.0215 | 236.0007
Option 3 SG | NSW | N9 | Hunter-Central Coast | Solar | 0 | 1829.5413 | 2118.6049 | 1938.9376 | 1849.4293 | 1831.0974 | 1730.2292 | 1828.9434 | 2057.1093 | 1992.5772 | 1964.8155 | 1835.9899 | 2125.9816 | 2077.041 | 1953.8492 | 2009.5412 | 1815.1641 | 1823.7757 | 2032.6056 | 2016.2597 | 1786.3246 | 1785.3401 | 1580.7941 | 1715.833
Option 3 SG | NSW | N12 | Illawarra | Wind | 0 | 0 | 3.3503e-06 | 1.1891e-05 | 1.1904e-05 | 1.3469e-05 | 1.8281e-05 | 1.666e-05 | 1.9005e-05 | 1.8948e-05 | 1.9543e-05 | 2.199e-05 | 207.6981 | 176.9285 | 191.1624 | 186.5544 | 196.633 | 181.092 | 196.848 | 186.202 | 186.5541 | 183.7855 | 193.2735 | 193.5888
Option 3 SG | NSW | DN3 | Marulan | Wind | 0 | 0 | 0 | 0 | 2.8612e-06 | 7.7791e-06 | 8.4194e-06 | 8.8567e-06 | 1.0724e-05 | 1.1257e-05 | 1.1047e-05 | 1.2981e-05 | 3.511e-05 | 1.9676e-05 | 2.4452e-05 | 2.6756e-05 | 3.6045e-05 | 3.2749e-05 | 3.3934e-05 | 3.1815e-05 | 2.9789e-05 | 3.4037e-05 | 3.2351e-05 | 3.4096e-05
Option 3 SG | NSW | N13 | South Cobar | Wind | 0 | 0 | 2.1656e-06 | 1.17e-05 | 1.0789e-05 | 1.1547e-05 | 1.6599e-05 | 1.7823e-05 | 2.1114e-05 | 2.0529e-05 | 2.0023e-05 | 1.9845e-05 | 2.0464e-05 | 1.9466e-05 | 1.9836e-05 | 2.0009e-05 | 1.991e-05 | 2.0049e-05 | 2.2862e-05 | 2.1783e-05 | 2.526e-05 | 2.9092e-05 | 420.0495 | 452.4178
Option 3 SG | NSW | N7 | Tumut | Wind | 0 | 674.1503 | 814.4816 | 833.6744 | 839.5108 | 762.1112 | 621.7963 | 796.3412 | 829.13 | 878.1939 | 817.3333 | 896.1994 | 847.1546 | 737.2788 | 860.9566 | 854.8289 | 870.8442 | 795.7546 | 802.5097 | 830.3054 | 851.2986 | 1127.1397 | 1125.2509 | 1186.1026
Option 3 SG | NSW | N2 | New England | Wind | 1241.9725 | 1202.611 | 1092.9677 | 1003.8625 | 1370.3658 | 1473.9162 | 1551.3561 | 1636.7424 | 1823.6972 | 1643.9359 | 1766.5661 | 3129.5653 | 2504.6156 | 2214.5854 | 2360.2321 | 3858.2803 | 5090.9275 | 4113.1997 | 4164.8399 | 3922.4743 | 5472.539 | 6002.0627 | 6240.0778 | 7324.81
Option 3 SG | NSW | N9 | Hunter-Central Coast | Wind | 0 | 0 | 7.1709e-06 | 3.3418e-05 | 3.2739e-05 | 3.875e-05 | 4.6606e-05 | 4.6678e-05 | 4.8012e-05 | 5.0921e-05 | 5.345e-05 | 4.8784e-05 | 5.7055e-05 | 4.6621e-05 | 2162.0178 | 2160.2769 | 3931.4768 | 3452.9844 | 3741.2307 | 3546.9775 | 3522.4744 | 3634.8188 | 3593.5233 | 3870.2266
Option 3 SG | NSW | N8 | Cooma-Monaro | Wind | 326.0787 | 329.6402 | 352.3177 | 338.5963 | 303.1326 | 305.759 | 276.0552 | 330.277 | 365.2317 | 365.2642 | 330.8867 | 323.7027 | 327.0852 | 279.7565 | 3.7688e-05 | 3.7775e-05 | 3.8616e-05 | 8.8351e-05 | 329.1377 | 336.8785 | 309.8617 | 432.9015 | 444.4726 | 464.707
Option 3 SG | NSW | N6 | Wagga Wagga | Wind | 0 | 0 | 8.4236e-06 | 2.942e-05 | 2.7977e-05 | 2.9249e-05 | 3.5796e-05 | 3.8858e-05 | 4.7153e-05 | 4.4793e-05 | 4.4826e-05 | 4.6228e-05 | 4.5303e-05 | 4.0645e-05 | 4.3913e-05 | 4.5284e-05 | 4.5768e-05 | 4.5152e-05 | 5.178e-05 | 4.7463e-05 | 5.3878e-05 | 6.8981e-05 | 6.4234e-05 | 7.9483e-05
Option 3 SG | NSW | N5 | South West NSW | Wind | 0 | 0 | 9.7815e-06 | 2.7446e-05 | 2.4724e-05 | 2.1085e-05 | 2.6707e-05 | 2.7598e-05 | 3.463e-05 | 3.3946e-05 | 3.3737e-05 | 3.3175e-05 | 3.335e-05 | 3.0694e-05 | 3.3566e-05 | 3.2922e-05 | 3.2676e-05 | 3.2806e-05 | 3.8463e-05 | 3.6569e-05 | 3.6668e-05 | 2087.3679 | 2098.7894 | 2949.3637
Option 3 SG | NSW | N4 | Broken Hill | Wind | 672.4354 | 692.6946 | 666.7522 | 620.8072 | 612.4967 | 558.7472 | 558.9173 | 603.4104 | 707.7285 | 575.3357 | 696.5125 | 661.9235 | 665.0061 | 628.4696 | 692.4289 | 766.8612 | 778.2852 | 956.8732 | 958.1948 | 946.5474 | 940.7962 | 892.195 | 861.0823 | 936.4071
Option 3 SG | NSW | N3 | Central-West Orana | Wind | 315.9789 | 648.7357 | 1692.8747 | 3587.7308 | 6946.6019 | 6775.1624 | 6611.9853 | 7114.4171 | 6933.7756 | 7338.1084 | 7124.3835 | 7356.5257 | 7040.6489 | 6386.7865 | 10013.9446 | 12831.4404 | 13143.2888 | 12272.465 | 13311.2525 | 12839.351 | 18979.7564 | 18725.0107 | 17926.5117 | 21366.9819
Option 3 SG | QLD | Q4 | Isaac | Solar | 819.1166 | 935.1102 | 948.2686 | 774.8667 | 799.4218 | 793.9199 | 820.3263 | 819.5648 | 861.0215 | 866.1975 | 894.9302 | 875.7513 | 922.8263 | 879.4918 | 892.3424 | 962.8536 | 814.6957 | 906.8532 | 865.1233 | 813.5217 | 816.8445 | 849.842 | 247.8559 | 751.7634
Option 3 SG | QLD | Q3 | Northern Qld | Solar | 923.4022 | 1355.3845 | 2566.1664 | 2459.3731 | 2543.2617 | 2669.1461 | 2553.9838 | 2556.3856 | 2448.2012 | 2597.9417 | 2410.0497 | 2576.9986 | 2569.8308 | 2339.5679 | 2368.7691 | 2559.1536 | 1860.8398 | 1746.0864 | 1837.333 | 1661.6809 | 1702.0111 | 1573.7447 | 1425.5047 | 1286.8791
Option 3 SG | QLD | Q2 | North Qld Clean Energy Hub | Solar | 168.902 | 182.7011 | 191.1065 | 190.7458 | 194.7808 | 193.2301 | 191.419 | 191.173 | 192.1494 | 198.0594 | 189.3719 | 98.5202 | 95.9178 | 92.1849 | 94.1973 | 97.8116 | 85.3008 | 89.882 | 95.5458 | 91.8212 | 48.6829 | 48.7108 | 0 | 0
Option 3 SG | QLD | Q10 | Collinsville | Solar | 493.1939 | 563.0319 | 573.7234 | 487.3886 | 500.5077 | 516.2499 | 512.0153 | 523.4337 | 521.2902 | 527.7115 | 537.0597 | 544.8063 | 565.6629 | 528.1149 | 537.8581 | 583.4087 | 487.6815 | 541.2129 | 561.5808 | 532.1595 | 548.1902 | 561.4512 | 179.8891 | 0
Option 3 SG | QLD | Q1 | Far North QLD | Solar | 156.2873 | 179.1882 | 168.868 | 157.1613 | 144.0191 | 166.5417 | 165.7652 | 158.1243 | 157.2557 | 152.6287 | 157.7997 | 175.0818 | 175.9204 | 162.128 | 168.9276 | 160.365 | 434.7493 | 651.5315 | 669.275 | 599.9095 | 614.7177 | 643.6852 | 472.7044 | 435.3499
Option 3 SG | QLD | Q6 | Fitzroy | Solar | 171.6279 | 193.2947 | 181.6923 | 146.3769 | 138.9331 | 140.4371 | 152.9595 | 141.4655 | 153.0679 | 152.5982 | 164.7048 | 165.6419 | 176.5907 | 172.0087 | 176.1377 | 179.6778 | 161.7374 | 170.0474 | 169.9655 | 167.0633 | 155.9535 | 163.812 | 164.4842 | 1005.3021
Option 3 SG | QLD | Q7 | Wide Bay | Solar | 835.1165 | 1052.4016 | 1587.8964 | 1655.6695 | 1634.9496 | 1693.6219 | 1674.184 | 1689.7434 | 1678.2268 | 1740.4248 | 1620.2729 | 1589.8496 | 1627.7996 | 1627.714 | 1612.3497 | 1644.4806 | 2736.9907 | 3323.268 | 3467.6909 | 3962.6185 | 4735.2492 | 5549.6187 | 5968.1988 | 5207.7467
Option 3 SG | QLD | Q8 | Darling Downs | Solar | 0 | 107.6848 | 113.9458 | 119.0097 | 116.0019 | 117.4768 | 118.1393 | 119.4601 | 121.7455 | 122.8865 | 114.2456 | 111.4856 | 115.0103 | 117.0994 | 114.3143 | 4256.3684 | 5680.4131 | 6343.9808 | 6686.2069 | 7008.358 | 7209.6871 | 8594.1646 | 9637.4422 | 11361.0599
Option 3 SG | QLD | Q8a | Darling Downs (A) | Solar | 2243.498 | 3230.1086 | 3429.3767 | 3535.2242 | 3471.9249 | 3492.5976 | 3528.0616 | 3587.7767 | 3649.5169 | 3679.1213 | 3239.3012 | 3113.516 | 3224.6636 | 3263.708 | 3195.253 | 3248.9694 | 2717.854 | 2972.359 | 3153.3719 | 3257.753 | 1785.7614 | 1783.2002 | 1790.5645 | 1705.2534
Option 3 SG | QLD | Q8b | Darling Downs (B) | Solar | 598.7003 | 640.707 | 672.8787 | 709.5941 | 691.3729 | 702.3784 | 699.6094 | 723.8306 | 726.5657 | 737.9585 | 677.3309 | 660.0431 | 708.7184 | 711.9842 | 694.2298 | 691.3807 | 580.6196 | 592.8927 | 359.6686 | 297.8053 | 211.7742 | 214.9128 | 143.6664 | 0
Option 3 SG | QLD | Q9 | Banana | Solar | 36.7733 | 39.7387 | 42.4579 | 35.7242 | 36.2061 | 34.9006 | 36.1924 | 36.9521 | 39.2399 | 37.3988 | 40.3084 | 37.7317 | 38.6138 | 38.9072 | 39.9944 | 42.4469 | 36.9111 | 0 | 0 | 0 | 0 | 0 | 0 | 0
Option 3 SG | QLD | Q4b | Isaac (B) | Solar | 316.4946 | 698.8084 | 661.0365 | 528.0922 | 527.8069 | 538.5444 | 568.7037 | 537.4597 | 572.206 | 593.7545 | 627.8316 | 624.6199 | 654.9989 | 627.0879 | 642.2591 | 667.5467 | 577.6622 | 633.2831 | 628.9684 | 598.6353 | 585.406 | 607.7475 | 599.3374 | 521.2507
Option 3 SG | QLD | Q5 | Barcaldine | Solar | 0 | 0.00014642 | 0.00013761 | 0.00011861 | 0.00013071 | 0.00012464 | 0.00013743 | 0.00012368 | 0.000129 | 0.00012956 | 0.00013566 | 5.2043e-05 | 0.00014563 | 0.00014336 | 0.00014596 | 0.00021312 | 0.00019251 | 0.00020101 | 0.00021003 | 0.00025981 | 0.00031807 | 0.00029724 | 37.2051 | 56.8718
Option 3 SG | QLD | Q5 | Barcaldine | Wind | 0 | 0 | 3.9248e-06 | 6.0804e-06 | 1.2912e-05 | 1.7918e-05 | 1.8705e-05 | 1.9725e-05 | 2.0302e-05 | 1.8236e-05 | 0.00017897 | 340.1798 | 336.1866 | 348.1789 | 370.0637 | 372.0101 | 330.8944 | 327.4846 | 373.7283 | 384.6137 | 397.2841 | 381.4586 | 366.962 | 398.9646
Option 3 SG | QLD | Q4 | Isaac | Wind | 1392.5019 | 2019.5536 | 2525.3456 | 2761.6165 | 2605.5566 | 2641.3488 | 2495.5436 | 2520.8363 | 2835.0675 | 2513.3986 | 2764.0076 | 2660.8782 | 2435.9176 | 2725.0142 | 2641.7438 | 2665.0211 | 2486.3272 | 2471.4479 | 2520.3959 | 2829.5042 | 2629.4026 | 2711.0359 | 2510.4095 | 2274.1379
Option 3 SG | QLD | Q2 | North Qld Clean Energy Hub | Wind | 166.8489 | 170.1043 | 180.6065 | 174.5455 | 175.0956 | 162.9455 | 164.8688 | 173.6001 | 178.1478 | 170.2896 | 399.9628 | 374.751 | 1595.8972 | 1762.2334 | 2432.582 | 2495.0236 | 4435.8427 | 7022.6731 | 7323.6797 | 7685.4348 | 7387.2387 | 6846.7363 | 8632.9393 | 9268.5084
Option 3 SG | QLD | Q10 | Collinsville | Wind | 0 | 0 | 4.4338e-06 | 4.9004e-06 | 8.1956e-06 | 1.4578e-05 | 1.7093e-05 | 1.7017e-05 | 1.9783e-05 | 1.5905e-05 | 0.00010674 | 0.00066242 | 0.00063723 | 0.00072695 | 0.00069774 | 0.00065755 | 0.00070769 | 0.0006703 | 0.00065733 | 134.395 | 123.2117 | 808.1948 | 1526.7978 | 1712.1806
Option 3 SG | QLD | Q1 | Far North QLD | Wind | 773.4109 | 804.761 | 849.1121 | 907.4974 | 913.7869 | 804.0164 | 1620.616 | 1936.6981 | 3245.9202 | 3216.9991 | 3134.5488 | 2946.1166 | 2921.0911 | 3428.0151 | 3160.2557 | 3438.492 | 3045.1101 | 2719.7684 | 2828.1977 | 3417.2357 | 3362.6261 | 3035.328 | 2642.8475 | 3266.448
Option 3 SG | QLD | Q6 | Fitzroy | Wind | 0 | 516.7785 | 754.4625 | 742.7341 | 735.1552 | 714.7085 | 726.2082 | 670.0421 | 782.6123 | 698.6109 | 753.2876 | 736.6417 | 707.6668 | 767.8124 | 756.678 | 764.1964 | 766.2269 | 1757.085 | 1756.7332 | 3511.0112 | 3733.9707 | 3741.1177 | 3664.982 | 3350.3445
Option 3 SG | QLD | Q8 | Darling Downs | Wind | 0 | 0 | 2.2274e-05 | 3.3663e-05 | 7.6015e-05 | 0.00012375 | 0.00013643 | 0.00013599 | 0.00017185 | 891.335 | 4537.0387 | 7334.9375 | 7083.9993 | 6698.9852 | 7045.7413 | 7211.2718 | 6746.8264 | 7314.0613 | 7656.3091 | 8024.0512 | 11540.5595 | 13371.2373 | 12950.3054 | 14879.4675
Option 3 SG | QLD | Q8a | Darling Downs (A) | Wind | 545.1884 | 565.195 | 608.5461 | 635.8756 | 631.4349 | 633.5787 | 594.9642 | 605.303 | 655.6904 | 608.2259 | 617.0363 | 619.3297 | 608.7618 | 584.5148 | 602.891 | 631.4389 | 545.1881 | 565.1943 | 608.5454 | 635.8782 | 631.4354 | 633.5804 | 594.9566 | 605.2647
Option 3 SG | QLD | Q8b | Darling Downs (B) | Wind | 3370.63 | 3331.2324 | 3421.532 | 3351.323 | 3481.7456 | 3455.6154 | 3282.1375 | 3427.7526 | 3728.3808 | 3377.8374 | 3493.3244 | 3612.4983 | 3516.2858 | 3332.6163 | 3431.0346 | 3482.6969 | 3343.3212 | 3288.8309 | 3346.9669 | 3258.4087 | 3371.4211 | 3331.8807 | 3154.3469 | 3157.2117
Option 3 SG | QLD | Q8c | Darling Downs (C) | Wind | 2337.7034 | 2310.4261 | 2335.1701 | 2254.606 | 2341.1177 | 2335.0455 | 2231.0365 | 2234.5246 | 2446.4884 | 2206.5131 | 2297.2725 | 2309.4504 | 2332.4827 | 2173.6106 | 2230.7729 | 2340.7622 | 2309.3278 | 2259.976 | 959.3374 | 970.632 | 963.3375 | 978.2945 | 933.6146 | 872.6815
Option 3 SG | SA | S1 | South East SA | Solar | 348.6848 | 376.8862 | 261.6211 | 233.4537 | 223.29 | 339.461 | 268.4702 | 242.0189 | 242.5246 | 227.325 | 222.7545 | 403.2897 | 389.4538 | 421.1632 | 422.9615 | 384.3218 | 348.3468 | 378.2289 | 389.501 | 319.7436 | 282.0534 | 216.5325 | 182.092 | 116.7413
Option 3 SG | SA | S2 | Riverland | Solar | 32.4377 | 31.9604 | 31.6268 | 31.8716 | 34.8184 | 27.9493 | 27.6787 | 28.2383 | 29.2769 | 29.6327 | 28.3776 | 28.567 | 28.3461 | 30.3215 | 30.1266 | 12.2146 | 10.9502 | 11.5244 | 12.3004 | 0 | 0 | 0 | 0 | 0
Option 3 SG | SA | S5 | Northern SA | Solar | 649.3231 | 1853.1731 | 1723.173 | 1503.1249 | 1546.6228 | 1696.0783 | 1621.828 | 1709.9958 | 1718.0911 | 1893.8862 | 1893.8727 | 2051.109 | 2102.9606 | 2261.9875 | 2326.9328 | 2102.5039 | 1965.89 | 2067.5238 | 1545.8589 | 1469.1485 | 1534.8176 | 1140.9477 | 978.4595 | 1240.5568
Option 3 SG | SA | S3 | Mid-North SA | Solar | 0 | 0.0046029 | 0.003645 | 0.0031312 | 0.0031028 | 0.0028272 | 0.0041114 | 0.0043353 | 0.0046194 | 0.0046495 | 0.0045541 | 0.0048981 | 0.0049473 | 0.0055296 | 0.0055643 | 0.0049732 | 0.0044342 | 0.0047342 | 0.0048108 | 0.0042741 | 0.0045285 | 0.0034892 | 0.0029715 | 0.0035388
Option 3 SG | SA | S1 | South East SA | Wind | 728.3014 | 804.6043 | 549.9826 | 550.8533 | 400.6616 | 498.3327 | 422.6411 | 415.6689 | 482.5048 | 311.917 | 309.2447 | 449.4258 | 82.1954 | 68.9412 | 1.1919e-05 | 1.2397e-05 | 1.4327e-05 | 1.5141e-05 | 1.5077e-05 | 1.9643e-05 | 398.7744 | 1296.4678 | 1164.3367 | 1254.0304
Option 3 SG | SA | S7 | Eastern Eyre Peninsula | Wind | 575.6549 | 593.7198 | 464.8682 | 486.6424 | 275.0559 | 142.8928 | 117.4372 | 139.5912 | 126.1851 | 1.0985e-05 | 1.2237e-05 | 1.169e-05 | 1.2526e-05 | 1.3164e-05 | 1.4144e-05 | 1.3299e-05 | 1.3376e-05 | 1.4244e-05 | 1.2951e-05 | 541.3732 | 971.6318 | 927.3358 | 830.2221 | 1027.1887
Option 3 SG | SA | S5 | Northern SA | Wind | 1248.0292 | 1223.7939 | 1194.1314 | 1212.4913 | 1163.8952 | 1209.3513 | 1143.6927 | 1215.0218 | 1272.2882 | 1241.6447 | 1271.0467 | 1347.7335 | 1317.5163 | 1224.6655 | 1273.9869 | 1270.5808 | 1248.4804 | 1258.8166 | 1263.6941 | 654.3706 | 822.3994 | 1204.3167 | 1094.5744 | 1909.4124
Option 3 SG | SA | S4 | Yorke Peninsula | Wind | 0 | 0 | 7.1977e-06 | 8.5342e-06 | 6.8988e-06 | 9.554e-06 | 9.7774e-06 | 1.0948e-05 | 1.3825e-05 | 1.2028e-05 | 1.39e-05 | 1.1917e-05 | 1.457e-05 | 1.417e-05 | 1.5532e-05 | 1.4615e-05 | 1.5532e-05 | 1.8939e-05 | 1.8216e-05 | 4.0504e-05 | 3.8492e-05 | 4.4444e-05 | 6.0913e-05 | 316.0624
Option 3 SG | SA | S3 | Mid-North SA | Wind | 5321.0826 | 5602.7728 | 5009.1904 | 5090.6919 | 4554.9366 | 5220.5261 | 4576.3289 | 5027.7495 | 5020.7048 | 4722.6632 | 3926.6406 | 4491.7036 | 4443.3078 | 3104.4579 | 3539.4426 | 4025.3953 | 4036.0804 | 4798.786 | 6661.8005 | 6936.4558 | 6265.9321 | 5960.1904 | 4726.1022 | 5048.4043
Option 3 SG | SA | S2 | Riverland | Wind | 0 | 0 | 2.0479e-06 | 6.9424e-06 | 5.8971e-06 | 9.0352e-06 | 1.1678e-05 | 1.3733e-05 | 1.6389e-05 | 1.4636e-05 | 1.5261e-05 | 1.9463e-07 | 1.609e-05 | 1.5184e-05 | 1.6909e-05 | 1.5494e-05 | 1.5073e-05 | 1.6888e-05 | 1.9609e-05 | 1.8931e-05 | 1.9219e-05 | 2.1123e-05 | 1.8638e-05 | 2.6496e-05
Option 3 SG | SA | S6 | Roxby Downs | Wind | 0 | 0 | 4.8837e-06 | 5.1885e-06 | 5.0866e-06 | 8.183e-06 | 9.068e-06 | 1.0293e-05 | 1.227e-05 | 1.1466e-05 | 1.2678e-05 | 1.2749e-05 | 1.2579e-05 | 1.2447e-05 | 1.3326e-05 | 1.2636e-05 | 1.3149e-05 | 1.3024e-05 | 1.2507e-05 | 1.1531e-05 | 1.2198e-05 | 1.2123e-05 | 1.1957e-05 | 1.7558e-05
Option 3 SG | TAS | T3 | Central Highlands | Solar | 0 | 5.3331e-06 | 222.7867 | 921.0525 | 1020.2801 | 1107.3422 | 1082.2405 | 1069.6996 | 1058.7265 | 964.1791 | 959.898 | 937.5802 | 1011.2865 | 1065.9952 | 525.9872 | 502.6354 | 467.7193 | 494.7835 | 533.5623 | 515.9861 | 572.2342 | 610.8278 | 571.3348 | 550.4029
Option 3 SG | TAS | T2 | North West Tasmania | Solar | 0 | 4.8513e-06 | 219.6893 | 202.5332 | 206.1821 | 232.9833 | 218.9165 | 223.9894 | 221.3437 | 207.3542 | 217.2829 | 212.3667 | 230.8965 | 234.4687 | 160.3959 | 149.8119 | 142.2321 | 167.3678 | 167.3511 | 165.1225 | 164.0399 | 189.4562 | 170.4115 | 174.1375
Option 3 SG | TAS | T1 | North East Tasmania | Solar | 0 | 7.1114e-06 | 869.1913 | 654.4259 | 810.0057 | 918.4201 | 920.195 | 930.8568 | 919.2257 | 899.1015 | 878.1835 | 859.9357 | 882.4855 | 950.6032 | 431.8454 | 391.9982 | 368.4519 | 407.2458 | 430.7727 | 401.0157 | 460.7427 | 466.4949 | 439.4328 | 443.1121
Option 3 SG | TAS | T3 | Central Highlands | Wind | 498.7642 | 487.3243 | 477.3497 | 510.8398 | 487.6333 | 465.5992 | 620.1364 | 3953.1746 | 4032.6136 | 4859.5718 | 4547.6933 | 4234.0238 | 4405.1354 | 4476.6252 | 4011.3634 | 4214.5939 | 4347.835 | 4343.4149 | 3843.412 | 4026.7178 | 4045.3168 | 3903.0208 | 4028.9097 | 4158.6558
Option 3 SG | TAS | T2 | North West Tasmania | Wind | 390.7668 | 411.1428 | 377.5254 | 415.5951 | 395.926 | 361.5959 | 384.9161 | 409.2305 | 408.6881 | 436.3273 | 426.2385 | 413.3612 | 414.2406 | 387.4742 | 200.9965 | 244.6173 | 236.7195 | 267.739 | 255.1384 | 299.9762 | 315.2658 | 290.8858 | 309.8382 | 316.6214
Option 3 SG | TAS | T1 | North East Tasmania | Wind | 0 | 0 | 1.6304e-05 | 3.337e-05 | 3.6361e-05 | 4.5162e-05 | 5.9493e-05 | 5.5818e-05 | 5.9309e-05 | 6.6646e-05 | 932.9583 | 1400.0829 | 1405.672 | 1348.2126 | 1430.74 | 1365.2397 | 1418.2744 | 1365.6172 | 1364.8844 | 1453.4892 | 1365.2386 | 1352.6379 | 1499.7408 | 1445.17
Option 3 SG | VIC | V9 | Southern Ocean | Offshore Wind | 0 | 0 | 0 | 0 | 0 | 1962.0477 | 2364.1229 | 2464.5295 | 2470.3105 | 2567.8175 | 3270.4945 | 3444.5314 | 3317.743 | 2996.8926 | 3091.7804 | 3111.7147 | 3176.7676 | 3430.5126 | 3344.0329 | 3349.6463 | 3111.7151 | 3101.5676 | 3219.4867 | 3259.4967
Option 3 SG | VIC | V8 | Gippsland Offshore | Offshore Wind | 0 | 0 | 0 | 0 | 0 | 6144.9498 | 8848.0842 | 12249.914 | 14327.9844 | 18432.9519 | 21023.1452 | 22064.8544 | 28771.2343 | 29800.5459 | 33010.4825 | 31734.1414 | 32849.3776 | 33337.1886 | 33369.2598 | 35265.6756 | 32704.3822 | 33168.4759 | 33882.7166 | 35114.4134
Option 3 SG | VIC | V7 | Central North VIC | Solar | 1134.7485 | 1478.2705 | 1421.8453 | 1234.8734 | 1178.3809 | 1031.136 | 1030.0486 | 1170.4507 | 1170.1073 | 961.6645 | 981.0199 | 831.3294 | 876.1206 | 1026.962 | 1033.21 | 1030.9485 | 1048.1356 | 1088.2637 | 954.7309 | 924.0881 | 1018.4173 | 1002.6584 | 990.2235 | 948.8932
Option 3 SG | VIC | V1 | North West VIC | Solar | 1231.7884 | 2024.7877 | 1801.4709 | 1490.6928 | 1367.1734 | 1132.0246 | 1213.5886 | 1432.6786 | 1481.9702 | 1200.1856 | 1184.0437 | 1144.7339 | 960.2186 | 1171.7028 | 1260.4114 | 1212.8133 | 1226.9344 | 1333.0751 | 1337.3938 | 1312.2024 | 1440.8696 | 1423.3634 | 1213.0835 | 648.6687
Option 3 SG | VIC | V6 | Gippsland Onshore | Solar | 6.5835 | 627.0972 | 773.602 | 731.5164 | 733.9794 | 679.4363 | 687.2002 | 741.774 | 708.6339 | 547.5679 | 527.6977 | 464.1118 | 421.3027 | 440.4073 | 520.7204 | 497.2737 | 501.7673 | 540.0008 | 543.9144 | 557.7441 | 591.2791 | 567.9026 | 579.3168 | 591.8132
Option 3 SG | VIC | V2 | Central Highlands VIC | Solar | 0 | 361.566 | 392.2483 | 363.3688 | 383.3363 | 392.3301 | 390.5944 | 412.5595 | 414.1106 | 391.1624 | 379.6517 | 386.0478 | 397.645 | 430.5976 | 430.2935 | 383.3917 | 334.3333 | 372.381 | 391.4209 | 362.6528 | 384.0772 | 392.0504 | 390.4744 | 412.7553
Option 3 SG | VIC | V3 | Wimmera Grampians | Solar | 130.8755 | 226.4161 | 198.8785 | 155.0681 | 133.2039 | 96.3534 | 104.4793 | 125.2084 | 140.5251 | 106.8164 | 109.6794 | 116.4526 | 87.9018 | 108.9584 | 119.5708 | 113.3258 | 108.8537 | 125.8702 | 116.9536 | 115.4955 | 135.3181 | 133.6421 | 131.7661 | 128.2262
Option 3 SG | VIC | V7 | Central North VIC | Wind | 0 | 0 | 477.8046 | 993.9983 | 955.9248 | 918.3619 | 834.1859 | 934.4625 | 934.0164 | 847.0324 | 865.8895 | 814.3122 | 725.1522 | 749.7453 | 817.6441 | 885.7565 | 818.284 | 872.2359 | 866.4948 | 932.8873 | 961.3297 | 954.8214 | 892.0158 | 931.7583
Option 3 SG | VIC | V1 | North West VIC | Wind | 0 | 0 | 3538.2731 | 4105.4621 | 3664.3983 | 3638.6796 | 3568.5673 | 3890.6966 | 3770.2551 | 3428.6117 | 3360.2016 | 3294.6901 | 2631.6654 | 2597.2924 | 3050.2065 | 3199.4969 | 2940.1895 | 3327.6813 | 3372.9494 | 3725.2321 | 3736.4644 | 3837.7665 | 3779.4611 | 3885.5904
Option 3 SG | VIC | V2 | Central Highlands VIC | Wind | 1919.0049 | 2149.1628 | 3081.3492 | 4681.0573 | 4452.1809 | 4466.1429 | 4462.2836 | 4717.292 | 4801.6817 | 4814.5278 | 4736.5157 | 4749.1924 | 4421.2883 | 3992.7974 | 4227.7685 | 4412.0174 | 4415.637 | 4625.2088 | 3686.8585 | 4073.2799 | 3534.5095 | 3528.2366 | 3861.2595 | 4373.5174
Option 3 SG | VIC | V6 | Gippsland Onshore | Wind | 0 | 0 | 0.0001238 | 0.00065538 | 0.00050819 | 0.00044569 | 0.0006641 | 0.00061815 | 0.00064154 | 0.00065458 | 0.00061994 | 0.00057193 | 0.00050567 | 0.00047038 | 0.00051659 | 0.00055378 | 0.00056034 | 0.00056946 | 0.00052932 | 0.00064607 | 0.00059356 | 0.00058846 | 0.00061527 | 0.00057902
Option 3 SG | VIC | V5 | South West VIC | Wind | 6098.2527 | 7165.9688 | 8059.0194 | 8407.6824 | 7336.8556 | 6767.1037 | 6729.7117 | 7335.6042 | 7476.7669 | 7525.6809 | 7511.3366 | 7237.9205 | 6066.0678 | 5605.0156 | 5534.8022 | 5750.8826 | 5680.9702 | 5717.8674 | 5469.3651 | 2906.322 | 2564.554 | 2488.0768 | 3140.4478 | 3287.4778
Option 3 SG | VIC | V4 | Wimmera Southern Mallee | Wind | 1411.5767 | 1493.8677 | 1803.1381 | 3581.4595 | 3376.2213 | 3410.7403 | 3439.0797 | 3398.7394 | 3532.7541 | 3067.6159 | 3182.6774 | 3110.1233 | 2335.7925 | 2260.795 | 2597.5731 | 2780.8604 | 2592.2102 | 2845.6885 | 3000.2878 | 3198.6994 | 3523.7819 | 3677.4087 | 3499.1398 | 3061.6979
Option 3 SG | VIC | V3 | Wimmera Grampians | Wind | 1972.5927 | 2136.057 | 1996.2678 | 2002.6494 | 1566.7611 | 1474.3929 | 1423.5326 | 1562.2027 | 1024.7035 | 940.5969 | 903.8205 | 885.1326 | 637.0005 | 674.202 | 731.2219 | 832.5871 | 753.4943 | 848.6388 | 696.9522 | 762.9197 | 851.291 | 413.1125 | 386.3896 | 0.00088603
Option 4 SG | NSW | N11 | Illawarra Coast | Offshore Wind | 0 | 0 | 0 | 0 | 0 | 0 | 0 | 0 | 0 | 0 | 0 | 0 | 0 | 0 | 0 | 0 | 0 | 0 | 0 | 0 | 0 | 0 | 0 | 1.6724e-07
Option 4 SG | NSW | N10 | Hunter Coast | Offshore Wind | 0 | 0 | 0 | 0 | 0 | 0 | 0 | 0 | 0 | 0 | 0 | 0 | 0 | 0 | 0 | 0 | 0 | 0 | 0 | 0 | 0 | 0 | 0 | 0
Option 4 SG | NSW | N9 | Hunter-Central Coast | Solar | 0 | 1829.5411 | 2118.6063 | 1937.6244 | 1849.3271 | 1829.2276 | 1732.5377 | 1829.2717 | 2057.7266 | 1993.7661 | 1965.2947 | 1835.2872 | 2116.1885 | 2080.0602 | 1957.3727 | 2011.3888 | 1815.3427 | 1823.7771 | 2031.8503 | 2015.5556 | 1787.962 | 1784.814 | 1580.2423 | 1715.1564
Option 4 SG | NSW | N8 | Cooma-Monaro | Solar | 0 | 147.9377 | 167.6497 | 739.4423 | 722.6371 | 731.8326 | 687.1973 | 767.6295 | 790.8528 | 793.0026 | 753.1933 | 675.4231 | 760.9921 | 794.745 | 798.3351 | 725.1873 | 679.2574 | 666.6216 | 756.2706 | 743.6501 | 725.8256 | 749.6432 | 738.337 | 785.6787
Option 4 SG | NSW | N7 | Tumut | Solar | 0 | 0.0018531 | 0.002008 | 211.8049 | 215.8338 | 213.1602 | 196.5037 | 220.843 | 225.7219 | 222.0752 | 215.731 | 199.4277 | 212.7576 | 236.2079 | 236.3452 | 218.6459 | 192.8713 | 198.5315 | 219.1465 | 213.2828 | 215.9012 | 220.8754 | 210.3962 | 223.796
Option 4 SG | NSW | N6 | Wagga Wagga | Solar | 911.6028 | 5793.9988 | 6031.7392 | 5191.5742 | 4709.5593 | 3644.9567 | 3576.51 | 2963.6465 | 5161.8741 | 4726.5427 | 4826.7975 | 4591.9742 | 4611.9606 | 5445.2629 | 5359.1915 | 4953.0189 | 5055.4172 | 5154.2221 | 5192.3468 | 4677.5448 | 5152.4169 | 4757.2329 | 4636.5695 | 4651.7374
Option 4 SG | NSW | N5 | South West NSW | Solar | 1544.3408 | 2230.8251 | 2368.157 | 1577.8466 | 1559.2399 | 1121.3006 | 1213.3801 | 1010.7381 | 1673.8416 | 1539.5052 | 1627.3795 | 1658.6575 | 1595.2731 | 1892.1604 | 1796.8715 | 1754.87 | 1814.5813 | 1640.6005 | 1611.6431 | 1414.0854 | 1526.3328 | 1325.0541 | 1312.1494 | 972.5175
Option 4 SG | NSW | N4 | Broken Hill | Solar | 109.5684 | 487.3816 | 493.9258 | 341.6162 | 332.6095 | 238.0035 | 286.6263 | 217.3363 | 366.3592 | 350.4418 | 345.987 | 380.9534 | 349.6073 | 408.1402 | 370.789 | 372.0278 | 386.8431 | 316.3031 | 307.9567 | 275.4496 | 294.8798 | 244.0964 | 255.199 | 237.1348
Option 4 SG | NSW | N3 | Central-West Orana | Solar | 2783.622 | 2907.0884 | 3301.25 | 17297.8829 | 18098.1925 | 18450.7459 | 18383.8404 | 19317.5931 | 19998.1304 | 19492.1466 | 18691.6962 | 17831.3386 | 19170.5705 | 20480.31 | 19823.8375 | 19915.3425 | 17224.6525 | 18088.0673 | 20115.5763 | 19921.261 | 19859.599 | 19963.767 | 19607.3036 | 20634.3506
Option 4 SG | NSW | N2 | New England | Solar | 1143.6443 | 1433.8454 | 1706.5054 | 1495.0957 | 1477.9346 | 1415.7716 | 1784.4746 | 1766.8341 | 1957.5464 | 1798.8061 | 1941.9277 | 1842.4713 | 2156.0912 | 2111.052 | 2066.4244 | 2264.9644 | 1942.3492 | 1885.3241 | 2004.8334 | 1941.5222 | 1856.4071 | 1909.3075 | 1685.2425 | 1500.4521
Option 4 SG | NSW | N13 | South Cobar | Solar | 0 | 9.5829e-05 | 9.5721e-05 | 7.0512e-05 | 7.1063e-05 | 5.821e-05 | 6.3638e-05 | 6.8049e-05 | 4.2104e-05 | 7.8242e-05 | 7.8053e-05 | 6.2677e-05 | 0.00011599 | 0.00011617 | 0.00011512 | 0.00011472 | 0.00010643 | 0.00011589 | 0.00011973 | 0.00010682 | 0.00011381 | 0.00010513 | 0.00010103 | 0.00010429
Option 4 SG | NSW | N1 | North West NSW | Solar | 396.4198 | 780.9133 | 769.3393 | 616.08 | 595.0924 | 540.6542 | 574.7293 | 535.102 | 674.842 | 630.0963 | 670.9723 | 670.0862 | 702.0871 | 715.5355 | 713.4557 | 747.7955 | 725.756 | 711.8566 | 731.5858 | 668.4055 | 583.957 | 413.3746 | 387.9848 | 349.5071
Option 4 SG | NSW | N9 | Hunter-Central Coast | Wind | 0 | 0 | 0 | 1.4794e-07 | 1.9407e-07 | 1.5637e-06 | 0 | 8.0504e-07 | 5.0642e-06 | 1.5028e-05 | 5.5941e-05 | 7.2431e-05 | 7.8024e-05 | 7.2963e-05 | 2130.4644 | 2169.5981 | 3931.4746 | 3452.9813 | 3741.2261 | 3546.9698 | 3519.2293 | 3634.8052 | 3589.6685 | 3865.7883
Option 4 SG | NSW | N8 | Cooma-Monaro | Wind | 326.0788 | 329.6403 | 352.3187 | 338.5935 | 303.2385 | 306.3507 | 280.5161 | 330.3321 | 365.2311 | 365.262 | 330.8864 | 323.7014 | 327.0855 | 279.7538 | 3.5228e-05 | 4.2336e-05 | 4.5387e-05 | 0.00034879 | 329.1335 | 336.8734 | 309.8566 | 432.8904 | 444.4599 | 464.6842
Option 4 SG | NSW | N7 | Tumut | Wind | 0 | 674.1459 | 814.4826 | 833.6806 | 838.8873 | 763.3625 | 625.3224 | 800.1439 | 842.2587 | 894.03 | 829.8725 | 910.9482 | 871.9226 | 764.0465 | 860.1468 | 854.7889 | 867.8883 | 794.9103 | 802.0505 | 829.2238 | 851.0157 | 1127.1323 | 1125.2634 | 1186.0516
Option 4 SG | NSW | N6 | Wagga Wagga | Wind | 0 | 0 | 0 | 2.567e-08 | 5.535e-09 | 2.1546e-07 | 0 | 5.5131e-07 | 1.0625e-05 | 1.1548e-05 | 1.7767e-05 | 3.4345e-05 | 2.5642e-05 | 2.5262e-05 | 2.7061e-05 | 4.351e-05 | 4.0487e-05 | 4.4603e-05 | 5.4608e-05 | 6.7197e-05 | 7.3162e-05 | 0.00019732 | 0.00019241 | 0.00029003
Option 4 SG | NSW | N5 | South West NSW | Wind | 0 | 0 | 0 | 0 | 0 | 0 | 0 | 0 | 6.6668e-06 | 6.4499e-06 | 1.4511e-05 | 1.8195e-05 | 1.1953e-05 | 1.1713e-05 | 1.4676e-05 | 1.8014e-05 | 1.7632e-05 | 1.9833e-05 | 8.7566e-05 | 8.9732e-05 | 9.6722e-05 | 2085.852 | 2097.2646 | 2951.9182
Option 4 SG | NSW | N3 | Central-West Orana | Wind | 315.9839 | 648.7366 | 1692.8822 | 3588.348 | 6946.2681 | 6773.9578 | 6603.9983 | 7114.2871 | 6929.8838 | 7341.5695 | 7119.5199 | 7354.4671 | 7046.257 | 6395.5781 | 10003.3371 | 12808.321 | 13123.0472 | 12249.3882 | 13316.3832 | 12846.1958 | 18977.8067 | 18724.5813 | 17931.0051 | 21375.4537
Option 4 SG | NSW | N2 | New England | Wind | 1241.8982 | 1202.6126 | 1092.616 | 1003.6996 | 1369.8523 | 1473.944 | 1551.8314 | 1636.3741 | 1822.6639 | 1642.4194 | 1761.8425 | 3165.9237 | 2534.3697 | 2241.823 | 2397.2933 | 3854.4456 | 5092.2049 | 4113.4259 | 4166.8418 | 3924.1366 | 5480.6204 | 6007.2122 | 6244.2855 | 7326.967
Option 4 SG | NSW | N13 | South Cobar | Wind | 0 | 0 | 0 | 0 | 0 | 0 | 0 | 0 | 3.6301e-06 | 3.0626e-06 | 6.6932e-06 | 1.3585e-05 | 1.2432e-05 | 1.2572e-05 | 1.3241e-05 | 1.9322e-05 | 2.2171e-05 | 2.2673e-05 | 2.7489e-05 | 3.7316e-05 | 6.0879e-05 | 7.0649e-05 | 420.0445 | 452.4109
Option 4 SG | NSW | N12 | Illawarra | Wind | 0 | 0 | 0 | 0 | 0 | 1.3126e-07 | 0 | 4.9e-07 | 1.9725e-06 | 6.3976e-06 | 1.5544e-05 | 2.9878e-05 | 207.6974 | 176.928 | 191.1618 | 186.5537 | 196.6327 | 181.0915 | 196.8473 | 186.2011 | 186.5528 | 183.784 | 193.271 | 193.5861
Option 4 SG | NSW | DN3 | Marulan | Wind | 0 | 0 | 0 | 0 | 0 | 0 | 0 | 0 | 2.4279e-06 | 5.0812e-06 | 1.2699e-05 | 2.3508e-05 | 2.2238e-05 | 2.0204e-05 | 2.1348e-05 | 2.2282e-05 | 3.1765e-05 | 2.9735e-05 | 3.5658e-05 | 3.3915e-05 | 3.5249e-05 | 6.1917e-05 | 6.0589e-05 | 9.2296e-05
Option 4 SG | NSW | N4 | Broken Hill | Wind | 672.4327 | 692.5855 | 666.567 | 620.7631 | 612.4413 | 559.7817 | 559.6397 | 601.1205 | 706.6745 | 572.4293 | 696.3977 | 656.5597 | 668.9829 | 634.501 | 690.2279 | 764.2985 | 775.5353 | 956.4977 | 958.2479 | 946.4844 | 940.7535 | 892.1068 | 861.0387 | 936.2803
Option 4 SG | QLD | Q4b | Isaac (B) | Solar | 316.4946 | 698.8084 | 661.0004 | 528.002 | 528.4423 | 538.6736 | 569.8698 | 536.1291 | 572.1413 | 593.8136 | 624.9014 | 620.8048 | 653.0473 | 623.3198 | 642.218 | 668.5515 | 577.8094 | 633.668 | 629.4582 | 598.7845 | 585.8754 | 607.8647 | 599.9076 | 522.4763
Option 4 SG | QLD | Q5 | Barcaldine | Solar | 0 | 1.7661e-05 | 1.6748e-05 | 1.4472e-05 | 1.5644e-05 | 1.4609e-05 | 1.4302e-05 | 1.4021e-05 | 1.2242e-05 | 1.4648e-05 | 2.3301e-05 | 4.0775e-05 | 4.4002e-05 | 4.4272e-05 | 4.5984e-05 | 0.00054433 | 0.00049074 | 0.00049951 | 0.00051403 | 0.0007277 | 0.00099135 | 0.00093117 | 37.1969 | 56.8514
Option 4 SG | QLD | Q6 | Fitzroy | Solar | 171.6279 | 193.2946 | 181.6939 | 146.3514 | 139.2761 | 140.2868 | 153.3426 | 141.2264 | 152.9602 | 152.2742 | 163.6866 | 163.7952 | 175.404 | 171.1296 | 176.1637 | 179.8048 | 161.8484 | 170.2742 | 170.2868 | 167.0392 | 156.0414 | 163.8831 | 164.5158 | 1006.4866
Option 4 SG | QLD | Q7 | Wide Bay | Solar | 835.1165 | 1052.4015 | 1587.8995 | 1655.6978 | 1634.9741 | 1693.66 | 1674.1757 | 1689.7349 | 1678.2202 | 1740.4621 | 1620.2666 | 1589.6742 | 1628.0065 | 1627.6512 | 1612.3379 | 1644.4776 | 2707.8142 | 3308.9732 | 3451.8147 | 3977.6302 | 4735.7275 | 5550.8108 | 5969.3087 | 5209.0167
Option 4 SG | QLD | Q8 | Darling Downs | Solar | 0 | 106.6223 | 112.8232 | 117.8431 | 114.8623 | 116.3246 | 116.9716 | 118.2789 | 120.542 | 121.671 | 113.1162 | 110.3825 | 113.8737 | 115.942 | 113.1844 | 4221.5868 | 5679.0354 | 6342.4278 | 6684.5891 | 7006.6476 | 7208.0342 | 8604.318 | 9643.5937 | 11360.8466
Option 4 SG | QLD | Q8a | Darling Downs (A) | Solar | 2243.4981 | 3230.1086 | 3429.3558 | 3535.28 | 3471.9809 | 3492.6444 | 3528.0677 | 3587.7883 | 3649.5486 | 3680.4084 | 3239.3853 | 3113.2417 | 3224.3789 | 3261.9747 | 3194.9823 | 3248.9837 | 2717.843 | 2972.8418 | 3154.114 | 3257.5564 | 1785.7522 | 1783.1254 | 1790.6205 | 1705.2626
Option 4 SG | QLD | Q9 | Banana | Solar | 36.7733 | 39.7387 | 42.4741 | 35.8289 | 36.2313 | 34.9382 | 36.2097 | 36.9418 | 39.2381 | 37.4525 | 40.2285 | 37.7149 | 38.6119 | 38.8948 | 39.9861 | 42.4619 | 36.9076 | 0 | 0 | 0 | 0 | 0 | 0 | 0
Option 4 SG | QLD | Q8b | Darling Downs (B) | Solar | 598.7003 | 640.707 | 672.8804 | 709.601 | 691.3802 | 702.3878 | 699.6074 | 723.828 | 726.5636 | 737.9556 | 677.3288 | 660.0402 | 708.7152 | 711.9806 | 694.2263 | 691.3793 | 580.6172 | 592.8873 | 359.6601 | 297.7938 | 211.756 | 214.8925 | 143.6474 | 0
Option 4 SG | QLD | Q1 | Far North QLD | Solar | 156.2873 | 179.1816 | 168.8508 | 157.118 | 143.8864 | 166.4178 | 166.8331 | 157.7831 | 157.5458 | 151.9267 | 157.4386 | 174.7157 | 174.7205 | 162.5687 | 168.9792 | 160.43 | 434.8841 | 651.7704 | 668.7813 | 598.9782 | 613.9292 | 643.2032 | 472.1872 | 434.6122
Option 4 SG | QLD | Q4 | Isaac | Solar | 819.1166 | 935.1101 | 948.285 | 775.0213 | 799.3955 | 793.9186 | 821.5876 | 818.2645 | 861.2429 | 867.3596 | 893.0089 | 875.4603 | 922.2357 | 877.232 | 892.2729 | 963.4462 | 814.6456 | 906.9215 | 865.0867 | 813.5337 | 816.7371 | 849.739 | 247.785 | 751.4723
Option 4 SG | QLD | Q10 | Collinsville | Solar | 493.1939 | 563.0319 | 573.7958 | 487.5845 | 500.7694 | 517.0091 | 513.4332 | 523.2161 | 521.1292 | 528.1196 | 535.9689 | 544.167 | 564.5584 | 528.1784 | 537.7584 | 583.5954 | 487.7885 | 541.1675 | 561.5188 | 532.0163 | 547.9808 | 561.2725 | 179.868 | 0
Option 4 SG | QLD | Q2 | North Qld Clean Energy Hub | Solar | 168.902 | 182.7012 | 191.1175 | 190.7789 | 194.8865 | 193.2781 | 191.6598 | 191.0024 | 192.0263 | 197.9993 | 189.3516 | 98.5195 | 95.9371 | 92.2034 | 94.2201 | 97.9803 | 85.3167 | 89.8719 | 95.5083 | 91.8374 | 49.1133 | 48.9013 | 0 | 0
Option 4 SG | QLD | Q3 | Northern Qld | Solar | 923.4022 | 1355.3846 | 2566.143 | 2459.3033 | 2543.1429 | 2669.0255 | 2564.0345 | 2555.3638 | 2450.3179 | 2596.9754 | 2409.6362 | 2576.3646 | 2565.1048 | 2342.9027 | 2369.4274 | 2560.2655 | 1861.8101 | 1746.2889 | 1838.0037 | 1662.1634 | 1702.489 | 1573.9404 | 1426.0309 | 1287.7711
Option 4 SG | QLD | Q5 | Barcaldine | Wind | 0 | 0 | 0 | 0 | 0 | 0 | 5.5036e-06 | 1.0137e-05 | 1.6937e-05 | 2.7976e-05 | 0.00064681 | 335.86 | 331.9896 | 343.9569 | 365.3681 | 367.2916 | 326.6872 | 323.3255 | 374.1665 | 384.594 | 397.2261 | 381.4187 | 366.9155 | 398.9246
Option 4 SG | QLD | Q6 | Fitzroy | Wind | 0 | 516.7785 | 754.4624 | 742.6127 | 735.7287 | 714.6844 | 727.5252 | 669.6701 | 782.6552 | 698.1557 | 752.0998 | 735.7963 | 706.493 | 768.1177 | 756.706 | 764.5227 | 766.5682 | 1764.8697 | 1764.2443 | 3504.0528 | 3733.9948 | 3741.1142 | 3665.0981 | 3350.4901
Option 4 SG | QLD | Q8 | Darling Downs | Wind | 0 | 0 | 0 | 0 | 0 | 1.1295e-06 | 5.1576e-05 | 6.4368e-05 | 0.00020511 | 767.7397 | 4511.3102 | 7376.702 | 7123.5333 | 6736.2751 | 7085.3048 | 7251.4316 | 6784.7598 | 7291.1949 | 7631.0397 | 8024.0558 | 11533.355 | 13356.9228 | 12936.4857 | 14872.9233
Option 4 SG | QLD | Q8a | Darling Downs (A) | Wind | 545.1884 | 565.195 | 608.5471 | 635.8801 | 631.4387 | 633.584 | 594.9629 | 605.3015 | 655.6891 | 608.2241 | 617.035 | 619.3281 | 608.76 | 584.5128 | 602.889 | 631.4381 | 545.1867 | 565.1913 | 608.5408 | 635.8723 | 631.4257 | 633.5693 | 594.9365 | 605.1534
Option 4 SG | QLD | Q8b | Darling Downs (B) | Wind | 3370.63 | 3331.2324 | 3421.5332 | 3351.3528 | 3481.7573 | 3455.5952 | 3282.17 | 3427.772 | 3728.3922 | 3379.5994 | 3493.5421 | 3612.3755 | 3516.3755 | 3332.1584 | 3430.79 | 3482.6958 | 3343.5762 | 3289.173 | 3347.5859 | 3258.2432 | 3371.7246 | 3331.9686 | 3154.2545 | 3157.1822
Option 4 SG | QLD | Q4 | Isaac | Wind | 1392.5019 | 2019.5536 | 2525.3529 | 2761.685 | 2605.6685 | 2641.3995 | 2495.946 | 2520.8378 | 2835.0888 | 2514.3971 | 2763.6384 | 2660.5741 | 2435.9781 | 2723.8867 | 2641.65 | 2665.0197 | 2486.3232 | 2471.4149 | 2520.3917 | 2829.4967 | 2629.2805 | 2710.9221 | 2510.3772 | 2273.8755
Option 4 SG | QLD | Q8c | Darling Downs (C) | Wind | 2337.7034 | 2310.4261 | 2335.1754 | 2254.6085 | 2341.1445 | 2335.0278 | 2230.5745 | 2234.4193 | 2446.5285 | 2207.8394 | 2297.5029 | 2309.2086 | 2332.0417 | 2172.203 | 2230.5429 | 2340.9367 | 2309.5199 | 2260.5813 | 959.352 | 970.6288 | 963.4311 | 978.312 | 933.6576 | 872.7576
Option 4 SG | QLD | Q2 | North Qld Clean Energy Hub | Wind | 166.8489 | 170.1043 | 180.6084 | 174.5513 | 175.1034 | 162.9528 | 164.8672 | 173.5975 | 178.1453 | 170.2865 | 376.9097 | 353.5021 | 1499.3153 | 1655.3026 | 2408.7612 | 2470.5333 | 4413.3554 | 7022.5584 | 7323.5535 | 7685.401 | 7387.4816 | 6847.399 | 8633.9101 | 9268.6888
Option 4 SG | QLD | Q1 | Far North QLD | Wind | 773.4109 | 804.761 | 849.1174 | 907.5134 | 913.814 | 804.0398 | 1442.4441 | 1936.7035 | 3223.9434 | 3216.9809 | 3134.5347 | 2946.1066 | 2921.0824 | 3428.5915 | 3160.4733 | 3438.7823 | 3045.1706 | 2719.8565 | 2828.268 | 3417.1105 | 3362.524 | 3035.3422 | 2643.012 | 3266.7244
Option 4 SG | QLD | Q10 | Collinsville | Wind | 0 | 0 | 0 | 0 | 0 | 0 | 3.0178e-06 | 4.4934e-06 | 1.3779e-05 | 1.2291e-05 | 0.0004797 | 0.002172 | 0.0020789 | 0.0023809 | 0.0022864 | 0.002151 | 0.0023161 | 0.0021843 | 0.0021543 | 134.4472 | 123.2488 | 808.4423 | 1526.8575 | 1712.2893
Option 4 SG | SA | S1 | South East SA | Solar | 348.6866 | 376.885 | 261.5195 | 233.9029 | 223.1335 | 338.6471 | 260.0582 | 242.3074 | 242.4165 | 225.401 | 220.0278 | 403.2833 | 389.4459 | 421.1556 | 422.9541 | 384.3145 | 348.3416 | 378.2223 | 389.4928 | 319.8817 | 282.0167 | 216.6518 | 182.1117 | 116.7809
Option 4 SG | SA | S2 | Riverland | Solar | 32.4445 | 31.962 | 31.6742 | 31.9432 | 34.8825 | 28.003 | 27.5287 | 28.2216 | 29.261 | 29.6118 | 28.3626 | 28.5581 | 28.3359 | 30.313 | 30.1181 | 12.2115 | 10.9481 | 11.5215 | 12.2948 | 0 | 0 | 0 | 0 | 0
Option 4 SG | SA | S3 | Mid-North SA | Solar | 0 | 0.00049611 | 0.00039368 | 0.00033897 | 0.00033322 | 0.00029813 | 0.00034634 | 0.00033366 | 0.00039614 | 0.00037828 | 0.00039224 | 0.00039757 | 0.0004011 | 0.00046704 | 0.00045864 | 0.00039833 | 0.00038676 | 0.00040105 | 0.00038359 | 0.00033131 | 0.00036174 | 0.00033767 | 0.00032298 | 0.00033589
Option 4 SG | SA | S5 | Northern SA | Solar | 649.3198 | 1853.2235 | 1723.3831 | 1504.422 | 1546.2254 | 1702.6526 | 1629.9054 | 1709.8438 | 1716.3541 | 1897.3777 | 1889.7978 | 2058.7177 | 2106.4101 | 2286.3223 | 2327.1391 | 2102.6148 | 1965.8969 | 2067.7819 | 1546.318 | 1470.3227 | 1534.9893 | 1141.1297 | 979.1451 | 1240.3452
Option 4 SG | SA | S1 | South East SA | Wind | 728.3033 | 804.6044 | 549.8232 | 548.2519 | 401.1669 | 498.1981 | 423.7873 | 414.399 | 481.7747 | 311.4524 | 307.947 | 449.4003 | 82.1475 | 69.4237 | 1.0087e-05 | 1.5251e-05 | 1.5643e-05 | 1.9723e-05 | 2.4607e-05 | 5.6358e-05 | 400.8249 | 1295.4537 | 1163.3845 | 1253.1461
Option 4 SG | SA | S2 | Riverland | Wind | 0 | 0 | 0 | 0 | 0 | 0 | 0 | 0 | 6.5806e-07 | 1.2315e-06 | 4.5362e-06 | 8.295e-06 | 2.8711e-06 | 3.6969e-06 | 4.9551e-06 | 5.7514e-06 | 8.2974e-06 | 9.2096e-06 | 1.0396e-05 | 1.3409e-05 | 2.2781e-05 | 2.6036e-05 | 3.6561e-05 | 9.9232e-05
Option 4 SG | SA | S3 | Mid-North SA | Wind | 5321.1222 | 5602.7713 | 5009.1055 | 5091.3071 | 4554.0683 | 5218.4084 | 4560.6979 | 5034.5063 | 5017.804 | 4724.408 | 3918.7849 | 4506.7258 | 4454.2724 | 3123.1168 | 3539.4307 | 4025.425 | 4036.0517 | 4793.7176 | 6662.1934 | 6937.9359 | 6264.2777 | 5960.7678 | 4725.4719 | 5048.5448
Option 4 SG | SA | S4 | Yorke Peninsula | Wind | 0 | 0 | 0 | 0 | 0 | 0 | 0 | 0 | 1.1908e-06 | 1.8327e-06 | 1.0781e-05 | 1.4429e-05 | 7.4102e-06 | 9.5867e-06 | 2.2645e-05 | 2.3299e-05 | 2.7171e-05 | 6.1815e-05 | 5.6025e-05 | 0.00014154 | 0.00016855 | 0.00020325 | 0.00033607 | 316.1043
Option 4 SG | SA | S5 | Northern SA | Wind | 1248.028 | 1223.7918 | 1194.3956 | 1213.702 | 1164.6001 | 1210.4833 | 1144.1834 | 1215.2526 | 1272.156 | 1241.2477 | 1270.7335 | 1349.3097 | 1317.8996 | 1230.2679 | 1274.2589 | 1270.3333 | 1248.4233 | 1258.7675 | 1263.9773 | 654.246 | 823.1878 | 1204.1101 | 1094.3418 | 1909.1224
Option 4 SG | SA | S6 | Roxby Downs | Wind | 0 | 0 | 0 | 0 | 0 | 0 | 0 | 0 | 1.1797e-06 | 5.483e-06 | 6.7134e-06 | 7.0913e-06 | 4.1117e-06 | 3.7727e-06 | 8.7116e-06 | 8.2106e-06 | 9.0986e-06 | 8.833e-06 | 1.7993e-05 | 1.7584e-05 | 2.2766e-05 | 2.602e-05 | 2.8558e-05 | 6.3779e-05
Option 4 SG | SA | S7 | Eastern Eyre Peninsula | Wind | 575.6371 | 593.714 | 464.6063 | 486.2159 | 275.1804 | 142.9446 | 118.3489 | 139.6001 | 126.0847 | 9.0284e-06 | 1.2917e-05 | 1.3563e-05 | 4.4465e-06 | 8.685e-06 | 3.3654e-05 | 3.0891e-05 | 3.2127e-05 | 3.41e-05 | 3.083e-05 | 540.7996 | 970.5783 | 927.317 | 830.2384 | 1027.2168
Option 4 SG | TAS | T1 | North East Tasmania | Solar | 0 | 0 | 869.2846 | 654.5368 | 809.9981 | 918.4201 | 920.195 | 930.8891 | 919.2379 | 899.1015 | 878.121 | 859.294 | 881.7301 | 949.8194 | 431.7105 | 393.2676 | 368.3 | 407.293 | 430.57 | 400.7179 | 460.5571 | 466.1994 | 439.1811 | 443.0189
Option 4 SG | TAS | T3 | Central Highlands | Solar | 0 | 0 | 222.7885 | 921.0574 | 1020.2829 | 1107.3422 | 1082.2405 | 1069.9429 | 1059.0364 | 964.1805 | 959.9096 | 937.589 | 1011.2968 | 1066.008 | 526.086 | 502.5154 | 467.6807 | 494.7296 | 534.9544 | 515.778 | 571.8833 | 610.5269 | 571.321 | 550.3606
Option 4 SG | TAS | T2 | North West Tasmania | Solar | 0 | 0 | 219.6885 | 202.535 | 206.1817 | 232.9813 | 218.9167 | 223.9894 | 221.344 | 207.3546 | 217.2379 | 212.3275 | 230.8512 | 234.425 | 160.5396 | 149.825 | 142.3408 | 167.4474 | 167.1023 | 164.8877 | 163.48 | 189.1036 | 169.976 | 173.7249
Option 4 SG | TAS | T1 | North East Tasmania | Wind | 0 | 0 | 0 | 0 | 0 | 8.7032e-07 | 1.5573e-05 | 1.8755e-05 | 2.8703e-05 | 0.00013333 | 930.8825 | 1408.0225 | 1413.6434 | 1355.8581 | 1438.8161 | 1372.947 | 1426.2824 | 1373.3261 | 1372.5872 | 1461.6976 | 1372.9516 | 1360.2788 | 1508.2102 | 1453.3246
Option 4 SG | TAS | T2 | North West Tasmania | Wind | 390.7669 | 411.1428 | 377.527 | 415.5972 | 395.9275 | 361.5979 | 384.9159 | 409.2303 | 408.6877 | 436.3269 | 426.4922 | 413.5901 | 414.4832 | 387.6989 | 200.9858 | 244.3953 | 236.526 | 267.7527 | 255.0026 | 300.026 | 315.4054 | 291.0343 | 310.002 | 316.8737
Option 4 SG | TAS | T3 | Central Highlands | Wind | 498.7642 | 487.3243 | 477.3498 | 510.8406 | 487.6335 | 465.5992 | 620.669 | 3948.9007 | 4028.2714 | 4859.5713 | 4547.6032 | 4233.94 | 4405.0493 | 4476.5368 | 4008.3941 | 4212.4082 | 4345.3944 | 4341.2663 | 3841.5253 | 4025.1403 | 4044.1712 | 3901.9186 | 4027.5543 | 4157.5782
Option 4 SG | VIC | V9 | Southern Ocean | Offshore Wind | 0 | 0 | 0 | 0 | 0 | 1967.1834 | 2387.2673 | 2481.548 | 2487.1834 | 2585.0338 | 3270.4781 | 3445.3099 | 3317.8066 | 2999.307 | 3091.8225 | 3111.703 | 3176.7585 | 3430.4088 | 3344.0233 | 3349.637 | 3111.7063 | 3101.5589 | 3219.4775 | 3259.4853
Option 4 SG | VIC | V8 | Gippsland Offshore | Offshore Wind | 0 | 0 | 0 | 0 | 0 | 6144.2819 | 8833.3706 | 12231.9351 | 14310.7921 | 18418.5137 | 21017.3399 | 22061.0822 | 28759.9617 | 29830.8202 | 33009.4206 | 31733.2746 | 32846.4068 | 33335.5674 | 33367.0116 | 35264.0322 | 32703.4502 | 33167.6527 | 33883.0239 | 35114.3729
Option 4 SG | VIC | V7 | Central North VIC | Solar | 1137.6852 | 1477.8904 | 1425.5069 | 1217.3104 | 1187.4553 | 1026.6788 | 1024.9751 | 1177.2876 | 1174.0466 | 972.7141 | 980.2532 | 831.5349 | 872.358 | 1027.9686 | 1024.9075 | 1032.774 | 1041.7478 | 1091.7475 | 952.4617 | 912.0945 | 1019.4211 | 998.2452 | 976.5449 | 960.0096
Option 4 SG | VIC | V6 | Gippsland Onshore | Solar | 6.5835 | 627.0958 | 773.6037 | 731.527 | 734.0083 | 679.7151 | 690.0794 | 741.8859 | 708.9386 | 546.9636 | 527.9722 | 463.4464 | 420.0059 | 440.2903 | 520.7227 | 497.2636 | 501.7799 | 539.878 | 543.8939 | 557.5843 | 591.1941 | 567.9066 | 579.288 | 591.8128
Option 4 SG | VIC | V3 | Wimmera Grampians | Solar | 130.8712 | 226.4445 | 198.8795 | 155.0231 | 133.1387 | 97.5647 | 106.5777 | 125.1985 | 140.7008 | 107.0467 | 109.5404 | 116.4158 | 85.6144 | 110.1469 | 119.7006 | 113.4768 | 109.1058 | 125.9652 | 117.3225 | 115.5637 | 135.3181 | 133.5103 | 131.8088 | 128.2913
Option 4 SG | VIC | V2 | Central Highlands VIC | Solar | 0 | 361.5685 | 392.2633 | 363.4599 | 383.3909 | 392.4775 | 390.5827 | 412.5487 | 414.0974 | 391.1352 | 379.6372 | 386.022 | 397.6199 | 430.5786 | 430.279 | 383.3782 | 334.3221 | 372.3671 | 391.4113 | 362.6439 | 384.0691 | 392.0421 | 390.4654 | 412.6048
Option 4 SG | VIC | V1 | North West VIC | Solar | 1231.7536 | 2024.6616 | 1801.5306 | 1490.5252 | 1366.6928 | 1138.0874 | 1231.7306 | 1436.7741 | 1482.8064 | 1199.4428 | 1182.1957 | 1144.6894 | 953.4385 | 1177.4348 | 1260.9759 | 1212.8254 | 1227.4283 | 1332.7157 | 1337.2016 | 1311.5155 | 1440.4921 | 1422.545 | 1213.0361 | 648.7274
Option 4 SG | VIC | V6 | Gippsland Onshore | Wind | 0 | 0 | 1.0137e-05 | 0.00010368 | 8.2054e-05 | 7.3221e-05 | 8.3825e-05 | 7.2974e-05 | 9.14e-05 | 9.2317e-05 | 9.0058e-05 | 8.4508e-05 | 7.657e-05 | 7.2186e-05 | 7.5818e-05 | 7.7761e-05 | 7.9693e-05 | 7.8506e-05 | 8.0609e-05 | 9.6875e-05 | 9.0069e-05 | 9.1984e-05 | 0.00010096 | 9.549e-05
Option 4 SG | VIC | V5 | South West VIC | Wind | 6098.2278 | 7165.9691 | 8069.0718 | 8416.8334 | 7344.5214 | 6773.2559 | 6743.1049 | 7341.2657 | 7479.4345 | 7525.9593 | 7518.0529 | 7245.9411 | 6071.4043 | 5615.2719 | 5543.6405 | 5760.9173 | 5690.7663 | 5728.8397 | 5479.6309 | 2917.8063 | 2575.1596 | 2498.4921 | 3140.9377 | 3287.9893
Option 4 SG | VIC | V4 | Wimmera Southern Mallee | Wind | 1411.5498 | 1493.8508 | 1798.4827 | 3565.6577 | 3358.3676 | 3401.6707 | 3438.0208 | 3378.4965 | 3516.1192 | 3052.9484 | 3161.5017 | 3092.5486 | 2323.3983 | 2243.8165 | 2583.3206 | 2765.2725 | 2577.4657 | 2829.1748 | 2983.1501 | 3179.9757 | 3503.7067 | 3656.4795 | 3480.3412 | 3042.5583
Option 4 SG | VIC | V3 | Wimmera Grampians | Wind | 1972.618 | 2136.0759 | 1995.5667 | 2002.0095 | 1565.8308 | 1475.4852 | 1428.3371 | 1561.9709 | 1024.1157 | 939.1332 | 903.4298 | 884.2174 | 634.699 | 675.5086 | 730.6851 | 831.9942 | 753.3306 | 848.3108 | 696.5339 | 762.1534 | 851.0862 | 412.9398 | 386.3287 | 0.00020228
Option 4 SG | VIC | V2 | Central Highlands VIC | Wind | 1919.0058 | 2149.1636 | 3081.1268 | 4680.0629 | 4452.6677 | 4471.8831 | 4471.8305 | 4716.8399 | 4801.2757 | 4814.8499 | 4735.585 | 4746.6196 | 4420.0175 | 3993.5716 | 4228.066 | 4412.2413 | 4415.8149 | 4625.3074 | 3686.9739 | 4073.5699 | 3534.4188 | 3528.2657 | 3861.3134 | 4367.0264
Option 4 SG | VIC | V7 | Central North VIC | Wind | 0 | 0 | 478.0953 | 1008.9637 | 970.1276 | 933.8652 | 849.3285 | 948.3687 | 947.0766 | 858.7254 | 877.5486 | 825.9144 | 734.5907 | 761.4808 | 828.8204 | 897.6267 | 829.3766 | 883.8946 | 877.9956 | 945.3393 | 974.0304 | 967.682 | 903.829 | 944.2848
Option 4 SG | VIC | V1 | North West VIC | Wind | 0 | 0 | 3534.925 | 4105.2607 | 3662.6526 | 3639.0798 | 3583.2935 | 3893.1151 | 3770.7221 | 3428.3519 | 3359.251 | 3292.9243 | 2632.6097 | 2594.8239 | 3048.3474 | 3197.5827 | 2937.8991 | 3326.5436 | 3370.8132 | 3723.0292 | 3735.381 | 3837.2395 | 3779.4575 | 3885.5258
Option 5 SG | NSW | N11 | Illawarra Coast | Offshore Wind | 0 | 0 | 0 | 0 | 0 | 0 | 0 | 0 | 0 | 0 | 0 | 0 | 0 | 0 | 0 | 0 | 0 | 0 | 0 | 0 | 0 | 0 | 0 | 0
Option 5 SG | NSW | N10 | Hunter Coast | Offshore Wind | 0 | 0 | 0 | 0 | 0 | 0 | 0 | 0 | 0 | 0 | 0 | 0 | 0 | 0 | 0 | 0 | 0 | 0 | 0 | 0 | 0 | 0 | 0 | 0
Option 5 SG | NSW | N1 | North West NSW | Solar | 396.4198 | 781.2977 | 769.8323 | 615.1351 | 590.8033 | 532.4916 | 568.1338 | 571.7808 | 699.0543 | 647.7522 | 683.8558 | 669.754 | 701.5389 | 713.7752 | 710.6043 | 745.6977 | 721.0575 | 707.3158 | 721.7419 | 661.8787 | 582.377 | 411.2595 | 387.7099 | 350.5638
Option 5 SG | NSW | N13 | South Cobar | Solar | 0 | 0.00024061 | 0.00024242 | 0.00018256 | 0.00017653 | 0.00015356 | 0.00018087 | 0.00018287 | 0.0002132 | 0.00020595 | 0.00020062 | 0.00019035 | 0.00023323 | 0.0002352 | 0.00023099 | 0.00023115 | 0.00020618 | 0.00022389 | 0.00021539 | 0.00019003 | 0.00018996 | 0.0001752 | 0.00017976 | 0.0001834
Option 5 SG | NSW | N2 | New England | Solar | 1143.6447 | 1433.8454 | 1705.5652 | 1496.2641 | 1477.5028 | 1407.3582 | 1773.0034 | 1807.7408 | 1979.7188 | 1818.6336 | 1948.1203 | 1838.8811 | 2159.5131 | 2111.4122 | 2063.4081 | 2260.9116 | 1934.3774 | 1881.9798 | 1994.246 | 1930.1055 | 1855.014 | 1912.6548 | 1684.4618 | 1501.8606
Option 5 SG | NSW | N9 | Hunter-Central Coast | Solar | 0 | 1829.5387 | 2118.6063 | 1938.5214 | 1850.1267 | 1824.2163 | 1718.063 | 1836.0008 | 2053.1973 | 1988.1144 | 1958.7134 | 1837.4799 | 2117.6473 | 2077.1298 | 1956.3138 | 2002.8359 | 1814.5072 | 1820.0042 | 2030.2565 | 2010.1303 | 1789.4404 | 1787.5391 | 1582.7114 | 1720.9083
Option 5 SG | NSW | N7 | Tumut | Solar | 0 | 0.012741 | 0.014137 | 211.8049 | 217.1025 | 220.3682 | 203.8326 | 204.3672 | 209.7257 | 193.6727 | 193.007 | 199.4285 | 212.7593 | 236.2095 | 237.215 | 218.6477 | 193.619 | 198.5352 | 222.1587 | 213.2831 | 218.5892 | 221.4342 | 213.8108 | 223.7966
Option 5 SG | NSW | N8 | Cooma-Monaro | Solar | 0 | 163.8261 | 185.6552 | 739.4423 | 725.1891 | 746.1026 | 712.5602 | 724.1231 | 788.93 | 770.6171 | 732.5711 | 675.424 | 760.9947 | 794.7473 | 798.3373 | 725.1897 | 679.2587 | 666.6232 | 756.2705 | 743.6505 | 725.826 | 749.6435 | 738.3375 | 785.6796
Option 5 SG | NSW | N6 | Wagga Wagga | Solar | 911.6027 | 5793.8687 | 6031.0449 | 5178.2615 | 4742.3416 | 3536.736 | 3667.5615 | 2921.2748 | 4972.5698 | 4396.5269 | 4335.3157 | 4598.1281 | 4609.8763 | 5426.7113 | 5360.9753 | 4941.3903 | 5049.6792 | 5148.224 | 5203.4043 | 4666.0352 | 5173.2472 | 4770.4171 | 4644.8813 | 4646.005
Option 5 SG | NSW | N5 | South West NSW | Solar | 1544.341 | 2230.2245 | 2367.6431 | 1575.3431 | 1526.6297 | 1103.707 | 1186.1603 | 1113.8709 | 1705.0475 | 1564.0101 | 1587.1498 | 1660.3122 | 1585.4077 | 1870.0759 | 1772.8455 | 1747.2201 | 1795.2876 | 1621.0332 | 1595.9138 | 1413.5224 | 1526.3155 | 1330.5163 | 1309.3624 | 973.2814
Option 5 SG | NSW | N4 | Broken Hill | Solar | 109.5684 | 491.3796 | 498.5818 | 345.1156 | 325.8925 | 234.5007 | 267.6032 | 260.2898 | 391.4485 | 383.9401 | 371.3138 | 384.8217 | 351.4853 | 408.0746 | 370.5006 | 373.6789 | 386.8222 | 318.2961 | 312.0814 | 279.6409 | 299.2137 | 249.528 | 257.7012 | 239.8472
Option 5 SG | NSW | N3 | Central-West Orana | Solar | 2783.6236 | 2907.0885 | 3300.0691 | 17296.0533 | 18086.805 | 18441.4032 | 18326.2879 | 19318.2449 | 20045.196 | 19551.6293 | 18723.9514 | 17813.0891 | 19158.8539 | 20515.3682 | 19845.0517 | 19919.9642 | 17222.3134 | 18075.5719 | 20081.1198 | 19914.8708 | 19812.6587 | 19950.0224 | 19579.2618 | 20636.1715
Option 5 SG | NSW | DN3 | Marulan | Wind | 0 | 0 | 0 | 0 | 0 | 0 | 0 | 0 | 2.0618e-07 | 1.5591e-06 | 3.9941e-06 | 1.7942e-05 | 1.4701e-05 | 1.2705e-05 | 1.3733e-05 | 1.2944e-05 | 1.5483e-05 | 1.3403e-05 | 1.7906e-05 | 1.9347e-05 | 2.1296e-05 | 5.1265e-05 | 5.3464e-05 | 7.2335e-05
Option 5 SG | NSW | N12 | Illawarra | Wind | 0 | 0 | 0 | 0 | 0 | 0 | 0 | 3.3565e-07 | 5.4137e-07 | 2.7726e-06 | 8.1966e-06 | 2.5909e-05 | 207.698 | 176.9285 | 191.1624 | 186.5543 | 196.633 | 181.092 | 196.8473 | 186.2011 | 186.553 | 183.7842 | 193.2713 | 193.5865
Option 5 SG | NSW | N13 | South Cobar | Wind | 0 | 0 | 0 | 0 | 0 | 0 | 0 | 0 | 7.0649e-07 | 5.7566e-07 | 2.095e-06 | 1.4563e-05 | 8.1676e-06 | 8.4932e-06 | 8.7239e-06 | 9.7562e-06 | 9.6564e-06 | 9.2005e-06 | 1.7427e-05 | 2.5329e-05 | 3.9309e-05 | 7.1953e-05 | 420.045 | 452.4116
Option 5 SG | NSW | N9 | Hunter-Central Coast | Wind | 0 | 0 | 0 | 0 | 2.2315e-08 | 9.5722e-07 | 0 | 2.492e-07 | 6.3633e-06 | 2.7625e-05 | 0.00017694 | 0.00019149 | 0.00018366 | 0.00015706 | 2072.1978 | 2157.837 | 3931.4766 | 3452.9841 | 3741.2258 | 3546.9697 | 3519.4506 | 3634.8063 | 3589.2861 | 3866.1568
Option 5 SG | NSW | N8 | Cooma-Monaro | Wind | 326.0788 | 329.6403 | 352.3187 | 338.5935 | 303.4077 | 314.7224 | 296.21 | 300.9725 | 364.7158 | 356.6683 | 325.926 | 323.7022 | 327.1128 | 279.1287 | 1.3279e-05 | 1.4864e-05 | 1.493e-05 | 8.5433e-05 | 329.1341 | 336.874 | 309.8572 | 436.2551 | 447.8617 | 468.3376
Option 5 SG | NSW | N7 | Tumut | Wind | 0 | 673.462 | 814.4826 | 834.2232 | 848.2818 | 814.7943 | 685.6281 | 682.0136 | 777.5032 | 780.2142 | 730.6301 | 911.6861 | 874.52 | 770.647 | 866.0788 | 855.6331 | 875.2442 | 802.0813 | 814.3958 | 835.1392 | 854.8757 | 1131.322 | 1135.7506 | 1187.4232
Option 5 SG | NSW | N5 | South West NSW | Wind | 0 | 0 | 0 | 0 | 0 | 0 | 0 | 0 | 6.5376e-07 | 8.063e-07 | 2.5309e-06 | 1.2588e-05 | 2.6945e-06 | 2.4965e-06 | 3.1043e-06 | 4.2092e-06 | 4.0863e-06 | 3.7613e-06 | 6.4883e-05 | 6.8003e-05 | 7.1023e-05 | 2131.7554 | 2143.4197 | 3079.7275
Option 5 SG | NSW | N4 | Broken Hill | Wind | 672.4327 | 692.271 | 666.1391 | 620.7351 | 610.0394 | 556.6563 | 549.0034 | 617.6021 | 717.5439 | 581.1833 | 702.3189 | 657.215 | 662.0369 | 626.5663 | 692.3265 | 772.5415 | 780.2067 | 961.3675 | 958.7246 | 951.9911 | 943.7818 | 898.1274 | 865.5566 | 940.0651
Option 5 SG | NSW | N3 | Central-West Orana | Wind | 315.9838 | 648.7366 | 1692.8104 | 3588.9585 | 6951.0581 | 6779.7399 | 6615.7987 | 7172.4153 | 6933.6234 | 7333.3114 | 7130.8479 | 7350.2739 | 7033.2128 | 6388.299 | 10014.1162 | 12949.3395 | 13257.9256 | 12388.987 | 13350.9082 | 12851.053 | 19024.9151 | 18737.8712 | 17957.8361 | 21369.6052
Option 5 SG | NSW | N2 | New England | Wind | 1241.8978 | 1202.6126 | 1093.7862 | 1003.7038 | 1369.8299 | 1470.5591 | 1549.9967 | 1648.0702 | 1834.1899 | 1656.965 | 3118.1082 | 3297.5107 | 2660.8978 | 2351.6796 | 2516.1857 | 3854.0071 | 5036.8418 | 4055.6185 | 4103.194 | 3860.9162 | 5496.3772 | 6053.8662 | 6296.4952 | 7308.8069
Option 5 SG | NSW | N6 | Wagga Wagga | Wind | 0 | 0 | 0 | 0 | 0 | 3.7169e-07 | 0 | 0 | 1.7595e-06 | 2.3605e-06 | 1.3996e-05 | 3.0249e-05 | 2.3713e-05 | 2.1953e-05 | 2.3843e-05 | 2.4243e-05 | 2.4379e-05 | 2.3732e-05 | 2.9355e-05 | 3.8176e-05 | 6.1166e-05 | 0.00019758 | 0.00017921 | 0.00034028
Option 5 SG | QLD | Q8 | Darling Downs | Solar | 0 | 90.8782 | 96.1634 | 100.4418 | 97.9013 | 99.1476 | 99.6995 | 100.814 | 102.7428 | 103.7047 | 96.4133 | 94.0837 | 97.0602 | 98.8232 | 96.4727 | 4245.3518 | 5689.3016 | 6353.9791 | 6696.5905 | 7019.3168 | 7220.2136 | 8543.7481 | 9612.4217 | 11360.8751
Option 5 SG | QLD | Q8b | Darling Downs (B) | Solar | 598.7003 | 640.707 | 672.8804 | 709.601 | 691.3802 | 702.3877 | 699.6078 | 723.8287 | 726.564 | 737.9557 | 677.329 | 660.0409 | 708.7181 | 711.9839 | 694.2294 | 691.3805 | 580.6193 | 592.892 | 359.6607 | 297.7951 | 211.7582 | 214.8952 | 143.6497 | 0
Option 5 SG | QLD | Q8a | Darling Downs (A) | Solar | 2243.4981 | 3230.1086 | 3429.4142 | 3535.9771 | 3472.2198 | 3492.9845 | 3528.5468 | 3588.0141 | 3646.1277 | 3661.9961 | 3232.7997 | 3113.8415 | 3226.0016 | 3262.3113 | 3195.4826 | 3249.1136 | 2717.7083 | 2970.4581 | 3150.0081 | 3257.1309 | 1785.695 | 1783.56 | 1789.9492 | 1705.2144
Option 5 SG | QLD | Q7 | Wide Bay | Solar | 835.1165 | 1052.4015 | 1587.8994 | 1655.6977 | 1635.0214 | 1693.6992 | 1674.1781 | 1689.7378 | 1678.2222 | 1737.9217 | 1620.2756 | 1590.0159 | 1628.2265 | 1627.7134 | 1612.348 | 1644.4801 | 2737.4689 | 3294.4257 | 3437.0073 | 3917.4355 | 4733.8927 | 5551.0455 | 5949.8338 | 5240.9457
Option 5 SG | QLD | Q4b | Isaac (B) | Solar | 316.4946 | 698.8084 | 661.2948 | 528.5574 | 528.3288 | 536.5319 | 568.138 | 541.5143 | 578.7226 | 581.1844 | 618.2333 | 619.831 | 653.9314 | 623.2173 | 642.2603 | 667.4339 | 576.2851 | 633.5147 | 630.1373 | 598.4804 | 582.1576 | 609.4975 | 600.5614 | 522.5068
Option 5 SG | QLD | Q6 | Fitzroy | Solar | 171.6279 | 193.2946 | 181.8142 | 146.3892 | 139.0579 | 139.8086 | 152.6617 | 144.9849 | 157.1175 | 149.3883 | 163.7118 | 163.8317 | 175.4329 | 171.1257 | 176.1216 | 179.6641 | 160.6997 | 169.8435 | 170.035 | 166.5529 | 155.9641 | 164.078 | 164.6183 | 896.2456
Option 5 SG | QLD | Q5 | Barcaldine | Solar | 0 | 1.6422e-05 | 1.5652e-05 | 1.3667e-05 | 1.4567e-05 | 1.379e-05 | 1.4195e-05 | 1.4067e-05 | 1.1564e-05 | 1.4169e-05 | 2.6697e-05 | 4.8383e-05 | 5.4005e-05 | 5.4502e-05 | 5.6216e-05 | 0.00020016 | 0.00017847 | 0.0001837 | 0.00018388 | 0.0004319 | 0.00066631 | 0.00061714 | 37.2067 | 56.8925
Option 5 SG | QLD | Q4 | Isaac | Solar | 819.1166 | 935.1101 | 948.4602 | 776.0698 | 799.934 | 795.362 | 820.8051 | 821.4915 | 857.674 | 854.8166 | 885.2599 | 875.8708 | 923.4236 | 876.9464 | 892.5239 | 963.0471 | 814.8396 | 906.3922 | 865.0984 | 813.2687 | 817.0155 | 850.3474 | 247.796 | 745.2728
Option 5 SG | QLD | Q3 | Northern Qld | Solar | 923.4022 | 1355.3846 | 2566.1149 | 2459.4616 | 2542.9492 | 2668.86 | 2546.3557 | 2494.669 | 2447.0834 | 2597.4769 | 2391.017 | 2567.5794 | 2564.7554 | 2343.7296 | 2369.715 | 2559.8455 | 1860.6862 | 1745.941 | 1839.1561 | 1662.6031 | 1702.8987 | 1574.3505 | 1426.0615 | 1287.9294
Option 5 SG | QLD | Q9 | Banana | Solar | 36.7733 | 39.7387 | 42.4793 | 35.8473 | 36.2387 | 34.9336 | 36.2038 | 36.9898 | 39.1015 | 37.1442 | 39.836 | 37.7183 | 38.6018 | 38.7873 | 40.028 | 42.4305 | 36.9107 | 0 | 0 | 0 | 0 | 0 | 0 | 0
Option 5 SG | QLD | Q2 | North Qld Clean Energy Hub | Solar | 168.902 | 182.7012 | 191.1192 | 190.7773 | 194.9 | 193.2806 | 191.1338 | 188.3409 | 191.6053 | 197.9743 | 188.7048 | 98.6153 | 95.7978 | 92.2283 | 94.1264 | 97.9867 | 85.3098 | 90.1816 | 95.4122 | 91.745 | 48.7964 | 48.8524 | 0 | 0
Option 5 SG | QLD | Q10 | Collinsville | Solar | 493.1939 | 563.0319 | 573.8593 | 488.0856 | 501.1335 | 517.5656 | 511.4706 | 513.4391 | 520.5074 | 522.5828 | 533.4221 | 544.2692 | 565.0301 | 527.9022 | 537.9562 | 583.4579 | 487.4314 | 540.3492 | 561.5762 | 531.2069 | 548.1633 | 561.8063 | 179.8748 | 0
Option 5 SG | QLD | Q1 | Far North QLD | Solar | 156.2873 | 179.1816 | 168.9998 | 157.1495 | 144.0041 | 166.1494 | 164.9178 | 150.4546 | 157.3467 | 153.3987 | 156.6519 | 173.4402 | 174.4091 | 162.754 | 168.9807 | 160.4169 | 434.4362 | 652.3875 | 669.5409 | 599.5145 | 614.9281 | 643.6783 | 472.589 | 435.6115
Option 5 SG | QLD | Q8b | Darling Downs (B) | Wind | 3370.63 | 3331.2324 | 3421.5332 | 3351.8305 | 3481.8079 | 3456.181 | 3282.6559 | 3427.497 | 3725.2589 | 3357.5297 | 3490.3448 | 3612.3219 | 3516.8737 | 3332.4546 | 3431.227 | 3482.6968 | 3343.2329 | 3287.9055 | 3344.7163 | 3259.4532 | 3371.034 | 3332.7978 | 3154.6482 | 3156.6504
Option 5 SG | QLD | Q8a | Darling Downs (A) | Wind | 545.1884 | 565.195 | 608.5471 | 635.8801 | 631.4387 | 633.584 | 594.9633 | 605.3021 | 655.6895 | 608.2244 | 617.0353 | 619.3286 | 608.7617 | 584.5146 | 602.8908 | 631.4388 | 545.1879 | 565.1939 | 608.5411 | 635.8728 | 631.4267 | 633.5707 | 594.9378 | 605.1676
Option 5 SG | QLD | Q8 | Darling Downs | Wind | 0 | 0 | 0 | 0 | 0 | 6.438e-08 | 4.5996e-05 | 6.7774e-05 | 725.013 | 2522.8219 | 6005.1002 | 7367.0305 | 7119.6848 | 6737.5856 | 7085.5356 | 7255.7681 | 6768.8389 | 7601.9965 | 7966.7068 | 8024.0384 | 11553.6136 | 13345.2548 | 12925.0578 | 14889.6531
Option 5 SG | QLD | Q5 | Barcaldine | Wind | 0 | 0 | 0 | 0 | 0 | 0 | 2.8482e-06 | 1.1841e-05 | 2.1778e-05 | 4.8122e-05 | 172.1541 | 328.4018 | 324.7367 | 336.3901 | 357.354 | 359.2169 | 319.4965 | 316.1607 | 373.6416 | 384.5966 | 397.2501 | 381.4282 | 366.9263 | 399.0168
Option 5 SG | QLD | Q4 | Isaac | Wind | 1392.5019 | 2019.5536 | 2525.3528 | 2762.1085 | 2606.0052 | 2642.1466 | 2495.341 | 2519.2915 | 2828.5113 | 2507.7596 | 2754.9407 | 2661.2139 | 2436.1786 | 2723.2191 | 2641.7237 | 2665.0829 | 2486.3268 | 2472.0455 | 2520.3527 | 2829.6561 | 2629.821 | 2711.0057 | 2510.1101 | 2275.5864
Option 5 SG | QLD | Q8c | Darling Downs (C) | Wind | 2337.7034 | 2310.4261 | 2335.2052 | 2254.7682 | 2341.2227 | 2335.1387 | 2229.8475 | 2233.8826 | 2440.956 | 2188.7982 | 2293.5006 | 2309.5905 | 2333.5107 | 2173.1297 | 2230.9757 | 2340.9465 | 2309.2475 | 2258.8573 | 958.9978 | 970.6338 | 963.308 | 978.7557 | 933.1995 | 872.2152
Option 5 SG | QLD | Q6 | Fitzroy | Wind | 0 | 516.7785 | 754.5736 | 742.7026 | 735.3389 | 714.4693 | 725.4932 | 671.3449 | 787.2806 | 698.0348 | 749.456 | 735.8294 | 705.73 | 768.0202 | 756.98 | 764.1911 | 766.2081 | 1595.813 | 1594.1895 | 3534.7338 | 3705.4583 | 3741.1367 | 3664.7565 | 3350.3629
Option 5 SG | QLD | Q2 | North Qld Clean Energy Hub | Wind | 166.8489 | 170.1043 | 180.6084 | 174.5513 | 175.1034 | 162.9528 | 164.8678 | 173.5986 | 178.1466 | 170.2882 | 618.2071 | 575.927 | 1482.9245 | 1637.157 | 2403.1489 | 2464.7642 | 4409.4694 | 6989.2573 | 7288.8885 | 7682.0773 | 7384.1628 | 6844.7132 | 8633.7418 | 9269.0219
Option 5 SG | QLD | Q10 | Collinsville | Wind | 0 | 0 | 0 | 0 | 0 | 0 | 2.3353e-06 | 2.8092e-06 | 9.7501e-06 | 1.5485e-05 | 0.00023133 | 0.0010899 | 0.0010452 | 0.0011924 | 0.0011454 | 0.0010774 | 0.0011518 | 0.0010789 | 0.0010641 | 136.7378 | 125.3357 | 811.1372 | 1524.4544 | 1711.6853
Option 5 SG | QLD | Q1 | Far North QLD | Wind | 773.4109 | 804.761 | 849.1174 | 907.5133 | 913.814 | 804.0398 | 1742.7162 | 2825.6769 | 3332.0015 | 3216.9888 | 3134.54 | 2946.1101 | 2921.0904 | 3428.7039 | 3160.536 | 3438.8278 | 3045.1956 | 2719.9316 | 2828.1791 | 3416.7382 | 3362.7393 | 3036.6717 | 2643.5802 | 3267.5884
Option 5 SG | SA | S1 | South East SA | Solar | 348.6866 | 376.8713 | 261.56 | 233.9793 | 223.0685 | 339.5921 | 243.3704 | 212.5919 | 241.0527 | 232.8893 | 230.7122 | 403.285 | 389.4529 | 421.1624 | 422.9608 | 384.3211 | 348.3463 | 378.2283 | 389.4918 | 315.9586 | 265.887 | 214.8197 | 181.5243 | 115.6853
Option 5 SG | SA | S5 | Northern SA | Solar | 649.3198 | 1852.822 | 1724.8029 | 1504.0739 | 1550.4181 | 1711.1937 | 1608.9214 | 1587.516 | 1698.3763 | 1929.1956 | 1911.1461 | 2061.4559 | 2100.7846 | 2287.7599 | 2326.01 | 2101.0308 | 1964.1926 | 2063.2399 | 1540.2917 | 1467.0786 | 1528.8191 | 1132.964 | 977.2012 | 1238.9445
Option 5 SG | SA | S3 | Mid-North SA | Solar | 0 | 0.00042236 | 0.00033955 | 0.00029831 | 0.0002906 | 0.00026505 | 0.00029939 | 0.00028841 | 0.00033869 | 0.00031696 | 0.00032496 | 0.00034325 | 0.00038564 | 0.00044699 | 0.00044296 | 0.00038576 | 0.00036386 | 0.00037327 | 0.00031977 | 0.00027562 | 0.00029882 | 0.00027713 | 0.00026216 | 0.00026201
Option 5 SG | SA | S2 | Riverland | Solar | 32.4445 | 31.9621 | 31.6778 | 31.9429 | 34.9736 | 28.0031 | 27.5345 | 28.223 | 29.26 | 30.1768 | 28.4678 | 28.5624 | 28.345 | 30.3207 | 30.1257 | 12.2143 | 10.9499 | 11.524 | 12.2954 | 0 | 0 | 0 | 0 | 0
Option 5 SG | SA | S1 | South East SA | Wind | 728.3033 | 804.6044 | 549.6659 | 547.1136 | 400.8074 | 497.3965 | 429.8566 | 384.8993 | 476.1392 | 297.9203 | 305.4924 | 448.5993 | 81.6297 | 69.2064 | 3.1702e-06 | 3.1806e-06 | 3.5408e-06 | 4.1777e-06 | 1.4194e-05 | 0.00010173 | 438.5296 | 1310.8421 | 1174.9028 | 1267.4854
Option 5 SG | SA | S6 | Roxby Downs | Wind | 0 | 0 | 0 | 0 | 0 | 0 | 0 | 0 | 1.696e-08 | 4.7668e-07 | 1.447e-06 | 3.5844e-06 | 0 | 0 | 0 | 0 | 0 | 0 | 1.1516e-05 | 1.0737e-05 | 1.5894e-05 | 1.6257e-05 | 1.6611e-05 | 4.3881e-05
Option 5 SG | SA | S4 | Yorke Peninsula | Wind | 0 | 0 | 0 | 0 | 0 | 0 | 0 | 0 | 1.9963e-07 | 1.013e-06 | 7.8965e-06 | 1.2561e-05 | 4.981e-06 | 5.5138e-06 | 7.6875e-06 | 7.2051e-06 | 9.2774e-06 | 1.3666e-05 | 2.7783e-05 | 0.00011714 | 0.00012357 | 0.0001526 | 0.00018642 | 316.7033
Option 5 SG | SA | S3 | Mid-North SA | Wind | 5321.1229 | 5603.1058 | 5006.7679 | 5093.3063 | 4557.1442 | 5210.3944 | 4560.2351 | 4799.7511 | 5028.1842 | 4681.4849 | 4027.075 | 4509.9976 | 4451.5885 | 3123.0207 | 3593.668 | 4078.4509 | 4091.3251 | 4844.8033 | 6655.6281 | 6931.6542 | 6243.5295 | 5946.9903 | 4724.0882 | 5041.0037
Option 5 SG | SA | S2 | Riverland | Wind | 0 | 0 | 0 | 0 | 0 | 0 | 0 | 0 | 0 | 1.6142e-06 | 1.6666e-06 | 1.1325e-05 | 9.5509e-06 | 9.0944e-06 | 1.0282e-05 | 9.4295e-06 | 9.3263e-06 | 1.0359e-05 | 1.1317e-05 | 1.3321e-05 | 1.7754e-05 | 2.1145e-05 | 2.3141e-05 | 6.178e-05
Option 5 SG | SA | S7 | Eastern Eyre Peninsula | Wind | 575.6371 | 593.6177 | 464.3038 | 485.9462 | 274.2148 | 143.7306 | 119.0583 | 125.5714 | 128.4355 | 2.2568e-06 | 5.3835e-06 | 1.3194e-05 | 6.6866e-06 | 7.5594e-06 | 1.0749e-05 | 9.4597e-06 | 9.9328e-06 | 1.0498e-05 | 2.104e-05 | 541.5414 | 975.0704 | 919.7609 | 825.6838 | 1021.9042
Option 5 SG | SA | S5 | Northern SA | Wind | 1248.028 | 1224.0825 | 1194.8362 | 1213.4075 | 1162.2092 | 1214.0997 | 1139.9688 | 1198.8239 | 1263.2565 | 1254.683 | 1264.4822 | 1349.7068 | 1316.8138 | 1230.2407 | 1272.4374 | 1270.5783 | 1248.2287 | 1257.0438 | 1259.9125 | 654.2516 | 838.1065 | 1221.6557 | 1112.1088 | 1912.9654
Option 5 SG | TAS | T1 | North East Tasmania | Solar | 0 | 0 | 869.3289 | 654.6173 | 809.9913 | 918.4201 | 920.195 | 940.7338 | 927.9474 | 892.1641 | 866.4924 | 875.2645 | 900.2357 | 969.1595 | 435.2178 | 392.9674 | 371.0392 | 409.7756 | 433.0481 | 405.0466 | 463.908 | 471.9175 | 443.7529 | 446.2912
Option 5 SG | TAS | T3 | Central Highlands | Solar | 0 | 0 | 222.7884 | 921.0546 | 1020.2829 | 1107.3422 | 1082.2405 | 1096.6479 | 1045.5933 | 964.1799 | 960.6592 | 938.144 | 1011.9465 | 1066.8103 | 527.3792 | 504.9768 | 467.5952 | 496.2484 | 536.0623 | 518.1446 | 574.5625 | 612.7799 | 569.5489 | 550.9572
Option 5 SG | TAS | T2 | North West Tasmania | Solar | 0 | 0 | 219.6885 | 202.5351 | 206.1817 | 232.9813 | 218.9167 | 223.9896 | 221.3438 | 207.3544 | 216.9204 | 212.0624 | 230.5441 | 234.1209 | 161.2456 | 150.6061 | 143.4544 | 168.5627 | 167.767 | 165.6362 | 165.6526 | 189.9278 | 170.7731 | 174.3566
Option 5 SG | TAS | T3 | Central Highlands | Wind | 498.7642 | 487.3243 | 477.3498 | 510.8406 | 487.6335 | 465.5992 | 512.7845 | 3209.9589 | 4205.3142 | 4859.5716 | 4541.0773 | 4227.8735 | 4398.8019 | 4470.1369 | 4054.2501 | 4246.882 | 4379.2194 | 4371.2135 | 3866.9437 | 4048.9589 | 4058.7111 | 3914.3967 | 4041.975 | 4169.7207
Option 5 SG | TAS | T2 | North West Tasmania | Wind | 390.7669 | 411.1428 | 377.5269 | 415.5971 | 395.9275 | 361.5978 | 384.9159 | 409.2303 | 408.6879 | 436.3271 | 428.2285 | 415.1488 | 416.1363 | 389.2318 | 203.5354 | 248.0633 | 240.3162 | 270.4593 | 258.0118 | 303.3941 | 317.8964 | 292.4049 | 311.4833 | 318.0751
Option 5 SG | TAS | T1 | North East Tasmania | Wind | 0 | 0 | 0 | 0 | 0 | 0 | 8.6276e-06 | 1.5183e-05 | 2.8794e-05 | 495.6974 | 1224.6269 | 1237.6817 | 1242.6228 | 1191.8282 | 1264.7794 | 1206.8768 | 1253.7601 | 1207.2105 | 1206.533 | 1284.8629 | 1206.8531 | 1195.7137 | 1325.748 | 1277.5021
Option 5 SG | VIC | V9 | Southern Ocean | Offshore Wind | 0 | 0 | 0 | 0 | 0 | 1971.7838 | 2667.9546 | 2761.356 | 2767.1783 | 2846.3739 | 3267.8796 | 3445.4217 | 3317.091 | 2999.5938 | 3091.7038 | 3111.714 | 3176.7671 | 3430.7907 | 3344.0232 | 3349.6375 | 3111.7075 | 3101.56 | 3219.4786 | 3259.4861
Option 5 SG | VIC | V8 | Gippsland Offshore | Offshore Wind | 0 | 0 | 0 | 0 | 0 | 6141.829 | 8558.1157 | 11932.4185 | 13992.3234 | 17959.7148 | 20710.7884 | 22086.1698 | 28764.8524 | 29843.0809 | 33014.4881 | 31736.9898 | 32851.1194 | 33333.2795 | 33375.0859 | 35271.4589 | 32709.7727 | 33178.0273 | 33879.0023 | 35109.5229
Option 5 SG | VIC | V1 | North West VIC | Solar | 1231.7504 | 2024.753 | 1802.0879 | 1491.0599 | 1365.2219 | 1151.8611 | 1257.0022 | 1430.1977 | 1416.2429 | 1073.0232 | 1071.4291 | 1145.3792 | 946.1355 | 1168.7069 | 1264.0725 | 1213.1082 | 1225.9961 | 1331.7102 | 1336.3691 | 1313.2908 | 1450.5468 | 1430.3496 | 1209.6289 | 646.6892
Option 5 SG | VIC | V6 | Gippsland Onshore | Solar | 6.5835 | 626.5246 | 772.9764 | 730.9346 | 733.3951 | 680.3403 | 704.0208 | 753.624 | 702.0289 | 523.8959 | 497.0222 | 466.4637 | 414.5202 | 439.4205 | 521.3855 | 496.869 | 501.7029 | 540.2239 | 544.8549 | 558.3725 | 591.7474 | 568.5723 | 578.2645 | 591.3729
Option 5 SG | VIC | V7 | Central North VIC | Solar | 1131.8812 | 1477.7549 | 1409.6479 | 1225.0327 | 1170.3414 | 1038.1888 | 1052.596 | 1156.6606 | 1170.7163 | 902.0547 | 916.8974 | 836.1025 | 871.0885 | 1018.8384 | 1029.3318 | 1033.3081 | 1043.3693 | 1085.8966 | 957.199 | 909.5344 | 1010.8581 | 971.6911 | 991.2558 | 942.2949
Option 5 SG | VIC | V2 | Central Highlands VIC | Solar | 0 | 361.5685 | 392.2633 | 363.4599 | 383.3909 | 392.4778 | 390.5854 | 412.5519 | 414.1019 | 391.1388 | 379.6381 | 386.0328 | 397.6423 | 430.5965 | 430.2925 | 383.3907 | 334.3325 | 372.38 | 391.4117 | 362.6444 | 384.0697 | 392.0427 | 390.465 | 412.6227
Option 5 SG | VIC | V3 | Wimmera Grampians | Solar | 130.8744 | 226.3006 | 198.73 | 155.1888 | 133.2427 | 98.8149 | 108.7491 | 122.6497 | 132.6185 | 92.4789 | 99.0612 | 116.0828 | 85.1693 | 108.9845 | 120.7068 | 113.4808 | 108.606 | 125.9151 | 114.9508 | 114.1682 | 135.8107 | 134.2475 | 131.5604 | 128.532
Option 5 SG | VIC | V1 | North West VIC | Wind | 0 | 0 | 3535.6091 | 4104.3809 | 3660.9454 | 3650.534 | 3627.0684 | 3892.8099 | 3731.2269 | 3351.146 | 3250.8069 | 3301.7827 | 2628.5709 | 2591.9201 | 3048.5381 | 3198.257 | 2942.3347 | 3325.9939 | 3378.2839 | 3731.0315 | 3753.9529 | 3839.1192 | 3771.0837 | 3875.4231
Option 5 SG | VIC | V6 | Gippsland Onshore | Wind | 0 | 0 | 1.1777e-05 | 6.5443e-05 | 5.2312e-05 | 4.8873e-05 | 5.3298e-05 | 4.6541e-05 | 5.7901e-05 | 5.7947e-05 | 5.6652e-05 | 5.6227e-05 | 4.9698e-05 | 4.623e-05 | 4.9601e-05 | 5.1572e-05 | 5.3843e-05 | 5.369e-05 | 5.0281e-05 | 6.1299e-05 | 5.6295e-05 | 6.0942e-05 | 6.525e-05 | 6.1394e-05
Option 5 SG | VIC | V7 | Central North VIC | Wind | 0 | 0 | 478.0955 | 1052.2614 | 1012.9174 | 975.2665 | 889.0899 | 979.4844 | 983.1614 | 884.1719 | 894.8792 | 862.486 | 765.3042 | 793.9871 | 863.2208 | 935.0259 | 865.185 | 923.289 | 915.9877 | 986.0492 | 1016.9386 | 1009.3523 | 939.0264 | 984.1054
Option 5 SG | VIC | V5 | South West VIC | Wind | 6098.2277 | 7165.9691 | 8057.67 | 8406.8926 | 7335.0831 | 6774.8255 | 6742.5319 | 7307.4222 | 7394.2756 | 7365.5426 | 7416.8453 | 7241.027 | 6059.2796 | 5606.4658 | 5530.94 | 5744.2753 | 5676.9806 | 5715.613 | 5468.4308 | 2905.1476 | 2569.3494 | 2466.3458 | 3326.2265 | 3479.9991
Option 5 SG | VIC | V4 | Wimmera Southern Mallee | Wind | 1411.5491 | 1493.8509 | 1806.7346 | 3545.1402 | 3334.3847 | 3401.5845 | 3433.8428 | 3403.5982 | 3474.4778 | 2928.8423 | 3060.7271 | 3085.0239 | 2303.5952 | 2200.9881 | 2575.3736 | 2755.6919 | 2563.4895 | 2819.9272 | 2971.0552 | 3174.8443 | 3490.2639 | 3643.0997 | 3450.0636 | 3002.2571
Option 5 SG | VIC | V3 | Wimmera Grampians | Wind | 1972.618 | 2136.0758 | 1995.707 | 2000.6831 | 1563.1502 | 1484.8504 | 1438.7082 | 1573.2942 | 1015.5718 | 899.5068 | 877.0329 | 887.8098 | 633.8382 | 670.2929 | 732.0634 | 833.3587 | 755.0139 | 848.2134 | 698.5807 | 763.6873 | 852.1234 | 414.0332 | 385.4144 | 0.00015927
Option 5 SG | VIC | V2 | Central Highlands VIC | Wind | 1919.0058 | 2149.1636 | 3081.1259 | 4679.3893 | 4452.8551 | 4475.9825 | 4490.1952 | 4718.8377 | 4789.7798 | 4730.0423 | 4683.7674 | 4752.2164 | 4414.5022 | 3992.7498 | 4225.9234 | 4410.9372 | 4414.3954 | 4623.4918 | 3685.5237 | 4071.5601 | 3534.098 | 3547.8788 | 3861.126 | 4390.2385
Option 6 SG | NSW | N11 | Illawarra Coast | Offshore Wind | 0 | 0 | 0 | 0 | 0 | 0 | 0 | 0 | 0 | 0 | 0 | 0 | 0 | 0 | 0 | 0 | 0 | 0 | 0 | 0 | 0 | 0 | 0 | 0
Option 6 SG | NSW | N10 | Hunter Coast | Offshore Wind | 0 | 0 | 0 | 0 | 0 | 0 | 0 | 0 | 0 | 0 | 0 | 0 | 0 | 0 | 0 | 0 | 0 | 0 | 0 | 0 | 0 | 0 | 0 | 0
Option 6 SG | NSW | N5 | South West NSW | Solar | 1544.3392 | 2230.2355 | 2367.6465 | 1575.2267 | 1532.8066 | 1106.1349 | 1200.8962 | 1009.7951 | 1671.8488 | 1536.4012 | 1620.5442 | 1659.95 | 1585.149 | 1878.9691 | 1785.2863 | 1753.2988 | 1799.2417 | 1628.416 | 1596.4538 | 1411.7456 | 1525.4864 | 1327.8918 | 1306.3447 | 973.9832
Option 6 SG | NSW | N4 | Broken Hill | Solar | 109.5689 | 491.8824 | 499.1831 | 345.4864 | 327.9758 | 235.2048 | 268.0395 | 219.6051 | 368.8764 | 354.5861 | 351.9795 | 385.2118 | 351.981 | 409.0514 | 372.5122 | 375.881 | 388.1173 | 319.5943 | 311.3232 | 280.2687 | 299.6015 | 249.0631 | 258.5329 | 240.7019
Option 6 SG | NSW | N3 | Central-West Orana | Solar | 2783.6279 | 2907.0998 | 3300.5857 | 17295.7626 | 18085.8617 | 18441.9562 | 18335.4503 | 19318.9145 | 19998.564 | 19500.0118 | 18690.152 | 17833.3939 | 19180.2361 | 20515.1338 | 19844.8114 | 19910.0449 | 17219.2445 | 18070.2492 | 20084.9022 | 19918.6411 | 19812.3524 | 19949.5537 | 19581.3811 | 20642.6215
Option 6 SG | NSW | N2 | New England | Solar | 1143.6138 | 1433.8463 | 1705.5194 | 1496.1829 | 1477.3834 | 1410.5126 | 1783.1014 | 1768.4371 | 1959.7056 | 1803.5667 | 1943.8512 | 1841.6875 | 2159.5292 | 2114.0142 | 2067.0853 | 2262.5774 | 1934.2759 | 1884.6583 | 2000.4909 | 1931.4482 | 1855.2463 | 1913.9745 | 1686.6895 | 1502.718
Option 6 SG | NSW | N13 | South Cobar | Solar | 0 | 0.0016663 | 0.0016733 | 0.0012295 | 0.001218 | 0.0010104 | 0.0017489 | 0.0017323 | 0.0018818 | 0.0018736 | 0.0018131 | 0.0016703 | 0.0017834 | 0.0018057 | 0.0017794 | 0.0017738 | 0.0015433 | 0.0016825 | 0.0017188 | 0.0016608 | 0.0016461 | 0.0016012 | 0.0015776 | 0.0016143
Option 6 SG | NSW | N1 | North West NSW | Solar | 396.4198 | 781.2977 | 769.8466 | 615.1528 | 591.1038 | 533.1227 | 574.1246 | 534.8124 | 674.9673 | 626.1589 | 670.8737 | 669.8283 | 701.0833 | 714.2984 | 711.1775 | 745.3192 | 721.6204 | 710.0499 | 723.2151 | 661.6433 | 582.1368 | 411.2498 | 387.9096 | 350.3296
Option 6 SG | NSW | N6 | Wagga Wagga | Solar | 911.6049 | 5793.8732 | 6031.0854 | 5177.7304 | 4740.7148 | 3529.5376 | 3664.923 | 2964.7637 | 5148.7158 | 4725.4833 | 4831.3472 | 4593.5284 | 4615.9286 | 5439.8973 | 5360.8925 | 4946.9939 | 5061.8788 | 5157.1388 | 5207.0537 | 4673.2645 | 5169.4376 | 4763.8629 | 4647.731 | 4646.3756
Option 6 SG | NSW | N7 | Tumut | Solar | 0 | 0.084197 | 0.093463 | 211.802 | 217.0988 | 218.7458 | 205.4649 | 220.8475 | 225.724 | 222.078 | 215.7333 | 199.4299 | 212.7594 | 236.2095 | 237.2151 | 218.6478 | 193.619 | 198.5353 | 222.1599 | 213.2846 | 218.5907 | 221.436 | 213.8129 | 223.7995
Option 6 SG | NSW | N9 | Hunter-Central Coast | Solar | 0 | 1829.5387 | 2118.6054 | 1937.6308 | 1848.9466 | 1823.0223 | 1729.3627 | 1829.3898 | 2058.826 | 1994.4228 | 1966.5422 | 1835.7347 | 2115.972 | 2077.9091 | 1956.1326 | 2011.3651 | 1815.0382 | 1823.5165 | 2032.2646 | 2014.9097 | 1790.4461 | 1787.7663 | 1584.685 | 1722.7347
Option 6 SG | NSW | N8 | Cooma-Monaro | Solar | 0 | 163.277 | 185.0322 | 739.4346 | 725.1813 | 745.9738 | 716.5887 | 767.6767 | 790.8566 | 793.0075 | 753.1974 | 675.4263 | 760.9948 | 794.7474 | 798.3374 | 725.1898 | 679.2587 | 666.6233 | 756.2722 | 743.6526 | 725.8279 | 749.646 | 738.3407 | 785.6835
Option 6 SG | NSW | N5 | South West NSW | Wind | 0 | 0 | 5.3793e-06 | 1.9712e-05 | 1.7976e-05 | 1.5687e-05 | 2.0955e-05 | 2.1837e-05 | 2.5961e-05 | 2.5861e-05 | 2.5645e-05 | 2.6179e-05 | 2.2788e-05 | 2.2029e-05 | 2.395e-05 | 2.3507e-05 | 2.3541e-05 | 2.3573e-05 | 4.9125e-05 | 5.2691e-05 | 5.2874e-05 | 2076.9593 | 2088.3239 | 3000.6528
Option 6 SG | NSW | N4 | Broken Hill | Wind | 672.434 | 692.2336 | 666.0973 | 620.7413 | 610.2468 | 556.7495 | 550.5264 | 601.079 | 705.1519 | 572.6308 | 698.0429 | 656.5478 | 661.2475 | 626.3856 | 693.7184 | 761.131 | 769.1907 | 949.9765 | 959.8438 | 951.9445 | 943.7161 | 897.7704 | 865.5847 | 940.3677
Option 6 SG | NSW | N3 | Central-West Orana | Wind | 315.9814 | 648.7361 | 1692.3011 | 3589.0211 | 6952.1076 | 6778.4037 | 6605.4803 | 7112.0234 | 6926.9716 | 7331.2509 | 7118.068 | 7352.0312 | 7036.5827 | 6388.3255 | 10014.105 | 12850.9276 | 13157.4564 | 12296.3066 | 13379.865 | 12880.7123 | 19024.7071 | 18738.0216 | 17960.4861 | 21385.425
Option 6 SG | NSW | N2 | New England | Wind | 1241.9287 | 1202.6117 | 1093.8351 | 1003.7836 | 1369.9867 | 1471.2984 | 1551.7422 | 1636.8712 | 1823.3443 | 1642.5562 | 1762.4929 | 3211.8431 | 2577.8917 | 2280.3748 | 2437.7632 | 3870.4563 | 5107.6409 | 4123.9715 | 4172.7291 | 3923.6234 | 5461.2939 | 6047.0698 | 6294.7833 | 7313.2704
Option 6 SG | NSW | N13 | South Cobar | Wind | 0 | 0 | 0 | 1.2483e-05 | 1.1046e-05 | 1.2341e-05 | 1.9507e-05 | 2.0999e-05 | 2.2733e-05 | 2.2144e-05 | 2.1802e-05 | 2.2062e-05 | 2.0947e-05 | 2.046e-05 | 2.0697e-05 | 2.032e-05 | 2.0825e-05 | 1.9625e-05 | 2.1694e-05 | 2.2768e-05 | 3.1313e-05 | 6.0632e-05 | 420.0478 | 452.4154
Option 6 SG | NSW | N12 | Illawarra | Wind | 0 | 0 | 1.6695e-06 | 8.6021e-06 | 8.5322e-06 | 9.8598e-06 | 1.481e-05 | 1.391e-05 | 1.5273e-05 | 1.4963e-05 | 1.5575e-05 | 1.8133e-05 | 207.698 | 176.9285 | 191.1624 | 186.5544 | 196.633 | 181.092 | 196.8477 | 186.2016 | 186.5537 | 183.785 | 193.2727 | 193.5879
Option 6 SG | NSW | DN3 | Marulan | Wind | 0 | 0 | 0 | 0 | 1.3927e-06 | 6.7387e-06 | 8.5428e-06 | 9.0544e-06 | 1.013e-05 | 1.0982e-05 | 1.0931e-05 | 1.5233e-05 | 2.6088e-05 | 1.4197e-05 | 1.9832e-05 | 2.0736e-05 | 2.6674e-05 | 2.3909e-05 | 2.4718e-05 | 2.3489e-05 | 2.3373e-05 | 3.5243e-05 | 3.7707e-05 | 4.9011e-05
Option 6 SG | NSW | N6 | Wagga Wagga | Wind | 0 | 0 | 3.2098e-06 | 2.6375e-05 | 2.4947e-05 | 2.6795e-05 | 3.6191e-05 | 3.8427e-05 | 4.4192e-05 | 4.2339e-05 | 4.3435e-05 | 4.5057e-05 | 3.9749e-05 | 3.6529e-05 | 3.9305e-05 | 3.9876e-05 | 3.9633e-05 | 3.8719e-05 | 4.2819e-05 | 4.3982e-05 | 5.4864e-05 | 0.00010447 | 0.00012131 | 0.00017069
Option 6 SG | NSW | N7 | Tumut | Wind | 0 | 673.48 | 814.482 | 834.2427 | 845.8414 | 815.9196 | 692.9714 | 800.1791 | 844.2554 | 898.1545 | 832.0593 | 911.7269 | 875.3999 | 769.3386 | 866.096 | 855.8159 | 875.2443 | 802.0814 | 814.3973 | 835.1412 | 854.8775 | 1131.3511 | 1135.8317 | 1188.2871
Option 6 SG | NSW | N9 | Hunter-Central Coast | Wind | 0 | 0 | 3.7261e-06 | 2.1423e-05 | 2.0749e-05 | 2.7692e-05 | 3.7571e-05 | 3.913e-05 | 3.8669e-05 | 4.0607e-05 | 4.335e-05 | 4.652e-05 | 4.3207e-05 | 3.7694e-05 | 2082.2013 | 2156.9096 | 3931.4766 | 3452.9843 | 3741.2285 | 3546.9741 | 3519.5218 | 3635.7708 | 3591.3002 | 3866.0406
Option 6 SG | NSW | N8 | Cooma-Monaro | Wind | 326.0788 | 329.6402 | 352.3182 | 338.596 | 303.4085 | 314.6559 | 298.6462 | 330.3308 | 365.232 | 365.2649 | 330.8871 | 323.7031 | 327.0847 | 279.7563 | 3.7485e-05 | 3.7857e-05 | 3.9107e-05 | 0.000105 | 329.1362 | 336.8767 | 309.8599 | 436.2611 | 447.8686 | 468.35
Option 6 SG | QLD | Q9 | Banana | Solar | 36.7733 | 39.7387 | 42.4719 | 35.8266 | 36.227 | 34.9674 | 36.4721 | 37.0258 | 39.3559 | 37.6803 | 40.2882 | 37.8191 | 38.6903 | 38.9935 | 40.0419 | 42.4252 | 36.9109 | 0 | 0 | 0 | 0 | 0 | 0 | 0
Option 6 SG | QLD | Q8b | Darling Downs (B) | Solar | 598.7003 | 640.707 | 672.8795 | 709.5972 | 691.3754 | 702.3816 | 699.6098 | 723.8311 | 726.5663 | 737.9593 | 677.3315 | 660.0439 | 708.7183 | 711.9841 | 694.2295 | 691.3806 | 580.6194 | 592.8922 | 359.6656 | 297.8012 | 211.7683 | 214.9063 | 143.6606 | 0
Option 6 SG | QLD | Q8a | Darling Downs (A) | Solar | 2243.498 | 3230.1086 | 3429.4193 | 3535.973 | 3472.198 | 3492.9658 | 3530.9612 | 3588.1043 | 3650.0872 | 3682.4026 | 3239.8395 | 3114.6838 | 3225.7682 | 3262.9758 | 3196.3238 | 3249.0076 | 2717.9607 | 2973.2389 | 3153.9719 | 3257.748 | 1785.7389 | 1783.5367 | 1790.7014 | 1705.0459
Option 6 SG | QLD | Q3 | Northern Qld | Solar | 923.4022 | 1355.3845 | 2566.1272 | 2459.4917 | 2543.1431 | 2668.9258 | 2590.5695 | 2555.4815 | 2461.1244 | 2595.8368 | 2409.2579 | 2576.2844 | 2562.6425 | 2340.1413 | 2368.5254 | 2558.2472 | 1859.9126 | 1743.9755 | 1836.2265 | 1661.0292 | 1701.4352 | 1573.9844 | 1425.8322 | 1287.6737
Option 6 SG | QLD | Q7 | Wide Bay | Solar | 835.1165 | 1052.4016 | 1587.8978 | 1655.6836 | 1635.0104 | 1693.6783 | 1674.1856 | 1689.745 | 1678.2283 | 1740.4739 | 1620.2825 | 1590.2764 | 1628.2204 | 1627.8918 | 1612.3486 | 1644.4803 | 2752.1711 | 3303.3347 | 3446.1954 | 3933.4474 | 4732.4747 | 5558.272 | 5951.5706 | 5249.3165
Option 6 SG | QLD | Q6 | Fitzroy | Solar | 171.6279 | 193.2947 | 181.8187 | 146.4663 | 139.104 | 140.1946 | 154.6692 | 141.4446 | 153.4044 | 152.5526 | 163.9555 | 163.8789 | 175.6453 | 171.1998 | 176.3899 | 179.6111 | 161.2169 | 169.6731 | 170.1393 | 166.8533 | 155.8813 | 164.1931 | 164.6066 | 906.0987
Option 6 SG | QLD | Q5 | Barcaldine | Solar | 0 | 0.00010895 | 0.00010265 | 8.7679e-05 | 9.6984e-05 | 9.2316e-05 | 0.00010439 | 0.00010104 | 0.00010418 | 0.00010281 | 0.00010696 | 7.8822e-05 | 0.00010575 | 0.00010451 | 0.00010718 | 0.00024381 | 0.00021736 | 0.00022617 | 0.00023194 | 0.00036102 | 0.00054737 | 0.00051261 | 37.2131 | 57.9898
Option 6 SG | QLD | Q4b | Isaac (B) | Solar | 316.4946 | 698.8084 | 661.3165 | 528.6127 | 528.4025 | 536.6123 | 573.4811 | 537.1028 | 573.2974 | 596.2354 | 625.9492 | 621.5901 | 653.6588 | 624.5675 | 643.1806 | 667.3714 | 576.1673 | 633.2894 | 628.3511 | 598.643 | 583.6318 | 608.5149 | 600.2563 | 521.3943
Option 6 SG | QLD | Q4 | Isaac | Solar | 819.1166 | 935.1102 | 948.4603 | 776.0843 | 799.9908 | 795.6857 | 828.3003 | 819.564 | 862.9612 | 869.7326 | 894.263 | 876.7583 | 923.7806 | 878.4839 | 893.7162 | 962.7569 | 814.7596 | 904.5985 | 864.8848 | 813.4246 | 816.8161 | 850.4343 | 247.8521 | 744.406
Option 6 SG | QLD | Q8 | Darling Downs | Solar | 0 | 90.837 | 96.1188 | 100.3922 | 97.854 | 99.0984 | 99.6559 | 100.77 | 102.6978 | 103.6604 | 96.3713 | 94.0432 | 97.0163 | 98.7785 | 96.4291 | 4277.6643 | 5676.7562 | 6339.867 | 6681.9275 | 7003.8397 | 7205.3412 | 8536.8869 | 9608.613 | 11360.9894
Option 6 SG | QLD | Q10 | Collinsville | Solar | 493.1939 | 563.0319 | 573.8321 | 488.0317 | 501.0109 | 517.6457 | 516.8854 | 523.8937 | 522.2178 | 528.9134 | 536.3151 | 545.0112 | 564.8776 | 528.4894 | 538.0477 | 583.4288 | 487.3475 | 539.7367 | 561.36 | 531.3871 | 548.1303 | 561.9282 | 179.8921 | 0
Option 6 SG | QLD | Q1 | Far North QLD | Solar | 156.2873 | 179.1857 | 169.0121 | 157.1702 | 144.0555 | 166.2081 | 171.2694 | 157.8712 | 159.3058 | 151.0989 | 157.4023 | 174.6763 | 174.1597 | 162.4259 | 168.8839 | 160.2938 | 434.4273 | 651.1847 | 669.2038 | 599.798 | 614.948 | 643.9148 | 472.8859 | 435.9826
Option 6 SG | QLD | Q2 | North Qld Clean Energy Hub | Solar | 168.902 | 182.7011 | 191.1163 | 190.7662 | 194.8302 | 193.2421 | 191.8867 | 190.9158 | 192.6019 | 198.0432 | 189.3311 | 98.5225 | 95.8092 | 92.1626 | 94.1193 | 97.763 | 85.3011 | 89.8513 | 95.3675 | 91.7924 | 48.6949 | 48.8922 | 0 | 0
Option 6 SG | QLD | Q8a | Darling Downs (A) | Wind | 545.1884 | 565.195 | 608.5466 | 635.8778 | 631.4364 | 633.5809 | 594.9644 | 605.3033 | 655.6907 | 608.2262 | 617.0366 | 619.3301 | 608.7617 | 584.5147 | 602.8909 | 631.4388 | 545.188 | 565.1941 | 608.5438 | 635.8761 | 631.4322 | 633.5768 | 594.9503 | 605.2374
Option 6 SG | QLD | Q8c | Darling Downs (C) | Wind | 2337.7034 | 2310.4261 | 2335.2037 | 2254.7729 | 2341.2123 | 2335.149 | 2231.8075 | 2234.8927 | 2447.0086 | 2209.8378 | 2298.1095 | 2310.7242 | 2333.7324 | 2173.4154 | 2231.0444 | 2340.877 | 2309.4833 | 2260.7601 | 959.3534 | 970.6405 | 963.2691 | 978.6209 | 933.8609 | 872.1249
Option 6 SG | QLD | Q8b | Darling Downs (B) | Wind | 3370.63 | 3331.2324 | 3421.5326 | 3351.832 | 3481.8037 | 3456.1721 | 3284.9456 | 3428.1771 | 3728.5552 | 3382.3728 | 3494.2998 | 3612.9338 | 3516.8344 | 3333.2104 | 3431.7247 | 3482.6868 | 3343.436 | 3289.3684 | 3347.403 | 3258.5096 | 3371.1222 | 3332.6188 | 3155.5785 | 3155.5469
Option 6 SG | QLD | Q8 | Darling Downs | Wind | 0 | 0 | 8.448e-06 | 1.8039e-05 | 5.419e-05 | 0.00010573 | 0.00011585 | 0.0001163 | 0.00013742 | 599.0268 | 4447.2594 | 7248.5736 | 7000.4456 | 6617.5616 | 6960.0378 | 7122.6448 | 6670.6744 | 7231.8244 | 7567.5695 | 8024.0381 | 11556.9762 | 13346.7565 | 12926.5566 | 14893.4399
Option 6 SG | QLD | Q6 | Fitzroy | Wind | 0 | 516.7785 | 754.5781 | 742.7177 | 735.3637 | 714.4874 | 726.9181 | 669.794 | 782.7917 | 698.0724 | 752.4448 | 736.1661 | 706.4054 | 768.176 | 756.8864 | 764.1019 | 766.241 | 1828.4209 | 1828.5339 | 3523.9668 | 3728.0892 | 3741.1405 | 3665.6638 | 3350.3029
Option 6 SG | QLD | Q5 | Barcaldine | Wind | 0 | 0 | 1.0426e-06 | 2.7835e-06 | 1.0947e-05 | 1.2575e-05 | 1.125e-05 | 1.2376e-05 | 1.243e-05 | 1.098e-05 | 0.00026963 | 340.3083 | 336.2382 | 348.5555 | 370.0823 | 372.01 | 330.8944 | 327.4837 | 373.7251 | 384.6076 | 397.2836 | 381.4616 | 366.9861 | 399.1141
Option 6 SG | QLD | Q4 | Isaac | Wind | 1392.5019 | 2019.5536 | 2525.3495 | 2762.0857 | 2605.9624 | 2642.1442 | 2496.7402 | 2521.54 | 2835.6985 | 2516.1792 | 2764.139 | 2662.2073 | 2436.2508 | 2725.0883 | 2642.0712 | 2665.0214 | 2486.327 | 2471.1263 | 2520.2213 | 2829.1247 | 2629.4925 | 2711.0661 | 2510.1256 | 2275.4008
Option 6 SG | QLD | Q2 | North Qld Clean Energy Hub | Wind | 166.8489 | 170.1043 | 180.6074 | 174.5483 | 175.0993 | 162.9488 | 164.869 | 173.6003 | 178.148 | 170.2899 | 385.4374 | 361.3615 | 1552.2873 | 1713.9512 | 2456.5539 | 2519.6684 | 4459.3539 | 7022.9634 | 7324.0119 | 7687.7349 | 7389.7414 | 6850.1499 | 8633.3083 | 9268.6559
Option 6 SG | QLD | Q10 | Collinsville | Wind | 0 | 0 | 2.1485e-06 | 1.8663e-06 | 6.0955e-06 | 1.1101e-05 | 1.3905e-05 | 1.3803e-05 | 1.6029e-05 | 1.3247e-05 | 9.653e-05 | 0.0011105 | 0.001067 | 0.0012156 | 0.0011681 | 0.0010989 | 0.0011787 | 0.001109 | 0.0010916 | 133.0228 | 121.9421 | 806.6809 | 1524.499 | 1711.345
Option 6 SG | QLD | Q1 | Far North QLD | Wind | 773.4109 | 804.761 | 849.1148 | 907.505 | 913.7992 | 804.0268 | 929.0227 | 1936.9291 | 3086.6356 | 3217.0005 | 3134.5502 | 2946.1176 | 2921.0908 | 3428.2813 | 3160.0254 | 3438.2203 | 3045.0325 | 2719.8378 | 2828.2564 | 3416.4903 | 3362.4771 | 3036.7888 | 2643.558 | 3269.2703
Option 6 SG | SA | S3 | Mid-North SA | Solar | 0 | 0.0025178 | 0.0019978 | 0.0017264 | 0.0016616 | 0.0015127 | 0.0021999 | 0.0023474 | 0.002494 | 0.0025194 | 0.0024681 | 0.0026597 | 0.0026363 | 0.0029707 | 0.0029805 | 0.0026525 | 0.0023809 | 0.0025301 | 0.0024295 | 0.0021789 | 0.0022938 | 0.0018688 | 0.0016316 | 0.0018754
Option 6 SG | SA | S5 | Northern SA | Solar | 649.3221 | 1852.8207 | 1724.8891 | 1504.1914 | 1551.1497 | 1712.2022 | 1607.4336 | 1708.7157 | 1717.6277 | 1895.2739 | 1891.9487 | 2060.1509 | 2105.7923 | 2287.3658 | 2328.495 | 2103.5212 | 1965.5571 | 2067.0008 | 1546.756 | 1469.3918 | 1532.6938 | 1141.9368 | 986.7897 | 1249.1352
Option 6 SG | SA | S1 | South East SA | Solar | 348.6856 | 376.8725 | 261.5639 | 233.9793 | 223.1132 | 341.7227 | 243.6421 | 242.1166 | 242.5655 | 225.6182 | 219.9396 | 403.2915 | 389.4532 | 421.1626 | 422.9611 | 384.3213 | 348.3465 | 378.2286 | 389.4975 | 320.8524 | 280.9628 | 218.3037 | 181.8269 | 117.3512
Option 6 SG | SA | S2 | Riverland | Solar | 32.4411 | 31.9613 | 31.6633 | 31.9143 | 34.9336 | 27.9782 | 27.7597 | 28.2404 | 29.2791 | 29.6349 | 28.3797 | 28.5684 | 28.3457 | 30.3213 | 30.1263 | 12.2145 | 10.9501 | 11.5243 | 12.2988 | 0 | 0 | 0 | 0 | 0
Option 6 SG | SA | S6 | Roxby Downs | Wind | 0 | 0 | 2.3589e-06 | 1.8159e-06 | 1.6592e-06 | 6.4604e-06 | 8.8804e-06 | 9.908e-06 | 1.1228e-05 | 1.0477e-05 | 1.1178e-05 | 1.1273e-05 | 1.0188e-05 | 1.0269e-05 | 1.12e-05 | 1.0528e-05 | 1.1092e-05 | 1.1004e-05 | 1.2446e-05 | 1.1567e-05 | 1.3314e-05 | 1.3408e-05 | 1.418e-05 | 3.195e-05
Option 6 SG | SA | S5 | Northern SA | Wind | 1248.028 | 1224.0842 | 1194.8117 | 1213.233 | 1162.1778 | 1213.5519 | 1137.152 | 1215.1257 | 1272.2851 | 1240.6037 | 1272.4298 | 1349.6154 | 1317.9269 | 1230.2362 | 1274.263 | 1271.1934 | 1248.3984 | 1258.0265 | 1264.3971 | 654.3372 | 845.64 | 1203.123 | 1098.0661 | 1909.171
Option 6 SG | SA | S4 | Yorke Peninsula | Wind | 0 | 0 | 3.7179e-06 | 5.2799e-06 | 4.0344e-06 | 7.6847e-06 | 9.3914e-06 | 1.0116e-05 | 1.1785e-05 | 1.0393e-05 | 1.1559e-05 | 1.0862e-05 | 1.0584e-05 | 1.0685e-05 | 1.2819e-05 | 1.1795e-05 | 1.2853e-05 | 1.681e-05 | 2.0587e-05 | 7.9371e-05 | 8.6209e-05 | 0.00010941 | 0.0001159 | 319.7678
Option 6 SG | SA | S3 | Mid-North SA | Wind | 5321.1078 | 5603.0932 | 5006.9132 | 5092.9226 | 4559.4542 | 5204.7664 | 4574.1336 | 5034.6166 | 5024.1558 | 4720.0047 | 3921.4654 | 4509.6319 | 4455.2836 | 3123.025 | 3579.4707 | 4025.662 | 4036.0779 | 4798.7852 | 6660.6206 | 6936.3684 | 6253.9623 | 5962.9262 | 4732.4257 | 5049.2553
Option 6 SG | SA | S2 | Riverland | Wind | 0 | 0 | 2.2219e-07 | 4.154e-06 | 3.1909e-06 | 6.7405e-06 | 1.0487e-05 | 1.1886e-05 | 1.3751e-05 | 1.2336e-05 | 1.2677e-05 | 3.7797e-06 | 1.2459e-05 | 1.207e-05 | 1.3628e-05 | 1.2416e-05 | 1.1997e-05 | 1.327e-05 | 1.2888e-05 | 1.2843e-05 | 1.4547e-05 | 1.9972e-05 | 2.0336e-05 | 4.3428e-05
Option 6 SG | SA | S1 | South East SA | Wind | 728.3024 | 804.6043 | 549.5279 | 547.5773 | 400.7003 | 497.9028 | 434.8674 | 413.7186 | 481.7371 | 310.9367 | 307.9365 | 449.2976 | 82.068 | 69.2014 | 1.2704e-05 | 1.2823e-05 | 1.2983e-05 | 1.1115e-05 | 1.4771e-05 | 6.6302e-05 | 413.4304 | 1274.6213 | 1145.1425 | 1236.1469
Option 6 SG | SA | S7 | Eastern Eyre Peninsula | Wind | 575.6458 | 593.6192 | 464.3018 | 485.9094 | 274.2362 | 143.9132 | 118.1542 | 139.3022 | 125.9978 | 5.4982e-06 | 5.5398e-06 | 5.2301e-06 | 4.9645e-06 | 5.845e-06 | 8.2611e-06 | 7.6324e-06 | 7.9255e-06 | 8.8072e-06 | 1.3143e-05 | 541.896 | 958.0696 | 928.3267 | 829.5035 | 1027.3632
Option 6 SG | TAS | T1 | North East Tasmania | Solar | 0 | 5.0202e-06 | 869.2711 | 654.63 | 809.9961 | 918.4201 | 920.195 | 930.9392 | 919.2766 | 899.1015 | 878.0274 | 858.3034 | 880.5557 | 948.605 | 431.6912 | 391.1769 | 368.102 | 406.8908 | 428.7212 | 400.4226 | 460.3422 | 465.7834 | 439.7553 | 442.4048
Option 6 SG | TAS | T3 | Central Highlands | Solar | 0 | 3.5238e-06 | 222.7872 | 921.05 | 1020.281 | 1107.3422 | 1082.2405 | 1070.3101 | 1059.5157 | 964.1789 | 959.8015 | 937.5081 | 1011.2016 | 1065.891 | 526.2234 | 502.2348 | 465.1623 | 494.5927 | 532.0808 | 513.748 | 571.6824 | 609.2827 | 567.8031 | 547.7934
Option 6 SG | TAS | T2 | North West Tasmania | Solar | 0 | 3.1908e-06 | 219.689 | 202.5339 | 206.182 | 232.9824 | 218.9165 | 223.9894 | 221.3436 | 207.3541 | 217.2368 | 212.3263 | 230.8503 | 234.4241 | 160.4365 | 149.8889 | 142.2836 | 167.4812 | 167.1701 | 164.962 | 163.8219 | 189.2985 | 170.2445 | 173.8731
Option 6 SG | TAS | T1 | North East Tasmania | Wind | 0 | 0 | 9.6075e-06 | 2.489e-05 | 2.804e-05 | 3.7375e-05 | 4.9629e-05 | 4.6393e-05 | 4.9711e-05 | 5.6896e-05 | 927.8215 | 1420.2505 | 1425.9201 | 1367.6329 | 1451.348 | 1384.904 | 1438.7032 | 1385.2872 | 1384.532 | 1474.4142 | 1384.8942 | 1372.1118 | 1521.3316 | 1465.9731
Option 6 SG | TAS | T3 | Central Highlands | Wind | 498.7642 | 487.3243 | 477.3497 | 510.8401 | 487.6334 | 465.5992 | 621.6181 | 3942.27 | 4021.535 | 4859.5718 | 4548.5394 | 4234.8103 | 4405.9453 | 4477.4549 | 4004.6979 | 4209.462 | 4343.0167 | 4339.2486 | 3839.9488 | 4024.0184 | 4043.6375 | 3901.5289 | 4024.7495 | 4156.8587
Option 6 SG | TAS | T2 | North West Tasmania | Wind | 390.7669 | 411.1428 | 377.526 | 415.596 | 395.9266 | 361.5967 | 384.9161 | 409.2305 | 408.6882 | 436.3273 | 426.4934 | 413.5913 | 414.4841 | 387.6998 | 200.7331 | 243.9527 | 236.3545 | 267.2754 | 254.8947 | 299.8699 | 315.2539 | 290.7737 | 309.6096 | 316.3106
Option 6 SG | VIC | V9 | Southern Ocean | Offshore Wind | 0 | 0 | 0 | 0 | 0 | 1968.4776 | 2487.775 | 2568.1955 | 2573.9428 | 2675.6359 | 3270.4954 | 3446.1126 | 3317.7439 | 2999.546 | 3091.762 | 3111.7144 | 3176.7674 | 3430.5879 | 3344.0288 | 3349.6427 | 3111.712 | 3101.5644 | 3219.4834 | 3259.4923
Option 6 SG | VIC | V8 | Gippsland Offshore | Offshore Wind | 0 | 0 | 0 | 0 | 0 | 6145.932 | 8758.1482 | 12140.2855 | 14224.3464 | 18343.6497 | 21021.0173 | 22060.4132 | 28752.4474 | 29822.2422 | 33001.0377 | 31731.0635 | 32846.5978 | 33333.0491 | 33370.8343 | 35257.2451 | 32703.1682 | 33165.2336 | 33880.0887 | 35106.9794
Option 6 SG | VIC | V7 | Central North VIC | Solar | 1134.4623 | 1480.209 | 1414.0077 | 1213.1491 | 1175.0565 | 1043.1463 | 1048.6081 | 1173.3056 | 1174.1346 | 951.7618 | 973.2117 | 830.3234 | 877.5458 | 1023.5171 | 1027.1844 | 1042.1474 | 1041.9142 | 1088.2554 | 946.1017 | 924.8047 | 1013.5037 | 989.1218 | 991.7663 | 946.9258
Option 6 SG | VIC | V6 | Gippsland Onshore | Solar | 6.5835 | 626.5246 | 772.9746 | 730.9275 | 733.3781 | 680.2974 | 701.5278 | 748.4203 | 709.5795 | 547.483 | 527.5069 | 463.0225 | 420.8471 | 439.5912 | 520.061 | 496.6239 | 501.3295 | 539.4645 | 543.7069 | 556.7054 | 590.9635 | 567.4394 | 578.5799 | 591.4493
Option 6 SG | VIC | V3 | Wimmera Grampians | Solar | 130.8675 | 226.296 | 198.8203 | 155.1705 | 133.2984 | 98.7621 | 109.9842 | 125.1024 | 140.4772 | 106.6496 | 109.5792 | 116.1305 | 85.8645 | 109.9732 | 120.3894 | 113.1461 | 108.131 | 125.9115 | 114.5722 | 113.7731 | 135.4705 | 132.8228 | 131.4951 | 128.3923
Option 6 SG | VIC | V2 | Central Highlands VIC | Solar | 0 | 361.5671 | 392.2548 | 363.4165 | 383.3623 | 392.4059 | 390.5988 | 412.5601 | 414.1113 | 391.1643 | 379.6526 | 386.0494 | 397.6439 | 430.5974 | 430.2932 | 383.3914 | 334.3331 | 372.3807 | 391.4172 | 362.6495 | 384.0741 | 392.0473 | 390.4706 | 412.7207
Option 6 SG | VIC | V1 | North West VIC | Solar | 1231.7761 | 2024.7641 | 1802.1898 | 1490.9359 | 1365.7472 | 1154.7538 | 1261.0573 | 1440.5017 | 1483.6469 | 1197.9557 | 1182.4484 | 1143.808 | 952.5417 | 1176.9051 | 1260.9618 | 1211.3843 | 1225.4878 | 1330.2102 | 1330.9934 | 1308.7766 | 1442.8631 | 1420.2073 | 1210.768 | 648.8377
Option 6 SG | VIC | V1 | North West VIC | Wind | 0 | 0 | 3533.5966 | 4104.3309 | 3660.4969 | 3653.3663 | 3624.6939 | 3895.0798 | 3774.5298 | 3428.1811 | 3356.4271 | 3288.6206 | 2629.6714 | 2593.1801 | 3043.9632 | 3194.0173 | 2934.6508 | 3320.8165 | 3367.9621 | 3721.0303 | 3729.5916 | 3836.8873 | 3776.6905 | 3883.0636
Option 6 SG | VIC | V7 | Central North VIC | Wind | 0 | 0 | 477.9251 | 1043.1645 | 1004.233 | 967.5645 | 880.9599 | 981.3394 | 979.9759 | 888.5154 | 907.7678 | 854.255 | 759.5889 | 787.6603 | 855.7643 | 927.7867 | 857.6712 | 914.4355 | 908.1799 | 978.1607 | 1007.7432 | 1001.3175 | 933.6261 | 977.2217
Option 6 SG | VIC | V6 | Gippsland Onshore | Wind | 0 | 0 | 9.1359e-05 | 0.00045825 | 0.00036243 | 0.00031334 | 0.00046611 | 0.00043496 | 0.00045027 | 0.00046694 | 0.00044461 | 0.00041384 | 0.0003494 | 0.00032572 | 0.00034874 | 0.00036891 | 0.00037478 | 0.00037709 | 0.00035981 | 0.0004354 | 0.00040147 | 0.00039988 | 0.00041397 | 0.00038944
Option 6 SG | VIC | V5 | South West VIC | Wind | 6098.2423 | 7165.9689 | 8064.0168 | 8412.1368 | 7340.722 | 6781.4046 | 6780.1674 | 7323.4616 | 7457.3257 | 7505.4746 | 7513.7585 | 7240.8124 | 6066.7574 | 5610.3495 | 5535.4539 | 5753.2708 | 5685.7147 | 5723.3051 | 5474.3813 | 2911.7791 | 2569.9923 | 2493.2745 | 3161.9859 | 3309.9082
Option 6 SG | VIC | V4 | Wimmera Southern Mallee | Wind | 1411.5596 | 1493.8596 | 1803.4971 | 3552.1536 | 3342.687 | 3413.918 | 3437.4054 | 3367.9143 | 3504.7399 | 3038.6694 | 3148.8644 | 3078.1115 | 2315.9945 | 2234.034 | 2570.1476 | 2751.7852 | 2562.9927 | 2814.1617 | 2966.8212 | 3166.8387 | 3485.1803 | 3639.8029 | 3461.8088 | 3016.5305
Option 6 SG | VIC | V3 | Wimmera Grampians | Wind | 1972.6054 | 2136.066 | 1995.6898 | 2001.0771 | 1564.2872 | 1488.2025 | 1440.4 | 1562.6129 | 1024.838 | 938.9847 | 902.9952 | 883.0214 | 634.0314 | 675.0879 | 729.6863 | 830.6296 | 751.6908 | 847.2479 | 696.1171 | 762.098 | 851.3778 | 412.9894 | 385.5714 | 0.00069327
Option 6 SG | VIC | V2 | Central Highlands VIC | Wind | 1919.0053 | 2149.1631 | 3081.2171 | 4675.0735 | 4446.381 | 4469.5035 | 4488.5859 | 4711.3019 | 4795.2642 | 4808.169 | 4729.6099 | 4741.3211 | 4412.7978 | 3986.4212 | 4220.2282 | 4405.3279 | 4409.0548 | 4616.3025 | 3675.6585 | 4060.8605 | 3524.1862 | 3517.2555 | 3866.9814 | 4366.6704
BaseCase AT | NSW | N11 | Illawarra Coast | Offshore Wind | 0 | 0 | 0 | 0 | 0 | 0 | 0 | 0 | 0 | 0 | 0 | 0 | 2963.3869 | 3962.6063 | 6859.8042 | 7950.023 | 11766.7934 | 10341.2734 | 11442.6806 | 11555.4922 | 13074.127 | 15495.5496 | 16850.337 | 16941.1902
BaseCase AT | NSW | N10 | Hunter Coast | Offshore Wind | 0 | 0 | 0 | 0 | 0 | 0 | 0 | 0 | 0 | 0 | 0 | 0 | 10968.0652 | 9635.5263 | 11138.51 | 10617.5876 | 11518.3427 | 10438.555 | 11336.9311 | 11012.122 | 11326.5836 | 11406.4532 | 15232.721 | 14718.9145
BaseCase AT | NSW | DN1 | Dubbo | Solar | 0 | 0 | 6.7304e-06 | 7.4425e-06 | 8.0052e-06 | 9.0763e-06 | 0.00010371 | 1173.2026 | 1301.5515 | 1153.6427 | 950.9198 | 1041.6731 | 641.4541 | 737.0656 | 686.546 | 762.4788 | 883.4503 | 1000.4222 | 932.0103 | 1004.7018 | 1075.3772 | 1114.0171 | 1360.2081 | 1362.1596
BaseCase AT | NSW | N6 | Wagga Wagga | Solar | 911.1712 | 3304.5925 | 3440.2834 | 3254.8223 | 3487.4982 | 2941.9958 | 2276.5592 | 2137.0422 | 2589.0245 | 2024.992 | 1642.7216 | 1736.9491 | 1288.7942 | 1198.8514 | 1298.9305 | 1267.4591 | 1299.4607 | 1261.1483 | 1202.9159 | 1174.636 | 1393.3016 | 1541.1754 | 1467.3285 | 1166.6501
BaseCase AT | NSW | N5 | South West NSW | Solar | 1543.2293 | 2146.2306 | 2241.6673 | 2001.3274 | 1699.442 | 1412.1392 | 1205.8469 | 1066.0839 | 1208.3421 | 1048.0266 | 820.7848 | 815.2595 | 604.1689 | 466.1858 | 505.0814 | 526.3803 | 560.6901 | 496.3804 | 474.2839 | 462.43 | 571.2846 | 583.8337 | 1679.0575 | 1166.6486
BaseCase AT | NSW | N4 | Broken Hill | Solar | 109.5632 | 425.4273 | 404.371 | 375.8357 | 308.8702 | 244.9418 | 228.9855 | 196.7368 | 230.5468 | 218.7868 | 244.808 | 276.2423 | 186.8097 | 143.2613 | 151.1874 | 157.2651 | 160.5874 | 160.5315 | 138.7933 | 237.9701 | 263.0496 | 269.4859 | 333.9328 | 243.8097
BaseCase AT | NSW | N3 | Central-West Orana | Solar | 2781.2983 | 2878.8787 | 3582.8108 | 11789.6934 | 12177.9259 | 12738.9808 | 16792.1509 | 17740.0127 | 17979.7588 | 19072.4503 | 17929.7749 | 16864.1899 | 17518.7028 | 18258.9182 | 17419.9602 | 17811.3633 | 16091.127 | 17166.6105 | 18850.7495 | 18608.2213 | 18362.5966 | 18662.861 | 21511.1677 | 22656.0097
BaseCase AT | NSW | N2 | New England | Solar | 1139.292 | 1227.4777 | 1655.7219 | 1351.8879 | 1187.8257 | 1146.9412 | 1106.1945 | 956.1764 | 1113.254 | 921.8055 | 889.2203 | 943.1301 | 877.5029 | 1092.1963 | 1042.2762 | 1041.1821 | 1408.3165 | 1512.1469 | 1281.124 | 1483.6426 | 1407.0589 | 1674.4546 | 1390.4925 | 1250.3235
BaseCase AT | NSW | N13 | South Cobar | Solar | 0 | 0.0025675 | 0.0026878 | 0.0021296 | 0.0020361 | 0.0019345 | 0.003254 | 0.0034079 | 0.0034517 | 0.0032876 | 331.7319 | 307.0002 | 326.0965 | 322.7017 | 324.3839 | 324.9672 | 282.21 | 303.6978 | 287.1032 | 309.5622 | 336.0165 | 329.668 | 230.6995 | 318.236
BaseCase AT | NSW | N1 | North West NSW | Solar | 393.4335 | 529.1334 | 544.3624 | 446.8305 | 376.1714 | 353.5068 | 395.3682 | 835.7737 | 1446.6599 | 1412.2817 | 1359.5828 | 1450.1321 | 1085.167 | 1525.7058 | 1669.811 | 1730.2923 | 2127.0288 | 2188.0897 | 2169.0938 | 2150.062 | 2369.6505 | 2592.8342 | 3192.0426 | 3310.046
BaseCase AT | NSW | DN3 | Marulan | Solar | 0 | 0 | 0 | 0 | 8.5138e-05 | 0.00012981 | 0.00015055 | 0.00014648 | 0.00014287 | 0.00013272 | 0.0001163 | 0.00010043 | 0.00011554 | 0.00010019 | 9.9306e-05 | 9.6434e-05 | 8.3833e-05 | 8.1205e-05 | 0.00010584 | 0.00010601 | 9.7358e-05 | 9.7689e-05 | 8.4985e-05 | 8.8533e-05
BaseCase AT | NSW | N7 | Tumut | Solar | 0 | 5.6232e-05 | 0.00022297 | 0.00020877 | 0.0003317 | 0.00042744 | 0.00054061 | 0.00053895 | 0.00056186 | 0.00051421 | 0.00049078 | 0.00045012 | 0.00040564 | 0.00033216 | 0.00032986 | 0.00031516 | 0.00030977 | 0.0003643 | 0.00055416 | 0.00043351 | 0.0026631 | 0.0026144 | 211.3142 | 222.9502
BaseCase AT | NSW | N9 | Hunter-Central Coast | Solar | 0 | 1787.2417 | 4063.4237 | 3782.28 | 3314.3128 | 4321.1515 | 4675.8143 | 5953.3375 | 9949.372 | 11949.5487 | 10496.1361 | 11871.9077 | 10504.1596 | 12017.2179 | 11729.5141 | 13824.2052 | 15059.4146 | 17496.5282 | 16967.3544 | 16550.8208 | 17995.6279 | 18915.7602 | 14890.2381 | 15462.0282
BaseCase AT | NSW | N8 | Cooma-Monaro | Solar | 0 | 0.00014393 | 0.00039596 | 0.00029448 | 0.00029773 | 0.00034565 | 0.00051821 | 0.00052235 | 0.00054209 | 0.00051489 | 0.00046188 | 0.00042419 | 0.00040274 | 53.9448 | 400.4235 | 721.2131 | 672.5478 | 662.2085 | 707.7021 | 736.898 | 717.9634 | 744.862 | 647.3737 | 759.8275
BaseCase AT | NSW | N5 | South West NSW | Wind | 0 | 0 | 3803.5232 | 3892.7944 | 3643.8353 | 3620.4045 | 3639.2114 | 3868.9277 | 3882.4961 | 3910.969 | 3800.8806 | 3797.661 | 3766.8665 | 3350.1578 | 3681.5692 | 3629.0457 | 3492.9297 | 3681.0744 | 3763.4451 | 3857.1949 | 3601.8089 | 3565.5379 | 3545.3664 | 3758.7427
BaseCase AT | NSW | N4 | Broken Hill | Wind | 672.025 | 674.4387 | 958.0702 | 946.2337 | 897.8433 | 848.2247 | 790.0559 | 856.3905 | 908.4104 | 804.1026 | 799.1571 | 718.4726 | 652.9347 | 626.3725 | 645.3064 | 691.1763 | 639.2796 | 232.9655 | 220.1701 | 589.3021 | 610.6583 | 624.03 | 527.15 | 598.8498
BaseCase AT | NSW | N3 | Central-West Orana | Wind | 315.9411 | 648.6706 | 4985.0565 | 15668.768 | 20693.8447 | 20221.647 | 19198.3476 | 22906.5253 | 22677.4106 | 23071.6247 | 26925.3086 | 27643.9347 | 26053.2383 | 23440.0889 | 23709.1388 | 25750.0449 | 25793.6093 | 24488.6441 | 24709.6853 | 23819.9373 | 24834.9048 | 24816.6449 | 22236.3601 | 24302.4656
BaseCase AT | NSW | N2 | New England | Wind | 1240.6506 | 1122.8578 | 1383.6296 | 1286.8717 | 1610.8774 | 1715.8513 | 7110.8971 | 7226.4567 | 7885.7123 | 7116.0362 | 9151.8387 | 9261.324 | 7131.3557 | 6718.0001 | 7231.9088 | 7847.0129 | 7833.2036 | 9423.1254 | 9438.1126 | 9099.6026 | 9373.2694 | 9795.5323 | 8986.3172 | 9465.9091
BaseCase AT | NSW | N6 | Wagga Wagga | Wind | 0 | 0 | 0.0020038 | 0.0018968 | 0.0018877 | 0.0018483 | 0.0020718 | 0.002188 | 0.0022693 | 0.0021729 | 0.0020506 | 0.0020264 | 0.0018992 | 0.0016814 | 0.0018188 | 0.0018964 | 0.0017279 | 0.0017808 | 0.0020571 | 0.0020414 | 0.0020943 | 0.0020464 | 0.0018828 | 0.0020244
BaseCase AT | NSW | N12 | Illawarra | Wind | 0 | 0 | 989.7762 | 936.2239 | 937.9857 | 924.0591 | 971.8156 | 973.4013 | 952.4221 | 956.0183 | 954.3935 | 1029.2776 | 1044.3394 | 889.6242 | 961.1938 | 937.3872 | 988.6374 | 910.5587 | 989.7847 | 936.2557 | 937.3637 | 918.9302 | 960.576 | 949.9345
BaseCase AT | NSW | DN3 | Marulan | Wind | 0 | 0 | 0 | 0 | 0.00021661 | 0.00049862 | 0.00052717 | 0.00051167 | 0.00048597 | 0.00048707 | 0.00040569 | 0.00039325 | 0.00041452 | 0.00034258 | 0.0003869 | 0.00035738 | 0.00037536 | 0.00037546 | 0.00043676 | 0.0004574 | 0.00040514 | 0.00042406 | 0.00039652 | 0.00042939
BaseCase AT | NSW | N13 | South Cobar | Wind | 0 | 0 | 0.00050014 | 0.00046267 | 0.00045707 | 0.00045562 | 0.00052066 | 0.00054596 | 0.00054376 | 0.00052765 | 0.00048128 | 0.00047125 | 0.00044695 | 0.00042726 | 0.00043027 | 0.00044119 | 0.00043001 | 0.00045384 | 0.00049096 | 0.00047041 | 0.00047368 | 0.00047044 | 51.6984 | 57.1971
BaseCase AT | NSW | DN1 | Dubbo | Wind | 0 | 0 | 8.5683e-06 | 1.0864e-05 | 1.0619e-05 | 1.4058e-05 | 2.9746e-05 | 811.2603 | 806.1378 | 777.2961 | 749.3146 | 783.2637 | 683.3996 | 699.1172 | 661.8652 | 740.5321 | 647.746 | 698.4598 | 692.3764 | 661.5595 | 757.417 | 712.2081 | 620.0795 | 717.3073
BaseCase AT | NSW | N7 | Tumut | Wind | 0 | 465.75 | 799.8371 | 830.0332 | 852.7894 | 805.8977 | 720.5947 | 774.0209 | 757.7064 | 729.6536 | 645.6446 | 598.5144 | 662.9711 | 520.4915 | 602.4203 | 611.7484 | 735.1945 | 584.8243 | 575.9112 | 593.718 | 610.0723 | 636.9153 | 522.6714 | 584.42
BaseCase AT | NSW | N9 | Hunter-Central Coast | Wind | 0 | 0 | 3699.5872 | 3539.9377 | 3525.6529 | 5105.5378 | 5038.4174 | 7855.1046 | 7120.7365 | 9003.1836 | 10968.4278 | 11194.0578 | 10792.6927 | 9310.3548 | 10343.9683 | 10522.3157 | 11767.914 | 10322.8485 | 10981.4115 | 10397.4025 | 10500.4106 | 10695.6965 | 10102.6048 | 11343.296
BaseCase AT | NSW | N8 | Cooma-Monaro | Wind | 326.0768 | 329.632 | 676.4108 | 699.8193 | 631.191 | 645.4052 | 626.5014 | 661.1295 | 694.7285 | 676.4885 | 1233.6024 | 1178.8444 | 1094.4407 | 873.4398 | 670.962 | 737.2738 | 833.6462 | 798.3437 | 804.7018 | 791.1578 | 773.8055 | 786.6124 | 726.7951 | 781.6685
BaseCase AT | QLD | Q9 | Banana | Solar | 36.7706 | 37.5057 | 36.4649 | 33.0419 | 28.5071 | 27.7769 | 23.9736 | 20.5685 | 22.1864 | 16.9162 | 19.2349 | 18.6798 | 9.9115 | 11.3516 | 12.6387 | 13.0349 | 18.2205 | 0 | 0 | 0 | 0 | 0 | 0 | 0
BaseCase AT | QLD | Q8b | Darling Downs (B) | Solar | 598.6994 | 640.6558 | 672.7903 | 709.3805 | 691.0436 | 701.8481 | 699.5865 | 723.7861 | 726.5369 | 737.9185 | 677.3031 | 660.013 | 708.5981 | 711.8238 | 694.1291 | 691.2721 | 580.5655 | 592.8106 | 359.642 | 297.7751 | 211.7508 | 214.8987 | 143.6286 | 0
BaseCase AT | QLD | Q8a | Darling Downs (A) | Solar | 2243.4956 | 3190.2165 | 3371.6649 | 3400.1802 | 3338.6637 | 3284.9339 | 3076.5828 | 2958.9852 | 3174.7487 | 3073.8131 | 2741.7622 | 2600.9548 | 2280.365 | 2321.7013 | 2342.8529 | 2406.5956 | 2333.2878 | 2422.0102 | 2424.5464 | 2455.4926 | 1511.2066 | 1569.9002 | 1426.5656 | 1431.7496
BaseCase AT | QLD | Q8 | Darling Downs | Solar | 0 | 3521.5228 | 3726.2996 | 6457.3629 | 6280.2531 | 6390.606 | 8917.2667 | 10302.2053 | 10943.4472 | 10974.6493 | 10265.6932 | 9958.3695 | 12243.1231 | 12106.5885 | 12053.4955 | 11984.1245 | 10016.6128 | 11230.3449 | 11776.828 | 12383.9141 | 12368.5017 | 12742.9768 | 17293.3913 | 18639.7086
BaseCase AT | QLD | Q7 | Wide Bay | Solar | 835.1157 | 1052.3082 | 1587.6632 | 2195.7088 | 2511.7207 | 2490.9791 | 5005.1978 | 4630.0266 | 5383.2993 | 4847.4876 | 4524.4858 | 4049.8371 | 3335.1181 | 3529.8656 | 3270.5182 | 3579.4897 | 4153.8151 | 3885.7845 | 3721.3615 | 3621.2527 | 3921.421 | 4978.7216 | 3815.6294 | 3537.6766
BaseCase AT | QLD | Q6 | Fitzroy | Solar | 171.6245 | 151.6955 | 132.0619 | 131.6403 | 4009.5717 | 4236.1238 | 4916.7293 | 5824.0076 | 7080.609 | 10799.1589 | 12024.1728 | 12619.5594 | 10286.5236 | 10395.1048 | 11678.7742 | 13682.498 | 14185.1366 | 15799.8141 | 15213.1091 | 15709.7635 | 16198.2709 | 17632.1747 | 16037.4844 | 16441.1825
BaseCase AT | QLD | Q5 | Barcaldine | Solar | 0 | 0.012634 | 0.012231 | 107.7325 | 117.5257 | 117.5541 | 100.5339 | 86.5007 | 88.6483 | 69.6598 | 77.5017 | 88.1086 | 58.5519 | 60.1924 | 68.8762 | 70.4861 | 102.6434 | 126.3018 | 118.0774 | 769.6929 | 824.783 | 957.3854 | 1255.9809 | 1369.7385
BaseCase AT | QLD | Q4b | Isaac (B) | Solar | 316.4933 | 604.8544 | 500.2028 | 492.4933 | 397.2875 | 396.1691 | 350.2723 | 273.6874 | 290.425 | 240.7531 | 235.667 | 246.0089 | 119.4688 | 130.1733 | 145.4123 | 153.1045 | 198.4111 | 216.0547 | 165.1781 | 183.7453 | 186.0866 | 218.6874 | 191.8345 | 203.2811
BaseCase AT | QLD | Q4 | Isaac | Solar | 819.1058 | 865.3668 | 786.5709 | 720.3256 | 1306.7075 | 1304.3396 | 1136.7123 | 931.9164 | 1227.3394 | 1083.8471 | 1086.4596 | 1152.5336 | 631.1308 | 688.1582 | 766.4814 | 1115.9897 | 1746.5848 | 1888.4966 | 1615.2276 | 1826.5651 | 1923.543 | 2209.0934 | 1725.8245 | 1650.8881
BaseCase AT | QLD | Q3 | Northern Qld | Solar | 923.3975 | 1350.4209 | 2200.3907 | 2078.6618 | 2072.1213 | 2177.9267 | 1797.066 | 1605.5009 | 1777.8884 | 1670.2871 | 1610.603 | 1793.5169 | 1265.9046 | 1039.6626 | 1200.5624 | 1221.2222 | 1136.2745 | 1098.5463 | 1145.2216 | 1045.6219 | 1161.1915 | 1245.5813 | 1225.2129 | 1005.9061
BaseCase AT | QLD | Q10 | Collinsville | Solar | 493.1859 | 537.6147 | 480.9434 | 457.9959 | 438.2397 | 451.3834 | 404.4978 | 384.1129 | 389.2181 | 362.7478 | 359.6157 | 373.7497 | 289.0533 | 282.7443 | 299.2361 | 311.358 | 1108.2103 | 1195.9538 | 1136.5911 | 1089.7575 | 1160.0869 | 1429.3001 | 1207.285 | 803.5704
BaseCase AT | QLD | Q1 | Far North QLD | Solar | 156.2852 | 177.4007 | 120.9702 | 609.2461 | 829.7194 | 862.324 | 716.4716 | 682.6542 | 741.9688 | 960.1176 | 1104.2661 | 1693.0944 | 1489.2348 | 1196.3421 | 1440.803 | 1377.5184 | 1617.4322 | 1863.5168 | 1996.951 | 1744.9242 | 1962.8879 | 2168.7789 | 2106.1874 | 1906.5198
BaseCase AT | QLD | Q2 | North Qld Clean Energy Hub | Solar | 168.8995 | 182.6682 | 173.608 | 170.6729 | 165.6374 | 164.4634 | 142.7537 | 130.6352 | 147.7331 | 139.3962 | 135.3164 | 80.6314 | 64.5046 | 58.8076 | 65.2251 | 64.8741 | 66.2731 | 71.7984 | 78.3434 | 74.3661 | 33.1831 | 38.0223 | 0 | 0
BaseCase AT | QLD | Q8c | Darling Downs (C) | Wind | 2337.7029 | 2295.6177 | 2278.0001 | 2145.2082 | 2235.1124 | 2196.984 | 1975.4531 | 1920.3921 | 2093.9055 | 1876.4715 | 1927.3362 | 1928.5575 | 1783.6111 | 1739.8861 | 1732.2538 | 1830.8322 | 1848.9172 | 1879.1344 | 799.0289 | 819.1693 | 811.3903 | 876.6918 | 805.876 | 768.632
BaseCase AT | QLD | Q8b | Darling Downs (B) | Wind | 3370.6296 | 3325.6139 | 3389.0209 | 3273.6832 | 3424.3924 | 3363.9439 | 3010.5545 | 3025.4237 | 3323.0986 | 3016.7572 | 3158.165 | 3142.2916 | 2922.0463 | 2840.5785 | 2860.2612 | 2973.9023 | 2978.6299 | 2926.9188 | 2943.8677 | 2819.696 | 3009.3404 | 3134.4907 | 2840.7395 | 2928.2552
BaseCase AT | QLD | Q8a | Darling Downs (A) | Wind | 545.1878 | 565.1571 | 608.4909 | 635.7322 | 631.2464 | 633.205 | 591.1884 | 589.0596 | 649.8857 | 595.9923 | 617.0187 | 619.3115 | 602.2944 | 567.3399 | 602.799 | 631.3375 | 545.1548 | 565.133 | 608.5209 | 635.8464 | 631.4141 | 633.5707 | 582.9515 | 605.244
BaseCase AT | QLD | Q8 | Darling Downs | Wind | 0 | 0 | 9011.3769 | 9081.0551 | 9251.1186 | 11575.5344 | 11064.5256 | 10878.6011 | 11961.0376 | 11239.5963 | 12298.5855 | 17178.8647 | 16122.191 | 15197.0511 | 16457.717 | 16962.6818 | 16343.1818 | 16512.0485 | 17316.0727 | 17568.8525 | 19237.0108 | 18993.4472 | 21424.0485 | 21466.5698
BaseCase AT | QLD | Q7 | Wide Bay | Wind | 0 | 0 | 0.00011732 | 0.00011199 | 0.00021811 | 0.00021759 | 0.00024922 | 0.00023257 | 0.00024574 | 0.00023169 | 626.424 | 620.3313 | 527.5223 | 538.3493 | 550.6267 | 580.8675 | 600.799 | 613.68 | 607.9913 | 565.2147 | 595.4133 | 585.1248 | 579.4253 | 555.8027
BaseCase AT | QLD | Q6 | Fitzroy | Wind | 0 | 499.0098 | 3276.4366 | 3436.9685 | 3464.1168 | 3448.3139 | 3304.8507 | 2997.6118 | 3461.9567 | 3107.0666 | 3278.125 | 3190.9122 | 7899.0489 | 8769.5395 | 8531.8746 | 8702.0667 | 9258.797 | 9276.2908 | 9070.3126 | 9446.5459 | 9050.8218 | 9441.0743 | 8816.107 | 8437.5379
BaseCase AT | QLD | Q5 | Barcaldine | Wind | 0 | 0 | 375.0678 | 371.9619 | 378.3053 | 358.0057 | 348.8448 | 366.1834 | 371.2843 | 335.863 | 342.8415 | 334.2035 | 307.8193 | 321.71 | 346.9303 | 353.8067 | 330.4228 | 330.4564 | 1486.3662 | 2365.1565 | 2458.9409 | 2427.4133 | 4503.6853 | 4914.7375
BaseCase AT | QLD | Q2 | North Qld Clean Energy Hub | Wind | 166.8477 | 170.0829 | 3259.3682 | 3312.691 | 3373.4702 | 3883.4539 | 7412.924 | 9170.1332 | 9393.7243 | 9112.748 | 8951.2865 | 8356.6782 | 12045.548 | 12870.4696 | 12835.836 | 13322.1576 | 13021.2586 | 13262.7668 | 14023.5976 | 14085.501 | 13987.6756 | 12996.4231 | 13394.8733 | 14334.6543
BaseCase AT | QLD | Q4 | Isaac | Wind | 1392.4997 | 2007.2194 | 2444.7016 | 2685.3825 | 2452.4703 | 2497.2583 | 2438.2502 | 3230.5942 | 3645.499 | 3199.2131 | 3478.3094 | 3406.0484 | 2811.1514 | 3162.7322 | 3062.7289 | 3159.9989 | 2998.365 | 3053.244 | 3074.3962 | 3454.1389 | 3254.4389 | 3432.5179 | 3067.8032 | 1937.4399
BaseCase AT | QLD | Q10 | Collinsville | Wind | 0 | 0 | 0.00017694 | 0.00023252 | 0.00056125 | 0.00062178 | 0.0006508 | 69.9686 | 938.9814 | 793.6107 | 929.164 | 871.3382 | 1321.9339 | 1566.2784 | 1563.4538 | 1504.8584 | 1588.8975 | 1576.1228 | 1530.5118 | 1634.4252 | 1511.3938 | 1673.0934 | 1584.8851 | 1548.9383
BaseCase AT | QLD | Q1 | Far North QLD | Wind | 773.4082 | 804.714 | 3289.0974 | 3522.3719 | 3486.4023 | 3105.854 | 2980.1693 | 3208.4678 | 3082.1724 | 3090.8788 | 2819.4994 | 2818.5517 | 2092.8819 | 2279.7829 | 2406.4348 | 2826.0151 | 2849.6703 | 2817.5428 | 3006.4197 | 3848.4313 | 3911.8915 | 3686.8913 | 4332.0113 | 4700.3335
BaseCase AT | SA | S8 | Western Eyre Peninsula | Solar | 0 | 0 | 5.2947e-06 | 5.1338e-06 | 7.0907e-06 | 7.8211e-06 | 2.7264e-06 | 2.5156e-05 | 2.6282e-05 | 2.6032e-05 | 3.108e-05 | 3.4262e-05 | 2.6772e-05 | 2.876e-05 | 0.00011197 | 0.00011192 | 0.0001269 | 0.00013295 | 0.00016984 | 0.00019314 | 0.00018883 | 0.00019184 | 326.8759 | 302.5369
BaseCase AT | SA | S7 | Eastern Eyre Peninsula | Solar | 0 | 8.1077e-05 | 9.2615e-05 | 9.1136e-05 | 0.00012692 | 0.00012192 | 0.00012606 | 0.00011946 | 0.00012426 | 0.00012048 | 0.00011906 | 0.00010877 | 0.00010689 | 0.00010979 | 21.2408 | 161.0912 | 442.9347 | 466.5581 | 483.2407 | 789.623 | 996.9209 | 932.8889 | 1621.4356 | 1544.7446
BaseCase AT | SA | S5 | Northern SA | Solar | 649.669 | 1742.0143 | 1591.544 | 1687.7582 | 3447.9895 | 3557.259 | 4929.0523 | 5273.2389 | 5761.8591 | 7001.3307 | 5915.1267 | 6054.7417 | 6046.1564 | 6642.3653 | 6850.0572 | 7034.6869 | 7406.8234 | 7948.3989 | 8088.6416 | 8029.9582 | 9862.0396 | 10585.0924 | 14299.3573 | 14872.8818
BaseCase AT | SA | S3 | Mid-North SA | Solar | 0 | 0.00023614 | 0.00024403 | 0.00023652 | 0.0031541 | 0.0028912 | 571.5365 | 646.3786 | 706.0035 | 893.7518 | 1376.8241 | 1510.9155 | 1418.1905 | 2285.8754 | 2530.716 | 2198.164 | 2290.5715 | 2407.3813 | 2435.8369 | 2179.2118 | 2332.7251 | 2575.918 | 3496.5318 | 3736.762
BaseCase AT | SA | S2 | Riverland | Solar | 32.3671 | 31.826 | 29.6655 | 29.0831 | 35.7639 | 27.8038 | 27.767 | 28.2383 | 29.4634 | 673.0296 | 624.7256 | 730.7438 | 1752.7079 | 2172.3195 | 2155.2609 | 2495.8784 | 2925.3566 | 3147.3751 | 3779.534 | 4258.0301 | 5482.2103 | 5941.6353 | 5763.3314 | 6287.7658
BaseCase AT | SA | S1 | South East SA | Solar | 348.6689 | 285.1456 | 232.3572 | 218.4058 | 267.2459 | 392.3565 | 386.3082 | 227.0319 | 340.515 | 405.2596 | 161.7772 | 276.7865 | 264.9908 | 257.719 | 272.5377 | 247.0777 | 394.1629 | 313.9942 | 437.9374 | 383.5348 | 251.5936 | 341.595 | 397.7406 | 268.7984
BaseCase AT | SA | S7 | Eastern Eyre Peninsula | Wind | 562.9517 | 494.7416 | 433.3417 | 536.6008 | 350.4952 | 158.1451 | 126.7227 | 912.6129 | 913.3121 | 736.8335 | 1075.3476 | 1074.53 | 911.2948 | 991.3072 | 1015.4682 | 982.3126 | 966.3429 | 1019.8976 | 1037.2511 | 1608.6923 | 1553.8844 | 1646.9113 | 1465.5021 | 1674.7976
BaseCase AT | SA | S6 | Roxby Downs | Wind | 0 | 0 | 8.9542e-05 | 9.3339e-05 | 0.00017555 | 0.00016001 | 0.00017526 | 0.00017648 | 0.00017491 | 0.00017114 | 226.0925 | 235.1629 | 1589.8871 | 1551.7402 | 1590.4556 | 1595.32 | 1589.5566 | 1610.8929 | 1647.6429 | 1677.9573 | 1632.2568 | 1634.901 | 1485.2313 | 1675.8049
BaseCase AT | SA | S5 | Northern SA | Wind | 1228.4765 | 1182.8679 | 1168.6831 | 1243.3774 | 1944.8188 | 1991.8239 | 1767.5967 | 1860.4478 | 2564.7421 | 2443.5051 | 2423.6091 | 2476.8674 | 3024.2695 | 2892.7005 | 2925.1948 | 2954.9665 | 2838.6347 | 2918.4764 | 3287.5299 | 2838.2884 | 2776.7482 | 2782.7762 | 2550.1185 | 2769.6394
BaseCase AT | SA | S4 | Yorke Peninsula | Wind | 0 | 0 | 0.00035176 | 0.00041268 | 0.0003862 | 0.00039855 | 0.00041697 | 0.00042922 | 0.00045197 | 0.00042485 | 251.6519 | 255.6556 | 217.4195 | 225.2381 | 237.3105 | 234.166 | 243.53 | 243.4833 | 254.4449 | 250.2153 | 247.7993 | 280.8478 | 262.1064 | 295.642
BaseCase AT | SA | S3 | Mid-North SA | Wind | 5319.6024 | 5131.2156 | 5437.429 | 5868.4226 | 6821.7919 | 7441.2059 | 6805.2821 | 8586.6785 | 9601.4543 | 8964.7312 | 8144.7628 | 9075.9002 | 8589.6365 | 6563.1396 | 6973.0749 | 6880.1307 | 6908.2846 | 7974.9469 | 8499.9757 | 10156.6635 | 9396.2571 | 9981.362 | 8593.1455 | 9377.044
BaseCase AT | SA | S1 | South East SA | Wind | 728.7505 | 579.9822 | 511.8396 | 596.1141 | 592.4815 | 670.9997 | 641.6901 | 530.8954 | 589.9194 | 403.5057 | 1965.7342 | 2110.8935 | 1639.2403 | 1513.5566 | 1526.8722 | 1655.7265 | 1596.3718 | 1990.3783 | 1912.5281 | 2195.7147 | 2230.4123 | 2589.9588 | 2147.4638 | 2331.5696
BaseCase AT | SA | S8 | Western Eyre Peninsula | Wind | 0 | 0 | 3.6655e-06 | 6.4928e-06 | 8.4768e-06 | 1.2874e-05 | 2.1892e-06 | 3.4726e-05 | 3.4816e-05 | 3.5639e-05 | 0.00013681 | 0.00013459 | 0.00011988 | 0.00011383 | 0.0001111 | 0.00010327 | 0.00010675 | 0.00012148 | 0.00015723 | 0.00015801 | 0.0001588 | 0.00016636 | 0.00017184 | 0.00019797
BaseCase AT | TAS | T2 | North West Tasmania | Solar | 0 | 0.00054945 | 0.00047685 | 0.00048755 | 0.00039624 | 0.00064124 | 0.00062426 | 0.00064647 | 0.00052366 | 0.00045673 | 0.00062825 | 0.00061791 | 0.00065771 | 0.00066846 | 0.00037939 | 0.0003189 | 0.00029829 | 0.00034208 | 0.00044003 | 0.00041361 | 0.00041895 | 0.00047707 | 0.00040559 | 0.00042712
BaseCase AT | TAS | T3 | Central Highlands | Solar | 0 | 0.00013609 | 0.00012434 | 0.00010748 | 0.00010815 | 0.00016185 | 0.00016177 | 0.00017337 | 0.00011884 | 0.00010181 | 0.00014583 | 0.00014433 | 0.00015399 | 0.00015604 | 9.2139e-05 | 8.322e-05 | 7.8148e-05 | 7.9284e-05 | 9.2049e-05 | 8.551e-05 | 9.2225e-05 | 9.941e-05 | 9.0626e-05 | 9.2702e-05
BaseCase AT | TAS | T1 | North East Tasmania | Solar | 0 | 585.8126 | 552.4614 | 538.553 | 482.0868 | 630.3769 | 636.0746 | 655.1836 | 399.7685 | 342.4888 | 617.642 | 612.2588 | 639.8008 | 680.5659 | 293.6907 | 272.6168 | 245.396 | 280.6095 | 277.828 | 267.9438 | 303.2714 | 335.6756 | 257.7552 | 266.1775
BaseCase AT | TAS | T1 | North East Tasmania | Wind | 0 | 0 | 261.6524 | 278.6521 | 261.6967 | 610.7505 | 677.1727 | 652.5337 | 678.5397 | 701.5088 | 625.5012 | 632.1692 | 634.6928 | 1221.7219 | 1296.5013 | 1237.1473 | 1285.2086 | 1237.4912 | 1479.5404 | 1576.3363 | 1481.7567 | 3084.9258 | 3900.7953 | 3704.6527
BaseCase AT | TAS | T2 | North West Tasmania | Wind | 390.7665 | 411.1413 | 429.1889 | 471.3236 | 440.468 | 413.4932 | 438.8676 | 465.3339 | 439.8628 | 433.873 | 503.7593 | 481.6082 | 488.2409 | 494.4429 | 395.3679 | 443.9083 | 448.4634 | 471.5508 | 429.8298 | 521.7804 | 511.0681 | 482.941 | 499.3622 | 523.7038
BaseCase AT | TAS | T3 | Central Highlands | Wind | 498.7639 | 487.3232 | 3591.1242 | 4040.3996 | 4196.6143 | 4520.8891 | 4730.4588 | 4828.4264 | 5319.3683 | 6968.9693 | 6227.9875 | 5803.8042 | 6024.1658 | 6533.6681 | 6635.9345 | 7353.1175 | 7429.7756 | 7422.1017 | 6956.0427 | 7271.8143 | 7162.8481 | 6863.9259 | 7505.4311 | 7737.6751
BaseCase AT | VIC | V9 | Southern Ocean | Offshore Wind | 0 | 0 | 0 | 0 | 0 | 425.5967 | 2650.2084 | 2733.3679 | 2746.4497 | 2866.4451 | 5419.0597 | 7150.4454 | 7032.151 | 6186.7599 | 6320.7554 | 6483.7041 | 6646.0269 | 7172.9068 | 6989.5531 | 6983.0809 | 6483.7216 | 6483.0817 | 6713.7137 | 6784.6489
BaseCase AT | VIC | V8 | Gippsland Offshore | Offshore Wind | 0 | 0 | 0 | 0 | 0 | 7963.5008 | 8699.1711 | 11991.3341 | 14178.8515 | 19118.6939 | 20785.3677 | 22567.9438 | 28256.2402 | 30721.9051 | 31797.1443 | 30393.2334 | 31304.1649 | 31648.4735 | 31304.4418 | 32909.9394 | 30506.5546 | 30978.7764 | 31381.1114 | 32852.7979
BaseCase AT | VIC | V7 | Central North VIC | Solar | 1132.8794 | 1475.3892 | 1338.7847 | 1188.9747 | 1266.9895 | 1154.7732 | 1092.3289 | 1121.1196 | 1225.2139 | 1092.2733 | 1031.0218 | 883.1484 | 1226.3356 | 1768.8853 | 1758.9823 | 1923.546 | 2141.848 | 2081.1594 | 1829.1984 | 1721.5676 | 1846.9296 | 1825.0277 | 1580.5742 | 1651.8028
BaseCase AT | VIC | V6 | Gippsland Onshore | Solar | 6.5835 | 1757.6915 | 2015.0385 | 1903.9064 | 1936.1995 | 1841.4614 | 1922.865 | 2027.0732 | 2055.5305 | 1882.4303 | 1700.8572 | 1609.8221 | 1622.2684 | 1392.3918 | 1475.7642 | 1591.1089 | 1618.6927 | 1624.1621 | 1565.8477 | 1581.2949 | 1635.3331 | 1678.275 | 1572.8566 | 1686.1412
BaseCase AT | VIC | V4 | Wimmera Southern Mallee | Solar | 0 | 0.00089057 | 0.00080675 | 0.00064986 | 0.00068477 | 0.0005868 | 0.0005834 | 0.00051521 | 0.00059247 | 0.00053008 | 0.00050654 | 0.0005272 | 0.00046441 | 1432.2633 | 1621.2638 | 1527.846 | 1592.1331 | 1675.0596 | 1606.4204 | 1441.9684 | 1883.5567 | 2097.4405 | 2027.7071 | 1755.6355
BaseCase AT | VIC | V3 | Wimmera Grampians | Solar | 128.3603 | 226.0032 | 192.7585 | 182.5371 | 163.9769 | 141.4951 | 119.6718 | 102.4065 | 119.7713 | 98.2947 | 83.265 | 89.0168 | 65.8221 | 36.5826 | 40.509 | 32.821 | 37.1091 | 34.0765 | 35.2463 | 29.2181 | 37.5013 | 37.344 | 34.0992 | 26.2941
BaseCase AT | VIC | V2 | Central Highlands VIC | Solar | 0 | 0.00088129 | 0.0007797 | 0.0006073 | 0.00061201 | 0.00054937 | 0.00086621 | 0.00085584 | 0.00087174 | 0.00077008 | 0.00073312 | 0.0007277 | 6.7994 | 4929.4907 | 4911.7473 | 4470.5107 | 3978.1142 | 4383.5536 | 4522.5284 | 4430.3007 | 4736.4751 | 4836.2937 | 4985.0039 | 5269.9728
BaseCase AT | VIC | V1 | North West VIC | Solar | 1234.478 | 2091.9927 | 1791.0284 | 1653.1643 | 1642.6517 | 1520.3236 | 2114.3216 | 4100.8044 | 4603.3542 | 5244.4008 | 4783.7166 | 4643.5193 | 4513.4238 | 8155.8105 | 9835.3362 | 10430.0674 | 10648.5801 | 11296.7469 | 10405.0414 | 9929.0507 | 12376.3671 | 13157.9383 | 12192.3892 | 12290.5683
BaseCase AT | VIC | V7 | Central North VIC | Wind | 0 | 0 | 1847.3706 | 1882.5536 | 1859.67 | 1786.5332 | 1605.8689 | 1728.1277 | 1809.0618 | 1718.7819 | 1718.7638 | 1677.6994 | 2363.5355 | 2064.9334 | 2201.2369 | 2366.5153 | 2214.2546 | 2276.0603 | 2261.8756 | 2319.0067 | 2385.0198 | 2389.4555 | 2108.7454 | 2346.2256
BaseCase AT | VIC | V6 | Gippsland Onshore | Wind | 0 | 0 | 305.6784 | 361.767 | 315.8834 | 297.8859 | 316.8359 | 316.1488 | 323.7719 | 342.9438 | 311.0301 | 300.5476 | 285.4131 | 242.5464 | 247.642 | 277.1643 | 303.4013 | 293.0521 | 269.3952 | 331.1539 | 285.7184 | 284.6713 | 287.9106 | 292.7654
BaseCase AT | VIC | V5 | South West VIC | Wind | 6093.7437 | 7161.6427 | 8679.0892 | 9185.0044 | 8015.1318 | 7816.1425 | 7437.4512 | 8091.1907 | 8571.0722 | 8644.1088 | 8184.7519 | 7592.7365 | 6476.5475 | 5870.5697 | 5783.6092 | 6087.6802 | 6286.2605 | 6408.7256 | 8515.386 | 8908.981 | 8105.6435 | 8094.9192 | 9195.4696 | 9691.8666
BaseCase AT | VIC | V4 | Wimmera Southern Mallee | Wind | 1408.3865 | 1464.0271 | 2040.401 | 3214.4574 | 3338.9272 | 3114.0614 | 2947.1935 | 2995.3769 | 3115.0593 | 2952.3248 | 5736.3287 | 5860.937 | 4642.8308 | 4186.2588 | 4608.8697 | 4981.0336 | 4528.2229 | 4986.2883 | 5400.7261 | 5455.8677 | 5864.0168 | 6328.1555 | 5218.3769 | 5242.5866
BaseCase AT | VIC | V3 | Wimmera Grampians | Wind | 1971.2766 | 2112.5027 | 1976.7731 | 2050.715 | 1780.2586 | 1624.5018 | 1474.6081 | 1536.5518 | 1071.167 | 1019.325 | 979.4537 | 1003.1286 | 787.5038 | 744.4245 | 773.1223 | 871.1294 | 752.2352 | 878.0301 | 666.7466 | 684.6786 | 768.516 | 377.0894 | 325.0188 | 0.0012426
BaseCase AT | VIC | V2 | Central Highlands VIC | Wind | 1919.0123 | 2145.0108 | 3314.9082 | 4433.9848 | 4095.82 | 4103.6677 | 4091.2507 | 6140.3598 | 6610.3988 | 6696.0198 | 8043.2132 | 8251.3494 | 7750.5919 | 5404.7525 | 5757.8391 | 6113.2608 | 6318.2039 | 6495.0699 | 5786.5833 | 8427.6943 | 7161.1922 | 7411.4706 | 10326.1293 | 10464.0477
BaseCase AT | VIC | V1 | North West VIC | Wind | 0 | 0 | 3787.8067 | 3868.981 | 3628.4384 | 3520.7729 | 3348.8641 | 3495.1154 | 3489.3253 | 3262.0455 | 4410.341 | 4505.3823 | 4042.7421 | 3359.9836 | 3719.3341 | 3925.3324 | 3538.7517 | 3973.9404 | 3958.4682 | 4015.9495 | 4799.9265 | 4970.1355 | 4359.7127 | 4798.5858
Option 2 AT | NSW | N11 | Illawarra Coast | Offshore Wind | 0 | 0 | 0 | 0 | 0 | 0 | 0 | 0 | 0 | 0 | 0 | 0 | 2768.5068 | 3805.4082 | 6032.8126 | 8247.2517 | 11222.534 | 9865.0056 | 10913.7344 | 10623.2128 | 10949.833 | 11773.2988 | 16529.8463 | 16626.223
Option 2 AT | NSW | N10 | Hunter Coast | Offshore Wind | 0 | 0 | 0 | 0 | 0 | 0 | 0 | 0 | 0 | 0 | 0 | 0 | 10984.0867 | 9630.087 | 11159.6021 | 10639.6416 | 11518.2735 | 10121.7832 | 10997.1826 | 11947.1457 | 12325.1469 | 13356.0668 | 15415.6359 | 14964.1673
Option 2 AT | NSW | DN1 | Dubbo | Solar | 0 | 0 | 2.7834e-06 | 3.1391e-06 | 5.0972e-06 | 5.4126e-06 | 5.3874e-05 | 1188.1395 | 1313.9744 | 1087.9093 | 917.7492 | 987.6677 | 618.9728 | 728.4488 | 688.515 | 701.4294 | 782.7588 | 925.1672 | 807.9197 | 818.4253 | 913.5727 | 968.5856 | 1069.6011 | 975.2027
Option 2 AT | NSW | N5 | South West NSW | Solar | 1543.2532 | 2146.943 | 2240.6867 | 1995.2118 | 1707.5053 | 1406.1931 | 1185.6161 | 1060.5196 | 1201.0876 | 1047.486 | 824.8639 | 805.4133 | 605.8608 | 473.6303 | 520.3805 | 539.546 | 570.2019 | 500.6698 | 467.3394 | 460.8975 | 548.2663 | 552.8117 | 978.675 | 694.7609
Option 2 AT | NSW | N4 | Broken Hill | Solar | 109.5724 | 425.7911 | 404.6103 | 376.7095 | 310.4892 | 245.1247 | 226.386 | 196.5875 | 230.8006 | 224.1364 | 235.4166 | 264.4607 | 178.0822 | 140.34 | 150.6821 | 151.2791 | 156.3781 | 151.034 | 126.1401 | 226.6547 | 240.5479 | 256.8603 | 304.939 | 231.1651
Option 2 AT | NSW | N3 | Central-West Orana | Solar | 2781.2517 | 2878.8303 | 3554.9317 | 11806.6459 | 12195.1574 | 12732.6407 | 16695.8361 | 17685.3717 | 17921.7393 | 19038.0442 | 17841.1874 | 16762.8181 | 17440.7232 | 18207.4575 | 17430.3778 | 18143.6005 | 17057.2536 | 18136.5116 | 20001.0911 | 19799.2135 | 19745.1759 | 19982.8111 | 22977.0344 | 24457.8677
Option 2 AT | NSW | N2 | New England | Solar | 1139.8774 | 1231.0135 | 1659.4877 | 1353.111 | 1186.2233 | 1144.0989 | 1110.681 | 975.1517 | 1105.4613 | 901.8796 | 870.5423 | 895.1384 | 923.5261 | 1070.3924 | 1030.1742 | 1032.823 | 1405.5586 | 1693.0933 | 1431.9171 | 1639.2586 | 1521.4211 | 1825.0715 | 1521.8021 | 1369.7869
Option 2 AT | NSW | N13 | South Cobar | Solar | 0 | 0.00077063 | 0.00080417 | 0.00064432 | 0.00064754 | 0.00061115 | 0.00086576 | 0.00088698 | 0.00089844 | 0.00084592 | 0.00062111 | 0.00057754 | 0.00063866 | 0.00053309 | 0.00052815 | 0.00054476 | 0.00048316 | 0.00053463 | 0.00069736 | 306.7242 | 335.0531 | 326.6528 | 233.3976 | 311.679
Option 2 AT | NSW | N1 | North West NSW | Solar | 393.6368 | 532.9999 | 549.3618 | 435.8057 | 365.2017 | 342.6911 | 397.1691 | 834.451 | 1473.1378 | 1402.2719 | 1368.4736 | 1434.8403 | 1015.1451 | 1482.7763 | 1883.4763 | 1889.5827 | 2180.4843 | 2263.2696 | 2223.3445 | 2236.4679 | 2442.333 | 2689.1501 | 3463.4618 | 3613.5037
Option 2 AT | NSW | DN3 | Marulan | Solar | 0 | 0 | 0 | 0 | 3.1029e-05 | 5.0806e-05 | 5.1024e-05 | 4.9764e-05 | 4.4949e-05 | 4.5493e-05 | 4.1437e-05 | 3.0807e-05 | 4.1066e-05 | 3.9334e-05 | 3.8634e-05 | 3.7599e-05 | 3.274e-05 | 2.58e-05 | 3.6962e-05 | 3.8272e-05 | 3.6057e-05 | 3.6518e-05 | 3.7171e-05 | 3.6402e-05
Option 2 AT | NSW | N6 | Wagga Wagga | Solar | 911.1888 | 3273.2722 | 3399.2701 | 3214.5908 | 3523.9576 | 2930.744 | 2246.8298 | 2145.0813 | 2554.3606 | 1981.7044 | 1640.1528 | 1715.8752 | 1292.4072 | 1010.911 | 1103.2806 | 1061.3558 | 1038.1699 | 1000.2347 | 971.6861 | 910.695 | 1087.9621 | 1193.723 | 1416.8874 | 1106.4792
Option 2 AT | NSW | N7 | Tumut | Solar | 0 | 1.8924e-05 | 6.2498e-05 | 5.9512e-05 | 0.00010732 | 0.00013298 | 0.00014981 | 0.00014737 | 0.00015451 | 0.00014189 | 0.00013394 | 0.0001273 | 0.00010499 | 0.00010066 | 0.00010794 | 0.00011345 | 0.00011209 | 0.00013179 | 0.000151 | 0.00014435 | 0.00015106 | 0.00016243 | 212.6997 | 218.2306
Option 2 AT | NSW | N9 | Hunter-Central Coast | Solar | 0 | 1788.0063 | 4045.0065 | 3721.3436 | 3256.7427 | 4157.8991 | 3991.202 | 5761.6836 | 9965.9959 | 11505.0055 | 10194.8126 | 11739.7691 | 10377.4273 | 12638.4044 | 12433.0129 | 13751.442 | 15159.8038 | 18214.1089 | 17765.0252 | 17210.8511 | 19032.8709 | 20645.5322 | 15144.0838 | 15879.3055
Option 2 AT | NSW | N8 | Cooma-Monaro | Solar | 0 | 7.6602e-05 | 9.1166e-05 | 7.7103e-05 | 9.6888e-05 | 0.00012734 | 0.00015791 | 0.00015666 | 0.0001595 | 0.00015131 | 0.00013779 | 0.00013119 | 0.00012742 | 34.8024 | 172.6553 | 722.0385 | 672.7135 | 662.3099 | 696.9321 | 697.6037 | 725.7738 | 749.3209 | 633.9639 | 746.1187
Option 2 AT | NSW | N5 | South West NSW | Wind | 0 | 0 | 3931.9245 | 4024.2193 | 3766.87 | 3742.6619 | 3763.1526 | 3999.5277 | 4013.235 | 4047.3936 | 3927.2379 | 3924.0934 | 3912.9815 | 3467.4471 | 3806.6502 | 3755.5661 | 3611.6147 | 3805.0517 | 3891.2 | 4009.8266 | 3753.7279 | 3728.7656 | 3729.7567 | 3921.9633
Option 2 AT | NSW | N4 | Broken Hill | Wind | 672.025 | 674.2486 | 959.3949 | 947.9437 | 899.4784 | 849.0131 | 789.9042 | 860.1346 | 914.2486 | 802.5981 | 795.7648 | 717.6029 | 650.3038 | 626.6886 | 650.579 | 698.5881 | 634.0022 | 236.1718 | 226.0905 | 546.512 | 555.3783 | 570.3605 | 491.324 | 554.1911
Option 2 AT | NSW | N3 | Central-West Orana | Wind | 315.9759 | 648.71 | 4991.1712 | 15712.7206 | 20669.7739 | 20493.438 | 19461.5866 | 23141.916 | 22903.2913 | 23229.1475 | 25840.7194 | 26538.1141 | 25121.267 | 22591.1582 | 22878.314 | 24609.1095 | 24605.245 | 23467.2337 | 23666.7412 | 22597.2194 | 23898.3827 | 23700.9271 | 21495.4904 | 23398.2765
Option 2 AT | NSW | N13 | South Cobar | Wind | 0 | 0 | 0.00016415 | 0.00015438 | 0.00015334 | 0.00015244 | 0.00016422 | 0.00016932 | 0.00017046 | 0.00016512 | 0.00014869 | 0.00014315 | 0.00012987 | 0.00012031 | 0.00012022 | 0.0001222 | 0.00011932 | 0.0001259 | 0.00014253 | 0.00013819 | 0.000141 | 0.00014057 | 0.00013102 | 0.00013618
Option 2 AT | NSW | N12 | Illawarra | Wind | 0 | 0 | 989.7834 | 936.2492 | 938.0186 | 924.0956 | 971.8158 | 973.4015 | 952.4223 | 956.0184 | 954.3936 | 1029.2777 | 1044.3373 | 889.6222 | 961.1899 | 937.1256 | 988.6963 | 910.5552 | 989.7843 | 936.2553 | 938.0261 | 924.1042 | 947.9219 | 939.9559
Option 2 AT | NSW | DN3 | Marulan | Wind | 0 | 0 | 0 | 0 | 8.8701e-05 | 0.00023213 | 0.00023243 | 0.00022022 | 0.00020493 | 0.00020392 | 0.00017593 | 0.0001686 | 0.00016466 | 0.00014082 | 0.00015663 | 0.00014688 | 0.00015506 | 0.00014578 | 0.00019518 | 0.00020008 | 0.00017716 | 0.0002008 | 0.0001852 | 0.00019848
Option 2 AT | NSW | DN1 | Dubbo | Wind | 0 | 0 | 1.0622e-07 | 8.7539e-07 | 1.4939e-06 | 2.7293e-06 | 9.1471e-06 | 813.8793 | 808.1061 | 779.5865 | 750.6472 | 784.8181 | 687.4714 | 698.3679 | 663.9639 | 735.2693 | 644.171 | 696.5757 | 689.1995 | 660.7934 | 755.2884 | 720.4115 | 619.7819 | 710.323
Option 2 AT | NSW | N6 | Wagga Wagga | Wind | 0 | 0 | 0.00067792 | 0.00064525 | 0.00064863 | 0.00066281 | 0.00069581 | 0.00072295 | 0.00076014 | 0.00072449 | 0.00067176 | 0.00065711 | 0.00057669 | 0.00051274 | 0.00055387 | 0.00057508 | 0.00051939 | 0.00051693 | 0.0006321 | 0.0006258 | 0.0006509 | 0.00065065 | 0.00058312 | 0.0006162
Option 2 AT | NSW | N2 | New England | Wind | 1240.3449 | 1122.1634 | 1382.0082 | 1284.8695 | 1607.6431 | 1712.5308 | 7149.4977 | 7286.7794 | 7941.0155 | 7148.4452 | 9274.2191 | 9325.1495 | 7283.0245 | 6769.2137 | 7372.8975 | 8124.6871 | 8865.1987 | 9026.2174 | 9020.5343 | 8654.7997 | 9028.4183 | 9380.7602 | 9508.5329 | 9945.7655
Option 2 AT | NSW | N7 | Tumut | Wind | 0 | 465.881 | 799.7947 | 829.171 | 852.9791 | 808.3879 | 715.8371 | 771.4988 | 751.0574 | 720.7118 | 635.5185 | 590.9348 | 644.1191 | 511.0159 | 607.2929 | 616.9568 | 736.6147 | 595.005 | 580.2362 | 595.266 | 625.468 | 658.7547 | 549.5988 | 597.753
Option 2 AT | NSW | N8 | Cooma-Monaro | Wind | 326.0784 | 329.6385 | 676.0914 | 699.8696 | 631.2895 | 646.0033 | 631.2048 | 681.895 | 705.3904 | 676.1398 | 1244.9776 | 1183.5032 | 1100.8495 | 880.6929 | 680.2165 | 743.9074 | 843.161 | 798.2153 | 815.5534 | 791.5726 | 788.146 | 821.5259 | 725.3126 | 777.5313
Option 2 AT | NSW | N9 | Hunter-Central Coast | Wind | 0 | 0 | 3699.4316 | 3541.5662 | 3529.0491 | 4847.8892 | 4777.4163 | 7311.9198 | 6627.2194 | 9809.7683 | 12121.9668 | 12363.7412 | 11564.1186 | 9978.7076 | 11077.839 | 11236.1748 | 12550.7913 | 11056.1689 | 11766.2256 | 11114.0145 | 11260.1609 | 11540.2131 | 10891.5363 | 12169.8269
Option 2 AT | QLD | Q9 | Banana | Solar | 36.7728 | 37.6613 | 36.673 | 32.947 | 28.3767 | 27.6148 | 24.2462 | 20.8241 | 23.2712 | 17.2087 | 19.7371 | 19.3071 | 10.5883 | 12.4265 | 13.4245 | 13.1835 | 18.5178 | 0 | 0 | 0 | 0 | 0 | 0 | 0
Option 2 AT | QLD | Q8b | Darling Downs (B) | Solar | 598.7001 | 640.6957 | 672.8615 | 709.5566 | 691.3133 | 702.285 | 699.5885 | 723.793 | 726.5403 | 737.9226 | 677.3042 | 660.0154 | 708.5281 | 711.7389 | 694.0661 | 691.203 | 580.5214 | 592.7524 | 359.6197 | 297.7455 | 211.7205 | 214.8706 | 143.5915 | 0
Option 2 AT | QLD | Q8a | Darling Downs (A) | Solar | 2243.4975 | 3189.7395 | 3372.8121 | 3397.0718 | 3337.9399 | 3283.1337 | 3087.8658 | 2996.1587 | 3200.8105 | 3081.9364 | 2740.2631 | 2617.2622 | 2296.5432 | 2330.7264 | 2345.5165 | 2408.0851 | 2319.6457 | 2421.1678 | 2425.51 | 2433.961 | 1484.3813 | 1534.9573 | 1421.2755 | 1425.2519
Option 2 AT | QLD | Q8 | Darling Downs | Solar | 0 | 3562.5973 | 3769.7905 | 6478.7977 | 6300.8423 | 6412.346 | 9016.7762 | 9882.9694 | 10943.9825 | 10970.699 | 10265.6917 | 9958.366 | 12074.3468 | 11963.835 | 11881.1559 | 11815.5391 | 9876.3306 | 11071.5712 | 11610.7583 | 12531.4023 | 12622.9678 | 13005.4935 | 17282.5625 | 19336.5372
Option 2 AT | QLD | Q7 | Wide Bay | Solar | 835.1163 | 1052.3802 | 1587.8571 | 2230.6121 | 2544.0261 | 2524.8305 | 5147.6635 | 4870.0726 | 5456.3566 | 4876.271 | 4531.8536 | 4145.2945 | 3416.4631 | 3597.7939 | 3320.7385 | 3591.2152 | 4022.3041 | 3888.8277 | 3696.4895 | 3582.4044 | 3778.6484 | 4733.884 | 3891.4692 | 3468.9685
Option 2 AT | QLD | Q6 | Fitzroy | Solar | 171.6273 | 151.8259 | 132.004 | 131.1055 | 3973.7276 | 4202.4221 | 4886.724 | 5968.121 | 6912.8476 | 10685.9881 | 11747.8763 | 12350.0727 | 10200.6049 | 10234.0946 | 11473.6057 | 13588.719 | 14126.439 | 15811.1608 | 15194.8649 | 15659.1665 | 15903.9249 | 17430.7553 | 16101.6181 | 16295.0394
Option 2 AT | QLD | Q5 | Barcaldine | Solar | 0 | 0.0029594 | 0.0029034 | 109.1931 | 117.4111 | 117.778 | 101.9024 | 87.6885 | 92.7262 | 71.2723 | 79.5913 | 88.7155 | 60.7164 | 65.1062 | 70.3712 | 70.037 | 103.031 | 129.9028 | 116.2505 | 648.6857 | 647.5752 | 774.6054 | 1256.2286 | 1328.3709
Option 2 AT | QLD | Q4b | Isaac (B) | Solar | 316.4943 | 604.8974 | 501.4417 | 491.3023 | 396.1695 | 394.7577 | 354.0175 | 278.4549 | 303.3561 | 243.6204 | 239.4119 | 249.7469 | 127.8097 | 141.2228 | 154.0637 | 156.2199 | 199.383 | 223.8818 | 174.3633 | 198.9097 | 191.552 | 227.7675 | 198.6596 | 212.3204
Option 2 AT | QLD | Q4 | Isaac | Solar | 819.1146 | 866.5956 | 787.6573 | 720.2525 | 1294.8693 | 1292.371 | 1142.1915 | 959.035 | 1260.916 | 1114.618 | 1120.3467 | 1168.0537 | 625.4363 | 689.2382 | 753.5013 | 1052.7192 | 1719.5156 | 1905.2681 | 1742.5199 | 1962.3416 | 1966.0144 | 2303.9432 | 1779.359 | 1730.2085
Option 2 AT | QLD | Q3 | Northern Qld | Solar | 923.4013 | 1350.437 | 2202.1617 | 2067.771 | 2068.7818 | 2162.7792 | 1804.5392 | 1615.5506 | 1791.6057 | 1681.8011 | 1616.1009 | 1801.9837 | 1289.6883 | 1063.4062 | 1226.3276 | 1245.6722 | 1151.0341 | 1131.4142 | 1163.929 | 1066.2602 | 1177.3901 | 1255.3617 | 1240.238 | 1016.3282
Option 2 AT | QLD | Q2 | North Qld Clean Energy Hub | Solar | 168.9016 | 182.6939 | 173.6539 | 170.6145 | 165.7916 | 164.6054 | 144.0349 | 130.5231 | 147.7344 | 140.308 | 136.3471 | 80.9654 | 65.0171 | 58.7679 | 65.164 | 64.6732 | 66.9414 | 72.965 | 78.6122 | 75.4558 | 33.6909 | 39.2007 | 0 | 0
Option 2 AT | QLD | Q10 | Collinsville | Solar | 493.1924 | 538.4806 | 481.7562 | 458.5611 | 442.6113 | 455.5877 | 407.2723 | 384.6348 | 398.8652 | 365.0665 | 363.681 | 379.4634 | 293.8647 | 288.9312 | 303.9597 | 312.5321 | 990.6788 | 1087.6714 | 1025.4475 | 993.3877 | 1064.2263 | 1276.6604 | 1052.9429 | 714.3146
Option 2 AT | QLD | Q1 | Far North QLD | Solar | 156.2869 | 177.379 | 120.9011 | 654.3031 | 851.2577 | 881.328 | 738.6657 | 702.4705 | 766.7669 | 968.1604 | 1108.9098 | 1692.5506 | 1514.2879 | 1221.0343 | 1465.1511 | 1407.2827 | 1635.2527 | 1900.5479 | 2019.4458 | 1769.9992 | 1978.8341 | 2191.9266 | 2118.6494 | 1905.6945
Option 2 AT | QLD | Q8 | Darling Downs | Wind | 0 | 0 | 8990.5725 | 9060.2855 | 9289.8552 | 11474.6345 | 10972.6436 | 10825.8179 | 11906.0358 | 11169.9105 | 12654.9836 | 17715.7007 | 16644.5414 | 15677.1641 | 16970.3954 | 17472.8212 | 17341.813 | 17503.4253 | 18342.728 | 18568.7699 | 21353.3885 | 21113.1206 | 21269.2589 | 21196.9889
Option 2 AT | QLD | Q8c | Darling Downs (C) | Wind | 2337.7033 | 2295.9354 | 2279.0844 | 2144.058 | 2231.7342 | 2194.2538 | 1980.2022 | 1931.4421 | 2105.726 | 1877.8966 | 1923.9639 | 1925.4157 | 1799.6993 | 1742.3968 | 1744.0547 | 1830.8615 | 1834.7891 | 1878.4814 | 806.929 | 823.2583 | 808.1133 | 870.7113 | 811.4906 | 768.9846
Option 2 AT | QLD | Q8b | Darling Downs (B) | Wind | 3370.6299 | 3325.4414 | 3388.9741 | 3271.5501 | 3421.0024 | 3357.4345 | 3012.1993 | 3042.1686 | 3341.497 | 3018.4037 | 3155.9579 | 3151.4337 | 2920.3207 | 2880.1422 | 2871.8532 | 2977.0595 | 2962.2982 | 2922.3104 | 2943.618 | 2816.5052 | 2990.9184 | 3109.0317 | 2843.9396 | 2921.0489
Option 2 AT | QLD | Q8a | Darling Downs (A) | Wind | 545.1883 | 565.1873 | 608.5358 | 635.8497 | 631.4002 | 633.5095 | 591.1897 | 592.785 | 652.0358 | 595.9946 | 617.0155 | 619.3111 | 602.2545 | 567.7112 | 602.7429 | 631.2745 | 545.1262 | 565.087 | 608.4988 | 635.8126 | 631.3812 | 633.5379 | 582.9164 | 602.0421
Option 2 AT | QLD | Q7 | Wide Bay | Wind | 0 | 0 | 4.0993e-05 | 3.9766e-05 | 7.2672e-05 | 7.3589e-05 | 7.8656e-05 | 6.8084e-05 | 7.7174e-05 | 7.3008e-05 | 623.3924 | 618.3964 | 533.216 | 541.9511 | 556.4564 | 589.295 | 599.1066 | 624.4743 | 616.1107 | 568.4026 | 592.823 | 580.6855 | 581.2358 | 557.3107
Option 2 AT | QLD | Q6 | Fitzroy | Wind | 0 | 499.1015 | 3258.1572 | 3417.2054 | 3459.6346 | 3442.2088 | 3307.8739 | 3008.1622 | 3484.6328 | 3112.4353 | 3286.3623 | 3198.1926 | 7950.1321 | 8846.6602 | 8616.9947 | 8708.1788 | 9216.5225 | 9313.2712 | 9097.9918 | 9474.852 | 9063.874 | 9452.0118 | 8898.532 | 8448.5633
Option 2 AT | QLD | Q5 | Barcaldine | Wind | 0 | 0 | 375.4223 | 372.7549 | 376.8293 | 356.0667 | 348.6505 | 366.1733 | 373.9089 | 336.037 | 342.917 | 335.4611 | 308.3025 | 321.3334 | 347.6565 | 351.6482 | 327.2937 | 329.1165 | 1571.8131 | 2045.7768 | 2121.2703 | 2094.3063 | 4499.594 | 4876.0295
Option 2 AT | QLD | Q2 | North Qld Clean Energy Hub | Wind | 166.8486 | 170.0998 | 3259.5606 | 3312.9013 | 3370.5135 | 3995.8783 | 7429.9236 | 9162.0081 | 9379.8665 | 9094.8189 | 8909.1518 | 8308.8288 | 11922.885 | 12744.067 | 12715.5588 | 13111.4421 | 12799.7374 | 13033.4751 | 13842.3789 | 13919.7405 | 13787.2584 | 12799.1592 | 13190.563 | 14118.1624
Option 2 AT | QLD | Q4 | Isaac | Wind | 1392.5015 | 2007.4976 | 2445.6591 | 2686.2893 | 2452.5786 | 2496.7857 | 2410.6338 | 3237.7541 | 3669.836 | 3202.8148 | 3489.6251 | 3418.7471 | 2824.1563 | 3175.9017 | 3077.5331 | 3162.7889 | 2995.3709 | 3055.9576 | 3065.1037 | 3488.792 | 3243.5367 | 3431.5147 | 3089.236 | 1949.4025
Option 2 AT | QLD | Q10 | Collinsville | Wind | 0 | 0 | 5.8355e-05 | 0.00010925 | 0.00016824 | 0.00020303 | 0.00020403 | 12.0822 | 970.6164 | 821.2293 | 995.5056 | 934.789 | 1344.8869 | 1582.8637 | 1583.9662 | 1517.601 | 1591.6646 | 1603.9972 | 1543.8275 | 1652.4977 | 1517.1258 | 1694.9989 | 1602.6557 | 1578.5459
Option 2 AT | QLD | Q1 | Far North QLD | Wind | 773.4104 | 804.7509 | 3289.8233 | 3521.134 | 3480.8294 | 3096.0082 | 2974.0624 | 3212.0839 | 3081.7218 | 3087.6322 | 2823.7941 | 2823.0426 | 2118.1125 | 2312.6705 | 2444.3035 | 2887.1652 | 2887.5602 | 2851.1783 | 3009.6246 | 3945.1939 | 3999.0728 | 3761.5689 | 4516.1377 | 4898.2671
Option 2 AT | SA | S5 | Northern SA | Solar | 649.7979 | 1743.5493 | 1593.5939 | 1689.2383 | 3397.2548 | 3580.1899 | 4827.1617 | 5221.1505 | 5718.6967 | 7045.8802 | 5833.1788 | 5964.3579 | 6160.9608 | 6601.9459 | 6878.7178 | 7051.1725 | 7463.9139 | 7987.3571 | 8139.1073 | 8078.2319 | 9774.2168 | 10498.6229 | 14163.1565 | 14760.1624
Option 2 AT | SA | S7 | Eastern Eyre Peninsula | Solar | 0 | 2.9603e-05 | 4.5241e-05 | 4.6688e-05 | 6.3576e-05 | 6.2292e-05 | 5.9083e-05 | 5.6072e-05 | 5.8428e-05 | 5.7512e-05 | 5.5809e-05 | 5.2429e-05 | 5.4294e-05 | 6.3433e-05 | 0.00034023 | 162.6455 | 436.0587 | 458.1183 | 481.1913 | 776.23 | 984.0969 | 931.5308 | 1543.9685 | 1475.6811
Option 2 AT | SA | S3 | Mid-North SA | Solar | 0 | 0.00010746 | 0.00011127 | 0.00011943 | 0.59495 | 0.63 | 569.1005 | 665.2508 | 728.8941 | 894.1485 | 1378.4968 | 1512.1803 | 1445.8761 | 2524.3103 | 2549.8926 | 2269.4794 | 2321.0641 | 2432.6526 | 2450.915 | 2199.0967 | 2305.8957 | 2555.9993 | 3375.3205 | 3638.7861
Option 2 AT | SA | S1 | South East SA | Solar | 348.6829 | 285.0597 | 232.5373 | 217.5176 | 249.0623 | 392.4913 | 386.3075 | 212.6118 | 295.3848 | 405.2621 | 160.8298 | 276.8103 | 278.0531 | 265.557 | 270.7071 | 253.6587 | 405.3914 | 350.2187 | 502.8106 | 387.2519 | 257.2216 | 336.6163 | 399.5696 | 293.084
Option 2 AT | SA | S8 | Western Eyre Peninsula | Solar | 0 | 0 | 1.0432e-06 | 1.4801e-06 | 2.4027e-06 | 2.4767e-06 | 1.3978e-06 | 1.241e-05 | 1.289e-05 | 1.333e-05 | 1.9522e-05 | 2.2104e-05 | 2.1547e-05 | 3.2285e-05 | 6.273e-05 | 6.4097e-05 | 0.00017129 | 0.00017624 | 0.00020555 | 0.00020977 | 0.0002063 | 0.00021065 | 431.4227 | 404.5436
Option 2 AT | SA | S2 | Riverland | Solar | 32.4299 | 32.0895 | 30.0414 | 29.3885 | 36.0254 | 27.966 | 59.1953 | 58.2447 | 62.6503 | 160.1737 | 627.4739 | 736.4965 | 1373.2745 | 1748.6257 | 2164.9817 | 2356.9537 | 2727.757 | 2943.2297 | 3680.9432 | 4080.4514 | 5496.8537 | 5949.1433 | 5862.3775 | 6378.4363
Option 2 AT | SA | S3 | Mid-North SA | Wind | 5319.7981 | 5131.8873 | 5440.3855 | 5866.6452 | 6837.8652 | 7574.3275 | 6895.9349 | 8559.018 | 9543.9678 | 9152.5287 | 7989.5149 | 8899.2748 | 8574.5107 | 6455.5094 | 6849.0056 | 6761.945 | 6812.3715 | 8060.9104 | 8471.0151 | 10218.7983 | 9447.2023 | 10007.9816 | 8611.2019 | 9422.4403
Option 2 AT | SA | S4 | Yorke Peninsula | Wind | 0 | 0 | 0.0001237 | 0.00015048 | 0.0001387 | 0.00014544 | 0.00014306 | 0.00014196 | 0.00014787 | 0.00013986 | 251.5766 | 256.5241 | 220.0099 | 228.2194 | 239.4413 | 237.8691 | 246.406 | 245.0142 | 258.2021 | 252.3423 | 253.52 | 280.68 | 262.7481 | 296.1388
Option 2 AT | SA | S7 | Eastern Eyre Peninsula | Wind | 562.8607 | 494.5765 | 433.2225 | 536.5139 | 344.4358 | 156.3972 | 126.5441 | 905.8057 | 903.9903 | 738.0955 | 1057.7387 | 1057.9088 | 904.9417 | 989.7234 | 1014.1481 | 983.3698 | 966.0428 | 1022.1099 | 1052.1515 | 1609.5735 | 1563.086 | 1653.2542 | 1468.7849 | 1679.9662
Option 2 AT | SA | S6 | Roxby Downs | Wind | 0 | 0 | 3.9427e-05 | 4.4646e-05 | 8.4054e-05 | 8.4078e-05 | 8.4671e-05 | 8.527e-05 | 9.5403e-05 | 9.246e-05 | 301.9362 | 313.0171 | 1612.0813 | 1555.606 | 1593.0001 | 1596.2701 | 1592.5837 | 1610.1843 | 1648.9812 | 1677.5211 | 1634.1852 | 1639.7326 | 1486.3491 | 1679.49
Option 2 AT | SA | S5 | Northern SA | Wind | 1228.0468 | 1183.5067 | 1170.3339 | 1243.8831 | 1990.1715 | 2039.1646 | 1812.1495 | 1908.3385 | 2658.5477 | 2547.6633 | 2525.224 | 2577.0149 | 3060.5987 | 2933.6659 | 2967.1045 | 2994.4763 | 2875.4383 | 2956.5058 | 3290.4 | 2837.8663 | 2778.2266 | 2788.8872 | 2553.7983 | 2772.1152
Option 2 AT | SA | S1 | South East SA | Wind | 728.7519 | 579.8956 | 512.0937 | 596.1221 | 586.0584 | 671.561 | 617.1852 | 527.5072 | 583.1469 | 435.1223 | 1950.2941 | 2092.1046 | 1669.4475 | 1509.9782 | 1524.6294 | 1639.0253 | 1588.3902 | 1869.7491 | 1819.9661 | 2146.1057 | 2251.7923 | 2612.7352 | 2158.7286 | 2370.1374
Option 2 AT | SA | S8 | Western Eyre Peninsula | Wind | 0 | 0 | 9.13e-09 | 2.7671e-07 | 4.7428e-07 | 1.2704e-06 | 4.2874e-07 | 1.6656e-05 | 1.5953e-05 | 1.7195e-05 | 6.4254e-05 | 6.3269e-05 | 4.6095e-05 | 5.1923e-05 | 5.8278e-05 | 6.0116e-05 | 0.00010271 | 0.00011442 | 0.00014583 | 0.00015174 | 0.0001433 | 0.00014905 | 0.00014839 | 0.0001666
Option 2 AT | TAS | T1 | North East Tasmania | Solar | 0 | 580.4513 | 548.015 | 534.082 | 483.663 | 624.5528 | 630.2305 | 649.1685 | 398.3405 | 341.8412 | 611.9715 | 606.6378 | 633.9269 | 674.8004 | 294.5763 | 271.4994 | 246.1101 | 279.9249 | 275.3037 | 268.7564 | 302.1154 | 335.1836 | 255.5679 | 264.3171
Option 2 AT | TAS | T3 | Central Highlands | Solar | 0 | 6.1797e-05 | 5.3861e-05 | 4.9488e-05 | 4.9222e-05 | 7.2426e-05 | 6.1288e-05 | 7.5464e-05 | 5.1889e-05 | 4.5985e-05 | 6.4676e-05 | 6.3278e-05 | 6.662e-05 | 6.9951e-05 | 4.5159e-05 | 3.9885e-05 | 3.6906e-05 | 3.8003e-05 | 3.162e-05 | 2.802e-05 | 3.1666e-05 | 3.3432e-05 | 3.026e-05 | 3.0823e-05
Option 2 AT | TAS | T2 | North West Tasmania | Solar | 0 | 0.00017163 | 0.00015251 | 0.00015398 | 0.00012948 | 0.00020162 | 0.00017987 | 0.00020099 | 0.00014643 | 0.00012628 | 0.00019515 | 0.00019112 | 0.00019905 | 0.00020484 | 0.00010528 | 8.8419e-05 | 8.7808e-05 | 0.00010484 | 0.00013241 | 0.00012294 | 0.00012804 | 0.00014335 | 0.00012943 | 0.00013647
Option 2 AT | TAS | T1 | North East Tasmania | Wind | 0 | 0 | 268.9091 | 288.0358 | 270.5382 | 624.3008 | 692.1957 | 667.0102 | 693.5933 | 717.0721 | 639.378 | 646.1939 | 648.7735 | 1170.5566 | 1242.1917 | 1185.3227 | 1231.3732 | 1185.6553 | 1428.7395 | 1521.4883 | 1429.108 | 3107.2046 | 3900.7908 | 3704.6487
Option 2 AT | TAS | T3 | Central Highlands | Wind | 498.7642 | 487.324 | 3590.4215 | 4042.0173 | 4212.4296 | 4501.4905 | 4710.1551 | 4807.9588 | 5338.0177 | 6929.8203 | 6192.9013 | 5771.4152 | 5990.1768 | 6533.6655 | 6639.216 | 7338.7203 | 7411.9346 | 7403.4031 | 6935.8766 | 7253.2415 | 7143.8391 | 6843.1598 | 7506.8485 | 7735.0825
Option 2 AT | TAS | T2 | North West Tasmania | Wind | 390.7668 | 411.1425 | 429.2042 | 471.327 | 441.3422 | 413.493 | 438.8671 | 465.3337 | 439.9961 | 433.3039 | 504.465 | 482.2261 | 488.9146 | 490.0138 | 392.7528 | 440.9328 | 447.2055 | 470.0669 | 426.904 | 526.1158 | 512.3584 | 484.4519 | 500.5064 | 526.7586
Option 2 AT | VIC | V9 | Southern Ocean | Offshore Wind | 0 | 0 | 0 | 0 | 0 | 349.4742 | 2603.1693 | 2685.0805 | 2696.9637 | 2814.4582 | 5389.7983 | 7223.3767 | 7095.8224 | 6251.3974 | 6385.356 | 6549.3257 | 6713.5426 | 7246.9845 | 7060.5142 | 7053.8062 | 6549.3583 | 6548.9036 | 6786.1421 | 6853.2646
Option 2 AT | VIC | V8 | Gippsland Offshore | Offshore Wind | 0 | 0 | 0 | 0 | 0 | 8044.9492 | 8751.3938 | 12045.6198 | 14230.302 | 19164.0587 | 20810.031 | 22522.3801 | 28170.3778 | 30554.3071 | 31775.2802 | 30335.3831 | 31231.0125 | 31572.7189 | 31257.2013 | 32853.4701 | 30453.8884 | 30906.2811 | 31334.7384 | 32808.794
Option 2 AT | VIC | V3 | Wimmera Grampians | Solar | 128.2316 | 225.6802 | 192.4954 | 181.9617 | 167.1133 | 140.5359 | 119.0157 | 102.9929 | 120.7201 | 99.0597 | 84.024 | 90.5595 | 64.8091 | 36.6439 | 41.3631 | 33.4923 | 37.4853 | 35.5722 | 36.0072 | 30.4216 | 38.6057 | 37.8334 | 33.7835 | 26.2452
Option 2 AT | VIC | V7 | Central North VIC | Solar | 1132.5118 | 1475.4276 | 1325.4178 | 1187.9801 | 1259.5583 | 1152.0378 | 1100.0748 | 1120.333 | 1232.554 | 1080.0828 | 1027.0658 | 886.4532 | 1148.6241 | 1729.4051 | 1761.3388 | 1932.3893 | 2162.3841 | 2098.7142 | 1819.8238 | 1730.1653 | 1877.9222 | 1852.0294 | 1570.6246 | 1654.5138
Option 2 AT | VIC | V6 | Gippsland Onshore | Solar | 6.5835 | 1757.6952 | 2015.0582 | 1903.9435 | 1936.2844 | 1840.1874 | 1922.566 | 2030.3601 | 2062.8009 | 1878.33 | 1708.5576 | 1613.7563 | 1622.8227 | 1386.7826 | 1504.9272 | 1608.9722 | 1622.357 | 1631.694 | 1564.2718 | 1595.6919 | 1643.5268 | 1682.8067 | 1576.7462 | 1685.9126
Option 2 AT | VIC | V4 | Wimmera Southern Mallee | Solar | 0 | 0.00036208 | 0.00032789 | 0.00026897 | 0.0002833 | 0.0002571 | 0.00024905 | 0.00023251 | 0.00025979 | 0.0002157 | 0.00022729 | 0.00023112 | 0.00025015 | 1417.1296 | 1619.6255 | 1530.6857 | 1556.0293 | 1639.1464 | 1545.7451 | 1449.7363 | 1817.4189 | 2122.9305 | 1913.753 | 1679.5385
Option 2 AT | VIC | V2 | Central Highlands VIC | Solar | 0 | 0.00032354 | 0.0002936 | 0.00023365 | 0.00023599 | 0.00021626 | 0.00028321 | 0.00027755 | 0.00028769 | 0.00024624 | 0.00023469 | 0.00023655 | 0.00079633 | 4933.685 | 4918.6088 | 4475.0097 | 3980.9555 | 4389.2757 | 4525.773 | 4317.5767 | 4621.9948 | 4710.8081 | 4970.1133 | 5257.9058
Option 2 AT | VIC | V1 | North West VIC | Solar | 1234.3492 | 2092.2964 | 1793.3735 | 1654.5903 | 1660.1805 | 1517.9887 | 2432.4454 | 4136.5937 | 4679.2093 | 5144.6021 | 4806.7287 | 4643.9652 | 4539.1804 | 7810.4323 | 9742.9622 | 10276.8887 | 10481.3345 | 11034.6503 | 10221.4574 | 9797.048 | 12318.5631 | 13075.5403 | 12009.3552 | 12018.9722
Option 2 AT | VIC | V7 | Central North VIC | Wind | 0 | 0 | 1851.3584 | 1887.3502 | 1867.7931 | 1788.9885 | 1610.1441 | 1735.1438 | 1820.0778 | 1715.8532 | 1719.6535 | 1678.3168 | 2502.2338 | 2165.717 | 2312.8216 | 2481.1688 | 2330.1696 | 2395.6175 | 2372.5398 | 2442.3106 | 2508.972 | 2512.1808 | 2218.4373 | 2465.1277
Option 2 AT | VIC | V6 | Gippsland Onshore | Wind | 0 | 0 | 305.686 | 361.7807 | 315.9143 | 297.4722 | 316.8184 | 316.7863 | 323.9641 | 342.9113 | 311.3114 | 300.7743 | 285.8245 | 243.0312 | 248.134 | 279.305 | 305.2476 | 293.4268 | 269.2133 | 335.0756 | 285.641 | 285.0786 | 288.6299 | 293.2275
Option 2 AT | VIC | V5 | South West VIC | Wind | 6093.5527 | 7161.6496 | 8672.7007 | 9178.8565 | 8042.3533 | 7809.7047 | 7443.0906 | 8107.5385 | 8589.4052 | 8607.7545 | 8190.3377 | 7564.9835 | 6457.1985 | 5845.8492 | 5777.6478 | 6066.6505 | 6280.0747 | 6372.0724 | 8533.9414 | 8940.0775 | 8105.1253 | 8166.4631 | 9259.2425 | 9685.7259
Option 2 AT | VIC | V4 | Wimmera Southern Mallee | Wind | 1408.33 | 1464.1579 | 2029.2624 | 3225.8022 | 3371.5527 | 3123.1261 | 2951.6503 | 3022.3131 | 3145.9634 | 2972.8394 | 5704.6224 | 5801.7709 | 4548.8163 | 4133.9637 | 4583.8897 | 4961.2355 | 4485.3045 | 5001.8463 | 5463.9373 | 5548.5102 | 5951.7048 | 6448.1046 | 5350.6546 | 5369.6406
Option 2 AT | VIC | V2 | Central Highlands VIC | Wind | 1919.0188 | 2144.9797 | 3310.2404 | 4432.5949 | 4097.0313 | 4104.6715 | 4091.0025 | 6262.4763 | 6453.6708 | 6528.5326 | 8052.2981 | 8256.7516 | 7760.8502 | 5409.7735 | 5768.7107 | 6124.5717 | 6327.5883 | 6506.7877 | 5636.98 | 7708.6254 | 6534.335 | 6764.8822 | 9453.9804 | 9546.7489
Option 2 AT | VIC | V1 | North West VIC | Wind | 0 | 0 | 3778.3498 | 3857.929 | 3628.1261 | 3505.1642 | 3340.8255 | 3484.052 | 3491.4449 | 3269.5341 | 4173.4326 | 4251.4866 | 3983.3462 | 3349.1419 | 3735.9985 | 3935.4101 | 3519.5151 | 3973.1727 | 3966.0808 | 4054.2852 | 4753.8221 | 4916.4672 | 4324.6501 | 4734.3036
Option 2 AT | VIC | V3 | Wimmera Grampians | Wind | 1971.4699 | 2112.6183 | 1976.931 | 2050.5525 | 1791.583 | 1621.9251 | 1472.9095 | 1537.1469 | 1073.1058 | 1024.1867 | 982.5414 | 997.0202 | 777.0211 | 742.7485 | 779.1116 | 872.2866 | 746.4855 | 882.5527 | 675.1338 | 693.9731 | 765.8469 | 382.4766 | 329.957 | 0.00075964
Option 2D AT | NSW | N11 | Illawarra Coast | Offshore Wind | 0 | 0 | 0 | 0 | 0 | 0 | 0 | 0 | 0 | 0 | 0 | 0 | 2293.2548 | 3906.319 | 6356.9043 | 7507.9709 | 11100.329 | 9753.8363 | 10791.1203 | 10506.0061 | 11771.8332 | 14193.5007 | 16636.7961 | 16688.5132
Option 2D AT | NSW | N10 | Hunter Coast | Offshore Wind | 0 | 0 | 0 | 0 | 0 | 0 | 0 | 0 | 0 | 0 | 0 | 0 | 10662.3491 | 9350.7588 | 10798.1753 | 10306.2166 | 11180.4922 | 10278.0225 | 11145.6816 | 10961.8465 | 11271.2674 | 11338.9214 | 15854.1198 | 15343.1371
Option 2D AT | NSW | N7 | Tumut | Solar | 0 | 0.00047466 | 0.0018092 | 0.0017675 | 0.0025267 | 0.0037155 | 0.0054585 | 0.0056528 | 0.005768 | 0.0054891 | 0.0051943 | 0.0047338 | 0.005181 | 234.6557 | 235.966 | 216.0415 | 190.2526 | 196.3742 | 221.7567 | 213.0102 | 215.4857 | 219.7774 | 210.693 | 223.4942
Option 2D AT | NSW | N5 | South West NSW | Solar | 1543.0069 | 2148.1701 | 2241.1883 | 1981.882 | 1746.5171 | 1392.0465 | 1164.2751 | 1074.2697 | 1234.0028 | 1068.0519 | 855.3758 | 872.7372 | 612.8093 | 482.7565 | 506.1336 | 531.8419 | 573.6158 | 512.4783 | 479.0974 | 831.8778 | 1023.251 | 1030.2595 | 1849.1839 | 1299.2175
Option 2D AT | NSW | N4 | Broken Hill | Solar | 109.4898 | 424.2965 | 402.8759 | 371.2619 | 315.6455 | 242.1411 | 220.5371 | 194.715 | 231.5127 | 289.2829 | 278.9724 | 317.5466 | 211.5014 | 161.2044 | 171.1286 | 173.9655 | 183.6186 | 188.1831 | 158.0476 | 235.5205 | 262.3744 | 264.7327 | 344.0266 | 249.8907
Option 2D AT | NSW | N3 | Central-West Orana | Solar | 2781.6685 | 2879.1548 | 3513.7189 | 11981.2484 | 12366.6513 | 12905.0122 | 16925.3822 | 17882.5804 | 18127.1134 | 19133.467 | 17985.2076 | 16910.1196 | 17677.9203 | 18351.5727 | 17526.6068 | 17583.0865 | 15179.3208 | 16196.9797 | 17815.1181 | 17561.8061 | 17361.4298 | 17758.3304 | 20404.6292 | 21598.0777
Option 2D AT | NSW | N2 | New England | Solar | 1138.0631 | 1223.7291 | 1664.4593 | 1358.9684 | 1184.3434 | 1144.1072 | 1101.2993 | 955.3987 | 1098.5366 | 925.9911 | 871.8211 | 902.7438 | 770.0218 | 853.8316 | 829.2112 | 844.1964 | 1163.6199 | 1196.6528 | 1056.1112 | 1213.8815 | 1166.9376 | 1405.1161 | 1121.2825 | 1040.0914
Option 2D AT | NSW | N13 | South Cobar | Solar | 0 | 0.014064 | 0.014664 | 0.011083 | 0.010854 | 0.010996 | 0.020177 | 0.021495 | 0.021672 | 0.021329 | 346.8835 | 324.5745 | 340.8469 | 348.2471 | 339.616 | 343.5739 | 302.5266 | 326.0968 | 346.2782 | 342.9054 | 342.6314 | 340.4763 | 244.951 | 344.1224
Option 2D AT | NSW | N1 | North West NSW | Solar | 393.8759 | 533.5003 | 552.7479 | 433.7117 | 364.4706 | 344.0759 | 387.9622 | 834.8179 | 1415.3937 | 1359.8756 | 1292.6641 | 1379.5866 | 1084.2266 | 1500.7875 | 1753.2189 | 1797.1052 | 1963.6882 | 1977.3547 | 1991.4417 | 2001.2113 | 2182.0931 | 2431.7304 | 3143.7076 | 3274.4172
Option 2D AT | NSW | DN3 | Marulan | Solar | 0 | 0 | 0 | 0 | 0.0006845 | 0.001568 | 0.0023053 | 0.0023713 | 0.0022567 | 0.0021155 | 0.0018463 | 0.0016278 | 0.0018917 | 0.0017653 | 0.0016176 | 0.0015684 | 0.0014114 | 0.0013173 | 0.0017186 | 0.0016017 | 0.0015287 | 0.0015884 | 0.0010357 | 0.0011111
Option 2D AT | NSW | DN1 | Dubbo | Solar | 0 | 0 | 7.6713e-05 | 8.1075e-05 | 8.3033e-05 | 0.00010158 | 0.00095599 | 1214.4448 | 1346.418 | 1220.0503 | 969.1588 | 1071.5176 | 730.6016 | 780.8647 | 701.4388 | 783.4 | 923.5671 | 1011.5832 | 979.9488 | 1010.5938 | 1100.0755 | 1116.6512 | 1283.5869 | 1270.3539
Option 2D AT | NSW | N6 | Wagga Wagga | Solar | 911.0252 | 3274.0936 | 3400.9844 | 3196.1862 | 3739.2812 | 3004.6572 | 2288.7998 | 2258.2209 | 2739.6544 | 2153.7244 | 1805.1851 | 1895.8928 | 1320.2711 | 1566.3821 | 1631.9309 | 1613.8801 | 1687.8459 | 1708.2147 | 1526.5286 | 1553.7123 | 1777.3007 | 1895.3643 | 1621.4937 | 1257.2077
Option 2D AT | NSW | N9 | Hunter-Central Coast | Solar | 0 | 1787.9059 | 3974.1991 | 3537.8836 | 3080.6904 | 3650.1618 | 3332.0227 | 4620.0877 | 8279.569 | 10760.8057 | 9272.3475 | 10447.9409 | 9755.7142 | 11252.3559 | 11657.3693 | 13970.4414 | 15648.3204 | 17446.021 | 16713.4994 | 16330.6808 | 17915.3963 | 18956.6868 | 14652.9456 | 15039.0126
Option 2D AT | NSW | N8 | Cooma-Monaro | Solar | 0 | 0.00082395 | 0.0049568 | 0.0037467 | 0.0037926 | 0.0047459 | 0.0083841 | 0.0090282 | 0.0092225 | 0.0090108 | 0.0081851 | 0.0072515 | 0.0085083 | 76.8806 | 389.0383 | 722.0407 | 672.4387 | 660.6181 | 754.5792 | 739.9522 | 720.0566 | 744.9242 | 632.263 | 749.823
Option 2D AT | NSW | N4 | Broken Hill | Wind | 672.0236 | 675.6399 | 959.0284 | 944.1896 | 901.7725 | 845.808 | 784.3591 | 855.0745 | 911.1049 | 791.7127 | 799.5493 | 736.1102 | 658.6976 | 632.729 | 645.991 | 694.5495 | 634.0214 | 234.3767 | 646.2818 | 659.2691 | 673.6775 | 684.0881 | 585.5862 | 671.5274
Option 2D AT | NSW | N3 | Central-West Orana | Wind | 315.6868 | 648.3851 | 4997.5755 | 15628.129 | 20395.1316 | 21039.5628 | 20000.3049 | 24531.6113 | 24310.7699 | 24704.9987 | 26775.7037 | 27544.8231 | 26096.9148 | 23372.0168 | 23744.2595 | 25899.7758 | 26194.4598 | 24801.2058 | 25282.8728 | 24440.1049 | 25402.9129 | 25140.7541 | 21884.8744 | 24103.6886
Option 2D AT | NSW | N2 | New England | Wind | 1242.48 | 1125.539 | 1374.2796 | 1276.441 | 1604.7236 | 1710.8368 | 6961.9518 | 7094.2937 | 7722.388 | 6981.9306 | 9128.5433 | 9158.3192 | 7242.5818 | 6726.2795 | 7280.1958 | 7852.0123 | 8273.7501 | 9795.1188 | 9814.0727 | 9475.3501 | 9736.6132 | 10194.4902 | 9374.0384 | 9841.9639
Option 2D AT | NSW | N13 | South Cobar | Wind | 0 | 0 | 0.0041869 | 0.0039891 | 0.0039453 | 0.0040157 | 0.0047953 | 0.0051139 | 0.0050501 | 0.0048837 | 0.0045258 | 0.0044908 | 0.0046363 | 0.0043093 | 0.0043636 | 0.0044494 | 0.0043742 | 0.0045173 | 0.0045545 | 0.0043799 | 0.0043677 | 0.0043252 | 86.0977 | 94.9452
Option 2D AT | NSW | N12 | Illawarra | Wind | 0 | 0 | 989.7115 | 936.002 | 937.7105 | 923.7324 | 971.8155 | 973.4012 | 952.4221 | 956.0183 | 954.3934 | 1029.2776 | 1044.3404 | 889.6251 | 961.1952 | 937.1511 | 988.3317 | 909.8316 | 988.654 | 936.2555 | 935.2033 | 915.1209 | 929.4784 | 914.6095
Option 2D AT | NSW | DN3 | Marulan | Wind | 0 | 0 | 0 | 0 | 0.0021992 | 0.016744 | 0.019783 | 0.0201 | 0.018978 | 0.019282 | 0.016132 | 0.015794 | 0.018189 | 0.015365 | 0.016508 | 0.016277 | 0.017111 | 0.016242 | 0.017607 | 0.018067 | 0.01642 | 0.017176 | 0.014883 | 0.015905
Option 2D AT | NSW | DN1 | Dubbo | Wind | 0 | 0 | 8.2464e-05 | 0.0001082 | 0.00011369 | 0.00013649 | 0.00026408 | 814.9048 | 807.9003 | 778.2129 | 750.982 | 784.2294 | 703.4948 | 705.5994 | 672.6902 | 744.0331 | 655.8916 | 709.8908 | 700.8771 | 674.2075 | 758.7214 | 716.7483 | 630.4133 | 722.8547
Option 2D AT | NSW | N5 | South West NSW | Wind | 0 | 0 | 4154.5558 | 4251.9981 | 3979.9775 | 3954.2432 | 3974.4349 | 4225.6367 | 4238.7742 | 4264.405 | 4151.3686 | 4170.1608 | 4128.0932 | 3664.264 | 4022.3791 | 3971.2086 | 3822.0824 | 4036.8485 | 4142.2472 | 4239.5594 | 3944.182 | 3895.0306 | 3902.8019 | 4140.6425
Option 2D AT | NSW | N7 | Tumut | Wind | 0 | 465.7913 | 799.7257 | 828.9577 | 856.169 | 812.562 | 724.6269 | 784.3052 | 792.6177 | 747.374 | 1013.8589 | 994.59 | 1003.481 | 830.5208 | 933.0808 | 932.5727 | 1061.8979 | 896.0116 | 911.5056 | 956.7987 | 943.5142 | 969.868 | 867.5489 | 935.6548
Option 2D AT | NSW | N9 | Hunter-Central Coast | Wind | 0 | 0 | 3701.1913 | 3541.2936 | 3527.7335 | 3954.1692 | 3891.2956 | 5825.0384 | 5286.8437 | 6984.3639 | 9734.8103 | 9917.3425 | 9310.515 | 8001.7473 | 8939.6829 | 9060.3684 | 10149.8086 | 8880.886 | 9498.2938 | 8988.68 | 9038.9392 | 9188.5981 | 8769.6089 | 9818.4671
Option 2D AT | NSW | N8 | Cooma-Monaro | Wind | 326.063 | 329.5781 | 676.0461 | 699.3865 | 630.5079 | 1143.9332 | 1112.8749 | 1180.9741 | 1206.3697 | 1174.4513 | 1237.2777 | 1181.6865 | 1094.4942 | 868.9056 | 668.9392 | 732.2117 | 823.279 | 799.9408 | 800.6617 | 774.2175 | 757.4623 | 771.7713 | 701.5954 | 760.7434
Option 2D AT | NSW | N6 | Wagga Wagga | Wind | 0 | 0 | 0.016407 | 0.015607 | 0.01887 | 0.019886 | 0.02327 | 0.024801 | 0.025578 | 0.024915 | 0.024116 | 0.024064 | 0.024171 | 0.021202 | 0.022993 | 0.023621 | 0.022355 | 0.022415 | 0.024 | 0.024033 | 0.024253 | 0.023399 | 0.022511 | 0.024136
Option 2D AT | QLD | Q8a | Darling Downs (A) | Solar | 2243.4818 | 3188.9797 | 3374.8502 | 3402.9091 | 3332.0624 | 3278.1076 | 3058.2016 | 2989.2258 | 3171.4945 | 3080.5015 | 2743.5263 | 2597.6852 | 2279.1518 | 2311.1867 | 2338.9923 | 2403.7226 | 2340.3822 | 2440.4153 | 2445.9753 | 2484.116 | 1506.9399 | 1553.4721 | 1423.0408 | 1437.6973
Option 2D AT | QLD | Q9 | Banana | Solar | 36.7557 | 36.6836 | 35.966 | 33.3861 | 29.0288 | 28.1347 | 23.7514 | 20.7058 | 22.1704 | 17.1478 | 19.7054 | 19.5627 | 10.9083 | 12.8983 | 13.6234 | 12.937 | 18.6165 | 0 | 0 | 0 | 0 | 0 | 0 | 0
Option 2D AT | QLD | Q8b | Darling Downs (B) | Solar | 598.6946 | 640.3384 | 672.2711 | 708.1703 | 688.9948 | 698.7798 | 699.5893 | 723.7976 | 726.5424 | 737.9256 | 677.3057 | 660.0168 | 708.6457 | 711.8929 | 694.1699 | 691.3168 | 580.5871 | 592.8491 | 359.6368 | 297.7676 | 211.741 | 214.8911 | 143.6223 | 0
Option 2D AT | QLD | Q8 | Darling Downs | Solar | 0 | 3651.6915 | 3863.8436 | 6496.6091 | 6317.6207 | 6428.064 | 8973.5996 | 9691.1716 | 10948.9253 | 10977.116 | 10265.6985 | 9958.3739 | 12509.6496 | 12335.1672 | 12329.648 | 12254.3266 | 10241.4294 | 11484.7174 | 12043.0483 | 12665.2589 | 12637.532 | 13020.382 | 17308.036 | 18168.8274
Option 2D AT | QLD | Q7 | Wide Bay | Solar | 835.1113 | 1051.7371 | 1586.0361 | 2325.5926 | 2569.559 | 2549.6046 | 5073.8966 | 4789.1428 | 5348.0052 | 4866.2185 | 4510.8196 | 4048.0007 | 3376.954 | 3548.3998 | 3273.7798 | 3593.3123 | 4207.9113 | 3964.1553 | 3815.0387 | 3676.7133 | 3917.1078 | 4922.0095 | 3847.2193 | 3591.6902
Option 2D AT | QLD | Q6 | Fitzroy | Solar | 171.6055 | 152.8172 | 133.9069 | 134.8318 | 3932.2712 | 4172.181 | 4910.6294 | 6089.3113 | 6882.1043 | 10673.0876 | 11560.3225 | 12170.961 | 10035.5171 | 10053.5099 | 11308.0472 | 13655.9847 | 14254.9107 | 15886.9634 | 15387.5454 | 15751.0848 | 16132.8943 | 17564.0725 | 16110.7382 | 16572.7455
Option 2D AT | QLD | Q5 | Barcaldine | Solar | 0 | 0.060396 | 0.057164 | 111.1666 | 119.8078 | 118.945 | 101.9063 | 88.8013 | 89.8447 | 72.2689 | 81.398 | 90.356 | 62.5729 | 68.1125 | 72.0126 | 69.4867 | 105.2165 | 125.2769 | 112.0996 | 773.1192 | 812.7465 | 949.7714 | 1248.8061 | 1355.0321
Option 2D AT | QLD | Q4b | Isaac (B) | Solar | 316.486 | 607.7361 | 511.0685 | 499.231 | 393.8508 | 397.3734 | 351.0725 | 276.214 | 291.2486 | 246.5658 | 239.186 | 251.4339 | 126.5799 | 141.275 | 152.4615 | 152.3094 | 201.5102 | 217.3651 | 167.8299 | 185.9624 | 185.6796 | 219.3328 | 192.9838 | 203.9611
Option 2D AT | QLD | Q4 | Isaac | Solar | 819.0458 | 863.0184 | 791.7875 | 726.5706 | 1210.428 | 1212.9818 | 1058.0929 | 979.131 | 1075.9124 | 1093.2756 | 1096.2081 | 1147.9015 | 667.6349 | 737.516 | 799.2514 | 1090.3297 | 1823.5567 | 1955.0251 | 1696.4659 | 1838.7978 | 1919.0594 | 2218.5827 | 1718.4146 | 1654.5456
Option 2D AT | QLD | Q3 | Northern Qld | Solar | 923.371 | 1350.2377 | 2215.4763 | 2090.5294 | 2107.5691 | 2196.5999 | 1811.7611 | 1634.8285 | 1797.3836 | 1702.7311 | 1626.3192 | 1815.8979 | 1298.9963 | 1069.1748 | 1227.4781 | 1245.0824 | 1148.268 | 1106.8976 | 1157.8151 | 1049.06 | 1167.5376 | 1251.4712 | 1235.0549 | 1014.0842
Option 2D AT | QLD | Q2 | North Qld Clean Energy Hub | Solar | 168.8856 | 182.451 | 172.3412 | 170.2845 | 164.6936 | 163.4964 | 144.4338 | 132.9854 | 148.1272 | 142.2837 | 135.3169 | 80.803 | 65.1976 | 59.0548 | 64.9841 | 65.0475 | 67.3501 | 72.6402 | 78.1886 | 75.385 | 33.3792 | 38.6294 | 0 | 0
Option 2D AT | QLD | Q10 | Collinsville | Solar | 493.1411 | 534.8054 | 481.1688 | 455.0797 | 423.3552 | 434.4607 | 404.3856 | 385.9432 | 389.6009 | 365.3976 | 365.0146 | 382.4128 | 297.1162 | 293.8556 | 306.4269 | 313.1023 | 1067.9203 | 1142.0268 | 1096.4881 | 1045.811 | 1110.1725 | 1358.1859 | 1139.6292 | 758.7471
Option 2D AT | QLD | Q1 | Far North QLD | Solar | 156.2737 | 177.2624 | 123.1283 | 646.6506 | 909.2754 | 940.3129 | 783.0238 | 747.7389 | 809.9387 | 993.7077 | 1108.8995 | 1682.4094 | 1529.5557 | 1225.2302 | 1465.4795 | 1405.8363 | 1622.3439 | 1864.7593 | 2003.0832 | 1742.5285 | 1962.9422 | 2173.9445 | 2110.7358 | 1915.4262
Option 2D AT | QLD | Q8c | Darling Downs (C) | Wind | 2337.7003 | 2295.8586 | 2280.7399 | 2149.88 | 2233.7271 | 2200.685 | 1980.0376 | 1933.5626 | 2106.4113 | 1882.6958 | 1925.4088 | 1933.3134 | 1793.646 | 1736.9305 | 1731.4393 | 1824.4374 | 1856.3701 | 1879.3543 | 806.2441 | 822.3109 | 812.3404 | 877.2732 | 807.6291 | 770.3703
Option 2D AT | QLD | Q8b | Darling Downs (B) | Wind | 3370.6271 | 3323.9781 | 3386.3497 | 3270.9253 | 3414.7095 | 3352.0083 | 2998.546 | 3043.4896 | 3332.1908 | 3017.2968 | 3162.1882 | 3148.7751 | 2923.6847 | 2850.1961 | 2867.9078 | 2982.6102 | 2981.5505 | 2936.6992 | 2965.2382 | 2833.0557 | 3011.9032 | 3127.8308 | 2846.7111 | 2931.4958
Option 2D AT | QLD | Q8a | Darling Downs (A) | Wind | 545.1847 | 564.9301 | 608.1703 | 634.9575 | 630.0861 | 631.3469 | 591.1903 | 594.0146 | 652.8285 | 595.9921 | 617.021 | 619.3142 | 601.1499 | 567.1985 | 602.84 | 631.3845 | 545.1686 | 565.1668 | 608.5229 | 635.846 | 631.4072 | 633.5658 | 583.4592 | 605.2423
Option 2D AT | QLD | Q8 | Darling Downs | Wind | 0 | 0 | 8946.631 | 9012.3006 | 9402.1057 | 11425.8444 | 10934.3126 | 10810.5854 | 11847.4705 | 11146.7252 | 12248.9499 | 17132.0397 | 16054.6611 | 15132.9968 | 16419.7855 | 16907.4142 | 15736.3334 | 15900.7114 | 16702.7041 | 16935.109 | 19186.2795 | 18937.9077 | 21191.3122 | 21375.0153
Option 2D AT | QLD | Q6 | Fitzroy | Wind | 0 | 499.5654 | 3228.2201 | 3380.8572 | 3481.0858 | 3468.0241 | 3304.5688 | 3002.2755 | 3472.163 | 3114.4528 | 3295.655 | 3206.9935 | 7974.8907 | 8853.7571 | 8616.3206 | 8704.3675 | 9318.5591 | 9313.4066 | 9109.5335 | 9463.154 | 9033.9924 | 9428.9504 | 8828.9848 | 8444.494
Option 2D AT | QLD | Q5 | Barcaldine | Wind | 0 | 0 | 374.0692 | 368.2075 | 378.3056 | 359.4526 | 346.9921 | 364.7094 | 370.9376 | 335.1494 | 342.2502 | 335.629 | 309.9209 | 322.9028 | 348.5546 | 352.0602 | 329.8018 | 329.5478 | 1214.9583 | 2543.6198 | 2630.9518 | 2602.7518 | 4507.1523 | 4910.4655
Option 2D AT | QLD | Q4 | Isaac | Wind | 1392.487 | 2006.3557 | 2446.1598 | 2685.4734 | 2449.3355 | 2495.5121 | 2464.8707 | 3238.5571 | 3646.713 | 3205.2472 | 3492.6985 | 3427.5014 | 2829.6664 | 3174.3165 | 3075.5678 | 3158.6607 | 3007.9725 | 3070.8077 | 3093.0771 | 3456.2112 | 3247.8453 | 3431.934 | 3073.1657 | 1939.3208
Option 2D AT | QLD | Q2 | North Qld Clean Energy Hub | Wind | 166.8409 | 169.9443 | 3255.9448 | 3309.0476 | 3367.1968 | 4003.2375 | 7378.6392 | 9056.0749 | 9396.3189 | 9125.9471 | 8969.4166 | 8366.8154 | 11904.7141 | 12736.4921 | 12691.1256 | 13124.7765 | 12811.1276 | 13035.1808 | 13766.9552 | 13834.4478 | 13709.715 | 12734.8939 | 13124.465 | 14049.7754
Option 2D AT | QLD | Q10 | Collinsville | Wind | 0 | 0 | 0.0013623 | 0.0022626 | 0.0046896 | 0.0053423 | 0.0054995 | 0.0057511 | 889.5928 | 752.9542 | 865.3759 | 812.2179 | 1336.1853 | 1575.6779 | 1567.6656 | 1511.2306 | 1609.711 | 1590.1436 | 1549.1779 | 1645.2486 | 1515.4129 | 1679.767 | 1595.1629 | 1561.4296
Option 2D AT | QLD | Q1 | Far North QLD | Wind | 773.3931 | 804.4118 | 3289.955 | 3519.3368 | 3473.0828 | 3086.9238 | 2972.2917 | 3228.03 | 3069.2349 | 3089.1803 | 2813.2197 | 2807.3425 | 2120.7463 | 2325.9999 | 2424.9927 | 2872.3047 | 3003.3203 | 2996.8557 | 3199.7936 | 4043.21 | 4125.2668 | 3884.5033 | 4567.946 | 4959.3942
Option 2D AT | QLD | Q7 | Wide Bay | Wind | 0 | 0 | 0.00088209 | 0.0011077 | 0.001969 | 0.0021461 | 0.0025531 | 0.0024425 | 0.0025664 | 0.0024068 | 624.5146 | 621.6808 | 530.9798 | 538.9251 | 550.6256 | 580.0146 | 604.9922 | 619.0931 | 613.8779 | 568.79 | 595.4688 | 586.4773 | 581.1225 | 559.1928
Option 2D AT | SA | S8 | Western Eyre Peninsula | Solar | 0 | 0 | 5.5449e-05 | 5.7021e-05 | 7.4769e-05 | 7.9249e-05 | 1.4945e-05 | 0.00023005 | 0.00023751 | 0.00023749 | 0.0002308 | 0.00022851 | 0.00021656 | 0.00022114 | 0.0010161 | 0.0010144 | 0.001028 | 0.0010611 | 0.0011597 | 0.0011577 | 0.0011364 | 0.0011638 | 0.005253 | 0.0047889
Option 2D AT | SA | S7 | Eastern Eyre Peninsula | Solar | 0 | 0.00066682 | 0.00079042 | 0.00082124 | 0.0010703 | 0.001022 | 0.0011331 | 0.0010731 | 0.0011188 | 0.001084 | 0.0010778 | 0.0010089 | 0.001029 | 0.0010891 | 0.0010765 | 189.9194 | 450.9844 | 484.4598 | 490.8093 | 838.8994 | 980.1499 | 916.9352 | 1611.6239 | 1520.8117
Option 2D AT | SA | S5 | Northern SA | Solar | 648.93 | 1742.0508 | 1594.6701 | 1680.0946 | 3273.6079 | 3586.1855 | 4635.4221 | 5308.2522 | 5796.8469 | 6941.5398 | 5878.7179 | 6085.2629 | 5959.2523 | 6592.3682 | 6778.6664 | 6953.4652 | 7344.0596 | 7809.0113 | 8084.4501 | 8005.9553 | 9865.0327 | 10552.9274 | 14622.9764 | 15167.407
Option 2D AT | SA | S2 | Riverland | Solar | 31.9255 | 30.6284 | 28.2919 | 27.8387 | 33.0223 | 26.6855 | 184.723 | 175.7756 | 195.155 | 813.4845 | 562.3722 | 667.237 | 1901.1667 | 1782.484 | 2069.9648 | 2103.0797 | 2657.3297 | 2762.5943 | 3682.3419 | 4287.5759 | 5398.1122 | 5884.5103 | 5765.4587 | 6257.4249
Option 2D AT | SA | S1 | South East SA | Solar | 348.5592 | 286.1181 | 234.5438 | 219.1557 | 236.6716 | 391.2812 | 354.6175 | 209.5752 | 256.3385 | 352.9581 | 150.2899 | 208.199 | 193.3094 | 255.3225 | 263.3287 | 226.0009 | 313.9716 | 291.5108 | 405.9068 | 353.5886 | 247.122 | 332.5865 | 399.6109 | 270.9614
Option 2D AT | SA | S3 | Mid-North SA | Solar | 0 | 0.0019573 | 0.0019552 | 0.0020597 | 5.2004 | 5.8096 | 560.8587 | 695.5558 | 780.343 | 891.0255 | 1202.565 | 1318.6343 | 1216.5762 | 2309.0651 | 2438.4422 | 2164.7852 | 2258.4761 | 2305.4435 | 2388.365 | 2161.9461 | 2330.0635 | 2573.3357 | 3462.6347 | 3717.6734
Option 2D AT | SA | S4 | Yorke Peninsula | Wind | 0 | 0 | 0.0026602 | 0.003417 | 0.0031577 | 0.0035094 | 0.0035625 | 0.0036809 | 0.0039131 | 0.0036805 | 249.6725 | 249.4487 | 208.2139 | 222.683 | 234.0706 | 232.9608 | 243.2205 | 237.0075 | 251.6104 | 251.0691 | 251.5042 | 283.1112 | 264.4436 | 297.3748
Option 2D AT | SA | S7 | Eastern Eyre Peninsula | Wind | 563.6012 | 496.2734 | 436.6091 | 541.5278 | 338.4452 | 155.5958 | 124.6203 | 899.4776 | 896.4589 | 730.8645 | 1093.5076 | 1092.3798 | 903.0293 | 986.0408 | 1016.9617 | 978.3897 | 966.8716 | 987.374 | 1049.154 | 1601.4251 | 1556.9251 | 1648.5404 | 1465.2051 | 1670.9224
Option 2D AT | SA | S6 | Roxby Downs | Wind | 0 | 0 | 0.00080786 | 0.00079277 | 0.0016355 | 0.0015435 | 0.0018084 | 0.0019032 | 0.001868 | 0.0018247 | 8.775 | 9.1021 | 1591.5581 | 1543.278 | 1584.1584 | 1588.0847 | 1583.9337 | 1604.5528 | 1646.9066 | 1678.5307 | 1632.0704 | 1633.494 | 1485.2356 | 1674.7815
Option 2D AT | SA | S5 | Northern SA | Wind | 1230.1627 | 1180.1811 | 1164.0948 | 1241.3925 | 1984.4042 | 2043.645 | 1821.8577 | 1915.3277 | 2765.9145 | 2651.0187 | 2634.8054 | 2691.46 | 3226.801 | 3105.3474 | 3140.8445 | 3167.2912 | 3043.236 | 3128.3581 | 3285.9226 | 2838.6506 | 2778.5413 | 2778.9549 | 2551.1171 | 2769.7619
Option 2D AT | SA | S3 | Mid-North SA | Wind | 5318.7609 | 5135.4147 | 5418.5521 | 5857.5795 | 6919.2466 | 7839.5493 | 7018.8729 | 8377.7309 | 9321.7251 | 8750.4545 | 8261.6342 | 9230.6037 | 8639.9366 | 6732.8753 | 7149.9317 | 7086.4372 | 7074.7038 | 8555.8232 | 8670.7095 | 10267.1684 | 9529.7738 | 10133.0257 | 8710.4769 | 9479.3419
Option 2D AT | SA | S1 | South East SA | Wind | 728.7046 | 581.0352 | 514.135 | 604.5134 | 572.9815 | 670.5663 | 561.7743 | 516.6983 | 607.1616 | 396.1056 | 1983.7454 | 2127.5953 | 1650.7444 | 1489.3902 | 1519.8186 | 1679.6079 | 1607.5753 | 2054.9433 | 1983.9411 | 2207.8043 | 2236.8015 | 2601.1077 | 2136.8874 | 2324.6125
Option 2D AT | SA | S8 | Western Eyre Peninsula | Wind | 0 | 0 | 6.5128e-05 | 7.5811e-05 | 8.9965e-05 | 0.0001184 | 1.4371e-05 | 0.00035567 | 0.00035202 | 0.00033843 | 0.0004998 | 0.00046813 | 0.0004476 | 0.00051058 | 0.00050933 | 0.00047922 | 0.00047633 | 0.0005024 | 0.00055516 | 0.00057381 | 0.00058901 | 0.0006204 | 0.00058327 | 0.00067027
Option 2D AT | TAS | T1 | North East Tasmania | Solar | 0 | 559.86 | 525.9052 | 515.4475 | 475.5737 | 602.5984 | 607.961 | 626.2234 | 384.8328 | 326.047 | 590.3411 | 585.1959 | 611.5205 | 650.8714 | 271.488 | 260.4496 | 234.1217 | 268.0629 | 259.9556 | 255.7644 | 289.1288 | 319.2023 | 238.8126 | 249.8352
Option 2D AT | TAS | T3 | Central Highlands | Solar | 0 | 0.0012419 | 0.0010914 | 0.00098324 | 0.00095574 | 0.0014298 | 0.0015622 | 0.001608 | 0.0011695 | 0.00092899 | 0.001291 | 0.0013118 | 0.0013979 | 0.0013909 | 0.00085499 | 0.00076928 | 0.00072682 | 0.00075496 | 0.00071617 | 0.00069102 | 0.00072714 | 0.0008291 | 0.00068848 | 0.00070891
Option 2D AT | TAS | T2 | North West Tasmania | Solar | 0 | 0.0042648 | 0.0036818 | 0.0038648 | 0.003123 | 0.0051616 | 0.0051797 | 0.0051786 | 0.004788 | 0.0041474 | 0.0050008 | 0.0048808 | 0.0051982 | 0.0052996 | 0.0036513 | 0.0033302 | 0.0030983 | 0.0035233 | 0.0038607 | 0.0036755 | 0.0038097 | 0.0043208 | 0.0035751 | 0.0038599
Option 2D AT | TAS | T1 | North East Tasmania | Wind | 0 | 0 | 298.6943 | 341.7101 | 320.6926 | 663.1985 | 735.3328 | 708.5775 | 736.8171 | 761.7598 | 679.2234 | 686.4642 | 689.2044 | 1223.2871 | 1298.1665 | 1238.7356 | 1286.8579 | 1239.0795 | 1428.7423 | 1521.4912 | 1429.1107 | 3107.5891 | 3929.948 | 3734.268
Option 2D AT | TAS | T3 | Central Highlands | Wind | 498.7619 | 487.316 | 3576.954 | 4030.1882 | 4259.3928 | 4472.9977 | 4680.3408 | 4777.9028 | 5243.2964 | 6985.1563 | 6242.6036 | 5817.2568 | 6038.2163 | 6530.5789 | 6632.7617 | 7280.2019 | 7355.374 | 7346.0129 | 6870.7112 | 7253.2466 | 7143.7991 | 6843.1475 | 7470.6402 | 7705.1806
Option 2D AT | TAS | T2 | North West Tasmania | Wind | 390.764 | 411.1315 | 429.0802 | 471.5978 | 440.7357 | 413.783 | 439.1716 | 465.6396 | 441.2104 | 433.779 | 504.9991 | 482.6945 | 489.4252 | 494.4428 | 391.9022 | 442.6608 | 446.6242 | 469.3751 | 427.9603 | 521.1021 | 507.9612 | 483.1855 | 495.1433 | 520.0457
Option 2D AT | VIC | V8 | Gippsland Offshore | Offshore Wind | 0 | 0 | 0 | 0 | 0 | 8121.7256 | 8776.0755 | 12061.9673 | 14246.1334 | 19189.8807 | 20765.5038 | 22653.8694 | 28395.3499 | 30848.0591 | 31826.7387 | 30503.7379 | 31456.3927 | 31795.5627 | 31427.3049 | 33063.8194 | 30658.7921 | 31147.7501 | 31482.8713 | 33060.765
Option 2D AT | VIC | V9 | Southern Ocean | Offshore Wind | 0 | 0 | 0 | 0 | 0 | 277.7235 | 2598.8097 | 2669.3865 | 2681.2695 | 2815.5994 | 5429.3985 | 7023.8063 | 6870.4211 | 6032.2464 | 6165.1611 | 6338.0518 | 6496.1713 | 7014.3032 | 6832.0752 | 6826.124 | 6338.0592 | 6337.0084 | 6553.1864 | 6632.3682
Option 2D AT | VIC | V7 | Central North VIC | Solar | 1135.9183 | 1485.4381 | 1338.3153 | 1194.3867 | 1273.0773 | 1159.7476 | 1093.6626 | 1107.0828 | 1235.9519 | 1091.1016 | 1029.1816 | 890.5598 | 1165.3266 | 1763.8264 | 1739.8646 | 1881.909 | 2028.7086 | 2048.8991 | 1795.4916 | 1711.4315 | 1843.2785 | 1836.105 | 1555.1988 | 1628.8002
Option 2D AT | VIC | V6 | Gippsland Onshore | Solar | 6.5835 | 1757.6583 | 2014.8732 | 1903.578 | 1935.5726 | 1838.5691 | 1921.306 | 2026.7779 | 2064.4103 | 1888.3999 | 1693.7013 | 1621.4 | 1603.097 | 1407.0335 | 1467.9284 | 1549.6306 | 1607.3051 | 1611.6937 | 1551.7125 | 1584.4097 | 1628.8134 | 1673.0677 | 1546.4328 | 1659.1422
Option 2D AT | VIC | V4 | Wimmera Southern Mallee | Solar | 0 | 0.0082935 | 0.0074446 | 0.0057478 | 0.0063971 | 0.0054772 | 0.0047926 | 0.0042994 | 0.0051036 | 0.0043044 | 0.0038424 | 0.0041494 | 0.00307 | 1453.885 | 1581.5309 | 1472.8911 | 1572.6964 | 1644.7555 | 1488.7257 | 1422.7864 | 1852.6269 | 2053.9169 | 1983.7009 | 1749.2717
Option 2D AT | VIC | V2 | Central Highlands VIC | Solar | 0 | 0.0080654 | 0.0070845 | 0.0052649 | 0.0055525 | 0.0050856 | 0.0090621 | 0.0095546 | 0.0096381 | 0.0087315 | 0.0083345 | 0.0083161 | 259.1194 | 5122.0781 | 5100.1506 | 4624.2439 | 4079.2916 | 4512.6904 | 4674.3761 | 4492.8526 | 4796.9409 | 4897.615 | 4984.9653 | 5269.9309
Option 2D AT | VIC | V1 | North West VIC | Solar | 1234.9798 | 2100.6312 | 1802.5868 | 1664.5068 | 1724.3787 | 1524.7088 | 3216.3746 | 4239.568 | 4812.8593 | 5248.0114 | 4917.3498 | 4759.4815 | 4557.3807 | 8056.4364 | 9776.3068 | 10425.8239 | 10676.8103 | 11327.6355 | 10365.8956 | 9999.8587 | 12493.1218 | 13362.0172 | 11706.0839 | 11801.44
Option 2D AT | VIC | V3 | Wimmera Grampians | Solar | 128.9858 | 227.969 | 195.98 | 184.8867 | 175.3251 | 141.729 | 115.6574 | 103.7486 | 121.7124 | 99.8714 | 81.0086 | 91.8772 | 63.167 | 36.5359 | 41.0304 | 32.6327 | 37.4473 | 34.8548 | 35.8153 | 29.893 | 39.1682 | 37.1255 | 33.8567 | 25.7019
Option 2D AT | VIC | V7 | Central North VIC | Wind | 0 | 0 | 1825.111 | 1857.2098 | 1842.1379 | 1761.2579 | 1609.7242 | 1727.9352 | 1817.2414 | 1712.7113 | 1717.764 | 1687.145 | 2609.1977 | 2254.0722 | 2399.6212 | 2583.0327 | 2409.4875 | 2480.7649 | 2448.392 | 2551.4812 | 2612.5747 | 2618.7882 | 2311.1037 | 2555.4861
Option 2D AT | VIC | V6 | Gippsland Onshore | Wind | 0 | 0 | 305.6118 | 361.6402 | 315.6542 | 299.0798 | 316.3939 | 317.4626 | 324.6903 | 345.1791 | 310.9503 | 302.945 | 285.825 | 243.2651 | 246.0927 | 276.2082 | 302.582 | 291.5698 | 268.0546 | 330.3571 | 285.2276 | 284.6669 | 286.1959 | 289.7022
Option 2D AT | VIC | V5 | South West VIC | Wind | 6094.8678 | 7161.7477 | 8659.5615 | 9166.9 | 8040.5956 | 7798.0223 | 7445.3139 | 8124.9008 | 8816.8699 | 8835.3503 | 8359.2501 | 7814.4005 | 6671.5188 | 6008.4499 | 5951.8804 | 6283.7436 | 6458.1354 | 6634.6624 | 8522.3529 | 8935.995 | 8122.1899 | 8121.642 | 9302.9276 | 9792.3587
Option 2D AT | VIC | V4 | Wimmera Southern Mallee | Wind | 1408.6696 | 1463.713 | 2016.8064 | 3244.2022 | 3426.3021 | 3132.7909 | 2961.1854 | 3006.9591 | 3129.358 | 2983.7996 | 5834.7357 | 5968.6108 | 4677.502 | 4227.5425 | 4631.1276 | 5026.8388 | 4556.8036 | 5013.883 | 5361.0897 | 5434.2439 | 5816.0209 | 6328.6575 | 5120.6614 | 5124.311
Option 2D AT | VIC | V3 | Wimmera Grampians | Wind | 1970.2831 | 2111.082 | 1976.6439 | 2045.8375 | 1815.1436 | 1621.6208 | 1456.9995 | 1531.8838 | 1071.95 | 1028.5849 | 984.7199 | 1006.217 | 781.7178 | 746.1073 | 768.7819 | 862.8311 | 744.472 | 871.7981 | 666.4514 | 679.2245 | 826.0405 | 437.2168 | 367.7016 | 53.9968
Option 2D AT | VIC | V2 | Central Highlands VIC | Wind | 1918.9548 | 2145.1179 | 3310.383 | 4433.9032 | 4089.7169 | 4089.0392 | 4110.4996 | 6610.6411 | 6931.5807 | 7025.7118 | 8757.923 | 8991.2309 | 8460.2195 | 5991.0088 | 6396.9115 | 6768.0743 | 7003.9994 | 7216.6604 | 6568.9329 | 8914.2928 | 7586.335 | 7857.73 | 11717.9549 | 11912.9701
Option 2D AT | VIC | V1 | North West VIC | Wind | 0 | 0 | 3773.8462 | 3849.3364 | 3627.2964 | 3502.4808 | 3310.1003 | 3469.404 | 3469.0862 | 3240.4988 | 4426.9119 | 4521.878 | 3970.0949 | 3333.419 | 3691.8309 | 3909.1825 | 3460.6936 | 3945.3844 | 3923.1499 | 4004.9208 | 4946.9535 | 5140.9618 | 4479.7403 | 4905.5485
Option 3 AT | NSW | N11 | Illawarra Coast | Offshore Wind | 0 | 0 | 0 | 0 | 0 | 0 | 0 | 0 | 0 | 0 | 0 | 0 | 3180.5002 | 3953.7938 | 8158.9558 | 8109.6366 | 11432.3409 | 10041.2191 | 11114.0305 | 10815.5316 | 10609.5659 | 10822.365 | 13546.5562 | 13683.5641
Option 3 AT | NSW | N10 | Hunter Coast | Offshore Wind | 0 | 0 | 0 | 0 | 0 | 0 | 0 | 0 | 0 | 0 | 0 | 0 | 6263.9204 | 5491.7697 | 6364.0078 | 6067.4899 | 6568.5881 | 5772.4879 | 6271.3959 | 7306.494 | 7540.1907 | 8825.6673 | 12397.7538 | 12031.6251
Option 3 AT | NSW | DN1 | Dubbo | Solar | 0 | 0 | 3.63e-06 | 3.8922e-06 | 5.3815e-06 | 6.0846e-06 | 6.0381e-05 | 757.2827 | 1454.0474 | 1308.4837 | 1122.4325 | 1204.6692 | 917.0098 | 915.8683 | 805.8983 | 964.0089 | 1137.2147 | 1232.5837 | 1183.9417 | 1105.1988 | 1315.342 | 1305.1334 | 1232.0492 | 1298.1222
Option 3 AT | NSW | N6 | Wagga Wagga | Solar | 911.1883 | 3304.5161 | 3439.9935 | 3254.5782 | 3486.9147 | 2940.2024 | 2296.0458 | 2286.6239 | 2723.3422 | 2087.7476 | 2689.8483 | 2893.982 | 1859.9801 | 1631.7098 | 1742.3205 | 1828.3384 | 1881.6185 | 1969.5017 | 1814.8908 | 1766.6837 | 1981.0405 | 2058.1662 | 1747.9065 | 1411.0052
Option 3 AT | NSW | N13 | South Cobar | Solar | 0 | 0.00095991 | 0.00099928 | 0.00080169 | 0.00078252 | 0.00074266 | 0.0010627 | 0.0010795 | 308.4258 | 342.1223 | 353.831 | 332.2392 | 349.7752 | 349.8088 | 338.1883 | 352.9549 | 316.4239 | 339.4548 | 358.0075 | 351.0278 | 355.099 | 349.7788 | 394.2133 | 414.4333
Option 3 AT | NSW | N3 | Central-West Orana | Solar | 2781.2526 | 2878.8323 | 3582.0238 | 11791.1744 | 12178.8985 | 12741.5669 | 17852.0229 | 18975.6334 | 19242.2851 | 19131.9918 | 18040.0242 | 16966.3534 | 17937.9472 | 18699.0917 | 17797.5253 | 17961.3833 | 15513.0301 | 16495.6994 | 18173.7376 | 17980.6704 | 18004.4875 | 18189.6436 | 24055.4767 | 25320.8955
Option 3 AT | NSW | N4 | Broken Hill | Solar | 109.5722 | 425.6605 | 404.6627 | 376.1357 | 308.9436 | 244.9858 | 231.1571 | 246.2455 | 325.9241 | 446.8045 | 360.6951 | 433.6939 | 262.8332 | 226.4659 | 246.5547 | 245.5069 | 289.2294 | 289.0043 | 254.5166 | 259.1564 | 292.3216 | 291.4908 | 390.5317 | 328.9678
Option 3 AT | NSW | N5 | South West NSW | Solar | 1543.2527 | 2146.3126 | 2241.6003 | 2001.3877 | 1699.1929 | 1412.1775 | 1215.3782 | 1116.7328 | 1283.7584 | 1113.4737 | 927.735 | 1028.9029 | 874.7577 | 954.643 | 981.6904 | 1049.9761 | 1183.73 | 1114.487 | 1009.6124 | 1299.4987 | 1599.3708 | 1518.8781 | 1873.1597 | 1382.5288
Option 3 AT | NSW | N7 | Tumut | Solar | 0 | 1.9573e-05 | 8.0347e-05 | 6.3446e-05 | 0.00012264 | 0.00014256 | 0.00015059 | 0.00014803 | 0.00015072 | 0.0001383 | 0.00013238 | 0.00012999 | 0.00010363 | 235.4326 | 236.7797 | 216.6359 | 188.632 | 194.7666 | 221.3822 | 211.1013 | 215.0939 | 216.8697 | 212.4587 | 219.7453
Option 3 AT | NSW | N8 | Cooma-Monaro | Solar | 0 | 8.6239e-05 | 9.1614e-05 | 8.684e-05 | 0.00010484 | 0.00013508 | 0.00015724 | 0.00015597 | 0.0001646 | 0.00015642 | 0.00014806 | 0.00015836 | 0.00013829 | 790.303 | 794.9731 | 724.6241 | 675.3279 | 666.569 | 755.888 | 743.0976 | 725.5453 | 749.59 | 734.0155 | 785.6782
Option 3 AT | NSW | N9 | Hunter-Central Coast | Solar | 0 | 1787.2514 | 4063.8071 | 3777.5666 | 3311.6583 | 4315.1853 | 3779.6435 | 3997.3052 | 5622.2939 | 6955.3914 | 6497.3792 | 7325.2853 | 7851.0724 | 11481.6359 | 11220.1092 | 13049.6471 | 14743.148 | 16400.4396 | 15507.5793 | 15051.5845 | 17414.4406 | 18625.4934 | 13486.216 | 13231.6814
Option 3 AT | NSW | N2 | New England | Solar | 1139.7068 | 1229.3182 | 1656.8682 | 1352.4418 | 1188.6203 | 1147.8553 | 1106.7535 | 971.938 | 1075.3738 | 967.6752 | 853.292 | 921.9252 | 607.6583 | 540.2903 | 503.7613 | 546.6039 | 789.9401 | 753.9958 | 713.9251 | 737.1582 | 790.6021 | 881.5112 | 621.9694 | 644.0222
Option 3 AT | NSW | N1 | North West NSW | Solar | 393.4378 | 529.1191 | 544.3556 | 446.7289 | 376.0084 | 353.282 | 409.1007 | 758.3218 | 1316.9243 | 1324.6722 | 1239.7509 | 1330.8571 | 960.6387 | 1195.5774 | 1780.8388 | 1796.0147 | 1735.498 | 1729.5718 | 1759.1383 | 1763.1908 | 1990.0361 | 2205.6733 | 2985.9874 | 3132.4616
Option 3 AT | NSW | DN3 | Marulan | Solar | 0 | 0 | 0 | 0 | 3.422e-05 | 5.3284e-05 | 5.0328e-05 | 5.8172e-05 | 5.3836e-05 | 5.5626e-05 | 4.9476e-05 | 3.9056e-05 | 5.268e-05 | 5.619e-05 | 0.00014329 | 0.00038665 | 0.00036061 | 0.00033601 | 0.00053402 | 0.00045255 | 0.00040187 | 0.00042685 | 4.4043 | 5.2253
Option 3 AT | NSW | DN1 | Dubbo | Wind | 0 | 0 | 1.0891e-07 | 1.8768e-06 | 2.2445e-06 | 3.7631e-06 | 9.9096e-06 | 842.5197 | 818.021 | 783.2156 | 755.4062 | 789.4791 | 722.3418 | 724.8703 | 680.6393 | 755.1581 | 690.8503 | 724.4354 | 718.1166 | 682.8715 | 773.4998 | 728.1296 | 649.45 | 741.3398
Option 3 AT | NSW | N12 | Illawarra | Wind | 0 | 0 | 989.7832 | 936.2482 | 938.0172 | 924.0946 | 971.816 | 973.4017 | 952.4226 | 956.0187 | 954.3937 | 1029.2777 | 1044.3305 | 889.6148 | 961.1787 | 938.0119 | 988.4188 | 910.5462 | 988.1347 | 936.2556 | 938.0264 | 924.1058 | 971.2847 | 973.3994
Option 3 AT | NSW | N13 | South Cobar | Wind | 0 | 0 | 0.00018094 | 0.00017349 | 0.00017188 | 0.0001701 | 0.00017973 | 0.00018139 | 0.0001819 | 0.0001764 | 0.00016118 | 0.00015528 | 0.00014379 | 0.00013139 | 0.00013228 | 0.00017857 | 0.00017637 | 0.00019022 | 0.00031142 | 0.00027827 | 0.00028404 | 0.00027881 | 323.6833 | 346.8357
Option 3 AT | NSW | N2 | New England | Wind | 1240.2316 | 1122.0506 | 1382.4634 | 1285.9043 | 1608.7974 | 1714.0282 | 7367.0888 | 7448.3856 | 8087.0232 | 7324.6683 | 9239.7918 | 9442.5082 | 7707.0848 | 7027.7724 | 7629.1917 | 8828.715 | 9640.1601 | 10534.0015 | 10656.9111 | 10018.9701 | 10783.3011 | 11047.5286 | 10354.2781 | 10869.6714
Option 3 AT | NSW | N3 | Central-West Orana | Wind | 315.975 | 648.7093 | 4985.5396 | 15669.1228 | 20694.6044 | 20222.2184 | 19040.379 | 22953.0742 | 22724.3333 | 25881.6675 | 28036.1991 | 28841.3384 | 27633.9223 | 25039.2538 | 25231.4509 | 27588.9982 | 27922.4565 | 26263.2994 | 27093.3152 | 26258.0408 | 27521.7762 | 27995.2507 | 23749.4834 | 26178.1157
Option 3 AT | NSW | N4 | Broken Hill | Wind | 672.0248 | 674.2378 | 957.7387 | 946.0637 | 897.561 | 847.9689 | 791.0066 | 858.6502 | 906.9365 | 782.2262 | 799.7863 | 752.6396 | 677.4134 | 649.7639 | 663.9228 | 716.0245 | 644.4966 | 902.1297 | 881.4543 | 905.1379 | 924.6116 | 929.1623 | 801.2237 | 922.6986
Option 3 AT | NSW | N5 | South West NSW | Wind | 0 | 0 | 3803.5757 | 3892.8577 | 3643.9078 | 3620.4891 | 3639.2539 | 3869.2564 | 3885.6294 | 3916.3529 | 3813.2743 | 3819.876 | 3790.9409 | 3357.2682 | 3687.7023 | 3643.8876 | 3514.7683 | 3711.5459 | 3803.5771 | 3892.8616 | 3643.9166 | 3615.7749 | 3632.3243 | 3825.8542
Option 3 AT | NSW | N6 | Wagga Wagga | Wind | 0 | 0 | 0.00072445 | 0.00069087 | 0.00069332 | 0.00069131 | 0.0007115 | 0.0007373 | 0.00077188 | 0.00073832 | 0.00068761 | 0.00068055 | 0.00052545 | 0.0004687 | 0.00051155 | 0.0005301 | 0.00047834 | 0.00040868 | 0.00076355 | 0.00074885 | 0.00076705 | 0.00074476 | 0.00067843 | 0.0007163
Option 3 AT | NSW | N7 | Tumut | Wind | 0 | 465.7824 | 799.842 | 830.05 | 852.8241 | 805.7901 | 717.6908 | 1149.4498 | 1144.495 | 1128.0301 | 1089.8765 | 1115.4379 | 1054.5017 | 867.2218 | 986.7858 | 1011.1926 | 1129.1883 | 1034.4246 | 982.2614 | 997.8975 | 1012.6147 | 1024.7541 | 934.0649 | 983.6514
Option 3 AT | NSW | N8 | Cooma-Monaro | Wind | 326.0783 | 329.6383 | 676.3529 | 699.8685 | 631.2861 | 645.8339 | 626.0085 | 906.3829 | 1304.393 | 1270.875 | 1247.0558 | 1193.9545 | 1133.9377 | 862.4711 | 678.697 | 742.9193 | 845.1879 | 831.3921 | 817.4941 | 924.3238 | 911.5738 | 937.3142 | 850.8621 | 957.766
Option 3 AT | NSW | DN3 | Marulan | Wind | 0 | 0 | 0 | 0 | 9.116e-05 | 0.00018294 | 0.00018019 | 573.296 | 554.9238 | 570.4239 | 513.3282 | 517.1401 | 547.9692 | 463.1825 | 488.4409 | 497.2303 | 548.5613 | 509.6846 | 533.1376 | 554.568 | 500.514 | 524.6539 | 465 | 492.8082
Option 3 AT | NSW | N9 | Hunter-Central Coast | Wind | 0 | 0 | 3699.6269 | 3540.0698 | 3525.8703 | 5105.6839 | 5015.4413 | 5427.4677 | 4944.2143 | 5210.0388 | 7916.3048 | 8074.5252 | 7624.3807 | 6588.3855 | 7333.7151 | 7428.029 | 8276.4779 | 7257.6046 | 7818.9435 | 7398.2374 | 7438.0317 | 8312.4862 | 7937.3238 | 8806.3569
Option 3 AT | QLD | Q9 | Banana | Solar | 36.7726 | 37.6348 | 36.6078 | 32.9318 | 28.4124 | 27.6147 | 24.3014 | 22.4946 | 23.1635 | 18.2384 | 20.8936 | 21.5591 | 13.783 | 14.7303 | 15.4303 | 13.4785 | 19.068 | 0 | 0 | 0 | 0 | 0 | 0 | 0
Option 3 AT | QLD | Q8b | Darling Downs (B) | Solar | 598.7 | 640.6945 | 672.8598 | 709.5532 | 691.3046 | 702.2718 | 699.596 | 723.8081 | 726.5513 | 737.9342 | 677.3126 | 660.0276 | 708.2333 | 711.3673 | 693.8725 | 690.9977 | 580.4078 | 592.5908 | 359.6363 | 297.7518 | 211.7407 | 214.8817 | 143.6156 | 0
Option 3 AT | QLD | Q8a | Darling Downs (A) | Solar | 2243.4973 | 3190.2418 | 3371.5903 | 3399.6342 | 3338.8125 | 3284.4165 | 3078.2393 | 3009.8882 | 3188.0424 | 3103.1116 | 2673.6404 | 2642.2714 | 2309.9391 | 2322.9102 | 2355.8424 | 2412.9386 | 2326.9095 | 2433.5778 | 2443.4829 | 2366.6706 | 1505.8338 | 1526.5125 | 1375.8526 | 1413.7673
Option 3 AT | QLD | Q8 | Darling Downs | Solar | 0 | 3521.5268 | 3726.3333 | 6457.6188 | 6280.501 | 6391.056 | 8868.6568 | 8939.1453 | 10184.2569 | 10967.9521 | 10265.7067 | 9958.389 | 13608.0497 | 13420.0387 | 13475.018 | 13374.6846 | 11174.4015 | 12539.8424 | 13148.5222 | 14784.8394 | 14694.4238 | 15142.5015 | 17232.183 | 18327.4025
Option 3 AT | QLD | Q7 | Wide Bay | Solar | 835.1163 | 1052.3793 | 1587.8547 | 2197.0082 | 2513.5699 | 2492.802 | 4742.9099 | 4370.324 | 5031.9137 | 4785.2623 | 4365.678 | 4202.1987 | 3441.8895 | 3622.5306 | 3428.5808 | 3727.0367 | 4094.1354 | 4009.4447 | 3827.2143 | 3422.4166 | 4038.1701 | 4571.0124 | 3803.6319 | 3469.1604
Option 3 AT | QLD | Q6 | Fitzroy | Solar | 171.6269 | 151.5965 | 131.7965 | 131.29 | 4013.1722 | 4241.5625 | 4992.0347 | 5452.4519 | 6537.9597 | 10561.6982 | 10816.9989 | 11786.5335 | 9803.1411 | 9852.9927 | 10998.1281 | 13858.5974 | 14161.8103 | 15601.0304 | 15183.3005 | 15140.7385 | 15898.1337 | 17117.0235 | 15981.5438 | 16296.1924
Option 3 AT | QLD | Q5 | Barcaldine | Solar | 0 | 0.0036261 | 0.0036016 | 107.3413 | 117.2116 | 117.525 | 101.89 | 94.443 | 92.9535 | 75.5421 | 84.912 | 94.4803 | 77.3628 | 77.545 | 81.7163 | 72.0991 | 106.3081 | 100.8864 | 93.1578 | 891.2277 | 960.6916 | 1072.0129 | 1081.0778 | 1158.3662
Option 3 AT | QLD | Q4b | Isaac (B) | Solar | 316.4942 | 604.5457 | 499.4899 | 491.4802 | 396.728 | 395.088 | 354.8491 | 303.5933 | 292.3269 | 259.0777 | 260.1086 | 277.9161 | 148.8236 | 173.7935 | 177.0719 | 155.9728 | 208.9235 | 222.2959 | 175.5947 | 179.5245 | 195.1861 | 219.3131 | 201.741 | 220.2447
Option 3 AT | QLD | Q4 | Isaac | Solar | 819.1137 | 865.8525 | 785.9521 | 719.5858 | 1303.2608 | 1301.1403 | 1156.3418 | 1136.7111 | 1097.0715 | 1137.8163 | 1158.4232 | 1255.541 | 742.6526 | 829.147 | 856.6083 | 1115.1909 | 1665.1874 | 1740.8903 | 1776.7383 | 1790.041 | 1991.839 | 2204.4902 | 1801.6563 | 1818.5225
Option 3 AT | QLD | Q2 | North Qld Clean Energy Hub | Solar | 168.9015 | 182.6929 | 173.6486 | 171.1375 | 165.915 | 165.1253 | 144.7055 | 133.0197 | 146.5872 | 142.5808 | 135.9891 | 80.8895 | 66.3051 | 60.6272 | 65.7514 | 66.2261 | 67.3042 | 73.7478 | 80.5289 | 75.01 | 33.3504 | 38.0626 | 0 | 0
Option 3 AT | QLD | Q10 | Collinsville | Solar | 493.1918 | 538.1452 | 481.8305 | 459.2592 | 443.6065 | 456.4565 | 408.5313 | 396.6142 | 393.8608 | 374.5296 | 369.774 | 396.9749 | 317.2521 | 308.7124 | 320.3402 | 314.5841 | 635.0439 | 678.4322 | 682.2563 | 623.4991 | 677.2283 | 771.4583 | 738.0346 | 456.6259
Option 3 AT | QLD | Q1 | Far North QLD | Solar | 156.2867 | 177.3756 | 120.6006 | 610.2721 | 828.4077 | 861.6255 | 722.5947 | 695.7988 | 743.3827 | 970.1555 | 1172.3482 | 1604.2401 | 1642.4932 | 1296.0634 | 1527.338 | 1479.6789 | 1649.057 | 1913.5997 | 2074.9397 | 1728.6308 | 1976.7651 | 2177.2958 | 2120.2645 | 1939.876
Option 3 AT | QLD | Q3 | Northern Qld | Solar | 923.4008 | 1350.4355 | 2199.9365 | 2075.9861 | 2071.2623 | 2176.2495 | 1809.4147 | 1633.5489 | 1785.7693 | 1710.7331 | 1616.4806 | 1841.767 | 1392.4858 | 1122.5065 | 1278.7725 | 1299.759 | 1179.8352 | 1148.456 | 1226.7609 | 1040.2658 | 1183.2164 | 1248.2681 | 1247.4727 | 1044.9199
Option 3 AT | QLD | Q8c | Darling Downs (C) | Wind | 2337.7032 | 2295.6041 | 2277.8157 | 2144.6096 | 2234.202 | 2195.5995 | 1978.7842 | 1935.2729 | 2105.4867 | 1909.077 | 1936.1898 | 1967.5287 | 1847.6917 | 1752.7077 | 1763.0652 | 1840.263 | 1859.1181 | 1884.6695 | 813.8959 | 823.3877 | 829.2565 | 874.8324 | 807.8732 | 765.2706
Option 3 AT | QLD | Q8b | Darling Downs (B) | Wind | 3370.6299 | 3325.7029 | 3389.5036 | 3273.3821 | 3424.5232 | 3363.8267 | 3007.4892 | 3064.2221 | 3328.1549 | 3018.334 | 3151.125 | 3198.589 | 2942.5344 | 2890.3728 | 2909.7757 | 3012.2297 | 2975.0918 | 2956.3224 | 2972.4723 | 2807.4719 | 3043.6864 | 3097.9596 | 2839.8092 | 2920.473
Option 3 AT | QLD | Q8a | Darling Downs (A) | Wind | 545.1883 | 565.1866 | 608.5348 | 635.8485 | 631.3969 | 633.5071 | 591.1938 | 595.0006 | 655.6738 | 593.4292 | 617.0224 | 619.3204 | 600.138 | 566.7754 | 602.5771 | 631.0992 | 545.0573 | 564.9738 | 608.5188 | 627.9216 | 631.4061 | 633.5515 | 580.3212 | 605.2341
Option 3 AT | QLD | Q8 | Darling Downs | Wind | 0 | 0 | 9011.6544 | 9081.7173 | 9251.9667 | 11576.7029 | 11180.208 | 11090.197 | 12173.3967 | 11228.2141 | 13040.4043 | 15562.6237 | 14592.3648 | 13756.8119 | 14888.2176 | 15349.1582 | 16055.4514 | 16210.5253 | 17004.1515 | 16867.0661 | 17462.8135 | 19325.577 | 23417.7174 | 23422.103
Option 3 AT | QLD | Q7 | Wide Bay | Wind | 0 | 0 | 4.3877e-05 | 4.6147e-05 | 7.4177e-05 | 7.4345e-05 | 8.0174e-05 | 7.3012e-05 | 7.8394e-05 | 7.5779e-05 | 627.8478 | 633.3102 | 542.1946 | 542.5497 | 561.5914 | 594.8176 | 610.0666 | 634.193 | 625.1961 | 572.5272 | 619.0097 | 584.0128 | 580.488 | 555.4718
Option 3 AT | QLD | Q6 | Fitzroy | Wind | 0 | 498.9272 | 3276.3261 | 3436.862 | 3459.2534 | 3442.8825 | 3307.5635 | 3043.8887 | 3507.8949 | 3136.16 | 3335.6679 | 3267.8278 | 8190.2413 | 9019.6148 | 8892.0278 | 8789.0434 | 9321.6325 | 9278.7605 | 9195.1218 | 9386.2352 | 9045.1193 | 9326.0416 | 8891.7445 | 8457.8828
Option 3 AT | QLD | Q4 | Isaac | Wind | 1392.5014 | 2007.371 | 2445.1058 | 2686.0555 | 2452.5927 | 2497.3238 | 2395.2893 | 3276.9018 | 3665.9624 | 3222.0868 | 3519.8973 | 3474.2424 | 2873.9737 | 3209.9113 | 3131.1251 | 3175.248 | 3023.5306 | 3054.8478 | 3111.4759 | 3465.1451 | 3251.3184 | 3407.6864 | 3091.5789 | 1965.4807
Option 3 AT | QLD | Q5 | Barcaldine | Wind | 0 | 0 | 375.2267 | 372.7912 | 376.8921 | 356.3838 | 347.8 | 369.3199 | 374.7668 | 337.7131 | 346.527 | 342.7066 | 313.1051 | 323.5723 | 352.5612 | 348.7966 | 323.8576 | 321.1697 | 746.2409 | 2869.6744 | 2982.7489 | 2924.1706 | 3600.4532 | 3903.6348
Option 3 AT | QLD | Q2 | North Qld Clean Energy Hub | Wind | 166.8486 | 170.0993 | 3259.5544 | 3312.8965 | 3373.6278 | 3883.4565 | 7391.5366 | 9202.0303 | 9404.46 | 9140.8123 | 8994.2999 | 8385.1673 | 11365.2486 | 12198.2741 | 12147.0065 | 12488.6916 | 12128.2438 | 12343.9787 | 12972.3721 | 13029.1514 | 12903.9688 | 11961.8323 | 12326.2978 | 13211.4505
Option 3 AT | QLD | Q10 | Collinsville | Wind | 0 | 0 | 6.5331e-05 | 0.00011667 | 0.00018331 | 0.00020821 | 0.0002083 | 5.183 | 944.4986 | 807.013 | 915.4684 | 955.6921 | 1356.7718 | 1607.4607 | 1594.2635 | 1538.761 | 1643.8639 | 1648.0738 | 1616.9237 | 1679.4274 | 1583.8131 | 1717.0454 | 1643.8546 | 1606.9645
Option 3 AT | QLD | Q1 | Far North QLD | Wind | 773.4102 | 804.7496 | 3289.1841 | 3522.9962 | 3487.4954 | 3106.5886 | 2987.61 | 3243.6816 | 3075.2903 | 3101.6567 | 2814.9482 | 2807.2441 | 2321.1033 | 2557.478 | 2612.7218 | 3035.6153 | 3361.1775 | 3362.9462 | 3624.5896 | 5024.587 | 5096.6695 | 4750.6113 | 5234.6842 | 5673.8203
Option 3 AT | SA | S8 | Western Eyre Peninsula | Solar | 0 | 0 | 1.1275e-06 | 1.579e-06 | 3.224e-06 | 3.2428e-06 | 1.5013e-06 | 1.3137e-05 | 1.4556e-05 | 1.4351e-05 | 2.2041e-05 | 2.4747e-05 | 3.5634e-05 | 6.2444e-05 | 0.0001338 | 0.00014093 | 0.00037542 | 0.00036514 | 0.0004843 | 0.00044162 | 0.00043279 | 0.00045 | 0.00070093 | 0.00060924
Option 3 AT | SA | S7 | Eastern Eyre Peninsula | Solar | 0 | 3.1293e-05 | 4.7227e-05 | 4.77e-05 | 6.8799e-05 | 6.822e-05 | 6.2795e-05 | 5.9357e-05 | 6.2832e-05 | 6.1538e-05 | 5.9962e-05 | 5.6224e-05 | 6.4811e-05 | 0.00010049 | 0.00037292 | 211.7188 | 441.5242 | 462.8634 | 489.6035 | 808.133 | 1042.5586 | 991.0003 | 1629.6589 | 1549.5237
Option 3 AT | SA | S5 | Northern SA | Solar | 649.7994 | 1742.3577 | 1591.596 | 1688.9798 | 3448.9052 | 3558.0454 | 4700.5402 | 5331.717 | 5789.8113 | 6816.1103 | 5750.374 | 6026.8879 | 6424.3985 | 6653.2719 | 6785.0171 | 6962.0307 | 7402.9657 | 7585.6182 | 7950.7614 | 7955.7122 | 9641.0852 | 10307.9821 | 14379.7804 | 15045.9644
Option 3 AT | SA | S3 | Mid-North SA | Solar | 0 | 0.00011252 | 0.00011597 | 0.00012479 | 0.0015001 | 0.0014159 | 481.8136 | 715.1016 | 833.7698 | 1044.8311 | 1142.7812 | 1273.9564 | 1177.6911 | 2192.1955 | 2421.6422 | 2076.2618 | 2159.0486 | 2091.187 | 2290.5762 | 2171.4848 | 2303.5762 | 2537.5867 | 3387.829 | 3625.3703
Option 3 AT | SA | S2 | Riverland | Solar | 32.4296 | 32.0939 | 30.013 | 29.4071 | 36.0568 | 27.967 | 374.2016 | 330.8776 | 372.4997 | 1419.8424 | 930.7158 | 1176.2112 | 2121.306 | 2061.4386 | 2012.3955 | 2328.7001 | 3245.2324 | 3128.9457 | 3493.7259 | 3780.0899 | 5282.6851 | 5768.5218 | 5740.6365 | 6332.4536
Option 3 AT | SA | S1 | South East SA | Solar | 348.6824 | 284.9372 | 232.1989 | 218.2065 | 266.5372 | 392.4881 | 386.3097 | 184.4377 | 218.1231 | 220.2613 | 136.4436 | 183.2398 | 168.9779 | 201.8359 | 189.7907 | 154.6156 | 191.2278 | 127.4079 | 187.1577 | 170.095 | 147.1133 | 178.7232 | 251.7711 | 122.8677
Option 3 AT | SA | S7 | Eastern Eyre Peninsula | Wind | 562.8619 | 494.5554 | 433.11 | 536.4734 | 350.1879 | 158.04 | 126.9277 | 696.6186 | 676.5083 | 523.2029 | 1074.7932 | 1086.8176 | 906.2722 | 1008.1122 | 1063.0142 | 1032.9423 | 979.1274 | 976.3701 | 1078.3923 | 1625.1652 | 1577.1255 | 1658.2016 | 1480.9741 | 1680.7211
Option 3 AT | SA | S6 | Roxby Downs | Wind | 0 | 0 | 4.2427e-05 | 4.3396e-05 | 8.8785e-05 | 9.1328e-05 | 8.7962e-05 | 8.9008e-05 | 8.776e-05 | 8.5063e-05 | 0.00059541 | 0.00059812 | 1603.3797 | 1587.1874 | 1629.7034 | 1631.9205 | 1624.8343 | 1641.6157 | 1670.2185 | 1707.3089 | 1656.6895 | 1664.3057 | 1517.1768 | 1698.981
Option 3 AT | SA | S5 | Northern SA | Wind | 1228.0303 | 1183.4175 | 1170.2525 | 1244.1306 | 1945.7136 | 1991.5313 | 1776.9534 | 1849.1311 | 3280.4662 | 3126.8372 | 3117.5347 | 3183.4883 | 3264.8499 | 3186.7797 | 3228.9608 | 3253.7883 | 3128.6643 | 3210.0568 | 3291.9538 | 2846.312 | 2781.419 | 2794.6388 | 2564.2416 | 2770.674
Option 3 AT | SA | S4 | Yorke Peninsula | Wind | 0 | 0 | 0.00013259 | 0.00016211 | 0.00015019 | 0.00016849 | 0.00016209 | 0.00016213 | 0.00016696 | 0.00015686 | 254.407 | 258.6289 | 219.749 | 230.8648 | 244.5607 | 245.8675 | 251.1945 | 234.917 | 257.6936 | 258.3117 | 263.1685 | 289.1058 | 268.546 | 302.3797
Option 3 AT | SA | S3 | Mid-North SA | Wind | 5319.8006 | 5130.7194 | 5436.589 | 5866.1659 | 6821.4373 | 7441.9323 | 6773.7131 | 8480.9744 | 8953.8011 | 8236.5718 | 8010.9138 | 8877.6437 | 8476.9863 | 6604.2797 | 7044.6118 | 6930.9533 | 6876.848 | 8917.6923 | 9010.5119 | 10521.0354 | 9670.2376 | 10308.6007 | 8875.8193 | 9650.9495
Option 3 AT | SA | S1 | South East SA | Wind | 728.7516 | 579.8882 | 511.7676 | 595.9938 | 592.1755 | 670.7971 | 643.4818 | 509.4497 | 590.0977 | 381.5261 | 1929.9751 | 2047.8704 | 1615.7252 | 1477.3745 | 1529.0012 | 1641.3575 | 1573.4769 | 2304.8456 | 2342.6543 | 2402.6601 | 2417.2304 | 2803.0777 | 2298.6719 | 2434.253
Option 3 AT | SA | S8 | Western Eyre Peninsula | Wind | 0 | 0 | 9.792e-08 | 4.1286e-07 | 8.2545e-07 | 1.8428e-06 | 5.4509e-07 | 1.4367e-05 | 1.5163e-05 | 1.5967e-05 | 8.3028e-05 | 8.2478e-05 | 6.0266e-05 | 8.3758e-05 | 0.00011275 | 0.00010919 | 0.00020893 | 0.00023337 | 0.00034148 | 0.00033607 | 0.0003198 | 0.00033573 | 0.00030436 | 0.00034696
Option 3 AT | TAS | T1 | North East Tasmania | Solar | 0 | 585.8382 | 552.9823 | 538.5558 | 482.5958 | 630.3906 | 636.0498 | 655.1985 | 400.8223 | 336.0179 | 617.656 | 612.2727 | 639.8153 | 680.4713 | 284.1246 | 269.8232 | 243.8478 | 277.3489 | 272.6915 | 265.4989 | 303.7981 | 336.91 | 248.9634 | 264.1607
Option 3 AT | TAS | T2 | North West Tasmania | Solar | 0 | 0.00018191 | 0.00016157 | 0.00016302 | 0.0001381 | 0.00022908 | 0.00021271 | 0.0002285 | 0.00016588 | 0.00014567 | 0.00022234 | 0.00022113 | 0.0002254 | 0.00023673 | 0.00011745 | 0.00010057 | 0.00010227 | 0.00011987 | 0.00017416 | 0.00016353 | 0.00016307 | 0.0001799 | 0.00015647 | 0.00016515
Option 3 AT | TAS | T3 | Central Highlands | Solar | 0 | 6.1836e-05 | 5.7171e-05 | 5.3816e-05 | 5.3671e-05 | 8.0715e-05 | 7.3527e-05 | 8.4533e-05 | 5.8055e-05 | 5.1571e-05 | 7.1171e-05 | 7.0036e-05 | 6.9661e-05 | 7.7357e-05 | 5.1107e-05 | 4.5076e-05 | 4.1932e-05 | 4.3469e-05 | 4.7274e-05 | 4.3425e-05 | 4.6685e-05 | 4.9002e-05 | 4.475e-05 | 4.5484e-05
Option 3 AT | TAS | T1 | North East Tasmania | Wind | 0 | 0 | 261.652 | 278.6416 | 261.7131 | 610.7175 | 677.1353 | 652.4977 | 678.5029 | 701.4716 | 625.4667 | 811.0443 | 814.2819 | 1229.0746 | 1304.2391 | 1244.5376 | 1292.8963 | 1244.8949 | 1428.7399 | 1521.4885 | 1429.1083 | 3082.9514 | 3884.054 | 3687.82
Option 3 AT | TAS | T2 | North West Tasmania | Wind | 390.7668 | 411.1424 | 429.2228 | 471.3268 | 440.4579 | 413.4931 | 438.8674 | 465.3337 | 441.6924 | 445.3411 | 504.465 | 482.2261 | 488.9146 | 490.0137 | 382.7693 | 432.7503 | 440.9075 | 463.3351 | 422.0079 | 514.4056 | 504.0773 | 477.9784 | 486.0182 | 512.4363
Option 3 AT | TAS | T3 | Central Highlands | Wind | 498.7641 | 487.324 | 3591.3205 | 4040.4491 | 4196.7961 | 4520.9246 | 4730.4953 | 4828.4633 | 5155.2703 | 7082.4636 | 6333.4636 | 5899.3575 | 6244.3979 | 6516.1242 | 6618.0578 | 7273.9771 | 7347.4811 | 7338.3841 | 6862.0733 | 7227.1867 | 7116.634 | 6815.4454 | 7447.0343 | 7677.6111
Option 3 AT | VIC | V9 | Southern Ocean | Offshore Wind | 0 | 0 | 0 | 0 | 0 | 424.9584 | 2420.9736 | 2493.9331 | 2505.1064 | 2638.0442 | 5260.8149 | 6654.6958 | 6463.9973 | 5686.1134 | 5831.2134 | 5999.0521 | 6148.0046 | 6637.874 | 6466.321 | 6457.2963 | 5999.7467 | 5997.7419 | 6195.3897 | 6278.6916
Option 3 AT | VIC | V8 | Gippsland Offshore | Offshore Wind | 0 | 0 | 0 | 0 | 0 | 7963.4948 | 8947.5285 | 12250.0635 | 14424.1762 | 19350.3967 | 20843.8965 | 22856.7777 | 28540.0795 | 31068.779 | 32041.0051 | 30798.9617 | 31798.8936 | 32182.6955 | 31860.9679 | 33447.3845 | 31015.1101 | 31559.765 | 31804.8887 | 33428.9068
Option 3 AT | VIC | V7 | Central North VIC | Solar | 1133.2058 | 1476.0219 | 1344.4057 | 1181.4136 | 1259.9276 | 1148.5203 | 1086.9842 | 1116.6683 | 1233.777 | 1092.2462 | 1038.2232 | 897.4829 | 752.1067 | 1725.3055 | 1668.0861 | 1824.0832 | 1934.6952 | 2004.887 | 1760.0454 | 1674.8787 | 1889.6945 | 1846.1945 | 1507.2247 | 1578.3042
Option 3 AT | VIC | V1 | North West VIC | Solar | 1234.3391 | 2092.0073 | 1791.2715 | 1652.785 | 1642.0484 | 1520.0195 | 1721.3168 | 4420.2202 | 4944.4298 | 5258.7312 | 4907.3826 | 4815.4164 | 4866.6889 | 7380.6399 | 8715.1672 | 9533.759 | 10054.552 | 10414.321 | 9660.8835 | 9437.014 | 12027.1061 | 12718.7178 | 11186.867 | 11175.8981
Option 3 AT | VIC | V3 | Wimmera Grampians | Solar | 128.2323 | 225.6863 | 192.2191 | 181.9959 | 163.547 | 141.1276 | 121.9611 | 104.5088 | 123.1404 | 103.2738 | 83.827 | 92.356 | 54.449 | 38.4749 | 41.2128 | 32.938 | 38.5314 | 36.2516 | 37.3932 | 30.7791 | 41.2096 | 39.6838 | 33.809 | 26.4743
Option 3 AT | VIC | V4 | Wimmera Southern Mallee | Solar | 0 | 0.0003634 | 0.00032889 | 0.00027132 | 0.00028262 | 0.00025349 | 0.00025856 | 0.00023781 | 0.00026141 | 0.00022524 | 0.0002345 | 0.00023432 | 0.00023677 | 1429.1854 | 1549.4337 | 1477.4707 | 1573.3069 | 1626.8769 | 1520.871 | 1406.7714 | 1846.2928 | 2027.7663 | 1788.1517 | 1576.6263
Option 3 AT | VIC | V6 | Gippsland Onshore | Solar | 6.5835 | 1757.695 | 2015.0575 | 1903.9425 | 1936.2812 | 1841.287 | 1916.1056 | 2040.7285 | 2060.0755 | 1899.3433 | 1672.8172 | 1672.3412 | 1505.5575 | 1388.3493 | 1437.9548 | 1549.8898 | 1568.6162 | 1606.1731 | 1572.5363 | 1574.3976 | 1638.757 | 1684.2547 | 1548.7213 | 1701.1846
Option 3 AT | VIC | V2 | Central Highlands VIC | Solar | 0 | 0.0003436 | 0.00031245 | 0.00025366 | 0.00025403 | 0.00023344 | 0.00029615 | 0.00027883 | 0.0002878 | 0.00024904 | 0.00024152 | 0.0002442 | 3442.3957 | 5337.4727 | 5334.7969 | 4797.4446 | 4194.3583 | 4660.3047 | 4868.0403 | 4547.307 | 4840.9274 | 4944.1047 | 4985.0094 | 5269.9576
Option 3 AT | VIC | V7 | Central North VIC | Wind | 0 | 0 | 1851.4003 | 1887.4909 | 1864.3048 | 1791.0508 | 1604.171 | 1733.2364 | 1819.2049 | 1721.4787 | 1710.6555 | 1690.5436 | 3508.6718 | 2913.9946 | 3131.5758 | 3402.4896 | 3161.6963 | 3242.6848 | 3203.5919 | 3334.3207 | 3444.5953 | 3446.2447 | 3030.363 | 3347.222
Option 3 AT | VIC | V1 | North West VIC | Wind | 0 | 0 | 3787.4131 | 3868.8761 | 3627.7925 | 3519.4088 | 3357.3571 | 4492.4617 | 4465.5339 | 4188.4612 | 4406.4835 | 4531.2045 | 3737.8114 | 3298.4791 | 3666.3767 | 3883.8875 | 3413.4609 | 3949.6788 | 3917.1115 | 4024.0963 | 4497.7499 | 4650.26 | 4004.1823 | 4370.8811
Option 3 AT | VIC | V2 | Central Highlands VIC | Wind | 1919.0186 | 2144.9792 | 3314.0771 | 4432.5307 | 4096.4306 | 4104.9779 | 4088.0197 | 6800.7906 | 6939.3785 | 7035.1835 | 9890.9544 | 10179.4145 | 8871.2491 | 6957.5928 | 7418.095 | 7844.934 | 8106.3456 | 8397.9574 | 7585.3628 | 9372.1144 | 7999.387 | 8284.5716 | 13313.5837 | 13576.8336
Option 3 AT | VIC | V3 | Wimmera Grampians | Wind | 1971.4694 | 2112.6154 | 1976.7771 | 2051.0711 | 1780.242 | 1624.1416 | 1481.7511 | 1530.5548 | 1067.0578 | 1020.0822 | 984.5864 | 1015.6473 | 720.6786 | 737.7244 | 750.0242 | 862.4893 | 749.9014 | 872.3959 | 677.6736 | 686.4823 | 952.7447 | 566.4264 | 467.9961 | 165.3205
Option 3 AT | VIC | V4 | Wimmera Southern Mallee | Wind | 1408.3263 | 1464.1547 | 2040.4825 | 3214.3481 | 3338.5221 | 3113.5428 | 2948.5075 | 2985.1841 | 4025.8837 | 3809.5548 | 6010.5067 | 6244.6478 | 4581.698 | 4275.1877 | 4677.6221 | 5183.8966 | 4645.7573 | 5172.0335 | 5477.8173 | 5459.1746 | 5958.3698 | 6410.9263 | 5011.5536 | 4997.8627
Option 3 AT | VIC | V5 | South West VIC | Wind | 6093.5513 | 7161.6411 | 8679.0214 | 9184.7895 | 8014.4685 | 7814.501 | 7480.41 | 8272.0049 | 9372.9833 | 9375.773 | 8772.3605 | 8418.3494 | 7086.5448 | 6379.0539 | 6329.021 | 6726.5433 | 6931.124 | 7190.7461 | 8426.4829 | 9083.2382 | 8253.475 | 8364.1487 | 9622.7993 | 10126.7918
Option 3 AT | VIC | V6 | Gippsland Onshore | Wind | 0 | 0 | 305.6858 | 361.7804 | 315.9132 | 297.4825 | 316.7422 | 317.5442 | 325.4682 | 343.5702 | 311.0549 | 307.5529 | 281.3072 | 242.3996 | 244.8602 | 276.0757 | 295.6894 | 291.3352 | 269.6374 | 332.9692 | 289.268 | 285.6522 | 286.8352 | 292.8863
Option 4 AT | NSW | N11 | Illawarra Coast | Offshore Wind | 0 | 0 | 0 | 0 | 0 | 0 | 0 | 0 | 0 | 0 | 0 | 0 | 3980.2743 | 5527.5138 | 8532.2843 | 8480.7052 | 11694.18 | 10271.4413 | 11368.2233 | 11063.5064 | 10852.7781 | 11070.4965 | 13525.006 | 13661.2318
Option 4 AT | NSW | N10 | Hunter Coast | Offshore Wind | 0 | 0 | 0 | 0 | 0 | 0 | 0 | 0 | 0 | 0 | 0 | 0 | 6001.3506 | 5261.5653 | 6097.2429 | 5813.1548 | 6293.2474 | 5530.5176 | 6008.5104 | 7480.2007 | 7719.4534 | 8430.3006 | 12456.6352 | 12088.2323
Option 4 AT | NSW | N5 | South West NSW | Solar | 1543.253 | 2146.9438 | 2240.688 | 1995.2099 | 1707.4913 | 1406.2332 | 1197.4986 | 1097.4196 | 1291.263 | 1104.2735 | 1181.22 | 1317.32 | 993.4763 | 984.8134 | 960.4858 | 1022.5427 | 1147.4591 | 1084.6536 | 982.4625 | 1292.0052 | 1593.1818 | 1517.2671 | 1857.2122 | 1378.9724
Option 4 AT | NSW | N6 | Wagga Wagga | Solar | 911.1887 | 3273.2707 | 3399.2544 | 3214.5618 | 3523.8794 | 2930.6777 | 2265.8775 | 2243.8608 | 2712.8475 | 2066.4691 | 2708.3111 | 3034.2343 | 1877.3571 | 1662.552 | 1746.6724 | 1829.3481 | 1885.5519 | 1973.463 | 1807.9262 | 1767.7924 | 1971.3572 | 2059.7569 | 1745.2108 | 1414.3771
Option 4 AT | NSW | N8 | Cooma-Monaro | Solar | 0 | 4.8391e-05 | 0.00013673 | 0.00010683 | 0.00011387 | 0.00015328 | 0.0001774 | 0.00016715 | 0.00027238 | 0.00059234 | 0.0005489 | 0.00052001 | 0.00057387 | 788.1197 | 793.5393 | 724.6345 | 675.3447 | 666.4078 | 755.0179 | 742.5602 | 725.552 | 749.5877 | 734.243 | 785.6795
Option 4 AT | NSW | N9 | Hunter-Central Coast | Solar | 0 | 1788.0062 | 4044.8321 | 3724.0841 | 3258.2267 | 4159.7017 | 3719.8995 | 3882.065 | 5362.7255 | 6659.9782 | 6165.6858 | 6937.9469 | 7391.0672 | 10465.7343 | 11040.9235 | 12857.4395 | 14587.9696 | 16246.7109 | 15355.4744 | 14942.1358 | 17247.9814 | 18663.3154 | 13416.1493 | 13172.7018
Option 4 AT | NSW | N4 | Broken Hill | Solar | 109.5725 | 425.7941 | 404.6111 | 376.7233 | 310.489 | 245.121 | 280.9097 | 240.6886 | 324.2236 | 465.5951 | 370.3904 | 440.5411 | 269.0494 | 239.7779 | 248.2602 | 244.6655 | 289.8784 | 288.6015 | 254.1943 | 258.7316 | 291.0313 | 289.9722 | 382.9684 | 322.8967
Option 4 AT | NSW | N7 | Tumut | Solar | 0 | 1.9116e-05 | 6.7251e-05 | 6.7494e-05 | 0.0001091 | 0.00015758 | 0.00015709 | 0.00014346 | 0.00015286 | 0.00014834 | 0.00014939 | 0.00018411 | 0.00017267 | 235.2974 | 236.8409 | 216.6432 | 188.8074 | 194.5679 | 221.3825 | 211.0648 | 215.0944 | 216.8579 | 211.9664 | 219.7515
Option 4 AT | NSW | N2 | New England | Solar | 1139.8965 | 1231.1763 | 1659.5521 | 1353.1903 | 1186.3356 | 1144.1882 | 1111.1984 | 954.4319 | 1069.4125 | 953.3994 | 844.5808 | 917.5158 | 583.5102 | 495.7784 | 501.3166 | 546.7947 | 787.2299 | 745.9791 | 710.0706 | 736.4895 | 790.7019 | 887.5868 | 633.0976 | 660.7234
Option 4 AT | NSW | N13 | South Cobar | Solar | 0 | 0.00075018 | 0.00078561 | 0.0006317 | 0.00063563 | 0.00062524 | 0.00076526 | 0.00075129 | 310.2823 | 353.3498 | 351.7852 | 331.7595 | 347.2218 | 349.5028 | 328.9361 | 352.97 | 316.4306 | 339.463 | 358.0084 | 351.029 | 355.0997 | 348.9899 | 396.9294 | 415.8967
Option 4 AT | NSW | N1 | North West NSW | Solar | 393.6373 | 532.9998 | 549.3666 | 435.8025 | 365.198 | 342.7026 | 406.5089 | 758.7941 | 1338.4105 | 1311.9685 | 1226.3532 | 1325.6353 | 945.8586 | 1164.9417 | 1785.961 | 1800.1293 | 1741.1494 | 1739.0383 | 1754.0311 | 1766.7016 | 1994.0847 | 2225.8543 | 2999.2456 | 3155.4373
Option 4 AT | NSW | DN3 | Marulan | Solar | 0 | 0 | 0 | 0 | 3.3415e-05 | 5.308e-05 | 5.0038e-05 | 5.6588e-05 | 5.5593e-05 | 5.6194e-05 | 5.7457e-05 | 6.25e-05 | 7.4698e-05 | 8.0487e-05 | 0.00012015 | 0.00028628 | 0.00027085 | 0.00027068 | 0.00039259 | 0.00036609 | 0.00032639 | 0.0003507 | 0.00043728 | 0.00044515
Option 4 AT | NSW | DN1 | Dubbo | Solar | 0 | 0 | 3.3291e-06 | 4.7809e-06 | 5.0141e-06 | 5.4005e-06 | 5.8355e-05 | 934.845 | 1445.5788 | 1299.5238 | 1137.7877 | 1235.6697 | 948.5536 | 954.353 | 801.6769 | 969.1567 | 1166.0001 | 1260.4279 | 1218.4633 | 1127.0785 | 1330.4173 | 1347.7879 | 1232.1142 | 1307.0829
Option 4 AT | NSW | N3 | Central-West Orana | Solar | 2781.2524 | 2878.8297 | 3554.9861 | 11805.3474 | 12194.7639 | 12732.1275 | 17349.5399 | 18420.1578 | 18744.2094 | 19122.7879 | 18040.6374 | 16973.8703 | 17895.8908 | 18683.2227 | 17806.2416 | 17977.8627 | 15521.8376 | 16503.8232 | 18174.1621 | 17965.336 | 17988.4218 | 18202.4567 | 24024.9222 | 25305.5113
Option 4 AT | NSW | N4 | Broken Hill | Wind | 672.0248 | 674.2448 | 959.3908 | 947.9315 | 899.4704 | 849.0115 | 784.3618 | 854.5705 | 906.8576 | 781.7039 | 800.3002 | 750.8809 | 673.9912 | 649.6695 | 666.3662 | 718.0073 | 647.5522 | 904.2321 | 883.4766 | 906.9519 | 926.2278 | 931.3904 | 802.7732 | 925.3245
Option 4 AT | NSW | N5 | South West NSW | Wind | 0 | 0 | 3931.9225 | 4024.2176 | 3766.8685 | 3742.6608 | 3762.0518 | 4000.5256 | 4016.9779 | 4057.0669 | 3942.855 | 3957.3566 | 3918.8587 | 3470.5488 | 3812.1473 | 3766.8567 | 3633.38 | 3836.7944 | 3931.9234 | 4024.2208 | 3766.8753 | 3738.9451 | 3755.0351 | 3954.025
Option 4 AT | NSW | N6 | Wagga Wagga | Wind | 0 | 0 | 0.00066886 | 0.00065624 | 0.00066806 | 0.00071791 | 0.00071464 | 0.00073381 | 0.00076501 | 0.00073147 | 0.00066698 | 0.00065143 | 0.00059957 | 0.00052955 | 0.00057283 | 0.00059256 | 0.00055015 | 0.00053857 | 0.00083397 | 0.00081338 | 0.00083799 | 0.00081893 | 0.00074422 | 0.00078418
Option 4 AT | NSW | N8 | Cooma-Monaro | Wind | 326.0784 | 329.6386 | 676.0943 | 699.871 | 631.2919 | 646.0184 | 632.0383 | 1201.7706 | 1302.9434 | 1270.399 | 1246.6965 | 1190.3549 | 1129.5109 | 853.1664 | 676.7642 | 742.6449 | 845.1397 | 830.7304 | 816.6353 | 805.9845 | 848.2334 | 816.434 | 738.5616 | 833.417
Option 4 AT | NSW | N7 | Tumut | Wind | 0 | 465.8834 | 799.7879 | 829.1716 | 852.9803 | 808.3773 | 718.1854 | 1147.2089 | 1147.3018 | 1159.689 | 1103.0289 | 1160.2516 | 1063.6201 | 874.9605 | 984.1394 | 1008.791 | 1127.5117 | 1025.0664 | 981.6073 | 999.2036 | 1012.1045 | 1025.1664 | 934.1688 | 982.9242
Option 4 AT | NSW | N9 | Hunter-Central Coast | Wind | 0 | 0 | 3699.4323 | 3541.5668 | 3528.9479 | 4847.8654 | 4765.0101 | 5149.084 | 4692.6364 | 4953.6713 | 7838.2732 | 7993.1559 | 7545.7713 | 6489.3204 | 7249.5973 | 7353.5211 | 8197.7589 | 7186.3158 | 7741.8284 | 7319.1328 | 7361.8047 | 8482.8788 | 8096.6519 | 8971.3583
Option 4 AT | NSW | N3 | Central-West Orana | Wind | 315.9766 | 648.7112 | 4991.1855 | 15712.7345 | 20669.9027 | 20493.4179 | 19379.9672 | 23817.8511 | 23598.5197 | 25861.7011 | 27970.1096 | 28735.802 | 27503.3252 | 24820.0988 | 25127.723 | 27477.2645 | 27835.7267 | 26168.9475 | 26995.6238 | 26128.3718 | 27402.2841 | 27905.6864 | 23645.3888 | 26056.0033
Option 4 AT | NSW | N2 | New England | Wind | 1240.3256 | 1122.1214 | 1381.9517 | 1284.8058 | 1607.5133 | 1712.4175 | 7142.9527 | 7204.1848 | 7829.5577 | 7107.6052 | 9159.8495 | 9372.09 | 7604.4553 | 6963.9463 | 7606.7902 | 8939.9262 | 9484.9162 | 10504.9103 | 10605.9164 | 9976.3674 | 10754.6428 | 11045.895 | 10358.7156 | 10878.3896
Option 4 AT | NSW | N13 | South Cobar | Wind | 0 | 0 | 0.00016114 | 0.00015555 | 0.00015741 | 0.000178 | 0.00018004 | 0.00017498 | 0.00018669 | 0.00018253 | 0.00016658 | 0.00015893 | 0.00017464 | 0.00016096 | 0.00016312 | 0.00016851 | 0.0001681 | 0.00018506 | 0.00029108 | 0.00026264 | 0.00026738 | 0.0002642 | 322.7371 | 346.2773
Option 4 AT | NSW | N12 | Illawarra | Wind | 0 | 0 | 989.7835 | 936.2493 | 938.018 | 924.096 | 971.8145 | 973.3995 | 952.4207 | 956.0162 | 954.391 | 1029.2754 | 1044.3338 | 889.6171 | 961.1829 | 938.015 | 988.2564 | 910.5478 | 988.1768 | 936.2558 | 937.989 | 924.106 | 971.4458 | 973.3997
Option 4 AT | NSW | DN3 | Marulan | Wind | 0 | 0 | 0 | 0 | 9.79e-05 | 0.00023592 | 0.00022382 | 574.8257 | 559.6838 | 589.0531 | 536.2946 | 571.2156 | 565.491 | 474.6992 | 489.234 | 497.5415 | 545.7504 | 509.185 | 532.2589 | 555.4512 | 501.2869 | 525.2376 | 464.8245 | 492.1233
Option 4 AT | NSW | DN1 | Dubbo | Wind | 0 | 0 | 9.086e-08 | 2.0651e-06 | 1.3443e-06 | 2.9663e-06 | 1.4681e-05 | 836.5527 | 817.5342 | 783.4402 | 757.6122 | 789.7302 | 723.8375 | 722.8988 | 680.7415 | 755.226 | 690.774 | 720.4334 | 718.7985 | 681.1665 | 770.971 | 727.7105 | 650.7622 | 741.7188
Option 4 AT | QLD | Q1 | Far North QLD | Solar | 156.2869 | 177.3765 | 120.883 | 651.2996 | 850.9533 | 880.6986 | 741.4928 | 710.2278 | 761.1751 | 979.7953 | 1192.0474 | 1608.8225 | 1647.2496 | 1299.8254 | 1527.4954 | 1485.9385 | 1647.7921 | 1912.6939 | 2070.8777 | 1725.0957 | 1970.1566 | 2171.2623 | 2119.7623 | 1939.3297
Option 4 AT | QLD | Q2 | North Qld Clean Energy Hub | Solar | 168.9016 | 182.6942 | 173.9291 | 171.0471 | 166.0409 | 164.422 | 144.4263 | 132.0752 | 146.9482 | 142.4299 | 136.5487 | 80.9846 | 66.6997 | 60.9257 | 66.2123 | 66.2016 | 67.6051 | 74.0405 | 80.0112 | 75.0607 | 33.4951 | 38.5525 | 0 | 0
Option 4 AT | QLD | Q3 | Northern Qld | Solar | 923.4013 | 1350.4369 | 2201.8754 | 2070.306 | 2068.7901 | 2163.5472 | 1808.2944 | 1630.6383 | 1777.7412 | 1709.6765 | 1615.4926 | 1849.3566 | 1400.6948 | 1129.3247 | 1287.6689 | 1308.945 | 1183.129 | 1150.5077 | 1225.4475 | 1038.6806 | 1182.1001 | 1246.8386 | 1247.6511 | 1047.0979
Option 4 AT | QLD | Q4 | Isaac | Solar | 819.1147 | 866.609 | 787.6215 | 720.244 | 1294.5989 | 1291.7047 | 1150.5912 | 1142.4394 | 1117.8741 | 1145.9713 | 1181.8969 | 1280.9839 | 731.1997 | 800.5977 | 857.403 | 1110.8123 | 1695.7902 | 1774.2668 | 1774.2638 | 1790.7718 | 1992.3279 | 2214.0032 | 1787.3111 | 1832.4543
Option 4 AT | QLD | Q4b | Isaac (B) | Solar | 316.4943 | 604.8859 | 501.4175 | 491.2744 | 396.4062 | 395.3486 | 356.1429 | 302.8745 | 295.8659 | 258.4475 | 260.577 | 282.0944 | 152.1293 | 173.0558 | 183.9114 | 157.7931 | 209.972 | 223.2809 | 176.0155 | 179.1532 | 195.2245 | 219.6683 | 200.4262 | 224.3732
Option 4 AT | QLD | Q5 | Barcaldine | Solar | 0 | 0.0031895 | 0.0031122 | 109.1617 | 117.3854 | 117.7753 | 102.085 | 94.9286 | 94.0166 | 76.2738 | 85.9391 | 96.845 | 77.9469 | 77.4916 | 83.2673 | 71.8426 | 106.7459 | 101.3358 | 94.5625 | 889.2195 | 953.409 | 1075.3771 | 1065.6578 | 1143.4297
Option 4 AT | QLD | Q6 | Fitzroy | Solar | 171.6273 | 151.8231 | 131.996 | 131.0978 | 3973.7649 | 4202.5446 | 4951.6898 | 5424.4757 | 6462.7137 | 10530.6665 | 10766.9081 | 11716.6624 | 9880.0131 | 9862.9561 | 11098.6295 | 13991.1695 | 14192.0375 | 15613.4475 | 15168.753 | 15162.665 | 15909.5818 | 17148.7969 | 15976.1152 | 16335.2171
Option 4 AT | QLD | Q7 | Wide Bay | Solar | 835.1163 | 1052.3827 | 1587.8629 | 2230.6655 | 2544.0621 | 2524.909 | 4693.5152 | 4305.7725 | 4919.9612 | 4834.802 | 4371.7456 | 4190.2121 | 3493.0094 | 3667.7049 | 3484.5632 | 3779.7343 | 4105.8042 | 4018.2332 | 3825.635 | 3441.4054 | 4049.7249 | 4619.6576 | 3823.6455 | 3487.6965
Option 4 AT | QLD | Q8 | Darling Downs | Solar | 0 | 3562.5945 | 3769.7874 | 6478.7819 | 6300.8311 | 6412.3312 | 9158.0781 | 9227.8749 | 10404.3133 | 10967.2143 | 10265.5677 | 9958.2955 | 13306.8675 | 13144.9111 | 13152.4713 | 13059.16 | 10911.6059 | 12242.6431 | 12837.1921 | 14548.218 | 14459.3858 | 14899.7113 | 17236.894 | 18157.582
Option 4 AT | QLD | Q8a | Darling Downs (A) | Solar | 2243.4975 | 3189.7374 | 3372.8106 | 3397.0315 | 3337.9467 | 3283.0784 | 3070.9533 | 3000.1339 | 3183.0312 | 3109.9871 | 2679.4794 | 2645.8852 | 2335.76 | 2333.5746 | 2376.3704 | 2439.688 | 2334.8716 | 2442.1929 | 2451.304 | 2369.9995 | 1511.118 | 1528.0087 | 1384.4479 | 1416.3356
Option 4 AT | QLD | Q8b | Darling Downs (B) | Solar | 598.7001 | 640.6968 | 672.8639 | 709.5621 | 691.3202 | 702.296 | 699.5502 | 723.7373 | 726.4984 | 737.8637 | 677.2544 | 659.9775 | 708.3328 | 711.4624 | 693.9137 | 691.05 | 580.4319 | 592.622 | 359.6409 | 297.7603 | 211.747 | 214.8882 | 143.625 | 0
Option 4 AT | QLD | Q9 | Banana | Solar | 36.7728 | 37.6631 | 36.6765 | 32.9494 | 28.3823 | 27.6151 | 24.2696 | 22.6206 | 23.4541 | 18.3596 | 21.2134 | 21.7215 | 13.7956 | 14.7204 | 15.8433 | 13.4777 | 19.1265 | 0 | 0 | 0 | 0 | 0 | 0 | 0
Option 4 AT | QLD | Q10 | Collinsville | Solar | 493.1925 | 538.505 | 481.8258 | 458.6517 | 442.88 | 455.8651 | 407.6912 | 395.327 | 394.7216 | 374.3086 | 370.7619 | 397.909 | 318.9704 | 308.5257 | 323.505 | 315.5876 | 656.4005 | 701.118 | 702.6741 | 640.997 | 696.7818 | 798.9193 | 733.1421 | 439.4758
Option 4 AT | QLD | Q1 | Far North QLD | Wind | 773.4104 | 804.7518 | 3289.8211 | 3521.1269 | 3480.8709 | 3096.0374 | 2976.3648 | 3235.0933 | 3061.4142 | 3092.2183 | 2810.5618 | 2803.1533 | 2333.2406 | 2575.0697 | 2625.9253 | 3048.6914 | 3399.4544 | 3399.125 | 3655.2845 | 5077.4623 | 5147.929 | 4799.0036 | 5273.4301 | 5716.8695
Option 4 AT | QLD | Q5 | Barcaldine | Wind | 0 | 0 | 375.3882 | 372.7918 | 376.7411 | 355.9411 | 347.8471 | 369.0879 | 376.2282 | 337.9877 | 347.1957 | 343.585 | 313.7369 | 323.493 | 355.2874 | 349.5715 | 324.9991 | 321.9476 | 1017.5212 | 2890.9898 | 3003.5415 | 2945.8277 | 3571.9543 | 3870.0805
Option 4 AT | QLD | Q10 | Collinsville | Wind | 0 | 0 | 6.6694e-05 | 9.6336e-05 | 0.00017074 | 0.00020843 | 0.00020073 | 4.6758 | 952.5608 | 814.6244 | 923.7381 | 970.8609 | 1354.2777 | 1602.8216 | 1597.4697 | 1540.8061 | 1642.2946 | 1645.7652 | 1610.4492 | 1678.036 | 1581.9707 | 1715.9515 | 1646.1973 | 1608.9569
Option 4 AT | QLD | Q2 | North Qld Clean Energy Hub | Wind | 166.8486 | 170.1002 | 3259.5601 | 3312.8996 | 3370.3 | 3995.4271 | 7415.6241 | 9219.5513 | 9403.3496 | 9141.143 | 8968.1172 | 8360.1511 | 11312.9733 | 12161.1013 | 12108.3645 | 12446.5899 | 12084.9132 | 12293.2963 | 12929.5627 | 12985.5506 | 12861.1787 | 11920.9462 | 12283.3084 | 13166.7441
Option 4 AT | QLD | Q4 | Isaac | Wind | 1392.5016 | 2007.5028 | 2445.6908 | 2686.3269 | 2452.5773 | 2496.7821 | 2412.208 | 3277.2843 | 3666.8252 | 3222.6314 | 3527.3581 | 3476.6602 | 2881.6078 | 3210.2575 | 3141.3608 | 3178.0298 | 3024.5875 | 3055.4583 | 3101.5172 | 3465.4298 | 3249.1877 | 3407.8517 | 3089.9874 | 1971.0329
Option 4 AT | QLD | Q6 | Fitzroy | Wind | 0 | 499.0997 | 3258.1728 | 3417.1372 | 3459.4624 | 3442.0032 | 3309.5385 | 3043.7148 | 3514.1141 | 3138.6131 | 3341.3137 | 3274.0217 | 8198.3097 | 9022.452 | 8956.0523 | 8801.5233 | 9333.4135 | 9280.7513 | 9169.6287 | 9387.6221 | 9044.2018 | 9327.3205 | 8882.478 | 8460.6041
Option 4 AT | QLD | Q7 | Wide Bay | Wind | 0 | 0 | 3.5754e-05 | 4.2126e-05 | 9.217e-05 | 9.2073e-05 | 0.00010743 | 0.00010169 | 0.00010662 | 0.00010416 | 629.6202 | 632.8383 | 542.3074 | 542.4143 | 562.8084 | 595.7152 | 609.8697 | 634.0966 | 625.0826 | 572.619 | 617.9971 | 584.2735 | 581.6765 | 555.9122
Option 4 AT | QLD | Q8 | Darling Downs | Wind | 0 | 0 | 8990.5695 | 9060.2948 | 9289.8683 | 11474.6732 | 11010.5022 | 10924.2152 | 11987.7547 | 11162.3271 | 12992.147 | 15257.9618 | 14358.3853 | 13533.0779 | 14643.5085 | 15103.256 | 16138.4375 | 16295.4078 | 17097.8745 | 16983.238 | 17649.1668 | 19386.4272 | 23393.0209 | 23435.7514
Option 4 AT | QLD | Q8a | Darling Downs (A) | Wind | 545.1883 | 565.1881 | 608.5371 | 635.8537 | 631.4041 | 633.5182 | 591.1591 | 593.5323 | 653.589 | 595.2539 | 616.9812 | 619.2904 | 600.3931 | 566.8765 | 602.6071 | 631.1499 | 545.0707 | 564.9968 | 608.5231 | 627.9264 | 631.4112 | 633.5573 | 580.3241 | 605.2456
Option 4 AT | QLD | Q8b | Darling Downs (B) | Wind | 3370.6299 | 3325.4448 | 3388.986 | 3271.5432 | 3421.0074 | 3357.4598 | 3011.2068 | 3060.0303 | 3327.6421 | 3019.4999 | 3151.2013 | 3210.4023 | 2943.8834 | 2892.3514 | 2934.259 | 3025.6363 | 2975.45 | 2956.1578 | 2969.7326 | 2807.8972 | 3045.0751 | 3101.6507 | 2844.0925 | 2922.4183
Option 4 AT | QLD | Q8c | Darling Downs (C) | Wind | 2337.7033 | 2295.9356 | 2279.0726 | 2144.0221 | 2231.6403 | 2194.2338 | 1984.6167 | 1934.5752 | 2103.3482 | 1906.7457 | 1944.3379 | 1970.3614 | 1849.522 | 1746.6631 | 1774.573 | 1842.6463 | 1859.6481 | 1884.7611 | 812.9561 | 823.4742 | 828.011 | 875.0864 | 809.2335 | 766.0506
Option 4 AT | SA | S8 | Western Eyre Peninsula | Solar | 0 | 0 | 1.3432e-06 | 1.773e-06 | 2.7307e-06 | 2.8363e-06 | 1.8506e-06 | 2.9063e-05 | 3.1498e-05 | 3.2116e-05 | 4.3776e-05 | 4.4476e-05 | 4.4963e-05 | 6.7473e-05 | 0.00014205 | 0.00014605 | 0.00040113 | 0.00039632 | 0.00048645 | 0.00046349 | 0.00046819 | 0.00048204 | 0.00089865 | 0.00077479
Option 4 AT | SA | S5 | Northern SA | Solar | 649.8044 | 1743.5399 | 1593.5472 | 1689.2331 | 3397.2381 | 3580.1925 | 4610.1324 | 5306.5806 | 5763.2356 | 6711.6914 | 5689.271 | 6004.2238 | 6542.774 | 6605.6685 | 6793.9673 | 6979.1686 | 7418.0333 | 7580.5458 | 7941.0702 | 7947.8025 | 9639.4334 | 10303.5003 | 14389.4938 | 15037.946
Option 4 AT | SA | S1 | South East SA | Solar | 348.6833 | 285.0521 | 232.5306 | 217.5133 | 249.0195 | 392.4952 | 386.2968 | 186.5646 | 217.1342 | 216.1548 | 137.8386 | 181.6073 | 169.3604 | 201.8702 | 191.9066 | 154.3431 | 197.7359 | 125.8223 | 193.0147 | 170.2295 | 147.3275 | 188.8026 | 251.2506 | 122.9706
Option 4 AT | SA | S2 | Riverland | Solar | 32.4312 | 32.0979 | 30.0542 | 29.4 | 36.0367 | 27.9695 | 414.3901 | 365.8635 | 413.1714 | 1779.2225 | 1168.288 | 1460.7382 | 2113.1962 | 2028.8569 | 2024.7868 | 2261.6171 | 3249.3743 | 3120.654 | 3509.9847 | 3787.2647 | 5254.5941 | 5778.1883 | 5766.5362 | 6344.4231
Option 4 AT | SA | S3 | Mid-North SA | Solar | 0 | 0.00011299 | 0.00012626 | 0.00013412 | 0.59209 | 0.62419 | 480.2581 | 713.7446 | 833.875 | 1033.1027 | 1121.2623 | 1238.9152 | 1178.588 | 2307.1235 | 2431.6001 | 2109.9626 | 2162.2758 | 2095.3202 | 2292.1402 | 2176.4518 | 2304.4021 | 2546.6314 | 3382.6599 | 3629.5045
Option 4 AT | SA | S7 | Eastern Eyre Peninsula | Solar | 0 | 3.5701e-05 | 4.2915e-05 | 4.4627e-05 | 6.3217e-05 | 6.405e-05 | 5.9686e-05 | 5.5844e-05 | 5.9422e-05 | 5.7933e-05 | 5.8229e-05 | 5.6817e-05 | 6.5287e-05 | 9.6541e-05 | 0.00031988 | 215.4063 | 438.5555 | 461.6501 | 496.3097 | 825.6404 | 1045.4909 | 1000.6994 | 1619.5381 | 1554.7269
Option 4 AT | SA | S6 | Roxby Downs | Wind | 0 | 0 | 4.3424e-05 | 4.7379e-05 | 8.9187e-05 | 9.008e-05 | 8.6389e-05 | 8.4538e-05 | 0.00010352 | 0.00010477 | 0.00064001 | 0.0006453 | 1602.9053 | 1589.2509 | 1630.2611 | 1632.5026 | 1626.4217 | 1642.8162 | 1670.3363 | 1707.5285 | 1656.7672 | 1665.261 | 1517.3597 | 1699.5714
Option 4 AT | SA | S7 | Eastern Eyre Peninsula | Wind | 562.8574 | 494.5732 | 433.2196 | 536.512 | 344.4309 | 156.3941 | 126.5515 | 663.3625 | 644.3158 | 491.1713 | 1069.0059 | 1086.8808 | 905.116 | 1007.4786 | 1064.3235 | 1032.6563 | 978.4505 | 971.6603 | 1072.7689 | 1624.4891 | 1577.217 | 1658.7692 | 1481.0507 | 1682.1637
Option 4 AT | SA | S8 | Western Eyre Peninsula | Wind | 0 | 0 | 9.195e-09 | 4.2405e-07 | 7.9587e-07 | 1.6522e-06 | 5.9681e-07 | 3.2441e-05 | 3.2922e-05 | 3.3064e-05 | 0.00010765 | 0.00010366 | 8.2532e-05 | 9.7632e-05 | 0.00011825 | 0.00012331 | 0.0002301 | 0.00026835 | 0.00037003 | 0.00036876 | 0.00034952 | 0.00036701 | 0.0003383 | 0.00038666
Option 4 AT | SA | S5 | Northern SA | Wind | 1228.0185 | 1183.5329 | 1170.427 | 1243.9253 | 1990.2639 | 2039.1837 | 1819.1504 | 1900.4605 | 3352.7875 | 3192.5382 | 3184.0698 | 3251.831 | 3261.1894 | 3188.2471 | 3228.6714 | 3253.5632 | 3127.8317 | 3208.2945 | 3292.0317 | 2845.9628 | 2781.2983 | 2794.5901 | 2564.274 | 2771.2218
Option 4 AT | SA | S4 | Yorke Peninsula | Wind | 0 | 0 | 0.00012163 | 0.00014944 | 0.00013961 | 0.00015352 | 0.00014362 | 0.00014554 | 0.00015513 | 0.0001509 | 256.6166 | 261.3816 | 222.9693 | 232.6455 | 246.846 | 246.7753 | 252.5145 | 235.6302 | 258.0607 | 260.045 | 265.1665 | 290.3606 | 270.1398 | 303.1101
Option 4 AT | SA | S3 | Mid-North SA | Wind | 5319.8104 | 5131.8676 | 5440.3523 | 5866.363 | 6838.9084 | 7574.3302 | 6836.2653 | 8459.5522 | 8944.3101 | 8066.8058 | 7925.713 | 8798.5333 | 8463.9066 | 6555.2197 | 6980.6021 | 6876.9758 | 6829.5629 | 8908.409 | 9013.4519 | 10486.9507 | 9641.1087 | 10274.5427 | 8848.2304 | 9620.5887
Option 4 AT | SA | S1 | South East SA | Wind | 728.7518 | 579.8921 | 512.0905 | 596.1151 | 586.0531 | 671.5561 | 607.3484 | 507.2892 | 543.4259 | 338.2855 | 1932.872 | 2052.0687 | 1619.0928 | 1474.628 | 1537.6345 | 1662.4027 | 1580.7262 | 2308.5696 | 2341.3476 | 2409.6011 | 2430.2404 | 2799.401 | 2302.3205 | 2437.527
Option 4 AT | TAS | T1 | North East Tasmania | Solar | 0 | 580.4519 | 548.0176 | 534.0823 | 483.6679 | 624.5533 | 628.9526 | 649.169 | 408.5687 | 332.6509 | 611.9719 | 606.6382 | 633.9273 | 674.4248 | 282.6111 | 265.5449 | 241.9577 | 274.4139 | 270.5154 | 264.5646 | 301.7141 | 333.0709 | 246.9537 | 260.6707
Option 4 AT | TAS | T2 | North West Tasmania | Solar | 0 | 0.00018038 | 0.00015934 | 0.00015578 | 0.00013005 | 0.00019887 | 0.00014476 | 0.00019559 | 0.00013369 | 0.00011863 | 0.00019026 | 0.00018866 | 0.00020051 | 0.00020725 | 0.00011656 | 9.8728e-05 | 9.9391e-05 | 0.00011617 | 0.00015339 | 0.0001404 | 0.00014392 | 0.00016221 | 0.00014406 | 0.00015009
Option 4 AT | TAS | T3 | Central Highlands | Solar | 0 | 5.978e-05 | 5.46e-05 | 5.4422e-05 | 5.5138e-05 | 7.8319e-05 | 5.486e-05 | 7.964e-05 | 5.5131e-05 | 4.9689e-05 | 6.8066e-05 | 6.7388e-05 | 6.9572e-05 | 7.6336e-05 | 5.1424e-05 | 4.4883e-05 | 4.1604e-05 | 4.3189e-05 | 4.6605e-05 | 4.2546e-05 | 4.6258e-05 | 4.9102e-05 | 4.5565e-05 | 4.6311e-05
Option 4 AT | TAS | T1 | North East Tasmania | Wind | 0 | 0 | 268.9087 | 288.0366 | 270.539 | 624.3 | 692.1931 | 667.0093 | 693.5889 | 717.0631 | 639.3772 | 838.2991 | 841.6456 | 1225.4025 | 1300.3608 | 1240.8278 | 1289.0402 | 1241.1789 | 1428.7406 | 1521.4892 | 1429.109 | 3089.1169 | 3884.5063 | 3688.2717
Option 4 AT | TAS | T2 | North West Tasmania | Wind | 390.7668 | 411.1425 | 429.2046 | 471.327 | 441.3416 | 413.493 | 438.8638 | 465.3336 | 442.3284 | 448.9191 | 503.7593 | 481.6082 | 488.2408 | 490.0137 | 382.5282 | 432.2787 | 440.1842 | 464.9047 | 421.5779 | 514.9932 | 505.1768 | 478.3578 | 485.8899 | 512.199
Option 4 AT | TAS | T3 | Central Highlands | Wind | 498.7642 | 487.3241 | 3590.4229 | 4042.0167 | 4212.4319 | 4501.491 | 4710.1507 | 4807.9592 | 5108.0548 | 7063.5035 | 6315.0891 | 5882.8182 | 6232.8435 | 6516.1262 | 6618.1003 | 7278.9459 | 7352.48 | 7343.4 | 6867.855 | 7220.89 | 7110.1015 | 6808.9271 | 7445.277 | 7675.6631
Option 4 AT | VIC | V8 | Gippsland Offshore | Offshore Wind | 0 | 0 | 0 | 0 | 0 | 8044.8023 | 8946.3133 | 12247.6818 | 14421.9118 | 19362.0264 | 20845.029 | 22898.4545 | 28627.2005 | 31133.8253 | 32129.8881 | 30883.6825 | 31890.3935 | 32277.7181 | 31941.5094 | 33538.432 | 31101.9077 | 31650.7484 | 31894.2739 | 33525.6761
Option 4 AT | VIC | V9 | Southern Ocean | Offshore Wind | 0 | 0 | 0 | 0 | 0 | 349.3819 | 2421.5845 | 2496.1102 | 2507.1486 | 2640.3868 | 5261.6317 | 6557.3058 | 6380.3626 | 5604.4514 | 5741.1168 | 5916.2903 | 6062.965 | 6546.1478 | 6376.9495 | 6370.244 | 5917.0816 | 5914.8433 | 6110.6223 | 6192.2713
Option 4 AT | VIC | V1 | North West VIC | Solar | 1234.3305 | 2092.279 | 1793.3601 | 1654.6042 | 1660.1715 | 1517.9126 | 2058.4239 | 4358.3292 | 4891.8101 | 5265.2806 | 4903.8324 | 4813.5244 | 5072.0622 | 7270.4586 | 8731.8986 | 9528.1406 | 10027.4444 | 10405.979 | 9659.6982 | 9490.417 | 12070.7384 | 12725.202 | 11290.2832 | 11285.2728
Option 4 AT | VIC | V2 | Central Highlands VIC | Solar | 0 | 0.00032569 | 0.00029347 | 0.00023246 | 0.00024057 | 0.00021992 | 0.0002613 | 0.0002504 | 0.00025683 | 0.00022437 | 0.00021305 | 0.00021868 | 3151.5261 | 5355.7312 | 5354.7376 | 4811.0835 | 4203.4066 | 4674.0487 | 4883.4339 | 4529.4075 | 4827.0012 | 4929.8952 | 4985.0259 | 5269.9856
Option 4 AT | VIC | V3 | Wimmera Grampians | Solar | 128.2326 | 225.6868 | 192.4794 | 181.9402 | 167.1107 | 140.551 | 120.6834 | 104.8356 | 121.9346 | 103.1962 | 83.3486 | 90.4478 | 54.2683 | 39.2874 | 41.1824 | 33.0458 | 38.9312 | 36.215 | 37.4138 | 30.7847 | 41.0359 | 39.5831 | 33.7962 | 26.4707
Option 4 AT | VIC | V4 | Wimmera Southern Mallee | Solar | 0 | 0.00036109 | 0.00032511 | 0.00026826 | 0.00028263 | 0.00025454 | 0.00026455 | 0.00024146 | 0.00026438 | 0.00023783 | 0.00023704 | 0.00023441 | 0.00024701 | 1433.0738 | 1551.1353 | 1474.8262 | 1569.8575 | 1618.4921 | 1512.8515 | 1414.7371 | 1851.3381 | 2021.3719 | 1788.6897 | 1580.0336
Option 4 AT | VIC | V6 | Gippsland Onshore | Solar | 6.5835 | 1757.6952 | 2015.0585 | 1903.9443 | 1936.2861 | 1840.1173 | 1923.4977 | 2039.9777 | 2059.8893 | 1905.028 | 1671.192 | 1666.7801 | 1492.36 | 1386.0095 | 1435.0974 | 1547.4366 | 1566.6238 | 1607.816 | 1572.281 | 1576.1941 | 1641.658 | 1682.6616 | 1548.4409 | 1699.2328
Option 4 AT | VIC | V7 | Central North VIC | Solar | 1131.3614 | 1482.2308 | 1328.1375 | 1174.8374 | 1271.3495 | 1136.4558 | 1108.4992 | 1105.8452 | 1220.2219 | 1097.2347 | 1033.478 | 901.6499 | 768.5644 | 1713.5312 | 1664.3165 | 1825.0699 | 1923.3764 | 1999.1213 | 1759.2479 | 1680.4686 | 1892.0802 | 1844.9179 | 1517.1227 | 1580.1172
Option 4 AT | VIC | V7 | Central North VIC | Wind | 0 | 0 | 1851.4191 | 1887.4188 | 1867.9246 | 1789.1164 | 1609.5898 | 1729.8411 | 1814.4876 | 1716.7429 | 1712.4384 | 1684.5576 | 3506.1809 | 2903.7516 | 3127.4939 | 3394.9368 | 3158.5762 | 3242.1993 | 3193.3852 | 3337.3848 | 3444.6821 | 3445.6917 | 3033.2268 | 3349.1811
Option 4 AT | VIC | V2 | Central Highlands VIC | Wind | 1919.0188 | 2144.9785 | 3310.1902 | 4432.5001 | 4096.9437 | 4104.0382 | 4090.6683 | 6800.8772 | 6938.4646 | 7035.1948 | 9974.8012 | 10271.3755 | 9074.9496 | 7038.6563 | 7504.9636 | 7940.3957 | 8202.5665 | 8498.7282 | 7655.837 | 9216.8289 | 7859.7061 | 8138.9396 | 13098.2132 | 13352.4094
Option 4 AT | VIC | V3 | Wimmera Grampians | Wind | 1971.4847 | 2112.6207 | 1977.378 | 2050.982 | 1791.7052 | 1622.1418 | 1480.4637 | 1529.942 | 1067.1769 | 1023.6494 | 984.4464 | 1009.7269 | 712.7728 | 730.3808 | 748.6577 | 860.8663 | 749.2902 | 871.1668 | 676.6135 | 687.1034 | 953.2236 | 566.5695 | 469.1998 | 165.6091
Option 4 AT | VIC | V4 | Wimmera Southern Mallee | Wind | 1408.3255 | 1464.1657 | 2029.2711 | 3225.8115 | 3371.5153 | 3123.1167 | 2959.9854 | 2984.7441 | 4257.5245 | 4033.3492 | 6021.0264 | 6205.5633 | 4573.3587 | 4269.4015 | 4678.7594 | 5170.0811 | 4650.4617 | 5167.0136 | 5468.4668 | 5472.8199 | 5961.8924 | 6409.961 | 5020.061 | 5009.0275
Option 4 AT | VIC | V5 | South West VIC | Wind | 6093.5477 | 7161.6501 | 8672.7029 | 9178.8457 | 8042.2856 | 7809.7109 | 7482.0829 | 8260.2956 | 9416.2441 | 9437.8124 | 8805.4855 | 8498.0881 | 7130.1547 | 6404.2678 | 6363.7499 | 6768.6833 | 6977.1641 | 7249.0593 | 8485.5755 | 9115.993 | 8273.4357 | 8474.6411 | 9685.5762 | 10208.1359
Option 4 AT | VIC | V6 | Gippsland Onshore | Wind | 0 | 0 | 305.6862 | 361.781 | 315.9147 | 297.464 | 316.8816 | 317.5451 | 325.4907 | 344.831 | 310.7689 | 307.3339 | 280.2771 | 241.8542 | 244.4407 | 276.1288 | 295.4626 | 291.3442 | 269.6056 | 333.2766 | 289.3826 | 285.1934 | 286.8317 | 292.4654
Option 4 AT | VIC | V1 | North West VIC | Wind | 0 | 0 | 3777.9079 | 3857.4765 | 3627.9725 | 3504.9072 | 3362.3802 | 4405.8933 | 4380.5037 | 4110.9493 | 4402.8542 | 4517.8174 | 3705.4568 | 3281.2389 | 3657.0871 | 3868.9924 | 3408.2347 | 3944.4779 | 3917.2248 | 4028.077 | 4523.1616 | 4677.1891 | 4031.0466 | 4400.872
Option 5 AT | NSW | N10 | Hunter Coast | Offshore Wind | 0 | 0 | 0 | 0 | 0 | 0 | 0 | 0 | 0 | 0 | 0 | 0 | 7375.4493 | 8112.1306 | 9400.5528 | 8962.5553 | 9702.7479 | 8526.7934 | 10384.6083 | 10876.5334 | 11219.1761 | 11748.5804 | 12886.9957 | 12508.0039
Option 5 AT | NSW | N11 | Illawarra Coast | Offshore Wind | 0 | 0 | 0 | 0 | 0 | 0 | 0 | 0 | 0 | 0 | 0 | 0 | 3617.8574 | 3517.2243 | 4107.3424 | 4084.0633 | 6923.2468 | 6084.0334 | 6732.5644 | 6551.4908 | 6426.4871 | 6557.1631 | 11892.6344 | 12013.7256
Option 5 AT | NSW | DN1 | Dubbo | Solar | 0 | 0 | 6.6727e-06 | 7.4353e-06 | 7.9795e-06 | 9.7933e-06 | 8.7144e-05 | 1210.8562 | 1352.0454 | 1231.359 | 983.9954 | 1180.9029 | 889.2285 | 921.2238 | 805.8565 | 965.8277 | 1423.8809 | 1533.7903 | 1439.5383 | 1370.0384 | 1638.0105 | 1641.2579 | 1262.3057 | 1353.3511
Option 5 AT | NSW | DN3 | Marulan | Solar | 0 | 0 | 0 | 0 | 5.199e-05 | 0.00011428 | 0.00012211 | 0.00012318 | 0.00011754 | 0.00011142 | 0.00010111 | 0.00010464 | 0.0001057 | 0.00012212 | 0.00041062 | 202.2527 | 190.1653 | 189.7897 | 204.4657 | 206.9046 | 202.4358 | 217.6992 | 289.2416 | 344.4226
Option 5 AT | NSW | N1 | North West NSW | Solar | 393.8674 | 533.3715 | 552.1957 | 432.8991 | 363.3417 | 342.589 | 387.6626 | 832.4802 | 1397.9272 | 1358.0404 | 1319.5721 | 1329.4646 | 986.6323 | 1204.0888 | 1815.8894 | 1820.8458 | 1776.3167 | 1769.9542 | 1816.3565 | 1770.2432 | 2014.6236 | 2260.1824 | 2993.0789 | 3136.4007
Option 5 AT | NSW | N13 | South Cobar | Solar | 0 | 0.0010834 | 0.0011434 | 0.00090516 | 0.00090066 | 0.00093007 | 0.0014092 | 0.001466 | 0.0014804 | 0.0014189 | 350.3274 | 331.1277 | 345.9465 | 345.7995 | 341.5817 | 353.2356 | 316.7452 | 339.5502 | 358.2814 | 350.6068 | 355.0962 | 348.9193 | 417.4788 | 445.3594
Option 5 AT | NSW | N2 | New England | Solar | 1139.8363 | 1231.4344 | 1667.9778 | 1357.4074 | 1185.2627 | 1145.1755 | 1100.2659 | 945.5846 | 1096.231 | 923.138 | 881.8833 | 892.6351 | 616.24 | 520.6489 | 618.7373 | 692.9253 | 956.1872 | 941.5935 | 861.8111 | 904.8273 | 937.6309 | 1087.9985 | 751.4285 | 738.7965
Option 5 AT | NSW | N3 | Central-West Orana | Solar | 2781.2578 | 2878.8366 | 3510.4417 | 11984.9127 | 12370.2962 | 12913.7339 | 16948.987 | 17910.6475 | 18156.5158 | 19124.7624 | 17952.218 | 16944.2013 | 17793.183 | 18620.5726 | 17831.8317 | 18013.5499 | 15562.9291 | 16564.7051 | 18188.8898 | 17975.0958 | 18022.4092 | 18235.9276 | 23895.5289 | 25060.9167
Option 5 AT | NSW | N5 | South West NSW | Solar | 1543.2507 | 2148.7879 | 2240.9972 | 1982.0379 | 1744.2203 | 1390.6841 | 1165.0578 | 1065.6002 | 1235.2625 | 1077.4448 | 864.6786 | 1074.6237 | 1172.6572 | 1078.727 | 1071.9821 | 1151.7982 | 1255.2142 | 1237.9055 | 1133.644 | 1370.7601 | 1722.1054 | 1611.2438 | 1904.8204 | 1467.0952
Option 5 AT | NSW | N6 | Wagga Wagga | Solar | 911.1865 | 3273.8075 | 3399.7038 | 3197.7168 | 3731.3223 | 2989.8983 | 2291.3059 | 2253.4717 | 2745.5478 | 2160.1607 | 1815.5454 | 2128.435 | 1316.338 | 1638.3012 | 1770.8432 | 1856.8671 | 1941.1406 | 2062.39 | 1852.6059 | 1778.7758 | 2059.3115 | 2111.0936 | 1794.718 | 1520.5619
Option 5 AT | NSW | N4 | Broken Hill | Solar | 109.5714 | 426.0214 | 404.4883 | 372.9676 | 316.2675 | 241.9849 | 220.6058 | 194.44 | 231.6737 | 288.459 | 346.4311 | 428.1611 | 255.9485 | 227.3593 | 244.8857 | 243.521 | 275.0102 | 285.3747 | 249.6651 | 254.5082 | 289.0403 | 282.9865 | 392.7031 | 317.7451
Option 5 AT | NSW | N7 | Tumut | Solar | 0 | 3.177e-05 | 0.0001052 | 0.00011765 | 0.00017839 | 0.00023869 | 0.00027787 | 0.00027823 | 0.00028698 | 0.00026413 | 0.00023048 | 0.00021854 | 0.00015903 | 235.3745 | 237.1672 | 217.6147 | 191.4537 | 198.0512 | 222.1565 | 212.7043 | 218.5877 | 220.3824 | 213.3097 | 222.391
Option 5 AT | NSW | N8 | Cooma-Monaro | Solar | 0 | 0.00010974 | 0.00016534 | 0.00014325 | 0.00015926 | 0.00024319 | 0.00031331 | 0.00032226 | 0.00032233 | 0.00030852 | 0.00027629 | 0.00059892 | 0.00054694 | 787.1838 | 796.5757 | 725.1264 | 679.2107 | 666.5714 | 756.2676 | 741.5093 | 725.8223 | 749.3602 | 729.8775 | 782.926
Option 5 AT | NSW | N9 | Hunter-Central Coast | Solar | 0 | 1788.0042 | 3974.7814 | 3519.5772 | 3064.451 | 3626.5517 | 3329.1223 | 4781.7295 | 8410.6381 | 9871.7717 | 8565.3815 | 9209.1272 | 7615.7126 | 10731.1748 | 11739.1121 | 13647.9802 | 15276.2896 | 16908.1561 | 15526.7614 | 14790.8276 | 17101.4847 | 18043.1801 | 12877.7411 | 12480.9514
Option 5 AT | NSW | N12 | Illawarra | Wind | 0 | 0 | 989.7817 | 936.2432 | 938.0133 | 924.0872 | 971.8158 | 973.4014 | 952.4224 | 956.0184 | 954.3937 | 1029.2775 | 1044.3282 | 889.6128 | 961.1793 | 938.0126 | 988.6896 | 910.547 | 989.7837 | 936.2549 | 938.0256 | 924.1051 | 971.8123 | 973.3981
Option 5 AT | NSW | DN1 | Dubbo | Wind | 0 | 0 | 2.511e-06 | 6.1894e-06 | 5.8258e-06 | 9.4001e-06 | 2.2011e-05 | 813.1681 | 808.0476 | 777.6724 | 755.4721 | 791.1041 | 722.4929 | 719.7375 | 689.1226 | 760.3913 | 696.812 | 723.903 | 718.5567 | 681.0117 | 773.868 | 731.1729 | 654.7999 | 747.548
Option 5 AT | NSW | DN3 | Marulan | Wind | 0 | 0 | 0 | 0 | 0.00016048 | 0.0012042 | 0.0013317 | 0.0013311 | 0.0012509 | 0.001263 | 435.8684 | 585.7699 | 564.4712 | 475.5861 | 494.7752 | 488.949 | 541.0417 | 510.6745 | 524.8384 | 537.1446 | 495.5478 | 518.0878 | 430.8602 | 455.9963
Option 5 AT | NSW | N13 | South Cobar | Wind | 0 | 0 | 0.00028443 | 0.0002699 | 0.0002699 | 0.00028237 | 0.00030809 | 0.00032071 | 0.00032004 | 0.00030979 | 0.00028266 | 0.00028089 | 0.00022253 | 0.00020462 | 0.00020788 | 0.00023883 | 0.0002455 | 0.00025679 | 0.0003465 | 0.0027112 | 0.0027834 | 0.0027521 | 315.4653 | 338.3399
Option 5 AT | NSW | N2 | New England | Wind | 1240.6197 | 1122.2288 | 1369.2465 | 1272.367 | 1594.6076 | 1702.11 | 6987.0558 | 7116.5816 | 7743.7773 | 7005.2797 | 9306.7521 | 9337.2122 | 7602.6145 | 6945.712 | 7576.1134 | 9440.0326 | 9854.1197 | 10504.5721 | 10588.9344 | 10002.1431 | 10699.0449 | 10972.1764 | 10279.7382 | 10775.3199
Option 5 AT | NSW | N3 | Central-West Orana | Wind | 315.9709 | 648.7043 | 5000.6121 | 15631.2466 | 20401.1298 | 21045.0251 | 19996.3644 | 24596.8055 | 24374.7497 | 24742.3815 | 27241.8344 | 27954.2007 | 26699.2094 | 24015.768 | 24582.3956 | 26803.2952 | 27129.6542 | 25517.3928 | 26256.129 | 25487.9576 | 26688.3501 | 28325.8771 | 24394.4008 | 26926.4805
Option 5 AT | NSW | N4 | Broken Hill | Wind | 672.0252 | 674.2796 | 957.4174 | 943.0283 | 900.1541 | 844.0278 | 784.4162 | 854.6679 | 911.3978 | 791.6681 | 803.9339 | 757.738 | 677.4271 | 691.7699 | 722.27 | 778.0324 | 697.3653 | 910.1115 | 890.6467 | 908.5486 | 927.4709 | 932.9002 | 803.143 | 925.3457
Option 5 AT | NSW | N5 | South West NSW | Wind | 0 | 0 | 4154.3925 | 4251.9075 | 3979.9957 | 3954.4134 | 3973.8697 | 4225.3564 | 4238.4928 | 4264.1692 | 4148.1777 | 4181.2745 | 4140.5919 | 3666.9164 | 4027.8382 | 3979.9836 | 3838.9593 | 4053.5028 | 4154.3951 | 4248.8994 | 3980.0084 | 3945.2128 | 3971.7365 | 4177.1121
Option 5 AT | NSW | N6 | Wagga Wagga | Wind | 0 | 0 | 0.0011279 | 0.0010854 | 0.0013077 | 0.0013826 | 0.0014901 | 0.0015704 | 0.001635 | 0.0015755 | 0.0014831 | 0.0014978 | 0.0011727 | 0.0010201 | 0.0011321 | 0.0011858 | 0.0010588 | 0.0010852 | 0.0014301 | 0.0013988 | 0.0014382 | 0.0013884 | 0.0012515 | 0.0013545
Option 5 AT | NSW | N7 | Tumut | Wind | 0 | 465.875 | 799.7158 | 829.1083 | 856.4264 | 813.8293 | 724.7337 | 784.2754 | 791.8438 | 748.098 | 992.5455 | 1173.1857 | 1063.9561 | 882.4365 | 997.6686 | 1021.7572 | 1159.1609 | 1062.2589 | 991.8147 | 1005.8256 | 1038.6821 | 1046.4936 | 940.2221 | 1011.6603
Option 5 AT | NSW | N8 | Cooma-Monaro | Wind | 326.0781 | 329.6375 | 675.8676 | 699.8597 | 631.2763 | 1147.0273 | 1112.8424 | 1183.5061 | 1206.3866 | 1178.5261 | 1219.4493 | 1186.1015 | 1128.266 | 847.2749 | 699.8712 | 743.9725 | 850.4253 | 831.0527 | 821.5173 | 1275.3721 | 1242.028 | 1329.0412 | 1208.0453 | 1346.9853
Option 5 AT | NSW | N9 | Hunter-Central Coast | Wind | 0 | 0 | 3701.6064 | 3542.5282 | 3529.6067 | 3954.955 | 3889.7573 | 5774.7524 | 5245.4549 | 7493.2772 | 8297.971 | 8453.9334 | 7952.3051 | 6852.7601 | 7683.0979 | 7772.4533 | 8656.3327 | 7574.819 | 8173.784 | 7740.2855 | 7779.4724 | 8385.5297 | 8009.4529 | 8872.9803
Option 5 AT | QLD | Q8 | Darling Downs | Solar | 0 | 3651.7632 | 3864.1394 | 6498.724 | 6319.9653 | 6432.3199 | 8967.0755 | 9571.9953 | 10948.9283 | 10981.1041 | 10265.7057 | 9958.383 | 14053.2858 | 13868.8766 | 13917.0709 | 13807.2732 | 11534.2098 | 12946.8924 | 13574.5854 | 14452.7454 | 14218.0584 | 14651.0734 | 17237.859 | 17978.9001
Option 5 AT | QLD | Q8a | Darling Downs (A) | Solar | 2243.4972 | 3189.0644 | 3374.6792 | 3401.19 | 3334.4042 | 3281.575 | 3058.0664 | 2991.4578 | 3164.7697 | 3078.4076 | 2751.6464 | 2675.6011 | 2340.127 | 2351.7171 | 2382.7645 | 2460.7907 | 2352.9169 | 2438.1625 | 2443.195 | 2377.3488 | 1522.0047 | 1542.0248 | 1383.0183 | 1421.7948
Option 5 AT | QLD | Q8b | Darling Downs (B) | Solar | 598.7 | 640.6897 | 672.8518 | 709.5335 | 691.2711 | 702.2189 | 699.5926 | 723.803 | 726.5459 | 737.931 | 677.3122 | 660.0268 | 708.1734 | 711.2824 | 693.8104 | 690.9427 | 580.3655 | 592.5245 | 359.6309 | 297.7445 | 211.7368 | 214.8794 | 143.6036 | 0
Option 5 AT | QLD | Q9 | Banana | Solar | 36.7725 | 37.649 | 36.7589 | 33.0992 | 27.9598 | 27.1568 | 23.7396 | 20.5799 | 22.1357 | 17.1315 | 20.7508 | 21.1926 | 13.345 | 14.2391 | 15.2049 | 13.4927 | 18.6432 | 0 | 0 | 0 | 0 | 0 | 0 | 0
Option 5 AT | QLD | Q7 | Wide Bay | Solar | 835.1162 | 1052.3695 | 1587.8353 | 2334.0403 | 2579.4265 | 2560.132 | 5075.122 | 4841.5836 | 5334.1324 | 4875.415 | 4595.4415 | 4316.4645 | 3550.0364 | 3672.8085 | 3558.0947 | 3872.4214 | 4143.7589 | 4016.6087 | 3824.6846 | 3451.1303 | 4088.2328 | 4643.3623 | 3803.9261 | 3486.2914
Option 5 AT | QLD | Q6 | Fitzroy | Solar | 171.627 | 151.8667 | 132.1005 | 132.3668 | 3964.616 | 4215.3558 | 4911.0628 | 6099.8323 | 6844.6725 | 10677.2399 | 11335.7377 | 12217.8111 | 10179.0152 | 10155.8644 | 11858.331 | 14112.7668 | 14132.2358 | 15669.5111 | 15204.6232 | 15274.4954 | 16049.8384 | 17199.2748 | 15997.5956 | 16373.0328
Option 5 AT | QLD | Q1 | Far North QLD | Solar | 156.2867 | 177.3838 | 121.7961 | 645.7582 | 906.8573 | 935.8516 | 784.7748 | 751.0689 | 808.7942 | 1002.0885 | 1209.8321 | 1622.2648 | 1641.4939 | 1297.8981 | 1513.8386 | 1474.5409 | 1659.708 | 1922.8485 | 2087.935 | 1746.3251 | 1996.6965 | 2182.0433 | 2130.8371 | 1947.8246
Option 5 AT | QLD | Q10 | Collinsville | Solar | 493.1916 | 538.4895 | 482.6315 | 459.8217 | 439.1377 | 450.2258 | 404.181 | 385.3298 | 389.1847 | 365.3415 | 369.8667 | 396.048 | 314.6229 | 304.9718 | 317.4898 | 315.2787 | 744.7304 | 796.486 | 808.9966 | 742.8235 | 798.5346 | 919.0548 | 843.7815 | 548.7341
Option 5 AT | QLD | Q2 | North Qld Clean Energy Hub | Solar | 168.9014 | 182.6895 | 173.6622 | 171.468 | 168.0838 | 165.9306 | 143.2919 | 131.1301 | 147.8539 | 142.4126 | 136.4151 | 81.0606 | 67.5432 | 60.439 | 65.7576 | 66.6352 | 67.724 | 73.5502 | 79.9692 | 75.3825 | 33.6431 | 38.2933 | 0 | 0
Option 5 AT | QLD | Q3 | Northern Qld | Solar | 923.4006 | 1350.4333 | 2210.3047 | 2081.2465 | 2093.1629 | 2185.2051 | 1812.0661 | 1627.7602 | 1787.3152 | 1698.0986 | 1619.3885 | 1848.8549 | 1399.8873 | 1127.0836 | 1280.2545 | 1304.7099 | 1184.4085 | 1158.8342 | 1237.1985 | 1052.2134 | 1196.0389 | 1254.5405 | 1257.7121 | 1059.4629
Option 5 AT | QLD | Q4 | Isaac | Solar | 819.1135 | 866.825 | 789.3813 | 722.5186 | 1187.6065 | 1186.6735 | 1058.0682 | 989.6673 | 1090.9077 | 1087.5578 | 1153.6423 | 1236.713 | 788.2112 | 842.3408 | 933.0629 | 1154.2886 | 1589.2507 | 1689.4483 | 1748.7415 | 1787.3213 | 1954.2037 | 2179.9702 | 1823.0005 | 1857.7014
Option 5 AT | QLD | Q4b | Isaac (B) | Solar | 316.4942 | 605.0969 | 505.6822 | 491.7454 | 385.7676 | 389.6059 | 350.4509 | 274.1932 | 289.2063 | 245.2738 | 251.9902 | 267.854 | 143.7073 | 159.3304 | 178.0051 | 160.1102 | 203.5261 | 221.3148 | 174.7315 | 182.8964 | 193.9011 | 218.1346 | 203.7948 | 225.7896
Option 5 AT | QLD | Q5 | Barcaldine | Solar | 0 | 0.0031546 | 0.0031252 | 109.2907 | 118.06 | 118.0316 | 101.7407 | 88.3252 | 89.885 | 72.0385 | 85.9734 | 90.7928 | 75.0217 | 74.4644 | 79.8057 | 72.0923 | 103.7575 | 101.7665 | 93.1408 | 863.2316 | 927.6421 | 1036.5044 | 1035.7017 | 1107.9807
Option 5 AT | QLD | Q8a | Darling Downs (A) | Wind | 545.1882 | 565.1828 | 608.5298 | 635.834 | 631.3761 | 633.4564 | 591.1913 | 594.4294 | 651.0337 | 595.996 | 617.0238 | 619.3197 | 600.1019 | 567.4558 | 602.5221 | 631.0655 | 545.0294 | 564.9279 | 608.5132 | 627.9181 | 631.4022 | 633.5492 | 580.3523 | 605.2198
Option 5 AT | QLD | Q8b | Darling Downs (B) | Wind | 3370.6299 | 3324.7994 | 3388.7096 | 3270.6085 | 3415.6092 | 3352.4791 | 2998.4813 | 3043.0817 | 3327.9074 | 3020.4292 | 3171.4386 | 3235.6183 | 2945.8308 | 2899.8986 | 2964.6083 | 3040.5857 | 2980.1344 | 2955.0819 | 2969.1978 | 2809.3341 | 3046.3775 | 3105.9534 | 2840.1932 | 2921.8392
Option 5 AT | QLD | Q8c | Darling Downs (C) | Wind | 2337.7032 | 2295.9022 | 2281.4165 | 2145.7874 | 2228.6291 | 2191.918 | 1980.0237 | 1933.3306 | 2104.3527 | 1881.8329 | 1924.5348 | 1968.8934 | 1861.2181 | 1764.5849 | 1787.8471 | 1859.0659 | 1865.8986 | 1885.2952 | 809.8969 | 823.92 | 826.4731 | 874.78 | 807.8322 | 764.3292
Option 5 AT | QLD | Q7 | Wide Bay | Wind | 0 | 0 | 6.1204e-05 | 7.444e-05 | 0.00012841 | 0.00015017 | 0.0001654 | 0.00015274 | 0.00016272 | 0.00015313 | 625.4348 | 633.9784 | 552.7431 | 547.4737 | 572.7915 | 603.5853 | 614.0978 | 632.4952 | 622.2688 | 570.7761 | 619.647 | 583.9186 | 580.3521 | 554.851
Option 5 AT | QLD | Q8 | Darling Downs | Wind | 0 | 0 | 8948.8988 | 9018.4124 | 9411.9884 | 11438.8234 | 10935.9438 | 10818.1945 | 11815.2566 | 11177.8253 | 12082.4243 | 14178.6681 | 13331.584 | 12583.982 | 13610.105 | 14040.8996 | 16008.4436 | 16160.3423 | 16921.9423 | 16884.8674 | 17454.7355 | 19443.5027 | 23488.6166 | 23568.6161
Option 5 AT | QLD | Q6 | Fitzroy | Wind | 0 | 498.9339 | 3228.2273 | 3383.3916 | 3453.5115 | 3437.3878 | 3304.2712 | 3001.135 | 3472.366 | 3115.1411 | 3319.6129 | 3268.2872 | 8148.8283 | 8974.4803 | 8874.0245 | 8825.5366 | 9292.6767 | 9290.6806 | 9202.2405 | 9421.715 | 9063.1316 | 9351.2105 | 8894.4494 | 8472.6014
Option 5 AT | QLD | Q1 | Far North QLD | Wind | 773.4101 | 804.7448 | 3292.0195 | 3525.6171 | 3481.8298 | 3092.4744 | 2972.8797 | 3226.2932 | 3064.1908 | 3087.1803 | 2821.7084 | 2805.0655 | 2297.2522 | 2532.3551 | 2559.7112 | 2983.3667 | 3221.4947 | 3198.6653 | 3447.9489 | 4871.6676 | 4947.6239 | 4604.2109 | 5098.1991 | 5525.6971
Option 5 AT | QLD | Q5 | Barcaldine | Wind | 0 | 0 | 375.6081 | 372.8133 | 376.2127 | 356.0611 | 347.4301 | 365.0308 | 371.0601 | 335.3522 | 346.0596 | 342.5251 | 312.5703 | 323.041 | 352.4858 | 351.1709 | 324.6337 | 323.6055 | 733.291 | 2776.7682 | 2884.5879 | 2830.5546 | 3407.3912 | 3702.7614
Option 5 AT | QLD | Q2 | North Qld Clean Energy Hub | Wind | 166.8485 | 170.097 | 3257.6722 | 3310.9985 | 3370.8753 | 4008.1844 | 7370.3024 | 9070.0027 | 9403.0946 | 9136.766 | 8943.8135 | 8330.6997 | 11415.3586 | 12266.6625 | 12203.011 | 12561.1357 | 12196.2119 | 12401.9215 | 13032.325 | 13095.3079 | 12964.4643 | 12017.7037 | 12382.3824 | 13273.657
Option 5 AT | QLD | Q4 | Isaac | Wind | 1392.5013 | 2007.5266 | 2447.6299 | 2686.5103 | 2448.1373 | 2493.9275 | 2468.4248 | 3236.7603 | 3646.7843 | 3205.5011 | 3512.8513 | 3466.8273 | 2875.8027 | 3199.0742 | 3130.2615 | 3180.9877 | 3011.37 | 3061.0828 | 3108.7785 | 3474.1971 | 3256.752 | 3412.0967 | 3094.6229 | 1967.6874
Option 5 AT | QLD | Q10 | Collinsville | Wind | 0 | 0 | 9.8293e-05 | 0.00016116 | 0.000309 | 0.00040506 | 0.0004153 | 0.00071327 | 888.9035 | 753.4244 | 860.9323 | 918.1809 | 1361.6303 | 1611.7903 | 1606.1483 | 1544.8095 | 1634.6011 | 1637.955 | 1611.4279 | 1675.1861 | 1585.157 | 1717.4113 | 1640.7841 | 1608.9482
Option 5 AT | SA | S1 | South East SA | Solar | 348.6807 | 285.2814 | 233.7248 | 218.2013 | 235.0058 | 392.4685 | 354.3977 | 210.064 | 257.0262 | 339.9346 | 149.8224 | 184.1369 | 169.611 | 201.8522 | 180.1478 | 136.1039 | 187.7177 | 131.1494 | 179.7005 | 171.4281 | 146.3815 | 185.5335 | 252.8036 | 123.6161
Option 5 AT | SA | S2 | Riverland | Solar | 32.4205 | 32.0467 | 30.0043 | 29.3367 | 35.8142 | 27.9372 | 197.4286 | 187.6218 | 208.4696 | 949.8993 | 1171.8962 | 1343.3737 | 2139.9777 | 2047.1001 | 1997.1327 | 2337.331 | 3288.7007 | 3167.2305 | 3590.4193 | 3946.4642 | 5267.8834 | 5784.6671 | 5693.4598 | 6281.9056
Option 5 AT | SA | S3 | Mid-North SA | Solar | 0 | 0.00018573 | 0.00018787 | 0.00021312 | 6.1057 | 6.2438 | 560.7079 | 692.8053 | 778.3534 | 888.8653 | 1167.4315 | 1239.7078 | 1160.1537 | 2297.8638 | 2387.5476 | 2070.4818 | 2138.7837 | 2074.3461 | 2262.5388 | 2155.9285 | 2298.4644 | 2535.8135 | 3397.1943 | 3638.8626
Option 5 AT | SA | S5 | Northern SA | Solar | 649.7743 | 1745.5998 | 1598.1502 | 1692.0146 | 3284.9269 | 3595.5713 | 4625.1581 | 5309.7191 | 5797.7485 | 6882.0789 | 5840.0479 | 6025.9907 | 6321.3746 | 6445.0891 | 6756.2691 | 6872.182 | 7237.6051 | 7419.1492 | 7813.8195 | 7890.0625 | 9656.5996 | 10279.5952 | 14364.2627 | 14998.3571
Option 5 AT | SA | S8 | Western Eyre Peninsula | Solar | 0 | 0 | 3.7227e-06 | 4.1014e-06 | 6.2781e-06 | 6.3871e-06 | 1.7671e-06 | 1.8445e-05 | 1.9496e-05 | 1.9222e-05 | 2.5763e-05 | 3.0532e-05 | 3.7004e-05 | 6.0634e-05 | 0.00011687 | 0.00012023 | 0.00030849 | 0.00030608 | 0.00039726 | 0.00034713 | 0.00032594 | 0.00034553 | 0.00064726 | 0.00054843
Option 5 AT | SA | S7 | Eastern Eyre Peninsula | Solar | 0 | 5.8328e-05 | 6.4432e-05 | 7.734e-05 | 0.0001052 | 0.00010443 | 0.00010091 | 9.5919e-05 | 0.00010162 | 9.9298e-05 | 9.6648e-05 | 9.1647e-05 | 9.0798e-05 | 0.00011009 | 0.00021457 | 251.7627 | 430.8723 | 450.8409 | 439.7223 | 700.7399 | 900.6122 | 800.2213 | 1654.09 | 1582.9797
Option 5 AT | SA | S1 | South East SA | Wind | 728.7515 | 580.1145 | 513.4088 | 603.7363 | 571.2525 | 669.9673 | 561.4142 | 515.9064 | 575.5041 | 359.2583 | 1897.8249 | 2149.8951 | 1676.6232 | 1526.0916 | 1589.3138 | 1675.8664 | 1636.5049 | 2367.0452 | 2362.2115 | 2414.9394 | 2442.5982 | 2822.4049 | 2314.5116 | 2457.9299
Option 5 AT | SA | S3 | Mid-North SA | Wind | 5319.7592 | 5133.1778 | 5412.5985 | 5844.0841 | 6914.0827 | 7845.5423 | 7014.3673 | 8397.0815 | 9318.5506 | 8688.0611 | 8127.7183 | 9050.4632 | 8587.9736 | 6685.6135 | 7103.8911 | 6985.9103 | 6917.2717 | 8981.8074 | 9099.4825 | 10548.3453 | 9734.9565 | 10341.6842 | 8925.6771 | 9698.0858
Option 5 AT | SA | S4 | Yorke Peninsula | Wind | 0 | 0 | 0.00018739 | 0.00026317 | 0.00024099 | 0.00026385 | 0.00026088 | 0.0002666 | 0.0002771 | 0.00026011 | 247.8708 | 264.1617 | 218.5486 | 228.8287 | 242.8609 | 245.7398 | 248.5608 | 233.645 | 254.703 | 256.9448 | 260.1997 | 286.7005 | 267.1872 | 297.1758
Option 5 AT | SA | S5 | Northern SA | Wind | 1228.1393 | 1183.4687 | 1171.6713 | 1243.9299 | 1986.8961 | 2040.2398 | 1821.8268 | 1915.4155 | 2811.6251 | 2694.2468 | 2678.3069 | 2735.0361 | 3270.2701 | 3193.4247 | 3225.3304 | 3250.8846 | 3132.515 | 3218.8345 | 3296.1697 | 2848.6921 | 2783.7654 | 2796.3593 | 2563.5458 | 2769.6968
Option 5 AT | SA | S6 | Roxby Downs | Wind | 0 | 0 | 6.763e-05 | 7.1391e-05 | 0.00014236 | 0.00014871 | 0.00015431 | 0.00015847 | 0.00015179 | 0.00014887 | 96.5754 | 100.0106 | 1610.3249 | 1595.4036 | 1628.7048 | 1631.5284 | 1630.6979 | 1648.369 | 1675.2929 | 1710.6483 | 1661.6911 | 1673.6999 | 1516.7238 | 1698.2294
Option 5 AT | SA | S7 | Eastern Eyre Peninsula | Wind | 562.8773 | 494.6066 | 434.8713 | 539.4324 | 336.4517 | 154.4954 | 124.5949 | 890.3851 | 886.2852 | 722.2523 | 1087.1273 | 1147.7982 | 923.1844 | 1030.98 | 1073.3688 | 1046.3753 | 996.5532 | 998.0692 | 1097.3455 | 1625.4607 | 1576.5625 | 1656.94 | 1480.0346 | 1679.2756
Option 5 AT | SA | S8 | Western Eyre Peninsula | Wind | 0 | 0 | 1.4004e-06 | 3.0409e-06 | 4.5284e-06 | 7.1917e-06 | 1.1631e-06 | 2.2567e-05 | 2.2283e-05 | 2.3207e-05 | 0.00010148 | 0.00010023 | 7.3637e-05 | 8.7132e-05 | 9.9716e-05 | 0.00010492 | 0.00019603 | 0.00021999 | 0.00030675 | 0.00028425 | 0.00026253 | 0.00027554 | 0.00025778 | 0.00028689
Option 5 AT | TAS | T1 | North East Tasmania | Solar | 0 | 559.9816 | 528.7553 | 515.4147 | 477.9843 | 602.6328 | 608.0032 | 626.2669 | 386.3927 | 326.5952 | 590.3821 | 581.905 | 607.2659 | 649.276 | 274.5663 | 258.6415 | 236.9321 | 269.4997 | 264.0032 | 257.411 | 292.364 | 325.0802 | 240.7247 | 255.641
Option 5 AT | TAS | T2 | North West Tasmania | Solar | 0 | 0.00026971 | 0.00023937 | 0.00026024 | 0.00021512 | 0.00036105 | 0.00034782 | 0.00036234 | 0.00028634 | 0.00025096 | 0.00035272 | 0.00034911 | 0.00035896 | 0.00036789 | 0.00019449 | 0.00016662 | 0.00016521 | 0.00019194 | 0.00023623 | 0.0002145 | 0.00021948 | 0.00024815 | 0.00021663 | 0.00023265
Option 5 AT | TAS | T3 | Central Highlands | Solar | 0 | 9.2382e-05 | 8.8688e-05 | 8.5348e-05 | 8.5843e-05 | 0.00012654 | 0.00012814 | 0.00013705 | 9.5775e-05 | 8.2931e-05 | 0.00011653 | 0.00011573 | 0.00011669 | 0.00012169 | 7.9388e-05 | 6.9715e-05 | 6.4439e-05 | 6.5859e-05 | 7.7338e-05 | 7.0883e-05 | 7.6767e-05 | 8.1194e-05 | 7.5494e-05 | 7.6488e-05
Option 5 AT | TAS | T3 | Central Highlands | Wind | 498.7641 | 487.3239 | 3578.7331 | 4030.6597 | 4260.9033 | 4473.2155 | 4680.5629 | 4778.1267 | 5206.5502 | 6938.2788 | 6198.7411 | 5776.798 | 6012.1553 | 6516.1231 | 6611.7252 | 7280.0777 | 7357.0061 | 7349.1365 | 6875.5161 | 7225.309 | 7114.8866 | 6814.3117 | 7446.8774 | 7675.8884
Option 5 AT | TAS | T1 | North East Tasmania | Wind | 0 | 0 | 298.7827 | 341.6603 | 320.9012 | 663.1327 | 735.251 | 708.4988 | 736.736 | 761.6756 | 679.1478 | 1379.5901 | 1385.0967 | 1328.4789 | 1409.7342 | 1345.1984 | 1397.4675 | 1345.582 | 1428.7374 | 1521.4862 | 1429.1062 | 3077.5237 | 3882.8265 | 3686.5896
Option 5 AT | TAS | T2 | North West Tasmania | Wind | 390.7668 | 411.1423 | 429.3815 | 471.6248 | 441.5632 | 413.7819 | 439.1699 | 465.6378 | 441.2387 | 433.9109 | 504.465 | 482.2261 | 488.9146 | 494.4429 | 388.8224 | 439.3114 | 445.7995 | 472.4684 | 427.4617 | 512.6181 | 502.3557 | 476.574 | 487.6651 | 514.6786
Option 5 AT | VIC | V8 | Gippsland Offshore | Offshore Wind | 0 | 0 | 0 | 0 | 0 | 8123.8964 | 8794.0572 | 12080.5334 | 14264.0566 | 19206.7219 | 20745.3175 | 22804.0626 | 28389.2078 | 30998.5923 | 31990.0466 | 30708.9259 | 31693.7602 | 32066.9006 | 31717.1041 | 33314.8288 | 30905.3992 | 31430.5106 | 31700.7068 | 33310.1597
Option 5 AT | VIC | V9 | Southern Ocean | Offshore Wind | 0 | 0 | 0 | 0 | 0 | 277.378 | 2582.8874 | 2651.7596 | 2663.6367 | 2797.4886 | 5423.9673 | 6793.6105 | 6625.1913 | 5813.8609 | 5967.8031 | 6124.6595 | 6276.66 | 6778.5248 | 6601.504 | 6589.1649 | 6124.7888 | 6123.1365 | 6320.5996 | 6409.407
Option 5 AT | VIC | V3 | Wimmera Grampians | Solar | 128.2485 | 225.9286 | 192.8444 | 181.9697 | 173.7584 | 139.4008 | 115.7503 | 103.9758 | 121.0604 | 100.7152 | 81.6455 | 94.8345 | 54.8986 | 39.7056 | 41.671 | 34.3935 | 38.9673 | 37.475 | 37.2397 | 30.7202 | 40.4167 | 38.5311 | 33.7338 | 26.681
Option 5 AT | VIC | V2 | Central Highlands VIC | Solar | 0 | 0.00061225 | 0.00055964 | 0.00043798 | 0.00045298 | 0.00041119 | 0.00058047 | 0.00058211 | 0.00060155 | 0.00052518 | 0.00049152 | 0.00049525 | 3709.411 | 5250.4892 | 5245.1824 | 4727.7085 | 4149.4779 | 4600.6528 | 4789.3478 | 4573.9272 | 4860.2834 | 4964.4073 | 4984.9574 | 5269.8801
Option 5 AT | VIC | V1 | North West VIC | Solar | 1234.3875 | 2100.0544 | 1801.2222 | 1660.96 | 1720.2205 | 1518.1631 | 3175.3361 | 4188.8298 | 4743.832 | 5263.0682 | 4857.9567 | 4879.3083 | 5267.8587 | 7410.3999 | 9000.2417 | 9824.0277 | 10203.4575 | 10759.7595 | 9866.0489 | 9426.6584 | 12214.9871 | 12874.2243 | 11318.154 | 11477.1749
Option 5 AT | VIC | V6 | Gippsland Onshore | Solar | 6.5835 | 1757.6944 | 2015.0544 | 1903.9356 | 1936.2719 | 1839.1853 | 1920.8491 | 2028.1307 | 2065.0902 | 1887.8539 | 1673.5851 | 1669.2997 | 1495.5242 | 1398.697 | 1459.5294 | 1564.075 | 1597.056 | 1615.9408 | 1573.3344 | 1571.0033 | 1644.1667 | 1680.9435 | 1546.4837 | 1703.0716
Option 5 AT | VIC | V7 | Central North VIC | Solar | 1139.5125 | 1475.6956 | 1311.3901 | 1190.5013 | 1260.3311 | 1144.8867 | 1083.1399 | 1106.9747 | 1220.3632 | 1086.9328 | 1041.2192 | 906.9387 | 768.5448 | 1740.2544 | 1679.1128 | 1833.4926 | 1970.4346 | 2043.7189 | 1767.5331 | 1660.5216 | 1882.3029 | 1844.6606 | 1521.3949 | 1589.0444
Option 5 AT | VIC | V4 | Wimmera Southern Mallee | Solar | 0 | 0.00076455 | 0.00069658 | 0.00056913 | 0.00061092 | 0.00055693 | 0.00047616 | 0.00044227 | 0.0005075 | 0.0004523 | 0.00042845 | 0.00045526 | 0.00045466 | 1479.1576 | 1573.2285 | 1501.2727 | 1577.9872 | 1648.4188 | 1552.6954 | 1388.612 | 1832.2743 | 2018.4004 | 1798.3868 | 1629.9038
Option 5 AT | VIC | V2 | Central Highlands VIC | Wind | 1919.0177 | 2144.9844 | 3307.1428 | 4428.7805 | 4091.2642 | 4098.8019 | 4127.7152 | 6572.8795 | 6931.6751 | 7028.5672 | 9411.4934 | 9688.5093 | 8251.9724 | 6537.8078 | 6981.0014 | 7380.3248 | 7634.9573 | 7892.7909 | 7250.0649 | 9630.1453 | 8231.6473 | 8524.8281 | 13549.3908 | 13823.4929
Option 5 AT | VIC | V1 | North West VIC | Wind | 0 | 0 | 3773.4947 | 3849.9346 | 3626.8336 | 3495.6184 | 3311.4765 | 3473.9351 | 3473.6145 | 3241.1871 | 4395.9553 | 4534.8818 | 3756.0903 | 3317.0844 | 3701.7486 | 3897.6242 | 3463.6678 | 3975.115 | 3939.7421 | 4018.4192 | 4257.7912 | 4394.9212 | 3780.2957 | 4131.0778
Option 5 AT | VIC | V3 | Wimmera Grampians | Wind | 1971.4231 | 2112.6726 | 1977.1972 | 2048.5053 | 1816.3514 | 1618.819 | 1457.3726 | 1532.6478 | 1072.1132 | 1027.216 | 974.025 | 1021.1258 | 734.5968 | 738.5733 | 764.4819 | 880.4196 | 756.0849 | 887.5564 | 681.1838 | 686.8138 | 940.7935 | 554.2616 | 462.8066 | 156.1533
Option 5 AT | VIC | V4 | Wimmera Southern Mallee | Wind | 1408.3481 | 1464.1296 | 2016.2281 | 3241.5497 | 3423.195 | 3125.5448 | 2961.379 | 3004.0421 | 3127.2776 | 2982.014 | 5856.6483 | 6241.1212 | 4596.9911 | 4278.1108 | 4719.0908 | 5218.1944 | 4673.9011 | 5221.6053 | 5508.898 | 5433.1856 | 5967.0725 | 6392.7195 | 5033.0647 | 5023.0793
Option 5 AT | VIC | V5 | South West VIC | Wind | 6093.5761 | 7161.7876 | 8658.8841 | 9163.8042 | 8036.3976 | 7785.7789 | 7445.8564 | 8126.2492 | 8859.83 | 8888.0633 | 8372.4096 | 8075.3027 | 6752.7199 | 6078.2128 | 6021.3274 | 6381.5694 | 6549.5881 | 6742.8574 | 8293.0918 | 9008.8167 | 8233.8801 | 8519.9613 | 9513.742 | 9981.6209
Option 5 AT | VIC | V6 | Gippsland Onshore | Wind | 0 | 0 | 305.6845 | 361.7776 | 315.9097 | 297.5151 | 316.3875 | 317.5067 | 324.6817 | 345.1778 | 309.7216 | 307.8628 | 280.422 | 242.8117 | 245.6523 | 276.6957 | 298.6678 | 292.6551 | 269.6886 | 328.6526 | 289.3658 | 285.2353 | 286.5995 | 293.4153
Option 5 AT | VIC | V7 | Central North VIC | Wind | 0 | 0 | 1850.7949 | 1886.5614 | 1869.9376 | 1785.9932 | 1609.3226 | 1727.9855 | 1818.9929 | 1712.2386 | 1709.8261 | 1691.4473 | 3574.3572 | 2967.1513 | 3193.4658 | 3455.0215 | 3227.6143 | 3297.3304 | 3255.8553 | 3369.7961 | 3491.1641 | 3489.2253 | 3069.2377 | 3391.0086
Option 6 AT | NSW | N11 | Illawarra Coast | Offshore Wind | 0 | 0 | 0 | 0 | 0 | 0 | 0 | 0 | 0 | 0 | 0 | 0 | 3723.9785 | 5469.8944 | 8022.033 | 7973.5395 | 11396.3414 | 10009.8098 | 11080.1027 | 10781.6992 | 10576.3777 | 10788.5113 | 12767.0408 | 12898.3132
Option 6 AT | NSW | N10 | Hunter Coast | Offshore Wind | 0 | 0 | 0 | 0 | 0 | 0 | 0 | 0 | 0 | 0 | 0 | 0 | 6152.1602 | 5393.7854 | 6250.4626 | 5959.2362 | 6451.392 | 5669.4954 | 6159.5002 | 7474.9328 | 7714.0169 | 8350.9144 | 12478.5059 | 12109.7827
Option 6 AT | NSW | N3 | Central-West Orana | Solar | 2781.252 | 2878.8342 | 3498.0998 | 12003.4152 | 12389.4211 | 12927.5215 | 16720.6599 | 17696.7317 | 18686.7895 | 19134.1025 | 18054.006 | 16982.6039 | 17923.6403 | 18689.2864 | 17841.4731 | 18013.5709 | 15697.4537 | 16692.7949 | 18359.8883 | 18132.9487 | 18191.096 | 18422.6029 | 24128.0279 | 25336.157
Option 6 AT | NSW | N4 | Broken Hill | Solar | 109.5724 | 426.0403 | 404.433 | 372.095 | 316.4931 | 240.5369 | 315.7113 | 286.357 | 338.6571 | 462.9652 | 364.4392 | 425.6114 | 259.3315 | 232.6992 | 243.5317 | 245.0183 | 278.2443 | 289.0962 | 251.6928 | 255.9867 | 285.708 | 284.7363 | 381.6725 | 309.1121
Option 6 AT | NSW | N7 | Tumut | Solar | 0 | 1.362e-05 | 4.5718e-05 | 3.7331e-05 | 6.3554e-05 | 9.7076e-05 | 0.0001039 | 9.9443e-05 | 0.0001295 | 0.00013088 | 0.00020875 | 0.00023784 | 0.00020913 | 235.3831 | 237.1752 | 218.0553 | 190.453 | 198.049 | 222.1574 | 212.6044 | 218.5886 | 220.3834 | 213.3105 | 222.3917
Option 6 AT | NSW | N6 | Wagga Wagga | Solar | 911.1884 | 3273.8743 | 3398.8172 | 3188.9449 | 3801.2562 | 3012.7277 | 2329.0123 | 2338.5713 | 2772.7767 | 2121.9599 | 2704.3189 | 3039.3485 | 1867.8012 | 1663.9679 | 1773.4191 | 1851.6177 | 1908.3583 | 2035.8952 | 1857.2965 | 1776.18 | 2051.3647 | 2100.7515 | 1798.3894 | 1511.9591
Option 6 AT | NSW | N5 | South West NSW | Solar | 1543.252 | 2149.2064 | 2239.1877 | 1971.5674 | 1746.3848 | 1382.2741 | 1163.9578 | 1103.7266 | 1275.0889 | 1107.8412 | 1193.3125 | 1309.0198 | 1044.6983 | 1054.9171 | 1038.4139 | 1108.681 | 1235.797 | 1181.0443 | 1102.9064 | 1329.4286 | 1654.1341 | 1570.4934 | 1904.2323 | 1465.5768
Option 6 AT | NSW | N2 | New England | Solar | 1140.1236 | 1231.7823 | 1670.0841 | 1361.2205 | 1185.4901 | 1147.8273 | 1111.3132 | 980.2337 | 1052.6158 | 956.7267 | 837.3432 | 917.0735 | 582.927 | 487.4612 | 491.6874 | 550.4219 | 778.8998 | 734.2556 | 690.4185 | 721.8005 | 757.2197 | 889.2666 | 604.8195 | 616.0185
Option 6 AT | NSW | N13 | South Cobar | Solar | 0 | 0.00045053 | 0.00048279 | 0.00037737 | 0.00038453 | 0.0004013 | 0.00041575 | 0.0004071 | 302.1577 | 343.4777 | 351.7797 | 330.7524 | 345.0481 | 348.4568 | 319.3179 | 352.9693 | 316.4319 | 339.4644 | 358.0066 | 351.1227 | 355.1973 | 349.0226 | 404.7866 | 432.7799
Option 6 AT | NSW | N1 | North West NSW | Solar | 394.0833 | 533.3947 | 552.8048 | 432.8794 | 363.0128 | 342.6794 | 392.2298 | 819.6213 | 1357.2632 | 1315.5622 | 1232.4245 | 1327.258 | 945.171 | 1169.1775 | 1789.0925 | 1805.1637 | 1747.596 | 1733.333 | 1759.5667 | 1744.1358 | 1962.974 | 2206.5392 | 2963.3338 | 3107.0799
Option 6 AT | NSW | DN3 | Marulan | Solar | 0 | 0 | 0 | 0 | 1.9822e-05 | 4.0836e-05 | 4.4044e-05 | 4.6777e-05 | 5.7846e-05 | 0.00010985 | 0.00012461 | 0.00013381 | 0.00014238 | 0.00015097 | 0.0011682 | 185.7248 | 173.3748 | 174.4007 | 187.8125 | 187.515 | 186.1034 | 199.0617 | 280.6978 | 331.1552
Option 6 AT | NSW | DN1 | Dubbo | Solar | 0 | 0 | 1.4591e-06 | 1.2114e-06 | 1.3165e-06 | 1.5758e-06 | 7.2286e-05 | 1209.9279 | 1464.5499 | 1335.0356 | 1154.4342 | 1246.4186 | 967.7509 | 960.6643 | 817.6587 | 981.1541 | 1190.4629 | 1287.428 | 1217.1518 | 1127.2072 | 1343.1181 | 1346.1447 | 1230.1068 | 1330.5833
Option 6 AT | NSW | N8 | Cooma-Monaro | Solar | 0 | 5.0936e-05 | 5.3865e-05 | 4.2568e-05 | 5.7875e-05 | 7.8577e-05 | 9.5997e-05 | 9.6623e-05 | 0.00041395 | 0.0012145 | 0.0012101 | 0.0011054 | 0.0011496 | 784.4703 | 790.2434 | 724.7019 | 675.2626 | 666.4277 | 755.0166 | 741.1516 | 725.6016 | 749.5891 | 730.8647 | 782.8124
Option 6 AT | NSW | N9 | Hunter-Central Coast | Solar | 0 | 1788.0063 | 3977.1779 | 3508.9132 | 3036.7312 | 3528.2464 | 3284.9835 | 3423.936 | 5037.3525 | 6658.5722 | 6165.8314 | 6935.9656 | 7449.1799 | 10372.9703 | 10951.946 | 12735.7363 | 14267.6064 | 15906.6643 | 15008.4845 | 14447.9253 | 16661.2692 | 17774.2414 | 12685.4319 | 12305.6674
Option 6 AT | NSW | N3 | Central-West Orana | Wind | 315.9749 | 648.7095 | 5003.356 | 15625.7351 | 20372.0126 | 21155.9657 | 20144.8374 | 25652.8698 | 25363.9965 | 26978.9624 | 27824.0978 | 28597.8207 | 27379.3214 | 24693.0522 | 25044.4392 | 27371.2543 | 27691.1303 | 26011.4544 | 26825.1883 | 25984.7998 | 27268.3317 | 28238.3177 | 24069.5982 | 26475.2286
Option 6 AT | NSW | N4 | Broken Hill | Wind | 672.0242 | 674.3135 | 960.7759 | 946.1927 | 903.5465 | 845.5665 | 775.3776 | 845.8361 | 904.622 | 784.6013 | 802.3557 | 751.8736 | 674.902 | 643.9216 | 661.0642 | 713.6153 | 644.1907 | 884.7268 | 870.4244 | 888.3087 | 908.9966 | 915.8228 | 788.6899 | 902.0308
Option 6 AT | NSW | N5 | South West NSW | Wind | 0 | 0 | 4248.9955 | 4348.7336 | 4070.6326 | 4044.4722 | 4064.352 | 4323.1267 | 4340.9063 | 4384.2277 | 4260.8055 | 4276.4764 | 4234.8829 | 3750.4253 | 4119.5641 | 4070.6199 | 3926.3788 | 4146.1979 | 4248.9962 | 4348.7363 | 4070.6384 | 4032.7184 | 4063.87 | 4271.0343
Option 6 AT | NSW | N6 | Wagga Wagga | Wind | 0 | 0 | 0.0003483 | 0.00032325 | 0.00075419 | 0.00076659 | 0.00073242 | 0.00074506 | 0.00078798 | 0.00076079 | 0.00071747 | 0.00069573 | 0.00072903 | 0.00064557 | 0.00069811 | 0.00072735 | 0.0007064 | 0.00069593 | 0.00099117 | 0.0009721 | 0.0010064 | 0.00096262 | 0.00086041 | 0.00090686
Option 6 AT | NSW | N2 | New England | Wind | 1240.7325 | 1122.2037 | 1356.9515 | 1261.3708 | 1584.8963 | 1694.1403 | 6575.0444 | 6688.3967 | 7240.1194 | 6573.6155 | 9193.5842 | 9409.4635 | 7640.5217 | 6991.2265 | 7641.1843 | 8875.434 | 9520.8001 | 10557.0459 | 10695.5157 | 10070.365 | 10804.5638 | 11085.8725 | 10409.3085 | 10900.514
Option 6 AT | NSW | N12 | Illawarra | Wind | 0 | 0 | 989.7838 | 936.2496 | 938.0185 | 924.0962 | 971.8124 | 973.3967 | 952.4178 | 956.0131 | 954.3874 | 1029.2721 | 1044.3333 | 889.6181 | 961.1826 | 938.0146 | 988.3388 | 910.5482 | 987.9225 | 936.2554 | 938.0262 | 924.1056 | 971.6309 | 973.3991
Option 6 AT | NSW | DN3 | Marulan | Wind | 0 | 0 | 0 | 0 | 6.8998e-05 | 0.0013281 | 0.0012731 | 575.2483 | 559.8294 | 596.2893 | 543.2221 | 585.839 | 571.3494 | 476.9845 | 493.5019 | 491.8089 | 537.4742 | 507.5012 | 526.0644 | 538.7907 | 499.3473 | 519.0947 | 433.7815 | 455.283
Option 6 AT | NSW | DN1 | Dubbo | Wind | 0 | 0 | 8.275e-09 | 4.2745e-08 | 9.235e-09 | 2.5871e-07 | 2.9009e-05 | 832.9621 | 823.0299 | 785.1661 | 757.863 | 792.0217 | 724.8531 | 724.7069 | 681.4788 | 757.3012 | 692.2563 | 719.3432 | 718.4031 | 682.5296 | 772.0991 | 729.1248 | 653.4754 | 744.2706
Option 6 AT | NSW | N7 | Tumut | Wind | 0 | 465.8779 | 799.5837 | 829.0401 | 856.4299 | 816.7148 | 724.0187 | 1147.4766 | 1146.0976 | 1159.7004 | 1103.7167 | 1171.8346 | 1064.0171 | 877.7667 | 988.773 | 1017.2438 | 1133.4032 | 1032.9851 | 988.4436 | 1007.8731 | 1035.8869 | 1046.0377 | 938.3434 | 1004.9074
Option 6 AT | NSW | N13 | South Cobar | Wind | 0 | 0 | 0.00011328 | 0.00010286 | 0.00010491 | 0.0001023 | 9.5542e-05 | 9.604e-05 | 0.00013937 | 0.00016037 | 0.00015813 | 0.00015937 | 0.00016499 | 0.00015185 | 0.00015339 | 0.00015815 | 0.00017307 | 0.00019091 | 0.0002731 | 0.00024033 | 0.0002442 | 0.000241 | 320.3766 | 343.5478
Option 6 AT | NSW | N8 | Cooma-Monaro | Wind | 326.0784 | 329.6385 | 675.8734 | 699.8695 | 631.2913 | 1166.8206 | 1126.669 | 1282.7512 | 1302.3681 | 1268.2862 | 1245.735 | 1187.359 | 1121.9659 | 852.4039 | 677.4448 | 742.7124 | 843.8732 | 828.7993 | 806.7736 | 1098.6021 | 1090.3072 | 1129.6897 | 1026.5345 | 1314.6893
Option 6 AT | NSW | N9 | Hunter-Central Coast | Wind | 0 | 0 | 3657.3326 | 3500.156 | 3487.5462 | 3844.1035 | 3781.2311 | 4081.5417 | 3713.9841 | 3919.8173 | 7767.313 | 7920.4875 | 7475.2744 | 6426.6649 | 7189.7804 | 7285.2177 | 8124.4378 | 7120.544 | 7666.6935 | 7262.2403 | 7295.1069 | 8374.5648 | 7984.5088 | 8848.6301
Option 6 AT | QLD | Q1 | Far North QLD | Solar | 156.2869 | 177.3829 | 122.0494 | 658.9706 | 905.9747 | 937.6048 | 787.4756 | 755.1272 | 800.3555 | 1004.5939 | 1236.3563 | 1621.6135 | 1655.893 | 1308.1485 | 1528.9202 | 1492.7077 | 1662.831 | 1927.5439 | 2090.8564 | 1734.8836 | 1971.6874 | 2164.0649 | 2126.5035 | 1944.0007
Option 6 AT | QLD | Q10 | Collinsville | Solar | 493.1925 | 538.6886 | 483.556 | 460.3991 | 439.4708 | 450.9061 | 406.3233 | 395.0397 | 389.8987 | 374.0661 | 371.7008 | 398.7545 | 319.0631 | 309.0172 | 323.7499 | 316.6932 | 763.4194 | 814.6226 | 824.5586 | 743.4043 | 807.3244 | 933.8154 | 807.3881 | 505.6172
Option 6 AT | QLD | Q2 | North Qld Clean Energy Hub | Solar | 168.9017 | 182.6936 | 174.2817 | 171.4353 | 168.2385 | 166.8725 | 144.6069 | 134.2642 | 147.1397 | 141.8939 | 136.8364 | 81.1222 | 67.6821 | 61.1138 | 65.9445 | 67.0282 | 68.0708 | 74.2579 | 80.4117 | 75.2916 | 33.7195 | 37.8334 | 0 | 0
Option 6 AT | QLD | Q3 | Northern Qld | Solar | 923.4013 | 1350.4387 | 2215.3224 | 2080.983 | 2096.7535 | 2189.2215 | 1826.8211 | 1647.3242 | 1764.1443 | 1715.07 | 1624.426 | 1863.1082 | 1404.0201 | 1129.062 | 1286.0115 | 1313.2842 | 1190.8911 | 1161.7153 | 1240.95 | 1044.9947 | 1184.9301 | 1247.8173 | 1258.4943 | 1061.242
Option 6 AT | QLD | Q4 | Isaac | Solar | 819.1146 | 867.13 | 790.2 | 723.2544 | 1196.2083 | 1199.0405 | 1085.5464 | 1167.4247 | 1112.7753 | 1163.7303 | 1196.8907 | 1300.7563 | 753.381 | 813.7118 | 889.7154 | 1079.7554 | 1679.1902 | 1745.7542 | 1782.3708 | 1771.777 | 1944.3956 | 2156.5836 | 1808.2803 | 1836.0383
Option 6 AT | QLD | Q4b | Isaac (B) | Solar | 316.4943 | 605.1968 | 507.4315 | 491.9373 | 384.7124 | 389.3888 | 356.0364 | 303.1144 | 287.6284 | 258.4394 | 259.1083 | 281.6625 | 151.5429 | 169.853 | 185.0049 | 157.0503 | 209.0709 | 220.8829 | 176.9901 | 178.7241 | 189.5526 | 213.8483 | 201.8779 | 225.09
Option 6 AT | QLD | Q5 | Barcaldine | Solar | 0 | 0.0020114 | 0.0020121 | 109.4817 | 117.5074 | 118.0422 | 102.5237 | 95.7376 | 93.4134 | 78.1039 | 87.8888 | 97.6895 | 77.5984 | 76.8498 | 83.151 | 71.73 | 105.3127 | 100.9406 | 94.8098 | 902.1763 | 970.3618 | 1096.0964 | 1086.917 | 1164.1427
Option 6 AT | QLD | Q7 | Wide Bay | Solar | 835.1164 | 1052.3796 | 1587.857 | 2358.9971 | 2626.3195 | 2604.1967 | 4754.2486 | 4416.4677 | 4859.6582 | 4876.9495 | 4386.1444 | 4230.3955 | 3498.6233 | 3665.8995 | 3482.0648 | 3803.1334 | 4096.7901 | 3963.834 | 3791.5379 | 3402.0273 | 4079.1842 | 4619.7174 | 3821.4125 | 3512.1974
Option 6 AT | QLD | Q8 | Darling Downs | Solar | 0 | 3711.0867 | 3926.9148 | 6537.97 | 6357.6294 | 6471.8179 | 8956.6588 | 9039.8867 | 10934.1452 | 10974.5316 | 10265.4485 | 9958.1988 | 13540.148 | 13376.2244 | 13393.3529 | 13294.9222 | 11107.616 | 12464.4435 | 13069.2958 | 14627.4115 | 14135.2633 | 14565.6579 | 17233.8546 | 17715.8498
Option 6 AT | QLD | Q8a | Darling Downs (A) | Solar | 2243.4976 | 3188.6196 | 3375.2613 | 3400.3264 | 3333.9534 | 3282.1644 | 3070.2219 | 3016.2828 | 3151.7166 | 3110.5509 | 2702.2756 | 2657.3311 | 2331.7469 | 2336.1621 | 2376.973 | 2447.5206 | 2330.2207 | 2428.1808 | 2441.4785 | 2364.1922 | 1521.9797 | 1533.6549 | 1388.6584 | 1424.3792
Option 6 AT | QLD | Q8b | Darling Downs (B) | Solar | 598.7002 | 640.6964 | 672.8624 | 709.5549 | 691.3019 | 702.2617 | 699.4812 | 723.6548 | 726.4172 | 737.7738 | 677.1919 | 659.9241 | 708.3375 | 711.4721 | 693.9204 | 691.0616 | 580.4318 | 592.6184 | 359.6193 | 297.7197 | 211.7228 | 214.8669 | 143.577 | 0
Option 6 AT | QLD | Q9 | Banana | Solar | 36.7728 | 37.6622 | 36.8011 | 33.1235 | 27.8348 | 27.1917 | 24.1049 | 22.567 | 22.9432 | 18.4715 | 21.4068 | 21.9839 | 13.7915 | 14.6085 | 15.8629 | 13.3958 | 18.923 | 0 | 0 | 0 | 0 | 0 | 0 | 0
Option 6 AT | QLD | Q6 | Fitzroy | Solar | 171.6273 | 151.957 | 132.1659 | 132.5876 | 3934.8405 | 4191.5221 | 5011.106 | 5670.9482 | 6446.6542 | 10567.629 | 10822.7669 | 11797.6019 | 9907.7836 | 9887.6571 | 11151.0894 | 14016.3529 | 14164.5744 | 15615.1409 | 15181.4005 | 15142.3137 | 15995.2766 | 17183.8123 | 16001.2827 | 16440.5463
Option 6 AT | QLD | Q8b | Darling Downs (B) | Wind | 3370.63 | 3324.3717 | 3387.9131 | 3269.1586 | 3413.3476 | 3350.0108 | 3021.106 | 3066.405 | 3315.607 | 3022.4294 | 3154.5768 | 3220.7542 | 2943.9936 | 2891.9325 | 2944.317 | 3029.6047 | 2974.809 | 2954.8908 | 2965.5827 | 2806.1577 | 3047.8278 | 3101.6814 | 2844.1595 | 2924.4955
Option 6 AT | QLD | Q1 | Far North QLD | Wind | 773.4104 | 804.7512 | 3293.5994 | 3522.6212 | 3483.4336 | 3094.5264 | 2973.3421 | 3248.7263 | 3040.784 | 3090.0739 | 2820.8179 | 2807.3161 | 2332.0864 | 2582.1989 | 2597.6177 | 3022.8611 | 3298.2166 | 3278.9097 | 3520.6276 | 5010.3477 | 5087.7576 | 4739.3543 | 5217.8363 | 5656.6498
Option 6 AT | QLD | Q10 | Collinsville | Wind | 0 | 0 | 3.9365e-05 | 5.1696e-05 | 0.00012516 | 0.00013585 | 0.00012516 | 0.00045541 | 887.9803 | 762.1221 | 866.76 | 923.84 | 1355.8166 | 1603.1839 | 1598.3691 | 1545.427 | 1643.8034 | 1638.2741 | 1607.4132 | 1672.98 | 1582.2677 | 1711.4996 | 1645.0885 | 1610.5552
Option 6 AT | QLD | Q2 | North Qld Clean Energy Hub | Wind | 166.8486 | 170.0997 | 3257.6844 | 3311.0168 | 3370.4838 | 3975.3106 | 7416.2945 | 9137.8652 | 9433.8202 | 9175.1499 | 8923.9639 | 8316.6846 | 11309.1602 | 12150.2195 | 12101.1471 | 12438.4839 | 12074.0304 | 12277.1758 | 12909.1363 | 12969.0395 | 12840.9445 | 11901.3068 | 12261.1026 | 13145.0405
Option 6 AT | QLD | Q4 | Isaac | Wind | 1392.5015 | 2007.5998 | 2448.417 | 2685.9738 | 2447.9611 | 2494.7735 | 2421.1214 | 3277.2536 | 3651.5023 | 3224.3862 | 3526.0074 | 3477.208 | 2880.3488 | 3208.5587 | 3143.2448 | 3176.5391 | 3025.8217 | 3054.061 | 3101.1643 | 3466.6247 | 3248.5793 | 3406.7169 | 3091.264 | 1965.7808
Option 6 AT | QLD | Q5 | Barcaldine | Wind | 0 | 0 | 375.7116 | 373.0385 | 376.4354 | 356.2726 | 347.3217 | 367.4192 | 373.681 | 337.3502 | 346.5848 | 343.6672 | 313.4501 | 323.6389 | 356.2242 | 349.754 | 325.0215 | 322.6401 | 928.7094 | 2950.4328 | 3066.6934 | 3012.8732 | 3533.9458 | 3840.7643
Option 6 AT | QLD | Q6 | Fitzroy | Wind | 0 | 498.9632 | 3205.0542 | 3358.4822 | 3453.2304 | 3437.7568 | 3310.8914 | 3037.6917 | 3499.2027 | 3136.9719 | 3339.7192 | 3285.3754 | 8188.7748 | 9014.3055 | 8967.414 | 8806.1703 | 9322.5964 | 9290.9511 | 9181.9018 | 9394.6431 | 9045.2864 | 9349.8786 | 8889.9347 | 8478.5064
Option 6 AT | QLD | Q7 | Wide Bay | Wind | 0 | 0 | 2.7426e-05 | 2.2241e-05 | 5.5474e-05 | 5.2209e-05 | 0.00039209 | 0.00038101 | 0.00039645 | 0.00038353 | 629.5866 | 636.6844 | 543.3956 | 542.8988 | 564.275 | 598.3425 | 610.3212 | 632.2786 | 623.3342 | 569.268 | 617.5165 | 585.9125 | 581.1893 | 555.3599
Option 6 AT | QLD | Q8 | Darling Downs | Wind | 0 | 0 | 8958.7513 | 9028.341 | 9400.8258 | 11401.4513 | 10962.1662 | 10892.3736 | 11846.8435 | 11133.0547 | 12781.2184 | 14916.0771 | 14034.8347 | 13230.5925 | 14315.0507 | 14772.3501 | 16055.1198 | 16200.2778 | 16986.8553 | 16870.9533 | 17499.0753 | 19407.5464 | 23259.4313 | 23390.6441
Option 6 AT | QLD | Q8a | Darling Downs (A) | Wind | 545.1883 | 565.1868 | 608.5356 | 635.8475 | 631.3942 | 633.4875 | 591.1247 | 595.4677 | 650.202 | 596.2965 | 616.9227 | 619.2536 | 600.2011 | 566.7985 | 602.6196 | 631.172 | 545.0715 | 564.9912 | 608.5004 | 627.8994 | 631.3868 | 633.5364 | 580.4957 | 605.1874
Option 6 AT | QLD | Q8c | Darling Downs (C) | Wind | 2337.7033 | 2295.8659 | 2281.9065 | 2145.8754 | 2227.0874 | 2191.1441 | 1987.1071 | 1946.2767 | 2093.188 | 1907.228 | 1944.9613 | 1972.7341 | 1853.0233 | 1748.564 | 1782.0108 | 1846.9339 | 1861.5333 | 1883.4541 | 809.6813 | 823.3803 | 828.8206 | 875.2637 | 808.6372 | 764.7019
Option 6 AT | SA | S5 | Northern SA | Solar | 649.7943 | 1739.9359 | 1594.2923 | 1686.3253 | 3198.7927 | 3557.0673 | 4482.7728 | 5201.8808 | 5664.969 | 6670.6792 | 5651.1211 | 5963.1155 | 6479.0847 | 6554.4639 | 6795.5755 | 6982.6671 | 7356.5592 | 7505.4787 | 7881.6109 | 7904.99 | 9630.1566 | 10300.0236 | 14458.8182 | 15077.4995
Option 6 AT | SA | S7 | Eastern Eyre Peninsula | Solar | 0 | 2.1191e-05 | 2.4624e-05 | 2.3398e-05 | 3.5827e-05 | 3.3183e-05 | 3.7954e-05 | 3.6163e-05 | 4.0264e-05 | 4.1762e-05 | 5.3817e-05 | 5.775e-05 | 6.492e-05 | 9.0923e-05 | 0.00035441 | 215.1698 | 439.8972 | 460.477 | 485.7684 | 795.2836 | 1016.6873 | 951.6171 | 1585.8522 | 1520.1319
Option 6 AT | SA | S8 | Western Eyre Peninsula | Solar | 0 | 0 | 1.348e-07 | 2.0449e-07 | 5.7481e-07 | 5.8783e-07 | 5.1691e-07 | 4.9765e-05 | 5.5521e-05 | 5.8019e-05 | 7.9159e-05 | 8.3679e-05 | 7.8051e-05 | 9.6514e-05 | 0.00017134 | 0.00017481 | 0.00039568 | 0.00038157 | 0.0004755 | 0.00044718 | 0.0004275 | 0.00044523 | 0.00073555 | 0.00064377
Option 6 AT | SA | S3 | Mid-North SA | Solar | 0 | 7.9204e-05 | 8.3413e-05 | 7.9229e-05 | 28.873 | 29.7999 | 472.2065 | 739.3871 | 879.1259 | 1034.0343 | 1121.9666 | 1236.3555 | 1183.0626 | 2307.5661 | 2432.9043 | 2096.354 | 2164.1896 | 2102.3166 | 2276.8582 | 2181.7494 | 2282.7177 | 2519.4219 | 3343.8557 | 3632.629
Option 6 AT | SA | S2 | Riverland | Solar | 32.4279 | 32.0726 | 30.0113 | 29.3673 | 35.1612 | 27.9526 | 514.1497 | 444.012 | 513.0396 | 1753.1859 | 1145.6106 | 1417.0902 | 2116.2992 | 2042.1049 | 2019.626 | 2241.6164 | 3206.7375 | 3093.6874 | 3384.0066 | 3747.7179 | 5283.655 | 5792.202 | 5759.5477 | 6301.5104
Option 6 AT | SA | S1 | South East SA | Solar | 348.683 | 285.3606 | 233.9576 | 218.6815 | 231.6924 | 392.4292 | 329.1705 | 185.9917 | 216.1609 | 209.8888 | 136.4663 | 179.6717 | 170.851 | 201.3881 | 194.5214 | 153.3177 | 201.6185 | 130.1861 | 185.4011 | 172.0345 | 146.3809 | 167.8868 | 251.3416 | 123.7107
Option 6 AT | SA | S4 | Yorke Peninsula | Wind | 0 | 0 | 8.6175e-05 | 9.5147e-05 | 8.7539e-05 | 9.2117e-05 | 8.2159e-05 | 0.00014149 | 0.00020264 | 0.00020631 | 254.8654 | 260.7224 | 220.685 | 231.7269 | 245.7181 | 246.1318 | 251.7927 | 233.1926 | 256.0325 | 258.722 | 262.9373 | 287.8151 | 268.045 | 301.2649
Option 6 AT | SA | S5 | Northern SA | Wind | 1228.0738 | 1183.6436 | 1172.1083 | 1244.3241 | 1995.1024 | 2031.7852 | 1833.2059 | 1924.3838 | 3252.9134 | 3101.9719 | 3092.5822 | 3156.319 | 3261.6537 | 3189.1344 | 3227.6598 | 3252.5561 | 3131.1063 | 3212.6953 | 3295.1602 | 2846.8211 | 2783.4247 | 2793.5429 | 2563.3238 | 2769.6541
Option 6 AT | SA | S6 | Roxby Downs | Wind | 0 | 0 | 2.6298e-05 | 2.6235e-05 | 5.6538e-05 | 5.6393e-05 | 4.7497e-05 | 6.4156e-05 | 0.00017217 | 0.00019209 | 0.0012549 | 0.0012676 | 1604.7843 | 1590.6134 | 1629.3031 | 1632.6596 | 1627.8035 | 1643.1674 | 1672.7541 | 1710.7738 | 1659.2297 | 1667.7682 | 1516.5295 | 1698.9042
Option 6 AT | SA | S7 | Eastern Eyre Peninsula | Wind | 562.8594 | 494.76 | 435.1478 | 540.4292 | 333.2809 | 151.2731 | 123.2559 | 727.3651 | 702.5496 | 553.5231 | 1071.8071 | 1086.3529 | 900.011 | 1003.5922 | 1059.3475 | 1030.2081 | 977.7315 | 967.9526 | 1069.589 | 1625.4199 | 1578.029 | 1656.8764 | 1479.765 | 1679.5837
Option 6 AT | SA | S8 | Western Eyre Peninsula | Wind | 0 | 0 | 0 | 0 | 0 | 9.855e-08 | 1.149e-08 | 6.2843e-05 | 7.0312e-05 | 7.3295e-05 | 0.00019427 | 0.00019457 | 0.00015371 | 0.00017081 | 0.00017823 | 0.00017816 | 0.00025512 | 0.00028938 | 0.00038738 | 0.00038953 | 0.00037366 | 0.00039146 | 0.00035844 | 0.00041119
Option 6 AT | SA | S3 | Mid-North SA | Wind | 5319.7917 | 5133.6342 | 5413.1332 | 5851.3365 | 6993.3784 | 7930.7744 | 6979.7781 | 8303.0446 | 8884.8601 | 8068.8959 | 7967.664 | 8843.3067 | 8488.0124 | 6594.5882 | 7020.4311 | 6917.7476 | 6866.9661 | 8984.4051 | 9116.5354 | 10521.2014 | 9674.2489 | 10287.6285 | 8875.0751 | 9638.9041
Option 6 AT | SA | S1 | South East SA | Wind | 728.7524 | 580.2517 | 513.7786 | 606.1121 | 568.1317 | 634.0414 | 529.9905 | 506.4253 | 542.8976 | 337.3966 | 1924.7357 | 2046.0711 | 1610.2058 | 1464.2917 | 1521.7741 | 1655.665 | 1573.5674 | 2327.1684 | 2359.8796 | 2421.4361 | 2441.2521 | 2829.941 | 2319.1578 | 2453.6118
Option 6 AT | TAS | T1 | North East Tasmania | Solar | 0 | 556.6481 | 525.7468 | 512.433 | 475.1729 | 599.0632 | 604.3837 | 622.5383 | 406.6982 | 318.3146 | 586.8672 | 581.7523 | 607.922 | 647.0184 | 270.7733 | 254.9582 | 233.2472 | 262.9931 | 262.2236 | 256.7627 | 291.298 | 319.8601 | 238.3981 | 252.9518
Option 6 AT | TAS | T2 | North West Tasmania | Solar | 0 | 0.00012007 | 0.00010445 | 0.0001066 | 8.4484e-05 | 0.00013724 | 9.7242e-05 | 0.00012607 | 8.4709e-05 | 7.838e-05 | 0.00012484 | 0.00014291 | 0.0001699 | 0.00017978 | 0.00010031 | 9.0478e-05 | 9.6024e-05 | 0.00012175 | 0.00014683 | 0.00013408 | 0.00013413 | 0.00014946 | 0.00012738 | 0.00013465
Option 6 AT | TAS | T3 | Central Highlands | Solar | 0 | 3.9248e-05 | 3.3932e-05 | 3.1748e-05 | 3.0098e-05 | 4.4884e-05 | 2.9477e-05 | 3.9037e-05 | 2.9333e-05 | 2.7875e-05 | 3.6961e-05 | 3.6163e-05 | 4.657e-05 | 5.2497e-05 | 3.6429e-05 | 3.2601e-05 | 2.9792e-05 | 3.0935e-05 | 3.0412e-05 | 2.8282e-05 | 3.0355e-05 | 3.1495e-05 | 2.9182e-05 | 3.0149e-05
Option 6 AT | TAS | T1 | North East Tasmania | Wind | 0 | 0 | 303.8783 | 348.4121 | 327.2498 | 669.4551 | 742.2602 | 715.2534 | 743.7515 | 768.9168 | 685.6228 | 878.7765 | 882.2846 | 1233.5925 | 1309.0475 | 1249.1231 | 1297.6576 | 1249.4776 | 1428.7392 | 1521.488 | 1429.1078 | 3090.5767 | 3882.8298 | 3686.5932
Option 6 AT | TAS | T2 | North West Tasmania | Wind | 390.7668 | 411.1425 | 429.4519 | 471.7048 | 441.6326 | 413.8586 | 439.2493 | 465.7183 | 445.5607 | 448.6952 | 503.7592 | 481.6082 | 488.2408 | 490.0137 | 382.7993 | 432.3355 | 440.7183 | 466.4817 | 420.4369 | 514.0181 | 504.5063 | 478.063 | 486.7065 | 512.5903
Option 6 AT | TAS | T3 | Central Highlands | Wind | 498.7642 | 487.3241 | 3576.5865 | 4030.6701 | 4277.527 | 4461.2307 | 4668.0175 | 4765.4814 | 5009.1238 | 7050.444 | 6304.7593 | 5873.515 | 6242.1039 | 6516.1262 | 6617.5749 | 7273.7863 | 7347.4253 | 7338.3789 | 6862.0697 | 7181.9498 | 7069.8035 | 6770.5018 | 7438.085 | 7667.0077
Option 6 AT | VIC | V9 | Southern Ocean | Offshore Wind | 0 | 0 | 0 | 0 | 0 | 199.5954 | 2467.2056 | 2524.1519 | 2535.6258 | 2670.372 | 5262.6807 | 6620.3505 | 6428.0835 | 5656.7122 | 5795.5777 | 5970.3089 | 6117.8478 | 6606.0207 | 6434.624 | 6426.1099 | 5970.4282 | 5968.3406 | 6162.9004 | 6248.0387
Option 6 AT | VIC | V8 | Gippsland Offshore | Offshore Wind | 0 | 0 | 0 | 0 | 0 | 8208.4918 | 8930.5875 | 12217.404 | 14393.1386 | 19336.4367 | 20850.7942 | 22871.953 | 28551.1382 | 31087.554 | 32078.9348 | 30829.6382 | 31839.6265 | 32193.6463 | 31818.604 | 33478.926 | 31049.6365 | 31589.3443 | 31840.4745 | 33465.4048
Option 6 AT | VIC | V1 | North West VIC | Solar | 1234.3504 | 2103.5617 | 1804.6109 | 1663.3931 | 1722.7936 | 1529.4931 | 3269.3209 | 4338.9856 | 4829.3359 | 5267.8937 | 4912.3569 | 4825.9389 | 4977.9982 | 7278.0447 | 8649.6668 | 9449.3762 | 9796.6288 | 10295.8923 | 9608.3689 | 9309.3095 | 12073.8297 | 12734.6623 | 11235.9474 | 11355.1605
Option 6 AT | VIC | V7 | Central North VIC | Solar | 1135.0573 | 1481.8403 | 1334.3174 | 1192.4427 | 1268.4072 | 1135.9536 | 1108.6026 | 1109.6175 | 1223.1899 | 1092.1177 | 1036.0085 | 898.4968 | 755.8209 | 1714.094 | 1655.4487 | 1809.292 | 1893.6414 | 1989.1564 | 1752.0346 | 1660.202 | 1884.0168 | 1845.8262 | 1517.8454 | 1589.388
Option 6 AT | VIC | V6 | Gippsland Onshore | Solar | 6.5835 | 1757.6954 | 2015.0588 | 1903.9443 | 1936.2882 | 1838.3648 | 1923.8082 | 2047.4395 | 2047.9508 | 1906.2592 | 1679.3801 | 1672.6872 | 1495.0659 | 1389.2292 | 1433.6731 | 1532.0408 | 1574.1243 | 1606.9999 | 1570.2474 | 1573.7978 | 1641.176 | 1683.6983 | 1543.8121 | 1699.0894
Option 6 AT | VIC | V4 | Wimmera Southern Mallee | Solar | 0 | 0.00029619 | 0.00026924 | 0.00020668 | 0.00021557 | 0.00019111 | 0.00021749 | 0.00020439 | 0.00021674 | 0.00010619 | 0.00020899 | 0.00013785 | 0.00029091 | 1441.6306 | 1542.8978 | 1469.8007 | 1561.2637 | 1612.1703 | 1527.2071 | 1397.9882 | 1850.0614 | 2026.109 | 1798.0408 | 1595.6458
Option 6 AT | VIC | V3 | Wimmera Grampians | Solar | 128.2476 | 226.0036 | 192.9371 | 180.7483 | 176.5755 | 139.3359 | 115.9151 | 105.5451 | 121.1962 | 102.2331 | 84.2995 | 90.542 | 54.3124 | 39.4327 | 41.1671 | 32.8554 | 38.5064 | 36.2887 | 37.338 | 30.7579 | 40.6734 | 39.0827 | 33.8677 | 26.5976
Option 6 AT | VIC | V2 | Central Highlands VIC | Solar | 0 | 0.0002443 | 0.00021916 | 0.00016085 | 0.0001676 | 0.00014984 | 0.00017898 | 0.00017251 | 0.00018158 | 0.00016475 | 0.00016161 | 0.0001659 | 3414.2095 | 5337.7342 | 5335.8651 | 4798.1837 | 4193.644 | 4661.2966 | 4867.8451 | 4540.2756 | 4835.5877 | 4938.9109 | 4984.9068 | 5269.8401
Option 6 AT | VIC | V1 | North West VIC | Wind | 0 | 0 | 3772.5411 | 3848.3633 | 3625.6405 | 3509.6457 | 3317.8409 | 4220.1437 | 4185.5946 | 3932.9366 | 4406.7076 | 4524.8867 | 3717.1738 | 3283.8488 | 3664.5323 | 3869.9107 | 3399.8977 | 3942.1645 | 3920.3181 | 4022.3552 | 4562.5612 | 4715.2735 | 4045.3136 | 4424.0176
Option 6 AT | VIC | V7 | Central North VIC | Wind | 0 | 0 | 1850.9697 | 1885.1536 | 1870.2448 | 1786.7887 | 1609.7838 | 1728.5732 | 1809.2029 | 1717.0885 | 1713.1266 | 1688.1676 | 3504.2341 | 2908.0192 | 3126.8623 | 3373.9607 | 3156.5997 | 3233.1528 | 3193.5361 | 3325.832 | 3444.4011 | 3449.6091 | 3029.4659 | 3346.1158
Option 6 AT | VIC | V6 | Gippsland Onshore | Wind | 0 | 0 | 305.6862 | 361.7809 | 315.9154 | 297.5983 | 317.3596 | 318.4978 | 323.8986 | 345.5347 | 311.4659 | 308.2948 | 280.4958 | 242.0007 | 244.1693 | 275.4227 | 295.0725 | 290.8934 | 269.6586 | 328.6939 | 289.2311 | 284.202 | 286.6049 | 292.5919
Option 6 AT | VIC | V5 | South West VIC | Wind | 6093.556 | 7161.8495 | 8655.7985 | 9157.2517 | 8043.2265 | 7810.4779 | 7496.8637 | 8246.9931 | 9385.8371 | 9404.7938 | 8789.8217 | 8464.2132 | 7092.4272 | 6383.2008 | 6331.009 | 6717.2521 | 6948.1132 | 7170.1272 | 8397.3091 | 9057.7013 | 8263.5105 | 8425.8829 | 9621.0675 | 10113.4938
Option 6 AT | VIC | V4 | Wimmera Southern Mallee | Wind | 1408.3349 | 1464.1351 | 2007.8766 | 3242.9966 | 3435.7218 | 3130.9392 | 2966.4349 | 3011.9827 | 4218.4249 | 4004.4061 | 5994.4541 | 6183.5508 | 4559.6127 | 4254.4788 | 4663.4889 | 5159.6693 | 4641.3876 | 5159.0688 | 5468.4157 | 5448.3456 | 5948.0022 | 6400.2563 | 5008.7507 | 4985.5669
Option 6 AT | VIC | V3 | Wimmera Grampians | Wind | 1971.4555 | 2112.7574 | 1977.7035 | 2047.7636 | 1815.8209 | 1618.7497 | 1463.1171 | 1533.307 | 1066.5819 | 1025.0369 | 987.0168 | 1011.5322 | 715.0399 | 731.842 | 750.0409 | 864.6847 | 746.2634 | 871.4889 | 677.5577 | 685.6367 | 941.4072 | 555.2826 | 458.47 | 153.4031
Option 6 AT | VIC | V2 | Central Highlands VIC | Wind | 1919.0188 | 2144.9819 | 3292.8861 | 4428.6639 | 4094.0934 | 4102.0775 | 4209.4983 | 6806.2321 | 6939.3312 | 7034.8083 | 9870.6077 | 10165.2839 | 8862.7579 | 6944.36 | 7396.0647 | 7833.2173 | 8094.8203 | 8385.043 | 7592.6734 | 9312.2523 | 7945.6864 | 8226.7019 | 13358.7222 | 13624.9122

## Capacity (hidden)
Installed Capacity by technology (MW)
Model | Region | Node | Technology | 2026-27 | 2027-28 | 2028-29 | 2029-30 | 2030-31 | 2031-32 | 2032-33 | 2033-34 | 2034-35 | 2035-36 | 2036-37 | 2037-38 | 2038-39 | 2039-40 | 2040-41 | 2041-42 | 2042-43 | 2043-44 | 2044-45 | 2045-46 | 2046-47 | 2047-48 | 2048-49 | 2049-50
BaseCase SC | NEM |  | 12h | 0 | 0 | 0 | 810 | 810 | 810 | 810 | 810 | 810 | 810 | 810 | 810 | 810 | 810 | 810 | 810 | 810 | 810 | 810 | 810 | 810 | 810 | 810 | 810
BaseCase SC | NEM |  | 1h | 472.02 | 875.19 | 875.19 | 875.19 | 875.19 | 875.19 | 875.19 | 875.19 | 875.19 | 875.19 | 875.19 | 875.19 | 875.19 | 875.19 | 875.19 | 875.19 | 875.19 | 825.19 | 825.19 | 825.19 | 825.19 | 825.19 | 825.19 | 425.19
BaseCase SC | NEM |  | 24h | 0 | 0 | 0 | 0 | 0 | 0 | 0 | 0 | 0 | 0 | 0 | 0 | 1e-06 | 1e-06 | 1e-06 | 1e-06 | 1e-06 | 1e-06 | 1e-06 | 1e-06 | 1e-06 | 1e-06 | 1e-06 | 1e-06
BaseCase SC | NEM |  | 2h | 5866.5701 | 9418.4705 | 9932.4906 | 10222.8908 | 10889.0208 | 10889.0208 | 11042.3608 | 11111.3508 | 11059.4908 | 11075.0908 | 11009.4908 | 11016.4608 | 10904.4908 | 10904.4908 | 10746.4408 | 10531.8008 | 10497.1108 | 10003.3408 | 9390.0208 | 8704.8308 | 7911.7608 | 5057.1005 | 4664.5003 | 4249.1003
BaseCase SC | NEM |  | 4h | 1893.63 | 5327.6698 | 7462.4396 | 8290.2208 | 8290.2208 | 8490.2208 | 8504.6508 | 8275.4408 | 8490.2208 | 8490.2208 | 8490.2208 | 8234.2208 | 8490.2208 | 8490.2208 | 8545.8708 | 8531.4408 | 8568.2586 | 8718.882 | 8956.4322 | 8736.3822 | 8140.7188 | 6201.6402 | 4500.8804 | 4990.8743
BaseCase SC | NEM |  | 8h | 325 | 599.8401 | 1757.8602 | 2642.079 | 2642.079 | 2895.4852 | 3720.1102 | 4544.8602 | 4544.8602 | 4544.8602 | 4544.8602 | 4544.8602 | 5266.4458 | 5266.4458 | 5266.4458 | 5266.4458 | 5903.6782 | 6259.4466 | 6259.4466 | 6435.1106 | 6110.1106 | 8742.5849 | 8509.7157 | 9915.9332
BaseCase SC | NEM |  | Biomass | 32 | 32 | 32 | 32 | 32 | 32 | 32 | 32 | 32 | 32 | 32 | 32 | 32 | 32 | 32 | 32 | 32 | 32 | 32 | 32 | 32 | 32 | 32 | 32
BaseCase SC | NEM |  | Black Coal | 16435 | 16435 | 16435 | 10515 | 9145 | 9145 | 9145 | 7140 | 7140 | 7140 | 6440 | 5290 | 5290 | 5290 | 3900 | 3900 | 3156 | 2791 | 2426 | 2061 | 1696 | 1696 | 1696 | 0
BaseCase SC | NEM |  | Brown Coal | 4820 | 4820 | 3370 | 2790 | 2210 | 2210 | 2210 | 2210 | 0 | 0 | 0 | 0 | 0 | 0 | 0 | 0 | 0 | 0 | 0 | 0 | 0 | 0 | 0 | 0
BaseCase SC | NEM |  | CCGT | 4334.9 | 4154.9 | 3554.9 | 3554.9 | 3554.9 | 3554.9 | 3554.9 | 3554.9 | 3554.9 | 3554.9 | 3169.9 | 2640.9 | 2553.5 | 2496.5 | 1996.5 | 1996.5 | 1996.5 | 1596.5 | 1596.5 | 952 | 952 | 708 | 708 | 708
BaseCase SC | NEM |  | CST | 0 | 0 | 0 | 0 | 0 | 0 | 0 | 0 | 0 | 0 | 0 | 0 | 2.14e-05 | 2.14e-05 | 2.14e-05 | 2.14e-05 | 2.14e-05 | 2.14e-05 | 2.14e-05 | 2.14e-05 | 2.14e-05 | 2.14e-05 | 2.14e-05 | 2.14e-05
BaseCase SC | NEM |  | Coordinated CER | 625.334 | 893.362 | 1208.587 | 1613.871 | 1960.463 | 2357.52 | 2809.35 | 3315.404 | 3877.588 | 4521.553 | 5237.372 | 6027.29 | 6900.098 | 7821.279 | 8943.224 | 10148.988 | 11471.605 | 12877.186 | 14372.166 | 15924.376 | 17535.429 | 19218.289 | 20977.79 | 22803.02
BaseCase SC | NEM |  | DSP | 6000 | 6000 | 6000 | 6000 | 6000 | 6000 | 6000 | 6000 | 6000 | 6000 | 6000 | 6000 | 6000 | 6000 | 6000 | 6000 | 6000 | 6000 | 6000 | 6000 | 6000 | 6000 | 6000 | 6000
BaseCase SC | NEM |  | Distributed PV | 29289.282 | 31462.66 | 33595.406 | 35842.61 | 38163.194 | 39942.214 | 41620.761 | 43360.415 | 45267.273 | 47252.087 | 49525.151 | 51807.679 | 54309.504 | 56968.405 | 59891.358 | 62783.031 | 65810.21 | 68755.452 | 71925.226 | 74936.533 | 77742.089 | 80726.876 | 83698.074 | 86655.55
BaseCase SC | NEM |  | H2 Reciprocating Engine | 0 | 0 | 400 | 400 | 400 | 400 | 400 | 400 | 400 | 400 | 400 | 400 | 400 | 400 | 400 | 400 | 400 | 400 | 400 | 400 | 400 | 400 | 400 | 400
BaseCase SC | NEM |  | Hydro | 6885.12 | 6885.12 | 6885.12 | 6885.12 | 7275.12 | 7275.12 | 7275.12 | 7275.12 | 7275.12 | 7275.12 | 7275.12 | 7275.12 | 7275.12 | 7275.12 | 7275.12 | 7275.12 | 7275.12 | 7275.12 | 7275.12 | 7275.12 | 7275.12 | 7275.12 | 7275.12 | 7275.12
BaseCase SC | NEM |  | Liquid Fuel | 836.88 | 700.38 | 700.38 | 700.38 | 700.38 | 700.38 | 700.38 | 408.38 | 408.38 | 408.38 | 408.38 | 408.38 | 408.38 | 408.38 | 408.38 | 408.38 | 408.38 | 408.38 | 276.88 | 276.88 | 122.88 | 122.88 | 122.88 | 122.88
BaseCase SC | NEM |  | OCGT | 7111.76 | 7111.76 | 7228.76 | 7228.76 | 6982.76 | 7382.645 | 7382.645 | 7212.645 | 7429.957 | 7361.2285 | 7330.8642 | 7746.5303 | 12250.7481 | 11810.7481 | 12011.0891 | 12223.2971 | 12750.5447 | 12961.9164 | 12159.2861 | 12313.529 | 12417.5782 | 13312.1782 | 13312.1782 | 14692.4909
BaseCase SC | NEM |  | Offshore Wind | 0 | 0 | 0 | 0 | 0 | 2000 | 2667 | 3333 | 4000 | 5000 | 6000 | 7000 | 9210.441 | 10210.441 | 10210.441 | 10210.441 | 10742.9641 | 10742.9641 | 10742.9641 | 10742.9641 | 10742.9641 | 10774.6431 | 10778.3446 | 10778.3446
BaseCase SC | NEM |  | PHES | 1067 | 1067 | 3267 | 3267 | 3267 | 3267 | 3267 | 3267 | 5265 | 5265 | 5265 | 5265 | 5265 | 5265 | 5265 | 5265 | 5265 | 5265 | 5265 | 5265 | 5265 | 5265 | 5265 | 5265
BaseCase SC | NEM |  | Solar | 11310.1501 | 20546.039 | 27318.8566 | 31242.6527 | 31763.6387 | 32707.7618 | 35879.4639 | 35878.9639 | 38477.8424 | 39479.8878 | 41300.3372 | 42744.5259 | 46898.3836 | 51827.9226 | 52978.5489 | 53559.1639 | 58735.8073 | 58356.8074 | 57892.1374 | 58768.5679 | 58018.5479 | 58735.3573 | 62561.505 | 63036.464
BaseCase SC | NEM |  | Wind | 13903.11 | 15421.17 | 19073.35 | 24873.8454 | 28408.635 | 30918.852 | 31944.2839 | 33050.557 | 35366.129 | 35741.9529 | 37441.9418 | 38608.1123 | 42260.0784 | 44060.5009 | 44299.7174 | 46121.4363 | 47846.3551 | 48936.5058 | 48734.1636 | 48813.7761 | 48551.8761 | 48893.3432 | 49258.0733 | 48062.7631
BaseCase SC | NSW |  | 12h | 0 | 0 | 0 | 810 | 810 | 810 | 810 | 810 | 810 | 810 | 810 | 810 | 810 | 810 | 810 | 810 | 810 | 810 | 810 | 810 | 810 | 810 | 810 | 810
BaseCase SC | NSW |  | 1h | 250 | 250 | 250 | 250 | 250 | 250 | 250 | 250 | 250 | 250 | 250 | 250 | 250 | 250 | 250 | 250 | 250 | 200 | 200 | 200 | 200 | 200 | 200 | 200
BaseCase SC | NSW |  | 2h | 722.6501 | 1224.6503 | 1224.6504 | 1224.6506 | 1924.7806 | 1924.7806 | 1924.7806 | 1919.0706 | 1914.7806 | 1914.7806 | 1864.7806 | 1864.7806 | 1864.7806 | 1864.7806 | 1804.0906 | 1804.0906 | 1799.8006 | 1804.0906 | 1799.8006 | 1779.8006 | 1784.0906 | 1532.0904 | 1432.1003 | 1432.1002
BaseCase SC | NSW |  | 4h | 1333.63 | 2641.6502 | 3812.4542 | 3938.6674 | 3938.6674 | 4138.6674 | 4138.6674 | 4179.8874 | 4138.6674 | 4138.6674 | 4138.6674 | 4138.6674 | 4138.6674 | 4138.6674 | 4179.8874 | 4179.8874 | 4138.6674 | 4179.8874 | 4138.6674 | 3678.6674 | 3219.8874 | 2151.8672 | 939.8432 | 813.63
BaseCase SC | NSW |  | 8h | 325 | 599.8401 | 1439 | 2077.2188 | 2077.2188 | 2330.625 | 3155.25 | 3980 | 3980 | 3980 | 3980 | 3980 | 4701.5856 | 4701.5856 | 4701.5856 | 4701.5856 | 5338.8179 | 5369.5777 | 5369.5777 | 5369.5777 | 5044.5777 | 5839.4203 | 5291.1568 | 4883.7345
BaseCase SC | NSW |  | Black Coal | 8305 | 8305 | 8305 | 4765 | 3395 | 3395 | 3395 | 1390 | 1390 | 1390 | 1390 | 1390 | 1390 | 1390 | 0 | 0 | 0 | 0 | 0 | 0 | 0 | 0 | 0 | 0
BaseCase SC | NSW |  | CCGT | 720 | 720 | 720 | 720 | 720 | 720 | 720 | 720 | 720 | 720 | 720 | 720 | 720 | 720 | 720 | 720 | 720 | 320 | 320 | 320 | 320 | 320 | 320 | 320
BaseCase SC | NSW |  | CST | 0 | 0 | 0 | 0 | 0 | 0 | 0 | 0 | 0 | 0 | 0 | 0 | 2.14e-05 | 2.14e-05 | 2.14e-05 | 2.14e-05 | 2.14e-05 | 2.14e-05 | 2.14e-05 | 2.14e-05 | 2.14e-05 | 2.14e-05 | 2.14e-05 | 2.14e-05
BaseCase SC | NSW |  | Coordinated CER | 232.942 | 336.928 | 459.848 | 617.188 | 735.524 | 870.4 | 1024.175 | 1194.415 | 1382.651 | 1598.227 | 1838.411 | 2101.966 | 2394.343 | 2703.24 | 3089.994 | 3504.578 | 3958.068 | 4435.939 | 4945.173 | 5471.86 | 6021.613 | 6591.288 | 7184.919 | 7803.207
BaseCase SC | NSW |  | DSP | 6000 | 6000 | 6000 | 6000 | 6000 | 6000 | 6000 | 6000 | 6000 | 6000 | 6000 | 6000 | 6000 | 6000 | 6000 | 6000 | 6000 | 6000 | 6000 | 6000 | 6000 | 6000 | 6000 | 6000
BaseCase SC | NSW |  | Distributed PV | 10017.674 | 10790.801 | 11554.41 | 12335.243 | 13135.679 | 13795.227 | 14435.378 | 15056.232 | 15736.194 | 16430.841 | 17242.552 | 18062.701 | 18970.899 | 19928.832 | 20976.515 | 21997.404 | 23045.854 | 24055.428 | 25184.334 | 26259.378 | 27258.006 | 28319.668 | 29356.855 | 30395.222
BaseCase SC | NSW |  | Hydro | 2285 | 2285 | 2285 | 2285 | 2285 | 2285 | 2285 | 2285 | 2285 | 2285 | 2285 | 2285 | 2285 | 2285 | 2285 | 2285 | 2285 | 2285 | 2285 | 2285 | 2285 | 2285 | 2285 | 2285
BaseCase SC | NSW |  | OCGT | 2312.5 | 2312.5 | 2312.5 | 2312.5 | 2312.5 | 2312.5 | 2312.5 | 2312.5 | 2312.5 | 2312.5 | 2291.7 | 2541.6477 | 4930.5251 | 4930.5251 | 4930.5251 | 5046.9297 | 5521.2985 | 5521.2985 | 4703.5985 | 4787.5747 | 4787.5747 | 4787.5747 | 4787.5747 | 4787.5747
BaseCase SC | NSW |  | Offshore Wind | 0 | 0 | 0 | 0 | 0 | 0 | 0 | 0 | 0 | 0 | 0 | 0 | 1210.441 | 1210.441 | 1210.441 | 1210.441 | 1742.9641 | 1742.9641 | 1742.9641 | 1742.9641 | 1742.9641 | 1774.6431 | 1778.3446 | 1778.3446
BaseCase SC | NSW |  | PHES | 247 | 247 | 2447 | 2447 | 2447 | 2447 | 2447 | 2447 | 2447 | 2447 | 2447 | 2447 | 2447 | 2447 | 2447 | 2447 | 2447 | 2447 | 2447 | 2447 | 2447 | 2447 | 2447 | 2447
BaseCase SC | NSW |  | Solar | 5241.4101 | 9243.981 | 14189.2088 | 18028.299 | 18549.8547 | 18925.3108 | 22097.5729 | 22097.5729 | 24696.9314 | 24696.9314 | 24813.5677 | 25703.5675 | 28113.9633 | 28113.9633 | 28113.9633 | 28165.2003 | 30376.1545 | 30153.1245 | 30153.1245 | 30117.1145 | 29976.1145 | 29943.7145 | 30195.9177 | 29671.9377
BaseCase SC | NSW |  | Wind | 2779.54 | 3050.02 | 3650.3012 | 6918.1111 | 9245.5917 | 10482.6127 | 10562.5138 | 11105.2858 | 12945.4013 | 13591.4052 | 15048.8949 | 15048.8949 | 15861.8398 | 15874.7449 | 15633.0887 | 16610.1515 | 17282.5727 | 17341.6529 | 17341.6529 | 17104.6429 | 16885.9429 | 17132.8094 | 17178.6075 | 17065.4175
BaseCase SC | NSW | CNSW | 12h | 0 | 0 | 0 | 810 | 810 | 810 | 810 | 810 | 810 | 810 | 810 | 810 | 810 | 810 | 810 | 810 | 810 | 810 | 810 | 810 | 810 | 810 | 810 | 810
BaseCase SC | NSW | CNSW | 2h | 192.02 | 244.0201 | 244.0201 | 244.0201 | 244.0202 | 244.0202 | 244.0202 | 244.0202 | 244.0202 | 244.0202 | 244.0202 | 244.0202 | 244.0202 | 244.0202 | 244.0202 | 244.0202 | 244.0202 | 244.0202 | 244.0202 | 224.0202 | 224.0202 | 172.0201 | 172.0201 | 172.0201
BaseCase SC | NSW | CNSW | 4h | 873.63 | 873.63 | 873.6304 | 873.6307 | 873.6307 | 873.6307 | 873.6307 | 914.8507 | 873.6307 | 873.6307 | 873.6307 | 873.6307 | 873.6307 | 873.6307 | 914.8507 | 914.8507 | 873.6307 | 914.8507 | 873.6307 | 873.6307 | 414.8507 | 414.8507 | 373.6303 | 373.63
BaseCase SC | NSW | CNSW | 8h | 0 | 49.84 | 488.1612 | 596.7947 | 596.7947 | 596.7948 | 596.7948 | 948.8492 | 948.8492 | 948.8492 | 948.8492 | 948.8492 | 1670.4348 | 1670.4348 | 1670.4348 | 1670.4348 | 2307.6671 | 2338.4268 | 2338.4268 | 2338.4268 | 2338.4268 | 3358.2695 | 3010.8447 | 3133.0077
BaseCase SC | NSW | CNSW | Black Coal | 4105 | 4105 | 4105 | 3445 | 2075 | 2075 | 2075 | 1390 | 1390 | 1390 | 1390 | 1390 | 1390 | 1390 | 0 | 0 | 0 | 0 | 0 | 0 | 0 | 0 | 0 | 0
BaseCase SC | NSW | CNSW | CST | 0 | 0 | 0 | 0 | 0 | 0 | 0 | 0 | 0 | 0 | 0 | 0 | 2.14e-05 | 2.14e-05 | 2.14e-05 | 2.14e-05 | 2.14e-05 | 2.14e-05 | 2.14e-05 | 2.14e-05 | 2.14e-05 | 2.14e-05 | 2.14e-05 | 2.14e-05
BaseCase SC | NSW | CNSW | Coordinated CER | 23.797 | 34.387 | 46.875 | 62.775 | 73.852 | 86.248 | 100.188 | 115.438 | 132.131 | 150.922 | 171.733 | 194.403 | 219.441 | 245.642 | 279.022 | 314.621 | 353.52 | 394.3 | 437.591 | 482.06 | 528.291 | 575.911 | 625.312 | 676.484
BaseCase SC | NSW | CNSW | Distributed PV | 1050.609 | 1129.624 | 1207.351 | 1288.623 | 1374.336 | 1442.165 | 1507.993 | 1572.901 | 1644.325 | 1716.397 | 1802.102 | 1886.231 | 1978.835 | 2075.868 | 2184.599 | 2289.744 | 2400.075 | 2506.735 | 2623.793 | 2735.219 | 2835.888 | 2944.527 | 3050.124 | 3155.404
BaseCase SC | NSW | CNSW | OCGT | 0 | 0 | 0 | 0 | 0 | 0 | 0 | 0 | 0 | 0 | 0 | 0 | 0 | 0 | 0 | 0 | 0 | 0 | 0 | 0 | 0 | 0 | 0 | 0
BaseCase SC | NSW | CNSW | PHES | 247 | 247 | 247 | 247 | 247 | 247 | 247 | 247 | 247 | 247 | 247 | 247 | 247 | 247 | 247 | 247 | 247 | 247 | 247 | 247 | 247 | 247 | 247 | 247
BaseCase SC | NSW | CNSW | Solar | 2127.38 | 3525.3139 | 6691.0444 | 9818.7364 | 10168.7365 | 10372.2586 | 11282.1525 | 11282.1525 | 13881.511 | 13881.511 | 13998.1472 | 13998.1472 | 16408.543 | 16408.543 | 16408.543 | 16459.78 | 18670.7342 | 18670.7342 | 18670.7342 | 18634.7242 | 18634.7242 | 18634.7242 | 18670.9553 | 18479.3153
BaseCase SC | NSW | CNSW | Wind | 498.03 | 498.03 | 1098.311 | 4281.0648 | 6176.6191 | 6829 | 6829 | 6829 | 7420.7887 | 8066.7926 | 8345.8102 | 8345.8102 | 9361.235 | 9361.235 | 9254.435 | 9657.22 | 9657.22 | 9657.22 | 9657.22 | 9657.22 | 9657.22 | 9657.22 | 9657.22 | 9544.03
BaseCase SC | NSW | NNSW | 1h | 200 | 200 | 200 | 200 | 200 | 200 | 200 | 200 | 200 | 200 | 200 | 200 | 200 | 200 | 200 | 200 | 200 | 200 | 200 | 200 | 200 | 200 | 200 | 200
BaseCase SC | NSW | NNSW | 2h | 0 | 450 | 450.0001 | 450.0001 | 450.0001 | 450.0001 | 450.0001 | 450.0001 | 450.0001 | 450.0001 | 450.0001 | 450.0001 | 450.0001 | 450.0001 | 450.0001 | 450.0001 | 450.0001 | 450.0001 | 450.0001 | 450.0001 | 450.0001 | 250 | 250 | 250
BaseCase SC | NSW | NNSW | 8h | 275 | 400 | 600.8369 | 645.3323 | 645.3323 | 713.3365 | 713.3365 | 713.3365 | 713.3365 | 713.3365 | 713.3365 | 713.3365 | 713.3365 | 713.3365 | 713.3365 | 713.3365 | 713.3365 | 713.3365 | 713.3365 | 713.3365 | 438.3365 | 313.3365 | 112.4996 | 68.0042
BaseCase SC | NSW | NNSW | CST | 0 | 0 | 0 | 0 | 0 | 0 | 0 | 0 | 0 | 0 | 0 | 0 | 0 | 0 | 0 | 0 | 0 | 0 | 0 | 0 | 0 | 0 | 0 | 0
BaseCase SC | NSW | NNSW | Coordinated CER | 30.914 | 44.531 | 60.515 | 80.765 | 94.896 | 110.715 | 128.523 | 148.037 | 169.432 | 193.59 | 220.371 | 249.558 | 281.776 | 315.503 | 358.111 | 403.538 | 453.101 | 505.112 | 560.324 | 617.114 | 676.241 | 737.203 | 800.507 | 866.136
BaseCase SC | NSW | NNSW | Distributed PV | 1425.448 | 1526.742 | 1625.52 | 1727.263 | 1832.976 | 1917.456 | 1999.176 | 2079.178 | 2166.971 | 2255.764 | 2360.613 | 2464.168 | 2577.956 | 2696.966 | 2829.062 | 2956.713 | 3089.704 | 3218.007 | 3359.25 | 3493.489 | 3615.343 | 3746.248 | 3873.543 | 4000.449
BaseCase SC | NSW | NNSW | PHES | 0 | 0 | 0 | 0 | 0 | 0 | 0 | 0 | 0 | 0 | 0 | 0 | 2.19e-06 | 2.19e-06 | 2.19e-06 | 2.19e-06 | 2.19e-06 | 2.19e-06 | 2.19e-06 | 2.19e-06 | 2.19e-06 | 2.19e-06 | 2.19e-06 | 2.19e-06
BaseCase SC | NSW | NNSW | Solar | 701.02 | 1036.9665 | 1383.3292 | 1457.7503 | 1560.5071 | 1732.4409 | 3994.8091 | 3994.8091 | 3994.8091 | 3994.8091 | 3994.8091 | 3994.8091 | 3994.8091 | 3994.8091 | 3994.8091 | 3994.8091 | 3994.8091 | 3974.8091 | 3974.8091 | 3974.8091 | 3918.8091 | 3918.8091 | 3918.8091 | 3918.8091
BaseCase SC | NSW | NNSW | Wind | 442.48 | 442.48 | 442.48 | 442.4801 | 652.4801 | 652.4801 | 732.3812 | 1275.1532 | 2452.48 | 2452.48 | 3677.4521 | 3677.4521 | 3504.9721 | 3504.9721 | 3504.9721 | 4032.6908 | 4705.112 | 4435.112 | 4435.112 | 4435.112 | 4435.112 | 4435.112 | 4798.2511 | 4798.2511
BaseCase SC | NSW | SNSW | 1h | 50 | 50 | 50 | 50 | 50 | 50 | 50 | 50 | 50 | 50 | 50 | 50 | 50 | 50 | 50 | 50 | 50 | 0 | 0 | 0 | 0 | 0 | 0 | 0
BaseCase SC | NSW | SNSW | 2h | 265.6 | 265.6 | 265.6 | 265.6001 | 265.6001 | 265.6001 | 265.6001 | 259.8901 | 255.6001 | 255.6001 | 255.6001 | 255.6001 | 255.6001 | 255.6001 | 259.8901 | 259.8901 | 255.6001 | 259.8901 | 255.6001 | 255.6001 | 259.8901 | 259.89 | 159.9 | 159.9
BaseCase SC | NSW | SNSW | 4h | 0 | 0 | 0 | 0 | 0 | 200 | 200 | 200 | 200 | 200 | 200 | 200 | 200 | 200 | 200 | 200 | 200 | 200 | 200 | 200 | 200 | 200 | 200 | 200
BaseCase SC | NSW | SNSW | 8h | 50 | 150 | 350.001 | 350.0011 | 350.0011 | 350.0011 | 350.0011 | 350.0011 | 350.0011 | 350.0011 | 350.0011 | 350.0011 | 350.0011 | 350.0011 | 350.0011 | 350.0011 | 350.0011 | 350.0011 | 350.0011 | 350.0011 | 300.0011 | 200.0011 | 200 | 200
BaseCase SC | NSW | SNSW | CST | 0 | 0 | 0 | 0 | 0 | 0 | 0 | 0 | 0 | 0 | 0 | 0 | 0 | 0 | 0 | 0 | 0 | 0 | 0 | 0 | 0 | 0 | 0 | 0
BaseCase SC | NSW | SNSW | Coordinated CER | 36.845 | 53.259 | 72.629 | 97.332 | 115.495 | 136.006 | 159.202 | 184.684 | 212.654 | 244.272 | 279.24 | 317.305 | 359.278 | 403.263 | 458.66 | 517.734 | 582.172 | 649.751 | 721.479 | 795.257 | 871.964 | 951.123 | 1033.162 | 1118.291
BaseCase SC | NSW | SNSW | Distributed PV | 1675.103 | 1797.177 | 1917.549 | 2042.34 | 2172.576 | 2277.054 | 2378.427 | 2477.775 | 2586.879 | 2697.403 | 2828.253 | 2957.395 | 3100.075 | 3249.851 | 3416.21 | 3577.423 | 3745.294 | 3907.299 | 4086.123 | 4256.287 | 4411.385 | 4577.844 | 4739.824 | 4901.457
BaseCase SC | NSW | SNSW | Hydro | 2285 | 2285 | 2285 | 2285 | 2285 | 2285 | 2285 | 2285 | 2285 | 2285 | 2285 | 2285 | 2285 | 2285 | 2285 | 2285 | 2285 | 2285 | 2285 | 2285 | 2285 | 2285 | 2285 | 2285
BaseCase SC | NSW | SNSW | OCGT | 692 | 692 | 692 | 692 | 692 | 692 | 692 | 692 | 692 | 692 | 692 | 692 | 692 | 692 | 692 | 692 | 692 | 692 | 0 | 0 | 0 | 0 | 0 | 0
BaseCase SC | NSW | SNSW | PHES | 0 | 0 | 2200 | 2200 | 2200 | 2200 | 2200 | 2200 | 2200 | 2200 | 2200 | 2200 | 2200 | 2200 | 2200 | 2200 | 2200 | 2200 | 2200 | 2200 | 2200 | 2200 | 2200 | 2200
BaseCase SC | NSW | SNSW | Solar | 2413.01 | 4681.7006 | 6114.8352 | 6751.8122 | 6820.6111 | 6820.6112 | 6820.6112 | 6820.6112 | 6820.6112 | 6820.6112 | 6820.6112 | 6820.6112 | 6820.6112 | 6820.6112 | 6820.6112 | 6820.6112 | 6820.6112 | 6617.5812 | 6617.5812 | 6617.5812 | 6532.5812 | 6500.1812 | 6716.1533 | 6383.8133
BaseCase SC | NSW | SNSW | Wind | 1839.03 | 2109.51 | 2109.5102 | 2194.5662 | 2416.4925 | 3001.1326 | 3001.1326 | 3001.1326 | 3001.1326 | 3001.1326 | 2954.6326 | 2954.6326 | 2924.6326 | 2937.5377 | 2802.6815 | 2849.2407 | 2849.2407 | 3178.3209 | 3178.3209 | 2941.3109 | 2722.6109 | 2969.4774 | 2652.1363 | 2652.1363
BaseCase SC | NSW | SNW | 1h | 1.697e-05 | 1.983e-05 | 2.84e-05 | 3.769e-05 | 4.453e-05 | 4.862e-05 | 4.862e-05 | 4.862e-05 | 4.862e-05 | 4.862e-05 | 4.862e-05 | 4.862e-05 | 4.862e-05 | 4.862e-05 | 4.862e-05 | 4.862e-05 | 4.862e-05 | 4.862e-05 | 4.862e-05 | 4.862e-05 | 3.165e-05 | 2.879e-05 | 2.022e-05 | 1.094e-05
BaseCase SC | NSW | SNW | 2h | 265.0301 | 265.0302 | 265.0302 | 265.0303 | 965.1603 | 965.1603 | 965.1603 | 965.1603 | 965.1603 | 965.1603 | 915.1603 | 915.1603 | 915.1603 | 915.1603 | 850.1803 | 850.1803 | 850.1803 | 850.1803 | 850.1803 | 850.1803 | 850.1803 | 850.1802 | 850.1801 | 850.18
BaseCase SC | NSW | SNW | 4h | 460 | 1768.0202 | 2938.8237 | 3065.0367 | 3065.0367 | 3065.0367 | 3065.0367 | 3065.0367 | 3065.0367 | 3065.0367 | 3065.0367 | 3065.0367 | 3065.0367 | 3065.0367 | 3065.0367 | 3065.0367 | 3065.0367 | 3065.0367 | 3065.0367 | 2605.0367 | 2605.0366 | 1537.0165 | 366.213 | 240
BaseCase SC | NSW | SNW | 8h | 1.41e-05 | 5.069e-05 | 0.00086504 | 485.0907 | 485.0907 | 670.4927 | 1495.1177 | 1967.8133 | 1967.8133 | 1967.8133 | 1967.8133 | 1967.8133 | 1967.8133 | 1967.8133 | 1967.8133 | 1967.8133 | 1967.8133 | 1967.8133 | 1967.8133 | 1967.8133 | 1967.8133 | 1967.8132 | 1967.8124 | 1482.7227
BaseCase SC | NSW | SNW | Black Coal | 4200 | 4200 | 4200 | 1320 | 1320 | 1320 | 1320 | 0 | 0 | 0 | 0 | 0 | 0 | 0 | 0 | 0 | 0 | 0 | 0 | 0 | 0 | 0 | 0 | 0
BaseCase SC | NSW | SNW | CCGT | 720 | 720 | 720 | 720 | 720 | 720 | 720 | 720 | 720 | 720 | 720 | 720 | 720 | 720 | 720 | 720 | 720 | 320 | 320 | 320 | 320 | 320 | 320 | 320
BaseCase SC | NSW | SNW | Coordinated CER | 141.386 | 204.751 | 279.829 | 376.316 | 451.281 | 537.431 | 636.262 | 746.256 | 868.434 | 1009.443 | 1167.067 | 1340.7 | 1533.848 | 1738.832 | 1994.201 | 2268.685 | 2569.275 | 2886.776 | 3225.779 | 3577.429 | 3945.117 | 4327.051 | 4725.938 | 5142.296
BaseCase SC | NSW | SNW | DSP | 6000 | 6000 | 6000 | 6000 | 6000 | 6000 | 6000 | 6000 | 6000 | 6000 | 6000 | 6000 | 6000 | 6000 | 6000 | 6000 | 6000 | 6000 | 6000 | 6000 | 6000 | 6000 | 6000 | 6000
BaseCase SC | NSW | SNW | Distributed PV | 5866.514 | 6337.258 | 6803.99 | 7277.017 | 7755.791 | 8158.552 | 8549.782 | 8926.378 | 9338.019 | 9761.277 | 10251.584 | 10754.907 | 11314.033 | 11906.147 | 12546.644 | 13173.524 | 13810.781 | 14423.387 | 15115.168 | 15774.383 | 16395.39 | 17051.049 | 17693.364 | 18337.912
BaseCase SC | NSW | SNW | OCGT | 1620.5 | 1620.5 | 1620.5 | 1620.5 | 1620.5 | 1620.5 | 1620.5 | 1620.5 | 1620.5 | 1620.5 | 1599.7 | 1849.6477 | 4238.5251 | 4238.5251 | 4238.5251 | 4354.9297 | 4829.2985 | 4829.2985 | 4703.5985 | 4787.5747 | 4787.5747 | 4787.5747 | 4787.5747 | 4787.5747
BaseCase SC | NSW | SNW | Offshore Wind | 0 | 0 | 0 | 0 | 0 | 0 | 0 | 0 | 0 | 0 | 0 | 0 | 1210.441 | 1210.441 | 1210.441 | 1210.441 | 1742.9641 | 1742.9641 | 1742.9641 | 1742.9641 | 1742.9641 | 1774.6431 | 1778.3446 | 1778.3446
BaseCase SC | NSW | SNW | Solar | 3.004e-05 | 4.1e-05 | 5.409e-05 | 6.927e-05 | 0.00010242 | 0.00014627 | 0.00014627 | 0.00014627 | 0.00014728 | 0.00014972 | 0.000155 | 890 | 890 | 890 | 890 | 890 | 890 | 890 | 890 | 890 | 890 | 890 | 890 | 890
BaseCase SC | NSW | SNW | Wind | 0 | 0 | 1.473e-05 | 2.325e-05 | 4.909e-05 | 7.096e-05 | 7.096e-05 | 7.096e-05 | 71 | 71 | 71 | 71 | 71 | 71 | 71 | 71 | 71 | 71 | 71 | 71 | 71 | 71 | 71 | 71
BaseCase SC | QLD |  | 1h | 222.02 | 622.02 | 622.02 | 622.02 | 622.02 | 622.02 | 622.02 | 622.02 | 622.02 | 622.02 | 622.02 | 622.02 | 622.02 | 622.02 | 622.02 | 622.02 | 622.02 | 622.02 | 622.02 | 622.02 | 622.02 | 622.02 | 622.02 | 222.02
BaseCase SC | QLD |  | 2h | 2054.72 | 2039.1201 | 2189.1201 | 2489.1201 | 2485.1201 | 2485.1201 | 2485.1201 | 2500.7201 | 2485.1201 | 2500.7201 | 2485.1201 | 2485.1201 | 2385.1201 | 2385.1201 | 2385.1201 | 2385.1201 | 2354.7201 | 2354.7201 | 2139.1201 | 1589.1201 | 1589.1201 | 1439.1201 | 1184.3201 | 899.9201
BaseCase SC | QLD |  | 4h | 560 | 560.0196 | 1108.1953 | 1809.7633 | 1809.7633 | 1809.7633 | 1809.7633 | 1809.7633 | 1809.7633 | 1809.7633 | 1809.7633 | 1809.7633 | 1809.7633 | 1809.7633 | 1809.7633 | 1809.7633 | 1887.8011 | 1982.7745 | 2515.9247 | 2515.9247 | 2364.6114 | 2762.7013 | 2318.5255 | 2934.7326
BaseCase SC | QLD |  | 8h | 0 | 0 | 8.937e-05 | 0.00015308 | 0.00015308 | 0.00015308 | 0.00015308 | 0.00015308 | 0.00015308 | 0.00015308 | 0.00015308 | 0.00015308 | 0.00015308 | 0.00015308 | 0.00015308 | 0.00015308 | 0.00030382 | 234.0172 | 234.0172 | 409.6813 | 409.6813 | 1654.2191 | 1770.5695 | 3699.9864
BaseCase SC | QLD |  | Biomass | 32 | 32 | 32 | 32 | 32 | 32 | 32 | 32 | 32 | 32 | 32 | 32 | 32 | 32 | 32 | 32 | 32 | 32 | 32 | 32 | 32 | 32 | 32 | 32
BaseCase SC | QLD |  | Black Coal | 8130 | 8130 | 8130 | 5750 | 5750 | 5750 | 5750 | 5750 | 5750 | 5750 | 5050 | 3900 | 3900 | 3900 | 3900 | 3900 | 3156 | 2791 | 2426 | 2061 | 1696 | 1696 | 1696 | 0
BaseCase SC | QLD |  | CCGT | 1597.9 | 1597.9 | 1597.9 | 1597.9 | 1597.9 | 1597.9 | 1597.9 | 1597.9 | 1597.9 | 1597.9 | 1212.9 | 1212.9 | 1125.5 | 1068.5 | 1068.5 | 1068.5 | 1068.5 | 1068.5 | 1068.5 | 424 | 424 | 180 | 180 | 180
BaseCase SC | QLD |  | Coordinated CER | 102.614 | 153.763 | 214.386 | 311.573 | 400.865 | 503.651 | 619.603 | 751.864 | 899.592 | 1067.685 | 1255.352 | 1461.794 | 1693.459 | 1937.521 | 2226.749 | 2538.398 | 2879.843 | 3246.136 | 3635.086 | 4037.828 | 4453.352 | 4891.089 | 5348.579 | 5818.06
BaseCase SC | QLD |  | Distributed PV | 8385.61 | 8892.648 | 9384.829 | 9926.438 | 10511.372 | 10946.186 | 11365.201 | 11833.464 | 12353.656 | 12887.351 | 13481.666 | 14053.152 | 14666.609 | 15329.831 | 16059.043 | 16789.201 | 17573.409 | 18354.617 | 19160.489 | 19931.925 | 20630.75 | 21382.444 | 22126.532 | 22847.925
BaseCase SC | QLD |  | H2 Reciprocating Engine | 0 | 0 | 400 | 400 | 400 | 400 | 400 | 400 | 400 | 400 | 400 | 400 | 400 | 400 | 400 | 400 | 400 | 400 | 400 | 400 | 400 | 400 | 400 | 400
BaseCase SC | QLD |  | Hydro | 156.4 | 156.4 | 156.4 | 156.4 | 156.4 | 156.4 | 156.4 | 156.4 | 156.4 | 156.4 | 156.4 | 156.4 | 156.4 | 156.4 | 156.4 | 156.4 | 156.4 | 156.4 | 156.4 | 156.4 | 156.4 | 156.4 | 156.4 | 156.4
BaseCase SC | QLD |  | Liquid Fuel | 423.5 | 423.5 | 423.5 | 423.5 | 423.5 | 423.5 | 423.5 | 131.5 | 131.5 | 131.5 | 131.5 | 131.5 | 131.5 | 131.5 | 131.5 | 131.5 | 131.5 | 131.5 | 0 | 0 | 0 | 0 | 0 | 0
BaseCase SC | QLD |  | OCGT | 1546 | 1546 | 1663 | 1663 | 1663 | 2062.885 | 2062.885 | 2062.885 | 1945.885 | 1945.885 | 1945.885 | 1945.885 | 2693.9317 | 2693.9317 | 2693.9317 | 2693.9317 | 2693.9317 | 2693.9317 | 3036.751 | 3235.4177 | 2671.4177 | 2671.4177 | 2671.4177 | 2152.4177
BaseCase SC | QLD |  | PHES | 820 | 820 | 820 | 820 | 820 | 820 | 820 | 820 | 2818 | 2818 | 2818 | 2818 | 2818 | 2818 | 2818 | 2818 | 2818 | 2818 | 2818 | 2818 | 2818 | 2818 | 2818 | 2818
BaseCase SC | QLD |  | Solar | 3920.3 | 6249.0977 | 7046.9377 | 7046.3878 | 7045.818 | 7218.3927 | 7217.8327 | 7217.3327 | 7216.8527 | 8218.8981 | 9922.7113 | 10476.9002 | 11692.7868 | 12442.6378 | 12442.6378 | 12955.2941 | 15713.8388 | 15557.8688 | 15412.4088 | 16365.1294 | 15756.1094 | 16582.3187 | 18260.2895 | 19730.1585
BaseCase SC | QLD |  | Wind | 2569.65 | 3075.86 | 3604.6777 | 4045.7 | 4679.3212 | 5764.3587 | 6709.8894 | 7405.0906 | 8072.5471 | 8072.5471 | 8229.1599 | 9315.1648 | 11136.5234 | 12112.8955 | 12112.8955 | 12756.5913 | 13859.639 | 15078.3655 | 14638.3855 | 15128.6994 | 15085.4994 | 15085.4994 | 15133.5115 | 14804.2524
BaseCase SC | QLD | CQ | 2h | 230 | 230 | 230 | 230 | 226 | 226 | 226 | 226 | 226 | 226 | 226 | 226 | 226 | 226 | 226 | 226 | 180 | 180 | 180 | 180 | 180 | 180 | 180 | 180
BaseCase SC | QLD | CQ | 4h | 300 | 300 | 300 | 300 | 300 | 300 | 300 | 300 | 300 | 300 | 300 | 300 | 300 | 300 | 300 | 300 | 300 | 300 | 300 | 300 | 0 | 0 | 0 | 0
BaseCase SC | QLD | CQ | 8h | 0 | 0 | 2.335e-05 | 3.678e-05 | 3.678e-05 | 3.678e-05 | 3.678e-05 | 3.678e-05 | 3.678e-05 | 3.678e-05 | 3.678e-05 | 3.678e-05 | 3.678e-05 | 3.678e-05 | 3.678e-05 | 3.678e-05 | 0.00018384 | 163.8264 | 163.8264 | 163.8264 | 163.8264 | 170.719 | 287.0695 | 868.3744
BaseCase SC | QLD | CQ | Black Coal | 3004 | 3004 | 3004 | 2304 | 2304 | 2304 | 2304 | 2304 | 2304 | 2304 | 2304 | 2304 | 2304 | 2304 | 2304 | 2304 | 2304 | 1939 | 1574 | 1209 | 844 | 844 | 844 | 0
BaseCase SC | QLD | CQ | Coordinated CER | 10.033 | 15.034 | 20.967 | 30.497 | 38.759 | 48.173 | 58.71 | 70.68 | 83.995 | 98.973 | 115.636 | 133.91 | 154.396 | 175.88 | 201.586 | 229.245 | 259.582 | 292.1 | 326.586 | 362.19 | 398.892 | 437.527 | 477.836 | 519.053
BaseCase SC | QLD | CQ | Distributed PV | 768.383 | 817.628 | 864.697 | 918.708 | 979.307 | 1022.445 | 1064.226 | 1111.996 | 1165.374 | 1219.524 | 1280.904 | 1338.13 | 1399.506 | 1466.364 | 1541.455 | 1616.212 | 1698.324 | 1780.35 | 1864.243 | 1944.748 | 2015.629 | 2093.631 | 2170.496 | 2244.999
BaseCase SC | QLD | CQ | OCGT | 37 | 37 | 37 | 37 | 37 | 436.885 | 436.885 | 436.885 | 399.885 | 399.885 | 399.885 | 399.885 | 399.885 | 399.885 | 399.885 | 399.885 | 399.885 | 399.885 | 399.885 | 399.885 | 399.885 | 399.885 | 399.885 | 399.885
BaseCase SC | QLD | CQ | PHES | 0 | 0 | 0 | 0 | 0 | 0 | 0 | 0 | 0 | 0 | 0 | 0 | 1.09e-06 | 1.09e-06 | 1.09e-06 | 1.09e-06 | 1.09e-06 | 1.09e-06 | 1.09e-06 | 1.09e-06 | 1.09e-06 | 1.09e-06 | 1.09e-06 | 1.09e-06
BaseCase SC | QLD | CQ | Solar | 957.16 | 957.1604 | 1054.1604 | 1054.1604 | 1054.1605 | 1054.1607 | 1054.1607 | 1054.1607 | 1054.1607 | 1682.7248 | 2145.012 | 2145.012 | 2145.012 | 2145.012 | 2145.012 | 2538.9248 | 3954.3496 | 3939.3496 | 3896.8496 | 4881.6702 | 4881.6702 | 5330.2654 | 6624.5388 | 8166.9858
BaseCase SC | QLD | CQ | Wind | 439 | 945.21 | 945.21 | 945.21 | 1037.68 | 1263.8683 | 1272.7305 | 1275.359 | 1942.8155 | 1942.8155 | 1942.8155 | 1942.8155 | 2342.8154 | 2344.6311 | 2344.6311 | 2344.6311 | 2346.7493 | 3644.9276 | 3644.9276 | 3646.1961 | 3646.1961 | 3646.1961 | 3647.5587 | 3208.5587
BaseCase SC | QLD | GG | 1h | 0 | 400 | 400 | 400 | 400 | 400 | 400 | 400 | 400 | 400 | 400 | 400 | 400 | 400 | 400 | 400 | 400 | 400 | 400 | 400 | 400 | 400 | 400 | 0
BaseCase SC | QLD | GG | 2h | 0 | 1.117e-05 | 1.479e-05 | 2.279e-05 | 2.806e-05 | 3.179e-05 | 3.179e-05 | 3.179e-05 | 3.179e-05 | 3.179e-05 | 3.179e-05 | 3.179e-05 | 3.179e-05 | 3.179e-05 | 3.179e-05 | 3.179e-05 | 3.683e-05 | 3.897e-05 | 3.897e-05 | 3.897e-05 | 3.897e-05 | 3.482e-05 | 3.12e-05 | 6.943e-05
BaseCase SC | QLD | GG | 4h | 0 | 0 | 9.096e-05 | 75.1539 | 75.1539 | 75.1539 | 75.1539 | 75.1539 | 75.1539 | 75.1539 | 75.1539 | 75.1539 | 75.1539 | 75.1539 | 75.1539 | 75.1539 | 153.1917 | 248.1651 | 781.3153 | 781.3153 | 930.002 | 1207.8054 | 1207.8053 | 2344.5839
BaseCase SC | QLD | GG | Black Coal | 1680 | 1680 | 1680 | 0 | 0 | 0 | 0 | 0 | 0 | 0 | 0 | 0 | 0 | 0 | 0 | 0 | 0 | 0 | 0 | 0 | 0 | 0 | 0 | 0
BaseCase SC | QLD | GG | CCGT | 180 | 180 | 180 | 180 | 180 | 180 | 180 | 180 | 180 | 180 | 180 | 180 | 180 | 180 | 180 | 180 | 180 | 180 | 180 | 180 | 180 | 180 | 180 | 180
BaseCase SC | QLD | GG | Coordinated CER | 1.285 | 1.926 | 2.683 | 3.888 | 4.96 | 6.183 | 7.555 | 9.113 | 10.848 | 12.806 | 14.986 | 17.379 | 20.063 | 22.879 | 26.22 | 29.814 | 33.748 | 37.963 | 42.429 | 47.036 | 51.777 | 56.761 | 61.958 | 67.27
BaseCase SC | QLD | GG | Distributed PV | 95.933 | 102.238 | 108.424 | 114.952 | 121.69 | 126.898 | 131.904 | 137.355 | 143.363 | 149.596 | 156.393 | 163.147 | 170.402 | 178.183 | 186.542 | 194.967 | 203.789 | 212.547 | 221.67 | 230.379 | 238.525 | 247.068 | 255.571 | 263.819
BaseCase SC | QLD | GG | OCGT | 0 | 0 | 0 | 0 | 0 | 0 | 0 | 0 | 0 | 0 | 0 | 0 | 411.5766 | 411.5766 | 411.5766 | 411.5766 | 411.5766 | 411.5766 | 754.3959 | 754.3959 | 754.3959 | 754.3959 | 754.3959 | 754.3959
BaseCase SC | QLD | GG | Solar | 387.01 | 387.01 | 387.01 | 387.0102 | 387.0103 | 387.0103 | 387.0103 | 387.0103 | 387.0103 | 387.0103 | 387.0103 | 387.0103 | 387.0103 | 387.0103 | 387.0103 | 505.7537 | 520.3923 | 520.3923 | 520.3923 | 520.3923 | 520.3923 | 530.5755 | 539.247 | 539.2471
BaseCase SC | QLD | NQ | 2h | 0 | 0 | 150 | 450 | 450 | 450 | 450 | 450 | 450 | 450 | 450 | 450 | 450 | 450 | 450 | 450 | 450 | 450 | 450 | 450 | 450 | 300 | 300 | 0
BaseCase SC | QLD | NQ | 4h | 0 | 0 | 254.0004 | 254.0012 | 254.0012 | 254.0012 | 254.0012 | 254.0012 | 254.0012 | 254.0012 | 254.0012 | 254.0012 | 254.0012 | 254.0012 | 254.0012 | 254.0012 | 254.0012 | 254.0012 | 254.0012 | 254.0012 | 254.0012 | 374.3073 | 224.3069 | 330.1487
BaseCase SC | QLD | NQ | Biomass | 32 | 32 | 32 | 32 | 32 | 32 | 32 | 32 | 32 | 32 | 32 | 32 | 32 | 32 | 32 | 32 | 32 | 32 | 32 | 32 | 32 | 32 | 32 | 32
BaseCase SC | QLD | NQ | CCGT | 244 | 244 | 244 | 244 | 244 | 244 | 244 | 244 | 244 | 244 | 244 | 244 | 244 | 244 | 244 | 244 | 244 | 244 | 244 | 244 | 244 | 0 | 0 | 0
BaseCase SC | QLD | NQ | Coordinated CER | 15.56 | 23.303 | 32.481 | 47.221 | 60.172 | 74.951 | 91.504 | 110.305 | 131.22 | 154.784 | 181.014 | 209.789 | 242.059 | 275.905 | 316.29 | 359.746 | 407.38 | 458.428 | 512.553 | 568.422 | 625.941 | 686.455 | 749.57 | 814.101
BaseCase SC | QLD | NQ | Distributed PV | 1269.213 | 1346.126 | 1420.394 | 1503.254 | 1594.101 | 1660.667 | 1724.77 | 1797.01 | 1877.418 | 1959.521 | 2051.614 | 2139.069 | 2232.901 | 2334.635 | 2447.439 | 2560.093 | 2682.171 | 2803.88 | 2928.96 | 3048.779 | 3155.996 | 3272.375 | 3387.306 | 3498.666
BaseCase SC | QLD | NQ | Hydro | 156.4 | 156.4 | 156.4 | 156.4 | 156.4 | 156.4 | 156.4 | 156.4 | 156.4 | 156.4 | 156.4 | 156.4 | 156.4 | 156.4 | 156.4 | 156.4 | 156.4 | 156.4 | 156.4 | 156.4 | 156.4 | 156.4 | 156.4 | 156.4
BaseCase SC | QLD | NQ | Liquid Fuel | 423.5 | 423.5 | 423.5 | 423.5 | 423.5 | 423.5 | 423.5 | 131.5 | 131.5 | 131.5 | 131.5 | 131.5 | 131.5 | 131.5 | 131.5 | 131.5 | 131.5 | 131.5 | 0 | 0 | 0 | 0 | 0 | 0
BaseCase SC | QLD | NQ | PHES | 250 | 250 | 250 | 250 | 250 | 250 | 250 | 250 | 250 | 250 | 250 | 250 | 250 | 250 | 250 | 250 | 250 | 250 | 250 | 250 | 250 | 250 | 250 | 250
BaseCase SC | QLD | NQ | Solar | 727.63 | 829.2254 | 1429.2254 | 1429.2254 | 1429.2255 | 1602.3597 | 1602.3597 | 1602.3597 | 1602.3597 | 1602.3597 | 1607.3832 | 2161.5721 | 2165.3523 | 2165.3523 | 2165.3523 | 2165.3523 | 2248.5174 | 2132.5474 | 2132.5474 | 2132.5474 | 2117.5474 | 2017.5674 | 1868.5874 | 1868.5874
BaseCase SC | QLD | NQ | Wind | 375.65 | 375.65 | 904.4676 | 1345.4898 | 1345.4905 | 1345.4906 | 2282.1591 | 2974.7318 | 2974.7318 | 2974.7318 | 2974.7318 | 2974.7318 | 4096.0904 | 4096.0904 | 4096.0904 | 4096.0904 | 4210.9261 | 4131.4744 | 4131.4744 | 4267.4837 | 4224.2837 | 4224.2837 | 4270.9332 | 4380.6741
BaseCase SC | QLD | SQ | 1h | 222.02 | 222.02 | 222.02 | 222.02 | 222.02 | 222.02 | 222.02 | 222.02 | 222.02 | 222.02 | 222.02 | 222.02 | 222.02 | 222.02 | 222.02 | 222.02 | 222.02 | 222.02 | 222.02 | 222.02 | 222.02 | 222.02 | 222.02 | 222.02
BaseCase SC | QLD | SQ | 2h | 1824.72 | 1809.12 | 1809.1201 | 1809.1201 | 1809.1201 | 1809.1201 | 1809.1201 | 1824.7201 | 1809.1201 | 1824.7201 | 1809.1201 | 1809.1201 | 1709.1201 | 1709.1201 | 1709.1201 | 1709.1201 | 1724.7201 | 1724.7201 | 1509.1201 | 959.1201 | 959.1201 | 959.12 | 704.32 | 719.92
BaseCase SC | QLD | SQ | 4h | 260 | 260.0196 | 554.1949 | 1180.6082 | 1180.6082 | 1180.6082 | 1180.6082 | 1180.6082 | 1180.6082 | 1180.6082 | 1180.6082 | 1180.6082 | 1180.6082 | 1180.6082 | 1180.6082 | 1180.6082 | 1180.6082 | 1180.6082 | 1180.6082 | 1180.6082 | 1180.6082 | 1180.5886 | 886.4133 | 260.0001
BaseCase SC | QLD | SQ | 8h | 0 | 0 | 6.602e-05 | 0.0001163 | 0.0001163 | 0.0001163 | 0.0001163 | 0.0001163 | 0.0001163 | 0.0001163 | 0.0001163 | 0.0001163 | 0.0001163 | 0.0001163 | 0.0001163 | 0.0001163 | 0.00011998 | 70.1908 | 70.1908 | 245.8549 | 245.8549 | 1483.5001 | 1483.5 | 2831.612
BaseCase SC | QLD | SQ | Black Coal | 3446 | 3446 | 3446 | 3446 | 3446 | 3446 | 3446 | 3446 | 3446 | 3446 | 2746 | 1596 | 1596 | 1596 | 1596 | 1596 | 852 | 852 | 852 | 852 | 852 | 852 | 852 | 0
BaseCase SC | QLD | SQ | CCGT | 1173.9 | 1173.9 | 1173.9 | 1173.9 | 1173.9 | 1173.9 | 1173.9 | 1173.9 | 1173.9 | 1173.9 | 788.9 | 788.9 | 701.5 | 644.5 | 644.5 | 644.5 | 644.5 | 644.5 | 644.5 | 0 | 0 | 0 | 0 | 0
BaseCase SC | QLD | SQ | Coordinated CER | 75.736 | 113.5 | 158.255 | 229.967 | 296.974 | 374.344 | 461.834 | 561.766 | 673.529 | 801.122 | 943.716 | 1100.716 | 1276.941 | 1462.857 | 1682.653 | 1919.593 | 2179.133 | 2457.645 | 2753.518 | 3060.18 | 3376.742 | 3710.346 | 4059.215 | 4417.636
BaseCase SC | QLD | SQ | Distributed PV | 6252.081 | 6626.656 | 6991.314 | 7389.524 | 7816.274 | 8136.176 | 8444.301 | 8787.103 | 9167.501 | 9558.71 | 9992.755 | 10412.806 | 10863.8 | 11350.649 | 11883.607 | 12417.929 | 12989.125 | 13557.84 | 14145.616 | 14708.019 | 15220.6 | 15769.37 | 16313.159 | 16840.441
BaseCase SC | QLD | SQ | H2 Reciprocating Engine | 0 | 0 | 400 | 400 | 400 | 400 | 400 | 400 | 400 | 400 | 400 | 400 | 400 | 400 | 400 | 400 | 400 | 400 | 400 | 400 | 400 | 400 | 400 | 400
BaseCase SC | QLD | SQ | OCGT | 1509 | 1509 | 1626 | 1626 | 1626 | 1626 | 1626 | 1626 | 1546 | 1546 | 1546 | 1546 | 1882.4701 | 1882.4701 | 1882.4701 | 1882.4701 | 1882.4701 | 1882.4701 | 1882.4701 | 2081.1368 | 1517.1368 | 1517.1368 | 1517.1368 | 998.1368
BaseCase SC | QLD | SQ | PHES | 570 | 570 | 570 | 570 | 570 | 570 | 570 | 570 | 2568 | 2568 | 2568 | 2568 | 2568 | 2568 | 2568 | 2568 | 2568 | 2568 | 2568 | 2568 | 2568 | 2568 | 2568 | 2568
BaseCase SC | QLD | SQ | Solar | 1848.5 | 4075.7018 | 4176.5418 | 4175.9918 | 4175.4218 | 4174.8619 | 4174.3019 | 4173.8019 | 4173.3219 | 4546.8033 | 5783.3058 | 5783.3058 | 6995.4121 | 7745.2632 | 7745.2632 | 7745.2632 | 8990.5796 | 8965.5796 | 8862.6196 | 8830.5196 | 8236.4996 | 8703.9104 | 9227.9164 | 9155.3382
BaseCase SC | QLD | SQ | Wind | 1755 | 1755 | 1755.0001 | 1755.0001 | 2296.1507 | 3154.9999 | 3154.9999 | 3154.9999 | 3154.9999 | 3154.9999 | 3311.6127 | 4397.6176 | 4697.6175 | 5672.174 | 5672.174 | 6315.8698 | 7301.9636 | 7301.9636 | 6861.9836 | 7215.0196 | 7215.0196 | 7215.0196 | 7215.0196 | 7215.0196
BaseCase SC | SA |  | 2h | 1135.13 | 2711.13 | 2911.13 | 2911.13 | 2881.13 | 2881.13 | 2881.13 | 2888.1 | 2856.13 | 2856.13 | 2856.13 | 2863.1 | 2856.13 | 2856.13 | 2856.13 | 2844.13 | 2844.13 | 2593.43 | 2300 | 2287.45 | 2077.45 | 301.45 | 261 | 150
BaseCase SC | SA |  | 4h | 0 | 556 | 556.0002 | 556.0002 | 556.0002 | 556.0002 | 556.0002 | 300.0002 | 556.0002 | 556.0002 | 556.0002 | 300.0002 | 556.0002 | 556.0002 | 556.0002 | 556.0002 | 556.0002 | 556.0002 | 300.0002 | 556.0002 | 556.0002 | 0.00020296 | 2.046e-05 | 1.809e-05
BaseCase SC | SA |  | 8h | 0 | 0 | 318.86 | 564.8599 | 564.8599 | 564.8599 | 564.8599 | 564.8599 | 564.8599 | 564.8599 | 564.8599 | 564.8599 | 564.8599 | 564.8599 | 564.8599 | 564.8599 | 564.8599 | 655.8516 | 655.8516 | 655.8516 | 655.8516 | 1069.627 | 1268.6709 | 1152.8938
BaseCase SC | SA |  | CCGT | 1309 | 1129 | 529 | 529 | 529 | 529 | 529 | 529 | 529 | 529 | 529 | 0 | 0 | 0 | 0 | 0 | 0 | 0 | 0 | 0 | 0 | 0 | 0 | 0
BaseCase SC | SA |  | Coordinated CER | 153.311 | 201.921 | 256.637 | 280.231 | 318.881 | 361.864 | 410.518 | 463.802 | 521.679 | 587.473 | 658.796 | 737.461 | 823.289 | 910.176 | 1018.727 | 1133.859 | 1258.894 | 1391.274 | 1529.201 | 1671.18 | 1814.909 | 1962.817 | 2117.233 | 2274.033
BaseCase SC | SA |  | Distributed PV | 3322.606 | 3485.02 | 3643.25 | 3809.236 | 3981.846 | 4132.518 | 4275.546 | 4428.167 | 4585.33 | 4747.763 | 4928.704 | 5111.166 | 5303.055 | 5507.385 | 5728.439 | 5953.112 | 6183.831 | 6407.454 | 6644.43 | 6867.27 | 7070.706 | 7281.09 | 7496.641 | 7710.441
BaseCase SC | SA |  | Liquid Fuel | 413.38 | 276.88 | 276.88 | 276.88 | 276.88 | 276.88 | 276.88 | 276.88 | 276.88 | 276.88 | 276.88 | 276.88 | 276.88 | 276.88 | 276.88 | 276.88 | 276.88 | 276.88 | 276.88 | 276.88 | 122.88 | 122.88 | 122.88 | 122.88
BaseCase SC | SA |  | OCGT | 1175.26 | 1175.26 | 1175.26 | 1175.26 | 929.26 | 929.26 | 929.26 | 929.26 | 929.26 | 860.5315 | 850.9672 | 920.4292 | 920.4292 | 920.4292 | 716.6692 | 716.6692 | 863.5481 | 863.5481 | 535.7985 | 407.3985 | 816.2806 | 1054.1257 | 1054.1257 | 1493.3624
BaseCase SC | SA |  | Solar | 588.88 | 1427.2003 | 1600.8799 | 1600.8799 | 1600.88 | 1596.32 | 1596.32 | 1596.32 | 1596.32 | 1596.32 | 1596.32 | 1596.32 | 2092.4066 | 3555.5528 | 3965.462 | 3982.1836 | 4189.3282 | 4189.3282 | 3970.0882 | 3956.9782 | 3956.9782 | 3879.9782 | 5915.9819 | 5820.9819
BaseCase SC | SA |  | Wind | 2722.04 | 2722.04 | 2747.0401 | 3022.0401 | 2960.0401 | 2869.2901 | 2869.2901 | 2737.5901 | 2737.5902 | 2467.4102 | 2553.2965 | 2679.452 | 3820.6594 | 4631.8046 | 4969.4724 | 4969.4724 | 4969.4724 | 5099.0163 | 5099.0163 | 4780.1287 | 4780.1287 | 4780.1287 | 4579.1487 | 4383.4587
BaseCase SC | SA | CSA | 2h | 1059.68 | 2635.6796 | 2835.6796 | 2835.6796 | 2805.6796 | 2805.6796 | 2805.6796 | 2812.0996 | 2805.6796 | 2805.6796 | 2805.6796 | 2812.0996 | 2805.6796 | 2805.6796 | 2805.6796 | 2793.6796 | 2793.6796 | 2542.9796 | 2248.9996 | 2246.9996 | 2036.9996 | 261 | 261 | 150
BaseCase SC | SA | CSA | 4h | 0 | 306 | 306.0002 | 306.0002 | 306.0002 | 306.0002 | 306.0002 | 50.0002 | 306.0002 | 306.0002 | 306.0002 | 50.0002 | 306.0002 | 306.0002 | 306.0002 | 306.0002 | 306.0002 | 306.0002 | 50.0002 | 306.0002 | 306.0002 | 0.00020296 | 2.046e-05 | 1.809e-05
BaseCase SC | SA | CSA | 8h | 0 | 0 | 318.8596 | 564.8594 | 564.8594 | 564.8594 | 564.8594 | 564.8594 | 564.8594 | 564.8594 | 564.8594 | 564.8594 | 564.8594 | 564.8594 | 564.8594 | 564.8594 | 564.8594 | 564.8594 | 564.8594 | 564.8594 | 564.8594 | 978.6348 | 659.7752 | 413.7754
BaseCase SC | SA | CSA | CCGT | 1309 | 1129 | 529 | 529 | 529 | 529 | 529 | 529 | 529 | 529 | 529 | 0 | 0 | 0 | 0 | 0 | 0 | 0 | 0 | 0 | 0 | 0 | 0 | 0
BaseCase SC | SA | CSA | Coordinated CER | 137.259 | 180.725 | 229.627 | 250.596 | 285.151 | 323.613 | 367.182 | 414.931 | 466.819 | 525.868 | 589.908 | 660.559 | 737.673 | 815.754 | 913.075 | 1016.259 | 1128.321 | 1246.962 | 1370.58 | 1497.829 | 1626.645 | 1759.22 | 1897.629 | 2038.179
BaseCase SC | SA | CSA | Distributed PV | 3003.655 | 3147.752 | 3288.528 | 3435.189 | 3586.143 | 3718.928 | 3844.807 | 3977.949 | 4114.996 | 4256.6 | 4413.453 | 4572.918 | 4741.164 | 4919.709 | 5111.873 | 5306.817 | 5506.077 | 5698.934 | 5904.058 | 6096.6 | 6273.272 | 6454.96 | 6640.715 | 6824.738
BaseCase SC | SA | CSA | Liquid Fuel | 276.88 | 276.88 | 276.88 | 276.88 | 276.88 | 276.88 | 276.88 | 276.88 | 276.88 | 276.88 | 276.88 | 276.88 | 276.88 | 276.88 | 276.88 | 276.88 | 276.88 | 276.88 | 276.88 | 276.88 | 122.88 | 122.88 | 122.88 | 122.88
BaseCase SC | SA | CSA | OCGT | 1095.26 | 1095.26 | 1095.26 | 1095.26 | 849.26 | 849.26 | 849.26 | 849.26 | 849.26 | 849.26 | 813.36 | 882.822 | 882.822 | 882.822 | 679.062 | 679.062 | 682.6104 | 682.6104 | 354.8608 | 226.4608 | 635.3429 | 873.188 | 873.188 | 1312.4247
BaseCase SC | SA | CSA | Solar | 74.54 | 328.1801 | 465.3802 | 465.3802 | 465.3802 | 460.8202 | 460.8202 | 460.8202 | 460.8202 | 460.8202 | 460.8202 | 460.8202 | 460.8202 | 1740.2745 | 1992.7584 | 1965.8784 | 1965.8784 | 1965.8784 | 1965.8784 | 1952.7684 | 1952.7684 | 1952.7684 | 2449.6061 | 2449.6061
BaseCase SC | SA | CSA | Wind | 1765.01 | 1765.01 | 1790.01 | 2065.01 | 2065.01 | 2065.0101 | 2065.0101 | 1933.3101 | 1933.3101 | 1861.9101 | 1677.4201 | 1803.5756 | 2243.3888 | 2550.72 | 2550.72 | 2550.72 | 2550.72 | 2680.2639 | 2680.2639 | 2549.4639 | 2549.4639 | 2549.4639 | 2348.4839 | 2152.7939
BaseCase SC | SA | NSA | 2h | 10 | 10.0004 | 10.0004 | 10.0004 | 10.0004 | 10.0004 | 10.0004 | 10.0004 | 10.0004 | 10.0004 | 10.0004 | 10.0004 | 10.0004 | 10.0004 | 10.0004 | 10.0004 | 10.0004 | 10.0004 | 10.0004 | 0.00036907 | 0.00036907 | 4.25e-06 | 5.69e-06 | 5.69e-06
BaseCase SC | SA | NSA | 8h | 0 | 0 | 0.00037914 | 0.00053687 | 0.00053687 | 0.00053687 | 0.00053687 | 0.00053687 | 0.00053687 | 0.00053687 | 0.00053687 | 0.00053687 | 0.00053687 | 0.00054833 | 0.00054833 | 0.00054833 | 0.00054833 | 90.9922 | 90.9922 | 90.9922 | 90.9922 | 90.9922 | 608.8957 | 739.1184
BaseCase SC | SA | NSA | Coordinated CER | 8.421 | 11.119 | 14.166 | 15.544 | 17.688 | 20.048 | 22.692 | 25.562 | 28.66 | 32.138 | 35.882 | 39.993 | 44.449 | 48.949 | 54.702 | 60.819 | 67.449 | 74.466 | 81.766 | 89.283 | 96.887 | 104.703 | 112.861 | 121.146
BaseCase SC | SA | NSA | Distributed PV | 174.628 | 184.379 | 193.542 | 203.839 | 215.605 | 225.127 | 234.313 | 244.927 | 255.881 | 267.213 | 280.438 | 292.84 | 305.473 | 319.327 | 334.988 | 351.137 | 368.356 | 385.221 | 402.536 | 419.044 | 433.458 | 449.077 | 465.348 | 481.634
BaseCase SC | SA | NSA | Liquid Fuel | 73.5 | 0 | 0 | 0 | 0 | 0 | 0 | 0 | 0 | 0 | 0 | 0 | 0 | 0 | 0 | 0 | 0 | 0 | 0 | 0 | 0 | 0 | 0 | 0
BaseCase SC | SA | NSA | OCGT | 0 | 0 | 0 | 0 | 0 | 0 | 0 | 0 | 0 | 11.2715 | 37.6072 | 37.6072 | 37.6072 | 37.6072 | 37.6072 | 37.6072 | 180.9377 | 180.9377 | 180.9377 | 180.9377 | 180.9377 | 180.9377 | 180.9377 | 180.9377
BaseCase SC | SA | NSA | Solar | 296.24 | 880.9201 | 917.3997 | 917.3997 | 917.3997 | 917.3997 | 917.3997 | 917.3997 | 917.3997 | 917.3997 | 917.3997 | 917.3997 | 1413.4863 | 1597.1783 | 1754.6036 | 1834.3052 | 2041.4498 | 2041.4498 | 1822.2098 | 1822.2098 | 1822.2098 | 1745.2098 | 3284.3758 | 3284.3758
BaseCase SC | SA | NSA | Wind | 632.53 | 632.53 | 632.53 | 632.53 | 570.53 | 479.78 | 479.78 | 479.78 | 479.78 | 407.5 | 677.8763 | 677.8763 | 1538.2705 | 1618.7524 | 1618.7524 | 1618.7524 | 1618.7524 | 1618.7524 | 1618.7524 | 1430.6648 | 1430.6648 | 1430.6648 | 1430.6648 | 1430.6648
BaseCase SC | SA | SESA | 2h | 65.45 | 65.45 | 65.45 | 65.45 | 65.45 | 65.45 | 65.45 | 66 | 40.45 | 40.45 | 40.45 | 41 | 40.45 | 40.45 | 40.45 | 40.45 | 40.45 | 40.45 | 41 | 40.45 | 40.45 | 40.45 | 0 | 0
BaseCase SC | SA | SESA | 4h | 0 | 250 | 250 | 250 | 250 | 250 | 250 | 250 | 250 | 250 | 250 | 250 | 250 | 250 | 250 | 250 | 250 | 250 | 250 | 250 | 250 | 0 | 0 | 0
BaseCase SC | SA | SESA | Coordinated CER | 7.631 | 10.077 | 12.844 | 14.091 | 16.042 | 18.203 | 20.644 | 23.309 | 26.2 | 29.467 | 33.006 | 36.909 | 41.167 | 45.473 | 50.95 | 56.781 | 63.124 | 69.846 | 76.855 | 84.068 | 91.377 | 98.894 | 106.743 | 114.708
BaseCase SC | SA | SESA | Distributed PV | 144.323 | 152.889 | 161.18 | 170.208 | 180.098 | 188.463 | 196.426 | 205.291 | 214.453 | 223.95 | 234.813 | 245.408 | 256.418 | 268.349 | 281.578 | 295.158 | 309.398 | 323.299 | 337.836 | 351.626 | 363.976 | 377.053 | 390.578 | 404.069
BaseCase SC | SA | SESA | Liquid Fuel | 63 | 0 | 0 | 0 | 0 | 0 | 0 | 0 | 0 | 0 | 0 | 0 | 0 | 0 | 0 | 0 | 0 | 0 | 0 | 0 | 0 | 0 | 0 | 0
BaseCase SC | SA | SESA | OCGT | 80 | 80 | 80 | 80 | 80 | 80 | 80 | 80 | 80 | 0 | 0 | 0 | 0 | 0 | 0 | 0 | 0 | 0 | 0 | 0 | 0 | 0 | 0 | 0
BaseCase SC | SA | SESA | Solar | 218.1 | 218.1 | 218.1 | 218.1 | 218.1 | 218.1 | 218.1 | 218.1 | 218.1 | 218.1 | 218.1 | 218.1 | 218.1 | 218.1 | 218.1 | 182 | 182 | 182 | 182 | 182 | 182 | 182 | 182 | 87
BaseCase SC | SA | SESA | Wind | 324.5 | 324.5 | 324.5 | 324.5 | 324.5 | 324.5 | 324.5 | 324.5 | 324.5 | 198 | 198 | 198.0001 | 39.0001 | 462.3322 | 800 | 800 | 800 | 800 | 800 | 800 | 800 | 800 | 800 | 800
BaseCase SC | TAS |  | 24h | 0 | 0 | 0 | 0 | 0 | 0 | 0 | 0 | 0 | 0 | 0 | 0 | 1e-06 | 1e-06 | 1e-06 | 1e-06 | 1e-06 | 1e-06 | 1e-06 | 1e-06 | 1e-06 | 1e-06 | 1e-06 | 1e-06
BaseCase SC | TAS |  | 2h | 0 | 1.374e-05 | 1.849e-05 | 2.277e-05 | 2.529e-05 | 2.887e-05 | 2.887e-05 | 2.887e-05 | 2.887e-05 | 2.887e-05 | 2.887e-05 | 2.887e-05 | 2.887e-05 | 2.887e-05 | 2.887e-05 | 2.887e-05 | 2.887e-05 | 2.887e-05 | 2.887e-05 | 2.887e-05 | 2.887e-05 | 1.513e-05 | 1.038e-05 | 8.35e-06
BaseCase SC | TAS |  | 4h | 0 | 1.273e-05 | 1.723e-05 | 2.212e-05 | 2.626e-05 | 2.993e-05 | 2.993e-05 | 2.993e-05 | 2.993e-05 | 2.993e-05 | 2.993e-05 | 2.993e-05 | 2.993e-05 | 2.993e-05 | 2.993e-05 | 2.993e-05 | 2.993e-05 | 2.993e-05 | 2.993e-05 | 2.993e-05 | 2.993e-05 | 0.00012677 | 0.00012226 | 0.00011737
BaseCase SC | TAS |  | 8h | 0 | 0 | 9.87e-06 | 1.365e-05 | 1.498e-05 | 1.61e-05 | 1.61e-05 | 1.61e-05 | 1.61e-05 | 1.61e-05 | 1.61e-05 | 1.61e-05 | 1.61e-05 | 1.61e-05 | 1.61e-05 | 1.61e-05 | 1.61e-05 | 1.61e-05 | 1.61e-05 | 1.61e-05 | 1.61e-05 | 1.61e-05 | 6.22e-06 | 2.45e-06
BaseCase SC | TAS |  | CCGT | 208 | 208 | 208 | 208 | 208 | 208 | 208 | 208 | 208 | 208 | 208 | 208 | 208 | 208 | 208 | 208 | 208 | 208 | 208 | 208 | 208 | 208 | 208 | 208
BaseCase SC | TAS |  | CST | 0 | 0 | 0 | 0 | 0 | 0 | 0 | 0 | 0 | 0 | 0 | 0 | 0 | 0 | 0 | 0 | 0 | 0 | 0 | 0 | 0 | 0 | 0 | 0
BaseCase SC | TAS |  | Coordinated CER | 6.527 | 10.363 | 15.074 | 24.345 | 30.078 | 36.266 | 43.756 | 51.733 | 61.217 | 72.398 | 85.736 | 100.082 | 116.671 | 133.55 | 154.469 | 177.219 | 202.433 | 229.369 | 258.339 | 288.77 | 320.486 | 353.881 | 388.958 | 425.656
BaseCase SC | TAS |  | Distributed PV | 466.301 | 507.592 | 549.345 | 601.279 | 656.508 | 691.259 | 719.592 | 747.7 | 780.291 | 813.947 | 859.746 | 903.781 | 950.103 | 1002.903 | 1063.261 | 1121.926 | 1183.346 | 1239.592 | 1305.054 | 1363.723 | 1412.741 | 1468.813 | 1523.955 | 1578.121
BaseCase SC | TAS |  | Hydro | 2176.7 | 2176.7 | 2176.7 | 2176.7 | 2566.7 | 2566.7 | 2566.7 | 2566.7 | 2566.7 | 2566.7 | 2566.7 | 2566.7 | 2566.7 | 2566.7 | 2566.7 | 2566.7 | 2566.7 | 2566.7 | 2566.7 | 2566.7 | 2566.7 | 2566.7 | 2566.7 | 2566.7
BaseCase SC | TAS |  | OCGT | 178 | 178 | 178 | 178 | 178 | 178 | 178 | 178 | 178 | 178 | 178 | 178 | 178 | 178 | 58 | 58 | 58 | 58 | 58 | 58 | 58 | 58 | 58 | 58
BaseCase SC | TAS |  | PHES | 0 | 0 | 0 | 0 | 0 | 0 | 0 | 0 | 0 | 0 | 0 | 0 | 2.81e-06 | 7.87e-06 | 7.87e-06 | 7.87e-06 | 7.87e-06 | 2.895e-05 | 2.895e-05 | 2.895e-05 | 2.895e-05 | 2.895e-05 | 2.895e-05 | 2.895e-05
BaseCase SC | TAS |  | Solar | 9.52e-06 | 300.0001 | 587.0001 | 672.2558 | 672.2559 | 1072.9082 | 1072.9082 | 1072.9082 | 1072.9082 | 1072.9082 | 1072.9082 | 1072.9082 | 1104.3968 | 1104.3968 | 1104.3968 | 1104.3968 | 1104.3968 | 1104.3968 | 1104.3968 | 1104.3968 | 1104.3968 | 1104.3968 | 1104.3968 | 1104.3968
BaseCase SC | TAS |  | Wind | 561.6 | 582.4 | 1158.4811 | 1397.1442 | 1485.332 | 1794.2404 | 1794.2404 | 1794.2404 | 1794.2404 | 1794.2404 | 1794.2404 | 1811.2605 | 2107.7158 | 2107.7158 | 2107.7158 | 2107.7158 | 2107.7158 | 2107.7158 | 1963.7158 | 1963.7158 | 1963.7158 | 1963.7158 | 1964.5055 | 1964.5055
BaseCase SC | TAS | TAS | 24h | 0 | 0 | 0 | 0 | 0 | 0 | 0 | 0 | 0 | 0 | 0 | 0 | 1e-06 | 1e-06 | 1e-06 | 1e-06 | 1e-06 | 1e-06 | 1e-06 | 1e-06 | 1e-06 | 1e-06 | 1e-06 | 1e-06
BaseCase SC | TAS | TAS | 2h | 0 | 1.374e-05 | 1.849e-05 | 2.277e-05 | 2.529e-05 | 2.887e-05 | 2.887e-05 | 2.887e-05 | 2.887e-05 | 2.887e-05 | 2.887e-05 | 2.887e-05 | 2.887e-05 | 2.887e-05 | 2.887e-05 | 2.887e-05 | 2.887e-05 | 2.887e-05 | 2.887e-05 | 2.887e-05 | 2.887e-05 | 1.513e-05 | 1.038e-05 | 8.35e-06
BaseCase SC | TAS | TAS | 4h | 0 | 1.273e-05 | 1.723e-05 | 2.212e-05 | 2.626e-05 | 2.993e-05 | 2.993e-05 | 2.993e-05 | 2.993e-05 | 2.993e-05 | 2.993e-05 | 2.993e-05 | 2.993e-05 | 2.993e-05 | 2.993e-05 | 2.993e-05 | 2.993e-05 | 2.993e-05 | 2.993e-05 | 2.993e-05 | 2.993e-05 | 0.00012677 | 0.00012226 | 0.00011737
BaseCase SC | TAS | TAS | 8h | 0 | 0 | 9.87e-06 | 1.365e-05 | 1.498e-05 | 1.61e-05 | 1.61e-05 | 1.61e-05 | 1.61e-05 | 1.61e-05 | 1.61e-05 | 1.61e-05 | 1.61e-05 | 1.61e-05 | 1.61e-05 | 1.61e-05 | 1.61e-05 | 1.61e-05 | 1.61e-05 | 1.61e-05 | 1.61e-05 | 1.61e-05 | 6.22e-06 | 2.45e-06
BaseCase SC | TAS | TAS | CCGT | 208 | 208 | 208 | 208 | 208 | 208 | 208 | 208 | 208 | 208 | 208 | 208 | 208 | 208 | 208 | 208 | 208 | 208 | 208 | 208 | 208 | 208 | 208 | 208
BaseCase SC | TAS | TAS | CST | 0 | 0 | 0 | 0 | 0 | 0 | 0 | 0 | 0 | 0 | 0 | 0 | 0 | 0 | 0 | 0 | 0 | 0 | 0 | 0 | 0 | 0 | 0 | 0
BaseCase SC | TAS | TAS | Coordinated CER | 6.527 | 10.363 | 15.074 | 24.345 | 30.078 | 36.266 | 43.756 | 51.733 | 61.217 | 72.398 | 85.736 | 100.082 | 116.671 | 133.55 | 154.469 | 177.219 | 202.433 | 229.369 | 258.339 | 288.77 | 320.486 | 353.881 | 388.958 | 425.656
BaseCase SC | TAS | TAS | Distributed PV | 466.301 | 507.592 | 549.345 | 601.279 | 656.508 | 691.259 | 719.592 | 747.7 | 780.291 | 813.947 | 859.746 | 903.781 | 950.103 | 1002.903 | 1063.261 | 1121.926 | 1183.346 | 1239.592 | 1305.054 | 1363.723 | 1412.741 | 1468.813 | 1523.955 | 1578.121
BaseCase SC | TAS | TAS | Hydro | 2176.7 | 2176.7 | 2176.7 | 2176.7 | 2566.7 | 2566.7 | 2566.7 | 2566.7 | 2566.7 | 2566.7 | 2566.7 | 2566.7 | 2566.7 | 2566.7 | 2566.7 | 2566.7 | 2566.7 | 2566.7 | 2566.7 | 2566.7 | 2566.7 | 2566.7 | 2566.7 | 2566.7
BaseCase SC | TAS | TAS | OCGT | 178 | 178 | 178 | 178 | 178 | 178 | 178 | 178 | 178 | 178 | 178 | 178 | 178 | 178 | 58 | 58 | 58 | 58 | 58 | 58 | 58 | 58 | 58 | 58
BaseCase SC | TAS | TAS | PHES | 0 | 0 | 0 | 0 | 0 | 0 | 0 | 0 | 0 | 0 | 0 | 0 | 2.81e-06 | 7.87e-06 | 7.87e-06 | 7.87e-06 | 7.87e-06 | 2.895e-05 | 2.895e-05 | 2.895e-05 | 2.895e-05 | 2.895e-05 | 2.895e-05 | 2.895e-05
BaseCase SC | TAS | TAS | Solar | 9.52e-06 | 300.0001 | 587.0001 | 672.2558 | 672.2559 | 1072.9082 | 1072.9082 | 1072.9082 | 1072.9082 | 1072.9082 | 1072.9082 | 1072.9082 | 1104.3968 | 1104.3968 | 1104.3968 | 1104.3968 | 1104.3968 | 1104.3968 | 1104.3968 | 1104.3968 | 1104.3968 | 1104.3968 | 1104.3968 | 1104.3968
BaseCase SC | TAS | TAS | Wind | 561.6 | 582.4 | 1158.4811 | 1397.1442 | 1485.332 | 1794.2404 | 1794.2404 | 1794.2404 | 1794.2404 | 1794.2404 | 1794.2404 | 1811.2605 | 2107.7158 | 2107.7158 | 2107.7158 | 2107.7158 | 2107.7158 | 2107.7158 | 1963.7158 | 1963.7158 | 1963.7158 | 1963.7158 | 1964.5055 | 1964.5055
BaseCase SC | VIC |  | 1h | 0 | 3.17 | 3.17 | 3.17 | 3.17 | 3.17 | 3.17 | 3.17 | 3.17 | 3.17 | 3.17 | 3.17 | 3.17 | 3.17 | 3.17 | 3.17 | 3.17 | 3.17 | 3.17 | 3.17 | 3.17 | 3.17 | 3.17 | 3.17
BaseCase SC | VIC |  | 2h | 1954.07 | 3443.5701 | 3607.5901 | 3597.9901 | 3597.9901 | 3597.9901 | 3751.3301 | 3803.4601 | 3803.4601 | 3803.4601 | 3803.4601 | 3803.4601 | 3798.4601 | 3798.4601 | 3701.1001 | 3498.4601 | 3498.4601 | 3251.1001 | 3151.1001 | 3048.4601 | 2461.1001 | 1784.44 | 1787.08 | 1767.08
BaseCase SC | VIC |  | 4h | 0 | 1570 | 1985.7899 | 1985.7899 | 1985.7899 | 1985.7899 | 2000.2199 | 1985.7899 | 1985.7899 | 1985.7899 | 1985.7899 | 1985.7899 | 1985.7899 | 1985.7899 | 2000.2199 | 1985.7899 | 1985.7899 | 2000.2199 | 2001.8399 | 1985.7899 | 2000.2199 | 1287.0714 | 1242.5115 | 1242.5115
BaseCase SC | VIC |  | 8h | 0 | 0 | 7.229e-05 | 8.053e-05 | 8.053e-05 | 8.053e-05 | 8.053e-05 | 8.053e-05 | 8.053e-05 | 8.053e-05 | 8.053e-05 | 8.053e-05 | 8.053e-05 | 8.199e-05 | 8.199e-05 | 8.199e-05 | 8.199e-05 | 8.199e-05 | 8.199e-05 | 8.199e-05 | 8.199e-05 | 179.3185 | 179.3184 | 179.3184
BaseCase SC | VIC |  | Brown Coal | 4820 | 4820 | 3370 | 2790 | 2210 | 2210 | 2210 | 2210 | 0 | 0 | 0 | 0 | 0 | 0 | 0 | 0 | 0 | 0 | 0 | 0 | 0 | 0 | 0 | 0
BaseCase SC | VIC |  | CCGT | 500 | 500 | 500 | 500 | 500 | 500 | 500 | 500 | 500 | 500 | 500 | 500 | 500 | 500 | 0 | 0 | 0 | 0 | 0 | 0 | 0 | 0 | 0 | 0
BaseCase SC | VIC |  | Coordinated CER | 129.94 | 190.387 | 262.642 | 380.534 | 475.115 | 585.339 | 711.298 | 853.59 | 1012.449 | 1195.77 | 1399.077 | 1625.987 | 1872.336 | 2136.792 | 2453.285 | 2794.934 | 3172.367 | 3574.468 | 4004.367 | 4454.738 | 4925.069 | 5419.214 | 5938.101 | 6482.064
BaseCase SC | VIC |  | Distributed PV | 7097.091 | 7786.599 | 8463.572 | 9170.414 | 9877.789 | 10377.024 | 10825.044 | 11294.852 | 11811.802 | 12372.185 | 13012.483 | 13676.879 | 14418.838 | 15199.454 | 16064.1 | 16921.388 | 17823.77 | 18698.361 | 19630.919 | 20514.237 | 21369.886 | 22274.861 | 23194.091 | 24123.841
BaseCase SC | VIC |  | Hydro | 2267.02 | 2267.02 | 2267.02 | 2267.02 | 2267.02 | 2267.02 | 2267.02 | 2267.02 | 2267.02 | 2267.02 | 2267.02 | 2267.02 | 2267.02 | 2267.02 | 2267.02 | 2267.02 | 2267.02 | 2267.02 | 2267.02 | 2267.02 | 2267.02 | 2267.02 | 2267.02 | 2267.02
BaseCase SC | VIC |  | OCGT | 1900 | 1900 | 1900 | 1900 | 1900 | 1900 | 1900 | 1730 | 2064.312 | 2064.312 | 2064.312 | 2160.5684 | 3527.8621 | 3087.8621 | 3611.9631 | 3707.7665 | 3613.7665 | 3825.1381 | 3825.1381 | 3825.1381 | 4084.3052 | 4741.06 | 4741.06 | 6201.1361
BaseCase SC | VIC |  | Offshore Wind | 0 | 0 | 0 | 0 | 0 | 2000 | 2667 | 3333 | 4000 | 5000 | 6000 | 7000 | 8000 | 9000 | 9000 | 9000 | 9000 | 9000 | 9000 | 9000 | 9000 | 9000 | 9000 | 9000
BaseCase SC | VIC |  | Solar | 1559.56 | 3325.76 | 3894.83 | 3894.8301 | 3894.8301 | 3894.8301 | 3894.8301 | 3894.8301 | 3894.8301 | 3894.8301 | 3894.8301 | 3894.8301 | 3894.8301 | 6611.3718 | 7352.089 | 7352.089 | 7352.089 | 7352.089 | 7252.119 | 7224.949 | 7224.949 | 7224.949 | 7084.919 | 6708.989
BaseCase SC | VIC |  | Wind | 5270.28 | 5990.85 | 7912.85 | 9490.85 | 10038.35 | 10008.3501 | 10008.3501 | 10008.3501 | 9816.3501 | 9816.3501 | 9816.3501 | 9753.3401 | 9333.3401 | 9333.3401 | 9476.5449 | 9677.5053 | 9626.9553 | 9309.7553 | 9691.3931 | 9836.5892 | 9836.5893 | 9931.1899 | 10402.3001 | 9845.129
BaseCase SC | VIC | MEL | 2h | 1090 | 1205.0001 | 1205.0001 | 1205.0001 | 1205.0001 | 1205.0001 | 1455.0001 | 1455.0001 | 1455.0001 | 1455.0001 | 1455.0001 | 1455.0001 | 1455.0001 | 1455.0001 | 1455.0001 | 1155.0001 | 1155.0001 | 1155.0001 | 955.0001 | 955.0001 | 715.0001 | 600 | 600 | 600
BaseCase SC | VIC | MEL | 4h | 0 | 1220 | 1220 | 1220 | 1220 | 1220 | 1220 | 1220 | 1220 | 1220 | 1220 | 1220 | 1220 | 1220 | 1220 | 1220 | 1220 | 1220 | 1220 | 1220 | 1220 | 1022.4814 | 1022.4814 | 1022.4814
BaseCase SC | VIC | MEL | 8h | 0 | 0 | 3.681e-05 | 4.021e-05 | 4.021e-05 | 4.021e-05 | 4.021e-05 | 4.021e-05 | 4.021e-05 | 4.021e-05 | 4.021e-05 | 4.021e-05 | 4.021e-05 | 4.167e-05 | 4.167e-05 | 4.167e-05 | 4.167e-05 | 4.167e-05 | 4.167e-05 | 4.167e-05 | 4.167e-05 | 179.3184 | 179.3184 | 179.3183
BaseCase SC | VIC | MEL | CCGT | 500 | 500 | 500 | 500 | 500 | 500 | 500 | 500 | 500 | 500 | 500 | 500 | 500 | 500 | 0 | 0 | 0 | 0 | 0 | 0 | 0 | 0 | 0 | 0
BaseCase SC | VIC | MEL | Coordinated CER | 94.231 | 138.075 | 190.575 | 275.904 | 346.21 | 428.629 | 523.21 | 630.383 | 750.353 | 889.43 | 1044.036 | 1216.802 | 1404.735 | 1606.904 | 1847.743 | 2108.067 | 2395.504 | 2702.149 | 3030.715 | 3375.24 | 3734.894 | 4113.14 | 4510.738 | 4927.99
BaseCase SC | VIC | MEL | Distributed PV | 4873.36 | 5357.816 | 5837.858 | 6330.209 | 6813.944 | 7164.72 | 7476.587 | 7796.426 | 8146.933 | 8530.509 | 8965.801 | 9428.723 | 9940.801 | 10481.752 | 11068.696 | 11654.918 | 12259.165 | 12843.123 | 13481.14 | 14084.224 | 14674.545 | 15291.304 | 15921.439 | 16560.042
BaseCase SC | VIC | MEL | OCGT | 482 | 482 | 482 | 482 | 482 | 482 | 482 | 312 | 646.312 | 646.312 | 646.312 | 742.5684 | 2109.8621 | 2109.8621 | 2633.9631 | 2729.7665 | 2729.7665 | 2941.1381 | 2941.1381 | 2941.1381 | 3200.3052 | 4089.5671 | 4089.5671 | 4536.8011
BaseCase SC | VIC | MEL | Solar | 1.405e-05 | 2.224e-05 | 2.373e-05 | 2.956e-05 | 3.985e-05 | 7.098e-05 | 7.098e-05 | 7.098e-05 | 7.098e-05 | 7.098e-05 | 7.098e-05 | 7.098e-05 | 7.098e-05 | 7.098e-05 | 7.2e-05 | 7.2e-05 | 7.602e-05 | 8.25e-05 | 8.25e-05 | 8.25e-05 | 8.396e-05 | 8.396e-05 | 8.787e-05 | 9.334e-05
BaseCase SC | VIC | SEV | 2h | 255 | 416.44 | 416.44 | 416.44 | 416.44 | 416.44 | 419.08 | 416.44 | 416.44 | 416.44 | 416.44 | 416.44 | 411.44 | 411.44 | 414.08 | 411.44 | 411.44 | 264.08 | 264.08 | 161.44 | 164.08 | 61.44 | 64.08 | 64.08
BaseCase SC | VIC | SEV | 4h | 0 | 350 | 350 | 350 | 350 | 350 | 350 | 350 | 350 | 350 | 350 | 350 | 350 | 350 | 350 | 350 | 350 | 350 | 350 | 350 | 350 | 0 | 0 | 0
BaseCase SC | VIC | SEV | 8h | 0 | 0 | 3.548e-05 | 4.032e-05 | 4.032e-05 | 4.032e-05 | 4.032e-05 | 4.032e-05 | 4.032e-05 | 4.032e-05 | 4.032e-05 | 4.032e-05 | 4.032e-05 | 4.032e-05 | 4.032e-05 | 4.032e-05 | 4.032e-05 | 4.032e-05 | 4.032e-05 | 4.032e-05 | 4.032e-05 | 9.809e-05 | 6.261e-05 | 5.776e-05
BaseCase SC | VIC | SEV | Brown Coal | 4820 | 4820 | 3370 | 2790 | 2210 | 2210 | 2210 | 2210 | 0 | 0 | 0 | 0 | 0 | 0 | 0 | 0 | 0 | 0 | 0 | 0 | 0 | 0 | 0 | 0
BaseCase SC | VIC | SEV | Coordinated CER | 9.166 | 13.427 | 18.501 | 26.833 | 33.016 | 40.094 | 48.079 | 57.011 | 66.9 | 78.143 | 90.516 | 104.269 | 119.103 | 134.915 | 154.092 | 174.707 | 197.499 | 221.69 | 247.385 | 274.2 | 302.195 | 331.497 | 362.149 | 394.158
BaseCase SC | VIC | SEV | Distributed PV | 471.244 | 522.733 | 572.817 | 626.341 | 681.493 | 718.953 | 752.927 | 789.826 | 830.456 | 873.827 | 923.9 | 973.796 | 1030.37 | 1089.459 | 1157.088 | 1223.324 | 1295.335 | 1365.397 | 1437.267 | 1505.531 | 1570.5 | 1640.565 | 1711.024 | 1782.021
BaseCase SC | VIC | SEV | OCGT | 834 | 834 | 834 | 834 | 834 | 834 | 834 | 834 | 834 | 834 | 834 | 834 | 834 | 394 | 394 | 394 | 300 | 300 | 300 | 300 | 300 | 300 | 300 | 300
BaseCase SC | VIC | SEV | Offshore Wind | 0 | 0 | 0 | 0 | 0 | 2000 | 2146.3999 | 2812.3999 | 3479.3999 | 4479.3999 | 5220 | 6220 | 7220 | 8220 | 8220 | 8220 | 8220 | 8220 | 8220 | 8220 | 8220 | 8220 | 8220 | 8220
BaseCase SC | VIC | SEV | Solar | 5.91e-06 | 643.3261 | 643.3261 | 643.3261 | 643.3261 | 643.3261 | 643.3261 | 643.3261 | 643.3261 | 643.3261 | 643.3261 | 643.3261 | 643.3261 | 643.3261 | 643.3261 | 643.3261 | 643.3261 | 643.3261 | 643.3261 | 643.3261 | 643.3261 | 643.3261 | 643.3261 | 643.3261
BaseCase SC | VIC | SEV | Wind | 106.6 | 106.6 | 106.6 | 106.6001 | 106.6001 | 106.6001 | 106.6001 | 106.6001 | 106.6001 | 106.6001 | 106.6001 | 106.6001 | 106.6001 | 106.6001 | 0.00010586 | 0.00010586 | 0.00010586 | 0.00010586 | 0.00010586 | 0.00010586 | 0.00010586 | 0.00010586 | 0.00010586 | 0.00010586
BaseCase SC | VIC | WNV | 1h | 0 | 3.17 | 3.17 | 3.17 | 3.17 | 3.17 | 3.17 | 3.17 | 3.17 | 3.17 | 3.17 | 3.17 | 3.17 | 3.17 | 3.17 | 3.17 | 3.17 | 3.17 | 3.17 | 3.17 | 3.17 | 3.17 | 3.17 | 3.17
BaseCase SC | VIC | WNV | 2h | 609.07 | 1822.13 | 1986.15 | 1976.55 | 1976.55 | 1976.55 | 1877.25 | 1932.02 | 1932.02 | 1932.02 | 1932.02 | 1932.02 | 1932.02 | 1932.02 | 1832.02 | 1932.02 | 1932.02 | 1832.02 | 1932.02 | 1932.02 | 1582.02 | 1123 | 1123 | 1103
BaseCase SC | VIC | WNV | 4h | 0 | 0 | 415.7899 | 415.7899 | 415.7899 | 415.7899 | 430.2199 | 415.7899 | 415.7899 | 415.7899 | 415.7899 | 415.7899 | 415.7899 | 415.7899 | 430.2199 | 415.7899 | 415.7899 | 430.2199 | 431.8399 | 415.7899 | 430.2199 | 264.59 | 220.0301 | 220.0301
BaseCase SC | VIC | WNV | Coordinated CER | 26.543 | 38.885 | 53.566 | 77.797 | 95.889 | 116.616 | 140.009 | 166.196 | 195.196 | 228.197 | 264.525 | 304.916 | 348.498 | 394.973 | 451.45 | 512.16 | 579.364 | 650.629 | 726.267 | 805.298 | 887.98 | 974.577 | 1065.214 | 1159.916
BaseCase SC | VIC | WNV | Distributed PV | 1752.487 | 1906.05 | 2052.897 | 2213.864 | 2382.352 | 2493.351 | 2595.53 | 2708.6 | 2834.413 | 2967.849 | 3122.782 | 3274.36 | 3447.667 | 3628.243 | 3838.316 | 4043.146 | 4269.27 | 4489.841 | 4712.512 | 4924.482 | 5124.841 | 5342.992 | 5561.628 | 5781.778
BaseCase SC | VIC | WNV | Hydro | 2267.02 | 2267.02 | 2267.02 | 2267.02 | 2267.02 | 2267.02 | 2267.02 | 2267.02 | 2267.02 | 2267.02 | 2267.02 | 2267.02 | 2267.02 | 2267.02 | 2267.02 | 2267.02 | 2267.02 | 2267.02 | 2267.02 | 2267.02 | 2267.02 | 2267.02 | 2267.02 | 2267.02
BaseCase SC | VIC | WNV | OCGT | 584 | 584 | 584 | 584 | 584 | 584 | 584 | 584 | 584 | 584 | 584 | 584 | 584 | 584 | 584 | 584 | 584 | 584 | 584 | 584 | 584 | 351.4929 | 351.4929 | 1364.335
BaseCase SC | VIC | WNV | Offshore Wind | 0 | 0 | 0 | 0 | 0 | 4.572e-05 | 520.6001 | 520.6001 | 520.6001 | 520.6001 | 780 | 780 | 780 | 780 | 780 | 780 | 780 | 780 | 780 | 780 | 780 | 780 | 780 | 780
BaseCase SC | VIC | WNV | Solar | 1559.56 | 2682.4339 | 3251.5039 | 3251.5039 | 3251.5039 | 3251.5039 | 3251.5039 | 3251.5039 | 3251.5039 | 3251.5039 | 3251.5039 | 3251.5039 | 3251.5039 | 5968.0456 | 6708.7628 | 6708.7628 | 6708.7628 | 6708.7628 | 6608.7928 | 6581.6228 | 6581.6228 | 6581.6228 | 6441.5928 | 6065.6628
BaseCase SC | VIC | WNV | Wind | 5163.68 | 5884.25 | 7806.25 | 9384.2499 | 9931.7499 | 9901.75 | 9901.75 | 9901.75 | 9709.75 | 9709.75 | 9709.75 | 9646.74 | 9226.74 | 9226.74 | 9476.5448 | 9677.5052 | 9626.9552 | 9309.7552 | 9691.393 | 9836.5891 | 9836.5891 | 9931.1898 | 10402.3 | 9845.1289
Option 2 SC | NEM |  | 12h | 0 | 0 | 0 | 810 | 810 | 810 | 810 | 810 | 810 | 810 | 810 | 810 | 810 | 810 | 810 | 810 | 810 | 810 | 810 | 810 | 810 | 810 | 810 | 810
Option 2 SC | NEM |  | 1h | 472.02 | 875.19 | 875.19 | 875.19 | 875.19 | 875.19 | 875.19 | 875.19 | 875.19 | 875.19 | 875.19 | 875.19 | 875.19 | 875.19 | 875.19 | 875.19 | 875.1901 | 825.1901 | 825.1901 | 825.1901 | 825.19 | 825.19 | 825.19 | 425.19
Option 2 SC | NEM |  | 24h | 0 | 0 | 0 | 0 | 0 | 0 | 0 | 0 | 0 | 2.69e-06 | 2.69e-06 | 2.69e-06 | 5.65e-06 | 6.89e-06 | 6.89e-06 | 6.89e-06 | 6.89e-06 | 9.3e-06 | 9.3e-06 | 9.3e-06 | 9.3e-06 | 9.3e-06 | 9.3e-06 | 9.3e-06
Option 2 SC | NEM |  | 2h | 5866.57 | 9418.4702 | 9932.4902 | 10222.8903 | 10889.0203 | 10889.0203 | 11042.3603 | 11111.3503 | 11059.4904 | 11075.0904 | 11009.4904 | 11016.4604 | 10904.4905 | 10904.4906 | 10746.4406 | 10531.8006 | 10497.1109 | 10003.341 | 9390.021 | 8704.831 | 7911.761 | 5072.8245 | 4680.2245 | 4264.8244
Option 2 SC | NEM |  | 4h | 1893.63 | 5327.6699 | 7462.4399 | 8251.1061 | 8251.1061 | 8451.1061 | 8465.5361 | 8236.3261 | 8451.1061 | 8451.1061 | 8451.1061 | 8195.1061 | 8451.1061 | 8451.1061 | 8506.7562 | 8492.3262 | 8529.1434 | 8679.7663 | 8953.9904 | 8733.9404 | 8136.8173 | 6071.0719 | 4370.3119 | 4531.0122
Option 2 SC | NEM |  | 8h | 325 | 599.84 | 1757.8601 | 2681.1938 | 2681.1938 | 2895.4851 | 3720.1101 | 4544.8601 | 4544.8601 | 4544.8601 | 4544.8601 | 4544.8601 | 5074.2499 | 5074.2506 | 5074.2506 | 5074.2506 | 5551.3973 | 5805.8985 | 5805.8985 | 5877.1753 | 5552.1753 | 8583.1184 | 8292.3538 | 9507.642
Option 2 SC | NEM |  | Biomass | 32 | 32 | 32 | 32 | 32 | 32 | 32 | 32 | 32 | 32 | 32 | 32 | 32 | 32 | 32 | 32 | 32 | 32 | 32 | 32 | 32 | 32 | 32 | 32
Option 2 SC | NEM |  | Black Coal | 16435 | 16435 | 16435 | 10515 | 9145 | 9145 | 9145 | 7140 | 7140 | 7140 | 6440 | 5290 | 5290 | 5290 | 3900 | 3900 | 3156 | 2791 | 2426 | 2061 | 1696 | 1696 | 1696 | 0
Option 2 SC | NEM |  | Brown Coal | 4820 | 4820 | 3370 | 2790 | 2210 | 2210 | 2210 | 2210 | 0 | 0 | 0 | 0 | 0 | 0 | 0 | 0 | 0 | 0 | 0 | 0 | 0 | 0 | 0 | 0
Option 2 SC | NEM |  | CCGT | 4334.9 | 4154.9 | 3554.9 | 3554.9 | 3554.9 | 3554.9 | 3554.9 | 3554.9 | 3554.9 | 3554.9 | 3169.9 | 2640.9 | 2553.5 | 2496.5 | 1996.5 | 1996.5 | 1996.5 | 1596.5 | 1596.5 | 952 | 952 | 708 | 708 | 708
Option 2 SC | NEM |  | CST | 0 | 0 | 0 | 0 | 0 | 0 | 0 | 0 | 0 | 0 | 0 | 0 | 201.008 | 201.008 | 201.008 | 201.008 | 201.008 | 201.008 | 201.008 | 201.008 | 201.008 | 201.008 | 201.008 | 201.008
Option 2 SC | NEM |  | Coordinated CER | 625.334 | 893.362 | 1208.587 | 1613.871 | 1960.463 | 2357.52 | 2809.35 | 3315.404 | 3877.588 | 4521.553 | 5237.372 | 6027.29 | 6900.098 | 7821.279 | 8943.224 | 10148.988 | 11471.605 | 12877.186 | 14372.166 | 15924.376 | 17535.429 | 19218.289 | 20977.79 | 22803.02
Option 2 SC | NEM |  | DSP | 6000 | 6000 | 6000 | 6000 | 6000 | 6000 | 6000 | 6000 | 6000 | 6000 | 6000 | 6000 | 6000 | 6000 | 6000 | 6000 | 6000 | 6000 | 6000 | 6000 | 6000 | 6000 | 6000 | 6000
Option 2 SC | NEM |  | Distributed PV | 29289.282 | 31462.66 | 33595.406 | 35842.61 | 38163.194 | 39942.214 | 41620.761 | 43360.415 | 45267.273 | 47252.087 | 49525.151 | 51807.679 | 54309.504 | 56968.405 | 59891.358 | 62783.031 | 65810.21 | 68755.452 | 71925.226 | 74936.533 | 77742.089 | 80726.876 | 83698.074 | 86655.55
Option 2 SC | NEM |  | H2 Reciprocating Engine | 0 | 0 | 400 | 400 | 400 | 400 | 400 | 400 | 400 | 400 | 400 | 400 | 400 | 400 | 400 | 400 | 400 | 400 | 400 | 400 | 400 | 400 | 400 | 400
Option 2 SC | NEM |  | Hydro | 6885.12 | 6885.12 | 6885.12 | 6885.12 | 7275.12 | 7275.12 | 7275.12 | 7275.12 | 7275.12 | 7275.12 | 7275.12 | 7275.12 | 7275.12 | 7275.12 | 7275.12 | 7275.12 | 7275.12 | 7275.12 | 7275.12 | 7275.12 | 7275.12 | 7275.12 | 7275.12 | 7275.12
Option 2 SC | NEM |  | Liquid Fuel | 836.88 | 700.38 | 700.38 | 700.38 | 700.38 | 700.38 | 700.38 | 408.38 | 408.38 | 408.38 | 408.38 | 408.38 | 408.38 | 408.38 | 408.38 | 408.38 | 408.38 | 408.38 | 276.88 | 276.88 | 122.88 | 122.88 | 122.88 | 122.88
Option 2 SC | NEM |  | OCGT | 7111.76 | 7111.76 | 7228.76 | 7228.76 | 6982.76 | 7382.645 | 7382.645 | 7212.645 | 7424.3468 | 7355.6188 | 7298.9188 | 7467.2747 | 11963.1633 | 11523.1633 | 11668.1616 | 11797.637 | 12393.4634 | 12585.3257 | 11740.3581 | 12018.0341 | 12139.9161 | 13371.4507 | 13377.0219 | 14457.8979
Option 2 SC | NEM |  | Offshore Wind | 0 | 0 | 0 | 0 | 0 | 2000 | 2667 | 3333 | 4000 | 5000 | 6000 | 7000 | 9146.683 | 10146.683 | 10146.683 | 10146.6859 | 10930.1532 | 10930.1532 | 10930.1532 | 10930.1532 | 10930.1532 | 10930.1532 | 10930.1532 | 10930.1532
Option 2 SC | NEM |  | PHES | 1067 | 1067 | 3267 | 3267 | 3267 | 3267 | 3267 | 3267 | 5265 | 5265 | 5265 | 5265 | 5265 | 5265.0001 | 5265.0001 | 5265.0001 | 5265.0001 | 5265.0001 | 5265.0001 | 5265.0001 | 5265.0001 | 5265.0001 | 5265.0001 | 5265.0001
Option 2 SC | NEM |  | Solar | 11310.15 | 20544.2095 | 27329.2923 | 31238.7944 | 31684.8857 | 32626.1767 | 35891.9743 | 35896.6967 | 38626.4688 | 39551.9346 | 41347.6157 | 42741.6849 | 46904.7459 | 51695.7153 | 52895.3478 | 53446.5883 | 57902.8892 | 57523.8898 | 57059.2198 | 57854.5671 | 57104.5471 | 57921.1683 | 61888.3963 | 62239.6201
Option 2 SC | NEM |  | Wind | 13903.11 | 15421.17 | 19055.8059 | 24885.7102 | 28464.8488 | 30925.5508 | 31818.0316 | 32965.5475 | 35182.0184 | 35557.8424 | 37308.5025 | 38585.3993 | 42304.4133 | 43860.901 | 44270.4151 | 46139.4699 | 47561.1319 | 48839.6754 | 48627.0481 | 48757.5219 | 48495.6219 | 48614.5401 | 49009.649 | 47943.7903
Option 2 SC | NSW |  | 12h | 0 | 0 | 0 | 810 | 810 | 810 | 810 | 810 | 810 | 810 | 810 | 810 | 810 | 810 | 810 | 810 | 810 | 810 | 810 | 810 | 810 | 810 | 810 | 810
Option 2 SC | NSW |  | 1h | 250 | 250 | 250 | 250 | 250 | 250 | 250 | 250 | 250 | 250 | 250 | 250 | 250 | 250 | 250 | 250 | 250.0001 | 200.0001 | 200.0001 | 200.0001 | 200 | 200 | 200 | 200
Option 2 SC | NSW |  | 2h | 722.65 | 1224.6501 | 1224.6502 | 1224.6502 | 1924.7802 | 1924.7802 | 1924.7802 | 1919.0702 | 1914.7802 | 1914.7802 | 1864.7802 | 1864.7803 | 1864.7803 | 1864.7804 | 1804.0904 | 1804.0904 | 1799.8006 | 1804.0906 | 1799.8006 | 1779.8006 | 1784.0906 | 1547.8142 | 1447.8242 | 1447.8241
Option 2 SC | NSW |  | 4h | 1333.63 | 2626.3014 | 3820.8385 | 3858.8387 | 3858.8387 | 4058.8387 | 4058.8387 | 4100.0587 | 4058.8387 | 4058.8387 | 4058.8387 | 4058.8387 | 4058.8387 | 4058.8387 | 4100.0587 | 4100.0587 | 4058.8387 | 4100.0587 | 4058.8387 | 3598.8387 | 3140.0587 | 2087.3873 | 851.6303 | 813.63
Option 2 SC | NSW |  | 8h | 325 | 599.84 | 1439 | 2116.3338 | 2116.3338 | 2330.625 | 3155.25 | 3980 | 3980 | 3980 | 3980 | 3980 | 4509.3898 | 4509.3899 | 4509.3899 | 4509.3899 | 4986.5361 | 4986.5362 | 4986.5362 | 4986.5362 | 4661.5362 | 5598.6669 | 5050.418 | 4514.4406
Option 2 SC | NSW |  | Black Coal | 8305 | 8305 | 8305 | 4765 | 3395 | 3395 | 3395 | 1390 | 1390 | 1390 | 1390 | 1390 | 1390 | 1390 | 0 | 0 | 0 | 0 | 0 | 0 | 0 | 0 | 0 | 0
Option 2 SC | NSW |  | CCGT | 720 | 720 | 720 | 720 | 720 | 720 | 720 | 720 | 720 | 720 | 720 | 720 | 720 | 720 | 720 | 720 | 720 | 320 | 320 | 320 | 320 | 320 | 320 | 320
Option 2 SC | NSW |  | CST | 0 | 0 | 0 | 0 | 0 | 0 | 0 | 0 | 0 | 0 | 0 | 0 | 201.008 | 201.008 | 201.008 | 201.008 | 201.008 | 201.008 | 201.008 | 201.008 | 201.008 | 201.008 | 201.008 | 201.008
Option 2 SC | NSW |  | Coordinated CER | 232.942 | 336.928 | 459.848 | 617.188 | 735.524 | 870.4 | 1024.175 | 1194.415 | 1382.651 | 1598.227 | 1838.411 | 2101.966 | 2394.343 | 2703.24 | 3089.994 | 3504.578 | 3958.068 | 4435.939 | 4945.173 | 5471.86 | 6021.613 | 6591.288 | 7184.919 | 7803.207
Option 2 SC | NSW |  | DSP | 6000 | 6000 | 6000 | 6000 | 6000 | 6000 | 6000 | 6000 | 6000 | 6000 | 6000 | 6000 | 6000 | 6000 | 6000 | 6000 | 6000 | 6000 | 6000 | 6000 | 6000 | 6000 | 6000 | 6000
Option 2 SC | NSW |  | Distributed PV | 10017.674 | 10790.801 | 11554.41 | 12335.243 | 13135.679 | 13795.227 | 14435.378 | 15056.232 | 15736.194 | 16430.841 | 17242.552 | 18062.701 | 18970.899 | 19928.832 | 20976.515 | 21997.404 | 23045.854 | 24055.428 | 25184.334 | 26259.378 | 27258.006 | 28319.668 | 29356.855 | 30395.222
Option 2 SC | NSW |  | Hydro | 2285 | 2285 | 2285 | 2285 | 2285 | 2285 | 2285 | 2285 | 2285 | 2285 | 2285 | 2285 | 2285 | 2285 | 2285 | 2285 | 2285 | 2285 | 2285 | 2285 | 2285 | 2285 | 2285 | 2285
Option 2 SC | NSW |  | OCGT | 2312.5 | 2312.5 | 2312.5 | 2312.5 | 2312.5 | 2312.5 | 2312.5 | 2312.5 | 2312.5 | 2312.5 | 2291.7 | 2291.7 | 4507.492 | 4507.492 | 4507.492 | 4556.773 | 5063.795 | 5063.795 | 4246.095 | 4389.4066 | 4389.4066 | 4389.4066 | 4389.4066 | 4389.4066
Option 2 SC | NSW |  | Offshore Wind | 0 | 0 | 0 | 0 | 0 | 0 | 0 | 0 | 0 | 0 | 0 | 0 | 1146.683 | 1146.683 | 1146.683 | 1146.6859 | 1930.1532 | 1930.1532 | 1930.1532 | 1930.1532 | 1930.1532 | 1930.1532 | 1930.1532 | 1930.1532
Option 2 SC | NSW |  | PHES | 247 | 247 | 2447 | 2447 | 2447 | 2447 | 2447 | 2447 | 2447 | 2447 | 2447 | 2447 | 2447 | 2447 | 2447 | 2447 | 2447 | 2447 | 2447 | 2447 | 2447 | 2447 | 2447 | 2447
Option 2 SC | NSW |  | Solar | 5241.41 | 9235.026 | 14191.6377 | 18019.4123 | 18466.0735 | 18812.6861 | 22079.0437 | 22084.2661 | 24814.5182 | 24814.5183 | 24863.8025 | 25743.4414 | 28086.2537 | 28086.2537 | 28086.2537 | 28086.2538 | 29779.4724 | 29556.4425 | 29556.4425 | 29520.4325 | 29379.4325 | 29347.0325 | 29648.5391 | 29124.5591
Option 2 SC | NSW |  | Wind | 2779.54 | 3050.02 | 3647.8723 | 6926.9977 | 9312.2062 | 10571.0452 | 10571.0453 | 11109.9554 | 12810.879 | 13456.8828 | 14995.3358 | 14995.3359 | 15909.4726 | 15920.6154 | 15668.5914 | 16605.7494 | 17151.9804 | 17293.2272 | 17293.2272 | 17056.2172 | 16837.5172 | 17038.8128 | 17128.7521 | 17015.5621
Option 2 SC | NSW | CNSW | 12h | 0 | 0 | 0 | 810 | 810 | 810 | 810 | 810 | 810 | 810 | 810 | 810 | 810 | 810 | 810 | 810 | 810 | 810 | 810 | 810 | 810 | 810 | 810 | 810
Option 2 SC | NSW | CNSW | 2h | 192.02 | 244.02 | 244.02 | 244.0201 | 244.0201 | 244.0201 | 244.0201 | 244.0201 | 244.0201 | 244.0201 | 244.0201 | 244.0201 | 244.0201 | 244.0201 | 244.0201 | 244.0201 | 244.0202 | 244.0202 | 244.0202 | 224.0202 | 224.0202 | 187.7439 | 187.7439 | 187.7439
Option 2 SC | NSW | CNSW | 4h | 873.63 | 873.63 | 873.6301 | 873.6302 | 873.6302 | 873.6302 | 873.6302 | 914.8502 | 873.6302 | 873.6302 | 873.6302 | 873.6302 | 873.6302 | 873.6302 | 914.8502 | 914.8502 | 873.6302 | 914.8502 | 873.6302 | 873.6302 | 414.8502 | 414.8503 | 373.6301 | 373.63
Option 2 SC | NSW | CNSW | 8h | 0 | 49.84 | 488.1623 | 566.5875 | 566.5875 | 566.5876 | 566.5877 | 997.8306 | 997.8306 | 997.8306 | 997.8306 | 997.8306 | 1527.2204 | 1527.2205 | 1527.2205 | 1527.2205 | 2004.3667 | 2004.3668 | 2004.3668 | 2004.3668 | 2004.3668 | 3166.4975 | 2819.0863 | 2740.661
Option 2 SC | NSW | CNSW | Black Coal | 4105 | 4105 | 4105 | 3445 | 2075 | 2075 | 2075 | 1390 | 1390 | 1390 | 1390 | 1390 | 1390 | 1390 | 0 | 0 | 0 | 0 | 0 | 0 | 0 | 0 | 0 | 0
Option 2 SC | NSW | CNSW | CST | 0 | 0 | 0 | 0 | 0 | 0 | 0 | 0 | 0 | 0 | 0 | 0 | 201.008 | 201.008 | 201.008 | 201.008 | 201.008 | 201.008 | 201.008 | 201.008 | 201.008 | 201.008 | 201.008 | 201.008
Option 2 SC | NSW | CNSW | Coordinated CER | 23.797 | 34.387 | 46.875 | 62.775 | 73.852 | 86.248 | 100.188 | 115.438 | 132.131 | 150.922 | 171.733 | 194.403 | 219.441 | 245.642 | 279.022 | 314.621 | 353.52 | 394.3 | 437.591 | 482.06 | 528.291 | 575.911 | 625.312 | 676.484
Option 2 SC | NSW | CNSW | Distributed PV | 1050.609 | 1129.624 | 1207.351 | 1288.623 | 1374.336 | 1442.165 | 1507.993 | 1572.901 | 1644.325 | 1716.397 | 1802.102 | 1886.231 | 1978.835 | 2075.868 | 2184.599 | 2289.744 | 2400.075 | 2506.735 | 2623.793 | 2735.219 | 2835.888 | 2944.527 | 3050.124 | 3155.404
Option 2 SC | NSW | CNSW | OCGT | 0 | 0 | 0 | 0 | 0 | 0 | 0 | 0 | 0 | 0 | 0 | 0 | 0 | 0 | 0 | 0 | 0 | 0 | 0 | 0 | 0 | 0 | 0 | 0
Option 2 SC | NSW | CNSW | PHES | 247 | 247 | 247 | 247 | 247 | 247 | 247 | 247 | 247 | 247 | 247 | 247 | 247 | 247 | 247 | 247 | 247 | 247 | 247 | 247 | 247 | 247 | 247 | 247
Option 2 SC | NSW | CNSW | Solar | 2127.38 | 3525.3138 | 6695.2729 | 9789.2085 | 10139.2086 | 10314.2086 | 11243.7607 | 11248.983 | 13962.9728 | 13962.9729 | 14001.9093 | 14001.9094 | 16334.3607 | 16334.3607 | 16334.3607 | 16334.3607 | 18027.5793 | 18027.5794 | 18027.5794 | 17991.5694 | 17991.5694 | 17991.5694 | 18033.0383 | 17841.3983
Option 2 SC | NSW | CNSW | Wind | 498.03 | 498.03 | 1095.8822 | 4287.5334 | 6154.801 | 6829 | 6829 | 6829.0001 | 7197.8337 | 7843.8375 | 8421.6345 | 8421.6345 | 9538.2513 | 9538.2513 | 9431.4513 | 9657.2199 | 9657.22 | 9657.22 | 9657.22 | 9657.22 | 9657.22 | 9657.22 | 9657.22 | 9544.03
Option 2 SC | NSW | NNSW | 1h | 200 | 200 | 200 | 200 | 200 | 200 | 200 | 200 | 200 | 200 | 200 | 200 | 200 | 200 | 200 | 200 | 200 | 200 | 200 | 200 | 200 | 200 | 200 | 200
Option 2 SC | NSW | NNSW | 2h | 0 | 450 | 450 | 450 | 450 | 450 | 450 | 450 | 450 | 450 | 450 | 450 | 450 | 450 | 450 | 450 | 450 | 450 | 450 | 450 | 450 | 250 | 250 | 250
Option 2 SC | NSW | NNSW | 8h | 275 | 400 | 600.8368 | 645.8727 | 645.8727 | 712.6838 | 712.6838 | 712.6838 | 712.6838 | 712.6838 | 712.6838 | 712.6838 | 712.6838 | 712.6838 | 712.6838 | 712.6838 | 712.6838 | 712.6838 | 712.6838 | 712.6838 | 437.6838 | 312.6838 | 111.847 | 66.8111
Option 2 SC | NSW | NNSW | CST | 0 | 0 | 0 | 0 | 0 | 0 | 0 | 0 | 0 | 0 | 0 | 0 | 0 | 0 | 0 | 0 | 0 | 0 | 0 | 0 | 0 | 0 | 0 | 0
Option 2 SC | NSW | NNSW | Coordinated CER | 30.914 | 44.531 | 60.515 | 80.765 | 94.896 | 110.715 | 128.523 | 148.037 | 169.432 | 193.59 | 220.371 | 249.558 | 281.776 | 315.503 | 358.111 | 403.538 | 453.101 | 505.112 | 560.324 | 617.114 | 676.241 | 737.203 | 800.507 | 866.136
Option 2 SC | NSW | NNSW | Distributed PV | 1425.448 | 1526.742 | 1625.52 | 1727.263 | 1832.976 | 1917.456 | 1999.176 | 2079.178 | 2166.971 | 2255.764 | 2360.613 | 2464.168 | 2577.956 | 2696.966 | 2829.062 | 2956.713 | 3089.704 | 3218.007 | 3359.25 | 3493.489 | 3615.343 | 3746.248 | 3873.543 | 4000.449
Option 2 SC | NSW | NNSW | PHES | 0 | 0 | 0 | 0 | 0 | 0 | 0 | 0 | 0 | 2.69e-06 | 2.69e-06 | 3.79e-06 | 1.103e-05 | 1.103e-05 | 1.103e-05 | 1.103e-05 | 1.103e-05 | 1.245e-05 | 1.245e-05 | 1.245e-05 | 1.245e-05 | 1.245e-05 | 1.245e-05 | 1.245e-05
Option 2 SC | NSW | NNSW | Solar | 701.02 | 1036.4188 | 1383.3292 | 1466.0861 | 1545.3842 | 1716.9967 | 4053.8023 | 4053.8023 | 4053.8023 | 4053.8023 | 4053.8023 | 4053.8023 | 4053.8023 | 4053.8023 | 4053.8023 | 4053.8023 | 4053.8023 | 4033.8024 | 4033.8024 | 4033.8024 | 3977.8024 | 3977.8024 | 3977.8024 | 3977.8024
Option 2 SC | NSW | NNSW | Wind | 442.48 | 442.48 | 442.48 | 442.48 | 652.48 | 652.48 | 652.4801 | 1191.3901 | 2452.4801 | 2452.4801 | 3459.6361 | 3459.6361 | 3287.1561 | 3287.1561 | 3289.6096 | 3924.962 | 4471.1929 | 4201.1929 | 4201.1929 | 4201.193 | 4201.193 | 4201.193 | 4566.8405 | 4566.8405
Option 2 SC | NSW | SNSW | 1h | 50 | 50 | 50 | 50 | 50 | 50 | 50 | 50 | 50 | 50 | 50 | 50 | 50 | 50 | 50 | 50 | 50 | 0 | 0 | 0 | 0 | 0 | 0 | 0
Option 2 SC | NSW | SNSW | 2h | 265.6 | 265.6 | 265.6 | 265.6 | 265.6 | 265.6 | 265.6 | 259.89 | 255.6 | 255.6 | 255.6 | 255.6 | 255.6 | 255.6 | 259.89 | 259.89 | 255.6 | 259.89 | 255.6 | 255.6 | 259.89 | 259.89 | 159.9 | 159.9
Option 2 SC | NSW | SNSW | 4h | 0 | 0 | 0 | 0 | 0 | 200 | 200 | 200 | 200 | 200 | 200 | 200 | 200 | 200 | 200 | 200 | 200 | 200 | 200 | 200 | 200 | 200 | 200 | 200
Option 2 SC | NSW | SNSW | 8h | 50 | 150 | 350.0005 | 350.0005 | 350.0005 | 350.0005 | 350.0005 | 350.0005 | 350.0005 | 350.0005 | 350.0005 | 350.0005 | 350.0005 | 350.0006 | 350.0006 | 350.0006 | 350.0006 | 350.0006 | 350.0006 | 350.0006 | 300.0006 | 200.0006 | 200 | 200
Option 2 SC | NSW | SNSW | CST | 0 | 0 | 0 | 0 | 0 | 0 | 0 | 0 | 0 | 0 | 0 | 0 | 0 | 0 | 0 | 0 | 0 | 0 | 0 | 0 | 0 | 0 | 0 | 0
Option 2 SC | NSW | SNSW | Coordinated CER | 36.845 | 53.259 | 72.629 | 97.332 | 115.495 | 136.006 | 159.202 | 184.684 | 212.654 | 244.272 | 279.24 | 317.305 | 359.278 | 403.263 | 458.66 | 517.734 | 582.172 | 649.751 | 721.479 | 795.257 | 871.964 | 951.123 | 1033.162 | 1118.291
Option 2 SC | NSW | SNSW | Distributed PV | 1675.103 | 1797.177 | 1917.549 | 2042.34 | 2172.576 | 2277.054 | 2378.427 | 2477.775 | 2586.879 | 2697.403 | 2828.253 | 2957.395 | 3100.075 | 3249.851 | 3416.21 | 3577.423 | 3745.294 | 3907.299 | 4086.123 | 4256.287 | 4411.385 | 4577.844 | 4739.824 | 4901.457
Option 2 SC | NSW | SNSW | Hydro | 2285 | 2285 | 2285 | 2285 | 2285 | 2285 | 2285 | 2285 | 2285 | 2285 | 2285 | 2285 | 2285 | 2285 | 2285 | 2285 | 2285 | 2285 | 2285 | 2285 | 2285 | 2285 | 2285 | 2285
Option 2 SC | NSW | SNSW | OCGT | 692 | 692 | 692 | 692 | 692 | 692 | 692 | 692 | 692 | 692 | 692 | 692 | 692 | 692 | 692 | 692 | 692 | 692 | 0 | 0 | 0 | 0 | 0 | 0
Option 2 SC | NSW | SNSW | PHES | 0 | 0 | 2200 | 2200 | 2200 | 2200 | 2200 | 2200 | 2200 | 2200 | 2200 | 2200 | 2200 | 2200 | 2200 | 2200 | 2200 | 2200 | 2200 | 2200 | 2200 | 2200 | 2200 | 2200
Option 2 SC | NSW | SNSW | Solar | 2413.01 | 4673.2933 | 6113.0356 | 6764.1176 | 6781.4807 | 6781.4807 | 6781.4807 | 6781.4807 | 6797.743 | 6797.743 | 6808.0907 | 6808.0907 | 6808.0907 | 6808.0907 | 6808.0907 | 6808.0908 | 6808.0908 | 6605.0608 | 6605.0608 | 6605.0608 | 6520.0608 | 6487.6608 | 6747.6985 | 6415.3585
Option 2 SC | NSW | SNSW | Wind | 1839.03 | 2109.51 | 2109.5101 | 2196.9843 | 2504.9251 | 3089.5652 | 3089.5652 | 3089.5652 | 3089.5652 | 3089.5652 | 3043.0652 | 3043.0653 | 3013.0653 | 3024.2081 | 2876.5304 | 2952.5675 | 2952.5675 | 3363.8143 | 3363.8143 | 3126.8043 | 2908.1043 | 3109.3999 | 2833.6916 | 2833.6916
Option 2 SC | NSW | SNW | 1h | 6.86e-06 | 7.92e-06 | 1.2e-05 | 1.573e-05 | 1.751e-05 | 1.914e-05 | 1.914e-05 | 1.914e-05 | 1.914e-05 | 2.223e-05 | 2.332e-05 | 2.632e-05 | 3.265e-05 | 3.973e-05 | 4.388e-05 | 4.51e-05 | 5.261e-05 | 5.626e-05 | 5.626e-05 | 5.626e-05 | 4.94e-05 | 4.833e-05 | 4.426e-05 | 4.053e-05
Option 2 SC | NSW | SNW | 2h | 265.03 | 265.0301 | 265.0301 | 265.0301 | 965.1601 | 965.1601 | 965.1601 | 965.1601 | 965.1601 | 965.1601 | 915.1601 | 915.1601 | 915.1602 | 915.1602 | 850.1802 | 850.1802 | 850.1803 | 850.1803 | 850.1803 | 850.1803 | 850.1803 | 850.1803 | 850.1802 | 850.1802
Option 2 SC | NSW | SNW | 4h | 460 | 1752.6714 | 2947.2083 | 2985.2085 | 2985.2085 | 2985.2085 | 2985.2085 | 2985.2085 | 2985.2085 | 2985.2085 | 2985.2085 | 2985.2085 | 2985.2085 | 2985.2085 | 2985.2085 | 2985.2085 | 2985.2085 | 2985.2085 | 2985.2085 | 2525.2085 | 2525.2085 | 1472.5371 | 278.0001 | 240
Option 2 SC | NSW | SNW | 8h | 5.56e-06 | 1.96e-05 | 0.0003421 | 553.8729 | 553.8729 | 701.353 | 1525.978 | 1919.4851 | 1919.4851 | 1919.4851 | 1919.4851 | 1919.4851 | 1919.4851 | 1919.4851 | 1919.4851 | 1919.4851 | 1919.4851 | 1919.4851 | 1919.4851 | 1919.4851 | 1919.4851 | 1919.485 | 1919.4847 | 1506.9685
Option 2 SC | NSW | SNW | Black Coal | 4200 | 4200 | 4200 | 1320 | 1320 | 1320 | 1320 | 0 | 0 | 0 | 0 | 0 | 0 | 0 | 0 | 0 | 0 | 0 | 0 | 0 | 0 | 0 | 0 | 0
Option 2 SC | NSW | SNW | CCGT | 720 | 720 | 720 | 720 | 720 | 720 | 720 | 720 | 720 | 720 | 720 | 720 | 720 | 720 | 720 | 720 | 720 | 320 | 320 | 320 | 320 | 320 | 320 | 320
Option 2 SC | NSW | SNW | Coordinated CER | 141.386 | 204.751 | 279.829 | 376.316 | 451.281 | 537.431 | 636.262 | 746.256 | 868.434 | 1009.443 | 1167.067 | 1340.7 | 1533.848 | 1738.832 | 1994.201 | 2268.685 | 2569.275 | 2886.776 | 3225.779 | 3577.429 | 3945.117 | 4327.051 | 4725.938 | 5142.296
Option 2 SC | NSW | SNW | DSP | 6000 | 6000 | 6000 | 6000 | 6000 | 6000 | 6000 | 6000 | 6000 | 6000 | 6000 | 6000 | 6000 | 6000 | 6000 | 6000 | 6000 | 6000 | 6000 | 6000 | 6000 | 6000 | 6000 | 6000
Option 2 SC | NSW | SNW | Distributed PV | 5866.514 | 6337.258 | 6803.99 | 7277.017 | 7755.791 | 8158.552 | 8549.782 | 8926.378 | 9338.019 | 9761.277 | 10251.584 | 10754.907 | 11314.033 | 11906.147 | 12546.644 | 13173.524 | 13810.781 | 14423.387 | 15115.168 | 15774.383 | 16395.39 | 17051.049 | 17693.364 | 18337.912
Option 2 SC | NSW | SNW | OCGT | 1620.5 | 1620.5 | 1620.5 | 1620.5 | 1620.5 | 1620.5 | 1620.5 | 1620.5 | 1620.5 | 1620.5 | 1599.7 | 1599.7 | 3815.492 | 3815.492 | 3815.492 | 3864.773 | 4371.795 | 4371.795 | 4246.095 | 4389.4066 | 4389.4066 | 4389.4066 | 4389.4066 | 4389.4066
Option 2 SC | NSW | SNW | Offshore Wind | 0 | 0 | 0 | 0 | 0 | 0 | 0 | 0 | 0 | 0 | 0 | 0 | 1146.683 | 1146.683 | 1146.683 | 1146.6859 | 1930.1532 | 1930.1532 | 1930.1532 | 1930.1532 | 1930.1532 | 1930.1532 | 1930.1532 | 1930.1532
Option 2 SC | NSW | SNW | Solar | 1.205e-05 | 1.654e-05 | 1.654e-05 | 2.007e-05 | 2.851e-05 | 4.098e-05 | 4.098e-05 | 5.453e-05 | 6.741e-05 | 8.866e-05 | 0.00014252 | 879.639 | 890 | 890 | 890 | 890 | 890 | 890 | 890 | 890 | 890 | 890 | 890 | 890
Option 2 SC | NSW | SNW | Wind | 0 | 0 | 6.57e-06 | 8.28e-06 | 1.593e-05 | 2.4e-05 | 2.4e-05 | 2.731e-05 | 71 | 71 | 71 | 71 | 71 | 71 | 71 | 71 | 71 | 71 | 71 | 71 | 71 | 71 | 71 | 71
Option 2 SC | QLD |  | 1h | 222.02 | 622.02 | 622.02 | 622.02 | 622.02 | 622.02 | 622.02 | 622.02 | 622.02 | 622.02 | 622.02 | 622.02 | 622.02 | 622.02 | 622.02 | 622.02 | 622.02 | 622.02 | 622.02 | 622.02 | 622.02 | 622.02 | 622.02 | 222.02
Option 2 SC | QLD |  | 2h | 2054.72 | 2039.12 | 2189.12 | 2489.12 | 2485.12 | 2485.12 | 2485.12 | 2500.72 | 2485.1201 | 2500.7201 | 2485.1201 | 2485.1201 | 2385.1201 | 2385.1201 | 2385.1201 | 2385.1201 | 2354.7202 | 2354.7202 | 2139.1202 | 1589.1202 | 1589.1202 | 1439.1202 | 1184.3202 | 899.9202
Option 2 SC | QLD |  | 4h | 560 | 575.3685 | 1099.8114 | 1850.4774 | 1850.4774 | 1850.4774 | 1850.4774 | 1850.4774 | 1850.4774 | 1850.4774 | 1850.4774 | 1850.4774 | 1850.4774 | 1850.4774 | 1850.4774 | 1850.4774 | 1928.5145 | 2023.4874 | 2593.3116 | 2593.3116 | 2440.5385 | 3192.8778 | 2772.435 | 2971.1354
Option 2 SC | QLD |  | 8h | 0 | 0 | 3.043e-05 | 4.887e-05 | 4.887e-05 | 4.887e-05 | 4.887e-05 | 5.004e-05 | 5.735e-05 | 5.735e-05 | 5.861e-05 | 5.861e-05 | 6.099e-05 | 0.0001256 | 0.00014042 | 0.00014439 | 0.00057102 | 160.6918 | 160.6918 | 231.9686 | 231.9686 | 1546.754 | 1661.5507 | 3549.3485
Option 2 SC | QLD |  | Biomass | 32 | 32 | 32 | 32 | 32 | 32 | 32 | 32 | 32 | 32 | 32 | 32 | 32 | 32 | 32 | 32 | 32 | 32 | 32 | 32 | 32 | 32 | 32 | 32
Option 2 SC | QLD |  | Black Coal | 8130 | 8130 | 8130 | 5750 | 5750 | 5750 | 5750 | 5750 | 5750 | 5750 | 5050 | 3900 | 3900 | 3900 | 3900 | 3900 | 3156 | 2791 | 2426 | 2061 | 1696 | 1696 | 1696 | 0
Option 2 SC | QLD |  | CCGT | 1597.9 | 1597.9 | 1597.9 | 1597.9 | 1597.9 | 1597.9 | 1597.9 | 1597.9 | 1597.9 | 1597.9 | 1212.9 | 1212.9 | 1125.5 | 1068.5 | 1068.5 | 1068.5 | 1068.5 | 1068.5 | 1068.5 | 424 | 424 | 180 | 180 | 180
Option 2 SC | QLD |  | Coordinated CER | 102.614 | 153.763 | 214.386 | 311.573 | 400.865 | 503.651 | 619.603 | 751.864 | 899.592 | 1067.685 | 1255.352 | 1461.794 | 1693.459 | 1937.521 | 2226.749 | 2538.398 | 2879.843 | 3246.136 | 3635.086 | 4037.828 | 4453.352 | 4891.089 | 5348.579 | 5818.06
Option 2 SC | QLD |  | Distributed PV | 8385.61 | 8892.648 | 9384.829 | 9926.438 | 10511.372 | 10946.186 | 11365.201 | 11833.464 | 12353.656 | 12887.351 | 13481.666 | 14053.152 | 14666.609 | 15329.831 | 16059.043 | 16789.201 | 17573.409 | 18354.617 | 19160.489 | 19931.925 | 20630.75 | 21382.444 | 22126.532 | 22847.925
Option 2 SC | QLD |  | H2 Reciprocating Engine | 0 | 0 | 400 | 400 | 400 | 400 | 400 | 400 | 400 | 400 | 400 | 400 | 400 | 400 | 400 | 400 | 400 | 400 | 400 | 400 | 400 | 400 | 400 | 400
Option 2 SC | QLD |  | Hydro | 156.4 | 156.4 | 156.4 | 156.4 | 156.4 | 156.4 | 156.4 | 156.4 | 156.4 | 156.4 | 156.4 | 156.4 | 156.4 | 156.4 | 156.4 | 156.4 | 156.4 | 156.4 | 156.4 | 156.4 | 156.4 | 156.4 | 156.4 | 156.4
Option 2 SC | QLD |  | Liquid Fuel | 423.5 | 423.5 | 423.5 | 423.5 | 423.5 | 423.5 | 423.5 | 131.5 | 131.5 | 131.5 | 131.5 | 131.5 | 131.5 | 131.5 | 131.5 | 131.5 | 131.5 | 131.5 | 0 | 0 | 0 | 0 | 0 | 0
Option 2 SC | QLD |  | OCGT | 1546 | 1546 | 1663 | 1663 | 1663 | 2062.885 | 2062.885 | 2062.885 | 1945.885 | 1945.885 | 1945.885 | 1945.885 | 2769.6284 | 2769.6284 | 2769.6284 | 2769.6284 | 2769.6284 | 2769.6284 | 3076.5635 | 3339.3279 | 2775.3279 | 2775.3279 | 2775.3279 | 2256.3279
Option 2 SC | QLD |  | PHES | 820 | 820 | 820 | 820 | 820 | 820 | 820 | 820 | 2818 | 2818 | 2818 | 2818 | 2818 | 2818 | 2818 | 2818 | 2818 | 2818 | 2818 | 2818 | 2818 | 2818 | 2818 | 2818
Option 2 SC | QLD |  | Solar | 3920.3 | 6257.1045 | 7054.9445 | 7054.3945 | 7053.8246 | 7253.251 | 7252.691 | 7252.191 | 7251.711 | 8177.1767 | 9923.5735 | 10438.0036 | 11766.144 | 12464.6345 | 12464.6346 | 12972.2227 | 15561.6928 | 15405.7231 | 15260.2631 | 16131.9004 | 15522.8804 | 16448.9016 | 18290.6006 | 19636.7343
Option 2 SC | QLD |  | Wind | 2569.65 | 3075.86 | 3589.2397 | 4045.7 | 4662.001 | 5684.298 | 6576.7788 | 7317.0845 | 8024.6318 | 8024.632 | 8135.9992 | 9215.289 | 11091.1657 | 12021.2217 | 12116.5977 | 12841.6329 | 13767.6139 | 15079.2593 | 14639.2793 | 15204.0515 | 15160.8515 | 15160.8515 | 15170.2527 | 14893.9933
Option 2 SC | QLD | CQ | 2h | 230 | 230 | 230 | 230 | 226 | 226 | 226 | 226 | 226 | 226 | 226 | 226 | 226 | 226 | 226 | 226 | 180 | 180 | 180 | 180 | 180 | 180 | 180 | 180
Option 2 SC | QLD | CQ | 4h | 300 | 300 | 300 | 300 | 300 | 300 | 300 | 300 | 300 | 300 | 300 | 300 | 300 | 300 | 300 | 300 | 300 | 300 | 300 | 300 | 0 | 0 | 0 | 0
Option 2 SC | QLD | CQ | 8h | 0 | 0 | 8.86e-06 | 1.26e-05 | 1.26e-05 | 1.26e-05 | 1.26e-05 | 1.26e-05 | 1.991e-05 | 1.991e-05 | 2.117e-05 | 2.117e-05 | 2.117e-05 | 3.069e-05 | 3.836e-05 | 4.233e-05 | 0.00025787 | 145.3705 | 145.3705 | 145.3705 | 145.3705 | 145.3705 | 260.1672 | 865.1174
Option 2 SC | QLD | CQ | Black Coal | 3004 | 3004 | 3004 | 2304 | 2304 | 2304 | 2304 | 2304 | 2304 | 2304 | 2304 | 2304 | 2304 | 2304 | 2304 | 2304 | 2304 | 1939 | 1574 | 1209 | 844 | 844 | 844 | 0
Option 2 SC | QLD | CQ | Coordinated CER | 10.033 | 15.034 | 20.967 | 30.497 | 38.759 | 48.173 | 58.71 | 70.68 | 83.995 | 98.973 | 115.636 | 133.91 | 154.396 | 175.88 | 201.586 | 229.245 | 259.582 | 292.1 | 326.586 | 362.19 | 398.892 | 437.527 | 477.836 | 519.053
Option 2 SC | QLD | CQ | Distributed PV | 768.383 | 817.628 | 864.697 | 918.708 | 979.307 | 1022.445 | 1064.226 | 1111.996 | 1165.374 | 1219.524 | 1280.904 | 1338.13 | 1399.506 | 1466.364 | 1541.455 | 1616.212 | 1698.324 | 1780.35 | 1864.243 | 1944.748 | 2015.629 | 2093.631 | 2170.496 | 2244.999
Option 2 SC | QLD | CQ | OCGT | 37 | 37 | 37 | 37 | 37 | 436.885 | 436.885 | 436.885 | 399.885 | 399.885 | 399.885 | 399.885 | 399.885 | 399.885 | 399.885 | 399.885 | 399.885 | 399.885 | 399.885 | 399.885 | 399.885 | 399.885 | 399.885 | 399.885
Option 2 SC | QLD | CQ | PHES | 0 | 0 | 0 | 0 | 0 | 0 | 0 | 0 | 0 | 2.94e-06 | 2.94e-06 | 2.94e-06 | 5.29e-06 | 5.29e-06 | 5.29e-06 | 5.29e-06 | 7.39e-06 | 9.25e-06 | 9.25e-06 | 9.25e-06 | 9.25e-06 | 9.25e-06 | 9.25e-06 | 9.25e-06
Option 2 SC | QLD | CQ | Solar | 957.16 | 957.1602 | 1054.1602 | 1054.1602 | 1054.1602 | 1054.1603 | 1054.1603 | 1054.1603 | 1054.1603 | 1609.6323 | 2103.6159 | 2103.6167 | 2103.617 | 2103.617 | 2103.6171 | 2492.4616 | 3915.1091 | 3900.1093 | 3857.6093 | 4744.2316 | 4744.2316 | 5213.9397 | 6668.2958 | 8181.0839
Option 2 SC | QLD | CQ | Wind | 439 | 945.21 | 945.21 | 945.21 | 1037.68 | 1231.4404 | 1232.577 | 1235.2907 | 1942.838 | 1942.838 | 1942.8381 | 1942.8381 | 2342.8379 | 2344.4892 | 2344.4893 | 2344.4893 | 2346.6753 | 3733.7635 | 3733.7635 | 3734.848 | 3734.848 | 3734.848 | 3736.2864 | 3297.2864
Option 2 SC | QLD | GG | 1h | 0 | 400 | 400 | 400 | 400 | 400 | 400 | 400 | 400 | 400 | 400 | 400 | 400 | 400 | 400 | 400 | 400 | 400 | 400 | 400 | 400 | 400 | 400 | 0
Option 2 SC | QLD | GG | 2h | 0 | 4.38e-06 | 6.15e-06 | 8.23e-06 | 1.08e-05 | 1.251e-05 | 1.251e-05 | 1.571e-05 | 4.122e-05 | 4.122e-05 | 4.122e-05 | 4.122e-05 | 4.122e-05 | 4.477e-05 | 4.477e-05 | 7.294e-05 | 0.00017117 | 0.00018529 | 0.00018529 | 0.00018529 | 0.00018529 | 0.00018091 | 0.00017914 | 0.0001849
Option 2 SC | QLD | GG | 4h | 0 | 0 | 2.771e-05 | 75.1535 | 75.1535 | 75.1535 | 75.1535 | 75.1535 | 75.1535 | 75.1535 | 75.1535 | 75.1535 | 75.1535 | 75.1535 | 75.1535 | 75.1535 | 153.1907 | 248.1636 | 817.9877 | 817.9877 | 965.2146 | 1597.7934 | 1597.7934 | 2381.2568
Option 2 SC | QLD | GG | Black Coal | 1680 | 1680 | 1680 | 0 | 0 | 0 | 0 | 0 | 0 | 0 | 0 | 0 | 0 | 0 | 0 | 0 | 0 | 0 | 0 | 0 | 0 | 0 | 0 | 0
Option 2 SC | QLD | GG | CCGT | 180 | 180 | 180 | 180 | 180 | 180 | 180 | 180 | 180 | 180 | 180 | 180 | 180 | 180 | 180 | 180 | 180 | 180 | 180 | 180 | 180 | 180 | 180 | 180
Option 2 SC | QLD | GG | Coordinated CER | 1.285 | 1.926 | 2.683 | 3.888 | 4.96 | 6.183 | 7.555 | 9.113 | 10.848 | 12.806 | 14.986 | 17.379 | 20.063 | 22.879 | 26.22 | 29.814 | 33.748 | 37.963 | 42.429 | 47.036 | 51.777 | 56.761 | 61.958 | 67.27
Option 2 SC | QLD | GG | Distributed PV | 95.933 | 102.238 | 108.424 | 114.952 | 121.69 | 126.898 | 131.904 | 137.355 | 143.363 | 149.596 | 156.393 | 163.147 | 170.402 | 178.183 | 186.542 | 194.967 | 203.789 | 212.547 | 221.67 | 230.379 | 238.525 | 247.068 | 255.571 | 263.819
Option 2 SC | QLD | GG | OCGT | 0 | 0 | 0 | 0 | 0 | 0 | 0 | 0 | 0 | 0 | 0 | 0 | 411.5769 | 411.5769 | 411.5769 | 411.5769 | 411.5769 | 411.5769 | 718.512 | 718.512 | 718.512 | 718.512 | 718.512 | 718.512
Option 2 SC | QLD | GG | Solar | 387.01 | 387.01 | 387.01 | 387.01 | 387.01 | 387.01 | 387.01 | 387.01 | 387.01 | 387.0101 | 387.0101 | 387.0102 | 387.0102 | 387.0102 | 387.0102 | 505.7538 | 520.909 | 520.909 | 520.909 | 520.909 | 520.909 | 530.5756 | 539.9152 | 540.8267
Option 2 SC | QLD | NQ | 2h | 0 | 0 | 150 | 450 | 450 | 450 | 450 | 450 | 450 | 450 | 450 | 450 | 450 | 450 | 450 | 450 | 450 | 450 | 450 | 450 | 450 | 300 | 300 | 0
Option 2 SC | QLD | NQ | 4h | 0 | 0 | 254.0001 | 254.0004 | 254.0004 | 254.0004 | 254.0004 | 254.0004 | 254.0004 | 254.0004 | 254.0004 | 254.0004 | 254.0004 | 254.0004 | 254.0004 | 254.0004 | 254.0004 | 254.0004 | 254.0004 | 254.0004 | 254.0004 | 389.1294 | 239.1293 | 329.8786
Option 2 SC | QLD | NQ | Biomass | 32 | 32 | 32 | 32 | 32 | 32 | 32 | 32 | 32 | 32 | 32 | 32 | 32 | 32 | 32 | 32 | 32 | 32 | 32 | 32 | 32 | 32 | 32 | 32
Option 2 SC | QLD | NQ | CCGT | 244 | 244 | 244 | 244 | 244 | 244 | 244 | 244 | 244 | 244 | 244 | 244 | 244 | 244 | 244 | 244 | 244 | 244 | 244 | 244 | 244 | 0 | 0 | 0
Option 2 SC | QLD | NQ | Coordinated CER | 15.56 | 23.303 | 32.481 | 47.221 | 60.172 | 74.951 | 91.504 | 110.305 | 131.22 | 154.784 | 181.014 | 209.789 | 242.059 | 275.905 | 316.29 | 359.746 | 407.38 | 458.428 | 512.553 | 568.422 | 625.941 | 686.455 | 749.57 | 814.101
Option 2 SC | QLD | NQ | Distributed PV | 1269.213 | 1346.126 | 1420.394 | 1503.254 | 1594.101 | 1660.667 | 1724.77 | 1797.01 | 1877.418 | 1959.521 | 2051.614 | 2139.069 | 2232.901 | 2334.635 | 2447.439 | 2560.093 | 2682.171 | 2803.88 | 2928.96 | 3048.779 | 3155.996 | 3272.375 | 3387.306 | 3498.666
Option 2 SC | QLD | NQ | Hydro | 156.4 | 156.4 | 156.4 | 156.4 | 156.4 | 156.4 | 156.4 | 156.4 | 156.4 | 156.4 | 156.4 | 156.4 | 156.4 | 156.4 | 156.4 | 156.4 | 156.4 | 156.4 | 156.4 | 156.4 | 156.4 | 156.4 | 156.4 | 156.4
Option 2 SC | QLD | NQ | Liquid Fuel | 423.5 | 423.5 | 423.5 | 423.5 | 423.5 | 423.5 | 423.5 | 131.5 | 131.5 | 131.5 | 131.5 | 131.5 | 131.5 | 131.5 | 131.5 | 131.5 | 131.5 | 131.5 | 0 | 0 | 0 | 0 | 0 | 0
Option 2 SC | QLD | NQ | PHES | 250 | 250 | 250 | 250 | 250 | 250 | 250 | 250 | 250 | 250 | 250 | 250 | 250 | 250 | 250 | 250 | 250 | 250 | 250 | 250 | 250 | 250 | 250 | 250
Option 2 SC | QLD | NQ | Solar | 727.63 | 827.9298 | 1427.9298 | 1427.9298 | 1427.9298 | 1627.9161 | 1627.9161 | 1627.9161 | 1627.9161 | 1627.9161 | 1627.9164 | 2142.3455 | 2172.0547 | 2172.0547 | 2172.0547 | 2172.0547 | 2231.4261 | 2115.4561 | 2115.4561 | 2115.4561 | 2100.4561 | 2000.4761 | 1851.4961 | 1851.4961
Option 2 SC | QLD | NQ | Wind | 375.65 | 375.65 | 889.0296 | 1345.49 | 1345.4902 | 1345.4902 | 2236.8343 | 2974.4263 | 2974.4263 | 2974.4263 | 2974.4263 | 2974.4263 | 4090.2384 | 4090.2384 | 4090.2384 | 4090.2384 | 4194.2461 | 4118.8032 | 4118.8032 | 4254.1835 | 4210.9835 | 4210.9835 | 4218.9464 | 4381.6869
Option 2 SC | QLD | SQ | 1h | 222.02 | 222.02 | 222.02 | 222.02 | 222.02 | 222.02 | 222.02 | 222.02 | 222.02 | 222.02 | 222.02 | 222.02 | 222.02 | 222.02 | 222.02 | 222.02 | 222.02 | 222.02 | 222.02 | 222.02 | 222.02 | 222.02 | 222.02 | 222.02
Option 2 SC | QLD | SQ | 2h | 1824.72 | 1809.12 | 1809.12 | 1809.12 | 1809.12 | 1809.12 | 1809.12 | 1824.72 | 1809.12 | 1824.72 | 1809.12 | 1809.12 | 1709.12 | 1709.12 | 1709.12 | 1709.12 | 1724.7201 | 1724.7201 | 1509.1201 | 959.1201 | 959.1201 | 959.12 | 704.32 | 719.92
Option 2 SC | QLD | SQ | 4h | 260 | 275.3685 | 545.8112 | 1221.3235 | 1221.3235 | 1221.3235 | 1221.3235 | 1221.3235 | 1221.3235 | 1221.3235 | 1221.3235 | 1221.3235 | 1221.3235 | 1221.3235 | 1221.3235 | 1221.3235 | 1221.3235 | 1221.3235 | 1221.3235 | 1221.3235 | 1221.3235 | 1205.955 | 935.5123 | 260
Option 2 SC | QLD | SQ | 8h | 0 | 0 | 2.157e-05 | 3.627e-05 | 3.627e-05 | 3.627e-05 | 3.627e-05 | 3.744e-05 | 3.744e-05 | 3.744e-05 | 3.744e-05 | 3.744e-05 | 3.982e-05 | 9.491e-05 | 0.00010206 | 0.00010206 | 0.00031315 | 15.3213 | 15.3213 | 86.5981 | 86.5981 | 1401.3836 | 1401.3835 | 2684.231
Option 2 SC | QLD | SQ | Black Coal | 3446 | 3446 | 3446 | 3446 | 3446 | 3446 | 3446 | 3446 | 3446 | 3446 | 2746 | 1596 | 1596 | 1596 | 1596 | 1596 | 852 | 852 | 852 | 852 | 852 | 852 | 852 | 0
Option 2 SC | QLD | SQ | CCGT | 1173.9 | 1173.9 | 1173.9 | 1173.9 | 1173.9 | 1173.9 | 1173.9 | 1173.9 | 1173.9 | 1173.9 | 788.9 | 788.9 | 701.5 | 644.5 | 644.5 | 644.5 | 644.5 | 644.5 | 644.5 | 0 | 0 | 0 | 0 | 0
Option 2 SC | QLD | SQ | Coordinated CER | 75.736 | 113.5 | 158.255 | 229.967 | 296.974 | 374.344 | 461.834 | 561.766 | 673.529 | 801.122 | 943.716 | 1100.716 | 1276.941 | 1462.857 | 1682.653 | 1919.593 | 2179.133 | 2457.645 | 2753.518 | 3060.18 | 3376.742 | 3710.346 | 4059.215 | 4417.636
Option 2 SC | QLD | SQ | Distributed PV | 6252.081 | 6626.656 | 6991.314 | 7389.524 | 7816.274 | 8136.176 | 8444.301 | 8787.103 | 9167.501 | 9558.71 | 9992.755 | 10412.806 | 10863.8 | 11350.649 | 11883.607 | 12417.929 | 12989.125 | 13557.84 | 14145.616 | 14708.019 | 15220.6 | 15769.37 | 16313.159 | 16840.441
Option 2 SC | QLD | SQ | H2 Reciprocating Engine | 0 | 0 | 400 | 400 | 400 | 400 | 400 | 400 | 400 | 400 | 400 | 400 | 400 | 400 | 400 | 400 | 400 | 400 | 400 | 400 | 400 | 400 | 400 | 400
Option 2 SC | QLD | SQ | OCGT | 1509 | 1509 | 1626 | 1626 | 1626 | 1626 | 1626 | 1626 | 1546 | 1546 | 1546 | 1546 | 1958.1664 | 1958.1664 | 1958.1664 | 1958.1664 | 1958.1664 | 1958.1664 | 1958.1664 | 2220.9308 | 1656.9308 | 1656.9308 | 1656.9308 | 1137.9308
Option 2 SC | QLD | SQ | PHES | 570 | 570 | 570 | 570 | 570 | 570 | 570 | 570 | 2568 | 2568 | 2568 | 2568 | 2568 | 2568 | 2568 | 2568 | 2568 | 2568 | 2568 | 2568 | 2568 | 2568 | 2568 | 2568
Option 2 SC | QLD | SQ | Solar | 1848.5 | 4085.0046 | 4185.8446 | 4185.2946 | 4184.7246 | 4184.1646 | 4183.6046 | 4183.1046 | 4182.6246 | 4552.6183 | 5805.0311 | 5805.0313 | 7103.4621 | 7801.9525 | 7801.9526 | 7801.9527 | 8894.2486 | 8869.2486 | 8766.2886 | 8751.3037 | 8157.2837 | 8703.9102 | 9230.8935 | 9063.3277
Option 2 SC | QLD | SQ | Wind | 1755 | 1755 | 1755 | 1755 | 2278.8309 | 3107.3674 | 3107.3675 | 3107.3675 | 3107.3675 | 3107.3676 | 3218.7348 | 4298.0246 | 4658.0893 | 5586.494 | 5681.87 | 6406.9053 | 7226.6925 | 7226.6925 | 6786.7125 | 7215.02 | 7215.02 | 7215.02 | 7215.02 | 7215.02
Option 2 SC | SA |  | 2h | 1135.13 | 2711.13 | 2911.13 | 2911.13 | 2881.13 | 2881.13 | 2881.13 | 2888.1 | 2856.13 | 2856.13 | 2856.13 | 2863.1 | 2856.13 | 2856.13 | 2856.13 | 2844.13 | 2844.13 | 2593.43 | 2300 | 2287.45 | 2077.45 | 301.45 | 261 | 150
Option 2 SC | SA |  | 4h | 0 | 556 | 556.0001 | 556.0001 | 556.0001 | 556.0001 | 556.0001 | 300.0001 | 556.0001 | 556.0001 | 556.0001 | 300.0001 | 556.0001 | 556.0001 | 556.0001 | 556.0001 | 556.0001 | 556.0001 | 300.0001 | 556.0001 | 556.0001 | 7.414e-05 | 1.587e-05 | 1.587e-05
Option 2 SC | SA |  | 8h | 0 | 0 | 318.86 | 564.86 | 564.86 | 564.86 | 564.86 | 564.86 | 564.86 | 564.86 | 564.86 | 564.86 | 564.86 | 564.8604 | 564.8604 | 564.8604 | 564.8604 | 658.6704 | 658.6704 | 658.6704 | 658.6704 | 1125.9115 | 1268.5992 | 1132.0669
Option 2 SC | SA |  | CCGT | 1309 | 1129 | 529 | 529 | 529 | 529 | 529 | 529 | 529 | 529 | 529 | 0 | 0 | 0 | 0 | 0 | 0 | 0 | 0 | 0 | 0 | 0 | 0 | 0
Option 2 SC | SA |  | Coordinated CER | 153.311 | 201.921 | 256.637 | 280.231 | 318.881 | 361.864 | 410.518 | 463.802 | 521.679 | 587.473 | 658.796 | 737.461 | 823.289 | 910.176 | 1018.727 | 1133.859 | 1258.894 | 1391.274 | 1529.201 | 1671.18 | 1814.909 | 1962.817 | 2117.233 | 2274.033
Option 2 SC | SA |  | Distributed PV | 3322.606 | 3485.02 | 3643.25 | 3809.236 | 3981.846 | 4132.518 | 4275.546 | 4428.167 | 4585.33 | 4747.763 | 4928.704 | 5111.166 | 5303.055 | 5507.385 | 5728.439 | 5953.112 | 6183.831 | 6407.454 | 6644.43 | 6867.27 | 7070.706 | 7281.09 | 7496.641 | 7710.441
Option 2 SC | SA |  | Liquid Fuel | 413.38 | 276.88 | 276.88 | 276.88 | 276.88 | 276.88 | 276.88 | 276.88 | 276.88 | 276.88 | 276.88 | 276.88 | 276.88 | 276.88 | 276.88 | 276.88 | 276.88 | 276.88 | 276.88 | 276.88 | 122.88 | 122.88 | 122.88 | 122.88
Option 2 SC | SA |  | OCGT | 1175.26 | 1175.26 | 1175.26 | 1175.26 | 929.26 | 929.26 | 929.26 | 929.26 | 929.26 | 860.532 | 824.632 | 888.1642 | 888.1642 | 888.1642 | 684.4042 | 684.4042 | 867.2085 | 867.2085 | 533.0058 | 404.6058 | 818.8636 | 1042.8121 | 1048.3833 | 1543.2646
Option 2 SC | SA |  | Solar | 588.88 | 1426.3189 | 1600.88 | 1600.88 | 1600.88 | 1596.32 | 1596.32 | 1596.32 | 1596.32 | 1596.32 | 1596.32 | 1596.3201 | 2077.2428 | 3472.66 | 3960.6294 | 4004.2816 | 4177.8938 | 4177.8939 | 3958.6539 | 3945.5439 | 3945.5439 | 3868.5439 | 5832.5964 | 5737.5964
Option 2 SC | SA |  | Wind | 2722.04 | 2722.04 | 2747.04 | 3022.04 | 2960.04 | 2869.29 | 2869.29 | 2737.59 | 2737.5901 | 2467.4101 | 2568.2499 | 2757.7738 | 3844.4617 | 4459.7505 | 4959.1596 | 4959.1596 | 4959.1596 | 5102.0109 | 5102.0109 | 4779.1578 | 4779.1578 | 4779.1578 | 4578.1778 | 4382.4878
Option 2 SC | SA | CSA | 2h | 1059.68 | 2635.6799 | 2835.6799 | 2835.6799 | 2805.6799 | 2805.6799 | 2805.6799 | 2812.0999 | 2805.6799 | 2805.6799 | 2805.6799 | 2812.0999 | 2805.6799 | 2805.6799 | 2805.6799 | 2793.6799 | 2793.6799 | 2542.9799 | 2248.9999 | 2246.9999 | 2036.9999 | 261 | 261 | 150
Option 2 SC | SA | CSA | 4h | 0 | 306 | 306.0001 | 306.0001 | 306.0001 | 306.0001 | 306.0001 | 50.0001 | 306.0001 | 306.0001 | 306.0001 | 50.0001 | 306.0001 | 306.0001 | 306.0001 | 306.0001 | 306.0001 | 306.0001 | 50.0001 | 306.0001 | 306.0001 | 7.414e-05 | 1.587e-05 | 1.587e-05
Option 2 SC | SA | CSA | 8h | 0 | 0 | 318.8599 | 564.8598 | 564.8598 | 564.8598 | 564.8598 | 564.8598 | 564.8598 | 564.8598 | 564.8598 | 564.8598 | 564.8598 | 564.8598 | 564.8598 | 564.8598 | 564.8598 | 564.8598 | 564.8598 | 564.8598 | 564.8598 | 1032.1009 | 713.241 | 467.2411
Option 2 SC | SA | CSA | CCGT | 1309 | 1129 | 529 | 529 | 529 | 529 | 529 | 529 | 529 | 529 | 529 | 0 | 0 | 0 | 0 | 0 | 0 | 0 | 0 | 0 | 0 | 0 | 0 | 0
Option 2 SC | SA | CSA | Coordinated CER | 137.259 | 180.725 | 229.627 | 250.596 | 285.151 | 323.613 | 367.182 | 414.931 | 466.819 | 525.868 | 589.908 | 660.559 | 737.673 | 815.754 | 913.075 | 1016.259 | 1128.321 | 1246.962 | 1370.58 | 1497.829 | 1626.645 | 1759.22 | 1897.629 | 2038.179
Option 2 SC | SA | CSA | Distributed PV | 3003.655 | 3147.752 | 3288.528 | 3435.189 | 3586.143 | 3718.928 | 3844.807 | 3977.949 | 4114.996 | 4256.6 | 4413.453 | 4572.918 | 4741.164 | 4919.709 | 5111.873 | 5306.817 | 5506.077 | 5698.934 | 5904.058 | 6096.6 | 6273.272 | 6454.96 | 6640.715 | 6824.738
Option 2 SC | SA | CSA | Liquid Fuel | 276.88 | 276.88 | 276.88 | 276.88 | 276.88 | 276.88 | 276.88 | 276.88 | 276.88 | 276.88 | 276.88 | 276.88 | 276.88 | 276.88 | 276.88 | 276.88 | 276.88 | 276.88 | 276.88 | 276.88 | 122.88 | 122.88 | 122.88 | 122.88
Option 2 SC | SA | CSA | OCGT | 1095.26 | 1095.26 | 1095.26 | 1095.26 | 849.26 | 849.26 | 849.26 | 849.26 | 849.26 | 849.26 | 813.36 | 867.4705 | 867.4705 | 867.4705 | 663.7105 | 663.7105 | 687.4791 | 687.4791 | 353.2763 | 224.8763 | 639.1342 | 863.0826 | 868.6539 | 1363.5351
Option 2 SC | SA | CSA | Solar | 74.54 | 328.1801 | 465.3801 | 465.3801 | 465.3801 | 460.8201 | 460.8201 | 460.8201 | 460.8201 | 460.8201 | 460.8201 | 460.8201 | 460.8201 | 1717.1551 | 1964.6936 | 1937.8137 | 1937.8137 | 1937.8138 | 1937.8138 | 1924.7038 | 1924.7038 | 1924.7038 | 2425.8874 | 2425.8874
Option 2 SC | SA | CSA | Wind | 1765.01 | 1765.01 | 1790.01 | 2065.01 | 2065.01 | 2065.01 | 2065.01 | 1933.31 | 1933.31 | 1861.91 | 1677.4201 | 1866.9438 | 2197.0221 | 2550.7201 | 2550.7201 | 2550.7201 | 2550.7201 | 2693.5713 | 2693.5713 | 2562.7713 | 2562.7713 | 2562.7713 | 2361.7913 | 2166.1013
Option 2 SC | SA | NSA | 2h | 10 | 10.0001 | 10.0001 | 10.0001 | 10.0001 | 10.0001 | 10.0001 | 10.0001 | 10.0001 | 10.0001 | 10.0001 | 10.0001 | 10.0001 | 10.0001 | 10.0001 | 10.0001 | 10.0001 | 10.0001 | 10.0001 | 0.00011432 | 0.00011432 | 8.4e-06 | 8.4e-06 | 8.4e-06
Option 2 SC | SA | NSA | 8h | 0 | 0 | 0.00012215 | 0.0001604 | 0.0001604 | 0.0001604 | 0.0001604 | 0.00016403 | 0.00017113 | 0.00017113 | 0.00017113 | 0.00017113 | 0.00018619 | 0.00058167 | 0.00058167 | 0.00058167 | 0.00058167 | 93.8106 | 93.8106 | 93.8106 | 93.8106 | 93.8106 | 555.3582 | 664.8258
Option 2 SC | SA | NSA | Coordinated CER | 8.421 | 11.119 | 14.166 | 15.544 | 17.688 | 20.048 | 22.692 | 25.562 | 28.66 | 32.138 | 35.882 | 39.993 | 44.449 | 48.949 | 54.702 | 60.819 | 67.449 | 74.466 | 81.766 | 89.283 | 96.887 | 104.703 | 112.861 | 121.146
Option 2 SC | SA | NSA | Distributed PV | 174.628 | 184.379 | 193.542 | 203.839 | 215.605 | 225.127 | 234.313 | 244.927 | 255.881 | 267.213 | 280.438 | 292.84 | 305.473 | 319.327 | 334.988 | 351.137 | 368.356 | 385.221 | 402.536 | 419.044 | 433.458 | 449.077 | 465.348 | 481.634
Option 2 SC | SA | NSA | Liquid Fuel | 73.5 | 0 | 0 | 0 | 0 | 0 | 0 | 0 | 0 | 0 | 0 | 0 | 0 | 0 | 0 | 0 | 0 | 0 | 0 | 0 | 0 | 0 | 0 | 0
Option 2 SC | SA | NSA | OCGT | 0 | 0 | 0 | 0 | 0 | 0 | 0 | 0 | 0 | 11.272 | 11.272 | 20.6937 | 20.6937 | 20.6937 | 20.6937 | 20.6937 | 179.7295 | 179.7295 | 179.7295 | 179.7295 | 179.7295 | 179.7295 | 179.7295 | 179.7295
Option 2 SC | SA | NSA | Solar | 296.24 | 880.0389 | 917.3999 | 917.3999 | 917.3999 | 917.3999 | 917.3999 | 917.3999 | 917.3999 | 917.3999 | 917.3999 | 917.4 | 1398.3227 | 1537.4048 | 1777.8357 | 1884.468 | 2058.0801 | 2058.0801 | 1838.8401 | 1838.8401 | 1838.8401 | 1761.8401 | 3224.7089 | 3224.7089
Option 2 SC | SA | NSA | Wind | 632.53 | 632.53 | 632.53 | 632.53 | 570.53 | 479.78 | 479.78 | 479.78 | 479.78 | 407.5 | 692.8298 | 692.8298 | 1608.4395 | 1608.4395 | 1608.4395 | 1608.4395 | 1608.4395 | 1608.4395 | 1608.4395 | 1416.3864 | 1416.3864 | 1416.3864 | 1416.3864 | 1416.3864
Option 2 SC | SA | SESA | 2h | 65.45 | 65.45 | 65.45 | 65.45 | 65.45 | 65.45 | 65.45 | 66 | 40.45 | 40.45 | 40.45 | 41 | 40.45 | 40.45 | 40.45 | 40.45 | 40.45 | 40.45 | 41 | 40.45 | 40.45 | 40.45 | 0 | 0
Option 2 SC | SA | SESA | 4h | 0 | 250 | 250 | 250 | 250 | 250 | 250 | 250 | 250 | 250 | 250 | 250 | 250 | 250 | 250 | 250 | 250 | 250 | 250 | 250 | 250 | 0 | 0 | 0
Option 2 SC | SA | SESA | Coordinated CER | 7.631 | 10.077 | 12.844 | 14.091 | 16.042 | 18.203 | 20.644 | 23.309 | 26.2 | 29.467 | 33.006 | 36.909 | 41.167 | 45.473 | 50.95 | 56.781 | 63.124 | 69.846 | 76.855 | 84.068 | 91.377 | 98.894 | 106.743 | 114.708
Option 2 SC | SA | SESA | Distributed PV | 144.323 | 152.889 | 161.18 | 170.208 | 180.098 | 188.463 | 196.426 | 205.291 | 214.453 | 223.95 | 234.813 | 245.408 | 256.418 | 268.349 | 281.578 | 295.158 | 309.398 | 323.299 | 337.836 | 351.626 | 363.976 | 377.053 | 390.578 | 404.069
Option 2 SC | SA | SESA | Liquid Fuel | 63 | 0 | 0 | 0 | 0 | 0 | 0 | 0 | 0 | 0 | 0 | 0 | 0 | 0 | 0 | 0 | 0 | 0 | 0 | 0 | 0 | 0 | 0 | 0
Option 2 SC | SA | SESA | OCGT | 80 | 80 | 80 | 80 | 80 | 80 | 80 | 80 | 80 | 0 | 0 | 0 | 0 | 0 | 0 | 0 | 0 | 0 | 0 | 0 | 0 | 0 | 0 | 0
Option 2 SC | SA | SESA | Solar | 218.1 | 218.1 | 218.1 | 218.1 | 218.1 | 218.1 | 218.1 | 218.1 | 218.1 | 218.1 | 218.1 | 218.1 | 218.1 | 218.1 | 218.1 | 182 | 182 | 182 | 182 | 182 | 182 | 182 | 182 | 87
Option 2 SC | SA | SESA | Wind | 324.5 | 324.5 | 324.5 | 324.5 | 324.5 | 324.5 | 324.5 | 324.5 | 324.5 | 198 | 198 | 198.0002 | 39.0002 | 300.5909 | 800 | 800 | 800 | 800.0001 | 800.0001 | 800.0001 | 800.0001 | 800.0001 | 800.0001 | 800.0001
Option 2 SC | TAS |  | 24h | 0 | 0 | 0 | 0 | 0 | 0 | 0 | 0 | 0 | 2.69e-06 | 2.69e-06 | 2.69e-06 | 5.65e-06 | 6.89e-06 | 6.89e-06 | 6.89e-06 | 6.89e-06 | 9.3e-06 | 9.3e-06 | 9.3e-06 | 9.3e-06 | 9.3e-06 | 9.3e-06 | 9.3e-06
Option 2 SC | TAS |  | 2h | 0 | 5.14e-06 | 6.5e-06 | 8.15e-06 | 8.15e-06 | 8.15e-06 | 1.028e-05 | 1.168e-05 | 1.756e-05 | 1.756e-05 | 1.756e-05 | 1.756e-05 | 1.981e-05 | 2.487e-05 | 2.487e-05 | 2.487e-05 | 2.487e-05 | 2.887e-05 | 2.887e-05 | 2.887e-05 | 2.887e-05 | 2.373e-05 | 2.238e-05 | 2.073e-05
Option 2 SC | TAS |  | 4h | 0 | 4.67e-06 | 6.16e-06 | 7.64e-06 | 8.81e-06 | 9.88e-06 | 9.88e-06 | 1.175e-05 | 3.858e-05 | 3.858e-05 | 3.858e-05 | 3.858e-05 | 4.444e-05 | 4.776e-05 | 4.776e-05 | 4.776e-05 | 4.776e-05 | 6.254e-05 | 6.254e-05 | 6.254e-05 | 6.254e-05 | 8.298e-05 | 8.149e-05 | 8.001e-05
Option 2 SC | TAS |  | 8h | 0 | 0 | 3.54e-06 | 4.76e-06 | 4.76e-06 | 4.76e-06 | 4.76e-06 | 4.76e-06 | 1.024e-05 | 1.024e-05 | 1.024e-05 | 1.024e-05 | 1.4e-05 | 2.63e-05 | 2.63e-05 | 2.63e-05 | 2.63e-05 | 2.935e-05 | 2.935e-05 | 2.935e-05 | 2.935e-05 | 2.935e-05 | 2.581e-05 | 2.459e-05
Option 2 SC | TAS |  | CCGT | 208 | 208 | 208 | 208 | 208 | 208 | 208 | 208 | 208 | 208 | 208 | 208 | 208 | 208 | 208 | 208 | 208 | 208 | 208 | 208 | 208 | 208 | 208 | 208
Option 2 SC | TAS |  | CST | 0 | 0 | 0 | 0 | 0 | 0 | 0 | 0 | 0 | 0 | 0 | 0 | 0 | 0 | 0 | 0 | 0 | 0 | 0 | 0 | 0 | 0 | 0 | 0
Option 2 SC | TAS |  | Coordinated CER | 6.527 | 10.363 | 15.074 | 24.345 | 30.078 | 36.266 | 43.756 | 51.733 | 61.217 | 72.398 | 85.736 | 100.082 | 116.671 | 133.55 | 154.469 | 177.219 | 202.433 | 229.369 | 258.339 | 288.77 | 320.486 | 353.881 | 388.958 | 425.656
Option 2 SC | TAS |  | Distributed PV | 466.301 | 507.592 | 549.345 | 601.279 | 656.508 | 691.259 | 719.592 | 747.7 | 780.291 | 813.947 | 859.746 | 903.781 | 950.103 | 1002.903 | 1063.261 | 1121.926 | 1183.346 | 1239.592 | 1305.054 | 1363.723 | 1412.741 | 1468.813 | 1523.955 | 1578.121
Option 2 SC | TAS |  | Hydro | 2176.7 | 2176.7 | 2176.7 | 2176.7 | 2566.7 | 2566.7 | 2566.7 | 2566.7 | 2566.7 | 2566.7 | 2566.7 | 2566.7 | 2566.7 | 2566.7 | 2566.7 | 2566.7 | 2566.7 | 2566.7 | 2566.7 | 2566.7 | 2566.7 | 2566.7 | 2566.7 | 2566.7
Option 2 SC | TAS |  | OCGT | 178 | 178 | 178 | 178 | 178 | 178 | 178 | 178 | 178 | 178 | 178 | 178 | 178 | 178 | 58 | 58 | 58 | 58 | 58 | 58 | 58 | 58 | 58 | 58
Option 2 SC | TAS |  | PHES | 0 | 0 | 0 | 0 | 0 | 0 | 0 | 0 | 0 | 4.7e-06 | 4.7e-06 | 5.9e-06 | 1.585e-05 | 3.492e-05 | 3.492e-05 | 3.492e-05 | 3.492e-05 | 9.945e-05 | 9.945e-05 | 9.945e-05 | 9.945e-05 | 9.945e-05 | 9.945e-05 | 9.945e-05
Option 2 SC | TAS |  | Solar | 3.78e-06 | 300 | 587 | 669.2776 | 669.2776 | 1069.0896 | 1069.0896 | 1069.0896 | 1069.0896 | 1069.0896 | 1069.0896 | 1069.0896 | 1080.2752 | 1080.2752 | 1080.2752 | 1080.2752 | 1080.2752 | 1080.2752 | 1080.2752 | 1080.2752 | 1080.2752 | 1080.2752 | 1080.2752 | 1080.2752
Option 2 SC | TAS |  | Wind | 561.6 | 582.4 | 1158.804 | 1400.1225 | 1492.2516 | 1792.5675 | 1792.5675 | 1792.5675 | 1792.5675 | 1792.5675 | 1792.5675 | 1863.6606 | 2125.9733 | 2125.9733 | 2125.9733 | 2125.9733 | 2125.9733 | 2125.9733 | 1981.9733 | 1981.9733 | 1981.9733 | 1981.9733 | 1981.9733 | 1981.9733
Option 2 SC | TAS | TAS | 24h | 0 | 0 | 0 | 0 | 0 | 0 | 0 | 0 | 0 | 2.69e-06 | 2.69e-06 | 2.69e-06 | 5.65e-06 | 6.89e-06 | 6.89e-06 | 6.89e-06 | 6.89e-06 | 9.3e-06 | 9.3e-06 | 9.3e-06 | 9.3e-06 | 9.3e-06 | 9.3e-06 | 9.3e-06
Option 2 SC | TAS | TAS | 2h | 0 | 5.14e-06 | 6.5e-06 | 8.15e-06 | 8.15e-06 | 8.15e-06 | 1.028e-05 | 1.168e-05 | 1.756e-05 | 1.756e-05 | 1.756e-05 | 1.756e-05 | 1.981e-05 | 2.487e-05 | 2.487e-05 | 2.487e-05 | 2.487e-05 | 2.887e-05 | 2.887e-05 | 2.887e-05 | 2.887e-05 | 2.373e-05 | 2.238e-05 | 2.073e-05
Option 2 SC | TAS | TAS | 4h | 0 | 4.67e-06 | 6.16e-06 | 7.64e-06 | 8.81e-06 | 9.88e-06 | 9.88e-06 | 1.175e-05 | 3.858e-05 | 3.858e-05 | 3.858e-05 | 3.858e-05 | 4.444e-05 | 4.776e-05 | 4.776e-05 | 4.776e-05 | 4.776e-05 | 6.254e-05 | 6.254e-05 | 6.254e-05 | 6.254e-05 | 8.298e-05 | 8.149e-05 | 8.001e-05
Option 2 SC | TAS | TAS | 8h | 0 | 0 | 3.54e-06 | 4.76e-06 | 4.76e-06 | 4.76e-06 | 4.76e-06 | 4.76e-06 | 1.024e-05 | 1.024e-05 | 1.024e-05 | 1.024e-05 | 1.4e-05 | 2.63e-05 | 2.63e-05 | 2.63e-05 | 2.63e-05 | 2.935e-05 | 2.935e-05 | 2.935e-05 | 2.935e-05 | 2.935e-05 | 2.581e-05 | 2.459e-05
Option 2 SC | TAS | TAS | CCGT | 208 | 208 | 208 | 208 | 208 | 208 | 208 | 208 | 208 | 208 | 208 | 208 | 208 | 208 | 208 | 208 | 208 | 208 | 208 | 208 | 208 | 208 | 208 | 208
Option 2 SC | TAS | TAS | CST | 0 | 0 | 0 | 0 | 0 | 0 | 0 | 0 | 0 | 0 | 0 | 0 | 0 | 0 | 0 | 0 | 0 | 0 | 0 | 0 | 0 | 0 | 0 | 0
Option 2 SC | TAS | TAS | Coordinated CER | 6.527 | 10.363 | 15.074 | 24.345 | 30.078 | 36.266 | 43.756 | 51.733 | 61.217 | 72.398 | 85.736 | 100.082 | 116.671 | 133.55 | 154.469 | 177.219 | 202.433 | 229.369 | 258.339 | 288.77 | 320.486 | 353.881 | 388.958 | 425.656
Option 2 SC | TAS | TAS | Distributed PV | 466.301 | 507.592 | 549.345 | 601.279 | 656.508 | 691.259 | 719.592 | 747.7 | 780.291 | 813.947 | 859.746 | 903.781 | 950.103 | 1002.903 | 1063.261 | 1121.926 | 1183.346 | 1239.592 | 1305.054 | 1363.723 | 1412.741 | 1468.813 | 1523.955 | 1578.121
Option 2 SC | TAS | TAS | Hydro | 2176.7 | 2176.7 | 2176.7 | 2176.7 | 2566.7 | 2566.7 | 2566.7 | 2566.7 | 2566.7 | 2566.7 | 2566.7 | 2566.7 | 2566.7 | 2566.7 | 2566.7 | 2566.7 | 2566.7 | 2566.7 | 2566.7 | 2566.7 | 2566.7 | 2566.7 | 2566.7 | 2566.7
Option 2 SC | TAS | TAS | OCGT | 178 | 178 | 178 | 178 | 178 | 178 | 178 | 178 | 178 | 178 | 178 | 178 | 178 | 178 | 58 | 58 | 58 | 58 | 58 | 58 | 58 | 58 | 58 | 58
Option 2 SC | TAS | TAS | PHES | 0 | 0 | 0 | 0 | 0 | 0 | 0 | 0 | 0 | 4.7e-06 | 4.7e-06 | 5.9e-06 | 1.585e-05 | 3.492e-05 | 3.492e-05 | 3.492e-05 | 3.492e-05 | 9.945e-05 | 9.945e-05 | 9.945e-05 | 9.945e-05 | 9.945e-05 | 9.945e-05 | 9.945e-05
Option 2 SC | TAS | TAS | Solar | 3.78e-06 | 300 | 587 | 669.2776 | 669.2776 | 1069.0896 | 1069.0896 | 1069.0896 | 1069.0896 | 1069.0896 | 1069.0896 | 1069.0896 | 1080.2752 | 1080.2752 | 1080.2752 | 1080.2752 | 1080.2752 | 1080.2752 | 1080.2752 | 1080.2752 | 1080.2752 | 1080.2752 | 1080.2752 | 1080.2752
Option 2 SC | TAS | TAS | Wind | 561.6 | 582.4 | 1158.804 | 1400.1225 | 1492.2516 | 1792.5675 | 1792.5675 | 1792.5675 | 1792.5675 | 1792.5675 | 1792.5675 | 1863.6606 | 2125.9733 | 2125.9733 | 2125.9733 | 2125.9733 | 2125.9733 | 2125.9733 | 1981.9733 | 1981.9733 | 1981.9733 | 1981.9733 | 1981.9733 | 1981.9733
Option 2 SC | VIC |  | 1h | 0 | 3.17 | 3.17 | 3.17 | 3.17 | 3.17 | 3.17 | 3.17 | 3.17 | 3.17 | 3.17 | 3.17 | 3.17 | 3.17 | 3.17 | 3.17 | 3.17 | 3.17 | 3.17 | 3.17 | 3.17 | 3.17 | 3.17 | 3.17
Option 2 SC | VIC |  | 2h | 1954.07 | 3443.57 | 3607.59 | 3597.99 | 3597.99 | 3597.99 | 3751.33 | 3803.46 | 3803.46 | 3803.46 | 3803.46 | 3803.46 | 3798.46 | 3798.46 | 3701.1 | 3498.4601 | 3498.4601 | 3251.1001 | 3151.1001 | 3048.4601 | 2461.1001 | 1784.44 | 1787.08 | 1767.08
Option 2 SC | VIC |  | 4h | 0 | 1570 | 1985.79 | 1985.79 | 1985.79 | 1985.79 | 2000.22 | 1985.79 | 1985.79 | 1985.79 | 1985.79 | 1985.79 | 1985.79 | 1985.79 | 2000.22 | 1985.79 | 1985.79 | 2000.22 | 2001.84 | 1985.79 | 2000.22 | 790.8066 | 746.2466 | 746.2466
Option 2 SC | VIC |  | 8h | 0 | 0 | 2.611e-05 | 2.611e-05 | 2.611e-05 | 2.611e-05 | 2.611e-05 | 2.611e-05 | 3.602e-05 | 3.602e-05 | 3.751e-05 | 3.751e-05 | 3.751e-05 | 0.00012353 | 0.00012836 | 0.00012836 | 0.00012958 | 0.00013891 | 0.00013891 | 0.00013891 | 0.00013891 | 311.786 | 311.7859 | 311.7859
Option 2 SC | VIC |  | Brown Coal | 4820 | 4820 | 3370 | 2790 | 2210 | 2210 | 2210 | 2210 | 0 | 0 | 0 | 0 | 0 | 0 | 0 | 0 | 0 | 0 | 0 | 0 | 0 | 0 | 0 | 0
Option 2 SC | VIC |  | CCGT | 500 | 500 | 500 | 500 | 500 | 500 | 500 | 500 | 500 | 500 | 500 | 500 | 500 | 500 | 0 | 0 | 0 | 0 | 0 | 0 | 0 | 0 | 0 | 0
Option 2 SC | VIC |  | Coordinated CER | 129.94 | 190.387 | 262.642 | 380.534 | 475.115 | 585.339 | 711.298 | 853.59 | 1012.449 | 1195.77 | 1399.077 | 1625.987 | 1872.336 | 2136.792 | 2453.285 | 2794.934 | 3172.367 | 3574.468 | 4004.367 | 4454.738 | 4925.069 | 5419.214 | 5938.101 | 6482.064
Option 2 SC | VIC |  | Distributed PV | 7097.091 | 7786.599 | 8463.572 | 9170.414 | 9877.789 | 10377.024 | 10825.044 | 11294.852 | 11811.802 | 12372.185 | 13012.483 | 13676.879 | 14418.838 | 15199.454 | 16064.1 | 16921.388 | 17823.77 | 18698.361 | 19630.919 | 20514.237 | 21369.886 | 22274.861 | 23194.091 | 24123.841
Option 2 SC | VIC |  | Hydro | 2267.02 | 2267.02 | 2267.02 | 2267.02 | 2267.02 | 2267.02 | 2267.02 | 2267.02 | 2267.02 | 2267.02 | 2267.02 | 2267.02 | 2267.02 | 2267.02 | 2267.02 | 2267.02 | 2267.02 | 2267.02 | 2267.02 | 2267.02 | 2267.02 | 2267.02 | 2267.02 | 2267.02
Option 2 SC | VIC |  | OCGT | 1900 | 1900 | 1900 | 1900 | 1900 | 1900 | 1900 | 1730 | 2058.7018 | 2058.7018 | 2058.7018 | 2163.5256 | 3619.8788 | 3179.8788 | 3648.6371 | 3728.8316 | 3634.8316 | 3826.6938 | 3826.6938 | 3826.6938 | 4098.318 | 5105.9041 | 5105.9041 | 6210.8988
Option 2 SC | VIC |  | Offshore Wind | 0 | 0 | 0 | 0 | 0 | 2000 | 2667 | 3333 | 4000 | 5000 | 6000 | 7000 | 8000 | 9000 | 9000 | 9000 | 9000 | 9000 | 9000 | 9000 | 9000 | 9000 | 9000 | 9000
Option 2 SC | VIC |  | Solar | 1559.56 | 3325.76 | 3894.83 | 3894.83 | 3894.83 | 3894.83 | 3894.83 | 3894.8301 | 3894.8301 | 3894.8301 | 3894.8301 | 3894.8302 | 3894.8302 | 6591.892 | 7303.5549 | 7303.5549 | 7303.555 | 7303.555 | 7203.585 | 7176.415 | 7176.415 | 7176.415 | 7036.385 | 6660.4551
Option 2 SC | VIC |  | Wind | 5270.28 | 5990.85 | 7912.85 | 9490.85 | 10038.35 | 10008.35 | 10008.35 | 10008.35 | 9816.35 | 9816.35 | 9816.35 | 9753.34 | 9333.34 | 9333.3401 | 9400.0931 | 9606.9547 | 9556.4047 | 9239.2047 | 9610.5575 | 9736.1221 | 9736.1221 | 9653.7447 | 10150.4932 | 9669.7738
Option 2 SC | VIC | MEL | 2h | 1090 | 1205 | 1205 | 1205 | 1205 | 1205 | 1455 | 1455 | 1455 | 1455 | 1455 | 1455 | 1455 | 1455 | 1455 | 1155.0001 | 1155.0001 | 1155.0001 | 955.0001 | 955.0001 | 715.0001 | 600 | 600 | 600
Option 2 SC | VIC | MEL | 4h | 0 | 1220 | 1220 | 1220 | 1220 | 1220 | 1220 | 1220 | 1220 | 1220 | 1220 | 1220 | 1220 | 1220 | 1220 | 1220 | 1220 | 1220 | 1220 | 1220 | 1220 | 526.2165 | 526.2165 | 526.2165
Option 2 SC | VIC | MEL | 8h | 0 | 0 | 1.282e-05 | 1.282e-05 | 1.282e-05 | 1.282e-05 | 1.282e-05 | 1.282e-05 | 1.814e-05 | 1.814e-05 | 1.814e-05 | 1.814e-05 | 1.814e-05 | 6.631e-05 | 6.741e-05 | 6.741e-05 | 6.741e-05 | 7.378e-05 | 7.378e-05 | 7.378e-05 | 7.378e-05 | 311.7859 | 311.7859 | 311.7859
Option 2 SC | VIC | MEL | CCGT | 500 | 500 | 500 | 500 | 500 | 500 | 500 | 500 | 500 | 500 | 500 | 500 | 500 | 500 | 0 | 0 | 0 | 0 | 0 | 0 | 0 | 0 | 0 | 0
Option 2 SC | VIC | MEL | Coordinated CER | 94.231 | 138.075 | 190.575 | 275.904 | 346.21 | 428.629 | 523.21 | 630.383 | 750.353 | 889.43 | 1044.036 | 1216.802 | 1404.735 | 1606.904 | 1847.743 | 2108.067 | 2395.504 | 2702.149 | 3030.715 | 3375.24 | 3734.894 | 4113.14 | 4510.738 | 4927.99
Option 2 SC | VIC | MEL | Distributed PV | 4873.36 | 5357.816 | 5837.858 | 6330.209 | 6813.944 | 7164.72 | 7476.587 | 7796.426 | 8146.933 | 8530.509 | 8965.801 | 9428.723 | 9940.801 | 10481.752 | 11068.696 | 11654.918 | 12259.165 | 12843.123 | 13481.14 | 14084.224 | 14674.545 | 15291.304 | 15921.439 | 16560.042
Option 2 SC | VIC | MEL | OCGT | 482 | 482 | 482 | 482 | 482 | 482 | 482 | 312 | 640.7018 | 640.7018 | 640.7018 | 745.5256 | 2201.8788 | 2201.8788 | 2670.6371 | 2750.8316 | 2750.8316 | 2942.6938 | 2942.6938 | 2942.6938 | 3214.318 | 4091.5006 | 4091.5006 | 4431.0611
Option 2 SC | VIC | MEL | Solar | 5.59e-06 | 6.65e-06 | 6.65e-06 | 1.802e-05 | 2.986e-05 | 3.353e-05 | 3.353e-05 | 3.774e-05 | 3.916e-05 | 4.683e-05 | 5.845e-05 | 6.861e-05 | 6.962e-05 | 7.255e-05 | 8.155e-05 | 9.078e-05 | 0.00010318 | 0.00011583 | 0.00011583 | 0.00011583 | 0.00011583 | 0.00011583 | 0.00011924 | 0.00012054
Option 2 SC | VIC | SEV | 2h | 255 | 416.44 | 416.44 | 416.44 | 416.44 | 416.44 | 419.08 | 416.44 | 416.44 | 416.44 | 416.44 | 416.44 | 411.44 | 411.44 | 414.08 | 411.44 | 411.44 | 264.08 | 264.08 | 161.44 | 164.08 | 61.44 | 64.08 | 64.08
Option 2 SC | VIC | SEV | 4h | 0 | 350 | 350 | 350 | 350 | 350 | 350 | 350 | 350 | 350 | 350 | 350 | 350 | 350 | 350 | 350 | 350 | 350 | 350 | 350 | 350 | 0 | 0 | 0
Option 2 SC | VIC | SEV | 8h | 0 | 0 | 1.329e-05 | 1.329e-05 | 1.329e-05 | 1.329e-05 | 1.329e-05 | 1.329e-05 | 1.788e-05 | 1.788e-05 | 1.937e-05 | 1.937e-05 | 1.937e-05 | 5.722e-05 | 6.095e-05 | 6.095e-05 | 6.217e-05 | 6.513e-05 | 6.513e-05 | 6.513e-05 | 6.513e-05 | 6.513e-05 | 5.185e-05 | 5.185e-05
Option 2 SC | VIC | SEV | Brown Coal | 4820 | 4820 | 3370 | 2790 | 2210 | 2210 | 2210 | 2210 | 0 | 0 | 0 | 0 | 0 | 0 | 0 | 0 | 0 | 0 | 0 | 0 | 0 | 0 | 0 | 0
Option 2 SC | VIC | SEV | Coordinated CER | 9.166 | 13.427 | 18.501 | 26.833 | 33.016 | 40.094 | 48.079 | 57.011 | 66.9 | 78.143 | 90.516 | 104.269 | 119.103 | 134.915 | 154.092 | 174.707 | 197.499 | 221.69 | 247.385 | 274.2 | 302.195 | 331.497 | 362.149 | 394.158
Option 2 SC | VIC | SEV | Distributed PV | 471.244 | 522.733 | 572.817 | 626.341 | 681.493 | 718.953 | 752.927 | 789.826 | 830.456 | 873.827 | 923.9 | 973.796 | 1030.37 | 1089.459 | 1157.088 | 1223.324 | 1295.335 | 1365.397 | 1437.267 | 1505.531 | 1570.5 | 1640.565 | 1711.024 | 1782.021
Option 2 SC | VIC | SEV | OCGT | 834 | 834 | 834 | 834 | 834 | 834 | 834 | 834 | 834 | 834 | 834 | 834 | 834 | 394 | 394 | 394 | 300 | 300 | 300 | 300 | 300 | 300 | 300 | 300
Option 2 SC | VIC | SEV | Offshore Wind | 0 | 0 | 0 | 0 | 0 | 2000 | 2158.3082 | 2824.3082 | 3491.3082 | 4477.9848 | 5220 | 6220 | 7220 | 8220 | 8220 | 8220 | 8220 | 8220 | 8220 | 8220 | 8220 | 8220 | 8220 | 8220
Option 2 SC | VIC | SEV | Solar | 2.37e-06 | 643.3262 | 643.3262 | 643.3262 | 643.3262 | 643.3262 | 643.3262 | 643.3262 | 643.3262 | 643.3262 | 643.3262 | 643.3262 | 643.3262 | 643.3262 | 643.3262 | 643.3262 | 643.3262 | 643.3262 | 643.3262 | 643.3262 | 643.3262 | 643.3262 | 643.3262 | 643.3262
Option 2 SC | VIC | SEV | Wind | 106.6 | 106.6 | 106.6 | 106.6 | 106.6 | 106.6 | 106.6 | 106.6 | 106.6 | 106.6 | 106.6 | 106.6 | 106.6 | 106.6 | 4.619e-05 | 5.002e-05 | 5.317e-05 | 5.607e-05 | 5.607e-05 | 5.607e-05 | 5.607e-05 | 5.607e-05 | 5.607e-05 | 5.607e-05
Option 2 SC | VIC | WNV | 1h | 0 | 3.17 | 3.17 | 3.17 | 3.17 | 3.17 | 3.17 | 3.17 | 3.17 | 3.17 | 3.17 | 3.17 | 3.17 | 3.17 | 3.17 | 3.17 | 3.17 | 3.17 | 3.17 | 3.17 | 3.17 | 3.17 | 3.17 | 3.17
Option 2 SC | VIC | WNV | 2h | 609.07 | 1822.13 | 1986.15 | 1976.55 | 1976.55 | 1976.55 | 1877.25 | 1932.02 | 1932.02 | 1932.02 | 1932.02 | 1932.02 | 1932.02 | 1932.02 | 1832.02 | 1932.02 | 1932.02 | 1832.02 | 1932.02 | 1932.02 | 1582.02 | 1123 | 1123 | 1103
Option 2 SC | VIC | WNV | 4h | 0 | 0 | 415.79 | 415.79 | 415.79 | 415.79 | 430.22 | 415.79 | 415.79 | 415.79 | 415.79 | 415.79 | 415.79 | 415.79 | 430.22 | 415.79 | 415.79 | 430.22 | 431.84 | 415.79 | 430.22 | 264.5901 | 220.0301 | 220.0301
Option 2 SC | VIC | WNV | Coordinated CER | 26.543 | 38.885 | 53.566 | 77.797 | 95.889 | 116.616 | 140.009 | 166.196 | 195.196 | 228.197 | 264.525 | 304.916 | 348.498 | 394.973 | 451.45 | 512.16 | 579.364 | 650.629 | 726.267 | 805.298 | 887.98 | 974.577 | 1065.214 | 1159.916
Option 2 SC | VIC | WNV | Distributed PV | 1752.487 | 1906.05 | 2052.897 | 2213.864 | 2382.352 | 2493.351 | 2595.53 | 2708.6 | 2834.413 | 2967.849 | 3122.782 | 3274.36 | 3447.667 | 3628.243 | 3838.316 | 4043.146 | 4269.27 | 4489.841 | 4712.512 | 4924.482 | 5124.841 | 5342.992 | 5561.628 | 5781.778
Option 2 SC | VIC | WNV | Hydro | 2267.02 | 2267.02 | 2267.02 | 2267.02 | 2267.02 | 2267.02 | 2267.02 | 2267.02 | 2267.02 | 2267.02 | 2267.02 | 2267.02 | 2267.02 | 2267.02 | 2267.02 | 2267.02 | 2267.02 | 2267.02 | 2267.02 | 2267.02 | 2267.02 | 2267.02 | 2267.02 | 2267.02
Option 2 SC | VIC | WNV | OCGT | 584 | 584 | 584 | 584 | 584 | 584 | 584 | 584 | 584 | 584 | 584 | 584 | 584 | 584 | 584 | 584 | 584 | 584 | 584 | 584 | 584 | 714.4035 | 714.4035 | 1479.8377
Option 2 SC | VIC | WNV | Offshore Wind | 0 | 0 | 0 | 0 | 0 | 1.681e-05 | 508.6918 | 508.6918 | 508.6918 | 522.0152 | 780 | 780 | 780 | 780 | 780 | 780 | 780 | 780 | 780 | 780 | 780 | 780 | 780 | 780
Option 2 SC | VIC | WNV | Solar | 1559.56 | 2682.4338 | 3251.5038 | 3251.5038 | 3251.5038 | 3251.5038 | 3251.5038 | 3251.5038 | 3251.5038 | 3251.5038 | 3251.5039 | 3251.5039 | 3251.5039 | 5948.5657 | 6660.2286 | 6660.2286 | 6660.2287 | 6660.2287 | 6560.2587 | 6533.0887 | 6533.0887 | 6533.0887 | 6393.0587 | 6017.1287
Option 2 SC | VIC | WNV | Wind | 5163.68 | 5884.25 | 7806.25 | 9384.25 | 9931.75 | 9901.75 | 9901.75 | 9901.75 | 9709.75 | 9709.75 | 9709.75 | 9646.74 | 9226.74 | 9226.74 | 9400.0931 | 9606.9546 | 9556.4046 | 9239.2046 | 9610.5574 | 9736.122 | 9736.122 | 9653.7447 | 10150.4931 | 9669.7738
Option 2D SC | NEM |  | 12h | 0 | 0 | 0 | 810 | 810 | 810 | 810 | 810 | 810 | 810 | 810 | 810 | 810 | 810 | 810 | 810 | 810 | 810 | 810 | 810 | 810 | 810 | 810 | 810
Option 2D SC | NEM |  | 1h | 472.02 | 875.19 | 875.19 | 875.19 | 875.19 | 875.19 | 875.19 | 875.19 | 875.19 | 875.19 | 875.19 | 875.19 | 875.19 | 875.19 | 875.19 | 875.19 | 875.19 | 825.19 | 825.19 | 825.19 | 825.19 | 825.19 | 825.19 | 425.19
Option 2D SC | NEM |  | 24h | 0 | 0 | 0 | 0 | 0 | 0 | 0 | 0 | 0 | 1.36e-06 | 1.36e-06 | 1.36e-06 | 3.32e-06 | 3.32e-06 | 3.32e-06 | 3.32e-06 | 3.32e-06 | 3.32e-06 | 3.32e-06 | 3.32e-06 | 3.32e-06 | 3.32e-06 | 3.32e-06 | 3.32e-06
Option 2D SC | NEM |  | 2h | 5866.57 | 9418.47 | 9932.4901 | 10222.8901 | 10889.0201 | 10889.0201 | 11042.3601 | 11111.3501 | 11059.4902 | 11075.0902 | 11009.4902 | 11016.4602 | 10904.4903 | 10904.4903 | 10746.4403 | 10531.8004 | 10497.1105 | 10003.3406 | 9390.0206 | 8704.8306 | 7911.7606 | 5057.1035 | 4664.5035 | 4249.1035
Option 2D SC | NEM |  | 4h | 1893.63 | 5327.67 | 7462.44 | 8218.1394 | 8218.1394 | 8418.1394 | 8432.5694 | 8203.3594 | 8418.1394 | 8418.1394 | 8418.1395 | 8162.1395 | 8418.1395 | 8418.1395 | 8473.7895 | 8459.3595 | 8496.1749 | 8646.7963 | 8798.1086 | 8600.809 | 8007.2226 | 5803.8343 | 4103.0743 | 4227.9009
Option 2D SC | NEM |  | 8h | 325 | 599.84 | 1757.86 | 2714.1605 | 2714.1605 | 2895.485 | 3720.11 | 4544.86 | 4544.8601 | 4544.8601 | 4544.8601 | 4544.8601 | 5136.3958 | 5141.3424 | 5141.3424 | 5141.3424 | 5856.832 | 6047.094 | 6047.094 | 6169.384 | 5844.384 | 9135.694 | 8799.2298 | 9935.1852
Option 2D SC | NEM |  | Biomass | 32 | 32 | 32 | 32 | 32 | 32 | 32 | 32 | 32 | 32 | 32 | 32 | 32 | 32 | 32 | 32 | 32 | 32 | 32 | 32 | 32 | 32 | 32 | 32
Option 2D SC | NEM |  | Black Coal | 16435 | 16435 | 16435 | 10515 | 9145 | 9145 | 9145 | 7140 | 7140 | 7140 | 6440 | 5290 | 5290 | 5290 | 3900 | 3900 | 3156 | 2791 | 2426 | 2061 | 1696 | 1696 | 1696 | 0
Option 2D SC | NEM |  | Brown Coal | 4820 | 4820 | 3370 | 2790 | 2210 | 2210 | 2210 | 2210 | 0 | 0 | 0 | 0 | 0 | 0 | 0 | 0 | 0 | 0 | 0 | 0 | 0 | 0 | 0 | 0
Option 2D SC | NEM |  | CCGT | 4334.9 | 4154.9 | 3554.9 | 3554.9 | 3554.9 | 3554.9 | 3554.9 | 3554.9 | 3554.9 | 3554.9 | 3169.9 | 2640.9 | 2553.5 | 2496.5 | 1996.5 | 1996.5 | 1996.5 | 1596.5 | 1596.5 | 952 | 952 | 708 | 708 | 708
Option 2D SC | NEM |  | CST | 0 | 0 | 0 | 0 | 0 | 0 | 0 | 0 | 0 | 0 | 0 | 0 | 2.96e-06 | 2.96e-06 | 2.96e-06 | 2.96e-06 | 2.96e-06 | 2.96e-06 | 2.96e-06 | 2.96e-06 | 2.96e-06 | 2.96e-06 | 2.96e-06 | 2.96e-06
Option 2D SC | NEM |  | Coordinated CER | 625.334 | 893.362 | 1208.587 | 1613.871 | 1960.463 | 2357.52 | 2809.35 | 3315.404 | 3877.588 | 4521.553 | 5237.372 | 6027.29 | 6900.098 | 7821.279 | 8943.224 | 10148.988 | 11471.605 | 12877.186 | 14372.166 | 15924.376 | 17535.429 | 19218.289 | 20977.79 | 22803.02
Option 2D SC | NEM |  | DSP | 6000 | 6000 | 6000 | 6000 | 6000 | 6000 | 6000 | 6000 | 6000 | 6000 | 6000 | 6000 | 6000 | 6000 | 6000 | 6000 | 6000 | 6000 | 6000 | 6000 | 6000 | 6000 | 6000 | 6000
Option 2D SC | NEM |  | Distributed PV | 29289.282 | 31462.66 | 33595.406 | 35842.61 | 38163.194 | 39942.214 | 41620.761 | 43360.415 | 45267.273 | 47252.087 | 49525.151 | 51807.679 | 54309.504 | 56968.405 | 59891.358 | 62783.031 | 65810.21 | 68755.452 | 71925.226 | 74936.533 | 77742.089 | 80726.876 | 83698.074 | 86655.55
Option 2D SC | NEM |  | H2 Reciprocating Engine | 0 | 0 | 400 | 400 | 400 | 400 | 400 | 400 | 400 | 400 | 400 | 400 | 400 | 400 | 400 | 400 | 400 | 400 | 400 | 400 | 400 | 400 | 400 | 400
Option 2D SC | NEM |  | Hydro | 6885.12 | 6885.12 | 6885.12 | 6885.12 | 7275.12 | 7275.12 | 7275.12 | 7275.12 | 7275.12 | 7275.12 | 7275.12 | 7275.12 | 7275.12 | 7275.12 | 7275.12 | 7275.12 | 7275.12 | 7275.12 | 7275.12 | 7275.12 | 7275.12 | 7275.12 | 7275.12 | 7275.12
Option 2D SC | NEM |  | Liquid Fuel | 836.88 | 700.38 | 700.38 | 700.38 | 700.38 | 700.38 | 700.38 | 408.38 | 408.38 | 408.38 | 408.38 | 408.38 | 408.38 | 408.38 | 408.38 | 408.38 | 408.38 | 408.38 | 276.88 | 276.88 | 122.88 | 122.88 | 122.88 | 122.88
Option 2D SC | NEM |  | OCGT | 7111.76 | 7111.76 | 7228.76 | 7228.76 | 6982.76 | 7382.645 | 7382.645 | 7212.645 | 7415.9367 | 7347.2088 | 7290.5088 | 7403.2068 | 11553.3607 | 11113.3607 | 11274.7283 | 11307.9549 | 11889.1953 | 12006.2615 | 11333.3846 | 11810.0498 | 12078.0564 | 13314.7322 | 13350.6677 | 14383.0453
Option 2D SC | NEM |  | Offshore Wind | 0 | 0 | 0 | 0 | 0 | 2000 | 2667 | 3333 | 4000 | 5000 | 6000 | 7000 | 8560.9898 | 9560.9898 | 9560.9898 | 9560.9898 | 10204.4401 | 10204.4401 | 10204.4401 | 10204.4401 | 10204.4401 | 10204.4401 | 10204.4401 | 10204.4401
Option 2D SC | NEM |  | PHES | 1067 | 1067 | 3267 | 3267 | 3267 | 3267 | 3267 | 3267 | 5265 | 5265 | 5265 | 5265 | 5265 | 5265 | 5265 | 5265 | 5265 | 5265.0001 | 5265.0001 | 5265.0001 | 5265.0001 | 5265.0001 | 5265.0001 | 5265.0001
Option 2D SC | NEM |  | Solar | 11310.15 | 20545.6858 | 27335.0326 | 31220.2738 | 31654.5066 | 32576.7068 | 35835.7315 | 36015.3855 | 38612.0935 | 39519.3204 | 41765.7998 | 42816.1817 | 46497.2845 | 51201.0248 | 52303.7287 | 53262.4222 | 58443.6165 | 58064.6167 | 57599.9467 | 58400.157 | 57650.137 | 58650.0212 | 62541.4683 | 62867.4454
Option 2D SC | NEM |  | Wind | 13903.11 | 15421.17 | 19028.794 | 24901.2802 | 28486.4639 | 30904.7903 | 31705.792 | 32817.8017 | 35064.9584 | 35370.2238 | 36905.3196 | 38323.0197 | 43283.3904 | 44776.1291 | 45380.3764 | 47104.501 | 48749.2679 | 49922.2362 | 49577.6868 | 49718.4071 | 49456.5071 | 49608.3506 | 49781.5824 | 48655.0662
Option 2D SC | NSW |  | 12h | 0 | 0 | 0 | 810 | 810 | 810 | 810 | 810 | 810 | 810 | 810 | 810 | 810 | 810 | 810 | 810 | 810 | 810 | 810 | 810 | 810 | 810 | 810 | 810
Option 2D SC | NSW |  | 1h | 250 | 250 | 250 | 250 | 250 | 250 | 250 | 250 | 250 | 250 | 250 | 250 | 250 | 250 | 250 | 250 | 250 | 200 | 200 | 200 | 200 | 200 | 200 | 200
Option 2D SC | NSW |  | 2h | 722.65 | 1224.65 | 1224.65 | 1224.6501 | 1924.7801 | 1924.7801 | 1924.7801 | 1919.0701 | 1914.7801 | 1914.7801 | 1864.7801 | 1864.7801 | 1864.7802 | 1864.7802 | 1804.0902 | 1804.0903 | 1799.8003 | 1804.0904 | 1799.8004 | 1779.8004 | 1784.0904 | 1532.0933 | 1432.1033 | 1432.1033
Option 2D SC | NSW |  | 4h | 1333.63 | 2641.6698 | 3835.2295 | 3835.2296 | 3835.2296 | 4035.2296 | 4035.2296 | 4076.4496 | 4035.2296 | 4035.2296 | 4035.2296 | 4035.2296 | 4035.2296 | 4035.2296 | 4076.4496 | 4076.4496 | 4035.2296 | 4076.4496 | 4035.2296 | 3575.2296 | 3116.4496 | 2048.4098 | 813.6301 | 813.63
Option 2D SC | NSW |  | 8h | 325 | 599.84 | 1439 | 2149.3005 | 2149.3005 | 2330.625 | 3155.25 | 3980 | 3980 | 3980 | 3980 | 3980 | 4571.5358 | 4571.5358 | 4571.5358 | 4571.5358 | 5287.0252 | 5287.0252 | 5287.0252 | 5287.0252 | 4962.0252 | 6035.9095 | 5474.1253 | 4763.8249
Option 2D SC | NSW |  | Black Coal | 8305 | 8305 | 8305 | 4765 | 3395 | 3395 | 3395 | 1390 | 1390 | 1390 | 1390 | 1390 | 1390 | 1390 | 0 | 0 | 0 | 0 | 0 | 0 | 0 | 0 | 0 | 0
Option 2D SC | NSW |  | CCGT | 720 | 720 | 720 | 720 | 720 | 720 | 720 | 720 | 720 | 720 | 720 | 720 | 720 | 720 | 720 | 720 | 720 | 320 | 320 | 320 | 320 | 320 | 320 | 320
Option 2D SC | NSW |  | CST | 0 | 0 | 0 | 0 | 0 | 0 | 0 | 0 | 0 | 0 | 0 | 0 | 2.96e-06 | 2.96e-06 | 2.96e-06 | 2.96e-06 | 2.96e-06 | 2.96e-06 | 2.96e-06 | 2.96e-06 | 2.96e-06 | 2.96e-06 | 2.96e-06 | 2.96e-06
Option 2D SC | NSW |  | Coordinated CER | 232.942 | 336.928 | 459.848 | 617.188 | 735.524 | 870.4 | 1024.175 | 1194.415 | 1382.651 | 1598.227 | 1838.411 | 2101.966 | 2394.343 | 2703.24 | 3089.994 | 3504.578 | 3958.068 | 4435.939 | 4945.173 | 5471.86 | 6021.613 | 6591.288 | 7184.919 | 7803.207
Option 2D SC | NSW |  | DSP | 6000 | 6000 | 6000 | 6000 | 6000 | 6000 | 6000 | 6000 | 6000 | 6000 | 6000 | 6000 | 6000 | 6000 | 6000 | 6000 | 6000 | 6000 | 6000 | 6000 | 6000 | 6000 | 6000 | 6000
Option 2D SC | NSW |  | Distributed PV | 10017.674 | 10790.801 | 11554.41 | 12335.243 | 13135.679 | 13795.227 | 14435.378 | 15056.232 | 15736.194 | 16430.841 | 17242.552 | 18062.701 | 18970.899 | 19928.832 | 20976.515 | 21997.404 | 23045.854 | 24055.428 | 25184.334 | 26259.378 | 27258.006 | 28319.668 | 29356.855 | 30395.222
Option 2D SC | NSW |  | Hydro | 2285 | 2285 | 2285 | 2285 | 2285 | 2285 | 2285 | 2285 | 2285 | 2285 | 2285 | 2285 | 2285 | 2285 | 2285 | 2285 | 2285 | 2285 | 2285 | 2285 | 2285 | 2285 | 2285 | 2285
Option 2D SC | NSW |  | OCGT | 2312.5 | 2312.5 | 2312.5 | 2312.5 | 2312.5 | 2312.5 | 2312.5 | 2312.5 | 2312.5 | 2312.5 | 2291.7 | 2291.7 | 4278.8113 | 4278.8113 | 4278.8113 | 4278.8113 | 4668.6228 | 4668.6228 | 3906.5423 | 4054.5225 | 4176.4429 | 4176.4429 | 4176.4429 | 4176.4429
Option 2D SC | NSW |  | Offshore Wind | 0 | 0 | 0 | 0 | 0 | 0 | 0 | 0 | 0 | 0 | 0 | 0 | 560.9898 | 560.9898 | 560.9898 | 560.9898 | 1204.4401 | 1204.4401 | 1204.4401 | 1204.4401 | 1204.4401 | 1204.4401 | 1204.4401 | 1204.4401
Option 2D SC | NSW |  | PHES | 247 | 247 | 2447 | 2447 | 2447 | 2447 | 2447 | 2447 | 2447 | 2447 | 2447 | 2447 | 2447 | 2447 | 2447 | 2447 | 2447 | 2447 | 2447 | 2447 | 2447 | 2447 | 2447 | 2447
Option 2D SC | NSW |  | Solar | 5241.41 | 9243.1012 | 14200.3286 | 18006.611 | 18441.4138 | 18778.4914 | 22038.076 | 22218.2301 | 24815.418 | 24897.9832 | 25404.2778 | 25935.4491 | 27151.0616 | 27151.0616 | 27294.1943 | 27691.8164 | 30248.5671 | 30025.5371 | 30025.5371 | 29989.5271 | 29848.5271 | 29816.1271 | 30296.3585 | 29772.3785
Option 2D SC | NSW |  | Wind | 2779.54 | 3050.02 | 3639.1814 | 6939.799 | 9332.9857 | 10601.1063 | 10601.1063 | 11013.9014 | 12760.1065 | 13335.5519 | 14558.5423 | 14558.5423 | 16292.3182 | 16575.811 | 16582.7547 | 17196.6765 | 18101.951 | 18357.4673 | 18357.4673 | 18120.4573 | 17901.7573 | 18001.7573 | 17865.7272 | 17752.5372
Option 2D SC | NSW | CNSW | 12h | 0 | 0 | 0 | 810 | 810 | 810 | 810 | 810 | 810 | 810 | 810 | 810 | 810 | 810 | 810 | 810 | 810 | 810 | 810 | 810 | 810 | 810 | 810 | 810
Option 2D SC | NSW | CNSW | 2h | 192.02 | 244.02 | 244.02 | 244.02 | 244.02 | 244.02 | 244.02 | 244.02 | 244.02 | 244.02 | 244.02 | 244.02 | 244.0201 | 244.0201 | 244.0201 | 244.0201 | 244.0201 | 244.0201 | 244.0201 | 224.0201 | 224.0201 | 172.0231 | 172.0231 | 172.0231
Option 2D SC | NSW | CNSW | 4h | 873.63 | 873.63 | 873.6301 | 873.6301 | 873.6301 | 873.6301 | 873.6301 | 914.8501 | 873.6301 | 873.6301 | 873.6301 | 873.6301 | 873.6301 | 873.6301 | 914.8501 | 914.8501 | 873.6301 | 914.8501 | 873.6301 | 873.6301 | 414.8501 | 414.8501 | 373.63 | 373.63
Option 2D SC | NSW | CNSW | 8h | 0 | 49.84 | 484.1773 | 506.2688 | 506.2688 | 506.2688 | 506.2688 | 958.8557 | 958.8557 | 958.8557 | 958.8557 | 958.8557 | 1550.3914 | 1550.3914 | 1550.3914 | 1550.3914 | 2265.8809 | 2265.8809 | 2265.8809 | 2265.8809 | 2265.8809 | 3564.7651 | 3207.8036 | 3185.7121
Option 2D SC | NSW | CNSW | Black Coal | 4105 | 4105 | 4105 | 3445 | 2075 | 2075 | 2075 | 1390 | 1390 | 1390 | 1390 | 1390 | 1390 | 1390 | 0 | 0 | 0 | 0 | 0 | 0 | 0 | 0 | 0 | 0
Option 2D SC | NSW | CNSW | CST | 0 | 0 | 0 | 0 | 0 | 0 | 0 | 0 | 0 | 0 | 0 | 0 | 2.96e-06 | 2.96e-06 | 2.96e-06 | 2.96e-06 | 2.96e-06 | 2.96e-06 | 2.96e-06 | 2.96e-06 | 2.96e-06 | 2.96e-06 | 2.96e-06 | 2.96e-06
Option 2D SC | NSW | CNSW | Coordinated CER | 23.797 | 34.387 | 46.875 | 62.775 | 73.852 | 86.248 | 100.188 | 115.438 | 132.131 | 150.922 | 171.733 | 194.403 | 219.441 | 245.642 | 279.022 | 314.621 | 353.52 | 394.3 | 437.591 | 482.06 | 528.291 | 575.911 | 625.312 | 676.484
Option 2D SC | NSW | CNSW | Distributed PV | 1050.609 | 1129.624 | 1207.351 | 1288.623 | 1374.336 | 1442.165 | 1507.993 | 1572.901 | 1644.325 | 1716.397 | 1802.102 | 1886.231 | 1978.835 | 2075.868 | 2184.599 | 2289.744 | 2400.075 | 2506.735 | 2623.793 | 2735.219 | 2835.888 | 2944.527 | 3050.124 | 3155.404
Option 2D SC | NSW | CNSW | OCGT | 0 | 0 | 0 | 0 | 0 | 0 | 0 | 0 | 0 | 0 | 0 | 0 | 0 | 0 | 0 | 0 | 0 | 0 | 0 | 0 | 0 | 0 | 0 | 0
Option 2D SC | NSW | CNSW | PHES | 247 | 247 | 247 | 247 | 247 | 247 | 247 | 247 | 247 | 247 | 247 | 247 | 247 | 247 | 247 | 247 | 247 | 247 | 247 | 247 | 247 | 247 | 247 | 247
Option 2D SC | NSW | CNSW | Solar | 2127.38 | 3525.3138 | 6691.7422 | 9734.4216 | 10084.4216 | 10259.4216 | 11140.2578 | 11320.4119 | 13465.5707 | 13548.1358 | 14019.5188 | 14019.5188 | 14876.3026 | 14876.3026 | 15019.4353 | 15417.0574 | 17973.808 | 17973.808 | 17973.808 | 17937.798 | 17937.798 | 17937.798 | 17989.7436 | 17798.1036
Option 2D SC | NSW | CNSW | Wind | 498.03 | 498.03 | 1087.1914 | 4300.5569 | 6145.5194 | 6829 | 6829 | 6829 | 7117.0001 | 7692.4454 | 8158.8136 | 8158.8136 | 10095.0696 | 10096.03 | 9989.23 | 9851.22 | 9851.22 | 9851.22 | 9851.22 | 9851.22 | 9851.22 | 9851.22 | 9851.22 | 9738.03
Option 2D SC | NSW | NNSW | 1h | 200 | 200 | 200 | 200 | 200 | 200 | 200 | 200 | 200 | 200 | 200 | 200 | 200 | 200 | 200 | 200 | 200 | 200 | 200 | 200 | 200 | 200 | 200 | 200
Option 2D SC | NSW | NNSW | 2h | 0 | 450 | 450 | 450 | 450 | 450 | 450 | 450 | 450 | 450 | 450 | 450 | 450 | 450 | 450 | 450 | 450 | 450 | 450 | 450 | 450 | 250 | 250 | 250
Option 2D SC | NSW | NNSW | 8h | 275 | 400 | 604.8222 | 639.4865 | 639.4865 | 693.5533 | 693.5534 | 693.5534 | 693.5534 | 693.5534 | 693.5534 | 693.5534 | 693.5534 | 693.5534 | 693.5534 | 693.5534 | 693.5534 | 693.5534 | 693.5534 | 693.5534 | 418.5534 | 293.5534 | 88.7312 | 54.0669
Option 2D SC | NSW | NNSW | CST | 0 | 0 | 0 | 0 | 0 | 0 | 0 | 0 | 0 | 0 | 0 | 0 | 0 | 0 | 0 | 0 | 0 | 0 | 0 | 0 | 0 | 0 | 0 | 0
Option 2D SC | NSW | NNSW | Coordinated CER | 30.914 | 44.531 | 60.515 | 80.765 | 94.896 | 110.715 | 128.523 | 148.037 | 169.432 | 193.59 | 220.371 | 249.558 | 281.776 | 315.503 | 358.111 | 403.538 | 453.101 | 505.112 | 560.324 | 617.114 | 676.241 | 737.203 | 800.507 | 866.136
Option 2D SC | NSW | NNSW | Distributed PV | 1425.448 | 1526.742 | 1625.52 | 1727.263 | 1832.976 | 1917.456 | 1999.176 | 2079.178 | 2166.971 | 2255.764 | 2360.613 | 2464.168 | 2577.956 | 2696.966 | 2829.062 | 2956.713 | 3089.704 | 3218.007 | 3359.25 | 3493.489 | 3615.343 | 3746.248 | 3873.543 | 4000.449
Option 2D SC | NSW | NNSW | PHES | 0 | 0 | 0 | 0 | 0 | 0 | 0 | 0 | 0 | 1.92e-06 | 1.92e-06 | 1.92e-06 | 5.91e-06 | 5.91e-06 | 5.91e-06 | 5.91e-06 | 5.91e-06 | 5.91e-06 | 5.91e-06 | 5.91e-06 | 5.91e-06 | 5.91e-06 | 5.91e-06 | 5.91e-06
Option 2D SC | NSW | NNSW | Solar | 701.02 | 1036.4598 | 1383.3292 | 1464.009 | 1513.5039 | 1675.5815 | 4033.8737 | 4033.8737 | 4033.8737 | 4033.8737 | 4033.8737 | 4033.8737 | 4033.8737 | 4033.8737 | 4033.8737 | 4033.8737 | 4033.8737 | 4013.8737 | 4013.8737 | 4013.8737 | 3957.8737 | 3957.8737 | 3957.8737 | 3957.8737
Option 2D SC | NSW | NNSW | Wind | 442.48 | 442.48 | 442.48 | 442.48 | 652.48 | 652.48 | 652.48 | 1065.2751 | 2452.4801 | 2452.4801 | 3255.6023 | 3255.6023 | 3083.1223 | 3083.1223 | 3083.1223 | 3782.7518 | 4688.0263 | 4418.0263 | 4418.0263 | 4418.0263 | 4418.0263 | 4418.0263 | 4663.6103 | 4663.6103
Option 2D SC | NSW | SNSW | 1h | 50 | 50 | 50 | 50 | 50 | 50 | 50 | 50 | 50 | 50 | 50 | 50 | 50 | 50 | 50 | 50 | 50 | 0 | 0 | 0 | 0 | 0 | 0 | 0
Option 2D SC | NSW | SNSW | 2h | 265.6 | 265.6 | 265.6 | 265.6 | 265.6 | 265.6 | 265.6 | 259.89 | 255.6 | 255.6 | 255.6 | 255.6 | 255.6 | 255.6 | 259.89 | 259.89 | 255.6 | 259.89 | 255.6 | 255.6 | 259.89 | 259.89 | 159.9 | 159.9
Option 2D SC | NSW | SNSW | 4h | 0 | 0 | 0 | 0 | 0 | 200 | 200 | 200 | 200 | 200 | 200 | 200 | 200 | 200 | 200 | 200 | 200 | 200 | 200 | 200 | 200 | 200 | 200 | 200
Option 2D SC | NSW | SNSW | 8h | 50 | 150 | 350.0003 | 350.0003 | 350.0003 | 350.0003 | 350.0003 | 350.0003 | 350.0003 | 350.0003 | 350.0003 | 350.0003 | 350.0003 | 350.0003 | 350.0003 | 350.0003 | 350.0003 | 350.0003 | 350.0003 | 350.0003 | 300.0003 | 200.0003 | 200 | 200
Option 2D SC | NSW | SNSW | CST | 0 | 0 | 0 | 0 | 0 | 0 | 0 | 0 | 0 | 0 | 0 | 0 | 0 | 0 | 0 | 0 | 0 | 0 | 0 | 0 | 0 | 0 | 0 | 0
Option 2D SC | NSW | SNSW | Coordinated CER | 36.845 | 53.259 | 72.629 | 97.332 | 115.495 | 136.006 | 159.202 | 184.684 | 212.654 | 244.272 | 279.24 | 317.305 | 359.278 | 403.263 | 458.66 | 517.734 | 582.172 | 649.751 | 721.479 | 795.257 | 871.964 | 951.123 | 1033.162 | 1118.291
Option 2D SC | NSW | SNSW | Distributed PV | 1675.103 | 1797.177 | 1917.549 | 2042.34 | 2172.576 | 2277.054 | 2378.427 | 2477.775 | 2586.879 | 2697.403 | 2828.253 | 2957.395 | 3100.075 | 3249.851 | 3416.21 | 3577.423 | 3745.294 | 3907.299 | 4086.123 | 4256.287 | 4411.385 | 4577.844 | 4739.824 | 4901.457
Option 2D SC | NSW | SNSW | Hydro | 2285 | 2285 | 2285 | 2285 | 2285 | 2285 | 2285 | 2285 | 2285 | 2285 | 2285 | 2285 | 2285 | 2285 | 2285 | 2285 | 2285 | 2285 | 2285 | 2285 | 2285 | 2285 | 2285 | 2285
Option 2D SC | NSW | SNSW | OCGT | 692 | 692 | 692 | 692 | 692 | 692 | 692 | 692 | 692 | 692 | 692 | 692 | 692 | 692 | 692 | 692 | 692 | 692 | 0 | 0 | 0 | 0 | 0 | 0
Option 2D SC | NSW | SNSW | PHES | 0 | 0 | 2200 | 2200 | 2200 | 2200 | 2200 | 2200 | 2200 | 2200 | 2200 | 2200 | 2200 | 2200 | 2200 | 2200 | 2200 | 2200 | 2200 | 2200 | 2200 | 2200 | 2200 | 2200
Option 2D SC | NSW | SNSW | Solar | 2413.01 | 4681.3276 | 6125.2572 | 6808.1805 | 6843.4883 | 6843.4883 | 6863.9445 | 6863.9445 | 7315.9736 | 7315.9737 | 7350.8853 | 7350.8853 | 7350.8853 | 7350.8853 | 7350.8853 | 7350.8854 | 7350.8854 | 7147.8554 | 7147.8554 | 7147.8554 | 7062.8554 | 7030.4554 | 7458.7413 | 7126.4013
Option 2D SC | NSW | SNSW | Wind | 1839.03 | 2109.51 | 2109.51 | 2196.7621 | 2534.9863 | 3119.6263 | 3119.6263 | 3119.6263 | 3119.6264 | 3119.6264 | 3073.1264 | 3073.1264 | 3043.1264 | 3325.6587 | 3439.4024 | 3491.7047 | 3491.7047 | 4017.2211 | 4017.2211 | 3780.2111 | 3561.5111 | 3661.511 | 3279.8969 | 3279.8969
Option 2D SC | NSW | SNW | 1h | 1.66e-06 | 1.66e-06 | 2.68e-06 | 2.68e-06 | 2.68e-06 | 2.68e-06 | 1.016e-05 | 1.152e-05 | 1.152e-05 | 1.256e-05 | 1.378e-05 | 1.512e-05 | 2.319e-05 | 2.319e-05 | 2.472e-05 | 2.596e-05 | 3.059e-05 | 3.18e-05 | 3.18e-05 | 3.18e-05 | 3.013e-05 | 3.013e-05 | 2.912e-05 | 2.912e-05
Option 2D SC | NSW | SNW | 2h | 265.03 | 265.03 | 265.03 | 265.03 | 965.16 | 965.16 | 965.16 | 965.1601 | 965.1601 | 965.1601 | 915.1601 | 915.1601 | 915.1601 | 915.1601 | 850.1801 | 850.1801 | 850.1802 | 850.1802 | 850.1802 | 850.1802 | 850.1802 | 850.1802 | 850.1802 | 850.1802
Option 2D SC | NSW | SNW | 4h | 460 | 1768.0398 | 2961.5994 | 2961.5995 | 2961.5995 | 2961.5995 | 2961.5995 | 2961.5995 | 2961.5995 | 2961.5995 | 2961.5995 | 2961.5995 | 2961.5995 | 2961.5995 | 2961.5995 | 2961.5995 | 2961.5995 | 2961.5995 | 2961.5995 | 2501.5995 | 2501.5995 | 1433.5597 | 240.0001 | 240
Option 2D SC | NSW | SNW | 8h | 0 | 3.47e-06 | 0.0001555 | 653.5449 | 653.5449 | 780.8026 | 1605.4275 | 1977.5907 | 1977.5907 | 1977.5907 | 1977.5907 | 1977.5907 | 1977.5907 | 1977.5907 | 1977.5907 | 1977.5907 | 1977.5907 | 1977.5907 | 1977.5907 | 1977.5907 | 1977.5907 | 1977.5907 | 1977.5905 | 1324.0458
Option 2D SC | NSW | SNW | Black Coal | 4200 | 4200 | 4200 | 1320 | 1320 | 1320 | 1320 | 0 | 0 | 0 | 0 | 0 | 0 | 0 | 0 | 0 | 0 | 0 | 0 | 0 | 0 | 0 | 0 | 0
Option 2D SC | NSW | SNW | CCGT | 720 | 720 | 720 | 720 | 720 | 720 | 720 | 720 | 720 | 720 | 720 | 720 | 720 | 720 | 720 | 720 | 720 | 320 | 320 | 320 | 320 | 320 | 320 | 320
Option 2D SC | NSW | SNW | Coordinated CER | 141.386 | 204.751 | 279.829 | 376.316 | 451.281 | 537.431 | 636.262 | 746.256 | 868.434 | 1009.443 | 1167.067 | 1340.7 | 1533.848 | 1738.832 | 1994.201 | 2268.685 | 2569.275 | 2886.776 | 3225.779 | 3577.429 | 3945.117 | 4327.051 | 4725.938 | 5142.296
Option 2D SC | NSW | SNW | DSP | 6000 | 6000 | 6000 | 6000 | 6000 | 6000 | 6000 | 6000 | 6000 | 6000 | 6000 | 6000 | 6000 | 6000 | 6000 | 6000 | 6000 | 6000 | 6000 | 6000 | 6000 | 6000 | 6000 | 6000
Option 2D SC | NSW | SNW | Distributed PV | 5866.514 | 6337.258 | 6803.99 | 7277.017 | 7755.791 | 8158.552 | 8549.782 | 8926.378 | 9338.019 | 9761.277 | 10251.584 | 10754.907 | 11314.033 | 11906.147 | 12546.644 | 13173.524 | 13810.781 | 14423.387 | 15115.168 | 15774.383 | 16395.39 | 17051.049 | 17693.364 | 18337.912
Option 2D SC | NSW | SNW | OCGT | 1620.5 | 1620.5 | 1620.5 | 1620.5 | 1620.5 | 1620.5 | 1620.5 | 1620.5 | 1620.5 | 1620.5 | 1599.7 | 1599.7 | 3586.8113 | 3586.8113 | 3586.8113 | 3586.8113 | 3976.6228 | 3976.6228 | 3906.5423 | 4054.5225 | 4176.4429 | 4176.4429 | 4176.4429 | 4176.4429
Option 2D SC | NSW | SNW | Offshore Wind | 0 | 0 | 0 | 0 | 0 | 0 | 0 | 0 | 0 | 0 | 0 | 0 | 560.9898 | 560.9898 | 560.9898 | 560.9898 | 1204.4401 | 1204.4401 | 1204.4401 | 1204.4401 | 1204.4401 | 1204.4401 | 1204.4401 | 1204.4401
Option 2D SC | NSW | SNW | Solar | 3.66e-06 | 3.66e-06 | 3.66e-06 | 3.66e-06 | 3.66e-06 | 3.66e-06 | 9.2e-06 | 1.417e-05 | 2.295e-05 | 4.609e-05 | 7.88e-05 | 531.1713 | 890 | 890 | 890 | 890 | 890 | 890 | 890 | 890 | 890 | 890 | 890 | 890
Option 2D SC | NSW | SNW | Wind | 0 | 0 | 1.6e-06 | 1.6e-06 | 3.33e-06 | 5.27e-06 | 6.29e-06 | 1.063e-05 | 71 | 71 | 71 | 71 | 71 | 71 | 71 | 71 | 71 | 71 | 71 | 71 | 71 | 71 | 71 | 71
Option 2D SC | QLD |  | 1h | 222.02 | 622.02 | 622.02 | 622.02 | 622.02 | 622.02 | 622.02 | 622.02 | 622.02 | 622.02 | 622.02 | 622.02 | 622.02 | 622.02 | 622.02 | 622.02 | 622.02 | 622.02 | 622.02 | 622.02 | 622.02 | 622.02 | 622.02 | 222.02
Option 2D SC | QLD |  | 2h | 2054.72 | 2039.12 | 2189.12 | 2489.12 | 2485.12 | 2485.12 | 2485.12 | 2500.72 | 2485.12 | 2500.72 | 2485.12 | 2485.12 | 2385.12 | 2385.1201 | 2385.1201 | 2385.1201 | 2354.7201 | 2354.7202 | 2139.1202 | 1589.1202 | 1589.1202 | 1439.1202 | 1184.3201 | 899.9202
Option 2D SC | QLD |  | 4h | 560 | 560.0001 | 1085.4205 | 1841.1198 | 1841.1198 | 1841.1198 | 1841.1198 | 1841.1198 | 1841.1198 | 1841.1198 | 1841.1198 | 1841.1198 | 1841.1198 | 1841.1198 | 1841.1198 | 1841.1198 | 1919.1552 | 2014.1267 | 2461.039 | 2483.7894 | 2334.5529 | 3142.8661 | 2721.4457 | 2846.2724
Option 2D SC | QLD |  | 8h | 0 | 0 | 9.37e-06 | 1.558e-05 | 1.558e-05 | 1.558e-05 | 1.729e-05 | 2.265e-05 | 3.186e-05 | 3.186e-05 | 3.186e-05 | 3.186e-05 | 3.984e-05 | 8.233e-05 | 8.412e-05 | 8.671e-05 | 0.00025764 | 130.4158 | 130.4158 | 252.7057 | 252.7057 | 1538.6278 | 1654.7232 | 3576.5251
Option 2D SC | QLD |  | Biomass | 32 | 32 | 32 | 32 | 32 | 32 | 32 | 32 | 32 | 32 | 32 | 32 | 32 | 32 | 32 | 32 | 32 | 32 | 32 | 32 | 32 | 32 | 32 | 32
Option 2D SC | QLD |  | Black Coal | 8130 | 8130 | 8130 | 5750 | 5750 | 5750 | 5750 | 5750 | 5750 | 5750 | 5050 | 3900 | 3900 | 3900 | 3900 | 3900 | 3156 | 2791 | 2426 | 2061 | 1696 | 1696 | 1696 | 0
Option 2D SC | QLD |  | CCGT | 1597.9 | 1597.9 | 1597.9 | 1597.9 | 1597.9 | 1597.9 | 1597.9 | 1597.9 | 1597.9 | 1597.9 | 1212.9 | 1212.9 | 1125.5 | 1068.5 | 1068.5 | 1068.5 | 1068.5 | 1068.5 | 1068.5 | 424 | 424 | 180 | 180 | 180
Option 2D SC | QLD |  | Coordinated CER | 102.614 | 153.763 | 214.386 | 311.573 | 400.865 | 503.651 | 619.603 | 751.864 | 899.592 | 1067.685 | 1255.352 | 1461.794 | 1693.459 | 1937.521 | 2226.749 | 2538.398 | 2879.843 | 3246.136 | 3635.086 | 4037.828 | 4453.352 | 4891.089 | 5348.579 | 5818.06
Option 2D SC | QLD |  | Distributed PV | 8385.61 | 8892.648 | 9384.829 | 9926.438 | 10511.372 | 10946.186 | 11365.201 | 11833.464 | 12353.656 | 12887.351 | 13481.666 | 14053.152 | 14666.609 | 15329.831 | 16059.043 | 16789.201 | 17573.409 | 18354.617 | 19160.489 | 19931.925 | 20630.75 | 21382.444 | 22126.532 | 22847.925
Option 2D SC | QLD |  | H2 Reciprocating Engine | 0 | 0 | 400 | 400 | 400 | 400 | 400 | 400 | 400 | 400 | 400 | 400 | 400 | 400 | 400 | 400 | 400 | 400 | 400 | 400 | 400 | 400 | 400 | 400
Option 2D SC | QLD |  | Hydro | 156.4 | 156.4 | 156.4 | 156.4 | 156.4 | 156.4 | 156.4 | 156.4 | 156.4 | 156.4 | 156.4 | 156.4 | 156.4 | 156.4 | 156.4 | 156.4 | 156.4 | 156.4 | 156.4 | 156.4 | 156.4 | 156.4 | 156.4 | 156.4
Option 2D SC | QLD |  | Liquid Fuel | 423.5 | 423.5 | 423.5 | 423.5 | 423.5 | 423.5 | 423.5 | 131.5 | 131.5 | 131.5 | 131.5 | 131.5 | 131.5 | 131.5 | 131.5 | 131.5 | 131.5 | 131.5 | 0 | 0 | 0 | 0 | 0 | 0
Option 2D SC | QLD |  | OCGT | 1546 | 1546 | 1663 | 1663 | 1663 | 2062.885 | 2062.885 | 2062.885 | 1945.885 | 1945.885 | 1945.885 | 1945.885 | 2618.9474 | 2618.9474 | 2618.9474 | 2618.9474 | 2618.9474 | 2618.9474 | 3046.151 | 3503.2361 | 2939.2361 | 2939.2361 | 2939.2361 | 2420.2361
Option 2D SC | QLD |  | PHES | 820 | 820 | 820 | 820 | 820 | 820 | 820 | 820 | 2818 | 2818 | 2818 | 2818 | 2818 | 2818 | 2818 | 2818 | 2818 | 2818 | 2818 | 2818 | 2818 | 2818 | 2818 | 2818
Option 2D SC | QLD |  | Solar | 3920.3 | 6254.154 | 7051.994 | 7051.444 | 7050.874 | 7241.9187 | 7241.3587 | 7240.8587 | 7240.3787 | 8065.0404 | 9805.2251 | 10324.4357 | 11952.9514 | 12636.4183 | 12636.4183 | 13129.0917 | 15538.8462 | 15382.8764 | 15237.4164 | 16113.9166 | 15504.8966 | 16614.1809 | 18295.3618 | 19616.2489
Option 2D SC | QLD |  | Wind | 2569.65 | 3075.86 | 3572.1768 | 4045.7 | 4657.3057 | 5635.4505 | 6436.4522 | 7267.3669 | 7960.3184 | 7960.3185 | 8140.0405 | 9099.2704 | 11457.001 | 12120.8994 | 12120.8994 | 12921.4112 | 13711.4536 | 14865.5504 | 14425.5704 | 14982.5535 | 14939.3535 | 14939.3535 | 14942.0756 | 14679.7314
Option 2D SC | QLD | CQ | 2h | 230 | 230 | 230 | 230 | 226 | 226 | 226 | 226 | 226 | 226 | 226 | 226 | 226 | 226 | 226 | 226 | 180 | 180 | 180 | 180 | 180 | 180 | 180 | 180
Option 2D SC | QLD | CQ | 4h | 300 | 300 | 300 | 300 | 300 | 300 | 300 | 300 | 300 | 300 | 300 | 300 | 300 | 300 | 300 | 300 | 300 | 300 | 300 | 300 | 0 | 0 | 0 | 0
Option 2D SC | QLD | CQ | 8h | 0 | 0 | 2.26e-06 | 3.54e-06 | 3.54e-06 | 3.54e-06 | 5.25e-06 | 7.02e-06 | 1.623e-05 | 1.623e-05 | 1.623e-05 | 1.623e-05 | 1.623e-05 | 2.033e-05 | 2.212e-05 | 2.471e-05 | 0.00010483 | 130.4152 | 130.4152 | 130.4152 | 130.4152 | 130.4152 | 246.5106 | 870.8795
Option 2D SC | QLD | CQ | Black Coal | 3004 | 3004 | 3004 | 2304 | 2304 | 2304 | 2304 | 2304 | 2304 | 2304 | 2304 | 2304 | 2304 | 2304 | 2304 | 2304 | 2304 | 1939 | 1574 | 1209 | 844 | 844 | 844 | 0
Option 2D SC | QLD | CQ | Coordinated CER | 10.033 | 15.034 | 20.967 | 30.497 | 38.759 | 48.173 | 58.71 | 70.68 | 83.995 | 98.973 | 115.636 | 133.91 | 154.396 | 175.88 | 201.586 | 229.245 | 259.582 | 292.1 | 326.586 | 362.19 | 398.892 | 437.527 | 477.836 | 519.053
Option 2D SC | QLD | CQ | Distributed PV | 768.383 | 817.628 | 864.697 | 918.708 | 979.307 | 1022.445 | 1064.226 | 1111.996 | 1165.374 | 1219.524 | 1280.904 | 1338.13 | 1399.506 | 1466.364 | 1541.455 | 1616.212 | 1698.324 | 1780.35 | 1864.243 | 1944.748 | 2015.629 | 2093.631 | 2170.496 | 2244.999
Option 2D SC | QLD | CQ | OCGT | 37 | 37 | 37 | 37 | 37 | 436.885 | 436.885 | 436.885 | 399.885 | 399.885 | 399.885 | 399.885 | 399.885 | 399.885 | 399.885 | 399.885 | 399.885 | 399.885 | 399.885 | 399.885 | 399.885 | 399.885 | 399.885 | 399.885
Option 2D SC | QLD | CQ | PHES | 0 | 0 | 0 | 0 | 0 | 0 | 0 | 0 | 0 | 1.83e-06 | 1.83e-06 | 1.83e-06 | 3.07e-06 | 3.07e-06 | 3.07e-06 | 3.07e-06 | 4.09e-06 | 4.09e-06 | 4.09e-06 | 4.09e-06 | 4.09e-06 | 4.09e-06 | 4.09e-06 | 4.09e-06
Option 2D SC | QLD | CQ | Solar | 957.16 | 957.16 | 1054.16 | 1054.16 | 1054.16 | 1054.1601 | 1054.1601 | 1054.1601 | 1054.1601 | 1537.8338 | 2072.7423 | 2072.7426 | 2103.861 | 2103.861 | 2103.861 | 2477.7906 | 3874.6111 | 3859.6111 | 3817.1111 | 4725.7114 | 4725.7114 | 5365.4749 | 6648.7342 | 8155.5008
Option 2D SC | QLD | CQ | Wind | 439 | 945.21 | 945.21 | 945.21 | 1037.68 | 1246.9855 | 1247.421 | 1250.8134 | 1943.7649 | 1943.7649 | 1943.7649 | 1943.7649 | 2343.1735 | 2344.4816 | 2344.4816 | 2344.4818 | 2346.5161 | 3582.5509 | 3582.5509 | 3584.002 | 3584.002 | 3584.002 | 3585.4188 | 3146.4188
Option 2D SC | QLD | GG | 1h | 0 | 400 | 400 | 400 | 400 | 400 | 400 | 400 | 400 | 400 | 400 | 400 | 400 | 400 | 400 | 400 | 400 | 400 | 400 | 400 | 400 | 400 | 400 | 0
Option 2D SC | QLD | GG | 2h | 0 | 1.07e-06 | 1.07e-06 | 1.07e-06 | 1.07e-06 | 1.07e-06 | 7.44e-06 | 1.03e-05 | 3.075e-05 | 3.075e-05 | 3.075e-05 | 3.075e-05 | 3.075e-05 | 3.308e-05 | 3.308e-05 | 4.53e-05 | 0.0001105 | 0.00012036 | 0.00012036 | 0.00012036 | 0.00012036 | 0.00012125 | 0.00012125 | 0.00012125
Option 2D SC | QLD | GG | 4h | 0 | 0 | 9.01e-06 | 75.1477 | 75.1477 | 75.1477 | 75.1477 | 75.1477 | 75.1477 | 75.1477 | 75.1477 | 75.1477 | 75.1477 | 75.1477 | 75.1477 | 75.1477 | 153.1831 | 248.1545 | 695.0668 | 717.8172 | 868.5808 | 1539.7461 | 1539.7461 | 2258.3377
Option 2D SC | QLD | GG | Black Coal | 1680 | 1680 | 1680 | 0 | 0 | 0 | 0 | 0 | 0 | 0 | 0 | 0 | 0 | 0 | 0 | 0 | 0 | 0 | 0 | 0 | 0 | 0 | 0 | 0
Option 2D SC | QLD | GG | CCGT | 180 | 180 | 180 | 180 | 180 | 180 | 180 | 180 | 180 | 180 | 180 | 180 | 180 | 180 | 180 | 180 | 180 | 180 | 180 | 180 | 180 | 180 | 180 | 180
Option 2D SC | QLD | GG | Coordinated CER | 1.285 | 1.926 | 2.683 | 3.888 | 4.96 | 6.183 | 7.555 | 9.113 | 10.848 | 12.806 | 14.986 | 17.379 | 20.063 | 22.879 | 26.22 | 29.814 | 33.748 | 37.963 | 42.429 | 47.036 | 51.777 | 56.761 | 61.958 | 67.27
Option 2D SC | QLD | GG | Distributed PV | 95.933 | 102.238 | 108.424 | 114.952 | 121.69 | 126.898 | 131.904 | 137.355 | 143.363 | 149.596 | 156.393 | 163.147 | 170.402 | 178.183 | 186.542 | 194.967 | 203.789 | 212.547 | 221.67 | 230.379 | 238.525 | 247.068 | 255.571 | 263.819
Option 2D SC | QLD | GG | OCGT | 0 | 0 | 0 | 0 | 0 | 0 | 0 | 0 | 0 | 0 | 0 | 0 | 411.5826 | 411.5826 | 411.5826 | 411.5826 | 411.5826 | 411.5826 | 838.7862 | 838.7862 | 838.7862 | 838.7862 | 838.7862 | 838.7862
Option 2D SC | QLD | GG | Solar | 387.01 | 387.01 | 387.01 | 387.01 | 387.01 | 387.01 | 387.01 | 387.01 | 387.01 | 387.0101 | 387.0101 | 387.0101 | 387.0101 | 387.0101 | 387.0101 | 505.7538 | 522.5962 | 522.5962 | 522.5962 | 522.5962 | 522.5962 | 529.3105 | 539.2471 | 539.2471
Option 2D SC | QLD | NQ | 2h | 0 | 0 | 150 | 450 | 450 | 450 | 450 | 450 | 450 | 450 | 450 | 450 | 450 | 450 | 450 | 450 | 450 | 450 | 450 | 450 | 450 | 300 | 300 | 0
Option 2D SC | QLD | NQ | 4h | 0 | 0 | 254 | 254.0001 | 254.0001 | 254.0001 | 254.0001 | 254.0001 | 254.0001 | 254.0001 | 254.0001 | 254.0001 | 254.0001 | 254.0001 | 254.0001 | 254.0001 | 254.0001 | 254.0001 | 254.0001 | 254.0001 | 254.0001 | 391.148 | 241.148 | 327.9347
Option 2D SC | QLD | NQ | Biomass | 32 | 32 | 32 | 32 | 32 | 32 | 32 | 32 | 32 | 32 | 32 | 32 | 32 | 32 | 32 | 32 | 32 | 32 | 32 | 32 | 32 | 32 | 32 | 32
Option 2D SC | QLD | NQ | CCGT | 244 | 244 | 244 | 244 | 244 | 244 | 244 | 244 | 244 | 244 | 244 | 244 | 244 | 244 | 244 | 244 | 244 | 244 | 244 | 244 | 244 | 0 | 0 | 0
Option 2D SC | QLD | NQ | Coordinated CER | 15.56 | 23.303 | 32.481 | 47.221 | 60.172 | 74.951 | 91.504 | 110.305 | 131.22 | 154.784 | 181.014 | 209.789 | 242.059 | 275.905 | 316.29 | 359.746 | 407.38 | 458.428 | 512.553 | 568.422 | 625.941 | 686.455 | 749.57 | 814.101
Option 2D SC | QLD | NQ | Distributed PV | 1269.213 | 1346.126 | 1420.394 | 1503.254 | 1594.101 | 1660.667 | 1724.77 | 1797.01 | 1877.418 | 1959.521 | 2051.614 | 2139.069 | 2232.901 | 2334.635 | 2447.439 | 2560.093 | 2682.171 | 2803.88 | 2928.96 | 3048.779 | 3155.996 | 3272.375 | 3387.306 | 3498.666
Option 2D SC | QLD | NQ | Hydro | 156.4 | 156.4 | 156.4 | 156.4 | 156.4 | 156.4 | 156.4 | 156.4 | 156.4 | 156.4 | 156.4 | 156.4 | 156.4 | 156.4 | 156.4 | 156.4 | 156.4 | 156.4 | 156.4 | 156.4 | 156.4 | 156.4 | 156.4 | 156.4
Option 2D SC | QLD | NQ | Liquid Fuel | 423.5 | 423.5 | 423.5 | 423.5 | 423.5 | 423.5 | 423.5 | 131.5 | 131.5 | 131.5 | 131.5 | 131.5 | 131.5 | 131.5 | 131.5 | 131.5 | 131.5 | 131.5 | 0 | 0 | 0 | 0 | 0 | 0
Option 2D SC | QLD | NQ | PHES | 250 | 250 | 250 | 250 | 250 | 250 | 250 | 250 | 250 | 250 | 250 | 250 | 250 | 250 | 250 | 250 | 250 | 250 | 250 | 250 | 250 | 250 | 250 | 250
Option 2D SC | QLD | NQ | Solar | 727.63 | 831.1588 | 1431.1588 | 1431.1588 | 1431.1588 | 1622.7634 | 1622.7634 | 1622.7634 | 1622.7634 | 1622.7634 | 1624.9133 | 2144.1235 | 2174.5737 | 2174.5737 | 2174.5737 | 2174.5737 | 2246.435 | 2130.465 | 2130.465 | 2130.465 | 2115.465 | 2015.485 | 1866.505 | 1866.505
Option 2D SC | QLD | NQ | Wind | 375.65 | 375.65 | 871.9668 | 1345.49 | 1345.49 | 1345.49 | 2146.0561 | 2973.5783 | 2973.5784 | 2973.5784 | 2973.5784 | 2973.5784 | 4107.1187 | 4107.1187 | 4107.1187 | 4107.1187 | 4202.5776 | 4120.6396 | 4120.6396 | 4253.6957 | 4210.4957 | 4210.4957 | 4211.801 | 4388.4568
Option 2D SC | QLD | SQ | 1h | 222.02 | 222.02 | 222.02 | 222.02 | 222.02 | 222.02 | 222.02 | 222.02 | 222.02 | 222.02 | 222.02 | 222.02 | 222.02 | 222.02 | 222.02 | 222.02 | 222.02 | 222.02 | 222.02 | 222.02 | 222.02 | 222.02 | 222.02 | 222.02
Option 2D SC | QLD | SQ | 2h | 1824.72 | 1809.12 | 1809.12 | 1809.12 | 1809.12 | 1809.12 | 1809.12 | 1824.72 | 1809.12 | 1824.72 | 1809.12 | 1809.12 | 1709.12 | 1709.12 | 1709.12 | 1709.12 | 1724.72 | 1724.72 | 1509.12 | 959.12 | 959.12 | 959.12 | 704.32 | 719.92
Option 2D SC | QLD | SQ | 4h | 260 | 260.0001 | 531.4204 | 1211.972 | 1211.972 | 1211.972 | 1211.972 | 1211.972 | 1211.972 | 1211.972 | 1211.972 | 1211.972 | 1211.972 | 1211.972 | 1211.972 | 1211.972 | 1211.972 | 1211.972 | 1211.972 | 1211.972 | 1211.972 | 1211.9719 | 940.5516 | 260
Option 2D SC | QLD | SQ | 8h | 0 | 0 | 7.11e-06 | 1.204e-05 | 1.204e-05 | 1.204e-05 | 1.204e-05 | 1.563e-05 | 1.563e-05 | 1.563e-05 | 1.563e-05 | 1.563e-05 | 2.361e-05 | 6.2e-05 | 6.2e-05 | 6.2e-05 | 0.00015281 | 0.00060017 | 0.00060017 | 122.2905 | 122.2905 | 1408.2126 | 1408.2126 | 2705.6456
Option 2D SC | QLD | SQ | Black Coal | 3446 | 3446 | 3446 | 3446 | 3446 | 3446 | 3446 | 3446 | 3446 | 3446 | 2746 | 1596 | 1596 | 1596 | 1596 | 1596 | 852 | 852 | 852 | 852 | 852 | 852 | 852 | 0
Option 2D SC | QLD | SQ | CCGT | 1173.9 | 1173.9 | 1173.9 | 1173.9 | 1173.9 | 1173.9 | 1173.9 | 1173.9 | 1173.9 | 1173.9 | 788.9 | 788.9 | 701.5 | 644.5 | 644.5 | 644.5 | 644.5 | 644.5 | 644.5 | 0 | 0 | 0 | 0 | 0
Option 2D SC | QLD | SQ | Coordinated CER | 75.736 | 113.5 | 158.255 | 229.967 | 296.974 | 374.344 | 461.834 | 561.766 | 673.529 | 801.122 | 943.716 | 1100.716 | 1276.941 | 1462.857 | 1682.653 | 1919.593 | 2179.133 | 2457.645 | 2753.518 | 3060.18 | 3376.742 | 3710.346 | 4059.215 | 4417.636
Option 2D SC | QLD | SQ | Distributed PV | 6252.081 | 6626.656 | 6991.314 | 7389.524 | 7816.274 | 8136.176 | 8444.301 | 8787.103 | 9167.501 | 9558.71 | 9992.755 | 10412.806 | 10863.8 | 11350.649 | 11883.607 | 12417.929 | 12989.125 | 13557.84 | 14145.616 | 14708.019 | 15220.6 | 15769.37 | 16313.159 | 16840.441
Option 2D SC | QLD | SQ | H2 Reciprocating Engine | 0 | 0 | 400 | 400 | 400 | 400 | 400 | 400 | 400 | 400 | 400 | 400 | 400 | 400 | 400 | 400 | 400 | 400 | 400 | 400 | 400 | 400 | 400 | 400
Option 2D SC | QLD | SQ | OCGT | 1509 | 1509 | 1626 | 1626 | 1626 | 1626 | 1626 | 1626 | 1546 | 1546 | 1546 | 1546 | 1807.4798 | 1807.4798 | 1807.4798 | 1807.4798 | 1807.4798 | 1807.4798 | 1807.4798 | 2264.5648 | 1700.5648 | 1700.5648 | 1700.5648 | 1181.5648
Option 2D SC | QLD | SQ | PHES | 570 | 570 | 570 | 570 | 570 | 570 | 570 | 570 | 2568 | 2568 | 2568 | 2568 | 2568 | 2568 | 2568 | 2568 | 2568 | 2568 | 2568 | 2568 | 2568 | 2568 | 2568 | 2568
Option 2D SC | QLD | SQ | Solar | 1848.5 | 4078.8252 | 4179.6652 | 4179.1152 | 4178.5452 | 4177.9852 | 4177.4252 | 4176.9252 | 4176.4452 | 4517.4332 | 5720.5593 | 5720.5595 | 7287.5066 | 7970.9735 | 7970.9735 | 7970.9736 | 8895.204 | 8870.204 | 8767.244 | 8735.144 | 8141.124 | 8703.9105 | 9240.8756 | 9054.996
Option 2D SC | QLD | SQ | Wind | 1755 | 1755 | 1755 | 1755 | 2274.1357 | 3042.975 | 3042.9751 | 3042.9751 | 3042.9751 | 3042.9752 | 3222.6972 | 4181.9271 | 5006.7088 | 5669.299 | 5669.299 | 6469.8106 | 7162.3599 | 7162.3599 | 6722.3799 | 7144.8558 | 7144.8558 | 7144.8558 | 7144.8558 | 7144.8558
Option 2D SC | SA |  | 2h | 1135.13 | 2711.13 | 2911.13 | 2911.13 | 2881.13 | 2881.13 | 2881.13 | 2888.1 | 2856.13 | 2856.13 | 2856.13 | 2863.1 | 2856.13 | 2856.13 | 2856.13 | 2844.13 | 2844.13 | 2593.43 | 2300 | 2287.45 | 2077.45 | 301.45 | 261 | 150
Option 2D SC | SA |  | 4h | 0 | 556 | 556 | 556 | 556 | 556 | 556 | 300 | 556 | 556 | 556 | 300 | 556 | 556 | 556 | 556 | 556 | 556 | 300 | 556 | 556 | 4.004e-05 | 1.97e-05 | 1.97e-05
Option 2D SC | SA |  | 8h | 0 | 0 | 318.86 | 564.86 | 564.86 | 564.86 | 564.86 | 564.86 | 564.86 | 564.86 | 564.86 | 564.86 | 564.86 | 569.8065 | 569.8065 | 569.8065 | 569.8065 | 629.6529 | 629.6529 | 629.6529 | 629.6529 | 1094.8558 | 1204.0804 | 1128.5344
Option 2D SC | SA |  | CCGT | 1309 | 1129 | 529 | 529 | 529 | 529 | 529 | 529 | 529 | 529 | 529 | 0 | 0 | 0 | 0 | 0 | 0 | 0 | 0 | 0 | 0 | 0 | 0 | 0
Option 2D SC | SA |  | Coordinated CER | 153.311 | 201.921 | 256.637 | 280.231 | 318.881 | 361.864 | 410.518 | 463.802 | 521.679 | 587.473 | 658.796 | 737.461 | 823.289 | 910.176 | 1018.727 | 1133.859 | 1258.894 | 1391.274 | 1529.201 | 1671.18 | 1814.909 | 1962.817 | 2117.233 | 2274.033
Option 2D SC | SA |  | Distributed PV | 3322.606 | 3485.02 | 3643.25 | 3809.236 | 3981.846 | 4132.518 | 4275.546 | 4428.167 | 4585.33 | 4747.763 | 4928.704 | 5111.166 | 5303.055 | 5507.385 | 5728.439 | 5953.112 | 6183.831 | 6407.454 | 6644.43 | 6867.27 | 7070.706 | 7281.09 | 7496.641 | 7710.441
Option 2D SC | SA |  | Liquid Fuel | 413.38 | 276.88 | 276.88 | 276.88 | 276.88 | 276.88 | 276.88 | 276.88 | 276.88 | 276.88 | 276.88 | 276.88 | 276.88 | 276.88 | 276.88 | 276.88 | 276.88 | 276.88 | 276.88 | 276.88 | 122.88 | 122.88 | 122.88 | 122.88
Option 2D SC | SA |  | OCGT | 1175.26 | 1175.26 | 1175.26 | 1175.26 | 929.26 | 929.26 | 929.26 | 929.26 | 929.26 | 860.5321 | 824.6321 | 824.6326 | 824.6499 | 824.6499 | 620.8899 | 620.8899 | 906.3187 | 906.3187 | 568.3187 | 439.9187 | 818.1376 | 1041.0492 | 1076.9847 | 1582.3817
Option 2D SC | SA |  | Solar | 588.88 | 1422.6707 | 1600.88 | 1600.88 | 1600.88 | 1596.32 | 1596.32 | 1596.32 | 1596.32 | 1596.32 | 1596.32 | 1596.3201 | 2081.9336 | 3627.3629 | 3973.064 | 4041.462 | 4256.151 | 4256.1511 | 4036.9111 | 4023.8011 | 4023.8011 | 3946.8011 | 5816.8658 | 5721.8658
Option 2D SC | SA |  | Wind | 2722.04 | 2722.04 | 2747.04 | 3022.04 | 2960.04 | 2869.29 | 2869.29 | 2737.59 | 2737.59 | 2467.4101 | 2599.7933 | 2981.1002 | 4048.5543 | 4593.9019 | 5047.6759 | 5047.6759 | 5047.6759 | 5128.231 | 5128.231 | 4790.931 | 4790.931 | 4790.931 | 4589.951 | 4394.261
Option 2D SC | SA | CSA | 2h | 1059.68 | 2635.68 | 2835.68 | 2835.68 | 2805.68 | 2805.68 | 2805.68 | 2812.1 | 2805.68 | 2805.68 | 2805.68 | 2812.1 | 2805.68 | 2805.68 | 2805.68 | 2793.68 | 2793.68 | 2542.98 | 2249 | 2247 | 2037 | 261 | 261 | 150
Option 2D SC | SA | CSA | 4h | 0 | 306 | 306 | 306 | 306 | 306 | 306 | 50 | 306 | 306 | 306 | 50 | 306 | 306 | 306 | 306 | 306 | 306 | 50 | 306 | 306 | 4.004e-05 | 1.97e-05 | 1.97e-05
Option 2D SC | SA | CSA | 8h | 0 | 0 | 318.86 | 564.8599 | 564.8599 | 564.8599 | 564.8599 | 564.8599 | 564.8599 | 564.8599 | 564.8599 | 564.8599 | 564.8599 | 564.8599 | 564.8599 | 564.8599 | 564.8599 | 564.8599 | 564.8599 | 564.8599 | 564.8599 | 1030.0629 | 711.2029 | 465.2029
Option 2D SC | SA | CSA | CCGT | 1309 | 1129 | 529 | 529 | 529 | 529 | 529 | 529 | 529 | 529 | 529 | 0 | 0 | 0 | 0 | 0 | 0 | 0 | 0 | 0 | 0 | 0 | 0 | 0
Option 2D SC | SA | CSA | Coordinated CER | 137.259 | 180.725 | 229.627 | 250.596 | 285.151 | 323.613 | 367.182 | 414.931 | 466.819 | 525.868 | 589.908 | 660.559 | 737.673 | 815.754 | 913.075 | 1016.259 | 1128.321 | 1246.962 | 1370.58 | 1497.829 | 1626.645 | 1759.22 | 1897.629 | 2038.179
Option 2D SC | SA | CSA | Distributed PV | 3003.655 | 3147.752 | 3288.528 | 3435.189 | 3586.143 | 3718.928 | 3844.807 | 3977.949 | 4114.996 | 4256.6 | 4413.453 | 4572.918 | 4741.164 | 4919.709 | 5111.873 | 5306.817 | 5506.077 | 5698.934 | 5904.058 | 6096.6 | 6273.272 | 6454.96 | 6640.715 | 6824.738
Option 2D SC | SA | CSA | Liquid Fuel | 276.88 | 276.88 | 276.88 | 276.88 | 276.88 | 276.88 | 276.88 | 276.88 | 276.88 | 276.88 | 276.88 | 276.88 | 276.88 | 276.88 | 276.88 | 276.88 | 276.88 | 276.88 | 276.88 | 276.88 | 122.88 | 122.88 | 122.88 | 122.88
Option 2D SC | SA | CSA | OCGT | 1095.26 | 1095.26 | 1095.26 | 1095.26 | 849.26 | 849.26 | 849.26 | 849.26 | 849.26 | 849.26 | 813.36 | 813.3605 | 813.3778 | 813.3778 | 609.6178 | 609.6178 | 737.9016 | 737.9016 | 399.9016 | 271.5016 | 649.7204 | 872.6321 | 908.5676 | 1413.9645
Option 2D SC | SA | CSA | Solar | 74.54 | 328.18 | 465.38 | 465.38 | 465.38 | 460.82 | 460.82 | 460.82 | 460.82 | 460.82 | 460.82 | 460.8201 | 460.8201 | 1785.8158 | 1979.9795 | 1953.0996 | 1953.0996 | 1953.0996 | 1953.0996 | 1939.9896 | 1939.9896 | 1939.9896 | 2572.2638 | 2572.2638
Option 2D SC | SA | CSA | Wind | 1765.01 | 1765.01 | 1790.01 | 2065.01 | 2065.01 | 2065.01 | 2065.01 | 1933.31 | 1933.31 | 1861.91 | 1677.4201 | 2058.7269 | 2312.5984 | 2550.72 | 2550.7201 | 2550.7201 | 2550.7201 | 2631.2752 | 2631.2752 | 2500.4752 | 2500.4752 | 2500.4752 | 2299.4952 | 2103.8052
Option 2D SC | SA | NSA | 2h | 10 | 10 | 10 | 10 | 10 | 10 | 10 | 10 | 10 | 10 | 10 | 10 | 10 | 10 | 10 | 10.0001 | 10.0001 | 10.0001 | 10.0001 | 5.168e-05 | 5.168e-05 | 1.093e-05 | 1.093e-05 | 1.093e-05
Option 2D SC | SA | NSA | 8h | 0 | 0 | 3.883e-05 | 5.582e-05 | 5.582e-05 | 5.582e-05 | 5.582e-05 | 5.582e-05 | 5.705e-05 | 5.705e-05 | 5.705e-05 | 5.705e-05 | 5.705e-05 | 4.9465 | 4.9465 | 4.9465 | 4.9465 | 64.793 | 64.793 | 64.793 | 64.793 | 64.793 | 492.8775 | 663.3315
Option 2D SC | SA | NSA | Coordinated CER | 8.421 | 11.119 | 14.166 | 15.544 | 17.688 | 20.048 | 22.692 | 25.562 | 28.66 | 32.138 | 35.882 | 39.993 | 44.449 | 48.949 | 54.702 | 60.819 | 67.449 | 74.466 | 81.766 | 89.283 | 96.887 | 104.703 | 112.861 | 121.146
Option 2D SC | SA | NSA | Distributed PV | 174.628 | 184.379 | 193.542 | 203.839 | 215.605 | 225.127 | 234.313 | 244.927 | 255.881 | 267.213 | 280.438 | 292.84 | 305.473 | 319.327 | 334.988 | 351.137 | 368.356 | 385.221 | 402.536 | 419.044 | 433.458 | 449.077 | 465.348 | 481.634
Option 2D SC | SA | NSA | Liquid Fuel | 73.5 | 0 | 0 | 0 | 0 | 0 | 0 | 0 | 0 | 0 | 0 | 0 | 0 | 0 | 0 | 0 | 0 | 0 | 0 | 0 | 0 | 0 | 0 | 0
Option 2D SC | SA | NSA | OCGT | 0 | 0 | 0 | 0 | 0 | 0 | 0 | 0 | 0 | 11.2721 | 11.2721 | 11.2721 | 11.2721 | 11.2721 | 11.2721 | 11.2721 | 168.4171 | 168.4171 | 168.4171 | 168.4171 | 168.4171 | 168.4171 | 168.4171 | 168.4171
Option 2D SC | SA | NSA | Solar | 296.24 | 876.3906 | 917.4 | 917.4 | 917.4 | 917.4 | 917.4 | 917.4 | 917.4 | 917.4 | 917.4 | 917.4 | 1403.0136 | 1623.4471 | 1774.9845 | 1906.3625 | 2121.0515 | 2121.0515 | 1901.8115 | 1901.8115 | 1901.8115 | 1824.8115 | 3062.602 | 3062.602
Option 2D SC | SA | NSA | Wind | 632.53 | 632.53 | 632.53 | 632.53 | 570.53 | 479.78 | 479.78 | 479.78 | 479.78 | 407.5 | 724.3732 | 724.3732 | 1696.9558 | 1696.9558 | 1696.9558 | 1696.9558 | 1696.9558 | 1696.9558 | 1696.9558 | 1490.4558 | 1490.4558 | 1490.4558 | 1490.4558 | 1490.4558
Option 2D SC | SA | SESA | 2h | 65.45 | 65.45 | 65.45 | 65.45 | 65.45 | 65.45 | 65.45 | 66 | 40.45 | 40.45 | 40.45 | 41 | 40.45 | 40.45 | 40.45 | 40.45 | 40.45 | 40.45 | 41 | 40.45 | 40.45 | 40.45 | 0 | 0
Option 2D SC | SA | SESA | 4h | 0 | 250 | 250 | 250 | 250 | 250 | 250 | 250 | 250 | 250 | 250 | 250 | 250 | 250 | 250 | 250 | 250 | 250 | 250 | 250 | 250 | 0 | 0 | 0
Option 2D SC | SA | SESA | Coordinated CER | 7.631 | 10.077 | 12.844 | 14.091 | 16.042 | 18.203 | 20.644 | 23.309 | 26.2 | 29.467 | 33.006 | 36.909 | 41.167 | 45.473 | 50.95 | 56.781 | 63.124 | 69.846 | 76.855 | 84.068 | 91.377 | 98.894 | 106.743 | 114.708
Option 2D SC | SA | SESA | Distributed PV | 144.323 | 152.889 | 161.18 | 170.208 | 180.098 | 188.463 | 196.426 | 205.291 | 214.453 | 223.95 | 234.813 | 245.408 | 256.418 | 268.349 | 281.578 | 295.158 | 309.398 | 323.299 | 337.836 | 351.626 | 363.976 | 377.053 | 390.578 | 404.069
Option 2D SC | SA | SESA | Liquid Fuel | 63 | 0 | 0 | 0 | 0 | 0 | 0 | 0 | 0 | 0 | 0 | 0 | 0 | 0 | 0 | 0 | 0 | 0 | 0 | 0 | 0 | 0 | 0 | 0
Option 2D SC | SA | SESA | OCGT | 80 | 80 | 80 | 80 | 80 | 80 | 80 | 80 | 80 | 0 | 0 | 0 | 0 | 0 | 0 | 0 | 0 | 0 | 0 | 0 | 0 | 0 | 0 | 0
Option 2D SC | SA | SESA | Solar | 218.1 | 218.1 | 218.1 | 218.1 | 218.1 | 218.1 | 218.1 | 218.1 | 218.1 | 218.1 | 218.1 | 218.1 | 218.1 | 218.1 | 218.1 | 182 | 182 | 182 | 182 | 182 | 182 | 182 | 182 | 87
Option 2D SC | SA | SESA | Wind | 324.5 | 324.5 | 324.5 | 324.5 | 324.5 | 324.5 | 324.5 | 324.5 | 324.5 | 198 | 198 | 198 | 39 | 346.226 | 800 | 800 | 800 | 800 | 800 | 800 | 800 | 800 | 800 | 800
Option 2D SC | TAS |  | 24h | 0 | 0 | 0 | 0 | 0 | 0 | 0 | 0 | 0 | 1.36e-06 | 1.36e-06 | 1.36e-06 | 3.32e-06 | 3.32e-06 | 3.32e-06 | 3.32e-06 | 3.32e-06 | 3.32e-06 | 3.32e-06 | 3.32e-06 | 3.32e-06 | 3.32e-06 | 3.32e-06 | 3.32e-06
Option 2D SC | TAS |  | 2h | 0 | 1.36e-06 | 1.36e-06 | 1.36e-06 | 1.36e-06 | 1.36e-06 | 6.49e-06 | 7.76e-06 | 1.19e-05 | 1.19e-05 | 1.19e-05 | 1.19e-05 | 1.19e-05 | 1.342e-05 | 1.342e-05 | 1.449e-05 | 1.449e-05 | 1.595e-05 | 1.595e-05 | 1.595e-05 | 1.595e-05 | 1.459e-05 | 1.459e-05 | 1.459e-05
Option 2D SC | TAS |  | 4h | 0 | 1.24e-06 | 1.24e-06 | 1.24e-06 | 1.24e-06 | 1.24e-06 | 6.49e-06 | 7.88e-06 | 2.813e-05 | 2.813e-05 | 2.813e-05 | 2.813e-05 | 2.813e-05 | 3.275e-05 | 3.275e-05 | 3.275e-05 | 3.275e-05 | 3.275e-05 | 3.275e-05 | 3.275e-05 | 3.275e-05 | 4.398e-05 | 4.398e-05 | 4.398e-05
Option 2D SC | TAS |  | 8h | 0 | 0 | 0 | 0 | 0 | 0 | 3.49e-06 | 3.49e-06 | 7.67e-06 | 7.67e-06 | 7.67e-06 | 7.67e-06 | 7.67e-06 | 1.477e-05 | 1.477e-05 | 1.477e-05 | 1.477e-05 | 1.477e-05 | 1.477e-05 | 1.477e-05 | 1.477e-05 | 1.477e-05 | 1.477e-05 | 1.477e-05
Option 2D SC | TAS |  | CCGT | 208 | 208 | 208 | 208 | 208 | 208 | 208 | 208 | 208 | 208 | 208 | 208 | 208 | 208 | 208 | 208 | 208 | 208 | 208 | 208 | 208 | 208 | 208 | 208
Option 2D SC | TAS |  | CST | 0 | 0 | 0 | 0 | 0 | 0 | 0 | 0 | 0 | 0 | 0 | 0 | 0 | 0 | 0 | 0 | 0 | 0 | 0 | 0 | 0 | 0 | 0 | 0
Option 2D SC | TAS |  | Coordinated CER | 6.527 | 10.363 | 15.074 | 24.345 | 30.078 | 36.266 | 43.756 | 51.733 | 61.217 | 72.398 | 85.736 | 100.082 | 116.671 | 133.55 | 154.469 | 177.219 | 202.433 | 229.369 | 258.339 | 288.77 | 320.486 | 353.881 | 388.958 | 425.656
Option 2D SC | TAS |  | Distributed PV | 466.301 | 507.592 | 549.345 | 601.279 | 656.508 | 691.259 | 719.592 | 747.7 | 780.291 | 813.947 | 859.746 | 903.781 | 950.103 | 1002.903 | 1063.261 | 1121.926 | 1183.346 | 1239.592 | 1305.054 | 1363.723 | 1412.741 | 1468.813 | 1523.955 | 1578.121
Option 2D SC | TAS |  | Hydro | 2176.7 | 2176.7 | 2176.7 | 2176.7 | 2566.7 | 2566.7 | 2566.7 | 2566.7 | 2566.7 | 2566.7 | 2566.7 | 2566.7 | 2566.7 | 2566.7 | 2566.7 | 2566.7 | 2566.7 | 2566.7 | 2566.7 | 2566.7 | 2566.7 | 2566.7 | 2566.7 | 2566.7
Option 2D SC | TAS |  | OCGT | 178 | 178 | 178 | 178 | 178 | 178 | 178 | 178 | 178 | 178 | 178 | 178 | 178 | 178 | 58 | 58 | 58 | 58 | 58 | 58 | 58 | 58 | 58 | 58
Option 2D SC | TAS |  | PHES | 0 | 0 | 0 | 0 | 0 | 0 | 0 | 0 | 0 | 2.51e-06 | 2.51e-06 | 2.51e-06 | 9.99e-06 | 1.776e-05 | 2.536e-05 | 2.536e-05 | 2.536e-05 | 4.87e-05 | 4.87e-05 | 4.87e-05 | 4.87e-05 | 4.87e-05 | 4.87e-05 | 4.87e-05
Option 2D SC | TAS |  | Solar | 0 | 300 | 587 | 666.5088 | 666.5088 | 1065.1468 | 1065.1468 | 1065.1468 | 1065.1468 | 1065.1468 | 1065.1468 | 1065.1468 | 1065.5146 | 1065.5146 | 1065.5146 | 1065.5146 | 1065.5146 | 1065.5146 | 1065.5146 | 1065.5146 | 1065.5146 | 1065.5146 | 1065.5146 | 1065.5146
Option 2D SC | TAS |  | Wind | 561.6 | 582.4 | 1157.5458 | 1402.8912 | 1497.7825 | 1790.5934 | 1790.5934 | 1790.5934 | 1790.5934 | 1790.5934 | 1790.5934 | 1930.7668 | 2152.1769 | 2152.1769 | 2152.1769 | 2152.1769 | 2152.1769 | 2152.1769 | 2008.1769 | 2008.1769 | 2008.1769 | 2008.1769 | 2008.1769 | 2008.1769
Option 2D SC | TAS | TAS | 24h | 0 | 0 | 0 | 0 | 0 | 0 | 0 | 0 | 0 | 1.36e-06 | 1.36e-06 | 1.36e-06 | 3.32e-06 | 3.32e-06 | 3.32e-06 | 3.32e-06 | 3.32e-06 | 3.32e-06 | 3.32e-06 | 3.32e-06 | 3.32e-06 | 3.32e-06 | 3.32e-06 | 3.32e-06
Option 2D SC | TAS | TAS | 2h | 0 | 1.36e-06 | 1.36e-06 | 1.36e-06 | 1.36e-06 | 1.36e-06 | 6.49e-06 | 7.76e-06 | 1.19e-05 | 1.19e-05 | 1.19e-05 | 1.19e-05 | 1.19e-05 | 1.342e-05 | 1.342e-05 | 1.449e-05 | 1.449e-05 | 1.595e-05 | 1.595e-05 | 1.595e-05 | 1.595e-05 | 1.459e-05 | 1.459e-05 | 1.459e-05
Option 2D SC | TAS | TAS | 4h | 0 | 1.24e-06 | 1.24e-06 | 1.24e-06 | 1.24e-06 | 1.24e-06 | 6.49e-06 | 7.88e-06 | 2.813e-05 | 2.813e-05 | 2.813e-05 | 2.813e-05 | 2.813e-05 | 3.275e-05 | 3.275e-05 | 3.275e-05 | 3.275e-05 | 3.275e-05 | 3.275e-05 | 3.275e-05 | 3.275e-05 | 4.398e-05 | 4.398e-05 | 4.398e-05
Option 2D SC | TAS | TAS | 8h | 0 | 0 | 0 | 0 | 0 | 0 | 3.49e-06 | 3.49e-06 | 7.67e-06 | 7.67e-06 | 7.67e-06 | 7.67e-06 | 7.67e-06 | 1.477e-05 | 1.477e-05 | 1.477e-05 | 1.477e-05 | 1.477e-05 | 1.477e-05 | 1.477e-05 | 1.477e-05 | 1.477e-05 | 1.477e-05 | 1.477e-05
Option 2D SC | TAS | TAS | CCGT | 208 | 208 | 208 | 208 | 208 | 208 | 208 | 208 | 208 | 208 | 208 | 208 | 208 | 208 | 208 | 208 | 208 | 208 | 208 | 208 | 208 | 208 | 208 | 208
Option 2D SC | TAS | TAS | CST | 0 | 0 | 0 | 0 | 0 | 0 | 0 | 0 | 0 | 0 | 0 | 0 | 0 | 0 | 0 | 0 | 0 | 0 | 0 | 0 | 0 | 0 | 0 | 0
Option 2D SC | TAS | TAS | Coordinated CER | 6.527 | 10.363 | 15.074 | 24.345 | 30.078 | 36.266 | 43.756 | 51.733 | 61.217 | 72.398 | 85.736 | 100.082 | 116.671 | 133.55 | 154.469 | 177.219 | 202.433 | 229.369 | 258.339 | 288.77 | 320.486 | 353.881 | 388.958 | 425.656
Option 2D SC | TAS | TAS | Distributed PV | 466.301 | 507.592 | 549.345 | 601.279 | 656.508 | 691.259 | 719.592 | 747.7 | 780.291 | 813.947 | 859.746 | 903.781 | 950.103 | 1002.903 | 1063.261 | 1121.926 | 1183.346 | 1239.592 | 1305.054 | 1363.723 | 1412.741 | 1468.813 | 1523.955 | 1578.121
Option 2D SC | TAS | TAS | Hydro | 2176.7 | 2176.7 | 2176.7 | 2176.7 | 2566.7 | 2566.7 | 2566.7 | 2566.7 | 2566.7 | 2566.7 | 2566.7 | 2566.7 | 2566.7 | 2566.7 | 2566.7 | 2566.7 | 2566.7 | 2566.7 | 2566.7 | 2566.7 | 2566.7 | 2566.7 | 2566.7 | 2566.7
Option 2D SC | TAS | TAS | OCGT | 178 | 178 | 178 | 178 | 178 | 178 | 178 | 178 | 178 | 178 | 178 | 178 | 178 | 178 | 58 | 58 | 58 | 58 | 58 | 58 | 58 | 58 | 58 | 58
Option 2D SC | TAS | TAS | PHES | 0 | 0 | 0 | 0 | 0 | 0 | 0 | 0 | 0 | 2.51e-06 | 2.51e-06 | 2.51e-06 | 9.99e-06 | 1.776e-05 | 2.536e-05 | 2.536e-05 | 2.536e-05 | 4.87e-05 | 4.87e-05 | 4.87e-05 | 4.87e-05 | 4.87e-05 | 4.87e-05 | 4.87e-05
Option 2D SC | TAS | TAS | Solar | 0 | 300 | 587 | 666.5088 | 666.5088 | 1065.1468 | 1065.1468 | 1065.1468 | 1065.1468 | 1065.1468 | 1065.1468 | 1065.1468 | 1065.5146 | 1065.5146 | 1065.5146 | 1065.5146 | 1065.5146 | 1065.5146 | 1065.5146 | 1065.5146 | 1065.5146 | 1065.5146 | 1065.5146 | 1065.5146
Option 2D SC | TAS | TAS | Wind | 561.6 | 582.4 | 1157.5458 | 1402.8912 | 1497.7825 | 1790.5934 | 1790.5934 | 1790.5934 | 1790.5934 | 1790.5934 | 1790.5934 | 1930.7668 | 2152.1769 | 2152.1769 | 2152.1769 | 2152.1769 | 2152.1769 | 2152.1769 | 2008.1769 | 2008.1769 | 2008.1769 | 2008.1769 | 2008.1769 | 2008.1769
Option 2D SC | VIC |  | 1h | 0 | 3.17 | 3.17 | 3.17 | 3.17 | 3.17 | 3.17 | 3.17 | 3.17 | 3.17 | 3.17 | 3.17 | 3.17 | 3.17 | 3.17 | 3.17 | 3.17 | 3.17 | 3.17 | 3.17 | 3.17 | 3.17 | 3.17 | 3.17
Option 2D SC | VIC |  | 2h | 1954.07 | 3443.57 | 3607.59 | 3597.99 | 3597.99 | 3597.99 | 3751.33 | 3803.46 | 3803.46 | 3803.46 | 3803.46 | 3803.46 | 3798.46 | 3798.46 | 3701.1 | 3498.46 | 3498.46 | 3251.1 | 3151.1 | 3048.46 | 2461.1 | 1784.44 | 1787.08 | 1767.08
Option 2D SC | VIC |  | 4h | 0 | 1570 | 1985.79 | 1985.79 | 1985.79 | 1985.79 | 2000.22 | 1985.79 | 1985.79 | 1985.79 | 1985.79 | 1985.79 | 1985.79 | 1985.79 | 2000.22 | 1985.79 | 1985.79 | 2000.22 | 2001.84 | 1985.79 | 2000.22 | 612.5584 | 567.9984 | 567.9984
Option 2D SC | VIC |  | 8h | 0 | 0 | 7.12e-06 | 7.12e-06 | 7.12e-06 | 7.12e-06 | 7.12e-06 | 8.35e-06 | 2.433e-05 | 2.433e-05 | 2.433e-05 | 2.433e-05 | 2.433e-05 | 7.02e-05 | 7.575e-05 | 7.829e-05 | 7.829e-05 | 7.829e-05 | 7.829e-05 | 7.829e-05 | 7.829e-05 | 466.3008 | 466.3008 | 466.3008
Option 2D SC | VIC |  | Brown Coal | 4820 | 4820 | 3370 | 2790 | 2210 | 2210 | 2210 | 2210 | 0 | 0 | 0 | 0 | 0 | 0 | 0 | 0 | 0 | 0 | 0 | 0 | 0 | 0 | 0 | 0
Option 2D SC | VIC |  | CCGT | 500 | 500 | 500 | 500 | 500 | 500 | 500 | 500 | 500 | 500 | 500 | 500 | 500 | 500 | 0 | 0 | 0 | 0 | 0 | 0 | 0 | 0 | 0 | 0
Option 2D SC | VIC |  | Coordinated CER | 129.94 | 190.387 | 262.642 | 380.534 | 475.115 | 585.339 | 711.298 | 853.59 | 1012.449 | 1195.77 | 1399.077 | 1625.987 | 1872.336 | 2136.792 | 2453.285 | 2794.934 | 3172.367 | 3574.468 | 4004.367 | 4454.738 | 4925.069 | 5419.214 | 5938.101 | 6482.064
Option 2D SC | VIC |  | Distributed PV | 7097.091 | 7786.599 | 8463.572 | 9170.414 | 9877.789 | 10377.024 | 10825.044 | 11294.852 | 11811.802 | 12372.185 | 13012.483 | 13676.879 | 14418.838 | 15199.454 | 16064.1 | 16921.388 | 17823.77 | 18698.361 | 19630.919 | 20514.237 | 21369.886 | 22274.861 | 23194.091 | 24123.841
Option 2D SC | VIC |  | Hydro | 2267.02 | 2267.02 | 2267.02 | 2267.02 | 2267.02 | 2267.02 | 2267.02 | 2267.02 | 2267.02 | 2267.02 | 2267.02 | 2267.02 | 2267.02 | 2267.02 | 2267.02 | 2267.02 | 2267.02 | 2267.02 | 2267.02 | 2267.02 | 2267.02 | 2267.02 | 2267.02 | 2267.02
Option 2D SC | VIC |  | OCGT | 1900 | 1900 | 1900 | 1900 | 1900 | 1900 | 1900 | 1730 | 2050.2917 | 2050.2917 | 2050.2917 | 2162.9892 | 3652.9521 | 3212.9521 | 3698.0797 | 3731.3063 | 3637.3063 | 3754.3726 | 3754.3726 | 3754.3726 | 4086.2399 | 5100.004 | 5100.004 | 6145.9846
Option 2D SC | VIC |  | Offshore Wind | 0 | 0 | 0 | 0 | 0 | 2000 | 2667 | 3333 | 4000 | 5000 | 6000 | 7000 | 8000 | 9000 | 9000 | 9000 | 9000 | 9000 | 9000 | 9000 | 9000 | 9000 | 9000 | 9000
Option 2D SC | VIC |  | Solar | 1559.56 | 3325.76 | 3894.83 | 3894.83 | 3894.83 | 3894.83 | 3894.83 | 3894.83 | 3894.83 | 3894.83 | 3894.83 | 3894.8301 | 4245.8233 | 6720.6674 | 7334.5374 | 7334.5374 | 7334.5375 | 7334.5376 | 7234.5676 | 7207.3976 | 7207.3976 | 7207.3976 | 7067.3676 | 6691.4376
Option 2D SC | VIC |  | Wind | 5270.28 | 5990.85 | 7912.85 | 9490.85 | 10038.35 | 10008.35 | 10008.35 | 10008.35 | 9816.35 | 9816.35 | 9816.35 | 9753.34 | 9333.34 | 9333.34 | 9476.8696 | 9786.5606 | 9736.0106 | 9418.8106 | 9658.2411 | 9816.2884 | 9816.2884 | 9868.1319 | 10375.6517 | 9820.3596
Option 2D SC | VIC | MEL | 2h | 1090 | 1205 | 1205 | 1205 | 1205 | 1205 | 1455 | 1455 | 1455 | 1455 | 1455 | 1455 | 1455 | 1455 | 1455 | 1155 | 1155 | 1155 | 955 | 955 | 715 | 600 | 600 | 600
Option 2D SC | VIC | MEL | 4h | 0 | 1220 | 1220 | 1220 | 1220 | 1220 | 1220 | 1220 | 1220 | 1220 | 1220 | 1220 | 1220 | 1220 | 1220 | 1220 | 1220 | 1220 | 1220 | 1220 | 1220 | 347.9683 | 347.9683 | 347.9683
Option 2D SC | VIC | MEL | 8h | 0 | 0 | 3.45e-06 | 3.45e-06 | 3.45e-06 | 3.45e-06 | 3.45e-06 | 3.45e-06 | 1.185e-05 | 1.185e-05 | 1.185e-05 | 1.185e-05 | 1.185e-05 | 3.896e-05 | 4.062e-05 | 4.062e-05 | 4.062e-05 | 4.062e-05 | 4.062e-05 | 4.062e-05 | 4.062e-05 | 466.3008 | 466.3008 | 466.3008
Option 2D SC | VIC | MEL | CCGT | 500 | 500 | 500 | 500 | 500 | 500 | 500 | 500 | 500 | 500 | 500 | 500 | 500 | 500 | 0 | 0 | 0 | 0 | 0 | 0 | 0 | 0 | 0 | 0
Option 2D SC | VIC | MEL | Coordinated CER | 94.231 | 138.075 | 190.575 | 275.904 | 346.21 | 428.629 | 523.21 | 630.383 | 750.353 | 889.43 | 1044.036 | 1216.802 | 1404.735 | 1606.904 | 1847.743 | 2108.067 | 2395.504 | 2702.149 | 3030.715 | 3375.24 | 3734.894 | 4113.14 | 4510.738 | 4927.99
Option 2D SC | VIC | MEL | Distributed PV | 4873.36 | 5357.816 | 5837.858 | 6330.209 | 6813.944 | 7164.72 | 7476.587 | 7796.426 | 8146.933 | 8530.509 | 8965.801 | 9428.723 | 9940.801 | 10481.752 | 11068.696 | 11654.918 | 12259.165 | 12843.123 | 13481.14 | 14084.224 | 14674.545 | 15291.304 | 15921.439 | 16560.042
Option 2D SC | VIC | MEL | OCGT | 482 | 482 | 482 | 482 | 482 | 482 | 482 | 312 | 632.2917 | 632.2917 | 632.2917 | 744.9892 | 2234.9521 | 2234.9521 | 2720.0797 | 2753.3063 | 2753.3063 | 2870.3726 | 2870.3726 | 2870.3726 | 3202.2399 | 4091.5006 | 4091.5006 | 4358.9516
Option 2D SC | VIC | MEL | Solar | 0 | 0 | 0 | 0 | 0 | 1.5e-06 | 3.22e-06 | 4.29e-06 | 8.22e-06 | 1.156e-05 | 1.543e-05 | 2.409e-05 | 2.716e-05 | 2.93e-05 | 3.358e-05 | 4.392e-05 | 6.046e-05 | 6.74e-05 | 6.74e-05 | 6.74e-05 | 6.74e-05 | 6.74e-05 | 7.289e-05 | 7.985e-05
Option 2D SC | VIC | SEV | 2h | 255 | 416.44 | 416.44 | 416.44 | 416.44 | 416.44 | 419.08 | 416.44 | 416.44 | 416.44 | 416.44 | 416.44 | 411.44 | 411.44 | 414.08 | 411.44 | 411.44 | 264.08 | 264.08 | 161.44 | 164.08 | 61.44 | 64.08 | 64.08
Option 2D SC | VIC | SEV | 4h | 0 | 350 | 350 | 350 | 350 | 350 | 350 | 350 | 350 | 350 | 350 | 350 | 350 | 350 | 350 | 350 | 350 | 350 | 350 | 350 | 350 | 0 | 0 | 0
Option 2D SC | VIC | SEV | 8h | 0 | 0 | 3.67e-06 | 3.67e-06 | 3.67e-06 | 3.67e-06 | 3.67e-06 | 4.9e-06 | 1.248e-05 | 1.248e-05 | 1.248e-05 | 1.248e-05 | 1.248e-05 | 3.124e-05 | 3.513e-05 | 3.767e-05 | 3.767e-05 | 3.767e-05 | 3.767e-05 | 3.767e-05 | 3.767e-05 | 5.689e-05 | 5.322e-05 | 5.322e-05
Option 2D SC | VIC | SEV | Brown Coal | 4820 | 4820 | 3370 | 2790 | 2210 | 2210 | 2210 | 2210 | 0 | 0 | 0 | 0 | 0 | 0 | 0 | 0 | 0 | 0 | 0 | 0 | 0 | 0 | 0 | 0
Option 2D SC | VIC | SEV | Coordinated CER | 9.166 | 13.427 | 18.501 | 26.833 | 33.016 | 40.094 | 48.079 | 57.011 | 66.9 | 78.143 | 90.516 | 104.269 | 119.103 | 134.915 | 154.092 | 174.707 | 197.499 | 221.69 | 247.385 | 274.2 | 302.195 | 331.497 | 362.149 | 394.158
Option 2D SC | VIC | SEV | Distributed PV | 471.244 | 522.733 | 572.817 | 626.341 | 681.493 | 718.953 | 752.927 | 789.826 | 830.456 | 873.827 | 923.9 | 973.796 | 1030.37 | 1089.459 | 1157.088 | 1223.324 | 1295.335 | 1365.397 | 1437.267 | 1505.531 | 1570.5 | 1640.565 | 1711.024 | 1782.021
Option 2D SC | VIC | SEV | OCGT | 834 | 834 | 834 | 834 | 834 | 834 | 834 | 834 | 834 | 834 | 834 | 834 | 834 | 394 | 394 | 394 | 300 | 300 | 300 | 300 | 300 | 300 | 300 | 300
Option 2D SC | VIC | SEV | Offshore Wind | 0 | 0 | 0 | 0 | 0 | 2000 | 2176.0083 | 2842.0083 | 3509.0083 | 4465.1865 | 5220 | 6220 | 7220 | 8220 | 8220 | 8220 | 8220 | 8220 | 8220 | 8220 | 8220 | 8220 | 8220 | 8220
Option 2D SC | VIC | SEV | Solar | 0 | 643.3262 | 643.3262 | 643.3262 | 643.3262 | 643.3262 | 643.3262 | 643.3262 | 643.3262 | 643.3262 | 643.3262 | 643.3262 | 643.3262 | 643.3262 | 643.3262 | 643.3262 | 643.3263 | 643.3263 | 643.3263 | 643.3263 | 643.3263 | 643.3263 | 643.3263 | 643.3263
Option 2D SC | VIC | SEV | Wind | 106.6 | 106.6 | 106.6 | 106.6 | 106.6 | 106.6 | 106.6 | 106.6 | 106.6 | 106.6 | 106.6 | 106.6 | 106.6 | 106.6 | 1.405e-05 | 1.702e-05 | 2.107e-05 | 2.107e-05 | 2.107e-05 | 2.107e-05 | 2.107e-05 | 2.107e-05 | 2.107e-05 | 2.107e-05
Option 2D SC | VIC | WNV | 1h | 0 | 3.17 | 3.17 | 3.17 | 3.17 | 3.17 | 3.17 | 3.17 | 3.17 | 3.17 | 3.17 | 3.17 | 3.17 | 3.17 | 3.17 | 3.17 | 3.17 | 3.17 | 3.17 | 3.17 | 3.17 | 3.17 | 3.17 | 3.17
Option 2D SC | VIC | WNV | 2h | 609.07 | 1822.13 | 1986.15 | 1976.55 | 1976.55 | 1976.55 | 1877.25 | 1932.02 | 1932.02 | 1932.02 | 1932.02 | 1932.02 | 1932.02 | 1932.02 | 1832.02 | 1932.02 | 1932.02 | 1832.02 | 1932.02 | 1932.02 | 1582.02 | 1123 | 1123 | 1103
Option 2D SC | VIC | WNV | 4h | 0 | 0 | 415.79 | 415.79 | 415.79 | 415.79 | 430.22 | 415.79 | 415.79 | 415.79 | 415.79 | 415.79 | 415.79 | 415.79 | 430.22 | 415.79 | 415.79 | 430.22 | 431.84 | 415.79 | 430.22 | 264.5901 | 220.0301 | 220.0301
Option 2D SC | VIC | WNV | Coordinated CER | 26.543 | 38.885 | 53.566 | 77.797 | 95.889 | 116.616 | 140.009 | 166.196 | 195.196 | 228.197 | 264.525 | 304.916 | 348.498 | 394.973 | 451.45 | 512.16 | 579.364 | 650.629 | 726.267 | 805.298 | 887.98 | 974.577 | 1065.214 | 1159.916
Option 2D SC | VIC | WNV | Distributed PV | 1752.487 | 1906.05 | 2052.897 | 2213.864 | 2382.352 | 2493.351 | 2595.53 | 2708.6 | 2834.413 | 2967.849 | 3122.782 | 3274.36 | 3447.667 | 3628.243 | 3838.316 | 4043.146 | 4269.27 | 4489.841 | 4712.512 | 4924.482 | 5124.841 | 5342.992 | 5561.628 | 5781.778
Option 2D SC | VIC | WNV | Hydro | 2267.02 | 2267.02 | 2267.02 | 2267.02 | 2267.02 | 2267.02 | 2267.02 | 2267.02 | 2267.02 | 2267.02 | 2267.02 | 2267.02 | 2267.02 | 2267.02 | 2267.02 | 2267.02 | 2267.02 | 2267.02 | 2267.02 | 2267.02 | 2267.02 | 2267.02 | 2267.02 | 2267.02
Option 2D SC | VIC | WNV | OCGT | 584 | 584 | 584 | 584 | 584 | 584 | 584 | 584 | 584 | 584 | 584 | 584 | 584 | 584 | 584 | 584 | 584 | 584 | 584 | 584 | 584 | 708.5034 | 708.5034 | 1487.033
Option 2D SC | VIC | WNV | Offshore Wind | 0 | 0 | 0 | 0 | 0 | 3.24e-06 | 490.9917 | 490.9917 | 490.9917 | 534.8135 | 780 | 780 | 780 | 780 | 780 | 780 | 780 | 780 | 780 | 780 | 780 | 780 | 780 | 780
Option 2D SC | VIC | WNV | Solar | 1559.56 | 2682.4338 | 3251.5038 | 3251.5038 | 3251.5038 | 3251.5038 | 3251.5038 | 3251.5038 | 3251.5038 | 3251.5038 | 3251.5038 | 3251.5038 | 3602.497 | 6077.3412 | 6691.2112 | 6691.2112 | 6691.2112 | 6691.2112 | 6591.2412 | 6564.0712 | 6564.0712 | 6564.0712 | 6424.0412 | 6048.1112
Option 2D SC | VIC | WNV | Wind | 5163.68 | 5884.25 | 7806.25 | 9384.25 | 9931.75 | 9901.75 | 9901.75 | 9901.75 | 9709.75 | 9709.75 | 9709.75 | 9646.74 | 9226.74 | 9226.74 | 9476.8696 | 9786.5605 | 9736.0105 | 9418.8106 | 9658.2411 | 9816.2884 | 9816.2884 | 9868.1319 | 10375.6517 | 9820.3596
Option 3 SC | NEM |  | 12h | 0 | 0 | 0 | 810 | 810 | 810 | 810 | 810 | 810 | 810 | 810 | 810 | 810 | 810 | 810 | 810 | 810 | 810 | 810 | 810 | 810 | 810 | 810 | 810
Option 3 SC | NEM |  | 1h | 472.02 | 875.19 | 875.19 | 875.19 | 875.19 | 875.19 | 875.19 | 875.19 | 875.19 | 875.19 | 875.19 | 875.19 | 875.19 | 875.19 | 875.19 | 875.19 | 875.19 | 825.19 | 825.19 | 825.19 | 825.19 | 825.19 | 825.19 | 425.19
Option 3 SC | NEM |  | 24h | 0 | 0 | 0 | 0 | 0 | 0 | 0 | 0 | 0 | 0 | 0 | 0 | 0 | 0 | 0 | 0 | 0 | 0 | 0 | 0 | 0 | 0 | 0 | 0
Option 3 SC | NEM |  | 2h | 5866.57 | 9418.4704 | 9932.4905 | 10222.8907 | 10889.0207 | 10889.0207 | 11042.3607 | 11111.3507 | 11059.4907 | 11075.0907 | 11009.4907 | 11016.4607 | 10904.4907 | 10904.4907 | 10746.4407 | 10531.8007 | 10497.1107 | 10003.3407 | 9390.0207 | 8704.8307 | 7911.7607 | 5339.8 | 4947.1999 | 4531.7999
Option 3 SC | NEM |  | 4h | 1893.63 | 5327.6698 | 7462.4397 | 8290.2185 | 8290.2185 | 8490.2185 | 8504.6485 | 8275.4385 | 8505.0636 | 8505.0636 | 8505.0636 | 8249.0636 | 8505.0636 | 8505.0636 | 8560.7136 | 8952.0712 | 8988.8843 | 9112.6173 | 8993.1035 | 8912.2844 | 8320.0599 | 7655.4358 | 5967.3181 | 5581.9076
Option 3 SC | NEM |  | 8h | 325 | 599.84 | 1757.8601 | 2642.0813 | 2642.0813 | 2895.4852 | 3720.1102 | 4544.8602 | 4544.8602 | 4544.8602 | 4544.8602 | 4544.8602 | 4544.8602 | 4564.54 | 4779.1213 | 4779.1213 | 5230.9995 | 5312.0618 | 5312.0618 | 5407.3575 | 5082.3575 | 7402.8158 | 7662.2726 | 8700.4799
Option 3 SC | NEM |  | Biomass | 32 | 32 | 32 | 32 | 32 | 32 | 32 | 32 | 32 | 32 | 32 | 32 | 32 | 32 | 32 | 32 | 32 | 32 | 32 | 32 | 32 | 32 | 32 | 32
Option 3 SC | NEM |  | Black Coal | 16435 | 16435 | 16435 | 10515 | 9145 | 9145 | 9145 | 7140 | 7140 | 7140 | 6440 | 5290 | 5290 | 5290 | 3900 | 3900 | 3156 | 2791 | 2426 | 2061 | 1696 | 1696 | 1696 | 0
Option 3 SC | NEM |  | Brown Coal | 4820 | 4820 | 3370 | 2790 | 2210 | 2210 | 2210 | 2210 | 0 | 0 | 0 | 0 | 0 | 0 | 0 | 0 | 0 | 0 | 0 | 0 | 0 | 0 | 0 | 0
Option 3 SC | NEM |  | CCGT | 4334.9 | 4154.9 | 3554.9 | 3554.9 | 3554.9 | 3554.9 | 3554.9 | 3554.9 | 3554.9 | 3554.9 | 3169.9 | 2640.9 | 2553.5 | 2496.5 | 1996.5 | 1996.5 | 1996.5 | 1596.5 | 1596.5 | 952 | 952 | 708 | 708 | 708
Option 3 SC | NEM |  | CST | 0 | 0 | 0 | 0 | 0 | 0 | 0 | 0 | 0 | 0 | 0 | 0 | 0 | 0 | 0 | 0 | 0 | 0 | 0 | 0 | 0 | 0 | 0 | 0
Option 3 SC | NEM |  | Coordinated CER | 625.334 | 893.362 | 1208.587 | 1613.871 | 1960.463 | 2357.52 | 2809.35 | 3315.404 | 3877.588 | 4521.553 | 5237.372 | 6027.29 | 6900.098 | 7821.279 | 8943.224 | 10148.988 | 11471.605 | 12877.186 | 14372.166 | 15924.376 | 17535.429 | 19218.289 | 20977.79 | 22803.02
Option 3 SC | NEM |  | DSP | 6000 | 6000 | 6000 | 6000 | 6000 | 6000 | 6000 | 6000 | 6000 | 6000 | 6000 | 6000 | 6000 | 6000 | 6000 | 6000 | 6000 | 6000 | 6000 | 6000 | 6000 | 6000 | 6000 | 6000
Option 3 SC | NEM |  | Distributed PV | 29289.282 | 31462.66 | 33595.406 | 35842.61 | 38163.194 | 39942.214 | 41620.761 | 43360.415 | 45267.273 | 47252.087 | 49525.151 | 51807.679 | 54309.504 | 56968.405 | 59891.358 | 62783.031 | 65810.21 | 68755.452 | 71925.226 | 74936.533 | 77742.089 | 80726.876 | 83698.074 | 86655.55
Option 3 SC | NEM |  | H2 Reciprocating Engine | 0 | 0 | 400 | 400 | 400 | 400 | 400 | 400 | 400 | 400 | 400 | 400 | 400 | 400 | 400 | 400 | 400 | 400 | 400 | 400 | 400 | 400 | 400 | 400
Option 3 SC | NEM |  | Hydro | 6885.12 | 6885.12 | 6885.12 | 6885.12 | 7275.12 | 7275.12 | 7275.12 | 7275.12 | 7275.12 | 7275.12 | 7275.12 | 7275.12 | 7275.12 | 7275.12 | 7275.12 | 7275.12 | 7275.12 | 7275.12 | 7275.12 | 7275.12 | 7275.12 | 7275.12 | 7275.12 | 7275.12
Option 3 SC | NEM |  | Liquid Fuel | 836.88 | 700.38 | 700.38 | 700.38 | 700.38 | 700.38 | 700.38 | 408.38 | 408.38 | 408.38 | 408.38 | 408.38 | 408.38 | 408.38 | 408.38 | 408.38 | 408.38 | 408.38 | 276.88 | 276.88 | 122.88 | 122.88 | 122.88 | 122.88
Option 3 SC | NEM |  | OCGT | 7111.76 | 7111.76 | 7228.76 | 7228.76 | 6982.76 | 7382.645 | 7382.645 | 7212.645 | 7406.5997 | 7326.5997 | 7269.8997 | 7346.9872 | 9530.481 | 9090.481 | 10162.2848 | 10431.6052 | 10941.2918 | 10941.2918 | 11125.5266 | 12454.4641 | 12108.5959 | 13179.4021 | 13179.4021 | 14327.2036
Option 3 SC | NEM |  | Offshore Wind | 0 | 0 | 0 | 0 | 0 | 2000 | 2667 | 3333 | 4000 | 5000 | 6000 | 7000 | 8000 | 9000 | 9000 | 9000 | 9000 | 9000 | 9000 | 9000 | 9000 | 9000 | 9000 | 9000
Option 3 SC | NEM |  | PHES | 1067 | 1067 | 3267 | 3267 | 3267 | 3267 | 3267 | 3267 | 5265 | 5265 | 5265 | 5265 | 5265 | 5265 | 5265 | 5265 | 5265 | 5265 | 5265 | 5265 | 5265 | 5265 | 5265 | 5265
Option 3 SC | NEM |  | Solar | 11310.1501 | 20546.0384 | 27318.8578 | 31242.6541 | 31763.6398 | 32707.7628 | 36000.1323 | 36752.2947 | 38142.6609 | 39307.808 | 41620.503 | 42288.6398 | 46652.2183 | 50538.615 | 52124.5757 | 54133.1171 | 59051.2209 | 58679.3858 | 58214.7158 | 58760.8177 | 58071.5963 | 59378.0613 | 63248.6043 | 63527.8621
Option 3 SC | NEM |  | Wind | 13903.11 | 15421.17 | 19073.3474 | 24873.8452 | 28408.6318 | 30918.8566 | 31458.0372 | 32253.7668 | 35470.7616 | 35200.5816 | 36676.2874 | 38123.7961 | 43717.6624 | 45210.5751 | 45617.2236 | 47175.0078 | 49230.6718 | 50511.7835 | 50142.5557 | 50632.4185 | 51189.4577 | 51163.1069 | 51184.492 | 50034.7774
Option 3 SC | NSW |  | 12h | 0 | 0 | 0 | 810 | 810 | 810 | 810 | 810 | 810 | 810 | 810 | 810 | 810 | 810 | 810 | 810 | 810 | 810 | 810 | 810 | 810 | 810 | 810 | 810
Option 3 SC | NSW |  | 1h | 250 | 250 | 250 | 250 | 250 | 250 | 250 | 250 | 250 | 250 | 250 | 250 | 250 | 250 | 250 | 250 | 250 | 200 | 200 | 200 | 200 | 200 | 200 | 200
Option 3 SC | NSW |  | 2h | 722.65 | 1224.6503 | 1224.6504 | 1224.6505 | 1924.7805 | 1924.7805 | 1924.7805 | 1919.0705 | 1914.7805 | 1914.7805 | 1864.7805 | 1864.7805 | 1864.7805 | 1864.7805 | 1804.0905 | 1804.0905 | 1799.8005 | 1804.0905 | 1799.8005 | 1779.8005 | 1784.0905 | 1814.7899 | 1714.7998 | 1714.7997
Option 3 SC | NSW |  | 4h | 1333.63 | 2641.6494 | 3812.4542 | 3938.6632 | 3938.6632 | 4138.6632 | 4138.6632 | 4179.8832 | 4138.6632 | 4138.6632 | 4138.6632 | 4138.6632 | 4138.6632 | 4138.6632 | 4179.8832 | 4179.8832 | 4138.6632 | 4179.8832 | 4138.6632 | 3678.6632 | 3219.8831 | 2151.864 | 939.8391 | 813.6301
Option 3 SC | NSW |  | 8h | 325 | 599.84 | 1439 | 2077.2211 | 2077.2211 | 2330.625 | 3155.25 | 3980 | 3980 | 3980 | 3980 | 3980 | 3980 | 3980 | 4189.1927 | 4189.1927 | 4641.0709 | 4641.0709 | 4641.0709 | 4641.0709 | 4316.0709 | 5432.1927 | 5131.3564 | 4758.9248
Option 3 SC | NSW |  | Black Coal | 8305 | 8305 | 8305 | 4765 | 3395 | 3395 | 3395 | 1390 | 1390 | 1390 | 1390 | 1390 | 1390 | 1390 | 0 | 0 | 0 | 0 | 0 | 0 | 0 | 0 | 0 | 0
Option 3 SC | NSW |  | CCGT | 720 | 720 | 720 | 720 | 720 | 720 | 720 | 720 | 720 | 720 | 720 | 720 | 720 | 720 | 720 | 720 | 720 | 320 | 320 | 320 | 320 | 320 | 320 | 320
Option 3 SC | NSW |  | CST | 0 | 0 | 0 | 0 | 0 | 0 | 0 | 0 | 0 | 0 | 0 | 0 | 0 | 0 | 0 | 0 | 0 | 0 | 0 | 0 | 0 | 0 | 0 | 0
Option 3 SC | NSW |  | Coordinated CER | 232.942 | 336.928 | 459.848 | 617.188 | 735.524 | 870.4 | 1024.175 | 1194.415 | 1382.651 | 1598.227 | 1838.411 | 2101.966 | 2394.343 | 2703.24 | 3089.994 | 3504.578 | 3958.068 | 4435.939 | 4945.173 | 5471.86 | 6021.613 | 6591.288 | 7184.919 | 7803.207
Option 3 SC | NSW |  | DSP | 6000 | 6000 | 6000 | 6000 | 6000 | 6000 | 6000 | 6000 | 6000 | 6000 | 6000 | 6000 | 6000 | 6000 | 6000 | 6000 | 6000 | 6000 | 6000 | 6000 | 6000 | 6000 | 6000 | 6000
Option 3 SC | NSW |  | Distributed PV | 10017.674 | 10790.801 | 11554.41 | 12335.243 | 13135.679 | 13795.227 | 14435.378 | 15056.232 | 15736.194 | 16430.841 | 17242.552 | 18062.701 | 18970.899 | 19928.832 | 20976.515 | 21997.404 | 23045.854 | 24055.428 | 25184.334 | 26259.378 | 27258.006 | 28319.668 | 29356.855 | 30395.222
Option 3 SC | NSW |  | Hydro | 2285 | 2285 | 2285 | 2285 | 2285 | 2285 | 2285 | 2285 | 2285 | 2285 | 2285 | 2285 | 2285 | 2285 | 2285 | 2285 | 2285 | 2285 | 2285 | 2285 | 2285 | 2285 | 2285 | 2285
Option 3 SC | NSW |  | OCGT | 2312.5 | 2312.5 | 2312.5 | 2312.5 | 2312.5 | 2312.5 | 2312.5 | 2312.5 | 2312.5 | 2312.5 | 2291.7 | 2291.7 | 2984.9203 | 2984.9203 | 3731.392 | 3731.392 | 3942.8304 | 3942.8304 | 3746.5532 | 4244.1331 | 4244.1331 | 4244.1331 | 4244.1331 | 4244.1331
Option 3 SC | NSW |  | Offshore Wind | 0 | 0 | 0 | 0 | 0 | 0 | 0 | 0 | 0 | 0 | 0 | 0 | 0 | 0 | 0 | 0 | 2.88e-06 | 2.88e-06 | 2.88e-06 | 2.88e-06 | 2.88e-06 | 2.88e-06 | 2.88e-06 | 2.88e-06
Option 3 SC | NSW |  | PHES | 247 | 247 | 2447 | 2447 | 2447 | 2447 | 2447 | 2447 | 2447 | 2447 | 2447 | 2447 | 2447 | 2447 | 2447 | 2447 | 2447 | 2447 | 2447 | 2447 | 2447 | 2447 | 2447 | 2447
Option 3 SC | NSW |  | Solar | 5241.41 | 9243.9832 | 14189.2089 | 18028.2994 | 18549.855 | 18925.3106 | 22218.2401 | 22970.9025 | 24361.7487 | 25081.6578 | 25605.4892 | 25605.4892 | 26495.489 | 27223.5353 | 27824.0744 | 28805.7942 | 30946.8655 | 30731.0004 | 30731.0004 | 30694.9904 | 30553.9904 | 30542.9902 | 31166.9196 | 30642.9396
Option 3 SC | NSW |  | Wind | 2779.54 | 3050.02 | 3650.3012 | 6918.1106 | 9245.5915 | 10482.613 | 10482.613 | 10482.613 | 13076.439 | 13076.439 | 14386.5431 | 14386.5431 | 15758.3874 | 16437.9637 | 16548.1126 | 17569.4189 | 18799.8586 | 18905.4894 | 18905.4894 | 18668.4794 | 18449.7794 | 18845.1186 | 18725.0621 | 18611.8721
Option 3 SC | NSW | CNSW | 12h | 0 | 0 | 0 | 810 | 810 | 810 | 810 | 810 | 810 | 810 | 810 | 810 | 810 | 810 | 810 | 810 | 810 | 810 | 810 | 810 | 810 | 810 | 810 | 810
Option 3 SC | NSW | CNSW | 2h | 192.02 | 244.0201 | 244.0201 | 244.0201 | 244.0201 | 244.0201 | 244.0201 | 244.0201 | 244.0201 | 244.0201 | 244.0201 | 244.0201 | 244.0201 | 244.0201 | 244.0201 | 244.0201 | 244.0201 | 244.0201 | 244.0201 | 224.0201 | 224.0201 | 454.7196 | 454.7196 | 454.7196
Option 3 SC | NSW | CNSW | 4h | 873.63 | 873.63 | 873.6304 | 873.6307 | 873.6307 | 873.6307 | 873.6307 | 914.8507 | 873.6307 | 873.6307 | 873.6307 | 873.6307 | 873.6307 | 873.6307 | 914.8507 | 914.8507 | 873.6307 | 914.8507 | 873.6307 | 873.6307 | 414.8507 | 414.8507 | 373.6303 | 373.6301
Option 3 SC | NSW | CNSW | 8h | 0 | 49.84 | 488.1614 | 596.7947 | 596.7947 | 596.7949 | 596.7949 | 972.3677 | 972.3677 | 972.3677 | 972.3677 | 972.3677 | 972.3677 | 972.3677 | 1181.5604 | 1181.5604 | 1633.4386 | 1633.4386 | 1633.4386 | 1633.4386 | 1633.4386 | 2396.841 | 2296.8432 | 2188.21
Option 3 SC | NSW | CNSW | Black Coal | 4105 | 4105 | 4105 | 3445 | 2075 | 2075 | 2075 | 1390 | 1390 | 1390 | 1390 | 1390 | 1390 | 1390 | 0 | 0 | 0 | 0 | 0 | 0 | 0 | 0 | 0 | 0
Option 3 SC | NSW | CNSW | CST | 0 | 0 | 0 | 0 | 0 | 0 | 0 | 0 | 0 | 0 | 0 | 0 | 0 | 0 | 0 | 0 | 0 | 0 | 0 | 0 | 0 | 0 | 0 | 0
Option 3 SC | NSW | CNSW | Coordinated CER | 23.797 | 34.387 | 46.875 | 62.775 | 73.852 | 86.248 | 100.188 | 115.438 | 132.131 | 150.922 | 171.733 | 194.403 | 219.441 | 245.642 | 279.022 | 314.621 | 353.52 | 394.3 | 437.591 | 482.06 | 528.291 | 575.911 | 625.312 | 676.484
Option 3 SC | NSW | CNSW | Distributed PV | 1050.609 | 1129.624 | 1207.351 | 1288.623 | 1374.336 | 1442.165 | 1507.993 | 1572.901 | 1644.325 | 1716.397 | 1802.102 | 1886.231 | 1978.835 | 2075.868 | 2184.599 | 2289.744 | 2400.075 | 2506.735 | 2623.793 | 2735.219 | 2835.888 | 2944.527 | 3050.124 | 3155.404
Option 3 SC | NSW | CNSW | OCGT | 0 | 0 | 0 | 0 | 0 | 0 | 0 | 0 | 0 | 0 | 0 | 0 | 0 | 0 | 0 | 0 | 0 | 0 | 425.3924 | 795.5722 | 795.5722 | 795.5722 | 795.5722 | 795.5722
Option 3 SC | NSW | CNSW | PHES | 247 | 247 | 247 | 247 | 247 | 247 | 247 | 247 | 247 | 247 | 247 | 247 | 247 | 247 | 247 | 247 | 247 | 247 | 247 | 247 | 247 | 247 | 247 | 247
Option 3 SC | NSW | CNSW | Solar | 2127.38 | 3525.3139 | 6691.0446 | 9818.7369 | 10168.7369 | 10372.259 | 11198.4123 | 11951.0747 | 12914.3335 | 13337.2536 | 13815.9963 | 13815.9963 | 13815.9963 | 14544.0426 | 14916.8131 | 14999.091 | 17140.1623 | 17147.3272 | 17147.3272 | 17111.3172 | 17111.3172 | 17132.717 | 17206.4167 | 17014.7767
Option 3 SC | NSW | CNSW | Wind | 498.03 | 498.03 | 1098.311 | 4281.0645 | 6176.6187 | 6829 | 6829 | 6829 | 7117.0001 | 7117.0001 | 8117 | 8117 | 8435 | 9046.7129 | 8939.9129 | 9851.22 | 9851.22 | 9851.22 | 9851.22 | 9851.22 | 9851.22 | 9851.22 | 9851.22 | 9738.03
Option 3 SC | NSW | NNSW | 1h | 200 | 200 | 200 | 200 | 200 | 200 | 200 | 200 | 200 | 200 | 200 | 200 | 200 | 200 | 200 | 200 | 200 | 200 | 200 | 200 | 200 | 200 | 200 | 200
Option 3 SC | NSW | NNSW | 2h | 0 | 450 | 450 | 450.0001 | 450.0001 | 450.0001 | 450.0001 | 450.0001 | 450.0001 | 450.0001 | 450.0001 | 450.0001 | 450.0001 | 450.0001 | 450.0001 | 450.0001 | 450.0001 | 450.0001 | 450.0001 | 450.0001 | 450.0001 | 250 | 250 | 250
Option 3 SC | NSW | NNSW | 8h | 275 | 400 | 600.8369 | 645.3323 | 645.3323 | 713.3362 | 713.3362 | 713.3362 | 713.3362 | 713.3362 | 713.3362 | 713.3362 | 713.3362 | 713.3362 | 713.3362 | 713.3362 | 713.3362 | 713.3362 | 713.3362 | 713.3362 | 438.3362 | 313.3362 | 112.4993 | 68.0039
Option 3 SC | NSW | NNSW | CST | 0 | 0 | 0 | 0 | 0 | 0 | 0 | 0 | 0 | 0 | 0 | 0 | 0 | 0 | 0 | 0 | 0 | 0 | 0 | 0 | 0 | 0 | 0 | 0
Option 3 SC | NSW | NNSW | Coordinated CER | 30.914 | 44.531 | 60.515 | 80.765 | 94.896 | 110.715 | 128.523 | 148.037 | 169.432 | 193.59 | 220.371 | 249.558 | 281.776 | 315.503 | 358.111 | 403.538 | 453.101 | 505.112 | 560.324 | 617.114 | 676.241 | 737.203 | 800.507 | 866.136
Option 3 SC | NSW | NNSW | Distributed PV | 1425.448 | 1526.742 | 1625.52 | 1727.263 | 1832.976 | 1917.456 | 1999.176 | 2079.178 | 2166.971 | 2255.764 | 2360.613 | 2464.168 | 2577.956 | 2696.966 | 2829.062 | 2956.713 | 3089.704 | 3218.007 | 3359.25 | 3493.489 | 3615.343 | 3746.248 | 3873.543 | 4000.449
Option 3 SC | NSW | NNSW | PHES | 0 | 0 | 0 | 0 | 0 | 0 | 0 | 0 | 0 | 0 | 0 | 0 | 0 | 0 | 0 | 0 | 0 | 0 | 0 | 0 | 0 | 0 | 0 | 0
Option 3 SC | NSW | NNSW | Solar | 701.02 | 1036.9665 | 1383.3292 | 1457.7504 | 1560.5071 | 1732.4404 | 3939.6593 | 3939.6593 | 3939.6593 | 3939.6593 | 3939.6593 | 3939.6593 | 3939.6593 | 3939.6593 | 3939.6593 | 3939.6593 | 3939.6593 | 3919.6593 | 3919.6593 | 3919.6593 | 3863.6593 | 3863.6593 | 3863.6593 | 3863.6593
Option 3 SC | NSW | NNSW | Wind | 442.48 | 442.48 | 442.48 | 442.48 | 652.4801 | 652.4801 | 652.4801 | 652.4801 | 2452.48 | 2452.48 | 2809.0843 | 2809.0843 | 2636.6043 | 2636.6043 | 3049.0037 | 3172.9675 | 4401.9531 | 4131.9531 | 4131.9531 | 4131.9531 | 4131.9531 | 4131.9531 | 4395.3566 | 4395.3566
Option 3 SC | NSW | SNSW | 1h | 50 | 50 | 50 | 50 | 50 | 50 | 50 | 50 | 50 | 50 | 50 | 50 | 50 | 50 | 50 | 50 | 50 | 0 | 0 | 0 | 0 | 0 | 0 | 0
Option 3 SC | NSW | SNSW | 2h | 265.6 | 265.6 | 265.6 | 265.6 | 265.6 | 265.6 | 265.6 | 259.89 | 255.6 | 255.6 | 255.6 | 255.6 | 255.6 | 255.6 | 259.89 | 259.89 | 255.6 | 259.89 | 255.6 | 255.6 | 259.89 | 259.89 | 159.9 | 159.9
Option 3 SC | NSW | SNSW | 4h | 0 | 0 | 0 | 0 | 0 | 200 | 200 | 200 | 200 | 200 | 200 | 200 | 200 | 200 | 200 | 200 | 200 | 200 | 200 | 200 | 200 | 200 | 200 | 200
Option 3 SC | NSW | SNSW | 8h | 50 | 150 | 350.0009 | 350.0009 | 350.0009 | 350.0009 | 350.0009 | 350.0009 | 350.0009 | 350.0009 | 350.0009 | 350.0009 | 350.0009 | 350.0009 | 350.0009 | 350.0009 | 350.0009 | 350.0009 | 350.0009 | 350.0009 | 300.0009 | 200.0009 | 200 | 200
Option 3 SC | NSW | SNSW | CST | 0 | 0 | 0 | 0 | 0 | 0 | 0 | 0 | 0 | 0 | 0 | 0 | 0 | 0 | 0 | 0 | 0 | 0 | 0 | 0 | 0 | 0 | 0 | 0
Option 3 SC | NSW | SNSW | Coordinated CER | 36.845 | 53.259 | 72.629 | 97.332 | 115.495 | 136.006 | 159.202 | 184.684 | 212.654 | 244.272 | 279.24 | 317.305 | 359.278 | 403.263 | 458.66 | 517.734 | 582.172 | 649.751 | 721.479 | 795.257 | 871.964 | 951.123 | 1033.162 | 1118.291
Option 3 SC | NSW | SNSW | Distributed PV | 1675.103 | 1797.177 | 1917.549 | 2042.34 | 2172.576 | 2277.054 | 2378.427 | 2477.775 | 2586.879 | 2697.403 | 2828.253 | 2957.395 | 3100.075 | 3249.851 | 3416.21 | 3577.423 | 3745.294 | 3907.299 | 4086.123 | 4256.287 | 4411.385 | 4577.844 | 4739.824 | 4901.457
Option 3 SC | NSW | SNSW | Hydro | 2285 | 2285 | 2285 | 2285 | 2285 | 2285 | 2285 | 2285 | 2285 | 2285 | 2285 | 2285 | 2285 | 2285 | 2285 | 2285 | 2285 | 2285 | 2285 | 2285 | 2285 | 2285 | 2285 | 2285
Option 3 SC | NSW | SNSW | OCGT | 692 | 692 | 692 | 692 | 692 | 692 | 692 | 692 | 692 | 692 | 692 | 692 | 692 | 692 | 692 | 692 | 692 | 692 | 0 | 0 | 0 | 0 | 0 | 0
Option 3 SC | NSW | SNSW | PHES | 0 | 0 | 2200 | 2200 | 2200 | 2200 | 2200 | 2200 | 2200 | 2200 | 2200 | 2200 | 2200 | 2200 | 2200 | 2200 | 2200 | 2200 | 2200 | 2200 | 2200 | 2200 | 2200 | 2200
Option 3 SC | NSW | SNSW | Solar | 2413.01 | 4681.7029 | 6114.8349 | 6751.8122 | 6820.6109 | 6820.6111 | 7080.1683 | 7080.1683 | 7507.7556 | 7804.7448 | 7849.8334 | 7849.8334 | 7849.8334 | 7849.8334 | 8077.602 | 8977.0439 | 8977.0439 | 8774.0139 | 8774.0139 | 8774.0139 | 8689.0139 | 8656.6139 | 9206.8435 | 8874.5035
Option 3 SC | NSW | SNSW | Wind | 1839.03 | 2109.51 | 2109.5101 | 2194.5661 | 2416.4927 | 3001.1328 | 3001.1328 | 3001.1328 | 3435.9588 | 3435.9588 | 3389.4589 | 3389.4589 | 4615.7832 | 4683.6465 | 4488.196 | 4474.2313 | 4475.6855 | 4851.3163 | 4851.3163 | 4614.3063 | 4395.6063 | 4790.9454 | 4407.4854 | 4407.4854
Option 3 SC | NSW | SNW | 1h | 1.313e-05 | 1.712e-05 | 2.245e-05 | 3.571e-05 | 3.746e-05 | 4.053e-05 | 4.053e-05 | 4.053e-05 | 4.053e-05 | 4.053e-05 | 4.053e-05 | 4.053e-05 | 4.053e-05 | 4.053e-05 | 4.053e-05 | 4.053e-05 | 4.053e-05 | 4.053e-05 | 4.053e-05 | 4.053e-05 | 2.74e-05 | 2.341e-05 | 1.921e-05 | 5.96e-06
Option 3 SC | NSW | SNW | 2h | 265.03 | 265.0301 | 265.0302 | 265.0303 | 965.1603 | 965.1603 | 965.1603 | 965.1603 | 965.1603 | 965.1603 | 915.1603 | 915.1603 | 915.1603 | 915.1603 | 850.1803 | 850.1803 | 850.1803 | 850.1803 | 850.1803 | 850.1803 | 850.1803 | 850.1802 | 850.1801 | 850.1801
Option 3 SC | NSW | SNW | 4h | 460 | 1768.0194 | 2938.8238 | 3065.0325 | 3065.0325 | 3065.0325 | 3065.0325 | 3065.0325 | 3065.0325 | 3065.0325 | 3065.0325 | 3065.0325 | 3065.0325 | 3065.0325 | 3065.0325 | 3065.0325 | 3065.0325 | 3065.0325 | 3065.0325 | 2605.0325 | 2605.0325 | 1537.0132 | 366.2088 | 240.0001
Option 3 SC | NSW | SNW | 8h | 1.13e-05 | 4.179e-05 | 0.0008081 | 485.0932 | 485.0932 | 670.493 | 1495.118 | 1944.2952 | 1944.2952 | 1944.2952 | 1944.2952 | 1944.2952 | 1944.2952 | 1944.2952 | 1944.2952 | 1944.2952 | 1944.2952 | 1944.2952 | 1944.2952 | 1944.2952 | 1944.2952 | 2522.0146 | 2522.0138 | 2302.711
Option 3 SC | NSW | SNW | Black Coal | 4200 | 4200 | 4200 | 1320 | 1320 | 1320 | 1320 | 0 | 0 | 0 | 0 | 0 | 0 | 0 | 0 | 0 | 0 | 0 | 0 | 0 | 0 | 0 | 0 | 0
Option 3 SC | NSW | SNW | CCGT | 720 | 720 | 720 | 720 | 720 | 720 | 720 | 720 | 720 | 720 | 720 | 720 | 720 | 720 | 720 | 720 | 720 | 320 | 320 | 320 | 320 | 320 | 320 | 320
Option 3 SC | NSW | SNW | Coordinated CER | 141.386 | 204.751 | 279.829 | 376.316 | 451.281 | 537.431 | 636.262 | 746.256 | 868.434 | 1009.443 | 1167.067 | 1340.7 | 1533.848 | 1738.832 | 1994.201 | 2268.685 | 2569.275 | 2886.776 | 3225.779 | 3577.429 | 3945.117 | 4327.051 | 4725.938 | 5142.296
Option 3 SC | NSW | SNW | DSP | 6000 | 6000 | 6000 | 6000 | 6000 | 6000 | 6000 | 6000 | 6000 | 6000 | 6000 | 6000 | 6000 | 6000 | 6000 | 6000 | 6000 | 6000 | 6000 | 6000 | 6000 | 6000 | 6000 | 6000
Option 3 SC | NSW | SNW | Distributed PV | 5866.514 | 6337.258 | 6803.99 | 7277.017 | 7755.791 | 8158.552 | 8549.782 | 8926.378 | 9338.019 | 9761.277 | 10251.584 | 10754.907 | 11314.033 | 11906.147 | 12546.644 | 13173.524 | 13810.781 | 14423.387 | 15115.168 | 15774.383 | 16395.39 | 17051.049 | 17693.364 | 18337.912
Option 3 SC | NSW | SNW | OCGT | 1620.5 | 1620.5 | 1620.5 | 1620.5 | 1620.5 | 1620.5 | 1620.5 | 1620.5 | 1620.5 | 1620.5 | 1599.7 | 1599.7 | 2292.9203 | 2292.9203 | 3039.392 | 3039.392 | 3250.8304 | 3250.8304 | 3321.1608 | 3448.5609 | 3448.5609 | 3448.5609 | 3448.5609 | 3448.5609
Option 3 SC | NSW | SNW | Offshore Wind | 0 | 0 | 0 | 0 | 0 | 0 | 0 | 0 | 0 | 0 | 0 | 0 | 0 | 0 | 0 | 0 | 2.88e-06 | 2.88e-06 | 2.88e-06 | 2.88e-06 | 2.88e-06 | 2.88e-06 | 2.88e-06 | 2.88e-06
Option 3 SC | NSW | SNW | Solar | 2.398e-05 | 3.009e-05 | 4.574e-05 | 6.253e-05 | 8.311e-05 | 0.00014468 | 0.00014468 | 0.00014468 | 0.00014468 | 0.00014573 | 0.00014699 | 0.00015703 | 890 | 890 | 890 | 890 | 890 | 890 | 890 | 890 | 890 | 890 | 890 | 890
Option 3 SC | NSW | SNW | Wind | 0 | 0 | 9.43e-06 | 2.481e-05 | 4.569e-05 | 7.006e-05 | 7.006e-05 | 7.006e-05 | 71 | 71 | 71 | 71 | 71 | 71 | 71 | 71 | 71 | 71 | 71 | 71 | 71 | 71 | 71 | 71
Option 3 SC | QLD |  | 1h | 222.02 | 622.02 | 622.02 | 622.02 | 622.02 | 622.02 | 622.02 | 622.02 | 622.02 | 622.02 | 622.02 | 622.02 | 622.02 | 622.02 | 622.02 | 622.02 | 622.02 | 622.02 | 622.02 | 622.02 | 622.02 | 622.02 | 622.02 | 222.02
Option 3 SC | QLD |  | 2h | 2054.72 | 2039.12 | 2189.1201 | 2489.1201 | 2485.1201 | 2485.1201 | 2485.1201 | 2500.7201 | 2485.1201 | 2500.7201 | 2485.1201 | 2485.1201 | 2385.1201 | 2385.1201 | 2385.1201 | 2385.1201 | 2354.7201 | 2354.7201 | 2139.1201 | 1589.1201 | 1589.1201 | 1439.1201 | 1184.3201 | 899.9202
Option 3 SC | QLD |  | 4h | 560 | 560.0205 | 1108.1954 | 1809.7652 | 1809.7652 | 1809.7652 | 1809.7652 | 1809.7652 | 1824.6103 | 1824.6103 | 1824.6103 | 1824.6103 | 1824.6103 | 1824.6103 | 1824.6103 | 2230.398 | 2308.431 | 2376.514 | 2552.6002 | 2691.8311 | 2543.9567 | 4420.5843 | 3989.0515 | 3729.8499
Option 3 SC | QLD |  | 8h | 0 | 0 | 7.278e-05 | 0.0001333 | 0.00013475 | 0.00013475 | 0.00013475 | 0.00013475 | 0.00013475 | 0.00013475 | 0.00013475 | 0.00013475 | 0.00013475 | 0.00013475 | 0.00013475 | 0.00013475 | 0.00013608 | 81.0625 | 81.0625 | 176.3581 | 176.3581 | 931.8282 | 1259.3371 | 2874.0483
Option 3 SC | QLD |  | Biomass | 32 | 32 | 32 | 32 | 32 | 32 | 32 | 32 | 32 | 32 | 32 | 32 | 32 | 32 | 32 | 32 | 32 | 32 | 32 | 32 | 32 | 32 | 32 | 32
Option 3 SC | QLD |  | Black Coal | 8130 | 8130 | 8130 | 5750 | 5750 | 5750 | 5750 | 5750 | 5750 | 5750 | 5050 | 3900 | 3900 | 3900 | 3900 | 3900 | 3156 | 2791 | 2426 | 2061 | 1696 | 1696 | 1696 | 0
Option 3 SC | QLD |  | CCGT | 1597.9 | 1597.9 | 1597.9 | 1597.9 | 1597.9 | 1597.9 | 1597.9 | 1597.9 | 1597.9 | 1597.9 | 1212.9 | 1212.9 | 1125.5 | 1068.5 | 1068.5 | 1068.5 | 1068.5 | 1068.5 | 1068.5 | 424 | 424 | 180 | 180 | 180
Option 3 SC | QLD |  | Coordinated CER | 102.614 | 153.763 | 214.386 | 311.573 | 400.865 | 503.651 | 619.603 | 751.864 | 899.592 | 1067.685 | 1255.352 | 1461.794 | 1693.459 | 1937.521 | 2226.749 | 2538.398 | 2879.843 | 3246.136 | 3635.086 | 4037.828 | 4453.352 | 4891.089 | 5348.579 | 5818.06
Option 3 SC | QLD |  | Distributed PV | 8385.61 | 8892.648 | 9384.829 | 9926.438 | 10511.372 | 10946.186 | 11365.201 | 11833.464 | 12353.656 | 12887.351 | 13481.666 | 14053.152 | 14666.609 | 15329.831 | 16059.043 | 16789.201 | 17573.409 | 18354.617 | 19160.489 | 19931.925 | 20630.75 | 21382.444 | 22126.532 | 22847.925
Option 3 SC | QLD |  | H2 Reciprocating Engine | 0 | 0 | 400 | 400 | 400 | 400 | 400 | 400 | 400 | 400 | 400 | 400 | 400 | 400 | 400 | 400 | 400 | 400 | 400 | 400 | 400 | 400 | 400 | 400
Option 3 SC | QLD |  | Hydro | 156.4 | 156.4 | 156.4 | 156.4 | 156.4 | 156.4 | 156.4 | 156.4 | 156.4 | 156.4 | 156.4 | 156.4 | 156.4 | 156.4 | 156.4 | 156.4 | 156.4 | 156.4 | 156.4 | 156.4 | 156.4 | 156.4 | 156.4 | 156.4
Option 3 SC | QLD |  | Liquid Fuel | 423.5 | 423.5 | 423.5 | 423.5 | 423.5 | 423.5 | 423.5 | 131.5 | 131.5 | 131.5 | 131.5 | 131.5 | 131.5 | 131.5 | 131.5 | 131.5 | 131.5 | 131.5 | 0 | 0 | 0 | 0 | 0 | 0
Option 3 SC | QLD |  | OCGT | 1546 | 1546 | 1663 | 1663 | 1663 | 2062.885 | 2062.885 | 2062.885 | 1945.885 | 1945.885 | 1945.885 | 1945.885 | 1945.885 | 1945.885 | 1945.885 | 1945.885 | 1945.885 | 1945.885 | 2664.397 | 3400.4333 | 2836.4333 | 2836.4333 | 2836.4333 | 2317.4333
Option 3 SC | QLD |  | PHES | 820 | 820 | 820 | 820 | 820 | 820 | 820 | 820 | 2818 | 2818 | 2818 | 2818 | 2818 | 2818 | 2818 | 2818 | 2818 | 2818 | 2818 | 2818 | 2818 | 2818 | 2818 | 2818
Option 3 SC | QLD |  | Solar | 3920.3 | 6249.0989 | 7046.9389 | 7046.389 | 7045.8191 | 7218.3941 | 7217.8341 | 7217.3341 | 7216.8541 | 7662.0921 | 9450.9558 | 10119.0925 | 11802.4552 | 11979.991 | 11979.991 | 12896.3054 | 15278.1748 | 15122.2048 | 14976.7448 | 15599.1368 | 15050.9153 | 16445.3806 | 17961.0004 | 19235.1682
Option 3 SC | QLD |  | Wind | 2569.65 | 3075.86 | 3604.6756 | 4045.7001 | 4679.3182 | 5764.3624 | 6303.543 | 7230.9726 | 8020.6304 | 8020.6304 | 8020.6304 | 8789.6532 | 11713.3878 | 12176.2347 | 12176.2347 | 12320.9644 | 13196.7387 | 14445.2253 | 14005.2453 | 14859.4304 | 14816.2304 | 14816.2304 | 14776.2369 | 14564.5991
Option 3 SC | QLD | CQ | 2h | 230 | 230 | 230 | 230 | 226 | 226 | 226 | 226 | 226 | 226 | 226 | 226 | 226 | 226 | 226 | 226 | 180 | 180 | 180 | 180 | 180 | 180 | 180 | 180
Option 3 SC | QLD | CQ | 4h | 300 | 300 | 300 | 300 | 300 | 300 | 300 | 300 | 300 | 300 | 300 | 300 | 300 | 300 | 300 | 300 | 300 | 300 | 300 | 300 | 0 | 0 | 0 | 0
Option 3 SC | QLD | CQ | 8h | 0 | 0 | 1.838e-05 | 2.948e-05 | 2.948e-05 | 2.948e-05 | 2.948e-05 | 2.948e-05 | 2.948e-05 | 2.948e-05 | 2.948e-05 | 2.948e-05 | 2.948e-05 | 2.948e-05 | 2.948e-05 | 2.948e-05 | 3.081e-05 | 81.0616 | 81.0616 | 81.0616 | 81.0616 | 81.0616 | 206.0635 | 850.9579
Option 3 SC | QLD | CQ | Black Coal | 3004 | 3004 | 3004 | 2304 | 2304 | 2304 | 2304 | 2304 | 2304 | 2304 | 2304 | 2304 | 2304 | 2304 | 2304 | 2304 | 2304 | 1939 | 1574 | 1209 | 844 | 844 | 844 | 0
Option 3 SC | QLD | CQ | Coordinated CER | 10.033 | 15.034 | 20.967 | 30.497 | 38.759 | 48.173 | 58.71 | 70.68 | 83.995 | 98.973 | 115.636 | 133.91 | 154.396 | 175.88 | 201.586 | 229.245 | 259.582 | 292.1 | 326.586 | 362.19 | 398.892 | 437.527 | 477.836 | 519.053
Option 3 SC | QLD | CQ | Distributed PV | 768.383 | 817.628 | 864.697 | 918.708 | 979.307 | 1022.445 | 1064.226 | 1111.996 | 1165.374 | 1219.524 | 1280.904 | 1338.13 | 1399.506 | 1466.364 | 1541.455 | 1616.212 | 1698.324 | 1780.35 | 1864.243 | 1944.748 | 2015.629 | 2093.631 | 2170.496 | 2244.999
Option 3 SC | QLD | CQ | OCGT | 37 | 37 | 37 | 37 | 37 | 436.885 | 436.885 | 436.885 | 399.885 | 399.885 | 399.885 | 399.885 | 399.885 | 399.885 | 399.885 | 399.885 | 399.885 | 399.885 | 399.885 | 399.885 | 399.885 | 399.885 | 399.885 | 399.885
Option 3 SC | QLD | CQ | PHES | 0 | 0 | 0 | 0 | 0 | 0 | 0 | 0 | 0 | 0 | 0 | 0 | 0 | 0 | 0 | 0 | 0 | 0 | 0 | 0 | 0 | 0 | 0 | 0
Option 3 SC | QLD | CQ | Solar | 957.16 | 957.1603 | 1054.1603 | 1054.1603 | 1054.1604 | 1054.1605 | 1054.1605 | 1054.1605 | 1054.1605 | 1369.3936 | 2002.8864 | 2097.0914 | 2097.0914 | 2097.0915 | 2097.0915 | 2749.6868 | 3963.422 | 3948.422 | 3905.922 | 4383.2986 | 4444.0971 | 5200.9285 | 6648.9334 | 8108.9806
Option 3 SC | QLD | CQ | Wind | 439 | 945.21 | 945.21 | 945.21 | 1037.68 | 1263.8723 | 1263.8723 | 1267.0869 | 1942.2022 | 1942.2022 | 1942.2022 | 1942.2022 | 2155.6709 | 2246.0106 | 2246.0106 | 2246.0107 | 2246.9156 | 3527.7324 | 3527.7324 | 3530.0215 | 3530.0215 | 3530.0215 | 3530.0216 | 3091.0216
Option 3 SC | QLD | GG | 1h | 0 | 400 | 400 | 400 | 400 | 400 | 400 | 400 | 400 | 400 | 400 | 400 | 400 | 400 | 400 | 400 | 400 | 400 | 400 | 400 | 400 | 400 | 400 | 0
Option 3 SC | QLD | GG | 2h | 0 | 8.75e-06 | 1.221e-05 | 1.697e-05 | 2.182e-05 | 2.492e-05 | 2.492e-05 | 2.492e-05 | 2.492e-05 | 2.492e-05 | 2.492e-05 | 2.492e-05 | 2.492e-05 | 2.492e-05 | 2.492e-05 | 2.492e-05 | 2.492e-05 | 2.492e-05 | 2.492e-05 | 2.492e-05 | 2.492e-05 | 3.44e-05 | 3.094e-05 | 0.00023965
Option 3 SC | QLD | GG | 4h | 0 | 0 | 7.438e-05 | 75.1486 | 75.1486 | 75.1486 | 75.1486 | 75.1486 | 89.9937 | 89.9937 | 89.9937 | 89.9937 | 89.9937 | 89.9937 | 89.9937 | 495.7813 | 573.8144 | 641.8974 | 817.9836 | 957.2145 | 1109.34 | 2086.3851 | 2086.385 | 2381.2568
Option 3 SC | QLD | GG | Black Coal | 1680 | 1680 | 1680 | 0 | 0 | 0 | 0 | 0 | 0 | 0 | 0 | 0 | 0 | 0 | 0 | 0 | 0 | 0 | 0 | 0 | 0 | 0 | 0 | 0
Option 3 SC | QLD | GG | CCGT | 180 | 180 | 180 | 180 | 180 | 180 | 180 | 180 | 180 | 180 | 180 | 180 | 180 | 180 | 180 | 180 | 180 | 180 | 180 | 180 | 180 | 180 | 180 | 180
Option 3 SC | QLD | GG | Coordinated CER | 1.285 | 1.926 | 2.683 | 3.888 | 4.96 | 6.183 | 7.555 | 9.113 | 10.848 | 12.806 | 14.986 | 17.379 | 20.063 | 22.879 | 26.22 | 29.814 | 33.748 | 37.963 | 42.429 | 47.036 | 51.777 | 56.761 | 61.958 | 67.27
Option 3 SC | QLD | GG | Distributed PV | 95.933 | 102.238 | 108.424 | 114.952 | 121.69 | 126.898 | 131.904 | 137.355 | 143.363 | 149.596 | 156.393 | 163.147 | 170.402 | 178.183 | 186.542 | 194.967 | 203.789 | 212.547 | 221.67 | 230.379 | 238.525 | 247.068 | 255.571 | 263.819
Option 3 SC | QLD | GG | OCGT | 0 | 0 | 0 | 0 | 0 | 0 | 0 | 0 | 0 | 0 | 0 | 0 | 0 | 0 | 0 | 0 | 0 | 0 | 718.512 | 718.512 | 718.512 | 718.512 | 718.512 | 718.512
Option 3 SC | QLD | GG | Solar | 387.01 | 387.01 | 387.01 | 387.0101 | 387.0101 | 387.0101 | 387.0101 | 387.0101 | 387.0101 | 387.0101 | 387.0101 | 387.0101 | 387.0101 | 387.0101 | 387.0101 | 505.7537 | 524.8115 | 524.8115 | 524.8115 | 524.8115 | 524.8116 | 530.5755 | 539.7617 | 539.7618
Option 3 SC | QLD | NQ | 2h | 0 | 0 | 150 | 450 | 450 | 450 | 450 | 450 | 450 | 450 | 450 | 450 | 450 | 450 | 450 | 450 | 450 | 450 | 450 | 450 | 450 | 300 | 300 | 0
Option 3 SC | QLD | NQ | 4h | 0 | 0 | 254.0003 | 254.0011 | 254.0011 | 254.0011 | 254.0011 | 254.0011 | 254.0011 | 254.0011 | 254.0011 | 254.0011 | 254.0011 | 254.0011 | 254.0011 | 254.0011 | 254.0011 | 254.0011 | 254.0011 | 254.0011 | 254.0011 | 398.9711 | 261.613 | 333.9602
Option 3 SC | QLD | NQ | Biomass | 32 | 32 | 32 | 32 | 32 | 32 | 32 | 32 | 32 | 32 | 32 | 32 | 32 | 32 | 32 | 32 | 32 | 32 | 32 | 32 | 32 | 32 | 32 | 32
Option 3 SC | QLD | NQ | CCGT | 244 | 244 | 244 | 244 | 244 | 244 | 244 | 244 | 244 | 244 | 244 | 244 | 244 | 244 | 244 | 244 | 244 | 244 | 244 | 244 | 244 | 0 | 0 | 0
Option 3 SC | QLD | NQ | Coordinated CER | 15.56 | 23.303 | 32.481 | 47.221 | 60.172 | 74.951 | 91.504 | 110.305 | 131.22 | 154.784 | 181.014 | 209.789 | 242.059 | 275.905 | 316.29 | 359.746 | 407.38 | 458.428 | 512.553 | 568.422 | 625.941 | 686.455 | 749.57 | 814.101
Option 3 SC | QLD | NQ | Distributed PV | 1269.213 | 1346.126 | 1420.394 | 1503.254 | 1594.101 | 1660.667 | 1724.77 | 1797.01 | 1877.418 | 1959.521 | 2051.614 | 2139.069 | 2232.901 | 2334.635 | 2447.439 | 2560.093 | 2682.171 | 2803.88 | 2928.96 | 3048.779 | 3155.996 | 3272.375 | 3387.306 | 3498.666
Option 3 SC | QLD | NQ | Hydro | 156.4 | 156.4 | 156.4 | 156.4 | 156.4 | 156.4 | 156.4 | 156.4 | 156.4 | 156.4 | 156.4 | 156.4 | 156.4 | 156.4 | 156.4 | 156.4 | 156.4 | 156.4 | 156.4 | 156.4 | 156.4 | 156.4 | 156.4 | 156.4
Option 3 SC | QLD | NQ | Liquid Fuel | 423.5 | 423.5 | 423.5 | 423.5 | 423.5 | 423.5 | 423.5 | 131.5 | 131.5 | 131.5 | 131.5 | 131.5 | 131.5 | 131.5 | 131.5 | 131.5 | 131.5 | 131.5 | 0 | 0 | 0 | 0 | 0 | 0
Option 3 SC | QLD | NQ | PHES | 250 | 250 | 250 | 250 | 250 | 250 | 250 | 250 | 250 | 250 | 250 | 250 | 250 | 250 | 250 | 250 | 250 | 250 | 250 | 250 | 250 | 250 | 250 | 250
Option 3 SC | QLD | NQ | Solar | 727.63 | 829.2282 | 1429.2282 | 1429.2282 | 1429.2282 | 1602.363 | 1602.363 | 1602.363 | 1602.363 | 1602.363 | 1602.363 | 2115.32 | 2115.32 | 2115.32 | 2115.32 | 2115.32 | 2240.9164 | 2124.9464 | 2124.9464 | 2124.9464 | 2109.9464 | 2009.9664 | 1860.9864 | 1860.9864
Option 3 SC | QLD | NQ | Wind | 375.65 | 375.65 | 904.4655 | 1345.4899 | 1345.4903 | 1345.4904 | 1884.6709 | 2808.8859 | 2923.4284 | 2923.4284 | 2923.4284 | 2923.4284 | 3758.7184 | 3820.4048 | 3820.4048 | 3832.789 | 4121.1084 | 4088.7782 | 4088.7782 | 4223.1493 | 4179.9493 | 4179.9493 | 4139.9557 | 4367.3178
Option 3 SC | QLD | SQ | 1h | 222.02 | 222.02 | 222.02 | 222.02 | 222.02 | 222.02 | 222.02 | 222.02 | 222.02 | 222.02 | 222.02 | 222.02 | 222.02 | 222.02 | 222.02 | 222.02 | 222.02 | 222.02 | 222.02 | 222.02 | 222.02 | 222.02 | 222.02 | 222.02
Option 3 SC | QLD | SQ | 2h | 1824.72 | 1809.12 | 1809.12 | 1809.1201 | 1809.1201 | 1809.1201 | 1809.1201 | 1824.7201 | 1809.1201 | 1824.7201 | 1809.1201 | 1809.1201 | 1709.1201 | 1709.1201 | 1709.1201 | 1709.1201 | 1724.7201 | 1724.7201 | 1509.1201 | 959.1201 | 959.1201 | 959.12 | 704.32 | 719.92
Option 3 SC | QLD | SQ | 4h | 260 | 260.0205 | 554.195 | 1180.6156 | 1180.6156 | 1180.6156 | 1180.6156 | 1180.6156 | 1180.6156 | 1180.6156 | 1180.6156 | 1180.6156 | 1180.6156 | 1180.6156 | 1180.6156 | 1180.6156 | 1180.6156 | 1180.6156 | 1180.6156 | 1180.6156 | 1180.6156 | 1935.228 | 1641.0535 | 1014.6329
Option 3 SC | QLD | SQ | 8h | 0 | 0 | 5.44e-05 | 0.00010382 | 0.00010527 | 0.00010527 | 0.00010527 | 0.00010527 | 0.00010527 | 0.00010527 | 0.00010527 | 0.00010527 | 0.00010527 | 0.00010527 | 0.00010527 | 0.00010527 | 0.00010527 | 0.00092646 | 0.00092646 | 95.2966 | 95.2966 | 850.7667 | 1053.2736 | 2023.0905
Option 3 SC | QLD | SQ | Black Coal | 3446 | 3446 | 3446 | 3446 | 3446 | 3446 | 3446 | 3446 | 3446 | 3446 | 2746 | 1596 | 1596 | 1596 | 1596 | 1596 | 852 | 852 | 852 | 852 | 852 | 852 | 852 | 0
Option 3 SC | QLD | SQ | CCGT | 1173.9 | 1173.9 | 1173.9 | 1173.9 | 1173.9 | 1173.9 | 1173.9 | 1173.9 | 1173.9 | 1173.9 | 788.9 | 788.9 | 701.5 | 644.5 | 644.5 | 644.5 | 644.5 | 644.5 | 644.5 | 0 | 0 | 0 | 0 | 0
Option 3 SC | QLD | SQ | Coordinated CER | 75.736 | 113.5 | 158.255 | 229.967 | 296.974 | 374.344 | 461.834 | 561.766 | 673.529 | 801.122 | 943.716 | 1100.716 | 1276.941 | 1462.857 | 1682.653 | 1919.593 | 2179.133 | 2457.645 | 2753.518 | 3060.18 | 3376.742 | 3710.346 | 4059.215 | 4417.636
Option 3 SC | QLD | SQ | Distributed PV | 6252.081 | 6626.656 | 6991.314 | 7389.524 | 7816.274 | 8136.176 | 8444.301 | 8787.103 | 9167.501 | 9558.71 | 9992.755 | 10412.806 | 10863.8 | 11350.649 | 11883.607 | 12417.929 | 12989.125 | 13557.84 | 14145.616 | 14708.019 | 15220.6 | 15769.37 | 16313.159 | 16840.441
Option 3 SC | QLD | SQ | H2 Reciprocating Engine | 0 | 0 | 400 | 400 | 400 | 400 | 400 | 400 | 400 | 400 | 400 | 400 | 400 | 400 | 400 | 400 | 400 | 400 | 400 | 400 | 400 | 400 | 400 | 400
Option 3 SC | QLD | SQ | OCGT | 1509 | 1509 | 1626 | 1626 | 1626 | 1626 | 1626 | 1626 | 1546 | 1546 | 1546 | 1546 | 1546 | 1546 | 1546 | 1546 | 1546 | 1546 | 1546 | 2282.0363 | 1718.0363 | 1718.0363 | 1718.0363 | 1199.0363
Option 3 SC | QLD | SQ | PHES | 570 | 570 | 570 | 570 | 570 | 570 | 570 | 570 | 2568 | 2568 | 2568 | 2568 | 2568 | 2568 | 2568 | 2568 | 2568 | 2568 | 2568 | 2568 | 2568 | 2568 | 2568 | 2568
Option 3 SC | QLD | SQ | Solar | 1848.5 | 4075.7004 | 4176.5404 | 4175.9904 | 4175.4204 | 4174.8605 | 4174.3005 | 4173.8005 | 4173.3205 | 4303.3254 | 5458.6962 | 5519.671 | 7203.0337 | 7380.5695 | 7380.5695 | 7525.5449 | 8549.0249 | 8524.0249 | 8421.0649 | 8566.0803 | 7972.0603 | 8703.9101 | 8911.3189 | 8725.4394
Option 3 SC | QLD | SQ | Wind | 1755 | 1755 | 1755 | 1755.0001 | 2296.148 | 3154.9998 | 3154.9998 | 3154.9998 | 3154.9998 | 3154.9998 | 3154.9998 | 3924.0226 | 5798.9985 | 6109.8192 | 6109.8192 | 6242.1648 | 6828.7147 | 6828.7147 | 6388.7347 | 7106.2597 | 7106.2597 | 7106.2597 | 7106.2597 | 7106.2597
Option 3 SC | SA |  | 2h | 1135.13 | 2711.13 | 2911.13 | 2911.13 | 2881.13 | 2881.13 | 2881.13 | 2888.1 | 2856.13 | 2856.13 | 2856.13 | 2863.1 | 2856.13 | 2856.13 | 2856.13 | 2844.13 | 2844.13 | 2593.43 | 2300 | 2287.45 | 2077.45 | 301.45 | 261 | 150
Option 3 SC | SA |  | 4h | 0 | 556 | 556.0002 | 556.0002 | 556.0002 | 556.0002 | 556.0002 | 300.0002 | 556.0002 | 556.0002 | 556.0002 | 300.0002 | 556.0002 | 556.0002 | 556.0002 | 556.0002 | 556.0002 | 556.0002 | 300.0002 | 556.0002 | 556.0002 | 0.00017652 | 1.778e-05 | 8.82e-06
Option 3 SC | SA |  | 8h | 0 | 0 | 318.86 | 564.8599 | 564.8599 | 564.8599 | 564.8599 | 564.8599 | 564.8599 | 564.8599 | 564.8599 | 564.8599 | 564.8599 | 584.5397 | 589.9284 | 589.9284 | 589.9284 | 589.9284 | 589.9284 | 589.9284 | 589.9284 | 952.306 | 1185.0902 | 981.0179
Option 3 SC | SA |  | CCGT | 1309 | 1129 | 529 | 529 | 529 | 529 | 529 | 529 | 529 | 529 | 529 | 0 | 0 | 0 | 0 | 0 | 0 | 0 | 0 | 0 | 0 | 0 | 0 | 0
Option 3 SC | SA |  | Coordinated CER | 153.311 | 201.921 | 256.637 | 280.231 | 318.881 | 361.864 | 410.518 | 463.802 | 521.679 | 587.473 | 658.796 | 737.461 | 823.289 | 910.176 | 1018.727 | 1133.859 | 1258.894 | 1391.274 | 1529.201 | 1671.18 | 1814.909 | 1962.817 | 2117.233 | 2274.033
Option 3 SC | SA |  | Distributed PV | 3322.606 | 3485.02 | 3643.25 | 3809.236 | 3981.846 | 4132.518 | 4275.546 | 4428.167 | 4585.33 | 4747.763 | 4928.704 | 5111.166 | 5303.055 | 5507.385 | 5728.439 | 5953.112 | 6183.831 | 6407.454 | 6644.43 | 6867.27 | 7070.706 | 7281.09 | 7496.641 | 7710.441
Option 3 SC | SA |  | Liquid Fuel | 413.38 | 276.88 | 276.88 | 276.88 | 276.88 | 276.88 | 276.88 | 276.88 | 276.88 | 276.88 | 276.88 | 276.88 | 276.88 | 276.88 | 276.88 | 276.88 | 276.88 | 276.88 | 276.88 | 276.88 | 122.88 | 122.88 | 122.88 | 122.88
Option 3 SC | SA |  | OCGT | 1175.26 | 1175.26 | 1175.26 | 1175.26 | 929.26 | 929.26 | 929.26 | 929.26 | 930.3207 | 850.3207 | 814.4207 | 814.4207 | 862.6961 | 862.6961 | 664.483 | 664.483 | 1056.7311 | 1056.7311 | 718.7311 | 814.0524 | 814.0524 | 1053.153 | 1053.153 | 1556.5655
Option 3 SC | SA |  | Solar | 588.88 | 1427.1962 | 1600.8799 | 1600.88 | 1600.88 | 1596.32 | 1596.32 | 1596.32 | 1596.32 | 1596.32 | 1596.32 | 1596.32 | 2065.468 | 3651.8304 | 3896.2068 | 4006.714 | 4401.8771 | 4401.8771 | 4182.6371 | 4169.5271 | 4169.5271 | 4092.5271 | 5963.5508 | 5868.5508
Option 3 SC | SA |  | Wind | 2722.04 | 2722.04 | 2747.0401 | 3022.0401 | 2960.0401 | 2869.2901 | 2869.2901 | 2737.5901 | 2763.1011 | 2492.9211 | 2658.5228 | 3307.8112 | 4403.1558 | 4753.6452 | 5052.4662 | 5052.4662 | 5052.4662 | 5296.6605 | 5296.6605 | 4959.3605 | 4959.3605 | 4959.3605 | 4758.3805 | 4562.6905
Option 3 SC | SA | CSA | 2h | 1059.68 | 2635.6796 | 2835.6796 | 2835.6796 | 2805.6796 | 2805.6796 | 2805.6796 | 2812.0996 | 2805.6796 | 2805.6796 | 2805.6796 | 2812.0996 | 2805.6796 | 2805.6796 | 2805.6796 | 2793.6796 | 2793.6796 | 2542.9796 | 2248.9996 | 2246.9996 | 2036.9996 | 261 | 261 | 150
Option 3 SC | SA | CSA | 4h | 0 | 306 | 306.0002 | 306.0002 | 306.0002 | 306.0002 | 306.0002 | 50.0002 | 306.0002 | 306.0002 | 306.0002 | 50.0002 | 306.0002 | 306.0002 | 306.0002 | 306.0002 | 306.0002 | 306.0002 | 50.0002 | 306.0002 | 306.0002 | 0.00017652 | 1.778e-05 | 8.82e-06
Option 3 SC | SA | CSA | 8h | 0 | 0 | 318.8597 | 564.8595 | 564.8595 | 564.8595 | 564.8595 | 564.8595 | 564.8595 | 564.8595 | 564.8595 | 564.8595 | 564.8595 | 564.8595 | 564.8595 | 564.8595 | 564.8595 | 564.8595 | 564.8595 | 564.8595 | 564.8595 | 927.2371 | 608.3774 | 362.3776
Option 3 SC | SA | CSA | CCGT | 1309 | 1129 | 529 | 529 | 529 | 529 | 529 | 529 | 529 | 529 | 529 | 0 | 0 | 0 | 0 | 0 | 0 | 0 | 0 | 0 | 0 | 0 | 0 | 0
Option 3 SC | SA | CSA | Coordinated CER | 137.259 | 180.725 | 229.627 | 250.596 | 285.151 | 323.613 | 367.182 | 414.931 | 466.819 | 525.868 | 589.908 | 660.559 | 737.673 | 815.754 | 913.075 | 1016.259 | 1128.321 | 1246.962 | 1370.58 | 1497.829 | 1626.645 | 1759.22 | 1897.629 | 2038.179
Option 3 SC | SA | CSA | Distributed PV | 3003.655 | 3147.752 | 3288.528 | 3435.189 | 3586.143 | 3718.928 | 3844.807 | 3977.949 | 4114.996 | 4256.6 | 4413.453 | 4572.918 | 4741.164 | 4919.709 | 5111.873 | 5306.817 | 5506.077 | 5698.934 | 5904.058 | 6096.6 | 6273.272 | 6454.96 | 6640.715 | 6824.738
Option 3 SC | SA | CSA | Liquid Fuel | 276.88 | 276.88 | 276.88 | 276.88 | 276.88 | 276.88 | 276.88 | 276.88 | 276.88 | 276.88 | 276.88 | 276.88 | 276.88 | 276.88 | 276.88 | 276.88 | 276.88 | 276.88 | 276.88 | 276.88 | 122.88 | 122.88 | 122.88 | 122.88
Option 3 SC | SA | CSA | OCGT | 1095.26 | 1095.26 | 1095.26 | 1095.26 | 849.26 | 849.26 | 849.26 | 849.26 | 849.26 | 849.26 | 813.36 | 813.36 | 861.6355 | 861.6355 | 657.8755 | 657.8755 | 925.1332 | 925.1332 | 587.1332 | 682.4546 | 682.4546 | 921.5551 | 921.5551 | 1424.9676
Option 3 SC | SA | CSA | Solar | 74.54 | 328.1801 | 465.3802 | 465.3802 | 465.3802 | 460.8202 | 460.8202 | 460.8202 | 460.8202 | 460.8202 | 460.8202 | 460.8202 | 460.8202 | 1866.3168 | 2021.5454 | 2015.8782 | 2033.6006 | 2033.6006 | 2033.6006 | 2020.4906 | 2020.4906 | 2020.4906 | 2934.1717 | 2934.1717
Option 3 SC | SA | CSA | Wind | 1765.01 | 1765.01 | 1790.01 | 2065.01 | 2065.01 | 2065.01 | 2065.01 | 1933.31 | 1933.3101 | 1861.9101 | 1705.6511 | 2354.9395 | 2443.8107 | 2550.72 | 2550.72 | 2550.72 | 2550.72 | 2734.1251 | 2734.1251 | 2603.3251 | 2603.3251 | 2603.3251 | 2402.3451 | 2206.6551
Option 3 SC | SA | NSA | 2h | 10 | 10.0004 | 10.0004 | 10.0004 | 10.0004 | 10.0004 | 10.0004 | 10.0004 | 10.0004 | 10.0004 | 10.0004 | 10.0004 | 10.0004 | 10.0004 | 10.0004 | 10.0004 | 10.0004 | 10.0004 | 10.0004 | 0.00035966 | 0.00035966 | 6.45e-06 | 6.45e-06 | 6.45e-06
Option 3 SC | SA | NSA | 8h | 0 | 0 | 0.00030925 | 0.00047514 | 0.00047863 | 0.00047863 | 0.00047863 | 0.00047863 | 0.00047863 | 0.00047863 | 0.00047863 | 0.00047863 | 0.00047863 | 19.6803 | 25.0689 | 25.0689 | 25.0689 | 25.0689 | 25.0689 | 25.0689 | 25.0689 | 25.0689 | 576.7129 | 618.6403
Option 3 SC | SA | NSA | Coordinated CER | 8.421 | 11.119 | 14.166 | 15.544 | 17.688 | 20.048 | 22.692 | 25.562 | 28.66 | 32.138 | 35.882 | 39.993 | 44.449 | 48.949 | 54.702 | 60.819 | 67.449 | 74.466 | 81.766 | 89.283 | 96.887 | 104.703 | 112.861 | 121.146
Option 3 SC | SA | NSA | Distributed PV | 174.628 | 184.379 | 193.542 | 203.839 | 215.605 | 225.127 | 234.313 | 244.927 | 255.881 | 267.213 | 280.438 | 292.84 | 305.473 | 319.327 | 334.988 | 351.137 | 368.356 | 385.221 | 402.536 | 419.044 | 433.458 | 449.077 | 465.348 | 481.634
Option 3 SC | SA | NSA | Liquid Fuel | 73.5 | 0 | 0 | 0 | 0 | 0 | 0 | 0 | 0 | 0 | 0 | 0 | 0 | 0 | 0 | 0 | 0 | 0 | 0 | 0 | 0 | 0 | 0 | 0
Option 3 SC | SA | NSA | OCGT | 0 | 0 | 0 | 0 | 0 | 0 | 0 | 0 | 1.0607 | 1.0607 | 1.0607 | 1.0607 | 1.0607 | 1.0607 | 6.6075 | 6.6075 | 131.5979 | 131.5979 | 131.5979 | 131.5979 | 131.5979 | 131.5979 | 131.5979 | 131.5979
Option 3 SC | SA | NSA | Solar | 296.24 | 880.9161 | 917.3998 | 917.3998 | 917.3998 | 917.3998 | 917.3998 | 917.3998 | 917.3998 | 917.3998 | 917.3998 | 917.3998 | 1386.5478 | 1567.4136 | 1656.5614 | 1808.8358 | 2186.2765 | 2186.2765 | 1967.0365 | 1967.0365 | 1967.0365 | 1890.0365 | 2847.3792 | 2847.3792
Option 3 SC | SA | NSA | Wind | 632.53 | 632.53 | 632.53 | 632.53 | 570.53 | 479.78 | 479.78 | 479.78 | 505.2911 | 433.0111 | 754.8717 | 754.8717 | 1762.5352 | 1762.5352 | 1762.5352 | 1762.5352 | 1762.5352 | 1762.5352 | 1762.5352 | 1556.0352 | 1556.0352 | 1556.0352 | 1556.0352 | 1556.0352
Option 3 SC | SA | SESA | 2h | 65.45 | 65.45 | 65.45 | 65.45 | 65.45 | 65.45 | 65.45 | 66 | 40.45 | 40.45 | 40.45 | 41 | 40.45 | 40.45 | 40.45 | 40.45 | 40.45 | 40.45 | 41 | 40.45 | 40.45 | 40.45 | 0 | 0
Option 3 SC | SA | SESA | 4h | 0 | 250 | 250 | 250 | 250 | 250 | 250 | 250 | 250 | 250 | 250 | 250 | 250 | 250 | 250 | 250 | 250 | 250 | 250 | 250 | 250 | 0 | 0 | 0
Option 3 SC | SA | SESA | Coordinated CER | 7.631 | 10.077 | 12.844 | 14.091 | 16.042 | 18.203 | 20.644 | 23.309 | 26.2 | 29.467 | 33.006 | 36.909 | 41.167 | 45.473 | 50.95 | 56.781 | 63.124 | 69.846 | 76.855 | 84.068 | 91.377 | 98.894 | 106.743 | 114.708
Option 3 SC | SA | SESA | Distributed PV | 144.323 | 152.889 | 161.18 | 170.208 | 180.098 | 188.463 | 196.426 | 205.291 | 214.453 | 223.95 | 234.813 | 245.408 | 256.418 | 268.349 | 281.578 | 295.158 | 309.398 | 323.299 | 337.836 | 351.626 | 363.976 | 377.053 | 390.578 | 404.069
Option 3 SC | SA | SESA | Liquid Fuel | 63 | 0 | 0 | 0 | 0 | 0 | 0 | 0 | 0 | 0 | 0 | 0 | 0 | 0 | 0 | 0 | 0 | 0 | 0 | 0 | 0 | 0 | 0 | 0
Option 3 SC | SA | SESA | OCGT | 80 | 80 | 80 | 80 | 80 | 80 | 80 | 80 | 80 | 0 | 0 | 0 | 0 | 0 | 0 | 0 | 0 | 0 | 0 | 0 | 0 | 0 | 0 | 0
Option 3 SC | SA | SESA | Solar | 218.1 | 218.1 | 218.1 | 218.1 | 218.1 | 218.1 | 218.1 | 218.1 | 218.1 | 218.1 | 218.1 | 218.1 | 218.1 | 218.1 | 218.1 | 182 | 182 | 182 | 182 | 182 | 182 | 182 | 182 | 87
Option 3 SC | SA | SESA | Wind | 324.5 | 324.5 | 324.5 | 324.5 | 324.5 | 324.5 | 324.5 | 324.5 | 324.5 | 198 | 198 | 198 | 196.8099 | 440.39 | 739.211 | 739.211 | 739.211 | 800.0002 | 800.0002 | 800.0002 | 800.0002 | 800.0002 | 800.0002 | 800.0002
Option 3 SC | TAS |  | 24h | 0 | 0 | 0 | 0 | 0 | 0 | 0 | 0 | 0 | 0 | 0 | 0 | 0 | 0 | 0 | 0 | 0 | 0 | 0 | 0 | 0 | 0 | 0 | 0
Option 3 SC | TAS |  | 2h | 0 | 1.094e-05 | 1.46e-05 | 1.954e-05 | 1.954e-05 | 2.532e-05 | 2.532e-05 | 2.532e-05 | 2.532e-05 | 2.532e-05 | 2.532e-05 | 2.532e-05 | 2.532e-05 | 2.532e-05 | 2.532e-05 | 2.532e-05 | 2.532e-05 | 2.532e-05 | 2.532e-05 | 2.532e-05 | 2.532e-05 | 1.438e-05 | 1.072e-05 | 5.78e-06
Option 3 SC | TAS |  | 4h | 0 | 1.024e-05 | 1.414e-05 | 1.788e-05 | 2.141e-05 | 2.807e-05 | 2.807e-05 | 2.807e-05 | 2.807e-05 | 2.807e-05 | 2.807e-05 | 2.807e-05 | 2.807e-05 | 2.807e-05 | 2.807e-05 | 2.807e-05 | 2.807e-05 | 2.807e-05 | 2.807e-05 | 2.807e-05 | 2.807e-05 | 4.49e-05 | 4.1e-05 | 3.726e-05
Option 3 SC | TAS |  | 8h | 0 | 0 | 7.9e-06 | 1.139e-05 | 1.139e-05 | 1.375e-05 | 1.375e-05 | 1.375e-05 | 1.375e-05 | 1.375e-05 | 1.375e-05 | 1.375e-05 | 1.375e-05 | 1.375e-05 | 1.375e-05 | 1.375e-05 | 1.375e-05 | 1.375e-05 | 1.375e-05 | 1.375e-05 | 1.375e-05 | 1.375e-05 | 5.85e-06 | 2.37e-06
Option 3 SC | TAS |  | CCGT | 208 | 208 | 208 | 208 | 208 | 208 | 208 | 208 | 208 | 208 | 208 | 208 | 208 | 208 | 208 | 208 | 208 | 208 | 208 | 208 | 208 | 208 | 208 | 208
Option 3 SC | TAS |  | CST | 0 | 0 | 0 | 0 | 0 | 0 | 0 | 0 | 0 | 0 | 0 | 0 | 0 | 0 | 0 | 0 | 0 | 0 | 0 | 0 | 0 | 0 | 0 | 0
Option 3 SC | TAS |  | Coordinated CER | 6.527 | 10.363 | 15.074 | 24.345 | 30.078 | 36.266 | 43.756 | 51.733 | 61.217 | 72.398 | 85.736 | 100.082 | 116.671 | 133.55 | 154.469 | 177.219 | 202.433 | 229.369 | 258.339 | 288.77 | 320.486 | 353.881 | 388.958 | 425.656
Option 3 SC | TAS |  | Distributed PV | 466.301 | 507.592 | 549.345 | 601.279 | 656.508 | 691.259 | 719.592 | 747.7 | 780.291 | 813.947 | 859.746 | 903.781 | 950.103 | 1002.903 | 1063.261 | 1121.926 | 1183.346 | 1239.592 | 1305.054 | 1363.723 | 1412.741 | 1468.813 | 1523.955 | 1578.121
Option 3 SC | TAS |  | Hydro | 2176.7 | 2176.7 | 2176.7 | 2176.7 | 2566.7 | 2566.7 | 2566.7 | 2566.7 | 2566.7 | 2566.7 | 2566.7 | 2566.7 | 2566.7 | 2566.7 | 2566.7 | 2566.7 | 2566.7 | 2566.7 | 2566.7 | 2566.7 | 2566.7 | 2566.7 | 2566.7 | 2566.7
Option 3 SC | TAS |  | OCGT | 178 | 178 | 178 | 178 | 178 | 178 | 178 | 178 | 178 | 178 | 178 | 178 | 178 | 178 | 58 | 58 | 58 | 58 | 58 | 58 | 58 | 58 | 58 | 58
Option 3 SC | TAS |  | PHES | 0 | 0 | 0 | 0 | 0 | 0 | 0 | 0 | 0 | 0 | 0 | 0 | 2.83e-06 | 2.83e-06 | 5.18e-06 | 5.18e-06 | 5.18e-06 | 5.18e-06 | 5.18e-06 | 5.18e-06 | 5.18e-06 | 5.18e-06 | 5.18e-06 | 5.18e-06
Option 3 SC | TAS |  | Solar | 7.33e-06 | 300 | 587.0001 | 672.2557 | 672.2557 | 1072.908 | 1072.908 | 1072.908 | 1072.908 | 1072.908 | 1072.908 | 1072.908 | 1094.6562 | 1094.6562 | 1094.6562 | 1094.6562 | 1094.6562 | 1094.6562 | 1094.6562 | 1094.6562 | 1094.6562 | 1094.6562 | 1094.6562 | 1094.6562
Option 3 SC | TAS |  | Wind | 561.6 | 582.4 | 1158.4805 | 1397.1444 | 1485.332 | 1794.2411 | 1794.2411 | 1794.2411 | 1794.2411 | 1794.2411 | 1794.2411 | 1886.4486 | 2191.9875 | 2191.9875 | 2191.9875 | 2191.9875 | 2191.9875 | 2191.9875 | 2047.9875 | 2047.9875 | 2047.9875 | 2047.9875 | 2047.9875 | 2047.9875
Option 3 SC | TAS | TAS | 24h | 0 | 0 | 0 | 0 | 0 | 0 | 0 | 0 | 0 | 0 | 0 | 0 | 0 | 0 | 0 | 0 | 0 | 0 | 0 | 0 | 0 | 0 | 0 | 0
Option 3 SC | TAS | TAS | 2h | 0 | 1.094e-05 | 1.46e-05 | 1.954e-05 | 1.954e-05 | 2.532e-05 | 2.532e-05 | 2.532e-05 | 2.532e-05 | 2.532e-05 | 2.532e-05 | 2.532e-05 | 2.532e-05 | 2.532e-05 | 2.532e-05 | 2.532e-05 | 2.532e-05 | 2.532e-05 | 2.532e-05 | 2.532e-05 | 2.532e-05 | 1.438e-05 | 1.072e-05 | 5.78e-06
Option 3 SC | TAS | TAS | 4h | 0 | 1.024e-05 | 1.414e-05 | 1.788e-05 | 2.141e-05 | 2.807e-05 | 2.807e-05 | 2.807e-05 | 2.807e-05 | 2.807e-05 | 2.807e-05 | 2.807e-05 | 2.807e-05 | 2.807e-05 | 2.807e-05 | 2.807e-05 | 2.807e-05 | 2.807e-05 | 2.807e-05 | 2.807e-05 | 2.807e-05 | 4.49e-05 | 4.1e-05 | 3.726e-05
Option 3 SC | TAS | TAS | 8h | 0 | 0 | 7.9e-06 | 1.139e-05 | 1.139e-05 | 1.375e-05 | 1.375e-05 | 1.375e-05 | 1.375e-05 | 1.375e-05 | 1.375e-05 | 1.375e-05 | 1.375e-05 | 1.375e-05 | 1.375e-05 | 1.375e-05 | 1.375e-05 | 1.375e-05 | 1.375e-05 | 1.375e-05 | 1.375e-05 | 1.375e-05 | 5.85e-06 | 2.37e-06
Option 3 SC | TAS | TAS | CCGT | 208 | 208 | 208 | 208 | 208 | 208 | 208 | 208 | 208 | 208 | 208 | 208 | 208 | 208 | 208 | 208 | 208 | 208 | 208 | 208 | 208 | 208 | 208 | 208
Option 3 SC | TAS | TAS | CST | 0 | 0 | 0 | 0 | 0 | 0 | 0 | 0 | 0 | 0 | 0 | 0 | 0 | 0 | 0 | 0 | 0 | 0 | 0 | 0 | 0 | 0 | 0 | 0
Option 3 SC | TAS | TAS | Coordinated CER | 6.527 | 10.363 | 15.074 | 24.345 | 30.078 | 36.266 | 43.756 | 51.733 | 61.217 | 72.398 | 85.736 | 100.082 | 116.671 | 133.55 | 154.469 | 177.219 | 202.433 | 229.369 | 258.339 | 288.77 | 320.486 | 353.881 | 388.958 | 425.656
Option 3 SC | TAS | TAS | Distributed PV | 466.301 | 507.592 | 549.345 | 601.279 | 656.508 | 691.259 | 719.592 | 747.7 | 780.291 | 813.947 | 859.746 | 903.781 | 950.103 | 1002.903 | 1063.261 | 1121.926 | 1183.346 | 1239.592 | 1305.054 | 1363.723 | 1412.741 | 1468.813 | 1523.955 | 1578.121
Option 3 SC | TAS | TAS | Hydro | 2176.7 | 2176.7 | 2176.7 | 2176.7 | 2566.7 | 2566.7 | 2566.7 | 2566.7 | 2566.7 | 2566.7 | 2566.7 | 2566.7 | 2566.7 | 2566.7 | 2566.7 | 2566.7 | 2566.7 | 2566.7 | 2566.7 | 2566.7 | 2566.7 | 2566.7 | 2566.7 | 2566.7
Option 3 SC | TAS | TAS | OCGT | 178 | 178 | 178 | 178 | 178 | 178 | 178 | 178 | 178 | 178 | 178 | 178 | 178 | 178 | 58 | 58 | 58 | 58 | 58 | 58 | 58 | 58 | 58 | 58
Option 3 SC | TAS | TAS | PHES | 0 | 0 | 0 | 0 | 0 | 0 | 0 | 0 | 0 | 0 | 0 | 0 | 2.83e-06 | 2.83e-06 | 5.18e-06 | 5.18e-06 | 5.18e-06 | 5.18e-06 | 5.18e-06 | 5.18e-06 | 5.18e-06 | 5.18e-06 | 5.18e-06 | 5.18e-06
Option 3 SC | TAS | TAS | Solar | 7.33e-06 | 300 | 587.0001 | 672.2557 | 672.2557 | 1072.908 | 1072.908 | 1072.908 | 1072.908 | 1072.908 | 1072.908 | 1072.908 | 1094.6562 | 1094.6562 | 1094.6562 | 1094.6562 | 1094.6562 | 1094.6562 | 1094.6562 | 1094.6562 | 1094.6562 | 1094.6562 | 1094.6562 | 1094.6562
Option 3 SC | TAS | TAS | Wind | 561.6 | 582.4 | 1158.4805 | 1397.1444 | 1485.332 | 1794.2411 | 1794.2411 | 1794.2411 | 1794.2411 | 1794.2411 | 1794.2411 | 1886.4486 | 2191.9875 | 2191.9875 | 2191.9875 | 2191.9875 | 2191.9875 | 2191.9875 | 2047.9875 | 2047.9875 | 2047.9875 | 2047.9875 | 2047.9875 | 2047.9875
Option 3 SC | VIC |  | 1h | 0 | 3.17 | 3.17 | 3.17 | 3.17 | 3.17 | 3.17 | 3.17 | 3.17 | 3.17 | 3.17 | 3.17 | 3.17 | 3.17 | 3.17 | 3.17 | 3.17 | 3.17 | 3.17 | 3.17 | 3.17 | 3.17 | 3.17 | 3.17
Option 3 SC | VIC |  | 2h | 1954.07 | 3443.57 | 3607.5901 | 3597.9901 | 3597.9901 | 3597.9901 | 3751.3301 | 3803.4601 | 3803.4601 | 3803.4601 | 3803.4601 | 3803.4601 | 3798.4601 | 3798.4601 | 3701.1001 | 3498.4601 | 3498.4601 | 3251.1001 | 3151.1001 | 3048.4601 | 2461.1001 | 1784.44 | 1787.08 | 1767.08
Option 3 SC | VIC |  | 4h | 0 | 1570 | 1985.7899 | 1985.7899 | 1985.7899 | 1985.7899 | 2000.2199 | 1985.7899 | 1985.7899 | 1985.7899 | 1985.7899 | 1985.7899 | 1985.7899 | 1985.7899 | 2000.2199 | 1985.7899 | 1985.7899 | 2000.2199 | 2001.8399 | 1985.7899 | 2000.2199 | 1082.9874 | 1038.4274 | 1038.4274
Option 3 SC | VIC |  | 8h | 0 | 0 | 5.524e-05 | 6.515e-05 | 6.515e-05 | 6.871e-05 | 6.871e-05 | 6.871e-05 | 6.871e-05 | 6.871e-05 | 6.871e-05 | 6.871e-05 | 6.871e-05 | 6.871e-05 | 6.871e-05 | 6.871e-05 | 6.871e-05 | 6.871e-05 | 6.871e-05 | 6.871e-05 | 6.871e-05 | 86.4889 | 86.4888 | 86.4888
Option 3 SC | VIC |  | Brown Coal | 4820 | 4820 | 3370 | 2790 | 2210 | 2210 | 2210 | 2210 | 0 | 0 | 0 | 0 | 0 | 0 | 0 | 0 | 0 | 0 | 0 | 0 | 0 | 0 | 0 | 0
Option 3 SC | VIC |  | CCGT | 500 | 500 | 500 | 500 | 500 | 500 | 500 | 500 | 500 | 500 | 500 | 500 | 500 | 500 | 0 | 0 | 0 | 0 | 0 | 0 | 0 | 0 | 0 | 0
Option 3 SC | VIC |  | Coordinated CER | 129.94 | 190.387 | 262.642 | 380.534 | 475.115 | 585.339 | 711.298 | 853.59 | 1012.449 | 1195.77 | 1399.077 | 1625.987 | 1872.336 | 2136.792 | 2453.285 | 2794.934 | 3172.367 | 3574.468 | 4004.367 | 4454.738 | 4925.069 | 5419.214 | 5938.101 | 6482.064
Option 3 SC | VIC |  | Distributed PV | 7097.091 | 7786.599 | 8463.572 | 9170.414 | 9877.789 | 10377.024 | 10825.044 | 11294.852 | 11811.802 | 12372.185 | 13012.483 | 13676.879 | 14418.838 | 15199.454 | 16064.1 | 16921.388 | 17823.77 | 18698.361 | 19630.919 | 20514.237 | 21369.886 | 22274.861 | 23194.091 | 24123.841
Option 3 SC | VIC |  | Hydro | 2267.02 | 2267.02 | 2267.02 | 2267.02 | 2267.02 | 2267.02 | 2267.02 | 2267.02 | 2267.02 | 2267.02 | 2267.02 | 2267.02 | 2267.02 | 2267.02 | 2267.02 | 2267.02 | 2267.02 | 2267.02 | 2267.02 | 2267.02 | 2267.02 | 2267.02 | 2267.02 | 2267.02
Option 3 SC | VIC |  | OCGT | 1900 | 1900 | 1900 | 1900 | 1900 | 1900 | 1900 | 1730 | 2039.894 | 2039.894 | 2039.894 | 2116.9816 | 3558.9796 | 3118.9796 | 3762.5249 | 4031.8453 | 3937.8453 | 3937.8453 | 3937.8453 | 3937.8453 | 4155.9771 | 4987.6827 | 4987.6827 | 6151.0717
Option 3 SC | VIC |  | Offshore Wind | 0 | 0 | 0 | 0 | 0 | 2000 | 2667 | 3333 | 4000 | 5000 | 6000 | 7000 | 8000 | 9000 | 9000 | 9000 | 9000 | 9000 | 9000 | 9000 | 9000 | 9000 | 9000 | 9000
Option 3 SC | VIC |  | Solar | 1559.56 | 3325.76 | 3894.83 | 3894.83 | 3894.8301 | 3894.8301 | 3894.8301 | 3894.8301 | 3894.8301 | 3894.8301 | 3894.8301 | 3894.8301 | 5194.1499 | 6588.602 | 7329.6473 | 7329.6473 | 7329.6473 | 7329.6473 | 7229.6773 | 7202.5073 | 7202.5073 | 7202.5073 | 7062.4773 | 6686.5473
Option 3 SC | VIC |  | Wind | 5270.28 | 5990.85 | 7912.85 | 9490.85 | 10038.35 | 10008.35 | 10008.35 | 10008.35 | 9816.35 | 9816.35 | 9816.35 | 9753.34 | 9650.744 | 9650.744 | 9648.4227 | 10040.1708 | 9989.6208 | 9672.4208 | 9887.173 | 10097.1606 | 10916.0999 | 10494.4099 | 10876.8251 | 10247.6283
Option 3 SC | VIC | MEL | 2h | 1090 | 1205 | 1205.0001 | 1205.0001 | 1205.0001 | 1205.0001 | 1455.0001 | 1455.0001 | 1455.0001 | 1455.0001 | 1455.0001 | 1455.0001 | 1455.0001 | 1455.0001 | 1455.0001 | 1155.0001 | 1155.0001 | 1155.0001 | 955.0001 | 955.0001 | 715.0001 | 600 | 600 | 600
Option 3 SC | VIC | MEL | 4h | 0 | 1220 | 1220 | 1220 | 1220 | 1220 | 1220 | 1220 | 1220 | 1220 | 1220 | 1220 | 1220 | 1220 | 1220 | 1220 | 1220 | 1220 | 1220 | 1220 | 1220 | 818.3974 | 818.3973 | 818.3973
Option 3 SC | VIC | MEL | 8h | 0 | 0 | 2.854e-05 | 3.272e-05 | 3.272e-05 | 3.418e-05 | 3.418e-05 | 3.418e-05 | 3.418e-05 | 3.418e-05 | 3.418e-05 | 3.418e-05 | 3.418e-05 | 3.418e-05 | 3.418e-05 | 3.418e-05 | 3.418e-05 | 3.418e-05 | 3.418e-05 | 3.418e-05 | 3.418e-05 | 86.4888 | 86.4888 | 86.4888
Option 3 SC | VIC | MEL | CCGT | 500 | 500 | 500 | 500 | 500 | 500 | 500 | 500 | 500 | 500 | 500 | 500 | 500 | 500 | 0 | 0 | 0 | 0 | 0 | 0 | 0 | 0 | 0 | 0
Option 3 SC | VIC | MEL | Coordinated CER | 94.231 | 138.075 | 190.575 | 275.904 | 346.21 | 428.629 | 523.21 | 630.383 | 750.353 | 889.43 | 1044.036 | 1216.802 | 1404.735 | 1606.904 | 1847.743 | 2108.067 | 2395.504 | 2702.149 | 3030.715 | 3375.24 | 3734.894 | 4113.14 | 4510.738 | 4927.99
Option 3 SC | VIC | MEL | Distributed PV | 4873.36 | 5357.816 | 5837.858 | 6330.209 | 6813.944 | 7164.72 | 7476.587 | 7796.426 | 8146.933 | 8530.509 | 8965.801 | 9428.723 | 9940.801 | 10481.752 | 11068.696 | 11654.918 | 12259.165 | 12843.123 | 13481.14 | 14084.224 | 14674.545 | 15291.304 | 15921.439 | 16560.042
Option 3 SC | VIC | MEL | OCGT | 482 | 482 | 482 | 482 | 482 | 482 | 482 | 312 | 621.894 | 621.894 | 621.894 | 698.9816 | 2140.9796 | 2140.9796 | 2784.5249 | 3053.8453 | 3053.8453 | 3053.8453 | 3053.8453 | 3053.8453 | 3271.9771 | 4091.5006 | 4091.5006 | 4573.1043
Option 3 SC | VIC | MEL | Solar | 1.101e-05 | 1.688e-05 | 1.816e-05 | 1.816e-05 | 4.759e-05 | 6.581e-05 | 6.581e-05 | 6.581e-05 | 6.581e-05 | 6.581e-05 | 6.581e-05 | 6.939e-05 | 6.939e-05 | 6.939e-05 | 7.096e-05 | 7.096e-05 | 7.214e-05 | 7.214e-05 | 7.214e-05 | 7.214e-05 | 7.449e-05 | 7.771e-05 | 8.248e-05 | 8.657e-05
Option 3 SC | VIC | SEV | 2h | 255 | 416.44 | 416.44 | 416.44 | 416.44 | 416.44 | 419.08 | 416.44 | 416.44 | 416.44 | 416.44 | 416.44 | 411.44 | 411.44 | 414.08 | 411.44 | 411.44 | 264.08 | 264.08 | 161.44 | 164.08 | 61.44 | 64.08 | 64.08
Option 3 SC | VIC | SEV | 4h | 0 | 350 | 350 | 350 | 350 | 350 | 350 | 350 | 350 | 350 | 350 | 350 | 350 | 350 | 350 | 350 | 350 | 350 | 350 | 350 | 350 | 0 | 0 | 0
Option 3 SC | VIC | SEV | 8h | 0 | 0 | 2.67e-05 | 3.243e-05 | 3.243e-05 | 3.453e-05 | 3.453e-05 | 3.453e-05 | 3.453e-05 | 3.453e-05 | 3.453e-05 | 3.453e-05 | 3.453e-05 | 3.453e-05 | 3.453e-05 | 3.453e-05 | 3.453e-05 | 3.453e-05 | 3.453e-05 | 3.453e-05 | 3.453e-05 | 7.303e-05 | 4.634e-05 | 4.06e-05
Option 3 SC | VIC | SEV | Brown Coal | 4820 | 4820 | 3370 | 2790 | 2210 | 2210 | 2210 | 2210 | 0 | 0 | 0 | 0 | 0 | 0 | 0 | 0 | 0 | 0 | 0 | 0 | 0 | 0 | 0 | 0
Option 3 SC | VIC | SEV | Coordinated CER | 9.166 | 13.427 | 18.501 | 26.833 | 33.016 | 40.094 | 48.079 | 57.011 | 66.9 | 78.143 | 90.516 | 104.269 | 119.103 | 134.915 | 154.092 | 174.707 | 197.499 | 221.69 | 247.385 | 274.2 | 302.195 | 331.497 | 362.149 | 394.158
Option 3 SC | VIC | SEV | Distributed PV | 471.244 | 522.733 | 572.817 | 626.341 | 681.493 | 718.953 | 752.927 | 789.826 | 830.456 | 873.827 | 923.9 | 973.796 | 1030.37 | 1089.459 | 1157.088 | 1223.324 | 1295.335 | 1365.397 | 1437.267 | 1505.531 | 1570.5 | 1640.565 | 1711.024 | 1782.021
Option 3 SC | VIC | SEV | OCGT | 834 | 834 | 834 | 834 | 834 | 834 | 834 | 834 | 834 | 834 | 834 | 834 | 834 | 394 | 394 | 394 | 300 | 300 | 300 | 300 | 300 | 300 | 300 | 300
Option 3 SC | VIC | SEV | Offshore Wind | 0 | 0 | 0 | 0 | 0 | 2000 | 2196.2515 | 2862.2515 | 3529.2515 | 4464.7076 | 5220 | 6220 | 7220 | 8220 | 8220 | 8220 | 8220 | 8220 | 8220 | 8220 | 8220 | 8220 | 8220 | 8220
Option 3 SC | VIC | SEV | Solar | 4.39e-06 | 643.3261 | 643.3261 | 643.3261 | 643.3261 | 643.3261 | 643.3261 | 643.3261 | 643.3261 | 643.3261 | 643.3261 | 643.3261 | 643.3261 | 643.3261 | 643.3261 | 643.3261 | 643.3261 | 643.3261 | 643.3261 | 643.3261 | 643.3261 | 643.3261 | 643.3261 | 643.3262
Option 3 SC | VIC | SEV | Wind | 106.6 | 106.6 | 106.6 | 106.6001 | 106.6001 | 106.6001 | 106.6001 | 106.6001 | 106.6001 | 106.6001 | 106.6001 | 106.6001 | 106.6001 | 106.6001 | 6.746e-05 | 6.746e-05 | 6.746e-05 | 6.746e-05 | 6.746e-05 | 6.746e-05 | 6.746e-05 | 6.746e-05 | 6.746e-05 | 6.746e-05
Option 3 SC | VIC | WNV | 1h | 0 | 3.17 | 3.17 | 3.17 | 3.17 | 3.17 | 3.17 | 3.17 | 3.17 | 3.17 | 3.17 | 3.17 | 3.17 | 3.17 | 3.17 | 3.17 | 3.17 | 3.17 | 3.17 | 3.17 | 3.17 | 3.17 | 3.17 | 3.17
Option 3 SC | VIC | WNV | 2h | 609.07 | 1822.13 | 1986.15 | 1976.55 | 1976.55 | 1976.55 | 1877.25 | 1932.02 | 1932.02 | 1932.02 | 1932.02 | 1932.02 | 1932.02 | 1932.02 | 1832.02 | 1932.02 | 1932.02 | 1832.02 | 1932.02 | 1932.02 | 1582.02 | 1123 | 1123 | 1103
Option 3 SC | VIC | WNV | 4h | 0 | 0 | 415.7899 | 415.7899 | 415.7899 | 415.7899 | 430.2199 | 415.7899 | 415.7899 | 415.7899 | 415.7899 | 415.7899 | 415.7899 | 415.7899 | 430.2199 | 415.7899 | 415.7899 | 430.2199 | 431.8399 | 415.7899 | 430.2199 | 264.59 | 220.0301 | 220.0301
Option 3 SC | VIC | WNV | Coordinated CER | 26.543 | 38.885 | 53.566 | 77.797 | 95.889 | 116.616 | 140.009 | 166.196 | 195.196 | 228.197 | 264.525 | 304.916 | 348.498 | 394.973 | 451.45 | 512.16 | 579.364 | 650.629 | 726.267 | 805.298 | 887.98 | 974.577 | 1065.214 | 1159.916
Option 3 SC | VIC | WNV | Distributed PV | 1752.487 | 1906.05 | 2052.897 | 2213.864 | 2382.352 | 2493.351 | 2595.53 | 2708.6 | 2834.413 | 2967.849 | 3122.782 | 3274.36 | 3447.667 | 3628.243 | 3838.316 | 4043.146 | 4269.27 | 4489.841 | 4712.512 | 4924.482 | 5124.841 | 5342.992 | 5561.628 | 5781.778
Option 3 SC | VIC | WNV | Hydro | 2267.02 | 2267.02 | 2267.02 | 2267.02 | 2267.02 | 2267.02 | 2267.02 | 2267.02 | 2267.02 | 2267.02 | 2267.02 | 2267.02 | 2267.02 | 2267.02 | 2267.02 | 2267.02 | 2267.02 | 2267.02 | 2267.02 | 2267.02 | 2267.02 | 2267.02 | 2267.02 | 2267.02
Option 3 SC | VIC | WNV | OCGT | 584 | 584 | 584 | 584 | 584 | 584 | 584 | 584 | 584 | 584 | 584 | 584 | 584 | 584 | 584 | 584 | 584 | 584 | 584 | 584 | 584 | 596.1821 | 596.1821 | 1277.9673
Option 3 SC | VIC | WNV | Offshore Wind | 0 | 0 | 0 | 0 | 0 | 3.206e-05 | 470.7485 | 470.7485 | 470.7485 | 535.2924 | 780 | 780 | 780 | 780 | 780 | 780 | 780 | 780 | 780 | 780 | 780 | 780 | 780 | 780
Option 3 SC | VIC | WNV | Solar | 1559.56 | 2682.4339 | 3251.5039 | 3251.5039 | 3251.5039 | 3251.5039 | 3251.5039 | 3251.5039 | 3251.5039 | 3251.5039 | 3251.5039 | 3251.5039 | 4550.8237 | 5945.2758 | 6686.3211 | 6686.3211 | 6686.3211 | 6686.3211 | 6586.3511 | 6559.1811 | 6559.1811 | 6559.1811 | 6419.1511 | 6043.2211
Option 3 SC | VIC | WNV | Wind | 5163.68 | 5884.25 | 7806.25 | 9384.2499 | 9931.7499 | 9901.75 | 9901.75 | 9901.75 | 9709.75 | 9709.75 | 9709.75 | 9646.74 | 9544.1439 | 9544.1439 | 9648.4226 | 10040.1707 | 9989.6208 | 9672.4208 | 9887.173 | 10097.1605 | 10916.0998 | 10494.4098 | 10876.825 | 10247.6282
Option 4 SC | NEM |  | 12h | 0 | 0 | 0 | 810 | 810 | 810 | 810 | 810 | 810 | 810 | 810 | 810 | 810 | 810 | 810 | 810 | 810 | 810 | 810 | 810 | 810 | 810 | 810 | 810
Option 4 SC | NEM |  | 1h | 472.02 | 875.19 | 875.19 | 875.19 | 875.19 | 875.19 | 875.19 | 875.19 | 875.19 | 875.19 | 875.19 | 875.19 | 875.19 | 875.19 | 875.19 | 875.19 | 875.19 | 825.19 | 825.19 | 825.19 | 825.19 | 825.19 | 825.19 | 425.19
Option 4 SC | NEM |  | 24h | 0 | 0 | 0 | 0 | 0 | 0 | 0 | 0 | 0 | 0 | 0 | 0 | 4.93e-06 | 5.93e-06 | 5.93e-06 | 7e-06 | 7e-06 | 7e-06 | 7e-06 | 7e-06 | 7e-06 | 7e-06 | 7e-06 | 7e-06
Option 4 SC | NEM |  | 2h | 5866.57 | 9418.47 | 9932.49 | 10222.89 | 10889.02 | 10889.02 | 11042.36 | 11111.35 | 11059.4901 | 11075.0901 | 11009.4901 | 11016.4601 | 10904.4903 | 10904.4905 | 10746.4405 | 10531.8006 | 10497.1109 | 10003.3409 | 9390.0209 | 8704.8309 | 7911.7609 | 5339.8004 | 4947.2004 | 4531.8004
Option 4 SC | NEM |  | 4h | 1893.63 | 5327.67 | 7462.44 | 8251.11 | 8251.11 | 8451.11 | 8465.54 | 8236.33 | 8464.5991 | 8464.5991 | 8464.5991 | 8208.5991 | 8464.5991 | 8464.5992 | 8520.2492 | 8912.9575 | 8949.7706 | 9073.5036 | 8943.0091 | 8850.9742 | 8258.461 | 7641.1446 | 5948.7918 | 5591.0703
Option 4 SC | NEM |  | 8h | 325 | 599.84 | 1757.86 | 2681.19 | 2681.19 | 2895.485 | 3720.11 | 4544.86 | 4544.86 | 4544.86 | 4544.86 | 4544.86 | 4544.8601 | 4589.418 | 4867.2244 | 4867.2244 | 5316.6721 | 5403.9967 | 5403.9967 | 5473.2056 | 5148.2056 | 7420.1677 | 7666.6502 | 8673.818
Option 4 SC | NEM |  | Biomass | 32 | 32 | 32 | 32 | 32 | 32 | 32 | 32 | 32 | 32 | 32 | 32 | 32 | 32 | 32 | 32 | 32 | 32 | 32 | 32 | 32 | 32 | 32 | 32
Option 4 SC | NEM |  | Black Coal | 16435 | 16435 | 16435 | 10515 | 9145 | 9145 | 9145 | 7140 | 7140 | 7140 | 6440 | 5290 | 5290 | 5290 | 3900 | 3900 | 3156 | 2791 | 2426 | 2061 | 1696 | 1696 | 1696 | 0
Option 4 SC | NEM |  | Brown Coal | 4820 | 4820 | 3370 | 2790 | 2210 | 2210 | 2210 | 2210 | 0 | 0 | 0 | 0 | 0 | 0 | 0 | 0 | 0 | 0 | 0 | 0 | 0 | 0 | 0 | 0
Option 4 SC | NEM |  | CCGT | 4334.9 | 4154.9 | 3554.9 | 3554.9 | 3554.9 | 3554.9 | 3554.9 | 3554.9 | 3554.9 | 3554.9 | 3169.9 | 2640.9 | 2553.5 | 2496.5 | 1996.5 | 1996.5 | 1996.5 | 1596.5 | 1596.5 | 952 | 952 | 708 | 708 | 708
Option 4 SC | NEM |  | CST | 0 | 0 | 0 | 0 | 0 | 0 | 0 | 0 | 0 | 0 | 0 | 0 | 0 | 0 | 0 | 0 | 0 | 0 | 0 | 0 | 0 | 0 | 0 | 0
Option 4 SC | NEM |  | Coordinated CER | 625.334 | 893.362 | 1208.587 | 1613.871 | 1960.463 | 2357.52 | 2809.35 | 3315.404 | 3877.588 | 4521.553 | 5237.372 | 6027.29 | 6900.098 | 7821.279 | 8943.224 | 10148.988 | 11471.605 | 12877.186 | 14372.166 | 15924.376 | 17535.429 | 19218.289 | 20977.79 | 22803.02
Option 4 SC | NEM |  | DSP | 6000 | 6000 | 6000 | 6000 | 6000 | 6000 | 6000 | 6000 | 6000 | 6000 | 6000 | 6000 | 6000 | 6000 | 6000 | 6000 | 6000 | 6000 | 6000 | 6000 | 6000 | 6000 | 6000 | 6000
Option 4 SC | NEM |  | Distributed PV | 29289.282 | 31462.66 | 33595.406 | 35842.61 | 38163.194 | 39942.214 | 41620.761 | 43360.415 | 45267.273 | 47252.087 | 49525.151 | 51807.679 | 54309.504 | 56968.405 | 59891.358 | 62783.031 | 65810.21 | 68755.452 | 71925.226 | 74936.533 | 77742.089 | 80726.876 | 83698.074 | 86655.55
Option 4 SC | NEM |  | H2 Reciprocating Engine | 0 | 0 | 400 | 400 | 400 | 400 | 400 | 400 | 400 | 400 | 400 | 400 | 400 | 400 | 400 | 400 | 400 | 400 | 400 | 400 | 400 | 400 | 400 | 400
Option 4 SC | NEM |  | Hydro | 6885.12 | 6885.12 | 6885.12 | 6885.12 | 7275.12 | 7275.12 | 7275.12 | 7275.12 | 7275.12 | 7275.12 | 7275.12 | 7275.12 | 7275.12 | 7275.12 | 7275.12 | 7275.12 | 7275.12 | 7275.12 | 7275.12 | 7275.12 | 7275.12 | 7275.12 | 7275.12 | 7275.12
Option 4 SC | NEM |  | Liquid Fuel | 836.88 | 700.38 | 700.38 | 700.38 | 700.38 | 700.38 | 700.38 | 408.38 | 408.38 | 408.38 | 408.38 | 408.38 | 408.38 | 408.38 | 408.38 | 408.38 | 408.38 | 408.38 | 276.88 | 276.88 | 122.88 | 122.88 | 122.88 | 122.88
Option 4 SC | NEM |  | OCGT | 7111.76 | 7111.76 | 7228.76 | 7228.76 | 6982.76 | 7382.645 | 7382.645 | 7212.645 | 7408.8106 | 7333.936 | 7277.236 | 7346.4398 | 9646.2594 | 9206.2594 | 10138.1769 | 10399.8423 | 10926.7103 | 10926.7103 | 11134.3703 | 12450.5441 | 12092.3777 | 13180.0924 | 13180.0924 | 14316.9502
Option 4 SC | NEM |  | Offshore Wind | 0 | 0 | 0 | 0 | 0 | 2000 | 2667 | 3333 | 4000 | 5000 | 6000 | 7000 | 8000 | 9000 | 9000 | 9000 | 9000 | 9000 | 9000 | 9000 | 9000 | 9000 | 9000 | 9000
Option 4 SC | NEM |  | PHES | 1067 | 1067 | 3267 | 3267 | 3267 | 3267 | 3267 | 3267 | 5265 | 5265 | 5265 | 5265 | 5265 | 5265.0001 | 5265.0001 | 5265.0001 | 5265.0001 | 5265.0001 | 5265.0001 | 5265.0001 | 5265.0001 | 5265.0001 | 5265.0001 | 5265.0001
Option 4 SC | NEM |  | Solar | 11310.15 | 20544.209 | 27329.2954 | 31238.7956 | 31684.8865 | 32626.1797 | 35916.3082 | 36667.4584 | 38112.5928 | 39260.4721 | 41617.0543 | 42236.6592 | 46661.3976 | 50524.7326 | 52125.0549 | 54206.0341 | 59170.7558 | 58798.9211 | 58334.2511 | 58792.5776 | 58115.9943 | 59429.5731 | 63202.5125 | 63509.5633
Option 4 SC | NEM |  | Wind | 13903.11 | 15421.17 | 19055.8043 | 24885.7086 | 28464.8487 | 30925.5501 | 31463.7875 | 32292.8772 | 35463.2293 | 35193.0493 | 36664.0133 | 38144.159 | 43448.7923 | 45064.9566 | 45592.3064 | 47145.5016 | 49215.4839 | 50461.1771 | 50078.9845 | 50625.1196 | 51183.5748 | 51164.7648 | 51188.3322 | 50038.4924
Option 4 SC | NSW |  | 12h | 0 | 0 | 0 | 810 | 810 | 810 | 810 | 810 | 810 | 810 | 810 | 810 | 810 | 810 | 810 | 810 | 810 | 810 | 810 | 810 | 810 | 810 | 810 | 810
Option 4 SC | NSW |  | 1h | 250 | 250 | 250 | 250 | 250 | 250 | 250 | 250 | 250 | 250 | 250 | 250 | 250 | 250 | 250 | 250 | 250 | 200 | 200 | 200 | 200 | 200 | 200 | 200
Option 4 SC | NSW |  | 2h | 722.65 | 1224.65 | 1224.65 | 1224.65 | 1924.78 | 1924.78 | 1924.78 | 1919.07 | 1914.78 | 1914.78 | 1864.78 | 1864.78 | 1864.7803 | 1864.7804 | 1804.0904 | 1804.0904 | 1799.8005 | 1804.0906 | 1799.8006 | 1779.8006 | 1784.0906 | 1814.79 | 1714.8 | 1714.8
Option 4 SC | NSW |  | 4h | 1333.63 | 2626.3026 | 3820.836 | 3858.8407 | 3858.8407 | 4058.8407 | 4058.8407 | 4100.0607 | 4058.8407 | 4058.8407 | 4058.8407 | 4058.8407 | 4058.8407 | 4058.8407 | 4100.0607 | 4100.0607 | 4058.8407 | 4100.0607 | 4058.8407 | 3598.8407 | 3140.0607 | 2087.3882 | 851.6349 | 813.6302
Option 4 SC | NSW |  | 8h | 325 | 599.84 | 1439 | 2116.33 | 2116.33 | 2330.625 | 3155.25 | 3980 | 3980 | 3980 | 3980 | 3980 | 3980 | 3993.1701 | 4270.9765 | 4270.9765 | 4720.4241 | 4720.4241 | 4720.4241 | 4720.4241 | 4395.4241 | 5482.6495 | 5183.9429 | 4770.5354
Option 4 SC | NSW |  | Black Coal | 8305 | 8305 | 8305 | 4765 | 3395 | 3395 | 3395 | 1390 | 1390 | 1390 | 1390 | 1390 | 1390 | 1390 | 0 | 0 | 0 | 0 | 0 | 0 | 0 | 0 | 0 | 0
Option 4 SC | NSW |  | CCGT | 720 | 720 | 720 | 720 | 720 | 720 | 720 | 720 | 720 | 720 | 720 | 720 | 720 | 720 | 720 | 720 | 720 | 320 | 320 | 320 | 320 | 320 | 320 | 320
Option 4 SC | NSW |  | CST | 0 | 0 | 0 | 0 | 0 | 0 | 0 | 0 | 0 | 0 | 0 | 0 | 0 | 0 | 0 | 0 | 0 | 0 | 0 | 0 | 0 | 0 | 0 | 0
Option 4 SC | NSW |  | Coordinated CER | 232.942 | 336.928 | 459.848 | 617.188 | 735.524 | 870.4 | 1024.175 | 1194.415 | 1382.651 | 1598.227 | 1838.411 | 2101.966 | 2394.343 | 2703.24 | 3089.994 | 3504.578 | 3958.068 | 4435.939 | 4945.173 | 5471.86 | 6021.613 | 6591.288 | 7184.919 | 7803.207
Option 4 SC | NSW |  | DSP | 6000 | 6000 | 6000 | 6000 | 6000 | 6000 | 6000 | 6000 | 6000 | 6000 | 6000 | 6000 | 6000 | 6000 | 6000 | 6000 | 6000 | 6000 | 6000 | 6000 | 6000 | 6000 | 6000 | 6000
Option 4 SC | NSW |  | Distributed PV | 10017.674 | 10790.801 | 11554.41 | 12335.243 | 13135.679 | 13795.227 | 14435.378 | 15056.232 | 15736.194 | 16430.841 | 17242.552 | 18062.701 | 18970.899 | 19928.832 | 20976.515 | 21997.404 | 23045.854 | 24055.428 | 25184.334 | 26259.378 | 27258.006 | 28319.668 | 29356.855 | 30395.222
Option 4 SC | NSW |  | Hydro | 2285 | 2285 | 2285 | 2285 | 2285 | 2285 | 2285 | 2285 | 2285 | 2285 | 2285 | 2285 | 2285 | 2285 | 2285 | 2285 | 2285 | 2285 | 2285 | 2285 | 2285 | 2285 | 2285 | 2285
Option 4 SC | NSW |  | OCGT | 2312.5 | 2312.5 | 2312.5 | 2312.5 | 2312.5 | 2312.5 | 2312.5 | 2312.5 | 2312.5 | 2312.5 | 2291.7 | 2291.7 | 3133.6906 | 3133.6906 | 3656.9341 | 3656.9341 | 3921.9399 | 3921.9399 | 3738.3435 | 4229.6756 | 4229.6756 | 4229.6756 | 4229.6756 | 4229.6756
Option 4 SC | NSW |  | Offshore Wind | 0 | 0 | 0 | 0 | 0 | 0 | 0 | 0 | 0 | 0 | 0 | 0 | 4.28e-06 | 5.6e-06 | 8.08e-06 | 1.06e-05 | 3.529e-05 | 3.923e-05 | 3.923e-05 | 3.923e-05 | 3.923e-05 | 3.923e-05 | 3.923e-05 | 3.923e-05
Option 4 SC | NSW |  | PHES | 247 | 247 | 2447 | 2447 | 2447 | 2447 | 2447 | 2447 | 2447 | 2447 | 2447 | 2447 | 2447 | 2447 | 2447 | 2447 | 2447 | 2447 | 2447 | 2447 | 2447 | 2447 | 2447 | 2447
Option 4 SC | NSW |  | Solar | 5241.41 | 9235.0259 | 14191.6411 | 18019.4135 | 18466.0743 | 18812.6871 | 22103.3756 | 22855.0258 | 24300.6402 | 25013.2662 | 25554.9719 | 25554.972 | 26444.9719 | 27216.1667 | 27925.5509 | 28899.969 | 31016.0182 | 30800.1531 | 30800.1531 | 30764.1431 | 30623.1431 | 30612.1429 | 31201.8273 | 30677.8473
Option 4 SC | NSW |  | Wind | 2779.54 | 3050.02 | 3647.8689 | 6926.9965 | 9312.2056 | 10571.0445 | 10571.0445 | 10571.0445 | 13114.7766 | 13114.7766 | 14410.182 | 14410.182 | 15757.1954 | 16411.7744 | 16499.9318 | 17579.6035 | 18837.2549 | 18892.1761 | 18892.1761 | 18655.1661 | 18436.4661 | 18839.3461 | 18702.1989 | 18589.0089
Option 4 SC | NSW | CNSW | 12h | 0 | 0 | 0 | 810 | 810 | 810 | 810 | 810 | 810 | 810 | 810 | 810 | 810 | 810 | 810 | 810 | 810 | 810 | 810 | 810 | 810 | 810 | 810 | 810
Option 4 SC | NSW | CNSW | 2h | 192.02 | 244.02 | 244.02 | 244.02 | 244.02 | 244.02 | 244.02 | 244.02 | 244.02 | 244.02 | 244.02 | 244.02 | 244.0201 | 244.0201 | 244.0201 | 244.0201 | 244.0202 | 244.0202 | 244.0202 | 224.0202 | 224.0202 | 454.7197 | 454.7197 | 454.7197
Option 4 SC | NSW | CNSW | 4h | 873.63 | 873.63 | 873.63 | 873.63 | 873.63 | 873.63 | 873.63 | 914.85 | 873.63 | 873.63 | 873.63 | 873.63 | 873.63 | 873.63 | 914.85 | 914.85 | 873.6301 | 914.8501 | 873.6301 | 873.6301 | 414.8501 | 414.8502 | 373.6301 | 373.6301
Option 4 SC | NSW | CNSW | 8h | 0 | 49.84 | 488.163 | 566.586 | 566.586 | 566.586 | 566.586 | 892.2018 | 892.2018 | 892.2018 | 892.2018 | 892.2018 | 892.2018 | 905.3719 | 1183.1783 | 1183.1783 | 1632.6259 | 1632.6259 | 1632.6259 | 1632.6259 | 1632.6259 | 2395.7904 | 2297.9208 | 2219.4978
Option 4 SC | NSW | CNSW | Black Coal | 4105 | 4105 | 4105 | 3445 | 2075 | 2075 | 2075 | 1390 | 1390 | 1390 | 1390 | 1390 | 1390 | 1390 | 0 | 0 | 0 | 0 | 0 | 0 | 0 | 0 | 0 | 0
Option 4 SC | NSW | CNSW | CST | 0 | 0 | 0 | 0 | 0 | 0 | 0 | 0 | 0 | 0 | 0 | 0 | 0 | 0 | 0 | 0 | 0 | 0 | 0 | 0 | 0 | 0 | 0 | 0
Option 4 SC | NSW | CNSW | Coordinated CER | 23.797 | 34.387 | 46.875 | 62.775 | 73.852 | 86.248 | 100.188 | 115.438 | 132.131 | 150.922 | 171.733 | 194.403 | 219.441 | 245.642 | 279.022 | 314.621 | 353.52 | 394.3 | 437.591 | 482.06 | 528.291 | 575.911 | 625.312 | 676.484
Option 4 SC | NSW | CNSW | Distributed PV | 1050.609 | 1129.624 | 1207.351 | 1288.623 | 1374.336 | 1442.165 | 1507.993 | 1572.901 | 1644.325 | 1716.397 | 1802.102 | 1886.231 | 1978.835 | 2075.868 | 2184.599 | 2289.744 | 2400.075 | 2506.735 | 2623.793 | 2735.219 | 2835.888 | 2944.527 | 3050.124 | 3155.404
Option 4 SC | NSW | CNSW | OCGT | 0 | 0 | 0 | 0 | 0 | 0 | 0 | 0 | 0 | 0 | 0 | 0 | 0 | 0 | 0 | 0 | 0 | 0 | 435.2164 | 788.0941 | 788.0941 | 788.0941 | 788.0941 | 788.0941
Option 4 SC | NSW | CNSW | PHES | 247 | 247 | 247 | 247 | 247 | 247 | 247 | 247 | 247 | 247 | 247 | 247 | 247 | 247 | 247 | 247 | 247 | 247 | 247 | 247 | 247 | 247 | 247 | 247
Option 4 SC | NSW | CNSW | Solar | 2127.38 | 3525.3138 | 6695.2735 | 9789.2069 | 10139.2069 | 10314.2069 | 11110.8146 | 11862.4647 | 12868.8226 | 13236.8635 | 13705.0089 | 13705.0089 | 13705.0089 | 14476.2036 | 14928.7691 | 15034.4192 | 17150.4683 | 17157.6333 | 17157.6333 | 17121.6233 | 17121.6233 | 17143.023 | 17216.7228 | 17025.0828
Option 4 SC | NSW | CNSW | Wind | 498.03 | 498.03 | 1095.8789 | 4287.5344 | 6154.8011 | 6829 | 6829 | 6829 | 7117 | 7117 | 8117 | 8117 | 8435 | 9014.1918 | 8907.3918 | 9851.22 | 9851.22 | 9851.22 | 9851.22 | 9851.22 | 9851.22 | 9851.22 | 9851.22 | 9738.03
Option 4 SC | NSW | NNSW | 1h | 200 | 200 | 200 | 200 | 200 | 200 | 200 | 200 | 200 | 200 | 200 | 200 | 200 | 200 | 200 | 200 | 200 | 200 | 200 | 200 | 200 | 200 | 200 | 200
Option 4 SC | NSW | NNSW | 2h | 0 | 450 | 450 | 450 | 450 | 450 | 450 | 450 | 450 | 450 | 450 | 450 | 450 | 450 | 450 | 450 | 450 | 450 | 450 | 450 | 450 | 250 | 250 | 250
Option 4 SC | NSW | NNSW | 8h | 275 | 400 | 600.8368 | 645.8727 | 645.8727 | 712.6837 | 712.6837 | 712.6837 | 712.6837 | 712.6837 | 712.6837 | 712.6837 | 712.6837 | 712.6837 | 712.6837 | 712.6837 | 712.6837 | 712.6837 | 712.6837 | 712.6837 | 437.6837 | 312.6837 | 111.8469 | 66.811
Option 4 SC | NSW | NNSW | CST | 0 | 0 | 0 | 0 | 0 | 0 | 0 | 0 | 0 | 0 | 0 | 0 | 0 | 0 | 0 | 0 | 0 | 0 | 0 | 0 | 0 | 0 | 0 | 0
Option 4 SC | NSW | NNSW | Coordinated CER | 30.914 | 44.531 | 60.515 | 80.765 | 94.896 | 110.715 | 128.523 | 148.037 | 169.432 | 193.59 | 220.371 | 249.558 | 281.776 | 315.503 | 358.111 | 403.538 | 453.101 | 505.112 | 560.324 | 617.114 | 676.241 | 737.203 | 800.507 | 866.136
Option 4 SC | NSW | NNSW | Distributed PV | 1425.448 | 1526.742 | 1625.52 | 1727.263 | 1832.976 | 1917.456 | 1999.176 | 2079.178 | 2166.971 | 2255.764 | 2360.613 | 2464.168 | 2577.956 | 2696.966 | 2829.062 | 2956.713 | 3089.704 | 3218.007 | 3359.25 | 3493.489 | 3615.343 | 3746.248 | 3873.543 | 4000.449
Option 4 SC | NSW | NNSW | PHES | 0 | 0 | 0 | 0 | 0 | 0 | 0 | 0 | 0 | 0 | 0 | 0 | 3.59e-06 | 4.65e-06 | 4.65e-06 | 4.65e-06 | 4.65e-06 | 6.98e-06 | 6.98e-06 | 6.98e-06 | 6.98e-06 | 6.98e-06 | 6.98e-06 | 6.98e-06
Option 4 SC | NSW | NNSW | Solar | 701.02 | 1036.4188 | 1383.3292 | 1466.0862 | 1545.384 | 1716.9968 | 3938.8362 | 3938.8362 | 3938.8362 | 3938.8362 | 3938.8362 | 3938.8362 | 3938.8362 | 3938.8362 | 3938.8362 | 3938.8362 | 3938.8362 | 3918.8362 | 3918.8362 | 3918.8362 | 3862.8362 | 3862.8362 | 3862.8362 | 3862.8362
Option 4 SC | NSW | NNSW | Wind | 442.48 | 442.48 | 442.48 | 442.48 | 652.48 | 652.48 | 652.48 | 652.48 | 2452.48 | 2452.48 | 2794.3852 | 2794.3852 | 2621.9052 | 2621.9052 | 3028.3312 | 3167.3004 | 4424.4867 | 4154.4867 | 4154.4867 | 4154.4867 | 4154.4867 | 4154.4867 | 4400.7996 | 4400.7996
Option 4 SC | NSW | SNSW | 1h | 50 | 50 | 50 | 50 | 50 | 50 | 50 | 50 | 50 | 50 | 50 | 50 | 50 | 50 | 50 | 50 | 50 | 0 | 0 | 0 | 0 | 0 | 0 | 0
Option 4 SC | NSW | SNSW | 2h | 265.6 | 265.6 | 265.6 | 265.6 | 265.6 | 265.6 | 265.6 | 259.89 | 255.6 | 255.6 | 255.6 | 255.6 | 255.6 | 255.6 | 259.89 | 259.89 | 255.6 | 259.89 | 255.6 | 255.6 | 259.89 | 259.89 | 159.9 | 159.9
Option 4 SC | NSW | SNSW | 4h | 0 | 0 | 0 | 0 | 0 | 200 | 200 | 200 | 200 | 200 | 200 | 200 | 200 | 200 | 200 | 200 | 200 | 200 | 200 | 200 | 200 | 200 | 200 | 200
Option 4 SC | NSW | SNSW | 8h | 50 | 150 | 350.0001 | 350.0001 | 350.0001 | 350.0001 | 350.0001 | 350.0001 | 350.0001 | 350.0001 | 350.0001 | 350.0001 | 350.0001 | 350.0001 | 350.0001 | 350.0001 | 350.0001 | 350.0001 | 350.0001 | 350.0001 | 300.0001 | 200.0001 | 200 | 200
Option 4 SC | NSW | SNSW | CST | 0 | 0 | 0 | 0 | 0 | 0 | 0 | 0 | 0 | 0 | 0 | 0 | 0 | 0 | 0 | 0 | 0 | 0 | 0 | 0 | 0 | 0 | 0 | 0
Option 4 SC | NSW | SNSW | Coordinated CER | 36.845 | 53.259 | 72.629 | 97.332 | 115.495 | 136.006 | 159.202 | 184.684 | 212.654 | 244.272 | 279.24 | 317.305 | 359.278 | 403.263 | 458.66 | 517.734 | 582.172 | 649.751 | 721.479 | 795.257 | 871.964 | 951.123 | 1033.162 | 1118.291
Option 4 SC | NSW | SNSW | Distributed PV | 1675.103 | 1797.177 | 1917.549 | 2042.34 | 2172.576 | 2277.054 | 2378.427 | 2477.775 | 2586.879 | 2697.403 | 2828.253 | 2957.395 | 3100.075 | 3249.851 | 3416.21 | 3577.423 | 3745.294 | 3907.299 | 4086.123 | 4256.287 | 4411.385 | 4577.844 | 4739.824 | 4901.457
Option 4 SC | NSW | SNSW | Hydro | 2285 | 2285 | 2285 | 2285 | 2285 | 2285 | 2285 | 2285 | 2285 | 2285 | 2285 | 2285 | 2285 | 2285 | 2285 | 2285 | 2285 | 2285 | 2285 | 2285 | 2285 | 2285 | 2285 | 2285
Option 4 SC | NSW | SNSW | OCGT | 692 | 692 | 692 | 692 | 692 | 692 | 692 | 692 | 692 | 692 | 692 | 692 | 692 | 692 | 692 | 692 | 692 | 692 | 0 | 0 | 0 | 0 | 0 | 0
Option 4 SC | NSW | SNSW | PHES | 0 | 0 | 2200 | 2200 | 2200 | 2200 | 2200 | 2200 | 2200 | 2200 | 2200 | 2200 | 2200 | 2200 | 2200 | 2200 | 2200 | 2200 | 2200 | 2200 | 2200 | 2200 | 2200 | 2200
Option 4 SC | NSW | SNSW | Solar | 2413.01 | 4673.2933 | 6113.0384 | 6764.1204 | 6781.4834 | 6781.4834 | 7053.7249 | 7053.7249 | 7492.9814 | 7837.5665 | 7911.1269 | 7911.1269 | 7911.1269 | 7911.127 | 8167.9456 | 9036.7136 | 9036.7137 | 8833.6837 | 8833.6837 | 8833.6837 | 8748.6837 | 8716.2837 | 9232.2684 | 8899.9284
Option 4 SC | NSW | SNSW | Wind | 1839.03 | 2109.51 | 2109.51 | 2196.982 | 2504.9245 | 3089.5645 | 3089.5645 | 3089.5645 | 3474.2966 | 3474.2966 | 3427.7967 | 3427.7967 | 4629.2901 | 4704.6774 | 4493.2088 | 4490.083 | 4490.5482 | 4815.4694 | 4815.4694 | 4578.4594 | 4359.7594 | 4762.6394 | 4379.1794 | 4379.1794
Option 4 SC | NSW | SNW | 1h | 1.16e-06 | 1.16e-06 | 1.16e-06 | 1.16e-06 | 1.16e-06 | 1.16e-06 | 4.03e-06 | 4.03e-06 | 4.03e-06 | 4.03e-06 | 4.03e-06 | 4.03e-06 | 2.83e-05 | 3.53e-05 | 3.53e-05 | 3.911e-05 | 4.362e-05 | 4.761e-05 | 4.761e-05 | 4.761e-05 | 4.645e-05 | 4.645e-05 | 4.645e-05 | 4.645e-05
Option 4 SC | NSW | SNW | 2h | 265.03 | 265.03 | 265.03 | 265.03 | 965.16 | 965.16 | 965.16 | 965.16 | 965.16 | 965.16 | 915.16 | 915.16 | 915.1601 | 915.1602 | 850.1802 | 850.1802 | 850.1803 | 850.1803 | 850.1803 | 850.1803 | 850.1803 | 850.1803 | 850.1803 | 850.1803
Option 4 SC | NSW | SNW | 4h | 460 | 1752.6726 | 2947.2059 | 2985.2106 | 2985.2106 | 2985.2106 | 2985.2106 | 2985.2106 | 2985.2106 | 2985.2106 | 2985.2106 | 2985.2106 | 2985.2106 | 2985.2106 | 2985.2106 | 2985.2106 | 2985.2106 | 2985.2106 | 2985.2106 | 2525.2106 | 2525.2106 | 1472.538 | 278.0048 | 240.0001
Option 4 SC | NSW | SNW | 8h | 0 | 1.06e-06 | 5.64e-05 | 553.8712 | 553.8712 | 701.3553 | 1525.9802 | 2025.1144 | 2025.1144 | 2025.1144 | 2025.1144 | 2025.1144 | 2025.1144 | 2025.1144 | 2025.1144 | 2025.1144 | 2025.1144 | 2025.1144 | 2025.1144 | 2025.1144 | 2025.1144 | 2574.1752 | 2574.1751 | 2284.2264
Option 4 SC | NSW | SNW | Black Coal | 4200 | 4200 | 4200 | 1320 | 1320 | 1320 | 1320 | 0 | 0 | 0 | 0 | 0 | 0 | 0 | 0 | 0 | 0 | 0 | 0 | 0 | 0 | 0 | 0 | 0
Option 4 SC | NSW | SNW | CCGT | 720 | 720 | 720 | 720 | 720 | 720 | 720 | 720 | 720 | 720 | 720 | 720 | 720 | 720 | 720 | 720 | 720 | 320 | 320 | 320 | 320 | 320 | 320 | 320
Option 4 SC | NSW | SNW | Coordinated CER | 141.386 | 204.751 | 279.829 | 376.316 | 451.281 | 537.431 | 636.262 | 746.256 | 868.434 | 1009.443 | 1167.067 | 1340.7 | 1533.848 | 1738.832 | 1994.201 | 2268.685 | 2569.275 | 2886.776 | 3225.779 | 3577.429 | 3945.117 | 4327.051 | 4725.938 | 5142.296
Option 4 SC | NSW | SNW | DSP | 6000 | 6000 | 6000 | 6000 | 6000 | 6000 | 6000 | 6000 | 6000 | 6000 | 6000 | 6000 | 6000 | 6000 | 6000 | 6000 | 6000 | 6000 | 6000 | 6000 | 6000 | 6000 | 6000 | 6000
Option 4 SC | NSW | SNW | Distributed PV | 5866.514 | 6337.258 | 6803.99 | 7277.017 | 7755.791 | 8158.552 | 8549.782 | 8926.378 | 9338.019 | 9761.277 | 10251.584 | 10754.907 | 11314.033 | 11906.147 | 12546.644 | 13173.524 | 13810.781 | 14423.387 | 15115.168 | 15774.383 | 16395.39 | 17051.049 | 17693.364 | 18337.912
Option 4 SC | NSW | SNW | OCGT | 1620.5 | 1620.5 | 1620.5 | 1620.5 | 1620.5 | 1620.5 | 1620.5 | 1620.5 | 1620.5 | 1620.5 | 1599.7 | 1599.7 | 2441.6906 | 2441.6906 | 2964.9341 | 2964.9341 | 3229.9399 | 3229.9399 | 3303.1271 | 3441.5815 | 3441.5815 | 3441.5815 | 3441.5815 | 3441.5815
Option 4 SC | NSW | SNW | Offshore Wind | 0 | 0 | 0 | 0 | 0 | 0 | 0 | 0 | 0 | 0 | 0 | 0 | 4.28e-06 | 5.6e-06 | 8.08e-06 | 1.06e-05 | 3.529e-05 | 3.923e-05 | 3.923e-05 | 3.923e-05 | 3.923e-05 | 3.923e-05 | 3.923e-05 | 3.923e-05
Option 4 SC | NSW | SNW | Solar | 1.02e-06 | 1.02e-06 | 1.02e-06 | 1.02e-06 | 1.02e-06 | 1.02e-06 | 1.02e-06 | 1.02e-06 | 2.12e-06 | 5.29e-06 | 1.152e-05 | 2.502e-05 | 890 | 890 | 890 | 890 | 890 | 890 | 890 | 890 | 890 | 890 | 890 | 890
Option 4 SC | NSW | SNW | Wind | 0 | 0 | 1.14e-06 | 1.14e-06 | 2.52e-06 | 3.9e-06 | 3.9e-06 | 5.55e-06 | 71 | 71 | 71 | 71 | 71 | 71 | 71 | 71 | 71 | 71 | 71 | 71 | 71 | 71 | 71 | 71
Option 4 SC | QLD |  | 1h | 222.02 | 622.02 | 622.02 | 622.02 | 622.02 | 622.02 | 622.02 | 622.02 | 622.02 | 622.02 | 622.02 | 622.02 | 622.02 | 622.02 | 622.02 | 622.02 | 622.02 | 622.02 | 622.02 | 622.02 | 622.02 | 622.02 | 622.02 | 222.02
Option 4 SC | QLD |  | 2h | 2054.72 | 2039.12 | 2189.12 | 2489.12 | 2485.12 | 2485.12 | 2485.12 | 2500.72 | 2485.12 | 2500.72 | 2485.12 | 2485.12 | 2385.12 | 2385.1201 | 2385.1201 | 2385.1201 | 2354.7202 | 2354.7202 | 2139.1202 | 1589.1202 | 1589.1202 | 1439.1202 | 1184.3202 | 899.9202
Option 4 SC | QLD |  | 4h | 560 | 575.3673 | 1099.814 | 1850.4793 | 1850.4793 | 1850.4793 | 1850.4793 | 1850.4793 | 1863.9684 | 1863.9684 | 1863.9684 | 1863.9684 | 1863.9684 | 1863.9684 | 1863.9684 | 2271.1068 | 2349.1398 | 2417.2228 | 2582.3283 | 2710.3434 | 2562.1802 | 4489.1193 | 4077.0799 | 3757.363
Option 4 SC | QLD |  | 8h | 0 | 0 | 5.03e-06 | 8.07e-06 | 8.07e-06 | 8.07e-06 | 8.07e-06 | 9.66e-06 | 1.295e-05 | 1.295e-05 | 1.295e-05 | 1.295e-05 | 6.234e-05 | 9.308e-05 | 9.717e-05 | 0.00010024 | 0.00015504 | 87.3248 | 87.3248 | 156.5336 | 156.5336 | 889.7311 | 1215.4628 | 2844.8917
Option 4 SC | QLD |  | Biomass | 32 | 32 | 32 | 32 | 32 | 32 | 32 | 32 | 32 | 32 | 32 | 32 | 32 | 32 | 32 | 32 | 32 | 32 | 32 | 32 | 32 | 32 | 32 | 32
Option 4 SC | QLD |  | Black Coal | 8130 | 8130 | 8130 | 5750 | 5750 | 5750 | 5750 | 5750 | 5750 | 5750 | 5050 | 3900 | 3900 | 3900 | 3900 | 3900 | 3156 | 2791 | 2426 | 2061 | 1696 | 1696 | 1696 | 0
Option 4 SC | QLD |  | CCGT | 1597.9 | 1597.9 | 1597.9 | 1597.9 | 1597.9 | 1597.9 | 1597.9 | 1597.9 | 1597.9 | 1597.9 | 1212.9 | 1212.9 | 1125.5 | 1068.5 | 1068.5 | 1068.5 | 1068.5 | 1068.5 | 1068.5 | 424 | 424 | 180 | 180 | 180
Option 4 SC | QLD |  | Coordinated CER | 102.614 | 153.763 | 214.386 | 311.573 | 400.865 | 503.651 | 619.603 | 751.864 | 899.592 | 1067.685 | 1255.352 | 1461.794 | 1693.459 | 1937.521 | 2226.749 | 2538.398 | 2879.843 | 3246.136 | 3635.086 | 4037.828 | 4453.352 | 4891.089 | 5348.579 | 5818.06
Option 4 SC | QLD |  | Distributed PV | 8385.61 | 8892.648 | 9384.829 | 9926.438 | 10511.372 | 10946.186 | 11365.201 | 11833.464 | 12353.656 | 12887.351 | 13481.666 | 14053.152 | 14666.609 | 15329.831 | 16059.043 | 16789.201 | 17573.409 | 18354.617 | 19160.489 | 19931.925 | 20630.75 | 21382.444 | 22126.532 | 22847.925
Option 4 SC | QLD |  | H2 Reciprocating Engine | 0 | 0 | 400 | 400 | 400 | 400 | 400 | 400 | 400 | 400 | 400 | 400 | 400 | 400 | 400 | 400 | 400 | 400 | 400 | 400 | 400 | 400 | 400 | 400
Option 4 SC | QLD |  | Hydro | 156.4 | 156.4 | 156.4 | 156.4 | 156.4 | 156.4 | 156.4 | 156.4 | 156.4 | 156.4 | 156.4 | 156.4 | 156.4 | 156.4 | 156.4 | 156.4 | 156.4 | 156.4 | 156.4 | 156.4 | 156.4 | 156.4 | 156.4 | 156.4
Option 4 SC | QLD |  | Liquid Fuel | 423.5 | 423.5 | 423.5 | 423.5 | 423.5 | 423.5 | 423.5 | 131.5 | 131.5 | 131.5 | 131.5 | 131.5 | 131.5 | 131.5 | 131.5 | 131.5 | 131.5 | 131.5 | 0 | 0 | 0 | 0 | 0 | 0
Option 4 SC | QLD |  | OCGT | 1546 | 1546 | 1663 | 1663 | 1663 | 2062.885 | 2062.885 | 2062.885 | 1945.885 | 1945.885 | 1945.885 | 1945.885 | 1945.885 | 1945.885 | 1945.885 | 1945.885 | 1945.885 | 1945.885 | 2675.1415 | 3399.5811 | 2835.5811 | 2835.5811 | 2835.5811 | 2316.5811
Option 4 SC | QLD |  | PHES | 820 | 820 | 820 | 820 | 820 | 820 | 820 | 820 | 2818 | 2818 | 2818 | 2818 | 2818 | 2818 | 2818 | 2818 | 2818 | 2818 | 2818 | 2818 | 2818 | 2818 | 2818 | 2818
Option 4 SC | QLD |  | Solar | 3920.3 | 6257.1043 | 7054.9443 | 7054.3943 | 7053.8243 | 7253.2527 | 7252.6927 | 7252.1927 | 7251.7127 | 7686.966 | 9501.8425 | 10121.4473 | 11881.3516 | 11881.3516 | 11881.3517 | 12873.8776 | 15309.054 | 15153.0842 | 15007.6242 | 15542.2407 | 15006.6574 | 16408.2364 | 17907.3091 | 19209.2698
Option 4 SC | QLD |  | Wind | 2569.65 | 3075.86 | 3589.2415 | 4045.7 | 4662.0019 | 5684.2972 | 6222.5347 | 7183.3243 | 7977.4393 | 7977.4393 | 7977.4393 | 8782.0191 | 11536.7307 | 12200.2468 | 12200.2469 | 12290.2443 | 13153.1251 | 14406.8826 | 13966.9026 | 14872.8121 | 14829.6121 | 14829.6121 | 14790.6345 | 14580.5547
Option 4 SC | QLD | CQ | 2h | 230 | 230 | 230 | 230 | 226 | 226 | 226 | 226 | 226 | 226 | 226 | 226 | 226 | 226 | 226 | 226 | 180 | 180 | 180 | 180 | 180 | 180 | 180 | 180
Option 4 SC | QLD | CQ | 4h | 300 | 300 | 300 | 300 | 300 | 300 | 300 | 300 | 300 | 300 | 300 | 300 | 300 | 300 | 300 | 300 | 300 | 300 | 300 | 300 | 0 | 0 | 0 | 0
Option 4 SC | QLD | CQ | 8h | 0 | 0 | 1.43e-06 | 1.43e-06 | 1.43e-06 | 1.43e-06 | 1.43e-06 | 3.02e-06 | 6.31e-06 | 6.31e-06 | 6.31e-06 | 6.31e-06 | 1.684e-05 | 2.188e-05 | 2.597e-05 | 2.904e-05 | 4.837e-05 | 78.6869 | 78.6869 | 78.6869 | 78.6869 | 78.6869 | 204.4833 | 852.2356
Option 4 SC | QLD | CQ | Black Coal | 3004 | 3004 | 3004 | 2304 | 2304 | 2304 | 2304 | 2304 | 2304 | 2304 | 2304 | 2304 | 2304 | 2304 | 2304 | 2304 | 2304 | 1939 | 1574 | 1209 | 844 | 844 | 844 | 0
Option 4 SC | QLD | CQ | Coordinated CER | 10.033 | 15.034 | 20.967 | 30.497 | 38.759 | 48.173 | 58.71 | 70.68 | 83.995 | 98.973 | 115.636 | 133.91 | 154.396 | 175.88 | 201.586 | 229.245 | 259.582 | 292.1 | 326.586 | 362.19 | 398.892 | 437.527 | 477.836 | 519.053
Option 4 SC | QLD | CQ | Distributed PV | 768.383 | 817.628 | 864.697 | 918.708 | 979.307 | 1022.445 | 1064.226 | 1111.996 | 1165.374 | 1219.524 | 1280.904 | 1338.13 | 1399.506 | 1466.364 | 1541.455 | 1616.212 | 1698.324 | 1780.35 | 1864.243 | 1944.748 | 2015.629 | 2093.631 | 2170.496 | 2244.999
Option 4 SC | QLD | CQ | OCGT | 37 | 37 | 37 | 37 | 37 | 436.885 | 436.885 | 436.885 | 399.885 | 399.885 | 399.885 | 399.885 | 399.885 | 399.885 | 399.885 | 399.885 | 399.885 | 399.885 | 399.885 | 399.885 | 399.885 | 399.885 | 399.885 | 399.885
Option 4 SC | QLD | CQ | PHES | 0 | 0 | 0 | 0 | 0 | 0 | 0 | 0 | 0 | 0 | 0 | 0 | 3.55e-06 | 3.55e-06 | 3.55e-06 | 3.55e-06 | 3.55e-06 | 4.87e-06 | 4.87e-06 | 4.87e-06 | 4.87e-06 | 4.87e-06 | 4.87e-06 | 4.87e-06
Option 4 SC | QLD | CQ | Solar | 957.16 | 957.16 | 1054.16 | 1054.16 | 1054.16 | 1054.16 | 1054.16 | 1054.16 | 1054.16 | 1364.9101 | 2011.8053 | 2098.2848 | 2098.2848 | 2098.2848 | 2098.2849 | 2802.0758 | 3933.346 | 3918.3461 | 3875.8461 | 4331.8455 | 4405.2822 | 5165.634 | 6619.5382 | 8107.3789
Option 4 SC | QLD | CQ | Wind | 439 | 945.21 | 945.21 | 945.21 | 1037.68 | 1231.4405 | 1231.4405 | 1234.6913 | 1942.2384 | 1942.2384 | 1942.2384 | 1942.2384 | 1949.739 | 2235.6002 | 2235.6002 | 2235.6003 | 2236.5179 | 3529.0485 | 3529.0485 | 3531.2597 | 3531.2597 | 3531.2597 | 3531.2602 | 3092.2602
Option 4 SC | QLD | GG | 1h | 0 | 400 | 400 | 400 | 400 | 400 | 400 | 400 | 400 | 400 | 400 | 400 | 400 | 400 | 400 | 400 | 400 | 400 | 400 | 400 | 400 | 400 | 400 | 0
Option 4 SC | QLD | GG | 2h | 0 | 0 | 0 | 0 | 0 | 0 | 2.89e-06 | 5.85e-06 | 1.695e-05 | 1.695e-05 | 1.695e-05 | 1.695e-05 | 2.193e-05 | 3.003e-05 | 3.003e-05 | 0.00011351 | 0.0001789 | 0.0001789 | 0.0001789 | 0.0001789 | 0.0001789 | 0.0001789 | 0.0001789 | 0.00020333
Option 4 SC | QLD | GG | 4h | 0 | 0 | 5.44e-06 | 75.1538 | 75.1538 | 75.1538 | 75.1538 | 75.1538 | 88.6429 | 88.6429 | 88.6429 | 88.6429 | 88.6429 | 88.6429 | 88.6429 | 495.7812 | 573.8143 | 641.8972 | 807.0028 | 935.0179 | 1086.8546 | 2086.385 | 2086.385 | 2370.2761
Option 4 SC | QLD | GG | Black Coal | 1680 | 1680 | 1680 | 0 | 0 | 0 | 0 | 0 | 0 | 0 | 0 | 0 | 0 | 0 | 0 | 0 | 0 | 0 | 0 | 0 | 0 | 0 | 0 | 0
Option 4 SC | QLD | GG | CCGT | 180 | 180 | 180 | 180 | 180 | 180 | 180 | 180 | 180 | 180 | 180 | 180 | 180 | 180 | 180 | 180 | 180 | 180 | 180 | 180 | 180 | 180 | 180 | 180
Option 4 SC | QLD | GG | Coordinated CER | 1.285 | 1.926 | 2.683 | 3.888 | 4.96 | 6.183 | 7.555 | 9.113 | 10.848 | 12.806 | 14.986 | 17.379 | 20.063 | 22.879 | 26.22 | 29.814 | 33.748 | 37.963 | 42.429 | 47.036 | 51.777 | 56.761 | 61.958 | 67.27
Option 4 SC | QLD | GG | Distributed PV | 95.933 | 102.238 | 108.424 | 114.952 | 121.69 | 126.898 | 131.904 | 137.355 | 143.363 | 149.596 | 156.393 | 163.147 | 170.402 | 178.183 | 186.542 | 194.967 | 203.789 | 212.547 | 221.67 | 230.379 | 238.525 | 247.068 | 255.571 | 263.819
Option 4 SC | QLD | GG | OCGT | 0 | 0 | 0 | 0 | 0 | 0 | 0 | 0 | 0 | 0 | 0 | 0 | 0 | 0 | 0 | 0 | 0 | 0 | 729.2565 | 729.2565 | 729.2565 | 729.2565 | 729.2565 | 729.2565
Option 4 SC | QLD | GG | Solar | 387.01 | 387.01 | 387.01 | 387.01 | 387.01 | 387.01 | 387.01 | 387.01 | 387.01 | 387.01 | 387.01 | 387.01 | 387.0101 | 387.0101 | 387.0101 | 505.7539 | 524.8116 | 524.8116 | 524.8116 | 524.8116 | 524.8116 | 530.0057 | 539.4479 | 539.4479
Option 4 SC | QLD | NQ | 2h | 0 | 0 | 150 | 450 | 450 | 450 | 450 | 450 | 450 | 450 | 450 | 450 | 450 | 450 | 450 | 450 | 450 | 450 | 450 | 450 | 450 | 300 | 300 | 0
Option 4 SC | QLD | NQ | 4h | 0 | 0 | 254 | 254.0001 | 254.0001 | 254.0001 | 254.0001 | 254.0001 | 254.0001 | 254.0001 | 254.0001 | 254.0001 | 254.0001 | 254.0001 | 254.0001 | 254.0001 | 254.0001 | 254.0001 | 254.0001 | 254.0001 | 254.0001 | 403.6057 | 262.013 | 333.9165
Option 4 SC | QLD | NQ | Biomass | 32 | 32 | 32 | 32 | 32 | 32 | 32 | 32 | 32 | 32 | 32 | 32 | 32 | 32 | 32 | 32 | 32 | 32 | 32 | 32 | 32 | 32 | 32 | 32
Option 4 SC | QLD | NQ | CCGT | 244 | 244 | 244 | 244 | 244 | 244 | 244 | 244 | 244 | 244 | 244 | 244 | 244 | 244 | 244 | 244 | 244 | 244 | 244 | 244 | 244 | 0 | 0 | 0
Option 4 SC | QLD | NQ | Coordinated CER | 15.56 | 23.303 | 32.481 | 47.221 | 60.172 | 74.951 | 91.504 | 110.305 | 131.22 | 154.784 | 181.014 | 209.789 | 242.059 | 275.905 | 316.29 | 359.746 | 407.38 | 458.428 | 512.553 | 568.422 | 625.941 | 686.455 | 749.57 | 814.101
Option 4 SC | QLD | NQ | Distributed PV | 1269.213 | 1346.126 | 1420.394 | 1503.254 | 1594.101 | 1660.667 | 1724.77 | 1797.01 | 1877.418 | 1959.521 | 2051.614 | 2139.069 | 2232.901 | 2334.635 | 2447.439 | 2560.093 | 2682.171 | 2803.88 | 2928.96 | 3048.779 | 3155.996 | 3272.375 | 3387.306 | 3498.666
Option 4 SC | QLD | NQ | Hydro | 156.4 | 156.4 | 156.4 | 156.4 | 156.4 | 156.4 | 156.4 | 156.4 | 156.4 | 156.4 | 156.4 | 156.4 | 156.4 | 156.4 | 156.4 | 156.4 | 156.4 | 156.4 | 156.4 | 156.4 | 156.4 | 156.4 | 156.4 | 156.4
Option 4 SC | QLD | NQ | Liquid Fuel | 423.5 | 423.5 | 423.5 | 423.5 | 423.5 | 423.5 | 423.5 | 131.5 | 131.5 | 131.5 | 131.5 | 131.5 | 131.5 | 131.5 | 131.5 | 131.5 | 131.5 | 131.5 | 0 | 0 | 0 | 0 | 0 | 0
Option 4 SC | QLD | NQ | PHES | 250 | 250 | 250 | 250 | 250 | 250 | 250 | 250 | 250 | 250 | 250 | 250 | 250 | 250 | 250 | 250 | 250 | 250 | 250 | 250 | 250 | 250 | 250 | 250
Option 4 SC | QLD | NQ | Solar | 727.63 | 827.9276 | 1427.9276 | 1427.9276 | 1427.9276 | 1627.9161 | 1627.9161 | 1627.9161 | 1627.9161 | 1627.9161 | 1627.9161 | 2110.7053 | 2110.7053 | 2110.7053 | 2110.7053 | 2110.7053 | 2239.6365 | 2123.6666 | 2123.6666 | 2123.6666 | 2108.6666 | 2008.6866 | 1859.7066 | 1859.7066
Option 4 SC | QLD | NQ | Wind | 375.65 | 375.65 | 889.0315 | 1345.49 | 1345.49 | 1345.49 | 1883.7274 | 2841.2663 | 2927.8342 | 2927.8342 | 2927.8342 | 2927.8342 | 3609.4915 | 3821.3473 | 3821.3473 | 3836.6985 | 4125.6829 | 4086.9097 | 4086.9097 | 4220.734 | 4177.534 | 4177.534 | 4138.5559 | 4367.4761
Option 4 SC | QLD | SQ | 1h | 222.02 | 222.02 | 222.02 | 222.02 | 222.02 | 222.02 | 222.02 | 222.02 | 222.02 | 222.02 | 222.02 | 222.02 | 222.02 | 222.02 | 222.02 | 222.02 | 222.02 | 222.02 | 222.02 | 222.02 | 222.02 | 222.02 | 222.02 | 222.02
Option 4 SC | QLD | SQ | 2h | 1824.72 | 1809.12 | 1809.12 | 1809.12 | 1809.12 | 1809.12 | 1809.12 | 1824.72 | 1809.12 | 1824.72 | 1809.12 | 1809.12 | 1709.12 | 1709.12 | 1709.12 | 1709.12 | 1724.72 | 1724.72 | 1509.12 | 959.12 | 959.12 | 959.12 | 704.32 | 719.92
Option 4 SC | QLD | SQ | 4h | 260 | 275.3673 | 545.814 | 1221.3254 | 1221.3254 | 1221.3254 | 1221.3254 | 1221.3254 | 1221.3254 | 1221.3254 | 1221.3254 | 1221.3254 | 1221.3254 | 1221.3254 | 1221.3254 | 1221.3254 | 1221.3254 | 1221.3254 | 1221.3254 | 1221.3254 | 1221.3254 | 1999.1285 | 1728.6818 | 1053.1704
Option 4 SC | QLD | SQ | 8h | 0 | 0 | 3.6e-06 | 6.64e-06 | 6.64e-06 | 6.64e-06 | 6.64e-06 | 6.64e-06 | 6.64e-06 | 6.64e-06 | 6.64e-06 | 6.64e-06 | 4.55e-05 | 7.12e-05 | 7.12e-05 | 7.12e-05 | 0.00010667 | 8.6378 | 8.6378 | 77.8467 | 77.8467 | 811.0442 | 1010.9794 | 1992.6562
Option 4 SC | QLD | SQ | Black Coal | 3446 | 3446 | 3446 | 3446 | 3446 | 3446 | 3446 | 3446 | 3446 | 3446 | 2746 | 1596 | 1596 | 1596 | 1596 | 1596 | 852 | 852 | 852 | 852 | 852 | 852 | 852 | 0
Option 4 SC | QLD | SQ | CCGT | 1173.9 | 1173.9 | 1173.9 | 1173.9 | 1173.9 | 1173.9 | 1173.9 | 1173.9 | 1173.9 | 1173.9 | 788.9 | 788.9 | 701.5 | 644.5 | 644.5 | 644.5 | 644.5 | 644.5 | 644.5 | 0 | 0 | 0 | 0 | 0
Option 4 SC | QLD | SQ | Coordinated CER | 75.736 | 113.5 | 158.255 | 229.967 | 296.974 | 374.344 | 461.834 | 561.766 | 673.529 | 801.122 | 943.716 | 1100.716 | 1276.941 | 1462.857 | 1682.653 | 1919.593 | 2179.133 | 2457.645 | 2753.518 | 3060.18 | 3376.742 | 3710.346 | 4059.215 | 4417.636
Option 4 SC | QLD | SQ | Distributed PV | 6252.081 | 6626.656 | 6991.314 | 7389.524 | 7816.274 | 8136.176 | 8444.301 | 8787.103 | 9167.501 | 9558.71 | 9992.755 | 10412.806 | 10863.8 | 11350.649 | 11883.607 | 12417.929 | 12989.125 | 13557.84 | 14145.616 | 14708.019 | 15220.6 | 15769.37 | 16313.159 | 16840.441
Option 4 SC | QLD | SQ | H2 Reciprocating Engine | 0 | 0 | 400 | 400 | 400 | 400 | 400 | 400 | 400 | 400 | 400 | 400 | 400 | 400 | 400 | 400 | 400 | 400 | 400 | 400 | 400 | 400 | 400 | 400
Option 4 SC | QLD | SQ | OCGT | 1509 | 1509 | 1626 | 1626 | 1626 | 1626 | 1626 | 1626 | 1546 | 1546 | 1546 | 1546 | 1546 | 1546 | 1546 | 1546 | 1546 | 1546 | 1546 | 2270.4396 | 1706.4396 | 1706.4396 | 1706.4396 | 1187.4396
Option 4 SC | QLD | SQ | PHES | 570 | 570 | 570 | 570 | 570 | 570 | 570 | 570 | 2568 | 2568 | 2568 | 2568 | 2568 | 2568 | 2568 | 2568 | 2568 | 2568 | 2568 | 2568 | 2568 | 2568 | 2568 | 2568
Option 4 SC | QLD | SQ | Solar | 1848.5 | 4085.0066 | 4185.8466 | 4185.2966 | 4184.7266 | 4184.1666 | 4183.6066 | 4183.1066 | 4182.6266 | 4307.1298 | 5475.111 | 5525.4472 | 7285.3514 | 7285.3514 | 7285.3515 | 7455.3426 | 8611.2599 | 8586.26 | 8483.3 | 8561.917 | 7967.897 | 8703.9102 | 8888.6164 | 8702.7365
Option 4 SC | QLD | SQ | Wind | 1755 | 1755 | 1755 | 1755 | 2278.8319 | 3107.3667 | 3107.3667 | 3107.3667 | 3107.3667 | 3107.3667 | 3107.3667 | 3911.9466 | 5977.5002 | 6143.2993 | 6143.2993 | 6217.9455 | 6790.9243 | 6790.9243 | 6350.9443 | 7120.8185 | 7120.8185 | 7120.8185 | 7120.8185 | 7120.8185
Option 4 SC | SA |  | 2h | 1135.13 | 2711.13 | 2911.13 | 2911.13 | 2881.13 | 2881.13 | 2881.13 | 2888.1 | 2856.13 | 2856.13 | 2856.13 | 2863.1 | 2856.13 | 2856.13 | 2856.13 | 2844.13 | 2844.13 | 2593.43 | 2300 | 2287.45 | 2077.45 | 301.45 | 261 | 150
Option 4 SC | SA |  | 4h | 0 | 556 | 556 | 556 | 556 | 556 | 556 | 300 | 556 | 556 | 556 | 300 | 556 | 556 | 556 | 556 | 556 | 556 | 300 | 556 | 556 | 4.512e-05 | 3.435e-05 | 3.435e-05
Option 4 SC | SA |  | 8h | 0 | 0 | 318.86 | 564.86 | 564.86 | 564.86 | 564.86 | 564.86 | 564.86 | 564.86 | 564.86 | 564.86 | 564.86 | 596.2476 | 596.2477 | 596.2477 | 596.2477 | 596.2477 | 596.2477 | 596.2477 | 596.2477 | 965.0031 | 1184.4606 | 975.6069
Option 4 SC | SA |  | CCGT | 1309 | 1129 | 529 | 529 | 529 | 529 | 529 | 529 | 529 | 529 | 529 | 0 | 0 | 0 | 0 | 0 | 0 | 0 | 0 | 0 | 0 | 0 | 0 | 0
Option 4 SC | SA |  | Coordinated CER | 153.311 | 201.921 | 256.637 | 280.231 | 318.881 | 361.864 | 410.518 | 463.802 | 521.679 | 587.473 | 658.796 | 737.461 | 823.289 | 910.176 | 1018.727 | 1133.859 | 1258.894 | 1391.274 | 1529.201 | 1671.18 | 1814.909 | 1962.817 | 2117.233 | 2274.033
Option 4 SC | SA |  | Distributed PV | 3322.606 | 3485.02 | 3643.25 | 3809.236 | 3981.846 | 4132.518 | 4275.546 | 4428.167 | 4585.33 | 4747.763 | 4928.704 | 5111.166 | 5303.055 | 5507.385 | 5728.439 | 5953.112 | 6183.831 | 6407.454 | 6644.43 | 6867.27 | 7070.706 | 7281.09 | 7496.641 | 7710.441
Option 4 SC | SA |  | Liquid Fuel | 413.38 | 276.88 | 276.88 | 276.88 | 276.88 | 276.88 | 276.88 | 276.88 | 276.88 | 276.88 | 276.88 | 276.88 | 276.88 | 276.88 | 276.88 | 276.88 | 276.88 | 276.88 | 276.88 | 276.88 | 122.88 | 122.88 | 122.88 | 122.88
Option 4 SC | SA |  | OCGT | 1175.26 | 1175.26 | 1175.26 | 1175.26 | 929.26 | 929.26 | 929.26 | 929.26 | 931.2086 | 856.3339 | 820.4339 | 820.4339 | 820.4344 | 820.4344 | 693.3894 | 693.3894 | 1049.2515 | 1049.2515 | 711.2515 | 811.6536 | 811.6536 | 1047.7801 | 1047.7801 | 1560.8275
Option 4 SC | SA |  | Solar | 588.88 | 1426.3189 | 1600.88 | 1600.88 | 1600.88 | 1596.32 | 1596.32 | 1596.32 | 1596.32 | 1596.32 | 1596.32 | 1596.32 | 1958.374 | 3690.8157 | 3901.8208 | 4015.8559 | 4429.3519 | 4429.3519 | 4210.1119 | 4197.0019 | 4197.0019 | 4120.0019 | 5944.2143 | 5849.2143
Option 4 SC | SA |  | Wind | 2722.04 | 2722.04 | 2747.04 | 3022.04 | 2960.04 | 2869.29 | 2869.29 | 2737.59 | 2762.095 | 2491.915 | 2667.4737 | 3308.9826 | 4525.213 | 4823.2821 | 5048.3012 | 5048.3012 | 5048.3013 | 5302.5157 | 5302.5157 | 4965.2157 | 4965.2157 | 4965.2157 | 4764.2357 | 4568.5457
Option 4 SC | SA | CSA | 2h | 1059.68 | 2635.68 | 2835.68 | 2835.68 | 2805.68 | 2805.68 | 2805.68 | 2812.1 | 2805.68 | 2805.68 | 2805.68 | 2812.1 | 2805.68 | 2805.68 | 2805.68 | 2793.68 | 2793.68 | 2542.98 | 2249 | 2247 | 2037 | 261 | 261 | 150
Option 4 SC | SA | CSA | 4h | 0 | 306 | 306 | 306 | 306 | 306 | 306 | 50 | 306 | 306 | 306 | 50 | 306 | 306 | 306 | 306 | 306 | 306 | 50 | 306 | 306 | 4.512e-05 | 3.435e-05 | 3.435e-05
Option 4 SC | SA | CSA | 8h | 0 | 0 | 318.86 | 564.86 | 564.86 | 564.86 | 564.86 | 564.86 | 564.86 | 564.86 | 564.86 | 564.86 | 564.86 | 564.86 | 564.86 | 564.86 | 564.86 | 564.86 | 564.86 | 564.86 | 564.86 | 933.6153 | 614.7554 | 368.7554
Option 4 SC | SA | CSA | CCGT | 1309 | 1129 | 529 | 529 | 529 | 529 | 529 | 529 | 529 | 529 | 529 | 0 | 0 | 0 | 0 | 0 | 0 | 0 | 0 | 0 | 0 | 0 | 0 | 0
Option 4 SC | SA | CSA | Coordinated CER | 137.259 | 180.725 | 229.627 | 250.596 | 285.151 | 323.613 | 367.182 | 414.931 | 466.819 | 525.868 | 589.908 | 660.559 | 737.673 | 815.754 | 913.075 | 1016.259 | 1128.321 | 1246.962 | 1370.58 | 1497.829 | 1626.645 | 1759.22 | 1897.629 | 2038.179
Option 4 SC | SA | CSA | Distributed PV | 3003.655 | 3147.752 | 3288.528 | 3435.189 | 3586.143 | 3718.928 | 3844.807 | 3977.949 | 4114.996 | 4256.6 | 4413.453 | 4572.918 | 4741.164 | 4919.709 | 5111.873 | 5306.817 | 5506.077 | 5698.934 | 5904.058 | 6096.6 | 6273.272 | 6454.96 | 6640.715 | 6824.738
Option 4 SC | SA | CSA | Liquid Fuel | 276.88 | 276.88 | 276.88 | 276.88 | 276.88 | 276.88 | 276.88 | 276.88 | 276.88 | 276.88 | 276.88 | 276.88 | 276.88 | 276.88 | 276.88 | 276.88 | 276.88 | 276.88 | 276.88 | 276.88 | 122.88 | 122.88 | 122.88 | 122.88
Option 4 SC | SA | CSA | OCGT | 1095.26 | 1095.26 | 1095.26 | 1095.26 | 849.26 | 849.26 | 849.26 | 849.26 | 849.26 | 849.26 | 813.36 | 813.36 | 813.3604 | 813.3604 | 676.4767 | 676.4767 | 916.049 | 916.049 | 578.049 | 678.451 | 678.451 | 914.5775 | 914.5775 | 1427.6249
Option 4 SC | SA | CSA | Solar | 74.54 | 328.18 | 465.38 | 465.38 | 465.38 | 460.82 | 460.82 | 460.82 | 460.82 | 460.82 | 460.82 | 460.82 | 460.8201 | 1916.4026 | 2071.6311 | 2053.3168 | 2083.6863 | 2083.6863 | 2083.6863 | 2070.5763 | 2070.5763 | 2070.5763 | 2921.5788 | 2921.5788
Option 4 SC | SA | CSA | Wind | 1765.01 | 1765.01 | 1790.01 | 2065.01 | 2065.01 | 2065.01 | 2065.01 | 1933.31 | 1933.31 | 1861.91 | 1715.2351 | 2356.7441 | 2452.6832 | 2550.72 | 2550.7201 | 2550.7201 | 2550.7201 | 2737.0422 | 2737.0422 | 2606.2422 | 2606.2422 | 2606.2422 | 2405.2622 | 2209.5722
Option 4 SC | SA | NSA | 2h | 10 | 10 | 10 | 10 | 10 | 10 | 10 | 10 | 10 | 10 | 10 | 10 | 10 | 10 | 10 | 10 | 10 | 10 | 10 | 4.318e-05 | 4.318e-05 | 2.145e-05 | 2.145e-05 | 2.145e-05
Option 4 SC | SA | NSA | 8h | 0 | 0 | 1.896e-05 | 3.15e-05 | 3.15e-05 | 3.15e-05 | 3.15e-05 | 3.15e-05 | 3.15e-05 | 3.15e-05 | 3.15e-05 | 3.15e-05 | 5.945e-05 | 31.3877 | 31.3877 | 31.3877 | 31.3877 | 31.3877 | 31.3877 | 31.3877 | 31.3877 | 31.3877 | 569.7052 | 606.8515
Option 4 SC | SA | NSA | Coordinated CER | 8.421 | 11.119 | 14.166 | 15.544 | 17.688 | 20.048 | 22.692 | 25.562 | 28.66 | 32.138 | 35.882 | 39.993 | 44.449 | 48.949 | 54.702 | 60.819 | 67.449 | 74.466 | 81.766 | 89.283 | 96.887 | 104.703 | 112.861 | 121.146
Option 4 SC | SA | NSA | Distributed PV | 174.628 | 184.379 | 193.542 | 203.839 | 215.605 | 225.127 | 234.313 | 244.927 | 255.881 | 267.213 | 280.438 | 292.84 | 305.473 | 319.327 | 334.988 | 351.137 | 368.356 | 385.221 | 402.536 | 419.044 | 433.458 | 449.077 | 465.348 | 481.634
Option 4 SC | SA | NSA | Liquid Fuel | 73.5 | 0 | 0 | 0 | 0 | 0 | 0 | 0 | 0 | 0 | 0 | 0 | 0 | 0 | 0 | 0 | 0 | 0 | 0 | 0 | 0 | 0 | 0 | 0
Option 4 SC | SA | NSA | OCGT | 0 | 0 | 0 | 0 | 0 | 0 | 0 | 0 | 1.9486 | 7.0739 | 7.0739 | 7.0739 | 7.0739 | 7.0739 | 16.9127 | 16.9127 | 133.2025 | 133.2025 | 133.2025 | 133.2025 | 133.2025 | 133.2025 | 133.2025 | 133.2025
Option 4 SC | SA | NSA | Solar | 296.24 | 880.0389 | 917.4 | 917.4 | 917.4 | 917.4 | 917.4 | 917.4 | 917.4 | 917.4 | 917.4 | 917.4 | 1279.4539 | 1556.3131 | 1612.0896 | 1780.5391 | 2163.6655 | 2163.6656 | 1944.4256 | 1944.4256 | 1944.4256 | 1867.4256 | 2840.6356 | 2840.6356
Option 4 SC | SA | NSA | Wind | 632.53 | 632.53 | 632.53 | 632.53 | 570.53 | 479.78 | 479.78 | 479.78 | 504.285 | 432.005 | 754.2385 | 754.2385 | 1753.7812 | 1753.7812 | 1753.7812 | 1753.7812 | 1753.7812 | 1753.7812 | 1753.7812 | 1547.2812 | 1547.2812 | 1547.2812 | 1547.2812 | 1547.2812
Option 4 SC | SA | SESA | 2h | 65.45 | 65.45 | 65.45 | 65.45 | 65.45 | 65.45 | 65.45 | 66 | 40.45 | 40.45 | 40.45 | 41 | 40.45 | 40.45 | 40.45 | 40.45 | 40.45 | 40.45 | 41 | 40.45 | 40.45 | 40.45 | 0 | 0
Option 4 SC | SA | SESA | 4h | 0 | 250 | 250 | 250 | 250 | 250 | 250 | 250 | 250 | 250 | 250 | 250 | 250 | 250 | 250 | 250 | 250 | 250 | 250 | 250 | 250 | 0 | 0 | 0
Option 4 SC | SA | SESA | Coordinated CER | 7.631 | 10.077 | 12.844 | 14.091 | 16.042 | 18.203 | 20.644 | 23.309 | 26.2 | 29.467 | 33.006 | 36.909 | 41.167 | 45.473 | 50.95 | 56.781 | 63.124 | 69.846 | 76.855 | 84.068 | 91.377 | 98.894 | 106.743 | 114.708
Option 4 SC | SA | SESA | Distributed PV | 144.323 | 152.889 | 161.18 | 170.208 | 180.098 | 188.463 | 196.426 | 205.291 | 214.453 | 223.95 | 234.813 | 245.408 | 256.418 | 268.349 | 281.578 | 295.158 | 309.398 | 323.299 | 337.836 | 351.626 | 363.976 | 377.053 | 390.578 | 404.069
Option 4 SC | SA | SESA | Liquid Fuel | 63 | 0 | 0 | 0 | 0 | 0 | 0 | 0 | 0 | 0 | 0 | 0 | 0 | 0 | 0 | 0 | 0 | 0 | 0 | 0 | 0 | 0 | 0 | 0
Option 4 SC | SA | SESA | OCGT | 80 | 80 | 80 | 80 | 80 | 80 | 80 | 80 | 80 | 0 | 0 | 0 | 0 | 0 | 0 | 0 | 0 | 0 | 0 | 0 | 0 | 0 | 0 | 0
Option 4 SC | SA | SESA | Solar | 218.1 | 218.1 | 218.1 | 218.1 | 218.1 | 218.1 | 218.1 | 218.1 | 218.1 | 218.1 | 218.1 | 218.1 | 218.1 | 218.1 | 218.1 | 182 | 182 | 182 | 182 | 182 | 182 | 182 | 182 | 87
Option 4 SC | SA | SESA | Wind | 324.5 | 324.5 | 324.5 | 324.5 | 324.5 | 324.5 | 324.5 | 324.5 | 324.5 | 198 | 198 | 198 | 318.7486 | 518.7809 | 743.8 | 743.8 | 743.8 | 811.6923 | 811.6923 | 811.6923 | 811.6923 | 811.6923 | 811.6923 | 811.6923
Option 4 SC | TAS |  | 24h | 0 | 0 | 0 | 0 | 0 | 0 | 0 | 0 | 0 | 0 | 0 | 0 | 4.93e-06 | 5.93e-06 | 5.93e-06 | 7e-06 | 7e-06 | 7e-06 | 7e-06 | 7e-06 | 7e-06 | 7e-06 | 7e-06 | 7e-06
Option 4 SC | TAS |  | 2h | 0 | 0 | 0 | 0 | 0 | 0 | 2.51e-06 | 2.51e-06 | 4.14e-06 | 4.14e-06 | 4.14e-06 | 4.14e-06 | 1.602e-05 | 1.83e-05 | 1.997e-05 | 2.335e-05 | 2.475e-05 | 2.586e-05 | 2.586e-05 | 2.586e-05 | 2.586e-05 | 2.586e-05 | 2.586e-05 | 2.586e-05
Option 4 SC | TAS |  | 4h | 0 | 0 | 0 | 0 | 0 | 0 | 2.53e-06 | 2.53e-06 | 9.85e-06 | 9.85e-06 | 9.85e-06 | 9.85e-06 | 2.162e-05 | 3.445e-05 | 3.868e-05 | 4.455e-05 | 4.605e-05 | 4.605e-05 | 4.605e-05 | 4.605e-05 | 4.605e-05 | 4.605e-05 | 4.605e-05 | 4.605e-05
Option 4 SC | TAS |  | 8h | 0 | 0 | 0 | 0 | 0 | 0 | 1.3e-06 | 1.3e-06 | 2.9e-06 | 2.9e-06 | 2.9e-06 | 2.9e-06 | 1.366e-05 | 2.125e-05 | 2.125e-05 | 2.246e-05 | 2.246e-05 | 2.246e-05 | 2.246e-05 | 2.246e-05 | 2.246e-05 | 2.246e-05 | 2.246e-05 | 2.246e-05
Option 4 SC | TAS |  | CCGT | 208 | 208 | 208 | 208 | 208 | 208 | 208 | 208 | 208 | 208 | 208 | 208 | 208 | 208 | 208 | 208 | 208 | 208 | 208 | 208 | 208 | 208 | 208 | 208
Option 4 SC | TAS |  | CST | 0 | 0 | 0 | 0 | 0 | 0 | 0 | 0 | 0 | 0 | 0 | 0 | 0 | 0 | 0 | 0 | 0 | 0 | 0 | 0 | 0 | 0 | 0 | 0
Option 4 SC | TAS |  | Coordinated CER | 6.527 | 10.363 | 15.074 | 24.345 | 30.078 | 36.266 | 43.756 | 51.733 | 61.217 | 72.398 | 85.736 | 100.082 | 116.671 | 133.55 | 154.469 | 177.219 | 202.433 | 229.369 | 258.339 | 288.77 | 320.486 | 353.881 | 388.958 | 425.656
Option 4 SC | TAS |  | Distributed PV | 466.301 | 507.592 | 549.345 | 601.279 | 656.508 | 691.259 | 719.592 | 747.7 | 780.291 | 813.947 | 859.746 | 903.781 | 950.103 | 1002.903 | 1063.261 | 1121.926 | 1183.346 | 1239.592 | 1305.054 | 1363.723 | 1412.741 | 1468.813 | 1523.955 | 1578.121
Option 4 SC | TAS |  | Hydro | 2176.7 | 2176.7 | 2176.7 | 2176.7 | 2566.7 | 2566.7 | 2566.7 | 2566.7 | 2566.7 | 2566.7 | 2566.7 | 2566.7 | 2566.7 | 2566.7 | 2566.7 | 2566.7 | 2566.7 | 2566.7 | 2566.7 | 2566.7 | 2566.7 | 2566.7 | 2566.7 | 2566.7
Option 4 SC | TAS |  | OCGT | 178 | 178 | 178 | 178 | 178 | 178 | 178 | 178 | 178 | 178 | 178 | 178 | 178 | 178 | 58 | 58 | 58 | 58 | 58 | 58 | 58 | 58 | 58 | 58
Option 4 SC | TAS |  | PHES | 0 | 0 | 0 | 0 | 0 | 0 | 0 | 0 | 0 | 1.18e-06 | 1.18e-06 | 1.18e-06 | 1.981e-05 | 3.818e-05 | 4.119e-05 | 4.402e-05 | 4.402e-05 | 4.402e-05 | 4.402e-05 | 4.402e-05 | 4.402e-05 | 4.402e-05 | 4.402e-05 | 4.402e-05
Option 4 SC | TAS |  | Solar | 0 | 300 | 587 | 669.2779 | 669.2779 | 1069.0899 | 1069.0899 | 1069.0899 | 1069.0899 | 1069.0899 | 1069.0899 | 1069.0899 | 1086.6843 | 1086.6843 | 1086.6843 | 1086.6843 | 1086.6843 | 1086.6844 | 1086.6844 | 1086.6844 | 1086.6844 | 1086.6844 | 1086.6844 | 1086.6844
Option 4 SC | TAS |  | Wind | 561.6 | 582.4 | 1158.8039 | 1400.1221 | 1492.2512 | 1792.5684 | 1792.5684 | 1792.5684 | 1792.5684 | 1792.5684 | 1792.5684 | 1889.6352 | 2195.4587 | 2195.4587 | 2195.4587 | 2195.4587 | 2195.4587 | 2195.4588 | 2051.4588 | 2051.4588 | 2051.4588 | 2051.4588 | 2051.4588 | 2051.4588
Option 4 SC | TAS | TAS | 24h | 0 | 0 | 0 | 0 | 0 | 0 | 0 | 0 | 0 | 0 | 0 | 0 | 4.93e-06 | 5.93e-06 | 5.93e-06 | 7e-06 | 7e-06 | 7e-06 | 7e-06 | 7e-06 | 7e-06 | 7e-06 | 7e-06 | 7e-06
Option 4 SC | TAS | TAS | 2h | 0 | 0 | 0 | 0 | 0 | 0 | 2.51e-06 | 2.51e-06 | 4.14e-06 | 4.14e-06 | 4.14e-06 | 4.14e-06 | 1.602e-05 | 1.83e-05 | 1.997e-05 | 2.335e-05 | 2.475e-05 | 2.586e-05 | 2.586e-05 | 2.586e-05 | 2.586e-05 | 2.586e-05 | 2.586e-05 | 2.586e-05
Option 4 SC | TAS | TAS | 4h | 0 | 0 | 0 | 0 | 0 | 0 | 2.53e-06 | 2.53e-06 | 9.85e-06 | 9.85e-06 | 9.85e-06 | 9.85e-06 | 2.162e-05 | 3.445e-05 | 3.868e-05 | 4.455e-05 | 4.605e-05 | 4.605e-05 | 4.605e-05 | 4.605e-05 | 4.605e-05 | 4.605e-05 | 4.605e-05 | 4.605e-05
Option 4 SC | TAS | TAS | 8h | 0 | 0 | 0 | 0 | 0 | 0 | 1.3e-06 | 1.3e-06 | 2.9e-06 | 2.9e-06 | 2.9e-06 | 2.9e-06 | 1.366e-05 | 2.125e-05 | 2.125e-05 | 2.246e-05 | 2.246e-05 | 2.246e-05 | 2.246e-05 | 2.246e-05 | 2.246e-05 | 2.246e-05 | 2.246e-05 | 2.246e-05
Option 4 SC | TAS | TAS | CCGT | 208 | 208 | 208 | 208 | 208 | 208 | 208 | 208 | 208 | 208 | 208 | 208 | 208 | 208 | 208 | 208 | 208 | 208 | 208 | 208 | 208 | 208 | 208 | 208
Option 4 SC | TAS | TAS | CST | 0 | 0 | 0 | 0 | 0 | 0 | 0 | 0 | 0 | 0 | 0 | 0 | 0 | 0 | 0 | 0 | 0 | 0 | 0 | 0 | 0 | 0 | 0 | 0
Option 4 SC | TAS | TAS | Coordinated CER | 6.527 | 10.363 | 15.074 | 24.345 | 30.078 | 36.266 | 43.756 | 51.733 | 61.217 | 72.398 | 85.736 | 100.082 | 116.671 | 133.55 | 154.469 | 177.219 | 202.433 | 229.369 | 258.339 | 288.77 | 320.486 | 353.881 | 388.958 | 425.656
Option 4 SC | TAS | TAS | Distributed PV | 466.301 | 507.592 | 549.345 | 601.279 | 656.508 | 691.259 | 719.592 | 747.7 | 780.291 | 813.947 | 859.746 | 903.781 | 950.103 | 1002.903 | 1063.261 | 1121.926 | 1183.346 | 1239.592 | 1305.054 | 1363.723 | 1412.741 | 1468.813 | 1523.955 | 1578.121
Option 4 SC | TAS | TAS | Hydro | 2176.7 | 2176.7 | 2176.7 | 2176.7 | 2566.7 | 2566.7 | 2566.7 | 2566.7 | 2566.7 | 2566.7 | 2566.7 | 2566.7 | 2566.7 | 2566.7 | 2566.7 | 2566.7 | 2566.7 | 2566.7 | 2566.7 | 2566.7 | 2566.7 | 2566.7 | 2566.7 | 2566.7
Option 4 SC | TAS | TAS | OCGT | 178 | 178 | 178 | 178 | 178 | 178 | 178 | 178 | 178 | 178 | 178 | 178 | 178 | 178 | 58 | 58 | 58 | 58 | 58 | 58 | 58 | 58 | 58 | 58
Option 4 SC | TAS | TAS | PHES | 0 | 0 | 0 | 0 | 0 | 0 | 0 | 0 | 0 | 1.18e-06 | 1.18e-06 | 1.18e-06 | 1.981e-05 | 3.818e-05 | 4.119e-05 | 4.402e-05 | 4.402e-05 | 4.402e-05 | 4.402e-05 | 4.402e-05 | 4.402e-05 | 4.402e-05 | 4.402e-05 | 4.402e-05
Option 4 SC | TAS | TAS | Solar | 0 | 300 | 587 | 669.2779 | 669.2779 | 1069.0899 | 1069.0899 | 1069.0899 | 1069.0899 | 1069.0899 | 1069.0899 | 1069.0899 | 1086.6843 | 1086.6843 | 1086.6843 | 1086.6843 | 1086.6843 | 1086.6844 | 1086.6844 | 1086.6844 | 1086.6844 | 1086.6844 | 1086.6844 | 1086.6844
Option 4 SC | TAS | TAS | Wind | 561.6 | 582.4 | 1158.8039 | 1400.1221 | 1492.2512 | 1792.5684 | 1792.5684 | 1792.5684 | 1792.5684 | 1792.5684 | 1792.5684 | 1889.6352 | 2195.4587 | 2195.4587 | 2195.4587 | 2195.4587 | 2195.4587 | 2195.4588 | 2051.4588 | 2051.4588 | 2051.4588 | 2051.4588 | 2051.4588 | 2051.4588
Option 4 SC | VIC |  | 1h | 0 | 3.17 | 3.17 | 3.17 | 3.17 | 3.17 | 3.17 | 3.17 | 3.17 | 3.17 | 3.17 | 3.17 | 3.17 | 3.17 | 3.17 | 3.17 | 3.17 | 3.17 | 3.17 | 3.17 | 3.17 | 3.17 | 3.17 | 3.17
Option 4 SC | VIC |  | 2h | 1954.07 | 3443.57 | 3607.59 | 3597.99 | 3597.99 | 3597.99 | 3751.33 | 3803.46 | 3803.46 | 3803.46 | 3803.46 | 3803.46 | 3798.46 | 3798.46 | 3701.1 | 3498.46 | 3498.46 | 3251.1 | 3151.1 | 3048.46 | 2461.1 | 1784.44 | 1787.08 | 1767.08
Option 4 SC | VIC |  | 4h | 0 | 1570 | 1985.79 | 1985.79 | 1985.79 | 1985.79 | 2000.22 | 1985.79 | 1985.79 | 1985.79 | 1985.79 | 1985.79 | 1985.79 | 1985.79 | 2000.22 | 1985.79 | 1985.79 | 2000.22 | 2001.84 | 1985.79 | 2000.22 | 1064.637 | 1020.077 | 1020.077
Option 4 SC | VIC |  | 8h | 0 | 0 | 4.4e-06 | 4.4e-06 | 4.4e-06 | 4.4e-06 | 4.4e-06 | 4.4e-06 | 1.041e-05 | 1.041e-05 | 1.041e-05 | 1.041e-05 | 3.609e-05 | 9.992e-05 | 0.00010779 | 0.00011321 | 0.00011542 | 0.00011542 | 0.00011542 | 0.00011542 | 0.00011542 | 82.784 | 82.784 | 82.784
Option 4 SC | VIC |  | Brown Coal | 4820 | 4820 | 3370 | 2790 | 2210 | 2210 | 2210 | 2210 | 0 | 0 | 0 | 0 | 0 | 0 | 0 | 0 | 0 | 0 | 0 | 0 | 0 | 0 | 0 | 0
Option 4 SC | VIC |  | CCGT | 500 | 500 | 500 | 500 | 500 | 500 | 500 | 500 | 500 | 500 | 500 | 500 | 500 | 500 | 0 | 0 | 0 | 0 | 0 | 0 | 0 | 0 | 0 | 0
Option 4 SC | VIC |  | Coordinated CER | 129.94 | 190.387 | 262.642 | 380.534 | 475.115 | 585.339 | 711.298 | 853.59 | 1012.449 | 1195.77 | 1399.077 | 1625.987 | 1872.336 | 2136.792 | 2453.285 | 2794.934 | 3172.367 | 3574.468 | 4004.367 | 4454.738 | 4925.069 | 5419.214 | 5938.101 | 6482.064
Option 4 SC | VIC |  | Distributed PV | 7097.091 | 7786.599 | 8463.572 | 9170.414 | 9877.789 | 10377.024 | 10825.044 | 11294.852 | 11811.802 | 12372.185 | 13012.483 | 13676.879 | 14418.838 | 15199.454 | 16064.1 | 16921.388 | 17823.77 | 18698.361 | 19630.919 | 20514.237 | 21369.886 | 22274.861 | 23194.091 | 24123.841
Option 4 SC | VIC |  | Hydro | 2267.02 | 2267.02 | 2267.02 | 2267.02 | 2267.02 | 2267.02 | 2267.02 | 2267.02 | 2267.02 | 2267.02 | 2267.02 | 2267.02 | 2267.02 | 2267.02 | 2267.02 | 2267.02 | 2267.02 | 2267.02 | 2267.02 | 2267.02 | 2267.02 | 2267.02 | 2267.02 | 2267.02
Option 4 SC | VIC |  | OCGT | 1900 | 1900 | 1900 | 1900 | 1900 | 1900 | 1900 | 1730 | 2041.2171 | 2041.2171 | 2041.2171 | 2110.4209 | 3568.2494 | 3128.2494 | 3783.9684 | 4045.6338 | 3951.6338 | 3951.6338 | 3951.6338 | 3951.6338 | 4157.4675 | 5009.0556 | 5009.0556 | 6151.8661
Option 4 SC | VIC |  | Offshore Wind | 0 | 0 | 0 | 0 | 0 | 2000 | 2667 | 3333 | 4000 | 5000 | 6000 | 7000 | 8000 | 9000 | 9000 | 9000 | 9000 | 9000 | 9000 | 9000 | 9000 | 9000 | 9000 | 9000
Option 4 SC | VIC |  | Solar | 1559.56 | 3325.76 | 3894.83 | 3894.83 | 3894.83 | 3894.83 | 3894.83 | 3894.83 | 3894.83 | 3894.83 | 3894.83 | 3894.83 | 5290.0158 | 6649.7142 | 7329.6473 | 7329.6473 | 7329.6474 | 7329.6475 | 7229.6775 | 7202.5075 | 7202.5075 | 7202.5075 | 7062.4775 | 6686.5475
Option 4 SC | VIC |  | Wind | 5270.28 | 5990.85 | 7912.85 | 9490.85 | 10038.35 | 10008.35 | 10008.35 | 10008.35 | 9816.35 | 9816.35 | 9816.35 | 9753.34 | 9434.1945 | 9434.1945 | 9648.3677 | 10031.8939 | 9981.3439 | 9664.144 | 9865.9313 | 10080.4669 | 10900.8222 | 10479.1322 | 10879.8042 | 10248.9242
Option 4 SC | VIC | MEL | 2h | 1090 | 1205 | 1205 | 1205 | 1205 | 1205 | 1455 | 1455 | 1455 | 1455 | 1455 | 1455 | 1455 | 1455 | 1455 | 1155 | 1155 | 1155 | 955 | 955 | 715 | 600 | 600 | 600
Option 4 SC | VIC | MEL | 4h | 0 | 1220 | 1220 | 1220 | 1220 | 1220 | 1220 | 1220 | 1220 | 1220 | 1220 | 1220 | 1220 | 1220 | 1220 | 1220 | 1220 | 1220 | 1220 | 1220 | 1220 | 800.0469 | 800.0469 | 800.0469
Option 4 SC | VIC | MEL | 8h | 0 | 0 | 2.13e-06 | 2.13e-06 | 2.13e-06 | 2.13e-06 | 2.13e-06 | 2.13e-06 | 5.46e-06 | 5.46e-06 | 5.46e-06 | 5.46e-06 | 1.842e-05 | 5.197e-05 | 5.768e-05 | 5.955e-05 | 6.176e-05 | 6.176e-05 | 6.176e-05 | 6.176e-05 | 6.176e-05 | 82.784 | 82.784 | 82.784
Option 4 SC | VIC | MEL | CCGT | 500 | 500 | 500 | 500 | 500 | 500 | 500 | 500 | 500 | 500 | 500 | 500 | 500 | 500 | 0 | 0 | 0 | 0 | 0 | 0 | 0 | 0 | 0 | 0
Option 4 SC | VIC | MEL | Coordinated CER | 94.231 | 138.075 | 190.575 | 275.904 | 346.21 | 428.629 | 523.21 | 630.383 | 750.353 | 889.43 | 1044.036 | 1216.802 | 1404.735 | 1606.904 | 1847.743 | 2108.067 | 2395.504 | 2702.149 | 3030.715 | 3375.24 | 3734.894 | 4113.14 | 4510.738 | 4927.99
Option 4 SC | VIC | MEL | Distributed PV | 4873.36 | 5357.816 | 5837.858 | 6330.209 | 6813.944 | 7164.72 | 7476.587 | 7796.426 | 8146.933 | 8530.509 | 8965.801 | 9428.723 | 9940.801 | 10481.752 | 11068.696 | 11654.918 | 12259.165 | 12843.123 | 13481.14 | 14084.224 | 14674.545 | 15291.304 | 15921.439 | 16560.042
Option 4 SC | VIC | MEL | OCGT | 482 | 482 | 482 | 482 | 482 | 482 | 482 | 312 | 623.2171 | 623.2171 | 623.2171 | 692.4209 | 2150.2494 | 2150.2494 | 2805.9684 | 3067.6338 | 3067.6338 | 3067.6338 | 3067.6338 | 3067.6338 | 3273.4675 | 4091.5006 | 4091.5006 | 4574.6619
Option 4 SC | VIC | MEL | Solar | 0 | 0 | 0 | 0 | 0 | 1.18e-06 | 1.18e-06 | 1.18e-06 | 1.18e-06 | 2.82e-06 | 2.82e-06 | 1.018e-05 | 1.675e-05 | 2.37e-05 | 3.91e-05 | 5.638e-05 | 7.535e-05 | 9.269e-05 | 9.269e-05 | 9.269e-05 | 9.456e-05 | 9.563e-05 | 0.00010214 | 0.000108
Option 4 SC | VIC | SEV | 2h | 255 | 416.44 | 416.44 | 416.44 | 416.44 | 416.44 | 419.08 | 416.44 | 416.44 | 416.44 | 416.44 | 416.44 | 411.44 | 411.44 | 414.08 | 411.44 | 411.44 | 264.08 | 264.08 | 161.44 | 164.08 | 61.44 | 64.08 | 64.08
Option 4 SC | VIC | SEV | 4h | 0 | 350 | 350 | 350 | 350 | 350 | 350 | 350 | 350 | 350 | 350 | 350 | 350 | 350 | 350 | 350 | 350 | 350 | 350 | 350 | 350 | 0 | 0 | 0
Option 4 SC | VIC | SEV | 8h | 0 | 0 | 2.27e-06 | 2.27e-06 | 2.27e-06 | 2.27e-06 | 2.27e-06 | 2.27e-06 | 4.95e-06 | 4.95e-06 | 4.95e-06 | 4.95e-06 | 1.767e-05 | 4.795e-05 | 5.011e-05 | 5.366e-05 | 5.366e-05 | 5.366e-05 | 5.366e-05 | 5.366e-05 | 5.366e-05 | 5.366e-05 | 5.139e-05 | 5.139e-05
Option 4 SC | VIC | SEV | Brown Coal | 4820 | 4820 | 3370 | 2790 | 2210 | 2210 | 2210 | 2210 | 0 | 0 | 0 | 0 | 0 | 0 | 0 | 0 | 0 | 0 | 0 | 0 | 0 | 0 | 0 | 0
Option 4 SC | VIC | SEV | Coordinated CER | 9.166 | 13.427 | 18.501 | 26.833 | 33.016 | 40.094 | 48.079 | 57.011 | 66.9 | 78.143 | 90.516 | 104.269 | 119.103 | 134.915 | 154.092 | 174.707 | 197.499 | 221.69 | 247.385 | 274.2 | 302.195 | 331.497 | 362.149 | 394.158
Option 4 SC | VIC | SEV | Distributed PV | 471.244 | 522.733 | 572.817 | 626.341 | 681.493 | 718.953 | 752.927 | 789.826 | 830.456 | 873.827 | 923.9 | 973.796 | 1030.37 | 1089.459 | 1157.088 | 1223.324 | 1295.335 | 1365.397 | 1437.267 | 1505.531 | 1570.5 | 1640.565 | 1711.024 | 1782.021
Option 4 SC | VIC | SEV | OCGT | 834 | 834 | 834 | 834 | 834 | 834 | 834 | 834 | 834 | 834 | 834 | 834 | 834 | 394 | 394 | 394 | 300 | 300 | 300 | 300 | 300 | 300 | 300 | 300
Option 4 SC | VIC | SEV | Offshore Wind | 0 | 0 | 0 | 0 | 0 | 2000 | 2194.0053 | 2860.0053 | 3527.0053 | 4464.0383 | 5220 | 6220 | 7220 | 8220 | 8220 | 8220 | 8220 | 8220 | 8220 | 8220 | 8220 | 8220 | 8220 | 8220
Option 4 SC | VIC | SEV | Solar | 0 | 643.3262 | 643.3262 | 643.3262 | 643.3262 | 643.3262 | 643.3262 | 643.3262 | 643.3262 | 643.3262 | 643.3262 | 643.3262 | 643.3262 | 643.3262 | 643.3262 | 643.3262 | 643.3263 | 643.3263 | 643.3263 | 643.3263 | 643.3263 | 643.3263 | 643.3263 | 643.3263
Option 4 SC | VIC | SEV | Wind | 106.6 | 106.6 | 106.6 | 106.6 | 106.6 | 106.6 | 106.6 | 106.6 | 106.6 | 106.6 | 106.6 | 106.6 | 106.6 | 106.6 | 1.186e-05 | 1.36e-05 | 2.227e-05 | 2.891e-05 | 2.891e-05 | 2.891e-05 | 2.891e-05 | 2.891e-05 | 2.891e-05 | 2.891e-05
Option 4 SC | VIC | WNV | 1h | 0 | 3.17 | 3.17 | 3.17 | 3.17 | 3.17 | 3.17 | 3.17 | 3.17 | 3.17 | 3.17 | 3.17 | 3.17 | 3.17 | 3.17 | 3.17 | 3.17 | 3.17 | 3.17 | 3.17 | 3.17 | 3.17 | 3.17 | 3.17
Option 4 SC | VIC | WNV | 2h | 609.07 | 1822.13 | 1986.15 | 1976.55 | 1976.55 | 1976.55 | 1877.25 | 1932.02 | 1932.02 | 1932.02 | 1932.02 | 1932.02 | 1932.02 | 1932.02 | 1832.02 | 1932.02 | 1932.02 | 1832.02 | 1932.02 | 1932.02 | 1582.02 | 1123 | 1123 | 1103
Option 4 SC | VIC | WNV | 4h | 0 | 0 | 415.79 | 415.79 | 415.79 | 415.79 | 430.22 | 415.79 | 415.79 | 415.79 | 415.79 | 415.79 | 415.79 | 415.79 | 430.22 | 415.79 | 415.79 | 430.22 | 431.84 | 415.79 | 430.22 | 264.5901 | 220.0301 | 220.0301
Option 4 SC | VIC | WNV | Coordinated CER | 26.543 | 38.885 | 53.566 | 77.797 | 95.889 | 116.616 | 140.009 | 166.196 | 195.196 | 228.197 | 264.525 | 304.916 | 348.498 | 394.973 | 451.45 | 512.16 | 579.364 | 650.629 | 726.267 | 805.298 | 887.98 | 974.577 | 1065.214 | 1159.916
Option 4 SC | VIC | WNV | Distributed PV | 1752.487 | 1906.05 | 2052.897 | 2213.864 | 2382.352 | 2493.351 | 2595.53 | 2708.6 | 2834.413 | 2967.849 | 3122.782 | 3274.36 | 3447.667 | 3628.243 | 3838.316 | 4043.146 | 4269.27 | 4489.841 | 4712.512 | 4924.482 | 5124.841 | 5342.992 | 5561.628 | 5781.778
Option 4 SC | VIC | WNV | Hydro | 2267.02 | 2267.02 | 2267.02 | 2267.02 | 2267.02 | 2267.02 | 2267.02 | 2267.02 | 2267.02 | 2267.02 | 2267.02 | 2267.02 | 2267.02 | 2267.02 | 2267.02 | 2267.02 | 2267.02 | 2267.02 | 2267.02 | 2267.02 | 2267.02 | 2267.02 | 2267.02 | 2267.02
Option 4 SC | VIC | WNV | OCGT | 584 | 584 | 584 | 584 | 584 | 584 | 584 | 584 | 584 | 584 | 584 | 584 | 584 | 584 | 584 | 584 | 584 | 584 | 584 | 584 | 584 | 617.555 | 617.555 | 1277.2041
Option 4 SC | VIC | WNV | Offshore Wind | 0 | 0 | 0 | 0 | 0 | 2.38e-06 | 472.9947 | 472.9947 | 472.9947 | 535.9617 | 780 | 780 | 780 | 780 | 780 | 780 | 780 | 780 | 780 | 780 | 780 | 780 | 780 | 780
Option 4 SC | VIC | WNV | Solar | 1559.56 | 2682.4338 | 3251.5038 | 3251.5038 | 3251.5038 | 3251.5038 | 3251.5038 | 3251.5038 | 3251.5038 | 3251.5038 | 3251.5038 | 3251.5038 | 4646.6896 | 6006.388 | 6686.321 | 6686.321 | 6686.3211 | 6686.3211 | 6586.3511 | 6559.1811 | 6559.1811 | 6559.1811 | 6419.1511 | 6043.2211
Option 4 SC | VIC | WNV | Wind | 5163.68 | 5884.25 | 7806.25 | 9384.25 | 9931.75 | 9901.75 | 9901.75 | 9901.75 | 9709.75 | 9709.75 | 9709.75 | 9646.74 | 9327.5945 | 9327.5945 | 9648.3677 | 10031.8939 | 9981.3439 | 9664.1439 | 9865.9313 | 10080.4669 | 10900.8221 | 10479.1321 | 10879.8042 | 10248.9242
Option 5 SC | NEM |  | 12h | 0 | 0 | 0 | 810 | 810 | 810 | 810 | 810 | 810 | 810 | 810 | 810 | 810 | 810 | 810 | 810 | 810 | 810 | 810 | 810 | 810 | 810 | 810 | 810
Option 5 SC | NEM |  | 1h | 472.02 | 875.19 | 875.19 | 875.19 | 875.19 | 875.19 | 875.19 | 875.19 | 875.19 | 875.19 | 875.19 | 875.19 | 875.19 | 875.19 | 875.19 | 875.19 | 875.19 | 825.19 | 825.19 | 825.19 | 825.19 | 825.19 | 825.19 | 425.19
Option 5 SC | NEM |  | 24h | 0 | 0 | 0 | 0 | 0 | 0 | 0 | 0 | 0 | 2.39e-06 | 2.39e-06 | 3.64e-06 | 3.64e-06 | 3.64e-06 | 3.64e-06 | 3.64e-06 | 3.64e-06 | 3.64e-06 | 3.64e-06 | 3.64e-06 | 3.64e-06 | 3.64e-06 | 3.64e-06 | 3.64e-06
Option 5 SC | NEM |  | 2h | 5866.57 | 9418.4701 | 9932.4901 | 10222.8901 | 10889.0201 | 10889.0201 | 11042.3602 | 11111.3502 | 11059.4903 | 11075.0903 | 11009.4903 | 11016.4603 | 10904.4903 | 10904.4904 | 10746.4405 | 10531.8005 | 10497.1107 | 10003.3407 | 9390.0207 | 8704.8307 | 7911.7607 | 5318.9684 | 4926.3684 | 4510.9684
Option 5 SC | NEM |  | 4h | 1893.63 | 5327.67 | 7462.4399 | 8218.1382 | 8218.1382 | 8418.1382 | 8432.5682 | 8203.3582 | 8418.1382 | 8418.1382 | 8418.1382 | 8162.1383 | 8418.1383 | 8418.1383 | 8473.7883 | 8879.9925 | 8916.8092 | 9040.5422 | 8908.276 | 8788.674 | 8196.7832 | 7545.7273 | 5896.377 | 5617.1677
Option 5 SC | NEM |  | 8h | 325 | 599.84 | 1757.86 | 2714.1618 | 2714.1618 | 2895.485 | 3720.11 | 4544.86 | 4544.8601 | 4544.8601 | 4544.8601 | 4544.8601 | 4544.8601 | 4579.3196 | 4838.4749 | 4838.4749 | 5248.2107 | 5389.176 | 5389.176 | 5483.2845 | 5158.2845 | 7516.6284 | 7733.7988 | 8681.5973
Option 5 SC | NEM |  | Biomass | 32 | 32 | 32 | 32 | 32 | 32 | 32 | 32 | 32 | 32 | 32 | 32 | 32 | 32 | 32 | 32 | 32 | 32 | 32 | 32 | 32 | 32 | 32 | 32
Option 5 SC | NEM |  | Black Coal | 16435 | 16435 | 16435 | 10515 | 9145 | 9145 | 9145 | 7140 | 7140 | 7140 | 6440 | 5290 | 5290 | 5290 | 3900 | 3900 | 3156 | 2791 | 2426 | 2061 | 1696 | 1696 | 1696 | 0
Option 5 SC | NEM |  | Brown Coal | 4820 | 4820 | 3370 | 2790 | 2210 | 2210 | 2210 | 2210 | 0 | 0 | 0 | 0 | 0 | 0 | 0 | 0 | 0 | 0 | 0 | 0 | 0 | 0 | 0 | 0
Option 5 SC | NEM |  | CCGT | 4334.9 | 4154.9 | 3554.9 | 3554.9 | 3554.9 | 3554.9 | 3554.9 | 3554.9 | 3554.9 | 3554.9 | 3169.9 | 2640.9 | 2553.5 | 2496.5 | 1996.5 | 1996.5 | 1996.5 | 1596.5 | 1596.5 | 952 | 952 | 708 | 708 | 708
Option 5 SC | NEM |  | CST | 0 | 0 | 0 | 0 | 0 | 0 | 0 | 0 | 0 | 0 | 0 | 0 | 0 | 0 | 0 | 0 | 0 | 0 | 0 | 0 | 0 | 0 | 0 | 0
Option 5 SC | NEM |  | Coordinated CER | 625.334 | 893.362 | 1208.587 | 1613.871 | 1960.463 | 2357.52 | 2809.35 | 3315.404 | 3877.588 | 4521.553 | 5237.372 | 6027.29 | 6900.098 | 7821.279 | 8943.224 | 10148.988 | 11471.605 | 12877.186 | 14372.166 | 15924.376 | 17535.429 | 19218.289 | 20977.79 | 22803.02
Option 5 SC | NEM |  | DSP | 6000 | 6000 | 6000 | 6000 | 6000 | 6000 | 6000 | 6000 | 6000 | 6000 | 6000 | 6000 | 6000 | 6000 | 6000 | 6000 | 6000 | 6000 | 6000 | 6000 | 6000 | 6000 | 6000 | 6000
Option 5 SC | NEM |  | Distributed PV | 29289.282 | 31462.66 | 33595.406 | 35842.61 | 38163.194 | 39942.214 | 41620.761 | 43360.415 | 45267.273 | 47252.087 | 49525.151 | 51807.679 | 54309.504 | 56968.405 | 59891.358 | 62783.031 | 65810.21 | 68755.452 | 71925.226 | 74936.533 | 77742.089 | 80726.876 | 83698.074 | 86655.55
Option 5 SC | NEM |  | H2 Reciprocating Engine | 0 | 0 | 400 | 400 | 400 | 400 | 400 | 400 | 400 | 400 | 400 | 400 | 400 | 400 | 400 | 400 | 400 | 400 | 400 | 400 | 400 | 400 | 400 | 400
Option 5 SC | NEM |  | Hydro | 6885.12 | 6885.12 | 6885.12 | 6885.12 | 7275.12 | 7275.12 | 7275.12 | 7275.12 | 7275.12 | 7275.12 | 7275.12 | 7275.12 | 7275.12 | 7275.12 | 7275.12 | 7275.12 | 7275.12 | 7275.12 | 7275.12 | 7275.12 | 7275.12 | 7275.12 | 7275.12 | 7275.12
Option 5 SC | NEM |  | Liquid Fuel | 836.88 | 700.38 | 700.38 | 700.38 | 700.38 | 700.38 | 700.38 | 408.38 | 408.38 | 408.38 | 408.38 | 408.38 | 408.38 | 408.38 | 408.38 | 408.38 | 408.38 | 408.38 | 276.88 | 276.88 | 122.88 | 122.88 | 122.88 | 122.88
Option 5 SC | NEM |  | OCGT | 7111.76 | 7111.76 | 7228.76 | 7228.76 | 6982.76 | 7382.645 | 7382.645 | 7212.645 | 7412.6296 | 7337.3551 | 7280.6551 | 7351.2176 | 9660.1321 | 9220.1321 | 10119.3034 | 10391.4058 | 10950.8249 | 10950.8249 | 11150.3541 | 12482.1829 | 12110.7283 | 13190.5061 | 13190.5061 | 14345.7783
Option 5 SC | NEM |  | Offshore Wind | 0 | 0 | 0 | 0 | 0 | 2000 | 2667 | 3333 | 4000 | 5000 | 6000 | 7000 | 8000 | 9000 | 9000 | 9000 | 9000 | 9000 | 9000 | 9000 | 9000 | 9000 | 9000 | 9000
Option 5 SC | NEM |  | PHES | 1067 | 1067 | 3267 | 3267 | 3267 | 3267 | 3267 | 3267 | 5265 | 5265 | 5265 | 5265 | 5265 | 5265 | 5265 | 5265 | 5265 | 5265.0001 | 5265.0001 | 5265.0001 | 5265.0001 | 5265.0001 | 5265.0001 | 5265.0001
Option 5 SC | NEM |  | Solar | 11310.15 | 20545.686 | 27335.0319 | 31220.2719 | 31654.5063 | 32576.7052 | 35846.3574 | 36041.9935 | 38625.2545 | 39524.9263 | 42018.8149 | 42452.0095 | 46641.2129 | 50532.9842 | 52177.9369 | 54014.9912 | 58971.1897 | 58597.5313 | 58132.8613 | 58634.0158 | 58019.1713 | 59318.6835 | 63008.5999 | 63418.3619
Option 5 SC | NEM |  | Wind | 13903.11 | 15421.17 | 19028.7944 | 24901.2818 | 28486.4637 | 30904.7907 | 31659.0349 | 32796.9031 | 35064.9719 | 35349.6156 | 36750.7072 | 38132.0026 | 43437.9855 | 44997.2553 | 45551.6592 | 47169.0158 | 49204.2338 | 50464.49 | 50113.6288 | 50594.8709 | 51114.7944 | 51116.0405 | 51108.4422 | 49957.8697
Option 5 SC | NSW |  | 12h | 0 | 0 | 0 | 810 | 810 | 810 | 810 | 810 | 810 | 810 | 810 | 810 | 810 | 810 | 810 | 810 | 810 | 810 | 810 | 810 | 810 | 810 | 810 | 810
Option 5 SC | NSW |  | 1h | 250 | 250 | 250 | 250 | 250 | 250 | 250 | 250 | 250 | 250 | 250 | 250 | 250 | 250 | 250 | 250 | 250 | 200 | 200 | 200 | 200 | 200 | 200 | 200
Option 5 SC | NSW |  | 2h | 722.65 | 1224.6501 | 1224.6501 | 1224.6501 | 1924.7801 | 1924.7801 | 1924.7801 | 1919.0701 | 1914.7801 | 1914.7802 | 1864.7802 | 1864.7802 | 1864.7802 | 1864.7803 | 1804.0903 | 1804.0903 | 1799.8004 | 1804.0905 | 1799.8005 | 1779.8005 | 1784.0905 | 1793.9581 | 1693.9681 | 1693.9681
Option 5 SC | NSW |  | 4h | 1333.63 | 2641.6698 | 3835.229 | 3835.2291 | 3835.2291 | 4035.2291 | 4035.2291 | 4076.4491 | 4035.2291 | 4035.2291 | 4035.2291 | 4035.2291 | 4035.2291 | 4035.2291 | 4076.4491 | 4076.4491 | 4035.2291 | 4076.4492 | 4035.2292 | 3575.2292 | 3116.4492 | 2048.4095 | 813.6302 | 813.6302
Option 5 SC | NSW |  | 8h | 325 | 599.84 | 1439 | 2149.3018 | 2149.3018 | 2330.625 | 3155.25 | 3980 | 3980 | 3980 | 3980 | 3980 | 3980 | 3987.3808 | 4246.5361 | 4246.5361 | 4656.2718 | 4695.3497 | 4695.3497 | 4695.3497 | 4370.3497 | 5612.2328 | 5278.613 | 4788.7771
Option 5 SC | NSW |  | Black Coal | 8305 | 8305 | 8305 | 4765 | 3395 | 3395 | 3395 | 1390 | 1390 | 1390 | 1390 | 1390 | 1390 | 1390 | 0 | 0 | 0 | 0 | 0 | 0 | 0 | 0 | 0 | 0
Option 5 SC | NSW |  | CCGT | 720 | 720 | 720 | 720 | 720 | 720 | 720 | 720 | 720 | 720 | 720 | 720 | 720 | 720 | 720 | 720 | 720 | 320 | 320 | 320 | 320 | 320 | 320 | 320
Option 5 SC | NSW |  | CST | 0 | 0 | 0 | 0 | 0 | 0 | 0 | 0 | 0 | 0 | 0 | 0 | 0 | 0 | 0 | 0 | 0 | 0 | 0 | 0 | 0 | 0 | 0 | 0
Option 5 SC | NSW |  | Coordinated CER | 232.942 | 336.928 | 459.848 | 617.188 | 735.524 | 870.4 | 1024.175 | 1194.415 | 1382.651 | 1598.227 | 1838.411 | 2101.966 | 2394.343 | 2703.24 | 3089.994 | 3504.578 | 3958.068 | 4435.939 | 4945.173 | 5471.86 | 6021.613 | 6591.288 | 7184.919 | 7803.207
Option 5 SC | NSW |  | DSP | 6000 | 6000 | 6000 | 6000 | 6000 | 6000 | 6000 | 6000 | 6000 | 6000 | 6000 | 6000 | 6000 | 6000 | 6000 | 6000 | 6000 | 6000 | 6000 | 6000 | 6000 | 6000 | 6000 | 6000
Option 5 SC | NSW |  | Distributed PV | 10017.674 | 10790.801 | 11554.41 | 12335.243 | 13135.679 | 13795.227 | 14435.378 | 15056.232 | 15736.194 | 16430.841 | 17242.552 | 18062.701 | 18970.899 | 19928.832 | 20976.515 | 21997.404 | 23045.854 | 24055.428 | 25184.334 | 26259.378 | 27258.006 | 28319.668 | 29356.855 | 30395.222
Option 5 SC | NSW |  | Hydro | 2285 | 2285 | 2285 | 2285 | 2285 | 2285 | 2285 | 2285 | 2285 | 2285 | 2285 | 2285 | 2285 | 2285 | 2285 | 2285 | 2285 | 2285 | 2285 | 2285 | 2285 | 2285 | 2285 | 2285
Option 5 SC | NSW |  | OCGT | 2312.5 | 2312.5 | 2312.5 | 2312.5 | 2312.5 | 2312.5 | 2312.5 | 2312.5 | 2312.5 | 2312.5 | 2291.7 | 2291.7 | 3132.2459 | 3132.2459 | 3632.6821 | 3632.6821 | 3933.8936 | 3933.8936 | 3740.4327 | 4239.3053 | 4239.3053 | 4239.3053 | 4239.3053 | 4239.3053
Option 5 SC | NSW |  | Offshore Wind | 0 | 0 | 0 | 0 | 0 | 0 | 0 | 0 | 0 | 0 | 0 | 0 | 2.35e-06 | 2.35e-06 | 3.81e-06 | 5.78e-06 | 1.445e-05 | 1.57e-05 | 1.57e-05 | 1.57e-05 | 1.57e-05 | 1.57e-05 | 1.57e-05 | 1.57e-05
Option 5 SC | NSW |  | PHES | 247 | 247 | 2447 | 2447 | 2447 | 2447 | 2447 | 2447 | 2447 | 2447 | 2447 | 2447 | 2447 | 2447 | 2447 | 2447 | 2447 | 2447 | 2447 | 2447 | 2447 | 2447 | 2447 | 2447
Option 5 SC | NSW |  | Solar | 5241.41 | 9243.1016 | 14200.3282 | 18006.6101 | 18441.4144 | 18778.4911 | 22048.7032 | 22244.8394 | 24828.5803 | 24935.2762 | 25656.7049 | 25656.705 | 26546.7048 | 27283.0996 | 28029.2201 | 28845.317 | 30856.7482 | 30639.0596 | 30639.0596 | 30603.0497 | 30462.0497 | 30429.6497 | 31068.5386 | 30544.5586
Option 5 SC | NSW |  | Wind | 2779.54 | 3050.02 | 3639.1818 | 6939.7999 | 9332.9853 | 10601.1068 | 10601.1068 | 11002.6614 | 12760.1071 | 13314.9307 | 14372.5083 | 14372.5083 | 15952.0107 | 16490.5311 | 16481.6548 | 17522.9145 | 18739.3202 | 18888.4002 | 18888.4002 | 18651.3902 | 18432.6902 | 18855.6264 | 18722.8837 | 18609.6937
Option 5 SC | NSW | CNSW | 12h | 0 | 0 | 0 | 810 | 810 | 810 | 810 | 810 | 810 | 810 | 810 | 810 | 810 | 810 | 810 | 810 | 810 | 810 | 810 | 810 | 810 | 810 | 810 | 810
Option 5 SC | NSW | CNSW | 2h | 192.02 | 244.02 | 244.02 | 244.02 | 244.02 | 244.02 | 244.02 | 244.02 | 244.02 | 244.02 | 244.02 | 244.0201 | 244.0201 | 244.0201 | 244.0201 | 244.0201 | 244.0201 | 244.0201 | 244.0201 | 224.0201 | 224.0201 | 433.8879 | 433.8879 | 433.8879
Option 5 SC | NSW | CNSW | 4h | 873.63 | 873.63 | 873.6301 | 873.6301 | 873.6301 | 873.6301 | 873.6301 | 914.8501 | 873.6301 | 873.6301 | 873.6301 | 873.6301 | 873.6301 | 873.6301 | 914.8501 | 914.8501 | 873.6301 | 914.8501 | 873.6301 | 873.6301 | 414.8501 | 414.8501 | 373.6301 | 373.63
Option 5 SC | NSW | CNSW | 8h | 0 | 49.84 | 484.1772 | 506.2698 | 506.2698 | 506.2698 | 506.2699 | 971.9404 | 971.9404 | 971.9404 | 971.9404 | 971.9404 | 971.9404 | 979.3212 | 1238.4765 | 1238.4765 | 1648.2122 | 1648.2122 | 1648.2122 | 1648.2122 | 1648.2122 | 2300.0759 | 2171.279 | 2149.1864
Option 5 SC | NSW | CNSW | Black Coal | 4105 | 4105 | 4105 | 3445 | 2075 | 2075 | 2075 | 1390 | 1390 | 1390 | 1390 | 1390 | 1390 | 1390 | 0 | 0 | 0 | 0 | 0 | 0 | 0 | 0 | 0 | 0
Option 5 SC | NSW | CNSW | CST | 0 | 0 | 0 | 0 | 0 | 0 | 0 | 0 | 0 | 0 | 0 | 0 | 0 | 0 | 0 | 0 | 0 | 0 | 0 | 0 | 0 | 0 | 0 | 0
Option 5 SC | NSW | CNSW | Coordinated CER | 23.797 | 34.387 | 46.875 | 62.775 | 73.852 | 86.248 | 100.188 | 115.438 | 132.131 | 150.922 | 171.733 | 194.403 | 219.441 | 245.642 | 279.022 | 314.621 | 353.52 | 394.3 | 437.591 | 482.06 | 528.291 | 575.911 | 625.312 | 676.484
Option 5 SC | NSW | CNSW | Distributed PV | 1050.609 | 1129.624 | 1207.351 | 1288.623 | 1374.336 | 1442.165 | 1507.993 | 1572.901 | 1644.325 | 1716.397 | 1802.102 | 1886.231 | 1978.835 | 2075.868 | 2184.599 | 2289.744 | 2400.075 | 2506.735 | 2623.793 | 2735.219 | 2835.888 | 2944.527 | 3050.124 | 3155.404
Option 5 SC | NSW | CNSW | OCGT | 0 | 0 | 0 | 0 | 0 | 0 | 0 | 0 | 0 | 0 | 0 | 0 | 0 | 0 | 0 | 0 | 0 | 0 | 420.6008 | 810.5399 | 810.5399 | 810.5399 | 810.5399 | 810.5399
Option 5 SC | NSW | CNSW | PHES | 247 | 247 | 247 | 247 | 247 | 247 | 247 | 247 | 247 | 247 | 247 | 247 | 247 | 247 | 247 | 247 | 247 | 247 | 247 | 247 | 247 | 247 | 247 | 247
Option 5 SC | NSW | CNSW | Solar | 2127.38 | 3525.3138 | 6691.7418 | 9734.4226 | 10084.4226 | 10259.4227 | 11195.3954 | 11391.5315 | 13486.4066 | 13593.1025 | 14023.3478 | 14023.3479 | 14023.3479 | 14759.7427 | 14916.8131 | 15165.6089 | 17078.3486 | 17083.69 | 17083.69 | 17047.6801 | 17047.6801 | 17047.6801 | 17144.603 | 16952.963
Option 5 SC | NSW | CNSW | Wind | 498.03 | 498.03 | 1087.1917 | 4300.5576 | 6145.5185 | 6829 | 6829 | 6829.0001 | 7117.0001 | 7671.8237 | 8117 | 8117 | 8435 | 8895.1444 | 8850.137 | 9851.22 | 9851.22 | 9851.22 | 9851.22 | 9851.22 | 9851.22 | 9851.22 | 9851.22 | 9738.03
Option 5 SC | NSW | NNSW | 1h | 200 | 200 | 200 | 200 | 200 | 200 | 200 | 200 | 200 | 200 | 200 | 200 | 200 | 200 | 200 | 200 | 200 | 200 | 200 | 200 | 200 | 200 | 200 | 200
Option 5 SC | NSW | NNSW | 2h | 0 | 450 | 450 | 450 | 450 | 450 | 450 | 450 | 450 | 450 | 450 | 450 | 450 | 450 | 450 | 450 | 450 | 450 | 450 | 450 | 450 | 250 | 250 | 250
Option 5 SC | NSW | NNSW | 8h | 275 | 400 | 604.8222 | 639.4865 | 639.4865 | 693.5528 | 693.5529 | 693.5529 | 693.5529 | 693.5529 | 693.5529 | 693.5529 | 693.5529 | 693.5529 | 693.5529 | 693.5529 | 693.5529 | 693.5529 | 693.5529 | 693.5529 | 418.5529 | 293.5529 | 88.7307 | 54.0664
Option 5 SC | NSW | NNSW | CST | 0 | 0 | 0 | 0 | 0 | 0 | 0 | 0 | 0 | 0 | 0 | 0 | 0 | 0 | 0 | 0 | 0 | 0 | 0 | 0 | 0 | 0 | 0 | 0
Option 5 SC | NSW | NNSW | Coordinated CER | 30.914 | 44.531 | 60.515 | 80.765 | 94.896 | 110.715 | 128.523 | 148.037 | 169.432 | 193.59 | 220.371 | 249.558 | 281.776 | 315.503 | 358.111 | 403.538 | 453.101 | 505.112 | 560.324 | 617.114 | 676.241 | 737.203 | 800.507 | 866.136
Option 5 SC | NSW | NNSW | Distributed PV | 1425.448 | 1526.742 | 1625.52 | 1727.263 | 1832.976 | 1917.456 | 1999.176 | 2079.178 | 2166.971 | 2255.764 | 2360.613 | 2464.168 | 2577.956 | 2696.966 | 2829.062 | 2956.713 | 3089.704 | 3218.007 | 3359.25 | 3493.489 | 3615.343 | 3746.248 | 3873.543 | 4000.449
Option 5 SC | NSW | NNSW | PHES | 0 | 0 | 0 | 0 | 0 | 0 | 0 | 0 | 0 | 2.6e-06 | 2.6e-06 | 2.6e-06 | 2.6e-06 | 2.6e-06 | 2.6e-06 | 2.6e-06 | 3.85e-06 | 3.85e-06 | 3.85e-06 | 3.85e-06 | 3.85e-06 | 3.85e-06 | 3.85e-06 | 3.85e-06
Option 5 SC | NSW | NNSW | Solar | 701.02 | 1036.4598 | 1383.3292 | 1464.009 | 1513.5039 | 1675.5805 | 3985.4059 | 3985.4059 | 3985.4059 | 3985.4059 | 3985.4059 | 3985.4059 | 3985.4059 | 3985.4059 | 3985.4059 | 3985.4059 | 3985.4059 | 3965.4059 | 3965.4059 | 3965.4059 | 3909.4059 | 3909.4059 | 3909.4059 | 3909.4059
Option 5 SC | NSW | NNSW | Wind | 442.48 | 442.48 | 442.48 | 442.48 | 652.48 | 652.48 | 652.48 | 1054.0346 | 2452.4801 | 2452.4801 | 3011.3813 | 3011.3813 | 2838.9013 | 2838.9013 | 3065.1864 | 3138.3657 | 4353.2128 | 4083.2128 | 4083.2128 | 4083.2128 | 4083.2128 | 4083.2128 | 4333.9302 | 4333.9302
Option 5 SC | NSW | SNSW | 1h | 50 | 50 | 50 | 50 | 50 | 50 | 50 | 50 | 50 | 50 | 50 | 50 | 50 | 50 | 50 | 50 | 50 | 0 | 0 | 0 | 0 | 0 | 0 | 0
Option 5 SC | NSW | SNSW | 2h | 265.6 | 265.6 | 265.6 | 265.6 | 265.6 | 265.6 | 265.6 | 259.89 | 255.6 | 255.6 | 255.6 | 255.6 | 255.6 | 255.6 | 259.89 | 259.89 | 255.6 | 259.89 | 255.6 | 255.6 | 259.89 | 259.89 | 159.9 | 159.9
Option 5 SC | NSW | SNSW | 4h | 0 | 0 | 0 | 0 | 0 | 200 | 200 | 200 | 200 | 200 | 200 | 200 | 200 | 200 | 200 | 200 | 200 | 200 | 200 | 200 | 200 | 200 | 200 | 200
Option 5 SC | NSW | SNSW | 8h | 50 | 150 | 350.0003 | 350.0003 | 350.0003 | 350.0003 | 350.0003 | 350.0003 | 350.0003 | 350.0003 | 350.0003 | 350.0003 | 350.0003 | 350.0003 | 350.0004 | 350.0004 | 350.0004 | 350.0004 | 350.0004 | 350.0004 | 300.0004 | 200.0004 | 200 | 200
Option 5 SC | NSW | SNSW | CST | 0 | 0 | 0 | 0 | 0 | 0 | 0 | 0 | 0 | 0 | 0 | 0 | 0 | 0 | 0 | 0 | 0 | 0 | 0 | 0 | 0 | 0 | 0 | 0
Option 5 SC | NSW | SNSW | Coordinated CER | 36.845 | 53.259 | 72.629 | 97.332 | 115.495 | 136.006 | 159.202 | 184.684 | 212.654 | 244.272 | 279.24 | 317.305 | 359.278 | 403.263 | 458.66 | 517.734 | 582.172 | 649.751 | 721.479 | 795.257 | 871.964 | 951.123 | 1033.162 | 1118.291
Option 5 SC | NSW | SNSW | Distributed PV | 1675.103 | 1797.177 | 1917.549 | 2042.34 | 2172.576 | 2277.054 | 2378.427 | 2477.775 | 2586.879 | 2697.403 | 2828.253 | 2957.395 | 3100.075 | 3249.851 | 3416.21 | 3577.423 | 3745.294 | 3907.299 | 4086.123 | 4256.287 | 4411.385 | 4577.844 | 4739.824 | 4901.457
Option 5 SC | NSW | SNSW | Hydro | 2285 | 2285 | 2285 | 2285 | 2285 | 2285 | 2285 | 2285 | 2285 | 2285 | 2285 | 2285 | 2285 | 2285 | 2285 | 2285 | 2285 | 2285 | 2285 | 2285 | 2285 | 2285 | 2285 | 2285
Option 5 SC | NSW | SNSW | OCGT | 692 | 692 | 692 | 692 | 692 | 692 | 692 | 692 | 692 | 692 | 692 | 692 | 692 | 692 | 692 | 692 | 692 | 692 | 0 | 0 | 0 | 0 | 0 | 0
Option 5 SC | NSW | SNSW | PHES | 0 | 0 | 2200 | 2200 | 2200 | 2200 | 2200 | 2200 | 2200 | 2200 | 2200 | 2200 | 2200 | 2200 | 2200 | 2200 | 2200 | 2200 | 2200 | 2200 | 2200 | 2200 | 2200 | 2200
Option 5 SC | NSW | SNSW | Solar | 2413.01 | 4681.328 | 6125.2572 | 6808.1784 | 6843.4879 | 6843.4879 | 6867.9019 | 6867.9019 | 7356.7677 | 7356.7678 | 7647.951 | 7647.951 | 7647.951 | 7647.9511 | 8237.0012 | 8804.3022 | 8902.9936 | 8699.9637 | 8699.9637 | 8699.9637 | 8614.9637 | 8582.5637 | 9124.5296 | 8792.1896
Option 5 SC | NSW | SNSW | Wind | 1839.03 | 2109.51 | 2109.51 | 2196.7623 | 2534.9867 | 3119.6268 | 3119.6268 | 3119.6268 | 3119.6269 | 3119.6269 | 3173.127 | 3173.127 | 4607.1095 | 4685.4855 | 4495.3314 | 4462.3288 | 4463.8874 | 4882.9674 | 4882.9674 | 4645.9574 | 4427.2574 | 4850.1935 | 4466.7335 | 4466.7335
Option 5 SC | NSW | SNW | 1h | 2.5e-06 | 2.5e-06 | 3.71e-06 | 5.25e-06 | 5.25e-06 | 5.25e-06 | 1.506e-05 | 1.662e-05 | 1.832e-05 | 2.045e-05 | 2.265e-05 | 2.371e-05 | 2.479e-05 | 2.649e-05 | 2.902e-05 | 3.024e-05 | 3.588e-05 | 3.723e-05 | 3.723e-05 | 3.723e-05 | 3.473e-05 | 3.473e-05 | 3.352e-05 | 3.198e-05
Option 5 SC | NSW | SNW | 2h | 265.03 | 265.03 | 265.03 | 265.03 | 965.16 | 965.16 | 965.1601 | 965.1601 | 965.1601 | 965.1601 | 915.1601 | 915.1601 | 915.1601 | 915.1602 | 850.1802 | 850.1802 | 850.1802 | 850.1803 | 850.1803 | 850.1803 | 850.1803 | 850.1802 | 850.1802 | 850.1802
Option 5 SC | NSW | SNW | 4h | 460 | 1768.0398 | 2961.599 | 2961.599 | 2961.599 | 2961.599 | 2961.599 | 2961.599 | 2961.599 | 2961.599 | 2961.599 | 2961.599 | 2961.599 | 2961.599 | 2961.599 | 2961.599 | 2961.599 | 2961.599 | 2961.599 | 2501.599 | 2501.599 | 1433.5594 | 240.0002 | 240.0001
Option 5 SC | NSW | SNW | 8h | 2.1e-06 | 7.05e-06 | 0.00021247 | 653.5451 | 653.5451 | 780.802 | 1605.4269 | 1964.5063 | 1964.5063 | 1964.5063 | 1964.5063 | 1964.5063 | 1964.5063 | 1964.5063 | 1964.5063 | 1964.5063 | 1964.5063 | 2003.5842 | 2003.5842 | 2003.5842 | 2003.5842 | 2818.6035 | 2818.6033 | 2385.5243
Option 5 SC | NSW | SNW | Black Coal | 4200 | 4200 | 4200 | 1320 | 1320 | 1320 | 1320 | 0 | 0 | 0 | 0 | 0 | 0 | 0 | 0 | 0 | 0 | 0 | 0 | 0 | 0 | 0 | 0 | 0
Option 5 SC | NSW | SNW | CCGT | 720 | 720 | 720 | 720 | 720 | 720 | 720 | 720 | 720 | 720 | 720 | 720 | 720 | 720 | 720 | 720 | 720 | 320 | 320 | 320 | 320 | 320 | 320 | 320
Option 5 SC | NSW | SNW | Coordinated CER | 141.386 | 204.751 | 279.829 | 376.316 | 451.281 | 537.431 | 636.262 | 746.256 | 868.434 | 1009.443 | 1167.067 | 1340.7 | 1533.848 | 1738.832 | 1994.201 | 2268.685 | 2569.275 | 2886.776 | 3225.779 | 3577.429 | 3945.117 | 4327.051 | 4725.938 | 5142.296
Option 5 SC | NSW | SNW | DSP | 6000 | 6000 | 6000 | 6000 | 6000 | 6000 | 6000 | 6000 | 6000 | 6000 | 6000 | 6000 | 6000 | 6000 | 6000 | 6000 | 6000 | 6000 | 6000 | 6000 | 6000 | 6000 | 6000 | 6000
Option 5 SC | NSW | SNW | Distributed PV | 5866.514 | 6337.258 | 6803.99 | 7277.017 | 7755.791 | 8158.552 | 8549.782 | 8926.378 | 9338.019 | 9761.277 | 10251.584 | 10754.907 | 11314.033 | 11906.147 | 12546.644 | 13173.524 | 13810.781 | 14423.387 | 15115.168 | 15774.383 | 16395.39 | 17051.049 | 17693.364 | 18337.912
Option 5 SC | NSW | SNW | OCGT | 1620.5 | 1620.5 | 1620.5 | 1620.5 | 1620.5 | 1620.5 | 1620.5 | 1620.5 | 1620.5 | 1620.5 | 1599.7 | 1599.7 | 2440.2459 | 2440.2459 | 2940.6821 | 2940.6821 | 3241.8936 | 3241.8936 | 3319.832 | 3428.7654 | 3428.7654 | 3428.7654 | 3428.7654 | 3428.7654
Option 5 SC | NSW | SNW | Offshore Wind | 0 | 0 | 0 | 0 | 0 | 0 | 0 | 0 | 0 | 0 | 0 | 0 | 2.35e-06 | 2.35e-06 | 3.81e-06 | 5.78e-06 | 1.445e-05 | 1.57e-05 | 1.57e-05 | 1.57e-05 | 1.57e-05 | 1.57e-05 | 1.57e-05 | 1.57e-05
Option 5 SC | NSW | SNW | Solar | 5.58e-06 | 5.58e-06 | 5.58e-06 | 5.58e-06 | 7.53e-06 | 1.382e-05 | 1.382e-05 | 2.666e-05 | 4.675e-05 | 6.848e-05 | 0.00011083 | 0.00015374 | 889.9999 | 890 | 890 | 890 | 890 | 890 | 890 | 890 | 890 | 890 | 890 | 890
Option 5 SC | NSW | SNW | Wind | 0 | 0 | 2.04e-06 | 3.88e-06 | 6.91e-06 | 1.206e-05 | 1.206e-05 | 1.641e-05 | 71 | 71 | 71 | 71 | 71 | 71 | 71 | 71 | 71 | 71 | 71 | 71 | 71 | 71 | 71 | 71
Option 5 SC | QLD |  | 1h | 222.02 | 622.02 | 622.02 | 622.02 | 622.02 | 622.02 | 622.02 | 622.02 | 622.02 | 622.02 | 622.02 | 622.02 | 622.02 | 622.02 | 622.02 | 622.02 | 622.02 | 622.02 | 622.02 | 622.02 | 622.02 | 622.02 | 622.02 | 222.02
Option 5 SC | QLD |  | 2h | 2054.72 | 2039.12 | 2189.12 | 2489.12 | 2485.12 | 2485.12 | 2485.12 | 2500.72 | 2485.1201 | 2500.7201 | 2485.1201 | 2485.1201 | 2385.1201 | 2385.1201 | 2385.1201 | 2385.1201 | 2354.7202 | 2354.7202 | 2139.1202 | 1589.1202 | 1589.1202 | 1439.1202 | 1184.3202 | 899.9202
Option 5 SC | QLD |  | 4h | 560 | 560.0002 | 1085.4209 | 1841.119 | 1841.119 | 1841.119 | 1841.119 | 1841.1191 | 1841.1191 | 1841.1191 | 1841.1191 | 1841.1191 | 1841.1191 | 1841.1191 | 1841.1191 | 2261.7532 | 2339.79 | 2407.873 | 2571.2067 | 2671.6547 | 2524.114 | 4334.6258 | 3964.6148 | 3685.4056
Option 5 SC | QLD |  | 8h | 0 | 0 | 1.352e-05 | 2.091e-05 | 2.091e-05 | 2.091e-05 | 2.261e-05 | 2.94e-05 | 4.34e-05 | 4.34e-05 | 4.892e-05 | 4.892e-05 | 5.717e-05 | 7.729e-05 | 7.729e-05 | 7.856e-05 | 0.00011787 | 101.8876 | 101.8876 | 195.996 | 195.996 | 942.3236 | 1281.7702 | 2917.145
Option 5 SC | QLD |  | Biomass | 32 | 32 | 32 | 32 | 32 | 32 | 32 | 32 | 32 | 32 | 32 | 32 | 32 | 32 | 32 | 32 | 32 | 32 | 32 | 32 | 32 | 32 | 32 | 32
Option 5 SC | QLD |  | Black Coal | 8130 | 8130 | 8130 | 5750 | 5750 | 5750 | 5750 | 5750 | 5750 | 5750 | 5050 | 3900 | 3900 | 3900 | 3900 | 3900 | 3156 | 2791 | 2426 | 2061 | 1696 | 1696 | 1696 | 0
Option 5 SC | QLD |  | CCGT | 1597.9 | 1597.9 | 1597.9 | 1597.9 | 1597.9 | 1597.9 | 1597.9 | 1597.9 | 1597.9 | 1597.9 | 1212.9 | 1212.9 | 1125.5 | 1068.5 | 1068.5 | 1068.5 | 1068.5 | 1068.5 | 1068.5 | 424 | 424 | 180 | 180 | 180
Option 5 SC | QLD |  | Coordinated CER | 102.614 | 153.763 | 214.386 | 311.573 | 400.865 | 503.651 | 619.603 | 751.864 | 899.592 | 1067.685 | 1255.352 | 1461.794 | 1693.459 | 1937.521 | 2226.749 | 2538.398 | 2879.843 | 3246.136 | 3635.086 | 4037.828 | 4453.352 | 4891.089 | 5348.579 | 5818.06
Option 5 SC | QLD |  | Distributed PV | 8385.61 | 8892.648 | 9384.829 | 9926.438 | 10511.372 | 10946.186 | 11365.201 | 11833.464 | 12353.656 | 12887.351 | 13481.666 | 14053.152 | 14666.609 | 15329.831 | 16059.043 | 16789.201 | 17573.409 | 18354.617 | 19160.489 | 19931.925 | 20630.75 | 21382.444 | 22126.532 | 22847.925
Option 5 SC | QLD |  | H2 Reciprocating Engine | 0 | 0 | 400 | 400 | 400 | 400 | 400 | 400 | 400 | 400 | 400 | 400 | 400 | 400 | 400 | 400 | 400 | 400 | 400 | 400 | 400 | 400 | 400 | 400
Option 5 SC | QLD |  | Hydro | 156.4 | 156.4 | 156.4 | 156.4 | 156.4 | 156.4 | 156.4 | 156.4 | 156.4 | 156.4 | 156.4 | 156.4 | 156.4 | 156.4 | 156.4 | 156.4 | 156.4 | 156.4 | 156.4 | 156.4 | 156.4 | 156.4 | 156.4 | 156.4
Option 5 SC | QLD |  | Liquid Fuel | 423.5 | 423.5 | 423.5 | 423.5 | 423.5 | 423.5 | 423.5 | 131.5 | 131.5 | 131.5 | 131.5 | 131.5 | 131.5 | 131.5 | 131.5 | 131.5 | 131.5 | 131.5 | 0 | 0 | 0 | 0 | 0 | 0
Option 5 SC | QLD |  | OCGT | 1546 | 1546 | 1663 | 1663 | 1663 | 2062.885 | 2062.885 | 2062.885 | 1945.885 | 1945.885 | 1945.885 | 1945.885 | 1945.885 | 1945.885 | 1945.885 | 1945.885 | 1945.885 | 1945.885 | 2676.8751 | 3409.0719 | 2845.0719 | 2845.0719 | 2845.0719 | 2326.0719
Option 5 SC | QLD |  | PHES | 820 | 820 | 820 | 820 | 820 | 820 | 820 | 820 | 2818 | 2818 | 2818 | 2818 | 2818 | 2818 | 2818 | 2818 | 2818 | 2818 | 2818 | 2818 | 2818 | 2818 | 2818 | 2818
Option 5 SC | QLD |  | Solar | 3920.3 | 6254.1537 | 7051.9937 | 7051.4437 | 7050.8737 | 7241.918 | 7241.358 | 7240.858 | 7240.378 | 8033.3539 | 9805.8138 | 10239.008 | 11746.8216 | 11820.5434 | 11820.5434 | 12733.8628 | 15239.8035 | 15083.8337 | 14938.3737 | 15515.818 | 15041.9735 | 16450.8856 | 17860.3443 | 19265.0163
Option 5 SC | QLD |  | Wind | 2569.65 | 3075.86 | 3572.1768 | 4045.7 | 4657.3052 | 5635.4507 | 6389.6949 | 7257.7085 | 7960.3316 | 7960.3316 | 8167.2752 | 8839.0901 | 11437.8183 | 12184.9383 | 12184.9383 | 12347.557 | 13216.9193 | 14411.6129 | 13971.6329 | 14828.1339 | 14784.9339 | 14784.9339 | 14752.7419 | 14529.5219
Option 5 SC | QLD | CQ | 2h | 230 | 230 | 230 | 230 | 226 | 226 | 226 | 226 | 226 | 226 | 226 | 226 | 226 | 226 | 226 | 226 | 180 | 180 | 180 | 180 | 180 | 180 | 180 | 180
Option 5 SC | QLD | CQ | 4h | 300 | 300 | 300 | 300 | 300 | 300 | 300 | 300 | 300 | 300 | 300 | 300 | 300 | 300 | 300 | 300 | 300 | 300 | 300 | 300 | 0 | 0 | 0 | 0
Option 5 SC | QLD | CQ | 8h | 0 | 0 | 3.57e-06 | 5.11e-06 | 5.11e-06 | 5.11e-06 | 6.81e-06 | 9.45e-06 | 2.24e-05 | 2.24e-05 | 2.24e-05 | 2.24e-05 | 2.24e-05 | 2.24e-05 | 2.24e-05 | 2.367e-05 | 3.589e-05 | 66.4753 | 66.4753 | 70.3837 | 70.3837 | 70.3837 | 206.791 | 852.195
Option 5 SC | QLD | CQ | Black Coal | 3004 | 3004 | 3004 | 2304 | 2304 | 2304 | 2304 | 2304 | 2304 | 2304 | 2304 | 2304 | 2304 | 2304 | 2304 | 2304 | 2304 | 1939 | 1574 | 1209 | 844 | 844 | 844 | 0
Option 5 SC | QLD | CQ | Coordinated CER | 10.033 | 15.034 | 20.967 | 30.497 | 38.759 | 48.173 | 58.71 | 70.68 | 83.995 | 98.973 | 115.636 | 133.91 | 154.396 | 175.88 | 201.586 | 229.245 | 259.582 | 292.1 | 326.586 | 362.19 | 398.892 | 437.527 | 477.836 | 519.053
Option 5 SC | QLD | CQ | Distributed PV | 768.383 | 817.628 | 864.697 | 918.708 | 979.307 | 1022.445 | 1064.226 | 1111.996 | 1165.374 | 1219.524 | 1280.904 | 1338.13 | 1399.506 | 1466.364 | 1541.455 | 1616.212 | 1698.324 | 1780.35 | 1864.243 | 1944.748 | 2015.629 | 2093.631 | 2170.496 | 2244.999
Option 5 SC | QLD | CQ | OCGT | 37 | 37 | 37 | 37 | 37 | 436.885 | 436.885 | 436.885 | 399.885 | 399.885 | 399.885 | 399.885 | 399.885 | 399.885 | 399.885 | 399.885 | 399.885 | 399.885 | 399.885 | 399.885 | 399.885 | 399.885 | 399.885 | 399.885
Option 5 SC | QLD | CQ | PHES | 0 | 0 | 0 | 0 | 0 | 0 | 0 | 0 | 0 | 2.48e-06 | 2.48e-06 | 2.48e-06 | 2.48e-06 | 2.48e-06 | 2.48e-06 | 2.48e-06 | 2.48e-06 | 3.75e-06 | 3.75e-06 | 3.75e-06 | 3.75e-06 | 3.75e-06 | 3.75e-06 | 3.75e-06
Option 5 SC | QLD | CQ | Solar | 957.16 | 957.1601 | 1054.1601 | 1054.1601 | 1054.1601 | 1054.1601 | 1054.1601 | 1054.1601 | 1054.1601 | 1520.9276 | 2150.6336 | 2150.6339 | 2150.6339 | 2150.6339 | 2150.6339 | 2843.6871 | 3949.3251 | 3934.3251 | 3891.8251 | 4335.4766 | 4470.652 | 5267.6256 | 6609.3986 | 8156.6195
Option 5 SC | QLD | CQ | Wind | 439 | 945.21 | 945.21 | 945.21 | 1037.68 | 1246.9875 | 1247.2693 | 1250.7227 | 1942.7259 | 1942.7259 | 1942.726 | 1942.726 | 1942.726 | 2250.2054 | 2250.2054 | 2250.2054 | 2251.249 | 3507.3473 | 3507.3473 | 3509.6152 | 3509.6152 | 3509.6152 | 3509.6152 | 3070.6152
Option 5 SC | QLD | GG | 1h | 0 | 400 | 400 | 400 | 400 | 400 | 400 | 400 | 400 | 400 | 400 | 400 | 400 | 400 | 400 | 400 | 400 | 400 | 400 | 400 | 400 | 400 | 400 | 0
Option 5 SC | QLD | GG | 2h | 0 | 1.65e-06 | 1.65e-06 | 1.65e-06 | 2.66e-06 | 2.66e-06 | 9.23e-06 | 1.761e-05 | 5.052e-05 | 5.052e-05 | 5.052e-05 | 5.052e-05 | 5.052e-05 | 5.348e-05 | 5.348e-05 | 8.969e-05 | 0.00014491 | 0.00014491 | 0.00014491 | 0.00014618 | 0.00014618 | 0.00014878 | 0.00014878 | 0.00022357
Option 5 SC | QLD | GG | 4h | 0 | 0 | 1.383e-05 | 75.1434 | 75.1434 | 75.1434 | 75.1434 | 75.1434 | 75.1434 | 75.1434 | 75.1434 | 75.1434 | 75.1434 | 75.1434 | 75.1434 | 495.7775 | 573.8143 | 641.8973 | 805.231 | 905.679 | 1058.1383 | 2042.8042 | 2042.8042 | 2368.5043
Option 5 SC | QLD | GG | Black Coal | 1680 | 1680 | 1680 | 0 | 0 | 0 | 0 | 0 | 0 | 0 | 0 | 0 | 0 | 0 | 0 | 0 | 0 | 0 | 0 | 0 | 0 | 0 | 0 | 0
Option 5 SC | QLD | GG | CCGT | 180 | 180 | 180 | 180 | 180 | 180 | 180 | 180 | 180 | 180 | 180 | 180 | 180 | 180 | 180 | 180 | 180 | 180 | 180 | 180 | 180 | 180 | 180 | 180
Option 5 SC | QLD | GG | Coordinated CER | 1.285 | 1.926 | 2.683 | 3.888 | 4.96 | 6.183 | 7.555 | 9.113 | 10.848 | 12.806 | 14.986 | 17.379 | 20.063 | 22.879 | 26.22 | 29.814 | 33.748 | 37.963 | 42.429 | 47.036 | 51.777 | 56.761 | 61.958 | 67.27
Option 5 SC | QLD | GG | Distributed PV | 95.933 | 102.238 | 108.424 | 114.952 | 121.69 | 126.898 | 131.904 | 137.355 | 143.363 | 149.596 | 156.393 | 163.147 | 170.402 | 178.183 | 186.542 | 194.967 | 203.789 | 212.547 | 221.67 | 230.379 | 238.525 | 247.068 | 255.571 | 263.819
Option 5 SC | QLD | GG | OCGT | 0 | 0 | 0 | 0 | 0 | 0 | 0 | 0 | 0 | 0 | 0 | 0 | 0 | 0 | 0 | 0 | 0 | 0 | 730.9901 | 730.9901 | 730.9901 | 730.9901 | 730.9901 | 730.9901
Option 5 SC | QLD | GG | Solar | 387.01 | 387.01 | 387.01 | 387.01 | 387.01 | 387.01 | 387.01 | 387.01 | 387.01 | 387.0101 | 387.0101 | 387.0102 | 387.0102 | 387.0102 | 387.0102 | 509.2272 | 524.8114 | 524.8114 | 524.8114 | 524.8114 | 524.8114 | 530.5756 | 539.7618 | 539.7618
Option 5 SC | QLD | NQ | 2h | 0 | 0 | 150 | 450 | 450 | 450 | 450 | 450 | 450 | 450 | 450 | 450 | 450 | 450 | 450 | 450 | 450 | 450 | 450 | 450 | 450 | 300 | 300 | 0
Option 5 SC | QLD | NQ | 4h | 0 | 0 | 254.0001 | 254.0002 | 254.0002 | 254.0002 | 254.0002 | 254.0002 | 254.0002 | 254.0002 | 254.0002 | 254.0002 | 254.0002 | 254.0002 | 254.0002 | 254.0002 | 254.0002 | 254.0002 | 254.0002 | 254.0002 | 254.0002 | 357.1537 | 258.5634 | 334.2088
Option 5 SC | QLD | NQ | Biomass | 32 | 32 | 32 | 32 | 32 | 32 | 32 | 32 | 32 | 32 | 32 | 32 | 32 | 32 | 32 | 32 | 32 | 32 | 32 | 32 | 32 | 32 | 32 | 32
Option 5 SC | QLD | NQ | CCGT | 244 | 244 | 244 | 244 | 244 | 244 | 244 | 244 | 244 | 244 | 244 | 244 | 244 | 244 | 244 | 244 | 244 | 244 | 244 | 244 | 244 | 0 | 0 | 0
Option 5 SC | QLD | NQ | Coordinated CER | 15.56 | 23.303 | 32.481 | 47.221 | 60.172 | 74.951 | 91.504 | 110.305 | 131.22 | 154.784 | 181.014 | 209.789 | 242.059 | 275.905 | 316.29 | 359.746 | 407.38 | 458.428 | 512.553 | 568.422 | 625.941 | 686.455 | 749.57 | 814.101
Option 5 SC | QLD | NQ | Distributed PV | 1269.213 | 1346.126 | 1420.394 | 1503.254 | 1594.101 | 1660.667 | 1724.77 | 1797.01 | 1877.418 | 1959.521 | 2051.614 | 2139.069 | 2232.901 | 2334.635 | 2447.439 | 2560.093 | 2682.171 | 2803.88 | 2928.96 | 3048.779 | 3155.996 | 3272.375 | 3387.306 | 3498.666
Option 5 SC | QLD | NQ | Hydro | 156.4 | 156.4 | 156.4 | 156.4 | 156.4 | 156.4 | 156.4 | 156.4 | 156.4 | 156.4 | 156.4 | 156.4 | 156.4 | 156.4 | 156.4 | 156.4 | 156.4 | 156.4 | 156.4 | 156.4 | 156.4 | 156.4 | 156.4 | 156.4
Option 5 SC | QLD | NQ | Liquid Fuel | 423.5 | 423.5 | 423.5 | 423.5 | 423.5 | 423.5 | 423.5 | 131.5 | 131.5 | 131.5 | 131.5 | 131.5 | 131.5 | 131.5 | 131.5 | 131.5 | 131.5 | 131.5 | 0 | 0 | 0 | 0 | 0 | 0
Option 5 SC | QLD | NQ | PHES | 250 | 250 | 250 | 250 | 250 | 250 | 250 | 250 | 250 | 250 | 250 | 250 | 250 | 250 | 250 | 250 | 250 | 250 | 250 | 250 | 250 | 250 | 250 | 250
Option 5 SC | QLD | NQ | Solar | 727.63 | 831.1588 | 1431.1588 | 1431.1588 | 1431.1588 | 1622.763 | 1622.763 | 1622.763 | 1622.763 | 1622.763 | 1624.6941 | 2057.8878 | 2057.8878 | 2057.8878 | 2057.8878 | 2057.8879 | 2179.7244 | 2063.7545 | 2063.7545 | 2063.7545 | 2048.7545 | 1948.7745 | 1799.7945 | 1799.7945
Option 5 SC | QLD | NQ | Wind | 375.65 | 375.65 | 871.9668 | 1345.49 | 1345.49 | 1345.4901 | 2099.4524 | 2964.0125 | 2974.6323 | 2974.6323 | 2974.6323 | 2974.6323 | 3609.625 | 3830.9751 | 3830.9751 | 3847.6343 | 4142.7463 | 4081.3415 | 4081.3415 | 4226.2871 | 4183.0871 | 4183.0871 | 4150.8951 | 4366.6752
Option 5 SC | QLD | SQ | 1h | 222.02 | 222.02 | 222.02 | 222.02 | 222.02 | 222.02 | 222.02 | 222.02 | 222.02 | 222.02 | 222.02 | 222.02 | 222.02 | 222.02 | 222.02 | 222.02 | 222.02 | 222.02 | 222.02 | 222.02 | 222.02 | 222.02 | 222.02 | 222.02
Option 5 SC | QLD | SQ | 2h | 1824.72 | 1809.12 | 1809.12 | 1809.12 | 1809.12 | 1809.12 | 1809.12 | 1824.72 | 1809.12 | 1824.72 | 1809.12 | 1809.12 | 1709.12 | 1709.12 | 1709.12 | 1709.12 | 1724.72 | 1724.72 | 1509.12 | 959.12 | 959.12 | 959.12 | 704.32 | 719.92
Option 5 SC | QLD | SQ | 4h | 260 | 260.0002 | 531.4208 | 1211.9755 | 1211.9755 | 1211.9755 | 1211.9755 | 1211.9755 | 1211.9755 | 1211.9755 | 1211.9755 | 1211.9755 | 1211.9755 | 1211.9755 | 1211.9755 | 1211.9755 | 1211.9755 | 1211.9755 | 1211.9755 | 1211.9755 | 1211.9755 | 1934.6678 | 1663.2472 | 982.6925
Option 5 SC | QLD | SQ | 8h | 0 | 0 | 9.95e-06 | 1.58e-05 | 1.58e-05 | 1.58e-05 | 1.58e-05 | 1.995e-05 | 2.1e-05 | 2.1e-05 | 2.652e-05 | 2.652e-05 | 3.477e-05 | 5.489e-05 | 5.489e-05 | 5.489e-05 | 8.198e-05 | 35.4123 | 35.4123 | 125.6123 | 125.6123 | 871.9399 | 1074.9792 | 2064.95
Option 5 SC | QLD | SQ | Black Coal | 3446 | 3446 | 3446 | 3446 | 3446 | 3446 | 3446 | 3446 | 3446 | 3446 | 2746 | 1596 | 1596 | 1596 | 1596 | 1596 | 852 | 852 | 852 | 852 | 852 | 852 | 852 | 0
Option 5 SC | QLD | SQ | CCGT | 1173.9 | 1173.9 | 1173.9 | 1173.9 | 1173.9 | 1173.9 | 1173.9 | 1173.9 | 1173.9 | 1173.9 | 788.9 | 788.9 | 701.5 | 644.5 | 644.5 | 644.5 | 644.5 | 644.5 | 644.5 | 0 | 0 | 0 | 0 | 0
Option 5 SC | QLD | SQ | Coordinated CER | 75.736 | 113.5 | 158.255 | 229.967 | 296.974 | 374.344 | 461.834 | 561.766 | 673.529 | 801.122 | 943.716 | 1100.716 | 1276.941 | 1462.857 | 1682.653 | 1919.593 | 2179.133 | 2457.645 | 2753.518 | 3060.18 | 3376.742 | 3710.346 | 4059.215 | 4417.636
Option 5 SC | QLD | SQ | Distributed PV | 6252.081 | 6626.656 | 6991.314 | 7389.524 | 7816.274 | 8136.176 | 8444.301 | 8787.103 | 9167.501 | 9558.71 | 9992.755 | 10412.806 | 10863.8 | 11350.649 | 11883.607 | 12417.929 | 12989.125 | 13557.84 | 14145.616 | 14708.019 | 15220.6 | 15769.37 | 16313.159 | 16840.441
Option 5 SC | QLD | SQ | H2 Reciprocating Engine | 0 | 0 | 400 | 400 | 400 | 400 | 400 | 400 | 400 | 400 | 400 | 400 | 400 | 400 | 400 | 400 | 400 | 400 | 400 | 400 | 400 | 400 | 400 | 400
Option 5 SC | QLD | SQ | OCGT | 1509 | 1509 | 1626 | 1626 | 1626 | 1626 | 1626 | 1626 | 1546 | 1546 | 1546 | 1546 | 1546 | 1546 | 1546 | 1546 | 1546 | 1546 | 1546 | 2278.1968 | 1714.1968 | 1714.1968 | 1714.1968 | 1195.1968
Option 5 SC | QLD | SQ | PHES | 570 | 570 | 570 | 570 | 570 | 570 | 570 | 570 | 2568 | 2568 | 2568 | 2568 | 2568 | 2568 | 2568 | 2568 | 2568 | 2568 | 2568 | 2568 | 2568 | 2568 | 2568 | 2568
Option 5 SC | QLD | SQ | Solar | 1848.5 | 4078.8248 | 4179.6648 | 4179.1148 | 4178.5449 | 4177.9849 | 4177.4249 | 4176.9249 | 4176.4449 | 4502.6532 | 5643.476 | 5643.4762 | 7151.2898 | 7225.0115 | 7225.0115 | 7323.0606 | 8585.9426 | 8560.9427 | 8457.9827 | 8591.7756 | 7997.7556 | 8703.91 | 8911.3894 | 8768.8405
Option 5 SC | QLD | SQ | Wind | 1755 | 1755 | 1755 | 1755 | 2274.1352 | 3042.9732 | 3042.9732 | 3042.9733 | 3042.9733 | 3042.9734 | 3249.9169 | 3921.7318 | 5885.4673 | 6103.7577 | 6103.7577 | 6249.7172 | 6822.9241 | 6822.9241 | 6382.9441 | 7092.2316 | 7092.2316 | 7092.2316 | 7092.2316 | 7092.2316
Option 5 SC | SA |  | 2h | 1135.13 | 2711.13 | 2911.13 | 2911.13 | 2881.13 | 2881.13 | 2881.13 | 2888.1 | 2856.13 | 2856.13 | 2856.13 | 2863.1 | 2856.13 | 2856.13 | 2856.13 | 2844.13 | 2844.13 | 2593.43 | 2300 | 2287.45 | 2077.45 | 301.45 | 261 | 150
Option 5 SC | SA |  | 4h | 0 | 556 | 556 | 556 | 556 | 556 | 556 | 300 | 556 | 556 | 556 | 300 | 556 | 556 | 556 | 556 | 556 | 556 | 300 | 556 | 556 | 4.221e-05 | 1.667e-05 | 1.667e-05
Option 5 SC | SA |  | 8h | 0 | 0 | 318.86 | 564.86 | 564.86 | 564.86 | 564.86 | 564.86 | 564.86 | 564.86 | 564.86 | 564.86 | 564.86 | 591.9386 | 591.9386 | 591.9386 | 591.9386 | 591.9386 | 591.9386 | 591.9386 | 591.9386 | 962.0711 | 1173.4146 | 975.6742
Option 5 SC | SA |  | CCGT | 1309 | 1129 | 529 | 529 | 529 | 529 | 529 | 529 | 529 | 529 | 529 | 0 | 0 | 0 | 0 | 0 | 0 | 0 | 0 | 0 | 0 | 0 | 0 | 0
Option 5 SC | SA |  | Coordinated CER | 153.311 | 201.921 | 256.637 | 280.231 | 318.881 | 361.864 | 410.518 | 463.802 | 521.679 | 587.473 | 658.796 | 737.461 | 823.289 | 910.176 | 1018.727 | 1133.859 | 1258.894 | 1391.274 | 1529.201 | 1671.18 | 1814.909 | 1962.817 | 2117.233 | 2274.033
Option 5 SC | SA |  | Distributed PV | 3322.606 | 3485.02 | 3643.25 | 3809.236 | 3981.846 | 4132.518 | 4275.546 | 4428.167 | 4585.33 | 4747.763 | 4928.704 | 5111.166 | 5303.055 | 5507.385 | 5728.439 | 5953.112 | 6183.831 | 6407.454 | 6644.43 | 6867.27 | 7070.706 | 7281.09 | 7496.641 | 7710.441
Option 5 SC | SA |  | Liquid Fuel | 413.38 | 276.88 | 276.88 | 276.88 | 276.88 | 276.88 | 276.88 | 276.88 | 276.88 | 276.88 | 276.88 | 276.88 | 276.88 | 276.88 | 276.88 | 276.88 | 276.88 | 276.88 | 276.88 | 276.88 | 122.88 | 122.88 | 122.88 | 122.88
Option 5 SC | SA |  | OCGT | 1175.26 | 1175.26 | 1175.26 | 1175.26 | 929.26 | 929.26 | 929.26 | 929.26 | 929.2603 | 853.9858 | 818.0858 | 818.0858 | 818.0863 | 818.0863 | 699.9116 | 699.9116 | 1052.1192 | 1052.1192 | 714.1192 | 814.8786 | 814.8786 | 1048.0185 | 1048.0185 | 1578.0205
Option 5 SC | SA |  | Solar | 588.88 | 1422.6707 | 1600.88 | 1600.88 | 1600.88 | 1596.32 | 1596.32 | 1596.32 | 1596.32 | 1596.32 | 1596.32 | 1596.3202 | 1981.1824 | 3691.5901 | 3903.3659 | 4011.0039 | 4449.8305 | 4449.8305 | 4230.5905 | 4217.4805 | 4217.4805 | 4140.4805 | 5922.0794 | 5827.0794
Option 5 SC | SA |  | Wind | 2722.04 | 2722.04 | 2747.04 | 3022.04 | 2960.04 | 2869.29 | 2869.29 | 2737.59 | 2737.5901 | 2467.4101 | 2603.9805 | 3308.1636 | 4503.8889 | 4777.5183 | 5035.8317 | 5035.8317 | 5035.8317 | 5269.5144 | 5269.5144 | 4932.2144 | 4932.2144 | 4932.2144 | 4731.2344 | 4535.5444
Option 5 SC | SA | CSA | 2h | 1059.68 | 2635.68 | 2835.68 | 2835.68 | 2805.68 | 2805.68 | 2805.68 | 2812.1 | 2805.68 | 2805.68 | 2805.68 | 2812.1 | 2805.68 | 2805.68 | 2805.68 | 2793.68 | 2793.68 | 2542.98 | 2249 | 2247 | 2037 | 261 | 261 | 150
Option 5 SC | SA | CSA | 4h | 0 | 306 | 306 | 306 | 306 | 306 | 306 | 50 | 306 | 306 | 306 | 50 | 306 | 306 | 306 | 306 | 306 | 306 | 50 | 306 | 306 | 4.221e-05 | 1.667e-05 | 1.667e-05
Option 5 SC | SA | CSA | 8h | 0 | 0 | 318.86 | 564.8599 | 564.8599 | 564.8599 | 564.8599 | 564.8599 | 564.8599 | 564.8599 | 564.8599 | 564.8599 | 564.8599 | 564.8599 | 564.8599 | 564.8599 | 564.8599 | 564.8599 | 564.8599 | 564.8599 | 564.8599 | 934.9924 | 616.1324 | 370.1325
Option 5 SC | SA | CSA | CCGT | 1309 | 1129 | 529 | 529 | 529 | 529 | 529 | 529 | 529 | 529 | 529 | 0 | 0 | 0 | 0 | 0 | 0 | 0 | 0 | 0 | 0 | 0 | 0 | 0
Option 5 SC | SA | CSA | Coordinated CER | 137.259 | 180.725 | 229.627 | 250.596 | 285.151 | 323.613 | 367.182 | 414.931 | 466.819 | 525.868 | 589.908 | 660.559 | 737.673 | 815.754 | 913.075 | 1016.259 | 1128.321 | 1246.962 | 1370.58 | 1497.829 | 1626.645 | 1759.22 | 1897.629 | 2038.179
Option 5 SC | SA | CSA | Distributed PV | 3003.655 | 3147.752 | 3288.528 | 3435.189 | 3586.143 | 3718.928 | 3844.807 | 3977.949 | 4114.996 | 4256.6 | 4413.453 | 4572.918 | 4741.164 | 4919.709 | 5111.873 | 5306.817 | 5506.077 | 5698.934 | 5904.058 | 6096.6 | 6273.272 | 6454.96 | 6640.715 | 6824.738
Option 5 SC | SA | CSA | Liquid Fuel | 276.88 | 276.88 | 276.88 | 276.88 | 276.88 | 276.88 | 276.88 | 276.88 | 276.88 | 276.88 | 276.88 | 276.88 | 276.88 | 276.88 | 276.88 | 276.88 | 276.88 | 276.88 | 276.88 | 276.88 | 122.88 | 122.88 | 122.88 | 122.88
Option 5 SC | SA | CSA | OCGT | 1095.26 | 1095.26 | 1095.26 | 1095.26 | 849.26 | 849.26 | 849.26 | 849.26 | 849.26 | 849.26 | 813.36 | 813.36 | 813.3605 | 813.3605 | 674.6761 | 674.6761 | 918.2621 | 918.2621 | 580.2621 | 681.0215 | 681.0215 | 914.1614 | 914.1614 | 1444.1635
Option 5 SC | SA | CSA | Solar | 74.54 | 328.18 | 465.38 | 465.38 | 465.38 | 460.82 | 460.82 | 460.82 | 460.82 | 460.82 | 460.8201 | 460.8201 | 460.8201 | 1918.0014 | 2073.23 | 2046.3505 | 2085.2852 | 2085.2852 | 2085.2852 | 2072.1752 | 2072.1752 | 2072.1752 | 2887.9368 | 2887.9368
Option 5 SC | SA | CSA | Wind | 1765.01 | 1765.01 | 1790.01 | 2065.01 | 2065.01 | 2065.01 | 2065.01 | 1933.31 | 1933.31 | 1861.91 | 1677.4201 | 2381.6031 | 2444.9154 | 2550.7201 | 2550.7201 | 2550.7201 | 2550.7201 | 2726.941 | 2726.941 | 2596.141 | 2596.141 | 2596.141 | 2395.161 | 2199.471
Option 5 SC | SA | NSA | 2h | 10 | 10 | 10 | 10 | 10 | 10 | 10 | 10 | 10.0001 | 10.0001 | 10.0001 | 10.0001 | 10.0001 | 10.0001 | 10.0001 | 10.0001 | 10.0001 | 10.0001 | 10.0001 | 6.55e-05 | 6.55e-05 | 1.994e-05 | 1.994e-05 | 1.994e-05
Option 5 SC | SA | NSA | 8h | 0 | 0 | 4.836e-05 | 6.864e-05 | 6.864e-05 | 6.864e-05 | 6.864e-05 | 6.864e-05 | 6.976e-05 | 6.976e-05 | 6.976e-05 | 6.976e-05 | 6.976e-05 | 27.0787 | 27.0787 | 27.0787 | 27.0787 | 27.0787 | 27.0787 | 27.0787 | 27.0787 | 27.0787 | 557.2821 | 605.5418
Option 5 SC | SA | NSA | Coordinated CER | 8.421 | 11.119 | 14.166 | 15.544 | 17.688 | 20.048 | 22.692 | 25.562 | 28.66 | 32.138 | 35.882 | 39.993 | 44.449 | 48.949 | 54.702 | 60.819 | 67.449 | 74.466 | 81.766 | 89.283 | 96.887 | 104.703 | 112.861 | 121.146
Option 5 SC | SA | NSA | Distributed PV | 174.628 | 184.379 | 193.542 | 203.839 | 215.605 | 225.127 | 234.313 | 244.927 | 255.881 | 267.213 | 280.438 | 292.84 | 305.473 | 319.327 | 334.988 | 351.137 | 368.356 | 385.221 | 402.536 | 419.044 | 433.458 | 449.077 | 465.348 | 481.634
Option 5 SC | SA | NSA | Liquid Fuel | 73.5 | 0 | 0 | 0 | 0 | 0 | 0 | 0 | 0 | 0 | 0 | 0 | 0 | 0 | 0 | 0 | 0 | 0 | 0 | 0 | 0 | 0 | 0 | 0
Option 5 SC | SA | NSA | OCGT | 0 | 0 | 0 | 0 | 0 | 0 | 0 | 0 | 0.0003017 | 4.7258 | 4.7258 | 4.7258 | 4.7258 | 4.7258 | 25.2355 | 25.2355 | 133.8571 | 133.8571 | 133.8571 | 133.8571 | 133.8571 | 133.8571 | 133.8571 | 133.8571
Option 5 SC | SA | NSA | Solar | 296.24 | 876.3907 | 917.4 | 917.4 | 917.4 | 917.4 | 917.4 | 917.4 | 917.4 | 917.4 | 917.4 | 917.4001 | 1302.2623 | 1555.4887 | 1612.0359 | 1782.6535 | 2182.5453 | 2182.5453 | 1963.3053 | 1963.3053 | 1963.3053 | 1886.3053 | 2852.1427 | 2852.1427
Option 5 SC | SA | NSA | Wind | 632.53 | 632.53 | 632.53 | 632.53 | 570.53 | 479.78 | 479.78 | 479.78 | 479.78 | 407.5 | 728.5604 | 728.5604 | 1742.5729 | 1742.5729 | 1742.5729 | 1742.5729 | 1742.5729 | 1742.5729 | 1742.5729 | 1536.0729 | 1536.0729 | 1536.0729 | 1536.0729 | 1536.0729
Option 5 SC | SA | SESA | 2h | 65.45 | 65.45 | 65.45 | 65.45 | 65.45 | 65.45 | 65.45 | 66 | 40.45 | 40.45 | 40.45 | 41 | 40.45 | 40.45 | 40.45 | 40.45 | 40.45 | 40.45 | 41 | 40.45 | 40.45 | 40.45 | 0 | 0
Option 5 SC | SA | SESA | 4h | 0 | 250 | 250 | 250 | 250 | 250 | 250 | 250 | 250 | 250 | 250 | 250 | 250 | 250 | 250 | 250 | 250 | 250 | 250 | 250 | 250 | 0 | 0 | 0
Option 5 SC | SA | SESA | Coordinated CER | 7.631 | 10.077 | 12.844 | 14.091 | 16.042 | 18.203 | 20.644 | 23.309 | 26.2 | 29.467 | 33.006 | 36.909 | 41.167 | 45.473 | 50.95 | 56.781 | 63.124 | 69.846 | 76.855 | 84.068 | 91.377 | 98.894 | 106.743 | 114.708
Option 5 SC | SA | SESA | Distributed PV | 144.323 | 152.889 | 161.18 | 170.208 | 180.098 | 188.463 | 196.426 | 205.291 | 214.453 | 223.95 | 234.813 | 245.408 | 256.418 | 268.349 | 281.578 | 295.158 | 309.398 | 323.299 | 337.836 | 351.626 | 363.976 | 377.053 | 390.578 | 404.069
Option 5 SC | SA | SESA | Liquid Fuel | 63 | 0 | 0 | 0 | 0 | 0 | 0 | 0 | 0 | 0 | 0 | 0 | 0 | 0 | 0 | 0 | 0 | 0 | 0 | 0 | 0 | 0 | 0 | 0
Option 5 SC | SA | SESA | OCGT | 80 | 80 | 80 | 80 | 80 | 80 | 80 | 80 | 80 | 0 | 0 | 0 | 0 | 0 | 0 | 0 | 0 | 0 | 0 | 0 | 0 | 0 | 0 | 0
Option 5 SC | SA | SESA | Solar | 218.1 | 218.1 | 218.1 | 218.1 | 218.1 | 218.1 | 218.1 | 218.1 | 218.1 | 218.1 | 218.1 | 218.1 | 218.1 | 218.1 | 218.1 | 182 | 182 | 182 | 182 | 182 | 182 | 182 | 182 | 87
Option 5 SC | SA | SESA | Wind | 324.5 | 324.5 | 324.5 | 324.5 | 324.5 | 324.5 | 324.5 | 324.5 | 324.5 | 198 | 198.0001 | 198.0001 | 316.4006 | 484.2253 | 742.5387 | 742.5387 | 742.5387 | 800.0005 | 800.0005 | 800.0005 | 800.0005 | 800.0005 | 800.0005 | 800.0005
Option 5 SC | TAS |  | 24h | 0 | 0 | 0 | 0 | 0 | 0 | 0 | 0 | 0 | 2.39e-06 | 2.39e-06 | 3.64e-06 | 3.64e-06 | 3.64e-06 | 3.64e-06 | 3.64e-06 | 3.64e-06 | 3.64e-06 | 3.64e-06 | 3.64e-06 | 3.64e-06 | 3.64e-06 | 3.64e-06 | 3.64e-06
Option 5 SC | TAS |  | 2h | 0 | 2.02e-06 | 2.02e-06 | 2.02e-06 | 2.02e-06 | 2.02e-06 | 8.68e-06 | 1.03e-05 | 1.639e-05 | 1.639e-05 | 1.639e-05 | 1.639e-05 | 1.639e-05 | 1.639e-05 | 1.639e-05 | 1.639e-05 | 1.639e-05 | 1.639e-05 | 1.639e-05 | 1.639e-05 | 1.639e-05 | 1.438e-05 | 1.438e-05 | 1.438e-05
Option 5 SC | TAS |  | 4h | 0 | 1.83e-06 | 1.83e-06 | 1.83e-06 | 1.83e-06 | 1.83e-06 | 8.89e-06 | 1.06e-05 | 3.81e-05 | 3.81e-05 | 3.81e-05 | 3.81e-05 | 3.81e-05 | 3.81e-05 | 3.81e-05 | 3.926e-05 | 3.926e-05 | 3.926e-05 | 3.926e-05 | 3.926e-05 | 3.926e-05 | 4.188e-05 | 4.188e-05 | 4.188e-05
Option 5 SC | TAS |  | 8h | 0 | 0 | 1.4e-06 | 1.4e-06 | 1.4e-06 | 1.4e-06 | 4.63e-06 | 4.63e-06 | 1.019e-05 | 1.019e-05 | 1.019e-05 | 1.019e-05 | 1.019e-05 | 1.71e-05 | 1.71e-05 | 1.71e-05 | 1.71e-05 | 1.71e-05 | 1.71e-05 | 1.71e-05 | 1.71e-05 | 1.71e-05 | 1.571e-05 | 1.571e-05
Option 5 SC | TAS |  | CCGT | 208 | 208 | 208 | 208 | 208 | 208 | 208 | 208 | 208 | 208 | 208 | 208 | 208 | 208 | 208 | 208 | 208 | 208 | 208 | 208 | 208 | 208 | 208 | 208
Option 5 SC | TAS |  | CST | 0 | 0 | 0 | 0 | 0 | 0 | 0 | 0 | 0 | 0 | 0 | 0 | 0 | 0 | 0 | 0 | 0 | 0 | 0 | 0 | 0 | 0 | 0 | 0
Option 5 SC | TAS |  | Coordinated CER | 6.527 | 10.363 | 15.074 | 24.345 | 30.078 | 36.266 | 43.756 | 51.733 | 61.217 | 72.398 | 85.736 | 100.082 | 116.671 | 133.55 | 154.469 | 177.219 | 202.433 | 229.369 | 258.339 | 288.77 | 320.486 | 353.881 | 388.958 | 425.656
Option 5 SC | TAS |  | Distributed PV | 466.301 | 507.592 | 549.345 | 601.279 | 656.508 | 691.259 | 719.592 | 747.7 | 780.291 | 813.947 | 859.746 | 903.781 | 950.103 | 1002.903 | 1063.261 | 1121.926 | 1183.346 | 1239.592 | 1305.054 | 1363.723 | 1412.741 | 1468.813 | 1523.955 | 1578.121
Option 5 SC | TAS |  | Hydro | 2176.7 | 2176.7 | 2176.7 | 2176.7 | 2566.7 | 2566.7 | 2566.7 | 2566.7 | 2566.7 | 2566.7 | 2566.7 | 2566.7 | 2566.7 | 2566.7 | 2566.7 | 2566.7 | 2566.7 | 2566.7 | 2566.7 | 2566.7 | 2566.7 | 2566.7 | 2566.7 | 2566.7
Option 5 SC | TAS |  | OCGT | 178 | 178 | 178 | 178 | 178 | 178 | 178 | 178 | 178 | 178 | 178 | 178 | 178 | 178 | 58 | 58 | 58 | 58 | 58 | 58 | 58 | 58 | 58 | 58
Option 5 SC | TAS |  | PHES | 0 | 0 | 0 | 0 | 0 | 0 | 0 | 0 | 0 | 4.47e-06 | 4.47e-06 | 5.73e-06 | 1.55e-05 | 2.974e-05 | 3.673e-05 | 3.861e-05 | 3.861e-05 | 3.861e-05 | 3.861e-05 | 3.861e-05 | 3.861e-05 | 3.861e-05 | 3.861e-05 | 3.861e-05
Option 5 SC | TAS |  | Solar | 1.43e-06 | 300 | 587 | 666.5081 | 666.5082 | 1065.1461 | 1065.1461 | 1065.1461 | 1065.1461 | 1065.1461 | 1065.1461 | 1065.1462 | 1095.1601 | 1095.1601 | 1095.1601 | 1095.1601 | 1095.1601 | 1095.1601 | 1095.1601 | 1095.1601 | 1095.1601 | 1095.1601 | 1095.1601 | 1095.1601
Option 5 SC | TAS |  | Wind | 561.6 | 582.4 | 1157.5458 | 1402.8919 | 1497.7831 | 1790.5931 | 1790.5931 | 1790.5931 | 1790.5931 | 1790.5931 | 1790.5932 | 1858.9005 | 2194.7601 | 2194.7601 | 2194.7601 | 2194.7601 | 2194.7601 | 2194.7601 | 2050.7601 | 2050.7601 | 2050.7601 | 2050.7601 | 2050.7601 | 2050.7601
Option 5 SC | TAS | TAS | 24h | 0 | 0 | 0 | 0 | 0 | 0 | 0 | 0 | 0 | 2.39e-06 | 2.39e-06 | 3.64e-06 | 3.64e-06 | 3.64e-06 | 3.64e-06 | 3.64e-06 | 3.64e-06 | 3.64e-06 | 3.64e-06 | 3.64e-06 | 3.64e-06 | 3.64e-06 | 3.64e-06 | 3.64e-06
Option 5 SC | TAS | TAS | 2h | 0 | 2.02e-06 | 2.02e-06 | 2.02e-06 | 2.02e-06 | 2.02e-06 | 8.68e-06 | 1.03e-05 | 1.639e-05 | 1.639e-05 | 1.639e-05 | 1.639e-05 | 1.639e-05 | 1.639e-05 | 1.639e-05 | 1.639e-05 | 1.639e-05 | 1.639e-05 | 1.639e-05 | 1.639e-05 | 1.639e-05 | 1.438e-05 | 1.438e-05 | 1.438e-05
Option 5 SC | TAS | TAS | 4h | 0 | 1.83e-06 | 1.83e-06 | 1.83e-06 | 1.83e-06 | 1.83e-06 | 8.89e-06 | 1.06e-05 | 3.81e-05 | 3.81e-05 | 3.81e-05 | 3.81e-05 | 3.81e-05 | 3.81e-05 | 3.81e-05 | 3.926e-05 | 3.926e-05 | 3.926e-05 | 3.926e-05 | 3.926e-05 | 3.926e-05 | 4.188e-05 | 4.188e-05 | 4.188e-05
Option 5 SC | TAS | TAS | 8h | 0 | 0 | 1.4e-06 | 1.4e-06 | 1.4e-06 | 1.4e-06 | 4.63e-06 | 4.63e-06 | 1.019e-05 | 1.019e-05 | 1.019e-05 | 1.019e-05 | 1.019e-05 | 1.71e-05 | 1.71e-05 | 1.71e-05 | 1.71e-05 | 1.71e-05 | 1.71e-05 | 1.71e-05 | 1.71e-05 | 1.71e-05 | 1.571e-05 | 1.571e-05
Option 5 SC | TAS | TAS | CCGT | 208 | 208 | 208 | 208 | 208 | 208 | 208 | 208 | 208 | 208 | 208 | 208 | 208 | 208 | 208 | 208 | 208 | 208 | 208 | 208 | 208 | 208 | 208 | 208
Option 5 SC | TAS | TAS | CST | 0 | 0 | 0 | 0 | 0 | 0 | 0 | 0 | 0 | 0 | 0 | 0 | 0 | 0 | 0 | 0 | 0 | 0 | 0 | 0 | 0 | 0 | 0 | 0
Option 5 SC | TAS | TAS | Coordinated CER | 6.527 | 10.363 | 15.074 | 24.345 | 30.078 | 36.266 | 43.756 | 51.733 | 61.217 | 72.398 | 85.736 | 100.082 | 116.671 | 133.55 | 154.469 | 177.219 | 202.433 | 229.369 | 258.339 | 288.77 | 320.486 | 353.881 | 388.958 | 425.656
Option 5 SC | TAS | TAS | Distributed PV | 466.301 | 507.592 | 549.345 | 601.279 | 656.508 | 691.259 | 719.592 | 747.7 | 780.291 | 813.947 | 859.746 | 903.781 | 950.103 | 1002.903 | 1063.261 | 1121.926 | 1183.346 | 1239.592 | 1305.054 | 1363.723 | 1412.741 | 1468.813 | 1523.955 | 1578.121
Option 5 SC | TAS | TAS | Hydro | 2176.7 | 2176.7 | 2176.7 | 2176.7 | 2566.7 | 2566.7 | 2566.7 | 2566.7 | 2566.7 | 2566.7 | 2566.7 | 2566.7 | 2566.7 | 2566.7 | 2566.7 | 2566.7 | 2566.7 | 2566.7 | 2566.7 | 2566.7 | 2566.7 | 2566.7 | 2566.7 | 2566.7
Option 5 SC | TAS | TAS | OCGT | 178 | 178 | 178 | 178 | 178 | 178 | 178 | 178 | 178 | 178 | 178 | 178 | 178 | 178 | 58 | 58 | 58 | 58 | 58 | 58 | 58 | 58 | 58 | 58
Option 5 SC | TAS | TAS | PHES | 0 | 0 | 0 | 0 | 0 | 0 | 0 | 0 | 0 | 4.47e-06 | 4.47e-06 | 5.73e-06 | 1.55e-05 | 2.974e-05 | 3.673e-05 | 3.861e-05 | 3.861e-05 | 3.861e-05 | 3.861e-05 | 3.861e-05 | 3.861e-05 | 3.861e-05 | 3.861e-05 | 3.861e-05
Option 5 SC | TAS | TAS | Solar | 1.43e-06 | 300 | 587 | 666.5081 | 666.5082 | 1065.1461 | 1065.1461 | 1065.1461 | 1065.1461 | 1065.1461 | 1065.1461 | 1065.1462 | 1095.1601 | 1095.1601 | 1095.1601 | 1095.1601 | 1095.1601 | 1095.1601 | 1095.1601 | 1095.1601 | 1095.1601 | 1095.1601 | 1095.1601 | 1095.1601
Option 5 SC | TAS | TAS | Wind | 561.6 | 582.4 | 1157.5458 | 1402.8919 | 1497.7831 | 1790.5931 | 1790.5931 | 1790.5931 | 1790.5931 | 1790.5931 | 1790.5932 | 1858.9005 | 2194.7601 | 2194.7601 | 2194.7601 | 2194.7601 | 2194.7601 | 2194.7601 | 2050.7601 | 2050.7601 | 2050.7601 | 2050.7601 | 2050.7601 | 2050.7601
Option 5 SC | VIC |  | 1h | 0 | 3.17 | 3.17 | 3.17 | 3.17 | 3.17 | 3.17 | 3.17 | 3.17 | 3.17 | 3.17 | 3.17 | 3.17 | 3.17 | 3.17 | 3.17 | 3.17 | 3.17 | 3.17 | 3.17 | 3.17 | 3.17 | 3.17 | 3.17
Option 5 SC | VIC |  | 2h | 1954.07 | 3443.57 | 3607.59 | 3597.99 | 3597.99 | 3597.99 | 3751.33 | 3803.46 | 3803.46 | 3803.46 | 3803.46 | 3803.46 | 3798.46 | 3798.46 | 3701.1 | 3498.46 | 3498.46 | 3251.1 | 3151.1 | 3048.46 | 2461.1 | 1784.44 | 1787.08 | 1767.08
Option 5 SC | VIC |  | 4h | 0 | 1570 | 1985.79 | 1985.79 | 1985.79 | 1985.79 | 2000.22 | 1985.79 | 1985.79 | 1985.79 | 1985.79 | 1985.79 | 1985.79 | 1985.79 | 2000.22 | 1985.79 | 1985.79 | 2000.22 | 2001.84 | 1985.79 | 2000.22 | 1162.6919 | 1118.1319 | 1118.1319
Option 5 SC | VIC |  | 8h | 0 | 0 | 9.84e-06 | 1.169e-05 | 1.169e-05 | 1.169e-05 | 1.169e-05 | 1.169e-05 | 3.378e-05 | 3.378e-05 | 3.378e-05 | 3.378e-05 | 3.378e-05 | 7.723e-05 | 7.948e-05 | 8.085e-05 | 8.323e-05 | 8.323e-05 | 8.323e-05 | 8.323e-05 | 8.323e-05 | 0.00093925 | 0.0009294 | 0.00092755
Option 5 SC | VIC |  | Brown Coal | 4820 | 4820 | 3370 | 2790 | 2210 | 2210 | 2210 | 2210 | 0 | 0 | 0 | 0 | 0 | 0 | 0 | 0 | 0 | 0 | 0 | 0 | 0 | 0 | 0 | 0
Option 5 SC | VIC |  | CCGT | 500 | 500 | 500 | 500 | 500 | 500 | 500 | 500 | 500 | 500 | 500 | 500 | 500 | 500 | 0 | 0 | 0 | 0 | 0 | 0 | 0 | 0 | 0 | 0
Option 5 SC | VIC |  | Coordinated CER | 129.94 | 190.387 | 262.642 | 380.534 | 475.115 | 585.339 | 711.298 | 853.59 | 1012.449 | 1195.77 | 1399.077 | 1625.987 | 1872.336 | 2136.792 | 2453.285 | 2794.934 | 3172.367 | 3574.468 | 4004.367 | 4454.738 | 4925.069 | 5419.214 | 5938.101 | 6482.064
Option 5 SC | VIC |  | Distributed PV | 7097.091 | 7786.599 | 8463.572 | 9170.414 | 9877.789 | 10377.024 | 10825.044 | 11294.852 | 11811.802 | 12372.185 | 13012.483 | 13676.879 | 14418.838 | 15199.454 | 16064.1 | 16921.388 | 17823.77 | 18698.361 | 19630.919 | 20514.237 | 21369.886 | 22274.861 | 23194.091 | 24123.841
Option 5 SC | VIC |  | Hydro | 2267.02 | 2267.02 | 2267.02 | 2267.02 | 2267.02 | 2267.02 | 2267.02 | 2267.02 | 2267.02 | 2267.02 | 2267.02 | 2267.02 | 2267.02 | 2267.02 | 2267.02 | 2267.02 | 2267.02 | 2267.02 | 2267.02 | 2267.02 | 2267.02 | 2267.02 | 2267.02 | 2267.02
Option 5 SC | VIC |  | OCGT | 1900 | 1900 | 1900 | 1900 | 1900 | 1900 | 1900 | 1730 | 2046.9843 | 2046.9843 | 2046.9843 | 2117.5468 | 3585.9149 | 3145.9149 | 3782.8247 | 4054.9271 | 3960.9271 | 3960.9271 | 3960.9271 | 3960.9271 | 4153.4725 | 5000.1104 | 5000.1104 | 6144.3805
Option 5 SC | VIC |  | Offshore Wind | 0 | 0 | 0 | 0 | 0 | 2000 | 2667 | 3333 | 4000 | 5000 | 6000 | 7000 | 8000 | 9000 | 9000 | 9000 | 9000 | 9000 | 9000 | 9000 | 9000 | 9000 | 9000 | 9000
Option 5 SC | VIC |  | Solar | 1559.56 | 3325.76 | 3894.83 | 3894.83 | 3894.83 | 3894.83 | 3894.83 | 3894.83 | 3894.83 | 3894.83 | 3894.8301 | 3894.8301 | 5271.344 | 6642.591 | 7329.6473 | 7329.6474 | 7329.6474 | 7329.6475 | 7229.6775 | 7202.5075 | 7202.5075 | 7202.5075 | 7062.4775 | 6686.5475
Option 5 SC | VIC |  | Wind | 5270.28 | 5990.85 | 7912.85 | 9490.85 | 10038.35 | 10008.35 | 10008.35 | 10008.35 | 9816.35 | 9816.35 | 9816.35 | 9753.3401 | 9349.5075 | 9349.5076 | 9654.4742 | 10067.9524 | 10017.4024 | 9700.2024 | 9933.3212 | 10132.3723 | 10914.1958 | 10492.5058 | 10850.8221 | 10232.3495
Option 5 SC | VIC | MEL | 2h | 1090 | 1205 | 1205 | 1205 | 1205 | 1205 | 1455 | 1455 | 1455 | 1455 | 1455 | 1455 | 1455 | 1455 | 1455 | 1155 | 1155 | 1155 | 955 | 955 | 715 | 600 | 600 | 600
Option 5 SC | VIC | MEL | 4h | 0 | 1220 | 1220 | 1220 | 1220 | 1220 | 1220 | 1220 | 1220 | 1220 | 1220 | 1220 | 1220 | 1220 | 1220 | 1220 | 1220 | 1220 | 1220 | 1220 | 1220 | 898.1018 | 898.1018 | 898.1018
Option 5 SC | VIC | MEL | 8h | 0 | 0 | 5.34e-06 | 5.34e-06 | 5.34e-06 | 5.34e-06 | 5.34e-06 | 5.34e-06 | 1.675e-05 | 1.675e-05 | 1.675e-05 | 1.675e-05 | 1.675e-05 | 4.158e-05 | 4.158e-05 | 4.158e-05 | 4.396e-05 | 4.396e-05 | 4.396e-05 | 4.396e-05 | 4.396e-05 | 0.00088293 | 0.00087759 | 0.00087759
Option 5 SC | VIC | MEL | CCGT | 500 | 500 | 500 | 500 | 500 | 500 | 500 | 500 | 500 | 500 | 500 | 500 | 500 | 500 | 0 | 0 | 0 | 0 | 0 | 0 | 0 | 0 | 0 | 0
Option 5 SC | VIC | MEL | Coordinated CER | 94.231 | 138.075 | 190.575 | 275.904 | 346.21 | 428.629 | 523.21 | 630.383 | 750.353 | 889.43 | 1044.036 | 1216.802 | 1404.735 | 1606.904 | 1847.743 | 2108.067 | 2395.504 | 2702.149 | 3030.715 | 3375.24 | 3734.894 | 4113.14 | 4510.738 | 4927.99
Option 5 SC | VIC | MEL | Distributed PV | 4873.36 | 5357.816 | 5837.858 | 6330.209 | 6813.944 | 7164.72 | 7476.587 | 7796.426 | 8146.933 | 8530.509 | 8965.801 | 9428.723 | 9940.801 | 10481.752 | 11068.696 | 11654.918 | 12259.165 | 12843.123 | 13481.14 | 14084.224 | 14674.545 | 15291.304 | 15921.439 | 16560.042
Option 5 SC | VIC | MEL | OCGT | 482 | 482 | 482 | 482 | 482 | 482 | 482 | 312 | 628.9843 | 628.9843 | 628.9843 | 699.5468 | 2167.9149 | 2167.9149 | 2804.8247 | 3076.9271 | 3076.9271 | 3076.9271 | 3076.9271 | 3076.9271 | 3269.4725 | 4091.5006 | 4091.5006 | 4587.721
Option 5 SC | VIC | MEL | Solar | 2.13e-06 | 2.13e-06 | 2.13e-06 | 2.13e-06 | 3.75e-06 | 6.95e-06 | 6.95e-06 | 1.104e-05 | 1.472e-05 | 2.093e-05 | 3.145e-05 | 5.509e-05 | 5.509e-05 | 5.841e-05 | 6.498e-05 | 6.632e-05 | 7.81e-05 | 0.00010808 | 0.00010808 | 0.00010808 | 0.00011046 | 0.00011157 | 0.00011473 | 0.00011815
Option 5 SC | VIC | SEV | 2h | 255 | 416.44 | 416.44 | 416.44 | 416.44 | 416.44 | 419.08 | 416.44 | 416.44 | 416.44 | 416.44 | 416.44 | 411.44 | 411.44 | 414.08 | 411.44 | 411.44 | 264.08 | 264.08 | 161.44 | 164.08 | 61.44 | 64.08 | 64.08
Option 5 SC | VIC | SEV | 4h | 0 | 350 | 350 | 350 | 350 | 350 | 350 | 350 | 350 | 350 | 350 | 350 | 350 | 350 | 350 | 350 | 350 | 350 | 350 | 350 | 350 | 0 | 0 | 0
Option 5 SC | VIC | SEV | 8h | 0 | 0 | 4.5e-06 | 6.35e-06 | 6.35e-06 | 6.35e-06 | 6.35e-06 | 6.35e-06 | 1.703e-05 | 1.703e-05 | 1.703e-05 | 1.703e-05 | 1.703e-05 | 3.565e-05 | 3.79e-05 | 3.927e-05 | 3.927e-05 | 3.927e-05 | 3.927e-05 | 3.927e-05 | 3.927e-05 | 5.632e-05 | 5.181e-05 | 4.996e-05
Option 5 SC | VIC | SEV | Brown Coal | 4820 | 4820 | 3370 | 2790 | 2210 | 2210 | 2210 | 2210 | 0 | 0 | 0 | 0 | 0 | 0 | 0 | 0 | 0 | 0 | 0 | 0 | 0 | 0 | 0 | 0
Option 5 SC | VIC | SEV | Coordinated CER | 9.166 | 13.427 | 18.501 | 26.833 | 33.016 | 40.094 | 48.079 | 57.011 | 66.9 | 78.143 | 90.516 | 104.269 | 119.103 | 134.915 | 154.092 | 174.707 | 197.499 | 221.69 | 247.385 | 274.2 | 302.195 | 331.497 | 362.149 | 394.158
Option 5 SC | VIC | SEV | Distributed PV | 471.244 | 522.733 | 572.817 | 626.341 | 681.493 | 718.953 | 752.927 | 789.826 | 830.456 | 873.827 | 923.9 | 973.796 | 1030.37 | 1089.459 | 1157.088 | 1223.324 | 1295.335 | 1365.397 | 1437.267 | 1505.531 | 1570.5 | 1640.565 | 1711.024 | 1782.021
Option 5 SC | VIC | SEV | OCGT | 834 | 834 | 834 | 834 | 834 | 834 | 834 | 834 | 834 | 834 | 834 | 834 | 834 | 394 | 394 | 394 | 300 | 300 | 300 | 300 | 300 | 300 | 300 | 300
Option 5 SC | VIC | SEV | Offshore Wind | 0 | 0 | 0 | 0 | 0 | 2000 | 2182.7607 | 2848.7607 | 3515.7607 | 4465.1865 | 5220 | 6220 | 7220 | 8220 | 8220 | 8220 | 8220 | 8220 | 8220 | 8220 | 8220 | 8220 | 8220 | 8220
Option 5 SC | VIC | SEV | Solar | 0 | 643.3262 | 643.3262 | 643.3262 | 643.3262 | 643.3262 | 643.3262 | 643.3262 | 643.3262 | 643.3262 | 643.3262 | 643.3262 | 643.3262 | 643.3262 | 643.3262 | 643.3262 | 643.3262 | 643.3263 | 643.3263 | 643.3263 | 643.3263 | 643.3263 | 643.3263 | 643.3263
Option 5 SC | VIC | SEV | Wind | 106.6 | 106.6 | 106.6 | 106.6 | 106.6 | 106.6 | 106.6 | 106.6 | 106.6 | 106.6 | 106.6 | 106.6 | 106.6 | 106.6 | 2.464e-05 | 2.782e-05 | 3.089e-05 | 3.089e-05 | 3.089e-05 | 3.089e-05 | 3.089e-05 | 3.089e-05 | 3.089e-05 | 3.089e-05
Option 5 SC | VIC | WNV | 1h | 0 | 3.17 | 3.17 | 3.17 | 3.17 | 3.17 | 3.17 | 3.17 | 3.17 | 3.17 | 3.17 | 3.17 | 3.17 | 3.17 | 3.17 | 3.17 | 3.17 | 3.17 | 3.17 | 3.17 | 3.17 | 3.17 | 3.17 | 3.17
Option 5 SC | VIC | WNV | 2h | 609.07 | 1822.13 | 1986.15 | 1976.55 | 1976.55 | 1976.55 | 1877.25 | 1932.02 | 1932.02 | 1932.02 | 1932.02 | 1932.02 | 1932.02 | 1932.02 | 1832.02 | 1932.02 | 1932.02 | 1832.02 | 1932.02 | 1932.02 | 1582.02 | 1123 | 1123 | 1103
Option 5 SC | VIC | WNV | 4h | 0 | 0 | 415.79 | 415.79 | 415.79 | 415.79 | 430.22 | 415.79 | 415.79 | 415.79 | 415.79 | 415.79 | 415.79 | 415.79 | 430.22 | 415.79 | 415.79 | 430.22 | 431.84 | 415.79 | 430.22 | 264.5901 | 220.0301 | 220.0301
Option 5 SC | VIC | WNV | Coordinated CER | 26.543 | 38.885 | 53.566 | 77.797 | 95.889 | 116.616 | 140.009 | 166.196 | 195.196 | 228.197 | 264.525 | 304.916 | 348.498 | 394.973 | 451.45 | 512.16 | 579.364 | 650.629 | 726.267 | 805.298 | 887.98 | 974.577 | 1065.214 | 1159.916
Option 5 SC | VIC | WNV | Distributed PV | 1752.487 | 1906.05 | 2052.897 | 2213.864 | 2382.352 | 2493.351 | 2595.53 | 2708.6 | 2834.413 | 2967.849 | 3122.782 | 3274.36 | 3447.667 | 3628.243 | 3838.316 | 4043.146 | 4269.27 | 4489.841 | 4712.512 | 4924.482 | 5124.841 | 5342.992 | 5561.628 | 5781.778
Option 5 SC | VIC | WNV | Hydro | 2267.02 | 2267.02 | 2267.02 | 2267.02 | 2267.02 | 2267.02 | 2267.02 | 2267.02 | 2267.02 | 2267.02 | 2267.02 | 2267.02 | 2267.02 | 2267.02 | 2267.02 | 2267.02 | 2267.02 | 2267.02 | 2267.02 | 2267.02 | 2267.02 | 2267.02 | 2267.02 | 2267.02
Option 5 SC | VIC | WNV | OCGT | 584 | 584 | 584 | 584 | 584 | 584 | 584 | 584 | 584 | 584 | 584 | 584 | 584 | 584 | 584 | 584 | 584 | 584 | 584 | 584 | 584 | 608.6098 | 608.6098 | 1256.6595
Option 5 SC | VIC | WNV | Offshore Wind | 0 | 0 | 0 | 0 | 0 | 4.94e-06 | 484.2393 | 484.2393 | 484.2393 | 534.8135 | 780 | 780 | 780 | 780 | 780 | 780 | 780 | 780 | 780 | 780 | 780 | 780 | 780 | 780
Option 5 SC | VIC | WNV | Solar | 1559.56 | 2682.4338 | 3251.5038 | 3251.5038 | 3251.5038 | 3251.5038 | 3251.5038 | 3251.5038 | 3251.5038 | 3251.5038 | 3251.5038 | 3251.5039 | 4628.0177 | 5999.2647 | 6686.321 | 6686.321 | 6686.3211 | 6686.3211 | 6586.3511 | 6559.1811 | 6559.1811 | 6559.1811 | 6419.1511 | 6043.2211
Option 5 SC | VIC | WNV | Wind | 5163.68 | 5884.25 | 7806.25 | 9384.25 | 9931.75 | 9901.75 | 9901.75 | 9901.75 | 9709.75 | 9709.75 | 9709.75 | 9646.74 | 9242.9075 | 9242.9075 | 9654.4742 | 10067.9523 | 10017.4024 | 9700.2024 | 9933.3212 | 10132.3723 | 10914.1958 | 10492.5058 | 10850.8221 | 10232.3495
Option 6 SC | NEM |  | 12h | 0 | 0 | 0 | 810 | 810 | 810 | 810 | 810 | 810 | 810 | 810 | 810 | 810 | 810 | 810 | 810 | 810 | 810 | 810 | 810 | 810 | 810 | 810 | 810
Option 6 SC | NEM |  | 1h | 472.02 | 875.19 | 875.19 | 875.19 | 875.19 | 875.19 | 875.19 | 875.19 | 875.19 | 875.19 | 875.19 | 875.19 | 875.19 | 875.19 | 875.19 | 875.19 | 875.19 | 825.19 | 825.19 | 825.19 | 825.19 | 825.19 | 825.19 | 425.19
Option 6 SC | NEM |  | 24h | 0 | 0 | 0 | 0 | 0 | 0 | 0 | 0 | 0 | 0 | 0 | 0 | 4.7e-06 | 4.7e-06 | 4.7e-06 | 4.7e-06 | 4.7e-06 | 5.71e-06 | 5.71e-06 | 5.71e-06 | 5.71e-06 | 5.71e-06 | 5.71e-06 | 5.71e-06
Option 6 SC | NEM |  | 2h | 5866.57 | 9418.4701 | 9932.4901 | 10222.8902 | 10889.0202 | 10889.0202 | 11042.3602 | 11111.3502 | 11059.4902 | 11075.0902 | 11009.4902 | 11016.4602 | 10904.4903 | 10904.4904 | 10746.4405 | 10531.8006 | 10497.1108 | 10003.3408 | 9390.0208 | 8704.8308 | 7911.7608 | 5326.8822 | 4934.2821 | 4518.8824
Option 6 SC | NEM |  | 4h | 1893.63 | 5327.6699 | 7462.4399 | 8218.5102 | 8218.5102 | 8418.5102 | 8432.9402 | 8203.7302 | 8426.5311 | 8426.5311 | 8426.5311 | 8170.5311 | 8426.5311 | 8426.5311 | 8482.1812 | 8880.1964 | 8917.0135 | 9040.7468 | 8907.8155 | 8810.0769 | 8218.6363 | 7546.9174 | 5894.2711 | 5602.0475
Option 6 SC | NEM |  | 8h | 325 | 599.84 | 1757.86 | 2713.7897 | 2713.7897 | 2895.485 | 3720.11 | 4544.86 | 4544.86 | 4544.86 | 4544.86 | 4544.86 | 4544.8601 | 4599.848 | 4912.5173 | 4912.5173 | 5329.5914 | 5440.0333 | 5440.0333 | 5517.4019 | 5192.4019 | 7506.4038 | 7716.813 | 8682.8707
Option 6 SC | NEM |  | Biomass | 32 | 32 | 32 | 32 | 32 | 32 | 32 | 32 | 32 | 32 | 32 | 32 | 32 | 32 | 32 | 32 | 32 | 32 | 32 | 32 | 32 | 32 | 32 | 32
Option 6 SC | NEM |  | Black Coal | 16435 | 16435 | 16435 | 10515 | 9145 | 9145 | 9145 | 7140 | 7140 | 7140 | 6440 | 5290 | 5290 | 5290 | 3900 | 3900 | 3156 | 2791 | 2426 | 2061 | 1696 | 1696 | 1696 | 0
Option 6 SC | NEM |  | Brown Coal | 4820 | 4820 | 3370 | 2790 | 2210 | 2210 | 2210 | 2210 | 0 | 0 | 0 | 0 | 0 | 0 | 0 | 0 | 0 | 0 | 0 | 0 | 0 | 0 | 0 | 0
Option 6 SC | NEM |  | CCGT | 4334.9 | 4154.9 | 3554.9 | 3554.9 | 3554.9 | 3554.9 | 3554.9 | 3554.9 | 3554.9 | 3554.9 | 3169.9 | 2640.9 | 2553.5 | 2496.5 | 1996.5 | 1996.5 | 1996.5 | 1596.5 | 1596.5 | 952 | 952 | 708 | 708 | 708
Option 6 SC | NEM |  | CST | 0 | 0 | 0 | 0 | 0 | 0 | 0 | 0 | 0 | 0 | 0 | 0 | 0 | 0 | 0 | 0 | 0 | 0 | 0 | 0 | 0 | 0 | 0 | 0
Option 6 SC | NEM |  | Coordinated CER | 625.334 | 893.362 | 1208.587 | 1613.871 | 1960.463 | 2357.52 | 2809.35 | 3315.404 | 3877.588 | 4521.553 | 5237.372 | 6027.29 | 6900.098 | 7821.279 | 8943.224 | 10148.988 | 11471.605 | 12877.186 | 14372.166 | 15924.376 | 17535.429 | 19218.289 | 20977.79 | 22803.02
Option 6 SC | NEM |  | DSP | 6000 | 6000 | 6000 | 6000 | 6000 | 6000 | 6000 | 6000 | 6000 | 6000 | 6000 | 6000 | 6000 | 6000 | 6000 | 6000 | 6000 | 6000 | 6000 | 6000 | 6000 | 6000 | 6000 | 6000
Option 6 SC | NEM |  | Distributed PV | 29289.282 | 31462.66 | 33595.406 | 35842.61 | 38163.194 | 39942.214 | 41620.761 | 43360.415 | 45267.273 | 47252.087 | 49525.151 | 51807.679 | 54309.504 | 56968.405 | 59891.358 | 62783.031 | 65810.21 | 68755.452 | 71925.226 | 74936.533 | 77742.089 | 80726.876 | 83698.074 | 86655.55
Option 6 SC | NEM |  | H2 Reciprocating Engine | 0 | 0 | 400 | 400 | 400 | 400 | 400 | 400 | 400 | 400 | 400 | 400 | 400 | 400 | 400 | 400 | 400 | 400 | 400 | 400 | 400 | 400 | 400 | 400
Option 6 SC | NEM |  | Hydro | 6885.12 | 6885.12 | 6885.12 | 6885.12 | 7275.12 | 7275.12 | 7275.12 | 7275.12 | 7275.12 | 7275.12 | 7275.12 | 7275.12 | 7275.12 | 7275.12 | 7275.12 | 7275.12 | 7275.12 | 7275.12 | 7275.12 | 7275.12 | 7275.12 | 7275.12 | 7275.12 | 7275.12
Option 6 SC | NEM |  | Liquid Fuel | 836.88 | 700.38 | 700.38 | 700.38 | 700.38 | 700.38 | 700.38 | 408.38 | 408.38 | 408.38 | 408.38 | 408.38 | 408.38 | 408.38 | 408.38 | 408.38 | 408.38 | 408.38 | 276.88 | 276.88 | 122.88 | 122.88 | 122.88 | 122.88
Option 6 SC | NEM |  | OCGT | 7111.76 | 7111.76 | 7228.76 | 7228.76 | 6982.76 | 7382.645 | 7382.645 | 7212.645 | 7409.932 | 7334.6674 | 7277.9674 | 7345.8057 | 9657.4444 | 9217.4444 | 10124.4056 | 10382.2387 | 10923.6044 | 10923.6044 | 11136.4914 | 12465.1566 | 12097.7346 | 13202.1317 | 13202.1317 | 14346.2232
Option 6 SC | NEM |  | Offshore Wind | 0 | 0 | 0 | 0 | 0 | 2000 | 2667 | 3333 | 4000 | 5000 | 6000 | 7000 | 8000 | 9000 | 9000 | 9000 | 9000 | 9000 | 9000 | 9000 | 9000 | 9000 | 9000 | 9000
Option 6 SC | NEM |  | PHES | 1067 | 1067 | 3267 | 3267 | 3267 | 3267 | 3267 | 3267 | 5265 | 5265 | 5265 | 5265 | 5265 | 5265 | 5265.0001 | 5265.0001 | 5265.0001 | 5265.0001 | 5265.0001 | 5265.0001 | 5265.0001 | 5265.0001 | 5265.0001 | 5265.0001
Option 6 SC | NEM |  | Solar | 11310.15 | 20545.7204 | 27335.2758 | 31217.7391 | 31661.9986 | 32574.0133 | 35856.9667 | 36602.8745 | 38039.8163 | 39181.9903 | 41551.7041 | 42160.6172 | 46575.2242 | 50432.7244 | 52286.8723 | 54264.1356 | 59165.9592 | 58794.1244 | 58329.4544 | 58811.0355 | 58198.4692 | 59444.8005 | 63017.7376 | 63500.8383
Option 6 SC | NEM |  | Wind | 13903.11 | 15421.17 | 19022.3383 | 24903.1961 | 28488.1216 | 30905.9136 | 31438.2053 | 32263.979 | 35453.2176 | 35183.0376 | 36659.4629 | 38188.549 | 43482.4425 | 45043.0472 | 45521.8077 | 47104.8941 | 49210.5087 | 50387.4303 | 50035.0407 | 50508.3938 | 51052.7006 | 51127.5651 | 51119.9118 | 49960.9414
Option 6 SC | NSW |  | 12h | 0 | 0 | 0 | 810 | 810 | 810 | 810 | 810 | 810 | 810 | 810 | 810 | 810 | 810 | 810 | 810 | 810 | 810 | 810 | 810 | 810 | 810 | 810 | 810
Option 6 SC | NSW |  | 1h | 250 | 250 | 250 | 250 | 250 | 250 | 250 | 250 | 250 | 250 | 250 | 250 | 250 | 250 | 250 | 250 | 250 | 200 | 200 | 200 | 200 | 200 | 200 | 200
Option 6 SC | NSW |  | 2h | 722.65 | 1224.6501 | 1224.6501 | 1224.6501 | 1924.7801 | 1924.7801 | 1924.7801 | 1919.0701 | 1914.7801 | 1914.7801 | 1864.7801 | 1864.7801 | 1864.7802 | 1864.7803 | 1804.0904 | 1804.0904 | 1799.8005 | 1804.0906 | 1799.8006 | 1779.8006 | 1784.0906 | 1801.8719 | 1701.8819 | 1701.8818
Option 6 SC | NSW |  | 4h | 1333.63 | 2641.6696 | 3837.1383 | 3837.1385 | 3837.1385 | 4037.1385 | 4037.1385 | 4078.3585 | 4037.1385 | 4037.1385 | 4037.1385 | 4037.1385 | 4037.1385 | 4037.1385 | 4078.3585 | 4078.3585 | 4037.1385 | 4078.3585 | 4037.1385 | 3577.1385 | 3118.3585 | 2050.3194 | 813.6306 | 813.6304
Option 6 SC | NSW |  | 8h | 325 | 599.84 | 1439 | 2148.9297 | 2148.9297 | 2330.625 | 3155.25 | 3980 | 3980 | 3980 | 3980 | 3980 | 3980 | 4003.7109 | 4316.3803 | 4316.3803 | 4733.4543 | 4734.6301 | 4734.6301 | 4734.6301 | 4409.6301 | 5606.702 | 5280.5717 | 4781.9924
Option 6 SC | NSW |  | Black Coal | 8305 | 8305 | 8305 | 4765 | 3395 | 3395 | 3395 | 1390 | 1390 | 1390 | 1390 | 1390 | 1390 | 1390 | 0 | 0 | 0 | 0 | 0 | 0 | 0 | 0 | 0 | 0
Option 6 SC | NSW |  | CCGT | 720 | 720 | 720 | 720 | 720 | 720 | 720 | 720 | 720 | 720 | 720 | 720 | 720 | 720 | 720 | 720 | 720 | 320 | 320 | 320 | 320 | 320 | 320 | 320
Option 6 SC | NSW |  | CST | 0 | 0 | 0 | 0 | 0 | 0 | 0 | 0 | 0 | 0 | 0 | 0 | 0 | 0 | 0 | 0 | 0 | 0 | 0 | 0 | 0 | 0 | 0 | 0
Option 6 SC | NSW |  | Coordinated CER | 232.942 | 336.928 | 459.848 | 617.188 | 735.524 | 870.4 | 1024.175 | 1194.415 | 1382.651 | 1598.227 | 1838.411 | 2101.966 | 2394.343 | 2703.24 | 3089.994 | 3504.578 | 3958.068 | 4435.939 | 4945.173 | 5471.86 | 6021.613 | 6591.288 | 7184.919 | 7803.207
Option 6 SC | NSW |  | DSP | 6000 | 6000 | 6000 | 6000 | 6000 | 6000 | 6000 | 6000 | 6000 | 6000 | 6000 | 6000 | 6000 | 6000 | 6000 | 6000 | 6000 | 6000 | 6000 | 6000 | 6000 | 6000 | 6000 | 6000
Option 6 SC | NSW |  | Distributed PV | 10017.674 | 10790.801 | 11554.41 | 12335.243 | 13135.679 | 13795.227 | 14435.378 | 15056.232 | 15736.194 | 16430.841 | 17242.552 | 18062.701 | 18970.899 | 19928.832 | 20976.515 | 21997.404 | 23045.854 | 24055.428 | 25184.334 | 26259.378 | 27258.006 | 28319.668 | 29356.855 | 30395.222
Option 6 SC | NSW |  | Hydro | 2285 | 2285 | 2285 | 2285 | 2285 | 2285 | 2285 | 2285 | 2285 | 2285 | 2285 | 2285 | 2285 | 2285 | 2285 | 2285 | 2285 | 2285 | 2285 | 2285 | 2285 | 2285 | 2285 | 2285
Option 6 SC | NSW |  | OCGT | 2312.5 | 2312.5 | 2312.5 | 2312.5 | 2312.5 | 2312.5 | 2312.5 | 2312.5 | 2312.5 | 2312.5 | 2291.7 | 2291.7 | 3141.6817 | 3141.6817 | 3626.9011 | 3626.9011 | 3917.5401 | 3917.5401 | 3736.7865 | 4235.963 | 4235.963 | 4235.963 | 4235.963 | 4235.963
Option 6 SC | NSW |  | Offshore Wind | 0 | 0 | 0 | 0 | 0 | 0 | 0 | 0 | 0 | 0 | 0 | 0 | 3.02e-06 | 3.02e-06 | 4.58e-06 | 7.35e-06 | 1.878e-05 | 2.285e-05 | 2.285e-05 | 2.285e-05 | 2.285e-05 | 2.285e-05 | 2.285e-05 | 2.285e-05
Option 6 SC | NSW |  | PHES | 247 | 247 | 2447 | 2447 | 2447 | 2447 | 2447 | 2447 | 2447 | 2447 | 2447 | 2447 | 2447 | 2447 | 2447 | 2447 | 2447 | 2447 | 2447 | 2447 | 2447 | 2447 | 2447 | 2447
Option 6 SC | NSW |  | Solar | 5241.41 | 9243.6703 | 14201.1906 | 18004.9191 | 18449.7484 | 18779.1398 | 22062.6532 | 22809.061 | 24246.4827 | 24960.9387 | 25498.9586 | 25498.9586 | 26388.9585 | 27160.1533 | 28120.1219 | 29038.0229 | 31018.3096 | 30802.4445 | 30802.4445 | 30766.4345 | 30625.4345 | 30593.0346 | 31162.4243 | 30638.4443
Option 6 SC | NSW |  | Wind | 2779.54 | 3050.02 | 3638.3194 | 6941.4909 | 9326.6704 | 10601.7835 | 10601.7835 | 10601.7835 | 13148.2403 | 13148.2403 | 14446.5719 | 14446.5719 | 15764.9061 | 16392.6258 | 16453.0281 | 17535.0051 | 18814.2522 | 18854.3425 | 18854.3425 | 18617.3325 | 18398.6326 | 18895.1872 | 18743.8481 | 18630.6581
Option 6 SC | NSW | CNSW | 12h | 0 | 0 | 0 | 810 | 810 | 810 | 810 | 810 | 810 | 810 | 810 | 810 | 810 | 810 | 810 | 810 | 810 | 810 | 810 | 810 | 810 | 810 | 810 | 810
Option 6 SC | NSW | CNSW | 2h | 192.02 | 244.02 | 244.02 | 244.02 | 244.02 | 244.02 | 244.02 | 244.02 | 244.02 | 244.02 | 244.02 | 244.02 | 244.0201 | 244.0201 | 244.0201 | 244.0201 | 244.0202 | 244.0202 | 244.0202 | 224.0202 | 224.0202 | 441.8015 | 441.8015 | 441.8015
Option 6 SC | NSW | CNSW | 4h | 873.63 | 873.63 | 873.6301 | 873.6302 | 873.6302 | 873.6302 | 873.6302 | 914.8502 | 873.6302 | 873.6302 | 873.6302 | 873.6302 | 873.6302 | 873.6302 | 914.8502 | 914.8502 | 873.6302 | 914.8502 | 873.6302 | 873.6302 | 414.8502 | 414.8504 | 373.6302 | 373.6302
Option 6 SC | NSW | CNSW | 8h | 0 | 49.84 | 484.1762 | 503.8194 | 503.8194 | 503.8195 | 503.8195 | 874.953 | 874.953 | 874.953 | 874.953 | 874.953 | 874.953 | 898.6639 | 1211.3333 | 1211.3333 | 1628.4073 | 1629.5831 | 1629.5831 | 1629.5831 | 1629.5831 | 2251.1087 | 2129.8022 | 2110.159
Option 6 SC | NSW | CNSW | Black Coal | 4105 | 4105 | 4105 | 3445 | 2075 | 2075 | 2075 | 1390 | 1390 | 1390 | 1390 | 1390 | 1390 | 1390 | 0 | 0 | 0 | 0 | 0 | 0 | 0 | 0 | 0 | 0
Option 6 SC | NSW | CNSW | CST | 0 | 0 | 0 | 0 | 0 | 0 | 0 | 0 | 0 | 0 | 0 | 0 | 0 | 0 | 0 | 0 | 0 | 0 | 0 | 0 | 0 | 0 | 0 | 0
Option 6 SC | NSW | CNSW | Coordinated CER | 23.797 | 34.387 | 46.875 | 62.775 | 73.852 | 86.248 | 100.188 | 115.438 | 132.131 | 150.922 | 171.733 | 194.403 | 219.441 | 245.642 | 279.022 | 314.621 | 353.52 | 394.3 | 437.591 | 482.06 | 528.291 | 575.911 | 625.312 | 676.484
Option 6 SC | NSW | CNSW | Distributed PV | 1050.609 | 1129.624 | 1207.351 | 1288.623 | 1374.336 | 1442.165 | 1507.993 | 1572.901 | 1644.325 | 1716.397 | 1802.102 | 1886.231 | 1978.835 | 2075.868 | 2184.599 | 2289.744 | 2400.075 | 2506.735 | 2623.793 | 2735.219 | 2835.888 | 2944.527 | 3050.124 | 3155.404
Option 6 SC | NSW | CNSW | OCGT | 0 | 0 | 0 | 0 | 0 | 0 | 0 | 0 | 0 | 0 | 0 | 0 | 0 | 0 | 0 | 0 | 0 | 0 | 421.6119 | 801.2823 | 801.2823 | 801.2823 | 801.2823 | 801.2823
Option 6 SC | NSW | CNSW | PHES | 247 | 247 | 247 | 247 | 247 | 247 | 247 | 247 | 247 | 247 | 247 | 247 | 247 | 247 | 247 | 247 | 247 | 247 | 247 | 247 | 247 | 247 | 247 | 247
Option 6 SC | NSW | CNSW | Solar | 2127.38 | 3525.3138 | 6691.1994 | 9734.3463 | 10084.3463 | 10259.3464 | 10872.6984 | 11619.1063 | 12797.6879 | 13184.9216 | 13653.4996 | 13653.4996 | 13653.4997 | 14424.6944 | 14918.8438 | 15146.2129 | 17126.4994 | 17133.6643 | 17133.6643 | 17097.6543 | 17097.6543 | 17097.6543 | 17192.7538 | 17001.1138
Option 6 SC | NSW | CNSW | Wind | 498.03 | 498.03 | 1086.3294 | 4302.7121 | 6138.5269 | 6829 | 6829 | 6829 | 7117 | 7117 | 8117 | 8117 | 8435 | 8987.7967 | 8880.9967 | 9851.22 | 9851.22 | 9851.22 | 9851.22 | 9851.22 | 9851.22 | 9851.22 | 9851.22 | 9738.03
Option 6 SC | NSW | NNSW | 1h | 200 | 200 | 200 | 200 | 200 | 200 | 200 | 200 | 200 | 200 | 200 | 200 | 200 | 200 | 200 | 200 | 200 | 200 | 200 | 200 | 200 | 200 | 200 | 200
Option 6 SC | NSW | NNSW | 2h | 0 | 450 | 450 | 450 | 450 | 450 | 450 | 450 | 450 | 450 | 450 | 450 | 450 | 450 | 450 | 450 | 450 | 450 | 450 | 450 | 450 | 250 | 250 | 250
Option 6 SC | NSW | NNSW | 8h | 275 | 400 | 604.8223 | 637.3025 | 637.3025 | 691.2685 | 691.2685 | 691.2685 | 691.2685 | 691.2685 | 691.2685 | 691.2685 | 691.2685 | 691.2685 | 691.2685 | 691.2685 | 691.2685 | 691.2685 | 691.2685 | 691.2685 | 416.2685 | 291.2685 | 86.4463 | 53.966
Option 6 SC | NSW | NNSW | CST | 0 | 0 | 0 | 0 | 0 | 0 | 0 | 0 | 0 | 0 | 0 | 0 | 0 | 0 | 0 | 0 | 0 | 0 | 0 | 0 | 0 | 0 | 0 | 0
Option 6 SC | NSW | NNSW | Coordinated CER | 30.914 | 44.531 | 60.515 | 80.765 | 94.896 | 110.715 | 128.523 | 148.037 | 169.432 | 193.59 | 220.371 | 249.558 | 281.776 | 315.503 | 358.111 | 403.538 | 453.101 | 505.112 | 560.324 | 617.114 | 676.241 | 737.203 | 800.507 | 866.136
Option 6 SC | NSW | NNSW | Distributed PV | 1425.448 | 1526.742 | 1625.52 | 1727.263 | 1832.976 | 1917.456 | 1999.176 | 2079.178 | 2166.971 | 2255.764 | 2360.613 | 2464.168 | 2577.956 | 2696.966 | 2829.062 | 2956.713 | 3089.704 | 3218.007 | 3359.25 | 3493.489 | 3615.343 | 3746.248 | 3873.543 | 4000.449
Option 6 SC | NSW | NNSW | PHES | 0 | 0 | 0 | 0 | 0 | 0 | 0 | 0 | 0 | 0 | 0 | 0 | 3.81e-06 | 3.81e-06 | 3.81e-06 | 3.81e-06 | 5.41e-06 | 6.57e-06 | 6.57e-06 | 6.57e-06 | 6.57e-06 | 6.57e-06 | 6.57e-06 | 6.57e-06
Option 6 SC | NSW | NNSW | Solar | 701.02 | 1036.4598 | 1383.3292 | 1461.3157 | 1510.6592 | 1665.0505 | 3935.9989 | 3935.9989 | 3935.9989 | 3935.9989 | 3935.9989 | 3935.9989 | 3935.9989 | 3935.9989 | 3935.9989 | 3935.9989 | 3935.9989 | 3915.9989 | 3915.9989 | 3915.9989 | 3859.9989 | 3859.9989 | 3859.9989 | 3859.9989
Option 6 SC | NSW | NNSW | Wind | 442.48 | 442.48 | 442.48 | 442.48 | 652.48 | 652.48 | 652.48 | 652.48 | 2452.48 | 2452.48 | 2797.3115 | 2797.3115 | 2624.8315 | 2624.8315 | 3005.95 | 3116.7613 | 4395.6393 | 4125.6393 | 4125.6393 | 4125.6393 | 4125.6393 | 4125.6393 | 4357.7602 | 4357.7602
Option 6 SC | NSW | SNSW | 1h | 50 | 50 | 50 | 50 | 50 | 50 | 50 | 50 | 50 | 50 | 50 | 50 | 50 | 50 | 50 | 50 | 50 | 0 | 0 | 0 | 0 | 0 | 0 | 0
Option 6 SC | NSW | SNSW | 2h | 265.6 | 265.6 | 265.6 | 265.6 | 265.6 | 265.6 | 265.6 | 259.89 | 255.6 | 255.6 | 255.6 | 255.6 | 255.6 | 255.6 | 259.89 | 259.89 | 255.6 | 259.89 | 255.6 | 255.6 | 259.89 | 259.89 | 159.9 | 159.9
Option 6 SC | NSW | SNSW | 4h | 0 | 0 | 0 | 0 | 0 | 200 | 200 | 200 | 200 | 200 | 200 | 200 | 200 | 200 | 200 | 200 | 200 | 200 | 200 | 200 | 200 | 200 | 200 | 200
Option 6 SC | NSW | SNSW | 8h | 50 | 150 | 350.0011 | 350.0011 | 350.0011 | 350.0011 | 350.0011 | 350.0011 | 350.0011 | 350.0011 | 350.0011 | 350.0011 | 350.0011 | 350.0011 | 350.0011 | 350.0011 | 350.0011 | 350.0011 | 350.0011 | 350.0011 | 300.0011 | 200.0011 | 200 | 200
Option 6 SC | NSW | SNSW | CST | 0 | 0 | 0 | 0 | 0 | 0 | 0 | 0 | 0 | 0 | 0 | 0 | 0 | 0 | 0 | 0 | 0 | 0 | 0 | 0 | 0 | 0 | 0 | 0
Option 6 SC | NSW | SNSW | Coordinated CER | 36.845 | 53.259 | 72.629 | 97.332 | 115.495 | 136.006 | 159.202 | 184.684 | 212.654 | 244.272 | 279.24 | 317.305 | 359.278 | 403.263 | 458.66 | 517.734 | 582.172 | 649.751 | 721.479 | 795.257 | 871.964 | 951.123 | 1033.162 | 1118.291
Option 6 SC | NSW | SNSW | Distributed PV | 1675.103 | 1797.177 | 1917.549 | 2042.34 | 2172.576 | 2277.054 | 2378.427 | 2477.775 | 2586.879 | 2697.403 | 2828.253 | 2957.395 | 3100.075 | 3249.851 | 3416.21 | 3577.423 | 3745.294 | 3907.299 | 4086.123 | 4256.287 | 4411.385 | 4577.844 | 4739.824 | 4901.457
Option 6 SC | NSW | SNSW | Hydro | 2285 | 2285 | 2285 | 2285 | 2285 | 2285 | 2285 | 2285 | 2285 | 2285 | 2285 | 2285 | 2285 | 2285 | 2285 | 2285 | 2285 | 2285 | 2285 | 2285 | 2285 | 2285 | 2285 | 2285
Option 6 SC | NSW | SNSW | OCGT | 692 | 692 | 692 | 692 | 692 | 692 | 692 | 692 | 692 | 692 | 692 | 692 | 692 | 692 | 692 | 692 | 692 | 692 | 0 | 0 | 0 | 0 | 0 | 0
Option 6 SC | NSW | SNSW | PHES | 0 | 0 | 2200 | 2200 | 2200 | 2200 | 2200 | 2200 | 2200 | 2200 | 2200 | 2200 | 2200 | 2200 | 2200 | 2200 | 2200 | 2200 | 2200 | 2200 | 2200 | 2200 | 2200 | 2200
Option 6 SC | NSW | SNSW | Solar | 2413.01 | 4681.8967 | 6126.6619 | 6809.2571 | 6854.7428 | 6854.7429 | 7253.9558 | 7253.9558 | 7512.7959 | 7840.0182 | 7909.4601 | 7909.4601 | 7909.4601 | 7909.4601 | 8375.2793 | 9065.8112 | 9065.8114 | 8862.7814 | 8862.7814 | 8862.7814 | 8777.7814 | 8745.3814 | 9219.6716 | 8887.3316
Option 6 SC | NSW | SNSW | Wind | 1839.03 | 2109.51 | 2109.5101 | 2196.2988 | 2535.6634 | 3120.3034 | 3120.3034 | 3120.3034 | 3507.7603 | 3507.7603 | 3461.2603 | 3461.2603 | 4634.0746 | 4708.9975 | 4495.0814 | 4496.0238 | 4496.3929 | 4806.4833 | 4806.4833 | 4569.4733 | 4350.7734 | 4847.3279 | 4463.8679 | 4463.8679
Option 6 SC | NSW | SNW | 1h | 4.43e-06 | 4.43e-06 | 6.03e-06 | 8.14e-06 | 8.14e-06 | 8.14e-06 | 8.14e-06 | 8.14e-06 | 8.14e-06 | 8.14e-06 | 8.14e-06 | 8.14e-06 | 2.564e-05 | 3.078e-05 | 3.415e-05 | 3.717e-05 | 4.265e-05 | 4.77e-05 | 4.77e-05 | 4.77e-05 | 4.327e-05 | 4.327e-05 | 4.167e-05 | 3.955e-05
Option 6 SC | NSW | SNW | 2h | 265.03 | 265.03 | 265.0301 | 265.0301 | 965.1601 | 965.1601 | 965.1601 | 965.1601 | 965.1601 | 965.1601 | 915.1601 | 915.1601 | 915.1601 | 915.1602 | 850.1802 | 850.1802 | 850.1803 | 850.1803 | 850.1803 | 850.1803 | 850.1803 | 850.1803 | 850.1803 | 850.1803
Option 6 SC | NSW | SNW | 4h | 460 | 1768.0396 | 2963.5082 | 2963.5083 | 2963.5083 | 2963.5083 | 2963.5083 | 2963.5083 | 2963.5083 | 2963.5083 | 2963.5083 | 2963.5083 | 2963.5083 | 2963.5083 | 2963.5083 | 2963.5083 | 2963.5083 | 2963.5083 | 2963.5083 | 2503.5083 | 2503.5083 | 1435.469 | 240.0004 | 240.0003
Option 6 SC | NSW | SNW | 8h | 3.64e-06 | 1.198e-05 | 0.00040035 | 657.8066 | 657.8066 | 785.5359 | 1610.1609 | 2063.7774 | 2063.7774 | 2063.7774 | 2063.7774 | 2063.7774 | 2063.7774 | 2063.7774 | 2063.7774 | 2063.7774 | 2063.7774 | 2063.7774 | 2063.7774 | 2063.7774 | 2063.7774 | 2864.3236 | 2864.3232 | 2417.8673
Option 6 SC | NSW | SNW | Black Coal | 4200 | 4200 | 4200 | 1320 | 1320 | 1320 | 1320 | 0 | 0 | 0 | 0 | 0 | 0 | 0 | 0 | 0 | 0 | 0 | 0 | 0 | 0 | 0 | 0 | 0
Option 6 SC | NSW | SNW | CCGT | 720 | 720 | 720 | 720 | 720 | 720 | 720 | 720 | 720 | 720 | 720 | 720 | 720 | 720 | 720 | 720 | 720 | 320 | 320 | 320 | 320 | 320 | 320 | 320
Option 6 SC | NSW | SNW | Coordinated CER | 141.386 | 204.751 | 279.829 | 376.316 | 451.281 | 537.431 | 636.262 | 746.256 | 868.434 | 1009.443 | 1167.067 | 1340.7 | 1533.848 | 1738.832 | 1994.201 | 2268.685 | 2569.275 | 2886.776 | 3225.779 | 3577.429 | 3945.117 | 4327.051 | 4725.938 | 5142.296
Option 6 SC | NSW | SNW | DSP | 6000 | 6000 | 6000 | 6000 | 6000 | 6000 | 6000 | 6000 | 6000 | 6000 | 6000 | 6000 | 6000 | 6000 | 6000 | 6000 | 6000 | 6000 | 6000 | 6000 | 6000 | 6000 | 6000 | 6000
Option 6 SC | NSW | SNW | Distributed PV | 5866.514 | 6337.258 | 6803.99 | 7277.017 | 7755.791 | 8158.552 | 8549.782 | 8926.378 | 9338.019 | 9761.277 | 10251.584 | 10754.907 | 11314.033 | 11906.147 | 12546.644 | 13173.524 | 13810.781 | 14423.387 | 15115.168 | 15774.383 | 16395.39 | 17051.049 | 17693.364 | 18337.912
Option 6 SC | NSW | SNW | OCGT | 1620.5 | 1620.5 | 1620.5 | 1620.5 | 1620.5 | 1620.5 | 1620.5 | 1620.5 | 1620.5 | 1620.5 | 1599.7 | 1599.7 | 2449.6817 | 2449.6817 | 2934.9011 | 2934.9011 | 3225.5401 | 3225.5401 | 3315.1746 | 3434.6807 | 3434.6807 | 3434.6807 | 3434.6807 | 3434.6807
Option 6 SC | NSW | SNW | Offshore Wind | 0 | 0 | 0 | 0 | 0 | 0 | 0 | 0 | 0 | 0 | 0 | 0 | 3.02e-06 | 3.02e-06 | 4.58e-06 | 7.35e-06 | 1.878e-05 | 2.285e-05 | 2.285e-05 | 2.285e-05 | 2.285e-05 | 2.285e-05 | 2.285e-05 | 2.285e-05
Option 6 SC | NSW | SNW | Solar | 1.056e-05 | 1.473e-05 | 1.473e-05 | 1.65e-05 | 2.508e-05 | 3.372e-05 | 3.372e-05 | 3.372e-05 | 3.372e-05 | 3.372e-05 | 3.793e-05 | 4.618e-05 | 889.9999 | 890 | 890 | 890 | 890 | 890 | 890 | 890 | 890 | 890 | 890 | 890
Option 6 SC | NSW | SNW | Wind | 0 | 0 | 5.84e-06 | 7.54e-06 | 1.239e-05 | 2.435e-05 | 2.435e-05 | 2.435e-05 | 71 | 71 | 71 | 71 | 71 | 71 | 71 | 71 | 71 | 71 | 71 | 71 | 71 | 71 | 71 | 71
Option 6 SC | QLD |  | 1h | 222.02 | 622.02 | 622.02 | 622.02 | 622.02 | 622.02 | 622.02 | 622.02 | 622.02 | 622.02 | 622.02 | 622.02 | 622.02 | 622.02 | 622.02 | 622.02 | 622.02 | 622.02 | 622.02 | 622.02 | 622.02 | 622.02 | 622.02 | 222.02
Option 6 SC | QLD |  | 2h | 2054.72 | 2039.12 | 2189.12 | 2489.12 | 2485.12 | 2485.12 | 2485.12 | 2500.72 | 2485.12 | 2500.72 | 2485.12 | 2485.12 | 2385.12 | 2385.1201 | 2385.1201 | 2385.1201 | 2354.7202 | 2354.7202 | 2139.1202 | 1589.1202 | 1589.1202 | 1439.1202 | 1184.3202 | 899.9204
Option 6 SC | QLD |  | 4h | 560 | 560.0003 | 1083.5116 | 1839.5817 | 1839.5817 | 1839.5817 | 1839.5817 | 1839.5817 | 1847.6026 | 1847.6026 | 1847.6026 | 1847.6026 | 1847.6026 | 1847.6026 | 1847.6026 | 2260.0478 | 2338.0849 | 2406.1682 | 2568.8368 | 2691.1483 | 2544.0577 | 4352.854 | 3981.4564 | 3689.2331
Option 6 SC | QLD |  | 8h | 0 | 0 | 2.154e-05 | 3.703e-05 | 3.703e-05 | 3.703e-05 | 3.703e-05 | 3.703e-05 | 3.703e-05 | 3.703e-05 | 3.703e-05 | 3.703e-05 | 5.682e-05 | 8.874e-05 | 8.874e-05 | 8.874e-05 | 0.00014129 | 109.2662 | 109.2662 | 186.6348 | 186.6348 | 933.0468 | 1265.9516 | 2924.2824
Option 6 SC | QLD |  | Biomass | 32 | 32 | 32 | 32 | 32 | 32 | 32 | 32 | 32 | 32 | 32 | 32 | 32 | 32 | 32 | 32 | 32 | 32 | 32 | 32 | 32 | 32 | 32 | 32
Option 6 SC | QLD |  | Black Coal | 8130 | 8130 | 8130 | 5750 | 5750 | 5750 | 5750 | 5750 | 5750 | 5750 | 5050 | 3900 | 3900 | 3900 | 3900 | 3900 | 3156 | 2791 | 2426 | 2061 | 1696 | 1696 | 1696 | 0
Option 6 SC | QLD |  | CCGT | 1597.9 | 1597.9 | 1597.9 | 1597.9 | 1597.9 | 1597.9 | 1597.9 | 1597.9 | 1597.9 | 1597.9 | 1212.9 | 1212.9 | 1125.5 | 1068.5 | 1068.5 | 1068.5 | 1068.5 | 1068.5 | 1068.5 | 424 | 424 | 180 | 180 | 180
Option 6 SC | QLD |  | Coordinated CER | 102.614 | 153.763 | 214.386 | 311.573 | 400.865 | 503.651 | 619.603 | 751.864 | 899.592 | 1067.685 | 1255.352 | 1461.794 | 1693.459 | 1937.521 | 2226.749 | 2538.398 | 2879.843 | 3246.136 | 3635.086 | 4037.828 | 4453.352 | 4891.089 | 5348.579 | 5818.06
Option 6 SC | QLD |  | Distributed PV | 8385.61 | 8892.648 | 9384.829 | 9926.438 | 10511.372 | 10946.186 | 11365.201 | 11833.464 | 12353.656 | 12887.351 | 13481.666 | 14053.152 | 14666.609 | 15329.831 | 16059.043 | 16789.201 | 17573.409 | 18354.617 | 19160.489 | 19931.925 | 20630.75 | 21382.444 | 22126.532 | 22847.925
Option 6 SC | QLD |  | H2 Reciprocating Engine | 0 | 0 | 400 | 400 | 400 | 400 | 400 | 400 | 400 | 400 | 400 | 400 | 400 | 400 | 400 | 400 | 400 | 400 | 400 | 400 | 400 | 400 | 400 | 400
Option 6 SC | QLD |  | Hydro | 156.4 | 156.4 | 156.4 | 156.4 | 156.4 | 156.4 | 156.4 | 156.4 | 156.4 | 156.4 | 156.4 | 156.4 | 156.4 | 156.4 | 156.4 | 156.4 | 156.4 | 156.4 | 156.4 | 156.4 | 156.4 | 156.4 | 156.4 | 156.4
Option 6 SC | QLD |  | Liquid Fuel | 423.5 | 423.5 | 423.5 | 423.5 | 423.5 | 423.5 | 423.5 | 131.5 | 131.5 | 131.5 | 131.5 | 131.5 | 131.5 | 131.5 | 131.5 | 131.5 | 131.5 | 131.5 | 0 | 0 | 0 | 0 | 0 | 0
Option 6 SC | QLD |  | OCGT | 1546 | 1546 | 1663 | 1663 | 1663 | 2062.885 | 2062.885 | 2062.885 | 1945.885 | 1945.885 | 1945.885 | 1945.885 | 1945.885 | 1945.885 | 1945.885 | 1945.885 | 1945.885 | 1945.885 | 2677.5256 | 3406.4024 | 2842.4024 | 2842.4024 | 2842.4024 | 2323.4024
Option 6 SC | QLD |  | PHES | 820 | 820 | 820 | 820 | 820 | 820 | 820 | 820 | 2818 | 2818 | 2818 | 2818 | 2818 | 2818 | 2818 | 2818 | 2818 | 2818 | 2818 | 2818 | 2818 | 2818 | 2818 | 2818
Option 6 SC | QLD |  | Solar | 3920.3 | 6253.5352 | 7051.3752 | 7050.8252 | 7050.2552 | 7239.3148 | 7238.7548 | 7238.2548 | 7237.7748 | 7665.4927 | 9497.1867 | 10106.0998 | 11848.7874 | 11848.7876 | 11848.7877 | 12806.0632 | 15283.8233 | 15127.8534 | 14982.3934 | 15540.2645 | 15068.6982 | 16424.4295 | 17823.1247 | 19301.1353
Option 6 SC | QLD |  | Wind | 2569.65 | 3075.86 | 3567.1282 | 4045.7 | 4664.4402 | 5635.8198 | 6168.1114 | 7125.5852 | 7938.9197 | 7938.9197 | 7938.9197 | 8779.2633 | 11564.1017 | 12211.3581 | 12211.3581 | 12298.1501 | 13175.0676 | 14379.4281 | 13939.4481 | 14801.591 | 14758.391 | 14758.391 | 14728.7386 | 14498.0807
Option 6 SC | QLD | CQ | 2h | 230 | 230 | 230 | 230 | 226 | 226 | 226 | 226 | 226 | 226 | 226 | 226 | 226 | 226 | 226 | 226 | 180 | 180 | 180 | 180 | 180 | 180 | 180 | 180
Option 6 SC | QLD | CQ | 4h | 300 | 300 | 300 | 300 | 300 | 300 | 300 | 300 | 300 | 300 | 300 | 300 | 300 | 300 | 300 | 300 | 300 | 300 | 300 | 300 | 0 | 0 | 0 | 0
Option 6 SC | QLD | CQ | 8h | 0 | 0 | 5.94e-06 | 9.26e-06 | 9.26e-06 | 9.26e-06 | 9.26e-06 | 9.26e-06 | 9.26e-06 | 9.26e-06 | 9.26e-06 | 9.26e-06 | 1.502e-05 | 2.339e-05 | 2.339e-05 | 2.339e-05 | 4.293e-05 | 61.776 | 61.776 | 68.1704 | 68.1704 | 68.1704 | 206.5282 | 849.8082
Option 6 SC | QLD | CQ | Black Coal | 3004 | 3004 | 3004 | 2304 | 2304 | 2304 | 2304 | 2304 | 2304 | 2304 | 2304 | 2304 | 2304 | 2304 | 2304 | 2304 | 2304 | 1939 | 1574 | 1209 | 844 | 844 | 844 | 0
Option 6 SC | QLD | CQ | Coordinated CER | 10.033 | 15.034 | 20.967 | 30.497 | 38.759 | 48.173 | 58.71 | 70.68 | 83.995 | 98.973 | 115.636 | 133.91 | 154.396 | 175.88 | 201.586 | 229.245 | 259.582 | 292.1 | 326.586 | 362.19 | 398.892 | 437.527 | 477.836 | 519.053
Option 6 SC | QLD | CQ | Distributed PV | 768.383 | 817.628 | 864.697 | 918.708 | 979.307 | 1022.445 | 1064.226 | 1111.996 | 1165.374 | 1219.524 | 1280.904 | 1338.13 | 1399.506 | 1466.364 | 1541.455 | 1616.212 | 1698.324 | 1780.35 | 1864.243 | 1944.748 | 2015.629 | 2093.631 | 2170.496 | 2244.999
Option 6 SC | QLD | CQ | OCGT | 37 | 37 | 37 | 37 | 37 | 436.885 | 436.885 | 436.885 | 399.885 | 399.885 | 399.885 | 399.885 | 399.885 | 399.885 | 399.885 | 399.885 | 399.885 | 399.885 | 399.885 | 399.885 | 399.885 | 399.885 | 399.885 | 399.885
Option 6 SC | QLD | CQ | PHES | 0 | 0 | 0 | 0 | 0 | 0 | 0 | 0 | 0 | 0 | 0 | 0 | 3.48e-06 | 3.48e-06 | 3.48e-06 | 4.74e-06 | 4.74e-06 | 6.22e-06 | 6.22e-06 | 6.22e-06 | 6.22e-06 | 6.22e-06 | 6.22e-06 | 6.22e-06
Option 6 SC | QLD | CQ | Solar | 957.16 | 957.1601 | 1054.1601 | 1054.1601 | 1054.1602 | 1054.1602 | 1054.1602 | 1054.1602 | 1054.1602 | 1348.1674 | 2024.6436 | 2087.0704 | 2087.0704 | 2087.0704 | 2087.0704 | 2768.145 | 3901.2812 | 3886.2812 | 3843.7812 | 4287.9124 | 4425.366 | 5222.1615 | 6546.0964 | 8155.3749
Option 6 SC | QLD | CQ | Wind | 439 | 945.21 | 945.21 | 945.21 | 1037.1267 | 1240.1351 | 1240.1351 | 1243.4455 | 1945.9795 | 1945.9795 | 1945.9795 | 1945.9795 | 1945.9795 | 2237.4076 | 2237.4076 | 2237.4076 | 2238.4415 | 3499.39 | 3499.39 | 3501.5738 | 3501.5738 | 3501.5738 | 3501.5738 | 3062.5738
Option 6 SC | QLD | GG | 1h | 0 | 400 | 400 | 400 | 400 | 400 | 400 | 400 | 400 | 400 | 400 | 400 | 400 | 400 | 400 | 400 | 400 | 400 | 400 | 400 | 400 | 400 | 400 | 0
Option 6 SC | QLD | GG | 2h | 0 | 2.43e-06 | 2.43e-06 | 3.85e-06 | 6.07e-06 | 6.07e-06 | 6.07e-06 | 6.07e-06 | 1.09e-05 | 1.09e-05 | 1.09e-05 | 1.09e-05 | 1.968e-05 | 2.797e-05 | 2.797e-05 | 0.00010323 | 0.00015902 | 0.00015902 | 0.00015902 | 0.00015902 | 0.00016066 | 0.00015933 | 0.00015933 | 0.00041052
Option 6 SC | QLD | GG | 4h | 0 | 0 | 2.355e-05 | 75.3114 | 75.3114 | 75.3114 | 75.3114 | 75.3114 | 83.3323 | 83.3323 | 83.3323 | 83.3323 | 83.3323 | 83.3323 | 83.3323 | 495.7775 | 573.8146 | 641.8979 | 804.5665 | 926.878 | 1079.7874 | 2057.0677 | 2057.0677 | 2367.8394
Option 6 SC | QLD | GG | Black Coal | 1680 | 1680 | 1680 | 0 | 0 | 0 | 0 | 0 | 0 | 0 | 0 | 0 | 0 | 0 | 0 | 0 | 0 | 0 | 0 | 0 | 0 | 0 | 0 | 0
Option 6 SC | QLD | GG | CCGT | 180 | 180 | 180 | 180 | 180 | 180 | 180 | 180 | 180 | 180 | 180 | 180 | 180 | 180 | 180 | 180 | 180 | 180 | 180 | 180 | 180 | 180 | 180 | 180
Option 6 SC | QLD | GG | Coordinated CER | 1.285 | 1.926 | 2.683 | 3.888 | 4.96 | 6.183 | 7.555 | 9.113 | 10.848 | 12.806 | 14.986 | 17.379 | 20.063 | 22.879 | 26.22 | 29.814 | 33.748 | 37.963 | 42.429 | 47.036 | 51.777 | 56.761 | 61.958 | 67.27
Option 6 SC | QLD | GG | Distributed PV | 95.933 | 102.238 | 108.424 | 114.952 | 121.69 | 126.898 | 131.904 | 137.355 | 143.363 | 149.596 | 156.393 | 163.147 | 170.402 | 178.183 | 186.542 | 194.967 | 203.789 | 212.547 | 221.67 | 230.379 | 238.525 | 247.068 | 255.571 | 263.819
Option 6 SC | QLD | GG | OCGT | 0 | 0 | 0 | 0 | 0 | 0 | 0 | 0 | 0 | 0 | 0 | 0 | 0 | 0 | 0 | 0 | 0 | 0 | 731.6406 | 731.6406 | 731.6406 | 731.6406 | 731.6406 | 731.6406
Option 6 SC | QLD | GG | Solar | 387.01 | 387.01 | 387.01 | 387.01 | 387.01 | 387.01 | 387.01 | 387.01 | 387.01 | 387.01 | 387.01 | 387.01 | 387.0101 | 387.0101 | 387.0101 | 509.2271 | 524.5101 | 524.5102 | 524.5102 | 524.5102 | 524.5103 | 530.5756 | 539.7619 | 539.7619
Option 6 SC | QLD | NQ | 2h | 0 | 0 | 150 | 450 | 450 | 450 | 450 | 450 | 450 | 450 | 450 | 450 | 450 | 450 | 450 | 450 | 450 | 450 | 450 | 450 | 450 | 300 | 300 | 0
Option 6 SC | QLD | NQ | 4h | 0 | 0 | 254.0001 | 254.0003 | 254.0003 | 254.0003 | 254.0003 | 254.0003 | 254.0003 | 254.0003 | 254.0003 | 254.0003 | 254.0003 | 254.0003 | 254.0003 | 254.0003 | 254.0003 | 254.0003 | 254.0003 | 254.0003 | 254.0003 | 359.629 | 257.7425 | 335.506
Option 6 SC | QLD | NQ | Biomass | 32 | 32 | 32 | 32 | 32 | 32 | 32 | 32 | 32 | 32 | 32 | 32 | 32 | 32 | 32 | 32 | 32 | 32 | 32 | 32 | 32 | 32 | 32 | 32
Option 6 SC | QLD | NQ | CCGT | 244 | 244 | 244 | 244 | 244 | 244 | 244 | 244 | 244 | 244 | 244 | 244 | 244 | 244 | 244 | 244 | 244 | 244 | 244 | 244 | 244 | 0 | 0 | 0
Option 6 SC | QLD | NQ | Coordinated CER | 15.56 | 23.303 | 32.481 | 47.221 | 60.172 | 74.951 | 91.504 | 110.305 | 131.22 | 154.784 | 181.014 | 209.789 | 242.059 | 275.905 | 316.29 | 359.746 | 407.38 | 458.428 | 512.553 | 568.422 | 625.941 | 686.455 | 749.57 | 814.101
Option 6 SC | QLD | NQ | Distributed PV | 1269.213 | 1346.126 | 1420.394 | 1503.254 | 1594.101 | 1660.667 | 1724.77 | 1797.01 | 1877.418 | 1959.521 | 2051.614 | 2139.069 | 2232.901 | 2334.635 | 2447.439 | 2560.093 | 2682.171 | 2803.88 | 2928.96 | 3048.779 | 3155.996 | 3272.375 | 3387.306 | 3498.666
Option 6 SC | QLD | NQ | Hydro | 156.4 | 156.4 | 156.4 | 156.4 | 156.4 | 156.4 | 156.4 | 156.4 | 156.4 | 156.4 | 156.4 | 156.4 | 156.4 | 156.4 | 156.4 | 156.4 | 156.4 | 156.4 | 156.4 | 156.4 | 156.4 | 156.4 | 156.4 | 156.4
Option 6 SC | QLD | NQ | Liquid Fuel | 423.5 | 423.5 | 423.5 | 423.5 | 423.5 | 423.5 | 423.5 | 131.5 | 131.5 | 131.5 | 131.5 | 131.5 | 131.5 | 131.5 | 131.5 | 131.5 | 131.5 | 131.5 | 0 | 0 | 0 | 0 | 0 | 0
Option 6 SC | QLD | NQ | PHES | 250 | 250 | 250 | 250 | 250 | 250 | 250 | 250 | 250 | 250 | 250 | 250 | 250 | 250 | 250 | 250 | 250 | 250 | 250 | 250 | 250 | 250 | 250 | 250
Option 6 SC | QLD | NQ | Solar | 727.63 | 831.7075 | 1431.7075 | 1431.7075 | 1431.7076 | 1621.327 | 1621.327 | 1621.327 | 1621.327 | 1621.327 | 1621.327 | 2100.0177 | 2100.0177 | 2100.0177 | 2100.0177 | 2100.0177 | 2214.5671 | 2098.5971 | 2098.5971 | 2098.5971 | 2083.5971 | 1983.6171 | 1834.6371 | 1834.6371
Option 6 SC | QLD | NQ | Wind | 375.65 | 375.65 | 866.9181 | 1345.49 | 1345.4901 | 1345.4901 | 1877.7818 | 2831.9452 | 2942.7457 | 2942.7457 | 2942.7457 | 2942.7457 | 3621.453 | 3821.9713 | 3821.9713 | 3837.0502 | 4131.2437 | 4074.6557 | 4074.6557 | 4226.499 | 4183.299 | 4183.299 | 4153.6466 | 4361.9887
Option 6 SC | QLD | SQ | 1h | 222.02 | 222.02 | 222.02 | 222.02 | 222.02 | 222.02 | 222.02 | 222.02 | 222.02 | 222.02 | 222.02 | 222.02 | 222.02 | 222.02 | 222.02 | 222.02 | 222.02 | 222.02 | 222.02 | 222.02 | 222.02 | 222.02 | 222.02 | 222.02
Option 6 SC | QLD | SQ | 2h | 1824.72 | 1809.12 | 1809.12 | 1809.12 | 1809.12 | 1809.12 | 1809.12 | 1824.72 | 1809.12 | 1824.72 | 1809.12 | 1809.12 | 1709.12 | 1709.12 | 1709.12 | 1709.12 | 1724.72 | 1724.72 | 1509.12 | 959.12 | 959.12 | 959.12 | 704.32 | 719.92
Option 6 SC | QLD | SQ | 4h | 260 | 260.0003 | 529.5114 | 1210.27 | 1210.27 | 1210.27 | 1210.27 | 1210.27 | 1210.27 | 1210.27 | 1210.27 | 1210.27 | 1210.27 | 1210.27 | 1210.27 | 1210.27 | 1210.27 | 1210.27 | 1210.27 | 1210.27 | 1210.27 | 1936.1573 | 1666.6462 | 985.8877
Option 6 SC | QLD | SQ | 8h | 0 | 0 | 1.56e-05 | 2.777e-05 | 2.777e-05 | 2.777e-05 | 2.777e-05 | 2.777e-05 | 2.777e-05 | 2.777e-05 | 2.777e-05 | 2.777e-05 | 4.18e-05 | 6.535e-05 | 6.535e-05 | 6.535e-05 | 9.836e-05 | 47.4902 | 47.4902 | 118.4644 | 118.4644 | 864.8763 | 1059.4235 | 2074.4742
Option 6 SC | QLD | SQ | Black Coal | 3446 | 3446 | 3446 | 3446 | 3446 | 3446 | 3446 | 3446 | 3446 | 3446 | 2746 | 1596 | 1596 | 1596 | 1596 | 1596 | 852 | 852 | 852 | 852 | 852 | 852 | 852 | 0
Option 6 SC | QLD | SQ | CCGT | 1173.9 | 1173.9 | 1173.9 | 1173.9 | 1173.9 | 1173.9 | 1173.9 | 1173.9 | 1173.9 | 1173.9 | 788.9 | 788.9 | 701.5 | 644.5 | 644.5 | 644.5 | 644.5 | 644.5 | 644.5 | 0 | 0 | 0 | 0 | 0
Option 6 SC | QLD | SQ | Coordinated CER | 75.736 | 113.5 | 158.255 | 229.967 | 296.974 | 374.344 | 461.834 | 561.766 | 673.529 | 801.122 | 943.716 | 1100.716 | 1276.941 | 1462.857 | 1682.653 | 1919.593 | 2179.133 | 2457.645 | 2753.518 | 3060.18 | 3376.742 | 3710.346 | 4059.215 | 4417.636
Option 6 SC | QLD | SQ | Distributed PV | 6252.081 | 6626.656 | 6991.314 | 7389.524 | 7816.274 | 8136.176 | 8444.301 | 8787.103 | 9167.501 | 9558.71 | 9992.755 | 10412.806 | 10863.8 | 11350.649 | 11883.607 | 12417.929 | 12989.125 | 13557.84 | 14145.616 | 14708.019 | 15220.6 | 15769.37 | 16313.159 | 16840.441
Option 6 SC | QLD | SQ | H2 Reciprocating Engine | 0 | 0 | 400 | 400 | 400 | 400 | 400 | 400 | 400 | 400 | 400 | 400 | 400 | 400 | 400 | 400 | 400 | 400 | 400 | 400 | 400 | 400 | 400 | 400
Option 6 SC | QLD | SQ | OCGT | 1509 | 1509 | 1626 | 1626 | 1626 | 1626 | 1626 | 1626 | 1546 | 1546 | 1546 | 1546 | 1546 | 1546 | 1546 | 1546 | 1546 | 1546 | 1546 | 2274.8768 | 1710.8768 | 1710.8768 | 1710.8768 | 1191.8768
Option 6 SC | QLD | SQ | PHES | 570 | 570 | 570 | 570 | 570 | 570 | 570 | 570 | 2568 | 2568 | 2568 | 2568 | 2568 | 2568 | 2568 | 2568 | 2568 | 2568 | 2568 | 2568 | 2568 | 2568 | 2568 | 2568
Option 6 SC | QLD | SQ | Solar | 1848.5 | 4077.6575 | 4178.4975 | 4177.9475 | 4177.3775 | 4176.8175 | 4176.2575 | 4175.7575 | 4175.2775 | 4308.9882 | 5464.2061 | 5532.0016 | 7274.6893 | 7274.6894 | 7274.6895 | 7428.6734 | 8643.4648 | 8618.4649 | 8515.5049 | 8629.2448 | 8035.2248 | 8688.0754 | 8902.6293 | 8771.3614
Option 6 SC | QLD | SQ | Wind | 1755 | 1755 | 1755 | 1755 | 2281.8233 | 3050.1945 | 3050.1945 | 3050.1945 | 3050.1945 | 3050.1945 | 3050.1945 | 3890.5381 | 5996.6692 | 6151.9792 | 6151.9792 | 6223.6922 | 6805.3823 | 6805.3824 | 6365.4024 | 7073.5182 | 7073.5182 | 7073.5182 | 7073.5182 | 7073.5182
Option 6 SC | SA |  | 2h | 1135.13 | 2711.13 | 2911.13 | 2911.13 | 2881.13 | 2881.13 | 2881.13 | 2888.1 | 2856.13 | 2856.13 | 2856.13 | 2863.1 | 2856.13 | 2856.13 | 2856.13 | 2844.13 | 2844.13 | 2593.43 | 2300 | 2287.45 | 2077.45 | 301.45 | 261 | 150
Option 6 SC | SA |  | 4h | 0 | 556 | 556 | 556 | 556 | 556 | 556 | 300 | 556 | 556 | 556 | 300 | 556 | 556 | 556 | 556 | 556 | 556 | 300 | 556 | 556 | 8.543e-05 | 3.969e-05 | 3.969e-05
Option 6 SC | SA |  | 8h | 0 | 0 | 318.86 | 564.86 | 564.86 | 564.86 | 564.86 | 564.86 | 564.86 | 564.86 | 564.86 | 564.86 | 564.86 | 596.1368 | 596.1368 | 596.1368 | 596.1368 | 596.1368 | 596.1368 | 596.1368 | 596.1368 | 966.5772 | 1170.2118 | 976.5181
Option 6 SC | SA |  | CCGT | 1309 | 1129 | 529 | 529 | 529 | 529 | 529 | 529 | 529 | 529 | 529 | 0 | 0 | 0 | 0 | 0 | 0 | 0 | 0 | 0 | 0 | 0 | 0 | 0
Option 6 SC | SA |  | Coordinated CER | 153.311 | 201.921 | 256.637 | 280.231 | 318.881 | 361.864 | 410.518 | 463.802 | 521.679 | 587.473 | 658.796 | 737.461 | 823.289 | 910.176 | 1018.727 | 1133.859 | 1258.894 | 1391.274 | 1529.201 | 1671.18 | 1814.909 | 1962.817 | 2117.233 | 2274.033
Option 6 SC | SA |  | Distributed PV | 3322.606 | 3485.02 | 3643.25 | 3809.236 | 3981.846 | 4132.518 | 4275.546 | 4428.167 | 4585.33 | 4747.763 | 4928.704 | 5111.166 | 5303.055 | 5507.385 | 5728.439 | 5953.112 | 6183.831 | 6407.454 | 6644.43 | 6867.27 | 7070.706 | 7281.09 | 7496.641 | 7710.441
Option 6 SC | SA |  | Liquid Fuel | 413.38 | 276.88 | 276.88 | 276.88 | 276.88 | 276.88 | 276.88 | 276.88 | 276.88 | 276.88 | 276.88 | 276.88 | 276.88 | 276.88 | 276.88 | 276.88 | 276.88 | 276.88 | 276.88 | 276.88 | 122.88 | 122.88 | 122.88 | 122.88
Option 6 SC | SA |  | OCGT | 1175.26 | 1175.26 | 1175.26 | 1175.26 | 929.26 | 929.26 | 929.26 | 929.26 | 933.9044 | 858.6398 | 822.7398 | 822.7398 | 822.7398 | 822.7398 | 705.3016 | 705.3016 | 1050.0282 | 1050.0282 | 712.0282 | 812.6402 | 812.6402 | 1046.3191 | 1046.3191 | 1587.039
Option 6 SC | SA |  | Solar | 588.88 | 1422.7549 | 1600.88 | 1600.88 | 1600.88 | 1596.32 | 1596.32 | 1596.32 | 1596.32 | 1596.32 | 1596.32 | 1596.32 | 1960.732 | 3699.2554 | 3908.2324 | 4010.3192 | 4454.096 | 4454.096 | 4234.856 | 4221.746 | 4221.746 | 4144.746 | 5889.6282 | 5794.6282
Option 6 SC | SA |  | Wind | 2722.04 | 2722.04 | 2747.04 | 3022.04 | 2960.04 | 2869.29 | 2869.29 | 2737.59 | 2759.0373 | 2488.8573 | 2666.951 | 3308.4311 | 4527.0626 | 4812.6913 | 5033.6402 | 5033.6402 | 5033.6402 | 5283.3109 | 5283.3109 | 4946.0109 | 4946.0109 | 4946.0109 | 4745.0309 | 4549.3409
Option 6 SC | SA | CSA | 2h | 1059.68 | 2635.6799 | 2835.6799 | 2835.6799 | 2805.6799 | 2805.6799 | 2805.6799 | 2812.0999 | 2805.6799 | 2805.6799 | 2805.6799 | 2812.0999 | 2805.6799 | 2805.6799 | 2805.6799 | 2793.6799 | 2793.6799 | 2542.9799 | 2248.9999 | 2246.9999 | 2036.9999 | 261 | 261 | 150
Option 6 SC | SA | CSA | 4h | 0 | 306 | 306 | 306 | 306 | 306 | 306 | 50 | 306 | 306 | 306 | 50 | 306 | 306 | 306 | 306 | 306 | 306 | 50 | 306 | 306 | 8.543e-05 | 3.969e-05 | 3.969e-05
Option 6 SC | SA | CSA | 8h | 0 | 0 | 318.8599 | 564.8598 | 564.8598 | 564.8598 | 564.8598 | 564.8598 | 564.8598 | 564.8598 | 564.8598 | 564.8598 | 564.8598 | 564.8598 | 564.8598 | 564.8598 | 564.8598 | 564.8598 | 564.8598 | 564.8598 | 564.8598 | 935.3003 | 616.4403 | 370.4404
Option 6 SC | SA | CSA | CCGT | 1309 | 1129 | 529 | 529 | 529 | 529 | 529 | 529 | 529 | 529 | 529 | 0 | 0 | 0 | 0 | 0 | 0 | 0 | 0 | 0 | 0 | 0 | 0 | 0
Option 6 SC | SA | CSA | Coordinated CER | 137.259 | 180.725 | 229.627 | 250.596 | 285.151 | 323.613 | 367.182 | 414.931 | 466.819 | 525.868 | 589.908 | 660.559 | 737.673 | 815.754 | 913.075 | 1016.259 | 1128.321 | 1246.962 | 1370.58 | 1497.829 | 1626.645 | 1759.22 | 1897.629 | 2038.179
Option 6 SC | SA | CSA | Distributed PV | 3003.655 | 3147.752 | 3288.528 | 3435.189 | 3586.143 | 3718.928 | 3844.807 | 3977.949 | 4114.996 | 4256.6 | 4413.453 | 4572.918 | 4741.164 | 4919.709 | 5111.873 | 5306.817 | 5506.077 | 5698.934 | 5904.058 | 6096.6 | 6273.272 | 6454.96 | 6640.715 | 6824.738
Option 6 SC | SA | CSA | Liquid Fuel | 276.88 | 276.88 | 276.88 | 276.88 | 276.88 | 276.88 | 276.88 | 276.88 | 276.88 | 276.88 | 276.88 | 276.88 | 276.88 | 276.88 | 276.88 | 276.88 | 276.88 | 276.88 | 276.88 | 276.88 | 122.88 | 122.88 | 122.88 | 122.88
Option 6 SC | SA | CSA | OCGT | 1095.26 | 1095.26 | 1095.26 | 1095.26 | 849.26 | 849.26 | 849.26 | 849.26 | 849.26 | 849.26 | 813.36 | 813.36 | 813.36 | 813.36 | 684.856 | 684.856 | 916.7098 | 916.7098 | 578.7098 | 679.3218 | 679.3218 | 913.0007 | 913.0007 | 1453.5889
Option 6 SC | SA | CSA | Solar | 74.54 | 328.18 | 465.3801 | 465.3801 | 465.3801 | 460.8201 | 460.8201 | 460.8201 | 460.8201 | 460.8201 | 460.8201 | 460.8201 | 460.8201 | 1933.1872 | 2088.4158 | 2061.5396 | 2100.471 | 2100.471 | 2100.471 | 2087.361 | 2087.361 | 2087.361 | 2869.1764 | 2869.1764
Option 6 SC | SA | CSA | Wind | 1765.01 | 1765.01 | 1790.01 | 2065.01 | 2065.01 | 2065.01 | 2065.01 | 1933.31 | 1933.31 | 1861.91 | 1717.7702 | 2359.2502 | 2456.3845 | 2550.72 | 2550.72 | 2550.7201 | 2550.7201 | 2735.1902 | 2735.1902 | 2604.3902 | 2604.3902 | 2604.3902 | 2403.4102 | 2207.7202
Option 6 SC | SA | NSA | 2h | 10 | 10.0001 | 10.0001 | 10.0001 | 10.0001 | 10.0001 | 10.0001 | 10.0001 | 10.0001 | 10.0001 | 10.0001 | 10.0001 | 10.0001 | 10.0001 | 10.0001 | 10.0001 | 10.0001 | 10.0001 | 10.0001 | 8.065e-05 | 8.065e-05 | 7.89e-06 | 1.034e-05 | 1.034e-05
Option 6 SC | SA | NSA | 8h | 0 | 0 | 9.031e-05 | 0.0001328 | 0.0001328 | 0.0001328 | 0.0001328 | 0.0001328 | 0.0001328 | 0.0001328 | 0.0001328 | 0.0001328 | 0.0001328 | 31.277 | 31.277 | 31.277 | 31.277 | 31.277 | 31.277 | 31.277 | 31.277 | 31.277 | 553.7715 | 606.0777
Option 6 SC | SA | NSA | Coordinated CER | 8.421 | 11.119 | 14.166 | 15.544 | 17.688 | 20.048 | 22.692 | 25.562 | 28.66 | 32.138 | 35.882 | 39.993 | 44.449 | 48.949 | 54.702 | 60.819 | 67.449 | 74.466 | 81.766 | 89.283 | 96.887 | 104.703 | 112.861 | 121.146
Option 6 SC | SA | NSA | Distributed PV | 174.628 | 184.379 | 193.542 | 203.839 | 215.605 | 225.127 | 234.313 | 244.927 | 255.881 | 267.213 | 280.438 | 292.84 | 305.473 | 319.327 | 334.988 | 351.137 | 368.356 | 385.221 | 402.536 | 419.044 | 433.458 | 449.077 | 465.348 | 481.634
Option 6 SC | SA | NSA | Liquid Fuel | 73.5 | 0 | 0 | 0 | 0 | 0 | 0 | 0 | 0 | 0 | 0 | 0 | 0 | 0 | 0 | 0 | 0 | 0 | 0 | 0 | 0 | 0 | 0 | 0
Option 6 SC | SA | NSA | OCGT | 0 | 0 | 0 | 0 | 0 | 0 | 0 | 0 | 4.6444 | 9.3798 | 9.3798 | 9.3798 | 9.3798 | 9.3798 | 20.4456 | 20.4456 | 133.3184 | 133.3184 | 133.3184 | 133.3184 | 133.3184 | 133.3184 | 133.3184 | 133.4502
Option 6 SC | SA | NSA | Solar | 296.24 | 876.4748 | 917.3999 | 917.3999 | 917.3999 | 917.3999 | 917.3999 | 917.3999 | 917.3999 | 917.3999 | 917.3999 | 917.3999 | 1281.8119 | 1547.9682 | 1601.7166 | 1766.7796 | 2171.625 | 2171.625 | 1952.385 | 1952.385 | 1952.385 | 1875.385 | 2838.4518 | 2838.4518
Option 6 SC | SA | NSA | Wind | 632.53 | 632.53 | 632.53 | 632.53 | 570.53 | 479.78 | 479.78 | 479.78 | 501.2273 | 428.9473 | 751.1808 | 751.1808 | 1748.0099 | 1748.0099 | 1748.0099 | 1748.0099 | 1748.0099 | 1748.0099 | 1748.0099 | 1541.5099 | 1541.5099 | 1541.5099 | 1541.5099 | 1541.5099
Option 6 SC | SA | SESA | 2h | 65.45 | 65.45 | 65.45 | 65.45 | 65.45 | 65.45 | 65.45 | 66 | 40.45 | 40.45 | 40.45 | 41 | 40.45 | 40.45 | 40.45 | 40.45 | 40.45 | 40.45 | 41 | 40.45 | 40.45 | 40.45 | 0 | 0
Option 6 SC | SA | SESA | 4h | 0 | 250 | 250 | 250 | 250 | 250 | 250 | 250 | 250 | 250 | 250 | 250 | 250 | 250 | 250 | 250 | 250 | 250 | 250 | 250 | 250 | 0 | 0 | 0
Option 6 SC | SA | SESA | Coordinated CER | 7.631 | 10.077 | 12.844 | 14.091 | 16.042 | 18.203 | 20.644 | 23.309 | 26.2 | 29.467 | 33.006 | 36.909 | 41.167 | 45.473 | 50.95 | 56.781 | 63.124 | 69.846 | 76.855 | 84.068 | 91.377 | 98.894 | 106.743 | 114.708
Option 6 SC | SA | SESA | Distributed PV | 144.323 | 152.889 | 161.18 | 170.208 | 180.098 | 188.463 | 196.426 | 205.291 | 214.453 | 223.95 | 234.813 | 245.408 | 256.418 | 268.349 | 281.578 | 295.158 | 309.398 | 323.299 | 337.836 | 351.626 | 363.976 | 377.053 | 390.578 | 404.069
Option 6 SC | SA | SESA | Liquid Fuel | 63 | 0 | 0 | 0 | 0 | 0 | 0 | 0 | 0 | 0 | 0 | 0 | 0 | 0 | 0 | 0 | 0 | 0 | 0 | 0 | 0 | 0 | 0 | 0
Option 6 SC | SA | SESA | OCGT | 80 | 80 | 80 | 80 | 80 | 80 | 80 | 80 | 80 | 0 | 0 | 0 | 0 | 0 | 0 | 0 | 0 | 0 | 0 | 0 | 0 | 0 | 0 | 0
Option 6 SC | SA | SESA | Solar | 218.1 | 218.1 | 218.1 | 218.1 | 218.1 | 218.1 | 218.1 | 218.1 | 218.1 | 218.1 | 218.1 | 218.1 | 218.1 | 218.1 | 218.1 | 182 | 182 | 182 | 182 | 182 | 182 | 182 | 182 | 87
Option 6 SC | SA | SESA | Wind | 324.5 | 324.5 | 324.5 | 324.5 | 324.5 | 324.5 | 324.5 | 324.5 | 324.5 | 198 | 198 | 198 | 322.6682 | 513.9614 | 734.9103 | 734.9103 | 734.9103 | 800.1108 | 800.1108 | 800.1108 | 800.1108 | 800.1108 | 800.1108 | 800.1108
Option 6 SC | TAS |  | 24h | 0 | 0 | 0 | 0 | 0 | 0 | 0 | 0 | 0 | 0 | 0 | 0 | 4.7e-06 | 4.7e-06 | 4.7e-06 | 4.7e-06 | 4.7e-06 | 5.71e-06 | 5.71e-06 | 5.71e-06 | 5.71e-06 | 5.71e-06 | 5.71e-06 | 5.71e-06
Option 6 SC | TAS |  | 2h | 0 | 3.13e-06 | 3.13e-06 | 3.13e-06 | 3.13e-06 | 3.13e-06 | 3.13e-06 | 3.13e-06 | 3.13e-06 | 3.13e-06 | 3.13e-06 | 3.13e-06 | 1.544e-05 | 1.88e-05 | 1.88e-05 | 1.88e-05 | 1.88e-05 | 1.88e-05 | 1.88e-05 | 1.88e-05 | 1.88e-05 | 1.567e-05 | 1.567e-05 | 1.567e-05
Option 6 SC | TAS |  | 4h | 0 | 2.94e-06 | 2.94e-06 | 3.96e-06 | 3.96e-06 | 5.01e-06 | 5.01e-06 | 5.01e-06 | 6.18e-06 | 6.18e-06 | 6.18e-06 | 6.18e-06 | 1.993e-05 | 3.174e-05 | 3.921e-05 | 3.921e-05 | 3.921e-05 | 3.921e-05 | 3.921e-05 | 3.921e-05 | 3.921e-05 | 0.00010464 | 0.00010464 | 0.00010363
Option 6 SC | TAS |  | 8h | 0 | 0 | 2.18e-06 | 2.18e-06 | 2.18e-06 | 2.18e-06 | 2.18e-06 | 2.18e-06 | 2.18e-06 | 2.18e-06 | 2.18e-06 | 2.18e-06 | 1.245e-05 | 2.087e-05 | 2.087e-05 | 2.087e-05 | 2.087e-05 | 2.087e-05 | 2.087e-05 | 2.087e-05 | 2.087e-05 | 2.087e-05 | 1.869e-05 | 1.869e-05
Option 6 SC | TAS |  | CCGT | 208 | 208 | 208 | 208 | 208 | 208 | 208 | 208 | 208 | 208 | 208 | 208 | 208 | 208 | 208 | 208 | 208 | 208 | 208 | 208 | 208 | 208 | 208 | 208
Option 6 SC | TAS |  | CST | 0 | 0 | 0 | 0 | 0 | 0 | 0 | 0 | 0 | 0 | 0 | 0 | 0 | 0 | 0 | 0 | 0 | 0 | 0 | 0 | 0 | 0 | 0 | 0
Option 6 SC | TAS |  | Coordinated CER | 6.527 | 10.363 | 15.074 | 24.345 | 30.078 | 36.266 | 43.756 | 51.733 | 61.217 | 72.398 | 85.736 | 100.082 | 116.671 | 133.55 | 154.469 | 177.219 | 202.433 | 229.369 | 258.339 | 288.77 | 320.486 | 353.881 | 388.958 | 425.656
Option 6 SC | TAS |  | Distributed PV | 466.301 | 507.592 | 549.345 | 601.279 | 656.508 | 691.259 | 719.592 | 747.7 | 780.291 | 813.947 | 859.746 | 903.781 | 950.103 | 1002.903 | 1063.261 | 1121.926 | 1183.346 | 1239.592 | 1305.054 | 1363.723 | 1412.741 | 1468.813 | 1523.955 | 1578.121
Option 6 SC | TAS |  | Hydro | 2176.7 | 2176.7 | 2176.7 | 2176.7 | 2566.7 | 2566.7 | 2566.7 | 2566.7 | 2566.7 | 2566.7 | 2566.7 | 2566.7 | 2566.7 | 2566.7 | 2566.7 | 2566.7 | 2566.7 | 2566.7 | 2566.7 | 2566.7 | 2566.7 | 2566.7 | 2566.7 | 2566.7
Option 6 SC | TAS |  | OCGT | 178 | 178 | 178 | 178 | 178 | 178 | 178 | 178 | 178 | 178 | 178 | 178 | 178 | 178 | 58 | 58 | 58 | 58 | 58 | 58 | 58 | 58 | 58 | 58
Option 6 SC | TAS |  | PHES | 0 | 0 | 0 | 0 | 0 | 0 | 0 | 0 | 0 | 0 | 0 | 0 | 1.824e-05 | 3.665e-05 | 4.03e-05 | 4.301e-05 | 4.301e-05 | 4.301e-05 | 4.301e-05 | 4.301e-05 | 4.301e-05 | 4.301e-05 | 4.301e-05 | 4.301e-05
Option 6 SC | TAS |  | Solar | 2.98e-06 | 300 | 587 | 666.2849 | 666.2849 | 1064.4088 | 1064.4088 | 1064.4088 | 1064.4088 | 1064.4088 | 1064.4088 | 1064.4088 | 1080.083 | 1080.083 | 1080.083 | 1080.083 | 1080.083 | 1080.083 | 1080.083 | 1080.083 | 1080.083 | 1080.083 | 1080.083 | 1080.083
Option 6 SC | TAS |  | Wind | 561.6 | 582.4 | 1157.0007 | 1403.1151 | 1498.621 | 1790.6703 | 1790.6703 | 1790.6703 | 1790.6703 | 1790.6703 | 1790.6703 | 1900.9428 | 2200.6904 | 2200.6904 | 2200.6904 | 2200.6904 | 2200.6904 | 2200.6904 | 2056.6904 | 2056.6904 | 2056.6904 | 2056.6904 | 2056.6904 | 2056.6904
Option 6 SC | TAS | TAS | 24h | 0 | 0 | 0 | 0 | 0 | 0 | 0 | 0 | 0 | 0 | 0 | 0 | 4.7e-06 | 4.7e-06 | 4.7e-06 | 4.7e-06 | 4.7e-06 | 5.71e-06 | 5.71e-06 | 5.71e-06 | 5.71e-06 | 5.71e-06 | 5.71e-06 | 5.71e-06
Option 6 SC | TAS | TAS | 2h | 0 | 3.13e-06 | 3.13e-06 | 3.13e-06 | 3.13e-06 | 3.13e-06 | 3.13e-06 | 3.13e-06 | 3.13e-06 | 3.13e-06 | 3.13e-06 | 3.13e-06 | 1.544e-05 | 1.88e-05 | 1.88e-05 | 1.88e-05 | 1.88e-05 | 1.88e-05 | 1.88e-05 | 1.88e-05 | 1.88e-05 | 1.567e-05 | 1.567e-05 | 1.567e-05
Option 6 SC | TAS | TAS | 4h | 0 | 2.94e-06 | 2.94e-06 | 3.96e-06 | 3.96e-06 | 5.01e-06 | 5.01e-06 | 5.01e-06 | 6.18e-06 | 6.18e-06 | 6.18e-06 | 6.18e-06 | 1.993e-05 | 3.174e-05 | 3.921e-05 | 3.921e-05 | 3.921e-05 | 3.921e-05 | 3.921e-05 | 3.921e-05 | 3.921e-05 | 0.00010464 | 0.00010464 | 0.00010363
Option 6 SC | TAS | TAS | 8h | 0 | 0 | 2.18e-06 | 2.18e-06 | 2.18e-06 | 2.18e-06 | 2.18e-06 | 2.18e-06 | 2.18e-06 | 2.18e-06 | 2.18e-06 | 2.18e-06 | 1.245e-05 | 2.087e-05 | 2.087e-05 | 2.087e-05 | 2.087e-05 | 2.087e-05 | 2.087e-05 | 2.087e-05 | 2.087e-05 | 2.087e-05 | 1.869e-05 | 1.869e-05
Option 6 SC | TAS | TAS | CCGT | 208 | 208 | 208 | 208 | 208 | 208 | 208 | 208 | 208 | 208 | 208 | 208 | 208 | 208 | 208 | 208 | 208 | 208 | 208 | 208 | 208 | 208 | 208 | 208
Option 6 SC | TAS | TAS | CST | 0 | 0 | 0 | 0 | 0 | 0 | 0 | 0 | 0 | 0 | 0 | 0 | 0 | 0 | 0 | 0 | 0 | 0 | 0 | 0 | 0 | 0 | 0 | 0
Option 6 SC | TAS | TAS | Coordinated CER | 6.527 | 10.363 | 15.074 | 24.345 | 30.078 | 36.266 | 43.756 | 51.733 | 61.217 | 72.398 | 85.736 | 100.082 | 116.671 | 133.55 | 154.469 | 177.219 | 202.433 | 229.369 | 258.339 | 288.77 | 320.486 | 353.881 | 388.958 | 425.656
Option 6 SC | TAS | TAS | Distributed PV | 466.301 | 507.592 | 549.345 | 601.279 | 656.508 | 691.259 | 719.592 | 747.7 | 780.291 | 813.947 | 859.746 | 903.781 | 950.103 | 1002.903 | 1063.261 | 1121.926 | 1183.346 | 1239.592 | 1305.054 | 1363.723 | 1412.741 | 1468.813 | 1523.955 | 1578.121
Option 6 SC | TAS | TAS | Hydro | 2176.7 | 2176.7 | 2176.7 | 2176.7 | 2566.7 | 2566.7 | 2566.7 | 2566.7 | 2566.7 | 2566.7 | 2566.7 | 2566.7 | 2566.7 | 2566.7 | 2566.7 | 2566.7 | 2566.7 | 2566.7 | 2566.7 | 2566.7 | 2566.7 | 2566.7 | 2566.7 | 2566.7
Option 6 SC | TAS | TAS | OCGT | 178 | 178 | 178 | 178 | 178 | 178 | 178 | 178 | 178 | 178 | 178 | 178 | 178 | 178 | 58 | 58 | 58 | 58 | 58 | 58 | 58 | 58 | 58 | 58
Option 6 SC | TAS | TAS | PHES | 0 | 0 | 0 | 0 | 0 | 0 | 0 | 0 | 0 | 0 | 0 | 0 | 1.824e-05 | 3.665e-05 | 4.03e-05 | 4.301e-05 | 4.301e-05 | 4.301e-05 | 4.301e-05 | 4.301e-05 | 4.301e-05 | 4.301e-05 | 4.301e-05 | 4.301e-05
Option 6 SC | TAS | TAS | Solar | 2.98e-06 | 300 | 587 | 666.2849 | 666.2849 | 1064.4088 | 1064.4088 | 1064.4088 | 1064.4088 | 1064.4088 | 1064.4088 | 1064.4088 | 1080.083 | 1080.083 | 1080.083 | 1080.083 | 1080.083 | 1080.083 | 1080.083 | 1080.083 | 1080.083 | 1080.083 | 1080.083 | 1080.083
Option 6 SC | TAS | TAS | Wind | 561.6 | 582.4 | 1157.0007 | 1403.1151 | 1498.621 | 1790.6703 | 1790.6703 | 1790.6703 | 1790.6703 | 1790.6703 | 1790.6703 | 1900.9428 | 2200.6904 | 2200.6904 | 2200.6904 | 2200.6904 | 2200.6904 | 2200.6904 | 2056.6904 | 2056.6904 | 2056.6904 | 2056.6904 | 2056.6904 | 2056.6904
Option 6 SC | VIC |  | 1h | 0 | 3.17 | 3.17 | 3.17 | 3.17 | 3.17 | 3.17 | 3.17 | 3.17 | 3.17 | 3.17 | 3.17 | 3.17 | 3.17 | 3.17 | 3.17 | 3.17 | 3.17 | 3.17 | 3.17 | 3.17 | 3.17 | 3.17 | 3.17
Option 6 SC | VIC |  | 2h | 1954.07 | 3443.57 | 3607.59 | 3597.99 | 3597.99 | 3597.99 | 3751.33 | 3803.46 | 3803.46 | 3803.46 | 3803.46 | 3803.46 | 3798.46 | 3798.46 | 3701.1 | 3498.46 | 3498.46 | 3251.1 | 3151.1 | 3048.46 | 2461.1 | 1784.4401 | 1787.08 | 1767.08
Option 6 SC | VIC |  | 4h | 0 | 1570 | 1985.79 | 1985.79 | 1985.79 | 1985.79 | 2000.22 | 1985.79 | 1985.79 | 1985.79 | 1985.79 | 1985.79 | 1985.79 | 1985.79 | 2000.22 | 1985.79 | 1985.79 | 2000.22 | 2001.84 | 1985.79 | 2000.22 | 1143.7438 | 1099.1839 | 1099.1839
Option 6 SC | VIC |  | 8h | 0 | 0 | 1.836e-05 | 1.96e-05 | 1.96e-05 | 1.96e-05 | 1.96e-05 | 1.96e-05 | 1.96e-05 | 1.96e-05 | 1.96e-05 | 1.96e-05 | 3.303e-05 | 9.397e-05 | 9.781e-05 | 0.00010089 | 0.00010089 | 0.00010089 | 0.00010089 | 0.00010089 | 0.00010089 | 0.077794 | 0.077776 | 0.077775
Option 6 SC | VIC |  | Brown Coal | 4820 | 4820 | 3370 | 2790 | 2210 | 2210 | 2210 | 2210 | 0 | 0 | 0 | 0 | 0 | 0 | 0 | 0 | 0 | 0 | 0 | 0 | 0 | 0 | 0 | 0
Option 6 SC | VIC |  | CCGT | 500 | 500 | 500 | 500 | 500 | 500 | 500 | 500 | 500 | 500 | 500 | 500 | 500 | 500 | 0 | 0 | 0 | 0 | 0 | 0 | 0 | 0 | 0 | 0
Option 6 SC | VIC |  | Coordinated CER | 129.94 | 190.387 | 262.642 | 380.534 | 475.115 | 585.339 | 711.298 | 853.59 | 1012.449 | 1195.77 | 1399.077 | 1625.987 | 1872.336 | 2136.792 | 2453.285 | 2794.934 | 3172.367 | 3574.468 | 4004.367 | 4454.738 | 4925.069 | 5419.214 | 5938.101 | 6482.064
Option 6 SC | VIC |  | Distributed PV | 7097.091 | 7786.599 | 8463.572 | 9170.414 | 9877.789 | 10377.024 | 10825.044 | 11294.852 | 11811.802 | 12372.185 | 13012.483 | 13676.879 | 14418.838 | 15199.454 | 16064.1 | 16921.388 | 17823.77 | 18698.361 | 19630.919 | 20514.237 | 21369.886 | 22274.861 | 23194.091 | 24123.841
Option 6 SC | VIC |  | Hydro | 2267.02 | 2267.02 | 2267.02 | 2267.02 | 2267.02 | 2267.02 | 2267.02 | 2267.02 | 2267.02 | 2267.02 | 2267.02 | 2267.02 | 2267.02 | 2267.02 | 2267.02 | 2267.02 | 2267.02 | 2267.02 | 2267.02 | 2267.02 | 2267.02 | 2267.02 | 2267.02 | 2267.02
Option 6 SC | VIC |  | OCGT | 1900 | 1900 | 1900 | 1900 | 1900 | 1900 | 1900 | 1730 | 2039.6426 | 2039.6426 | 2039.6426 | 2107.4809 | 3569.1378 | 3129.1378 | 3788.3179 | 4046.151 | 3952.151 | 3952.151 | 3952.151 | 3952.151 | 4148.729 | 5019.4472 | 5019.4472 | 6141.8188
Option 6 SC | VIC |  | Offshore Wind | 0 | 0 | 0 | 0 | 0 | 2000 | 2667 | 3333 | 4000 | 5000 | 6000 | 7000 | 8000 | 9000 | 9000 | 9000 | 9000 | 9000 | 9000 | 9000 | 9000 | 9000 | 9000 | 9000
Option 6 SC | VIC |  | Solar | 1559.56 | 3325.76 | 3894.83 | 3894.83 | 3894.83 | 3894.83 | 3894.83 | 3894.83 | 3894.83 | 3894.83 | 3894.83 | 3894.8301 | 5296.6632 | 6644.4451 | 7329.6472 | 7329.6473 | 7329.6474 | 7329.6474 | 7229.6774 | 7202.5074 | 7202.5074 | 7202.5074 | 7062.4775 | 6686.5475
Option 6 SC | VIC |  | Wind | 5270.28 | 5990.85 | 7912.85 | 9490.85 | 10038.35 | 10008.35 | 10008.35 | 10008.35 | 9816.35 | 9816.35 | 9816.35 | 9753.34 | 9425.6817 | 9425.6817 | 9623.0908 | 10037.4083 | 9986.8583 | 9669.6584 | 9901.2488 | 10086.769 | 10892.9756 | 10471.2856 | 10845.6038 | 10226.1712
Option 6 SC | VIC | MEL | 2h | 1090 | 1205 | 1205 | 1205 | 1205 | 1205 | 1455 | 1455 | 1455 | 1455 | 1455 | 1455 | 1455 | 1455 | 1455 | 1155 | 1155 | 1155 | 955 | 955 | 715 | 600.0001 | 600 | 600
Option 6 SC | VIC | MEL | 4h | 0 | 1220 | 1220 | 1220 | 1220 | 1220 | 1220 | 1220 | 1220 | 1220 | 1220 | 1220 | 1220 | 1220 | 1220 | 1220 | 1220 | 1220 | 1220 | 1220 | 1220 | 879.1536 | 879.1536 | 879.1536
Option 6 SC | VIC | MEL | 8h | 0 | 0 | 9.13e-06 | 9.13e-06 | 9.13e-06 | 9.13e-06 | 9.13e-06 | 9.13e-06 | 9.13e-06 | 9.13e-06 | 9.13e-06 | 9.13e-06 | 1.687e-05 | 5.119e-05 | 5.249e-05 | 5.249e-05 | 5.249e-05 | 5.249e-05 | 5.249e-05 | 5.249e-05 | 5.249e-05 | 0.077651 | 0.077642 | 0.077642
Option 6 SC | VIC | MEL | CCGT | 500 | 500 | 500 | 500 | 500 | 500 | 500 | 500 | 500 | 500 | 500 | 500 | 500 | 500 | 0 | 0 | 0 | 0 | 0 | 0 | 0 | 0 | 0 | 0
Option 6 SC | VIC | MEL | Coordinated CER | 94.231 | 138.075 | 190.575 | 275.904 | 346.21 | 428.629 | 523.21 | 630.383 | 750.353 | 889.43 | 1044.036 | 1216.802 | 1404.735 | 1606.904 | 1847.743 | 2108.067 | 2395.504 | 2702.149 | 3030.715 | 3375.24 | 3734.894 | 4113.14 | 4510.738 | 4927.99
Option 6 SC | VIC | MEL | Distributed PV | 4873.36 | 5357.816 | 5837.858 | 6330.209 | 6813.944 | 7164.72 | 7476.587 | 7796.426 | 8146.933 | 8530.509 | 8965.801 | 9428.723 | 9940.801 | 10481.752 | 11068.696 | 11654.918 | 12259.165 | 12843.123 | 13481.14 | 14084.224 | 14674.545 | 15291.304 | 15921.439 | 16560.042
Option 6 SC | VIC | MEL | OCGT | 482 | 482 | 482 | 482 | 482 | 482 | 482 | 312 | 621.6426 | 621.6426 | 621.6426 | 689.4809 | 2151.1378 | 2151.1378 | 2810.3179 | 3068.151 | 3068.151 | 3068.151 | 3068.151 | 3068.151 | 3264.729 | 4091.5006 | 4091.5006 | 4575.1257
Option 6 SC | VIC | MEL | Solar | 4.14e-06 | 6.88e-06 | 9.37e-06 | 1.076e-05 | 1.872e-05 | 2.641e-05 | 2.641e-05 | 2.641e-05 | 2.641e-05 | 2.641e-05 | 2.641e-05 | 2.899e-05 | 3.152e-05 | 3.694e-05 | 4.131e-05 | 4.974e-05 | 7.53e-05 | 9.632e-05 | 9.632e-05 | 9.632e-05 | 0.00010064 | 0.00010651 | 0.00011397 | 0.000122
Option 6 SC | VIC | SEV | 2h | 255 | 416.44 | 416.44 | 416.44 | 416.44 | 416.44 | 419.08 | 416.44 | 416.44 | 416.44 | 416.44 | 416.44 | 411.44 | 411.44 | 414.08 | 411.44 | 411.44 | 264.08 | 264.08 | 161.44 | 164.08 | 61.44 | 64.08 | 64.08
Option 6 SC | VIC | SEV | 4h | 0 | 350 | 350 | 350 | 350 | 350 | 350 | 350 | 350 | 350 | 350 | 350 | 350 | 350 | 350 | 350 | 350 | 350 | 350 | 350 | 350 | 0 | 0 | 0
Option 6 SC | VIC | SEV | 8h | 0 | 0 | 9.23e-06 | 1.047e-05 | 1.047e-05 | 1.047e-05 | 1.047e-05 | 1.047e-05 | 1.047e-05 | 1.047e-05 | 1.047e-05 | 1.047e-05 | 1.616e-05 | 4.278e-05 | 4.532e-05 | 4.84e-05 | 4.84e-05 | 4.84e-05 | 4.84e-05 | 4.84e-05 | 4.84e-05 | 0.00014315 | 0.00013392 | 0.00013269
Option 6 SC | VIC | SEV | Brown Coal | 4820 | 4820 | 3370 | 2790 | 2210 | 2210 | 2210 | 2210 | 0 | 0 | 0 | 0 | 0 | 0 | 0 | 0 | 0 | 0 | 0 | 0 | 0 | 0 | 0 | 0
Option 6 SC | VIC | SEV | Coordinated CER | 9.166 | 13.427 | 18.501 | 26.833 | 33.016 | 40.094 | 48.079 | 57.011 | 66.9 | 78.143 | 90.516 | 104.269 | 119.103 | 134.915 | 154.092 | 174.707 | 197.499 | 221.69 | 247.385 | 274.2 | 302.195 | 331.497 | 362.149 | 394.158
Option 6 SC | VIC | SEV | Distributed PV | 471.244 | 522.733 | 572.817 | 626.341 | 681.493 | 718.953 | 752.927 | 789.826 | 830.456 | 873.827 | 923.9 | 973.796 | 1030.37 | 1089.459 | 1157.088 | 1223.324 | 1295.335 | 1365.397 | 1437.267 | 1505.531 | 1570.5 | 1640.565 | 1711.024 | 1782.021
Option 6 SC | VIC | SEV | OCGT | 834 | 834 | 834 | 834 | 834 | 834 | 834 | 834 | 834 | 834 | 834 | 834 | 834 | 394 | 394 | 394 | 300 | 300 | 300 | 300 | 300 | 300 | 300 | 300
Option 6 SC | VIC | SEV | Offshore Wind | 0 | 0 | 0 | 0 | 0 | 2000 | 2197.7398 | 2863.7398 | 3530.7398 | 4463.825 | 5220 | 6220 | 7220 | 8220 | 8220 | 8220 | 8220 | 8220 | 8220 | 8220 | 8220 | 8220 | 8220 | 8220
Option 6 SC | VIC | SEV | Solar | 2.03e-06 | 643.3262 | 643.3262 | 643.3262 | 643.3262 | 643.3262 | 643.3262 | 643.3262 | 643.3262 | 643.3262 | 643.3262 | 643.3262 | 643.3262 | 643.3262 | 643.3262 | 643.3262 | 643.3262 | 643.3262 | 643.3262 | 643.3262 | 643.3262 | 643.3262 | 643.3262 | 643.3262
Option 6 SC | VIC | SEV | Wind | 106.6 | 106.6 | 106.6 | 106.6 | 106.6 | 106.6 | 106.6 | 106.6 | 106.6 | 106.6 | 106.6 | 106.6 | 106.6 | 106.6 | 4.094e-05 | 4.354e-05 | 4.919e-05 | 4.919e-05 | 4.919e-05 | 4.919e-05 | 4.919e-05 | 4.919e-05 | 4.919e-05 | 4.919e-05
Option 6 SC | VIC | WNV | 1h | 0 | 3.17 | 3.17 | 3.17 | 3.17 | 3.17 | 3.17 | 3.17 | 3.17 | 3.17 | 3.17 | 3.17 | 3.17 | 3.17 | 3.17 | 3.17 | 3.17 | 3.17 | 3.17 | 3.17 | 3.17 | 3.17 | 3.17 | 3.17
Option 6 SC | VIC | WNV | 2h | 609.07 | 1822.13 | 1986.15 | 1976.55 | 1976.55 | 1976.55 | 1877.25 | 1932.02 | 1932.02 | 1932.02 | 1932.02 | 1932.02 | 1932.02 | 1932.02 | 1832.02 | 1932.02 | 1932.02 | 1832.02 | 1932.02 | 1932.02 | 1582.02 | 1123 | 1123 | 1103
Option 6 SC | VIC | WNV | 4h | 0 | 0 | 415.79 | 415.79 | 415.79 | 415.79 | 430.22 | 415.79 | 415.79 | 415.79 | 415.79 | 415.79 | 415.79 | 415.79 | 430.22 | 415.79 | 415.79 | 430.22 | 431.84 | 415.79 | 430.22 | 264.5902 | 220.0302 | 220.0302
Option 6 SC | VIC | WNV | Coordinated CER | 26.543 | 38.885 | 53.566 | 77.797 | 95.889 | 116.616 | 140.009 | 166.196 | 195.196 | 228.197 | 264.525 | 304.916 | 348.498 | 394.973 | 451.45 | 512.16 | 579.364 | 650.629 | 726.267 | 805.298 | 887.98 | 974.577 | 1065.214 | 1159.916
Option 6 SC | VIC | WNV | Distributed PV | 1752.487 | 1906.05 | 2052.897 | 2213.864 | 2382.352 | 2493.351 | 2595.53 | 2708.6 | 2834.413 | 2967.849 | 3122.782 | 3274.36 | 3447.667 | 3628.243 | 3838.316 | 4043.146 | 4269.27 | 4489.841 | 4712.512 | 4924.482 | 5124.841 | 5342.992 | 5561.628 | 5781.778
Option 6 SC | VIC | WNV | Hydro | 2267.02 | 2267.02 | 2267.02 | 2267.02 | 2267.02 | 2267.02 | 2267.02 | 2267.02 | 2267.02 | 2267.02 | 2267.02 | 2267.02 | 2267.02 | 2267.02 | 2267.02 | 2267.02 | 2267.02 | 2267.02 | 2267.02 | 2267.02 | 2267.02 | 2267.02 | 2267.02 | 2267.02
Option 6 SC | VIC | WNV | OCGT | 584 | 584 | 584 | 584 | 584 | 584 | 584 | 584 | 584 | 584 | 584 | 584 | 584 | 584 | 584 | 584 | 584 | 584 | 584 | 584 | 584 | 627.9466 | 627.9466 | 1266.6931
Option 6 SC | VIC | WNV | Offshore Wind | 0 | 0 | 0 | 0 | 0 | 1.138e-05 | 469.2602 | 469.2602 | 469.2602 | 536.175 | 780 | 780 | 780 | 780 | 780 | 780 | 780 | 780 | 780 | 780 | 780 | 780 | 780 | 780
Option 6 SC | VIC | WNV | Solar | 1559.56 | 2682.4338 | 3251.5038 | 3251.5038 | 3251.5038 | 3251.5038 | 3251.5038 | 3251.5038 | 3251.5038 | 3251.5038 | 3251.5038 | 3251.5038 | 4653.337 | 6001.1189 | 6686.321 | 6686.321 | 6686.3211 | 6686.3211 | 6586.3511 | 6559.1811 | 6559.1811 | 6559.1811 | 6419.1511 | 6043.2211
Option 6 SC | VIC | WNV | Wind | 5163.68 | 5884.25 | 7806.25 | 9384.25 | 9931.75 | 9901.75 | 9901.75 | 9901.75 | 9709.75 | 9709.75 | 9709.75 | 9646.74 | 9319.0817 | 9319.0817 | 9623.0908 | 10037.4083 | 9986.8583 | 9669.6583 | 9901.2487 | 10086.7689 | 10892.9756 | 10471.2856 | 10845.6038 | 10226.1712
BaseCase SG | NEM |  | 12h | 0 | 0 | 0 | 810 | 810 | 810 | 810 | 810 | 810 | 810 | 810 | 810 | 810 | 810 | 810 | 810 | 810 | 810 | 810 | 810 | 810 | 810 | 810 | 810
BaseCase SG | NEM |  | 1h | 472.02 | 875.19 | 875.1901 | 875.1901 | 875.1901 | 875.1901 | 875.1901 | 875.1901 | 1007.933 | 1007.933 | 1007.933 | 1007.933 | 1007.933 | 1007.933 | 1007.933 | 1007.933 | 1007.933 | 957.933 | 957.933 | 957.933 | 957.933 | 957.933 | 957.9329 | 557.9329
BaseCase SG | NEM |  | 24h | 0 | 0 | 0 | 0 | 0 | 0 | 0 | 0 | 0 | 0 | 0 | 0 | 0 | 0 | 0 | 0 | 0 | 0 | 0 | 0 | 0 | 0 | 0 | 0
BaseCase SG | NEM |  | 2h | 5850.97 | 9418.4704 | 9932.4905 | 10222.8907 | 10889.0207 | 10889.0207 | 11042.3607 | 11104.3807 | 11059.4907 | 11075.0907 | 11009.4907 | 11009.4907 | 10904.4907 | 10904.4907 | 10843.8007 | 10534.0807 | 10481.5107 | 10085.1007 | 9389.4707 | 8704.8307 | 8009.1207 | 5057.1003 | 4664.5002 | 4249.1001
BaseCase SG | NEM |  | 4h | 1893.63 | 5327.6698 | 7902.4397 | 9223.4395 | 9223.4395 | 9423.4395 | 9437.8695 | 9464.6595 | 9423.4395 | 9423.4395 | 9423.4395 | 9423.4395 | 9423.4395 | 9423.4395 | 9464.6595 | 9167.4395 | 9423.4395 | 9464.6595 | 9439.4896 | 9543.9265 | 9336.9127 | 6852.874 | 5310.7748 | 4702.4347
BaseCase SG | NEM |  | 8h | 325 | 599.84 | 1317.8601 | 1708.8602 | 1708.8602 | 1708.8602 | 1708.8602 | 2500.1101 | 2500.1101 | 2684.4324 | 2684.4324 | 2684.4324 | 2684.4324 | 2684.4324 | 2684.4324 | 2684.4324 | 2684.4324 | 2684.4324 | 2684.4324 | 2684.4324 | 2359.4324 | 2207.2744 | 1689.2544 | 2841.8872
BaseCase SG | NEM |  | Biomass | 32 | 32 | 32 | 32 | 32 | 32 | 32 | 32 | 32 | 32 | 32 | 32 | 32 | 32 | 32 | 32 | 32 | 32 | 32 | 32 | 32 | 32 | 32 | 32
BaseCase SG | NEM |  | Black Coal | 16435 | 16435 | 16435 | 8460 | 6790 | 6790 | 6790 | 6790 | 6790 | 6790 | 6090 | 5290 | 5290 | 5290 | 3900 | 3900 | 3156 | 2791 | 2426 | 2061 | 1696 | 1696 | 1696 | 0
BaseCase SG | NEM |  | Brown Coal | 4820 | 4820 | 3370 | 2210 | 2210 | 2210 | 2210 | 2210 | 0 | 0 | 0 | 0 | 0 | 0 | 0 | 0 | 0 | 0 | 0 | 0 | 0 | 0 | 0 | 0
BaseCase SG | NEM |  | CCGT | 4334.9 | 4154.9 | 3554.9 | 3554.9 | 3554.9 | 3554.9 | 3554.9 | 3554.9 | 3554.9 | 3554.9 | 3169.9 | 2640.9 | 2553.5 | 2496.5 | 1996.5 | 1996.5 | 1996.5 | 1596.5 | 1596.5 | 952 | 952 | 708 | 708 | 708
BaseCase SG | NEM |  | CST | 0 | 0 | 0 | 0 | 0 | 0 | 0 | 0 | 0 | 0 | 0 | 0 | 0 | 0 | 0 | 0 | 0 | 0 | 0 | 0 | 0 | 0 | 0 | 0
BaseCase SG | NEM |  | Coordinated CER | 368.926 | 455.222 | 545.002 | 643.627 | 753.193 | 881.983 | 1031.63 | 1199.074 | 1388.415 | 1595.514 | 1828.119 | 2078.5 | 2353.438 | 2647.026 | 2977.721 | 3331.235 | 3711.023 | 4112.145 | 4542.875 | 4995.371 | 5480.715 | 5986.496 | 6523.855 | 7084.489
BaseCase SG | NEM |  | DSP | 6000 | 6000 | 6000 | 6000 | 6000 | 6000 | 6000 | 6000 | 6000 | 6000 | 6000 | 6000 | 6000 | 6000 | 6000 | 6000 | 6000 | 6000 | 6000 | 6000 | 6000 | 6000 | 6000 | 6000
BaseCase SG | NEM |  | Distributed PV | 27730.228 | 29235.746 | 30729.996 | 32073.307 | 33183.16 | 33909.64 | 34619.592 | 35293.179 | 35902.682 | 36472.441 | 37110.737 | 37823.433 | 38552.216 | 39315.757 | 40228.356 | 41187.631 | 41960.155 | 42594.999 | 43951.243 | 45390.204 | 46946.265 | 48688.588 | 50675.821 | 52799.865
BaseCase SG | NEM |  | H2 Reciprocating Engine | 0 | 0 | 400 | 400 | 400 | 400 | 400 | 400 | 400 | 400 | 400 | 400 | 400 | 400 | 400 | 400 | 400 | 400 | 400 | 400 | 400 | 400 | 400 | 400
BaseCase SG | NEM |  | Hydro | 6885.12 | 6885.12 | 6885.12 | 6885.12 | 7275.12 | 7275.12 | 7275.12 | 7275.12 | 7275.12 | 7275.12 | 7275.12 | 7275.12 | 7275.12 | 7275.12 | 7275.12 | 7275.12 | 7275.12 | 7275.12 | 7275.12 | 7275.12 | 7275.12 | 7275.12 | 7275.12 | 7275.12
BaseCase SG | NEM |  | Liquid Fuel | 836.88 | 700.38 | 700.38 | 700.38 | 700.38 | 700.38 | 700.38 | 408.38 | 408.38 | 408.38 | 408.38 | 408.38 | 408.38 | 408.38 | 408.38 | 408.38 | 408.38 | 408.38 | 276.88 | 276.88 | 122.88 | 122.88 | 122.88 | 122.88
BaseCase SG | NEM |  | OCGT | 7111.76 | 7111.76 | 7228.76 | 7228.76 | 7228.76 | 7628.645 | 7628.645 | 7458.645 | 7341.645 | 7261.645 | 7204.945 | 7204.945 | 7937.6161 | 7497.6161 | 7492.8071 | 8524.7499 | 9038.2423 | 9038.2423 | 9266.6962 | 10233.9166 | 10780.2072 | 11774.5207 | 12371.2652 | 13266.4689
BaseCase SG | NEM |  | Offshore Wind | 0 | 0 | 0 | 0 | 0 | 2000 | 2667 | 3333 | 4000 | 5000 | 6000 | 7000 | 8000 | 9000 | 9000 | 9000 | 9000 | 9000 | 9000 | 9000 | 9000 | 9000 | 9000 | 9000
BaseCase SG | NEM |  | PHES | 1067 | 1067 | 3267 | 3267 | 3267 | 3267 | 3267 | 3267 | 5265 | 5265 | 5265 | 5265 | 5265 | 5265 | 5265 | 5265 | 5265 | 5265 | 5265 | 5265 | 5265 | 5265 | 5265 | 5265
BaseCase SG | NEM |  | Solar | 11310.15 | 19562.5844 | 22456.0944 | 30190.3242 | 30538.8542 | 30708.7343 | 30708.1743 | 30707.6743 | 30707.1943 | 30707.1943 | 30996.3118 | 31051.0573 | 31458.5093 | 31458.5093 | 31562.7093 | 33041.8503 | 35803.5904 | 35459.9087 | 34995.2387 | 35224.0252 | 34910.0066 | 35663.5407 | 35613.6783 | 35765.0398
BaseCase SG | NEM |  | Wind | 13903.11 | 15421.17 | 18182.0101 | 20822.0102 | 22351.5103 | 22815.4004 | 23328.9962 | 23612.7766 | 24363.9704 | 25511.924 | 27388.4638 | 28605.536 | 28238.1357 | 27911.4357 | 28264.3032 | 29212.7284 | 30343.3255 | 30858.8018 | 31462.841 | 31044.1922 | 34076.9641 | 35541.7847 | 36017.5969 | 37301.5047
BaseCase SG | NSW |  | 12h | 0 | 0 | 0 | 810 | 810 | 810 | 810 | 810 | 810 | 810 | 810 | 810 | 810 | 810 | 810 | 810 | 810 | 810 | 810 | 810 | 810 | 810 | 810 | 810
BaseCase SG | NSW |  | 1h | 250 | 250 | 250 | 250 | 250 | 250 | 250 | 250 | 250 | 250 | 250 | 250 | 250 | 250 | 250 | 250 | 250 | 200 | 200 | 200 | 200 | 200 | 200 | 200
BaseCase SG | NSW |  | 2h | 722.65 | 1224.6503 | 1224.6504 | 1224.6505 | 1924.7805 | 1924.7805 | 1924.7805 | 1919.0705 | 1914.7805 | 1914.7805 | 1864.7805 | 1864.7805 | 1864.7805 | 1864.7805 | 1804.0905 | 1799.8005 | 1799.8005 | 1804.0905 | 1799.8005 | 1779.8005 | 1784.0905 | 1532.0902 | 1432.1002 | 1432.1001
BaseCase SG | NSW |  | 4h | 1333.63 | 2641.6696 | 4546.6493 | 5794.0876 | 5794.0876 | 5994.0876 | 5994.0876 | 6035.3076 | 5994.0876 | 5994.0876 | 5994.0876 | 5994.0876 | 5994.0876 | 5994.0876 | 6035.3076 | 5994.0876 | 5994.0876 | 6035.3076 | 5994.0876 | 5534.0876 | 5075.3076 | 4007.268 | 2061.0683 | 813.6301
BaseCase SG | NSW |  | 8h | 325 | 599.84 | 999 | 1390.0001 | 1390.0001 | 1390.0001 | 1390.0001 | 2181.25 | 2181.25 | 2181.25 | 2181.25 | 2181.25 | 2181.25 | 2181.25 | 2181.25 | 2181.25 | 2181.25 | 2181.25 | 2181.25 | 2181.25 | 1856.25 | 1581.41 | 1382.25 | 2413.4823
BaseCase SG | NSW |  | Black Coal | 8305 | 8305 | 8305 | 2710 | 1390 | 1390 | 1390 | 1390 | 1390 | 1390 | 1390 | 1390 | 1390 | 1390 | 0 | 0 | 0 | 0 | 0 | 0 | 0 | 0 | 0 | 0
BaseCase SG | NSW |  | CCGT | 720 | 720 | 720 | 720 | 720 | 720 | 720 | 720 | 720 | 720 | 720 | 720 | 720 | 720 | 720 | 720 | 720 | 320 | 320 | 320 | 320 | 320 | 320 | 320
BaseCase SG | NSW |  | CST | 0 | 0 | 0 | 0 | 0 | 0 | 0 | 0 | 0 | 0 | 0 | 0 | 0 | 0 | 0 | 0 | 0 | 0 | 0 | 0 | 0 | 0 | 0 | 0
BaseCase SG | NSW |  | Coordinated CER | 143.679 | 174.411 | 206.045 | 240.316 | 275.157 | 316.532 | 364.188 | 418.474 | 478.935 | 546.314 | 621.286 | 704.125 | 794.561 | 892.757 | 1000.894 | 1117.216 | 1241.609 | 1374.329 | 1515.668 | 1665.598 | 1824.423 | 1992.16 | 2168.992 | 2355.134
BaseCase SG | NSW |  | DSP | 6000 | 6000 | 6000 | 6000 | 6000 | 6000 | 6000 | 6000 | 6000 | 6000 | 6000 | 6000 | 6000 | 6000 | 6000 | 6000 | 6000 | 6000 | 6000 | 6000 | 6000 | 6000 | 6000 | 6000
BaseCase SG | NSW |  | Distributed PV | 9448.614 | 9969.238 | 10475.81 | 10829.937 | 11068.264 | 11274.646 | 11464.707 | 11656.084 | 11812.334 | 11972.563 | 12140.439 | 12340.315 | 12514.414 | 12710.647 | 12966.841 | 13260.915 | 13464.357 | 13640.244 | 14065.685 | 14551.244 | 15061.922 | 15651.154 | 16320.813 | 17055.633
BaseCase SG | NSW |  | Hydro | 2285 | 2285 | 2285 | 2285 | 2285 | 2285 | 2285 | 2285 | 2285 | 2285 | 2285 | 2285 | 2285 | 2285 | 2285 | 2285 | 2285 | 2285 | 2285 | 2285 | 2285 | 2285 | 2285 | 2285
BaseCase SG | NSW |  | OCGT | 2312.5 | 2312.5 | 2312.5 | 2312.5 | 2312.5 | 2312.5 | 2312.5 | 2312.5 | 2312.5 | 2312.5 | 2291.7 | 2291.7 | 3024.3711 | 3024.3711 | 3174.7775 | 3326.0295 | 3933.5219 | 3933.5219 | 3552.8286 | 3991.4029 | 3991.4029 | 3991.4029 | 4296.3708 | 4296.3708
BaseCase SG | NSW |  | Offshore Wind | 0 | 0 | 0 | 0 | 0 | 0 | 0 | 0 | 0 | 0 | 0 | 0 | 0 | 0 | 0 | 0 | 0 | 0 | 0 | 0 | 0 | 0 | 0 | 0
BaseCase SG | NSW |  | PHES | 247 | 247 | 2447 | 2447 | 2447 | 2447 | 2447 | 2447 | 2447 | 2447 | 2447 | 2447 | 2447 | 2447 | 2447 | 2447 | 2447 | 2447 | 2447 | 2447 | 2447 | 2447 | 2447 | 2447
BaseCase SG | NSW |  | Solar | 5241.41 | 9597.2101 | 9949.6101 | 17234.3899 | 17583.49 | 17758.49 | 17758.49 | 17758.49 | 17758.49 | 17758.49 | 17758.49 | 17758.49 | 18165.942 | 18165.942 | 18270.142 | 18500.8899 | 19079.881 | 18856.851 | 18856.851 | 18820.841 | 18679.841 | 18647.441 | 18600.741 | 18076.761
BaseCase SG | NSW |  | Wind | 2779.54 | 3050.02 | 3464.02 | 4251.0201 | 5295.0201 | 5879.6602 | 5879.6602 | 5879.6602 | 5879.6602 | 5879.6602 | 6884.3091 | 7323.7356 | 7192.2556 | 7192.2556 | 7842.4231 | 8790.8483 | 9738.069 | 9714.7726 | 10371.5714 | 10134.5615 | 11561.4005 | 12628.1705 | 12727.3399 | 13446.7533
BaseCase SG | NSW | CNSW | 12h | 0 | 0 | 0 | 810 | 810 | 810 | 810 | 810 | 810 | 810 | 810 | 810 | 810 | 810 | 810 | 810 | 810 | 810 | 810 | 810 | 810 | 810 | 810 | 810
BaseCase SG | NSW | CNSW | 2h | 192.02 | 244.0201 | 244.0201 | 244.0201 | 244.0201 | 244.0201 | 244.0201 | 244.0201 | 244.0201 | 244.0201 | 244.0201 | 244.0201 | 244.0201 | 244.0201 | 244.0201 | 244.0201 | 244.0201 | 244.0201 | 244.0201 | 224.0201 | 224.0201 | 172.02 | 172.02 | 172.02
BaseCase SG | NSW | CNSW | 4h | 873.63 | 873.63 | 873.63 | 873.63 | 873.63 | 873.63 | 873.63 | 914.85 | 873.63 | 873.63 | 873.63 | 873.63 | 873.63 | 873.63 | 914.85 | 873.63 | 873.63 | 914.85 | 873.63 | 873.63 | 414.85 | 414.85 | 373.63 | 373.63
BaseCase SG | NSW | CNSW | 8h | 0 | 49.84 | 49.8401 | 49.8401 | 49.8401 | 49.8401 | 49.8401 | 49.8401 | 49.8401 | 49.8401 | 49.8401 | 49.8401 | 49.8401 | 49.8401 | 49.8401 | 49.8401 | 49.8401 | 49.8401 | 49.8401 | 49.8401 | 49.8401 | 0.0001199 | 2.527e-05 | 234.3755
BaseCase SG | NSW | CNSW | Black Coal | 4105 | 4105 | 4105 | 1390 | 1390 | 1390 | 1390 | 1390 | 1390 | 1390 | 1390 | 1390 | 1390 | 1390 | 0 | 0 | 0 | 0 | 0 | 0 | 0 | 0 | 0 | 0
BaseCase SG | NSW | CNSW | CST | 0 | 0 | 0 | 0 | 0 | 0 | 0 | 0 | 0 | 0 | 0 | 0 | 0 | 0 | 0 | 0 | 0 | 0 | 0 | 0 | 0 | 0 | 0 | 0
BaseCase SG | NSW | CNSW | Coordinated CER | 14.7 | 17.828 | 21.039 | 24.505 | 27.415 | 30.774 | 34.557 | 38.802 | 43.463 | 48.616 | 54.326 | 60.609 | 67.438 | 74.828 | 82.926 | 91.621 | 100.892 | 110.763 | 121.258 | 132.368 | 144.188 | 156.654 | 169.776 | 183.563
BaseCase SG | NSW | CNSW | Distributed PV | 990.158 | 1042.722 | 1094.096 | 1131.521 | 1156.118 | 1177.782 | 1197.882 | 1219.179 | 1235.557 | 1252.534 | 1270.345 | 1292.402 | 1310.485 | 1330.964 | 1357.381 | 1388.571 | 1409.394 | 1427.636 | 1470.533 | 1520.207 | 1570.716 | 1628.915 | 1694.748 | 1767.733
BaseCase SG | NSW | CNSW | OCGT | 0 | 0 | 0 | 0 | 0 | 0 | 0 | 0 | 0 | 0 | 0 | 0 | 0 | 0 | 0 | 0 | 0 | 0 | 0 | 0 | 0 | 0 | 0 | 0
BaseCase SG | NSW | CNSW | PHES | 247 | 247 | 247 | 247 | 247 | 247 | 247 | 247 | 247 | 247 | 247 | 247 | 247 | 247 | 247 | 247 | 247 | 247 | 247 | 247 | 247 | 247 | 247 | 247
BaseCase SG | NSW | CNSW | Solar | 2127.38 | 3590.3402 | 3590.3402 | 10470.0902 | 10820.0902 | 10995.0902 | 10995.0902 | 10995.0902 | 10995.0902 | 10995.0902 | 10995.0902 | 10995.0902 | 10995.0902 | 10995.0902 | 10995.0902 | 10995.0902 | 11426.4813 | 11426.4813 | 11426.4813 | 11390.4713 | 11390.4713 | 11390.4713 | 11343.7713 | 11152.1313
BaseCase SG | NSW | CNSW | Wind | 498.03 | 498.03 | 912.03 | 1699.03 | 2533.03 | 2533.03 | 2533.03 | 2533.03 | 2533.03 | 2533.03 | 2933.03 | 2933.03 | 2933.03 | 2933.03 | 3837.0775 | 4833.8027 | 5148.3805 | 5682.5581 | 6339.357 | 6339.357 | 7708.19 | 8046.5515 | 8137.5468 | 8658.63
BaseCase SG | NSW | NNSW | 1h | 200 | 200 | 200 | 200 | 200 | 200 | 200 | 200 | 200 | 200 | 200 | 200 | 200 | 200 | 200 | 200 | 200 | 200 | 200 | 200 | 200 | 200 | 200 | 200
BaseCase SG | NSW | NNSW | 2h | 0 | 450 | 450 | 450.0001 | 450.0001 | 450.0001 | 450.0001 | 450.0001 | 450.0001 | 450.0001 | 450.0001 | 450.0001 | 450.0001 | 450.0001 | 450.0001 | 450.0001 | 450.0001 | 450.0001 | 450.0001 | 450.0001 | 450.0001 | 250 | 250 | 250
BaseCase SG | NSW | NNSW | 8h | 275 | 400 | 400.0002 | 400.0002 | 400.0002 | 400.0002 | 400.0002 | 400.0002 | 400.0002 | 400.0002 | 400.0002 | 400.0002 | 400.0002 | 400.0002 | 400.0002 | 400.0002 | 400.0002 | 400.0002 | 400.0002 | 400.0002 | 125.0002 | 0.00017995 | 1.66e-05 | 1.199e-05
BaseCase SG | NSW | NNSW | CST | 0 | 0 | 0 | 0 | 0 | 0 | 0 | 0 | 0 | 0 | 0 | 0 | 0 | 0 | 0 | 0 | 0 | 0 | 0 | 0 | 0 | 0 | 0 | 0
BaseCase SG | NSW | NNSW | Coordinated CER | 19.099 | 23.096 | 27.172 | 31.558 | 35.336 | 39.722 | 44.687 | 50.285 | 56.461 | 63.311 | 70.919 | 79.311 | 88.453 | 98.364 | 109.247 | 120.942 | 133.43 | 146.744 | 160.908 | 175.907 | 191.881 | 208.732 | 226.469 | 245.103
BaseCase SG | NSW | NNSW | Distributed PV | 1348.459 | 1416.146 | 1481.344 | 1527.924 | 1558.775 | 1585.816 | 1610.841 | 1636.908 | 1657.389 | 1678.543 | 1700.752 | 1727.894 | 1750.675 | 1776.432 | 1809.75 | 1848.628 | 1874.941 | 1897.844 | 1952.244 | 2014.615 | 2078.516 | 2151.809 | 2234.373 | 2325.082
BaseCase SG | NSW | NNSW | PHES | 0 | 0 | 0 | 0 | 0 | 0 | 0 | 0 | 0 | 0 | 0 | 0 | 0 | 0 | 0 | 0 | 0 | 0 | 0 | 0 | 0 | 0 | 0 | 0
BaseCase SG | NSW | NNSW | Solar | 701.02 | 1070.0964 | 1390.0965 | 1421.8854 | 1421.8854 | 1421.8854 | 1421.8854 | 1421.8854 | 1421.8854 | 1421.8854 | 1421.8854 | 1421.8854 | 1421.8854 | 1421.8854 | 1421.8854 | 1421.8854 | 1421.8854 | 1401.8854 | 1401.8854 | 1401.8854 | 1345.8854 | 1345.8854 | 1345.8854 | 1345.8854
BaseCase SG | NSW | NNSW | Wind | 442.48 | 442.48 | 442.48 | 442.48 | 652.48 | 652.48 | 652.48 | 652.48 | 652.48 | 652.48 | 1303.629 | 1743.0555 | 1570.5755 | 1570.5755 | 1570.5755 | 1570.5755 | 2203.2184 | 1934.7544 | 1934.7544 | 1934.7544 | 2010 | 2638.4085 | 3030.0427 | 3226.3749
BaseCase SG | NSW | SNSW | 1h | 50 | 50 | 50 | 50 | 50 | 50 | 50 | 50 | 50 | 50 | 50 | 50 | 50 | 50 | 50 | 50 | 50 | 0 | 0 | 0 | 0 | 0 | 0 | 0
BaseCase SG | NSW | SNSW | 2h | 265.6 | 265.6 | 265.6 | 265.6 | 265.6 | 265.6 | 265.6 | 259.89 | 255.6 | 255.6 | 255.6 | 255.6 | 255.6 | 255.6 | 259.89 | 255.6 | 255.6 | 259.89 | 255.6 | 255.6 | 259.89 | 259.89 | 159.9 | 159.9
BaseCase SG | NSW | SNSW | 4h | 0 | 0 | 0 | 0 | 0 | 200 | 200 | 200 | 200 | 200 | 200 | 200 | 200 | 200 | 200 | 200 | 200 | 200 | 200 | 200 | 200 | 200 | 200 | 200
BaseCase SG | NSW | SNSW | 8h | 50 | 150 | 350.0001 | 350.0001 | 350.0001 | 350.0001 | 350.0001 | 350.0001 | 350.0001 | 350.0001 | 350.0001 | 350.0001 | 350.0001 | 350.0001 | 350.0001 | 350.0001 | 350.0001 | 350.0001 | 350.0001 | 350.0001 | 300.0001 | 200.0001 | 200 | 200
BaseCase SG | NSW | SNSW | CST | 0 | 0 | 0 | 0 | 0 | 0 | 0 | 0 | 0 | 0 | 0 | 0 | 0 | 0 | 0 | 0 | 0 | 0 | 0 | 0 | 0 | 0 | 0 | 0
BaseCase SG | NSW | SNSW | Coordinated CER | 22.749 | 27.6 | 32.583 | 37.97 | 43.218 | 49.386 | 56.419 | 64.359 | 73.123 | 82.809 | 93.51 | 105.244 | 117.959 | 131.665 | 146.623 | 162.596 | 179.553 | 197.533 | 216.575 | 236.664 | 257.906 | 280.241 | 303.688 | 328.264
BaseCase SG | NSW | SNSW | Distributed PV | 1582.857 | 1664.451 | 1744.207 | 1801.428 | 1839.335 | 1872.503 | 1903.188 | 1935.128 | 1960.198 | 1986.084 | 2013.223 | 2046.377 | 2074.125 | 2105.492 | 2146.117 | 2193.605 | 2225.696 | 2253.631 | 2320.113 | 2396.634 | 2475.353 | 2566.069 | 2668.818 | 2782.263
BaseCase SG | NSW | SNSW | Hydro | 2285 | 2285 | 2285 | 2285 | 2285 | 2285 | 2285 | 2285 | 2285 | 2285 | 2285 | 2285 | 2285 | 2285 | 2285 | 2285 | 2285 | 2285 | 2285 | 2285 | 2285 | 2285 | 2285 | 2285
BaseCase SG | NSW | SNSW | OCGT | 692 | 692 | 692 | 692 | 692 | 692 | 692 | 692 | 692 | 692 | 692 | 692 | 692 | 692 | 692 | 692 | 692 | 692 | 0 | 0 | 0 | 0 | 0 | 0
BaseCase SG | NSW | SNSW | PHES | 0 | 0 | 2200 | 2200 | 2200 | 2200 | 2200 | 2200 | 2200 | 2200 | 2200 | 2200 | 2200 | 2200 | 2200 | 2200 | 2200 | 2200 | 2200 | 2200 | 2200 | 2200 | 2200 | 2200
BaseCase SG | NSW | SNSW | Solar | 2413.01 | 4936.7734 | 4969.1734 | 5342.4143 | 5341.5143 | 5341.5143 | 5341.5143 | 5341.5143 | 5341.5143 | 5341.5143 | 5341.5143 | 5341.5143 | 5341.5143 | 5341.5143 | 5341.5143 | 5341.5143 | 5341.5143 | 5138.4843 | 5138.4843 | 5138.4843 | 5053.4843 | 5021.0843 | 5021.0843 | 4688.7443
BaseCase SG | NSW | SNSW | Wind | 1839.03 | 2109.51 | 2109.51 | 2109.5101 | 2109.5101 | 2694.1501 | 2694.1501 | 2694.1501 | 2694.1501 | 2694.1501 | 2647.6501 | 2647.6501 | 2617.6501 | 2617.6501 | 2363.7701 | 2315.4701 | 2315.4701 | 2026.4601 | 2026.4601 | 1789.4501 | 1772.2105 | 1872.2104 | 1488.7504 | 1490.7485
BaseCase SG | NSW | SNW | 1h | 1.527e-05 | 1.805e-05 | 2.575e-05 | 3.622e-05 | 4.213e-05 | 4.556e-05 | 4.556e-05 | 4.556e-05 | 4.556e-05 | 4.556e-05 | 4.556e-05 | 4.556e-05 | 4.556e-05 | 4.556e-05 | 4.556e-05 | 4.556e-05 | 4.556e-05 | 4.556e-05 | 4.556e-05 | 4.556e-05 | 3.029e-05 | 2.751e-05 | 1.981e-05 | 9.34e-06
BaseCase SG | NSW | SNW | 2h | 265.03 | 265.0301 | 265.0302 | 265.0303 | 965.1603 | 965.1603 | 965.1603 | 965.1603 | 965.1603 | 965.1603 | 915.1603 | 915.1603 | 915.1603 | 915.1603 | 850.1803 | 850.1803 | 850.1803 | 850.1803 | 850.1803 | 850.1803 | 850.1803 | 850.1802 | 850.1801 | 850.1801
BaseCase SG | NSW | SNW | 4h | 460 | 1768.0396 | 3673.0193 | 4920.4576 | 4920.4576 | 4920.4576 | 4920.4576 | 4920.4576 | 4920.4576 | 4920.4576 | 4920.4576 | 4920.4576 | 4920.4576 | 4920.4576 | 4920.4576 | 4920.4576 | 4920.4576 | 4920.4576 | 4920.4576 | 4460.4576 | 4460.4576 | 3392.418 | 1487.4383 | 240.0001
BaseCase SG | NSW | SNW | 8h | 1.317e-05 | 4.698e-05 | 199.1597 | 590.1597 | 590.1597 | 590.1597 | 590.1597 | 1381.4096 | 1381.4096 | 1381.4096 | 1381.4096 | 1381.4096 | 1381.4096 | 1381.4096 | 1381.4096 | 1381.4096 | 1381.4096 | 1381.4096 | 1381.4096 | 1381.4096 | 1381.4096 | 1381.4095 | 1182.2499 | 1979.1068
BaseCase SG | NSW | SNW | Black Coal | 4200 | 4200 | 4200 | 1320 | 0 | 0 | 0 | 0 | 0 | 0 | 0 | 0 | 0 | 0 | 0 | 0 | 0 | 0 | 0 | 0 | 0 | 0 | 0 | 0
BaseCase SG | NSW | SNW | CCGT | 720 | 720 | 720 | 720 | 720 | 720 | 720 | 720 | 720 | 720 | 720 | 720 | 720 | 720 | 720 | 720 | 720 | 320 | 320 | 320 | 320 | 320 | 320 | 320
BaseCase SG | NSW | SNW | Coordinated CER | 87.131 | 105.887 | 125.251 | 146.283 | 169.188 | 196.65 | 228.525 | 265.028 | 305.888 | 351.578 | 402.531 | 458.961 | 520.711 | 587.9 | 662.098 | 742.057 | 827.734 | 919.289 | 1016.927 | 1120.659 | 1230.448 | 1346.533 | 1469.059 | 1598.204
BaseCase SG | NSW | SNW | DSP | 6000 | 6000 | 6000 | 6000 | 6000 | 6000 | 6000 | 6000 | 6000 | 6000 | 6000 | 6000 | 6000 | 6000 | 6000 | 6000 | 6000 | 6000 | 6000 | 6000 | 6000 | 6000 | 6000 | 6000
BaseCase SG | NSW | SNW | Distributed PV | 5527.14 | 5845.919 | 6156.163 | 6369.064 | 6514.036 | 6638.545 | 6752.796 | 6864.869 | 6959.19 | 7055.402 | 7156.119 | 7273.642 | 7379.129 | 7497.759 | 7653.593 | 7830.111 | 7954.326 | 8061.133 | 8322.795 | 8619.788 | 8937.337 | 9304.361 | 9722.874 | 10180.555
BaseCase SG | NSW | SNW | OCGT | 1620.5 | 1620.5 | 1620.5 | 1620.5 | 1620.5 | 1620.5 | 1620.5 | 1620.5 | 1620.5 | 1620.5 | 1599.7 | 1599.7 | 2332.3711 | 2332.3711 | 2482.7775 | 2634.0295 | 3241.5219 | 3241.5219 | 3552.8286 | 3991.4029 | 3991.4029 | 3991.4029 | 4296.3708 | 4296.3708
BaseCase SG | NSW | SNW | Offshore Wind | 0 | 0 | 0 | 0 | 0 | 0 | 0 | 0 | 0 | 0 | 0 | 0 | 0 | 0 | 0 | 0 | 0 | 0 | 0 | 0 | 0 | 0 | 0 | 0
BaseCase SG | NSW | SNW | Solar | 1.379e-05 | 4.087e-05 | 4.527e-05 | 5.072e-05 | 6.003e-05 | 7.306e-05 | 7.306e-05 | 7.306e-05 | 7.306e-05 | 7.306e-05 | 7.306e-05 | 7.484e-05 | 407.4521 | 407.4521 | 511.6521 | 742.4 | 890 | 890 | 890 | 890 | 890 | 890 | 890 | 890
BaseCase SG | NSW | SNW | Wind | 0 | 0 | 2.55e-06 | 8.41e-06 | 8.41e-06 | 1.17e-05 | 1.17e-05 | 1.17e-05 | 1.17e-05 | 1.17e-05 | 1.17e-05 | 1.17e-05 | 71 | 71 | 71 | 71 | 71 | 71 | 71 | 71 | 71 | 71 | 71 | 71
BaseCase SG | QLD |  | 1h | 222.02 | 622.02 | 622.02 | 622.02 | 622.02 | 622.02 | 622.02 | 622.02 | 622.02 | 622.02 | 622.02 | 622.02 | 622.02 | 622.02 | 622.02 | 622.02 | 622.02 | 622.02 | 622.02 | 622.02 | 622.02 | 622.02 | 622.02 | 222.02
BaseCase SG | QLD |  | 2h | 2039.12 | 2039.12 | 2189.1201 | 2489.1201 | 2485.1201 | 2485.1201 | 2485.1201 | 2500.7201 | 2485.1201 | 2500.7201 | 2485.1201 | 2485.1201 | 2385.1201 | 2385.1201 | 2385.1201 | 2385.1201 | 2339.1201 | 2339.1201 | 2139.1201 | 1589.1201 | 1589.1201 | 1439.12 | 1184.32 | 899.92
BaseCase SG | QLD |  | 4h | 560 | 560.0001 | 814.0004 | 887.5619 | 887.5619 | 887.5619 | 887.5619 | 887.5619 | 887.5619 | 887.5619 | 887.5619 | 887.5619 | 887.5619 | 887.5619 | 887.5619 | 887.5619 | 887.5619 | 887.5619 | 887.5619 | 1468.0488 | 1719.8151 | 2581.016 | 3029.6764 | 3491.7708
BaseCase SG | QLD |  | 8h | 0 | 0 | 3.653e-05 | 5.328e-05 | 5.328e-05 | 5.473e-05 | 5.473e-05 | 5.473e-05 | 5.473e-05 | 5.473e-05 | 5.473e-05 | 5.473e-05 | 5.473e-05 | 5.473e-05 | 5.473e-05 | 5.473e-05 | 5.473e-05 | 5.473e-05 | 5.473e-05 | 5.473e-05 | 5.473e-05 | 5.473e-05 | 1.821e-05 | 121.4005
BaseCase SG | QLD |  | Biomass | 32 | 32 | 32 | 32 | 32 | 32 | 32 | 32 | 32 | 32 | 32 | 32 | 32 | 32 | 32 | 32 | 32 | 32 | 32 | 32 | 32 | 32 | 32 | 32
BaseCase SG | QLD |  | Black Coal | 8130 | 8130 | 8130 | 5750 | 5400 | 5400 | 5400 | 5400 | 5400 | 5400 | 4700 | 3900 | 3900 | 3900 | 3900 | 3900 | 3156 | 2791 | 2426 | 2061 | 1696 | 1696 | 1696 | 0
BaseCase SG | QLD |  | CCGT | 1597.9 | 1597.9 | 1597.9 | 1597.9 | 1597.9 | 1597.9 | 1597.9 | 1597.9 | 1597.9 | 1597.9 | 1212.9 | 1212.9 | 1125.5 | 1068.5 | 1068.5 | 1068.5 | 1068.5 | 1068.5 | 1068.5 | 424 | 424 | 180 | 180 | 180
BaseCase SG | QLD |  | Coordinated CER | 61.444 | 80.294 | 100.715 | 124.015 | 151.865 | 185.868 | 224.011 | 267.285 | 315.708 | 369.295 | 429.544 | 493.827 | 563.501 | 638.613 | 723.03 | 815.547 | 912.626 | 1016.155 | 1126.281 | 1243.02 | 1368.802 | 1499.312 | 1636.772 | 1781.357
BaseCase SG | QLD |  | Distributed PV | 8043.017 | 8408.91 | 8774.985 | 9153.904 | 9494.766 | 9719.999 | 9943.751 | 10163.261 | 10367.241 | 10558.247 | 10766.19 | 11000.131 | 11246.242 | 11498.964 | 11778.619 | 12062.113 | 12312.263 | 12527.346 | 12895.372 | 13275.96 | 13676.49 | 14108.239 | 14593.053 | 15109.319
BaseCase SG | QLD |  | H2 Reciprocating Engine | 0 | 0 | 400 | 400 | 400 | 400 | 400 | 400 | 400 | 400 | 400 | 400 | 400 | 400 | 400 | 400 | 400 | 400 | 400 | 400 | 400 | 400 | 400 | 400
BaseCase SG | QLD |  | Hydro | 156.4 | 156.4 | 156.4 | 156.4 | 156.4 | 156.4 | 156.4 | 156.4 | 156.4 | 156.4 | 156.4 | 156.4 | 156.4 | 156.4 | 156.4 | 156.4 | 156.4 | 156.4 | 156.4 | 156.4 | 156.4 | 156.4 | 156.4 | 156.4
BaseCase SG | QLD |  | Liquid Fuel | 423.5 | 423.5 | 423.5 | 423.5 | 423.5 | 423.5 | 423.5 | 131.5 | 131.5 | 131.5 | 131.5 | 131.5 | 131.5 | 131.5 | 131.5 | 131.5 | 131.5 | 131.5 | 0 | 0 | 0 | 0 | 0 | 0
BaseCase SG | QLD |  | OCGT | 1546 | 1546 | 1663 | 1663 | 1663 | 2062.885 | 2062.885 | 2062.885 | 1945.885 | 1945.885 | 1945.885 | 1945.885 | 1945.885 | 1945.885 | 1945.885 | 1945.885 | 1945.885 | 1945.885 | 2730.7321 | 3387.7782 | 2823.7782 | 2823.7782 | 2823.7782 | 2813.8124
BaseCase SG | QLD |  | PHES | 820 | 820 | 820 | 820 | 820 | 820 | 820 | 820 | 2818 | 2818 | 2818 | 2818 | 2818 | 2818 | 2818 | 2818 | 2818 | 2818 | 2818 | 2818 | 2818 | 2818 | 2818 | 2818
BaseCase SG | QLD |  | Solar | 3920.3 | 5175.9343 | 5973.7743 | 5973.2243 | 5972.6543 | 5972.0943 | 5971.5343 | 5971.0343 | 5970.5543 | 5970.5543 | 5860.5543 | 5909.0168 | 5909.0168 | 5909.0168 | 5909.0168 | 7220.3899 | 9403.1389 | 9282.4872 | 9137.0272 | 9442.1037 | 9269.0852 | 10132.0193 | 10268.8869 | 11415.1583
BaseCase SG | QLD |  | Wind | 2569.65 | 3075.86 | 3475.7 | 3475.7 | 3475.7001 | 3475.7001 | 3989.2959 | 4045.7002 | 4591.7071 | 5652.2525 | 6420.9987 | 7247.6892 | 7590.7689 | 7590.7689 | 7590.7689 | 7590.7689 | 7824.6953 | 8894.928 | 8467.5939 | 9173.4995 | 10595.7165 | 11038.7419 | 11616.3648 | 12551.6188
BaseCase SG | QLD | CQ | 2h | 230 | 230 | 230 | 230 | 226 | 226 | 226 | 226 | 226 | 226 | 226 | 226 | 226 | 226 | 226 | 226 | 180 | 180 | 180 | 180 | 180 | 180 | 180 | 180
BaseCase SG | QLD | CQ | 4h | 300 | 300 | 300 | 300 | 300 | 300 | 300 | 300 | 300 | 300 | 300 | 300 | 300 | 300 | 300 | 300 | 300 | 300 | 300 | 300 | 0 | 0 | 0 | 0
BaseCase SG | QLD | CQ | 8h | 0 | 0 | 1.612e-05 | 2.074e-05 | 2.074e-05 | 2.219e-05 | 2.219e-05 | 2.219e-05 | 2.219e-05 | 2.219e-05 | 2.219e-05 | 2.219e-05 | 2.219e-05 | 2.219e-05 | 2.219e-05 | 2.219e-05 | 2.219e-05 | 2.219e-05 | 2.219e-05 | 2.219e-05 | 2.219e-05 | 2.219e-05 | 6.08e-06 | 121.4005
BaseCase SG | QLD | CQ | Black Coal | 3004 | 3004 | 3004 | 2304 | 2304 | 2304 | 2304 | 2304 | 2304 | 2304 | 2304 | 2304 | 2304 | 2304 | 2304 | 2304 | 2304 | 1939 | 1574 | 1209 | 844 | 844 | 844 | 0
BaseCase SG | QLD | CQ | Coordinated CER | 6.056 | 7.907 | 9.924 | 12.226 | 14.633 | 17.531 | 20.728 | 24.323 | 28.32 | 32.724 | 37.679 | 42.928 | 48.603 | 54.709 | 61.53 | 69.021 | 76.837 | 85.161 | 94.004 | 103.365 | 113.557 | 124.097 | 135.194 | 146.858
BaseCase SG | QLD | CQ | Distributed PV | 733.617 | 768.904 | 804.036 | 841.111 | 874.22 | 896.009 | 917.967 | 939.916 | 959.982 | 978.49 | 998.893 | 1022.132 | 1046.096 | 1070.357 | 1097.463 | 1125.33 | 1149.65 | 1170.351 | 1205.742 | 1242.727 | 1281.189 | 1322.284 | 1368.712 | 1418.528
BaseCase SG | QLD | CQ | OCGT | 37 | 37 | 37 | 37 | 37 | 436.885 | 436.885 | 436.885 | 399.885 | 399.885 | 399.885 | 399.885 | 399.885 | 399.885 | 399.885 | 399.885 | 399.885 | 399.885 | 399.885 | 399.885 | 399.885 | 399.885 | 399.885 | 399.885
BaseCase SG | QLD | CQ | PHES | 0 | 0 | 0 | 0 | 0 | 0 | 0 | 0 | 0 | 0 | 0 | 0 | 0 | 0 | 0 | 0 | 0 | 0 | 0 | 0 | 0 | 0 | 0 | 0
BaseCase SG | QLD | CQ | Solar | 957.16 | 957.1602 | 1054.1602 | 1054.1602 | 1054.1602 | 1054.1602 | 1054.1602 | 1054.1602 | 1054.1602 | 1054.1602 | 1054.1602 | 1054.1602 | 1054.1602 | 1054.1602 | 1054.1602 | 1054.1602 | 1054.1602 | 1039.1602 | 996.6602 | 1009.4247 | 1009.4247 | 1009.4247 | 663.6795 | 1600.6519
BaseCase SG | QLD | CQ | Wind | 439 | 945.21 | 945.21 | 945.21 | 945.21 | 945.21 | 945.21 | 945.21 | 945.21 | 945.21 | 1035.9313 | 1040.6504 | 1040.6504 | 1040.6504 | 1040.6504 | 1040.6504 | 1040.6504 | 1371.0196 | 1371.0196 | 1775.3135 | 1776.0459 | 1942.7042 | 1943.1795 | 1908.5367
BaseCase SG | QLD | GG | 1h | 0 | 400 | 400 | 400 | 400 | 400 | 400 | 400 | 400 | 400 | 400 | 400 | 400 | 400 | 400 | 400 | 400 | 400 | 400 | 400 | 400 | 400 | 400 | 0
BaseCase SG | QLD | GG | 4h | 0 | 0 | 9.749e-05 | 0.00023466 | 0.00023466 | 0.00023466 | 0.00023466 | 0.00023466 | 0.00023466 | 0.00023466 | 0.00023466 | 0.00023466 | 0.00023466 | 0.00023466 | 0.00023466 | 0.00023466 | 0.00023466 | 0.00023623 | 0.00023623 | 0.00023623 | 0.00026046 | 0.00026046 | 420.8293 | 420.8291
BaseCase SG | QLD | GG | Black Coal | 1680 | 1680 | 1680 | 0 | 0 | 0 | 0 | 0 | 0 | 0 | 0 | 0 | 0 | 0 | 0 | 0 | 0 | 0 | 0 | 0 | 0 | 0 | 0 | 0
BaseCase SG | QLD | GG | CCGT | 180 | 180 | 180 | 180 | 180 | 180 | 180 | 180 | 180 | 180 | 180 | 180 | 180 | 180 | 180 | 180 | 180 | 180 | 180 | 180 | 180 | 180 | 180 | 180
BaseCase SG | QLD | GG | Coordinated CER | 0.766 | 1.001 | 1.253 | 1.54 | 1.861 | 2.248 | 2.677 | 3.159 | 3.697 | 4.289 | 4.955 | 5.661 | 6.425 | 7.247 | 8.167 | 9.176 | 10.231 | 11.354 | 12.547 | 13.81 | 15.179 | 16.596 | 18.086 | 19.652
BaseCase SG | QLD | GG | Distributed PV | 91.988 | 96.618 | 101.241 | 105.94 | 110.178 | 112.947 | 115.653 | 118.251 | 120.701 | 123.021 | 125.509 | 128.271 | 131.233 | 134.315 | 137.692 | 141.065 | 144.071 | 146.676 | 151.144 | 155.718 | 160.588 | 165.882 | 171.794 | 178.046
BaseCase SG | QLD | GG | OCGT | 0 | 0 | 0 | 0 | 0 | 0 | 0 | 0 | 0 | 0 | 0 | 0 | 0 | 0 | 0 | 0 | 0 | 0 | 0 | 0 | 0 | 0 | 0 | 0
BaseCase SG | QLD | GG | Solar | 387.01 | 387.01 | 387.01 | 387.01 | 387.01 | 387.01 | 387.01 | 387.01 | 387.01 | 387.01 | 387.01 | 387.01 | 387.01 | 387.01 | 387.01 | 387.01 | 387.01 | 387.01 | 387.01 | 387.01 | 387.01 | 387.01 | 387.01 | 387.01
BaseCase SG | QLD | NQ | 2h | 0 | 0 | 150 | 450 | 450 | 450 | 450 | 450 | 450 | 450 | 450 | 450 | 450 | 450 | 450 | 450 | 450 | 450 | 450 | 450 | 450 | 300 | 300 | 0
BaseCase SG | QLD | NQ | 4h | 0 | 0 | 254 | 254 | 254 | 254 | 254 | 254 | 254 | 254 | 254 | 254 | 254 | 254 | 254 | 254 | 254 | 254 | 254 | 254 | 254 | 254 | 104 | 104
BaseCase SG | QLD | NQ | Biomass | 32 | 32 | 32 | 32 | 32 | 32 | 32 | 32 | 32 | 32 | 32 | 32 | 32 | 32 | 32 | 32 | 32 | 32 | 32 | 32 | 32 | 32 | 32 | 32
BaseCase SG | QLD | NQ | CCGT | 244 | 244 | 244 | 244 | 244 | 244 | 244 | 244 | 244 | 244 | 244 | 244 | 244 | 244 | 244 | 244 | 244 | 244 | 244 | 244 | 244 | 0 | 0 | 0
BaseCase SG | QLD | NQ | Coordinated CER | 9.34 | 12.202 | 15.31 | 18.857 | 22.694 | 27.32 | 32.433 | 38.187 | 44.582 | 51.625 | 59.539 | 67.926 | 76.99 | 86.74 | 97.636 | 109.593 | 122.074 | 135.362 | 149.476 | 164.418 | 180.617 | 197.366 | 214.996 | 233.526
BaseCase SG | QLD | NQ | Distributed PV | 1215.849 | 1271.081 | 1326.352 | 1383.855 | 1435.475 | 1469.688 | 1503.834 | 1537.557 | 1568.68 | 1597.656 | 1629.341 | 1665.129 | 1702.465 | 1740.578 | 1782.891 | 1826.012 | 1863.894 | 1896.332 | 1951.758 | 2009.315 | 2069.617 | 2134.42 | 2207.399 | 2285.395
BaseCase SG | QLD | NQ | Hydro | 156.4 | 156.4 | 156.4 | 156.4 | 156.4 | 156.4 | 156.4 | 156.4 | 156.4 | 156.4 | 156.4 | 156.4 | 156.4 | 156.4 | 156.4 | 156.4 | 156.4 | 156.4 | 156.4 | 156.4 | 156.4 | 156.4 | 156.4 | 156.4
BaseCase SG | QLD | NQ | Liquid Fuel | 423.5 | 423.5 | 423.5 | 423.5 | 423.5 | 423.5 | 423.5 | 131.5 | 131.5 | 131.5 | 131.5 | 131.5 | 131.5 | 131.5 | 131.5 | 131.5 | 131.5 | 131.5 | 0 | 0 | 0 | 0 | 0 | 0
BaseCase SG | QLD | NQ | PHES | 250 | 250 | 250 | 250 | 250 | 250 | 250 | 250 | 250 | 250 | 250 | 250 | 250 | 250 | 250 | 250 | 250 | 250 | 250 | 250 | 250 | 250 | 250 | 250
BaseCase SG | QLD | NQ | Solar | 727.63 | 727.6334 | 1327.6334 | 1327.6334 | 1327.6334 | 1327.6335 | 1327.6335 | 1327.6335 | 1327.6335 | 1327.6335 | 1327.6335 | 1376.0959 | 1376.0959 | 1376.0959 | 1376.0959 | 1376.0959 | 1364.3605 | 1283.7088 | 1283.7088 | 1283.7088 | 1268.7088 | 1168.7288 | 1019.7488 | 1019.7488
BaseCase SG | QLD | NQ | Wind | 375.65 | 375.65 | 775.49 | 775.49 | 775.49 | 775.49 | 1289.0858 | 1345.49 | 1345.49 | 1425.3083 | 1542.9827 | 1542.9827 | 1886.0625 | 1886.0625 | 1886.0625 | 1886.0625 | 2119.9889 | 2859.8523 | 2872.4983 | 3174.11 | 3130.91 | 3367.6639 | 3944.8115 | 4155.7643
BaseCase SG | QLD | SQ | 1h | 222.02 | 222.02 | 222.02 | 222.02 | 222.02 | 222.02 | 222.02 | 222.02 | 222.02 | 222.02 | 222.02 | 222.02 | 222.02 | 222.02 | 222.02 | 222.02 | 222.02 | 222.02 | 222.02 | 222.02 | 222.02 | 222.02 | 222.02 | 222.02
BaseCase SG | QLD | SQ | 2h | 1809.12 | 1809.12 | 1809.1201 | 1809.1201 | 1809.1201 | 1809.1201 | 1809.1201 | 1824.7201 | 1809.1201 | 1824.7201 | 1809.1201 | 1809.1201 | 1709.1201 | 1709.1201 | 1709.1201 | 1709.1201 | 1709.1201 | 1709.1201 | 1509.1201 | 959.1201 | 959.1201 | 959.12 | 704.32 | 719.92
BaseCase SG | QLD | SQ | 4h | 260 | 260.0001 | 260.0003 | 333.5617 | 333.5617 | 333.5617 | 333.5617 | 333.5617 | 333.5617 | 333.5617 | 333.5617 | 333.5617 | 333.5617 | 333.5617 | 333.5617 | 333.5617 | 333.5617 | 333.5617 | 333.5617 | 914.0486 | 1465.8149 | 2327.0158 | 2504.8471 | 2966.9417
BaseCase SG | QLD | SQ | 8h | 0 | 0 | 2.041e-05 | 3.254e-05 | 3.254e-05 | 3.254e-05 | 3.254e-05 | 3.254e-05 | 3.254e-05 | 3.254e-05 | 3.254e-05 | 3.254e-05 | 3.254e-05 | 3.254e-05 | 3.254e-05 | 3.254e-05 | 3.254e-05 | 3.254e-05 | 3.254e-05 | 3.254e-05 | 3.254e-05 | 3.254e-05 | 1.213e-05 | 3.229e-05
BaseCase SG | QLD | SQ | Black Coal | 3446 | 3446 | 3446 | 3446 | 3096 | 3096 | 3096 | 3096 | 3096 | 3096 | 2396 | 1596 | 1596 | 1596 | 1596 | 1596 | 852 | 852 | 852 | 852 | 852 | 852 | 852 | 0
BaseCase SG | QLD | SQ | CCGT | 1173.9 | 1173.9 | 1173.9 | 1173.9 | 1173.9 | 1173.9 | 1173.9 | 1173.9 | 1173.9 | 1173.9 | 788.9 | 788.9 | 701.5 | 644.5 | 644.5 | 644.5 | 644.5 | 644.5 | 644.5 | 0 | 0 | 0 | 0 | 0
BaseCase SG | QLD | SQ | Coordinated CER | 45.282 | 59.184 | 74.228 | 91.392 | 112.677 | 138.769 | 168.173 | 201.616 | 239.109 | 280.657 | 327.371 | 377.312 | 431.483 | 489.917 | 555.697 | 627.757 | 703.484 | 784.278 | 870.254 | 961.427 | 1059.449 | 1161.253 | 1268.496 | 1381.321
BaseCase SG | QLD | SQ | Distributed PV | 6001.563 | 6272.307 | 6543.356 | 6822.998 | 7074.893 | 7241.355 | 7406.297 | 7567.537 | 7717.878 | 7859.08 | 8012.447 | 8184.599 | 8366.448 | 8553.714 | 8760.573 | 8969.706 | 9154.648 | 9313.987 | 9586.728 | 9868.2 | 10165.096 | 10485.653 | 10845.148 | 11227.35
BaseCase SG | QLD | SQ | H2 Reciprocating Engine | 0 | 0 | 400 | 400 | 400 | 400 | 400 | 400 | 400 | 400 | 400 | 400 | 400 | 400 | 400 | 400 | 400 | 400 | 400 | 400 | 400 | 400 | 400 | 400
BaseCase SG | QLD | SQ | OCGT | 1509 | 1509 | 1626 | 1626 | 1626 | 1626 | 1626 | 1626 | 1546 | 1546 | 1546 | 1546 | 1546 | 1546 | 1546 | 1546 | 1546 | 1546 | 2330.8471 | 2987.8932 | 2423.8932 | 2423.8932 | 2423.8932 | 2413.9274
BaseCase SG | QLD | SQ | PHES | 570 | 570 | 570 | 570 | 570 | 570 | 570 | 570 | 2568 | 2568 | 2568 | 2568 | 2568 | 2568 | 2568 | 2568 | 2568 | 2568 | 2568 | 2568 | 2568 | 2568 | 2568 | 2568
BaseCase SG | QLD | SQ | Solar | 1848.5 | 3104.1307 | 3204.9707 | 3204.4207 | 3203.8507 | 3203.2907 | 3202.7307 | 3202.2307 | 3201.7507 | 3201.7507 | 3091.7507 | 3091.7507 | 3091.7507 | 3091.7507 | 3091.7507 | 4403.1238 | 6597.6082 | 6572.6082 | 6469.6482 | 6761.9602 | 6603.9416 | 7566.8557 | 8198.4485 | 8407.7476
BaseCase SG | QLD | SQ | Wind | 1755 | 1755 | 1755 | 1755 | 1755 | 1755.0001 | 1755.0001 | 1755.0001 | 2301.0071 | 3281.7342 | 3842.0846 | 4664.056 | 4664.056 | 4664.056 | 4664.056 | 4664.056 | 4664.056 | 4664.056 | 4224.076 | 4224.076 | 5688.7606 | 5728.3738 | 5728.3738 | 6487.3177
BaseCase SG | SA |  | 2h | 1135.13 | 2711.13 | 2911.13 | 2911.13 | 2881.13 | 2881.13 | 2881.13 | 2881.13 | 2856.13 | 2856.13 | 2856.13 | 2856.13 | 2856.13 | 2856.13 | 2856.13 | 2850.7 | 2844.13 | 2593.43 | 2299.45 | 2287.45 | 2077.45 | 301.45 | 261 | 150
BaseCase SG | SA |  | 4h | 0 | 556 | 556.0001 | 556.0001 | 556.0001 | 556.0001 | 556.0001 | 556.0001 | 556.0001 | 556.0001 | 556.0001 | 556.0001 | 556.0001 | 556.0001 | 556.0001 | 300.0001 | 556.0001 | 556.0001 | 556.0001 | 556.0001 | 556.0001 | 0.00015197 | 5.63e-05 | 177.0037
BaseCase SG | SA |  | 8h | 0 | 0 | 318.86 | 318.86 | 318.86 | 318.86 | 318.86 | 318.86 | 318.86 | 503.1823 | 503.1823 | 503.1823 | 503.1823 | 503.1823 | 503.1823 | 503.1823 | 503.1823 | 503.1823 | 503.1823 | 503.1823 | 503.1823 | 625.8644 | 307.0044 | 307.0044
BaseCase SG | SA |  | CCGT | 1309 | 1129 | 529 | 529 | 529 | 529 | 529 | 529 | 529 | 529 | 529 | 0 | 0 | 0 | 0 | 0 | 0 | 0 | 0 | 0 | 0 | 0 | 0 | 0
BaseCase SG | SA |  | Coordinated CER | 90.745 | 102.042 | 110.83 | 119.122 | 131.511 | 144.921 | 160.747 | 177.392 | 196.383 | 216.01 | 238.041 | 260.693 | 285.721 | 311.185 | 340.313 | 370.191 | 402.899 | 436.354 | 472.816 | 510.021 | 550.302 | 591.376 | 635.64 | 680.693
BaseCase SG | SA |  | Distributed PV | 3195.208 | 3304.311 | 3417.092 | 3526.526 | 3641.053 | 3693.435 | 3759.313 | 3802.546 | 3860.515 | 3899.389 | 3957.178 | 4001.862 | 4069.4 | 4122.823 | 4197.657 | 4254.462 | 4319.706 | 4359.545 | 4460.04 | 4544.565 | 4654.34 | 4758.135 | 4892.387 | 5014.613
BaseCase SG | SA |  | Liquid Fuel | 413.38 | 276.88 | 276.88 | 276.88 | 276.88 | 276.88 | 276.88 | 276.88 | 276.88 | 276.88 | 276.88 | 276.88 | 276.88 | 276.88 | 276.88 | 276.88 | 276.88 | 276.88 | 276.88 | 276.88 | 122.88 | 122.88 | 122.88 | 122.88
BaseCase SG | SA |  | OCGT | 1175.26 | 1175.26 | 1175.26 | 1175.26 | 1175.26 | 1175.26 | 1175.26 | 1175.26 | 1175.26 | 1095.26 | 1059.36 | 1059.36 | 1059.36 | 1059.36 | 855.6 | 855.6 | 855.6 | 855.6 | 679.9001 | 551.5001 | 767.496 | 1433.6745 | 1725.451 | 1998.9184
BaseCase SG | SA |  | Solar | 588.88 | 1463.68 | 1600.88 | 1600.88 | 1600.88 | 1596.32 | 1596.32 | 1596.32 | 1596.32 | 1596.32 | 1596.32 | 1596.32 | 1596.32 | 1596.32 | 1596.32 | 1533.34 | 1533.34 | 1533.34 | 1314.1 | 1300.99 | 1300.99 | 1223.99 | 1223.99 | 1128.99
BaseCase SG | SA |  | Wind | 2722.04 | 2722.04 | 2747.04 | 3022.04 | 2960.04 | 2869.29 | 2869.29 | 2737.59 | 2737.59 | 2467.41 | 2282.92 | 2282.92 | 2123.92 | 1797.22 | 1758.22 | 1758.22 | 1758.22 | 1543.9601 | 2447.2045 | 2406.66 | 2590.376 | 2967.0911 | 2766.1111 | 2884.4597
BaseCase SG | SA | CSA | 2h | 1059.68 | 2277.681 | 2477.681 | 2477.681 | 2447.681 | 2447.681 | 2447.681 | 2447.681 | 2447.681 | 2447.681 | 2447.681 | 2447.681 | 2447.681 | 2447.681 | 2447.681 | 2441.701 | 2435.681 | 2184.981 | 1891.001 | 1889.001 | 1679.001 | 261 | 261 | 150
BaseCase SG | SA | CSA | 4h | 0 | 306 | 306.0001 | 306.0001 | 306.0001 | 306.0001 | 306.0001 | 306.0001 | 306.0001 | 306.0001 | 306.0001 | 306.0001 | 306.0001 | 306.0001 | 306.0001 | 50.0001 | 306.0001 | 306.0001 | 306.0001 | 306.0001 | 306.0001 | 0.00015197 | 5.63e-05 | 177.0037
BaseCase SG | SA | CSA | 8h | 0 | 0 | 318.8593 | 318.8593 | 318.8593 | 318.8593 | 318.8593 | 318.8593 | 318.8593 | 318.8593 | 318.8593 | 318.8593 | 318.8593 | 318.8593 | 318.8593 | 318.8593 | 318.8593 | 318.8593 | 318.8593 | 318.8593 | 318.8593 | 318.8593 | 5.61e-06 | 1.934e-05
BaseCase SG | SA | CSA | CCGT | 1309 | 1129 | 529 | 529 | 529 | 529 | 529 | 529 | 529 | 529 | 529 | 0 | 0 | 0 | 0 | 0 | 0 | 0 | 0 | 0 | 0 | 0 | 0 | 0
BaseCase SG | SA | CSA | Coordinated CER | 81.159 | 91.205 | 99.048 | 106.41 | 117.553 | 129.643 | 143.924 | 158.969 | 176.139 | 193.905 | 213.844 | 234.367 | 257.035 | 280.119 | 306.529 | 333.643 | 363.318 | 393.696 | 426.793 | 460.592 | 497.151 | 534.453 | 574.634 | 615.555
BaseCase SG | SA | CSA | Distributed PV | 2891.883 | 2988.852 | 3088.559 | 3185.66 | 3284.861 | 3329.998 | 3385.019 | 3421.977 | 3469.936 | 3503.019 | 3550.859 | 3589.221 | 3645.887 | 3692.16 | 3755.434 | 3804.797 | 3859.494 | 3893.647 | 3980.081 | 4054.44 | 4149.225 | 4240.889 | 4357.628 | 4465.783
BaseCase SG | SA | CSA | Liquid Fuel | 276.88 | 276.88 | 276.88 | 276.88 | 276.88 | 276.88 | 276.88 | 276.88 | 276.88 | 276.88 | 276.88 | 276.88 | 276.88 | 276.88 | 276.88 | 276.88 | 276.88 | 276.88 | 276.88 | 276.88 | 122.88 | 122.88 | 122.88 | 122.88
BaseCase SG | SA | CSA | OCGT | 1095.26 | 1095.26 | 1095.26 | 1095.26 | 1095.26 | 1095.26 | 1095.26 | 1095.26 | 1095.26 | 1095.26 | 1059.36 | 1059.36 | 1059.36 | 1059.36 | 855.6 | 855.6 | 855.6 | 855.6 | 679.9001 | 551.5001 | 767.496 | 1433.6745 | 1725.451 | 1998.9184
BaseCase SG | SA | CSA | Solar | 74.54 | 328.1827 | 465.3827 | 465.3827 | 465.3827 | 460.8227 | 460.8227 | 460.8227 | 460.8227 | 460.8227 | 460.8227 | 460.8227 | 460.8227 | 460.8227 | 460.8227 | 433.9427 | 433.9427 | 433.9427 | 433.9427 | 420.8327 | 420.8327 | 420.8327 | 420.8327 | 420.8327
BaseCase SG | SA | CSA | Wind | 1765.01 | 1765.01 | 1790.01 | 2065.01 | 2065.01 | 2065.01 | 2065.01 | 1933.31 | 1933.31 | 1861.91 | 1677.42 | 1677.42 | 1677.42 | 1350.72 | 1350.72 | 1350.72 | 1350.72 | 1136.4601 | 2039.7045 | 2205.66 | 2205.66 | 2205.66 | 2004.68 | 1917.5826
BaseCase SG | SA | NSA | 2h | 10 | 367.999 | 367.999 | 367.999 | 367.999 | 367.999 | 367.999 | 367.999 | 367.999 | 367.999 | 367.999 | 367.999 | 367.999 | 367.999 | 367.999 | 367.999 | 367.999 | 367.999 | 367.999 | 357.999 | 357.999 | 1.416e-05 | 1.416e-05 | 1.416e-05
BaseCase SG | SA | NSA | 8h | 0 | 0 | 0.00071161 | 0.00071161 | 0.00071161 | 0.00071161 | 0.00071161 | 0.00071161 | 0.00071161 | 184.323 | 184.323 | 184.323 | 184.323 | 184.323 | 184.323 | 184.323 | 184.323 | 184.323 | 184.323 | 184.323 | 184.323 | 307.0051 | 307.0044 | 307.0044
BaseCase SG | SA | NSA | Coordinated CER | 5.045 | 5.708 | 6.202 | 6.692 | 7.34 | 8.023 | 8.819 | 9.639 | 10.573 | 11.523 | 12.591 | 13.674 | 14.875 | 16.082 | 17.46 | 18.857 | 20.39 | 21.941 | 23.638 | 25.351 | 27.222 | 29.112 | 31.16 | 33.226
BaseCase SG | SA | NSA | Distributed PV | 166.132 | 172.577 | 179.548 | 186.093 | 194.603 | 198.64 | 204.936 | 208.471 | 214.328 | 217.606 | 223.42 | 226.954 | 233.221 | 237.16 | 243.761 | 247.834 | 253.913 | 257.091 | 264.924 | 270.338 | 278.619 | 284.998 | 294.517 | 301.839
BaseCase SG | SA | NSA | Liquid Fuel | 73.5 | 0 | 0 | 0 | 0 | 0 | 0 | 0 | 0 | 0 | 0 | 0 | 0 | 0 | 0 | 0 | 0 | 0 | 0 | 0 | 0 | 0 | 0 | 0
BaseCase SG | SA | NSA | Solar | 296.24 | 917.3973 | 917.3973 | 917.3973 | 917.3973 | 917.3973 | 917.3973 | 917.3973 | 917.3973 | 917.3973 | 917.3973 | 917.3973 | 917.3973 | 917.3973 | 917.3973 | 917.3973 | 917.3973 | 917.3973 | 698.1573 | 698.1573 | 698.1573 | 621.1573 | 621.1573 | 621.1573
BaseCase SG | SA | NSA | Wind | 632.53 | 632.53 | 632.53 | 632.53 | 570.53 | 479.78 | 479.78 | 479.78 | 479.78 | 407.5 | 407.5 | 407.5 | 407.5 | 407.5 | 407.5 | 407.5 | 407.5 | 407.5 | 407.5 | 201 | 384.716 | 536.0055 | 536.0055 | 741.4516
BaseCase SG | SA | SESA | 2h | 65.45 | 65.45 | 65.45 | 65.45 | 65.45 | 65.45 | 65.45 | 65.45 | 40.45 | 40.45 | 40.45 | 40.45 | 40.45 | 40.45 | 40.45 | 41 | 40.45 | 40.45 | 40.45 | 40.45 | 40.45 | 40.45 | 0 | 0
BaseCase SG | SA | SESA | 4h | 0 | 250 | 250 | 250 | 250 | 250 | 250 | 250 | 250 | 250 | 250 | 250 | 250 | 250 | 250 | 250 | 250 | 250 | 250 | 250 | 250 | 0 | 0 | 0
BaseCase SG | SA | SESA | Coordinated CER | 4.541 | 5.129 | 5.58 | 6.02 | 6.618 | 7.255 | 8.004 | 8.784 | 9.671 | 10.582 | 11.606 | 12.652 | 13.811 | 14.984 | 16.324 | 17.691 | 19.191 | 20.717 | 22.385 | 24.078 | 25.929 | 27.811 | 29.846 | 31.912
BaseCase SG | SA | SESA | Distributed PV | 137.193 | 142.882 | 148.985 | 154.773 | 161.589 | 164.797 | 169.358 | 172.098 | 176.251 | 178.764 | 182.899 | 185.687 | 190.292 | 193.503 | 198.462 | 201.831 | 206.299 | 208.807 | 215.035 | 219.787 | 226.496 | 232.248 | 240.242 | 246.991
BaseCase SG | SA | SESA | Liquid Fuel | 63 | 0 | 0 | 0 | 0 | 0 | 0 | 0 | 0 | 0 | 0 | 0 | 0 | 0 | 0 | 0 | 0 | 0 | 0 | 0 | 0 | 0 | 0 | 0
BaseCase SG | SA | SESA | OCGT | 80 | 80 | 80 | 80 | 80 | 80 | 80 | 80 | 80 | 0 | 0 | 0 | 0 | 0 | 0 | 0 | 0 | 0 | 0 | 0 | 0 | 0 | 0 | 0
BaseCase SG | SA | SESA | Solar | 218.1 | 218.1 | 218.1 | 218.1 | 218.1 | 218.1 | 218.1 | 218.1 | 218.1 | 218.1 | 218.1 | 218.1 | 218.1 | 218.1 | 218.1 | 182 | 182 | 182 | 182 | 182 | 182 | 182 | 182 | 87
BaseCase SG | SA | SESA | Wind | 324.5 | 324.5 | 324.5 | 324.5 | 324.5 | 324.5 | 324.5 | 324.5 | 324.5 | 198 | 198 | 198 | 39 | 39 | 3.47e-06 | 3.47e-06 | 3.47e-06 | 3.47e-06 | 3.47e-06 | 5.14e-06 | 1.471e-05 | 225.4256 | 225.4256 | 225.4256
BaseCase SG | TAS |  | 24h | 0 | 0 | 0 | 0 | 0 | 0 | 0 | 0 | 0 | 0 | 0 | 0 | 0 | 0 | 0 | 0 | 0 | 0 | 0 | 0 | 0 | 0 | 0 | 0
BaseCase SG | TAS |  | 2h | 0 | 1.531e-05 | 2.011e-05 | 2.011e-05 | 2.011e-05 | 2.257e-05 | 2.257e-05 | 2.257e-05 | 2.257e-05 | 2.257e-05 | 2.257e-05 | 2.257e-05 | 2.257e-05 | 2.257e-05 | 2.257e-05 | 2.257e-05 | 2.257e-05 | 2.257e-05 | 2.257e-05 | 2.257e-05 | 2.257e-05 | 7.27e-06 | 2.46e-06 | 2.46e-06
BaseCase SG | TAS |  | 4h | 0 | 1.432e-05 | 1.751e-05 | 1.751e-05 | 1.932e-05 | 2.103e-05 | 2.103e-05 | 2.103e-05 | 2.103e-05 | 2.103e-05 | 2.103e-05 | 2.103e-05 | 2.103e-05 | 2.103e-05 | 2.103e-05 | 2.103e-05 | 2.103e-05 | 2.103e-05 | 2.103e-05 | 2.103e-05 | 2.103e-05 | 1.334e-05 | 1.016e-05 | 1.016e-05
BaseCase SG | TAS |  | 8h | 0 | 0 | 7.53e-06 | 9.96e-06 | 9.96e-06 | 9.96e-06 | 9.96e-06 | 9.96e-06 | 9.96e-06 | 9.96e-06 | 9.96e-06 | 9.96e-06 | 9.96e-06 | 9.96e-06 | 9.96e-06 | 9.96e-06 | 9.96e-06 | 9.96e-06 | 9.96e-06 | 9.96e-06 | 9.96e-06 | 9.96e-06 | 2.43e-06 | 2.54e-06
BaseCase SG | TAS |  | CCGT | 208 | 208 | 208 | 208 | 208 | 208 | 208 | 208 | 208 | 208 | 208 | 208 | 208 | 208 | 208 | 208 | 208 | 208 | 208 | 208 | 208 | 208 | 208 | 208
BaseCase SG | TAS |  | CST | 0 | 0 | 0 | 0 | 0 | 0 | 0 | 0 | 0 | 0 | 0 | 0 | 0 | 0 | 0 | 0 | 0 | 0 | 0 | 0 | 0 | 0 | 0 | 0
BaseCase SG | TAS |  | Coordinated CER | 5.068 | 6.997 | 9.229 | 11.792 | 13.431 | 15.261 | 17.452 | 19.814 | 22.552 | 25.464 | 28.804 | 32.346 | 36.343 | 40.532 | 46.432 | 52.741 | 59.767 | 67.203 | 75.396 | 84.007 | 93.396 | 103.218 | 113.85 | 124.924
BaseCase SG | TAS |  | Distributed PV | 432.926 | 461.351 | 491.047 | 509.889 | 523.498 | 528.969 | 539.008 | 542.527 | 550.566 | 553.568 | 562.444 | 566.09 | 574.899 | 579.256 | 590.296 | 597.263 | 606.512 | 609.457 | 627.804 | 641.832 | 670.461 | 705.192 | 749.808 | 790.95
BaseCase SG | TAS |  | Hydro | 2176.7 | 2176.7 | 2176.7 | 2176.7 | 2566.7 | 2566.7 | 2566.7 | 2566.7 | 2566.7 | 2566.7 | 2566.7 | 2566.7 | 2566.7 | 2566.7 | 2566.7 | 2566.7 | 2566.7 | 2566.7 | 2566.7 | 2566.7 | 2566.7 | 2566.7 | 2566.7 | 2566.7
BaseCase SG | TAS |  | OCGT | 178 | 178 | 178 | 178 | 178 | 178 | 178 | 178 | 178 | 178 | 178 | 178 | 178 | 178 | 58 | 58 | 58 | 58 | 58 | 58 | 58 | 58 | 58 | 58
BaseCase SG | TAS |  | PHES | 0 | 0 | 0 | 0 | 0 | 0 | 0 | 0 | 0 | 0 | 0 | 0 | 0 | 0 | 0 | 0 | 0 | 0 | 0 | 0 | 0 | 1.05e-06 | 1.05e-06 | 1.05e-06
BaseCase SG | TAS |  | Solar | 3.01e-06 | 2.114e-05 | 1037 | 1487 | 1487 | 1487 | 1487 | 1487 | 1487 | 1487 | 1886.1174 | 1892.4005 | 1892.4005 | 1892.4005 | 1892.4005 | 1892.4005 | 1892.4005 | 1892.4005 | 1892.4005 | 1892.4005 | 1892.4005 | 1892.4005 | 1892.4005 | 1892.4005
BaseCase SG | TAS |  | Wind | 561.6 | 582.4 | 582.4 | 582.4 | 582.4 | 582.4 | 582.4 | 941.4762 | 1338.6631 | 1696.2513 | 1983.8859 | 1997.8511 | 1997.8511 | 1997.8511 | 1997.8511 | 1997.8511 | 1997.8511 | 1997.8511 | 1853.8511 | 1853.8511 | 1853.8511 | 1853.8511 | 1853.8511 | 1853.8511
BaseCase SG | TAS | TAS | 24h | 0 | 0 | 0 | 0 | 0 | 0 | 0 | 0 | 0 | 0 | 0 | 0 | 0 | 0 | 0 | 0 | 0 | 0 | 0 | 0 | 0 | 0 | 0 | 0
BaseCase SG | TAS | TAS | 2h | 0 | 1.531e-05 | 2.011e-05 | 2.011e-05 | 2.011e-05 | 2.257e-05 | 2.257e-05 | 2.257e-05 | 2.257e-05 | 2.257e-05 | 2.257e-05 | 2.257e-05 | 2.257e-05 | 2.257e-05 | 2.257e-05 | 2.257e-05 | 2.257e-05 | 2.257e-05 | 2.257e-05 | 2.257e-05 | 2.257e-05 | 7.27e-06 | 2.46e-06 | 2.46e-06
BaseCase SG | TAS | TAS | 4h | 0 | 1.432e-05 | 1.751e-05 | 1.751e-05 | 1.932e-05 | 2.103e-05 | 2.103e-05 | 2.103e-05 | 2.103e-05 | 2.103e-05 | 2.103e-05 | 2.103e-05 | 2.103e-05 | 2.103e-05 | 2.103e-05 | 2.103e-05 | 2.103e-05 | 2.103e-05 | 2.103e-05 | 2.103e-05 | 2.103e-05 | 1.334e-05 | 1.016e-05 | 1.016e-05
BaseCase SG | TAS | TAS | 8h | 0 | 0 | 7.53e-06 | 9.96e-06 | 9.96e-06 | 9.96e-06 | 9.96e-06 | 9.96e-06 | 9.96e-06 | 9.96e-06 | 9.96e-06 | 9.96e-06 | 9.96e-06 | 9.96e-06 | 9.96e-06 | 9.96e-06 | 9.96e-06 | 9.96e-06 | 9.96e-06 | 9.96e-06 | 9.96e-06 | 9.96e-06 | 2.43e-06 | 2.54e-06
BaseCase SG | TAS | TAS | CCGT | 208 | 208 | 208 | 208 | 208 | 208 | 208 | 208 | 208 | 208 | 208 | 208 | 208 | 208 | 208 | 208 | 208 | 208 | 208 | 208 | 208 | 208 | 208 | 208
BaseCase SG | TAS | TAS | CST | 0 | 0 | 0 | 0 | 0 | 0 | 0 | 0 | 0 | 0 | 0 | 0 | 0 | 0 | 0 | 0 | 0 | 0 | 0 | 0 | 0 | 0 | 0 | 0
BaseCase SG | TAS | TAS | Coordinated CER | 5.068 | 6.997 | 9.229 | 11.792 | 13.431 | 15.261 | 17.452 | 19.814 | 22.552 | 25.464 | 28.804 | 32.346 | 36.343 | 40.532 | 46.432 | 52.741 | 59.767 | 67.203 | 75.396 | 84.007 | 93.396 | 103.218 | 113.85 | 124.924
BaseCase SG | TAS | TAS | Distributed PV | 432.926 | 461.351 | 491.047 | 509.889 | 523.498 | 528.969 | 539.008 | 542.527 | 550.566 | 553.568 | 562.444 | 566.09 | 574.899 | 579.256 | 590.296 | 597.263 | 606.512 | 609.457 | 627.804 | 641.832 | 670.461 | 705.192 | 749.808 | 790.95
BaseCase SG | TAS | TAS | Hydro | 2176.7 | 2176.7 | 2176.7 | 2176.7 | 2566.7 | 2566.7 | 2566.7 | 2566.7 | 2566.7 | 2566.7 | 2566.7 | 2566.7 | 2566.7 | 2566.7 | 2566.7 | 2566.7 | 2566.7 | 2566.7 | 2566.7 | 2566.7 | 2566.7 | 2566.7 | 2566.7 | 2566.7
BaseCase SG | TAS | TAS | OCGT | 178 | 178 | 178 | 178 | 178 | 178 | 178 | 178 | 178 | 178 | 178 | 178 | 178 | 178 | 58 | 58 | 58 | 58 | 58 | 58 | 58 | 58 | 58 | 58
BaseCase SG | TAS | TAS | PHES | 0 | 0 | 0 | 0 | 0 | 0 | 0 | 0 | 0 | 0 | 0 | 0 | 0 | 0 | 0 | 0 | 0 | 0 | 0 | 0 | 0 | 1.05e-06 | 1.05e-06 | 1.05e-06
BaseCase SG | TAS | TAS | Solar | 3.01e-06 | 2.114e-05 | 1037 | 1487 | 1487 | 1487 | 1487 | 1487 | 1487 | 1487 | 1886.1174 | 1892.4005 | 1892.4005 | 1892.4005 | 1892.4005 | 1892.4005 | 1892.4005 | 1892.4005 | 1892.4005 | 1892.4005 | 1892.4005 | 1892.4005 | 1892.4005 | 1892.4005
BaseCase SG | TAS | TAS | Wind | 561.6 | 582.4 | 582.4 | 582.4 | 582.4 | 582.4 | 582.4 | 941.4762 | 1338.6631 | 1696.2513 | 1983.8859 | 1997.8511 | 1997.8511 | 1997.8511 | 1997.8511 | 1997.8511 | 1997.8511 | 1997.8511 | 1853.8511 | 1853.8511 | 1853.8511 | 1853.8511 | 1853.8511 | 1853.8511
BaseCase SG | VIC |  | 1h | 0 | 3.17 | 3.1701 | 3.1701 | 3.1701 | 3.1701 | 3.1701 | 3.1701 | 135.913 | 135.913 | 135.913 | 135.913 | 135.913 | 135.913 | 135.913 | 135.913 | 135.913 | 135.913 | 135.913 | 135.913 | 135.913 | 135.9129 | 135.9129 | 135.9129
BaseCase SG | VIC |  | 2h | 1954.07 | 3443.57 | 3607.5901 | 3597.9901 | 3597.9901 | 3597.9901 | 3751.3301 | 3803.4601 | 3803.4601 | 3803.4601 | 3803.4601 | 3803.4601 | 3798.4601 | 3798.4601 | 3798.4601 | 3498.4601 | 3498.4601 | 3348.4601 | 3151.1001 | 3048.4601 | 2558.4601 | 1784.44 | 1787.08 | 1767.08
BaseCase SG | VIC |  | 4h | 0 | 1570.0001 | 1985.7899 | 1985.7899 | 1985.7899 | 1985.7899 | 2000.2199 | 1985.7899 | 1985.7899 | 1985.7899 | 1985.7899 | 1985.7899 | 1985.7899 | 1985.7899 | 1985.7899 | 1985.7899 | 1985.7899 | 1985.7899 | 2001.8399 | 1985.7899 | 1985.7899 | 264.5899 | 220.03 | 220.03
BaseCase SG | VIC |  | 8h | 0 | 0 | 5.145e-05 | 5.392e-05 | 5.392e-05 | 5.559e-05 | 5.559e-05 | 5.559e-05 | 5.559e-05 | 5.559e-05 | 5.559e-05 | 5.559e-05 | 5.559e-05 | 5.559e-05 | 5.559e-05 | 5.559e-05 | 5.559e-05 | 5.559e-05 | 5.559e-05 | 5.559e-05 | 5.559e-05 | 6.019e-05 | 8.74e-06 | 9.08e-06
BaseCase SG | VIC |  | Brown Coal | 4820 | 4820 | 3370 | 2210 | 2210 | 2210 | 2210 | 2210 | 0 | 0 | 0 | 0 | 0 | 0 | 0 | 0 | 0 | 0 | 0 | 0 | 0 | 0 | 0 | 0
BaseCase SG | VIC |  | CCGT | 500 | 500 | 500 | 500 | 500 | 500 | 500 | 500 | 500 | 500 | 500 | 500 | 500 | 500 | 0 | 0 | 0 | 0 | 0 | 0 | 0 | 0 | 0 | 0
BaseCase SG | VIC |  | Coordinated CER | 67.99 | 91.478 | 118.183 | 148.382 | 181.229 | 219.401 | 265.232 | 316.109 | 374.837 | 438.431 | 510.444 | 587.509 | 673.312 | 763.939 | 867.052 | 975.54 | 1094.122 | 1218.104 | 1352.714 | 1492.725 | 1643.792 | 1800.43 | 1968.601 | 2142.381
BaseCase SG | VIC |  | Distributed PV | 6610.463 | 7091.936 | 7571.062 | 8053.051 | 8455.579 | 8692.591 | 8912.813 | 9128.761 | 9312.026 | 9488.674 | 9684.486 | 9915.035 | 10147.261 | 10404.067 | 10694.943 | 11012.878 | 11257.317 | 11458.407 | 11902.342 | 12376.603 | 12883.052 | 13465.868 | 14119.76 | 14829.35
BaseCase SG | VIC |  | Hydro | 2267.02 | 2267.02 | 2267.02 | 2267.02 | 2267.02 | 2267.02 | 2267.02 | 2267.02 | 2267.02 | 2267.02 | 2267.02 | 2267.02 | 2267.02 | 2267.02 | 2267.02 | 2267.02 | 2267.02 | 2267.02 | 2267.02 | 2267.02 | 2267.02 | 2267.02 | 2267.02 | 2267.02
BaseCase SG | VIC |  | OCGT | 1900 | 1900 | 1900 | 1900 | 1900 | 1900 | 1900 | 1730 | 1730 | 1730 | 1730 | 1730 | 1730 | 1290 | 1458.5446 | 2339.2354 | 2245.2354 | 2245.2354 | 2245.2354 | 2245.2354 | 3139.5301 | 3467.6651 | 3467.6651 | 4099.3672
BaseCase SG | VIC |  | Offshore Wind | 0 | 0 | 0 | 0 | 0 | 2000 | 2667 | 3333 | 4000 | 5000 | 6000 | 7000 | 8000 | 9000 | 9000 | 9000 | 9000 | 9000 | 9000 | 9000 | 9000 | 9000 | 9000 | 9000
BaseCase SG | VIC |  | Solar | 1559.56 | 3325.76 | 3894.83 | 3894.83 | 3894.83 | 3894.83 | 3894.83 | 3894.83 | 3894.83 | 3894.83 | 3894.83 | 3894.83 | 3894.83 | 3894.83 | 3894.83 | 3894.83 | 3894.83 | 3894.83 | 3794.86 | 3767.69 | 3767.69 | 3767.69 | 3627.66 | 3251.73
BaseCase SG | VIC |  | Wind | 5270.28 | 5990.85 | 7912.85 | 9490.85 | 10038.35 | 10008.35 | 10008.35 | 10008.35 | 9816.35 | 9816.35 | 9816.35 | 9753.34 | 9333.34 | 9333.34 | 9075.04 | 9075.04 | 9024.49 | 8707.29 | 8322.62 | 7475.62 | 7475.62 | 7053.93 | 7053.93 | 6564.8217
BaseCase SG | VIC | MEL | 1h | 0 | 2.436e-05 | 5.014e-05 | 5.014e-05 | 5.014e-05 | 6.491e-05 | 6.491e-05 | 6.491e-05 | 132.743 | 132.743 | 132.743 | 132.743 | 132.743 | 132.743 | 132.743 | 132.743 | 132.743 | 132.743 | 132.743 | 132.743 | 132.743 | 132.7429 | 132.7429 | 132.7429
BaseCase SG | VIC | MEL | 2h | 1090 | 1205 | 1205.0001 | 1205.0001 | 1205.0001 | 1205.0001 | 1455.0001 | 1455.0001 | 1455.0001 | 1455.0001 | 1455.0001 | 1455.0001 | 1455.0001 | 1455.0001 | 1455.0001 | 1155.0001 | 1155.0001 | 1155.0001 | 955.0001 | 955.0001 | 715.0001 | 600 | 600 | 600
BaseCase SG | VIC | MEL | 4h | 0 | 1220.0001 | 1220.0001 | 1220.0001 | 1220.0001 | 1220.0001 | 1220.0001 | 1220.0001 | 1220.0001 | 1220.0001 | 1220.0001 | 1220.0001 | 1220.0001 | 1220.0001 | 1220.0001 | 1220.0001 | 1220.0001 | 1220.0001 | 1220.0001 | 1220.0001 | 1220.0001 | 5.065e-05 | 1.039e-05 | 1.039e-05
BaseCase SG | VIC | MEL | 8h | 0 | 0 | 2.495e-05 | 2.742e-05 | 2.742e-05 | 2.909e-05 | 2.909e-05 | 2.909e-05 | 2.909e-05 | 2.909e-05 | 2.909e-05 | 2.909e-05 | 2.909e-05 | 2.909e-05 | 2.909e-05 | 2.909e-05 | 2.909e-05 | 2.909e-05 | 2.909e-05 | 2.909e-05 | 2.909e-05 | 2.909e-05 | 4.14e-06 | 4.48e-06
BaseCase SG | VIC | MEL | CCGT | 500 | 500 | 500 | 500 | 500 | 500 | 500 | 500 | 500 | 500 | 500 | 500 | 500 | 500 | 0 | 0 | 0 | 0 | 0 | 0 | 0 | 0 | 0 | 0
BaseCase SG | VIC | MEL | Coordinated CER | 49.357 | 66.434 | 85.853 | 107.835 | 133.037 | 162.577 | 198.132 | 237.791 | 283.594 | 333.352 | 389.672 | 450.101 | 517.333 | 588.506 | 669.478 | 754.854 | 848.097 | 945.769 | 1051.72 | 1162.128 | 1280.97 | 1404.375 | 1536.752 | 1673.772
BaseCase SG | VIC | MEL | Distributed PV | 4561.927 | 4910.831 | 5259.171 | 5606.156 | 5901.529 | 6070.268 | 6226.439 | 6374.798 | 6506.247 | 6630.701 | 6769.354 | 6928.829 | 7096.727 | 7280.724 | 7490.191 | 7715.191 | 7892.885 | 8036.341 | 8360.504 | 8702.852 | 9076.956 | 9506.39 | 9989.638 | 10510.335
BaseCase SG | VIC | MEL | OCGT | 482 | 482 | 482 | 482 | 482 | 482 | 482 | 312 | 312 | 312 | 312 | 312 | 312 | 312 | 480.5446 | 1361.2354 | 1361.2354 | 1361.2354 | 1361.2354 | 1361.2354 | 2255.5301 | 3167.6651 | 3167.6651 | 3799.3672
BaseCase SG | VIC | MEL | Solar | 6.96e-06 | 1.399e-05 | 1.536e-05 | 1.809e-05 | 2.495e-05 | 3.524e-05 | 3.524e-05 | 3.524e-05 | 3.524e-05 | 3.524e-05 | 3.524e-05 | 3.524e-05 | 3.524e-05 | 3.524e-05 | 3.524e-05 | 3.524e-05 | 3.524e-05 | 3.524e-05 | 3.524e-05 | 3.524e-05 | 3.524e-05 | 3.524e-05 | 3.524e-05 | 3.78e-05
BaseCase SG | VIC | SEV | 2h | 255 | 416.44 | 416.44 | 416.44 | 416.44 | 416.44 | 419.08 | 416.44 | 416.44 | 416.44 | 416.44 | 416.44 | 411.44 | 411.44 | 411.44 | 411.44 | 411.44 | 261.44 | 264.08 | 161.44 | 161.44 | 61.44 | 64.08 | 64.08
BaseCase SG | VIC | SEV | 4h | 0 | 350 | 350 | 350 | 350 | 350 | 350 | 350 | 350 | 350 | 350 | 350 | 350 | 350 | 350 | 350 | 350 | 350 | 350 | 350 | 350 | 0 | 0 | 0
BaseCase SG | VIC | SEV | 8h | 0 | 0 | 2.65e-05 | 2.65e-05 | 2.65e-05 | 2.65e-05 | 2.65e-05 | 2.65e-05 | 2.65e-05 | 2.65e-05 | 2.65e-05 | 2.65e-05 | 2.65e-05 | 2.65e-05 | 2.65e-05 | 2.65e-05 | 2.65e-05 | 2.65e-05 | 2.65e-05 | 2.65e-05 | 2.65e-05 | 3.11e-05 | 4.6e-06 | 4.6e-06
BaseCase SG | VIC | SEV | Brown Coal | 4820 | 4820 | 3370 | 2210 | 2210 | 2210 | 2210 | 2210 | 0 | 0 | 0 | 0 | 0 | 0 | 0 | 0 | 0 | 0 | 0 | 0 | 0 | 0 | 0 | 0
BaseCase SG | VIC | SEV | Coordinated CER | 4.789 | 6.437 | 8.309 | 10.421 | 12.377 | 14.579 | 17.197 | 20.049 | 23.333 | 26.843 | 30.824 | 35.039 | 39.745 | 44.67 | 50.274 | 56.118 | 62.526 | 69.175 | 76.419 | 83.895 | 92.037 | 100.429 | 109.469 | 118.746
BaseCase SG | VIC | SEV | Distributed PV | 429.21 | 463.105 | 496.752 | 531.08 | 558.722 | 575.892 | 591.975 | 608.59 | 621.684 | 634.706 | 649.01 | 666.529 | 682.854 | 701.203 | 721.788 | 744.998 | 761.98 | 776.44 | 806.994 | 840.335 | 874.363 | 913.686 | 957.499 | 1005.673
BaseCase SG | VIC | SEV | OCGT | 834 | 834 | 834 | 834 | 834 | 834 | 834 | 834 | 834 | 834 | 834 | 834 | 834 | 394 | 394 | 394 | 300 | 300 | 300 | 300 | 300 | 300 | 300 | 300
BaseCase SG | VIC | SEV | Offshore Wind | 0 | 0 | 0 | 0 | 0 | 1481.1847 | 1953.7348 | 2619.7348 | 3286.7348 | 4286.7348 | 5220 | 6220 | 7220 | 8220 | 8220 | 8220 | 8220 | 8220 | 8220 | 8220 | 8220 | 8220 | 8220 | 8220
BaseCase SG | VIC | SEV | Solar | 0 | 404.5673 | 404.5673 | 404.5673 | 404.5673 | 404.5673 | 404.5673 | 404.5673 | 404.5673 | 404.5673 | 404.5673 | 404.5673 | 404.5673 | 404.5673 | 404.5673 | 404.5673 | 404.5673 | 404.5673 | 404.5673 | 404.5673 | 404.5673 | 404.5673 | 404.5673 | 404.5673
BaseCase SG | VIC | SEV | Wind | 106.6 | 106.6 | 106.6001 | 106.6004 | 106.6004 | 106.6004 | 106.6004 | 106.6004 | 106.6004 | 106.6004 | 106.6004 | 106.6004 | 106.6004 | 106.6004 | 0.00036743 | 0.00036743 | 0.00036743 | 0.00036743 | 0.00036743 | 0.00036743 | 0.00036743 | 0.00036743 | 0.00036743 | 0.00036743
BaseCase SG | VIC | WNV | 1h | 0 | 3.17 | 3.17 | 3.17 | 3.17 | 3.17 | 3.17 | 3.17 | 3.17 | 3.17 | 3.17 | 3.17 | 3.17 | 3.17 | 3.17 | 3.17 | 3.17 | 3.17 | 3.17 | 3.17 | 3.17 | 3.17 | 3.17 | 3.17
BaseCase SG | VIC | WNV | 2h | 609.07 | 1822.13 | 1986.15 | 1976.55 | 1976.55 | 1976.55 | 1877.25 | 1932.02 | 1932.02 | 1932.02 | 1932.02 | 1932.02 | 1932.02 | 1932.02 | 1932.02 | 1932.02 | 1932.02 | 1932.02 | 1932.02 | 1932.02 | 1682.02 | 1123 | 1123 | 1103
BaseCase SG | VIC | WNV | 4h | 0 | 0 | 415.7898 | 415.7898 | 415.7898 | 415.7898 | 430.2198 | 415.7898 | 415.7898 | 415.7898 | 415.7898 | 415.7898 | 415.7898 | 415.7898 | 415.7898 | 415.7898 | 415.7898 | 415.7898 | 431.8398 | 415.7898 | 415.7898 | 264.5898 | 220.03 | 220.03
BaseCase SG | VIC | WNV | Coordinated CER | 13.844 | 18.607 | 24.021 | 30.126 | 35.815 | 42.245 | 49.903 | 58.269 | 67.91 | 78.236 | 89.948 | 102.369 | 116.234 | 130.763 | 147.3 | 164.568 | 183.499 | 203.16 | 224.575 | 246.702 | 270.785 | 295.626 | 322.38 | 349.863
BaseCase SG | VIC | WNV | Distributed PV | 1619.326 | 1718 | 1815.139 | 1915.815 | 1995.328 | 2046.431 | 2094.399 | 2145.373 | 2184.095 | 2223.267 | 2266.122 | 2319.677 | 2367.68 | 2422.14 | 2482.964 | 2552.689 | 2602.452 | 2645.626 | 2734.844 | 2833.416 | 2931.733 | 3045.792 | 3172.623 | 3313.342
BaseCase SG | VIC | WNV | Hydro | 2267.02 | 2267.02 | 2267.02 | 2267.02 | 2267.02 | 2267.02 | 2267.02 | 2267.02 | 2267.02 | 2267.02 | 2267.02 | 2267.02 | 2267.02 | 2267.02 | 2267.02 | 2267.02 | 2267.02 | 2267.02 | 2267.02 | 2267.02 | 2267.02 | 2267.02 | 2267.02 | 2267.02
BaseCase SG | VIC | WNV | OCGT | 584 | 584 | 584 | 584 | 584 | 584 | 584 | 584 | 584 | 584 | 584 | 584 | 584 | 584 | 584 | 584 | 584 | 584 | 584 | 584 | 584 | 0 | 0 | 0
BaseCase SG | VIC | WNV | Offshore Wind | 0 | 0 | 0 | 0 | 0 | 518.8153 | 713.2652 | 713.2652 | 713.2652 | 713.2652 | 780 | 780 | 780 | 780 | 780 | 780 | 780 | 780 | 780 | 780 | 780 | 780 | 780 | 780
BaseCase SG | VIC | WNV | Solar | 1559.56 | 2921.1927 | 3490.2627 | 3490.2627 | 3490.2627 | 3490.2627 | 3490.2627 | 3490.2627 | 3490.2627 | 3490.2627 | 3490.2627 | 3490.2627 | 3490.2627 | 3490.2627 | 3490.2627 | 3490.2627 | 3490.2627 | 3490.2627 | 3390.2927 | 3363.1227 | 3363.1227 | 3363.1227 | 3223.0927 | 2847.1627
BaseCase SG | VIC | WNV | Wind | 5163.68 | 5884.25 | 7806.2499 | 9384.2496 | 9931.7496 | 9901.7496 | 9901.7496 | 9901.7496 | 9709.7496 | 9709.7496 | 9709.7496 | 9646.7396 | 9226.7396 | 9226.7396 | 9075.0396 | 9075.0396 | 9024.4896 | 8707.2896 | 8322.6196 | 7475.6196 | 7475.6196 | 7053.9296 | 7053.9296 | 6564.8214
Option 2 SG | NEM |  | 12h | 0 | 0 | 0 | 810 | 810 | 810 | 810 | 810 | 810 | 810 | 810 | 810 | 810 | 810 | 810 | 810 | 810 | 810 | 810 | 810 | 810 | 810 | 810 | 810
Option 2 SG | NEM |  | 1h | 472.02 | 875.19 | 875.19 | 875.19 | 875.19 | 875.19 | 875.19 | 875.19 | 1007.933 | 1007.933 | 1007.933 | 1007.933 | 1007.933 | 1007.933 | 1007.933 | 1007.933 | 1007.933 | 957.933 | 957.933 | 957.933 | 957.933 | 957.933 | 957.933 | 557.933
Option 2 SG | NEM |  | 24h | 0 | 0 | 0 | 0 | 0 | 0 | 0 | 0 | 0 | 0 | 0 | 0 | 0 | 0 | 0 | 0 | 0 | 0 | 0 | 0 | 0 | 0 | 0 | 0
Option 2 SG | NEM |  | 2h | 5850.97 | 9418.47 | 9932.4901 | 10222.8901 | 10889.0201 | 10889.0201 | 11042.3601 | 11104.3801 | 11059.4901 | 11075.0901 | 11009.4901 | 11009.4901 | 10904.4901 | 10904.4901 | 10843.8001 | 10534.0801 | 10481.5101 | 10085.1001 | 9389.4701 | 8704.8301 | 8009.1201 | 5057.1001 | 4664.5001 | 4249.1001
Option 2 SG | NEM |  | 4h | 1893.63 | 5327.67 | 7902.44 | 9223.44 | 9223.44 | 9423.44 | 9437.87 | 9464.66 | 9423.44 | 9423.44 | 9423.44 | 9423.44 | 9423.44 | 9423.44 | 9464.66 | 9167.44 | 9423.44 | 9464.66 | 9439.49 | 9475.1963 | 9270.8657 | 6791.3324 | 5249.2866 | 4845.104
Option 2 SG | NEM |  | 8h | 325 | 599.84 | 1317.86 | 1708.86 | 1708.86 | 1708.86 | 1708.86 | 2500.11 | 2500.11 | 2684.4323 | 2684.4323 | 2684.4323 | 2684.4323 | 2684.4323 | 2684.4323 | 2684.4323 | 2684.4323 | 2684.4323 | 2684.4323 | 2684.4323 | 2359.4323 | 2205.188 | 1687.168 | 2955.9337
Option 2 SG | NEM |  | Biomass | 32 | 32 | 32 | 32 | 32 | 32 | 32 | 32 | 32 | 32 | 32 | 32 | 32 | 32 | 32 | 32 | 32 | 32 | 32 | 32 | 32 | 32 | 32 | 32
Option 2 SG | NEM |  | Black Coal | 16435 | 16435 | 16435 | 8460 | 6790 | 6790 | 6790 | 6790 | 6790 | 6790 | 6090 | 5290 | 5290 | 5290 | 3900 | 3900 | 3156 | 2791 | 2426 | 2061 | 1696 | 1696 | 1696 | 0
Option 2 SG | NEM |  | Brown Coal | 4820 | 4820 | 3370 | 2210 | 2210 | 2210 | 2210 | 2210 | 0 | 0 | 0 | 0 | 0 | 0 | 0 | 0 | 0 | 0 | 0 | 0 | 0 | 0 | 0 | 0
Option 2 SG | NEM |  | CCGT | 4334.9 | 4154.9 | 3554.9 | 3554.9 | 3554.9 | 3554.9 | 3554.9 | 3554.9 | 3554.9 | 3554.9 | 3169.9 | 2640.9 | 2553.5 | 2496.5 | 1996.5 | 1996.5 | 1996.5 | 1596.5 | 1596.5 | 952 | 952 | 708 | 708 | 708
Option 2 SG | NEM |  | CST | 0 | 0 | 0 | 0 | 0 | 0 | 0 | 0 | 0 | 0 | 0 | 0 | 0 | 0 | 0 | 0 | 0 | 0 | 0 | 0 | 0 | 0 | 0 | 0
Option 2 SG | NEM |  | Coordinated CER | 368.926 | 455.222 | 545.002 | 643.627 | 753.193 | 881.983 | 1031.63 | 1199.074 | 1388.415 | 1595.514 | 1828.119 | 2078.5 | 2353.438 | 2647.026 | 2977.721 | 3331.235 | 3711.023 | 4112.145 | 4542.875 | 4995.371 | 5480.715 | 5986.496 | 6523.855 | 7084.489
Option 2 SG | NEM |  | DSP | 6000 | 6000 | 6000 | 6000 | 6000 | 6000 | 6000 | 6000 | 6000 | 6000 | 6000 | 6000 | 6000 | 6000 | 6000 | 6000 | 6000 | 6000 | 6000 | 6000 | 6000 | 6000 | 6000 | 6000
Option 2 SG | NEM |  | Distributed PV | 27730.228 | 29235.746 | 30729.996 | 32073.307 | 33183.16 | 33909.64 | 34619.592 | 35293.179 | 35902.682 | 36472.441 | 37110.737 | 37823.433 | 38552.216 | 39315.757 | 40228.356 | 41187.631 | 41960.155 | 42594.999 | 43951.243 | 45390.204 | 46946.265 | 48688.588 | 50675.821 | 52799.865
Option 2 SG | NEM |  | H2 Reciprocating Engine | 0 | 0 | 400 | 400 | 400 | 400 | 400 | 400 | 400 | 400 | 400 | 400 | 400 | 400 | 400 | 400 | 400 | 400 | 400 | 400 | 400 | 400 | 400 | 400
Option 2 SG | NEM |  | Hydro | 6885.12 | 6885.12 | 6885.12 | 6885.12 | 7275.12 | 7275.12 | 7275.12 | 7275.12 | 7275.12 | 7275.12 | 7275.12 | 7275.12 | 7275.12 | 7275.12 | 7275.12 | 7275.12 | 7275.12 | 7275.12 | 7275.12 | 7275.12 | 7275.12 | 7275.12 | 7275.12 | 7275.12
Option 2 SG | NEM |  | Liquid Fuel | 836.88 | 700.38 | 700.38 | 700.38 | 700.38 | 700.38 | 700.38 | 408.38 | 408.38 | 408.38 | 408.38 | 408.38 | 408.38 | 408.38 | 408.38 | 408.38 | 408.38 | 408.38 | 276.88 | 276.88 | 122.88 | 122.88 | 122.88 | 122.88
Option 2 SG | NEM |  | OCGT | 7111.76 | 7111.76 | 7228.76 | 7228.76 | 7228.76 | 7628.645 | 7628.645 | 7458.645 | 7341.645 | 7261.645 | 7204.945 | 7204.945 | 7724.1844 | 7284.1844 | 7486.2024 | 8391.6774 | 8776.2377 | 8776.2377 | 9238.9415 | 10031.7857 | 10819.9689 | 11576.2726 | 12190.2182 | 13002.3313
Option 2 SG | NEM |  | Offshore Wind | 0 | 0 | 0 | 0 | 0 | 2000 | 2667 | 3333 | 4000 | 5000 | 6000 | 7000 | 8000 | 9000 | 9000 | 9000 | 9000 | 9000 | 9000 | 9000 | 9000 | 9000 | 9000 | 9000
Option 2 SG | NEM |  | PHES | 1067 | 1067 | 3267 | 3267 | 3267 | 3267 | 3267 | 3267 | 5265 | 5265 | 5265 | 5265 | 5265 | 5265 | 5265 | 5265 | 5265 | 5265 | 5265 | 5265 | 5265 | 5265 | 5265 | 5265
Option 2 SG | NEM |  | Solar | 11310.15 | 19562.7907 | 22456.3007 | 30189.8781 | 30538.4081 | 30708.2881 | 30707.7281 | 30707.2281 | 30706.7481 | 30706.7481 | 30995.6391 | 31046.7617 | 31149.3926 | 31150.9619 | 31245.8773 | 33043.1161 | 35757.7421 | 35417.7796 | 34953.1096 | 35182.9127 | 34818.4857 | 35568.3082 | 35520.1993 | 35660.9626
Option 2 SG | NEM |  | Wind | 13903.11 | 15421.17 | 18182.01 | 20822.01 | 22351.51 | 22815.4 | 23291.222 | 23644.0526 | 24247.4171 | 25268.2301 | 27159.5663 | 28386.618 | 28057.6385 | 27730.9385 | 28225.7314 | 29228.8579 | 30335.8915 | 30772.4586 | 31421.1643 | 31171.6007 | 34068.7617 | 35576.3803 | 36068.1683 | 37397.4549
Option 2 SG | NSW |  | 12h | 0 | 0 | 0 | 810 | 810 | 810 | 810 | 810 | 810 | 810 | 810 | 810 | 810 | 810 | 810 | 810 | 810 | 810 | 810 | 810 | 810 | 810 | 810 | 810
Option 2 SG | NSW |  | 1h | 250 | 250 | 250 | 250 | 250 | 250 | 250 | 250 | 250 | 250 | 250 | 250 | 250 | 250 | 250 | 250 | 250 | 200 | 200 | 200 | 200 | 200 | 200 | 200
Option 2 SG | NSW |  | 2h | 722.65 | 1224.65 | 1224.65 | 1224.65 | 1924.78 | 1924.78 | 1924.78 | 1919.07 | 1914.78 | 1914.78 | 1864.78 | 1864.78 | 1864.78 | 1864.78 | 1804.09 | 1799.8 | 1799.8 | 1804.09 | 1799.8001 | 1779.8001 | 1784.09 | 1532.09 | 1432.1 | 1432.1001
Option 2 SG | NSW |  | 4h | 1333.63 | 2641.67 | 4546.6499 | 5794.087 | 5794.087 | 5994.087 | 5994.087 | 6035.307 | 5994.087 | 5994.087 | 5994.087 | 5994.087 | 5994.087 | 5994.087 | 6035.307 | 5994.087 | 5994.087 | 6035.307 | 5994.087 | 5534.087 | 5075.307 | 4007.267 | 2061.0671 | 813.6303
Option 2 SG | NSW |  | 8h | 325 | 599.84 | 999 | 1390 | 1390 | 1390 | 1390 | 2181.25 | 2181.25 | 2181.25 | 2181.25 | 2181.25 | 2181.25 | 2181.25 | 2181.25 | 2181.25 | 2181.25 | 2181.25 | 2181.25 | 2181.25 | 1856.25 | 1581.41 | 1382.25 | 2545.4507
Option 2 SG | NSW |  | Black Coal | 8305 | 8305 | 8305 | 2710 | 1390 | 1390 | 1390 | 1390 | 1390 | 1390 | 1390 | 1390 | 1390 | 1390 | 0 | 0 | 0 | 0 | 0 | 0 | 0 | 0 | 0 | 0
Option 2 SG | NSW |  | CCGT | 720 | 720 | 720 | 720 | 720 | 720 | 720 | 720 | 720 | 720 | 720 | 720 | 720 | 720 | 720 | 720 | 720 | 320 | 320 | 320 | 320 | 320 | 320 | 320
Option 2 SG | NSW |  | CST | 0 | 0 | 0 | 0 | 0 | 0 | 0 | 0 | 0 | 0 | 0 | 0 | 0 | 0 | 0 | 0 | 0 | 0 | 0 | 0 | 0 | 0 | 0 | 0
Option 2 SG | NSW |  | Coordinated CER | 143.679 | 174.411 | 206.045 | 240.316 | 275.157 | 316.532 | 364.188 | 418.474 | 478.935 | 546.314 | 621.286 | 704.125 | 794.561 | 892.757 | 1000.894 | 1117.216 | 1241.609 | 1374.329 | 1515.668 | 1665.598 | 1824.423 | 1992.16 | 2168.992 | 2355.134
Option 2 SG | NSW |  | DSP | 6000 | 6000 | 6000 | 6000 | 6000 | 6000 | 6000 | 6000 | 6000 | 6000 | 6000 | 6000 | 6000 | 6000 | 6000 | 6000 | 6000 | 6000 | 6000 | 6000 | 6000 | 6000 | 6000 | 6000
Option 2 SG | NSW |  | Distributed PV | 9448.614 | 9969.238 | 10475.81 | 10829.937 | 11068.264 | 11274.646 | 11464.707 | 11656.084 | 11812.334 | 11972.563 | 12140.439 | 12340.315 | 12514.414 | 12710.647 | 12966.841 | 13260.915 | 13464.357 | 13640.244 | 14065.685 | 14551.244 | 15061.922 | 15651.154 | 16320.813 | 17055.633
Option 2 SG | NSW |  | Hydro | 2285 | 2285 | 2285 | 2285 | 2285 | 2285 | 2285 | 2285 | 2285 | 2285 | 2285 | 2285 | 2285 | 2285 | 2285 | 2285 | 2285 | 2285 | 2285 | 2285 | 2285 | 2285 | 2285 | 2285
Option 2 SG | NSW |  | OCGT | 2312.5 | 2312.5 | 2312.5 | 2312.5 | 2312.5 | 2312.5 | 2312.5 | 2312.5 | 2312.5 | 2312.5 | 2291.7 | 2291.7 | 2810.9394 | 2810.9394 | 3167.7029 | 3192.2963 | 3670.8566 | 3670.8566 | 3514.0909 | 3696.4286 | 3711.5438 | 3711.5438 | 4033.7129 | 4033.7129
Option 2 SG | NSW |  | Offshore Wind | 0 | 0 | 0 | 0 | 0 | 0 | 0 | 0 | 0 | 0 | 0 | 0 | 0 | 0 | 0 | 0 | 0 | 0 | 0 | 0 | 0 | 0 | 0 | 0
Option 2 SG | NSW |  | PHES | 247 | 247 | 2447 | 2447 | 2447 | 2447 | 2447 | 2447 | 2447 | 2447 | 2447 | 2447 | 2447 | 2447 | 2447 | 2447 | 2447 | 2447 | 2447 | 2447 | 2447 | 2447 | 2447 | 2447
Option 2 SG | NSW |  | Solar | 5241.41 | 9597.8625 | 9950.2625 | 17234.39 | 17583.49 | 17758.49 | 17758.49 | 17758.49 | 17758.49 | 17758.49 | 17758.49 | 17758.49 | 17861.1209 | 17862.6902 | 17957.6056 | 18450.9237 | 18995.4275 | 18772.3975 | 18772.3975 | 18736.3875 | 18595.3875 | 18562.9875 | 18516.2875 | 17992.3075
Option 2 SG | NSW |  | Wind | 2779.54 | 3050.02 | 3464.02 | 4251.02 | 5295.02 | 5879.66 | 5879.66 | 5879.66 | 5879.66 | 5879.66 | 6788.8367 | 7223.9511 | 7092.4711 | 7092.4711 | 7884.564 | 8887.6906 | 9820.8993 | 9619.2811 | 10375.3847 | 10300.6784 | 11571.9306 | 12702.3695 | 12817.7361 | 13575.5345
Option 2 SG | NSW | CNSW | 12h | 0 | 0 | 0 | 810 | 810 | 810 | 810 | 810 | 810 | 810 | 810 | 810 | 810 | 810 | 810 | 810 | 810 | 810 | 810 | 810 | 810 | 810 | 810 | 810
Option 2 SG | NSW | CNSW | 2h | 192.02 | 244.02 | 244.02 | 244.02 | 244.02 | 244.02 | 244.02 | 244.02 | 244.02 | 244.02 | 244.02 | 244.02 | 244.02 | 244.02 | 244.02 | 244.02 | 244.02 | 244.02 | 244.02 | 224.02 | 224.02 | 172.02 | 172.02 | 172.02
Option 2 SG | NSW | CNSW | 4h | 873.63 | 873.63 | 873.63 | 873.63 | 873.63 | 873.63 | 873.63 | 914.85 | 873.63 | 873.63 | 873.63 | 873.63 | 873.63 | 873.63 | 914.85 | 873.63 | 873.63 | 914.85 | 873.63 | 873.63 | 414.85 | 414.85 | 373.63 | 373.63
Option 2 SG | NSW | CNSW | 8h | 0 | 49.84 | 49.84 | 49.84 | 49.84 | 49.84 | 49.84 | 49.84 | 49.84 | 49.84 | 49.84 | 49.84 | 49.84 | 49.84 | 49.84 | 49.84 | 49.84 | 49.84 | 49.84 | 49.84 | 49.84 | 1.116e-05 | 1.24e-05 | 296.9803
Option 2 SG | NSW | CNSW | Black Coal | 4105 | 4105 | 4105 | 1390 | 1390 | 1390 | 1390 | 1390 | 1390 | 1390 | 1390 | 1390 | 1390 | 1390 | 0 | 0 | 0 | 0 | 0 | 0 | 0 | 0 | 0 | 0
Option 2 SG | NSW | CNSW | CST | 0 | 0 | 0 | 0 | 0 | 0 | 0 | 0 | 0 | 0 | 0 | 0 | 0 | 0 | 0 | 0 | 0 | 0 | 0 | 0 | 0 | 0 | 0 | 0
Option 2 SG | NSW | CNSW | Coordinated CER | 14.7 | 17.828 | 21.039 | 24.505 | 27.415 | 30.774 | 34.557 | 38.802 | 43.463 | 48.616 | 54.326 | 60.609 | 67.438 | 74.828 | 82.926 | 91.621 | 100.892 | 110.763 | 121.258 | 132.368 | 144.188 | 156.654 | 169.776 | 183.563
Option 2 SG | NSW | CNSW | Distributed PV | 990.158 | 1042.722 | 1094.096 | 1131.521 | 1156.118 | 1177.782 | 1197.882 | 1219.179 | 1235.557 | 1252.534 | 1270.345 | 1292.402 | 1310.485 | 1330.964 | 1357.381 | 1388.571 | 1409.394 | 1427.636 | 1470.533 | 1520.207 | 1570.716 | 1628.915 | 1694.748 | 1767.733
Option 2 SG | NSW | CNSW | OCGT | 0 | 0 | 0 | 0 | 0 | 0 | 0 | 0 | 0 | 0 | 0 | 0 | 0 | 0 | 0 | 0 | 0 | 0 | 0 | 0 | 0 | 0 | 0 | 0
Option 2 SG | NSW | CNSW | PHES | 247 | 247 | 247 | 247 | 247 | 247 | 247 | 247 | 247 | 247 | 247 | 247 | 247 | 247 | 247 | 247 | 247 | 247 | 247 | 247 | 247 | 247 | 247 | 247
Option 2 SG | NSW | CNSW | Solar | 2127.38 | 3590.34 | 3590.34 | 10468.3499 | 10818.3499 | 10993.3499 | 10993.3499 | 10993.3499 | 10993.3499 | 10993.3499 | 10993.3499 | 10993.3499 | 10993.3499 | 10993.3499 | 10993.3499 | 10993.3499 | 11340.2874 | 11340.2874 | 11340.2874 | 11304.2774 | 11304.2774 | 11304.2774 | 11257.5774 | 11065.9374
Option 2 SG | NSW | CNSW | Wind | 498.03 | 498.03 | 912.03 | 1699.03 | 2533.03 | 2533.03 | 2533.03 | 2533.03 | 2533.03 | 2533.03 | 2933.03 | 2933.03 | 2933.03 | 2933.03 | 3979.0029 | 5030.4294 | 5154.4294 | 5511.8212 | 6267.9248 | 6321.9249 | 7708.19 | 8110.2204 | 8167.253 | 8729.9874
Option 2 SG | NSW | NNSW | 1h | 200 | 200 | 200 | 200 | 200 | 200 | 200 | 200 | 200 | 200 | 200 | 200 | 200 | 200 | 200 | 200 | 200 | 200 | 200 | 200 | 200 | 200 | 200 | 200
Option 2 SG | NSW | NNSW | 2h | 0 | 450 | 450 | 450 | 450 | 450 | 450 | 450 | 450 | 450 | 450 | 450 | 450 | 450 | 450 | 450 | 450 | 450 | 450 | 450 | 450 | 250 | 250 | 250
Option 2 SG | NSW | NNSW | 8h | 275 | 400 | 400 | 400 | 400 | 400 | 400 | 400 | 400 | 400 | 400 | 400 | 400 | 400 | 400 | 400 | 400 | 400 | 400 | 400 | 125 | 1.795e-05 | 4.22e-06 | 1.197e-05
Option 2 SG | NSW | NNSW | CST | 0 | 0 | 0 | 0 | 0 | 0 | 0 | 0 | 0 | 0 | 0 | 0 | 0 | 0 | 0 | 0 | 0 | 0 | 0 | 0 | 0 | 0 | 0 | 0
Option 2 SG | NSW | NNSW | Coordinated CER | 19.099 | 23.096 | 27.172 | 31.558 | 35.336 | 39.722 | 44.687 | 50.285 | 56.461 | 63.311 | 70.919 | 79.311 | 88.453 | 98.364 | 109.247 | 120.942 | 133.43 | 146.744 | 160.908 | 175.907 | 191.881 | 208.732 | 226.469 | 245.103
Option 2 SG | NSW | NNSW | Distributed PV | 1348.459 | 1416.146 | 1481.344 | 1527.924 | 1558.775 | 1585.816 | 1610.841 | 1636.908 | 1657.389 | 1678.543 | 1700.752 | 1727.894 | 1750.675 | 1776.432 | 1809.75 | 1848.628 | 1874.941 | 1897.844 | 1952.244 | 2014.615 | 2078.516 | 2151.809 | 2234.373 | 2325.082
Option 2 SG | NSW | NNSW | PHES | 0 | 0 | 0 | 0 | 0 | 0 | 0 | 0 | 0 | 0 | 0 | 0 | 0 | 0 | 0 | 0 | 0 | 0 | 0 | 0 | 0 | 0 | 0 | 0
Option 2 SG | NSW | NNSW | Solar | 701.02 | 1070.0964 | 1390.0964 | 1422.8568 | 1422.8568 | 1422.8568 | 1422.8568 | 1422.8568 | 1422.8568 | 1422.8568 | 1422.8568 | 1422.8568 | 1422.8568 | 1422.8568 | 1422.8568 | 1422.8568 | 1422.8569 | 1402.8569 | 1402.8569 | 1402.8569 | 1346.8569 | 1346.8569 | 1346.8569 | 1346.8569
Option 2 SG | NSW | NNSW | Wind | 442.48 | 442.48 | 442.48 | 442.48 | 652.48 | 652.48 | 652.48 | 652.48 | 652.48 | 652.48 | 1208.1567 | 1643.2711 | 1470.7911 | 1470.7911 | 1470.7911 | 1470.7911 | 2279.9999 | 2009.9999 | 2009.9999 | 2009.9999 | 2009.9999 | 2638.4085 | 3080.2025 | 3275.2664
Option 2 SG | NSW | SNSW | 1h | 50 | 50 | 50 | 50 | 50 | 50 | 50 | 50 | 50 | 50 | 50 | 50 | 50 | 50 | 50 | 50 | 50 | 0 | 0 | 0 | 0 | 0 | 0 | 0
Option 2 SG | NSW | SNSW | 2h | 265.6 | 265.6 | 265.6 | 265.6 | 265.6 | 265.6 | 265.6 | 259.89 | 255.6 | 255.6 | 255.6 | 255.6 | 255.6 | 255.6 | 259.89 | 255.6 | 255.6 | 259.89 | 255.6 | 255.6 | 259.89 | 259.89 | 159.9 | 159.9
Option 2 SG | NSW | SNSW | 4h | 0 | 0 | 0 | 0 | 0 | 200 | 200 | 200 | 200 | 200 | 200 | 200 | 200 | 200 | 200 | 200 | 200 | 200 | 200 | 200 | 200 | 200 | 200 | 200
Option 2 SG | NSW | SNSW | 8h | 50 | 150 | 350 | 350 | 350 | 350 | 350 | 350 | 350 | 350 | 350 | 350 | 350 | 350 | 350 | 350 | 350 | 350 | 350 | 350 | 300 | 200 | 200 | 200
Option 2 SG | NSW | SNSW | CST | 0 | 0 | 0 | 0 | 0 | 0 | 0 | 0 | 0 | 0 | 0 | 0 | 0 | 0 | 0 | 0 | 0 | 0 | 0 | 0 | 0 | 0 | 0 | 0
Option 2 SG | NSW | SNSW | Coordinated CER | 22.749 | 27.6 | 32.583 | 37.97 | 43.218 | 49.386 | 56.419 | 64.359 | 73.123 | 82.809 | 93.51 | 105.244 | 117.959 | 131.665 | 146.623 | 162.596 | 179.553 | 197.533 | 216.575 | 236.664 | 257.906 | 280.241 | 303.688 | 328.264
Option 2 SG | NSW | SNSW | Distributed PV | 1582.857 | 1664.451 | 1744.207 | 1801.428 | 1839.335 | 1872.503 | 1903.188 | 1935.128 | 1960.198 | 1986.084 | 2013.223 | 2046.377 | 2074.125 | 2105.492 | 2146.117 | 2193.605 | 2225.696 | 2253.631 | 2320.113 | 2396.634 | 2475.353 | 2566.069 | 2668.818 | 2782.263
Option 2 SG | NSW | SNSW | Hydro | 2285 | 2285 | 2285 | 2285 | 2285 | 2285 | 2285 | 2285 | 2285 | 2285 | 2285 | 2285 | 2285 | 2285 | 2285 | 2285 | 2285 | 2285 | 2285 | 2285 | 2285 | 2285 | 2285 | 2285
Option 2 SG | NSW | SNSW | OCGT | 692 | 692 | 692 | 692 | 692 | 692 | 692 | 692 | 692 | 692 | 692 | 692 | 692 | 692 | 692 | 692 | 692 | 692 | 0 | 0 | 0 | 0 | 0 | 0
Option 2 SG | NSW | SNSW | PHES | 0 | 0 | 2200 | 2200 | 2200 | 2200 | 2200 | 2200 | 2200 | 2200 | 2200 | 2200 | 2200 | 2200 | 2200 | 2200 | 2200 | 2200 | 2200 | 2200 | 2200 | 2200 | 2200 | 2200
Option 2 SG | NSW | SNSW | Solar | 2413.01 | 4937.4261 | 4969.8261 | 5343.1833 | 5342.2833 | 5342.2833 | 5342.2833 | 5342.2833 | 5342.2833 | 5342.2833 | 5342.2833 | 5342.2833 | 5342.2833 | 5342.2833 | 5342.2833 | 5342.2833 | 5342.2833 | 5139.2533 | 5139.2533 | 5139.2533 | 5054.2533 | 5021.8533 | 5021.8533 | 4689.5133
Option 2 SG | NSW | SNSW | Wind | 1839.03 | 2109.51 | 2109.51 | 2109.51 | 2109.51 | 2694.15 | 2694.15 | 2694.15 | 2694.15 | 2694.15 | 2647.65 | 2647.65 | 2617.65 | 2617.65 | 2363.77 | 2315.47 | 2315.47 | 2026.46 | 2026.46 | 1897.7536 | 1782.7407 | 1882.7406 | 1499.2806 | 1499.2806
Option 2 SG | NSW | SNW | 1h | 1.62e-06 | 1.62e-06 | 1.62e-06 | 2.64e-06 | 2.64e-06 | 2.64e-06 | 2.64e-06 | 2.64e-06 | 2.64e-06 | 2.64e-06 | 2.64e-06 | 2.64e-06 | 2.64e-06 | 2.64e-06 | 2.64e-06 | 2.64e-06 | 2.64e-06 | 2.64e-06 | 2.64e-06 | 2.64e-06 | 2.82e-06 | 2.82e-06 | 2.82e-06 | 5.12e-06
Option 2 SG | NSW | SNW | 2h | 265.03 | 265.03 | 265.03 | 265.03 | 965.16 | 965.16 | 965.16 | 965.16 | 965.16 | 965.16 | 915.16 | 915.16 | 915.16 | 915.16 | 850.18 | 850.18 | 850.18 | 850.18 | 850.18 | 850.18 | 850.18 | 850.18 | 850.18 | 850.1801
Option 2 SG | NSW | SNW | 4h | 460 | 1768.04 | 3673.0199 | 4920.457 | 4920.457 | 4920.457 | 4920.457 | 4920.457 | 4920.457 | 4920.457 | 4920.457 | 4920.457 | 4920.457 | 4920.457 | 4920.457 | 4920.457 | 4920.457 | 4920.457 | 4920.457 | 4460.457 | 4460.457 | 3392.417 | 1487.4371 | 240.0003
Option 2 SG | NSW | SNW | 8h | 0 | 3.54e-06 | 199.16 | 590.16 | 590.16 | 590.16 | 590.16 | 1381.41 | 1381.41 | 1381.41 | 1381.41 | 1381.41 | 1381.41 | 1381.41 | 1381.41 | 1381.41 | 1381.41 | 1381.41 | 1381.41 | 1381.41 | 1381.41 | 1381.41 | 1182.25 | 2048.4703
Option 2 SG | NSW | SNW | Black Coal | 4200 | 4200 | 4200 | 1320 | 0 | 0 | 0 | 0 | 0 | 0 | 0 | 0 | 0 | 0 | 0 | 0 | 0 | 0 | 0 | 0 | 0 | 0 | 0 | 0
Option 2 SG | NSW | SNW | CCGT | 720 | 720 | 720 | 720 | 720 | 720 | 720 | 720 | 720 | 720 | 720 | 720 | 720 | 720 | 720 | 720 | 720 | 320 | 320 | 320 | 320 | 320 | 320 | 320
Option 2 SG | NSW | SNW | Coordinated CER | 87.131 | 105.887 | 125.251 | 146.283 | 169.188 | 196.65 | 228.525 | 265.028 | 305.888 | 351.578 | 402.531 | 458.961 | 520.711 | 587.9 | 662.098 | 742.057 | 827.734 | 919.289 | 1016.927 | 1120.659 | 1230.448 | 1346.533 | 1469.059 | 1598.204
Option 2 SG | NSW | SNW | DSP | 6000 | 6000 | 6000 | 6000 | 6000 | 6000 | 6000 | 6000 | 6000 | 6000 | 6000 | 6000 | 6000 | 6000 | 6000 | 6000 | 6000 | 6000 | 6000 | 6000 | 6000 | 6000 | 6000 | 6000
Option 2 SG | NSW | SNW | Distributed PV | 5527.14 | 5845.919 | 6156.163 | 6369.064 | 6514.036 | 6638.545 | 6752.796 | 6864.869 | 6959.19 | 7055.402 | 7156.119 | 7273.642 | 7379.129 | 7497.759 | 7653.593 | 7830.111 | 7954.326 | 8061.133 | 8322.795 | 8619.788 | 8937.337 | 9304.361 | 9722.874 | 10180.555
Option 2 SG | NSW | SNW | OCGT | 1620.5 | 1620.5 | 1620.5 | 1620.5 | 1620.5 | 1620.5 | 1620.5 | 1620.5 | 1620.5 | 1620.5 | 1599.7 | 1599.7 | 2118.9394 | 2118.9394 | 2475.7029 | 2500.2963 | 2978.8566 | 2978.8566 | 3514.0909 | 3696.4286 | 3711.5438 | 3711.5438 | 4033.7129 | 4033.7129
Option 2 SG | NSW | SNW | Offshore Wind | 0 | 0 | 0 | 0 | 0 | 0 | 0 | 0 | 0 | 0 | 0 | 0 | 0 | 0 | 0 | 0 | 0 | 0 | 0 | 0 | 0 | 0 | 0 | 0
Option 2 SG | NSW | SNW | Solar | 0 | 1.27e-06 | 1.27e-06 | 1.27e-06 | 1.27e-06 | 1.27e-06 | 1.27e-06 | 1.27e-06 | 1.27e-06 | 1.27e-06 | 1.27e-06 | 6.68e-06 | 102.6309 | 104.2002 | 199.1156 | 692.4338 | 890 | 890 | 890 | 890 | 890 | 890 | 890 | 890
Option 2 SG | NSW | SNW | Wind | 0 | 0 | 0 | 0 | 0 | 0 | 0 | 0 | 0 | 0 | 0 | 0 | 71 | 71 | 71 | 71 | 71 | 71 | 71 | 71 | 71 | 71 | 71 | 71
Option 2 SG | QLD |  | 1h | 222.02 | 622.02 | 622.02 | 622.02 | 622.02 | 622.02 | 622.02 | 622.02 | 622.02 | 622.02 | 622.02 | 622.02 | 622.02 | 622.02 | 622.02 | 622.02 | 622.02 | 622.02 | 622.02 | 622.02 | 622.02 | 622.02 | 622.02 | 222.02
Option 2 SG | QLD |  | 2h | 2039.12 | 2039.12 | 2189.12 | 2489.12 | 2485.12 | 2485.12 | 2485.12 | 2500.72 | 2485.12 | 2500.72 | 2485.12 | 2485.12 | 2385.12 | 2385.12 | 2385.12 | 2385.12 | 2339.12 | 2339.12 | 2139.12 | 1589.12 | 1589.12 | 1439.12 | 1184.32 | 899.92
Option 2 SG | QLD |  | 4h | 560 | 560 | 814 | 887.563 | 887.563 | 887.563 | 887.563 | 887.563 | 887.563 | 887.563 | 887.563 | 887.563 | 887.563 | 887.563 | 887.563 | 887.563 | 887.563 | 887.563 | 887.563 | 1399.3194 | 1653.7687 | 2519.4754 | 2968.1895 | 3488.7169
Option 2 SG | QLD |  | 8h | 0 | 0 | 3.7e-06 | 4.74e-06 | 4.74e-06 | 5.75e-06 | 5.75e-06 | 5.75e-06 | 5.75e-06 | 5.75e-06 | 5.75e-06 | 5.75e-06 | 5.75e-06 | 5.75e-06 | 5.75e-06 | 5.75e-06 | 5.75e-06 | 7.21e-06 | 7.21e-06 | 7.21e-06 | 7.21e-06 | 7.21e-06 | 1.124e-05 | 105.565
Option 2 SG | QLD |  | Biomass | 32 | 32 | 32 | 32 | 32 | 32 | 32 | 32 | 32 | 32 | 32 | 32 | 32 | 32 | 32 | 32 | 32 | 32 | 32 | 32 | 32 | 32 | 32 | 32
Option 2 SG | QLD |  | Black Coal | 8130 | 8130 | 8130 | 5750 | 5400 | 5400 | 5400 | 5400 | 5400 | 5400 | 4700 | 3900 | 3900 | 3900 | 3900 | 3900 | 3156 | 2791 | 2426 | 2061 | 1696 | 1696 | 1696 | 0
Option 2 SG | QLD |  | CCGT | 1597.9 | 1597.9 | 1597.9 | 1597.9 | 1597.9 | 1597.9 | 1597.9 | 1597.9 | 1597.9 | 1597.9 | 1212.9 | 1212.9 | 1125.5 | 1068.5 | 1068.5 | 1068.5 | 1068.5 | 1068.5 | 1068.5 | 424 | 424 | 180 | 180 | 180
Option 2 SG | QLD |  | Coordinated CER | 61.444 | 80.294 | 100.715 | 124.015 | 151.865 | 185.868 | 224.011 | 267.285 | 315.708 | 369.295 | 429.544 | 493.827 | 563.501 | 638.613 | 723.03 | 815.547 | 912.626 | 1016.155 | 1126.281 | 1243.02 | 1368.802 | 1499.312 | 1636.772 | 1781.357
Option 2 SG | QLD |  | Distributed PV | 8043.017 | 8408.91 | 8774.985 | 9153.904 | 9494.766 | 9719.999 | 9943.751 | 10163.261 | 10367.241 | 10558.247 | 10766.19 | 11000.131 | 11246.242 | 11498.964 | 11778.619 | 12062.113 | 12312.263 | 12527.346 | 12895.372 | 13275.96 | 13676.49 | 14108.239 | 14593.053 | 15109.319
Option 2 SG | QLD |  | H2 Reciprocating Engine | 0 | 0 | 400 | 400 | 400 | 400 | 400 | 400 | 400 | 400 | 400 | 400 | 400 | 400 | 400 | 400 | 400 | 400 | 400 | 400 | 400 | 400 | 400 | 400
Option 2 SG | QLD |  | Hydro | 156.4 | 156.4 | 156.4 | 156.4 | 156.4 | 156.4 | 156.4 | 156.4 | 156.4 | 156.4 | 156.4 | 156.4 | 156.4 | 156.4 | 156.4 | 156.4 | 156.4 | 156.4 | 156.4 | 156.4 | 156.4 | 156.4 | 156.4 | 156.4
Option 2 SG | QLD |  | Liquid Fuel | 423.5 | 423.5 | 423.5 | 423.5 | 423.5 | 423.5 | 423.5 | 131.5 | 131.5 | 131.5 | 131.5 | 131.5 | 131.5 | 131.5 | 131.5 | 131.5 | 131.5 | 131.5 | 0 | 0 | 0 | 0 | 0 | 0
Option 2 SG | QLD |  | OCGT | 1546 | 1546 | 1663 | 1663 | 1663 | 2062.885 | 2062.885 | 2062.885 | 1945.885 | 1945.885 | 1945.885 | 1945.885 | 1945.885 | 1945.885 | 1945.885 | 1945.885 | 1945.885 | 1945.885 | 2734.4335 | 3473.34 | 2909.34 | 2909.34 | 2909.34 | 2848.4112
Option 2 SG | QLD |  | PHES | 820 | 820 | 820 | 820 | 820 | 820 | 820 | 820 | 2818 | 2818 | 2818 | 2818 | 2818 | 2818 | 2818 | 2818 | 2818 | 2818 | 2818 | 2818 | 2818 | 2818 | 2818 | 2818
Option 2 SG | QLD |  | Solar | 3920.3 | 5175.4881 | 5973.3281 | 5972.7781 | 5972.2081 | 5971.6481 | 5971.0881 | 5970.5881 | 5970.1081 | 5970.1081 | 5860.1082 | 5907.3146 | 5907.3146 | 5907.3146 | 5907.3146 | 7274.2152 | 9444.3375 | 9327.405 | 9181.945 | 9488.0381 | 9264.6111 | 10123.8336 | 10262.4547 | 11398.1279
Option 2 SG | QLD |  | Wind | 2569.65 | 3075.86 | 3475.7 | 3475.7 | 3475.7 | 3475.7 | 3951.522 | 4045.7 | 4465.7 | 5434.4495 | 6299.6047 | 7136.6151 | 7518.1156 | 7518.1156 | 7518.1156 | 7518.1156 | 7742.4904 | 8894.5575 | 8454.5775 | 9142.8504 | 10555.2204 | 10981.0913 | 11558.4927 | 12501.7686
Option 2 SG | QLD | CQ | 2h | 230 | 230 | 230 | 230 | 226 | 226 | 226 | 226 | 226 | 226 | 226 | 226 | 226 | 226 | 226 | 226 | 180 | 180 | 180 | 180 | 180 | 180 | 180 | 180
Option 2 SG | QLD | CQ | 4h | 300 | 300 | 300 | 300 | 300 | 300 | 300 | 300 | 300 | 300 | 300 | 300 | 300 | 300 | 300 | 300 | 300 | 300 | 300 | 300 | 0 | 0 | 0 | 0
Option 2 SG | QLD | CQ | 8h | 0 | 0 | 1.6e-06 | 1.6e-06 | 1.6e-06 | 1.6e-06 | 1.6e-06 | 1.6e-06 | 1.6e-06 | 1.6e-06 | 1.6e-06 | 1.6e-06 | 1.6e-06 | 1.6e-06 | 1.6e-06 | 1.6e-06 | 1.6e-06 | 3.06e-06 | 3.06e-06 | 3.06e-06 | 3.06e-06 | 3.06e-06 | 5.1e-06 | 105.565
Option 2 SG | QLD | CQ | Black Coal | 3004 | 3004 | 3004 | 2304 | 2304 | 2304 | 2304 | 2304 | 2304 | 2304 | 2304 | 2304 | 2304 | 2304 | 2304 | 2304 | 2304 | 1939 | 1574 | 1209 | 844 | 844 | 844 | 0
Option 2 SG | QLD | CQ | Coordinated CER | 6.056 | 7.907 | 9.924 | 12.226 | 14.633 | 17.531 | 20.728 | 24.323 | 28.32 | 32.724 | 37.679 | 42.928 | 48.603 | 54.709 | 61.53 | 69.021 | 76.837 | 85.161 | 94.004 | 103.365 | 113.557 | 124.097 | 135.194 | 146.858
Option 2 SG | QLD | CQ | Distributed PV | 733.617 | 768.904 | 804.036 | 841.111 | 874.22 | 896.009 | 917.967 | 939.916 | 959.982 | 978.49 | 998.893 | 1022.132 | 1046.096 | 1070.357 | 1097.463 | 1125.33 | 1149.65 | 1170.351 | 1205.742 | 1242.727 | 1281.189 | 1322.284 | 1368.712 | 1418.528
Option 2 SG | QLD | CQ | OCGT | 37 | 37 | 37 | 37 | 37 | 436.885 | 436.885 | 436.885 | 399.885 | 399.885 | 399.885 | 399.885 | 399.885 | 399.885 | 399.885 | 399.885 | 399.885 | 399.885 | 399.885 | 399.885 | 399.885 | 399.885 | 399.885 | 399.885
Option 2 SG | QLD | CQ | PHES | 0 | 0 | 0 | 0 | 0 | 0 | 0 | 0 | 0 | 0 | 0 | 0 | 0 | 0 | 0 | 0 | 0 | 0 | 0 | 0 | 0 | 0 | 0 | 0
Option 2 SG | QLD | CQ | Solar | 957.16 | 957.16 | 1054.16 | 1054.16 | 1054.16 | 1054.16 | 1054.16 | 1054.16 | 1054.16 | 1054.16 | 1054.16 | 1054.16 | 1054.16 | 1054.16 | 1054.16 | 1054.1601 | 1054.1601 | 1039.1601 | 996.6601 | 1009.3426 | 1009.3426 | 1009.3426 | 663.4934 | 1582.1468
Option 2 SG | QLD | CQ | Wind | 439 | 945.21 | 945.21 | 945.21 | 945.21 | 945.21 | 945.21 | 945.21 | 945.21 | 945.21 | 1030.3073 | 1040.4249 | 1040.4249 | 1040.4249 | 1040.4249 | 1040.4249 | 1040.4249 | 1411.8485 | 1411.8485 | 1824.4268 | 1825.0971 | 1942.7461 | 1942.9345 | 1908.0862
Option 2 SG | QLD | GG | 1h | 0 | 400 | 400 | 400 | 400 | 400 | 400 | 400 | 400 | 400 | 400 | 400 | 400 | 400 | 400 | 400 | 400 | 400 | 400 | 400 | 400 | 400 | 400 | 0
Option 2 SG | QLD | GG | 4h | 0 | 0 | 1.012e-05 | 2.446e-05 | 2.446e-05 | 2.446e-05 | 2.446e-05 | 2.446e-05 | 2.446e-05 | 2.446e-05 | 2.446e-05 | 2.446e-05 | 2.446e-05 | 2.446e-05 | 2.446e-05 | 2.446e-05 | 2.446e-05 | 2.446e-05 | 2.446e-05 | 2.559e-05 | 5.419e-05 | 5.419e-05 | 420.8384 | 420.8384
Option 2 SG | QLD | GG | Black Coal | 1680 | 1680 | 1680 | 0 | 0 | 0 | 0 | 0 | 0 | 0 | 0 | 0 | 0 | 0 | 0 | 0 | 0 | 0 | 0 | 0 | 0 | 0 | 0 | 0
Option 2 SG | QLD | GG | CCGT | 180 | 180 | 180 | 180 | 180 | 180 | 180 | 180 | 180 | 180 | 180 | 180 | 180 | 180 | 180 | 180 | 180 | 180 | 180 | 180 | 180 | 180 | 180 | 180
Option 2 SG | QLD | GG | Coordinated CER | 0.766 | 1.001 | 1.253 | 1.54 | 1.861 | 2.248 | 2.677 | 3.159 | 3.697 | 4.289 | 4.955 | 5.661 | 6.425 | 7.247 | 8.167 | 9.176 | 10.231 | 11.354 | 12.547 | 13.81 | 15.179 | 16.596 | 18.086 | 19.652
Option 2 SG | QLD | GG | Distributed PV | 91.988 | 96.618 | 101.241 | 105.94 | 110.178 | 112.947 | 115.653 | 118.251 | 120.701 | 123.021 | 125.509 | 128.271 | 131.233 | 134.315 | 137.692 | 141.065 | 144.071 | 146.676 | 151.144 | 155.718 | 160.588 | 165.882 | 171.794 | 178.046
Option 2 SG | QLD | GG | OCGT | 0 | 0 | 0 | 0 | 0 | 0 | 0 | 0 | 0 | 0 | 0 | 0 | 0 | 0 | 0 | 0 | 0 | 0 | 0 | 0 | 0 | 0 | 0 | 0
Option 2 SG | QLD | GG | Solar | 387.01 | 387.01 | 387.01 | 387.01 | 387.01 | 387.01 | 387.01 | 387.01 | 387.01 | 387.01 | 387.01 | 387.01 | 387.01 | 387.01 | 387.01 | 387.01 | 387.01 | 387.01 | 387.01 | 387.01 | 387.01 | 387.01 | 387.01 | 387.01
Option 2 SG | QLD | NQ | 2h | 0 | 0 | 150 | 450 | 450 | 450 | 450 | 450 | 450 | 450 | 450 | 450 | 450 | 450 | 450 | 450 | 450 | 450 | 450 | 450 | 450 | 300 | 300 | 0
Option 2 SG | QLD | NQ | 4h | 0 | 0 | 254 | 254 | 254 | 254 | 254 | 254 | 254 | 254 | 254 | 254 | 254 | 254 | 254 | 254 | 254 | 254 | 254 | 254 | 254 | 254 | 104 | 104
Option 2 SG | QLD | NQ | Biomass | 32 | 32 | 32 | 32 | 32 | 32 | 32 | 32 | 32 | 32 | 32 | 32 | 32 | 32 | 32 | 32 | 32 | 32 | 32 | 32 | 32 | 32 | 32 | 32
Option 2 SG | QLD | NQ | CCGT | 244 | 244 | 244 | 244 | 244 | 244 | 244 | 244 | 244 | 244 | 244 | 244 | 244 | 244 | 244 | 244 | 244 | 244 | 244 | 244 | 244 | 0 | 0 | 0
Option 2 SG | QLD | NQ | Coordinated CER | 9.34 | 12.202 | 15.31 | 18.857 | 22.694 | 27.32 | 32.433 | 38.187 | 44.582 | 51.625 | 59.539 | 67.926 | 76.99 | 86.74 | 97.636 | 109.593 | 122.074 | 135.362 | 149.476 | 164.418 | 180.617 | 197.366 | 214.996 | 233.526
Option 2 SG | QLD | NQ | Distributed PV | 1215.849 | 1271.081 | 1326.352 | 1383.855 | 1435.475 | 1469.688 | 1503.834 | 1537.557 | 1568.68 | 1597.656 | 1629.341 | 1665.129 | 1702.465 | 1740.578 | 1782.891 | 1826.012 | 1863.894 | 1896.332 | 1951.758 | 2009.315 | 2069.617 | 2134.42 | 2207.399 | 2285.395
Option 2 SG | QLD | NQ | Hydro | 156.4 | 156.4 | 156.4 | 156.4 | 156.4 | 156.4 | 156.4 | 156.4 | 156.4 | 156.4 | 156.4 | 156.4 | 156.4 | 156.4 | 156.4 | 156.4 | 156.4 | 156.4 | 156.4 | 156.4 | 156.4 | 156.4 | 156.4 | 156.4
Option 2 SG | QLD | NQ | Liquid Fuel | 423.5 | 423.5 | 423.5 | 423.5 | 423.5 | 423.5 | 423.5 | 131.5 | 131.5 | 131.5 | 131.5 | 131.5 | 131.5 | 131.5 | 131.5 | 131.5 | 131.5 | 131.5 | 0 | 0 | 0 | 0 | 0 | 0
Option 2 SG | QLD | NQ | PHES | 250 | 250 | 250 | 250 | 250 | 250 | 250 | 250 | 250 | 250 | 250 | 250 | 250 | 250 | 250 | 250 | 250 | 250 | 250 | 250 | 250 | 250 | 250 | 250
Option 2 SG | QLD | NQ | Solar | 727.63 | 727.6304 | 1327.6304 | 1327.6304 | 1327.6304 | 1327.6304 | 1327.6304 | 1327.6304 | 1327.6304 | 1327.6304 | 1327.6304 | 1374.8368 | 1374.8368 | 1374.8368 | 1374.8368 | 1374.8368 | 1361.0248 | 1284.0923 | 1284.0923 | 1284.0923 | 1269.0923 | 1169.1123 | 1020.1323 | 1020.1323
Option 2 SG | QLD | NQ | Wind | 375.65 | 375.65 | 775.49 | 775.49 | 775.49 | 775.49 | 1251.312 | 1345.49 | 1345.49 | 1421.6357 | 1517.8964 | 1517.8964 | 1899.397 | 1899.397 | 1899.397 | 1899.397 | 2123.7718 | 2904.4152 | 2904.4152 | 3180.1099 | 3136.9099 | 3367.6639 | 3944.877 | 4155.7628
Option 2 SG | QLD | SQ | 1h | 222.02 | 222.02 | 222.02 | 222.02 | 222.02 | 222.02 | 222.02 | 222.02 | 222.02 | 222.02 | 222.02 | 222.02 | 222.02 | 222.02 | 222.02 | 222.02 | 222.02 | 222.02 | 222.02 | 222.02 | 222.02 | 222.02 | 222.02 | 222.02
Option 2 SG | QLD | SQ | 2h | 1809.12 | 1809.12 | 1809.12 | 1809.12 | 1809.12 | 1809.12 | 1809.12 | 1824.72 | 1809.12 | 1824.72 | 1809.12 | 1809.12 | 1709.12 | 1709.12 | 1709.12 | 1709.12 | 1709.12 | 1709.12 | 1509.12 | 959.12 | 959.12 | 959.12 | 704.32 | 719.92
Option 2 SG | QLD | SQ | 4h | 260 | 260 | 260 | 333.563 | 333.563 | 333.563 | 333.563 | 333.563 | 333.563 | 333.563 | 333.563 | 333.563 | 333.563 | 333.563 | 333.563 | 333.563 | 333.563 | 333.563 | 333.563 | 845.3193 | 1399.7687 | 2265.4753 | 2443.3512 | 2963.8785
Option 2 SG | QLD | SQ | 8h | 0 | 0 | 2.1e-06 | 3.14e-06 | 3.14e-06 | 4.15e-06 | 4.15e-06 | 4.15e-06 | 4.15e-06 | 4.15e-06 | 4.15e-06 | 4.15e-06 | 4.15e-06 | 4.15e-06 | 4.15e-06 | 4.15e-06 | 4.15e-06 | 4.15e-06 | 4.15e-06 | 4.15e-06 | 4.15e-06 | 4.15e-06 | 6.14e-06 | 2.268e-05
Option 2 SG | QLD | SQ | Black Coal | 3446 | 3446 | 3446 | 3446 | 3096 | 3096 | 3096 | 3096 | 3096 | 3096 | 2396 | 1596 | 1596 | 1596 | 1596 | 1596 | 852 | 852 | 852 | 852 | 852 | 852 | 852 | 0
Option 2 SG | QLD | SQ | CCGT | 1173.9 | 1173.9 | 1173.9 | 1173.9 | 1173.9 | 1173.9 | 1173.9 | 1173.9 | 1173.9 | 1173.9 | 788.9 | 788.9 | 701.5 | 644.5 | 644.5 | 644.5 | 644.5 | 644.5 | 644.5 | 0 | 0 | 0 | 0 | 0
Option 2 SG | QLD | SQ | Coordinated CER | 45.282 | 59.184 | 74.228 | 91.392 | 112.677 | 138.769 | 168.173 | 201.616 | 239.109 | 280.657 | 327.371 | 377.312 | 431.483 | 489.917 | 555.697 | 627.757 | 703.484 | 784.278 | 870.254 | 961.427 | 1059.449 | 1161.253 | 1268.496 | 1381.321
Option 2 SG | QLD | SQ | Distributed PV | 6001.563 | 6272.307 | 6543.356 | 6822.998 | 7074.893 | 7241.355 | 7406.297 | 7567.537 | 7717.878 | 7859.08 | 8012.447 | 8184.599 | 8366.448 | 8553.714 | 8760.573 | 8969.706 | 9154.648 | 9313.987 | 9586.728 | 9868.2 | 10165.096 | 10485.653 | 10845.148 | 11227.35
Option 2 SG | QLD | SQ | H2 Reciprocating Engine | 0 | 0 | 400 | 400 | 400 | 400 | 400 | 400 | 400 | 400 | 400 | 400 | 400 | 400 | 400 | 400 | 400 | 400 | 400 | 400 | 400 | 400 | 400 | 400
Option 2 SG | QLD | SQ | OCGT | 1509 | 1509 | 1626 | 1626 | 1626 | 1626 | 1626 | 1626 | 1546 | 1546 | 1546 | 1546 | 1546 | 1546 | 1546 | 1546 | 1546 | 1546 | 2334.5485 | 3073.455 | 2509.455 | 2509.455 | 2509.455 | 2448.5262
Option 2 SG | QLD | SQ | PHES | 570 | 570 | 570 | 570 | 570 | 570 | 570 | 570 | 2568 | 2568 | 2568 | 2568 | 2568 | 2568 | 2568 | 2568 | 2568 | 2568 | 2568 | 2568 | 2568 | 2568 | 2568 | 2568
Option 2 SG | QLD | SQ | Solar | 1848.5 | 3103.6878 | 3204.5278 | 3203.9778 | 3203.4078 | 3202.8478 | 3202.2878 | 3201.7878 | 3201.3078 | 3201.3078 | 3091.3078 | 3091.3078 | 3091.3078 | 3091.3078 | 3091.3078 | 4458.2084 | 6642.1426 | 6617.1426 | 6514.1826 | 6807.5932 | 6599.1662 | 7558.3687 | 8191.8189 | 8408.8388
Option 2 SG | QLD | SQ | Wind | 1755 | 1755 | 1755 | 1755 | 1755 | 1755 | 1755 | 1755 | 2175 | 3067.6038 | 3751.401 | 4578.2938 | 4578.2938 | 4578.2938 | 4578.2938 | 4578.2938 | 4578.2938 | 4578.2938 | 4138.3138 | 4138.3138 | 5593.2134 | 5670.6812 | 5670.6812 | 6437.9196
Option 2 SG | SA |  | 2h | 1135.13 | 2711.13 | 2911.13 | 2911.13 | 2881.13 | 2881.13 | 2881.13 | 2881.13 | 2856.13 | 2856.13 | 2856.13 | 2856.13 | 2856.13 | 2856.13 | 2856.13 | 2850.7 | 2844.13 | 2593.43 | 2299.45 | 2287.45 | 2077.45 | 301.45 | 261 | 150
Option 2 SG | SA |  | 4h | 0 | 556 | 556 | 556 | 556 | 556 | 556 | 556 | 556 | 556 | 556 | 556 | 556 | 556 | 556 | 300 | 556 | 556 | 556 | 556 | 556 | 3.331e-05 | 2.298e-05 | 322.7268
Option 2 SG | SA |  | 8h | 0 | 0 | 318.86 | 318.86 | 318.86 | 318.86 | 318.86 | 318.86 | 318.86 | 503.1823 | 503.1823 | 503.1823 | 503.1823 | 503.1823 | 503.1823 | 503.1823 | 503.1823 | 503.1823 | 503.1823 | 503.1823 | 503.1823 | 623.778 | 304.918 | 304.918
Option 2 SG | SA |  | CCGT | 1309 | 1129 | 529 | 529 | 529 | 529 | 529 | 529 | 529 | 529 | 529 | 0 | 0 | 0 | 0 | 0 | 0 | 0 | 0 | 0 | 0 | 0 | 0 | 0
Option 2 SG | SA |  | Coordinated CER | 90.745 | 102.042 | 110.83 | 119.122 | 131.511 | 144.921 | 160.747 | 177.392 | 196.383 | 216.01 | 238.041 | 260.693 | 285.721 | 311.185 | 340.313 | 370.191 | 402.899 | 436.354 | 472.816 | 510.021 | 550.302 | 591.376 | 635.64 | 680.693
Option 2 SG | SA |  | Distributed PV | 3195.208 | 3304.311 | 3417.092 | 3526.526 | 3641.053 | 3693.435 | 3759.313 | 3802.546 | 3860.515 | 3899.389 | 3957.178 | 4001.862 | 4069.4 | 4122.823 | 4197.657 | 4254.462 | 4319.706 | 4359.545 | 4460.04 | 4544.565 | 4654.34 | 4758.135 | 4892.387 | 5014.613
Option 2 SG | SA |  | Liquid Fuel | 413.38 | 276.88 | 276.88 | 276.88 | 276.88 | 276.88 | 276.88 | 276.88 | 276.88 | 276.88 | 276.88 | 276.88 | 276.88 | 276.88 | 276.88 | 276.88 | 276.88 | 276.88 | 276.88 | 276.88 | 122.88 | 122.88 | 122.88 | 122.88
Option 2 SG | SA |  | OCGT | 1175.26 | 1175.26 | 1175.26 | 1175.26 | 1175.26 | 1175.26 | 1175.26 | 1175.26 | 1175.26 | 1095.26 | 1059.36 | 1059.36 | 1059.36 | 1059.36 | 855.6 | 855.6 | 855.6 | 855.6 | 686.521 | 558.121 | 816.4862 | 1428.8377 | 1720.6143 | 1834.6709
Option 2 SG | SA |  | Solar | 588.88 | 1463.68 | 1600.88 | 1600.88 | 1600.88 | 1596.32 | 1596.32 | 1596.32 | 1596.32 | 1596.32 | 1596.32 | 1596.32 | 1596.32 | 1596.32 | 1596.32 | 1533.34 | 1533.34 | 1533.34 | 1314.1 | 1300.99 | 1300.99 | 1223.99 | 1223.99 | 1128.99
Option 2 SG | SA |  | Wind | 2722.04 | 2722.04 | 2747.04 | 3022.04 | 2960.04 | 2869.29 | 2869.29 | 2737.59 | 2737.59 | 2467.41 | 2282.92 | 2282.92 | 2123.92 | 1797.22 | 1758.22 | 1758.22 | 1758.22 | 1561.5382 | 2422.7904 | 2406.66 | 2620.1989 | 2993.1977 | 2792.2177 | 2899.1445
Option 2 SG | SA | CSA | 2h | 1059.68 | 2277.6796 | 2477.6796 | 2477.6796 | 2447.6796 | 2447.6796 | 2447.6796 | 2447.6796 | 2447.6796 | 2447.6796 | 2447.6796 | 2447.6796 | 2447.6796 | 2447.6796 | 2447.6796 | 2441.6996 | 2435.6796 | 2184.9796 | 1890.9996 | 1888.9996 | 1678.9996 | 261 | 261 | 150
Option 2 SG | SA | CSA | 4h | 0 | 306 | 306 | 306 | 306 | 306 | 306 | 306 | 306 | 306 | 306 | 306 | 306 | 306 | 306 | 50 | 306 | 306 | 306 | 306 | 306 | 3.331e-05 | 2.298e-05 | 322.7268
Option 2 SG | SA | CSA | 8h | 0 | 0 | 318.8599 | 318.8599 | 318.8599 | 318.8599 | 318.8599 | 318.8599 | 318.8599 | 318.8599 | 318.8599 | 318.8599 | 318.8599 | 318.8599 | 318.8599 | 318.8599 | 318.8599 | 318.8599 | 318.8599 | 318.8599 | 318.8599 | 318.8599 | 3.82e-06 | 1.283e-05
Option 2 SG | SA | CSA | CCGT | 1309 | 1129 | 529 | 529 | 529 | 529 | 529 | 529 | 529 | 529 | 529 | 0 | 0 | 0 | 0 | 0 | 0 | 0 | 0 | 0 | 0 | 0 | 0 | 0
Option 2 SG | SA | CSA | Coordinated CER | 81.159 | 91.205 | 99.048 | 106.41 | 117.553 | 129.643 | 143.924 | 158.969 | 176.139 | 193.905 | 213.844 | 234.367 | 257.035 | 280.119 | 306.529 | 333.643 | 363.318 | 393.696 | 426.793 | 460.592 | 497.151 | 534.453 | 574.634 | 615.555
Option 2 SG | SA | CSA | Distributed PV | 2891.883 | 2988.852 | 3088.559 | 3185.66 | 3284.861 | 3329.998 | 3385.019 | 3421.977 | 3469.936 | 3503.019 | 3550.859 | 3589.221 | 3645.887 | 3692.16 | 3755.434 | 3804.797 | 3859.494 | 3893.647 | 3980.081 | 4054.44 | 4149.225 | 4240.889 | 4357.628 | 4465.783
Option 2 SG | SA | CSA | Liquid Fuel | 276.88 | 276.88 | 276.88 | 276.88 | 276.88 | 276.88 | 276.88 | 276.88 | 276.88 | 276.88 | 276.88 | 276.88 | 276.88 | 276.88 | 276.88 | 276.88 | 276.88 | 276.88 | 276.88 | 276.88 | 122.88 | 122.88 | 122.88 | 122.88
Option 2 SG | SA | CSA | OCGT | 1095.26 | 1095.26 | 1095.26 | 1095.26 | 1095.26 | 1095.26 | 1095.26 | 1095.26 | 1095.26 | 1095.26 | 1059.36 | 1059.36 | 1059.36 | 1059.36 | 855.6 | 855.6 | 855.6 | 855.6 | 686.521 | 558.121 | 816.4862 | 1428.8377 | 1720.6143 | 1834.6709
Option 2 SG | SA | CSA | Solar | 74.54 | 328.1802 | 465.3802 | 465.3802 | 465.3802 | 460.8202 | 460.8202 | 460.8202 | 460.8202 | 460.8202 | 460.8202 | 460.8202 | 460.8202 | 460.8202 | 460.8202 | 433.9402 | 433.9402 | 433.9402 | 433.9402 | 420.8302 | 420.8302 | 420.8302 | 420.8302 | 420.8302
Option 2 SG | SA | CSA | Wind | 1765.01 | 1765.01 | 1790.01 | 2065.01 | 2065.01 | 2065.01 | 2065.01 | 1933.31 | 1933.31 | 1861.91 | 1677.42 | 1677.42 | 1677.42 | 1350.72 | 1350.72 | 1350.72 | 1350.72 | 1154.0382 | 2015.2904 | 2205.66 | 2205.66 | 2205.66 | 2004.68 | 1917.6166
Option 2 SG | SA | NSA | 2h | 10 | 368.0004 | 368.0004 | 368.0004 | 368.0004 | 368.0004 | 368.0004 | 368.0004 | 368.0004 | 368.0004 | 368.0004 | 368.0004 | 368.0004 | 368.0004 | 368.0004 | 368.0004 | 368.0004 | 368.0004 | 368.0004 | 358.0004 | 358.0004 | 1.173e-05 | 1.173e-05 | 1.173e-05
Option 2 SG | SA | NSA | 8h | 0 | 0 | 6.788e-05 | 6.788e-05 | 6.788e-05 | 6.788e-05 | 6.788e-05 | 6.788e-05 | 6.788e-05 | 184.3223 | 184.3223 | 184.3223 | 184.3223 | 184.3223 | 184.3223 | 184.3223 | 184.3223 | 184.3223 | 184.3223 | 184.3223 | 184.3223 | 304.918 | 304.918 | 304.918
Option 2 SG | SA | NSA | Coordinated CER | 5.045 | 5.708 | 6.202 | 6.692 | 7.34 | 8.023 | 8.819 | 9.639 | 10.573 | 11.523 | 12.591 | 13.674 | 14.875 | 16.082 | 17.46 | 18.857 | 20.39 | 21.941 | 23.638 | 25.351 | 27.222 | 29.112 | 31.16 | 33.226
Option 2 SG | SA | NSA | Distributed PV | 166.132 | 172.577 | 179.548 | 186.093 | 194.603 | 198.64 | 204.936 | 208.471 | 214.328 | 217.606 | 223.42 | 226.954 | 233.221 | 237.16 | 243.761 | 247.834 | 253.913 | 257.091 | 264.924 | 270.338 | 278.619 | 284.998 | 294.517 | 301.839
Option 2 SG | SA | NSA | Liquid Fuel | 73.5 | 0 | 0 | 0 | 0 | 0 | 0 | 0 | 0 | 0 | 0 | 0 | 0 | 0 | 0 | 0 | 0 | 0 | 0 | 0 | 0 | 0 | 0 | 0
Option 2 SG | SA | NSA | Solar | 296.24 | 917.3998 | 917.3998 | 917.3998 | 917.3998 | 917.3998 | 917.3998 | 917.3998 | 917.3998 | 917.3998 | 917.3998 | 917.3998 | 917.3998 | 917.3998 | 917.3998 | 917.3998 | 917.3998 | 917.3998 | 698.1598 | 698.1598 | 698.1598 | 621.1598 | 621.1598 | 621.1598
Option 2 SG | SA | NSA | Wind | 632.53 | 632.53 | 632.53 | 632.53 | 570.53 | 479.78 | 479.78 | 479.78 | 479.78 | 407.5 | 407.5 | 407.5 | 407.5 | 407.5 | 407.5 | 407.5 | 407.5 | 407.5 | 407.5 | 201 | 414.5389 | 550.4988 | 550.4988 | 744.4889
Option 2 SG | SA | SESA | 2h | 65.45 | 65.45 | 65.45 | 65.45 | 65.45 | 65.45 | 65.45 | 65.45 | 40.45 | 40.45 | 40.45 | 40.45 | 40.45 | 40.45 | 40.45 | 41 | 40.45 | 40.45 | 40.45 | 40.45 | 40.45 | 40.45 | 0 | 0
Option 2 SG | SA | SESA | 4h | 0 | 250 | 250 | 250 | 250 | 250 | 250 | 250 | 250 | 250 | 250 | 250 | 250 | 250 | 250 | 250 | 250 | 250 | 250 | 250 | 250 | 0 | 0 | 0
Option 2 SG | SA | SESA | Coordinated CER | 4.541 | 5.129 | 5.58 | 6.02 | 6.618 | 7.255 | 8.004 | 8.784 | 9.671 | 10.582 | 11.606 | 12.652 | 13.811 | 14.984 | 16.324 | 17.691 | 19.191 | 20.717 | 22.385 | 24.078 | 25.929 | 27.811 | 29.846 | 31.912
Option 2 SG | SA | SESA | Distributed PV | 137.193 | 142.882 | 148.985 | 154.773 | 161.589 | 164.797 | 169.358 | 172.098 | 176.251 | 178.764 | 182.899 | 185.687 | 190.292 | 193.503 | 198.462 | 201.831 | 206.299 | 208.807 | 215.035 | 219.787 | 226.496 | 232.248 | 240.242 | 246.991
Option 2 SG | SA | SESA | Liquid Fuel | 63 | 0 | 0 | 0 | 0 | 0 | 0 | 0 | 0 | 0 | 0 | 0 | 0 | 0 | 0 | 0 | 0 | 0 | 0 | 0 | 0 | 0 | 0 | 0
Option 2 SG | SA | SESA | OCGT | 80 | 80 | 80 | 80 | 80 | 80 | 80 | 80 | 80 | 0 | 0 | 0 | 0 | 0 | 0 | 0 | 0 | 0 | 0 | 0 | 0 | 0 | 0 | 0
Option 2 SG | SA | SESA | Solar | 218.1 | 218.1 | 218.1 | 218.1 | 218.1 | 218.1 | 218.1 | 218.1 | 218.1 | 218.1 | 218.1 | 218.1 | 218.1 | 218.1 | 218.1 | 182 | 182 | 182 | 182 | 182 | 182 | 182 | 182 | 87
Option 2 SG | SA | SESA | Wind | 324.5 | 324.5 | 324.5 | 324.5 | 324.5 | 324.5 | 324.5 | 324.5 | 324.5 | 198 | 198 | 198 | 39 | 39 | 0 | 0 | 0 | 0 | 1.96e-06 | 3.82e-06 | 1.741e-05 | 237.0389 | 237.0389 | 237.0389
Option 2 SG | TAS |  | 24h | 0 | 0 | 0 | 0 | 0 | 0 | 0 | 0 | 0 | 0 | 0 | 0 | 0 | 0 | 0 | 0 | 0 | 0 | 0 | 0 | 0 | 0 | 0 | 0
Option 2 SG | TAS |  | 2h | 0 | 1.55e-06 | 1.55e-06 | 1.55e-06 | 1.55e-06 | 1.55e-06 | 1.55e-06 | 1.55e-06 | 1.55e-06 | 1.55e-06 | 1.55e-06 | 1.55e-06 | 1.55e-06 | 1.55e-06 | 1.55e-06 | 1.55e-06 | 1.55e-06 | 1.55e-06 | 1.55e-06 | 1.55e-06 | 1.55e-06 | 2.26e-06 | 2.26e-06 | 2.26e-06
Option 2 SG | TAS |  | 4h | 0 | 1.46e-06 | 1.46e-06 | 1.46e-06 | 1.46e-06 | 1.46e-06 | 1.46e-06 | 1.46e-06 | 1.46e-06 | 1.46e-06 | 1.46e-06 | 1.46e-06 | 1.46e-06 | 1.46e-06 | 1.46e-06 | 1.46e-06 | 1.46e-06 | 1.46e-06 | 1.46e-06 | 1.46e-06 | 1.46e-06 | 7.83e-06 | 7.83e-06 | 7.83e-06
Option 2 SG | TAS |  | 8h | 0 | 0 | 0 | 0 | 0 | 0 | 0 | 0 | 0 | 0 | 0 | 0 | 0 | 0 | 0 | 0 | 0 | 0 | 0 | 0 | 0 | 0 | 0 | 0
Option 2 SG | TAS |  | CCGT | 208 | 208 | 208 | 208 | 208 | 208 | 208 | 208 | 208 | 208 | 208 | 208 | 208 | 208 | 208 | 208 | 208 | 208 | 208 | 208 | 208 | 208 | 208 | 208
Option 2 SG | TAS |  | CST | 0 | 0 | 0 | 0 | 0 | 0 | 0 | 0 | 0 | 0 | 0 | 0 | 0 | 0 | 0 | 0 | 0 | 0 | 0 | 0 | 0 | 0 | 0 | 0
Option 2 SG | TAS |  | Coordinated CER | 5.068 | 6.997 | 9.229 | 11.792 | 13.431 | 15.261 | 17.452 | 19.814 | 22.552 | 25.464 | 28.804 | 32.346 | 36.343 | 40.532 | 46.432 | 52.741 | 59.767 | 67.203 | 75.396 | 84.007 | 93.396 | 103.218 | 113.85 | 124.924
Option 2 SG | TAS |  | Distributed PV | 432.926 | 461.351 | 491.047 | 509.889 | 523.498 | 528.969 | 539.008 | 542.527 | 550.566 | 553.568 | 562.444 | 566.09 | 574.899 | 579.256 | 590.296 | 597.263 | 606.512 | 609.457 | 627.804 | 641.832 | 670.461 | 705.192 | 749.808 | 790.95
Option 2 SG | TAS |  | Hydro | 2176.7 | 2176.7 | 2176.7 | 2176.7 | 2566.7 | 2566.7 | 2566.7 | 2566.7 | 2566.7 | 2566.7 | 2566.7 | 2566.7 | 2566.7 | 2566.7 | 2566.7 | 2566.7 | 2566.7 | 2566.7 | 2566.7 | 2566.7 | 2566.7 | 2566.7 | 2566.7 | 2566.7
Option 2 SG | TAS |  | OCGT | 178 | 178 | 178 | 178 | 178 | 178 | 178 | 178 | 178 | 178 | 178 | 178 | 178 | 178 | 58 | 58 | 58 | 58 | 58 | 58 | 58 | 58 | 58 | 58
Option 2 SG | TAS |  | PHES | 0 | 0 | 0 | 0 | 0 | 0 | 0 | 0 | 0 | 0 | 0 | 0 | 0 | 0 | 0 | 0 | 0 | 0 | 0 | 0 | 0 | 0 | 0 | 0
Option 2 SG | TAS |  | Solar | 0 | 0 | 1037 | 1487 | 1487 | 1487 | 1487 | 1487 | 1487 | 1487 | 1885.8909 | 1889.8071 | 1889.8071 | 1889.8071 | 1889.8071 | 1889.8071 | 1889.8071 | 1889.8071 | 1889.8071 | 1889.8071 | 1889.8071 | 1889.8071 | 1889.8071 | 1889.8071
Option 2 SG | TAS |  | Wind | 561.6 | 582.4 | 582.4 | 582.4 | 582.4 | 582.4 | 582.4 | 972.7526 | 1348.1171 | 1670.3607 | 1971.855 | 1989.7918 | 1989.7918 | 1989.7918 | 1989.7918 | 1989.7918 | 1989.7918 | 1989.7918 | 1845.7918 | 1845.7918 | 1845.7918 | 1845.7918 | 1845.7918 | 1845.7918
Option 2 SG | TAS | TAS | 24h | 0 | 0 | 0 | 0 | 0 | 0 | 0 | 0 | 0 | 0 | 0 | 0 | 0 | 0 | 0 | 0 | 0 | 0 | 0 | 0 | 0 | 0 | 0 | 0
Option 2 SG | TAS | TAS | 2h | 0 | 1.55e-06 | 1.55e-06 | 1.55e-06 | 1.55e-06 | 1.55e-06 | 1.55e-06 | 1.55e-06 | 1.55e-06 | 1.55e-06 | 1.55e-06 | 1.55e-06 | 1.55e-06 | 1.55e-06 | 1.55e-06 | 1.55e-06 | 1.55e-06 | 1.55e-06 | 1.55e-06 | 1.55e-06 | 1.55e-06 | 2.26e-06 | 2.26e-06 | 2.26e-06
Option 2 SG | TAS | TAS | 4h | 0 | 1.46e-06 | 1.46e-06 | 1.46e-06 | 1.46e-06 | 1.46e-06 | 1.46e-06 | 1.46e-06 | 1.46e-06 | 1.46e-06 | 1.46e-06 | 1.46e-06 | 1.46e-06 | 1.46e-06 | 1.46e-06 | 1.46e-06 | 1.46e-06 | 1.46e-06 | 1.46e-06 | 1.46e-06 | 1.46e-06 | 7.83e-06 | 7.83e-06 | 7.83e-06
Option 2 SG | TAS | TAS | 8h | 0 | 0 | 0 | 0 | 0 | 0 | 0 | 0 | 0 | 0 | 0 | 0 | 0 | 0 | 0 | 0 | 0 | 0 | 0 | 0 | 0 | 0 | 0 | 0
Option 2 SG | TAS | TAS | CCGT | 208 | 208 | 208 | 208 | 208 | 208 | 208 | 208 | 208 | 208 | 208 | 208 | 208 | 208 | 208 | 208 | 208 | 208 | 208 | 208 | 208 | 208 | 208 | 208
Option 2 SG | TAS | TAS | CST | 0 | 0 | 0 | 0 | 0 | 0 | 0 | 0 | 0 | 0 | 0 | 0 | 0 | 0 | 0 | 0 | 0 | 0 | 0 | 0 | 0 | 0 | 0 | 0
Option 2 SG | TAS | TAS | Coordinated CER | 5.068 | 6.997 | 9.229 | 11.792 | 13.431 | 15.261 | 17.452 | 19.814 | 22.552 | 25.464 | 28.804 | 32.346 | 36.343 | 40.532 | 46.432 | 52.741 | 59.767 | 67.203 | 75.396 | 84.007 | 93.396 | 103.218 | 113.85 | 124.924
Option 2 SG | TAS | TAS | Distributed PV | 432.926 | 461.351 | 491.047 | 509.889 | 523.498 | 528.969 | 539.008 | 542.527 | 550.566 | 553.568 | 562.444 | 566.09 | 574.899 | 579.256 | 590.296 | 597.263 | 606.512 | 609.457 | 627.804 | 641.832 | 670.461 | 705.192 | 749.808 | 790.95
Option 2 SG | TAS | TAS | Hydro | 2176.7 | 2176.7 | 2176.7 | 2176.7 | 2566.7 | 2566.7 | 2566.7 | 2566.7 | 2566.7 | 2566.7 | 2566.7 | 2566.7 | 2566.7 | 2566.7 | 2566.7 | 2566.7 | 2566.7 | 2566.7 | 2566.7 | 2566.7 | 2566.7 | 2566.7 | 2566.7 | 2566.7
Option 2 SG | TAS | TAS | OCGT | 178 | 178 | 178 | 178 | 178 | 178 | 178 | 178 | 178 | 178 | 178 | 178 | 178 | 178 | 58 | 58 | 58 | 58 | 58 | 58 | 58 | 58 | 58 | 58
Option 2 SG | TAS | TAS | PHES | 0 | 0 | 0 | 0 | 0 | 0 | 0 | 0 | 0 | 0 | 0 | 0 | 0 | 0 | 0 | 0 | 0 | 0 | 0 | 0 | 0 | 0 | 0 | 0
Option 2 SG | TAS | TAS | Solar | 0 | 0 | 1037 | 1487 | 1487 | 1487 | 1487 | 1487 | 1487 | 1487 | 1885.8909 | 1889.8071 | 1889.8071 | 1889.8071 | 1889.8071 | 1889.8071 | 1889.8071 | 1889.8071 | 1889.8071 | 1889.8071 | 1889.8071 | 1889.8071 | 1889.8071 | 1889.8071
Option 2 SG | TAS | TAS | Wind | 561.6 | 582.4 | 582.4 | 582.4 | 582.4 | 582.4 | 582.4 | 972.7526 | 1348.1171 | 1670.3607 | 1971.855 | 1989.7918 | 1989.7918 | 1989.7918 | 1989.7918 | 1989.7918 | 1989.7918 | 1989.7918 | 1845.7918 | 1845.7918 | 1845.7918 | 1845.7918 | 1845.7918 | 1845.7918
Option 2 SG | VIC |  | 1h | 0 | 3.17 | 3.17 | 3.17 | 3.17 | 3.17 | 3.17 | 3.17 | 135.913 | 135.913 | 135.913 | 135.913 | 135.913 | 135.913 | 135.913 | 135.913 | 135.913 | 135.913 | 135.913 | 135.913 | 135.913 | 135.913 | 135.913 | 135.913
Option 2 SG | VIC |  | 2h | 1954.07 | 3443.57 | 3607.59 | 3597.99 | 3597.99 | 3597.99 | 3751.33 | 3803.46 | 3803.46 | 3803.46 | 3803.46 | 3803.46 | 3798.46 | 3798.46 | 3798.46 | 3498.46 | 3498.46 | 3348.46 | 3151.1 | 3048.46 | 2558.46 | 1784.44 | 1787.08 | 1767.08
Option 2 SG | VIC |  | 4h | 0 | 1570 | 1985.79 | 1985.79 | 1985.79 | 1985.79 | 2000.22 | 1985.79 | 1985.79 | 1985.79 | 1985.79 | 1985.79 | 1985.79 | 1985.79 | 1985.79 | 1985.79 | 1985.79 | 1985.79 | 2001.84 | 1985.79 | 1985.79 | 264.59 | 220.03 | 220.03
Option 2 SG | VIC |  | 8h | 0 | 0 | 5.32e-06 | 5.32e-06 | 5.32e-06 | 5.32e-06 | 5.32e-06 | 5.32e-06 | 5.32e-06 | 5.32e-06 | 5.32e-06 | 5.32e-06 | 5.32e-06 | 5.32e-06 | 5.32e-06 | 5.32e-06 | 5.32e-06 | 5.32e-06 | 5.32e-06 | 5.32e-06 | 5.32e-06 | 1.425e-05 | 8.92e-06 | 8.92e-06
Option 2 SG | VIC |  | Brown Coal | 4820 | 4820 | 3370 | 2210 | 2210 | 2210 | 2210 | 2210 | 0 | 0 | 0 | 0 | 0 | 0 | 0 | 0 | 0 | 0 | 0 | 0 | 0 | 0 | 0 | 0
Option 2 SG | VIC |  | CCGT | 500 | 500 | 500 | 500 | 500 | 500 | 500 | 500 | 500 | 500 | 500 | 500 | 500 | 500 | 0 | 0 | 0 | 0 | 0 | 0 | 0 | 0 | 0 | 0
Option 2 SG | VIC |  | Coordinated CER | 67.99 | 91.478 | 118.183 | 148.382 | 181.229 | 219.401 | 265.232 | 316.109 | 374.837 | 438.431 | 510.444 | 587.509 | 673.312 | 763.939 | 867.052 | 975.54 | 1094.122 | 1218.104 | 1352.714 | 1492.725 | 1643.792 | 1800.43 | 1968.601 | 2142.381
Option 2 SG | VIC |  | Distributed PV | 6610.463 | 7091.936 | 7571.062 | 8053.051 | 8455.579 | 8692.591 | 8912.813 | 9128.761 | 9312.026 | 9488.674 | 9684.486 | 9915.035 | 10147.261 | 10404.067 | 10694.943 | 11012.878 | 11257.317 | 11458.407 | 11902.342 | 12376.603 | 12883.052 | 13465.868 | 14119.76 | 14829.35
Option 2 SG | VIC |  | Hydro | 2267.02 | 2267.02 | 2267.02 | 2267.02 | 2267.02 | 2267.02 | 2267.02 | 2267.02 | 2267.02 | 2267.02 | 2267.02 | 2267.02 | 2267.02 | 2267.02 | 2267.02 | 2267.02 | 2267.02 | 2267.02 | 2267.02 | 2267.02 | 2267.02 | 2267.02 | 2267.02 | 2267.02
Option 2 SG | VIC |  | OCGT | 1900 | 1900 | 1900 | 1900 | 1900 | 1900 | 1900 | 1730 | 1730 | 1730 | 1730 | 1730 | 1730 | 1290 | 1459.0145 | 2339.8961 | 2245.8961 | 2245.8961 | 2245.8961 | 2245.8961 | 3324.5989 | 3468.5511 | 3468.5511 | 4227.5363
Option 2 SG | VIC |  | Offshore Wind | 0 | 0 | 0 | 0 | 0 | 2000 | 2667 | 3333 | 4000 | 5000 | 6000 | 7000 | 8000 | 9000 | 9000 | 9000 | 9000 | 9000 | 9000 | 9000 | 9000 | 9000 | 9000 | 9000
Option 2 SG | VIC |  | Solar | 1559.56 | 3325.76 | 3894.83 | 3894.83 | 3894.83 | 3894.83 | 3894.83 | 3894.83 | 3894.83 | 3894.83 | 3894.83 | 3894.83 | 3894.83 | 3894.83 | 3894.83 | 3894.83 | 3894.83 | 3894.83 | 3794.86 | 3767.69 | 3767.69 | 3767.69 | 3627.66 | 3251.73
Option 2 SG | VIC |  | Wind | 5270.28 | 5990.85 | 7912.85 | 9490.85 | 10038.35 | 10008.35 | 10008.35 | 10008.35 | 9816.35 | 9816.35 | 9816.35 | 9753.34 | 9333.34 | 9333.34 | 9075.04 | 9075.04 | 9024.49 | 8707.29 | 8322.62 | 7475.62 | 7475.62 | 7053.93 | 7053.93 | 6575.2156
Option 2 SG | VIC | MEL | 1h | 0 | 3.11e-06 | 4.21e-06 | 5.39e-06 | 5.39e-06 | 5.39e-06 | 5.39e-06 | 5.39e-06 | 132.743 | 132.743 | 132.743 | 132.743 | 132.743 | 132.743 | 132.743 | 132.743 | 132.743 | 132.743 | 132.743 | 132.743 | 132.743 | 132.743 | 132.743 | 132.743
Option 2 SG | VIC | MEL | 2h | 1090 | 1205 | 1205 | 1205 | 1205 | 1205 | 1455 | 1455 | 1455 | 1455 | 1455 | 1455 | 1455 | 1455 | 1455 | 1155 | 1155 | 1155 | 955 | 955 | 715 | 600 | 600 | 600
Option 2 SG | VIC | MEL | 4h | 0 | 1220 | 1220 | 1220 | 1220 | 1220 | 1220 | 1220 | 1220 | 1220 | 1220 | 1220 | 1220 | 1220 | 1220 | 1220 | 1220 | 1220 | 1220 | 1220 | 1220 | 1.774e-05 | 8.03e-06 | 8.03e-06
Option 2 SG | VIC | MEL | 8h | 0 | 0 | 2.75e-06 | 2.75e-06 | 2.75e-06 | 2.75e-06 | 2.75e-06 | 2.75e-06 | 2.75e-06 | 2.75e-06 | 2.75e-06 | 2.75e-06 | 2.75e-06 | 2.75e-06 | 2.75e-06 | 2.75e-06 | 2.75e-06 | 2.75e-06 | 2.75e-06 | 2.75e-06 | 2.75e-06 | 7.17e-06 | 4.42e-06 | 4.42e-06
Option 2 SG | VIC | MEL | CCGT | 500 | 500 | 500 | 500 | 500 | 500 | 500 | 500 | 500 | 500 | 500 | 500 | 500 | 500 | 0 | 0 | 0 | 0 | 0 | 0 | 0 | 0 | 0 | 0
Option 2 SG | VIC | MEL | Coordinated CER | 49.357 | 66.434 | 85.853 | 107.835 | 133.037 | 162.577 | 198.132 | 237.791 | 283.594 | 333.352 | 389.672 | 450.101 | 517.333 | 588.506 | 669.478 | 754.854 | 848.097 | 945.769 | 1051.72 | 1162.128 | 1280.97 | 1404.375 | 1536.752 | 1673.772
Option 2 SG | VIC | MEL | Distributed PV | 4561.927 | 4910.831 | 5259.171 | 5606.156 | 5901.529 | 6070.268 | 6226.439 | 6374.798 | 6506.247 | 6630.701 | 6769.354 | 6928.829 | 7096.727 | 7280.724 | 7490.191 | 7715.191 | 7892.885 | 8036.341 | 8360.504 | 8702.852 | 9076.956 | 9506.39 | 9989.638 | 10510.335
Option 2 SG | VIC | MEL | OCGT | 482 | 482 | 482 | 482 | 482 | 482 | 482 | 312 | 312 | 312 | 312 | 312 | 312 | 312 | 481.0145 | 1361.8961 | 1361.8961 | 1361.8961 | 1361.8961 | 1361.8961 | 2440.5989 | 3168.5511 | 3168.5511 | 3927.5363
Option 2 SG | VIC | MEL | Solar | 0 | 0 | 0 | 0 | 0 | 0 | 0 | 0 | 0 | 0 | 0 | 0 | 0 | 0 | 0 | 0 | 0 | 0 | 0 | 0 | 0 | 0 | 0 | 4.17e-06
Option 2 SG | VIC | SEV | 2h | 255 | 416.44 | 416.44 | 416.44 | 416.44 | 416.44 | 419.08 | 416.44 | 416.44 | 416.44 | 416.44 | 416.44 | 411.44 | 411.44 | 411.44 | 411.44 | 411.44 | 261.44 | 264.08 | 161.44 | 161.44 | 61.44 | 64.08 | 64.08
Option 2 SG | VIC | SEV | 4h | 0 | 350 | 350 | 350 | 350 | 350 | 350 | 350 | 350 | 350 | 350 | 350 | 350 | 350 | 350 | 350 | 350 | 350 | 350 | 350 | 350 | 0 | 0 | 0
Option 2 SG | VIC | SEV | 8h | 0 | 0 | 2.57e-06 | 2.57e-06 | 2.57e-06 | 2.57e-06 | 2.57e-06 | 2.57e-06 | 2.57e-06 | 2.57e-06 | 2.57e-06 | 2.57e-06 | 2.57e-06 | 2.57e-06 | 2.57e-06 | 2.57e-06 | 2.57e-06 | 2.57e-06 | 2.57e-06 | 2.57e-06 | 2.57e-06 | 7.08e-06 | 4.5e-06 | 4.5e-06
Option 2 SG | VIC | SEV | Brown Coal | 4820 | 4820 | 3370 | 2210 | 2210 | 2210 | 2210 | 2210 | 0 | 0 | 0 | 0 | 0 | 0 | 0 | 0 | 0 | 0 | 0 | 0 | 0 | 0 | 0 | 0
Option 2 SG | VIC | SEV | Coordinated CER | 4.789 | 6.437 | 8.309 | 10.421 | 12.377 | 14.579 | 17.197 | 20.049 | 23.333 | 26.843 | 30.824 | 35.039 | 39.745 | 44.67 | 50.274 | 56.118 | 62.526 | 69.175 | 76.419 | 83.895 | 92.037 | 100.429 | 109.469 | 118.746
Option 2 SG | VIC | SEV | Distributed PV | 429.21 | 463.105 | 496.752 | 531.08 | 558.722 | 575.892 | 591.975 | 608.59 | 621.684 | 634.706 | 649.01 | 666.529 | 682.854 | 701.203 | 721.788 | 744.998 | 761.98 | 776.44 | 806.994 | 840.335 | 874.363 | 913.686 | 957.499 | 1005.673
Option 2 SG | VIC | SEV | OCGT | 834 | 834 | 834 | 834 | 834 | 834 | 834 | 834 | 834 | 834 | 834 | 834 | 834 | 394 | 394 | 394 | 300 | 300 | 300 | 300 | 300 | 300 | 300 | 300
Option 2 SG | VIC | SEV | Offshore Wind | 0 | 0 | 0 | 0 | 0 | 1480.6704 | 1957.9593 | 2623.9593 | 3290.9593 | 4290.9593 | 5220 | 6220 | 7220 | 8220 | 8220 | 8220 | 8220 | 8220 | 8220 | 8220 | 8220 | 8220 | 8220 | 8220
Option 2 SG | VIC | SEV | Solar | 0 | 404.5667 | 404.5667 | 404.5667 | 404.5667 | 404.5667 | 404.5667 | 404.5667 | 404.5667 | 404.5667 | 404.5667 | 404.5667 | 404.5667 | 404.5667 | 404.5667 | 404.5667 | 404.5667 | 404.5667 | 404.5667 | 404.5667 | 404.5667 | 404.5667 | 404.5667 | 404.5667
Option 2 SG | VIC | SEV | Wind | 106.6 | 106.6 | 106.6 | 106.6 | 106.6 | 106.6 | 106.6 | 106.6 | 106.6 | 106.6 | 106.6 | 106.6 | 106.6 | 106.6 | 3.238e-05 | 3.238e-05 | 3.238e-05 | 3.238e-05 | 3.238e-05 | 3.238e-05 | 3.238e-05 | 3.238e-05 | 3.238e-05 | 3.238e-05
Option 2 SG | VIC | WNV | 1h | 0 | 3.17 | 3.17 | 3.17 | 3.17 | 3.17 | 3.17 | 3.17 | 3.17 | 3.17 | 3.17 | 3.17 | 3.17 | 3.17 | 3.17 | 3.17 | 3.17 | 3.17 | 3.17 | 3.17 | 3.17 | 3.17 | 3.17 | 3.17
Option 2 SG | VIC | WNV | 2h | 609.07 | 1822.13 | 1986.15 | 1976.55 | 1976.55 | 1976.55 | 1877.25 | 1932.02 | 1932.02 | 1932.02 | 1932.02 | 1932.02 | 1932.02 | 1932.02 | 1932.02 | 1932.02 | 1932.02 | 1932.02 | 1932.02 | 1932.02 | 1682.02 | 1123 | 1123 | 1103
Option 2 SG | VIC | WNV | 4h | 0 | 0 | 415.79 | 415.79 | 415.79 | 415.79 | 430.22 | 415.79 | 415.79 | 415.79 | 415.79 | 415.79 | 415.79 | 415.79 | 415.79 | 415.79 | 415.79 | 415.79 | 431.84 | 415.79 | 415.79 | 264.59 | 220.03 | 220.03
Option 2 SG | VIC | WNV | Coordinated CER | 13.844 | 18.607 | 24.021 | 30.126 | 35.815 | 42.245 | 49.903 | 58.269 | 67.91 | 78.236 | 89.948 | 102.369 | 116.234 | 130.763 | 147.3 | 164.568 | 183.499 | 203.16 | 224.575 | 246.702 | 270.785 | 295.626 | 322.38 | 349.863
Option 2 SG | VIC | WNV | Distributed PV | 1619.326 | 1718 | 1815.139 | 1915.815 | 1995.328 | 2046.431 | 2094.399 | 2145.373 | 2184.095 | 2223.267 | 2266.122 | 2319.677 | 2367.68 | 2422.14 | 2482.964 | 2552.689 | 2602.452 | 2645.626 | 2734.844 | 2833.416 | 2931.733 | 3045.792 | 3172.623 | 3313.342
Option 2 SG | VIC | WNV | Hydro | 2267.02 | 2267.02 | 2267.02 | 2267.02 | 2267.02 | 2267.02 | 2267.02 | 2267.02 | 2267.02 | 2267.02 | 2267.02 | 2267.02 | 2267.02 | 2267.02 | 2267.02 | 2267.02 | 2267.02 | 2267.02 | 2267.02 | 2267.02 | 2267.02 | 2267.02 | 2267.02 | 2267.02
Option 2 SG | VIC | WNV | OCGT | 584 | 584 | 584 | 584 | 584 | 584 | 584 | 584 | 584 | 584 | 584 | 584 | 584 | 584 | 584 | 584 | 584 | 584 | 584 | 584 | 584 | 0 | 0 | 0
Option 2 SG | VIC | WNV | Offshore Wind | 0 | 0 | 0 | 0 | 0 | 519.3296 | 709.0407 | 709.0407 | 709.0407 | 709.0407 | 780 | 780 | 780 | 780 | 780 | 780 | 780 | 780 | 780 | 780 | 780 | 780 | 780 | 780
Option 2 SG | VIC | WNV | Solar | 1559.56 | 2921.1933 | 3490.2633 | 3490.2633 | 3490.2633 | 3490.2633 | 3490.2633 | 3490.2633 | 3490.2633 | 3490.2633 | 3490.2633 | 3490.2633 | 3490.2633 | 3490.2633 | 3490.2633 | 3490.2633 | 3490.2633 | 3490.2633 | 3390.2933 | 3363.1233 | 3363.1233 | 3363.1233 | 3223.0933 | 2847.1633
Option 2 SG | VIC | WNV | Wind | 5163.68 | 5884.25 | 7806.25 | 9384.25 | 9931.75 | 9901.75 | 9901.75 | 9901.75 | 9709.75 | 9709.75 | 9709.75 | 9646.74 | 9226.74 | 9226.74 | 9075.04 | 9075.04 | 9024.49 | 8707.29 | 8322.62 | 7475.62 | 7475.62 | 7053.93 | 7053.93 | 6575.2155
Option 2D SG | NEM |  | 12h | 0 | 0 | 0 | 810 | 810 | 810 | 810 | 810 | 810 | 810 | 810 | 810 | 810 | 810 | 810 | 810 | 810 | 810 | 810 | 810 | 810 | 810 | 810 | 810
Option 2D SG | NEM |  | 1h | 472.02 | 875.19 | 875.19 | 875.19 | 875.19 | 875.19 | 875.19 | 875.19 | 1007.933 | 1007.933 | 1007.933 | 1007.933 | 1007.933 | 1007.933 | 1007.933 | 1007.933 | 1007.933 | 957.933 | 957.933 | 957.933 | 957.933 | 957.933 | 957.933 | 557.933
Option 2D SG | NEM |  | 24h | 0 | 0 | 0 | 0 | 0 | 0 | 0 | 0 | 0 | 0 | 0 | 0 | 0 | 0 | 0 | 0 | 0 | 0 | 1.76e-06 | 1.76e-06 | 1.76e-06 | 1.76e-06 | 1.76e-06 | 1.76e-06
Option 2D SG | NEM |  | 2h | 5850.97 | 9418.4701 | 9932.4901 | 10222.8901 | 10889.0201 | 10889.0201 | 11042.3601 | 11104.3801 | 11059.4901 | 11075.0901 | 11009.4901 | 11009.4901 | 10904.4901 | 10904.4901 | 10843.8001 | 10534.0801 | 10481.5101 | 10085.1001 | 9389.4701 | 8704.8301 | 8009.1202 | 5057.1003 | 4664.5003 | 4249.1005
Option 2D SG | NEM |  | 4h | 1893.63 | 5327.67 | 7902.44 | 9223.4399 | 9223.4399 | 9423.4399 | 9437.8699 | 9464.6599 | 9423.4399 | 9423.4399 | 9423.4399 | 9423.4399 | 9423.4399 | 9423.4399 | 9464.6599 | 9167.4399 | 9423.4399 | 9494.7143 | 9469.5443 | 9605.8584 | 9422.6654 | 6879.5636 | 5338.6898 | 4994.4239
Option 2D SG | NEM |  | 8h | 325 | 599.84 | 1317.86 | 1708.86 | 1708.86 | 1708.86 | 1708.86 | 2500.11 | 2500.11 | 2684.4323 | 2684.4323 | 2684.4323 | 2684.4323 | 2684.4323 | 2684.4323 | 2684.4323 | 2684.4323 | 2684.4323 | 2684.4323 | 2684.4323 | 2359.4324 | 2192.4642 | 1674.4443 | 2863.0214
Option 2D SG | NEM |  | Biomass | 32 | 32 | 32 | 32 | 32 | 32 | 32 | 32 | 32 | 32 | 32 | 32 | 32 | 32 | 32 | 32 | 32 | 32 | 32 | 32 | 32 | 32 | 32 | 32
Option 2D SG | NEM |  | Black Coal | 16435 | 16435 | 16435 | 8460 | 6790 | 6790 | 6790 | 6790 | 6790 | 6790 | 6090 | 5290 | 5290 | 5290 | 3900 | 3900 | 3156 | 2791 | 2426 | 2061 | 1696 | 1696 | 1696 | 0
Option 2D SG | NEM |  | Brown Coal | 4820 | 4820 | 3370 | 2210 | 2210 | 2210 | 2210 | 2210 | 0 | 0 | 0 | 0 | 0 | 0 | 0 | 0 | 0 | 0 | 0 | 0 | 0 | 0 | 0 | 0
Option 2D SG | NEM |  | CCGT | 4334.9 | 4154.9 | 3554.9 | 3554.9 | 3554.9 | 3554.9 | 3554.9 | 3554.9 | 3554.9 | 3554.9 | 3169.9 | 2640.9 | 2553.5 | 2496.5 | 1996.5 | 1996.5 | 1996.5 | 1596.5 | 1596.5 | 952 | 952 | 708 | 708 | 708
Option 2D SG | NEM |  | CST | 0 | 0 | 0 | 0 | 0 | 0 | 0 | 0 | 0 | 0 | 0 | 0 | 0 | 0 | 0 | 0 | 0 | 0 | 0 | 0 | 0 | 0 | 0 | 0
Option 2D SG | NEM |  | Coordinated CER | 368.926 | 455.222 | 545.002 | 643.627 | 753.193 | 881.983 | 1031.63 | 1199.074 | 1388.415 | 1595.514 | 1828.119 | 2078.5 | 2353.438 | 2647.026 | 2977.721 | 3331.235 | 3711.023 | 4112.145 | 4542.875 | 4995.371 | 5480.715 | 5986.496 | 6523.855 | 7084.489
Option 2D SG | NEM |  | DSP | 6000 | 6000 | 6000 | 6000 | 6000 | 6000 | 6000 | 6000 | 6000 | 6000 | 6000 | 6000 | 6000 | 6000 | 6000 | 6000 | 6000 | 6000 | 6000 | 6000 | 6000 | 6000 | 6000 | 6000
Option 2D SG | NEM |  | Distributed PV | 27730.228 | 29235.746 | 30729.996 | 32073.307 | 33183.16 | 33909.64 | 34619.592 | 35293.179 | 35902.682 | 36472.441 | 37110.737 | 37823.433 | 38552.216 | 39315.757 | 40228.356 | 41187.631 | 41960.155 | 42594.999 | 43951.243 | 45390.204 | 46946.265 | 48688.588 | 50675.821 | 52799.865
Option 2D SG | NEM |  | H2 Reciprocating Engine | 0 | 0 | 400 | 400 | 400 | 400 | 400 | 400 | 400 | 400 | 400 | 400 | 400 | 400 | 400 | 400 | 400 | 400 | 400 | 400 | 400 | 400 | 400 | 400
Option 2D SG | NEM |  | Hydro | 6885.12 | 6885.12 | 6885.12 | 6885.12 | 7275.12 | 7275.12 | 7275.12 | 7275.12 | 7275.12 | 7275.12 | 7275.12 | 7275.12 | 7275.12 | 7275.12 | 7275.12 | 7275.12 | 7275.12 | 7275.12 | 7275.12 | 7275.12 | 7275.12 | 7275.12 | 7275.12 | 7275.12
Option 2D SG | NEM |  | Liquid Fuel | 836.88 | 700.38 | 700.38 | 700.38 | 700.38 | 700.38 | 700.38 | 408.38 | 408.38 | 408.38 | 408.38 | 408.38 | 408.38 | 408.38 | 408.38 | 408.38 | 408.38 | 408.38 | 276.88 | 276.88 | 122.88 | 122.88 | 122.88 | 122.88
Option 2D SG | NEM |  | OCGT | 7111.76 | 7111.76 | 7228.76 | 7228.76 | 7228.76 | 7628.645 | 7628.645 | 7458.645 | 7341.645 | 7261.645 | 7204.945 | 7204.945 | 7484.508 | 7044.508 | 7200.268 | 8068.6128 | 8648.4255 | 8648.4255 | 9219.6993 | 9755.1664 | 10652.9078 | 11246.326 | 12052.7664 | 12947.8857
Option 2D SG | NEM |  | Offshore Wind | 0 | 0 | 0 | 0 | 0 | 2000 | 2667 | 3333 | 4000 | 5000 | 6000 | 7000 | 8000 | 9000 | 9000 | 9000 | 9000 | 9000 | 9000 | 9000 | 9000 | 9000 | 9000 | 9000
Option 2D SG | NEM |  | PHES | 1067 | 1067 | 3267 | 3267 | 3267 | 3267 | 3267 | 3267 | 5265 | 5265 | 5265 | 5265 | 5265 | 5265 | 5265 | 5265 | 5265 | 5265 | 5265 | 5265 | 5265 | 5265 | 5265 | 5265
Option 2D SG | NEM |  | Solar | 11310.15 | 19566.8472 | 22460.3572 | 30183.2055 | 30531.7355 | 30701.6155 | 30701.0555 | 30700.5555 | 30700.0755 | 30700.0755 | 30987.2356 | 30947.3203 | 30947.3203 | 30947.3203 | 31051.5203 | 32726.5028 | 35358.7583 | 35016.5427 | 34551.8727 | 34632.2677 | 34528.8938 | 35153.498 | 35126.3879 | 35292.5977
Option 2D SG | NEM |  | Wind | 13903.11 | 15421.17 | 18182.01 | 20822.01 | 22351.51 | 22815.4 | 23075.8954 | 23648.8498 | 24005.9746 | 24582.8276 | 26516.8872 | 27774.5855 | 27556.4128 | 27229.7128 | 28033.3276 | 29042.183 | 30209.3745 | 30564.7953 | 31039.4276 | 30906.8738 | 33970.001 | 35702.1276 | 36129.5172 | 37461.3329
Option 2D SG | NSW |  | 12h | 0 | 0 | 0 | 810 | 810 | 810 | 810 | 810 | 810 | 810 | 810 | 810 | 810 | 810 | 810 | 810 | 810 | 810 | 810 | 810 | 810 | 810 | 810 | 810
Option 2D SG | NSW |  | 1h | 250 | 250 | 250 | 250 | 250 | 250 | 250 | 250 | 250 | 250 | 250 | 250 | 250 | 250 | 250 | 250 | 250 | 200 | 200 | 200 | 200 | 200 | 200 | 200
Option 2D SG | NSW |  | 2h | 722.65 | 1224.65 | 1224.65 | 1224.6501 | 1924.7801 | 1924.7801 | 1924.7801 | 1919.0701 | 1914.7801 | 1914.7801 | 1864.7801 | 1864.7801 | 1864.7801 | 1864.7801 | 1804.0901 | 1799.8001 | 1799.8001 | 1804.0901 | 1799.8001 | 1779.8001 | 1784.0901 | 1532.0901 | 1432.1002 | 1432.1004
Option 2D SG | NSW |  | 4h | 1333.63 | 2641.67 | 4546.6499 | 5794.0727 | 5794.0727 | 5994.0727 | 5994.0727 | 6035.2927 | 5994.0727 | 5994.0727 | 5994.0727 | 5994.0727 | 5994.0727 | 5994.0727 | 6035.2927 | 5994.0727 | 5994.0727 | 6035.2927 | 5994.0727 | 5534.0727 | 5075.2927 | 4007.2527 | 2061.0528 | 831.4672
Option 2D SG | NSW |  | 8h | 325 | 599.84 | 999 | 1390 | 1390 | 1390 | 1390 | 2181.25 | 2181.25 | 2181.25 | 2181.25 | 2181.25 | 2181.25 | 2181.25 | 2181.25 | 2181.25 | 2181.25 | 2181.25 | 2181.25 | 2181.25 | 1856.25 | 1581.41 | 1382.2501 | 2491.7798
Option 2D SG | NSW |  | Black Coal | 8305 | 8305 | 8305 | 2710 | 1390 | 1390 | 1390 | 1390 | 1390 | 1390 | 1390 | 1390 | 1390 | 1390 | 0 | 0 | 0 | 0 | 0 | 0 | 0 | 0 | 0 | 0
Option 2D SG | NSW |  | CCGT | 720 | 720 | 720 | 720 | 720 | 720 | 720 | 720 | 720 | 720 | 720 | 720 | 720 | 720 | 720 | 720 | 720 | 320 | 320 | 320 | 320 | 320 | 320 | 320
Option 2D SG | NSW |  | CST | 0 | 0 | 0 | 0 | 0 | 0 | 0 | 0 | 0 | 0 | 0 | 0 | 0 | 0 | 0 | 0 | 0 | 0 | 0 | 0 | 0 | 0 | 0 | 0
Option 2D SG | NSW |  | Coordinated CER | 143.679 | 174.411 | 206.045 | 240.316 | 275.157 | 316.532 | 364.188 | 418.474 | 478.935 | 546.314 | 621.286 | 704.125 | 794.561 | 892.757 | 1000.894 | 1117.216 | 1241.609 | 1374.329 | 1515.668 | 1665.598 | 1824.423 | 1992.16 | 2168.992 | 2355.134
Option 2D SG | NSW |  | DSP | 6000 | 6000 | 6000 | 6000 | 6000 | 6000 | 6000 | 6000 | 6000 | 6000 | 6000 | 6000 | 6000 | 6000 | 6000 | 6000 | 6000 | 6000 | 6000 | 6000 | 6000 | 6000 | 6000 | 6000
Option 2D SG | NSW |  | Distributed PV | 9448.614 | 9969.238 | 10475.81 | 10829.937 | 11068.264 | 11274.646 | 11464.707 | 11656.084 | 11812.334 | 11972.563 | 12140.439 | 12340.315 | 12514.414 | 12710.647 | 12966.841 | 13260.915 | 13464.357 | 13640.244 | 14065.685 | 14551.244 | 15061.922 | 15651.154 | 16320.813 | 17055.633
Option 2D SG | NSW |  | Hydro | 2285 | 2285 | 2285 | 2285 | 2285 | 2285 | 2285 | 2285 | 2285 | 2285 | 2285 | 2285 | 2285 | 2285 | 2285 | 2285 | 2285 | 2285 | 2285 | 2285 | 2285 | 2285 | 2285 | 2285
Option 2D SG | NSW |  | OCGT | 2312.5 | 2312.5 | 2312.5 | 2312.5 | 2312.5 | 2312.5 | 2312.5 | 2312.5 | 2312.5 | 2312.5 | 2291.7 | 2291.7 | 2571.263 | 2571.263 | 2783.6713 | 2842.1067 | 3515.9193 | 3515.9193 | 3531.9437 | 3531.9437 | 3531.9437 | 3531.9437 | 4022.4739 | 4022.4739
Option 2D SG | NSW |  | Offshore Wind | 0 | 0 | 0 | 0 | 0 | 0 | 0 | 0 | 0 | 0 | 0 | 0 | 0 | 0 | 0 | 0 | 0 | 0 | 0 | 0 | 0 | 0 | 0 | 0
Option 2D SG | NSW |  | PHES | 247 | 247 | 2447 | 2447 | 2447 | 2447 | 2447 | 2447 | 2447 | 2447 | 2447 | 2447 | 2447 | 2447 | 2447 | 2447 | 2447 | 2447 | 2447 | 2447 | 2447 | 2447 | 2447 | 2447
Option 2D SG | NSW |  | Solar | 5241.41 | 9608.5917 | 9960.9917 | 17234.39 | 17583.49 | 17758.49 | 17758.49 | 17758.49 | 17758.49 | 17758.49 | 17758.49 | 17758.49 | 17758.49 | 17758.49 | 17862.69 | 18044.7632 | 18762.4113 | 18539.3813 | 18539.3813 | 18503.3713 | 18362.3713 | 18329.9713 | 18283.2714 | 17759.2914
Option 2D SG | NSW |  | Wind | 2779.54 | 3050.02 | 3464.02 | 4251.02 | 5295.02 | 5879.66 | 5879.66 | 5879.66 | 5879.66 | 5879.66 | 6482.2506 | 6864.3122 | 6820.0068 | 6820.0068 | 7920.9216 | 8929.777 | 9781.4488 | 9315.8262 | 10101.7997 | 10179.2522 | 11704.8948 | 12575.6974 | 12596.7203 | 13314.985
Option 2D SG | NSW | CNSW | 12h | 0 | 0 | 0 | 810 | 810 | 810 | 810 | 810 | 810 | 810 | 810 | 810 | 810 | 810 | 810 | 810 | 810 | 810 | 810 | 810 | 810 | 810 | 810 | 810
Option 2D SG | NSW | CNSW | 2h | 192.02 | 244.02 | 244.02 | 244.02 | 244.02 | 244.02 | 244.02 | 244.02 | 244.02 | 244.02 | 244.02 | 244.02 | 244.02 | 244.02 | 244.02 | 244.02 | 244.02 | 244.02 | 244.02 | 224.02 | 224.02 | 172.02 | 172.02 | 172.02
Option 2D SG | NSW | CNSW | 4h | 873.63 | 873.63 | 873.63 | 873.63 | 873.63 | 873.63 | 873.63 | 914.85 | 873.63 | 873.63 | 873.63 | 873.63 | 873.63 | 873.63 | 914.85 | 873.63 | 873.63 | 914.85 | 873.63 | 873.63 | 414.85 | 414.85 | 373.63 | 373.63
Option 2D SG | NSW | CNSW | 8h | 0 | 49.84 | 49.84 | 49.84 | 49.84 | 49.84 | 49.84 | 49.84 | 49.84 | 49.84 | 49.84 | 49.84 | 49.84 | 49.84 | 49.84 | 49.84 | 49.84 | 49.84 | 49.84 | 49.84 | 49.84 | 2.195e-05 | 4.05e-05 | 224.9351
Option 2D SG | NSW | CNSW | Black Coal | 4105 | 4105 | 4105 | 1390 | 1390 | 1390 | 1390 | 1390 | 1390 | 1390 | 1390 | 1390 | 1390 | 1390 | 0 | 0 | 0 | 0 | 0 | 0 | 0 | 0 | 0 | 0
Option 2D SG | NSW | CNSW | CST | 0 | 0 | 0 | 0 | 0 | 0 | 0 | 0 | 0 | 0 | 0 | 0 | 0 | 0 | 0 | 0 | 0 | 0 | 0 | 0 | 0 | 0 | 0 | 0
Option 2D SG | NSW | CNSW | Coordinated CER | 14.7 | 17.828 | 21.039 | 24.505 | 27.415 | 30.774 | 34.557 | 38.802 | 43.463 | 48.616 | 54.326 | 60.609 | 67.438 | 74.828 | 82.926 | 91.621 | 100.892 | 110.763 | 121.258 | 132.368 | 144.188 | 156.654 | 169.776 | 183.563
Option 2D SG | NSW | CNSW | Distributed PV | 990.158 | 1042.722 | 1094.096 | 1131.521 | 1156.118 | 1177.782 | 1197.882 | 1219.179 | 1235.557 | 1252.534 | 1270.345 | 1292.402 | 1310.485 | 1330.964 | 1357.381 | 1388.571 | 1409.394 | 1427.636 | 1470.533 | 1520.207 | 1570.716 | 1628.915 | 1694.748 | 1767.733
Option 2D SG | NSW | CNSW | OCGT | 0 | 0 | 0 | 0 | 0 | 0 | 0 | 0 | 0 | 0 | 0 | 0 | 0 | 0 | 0 | 58.4354 | 58.4354 | 58.4354 | 58.4354 | 58.4354 | 58.4354 | 58.4354 | 257.2408 | 257.2408
Option 2D SG | NSW | CNSW | PHES | 247 | 247 | 247 | 247 | 247 | 247 | 247 | 247 | 247 | 247 | 247 | 247 | 247 | 247 | 247 | 247 | 247 | 247 | 247 | 247 | 247 | 247 | 247 | 247
Option 2D SG | NSW | CNSW | Solar | 2127.38 | 3590.34 | 3590.34 | 10467.4839 | 10817.4839 | 10992.4839 | 10992.4839 | 10992.4839 | 10992.4839 | 10992.4839 | 10992.4839 | 10992.4839 | 10992.4839 | 10992.4839 | 10992.4839 | 10992.4839 | 11106.4052 | 11106.4052 | 11106.4052 | 11070.3953 | 11070.3953 | 11070.3953 | 11023.6953 | 10832.0554
Option 2D SG | NSW | CNSW | Wind | 498.03 | 498.03 | 912.03 | 1699.03 | 2533.03 | 2533.03 | 2533.03 | 2533.03 | 2533.03 | 2533.03 | 2836.1804 | 2836.1804 | 2923.355 | 2923.355 | 4278.1498 | 5228.4981 | 5352.4981 | 5445.8854 | 5916.6739 | 6208.717 | 7708.19 | 8055.3087 | 8058.999 | 8644.4048
Option 2D SG | NSW | NNSW | 1h | 200 | 200 | 200 | 200 | 200 | 200 | 200 | 200 | 200 | 200 | 200 | 200 | 200 | 200 | 200 | 200 | 200 | 200 | 200 | 200 | 200 | 200 | 200 | 200
Option 2D SG | NSW | NNSW | 2h | 0 | 450 | 450 | 450 | 450 | 450 | 450 | 450 | 450 | 450 | 450 | 450 | 450 | 450 | 450 | 450 | 450 | 450 | 450 | 450 | 450 | 250 | 250 | 250
Option 2D SG | NSW | NNSW | 8h | 275 | 400 | 400 | 400 | 400 | 400 | 400 | 400 | 400 | 400 | 400 | 400 | 400 | 400 | 400 | 400 | 400 | 400 | 400 | 400 | 125 | 2.06e-05 | 1.798e-05 | 6.03e-05
Option 2D SG | NSW | NNSW | CST | 0 | 0 | 0 | 0 | 0 | 0 | 0 | 0 | 0 | 0 | 0 | 0 | 0 | 0 | 0 | 0 | 0 | 0 | 0 | 0 | 0 | 0 | 0 | 0
Option 2D SG | NSW | NNSW | Coordinated CER | 19.099 | 23.096 | 27.172 | 31.558 | 35.336 | 39.722 | 44.687 | 50.285 | 56.461 | 63.311 | 70.919 | 79.311 | 88.453 | 98.364 | 109.247 | 120.942 | 133.43 | 146.744 | 160.908 | 175.907 | 191.881 | 208.732 | 226.469 | 245.103
Option 2D SG | NSW | NNSW | Distributed PV | 1348.459 | 1416.146 | 1481.344 | 1527.924 | 1558.775 | 1585.816 | 1610.841 | 1636.908 | 1657.389 | 1678.543 | 1700.752 | 1727.894 | 1750.675 | 1776.432 | 1809.75 | 1848.628 | 1874.941 | 1897.844 | 1952.244 | 2014.615 | 2078.516 | 2151.809 | 2234.373 | 2325.082
Option 2D SG | NSW | NNSW | PHES | 0 | 0 | 0 | 0 | 0 | 0 | 0 | 0 | 0 | 0 | 0 | 0 | 0 | 0 | 0 | 0 | 0 | 0 | 2.11e-06 | 2.11e-06 | 2.11e-06 | 2.11e-06 | 2.11e-06 | 2.11e-06
Option 2D SG | NSW | NNSW | Solar | 701.02 | 1070.38 | 1390.38 | 1421.6131 | 1421.6131 | 1421.6131 | 1421.6131 | 1421.6131 | 1421.6131 | 1421.6131 | 1421.6131 | 1421.6131 | 1421.6131 | 1421.6131 | 1421.6131 | 1421.6131 | 1421.6131 | 1401.6131 | 1401.6131 | 1401.6131 | 1345.6131 | 1345.6131 | 1345.6131 | 1345.6131
Option 2D SG | NSW | NNSW | Wind | 442.48 | 442.48 | 442.48 | 442.48 | 652.48 | 652.48 | 652.48 | 652.48 | 652.48 | 652.48 | 998.4202 | 1380.4818 | 1208.0018 | 1208.0018 | 1208.0018 | 1314.809 | 2042.4807 | 1772.4807 | 1772.4808 | 1772.4808 | 2010 | 2533.6838 | 2934.4754 | 3058.8775
Option 2D SG | NSW | SNSW | 1h | 50 | 50 | 50 | 50 | 50 | 50 | 50 | 50 | 50 | 50 | 50 | 50 | 50 | 50 | 50 | 50 | 50 | 0 | 0 | 0 | 0 | 0 | 0 | 0
Option 2D SG | NSW | SNSW | 2h | 265.6 | 265.6 | 265.6 | 265.6 | 265.6 | 265.6 | 265.6 | 259.89 | 255.6 | 255.6 | 255.6 | 255.6 | 255.6 | 255.6 | 259.89 | 255.6 | 255.6 | 259.89 | 255.6 | 255.6 | 259.89 | 259.89 | 159.9 | 159.9
Option 2D SG | NSW | SNSW | 4h | 0 | 0 | 0 | 0 | 0 | 200 | 200 | 200 | 200 | 200 | 200 | 200 | 200 | 200 | 200 | 200 | 200 | 200 | 200 | 200 | 200 | 200 | 200 | 200
Option 2D SG | NSW | SNSW | 8h | 50 | 150 | 350 | 350 | 350 | 350 | 350 | 350 | 350 | 350 | 350 | 350 | 350 | 350 | 350 | 350 | 350 | 350 | 350 | 350 | 300 | 200 | 200 | 200
Option 2D SG | NSW | SNSW | CST | 0 | 0 | 0 | 0 | 0 | 0 | 0 | 0 | 0 | 0 | 0 | 0 | 0 | 0 | 0 | 0 | 0 | 0 | 0 | 0 | 0 | 0 | 0 | 0
Option 2D SG | NSW | SNSW | Coordinated CER | 22.749 | 27.6 | 32.583 | 37.97 | 43.218 | 49.386 | 56.419 | 64.359 | 73.123 | 82.809 | 93.51 | 105.244 | 117.959 | 131.665 | 146.623 | 162.596 | 179.553 | 197.533 | 216.575 | 236.664 | 257.906 | 280.241 | 303.688 | 328.264
Option 2D SG | NSW | SNSW | Distributed PV | 1582.857 | 1664.451 | 1744.207 | 1801.428 | 1839.335 | 1872.503 | 1903.188 | 1935.128 | 1960.198 | 1986.084 | 2013.223 | 2046.377 | 2074.125 | 2105.492 | 2146.117 | 2193.605 | 2225.696 | 2253.631 | 2320.113 | 2396.634 | 2475.353 | 2566.069 | 2668.818 | 2782.263
Option 2D SG | NSW | SNSW | Hydro | 2285 | 2285 | 2285 | 2285 | 2285 | 2285 | 2285 | 2285 | 2285 | 2285 | 2285 | 2285 | 2285 | 2285 | 2285 | 2285 | 2285 | 2285 | 2285 | 2285 | 2285 | 2285 | 2285 | 2285
Option 2D SG | NSW | SNSW | OCGT | 692 | 692 | 692 | 692 | 692 | 692 | 692 | 692 | 692 | 692 | 692 | 692 | 692 | 692 | 692 | 692 | 692 | 692 | 0 | 0 | 0 | 0 | 0 | 0
Option 2D SG | NSW | SNSW | PHES | 0 | 0 | 2200 | 2200 | 2200 | 2200 | 2200 | 2200 | 2200 | 2200 | 2200 | 2200 | 2200 | 2200 | 2200 | 2200 | 2200 | 2200 | 2200 | 2200 | 2200 | 2200 | 2200 | 2200
Option 2D SG | NSW | SNSW | Solar | 2413.01 | 4947.8717 | 4980.2717 | 5345.2929 | 5344.3929 | 5344.3929 | 5344.3929 | 5344.3929 | 5344.3929 | 5344.3929 | 5344.3929 | 5344.3929 | 5344.3929 | 5344.3929 | 5344.3929 | 5344.3929 | 5344.3929 | 5141.3629 | 5141.3629 | 5141.3629 | 5056.3629 | 5023.9629 | 5023.963 | 4691.623
Option 2D SG | NSW | SNSW | Wind | 1839.03 | 2109.51 | 2109.51 | 2109.51 | 2109.51 | 2694.15 | 2694.15 | 2694.15 | 2694.15 | 2694.15 | 2647.65 | 2647.65 | 2617.65 | 2617.65 | 2363.77 | 2315.47 | 2315.47 | 2026.46 | 2341.645 | 2127.0544 | 1915.7047 | 1915.7049 | 1532.2459 | 1540.7027
Option 2D SG | NSW | SNW | 1h | 2.58e-06 | 2.58e-06 | 2.58e-06 | 3.61e-06 | 3.61e-06 | 3.61e-06 | 3.61e-06 | 3.61e-06 | 3.61e-06 | 3.61e-06 | 3.61e-06 | 3.61e-06 | 3.61e-06 | 3.61e-06 | 3.61e-06 | 3.61e-06 | 3.61e-06 | 3.61e-06 | 1.152e-05 | 1.258e-05 | 1.437e-05 | 1.562e-05 | 1.91e-05 | 2.741e-05
Option 2D SG | NSW | SNW | 2h | 265.03 | 265.03 | 265.03 | 265.03 | 965.16 | 965.16 | 965.16 | 965.16 | 965.16 | 965.16 | 915.16 | 915.16 | 915.16 | 915.16 | 850.18 | 850.18 | 850.18 | 850.18 | 850.1801 | 850.1801 | 850.1801 | 850.1801 | 850.1801 | 850.1803
Option 2D SG | NSW | SNW | 4h | 460 | 1768.04 | 3673.0199 | 4920.4427 | 4920.4427 | 4920.4427 | 4920.4427 | 4920.4427 | 4920.4427 | 4920.4427 | 4920.4427 | 4920.4427 | 4920.4427 | 4920.4427 | 4920.4427 | 4920.4427 | 4920.4427 | 4920.4427 | 4920.4427 | 4460.4427 | 4460.4427 | 3392.4027 | 1487.4228 | 257.8372
Option 2D SG | NSW | SNW | 8h | 1.04e-06 | 4.8e-06 | 199.16 | 590.16 | 590.16 | 590.16 | 590.16 | 1381.41 | 1381.41 | 1381.41 | 1381.41 | 1381.41 | 1381.41 | 1381.41 | 1381.41 | 1381.41 | 1381.41 | 1381.41 | 1381.41 | 1381.41 | 1381.41 | 1381.4099 | 1182.25 | 2066.8446
Option 2D SG | NSW | SNW | Black Coal | 4200 | 4200 | 4200 | 1320 | 0 | 0 | 0 | 0 | 0 | 0 | 0 | 0 | 0 | 0 | 0 | 0 | 0 | 0 | 0 | 0 | 0 | 0 | 0 | 0
Option 2D SG | NSW | SNW | CCGT | 720 | 720 | 720 | 720 | 720 | 720 | 720 | 720 | 720 | 720 | 720 | 720 | 720 | 720 | 720 | 720 | 720 | 320 | 320 | 320 | 320 | 320 | 320 | 320
Option 2D SG | NSW | SNW | Coordinated CER | 87.131 | 105.887 | 125.251 | 146.283 | 169.188 | 196.65 | 228.525 | 265.028 | 305.888 | 351.578 | 402.531 | 458.961 | 520.711 | 587.9 | 662.098 | 742.057 | 827.734 | 919.289 | 1016.927 | 1120.659 | 1230.448 | 1346.533 | 1469.059 | 1598.204
Option 2D SG | NSW | SNW | DSP | 6000 | 6000 | 6000 | 6000 | 6000 | 6000 | 6000 | 6000 | 6000 | 6000 | 6000 | 6000 | 6000 | 6000 | 6000 | 6000 | 6000 | 6000 | 6000 | 6000 | 6000 | 6000 | 6000 | 6000
Option 2D SG | NSW | SNW | Distributed PV | 5527.14 | 5845.919 | 6156.163 | 6369.064 | 6514.036 | 6638.545 | 6752.796 | 6864.869 | 6959.19 | 7055.402 | 7156.119 | 7273.642 | 7379.129 | 7497.759 | 7653.593 | 7830.111 | 7954.326 | 8061.133 | 8322.795 | 8619.788 | 8937.337 | 9304.361 | 9722.874 | 10180.555
Option 2D SG | NSW | SNW | OCGT | 1620.5 | 1620.5 | 1620.5 | 1620.5 | 1620.5 | 1620.5 | 1620.5 | 1620.5 | 1620.5 | 1620.5 | 1599.7 | 1599.7 | 1879.263 | 1879.263 | 2091.6713 | 2091.6713 | 2765.4839 | 2765.4839 | 3473.5083 | 3473.5083 | 3473.5083 | 3473.5083 | 3765.2331 | 3765.2331
Option 2D SG | NSW | SNW | Offshore Wind | 0 | 0 | 0 | 0 | 0 | 0 | 0 | 0 | 0 | 0 | 0 | 0 | 0 | 0 | 0 | 0 | 0 | 0 | 0 | 0 | 0 | 0 | 0 | 0
Option 2D SG | NSW | SNW | Solar | 0 | 0 | 0 | 0 | 0 | 0 | 0 | 0 | 0 | 0 | 0 | 3.99e-06 | 1.111e-05 | 1.779e-05 | 104.2 | 286.2732 | 890 | 890 | 890 | 890 | 890 | 890 | 890 | 890
Option 2D SG | NSW | SNW | Wind | 0 | 0 | 0 | 0 | 0 | 0 | 0 | 0 | 0 | 0 | 0 | 0 | 71 | 71 | 71 | 71 | 71 | 71 | 71 | 71 | 71 | 71 | 71 | 71
Option 2D SG | QLD |  | 1h | 222.02 | 622.02 | 622.02 | 622.02 | 622.02 | 622.02 | 622.02 | 622.02 | 622.02 | 622.02 | 622.02 | 622.02 | 622.02 | 622.02 | 622.02 | 622.02 | 622.02 | 622.02 | 622.02 | 622.02 | 622.02 | 622.02 | 622.02 | 222.02
Option 2D SG | QLD |  | 2h | 2039.12 | 2039.12 | 2189.12 | 2489.12 | 2485.12 | 2485.12 | 2485.12 | 2500.72 | 2485.12 | 2500.72 | 2485.12 | 2485.12 | 2385.12 | 2385.12 | 2385.12 | 2385.12 | 2339.12 | 2339.12 | 2139.12 | 1589.12 | 1589.12 | 1439.12 | 1184.32 | 899.92
Option 2D SG | QLD |  | 4h | 560 | 560 | 814 | 887.5773 | 887.5773 | 887.5773 | 887.5773 | 887.5773 | 887.5773 | 887.5773 | 887.5773 | 887.5773 | 887.5773 | 887.5773 | 887.5773 | 887.5773 | 887.5773 | 917.6316 | 917.6317 | 1529.9957 | 1805.5827 | 2607.7206 | 3057.6068 | 3521.3817
Option 2D SG | QLD |  | 8h | 0 | 0 | 4.79e-06 | 7.6e-06 | 7.6e-06 | 7.6e-06 | 7.6e-06 | 7.6e-06 | 7.6e-06 | 7.6e-06 | 7.6e-06 | 7.6e-06 | 7.6e-06 | 7.6e-06 | 7.6e-06 | 7.6e-06 | 7.6e-06 | 9.04e-06 | 2.999e-05 | 3.55e-05 | 4.201e-05 | 4.666e-05 | 6.086e-05 | 79.0475
Option 2D SG | QLD |  | Biomass | 32 | 32 | 32 | 32 | 32 | 32 | 32 | 32 | 32 | 32 | 32 | 32 | 32 | 32 | 32 | 32 | 32 | 32 | 32 | 32 | 32 | 32 | 32 | 32
Option 2D SG | QLD |  | Black Coal | 8130 | 8130 | 8130 | 5750 | 5400 | 5400 | 5400 | 5400 | 5400 | 5400 | 4700 | 3900 | 3900 | 3900 | 3900 | 3900 | 3156 | 2791 | 2426 | 2061 | 1696 | 1696 | 1696 | 0
Option 2D SG | QLD |  | CCGT | 1597.9 | 1597.9 | 1597.9 | 1597.9 | 1597.9 | 1597.9 | 1597.9 | 1597.9 | 1597.9 | 1597.9 | 1212.9 | 1212.9 | 1125.5 | 1068.5 | 1068.5 | 1068.5 | 1068.5 | 1068.5 | 1068.5 | 424 | 424 | 180 | 180 | 180
Option 2D SG | QLD |  | Coordinated CER | 61.444 | 80.294 | 100.715 | 124.015 | 151.865 | 185.868 | 224.011 | 267.285 | 315.708 | 369.295 | 429.544 | 493.827 | 563.501 | 638.613 | 723.03 | 815.547 | 912.626 | 1016.155 | 1126.281 | 1243.02 | 1368.802 | 1499.312 | 1636.772 | 1781.357
Option 2D SG | QLD |  | Distributed PV | 8043.017 | 8408.91 | 8774.985 | 9153.904 | 9494.766 | 9719.999 | 9943.751 | 10163.261 | 10367.241 | 10558.247 | 10766.19 | 11000.131 | 11246.242 | 11498.964 | 11778.619 | 12062.113 | 12312.263 | 12527.346 | 12895.372 | 13275.96 | 13676.49 | 14108.239 | 14593.053 | 15109.319
Option 2D SG | QLD |  | H2 Reciprocating Engine | 0 | 0 | 400 | 400 | 400 | 400 | 400 | 400 | 400 | 400 | 400 | 400 | 400 | 400 | 400 | 400 | 400 | 400 | 400 | 400 | 400 | 400 | 400 | 400
Option 2D SG | QLD |  | Hydro | 156.4 | 156.4 | 156.4 | 156.4 | 156.4 | 156.4 | 156.4 | 156.4 | 156.4 | 156.4 | 156.4 | 156.4 | 156.4 | 156.4 | 156.4 | 156.4 | 156.4 | 156.4 | 156.4 | 156.4 | 156.4 | 156.4 | 156.4 | 156.4
Option 2D SG | QLD |  | Liquid Fuel | 423.5 | 423.5 | 423.5 | 423.5 | 423.5 | 423.5 | 423.5 | 131.5 | 131.5 | 131.5 | 131.5 | 131.5 | 131.5 | 131.5 | 131.5 | 131.5 | 131.5 | 131.5 | 0 | 0 | 0 | 0 | 0 | 0
Option 2D SG | QLD |  | OCGT | 1546 | 1546 | 1663 | 1663 | 1663 | 2062.885 | 2062.885 | 2062.885 | 1945.885 | 1945.885 | 1945.885 | 1945.885 | 1945.885 | 1945.885 | 1945.885 | 1945.885 | 1945.885 | 1945.885 | 2734.4334 | 3398.3005 | 2834.3005 | 2834.3005 | 2834.3005 | 2867.016
Option 2D SG | QLD |  | PHES | 820 | 820 | 820 | 820 | 820 | 820 | 820 | 820 | 2818 | 2818 | 2818 | 2818 | 2818 | 2818 | 2818 | 2818 | 2818 | 2818 | 2818 | 2818 | 2818 | 2818 | 2818 | 2818
Option 2D SG | QLD |  | Solar | 3920.3 | 5168.8155 | 5966.6555 | 5966.1055 | 5965.5355 | 5964.9755 | 5964.4155 | 5963.9155 | 5963.4355 | 5963.4355 | 5853.4355 | 5807.7293 | 5807.7293 | 5807.7293 | 5807.7293 | 7363.6186 | 9278.226 | 9159.0404 | 9013.5804 | 9170.2654 | 9207.8914 | 9941.8956 | 10101.5154 | 11262.6352
Option 2D SG | QLD |  | Wind | 2569.65 | 3075.86 | 3475.7 | 3475.7 | 3475.7 | 3475.7 | 3736.1953 | 3900.6234 | 4267.1645 | 4835.278 | 6007.1695 | 6871.2689 | 7276.4016 | 7276.4016 | 7276.4016 | 7276.4016 | 7642.4713 | 8781.2906 | 8341.3106 | 8903.5858 | 10233.0142 | 10901.7588 | 11474.6091 | 12418.1564
Option 2D SG | QLD | CQ | 2h | 230 | 230 | 230 | 230 | 226 | 226 | 226 | 226 | 226 | 226 | 226 | 226 | 226 | 226 | 226 | 226 | 180 | 180 | 180 | 180 | 180 | 180 | 180 | 180
Option 2D SG | QLD | CQ | 4h | 300 | 300 | 300 | 300 | 300 | 300 | 300 | 300 | 300 | 300 | 300 | 300 | 300 | 300 | 300 | 300 | 300 | 300 | 300 | 300 | 0 | 0 | 0 | 0
Option 2D SG | QLD | CQ | 8h | 0 | 0 | 2.15e-06 | 3.28e-06 | 3.28e-06 | 3.28e-06 | 3.28e-06 | 3.28e-06 | 3.28e-06 | 3.28e-06 | 3.28e-06 | 3.28e-06 | 3.28e-06 | 3.28e-06 | 3.28e-06 | 3.28e-06 | 3.28e-06 | 3.28e-06 | 1.276e-05 | 1.55e-05 | 1.819e-05 | 1.819e-05 | 2.479e-05 | 79.0474
Option 2D SG | QLD | CQ | Black Coal | 3004 | 3004 | 3004 | 2304 | 2304 | 2304 | 2304 | 2304 | 2304 | 2304 | 2304 | 2304 | 2304 | 2304 | 2304 | 2304 | 2304 | 1939 | 1574 | 1209 | 844 | 844 | 844 | 0
Option 2D SG | QLD | CQ | Coordinated CER | 6.056 | 7.907 | 9.924 | 12.226 | 14.633 | 17.531 | 20.728 | 24.323 | 28.32 | 32.724 | 37.679 | 42.928 | 48.603 | 54.709 | 61.53 | 69.021 | 76.837 | 85.161 | 94.004 | 103.365 | 113.557 | 124.097 | 135.194 | 146.858
Option 2D SG | QLD | CQ | Distributed PV | 733.617 | 768.904 | 804.036 | 841.111 | 874.22 | 896.009 | 917.967 | 939.916 | 959.982 | 978.49 | 998.893 | 1022.132 | 1046.096 | 1070.357 | 1097.463 | 1125.33 | 1149.65 | 1170.351 | 1205.742 | 1242.727 | 1281.189 | 1322.284 | 1368.712 | 1418.528
Option 2D SG | QLD | CQ | OCGT | 37 | 37 | 37 | 37 | 37 | 436.885 | 436.885 | 436.885 | 399.885 | 399.885 | 399.885 | 399.885 | 399.885 | 399.885 | 399.885 | 399.885 | 399.885 | 399.885 | 399.885 | 399.885 | 399.885 | 399.885 | 399.885 | 399.885
Option 2D SG | QLD | CQ | PHES | 0 | 0 | 0 | 0 | 0 | 0 | 0 | 0 | 0 | 0 | 0 | 0 | 0 | 0 | 0 | 0 | 0 | 0 | 2.04e-06 | 2.04e-06 | 2.04e-06 | 2.04e-06 | 2.04e-06 | 2.04e-06
Option 2D SG | QLD | CQ | Solar | 957.16 | 957.16 | 1054.16 | 1054.16 | 1054.16 | 1054.16 | 1054.16 | 1054.16 | 1054.16 | 1054.16 | 1054.16 | 1054.16 | 1054.16 | 1054.16 | 1054.16 | 1054.1601 | 1054.1601 | 1039.1601 | 996.6601 | 1006.1376 | 1006.1377 | 1006.1377 | 658.2383 | 1457.9911
Option 2D SG | QLD | CQ | Wind | 439 | 945.21 | 945.21 | 945.21 | 945.21 | 945.21 | 945.21 | 945.21 | 945.21 | 945.21 | 984.1871 | 1039.6595 | 1039.6595 | 1039.6595 | 1039.6595 | 1039.6595 | 1039.6595 | 1516.1113 | 1516.1113 | 1810.9452 | 1811.7439 | 1942.8014 | 1943.1952 | 1907.4618
Option 2D SG | QLD | GG | 1h | 0 | 400 | 400 | 400 | 400 | 400 | 400 | 400 | 400 | 400 | 400 | 400 | 400 | 400 | 400 | 400 | 400 | 400 | 400 | 400 | 400 | 400 | 400 | 0
Option 2D SG | QLD | GG | 4h | 0 | 0 | 1.314e-05 | 3.141e-05 | 3.141e-05 | 3.141e-05 | 3.141e-05 | 3.141e-05 | 3.141e-05 | 3.141e-05 | 3.141e-05 | 3.141e-05 | 3.141e-05 | 3.141e-05 | 3.141e-05 | 3.141e-05 | 3.141e-05 | 3.308e-05 | 8.1e-05 | 9.523e-05 | 0.0002789 | 0.00028019 | 415.2831 | 415.2831
Option 2D SG | QLD | GG | Black Coal | 1680 | 1680 | 1680 | 0 | 0 | 0 | 0 | 0 | 0 | 0 | 0 | 0 | 0 | 0 | 0 | 0 | 0 | 0 | 0 | 0 | 0 | 0 | 0 | 0
Option 2D SG | QLD | GG | CCGT | 180 | 180 | 180 | 180 | 180 | 180 | 180 | 180 | 180 | 180 | 180 | 180 | 180 | 180 | 180 | 180 | 180 | 180 | 180 | 180 | 180 | 180 | 180 | 180
Option 2D SG | QLD | GG | Coordinated CER | 0.766 | 1.001 | 1.253 | 1.54 | 1.861 | 2.248 | 2.677 | 3.159 | 3.697 | 4.289 | 4.955 | 5.661 | 6.425 | 7.247 | 8.167 | 9.176 | 10.231 | 11.354 | 12.547 | 13.81 | 15.179 | 16.596 | 18.086 | 19.652
Option 2D SG | QLD | GG | Distributed PV | 91.988 | 96.618 | 101.241 | 105.94 | 110.178 | 112.947 | 115.653 | 118.251 | 120.701 | 123.021 | 125.509 | 128.271 | 131.233 | 134.315 | 137.692 | 141.065 | 144.071 | 146.676 | 151.144 | 155.718 | 160.588 | 165.882 | 171.794 | 178.046
Option 2D SG | QLD | GG | OCGT | 0 | 0 | 0 | 0 | 0 | 0 | 0 | 0 | 0 | 0 | 0 | 0 | 0 | 0 | 0 | 0 | 0 | 0 | 0 | 0 | 0 | 0 | 0 | 0
Option 2D SG | QLD | GG | Solar | 387.01 | 387.01 | 387.01 | 387.01 | 387.01 | 387.01 | 387.01 | 387.01 | 387.01 | 387.01 | 387.01 | 387.01 | 387.01 | 387.01 | 387.01 | 387.01 | 387.01 | 387.01 | 387.01 | 387.01 | 387.01 | 387.01 | 387.01 | 387.01
Option 2D SG | QLD | NQ | 2h | 0 | 0 | 150 | 450 | 450 | 450 | 450 | 450 | 450 | 450 | 450 | 450 | 450 | 450 | 450 | 450 | 450 | 450 | 450 | 450 | 450 | 300 | 300 | 0
Option 2D SG | QLD | NQ | 4h | 0 | 0 | 254 | 254 | 254 | 254 | 254 | 254 | 254 | 254 | 254 | 254 | 254 | 254 | 254 | 254 | 254 | 254 | 254 | 254 | 254 | 254 | 104 | 104
Option 2D SG | QLD | NQ | Biomass | 32 | 32 | 32 | 32 | 32 | 32 | 32 | 32 | 32 | 32 | 32 | 32 | 32 | 32 | 32 | 32 | 32 | 32 | 32 | 32 | 32 | 32 | 32 | 32
Option 2D SG | QLD | NQ | CCGT | 244 | 244 | 244 | 244 | 244 | 244 | 244 | 244 | 244 | 244 | 244 | 244 | 244 | 244 | 244 | 244 | 244 | 244 | 244 | 244 | 244 | 0 | 0 | 0
Option 2D SG | QLD | NQ | Coordinated CER | 9.34 | 12.202 | 15.31 | 18.857 | 22.694 | 27.32 | 32.433 | 38.187 | 44.582 | 51.625 | 59.539 | 67.926 | 76.99 | 86.74 | 97.636 | 109.593 | 122.074 | 135.362 | 149.476 | 164.418 | 180.617 | 197.366 | 214.996 | 233.526
Option 2D SG | QLD | NQ | Distributed PV | 1215.849 | 1271.081 | 1326.352 | 1383.855 | 1435.475 | 1469.688 | 1503.834 | 1537.557 | 1568.68 | 1597.656 | 1629.341 | 1665.129 | 1702.465 | 1740.578 | 1782.891 | 1826.012 | 1863.894 | 1896.332 | 1951.758 | 2009.315 | 2069.617 | 2134.42 | 2207.399 | 2285.395
Option 2D SG | QLD | NQ | Hydro | 156.4 | 156.4 | 156.4 | 156.4 | 156.4 | 156.4 | 156.4 | 156.4 | 156.4 | 156.4 | 156.4 | 156.4 | 156.4 | 156.4 | 156.4 | 156.4 | 156.4 | 156.4 | 156.4 | 156.4 | 156.4 | 156.4 | 156.4 | 156.4
Option 2D SG | QLD | NQ | Liquid Fuel | 423.5 | 423.5 | 423.5 | 423.5 | 423.5 | 423.5 | 423.5 | 131.5 | 131.5 | 131.5 | 131.5 | 131.5 | 131.5 | 131.5 | 131.5 | 131.5 | 131.5 | 131.5 | 0 | 0 | 0 | 0 | 0 | 0
Option 2D SG | QLD | NQ | PHES | 250 | 250 | 250 | 250 | 250 | 250 | 250 | 250 | 250 | 250 | 250 | 250 | 250 | 250 | 250 | 250 | 250 | 250 | 250 | 250 | 250 | 250 | 250 | 250
Option 2D SG | QLD | NQ | Solar | 727.63 | 727.6307 | 1327.6307 | 1327.6307 | 1327.6307 | 1327.6307 | 1327.6307 | 1327.6307 | 1327.6307 | 1327.6307 | 1327.6307 | 1281.9245 | 1281.9245 | 1281.9245 | 1281.9245 | 1281.9245 | 1343.1817 | 1263.996 | 1263.996 | 1263.996 | 1248.996 | 1149.016 | 1000.036 | 1000.036
Option 2D SG | QLD | NQ | Wind | 375.65 | 375.65 | 775.49 | 775.49 | 775.49 | 775.49 | 1035.9853 | 1200.4134 | 1341.7761 | 1345.49 | 1492.3177 | 1492.3177 | 1897.4504 | 1897.4504 | 1897.4504 | 1897.4504 | 2263.5201 | 2925.8876 | 2925.8876 | 3193.3288 | 3150.1288 | 3367.6639 | 3940.1205 | 4155.8448
Option 2D SG | QLD | SQ | 1h | 222.02 | 222.02 | 222.02 | 222.02 | 222.02 | 222.02 | 222.02 | 222.02 | 222.02 | 222.02 | 222.02 | 222.02 | 222.02 | 222.02 | 222.02 | 222.02 | 222.02 | 222.02 | 222.02 | 222.02 | 222.02 | 222.02 | 222.02 | 222.02
Option 2D SG | QLD | SQ | 2h | 1809.12 | 1809.12 | 1809.12 | 1809.12 | 1809.12 | 1809.12 | 1809.12 | 1824.72 | 1809.12 | 1824.72 | 1809.12 | 1809.12 | 1709.12 | 1709.12 | 1709.12 | 1709.12 | 1709.12 | 1709.12 | 1509.12 | 959.12 | 959.12 | 959.12 | 704.32 | 719.92
Option 2D SG | QLD | SQ | 4h | 260 | 260 | 260 | 333.5772 | 333.5772 | 333.5772 | 333.5772 | 333.5772 | 333.5772 | 333.5772 | 333.5772 | 333.5772 | 333.5772 | 333.5772 | 333.5772 | 333.5772 | 333.5772 | 363.6316 | 363.6316 | 975.9956 | 1551.5825 | 2353.7204 | 2538.3237 | 3002.0986
Option 2D SG | QLD | SQ | 8h | 0 | 0 | 2.64e-06 | 4.32e-06 | 4.32e-06 | 4.32e-06 | 4.32e-06 | 4.32e-06 | 4.32e-06 | 4.32e-06 | 4.32e-06 | 4.32e-06 | 4.32e-06 | 4.32e-06 | 4.32e-06 | 4.32e-06 | 4.32e-06 | 5.76e-06 | 1.723e-05 | 2e-05 | 2.382e-05 | 2.847e-05 | 3.607e-05 | 9.085e-05
Option 2D SG | QLD | SQ | Black Coal | 3446 | 3446 | 3446 | 3446 | 3096 | 3096 | 3096 | 3096 | 3096 | 3096 | 2396 | 1596 | 1596 | 1596 | 1596 | 1596 | 852 | 852 | 852 | 852 | 852 | 852 | 852 | 0
Option 2D SG | QLD | SQ | CCGT | 1173.9 | 1173.9 | 1173.9 | 1173.9 | 1173.9 | 1173.9 | 1173.9 | 1173.9 | 1173.9 | 1173.9 | 788.9 | 788.9 | 701.5 | 644.5 | 644.5 | 644.5 | 644.5 | 644.5 | 644.5 | 0 | 0 | 0 | 0 | 0
Option 2D SG | QLD | SQ | Coordinated CER | 45.282 | 59.184 | 74.228 | 91.392 | 112.677 | 138.769 | 168.173 | 201.616 | 239.109 | 280.657 | 327.371 | 377.312 | 431.483 | 489.917 | 555.697 | 627.757 | 703.484 | 784.278 | 870.254 | 961.427 | 1059.449 | 1161.253 | 1268.496 | 1381.321
Option 2D SG | QLD | SQ | Distributed PV | 6001.563 | 6272.307 | 6543.356 | 6822.998 | 7074.893 | 7241.355 | 7406.297 | 7567.537 | 7717.878 | 7859.08 | 8012.447 | 8184.599 | 8366.448 | 8553.714 | 8760.573 | 8969.706 | 9154.648 | 9313.987 | 9586.728 | 9868.2 | 10165.096 | 10485.653 | 10845.148 | 11227.35
Option 2D SG | QLD | SQ | H2 Reciprocating Engine | 0 | 0 | 400 | 400 | 400 | 400 | 400 | 400 | 400 | 400 | 400 | 400 | 400 | 400 | 400 | 400 | 400 | 400 | 400 | 400 | 400 | 400 | 400 | 400
Option 2D SG | QLD | SQ | OCGT | 1509 | 1509 | 1626 | 1626 | 1626 | 1626 | 1626 | 1626 | 1546 | 1546 | 1546 | 1546 | 1546 | 1546 | 1546 | 1546 | 1546 | 1546 | 2334.5484 | 2998.4155 | 2434.4155 | 2434.4155 | 2434.4155 | 2467.131
Option 2D SG | QLD | SQ | PHES | 570 | 570 | 570 | 570 | 570 | 570 | 570 | 570 | 2568 | 2568 | 2568 | 2568 | 2568 | 2568 | 2568 | 2568 | 2568 | 2568 | 2568 | 2568 | 2568 | 2568 | 2568 | 2568
Option 2D SG | QLD | SQ | Solar | 1848.5 | 3097.0148 | 3197.8548 | 3197.3048 | 3196.7348 | 3196.1748 | 3195.6148 | 3195.1148 | 3194.6348 | 3194.6348 | 3084.6348 | 3084.6348 | 3084.6348 | 3084.6348 | 3084.6348 | 4640.5241 | 6493.8743 | 6468.8743 | 6365.9143 | 6513.1217 | 6565.7477 | 7399.7319 | 8056.2311 | 8417.598
Option 2D SG | QLD | SQ | Wind | 1755 | 1755 | 1755 | 1755 | 1755 | 1755 | 1755 | 1755 | 1980.1784 | 2544.578 | 3530.6647 | 4339.2917 | 4339.2917 | 4339.2917 | 4339.2917 | 4339.2917 | 4339.2917 | 4339.2917 | 3899.3117 | 3899.3118 | 5271.1415 | 5591.2935 | 5591.2935 | 6354.8498
Option 2D SG | SA |  | 2h | 1135.13 | 2711.13 | 2911.13 | 2911.13 | 2881.13 | 2881.13 | 2881.13 | 2881.13 | 2856.13 | 2856.13 | 2856.13 | 2856.13 | 2856.13 | 2856.13 | 2856.13 | 2850.7 | 2844.13 | 2593.43 | 2299.45 | 2287.45 | 2077.45 | 301.4501 | 261.0001 | 150.0001
Option 2D SG | SA |  | 4h | 0 | 556 | 556 | 556 | 556 | 556 | 556 | 556 | 556 | 556 | 556 | 556 | 556 | 556 | 556 | 300 | 556 | 556 | 556 | 556 | 556 | 0.00013281 | 0.00012059 | 421.5449
Option 2D SG | SA |  | 8h | 0 | 0 | 318.86 | 318.86 | 318.86 | 318.86 | 318.86 | 318.86 | 318.86 | 503.1823 | 503.1823 | 503.1823 | 503.1823 | 503.1823 | 503.1823 | 503.1823 | 503.1823 | 503.1823 | 503.1823 | 503.1823 | 503.1823 | 611.054 | 292.1941 | 292.1941
Option 2D SG | SA |  | CCGT | 1309 | 1129 | 529 | 529 | 529 | 529 | 529 | 529 | 529 | 529 | 529 | 0 | 0 | 0 | 0 | 0 | 0 | 0 | 0 | 0 | 0 | 0 | 0 | 0
Option 2D SG | SA |  | Coordinated CER | 90.745 | 102.042 | 110.83 | 119.122 | 131.511 | 144.921 | 160.747 | 177.392 | 196.383 | 216.01 | 238.041 | 260.693 | 285.721 | 311.185 | 340.313 | 370.191 | 402.899 | 436.354 | 472.816 | 510.021 | 550.302 | 591.376 | 635.64 | 680.693
Option 2D SG | SA |  | Distributed PV | 3195.208 | 3304.311 | 3417.092 | 3526.526 | 3641.053 | 3693.435 | 3759.313 | 3802.546 | 3860.515 | 3899.389 | 3957.178 | 4001.862 | 4069.4 | 4122.823 | 4197.657 | 4254.462 | 4319.706 | 4359.545 | 4460.04 | 4544.565 | 4654.34 | 4758.135 | 4892.387 | 5014.613
Option 2D SG | SA |  | Liquid Fuel | 413.38 | 276.88 | 276.88 | 276.88 | 276.88 | 276.88 | 276.88 | 276.88 | 276.88 | 276.88 | 276.88 | 276.88 | 276.88 | 276.88 | 276.88 | 276.88 | 276.88 | 276.88 | 276.88 | 276.88 | 122.88 | 122.88 | 122.88 | 122.88
Option 2D SG | SA |  | OCGT | 1175.26 | 1175.26 | 1175.26 | 1175.26 | 1175.26 | 1175.26 | 1175.26 | 1175.26 | 1175.26 | 1095.26 | 1059.36 | 1059.36 | 1059.36 | 1059.36 | 855.6 | 921.9454 | 921.9454 | 921.9454 | 688.6464 | 560.2464 | 874.1509 | 1354.9526 | 1670.8627 | 1678.7641
Option 2D SG | SA |  | Solar | 588.88 | 1463.68 | 1600.88 | 1600.88 | 1600.88 | 1596.32 | 1596.32 | 1596.32 | 1596.32 | 1596.32 | 1596.32 | 1596.32 | 1596.32 | 1596.32 | 1596.32 | 1533.34 | 1533.34 | 1533.34 | 1314.1 | 1300.99 | 1300.99 | 1223.99 | 1223.99 | 1128.99
Option 2D SG | SA |  | Wind | 2722.04 | 2722.04 | 2747.04 | 3022.04 | 2960.04 | 2869.29 | 2869.29 | 2737.59 | 2737.59 | 2467.41 | 2282.92 | 2282.92 | 2123.92 | 1797.22 | 1758.22 | 1758.22 | 1758.22 | 1757.6441 | 2414.9529 | 2489.6715 | 2697.7276 | 3224.5537 | 3023.5738 | 3115.8284
Option 2D SG | SA | CSA | 2h | 1059.68 | 2277.6796 | 2477.6796 | 2477.6796 | 2447.6796 | 2447.6796 | 2447.6796 | 2447.6796 | 2447.6796 | 2447.6796 | 2447.6796 | 2447.6796 | 2447.6796 | 2447.6796 | 2447.6796 | 2441.6996 | 2435.6796 | 2184.9796 | 1890.9996 | 1888.9996 | 1678.9996 | 261 | 261 | 150
Option 2D SG | SA | CSA | 4h | 0 | 306 | 306 | 306 | 306 | 306 | 306 | 306 | 306 | 306 | 306 | 306 | 306 | 306 | 306 | 50 | 306 | 306 | 306 | 306 | 306 | 0.00013281 | 0.00012059 | 421.5449
Option 2D SG | SA | CSA | 8h | 0 | 0 | 318.8599 | 318.8599 | 318.8599 | 318.8599 | 318.8599 | 318.8599 | 318.8599 | 318.8599 | 318.8599 | 318.8599 | 318.8599 | 318.8599 | 318.8599 | 318.8599 | 318.8599 | 318.8599 | 318.8599 | 318.8599 | 318.8599 | 318.8599 | 2.087e-05 | 6.69e-05
Option 2D SG | SA | CSA | CCGT | 1309 | 1129 | 529 | 529 | 529 | 529 | 529 | 529 | 529 | 529 | 529 | 0 | 0 | 0 | 0 | 0 | 0 | 0 | 0 | 0 | 0 | 0 | 0 | 0
Option 2D SG | SA | CSA | Coordinated CER | 81.159 | 91.205 | 99.048 | 106.41 | 117.553 | 129.643 | 143.924 | 158.969 | 176.139 | 193.905 | 213.844 | 234.367 | 257.035 | 280.119 | 306.529 | 333.643 | 363.318 | 393.696 | 426.793 | 460.592 | 497.151 | 534.453 | 574.634 | 615.555
Option 2D SG | SA | CSA | Distributed PV | 2891.883 | 2988.852 | 3088.559 | 3185.66 | 3284.861 | 3329.998 | 3385.019 | 3421.977 | 3469.936 | 3503.019 | 3550.859 | 3589.221 | 3645.887 | 3692.16 | 3755.434 | 3804.797 | 3859.494 | 3893.647 | 3980.081 | 4054.44 | 4149.225 | 4240.889 | 4357.628 | 4465.783
Option 2D SG | SA | CSA | Liquid Fuel | 276.88 | 276.88 | 276.88 | 276.88 | 276.88 | 276.88 | 276.88 | 276.88 | 276.88 | 276.88 | 276.88 | 276.88 | 276.88 | 276.88 | 276.88 | 276.88 | 276.88 | 276.88 | 276.88 | 276.88 | 122.88 | 122.88 | 122.88 | 122.88
Option 2D SG | SA | CSA | OCGT | 1095.26 | 1095.26 | 1095.26 | 1095.26 | 1095.26 | 1095.26 | 1095.26 | 1095.26 | 1095.26 | 1095.26 | 1059.36 | 1059.36 | 1059.36 | 1059.36 | 855.6 | 921.9454 | 921.9454 | 921.9454 | 688.6464 | 560.2464 | 874.1509 | 1354.9526 | 1670.8627 | 1678.7641
Option 2D SG | SA | CSA | Solar | 74.54 | 328.1803 | 465.3803 | 465.3803 | 465.3803 | 460.8203 | 460.8203 | 460.8203 | 460.8203 | 460.8203 | 460.8203 | 460.8203 | 460.8203 | 460.8203 | 460.8203 | 433.9403 | 433.9403 | 433.9403 | 433.9403 | 420.8303 | 420.8303 | 420.8303 | 420.8303 | 420.8303
Option 2D SG | SA | CSA | Wind | 1765.01 | 1765.01 | 1790.01 | 2065.01 | 2065.01 | 2065.01 | 2065.01 | 1933.31 | 1933.31 | 1861.91 | 1677.42 | 1677.42 | 1677.42 | 1350.72 | 1350.72 | 1350.72 | 1350.72 | 1350.1441 | 2007.4529 | 2205.6601 | 2205.6601 | 2205.6601 | 2004.6801 | 1918.7476
Option 2D SG | SA | NSA | 2h | 10 | 368.0004 | 368.0004 | 368.0004 | 368.0004 | 368.0004 | 368.0004 | 368.0004 | 368.0004 | 368.0004 | 368.0004 | 368.0004 | 368.0004 | 368.0004 | 368.0004 | 368.0004 | 368.0004 | 368.0004 | 368.0004 | 358.0004 | 358.0004 | 5.454e-05 | 5.454e-05 | 5.454e-05
Option 2D SG | SA | NSA | 8h | 0 | 0 | 8.718e-05 | 8.718e-05 | 8.718e-05 | 8.718e-05 | 8.718e-05 | 8.718e-05 | 8.718e-05 | 184.3224 | 184.3224 | 184.3224 | 184.3224 | 184.3224 | 184.3224 | 184.3224 | 184.3224 | 184.3224 | 184.3224 | 184.3224 | 184.3224 | 292.1941 | 292.194 | 292.194
Option 2D SG | SA | NSA | Coordinated CER | 5.045 | 5.708 | 6.202 | 6.692 | 7.34 | 8.023 | 8.819 | 9.639 | 10.573 | 11.523 | 12.591 | 13.674 | 14.875 | 16.082 | 17.46 | 18.857 | 20.39 | 21.941 | 23.638 | 25.351 | 27.222 | 29.112 | 31.16 | 33.226
Option 2D SG | SA | NSA | Distributed PV | 166.132 | 172.577 | 179.548 | 186.093 | 194.603 | 198.64 | 204.936 | 208.471 | 214.328 | 217.606 | 223.42 | 226.954 | 233.221 | 237.16 | 243.761 | 247.834 | 253.913 | 257.091 | 264.924 | 270.338 | 278.619 | 284.998 | 294.517 | 301.839
Option 2D SG | SA | NSA | Liquid Fuel | 73.5 | 0 | 0 | 0 | 0 | 0 | 0 | 0 | 0 | 0 | 0 | 0 | 0 | 0 | 0 | 0 | 0 | 0 | 0 | 0 | 0 | 0 | 0 | 0
Option 2D SG | SA | NSA | Solar | 296.24 | 917.3997 | 917.3997 | 917.3997 | 917.3997 | 917.3997 | 917.3997 | 917.3997 | 917.3997 | 917.3997 | 917.3997 | 917.3997 | 917.3997 | 917.3997 | 917.3997 | 917.3997 | 917.3997 | 917.3997 | 698.1597 | 698.1597 | 698.1597 | 621.1597 | 621.1597 | 621.1597
Option 2D SG | SA | NSA | Wind | 632.53 | 632.53 | 632.53 | 632.53 | 570.53 | 479.78 | 479.78 | 479.78 | 479.78 | 407.5 | 407.5 | 407.5 | 407.5 | 407.5 | 407.5 | 407.5 | 407.5 | 407.5 | 407.5 | 284.0114 | 467.2508 | 638.8592 | 638.8592 | 817.0463
Option 2D SG | SA | SESA | 2h | 65.45 | 65.45 | 65.45 | 65.45 | 65.45 | 65.45 | 65.45 | 65.45 | 40.45 | 40.45 | 40.45 | 40.45 | 40.45 | 40.45 | 40.45 | 41 | 40.45 | 40.45 | 40.45 | 40.45 | 40.45 | 40.45 | 0 | 0
Option 2D SG | SA | SESA | 4h | 0 | 250 | 250 | 250 | 250 | 250 | 250 | 250 | 250 | 250 | 250 | 250 | 250 | 250 | 250 | 250 | 250 | 250 | 250 | 250 | 250 | 0 | 0 | 0
Option 2D SG | SA | SESA | Coordinated CER | 4.541 | 5.129 | 5.58 | 6.02 | 6.618 | 7.255 | 8.004 | 8.784 | 9.671 | 10.582 | 11.606 | 12.652 | 13.811 | 14.984 | 16.324 | 17.691 | 19.191 | 20.717 | 22.385 | 24.078 | 25.929 | 27.811 | 29.846 | 31.912
Option 2D SG | SA | SESA | Distributed PV | 137.193 | 142.882 | 148.985 | 154.773 | 161.589 | 164.797 | 169.358 | 172.098 | 176.251 | 178.764 | 182.899 | 185.687 | 190.292 | 193.503 | 198.462 | 201.831 | 206.299 | 208.807 | 215.035 | 219.787 | 226.496 | 232.248 | 240.242 | 246.991
Option 2D SG | SA | SESA | Liquid Fuel | 63 | 0 | 0 | 0 | 0 | 0 | 0 | 0 | 0 | 0 | 0 | 0 | 0 | 0 | 0 | 0 | 0 | 0 | 0 | 0 | 0 | 0 | 0 | 0
Option 2D SG | SA | SESA | OCGT | 80 | 80 | 80 | 80 | 80 | 80 | 80 | 80 | 80 | 0 | 0 | 0 | 0 | 0 | 0 | 0 | 0 | 0 | 0 | 0 | 0 | 0 | 0 | 0
Option 2D SG | SA | SESA | Solar | 218.1 | 218.1 | 218.1 | 218.1 | 218.1 | 218.1 | 218.1 | 218.1 | 218.1 | 218.1 | 218.1 | 218.1 | 218.1 | 218.1 | 218.1 | 182 | 182 | 182 | 182 | 182 | 182 | 182 | 182 | 87
Option 2D SG | SA | SESA | Wind | 324.5 | 324.5 | 324.5 | 324.5 | 324.5 | 324.5 | 324.5 | 324.5 | 324.5 | 198 | 198 | 198 | 39 | 39 | 0 | 0 | 0 | 1.04e-06 | 9.9e-06 | 2.729e-05 | 24.8168 | 380.0345 | 380.0345 | 380.0345
Option 2D SG | TAS |  | 24h | 0 | 0 | 0 | 0 | 0 | 0 | 0 | 0 | 0 | 0 | 0 | 0 | 0 | 0 | 0 | 0 | 0 | 0 | 1.76e-06 | 1.76e-06 | 1.76e-06 | 1.76e-06 | 1.76e-06 | 1.76e-06
Option 2D SG | TAS |  | 2h | 0 | 2.15e-06 | 2.15e-06 | 2.15e-06 | 2.15e-06 | 2.15e-06 | 2.15e-06 | 2.15e-06 | 2.15e-06 | 2.15e-06 | 2.15e-06 | 2.15e-06 | 2.15e-06 | 2.15e-06 | 2.15e-06 | 2.15e-06 | 2.15e-06 | 2.15e-06 | 7.77e-06 | 7.77e-06 | 7.77e-06 | 1.125e-05 | 1.125e-05 | 1.125e-05
Option 2D SG | TAS |  | 4h | 0 | 2.01e-06 | 2.01e-06 | 2.01e-06 | 2.01e-06 | 2.01e-06 | 2.01e-06 | 2.01e-06 | 2.01e-06 | 2.01e-06 | 2.01e-06 | 2.01e-06 | 2.01e-06 | 2.01e-06 | 2.01e-06 | 2.01e-06 | 2.01e-06 | 2.01e-06 | 8.45e-06 | 9.45e-06 | 1.138e-05 | 4.855e-05 | 4.855e-05 | 4.855e-05
Option 2D SG | TAS |  | 8h | 0 | 0 | 1.24e-06 | 1.24e-06 | 1.24e-06 | 1.24e-06 | 1.24e-06 | 1.24e-06 | 1.24e-06 | 1.24e-06 | 1.24e-06 | 1.24e-06 | 1.24e-06 | 1.24e-06 | 1.24e-06 | 1.24e-06 | 1.24e-06 | 1.24e-06 | 4.83e-06 | 4.83e-06 | 4.83e-06 | 1.076e-05 | 9.52e-06 | 9.52e-06
Option 2D SG | TAS |  | CCGT | 208 | 208 | 208 | 208 | 208 | 208 | 208 | 208 | 208 | 208 | 208 | 208 | 208 | 208 | 208 | 208 | 208 | 208 | 208 | 208 | 208 | 208 | 208 | 208
Option 2D SG | TAS |  | CST | 0 | 0 | 0 | 0 | 0 | 0 | 0 | 0 | 0 | 0 | 0 | 0 | 0 | 0 | 0 | 0 | 0 | 0 | 0 | 0 | 0 | 0 | 0 | 0
Option 2D SG | TAS |  | Coordinated CER | 5.068 | 6.997 | 9.229 | 11.792 | 13.431 | 15.261 | 17.452 | 19.814 | 22.552 | 25.464 | 28.804 | 32.346 | 36.343 | 40.532 | 46.432 | 52.741 | 59.767 | 67.203 | 75.396 | 84.007 | 93.396 | 103.218 | 113.85 | 124.924
Option 2D SG | TAS |  | Distributed PV | 432.926 | 461.351 | 491.047 | 509.889 | 523.498 | 528.969 | 539.008 | 542.527 | 550.566 | 553.568 | 562.444 | 566.09 | 574.899 | 579.256 | 590.296 | 597.263 | 606.512 | 609.457 | 627.804 | 641.832 | 670.461 | 705.192 | 749.808 | 790.95
Option 2D SG | TAS |  | Hydro | 2176.7 | 2176.7 | 2176.7 | 2176.7 | 2566.7 | 2566.7 | 2566.7 | 2566.7 | 2566.7 | 2566.7 | 2566.7 | 2566.7 | 2566.7 | 2566.7 | 2566.7 | 2566.7 | 2566.7 | 2566.7 | 2566.7 | 2566.7 | 2566.7 | 2566.7 | 2566.7 | 2566.7
Option 2D SG | TAS |  | OCGT | 178 | 178 | 178 | 178 | 178 | 178 | 178 | 178 | 178 | 178 | 178 | 178 | 178 | 178 | 58 | 58 | 58 | 58 | 58 | 58 | 58 | 58 | 58 | 58
Option 2D SG | TAS |  | PHES | 0 | 0 | 0 | 0 | 0 | 0 | 0 | 0 | 0 | 0 | 0 | 0 | 0 | 0 | 0 | 0 | 0 | 0 | 3.16e-06 | 3.16e-06 | 3.16e-06 | 7.38e-06 | 7.38e-06 | 8.49e-06
Option 2D SG | TAS |  | Solar | 0 | 0 | 1037 | 1487 | 1487 | 1487 | 1487 | 1487 | 1487 | 1487 | 1884.1601 | 1889.951 | 1889.951 | 1889.951 | 1889.951 | 1889.951 | 1889.951 | 1889.951 | 1889.951 | 1889.951 | 1889.951 | 1889.951 | 1889.951 | 1889.951
Option 2D SG | TAS |  | Wind | 561.6 | 582.4 | 582.4 | 582.4 | 582.4 | 582.4 | 582.4 | 1122.6264 | 1305.21 | 1584.1296 | 1928.197 | 2002.7444 | 2002.7444 | 2002.7444 | 2002.7444 | 2002.7444 | 2002.7444 | 2002.7444 | 1858.7444 | 1858.7444 | 1858.7444 | 1858.7444 | 1858.7444 | 1858.7444
Option 2D SG | TAS | TAS | 24h | 0 | 0 | 0 | 0 | 0 | 0 | 0 | 0 | 0 | 0 | 0 | 0 | 0 | 0 | 0 | 0 | 0 | 0 | 1.76e-06 | 1.76e-06 | 1.76e-06 | 1.76e-06 | 1.76e-06 | 1.76e-06
Option 2D SG | TAS | TAS | 2h | 0 | 2.15e-06 | 2.15e-06 | 2.15e-06 | 2.15e-06 | 2.15e-06 | 2.15e-06 | 2.15e-06 | 2.15e-06 | 2.15e-06 | 2.15e-06 | 2.15e-06 | 2.15e-06 | 2.15e-06 | 2.15e-06 | 2.15e-06 | 2.15e-06 | 2.15e-06 | 7.77e-06 | 7.77e-06 | 7.77e-06 | 1.125e-05 | 1.125e-05 | 1.125e-05
Option 2D SG | TAS | TAS | 4h | 0 | 2.01e-06 | 2.01e-06 | 2.01e-06 | 2.01e-06 | 2.01e-06 | 2.01e-06 | 2.01e-06 | 2.01e-06 | 2.01e-06 | 2.01e-06 | 2.01e-06 | 2.01e-06 | 2.01e-06 | 2.01e-06 | 2.01e-06 | 2.01e-06 | 2.01e-06 | 8.45e-06 | 9.45e-06 | 1.138e-05 | 4.855e-05 | 4.855e-05 | 4.855e-05
Option 2D SG | TAS | TAS | 8h | 0 | 0 | 1.24e-06 | 1.24e-06 | 1.24e-06 | 1.24e-06 | 1.24e-06 | 1.24e-06 | 1.24e-06 | 1.24e-06 | 1.24e-06 | 1.24e-06 | 1.24e-06 | 1.24e-06 | 1.24e-06 | 1.24e-06 | 1.24e-06 | 1.24e-06 | 4.83e-06 | 4.83e-06 | 4.83e-06 | 1.076e-05 | 9.52e-06 | 9.52e-06
Option 2D SG | TAS | TAS | CCGT | 208 | 208 | 208 | 208 | 208 | 208 | 208 | 208 | 208 | 208 | 208 | 208 | 208 | 208 | 208 | 208 | 208 | 208 | 208 | 208 | 208 | 208 | 208 | 208
Option 2D SG | TAS | TAS | CST | 0 | 0 | 0 | 0 | 0 | 0 | 0 | 0 | 0 | 0 | 0 | 0 | 0 | 0 | 0 | 0 | 0 | 0 | 0 | 0 | 0 | 0 | 0 | 0
Option 2D SG | TAS | TAS | Coordinated CER | 5.068 | 6.997 | 9.229 | 11.792 | 13.431 | 15.261 | 17.452 | 19.814 | 22.552 | 25.464 | 28.804 | 32.346 | 36.343 | 40.532 | 46.432 | 52.741 | 59.767 | 67.203 | 75.396 | 84.007 | 93.396 | 103.218 | 113.85 | 124.924
Option 2D SG | TAS | TAS | Distributed PV | 432.926 | 461.351 | 491.047 | 509.889 | 523.498 | 528.969 | 539.008 | 542.527 | 550.566 | 553.568 | 562.444 | 566.09 | 574.899 | 579.256 | 590.296 | 597.263 | 606.512 | 609.457 | 627.804 | 641.832 | 670.461 | 705.192 | 749.808 | 790.95
Option 2D SG | TAS | TAS | Hydro | 2176.7 | 2176.7 | 2176.7 | 2176.7 | 2566.7 | 2566.7 | 2566.7 | 2566.7 | 2566.7 | 2566.7 | 2566.7 | 2566.7 | 2566.7 | 2566.7 | 2566.7 | 2566.7 | 2566.7 | 2566.7 | 2566.7 | 2566.7 | 2566.7 | 2566.7 | 2566.7 | 2566.7
Option 2D SG | TAS | TAS | OCGT | 178 | 178 | 178 | 178 | 178 | 178 | 178 | 178 | 178 | 178 | 178 | 178 | 178 | 178 | 58 | 58 | 58 | 58 | 58 | 58 | 58 | 58 | 58 | 58
Option 2D SG | TAS | TAS | PHES | 0 | 0 | 0 | 0 | 0 | 0 | 0 | 0 | 0 | 0 | 0 | 0 | 0 | 0 | 0 | 0 | 0 | 0 | 3.16e-06 | 3.16e-06 | 3.16e-06 | 7.38e-06 | 7.38e-06 | 8.49e-06
Option 2D SG | TAS | TAS | Solar | 0 | 0 | 1037 | 1487 | 1487 | 1487 | 1487 | 1487 | 1487 | 1487 | 1884.1601 | 1889.951 | 1889.951 | 1889.951 | 1889.951 | 1889.951 | 1889.951 | 1889.951 | 1889.951 | 1889.951 | 1889.951 | 1889.951 | 1889.951 | 1889.951
Option 2D SG | TAS | TAS | Wind | 561.6 | 582.4 | 582.4 | 582.4 | 582.4 | 582.4 | 582.4 | 1122.6264 | 1305.21 | 1584.1296 | 1928.197 | 2002.7444 | 2002.7444 | 2002.7444 | 2002.7444 | 2002.7444 | 2002.7444 | 2002.7444 | 1858.7444 | 1858.7444 | 1858.7444 | 1858.7444 | 1858.7444 | 1858.7444
Option 2D SG | VIC |  | 1h | 0 | 3.17 | 3.17 | 3.17 | 3.17 | 3.17 | 3.17 | 3.17 | 135.913 | 135.913 | 135.913 | 135.913 | 135.913 | 135.913 | 135.913 | 135.913 | 135.913 | 135.913 | 135.913 | 135.913 | 135.913 | 135.913 | 135.913 | 135.913
Option 2D SG | VIC |  | 2h | 1954.07 | 3443.57 | 3607.59 | 3597.99 | 3597.99 | 3597.99 | 3751.33 | 3803.46 | 3803.46 | 3803.46 | 3803.46 | 3803.46 | 3798.46 | 3798.46 | 3798.46 | 3498.46 | 3498.46 | 3348.46 | 3151.1 | 3048.46 | 2558.46 | 1784.44 | 1787.08 | 1767.08
Option 2D SG | VIC |  | 4h | 0 | 1570 | 1985.79 | 1985.79 | 1985.79 | 1985.79 | 2000.22 | 1985.79 | 1985.79 | 1985.79 | 1985.79 | 1985.79 | 1985.79 | 1985.79 | 1985.79 | 1985.79 | 1985.79 | 1985.79 | 2001.84 | 1985.79 | 1985.79 | 264.5901 | 220.0301 | 220.0301
Option 2D SG | VIC |  | 8h | 0 | 0 | 7.51e-06 | 7.51e-06 | 7.51e-06 | 7.51e-06 | 7.51e-06 | 7.51e-06 | 7.51e-06 | 7.51e-06 | 7.51e-06 | 7.51e-06 | 7.51e-06 | 7.51e-06 | 7.51e-06 | 7.51e-06 | 7.51e-06 | 7.51e-06 | 1.327e-05 | 1.327e-05 | 1.612e-05 | 6.531e-05 | 5.78e-05 | 5.78e-05
Option 2D SG | VIC |  | Brown Coal | 4820 | 4820 | 3370 | 2210 | 2210 | 2210 | 2210 | 2210 | 0 | 0 | 0 | 0 | 0 | 0 | 0 | 0 | 0 | 0 | 0 | 0 | 0 | 0 | 0 | 0
Option 2D SG | VIC |  | CCGT | 500 | 500 | 500 | 500 | 500 | 500 | 500 | 500 | 500 | 500 | 500 | 500 | 500 | 500 | 0 | 0 | 0 | 0 | 0 | 0 | 0 | 0 | 0 | 0
Option 2D SG | VIC |  | Coordinated CER | 67.99 | 91.478 | 118.183 | 148.382 | 181.229 | 219.401 | 265.232 | 316.109 | 374.837 | 438.431 | 510.444 | 587.509 | 673.312 | 763.939 | 867.052 | 975.54 | 1094.122 | 1218.104 | 1352.714 | 1492.725 | 1643.792 | 1800.43 | 1968.601 | 2142.381
Option 2D SG | VIC |  | Distributed PV | 6610.463 | 7091.936 | 7571.062 | 8053.051 | 8455.579 | 8692.591 | 8912.813 | 9128.761 | 9312.026 | 9488.674 | 9684.486 | 9915.035 | 10147.261 | 10404.067 | 10694.943 | 11012.878 | 11257.317 | 11458.407 | 11902.342 | 12376.603 | 12883.052 | 13465.868 | 14119.76 | 14829.35
Option 2D SG | VIC |  | Hydro | 2267.02 | 2267.02 | 2267.02 | 2267.02 | 2267.02 | 2267.02 | 2267.02 | 2267.02 | 2267.02 | 2267.02 | 2267.02 | 2267.02 | 2267.02 | 2267.02 | 2267.02 | 2267.02 | 2267.02 | 2267.02 | 2267.02 | 2267.02 | 2267.02 | 2267.02 | 2267.02 | 2267.02
Option 2D SG | VIC |  | OCGT | 1900 | 1900 | 1900 | 1900 | 1900 | 1900 | 1900 | 1730 | 1730 | 1730 | 1730 | 1730 | 1730 | 1290 | 1557.1118 | 2300.6758 | 2206.6758 | 2206.6758 | 2206.6758 | 2206.6758 | 3354.5128 | 3467.1293 | 3467.1293 | 4321.6317
Option 2D SG | VIC |  | Offshore Wind | 0 | 0 | 0 | 0 | 0 | 2000 | 2667 | 3333 | 4000 | 5000 | 6000 | 7000 | 8000 | 9000 | 9000 | 9000 | 9000 | 9000 | 9000 | 9000 | 9000 | 9000 | 9000 | 9000
Option 2D SG | VIC |  | Solar | 1559.56 | 3325.76 | 3894.83 | 3894.83 | 3894.83 | 3894.83 | 3894.83 | 3894.83 | 3894.83 | 3894.83 | 3894.83 | 3894.83 | 3894.83 | 3894.83 | 3894.83 | 3894.83 | 3894.83 | 3894.83 | 3794.86 | 3767.69 | 3767.69 | 3767.69 | 3627.66 | 3251.7301
Option 2D SG | VIC |  | Wind | 5270.28 | 5990.85 | 7912.85 | 9490.85 | 10038.35 | 10008.35 | 10008.35 | 10008.35 | 9816.35 | 9816.35 | 9816.35 | 9753.34 | 9333.34 | 9333.34 | 9075.04 | 9075.04 | 9024.49 | 8707.29 | 8322.62 | 7475.62 | 7475.62 | 7141.3732 | 7175.8696 | 6753.6187
Option 2D SG | VIC | MEL | 1h | 0 | 3.51e-06 | 5.7e-06 | 5.7e-06 | 5.7e-06 | 5.7e-06 | 5.7e-06 | 5.7e-06 | 132.743 | 132.743 | 132.743 | 132.743 | 132.743 | 132.743 | 132.743 | 132.743 | 132.743 | 132.743 | 132.743 | 132.743 | 132.743 | 132.743 | 132.743 | 132.743
Option 2D SG | VIC | MEL | 2h | 1090 | 1205 | 1205 | 1205 | 1205 | 1205 | 1455 | 1455 | 1455 | 1455 | 1455 | 1455 | 1455 | 1455 | 1455 | 1155 | 1155 | 1155 | 955 | 955 | 715 | 600 | 600 | 600
Option 2D SG | VIC | MEL | 4h | 0 | 1220 | 1220 | 1220 | 1220 | 1220 | 1220 | 1220 | 1220 | 1220 | 1220 | 1220 | 1220 | 1220 | 1220 | 1220 | 1220 | 1220 | 1220 | 1220 | 1220 | 6.025e-05 | 5.514e-05 | 5.514e-05
Option 2D SG | VIC | MEL | 8h | 0 | 0 | 3.62e-06 | 3.62e-06 | 3.62e-06 | 3.62e-06 | 3.62e-06 | 3.62e-06 | 3.62e-06 | 3.62e-06 | 3.62e-06 | 3.62e-06 | 3.62e-06 | 3.62e-06 | 3.62e-06 | 3.62e-06 | 3.62e-06 | 3.62e-06 | 6.36e-06 | 6.36e-06 | 7.77e-06 | 3.211e-05 | 2.849e-05 | 2.849e-05
Option 2D SG | VIC | MEL | CCGT | 500 | 500 | 500 | 500 | 500 | 500 | 500 | 500 | 500 | 500 | 500 | 500 | 500 | 500 | 0 | 0 | 0 | 0 | 0 | 0 | 0 | 0 | 0 | 0
Option 2D SG | VIC | MEL | Coordinated CER | 49.357 | 66.434 | 85.853 | 107.835 | 133.037 | 162.577 | 198.132 | 237.791 | 283.594 | 333.352 | 389.672 | 450.101 | 517.333 | 588.506 | 669.478 | 754.854 | 848.097 | 945.769 | 1051.72 | 1162.128 | 1280.97 | 1404.375 | 1536.752 | 1673.772
Option 2D SG | VIC | MEL | Distributed PV | 4561.927 | 4910.831 | 5259.171 | 5606.156 | 5901.529 | 6070.268 | 6226.439 | 6374.798 | 6506.247 | 6630.701 | 6769.354 | 6928.829 | 7096.727 | 7280.724 | 7490.191 | 7715.191 | 7892.885 | 8036.341 | 8360.504 | 8702.852 | 9076.956 | 9506.39 | 9989.638 | 10510.335
Option 2D SG | VIC | MEL | OCGT | 482 | 482 | 482 | 482 | 482 | 482 | 482 | 312 | 312 | 312 | 312 | 312 | 312 | 312 | 579.1118 | 1322.6758 | 1322.6758 | 1322.6758 | 1322.6758 | 1322.6758 | 2470.5128 | 3167.1293 | 3167.1293 | 4021.6317
Option 2D SG | VIC | MEL | Solar | 0 | 0 | 0 | 0 | 0 | 0 | 0 | 0 | 0 | 0 | 0 | 0 | 0 | 0 | 0 | 0 | 0 | 2.38e-06 | 8.59e-06 | 9.97e-06 | 1.535e-05 | 1.724e-05 | 2.572e-05 | 6.852e-05
Option 2D SG | VIC | SEV | 2h | 255 | 416.44 | 416.44 | 416.44 | 416.44 | 416.44 | 419.08 | 416.44 | 416.44 | 416.44 | 416.44 | 416.44 | 411.44 | 411.44 | 411.44 | 411.44 | 411.44 | 261.44 | 264.08 | 161.44 | 161.44 | 61.44 | 64.08 | 64.08
Option 2D SG | VIC | SEV | 4h | 0 | 350 | 350 | 350 | 350 | 350 | 350 | 350 | 350 | 350 | 350 | 350 | 350 | 350 | 350 | 350 | 350 | 350 | 350 | 350 | 350 | 0 | 0 | 0
Option 2D SG | VIC | SEV | 8h | 0 | 0 | 3.89e-06 | 3.89e-06 | 3.89e-06 | 3.89e-06 | 3.89e-06 | 3.89e-06 | 3.89e-06 | 3.89e-06 | 3.89e-06 | 3.89e-06 | 3.89e-06 | 3.89e-06 | 3.89e-06 | 3.89e-06 | 3.89e-06 | 3.89e-06 | 6.91e-06 | 6.91e-06 | 8.35e-06 | 3.32e-05 | 2.931e-05 | 2.931e-05
Option 2D SG | VIC | SEV | Brown Coal | 4820 | 4820 | 3370 | 2210 | 2210 | 2210 | 2210 | 2210 | 0 | 0 | 0 | 0 | 0 | 0 | 0 | 0 | 0 | 0 | 0 | 0 | 0 | 0 | 0 | 0
Option 2D SG | VIC | SEV | Coordinated CER | 4.789 | 6.437 | 8.309 | 10.421 | 12.377 | 14.579 | 17.197 | 20.049 | 23.333 | 26.843 | 30.824 | 35.039 | 39.745 | 44.67 | 50.274 | 56.118 | 62.526 | 69.175 | 76.419 | 83.895 | 92.037 | 100.429 | 109.469 | 118.746
Option 2D SG | VIC | SEV | Distributed PV | 429.21 | 463.105 | 496.752 | 531.08 | 558.722 | 575.892 | 591.975 | 608.59 | 621.684 | 634.706 | 649.01 | 666.529 | 682.854 | 701.203 | 721.788 | 744.998 | 761.98 | 776.44 | 806.994 | 840.335 | 874.363 | 913.686 | 957.499 | 1005.673
Option 2D SG | VIC | SEV | OCGT | 834 | 834 | 834 | 834 | 834 | 834 | 834 | 834 | 834 | 834 | 834 | 834 | 834 | 394 | 394 | 394 | 300 | 300 | 300 | 300 | 300 | 300 | 300 | 300
Option 2D SG | VIC | SEV | Offshore Wind | 0 | 0 | 0 | 0 | 0 | 1479.3983 | 2005.295 | 2671.295 | 3338.295 | 4338.295 | 5220 | 6220 | 7220 | 8220 | 8220 | 8220 | 8220 | 8220 | 8220 | 8220 | 8220 | 8220 | 8220 | 8220
Option 2D SG | VIC | SEV | Solar | 0 | 404.2343 | 404.2343 | 404.2343 | 404.2343 | 404.2343 | 404.2343 | 404.2343 | 404.2343 | 404.2343 | 404.2343 | 404.2343 | 404.2343 | 404.2343 | 404.2343 | 404.2343 | 404.2343 | 404.2343 | 404.2343 | 404.2343 | 404.2343 | 404.2343 | 404.2343 | 404.2343
Option 2D SG | VIC | SEV | Wind | 106.6 | 106.6 | 106.6 | 106.6 | 106.6 | 106.6 | 106.6 | 106.6 | 106.6 | 106.6 | 106.6 | 106.6 | 106.6 | 106.6 | 4.614e-05 | 4.614e-05 | 4.614e-05 | 4.614e-05 | 4.614e-05 | 4.614e-05 | 4.614e-05 | 4.614e-05 | 4.731e-05 | 4.731e-05
Option 2D SG | VIC | WNV | 1h | 0 | 3.17 | 3.17 | 3.17 | 3.17 | 3.17 | 3.17 | 3.17 | 3.17 | 3.17 | 3.17 | 3.17 | 3.17 | 3.17 | 3.17 | 3.17 | 3.17 | 3.17 | 3.17 | 3.17 | 3.17 | 3.17 | 3.17 | 3.17
Option 2D SG | VIC | WNV | 2h | 609.07 | 1822.13 | 1986.15 | 1976.55 | 1976.55 | 1976.55 | 1877.25 | 1932.02 | 1932.02 | 1932.02 | 1932.02 | 1932.02 | 1932.02 | 1932.02 | 1932.02 | 1932.02 | 1932.02 | 1932.02 | 1932.02 | 1932.02 | 1682.02 | 1123 | 1123 | 1103
Option 2D SG | VIC | WNV | 4h | 0 | 0 | 415.79 | 415.79 | 415.79 | 415.79 | 430.22 | 415.79 | 415.79 | 415.79 | 415.79 | 415.79 | 415.79 | 415.79 | 415.79 | 415.79 | 415.79 | 415.79 | 431.84 | 415.79 | 415.79 | 264.59 | 220.03 | 220.0301
Option 2D SG | VIC | WNV | Coordinated CER | 13.844 | 18.607 | 24.021 | 30.126 | 35.815 | 42.245 | 49.903 | 58.269 | 67.91 | 78.236 | 89.948 | 102.369 | 116.234 | 130.763 | 147.3 | 164.568 | 183.499 | 203.16 | 224.575 | 246.702 | 270.785 | 295.626 | 322.38 | 349.863
Option 2D SG | VIC | WNV | Distributed PV | 1619.326 | 1718 | 1815.139 | 1915.815 | 1995.328 | 2046.431 | 2094.399 | 2145.373 | 2184.095 | 2223.267 | 2266.122 | 2319.677 | 2367.68 | 2422.14 | 2482.964 | 2552.689 | 2602.452 | 2645.626 | 2734.844 | 2833.416 | 2931.733 | 3045.792 | 3172.623 | 3313.342
Option 2D SG | VIC | WNV | Hydro | 2267.02 | 2267.02 | 2267.02 | 2267.02 | 2267.02 | 2267.02 | 2267.02 | 2267.02 | 2267.02 | 2267.02 | 2267.02 | 2267.02 | 2267.02 | 2267.02 | 2267.02 | 2267.02 | 2267.02 | 2267.02 | 2267.02 | 2267.02 | 2267.02 | 2267.02 | 2267.02 | 2267.02
Option 2D SG | VIC | WNV | OCGT | 584 | 584 | 584 | 584 | 584 | 584 | 584 | 584 | 584 | 584 | 584 | 584 | 584 | 584 | 584 | 584 | 584 | 584 | 584 | 584 | 584 | 0 | 0 | 0
Option 2D SG | VIC | WNV | Offshore Wind | 0 | 0 | 0 | 0 | 0 | 520.6017 | 661.705 | 661.705 | 661.705 | 661.705 | 780 | 780 | 780 | 780 | 780 | 780 | 780 | 780 | 780 | 780 | 780 | 780 | 780 | 780
Option 2D SG | VIC | WNV | Solar | 1559.56 | 2921.5257 | 3490.5957 | 3490.5957 | 3490.5957 | 3490.5957 | 3490.5957 | 3490.5957 | 3490.5957 | 3490.5957 | 3490.5957 | 3490.5957 | 3490.5957 | 3490.5957 | 3490.5957 | 3490.5957 | 3490.5957 | 3490.5957 | 3390.6257 | 3363.4557 | 3363.4557 | 3363.4557 | 3223.4257 | 2847.4957
Option 2D SG | VIC | WNV | Wind | 5163.68 | 5884.25 | 7806.25 | 9384.25 | 9931.75 | 9901.75 | 9901.75 | 9901.75 | 9709.75 | 9709.75 | 9709.75 | 9646.74 | 9226.74 | 9226.74 | 9075.04 | 9075.04 | 9024.49 | 8707.29 | 8322.62 | 7475.62 | 7475.62 | 7141.3732 | 7175.8695 | 6753.6186
Option 3 SG | NEM |  | 12h | 0 | 0 | 0 | 810 | 810 | 810 | 810 | 810 | 810 | 810 | 810 | 810 | 810 | 810 | 810 | 810 | 810 | 810 | 810 | 810 | 810 | 810 | 810 | 810
Option 3 SG | NEM |  | 1h | 472.02 | 875.19 | 875.1901 | 875.1901 | 875.1901 | 875.1901 | 875.1901 | 875.1901 | 1007.933 | 1007.933 | 1007.933 | 1007.933 | 1007.933 | 1007.933 | 1007.933 | 1007.933 | 1007.933 | 957.933 | 957.933 | 957.933 | 957.933 | 957.933 | 957.9329 | 557.9329
Option 3 SG | NEM |  | 24h | 0 | 0 | 0 | 0 | 0 | 0 | 0 | 0 | 0 | 0 | 0 | 0 | 0 | 0 | 0 | 0 | 0 | 0 | 0 | 0 | 0 | 0 | 0 | 0
Option 3 SG | NEM |  | 2h | 5850.97 | 9418.4704 | 9932.4905 | 10222.8906 | 10889.0206 | 10889.0207 | 11042.3607 | 11104.3807 | 11059.4907 | 11075.0907 | 11009.4907 | 11009.4907 | 10904.4907 | 10904.4907 | 10843.8007 | 10534.0807 | 10481.5107 | 10085.1007 | 9389.4707 | 8704.8307 | 8009.1206 | 5057.1003 | 4664.5002 | 4249.1001
Option 3 SG | NEM |  | 4h | 1893.63 | 5327.6698 | 7902.4397 | 9223.4396 | 9223.4396 | 9423.4396 | 9437.8696 | 9464.6596 | 9423.4396 | 9423.4396 | 9423.4396 | 9423.4396 | 9423.4396 | 9423.4396 | 9464.6596 | 9167.4396 | 9423.4396 | 9603.2231 | 9785.0025 | 10006.2446 | 9869.7454 | 7273.8226 | 5737.0176 | 6045.0239
Option 3 SG | NEM |  | 8h | 325 | 599.84 | 1317.8601 | 1708.8601 | 1708.8601 | 1708.8601 | 1708.8601 | 2500.1101 | 2500.1101 | 2684.4324 | 2684.4324 | 2684.4324 | 2684.4324 | 2684.4324 | 2684.4324 | 2684.4324 | 2684.4324 | 2684.4324 | 2684.4324 | 2684.4324 | 2359.4324 | 2182.7128 | 1664.6928 | 2212.5753
Option 3 SG | NEM |  | Biomass | 32 | 32 | 32 | 32 | 32 | 32 | 32 | 32 | 32 | 32 | 32 | 32 | 32 | 32 | 32 | 32 | 32 | 32 | 32 | 32 | 32 | 32 | 32 | 32
Option 3 SG | NEM |  | Black Coal | 16435 | 16435 | 16435 | 8460 | 6790 | 6790 | 6790 | 6790 | 6790 | 6790 | 6090 | 5290 | 5290 | 5290 | 3900 | 3900 | 3156 | 2791 | 2426 | 2061 | 1696 | 1696 | 1696 | 0
Option 3 SG | NEM |  | Brown Coal | 4820 | 4820 | 3370 | 2210 | 2210 | 2210 | 2210 | 2210 | 0 | 0 | 0 | 0 | 0 | 0 | 0 | 0 | 0 | 0 | 0 | 0 | 0 | 0 | 0 | 0
Option 3 SG | NEM |  | CCGT | 4334.9 | 4154.9 | 3554.9 | 3554.9 | 3554.9 | 3554.9 | 3554.9 | 3554.9 | 3554.9 | 3554.9 | 3169.9 | 2640.9 | 2553.5 | 2496.5 | 1996.5 | 1996.5 | 1996.5 | 1596.5 | 1596.5 | 952 | 952 | 708 | 708 | 708
Option 3 SG | NEM |  | CST | 0 | 0 | 0 | 0 | 0 | 0 | 0 | 0 | 0 | 0 | 0 | 0 | 0 | 0 | 0 | 0 | 0 | 0 | 0 | 0 | 0 | 0 | 0 | 0
Option 3 SG | NEM |  | Coordinated CER | 368.926 | 455.222 | 545.002 | 643.627 | 753.193 | 881.983 | 1031.63 | 1199.074 | 1388.415 | 1595.514 | 1828.119 | 2078.5 | 2353.438 | 2647.026 | 2977.721 | 3331.235 | 3711.023 | 4112.145 | 4542.875 | 4995.371 | 5480.715 | 5986.496 | 6523.855 | 7084.489
Option 3 SG | NEM |  | DSP | 6000 | 6000 | 6000 | 6000 | 6000 | 6000 | 6000 | 6000 | 6000 | 6000 | 6000 | 6000 | 6000 | 6000 | 6000 | 6000 | 6000 | 6000 | 6000 | 6000 | 6000 | 6000 | 6000 | 6000
Option 3 SG | NEM |  | Distributed PV | 27730.228 | 29235.746 | 30729.996 | 32073.307 | 33183.16 | 33909.64 | 34619.592 | 35293.179 | 35902.682 | 36472.441 | 37110.737 | 37823.433 | 38552.216 | 39315.757 | 40228.356 | 41187.631 | 41960.155 | 42594.999 | 43951.243 | 45390.204 | 46946.265 | 48688.588 | 50675.821 | 52799.865
Option 3 SG | NEM |  | H2 Reciprocating Engine | 0 | 0 | 400 | 400 | 400 | 400 | 400 | 400 | 400 | 400 | 400 | 400 | 400 | 400 | 400 | 400 | 400 | 400 | 400 | 400 | 400 | 400 | 400 | 400
Option 3 SG | NEM |  | Hydro | 6885.12 | 6885.12 | 6885.12 | 6885.12 | 7275.12 | 7275.12 | 7275.12 | 7275.12 | 7275.12 | 7275.12 | 7275.12 | 7275.12 | 7275.12 | 7275.12 | 7275.12 | 7275.12 | 7275.12 | 7275.12 | 7275.12 | 7275.12 | 7275.12 | 7275.12 | 7275.12 | 7275.12
Option 3 SG | NEM |  | Liquid Fuel | 836.88 | 700.38 | 700.38 | 700.38 | 700.38 | 700.38 | 700.38 | 408.38 | 408.38 | 408.38 | 408.38 | 408.38 | 408.38 | 408.38 | 408.38 | 408.38 | 408.38 | 408.38 | 276.88 | 276.88 | 122.88 | 122.88 | 122.88 | 122.88
Option 3 SG | NEM |  | OCGT | 7111.76 | 7111.76 | 7228.76 | 7228.76 | 7228.76 | 7628.645 | 7628.645 | 7458.645 | 7341.645 | 7261.645 | 7204.945 | 7204.945 | 7525.5449 | 7085.5449 | 7482.0064 | 8333.5462 | 8549.4914 | 8549.4914 | 8992.2868 | 9357.5133 | 10187.7652 | 10731.1847 | 11533.522 | 12594.3179
Option 3 SG | NEM |  | Offshore Wind | 0 | 0 | 0 | 0 | 0 | 2000 | 2667 | 3333 | 4000 | 5000 | 6000 | 7000 | 8000 | 9000 | 9000 | 9000 | 9000 | 9000 | 9000 | 9000 | 9000 | 9000 | 9000 | 9000
Option 3 SG | NEM |  | PHES | 1067 | 1067 | 3267 | 3267 | 3267 | 3267 | 3267 | 3267 | 5265 | 5265 | 5265 | 5265 | 5265 | 5265 | 5265 | 5265 | 5265 | 5265 | 5265 | 5265 | 5265 | 5265 | 5265 | 5265
Option 3 SG | NEM |  | Solar | 11310.15 | 19562.5791 | 22456.089 | 30190.3314 | 30538.8614 | 30708.7415 | 30708.1815 | 30707.6815 | 30707.2015 | 30707.2015 | 30993.2015 | 30944.7015 | 30944.7015 | 30944.7015 | 30944.7015 | 32614.4018 | 34292.5586 | 34120.9427 | 33656.2727 | 34216.2305 | 34133.0548 | 34711.1668 | 34664.9497 | 34714.0226
Option 3 SG | NEM |  | Wind | 13903.11 | 15421.17 | 18182.0101 | 20822.0102 | 22351.5103 | 22815.4003 | 23031.9334 | 23668.5563 | 23795.6913 | 23940.6571 | 25141.8913 | 26502.5571 | 26141.0739 | 25814.3739 | 27280.1511 | 28529.4008 | 29933.6215 | 30366.7034 | 30300.6171 | 29945.9113 | 33542.5062 | 35550.0909 | 36191.3354 | 37768.0908
Option 3 SG | NSW |  | 12h | 0 | 0 | 0 | 810 | 810 | 810 | 810 | 810 | 810 | 810 | 810 | 810 | 810 | 810 | 810 | 810 | 810 | 810 | 810 | 810 | 810 | 810 | 810 | 810
Option 3 SG | NSW |  | 1h | 250 | 250 | 250 | 250 | 250 | 250 | 250 | 250 | 250 | 250 | 250 | 250 | 250 | 250 | 250 | 250 | 250 | 200 | 200 | 200 | 200 | 200 | 200 | 200
Option 3 SG | NSW |  | 2h | 722.65 | 1224.6503 | 1224.6504 | 1224.6505 | 1924.7805 | 1924.7805 | 1924.7805 | 1919.0705 | 1914.7805 | 1914.7805 | 1864.7805 | 1864.7805 | 1864.7805 | 1864.7805 | 1804.0905 | 1799.8005 | 1799.8005 | 1804.0905 | 1799.8005 | 1779.8005 | 1784.0904 | 1532.0902 | 1432.1001 | 1432.1001
Option 3 SG | NSW |  | 4h | 1333.63 | 2641.6697 | 4546.6494 | 5794.0877 | 5794.0877 | 5994.0877 | 5994.0877 | 6035.3077 | 5994.0877 | 5994.0877 | 5994.0877 | 5994.0877 | 5994.0877 | 5994.0877 | 6035.3077 | 5994.0877 | 5994.0877 | 6035.3077 | 5994.0877 | 5534.0877 | 5075.3077 | 4007.268 | 2061.0683 | 1552.8226
Option 3 SG | NSW |  | 8h | 325 | 599.84 | 999 | 1390 | 1390 | 1390 | 1390 | 2181.25 | 2181.25 | 2181.25 | 2181.25 | 2181.25 | 2181.25 | 2181.25 | 2181.25 | 2181.25 | 2181.25 | 2181.25 | 2181.25 | 2181.25 | 1856.25 | 1581.41 | 1382.25 | 1894.0204
Option 3 SG | NSW |  | Black Coal | 8305 | 8305 | 8305 | 2710 | 1390 | 1390 | 1390 | 1390 | 1390 | 1390 | 1390 | 1390 | 1390 | 1390 | 0 | 0 | 0 | 0 | 0 | 0 | 0 | 0 | 0 | 0
Option 3 SG | NSW |  | CCGT | 720 | 720 | 720 | 720 | 720 | 720 | 720 | 720 | 720 | 720 | 720 | 720 | 720 | 720 | 720 | 720 | 720 | 320 | 320 | 320 | 320 | 320 | 320 | 320
Option 3 SG | NSW |  | CST | 0 | 0 | 0 | 0 | 0 | 0 | 0 | 0 | 0 | 0 | 0 | 0 | 0 | 0 | 0 | 0 | 0 | 0 | 0 | 0 | 0 | 0 | 0 | 0
Option 3 SG | NSW |  | Coordinated CER | 143.679 | 174.411 | 206.045 | 240.316 | 275.157 | 316.532 | 364.188 | 418.474 | 478.935 | 546.314 | 621.286 | 704.125 | 794.561 | 892.757 | 1000.894 | 1117.216 | 1241.609 | 1374.329 | 1515.668 | 1665.598 | 1824.423 | 1992.16 | 2168.992 | 2355.134
Option 3 SG | NSW |  | DSP | 6000 | 6000 | 6000 | 6000 | 6000 | 6000 | 6000 | 6000 | 6000 | 6000 | 6000 | 6000 | 6000 | 6000 | 6000 | 6000 | 6000 | 6000 | 6000 | 6000 | 6000 | 6000 | 6000 | 6000
Option 3 SG | NSW |  | Distributed PV | 9448.614 | 9969.238 | 10475.81 | 10829.937 | 11068.264 | 11274.646 | 11464.707 | 11656.084 | 11812.334 | 11972.563 | 12140.439 | 12340.315 | 12514.414 | 12710.647 | 12966.841 | 13260.915 | 13464.357 | 13640.244 | 14065.685 | 14551.244 | 15061.922 | 15651.154 | 16320.813 | 17055.633
Option 3 SG | NSW |  | Hydro | 2285 | 2285 | 2285 | 2285 | 2285 | 2285 | 2285 | 2285 | 2285 | 2285 | 2285 | 2285 | 2285 | 2285 | 2285 | 2285 | 2285 | 2285 | 2285 | 2285 | 2285 | 2285 | 2285 | 2285
Option 3 SG | NSW |  | OCGT | 2312.5 | 2312.5 | 2312.5 | 2312.5 | 2312.5 | 2312.5 | 2312.5 | 2312.5 | 2312.5 | 2312.5 | 2291.7 | 2291.7 | 2612.2999 | 2612.2999 | 3108.9511 | 3173.0441 | 3482.9893 | 3482.9893 | 3447.4109 | 3447.4109 | 3447.4109 | 3447.4109 | 3933.8478 | 3933.8478
Option 3 SG | NSW |  | Offshore Wind | 0 | 0 | 0 | 0 | 0 | 0 | 0 | 0 | 0 | 0 | 0 | 0 | 0 | 0 | 0 | 0 | 0 | 0 | 0 | 0 | 0 | 0 | 0 | 0
Option 3 SG | NSW |  | PHES | 247 | 247 | 2447 | 2447 | 2447 | 2447 | 2447 | 2447 | 2447 | 2447 | 2447 | 2447 | 2447 | 2447 | 2447 | 2447 | 2447 | 2447 | 2447 | 2447 | 2447 | 2447 | 2447 | 2447
Option 3 SG | NSW |  | Solar | 5241.41 | 9597.1976 | 9949.5976 | 17234.3899 | 17583.4899 | 17758.49 | 17758.49 | 17758.49 | 17758.49 | 17758.49 | 17758.49 | 17758.49 | 17758.49 | 17758.49 | 17758.49 | 17862.69 | 17747.3338 | 17524.3039 | 17524.3039 | 17976.3412 | 17916.0353 | 17883.6353 | 17836.9353 | 17312.9553
Option 3 SG | NSW |  | Wind | 2779.54 | 3050.02 | 3464.02 | 4251.0201 | 5295.0201 | 5879.6601 | 5879.6601 | 5879.6601 | 5879.6601 | 5879.6601 | 5833.1602 | 6213.4217 | 6098.7149 | 6098.7149 | 7677.9937 | 8711.4695 | 9607.804 | 9271.9124 | 9614.8995 | 9377.8895 | 11465.4278 | 12456.1105 | 12471.283 | 13522.7784
Option 3 SG | NSW | CNSW | 12h | 0 | 0 | 0 | 810 | 810 | 810 | 810 | 810 | 810 | 810 | 810 | 810 | 810 | 810 | 810 | 810 | 810 | 810 | 810 | 810 | 810 | 810 | 810 | 810
Option 3 SG | NSW | CNSW | 2h | 192.02 | 244.0201 | 244.0201 | 244.0201 | 244.0201 | 244.0201 | 244.0201 | 244.0201 | 244.0201 | 244.0201 | 244.0201 | 244.0201 | 244.0201 | 244.0201 | 244.0201 | 244.0201 | 244.0201 | 244.0201 | 244.0201 | 224.0201 | 224.0201 | 172.02 | 172.02 | 172.02
Option 3 SG | NSW | CNSW | 4h | 873.63 | 873.63 | 873.63 | 873.63 | 873.63 | 873.63 | 873.63 | 914.85 | 873.63 | 873.63 | 873.63 | 873.63 | 873.63 | 873.63 | 914.85 | 873.63 | 873.63 | 914.85 | 873.63 | 873.63 | 414.85 | 414.85 | 373.63 | 373.63
Option 3 SG | NSW | CNSW | 8h | 0 | 49.84 | 49.8401 | 49.8401 | 49.8401 | 49.8401 | 49.8401 | 49.8401 | 49.8401 | 49.8401 | 49.8401 | 49.8401 | 49.8401 | 49.8401 | 49.8401 | 49.8401 | 49.8401 | 49.8401 | 49.8401 | 49.8401 | 49.8401 | 0.00010568 | 7.12e-06 | 4.1835
Option 3 SG | NSW | CNSW | Black Coal | 4105 | 4105 | 4105 | 1390 | 1390 | 1390 | 1390 | 1390 | 1390 | 1390 | 1390 | 1390 | 1390 | 1390 | 0 | 0 | 0 | 0 | 0 | 0 | 0 | 0 | 0 | 0
Option 3 SG | NSW | CNSW | CST | 0 | 0 | 0 | 0 | 0 | 0 | 0 | 0 | 0 | 0 | 0 | 0 | 0 | 0 | 0 | 0 | 0 | 0 | 0 | 0 | 0 | 0 | 0 | 0
Option 3 SG | NSW | CNSW | Coordinated CER | 14.7 | 17.828 | 21.039 | 24.505 | 27.415 | 30.774 | 34.557 | 38.802 | 43.463 | 48.616 | 54.326 | 60.609 | 67.438 | 74.828 | 82.926 | 91.621 | 100.892 | 110.763 | 121.258 | 132.368 | 144.188 | 156.654 | 169.776 | 183.563
Option 3 SG | NSW | CNSW | Distributed PV | 990.158 | 1042.722 | 1094.096 | 1131.521 | 1156.118 | 1177.782 | 1197.882 | 1219.179 | 1235.557 | 1252.534 | 1270.345 | 1292.402 | 1310.485 | 1330.964 | 1357.381 | 1388.571 | 1409.394 | 1427.636 | 1470.533 | 1520.207 | 1570.716 | 1628.915 | 1694.748 | 1767.733
Option 3 SG | NSW | CNSW | OCGT | 0 | 0 | 0 | 0 | 0 | 0 | 0 | 0 | 0 | 0 | 0 | 0 | 0 | 0 | 0 | 0 | 0 | 0 | 0 | 0 | 0 | 0 | 0 | 0
Option 3 SG | NSW | CNSW | PHES | 247 | 247 | 247 | 247 | 247 | 247 | 247 | 247 | 247 | 247 | 247 | 247 | 247 | 247 | 247 | 247 | 247 | 247 | 247 | 247 | 247 | 247 | 247 | 247
Option 3 SG | NSW | CNSW | Solar | 2127.38 | 3590.3402 | 3590.3402 | 10470.0896 | 10820.0896 | 10995.0896 | 10995.0896 | 10995.0896 | 10995.0896 | 10995.0896 | 10995.0896 | 10995.0896 | 10995.0896 | 10995.0896 | 10995.0896 | 10995.0896 | 10843.5596 | 10843.5597 | 10843.5597 | 10807.5497 | 10807.5497 | 10807.5497 | 10760.8497 | 10569.2097
Option 3 SG | NSW | CNSW | Wind | 498.03 | 498.03 | 912.03 | 1699.03 | 2533.03 | 2533.03 | 2533.03 | 2533.03 | 2533.03 | 2533.03 | 2533.03 | 2533.03 | 2533.0301 | 2533.0301 | 4352.2613 | 4980.1379 | 5534.4388 | 5534.4388 | 5769.0666 | 5769.0666 | 7584.19 | 7584.1901 | 7584.1901 | 8077.158
Option 3 SG | NSW | NNSW | 1h | 200 | 200 | 200 | 200 | 200 | 200 | 200 | 200 | 200 | 200 | 200 | 200 | 200 | 200 | 200 | 200 | 200 | 200 | 200 | 200 | 200 | 200 | 200 | 200
Option 3 SG | NSW | NNSW | 2h | 0 | 450 | 450 | 450 | 450 | 450 | 450 | 450 | 450 | 450 | 450 | 450 | 450 | 450 | 450 | 450 | 450 | 450 | 450 | 450 | 450 | 250 | 250 | 250
Option 3 SG | NSW | NNSW | 8h | 275 | 400 | 400.0002 | 400.0002 | 400.0002 | 400.0002 | 400.0002 | 400.0002 | 400.0002 | 400.0002 | 400.0002 | 400.0002 | 400.0002 | 400.0002 | 400.0002 | 400.0002 | 400.0002 | 400.0002 | 400.0002 | 400.0002 | 125.0002 | 0.00015462 | 3.97e-06 | 1.362e-05
Option 3 SG | NSW | NNSW | CST | 0 | 0 | 0 | 0 | 0 | 0 | 0 | 0 | 0 | 0 | 0 | 0 | 0 | 0 | 0 | 0 | 0 | 0 | 0 | 0 | 0 | 0 | 0 | 0
Option 3 SG | NSW | NNSW | Coordinated CER | 19.099 | 23.096 | 27.172 | 31.558 | 35.336 | 39.722 | 44.687 | 50.285 | 56.461 | 63.311 | 70.919 | 79.311 | 88.453 | 98.364 | 109.247 | 120.942 | 133.43 | 146.744 | 160.908 | 175.907 | 191.881 | 208.732 | 226.469 | 245.103
Option 3 SG | NSW | NNSW | Distributed PV | 1348.459 | 1416.146 | 1481.344 | 1527.924 | 1558.775 | 1585.816 | 1610.841 | 1636.908 | 1657.389 | 1678.543 | 1700.752 | 1727.894 | 1750.675 | 1776.432 | 1809.75 | 1848.628 | 1874.941 | 1897.844 | 1952.244 | 2014.615 | 2078.516 | 2151.809 | 2234.373 | 2325.082
Option 3 SG | NSW | NNSW | PHES | 0 | 0 | 0 | 0 | 0 | 0 | 0 | 0 | 0 | 0 | 0 | 0 | 0 | 0 | 0 | 0 | 0 | 0 | 0 | 0 | 0 | 0 | 0 | 0
Option 3 SG | NSW | NNSW | Solar | 701.02 | 1070.0965 | 1390.0965 | 1421.886 | 1421.886 | 1421.886 | 1421.886 | 1421.886 | 1421.886 | 1421.886 | 1421.886 | 1421.886 | 1421.886 | 1421.886 | 1421.886 | 1421.886 | 1421.886 | 1401.886 | 1401.886 | 1401.886 | 1345.886 | 1345.886 | 1345.886 | 1345.886
Option 3 SG | NSW | NNSW | Wind | 442.48 | 442.48 | 442.48 | 442.48 | 652.48 | 652.48 | 652.48 | 652.48 | 652.48 | 652.48 | 652.48 | 1032.7416 | 860.2616 | 860.2616 | 860.2616 | 1303.6706 | 1645.7042 | 1375.7042 | 1375.7042 | 1375.7042 | 1866.8191 | 2056.3599 | 2327.1962 | 2672.9029
Option 3 SG | NSW | SNSW | 1h | 50 | 50 | 50 | 50 | 50 | 50 | 50 | 50 | 50 | 50 | 50 | 50 | 50 | 50 | 50 | 50 | 50 | 0 | 0 | 0 | 0 | 0 | 0 | 0
Option 3 SG | NSW | SNSW | 2h | 265.6 | 265.6 | 265.6 | 265.6 | 265.6 | 265.6 | 265.6 | 259.89 | 255.6 | 255.6 | 255.6 | 255.6 | 255.6 | 255.6 | 259.89 | 255.6 | 255.6 | 259.89 | 255.6 | 255.6 | 259.89 | 259.89 | 159.9 | 159.9
Option 3 SG | NSW | SNSW | 4h | 0 | 0 | 0 | 0 | 0 | 200 | 200 | 200 | 200 | 200 | 200 | 200 | 200 | 200 | 200 | 200 | 200 | 200 | 200 | 200 | 200 | 200 | 200 | 200
Option 3 SG | NSW | SNSW | 8h | 50 | 150 | 350.0001 | 350.0001 | 350.0001 | 350.0001 | 350.0001 | 350.0001 | 350.0001 | 350.0001 | 350.0001 | 350.0001 | 350.0001 | 350.0001 | 350.0001 | 350.0001 | 350.0001 | 350.0001 | 350.0001 | 350.0001 | 300.0001 | 200.0001 | 200 | 200
Option 3 SG | NSW | SNSW | CST | 0 | 0 | 0 | 0 | 0 | 0 | 0 | 0 | 0 | 0 | 0 | 0 | 0 | 0 | 0 | 0 | 0 | 0 | 0 | 0 | 0 | 0 | 0 | 0
Option 3 SG | NSW | SNSW | Coordinated CER | 22.749 | 27.6 | 32.583 | 37.97 | 43.218 | 49.386 | 56.419 | 64.359 | 73.123 | 82.809 | 93.51 | 105.244 | 117.959 | 131.665 | 146.623 | 162.596 | 179.553 | 197.533 | 216.575 | 236.664 | 257.906 | 280.241 | 303.688 | 328.264
Option 3 SG | NSW | SNSW | Distributed PV | 1582.857 | 1664.451 | 1744.207 | 1801.428 | 1839.335 | 1872.503 | 1903.188 | 1935.128 | 1960.198 | 1986.084 | 2013.223 | 2046.377 | 2074.125 | 2105.492 | 2146.117 | 2193.605 | 2225.696 | 2253.631 | 2320.113 | 2396.634 | 2475.353 | 2566.069 | 2668.818 | 2782.263
Option 3 SG | NSW | SNSW | Hydro | 2285 | 2285 | 2285 | 2285 | 2285 | 2285 | 2285 | 2285 | 2285 | 2285 | 2285 | 2285 | 2285 | 2285 | 2285 | 2285 | 2285 | 2285 | 2285 | 2285 | 2285 | 2285 | 2285 | 2285
Option 3 SG | NSW | SNSW | OCGT | 692 | 692 | 692 | 692 | 692 | 692 | 692 | 692 | 692 | 692 | 692 | 692 | 692 | 692 | 692 | 692 | 692 | 692 | 0 | 0 | 0 | 0 | 0 | 0
Option 3 SG | NSW | SNSW | PHES | 0 | 0 | 2200 | 2200 | 2200 | 2200 | 2200 | 2200 | 2200 | 2200 | 2200 | 2200 | 2200 | 2200 | 2200 | 2200 | 2200 | 2200 | 2200 | 2200 | 2200 | 2200 | 2200 | 2200
Option 3 SG | NSW | SNSW | Solar | 2413.01 | 4936.7609 | 4969.1609 | 5342.4143 | 5341.5143 | 5341.5143 | 5341.5143 | 5341.5143 | 5341.5143 | 5341.5143 | 5341.5143 | 5341.5143 | 5341.5143 | 5341.5143 | 5341.5143 | 5341.5143 | 5341.5143 | 5138.4843 | 5138.4843 | 5138.4843 | 5053.4843 | 5021.0843 | 5021.0843 | 4688.7443
Option 3 SG | NSW | SNSW | Wind | 1839.03 | 2109.51 | 2109.51 | 2109.5101 | 2109.5101 | 2694.1501 | 2694.1501 | 2694.1501 | 2694.1501 | 2694.1501 | 2647.6501 | 2647.6501 | 2634.4233 | 2634.4233 | 2394.4708 | 2356.661 | 2356.661 | 2290.7694 | 2399.1287 | 2162.1187 | 1943.4187 | 2744.5605 | 2488.8967 | 2701.7175
Option 3 SG | NSW | SNW | 1h | 1.304e-05 | 1.903e-05 | 2.772e-05 | 3.208e-05 | 4.032e-05 | 4.493e-05 | 4.493e-05 | 4.493e-05 | 4.493e-05 | 4.493e-05 | 4.493e-05 | 4.493e-05 | 4.493e-05 | 4.493e-05 | 4.493e-05 | 4.493e-05 | 4.493e-05 | 4.493e-05 | 4.493e-05 | 4.493e-05 | 3.189e-05 | 2.589e-05 | 1.721e-05 | 1.284e-05
Option 3 SG | NSW | SNW | 2h | 265.03 | 265.0302 | 265.0302 | 265.0303 | 965.1603 | 965.1603 | 965.1603 | 965.1603 | 965.1603 | 965.1603 | 915.1603 | 915.1603 | 915.1603 | 915.1603 | 850.1803 | 850.1803 | 850.1803 | 850.1803 | 850.1803 | 850.1803 | 850.1803 | 850.1802 | 850.1801 | 850.1801
Option 3 SG | NSW | SNW | 4h | 460 | 1768.0397 | 3673.0194 | 4920.4577 | 4920.4577 | 4920.4577 | 4920.4577 | 4920.4577 | 4920.4577 | 4920.4577 | 4920.4577 | 4920.4577 | 4920.4577 | 4920.4577 | 4920.4577 | 4920.4577 | 4920.4577 | 4920.4577 | 4920.4577 | 4460.4577 | 4460.4577 | 3392.418 | 1487.4383 | 979.1926
Option 3 SG | NSW | SNW | 8h | 1.251e-05 | 4.543e-05 | 199.1597 | 590.1596 | 590.1596 | 590.1596 | 590.1596 | 1381.4096 | 1381.4096 | 1381.4096 | 1381.4096 | 1381.4096 | 1381.4096 | 1381.4096 | 1381.4096 | 1381.4096 | 1381.4096 | 1381.4096 | 1381.4096 | 1381.4096 | 1381.4096 | 1381.4096 | 1182.25 | 1689.8368
Option 3 SG | NSW | SNW | Black Coal | 4200 | 4200 | 4200 | 1320 | 0 | 0 | 0 | 0 | 0 | 0 | 0 | 0 | 0 | 0 | 0 | 0 | 0 | 0 | 0 | 0 | 0 | 0 | 0 | 0
Option 3 SG | NSW | SNW | CCGT | 720 | 720 | 720 | 720 | 720 | 720 | 720 | 720 | 720 | 720 | 720 | 720 | 720 | 720 | 720 | 720 | 720 | 320 | 320 | 320 | 320 | 320 | 320 | 320
Option 3 SG | NSW | SNW | Coordinated CER | 87.131 | 105.887 | 125.251 | 146.283 | 169.188 | 196.65 | 228.525 | 265.028 | 305.888 | 351.578 | 402.531 | 458.961 | 520.711 | 587.9 | 662.098 | 742.057 | 827.734 | 919.289 | 1016.927 | 1120.659 | 1230.448 | 1346.533 | 1469.059 | 1598.204
Option 3 SG | NSW | SNW | DSP | 6000 | 6000 | 6000 | 6000 | 6000 | 6000 | 6000 | 6000 | 6000 | 6000 | 6000 | 6000 | 6000 | 6000 | 6000 | 6000 | 6000 | 6000 | 6000 | 6000 | 6000 | 6000 | 6000 | 6000
Option 3 SG | NSW | SNW | Distributed PV | 5527.14 | 5845.919 | 6156.163 | 6369.064 | 6514.036 | 6638.545 | 6752.796 | 6864.869 | 6959.19 | 7055.402 | 7156.119 | 7273.642 | 7379.129 | 7497.759 | 7653.593 | 7830.111 | 7954.326 | 8061.133 | 8322.795 | 8619.788 | 8937.337 | 9304.361 | 9722.874 | 10180.555
Option 3 SG | NSW | SNW | OCGT | 1620.5 | 1620.5 | 1620.5 | 1620.5 | 1620.5 | 1620.5 | 1620.5 | 1620.5 | 1620.5 | 1620.5 | 1599.7 | 1599.7 | 1920.2999 | 1920.2999 | 2416.9511 | 2481.0441 | 2790.9893 | 2790.9893 | 3447.4109 | 3447.4109 | 3447.4109 | 3447.4109 | 3933.8478 | 3933.8478
Option 3 SG | NSW | SNW | Offshore Wind | 0 | 0 | 0 | 0 | 0 | 0 | 0 | 0 | 0 | 0 | 0 | 0 | 0 | 0 | 0 | 0 | 0 | 0 | 0 | 0 | 0 | 0 | 0 | 0
Option 3 SG | NSW | SNW | Solar | 1.438e-05 | 3.171e-05 | 3.419e-05 | 4.351e-05 | 4.925e-05 | 6.842e-05 | 6.842e-05 | 6.842e-05 | 6.842e-05 | 6.842e-05 | 6.842e-05 | 6.984e-05 | 6.984e-05 | 6.984e-05 | 7.339e-05 | 104.2 | 140.3739 | 140.374 | 140.374 | 628.4213 | 709.1154 | 709.1154 | 709.1154 | 709.1154
Option 3 SG | NSW | SNW | Wind | 0 | 0 | 2.79e-06 | 7.11e-06 | 7.11e-06 | 8.49e-06 | 8.49e-06 | 8.49e-06 | 8.49e-06 | 8.49e-06 | 8.49e-06 | 8.49e-06 | 71 | 71 | 71 | 71 | 71 | 71 | 71 | 71 | 71 | 71 | 71 | 71
Option 3 SG | QLD |  | 1h | 222.02 | 622.02 | 622.02 | 622.02 | 622.02 | 622.02 | 622.02 | 622.02 | 622.02 | 622.02 | 622.02 | 622.02 | 622.02 | 622.02 | 622.02 | 622.02 | 622.02 | 622.02 | 622.02 | 622.02 | 622.02 | 622.02 | 622.02 | 222.02
Option 3 SG | QLD |  | 2h | 2039.12 | 2039.12 | 2189.12 | 2489.1201 | 2485.1201 | 2485.1201 | 2485.1201 | 2500.7201 | 2485.1201 | 2500.7201 | 2485.1201 | 2485.1201 | 2385.1201 | 2385.1201 | 2385.1201 | 2385.1201 | 2339.1201 | 2339.1201 | 2139.1201 | 1589.1201 | 1589.1201 | 1439.12 | 1184.32 | 899.92
Option 3 SG | QLD |  | 4h | 560 | 560.0001 | 814.0003 | 887.5619 | 887.5619 | 887.5619 | 887.5619 | 887.5619 | 887.5619 | 887.5619 | 887.5619 | 887.5619 | 887.5619 | 887.5619 | 887.5619 | 887.5619 | 887.5619 | 1026.1253 | 1233.0748 | 1930.3669 | 2252.6477 | 3001.9645 | 3455.9192 | 3876.6739
Option 3 SG | QLD |  | 8h | 0 | 0 | 3.469e-05 | 4.928e-05 | 4.928e-05 | 4.928e-05 | 4.928e-05 | 4.928e-05 | 4.928e-05 | 4.928e-05 | 4.928e-05 | 4.928e-05 | 4.928e-05 | 4.928e-05 | 4.928e-05 | 4.928e-05 | 4.928e-05 | 4.928e-05 | 4.928e-05 | 4.928e-05 | 4.928e-05 | 4.928e-05 | 1.701e-05 | 36.1122
Option 3 SG | QLD |  | Biomass | 32 | 32 | 32 | 32 | 32 | 32 | 32 | 32 | 32 | 32 | 32 | 32 | 32 | 32 | 32 | 32 | 32 | 32 | 32 | 32 | 32 | 32 | 32 | 32
Option 3 SG | QLD |  | Black Coal | 8130 | 8130 | 8130 | 5750 | 5400 | 5400 | 5400 | 5400 | 5400 | 5400 | 4700 | 3900 | 3900 | 3900 | 3900 | 3900 | 3156 | 2791 | 2426 | 2061 | 1696 | 1696 | 1696 | 0
Option 3 SG | QLD |  | CCGT | 1597.9 | 1597.9 | 1597.9 | 1597.9 | 1597.9 | 1597.9 | 1597.9 | 1597.9 | 1597.9 | 1597.9 | 1212.9 | 1212.9 | 1125.5 | 1068.5 | 1068.5 | 1068.5 | 1068.5 | 1068.5 | 1068.5 | 424 | 424 | 180 | 180 | 180
Option 3 SG | QLD |  | Coordinated CER | 61.444 | 80.294 | 100.715 | 124.015 | 151.865 | 185.868 | 224.011 | 267.285 | 315.708 | 369.295 | 429.544 | 493.827 | 563.501 | 638.613 | 723.03 | 815.547 | 912.626 | 1016.155 | 1126.281 | 1243.02 | 1368.802 | 1499.312 | 1636.772 | 1781.357
Option 3 SG | QLD |  | Distributed PV | 8043.017 | 8408.91 | 8774.985 | 9153.904 | 9494.766 | 9719.999 | 9943.751 | 10163.261 | 10367.241 | 10558.247 | 10766.19 | 11000.131 | 11246.242 | 11498.964 | 11778.619 | 12062.113 | 12312.263 | 12527.346 | 12895.372 | 13275.96 | 13676.49 | 14108.239 | 14593.053 | 15109.319
Option 3 SG | QLD |  | H2 Reciprocating Engine | 0 | 0 | 400 | 400 | 400 | 400 | 400 | 400 | 400 | 400 | 400 | 400 | 400 | 400 | 400 | 400 | 400 | 400 | 400 | 400 | 400 | 400 | 400 | 400
Option 3 SG | QLD |  | Hydro | 156.4 | 156.4 | 156.4 | 156.4 | 156.4 | 156.4 | 156.4 | 156.4 | 156.4 | 156.4 | 156.4 | 156.4 | 156.4 | 156.4 | 156.4 | 156.4 | 156.4 | 156.4 | 156.4 | 156.4 | 156.4 | 156.4 | 156.4 | 156.4
Option 3 SG | QLD |  | Liquid Fuel | 423.5 | 423.5 | 423.5 | 423.5 | 423.5 | 423.5 | 423.5 | 131.5 | 131.5 | 131.5 | 131.5 | 131.5 | 131.5 | 131.5 | 131.5 | 131.5 | 131.5 | 131.5 | 0 | 0 | 0 | 0 | 0 | 0
Option 3 SG | QLD |  | OCGT | 1546 | 1546 | 1663 | 1663 | 1663 | 2062.885 | 2062.885 | 2062.885 | 1945.885 | 1945.885 | 1945.885 | 1945.885 | 1945.885 | 1945.885 | 1945.885 | 1945.885 | 1945.885 | 1945.885 | 2502.5036 | 2996.1302 | 2432.1302 | 2432.1302 | 2432.1302 | 2620.7313
Option 3 SG | QLD |  | PHES | 820 | 820 | 820 | 820 | 820 | 820 | 820 | 820 | 2818 | 2818 | 2818 | 2818 | 2818 | 2818 | 2818 | 2818 | 2818 | 2818 | 2818 | 2818 | 2818 | 2818 | 2818 | 2818
Option 3 SG | QLD |  | Solar | 3920.3 | 5175.9415 | 5973.7815 | 5973.2315 | 5972.6615 | 5972.1015 | 5971.5415 | 5971.0415 | 5970.5615 | 5970.5615 | 5860.5615 | 5812.0615 | 5812.0615 | 5812.0615 | 5812.0615 | 7440.5418 | 9234.0548 | 9285.4688 | 9140.0088 | 9288.2093 | 9265.3395 | 9952.8515 | 10093.3644 | 11137.3473
Option 3 SG | QLD |  | Wind | 2569.65 | 3075.86 | 3475.7 | 3475.7 | 3475.7001 | 3475.7001 | 3668.0338 | 3703.0074 | 4022.1423 | 4294.8368 | 5407.2851 | 6325.9215 | 6658.145 | 6658.145 | 6841.9421 | 6841.9421 | 7400.3784 | 8366.6094 | 7930.0045 | 8750.279 | 9902.3139 | 10772.637 | 11330.0488 | 12137.6173
Option 3 SG | QLD | CQ | 2h | 230 | 230 | 230 | 230 | 226 | 226 | 226 | 226 | 226 | 226 | 226 | 226 | 226 | 226 | 226 | 226 | 180 | 180 | 180 | 180 | 180 | 180 | 180 | 180
Option 3 SG | QLD | CQ | 4h | 300 | 300 | 300 | 300 | 300 | 300 | 300 | 300 | 300 | 300 | 300 | 300 | 300 | 300 | 300 | 300 | 300 | 300 | 300 | 300 | 0 | 0 | 0 | 0
Option 3 SG | QLD | CQ | 8h | 0 | 0 | 1.504e-05 | 2.007e-05 | 2.007e-05 | 2.007e-05 | 2.007e-05 | 2.007e-05 | 2.007e-05 | 2.007e-05 | 2.007e-05 | 2.007e-05 | 2.007e-05 | 2.007e-05 | 2.007e-05 | 2.007e-05 | 2.007e-05 | 2.007e-05 | 2.007e-05 | 2.007e-05 | 2.007e-05 | 2.007e-05 | 6.33e-06 | 36.1122
Option 3 SG | QLD | CQ | Black Coal | 3004 | 3004 | 3004 | 2304 | 2304 | 2304 | 2304 | 2304 | 2304 | 2304 | 2304 | 2304 | 2304 | 2304 | 2304 | 2304 | 2304 | 1939 | 1574 | 1209 | 844 | 844 | 844 | 0
Option 3 SG | QLD | CQ | Coordinated CER | 6.056 | 7.907 | 9.924 | 12.226 | 14.633 | 17.531 | 20.728 | 24.323 | 28.32 | 32.724 | 37.679 | 42.928 | 48.603 | 54.709 | 61.53 | 69.021 | 76.837 | 85.161 | 94.004 | 103.365 | 113.557 | 124.097 | 135.194 | 146.858
Option 3 SG | QLD | CQ | Distributed PV | 733.617 | 768.904 | 804.036 | 841.111 | 874.22 | 896.009 | 917.967 | 939.916 | 959.982 | 978.49 | 998.893 | 1022.132 | 1046.096 | 1070.357 | 1097.463 | 1125.33 | 1149.65 | 1170.351 | 1205.742 | 1242.727 | 1281.189 | 1322.284 | 1368.712 | 1418.528
Option 3 SG | QLD | CQ | OCGT | 37 | 37 | 37 | 37 | 37 | 436.885 | 436.885 | 436.885 | 399.885 | 399.885 | 399.885 | 399.885 | 399.885 | 399.885 | 399.885 | 399.885 | 399.885 | 399.885 | 399.885 | 399.885 | 399.885 | 399.885 | 399.885 | 399.885
Option 3 SG | QLD | CQ | PHES | 0 | 0 | 0 | 0 | 0 | 0 | 0 | 0 | 0 | 0 | 0 | 0 | 0 | 0 | 0 | 0 | 0 | 0 | 0 | 0 | 0 | 0 | 0 | 0
Option 3 SG | QLD | CQ | Solar | 957.16 | 957.1602 | 1054.1602 | 1054.1602 | 1054.1602 | 1054.1602 | 1054.1602 | 1054.1602 | 1054.1602 | 1054.1602 | 1054.1602 | 1054.1602 | 1054.1602 | 1054.1602 | 1054.1602 | 1054.1602 | 1054.1602 | 1039.1602 | 996.6602 | 996.6603 | 996.6603 | 996.6603 | 655.4063 | 1282.059
Option 3 SG | QLD | CQ | Wind | 439 | 945.21 | 945.21 | 945.21 | 945.21 | 945.21 | 945.21 | 945.21 | 945.21 | 945.21 | 945.2101 | 1036.2908 | 1036.2908 | 1036.2908 | 1036.2908 | 1036.2908 | 1036.2908 | 1348.1693 | 1351.5444 | 1839.117 | 1942.8154 | 1942.8154 | 1942.8157 | 1907.2509
Option 3 SG | QLD | GG | 1h | 0 | 400 | 400 | 400 | 400 | 400 | 400 | 400 | 400 | 400 | 400 | 400 | 400 | 400 | 400 | 400 | 400 | 400 | 400 | 400 | 400 | 400 | 400 | 0
Option 3 SG | QLD | GG | 4h | 0 | 0 | 8.127e-05 | 0.00019432 | 0.00019432 | 0.00019432 | 0.00019432 | 0.00019432 | 0.00019432 | 0.00019432 | 0.00019432 | 0.00019432 | 0.00019432 | 0.00019432 | 0.00019432 | 0.00019432 | 0.00019432 | 0.00019432 | 0.00019432 | 0.00019432 | 0.00019432 | 0.00019432 | 447.6652 | 447.6651
Option 3 SG | QLD | GG | Black Coal | 1680 | 1680 | 1680 | 0 | 0 | 0 | 0 | 0 | 0 | 0 | 0 | 0 | 0 | 0 | 0 | 0 | 0 | 0 | 0 | 0 | 0 | 0 | 0 | 0
Option 3 SG | QLD | GG | CCGT | 180 | 180 | 180 | 180 | 180 | 180 | 180 | 180 | 180 | 180 | 180 | 180 | 180 | 180 | 180 | 180 | 180 | 180 | 180 | 180 | 180 | 180 | 180 | 180
Option 3 SG | QLD | GG | Coordinated CER | 0.766 | 1.001 | 1.253 | 1.54 | 1.861 | 2.248 | 2.677 | 3.159 | 3.697 | 4.289 | 4.955 | 5.661 | 6.425 | 7.247 | 8.167 | 9.176 | 10.231 | 11.354 | 12.547 | 13.81 | 15.179 | 16.596 | 18.086 | 19.652
Option 3 SG | QLD | GG | Distributed PV | 91.988 | 96.618 | 101.241 | 105.94 | 110.178 | 112.947 | 115.653 | 118.251 | 120.701 | 123.021 | 125.509 | 128.271 | 131.233 | 134.315 | 137.692 | 141.065 | 144.071 | 146.676 | 151.144 | 155.718 | 160.588 | 165.882 | 171.794 | 178.046
Option 3 SG | QLD | GG | OCGT | 0 | 0 | 0 | 0 | 0 | 0 | 0 | 0 | 0 | 0 | 0 | 0 | 0 | 0 | 0 | 0 | 0 | 0 | 0 | 0 | 0 | 0 | 0 | 0
Option 3 SG | QLD | GG | Solar | 387.01 | 387.01 | 387.01 | 387.01 | 387.01 | 387.01 | 387.01 | 387.01 | 387.01 | 387.01 | 387.01 | 387.01 | 387.01 | 387.01 | 387.01 | 387.01 | 387.01 | 387.01 | 387.01 | 387.01 | 387.01 | 387.01 | 387.01 | 387.01
Option 3 SG | QLD | NQ | 2h | 0 | 0 | 150 | 450 | 450 | 450 | 450 | 450 | 450 | 450 | 450 | 450 | 450 | 450 | 450 | 450 | 450 | 450 | 450 | 450 | 450 | 300 | 300 | 0
Option 3 SG | QLD | NQ | 4h | 0 | 0 | 254 | 254 | 254 | 254 | 254 | 254 | 254 | 254 | 254 | 254 | 254 | 254 | 254 | 254 | 254 | 254 | 254 | 254 | 254 | 254 | 104 | 104
Option 3 SG | QLD | NQ | Biomass | 32 | 32 | 32 | 32 | 32 | 32 | 32 | 32 | 32 | 32 | 32 | 32 | 32 | 32 | 32 | 32 | 32 | 32 | 32 | 32 | 32 | 32 | 32 | 32
Option 3 SG | QLD | NQ | CCGT | 244 | 244 | 244 | 244 | 244 | 244 | 244 | 244 | 244 | 244 | 244 | 244 | 244 | 244 | 244 | 244 | 244 | 244 | 244 | 244 | 244 | 0 | 0 | 0
Option 3 SG | QLD | NQ | Coordinated CER | 9.34 | 12.202 | 15.31 | 18.857 | 22.694 | 27.32 | 32.433 | 38.187 | 44.582 | 51.625 | 59.539 | 67.926 | 76.99 | 86.74 | 97.636 | 109.593 | 122.074 | 135.362 | 149.476 | 164.418 | 180.617 | 197.366 | 214.996 | 233.526
Option 3 SG | QLD | NQ | Distributed PV | 1215.849 | 1271.081 | 1326.352 | 1383.855 | 1435.475 | 1469.688 | 1503.834 | 1537.557 | 1568.68 | 1597.656 | 1629.341 | 1665.129 | 1702.465 | 1740.578 | 1782.891 | 1826.012 | 1863.894 | 1896.332 | 1951.758 | 2009.315 | 2069.617 | 2134.42 | 2207.399 | 2285.395
Option 3 SG | QLD | NQ | Hydro | 156.4 | 156.4 | 156.4 | 156.4 | 156.4 | 156.4 | 156.4 | 156.4 | 156.4 | 156.4 | 156.4 | 156.4 | 156.4 | 156.4 | 156.4 | 156.4 | 156.4 | 156.4 | 156.4 | 156.4 | 156.4 | 156.4 | 156.4 | 156.4
Option 3 SG | QLD | NQ | Liquid Fuel | 423.5 | 423.5 | 423.5 | 423.5 | 423.5 | 423.5 | 423.5 | 131.5 | 131.5 | 131.5 | 131.5 | 131.5 | 131.5 | 131.5 | 131.5 | 131.5 | 131.5 | 131.5 | 0 | 0 | 0 | 0 | 0 | 0
Option 3 SG | QLD | NQ | PHES | 250 | 250 | 250 | 250 | 250 | 250 | 250 | 250 | 250 | 250 | 250 | 250 | 250 | 250 | 250 | 250 | 250 | 250 | 250 | 250 | 250 | 250 | 250 | 250
Option 3 SG | QLD | NQ | Solar | 727.63 | 727.6333 | 1327.6333 | 1327.6333 | 1327.6333 | 1327.6333 | 1327.6333 | 1327.6333 | 1327.6333 | 1327.6333 | 1327.6333 | 1279.1333 | 1279.1333 | 1279.1333 | 1279.1333 | 1279.1333 | 1309.9921 | 1272.5425 | 1272.5425 | 1272.5425 | 1257.5425 | 1157.5625 | 1008.5825 | 1008.5825
Option 3 SG | QLD | NQ | Wind | 375.65 | 375.65 | 775.49 | 775.49 | 775.49 | 775.49 | 967.8238 | 1002.7973 | 1321.9323 | 1345.49 | 1405.7464 | 1405.7466 | 1737.97 | 1737.97 | 1921.7672 | 1921.7672 | 2480.2034 | 2954.1115 | 2954.1115 | 3188.1419 | 3144.9419 | 3367.6639 | 3925.0755 | 4155.8099
Option 3 SG | QLD | SQ | 1h | 222.02 | 222.02 | 222.02 | 222.02 | 222.02 | 222.02 | 222.02 | 222.02 | 222.02 | 222.02 | 222.02 | 222.02 | 222.02 | 222.02 | 222.02 | 222.02 | 222.02 | 222.02 | 222.02 | 222.02 | 222.02 | 222.02 | 222.02 | 222.02
Option 3 SG | QLD | SQ | 2h | 1809.12 | 1809.12 | 1809.12 | 1809.1201 | 1809.1201 | 1809.1201 | 1809.1201 | 1824.7201 | 1809.1201 | 1824.7201 | 1809.1201 | 1809.1201 | 1709.1201 | 1709.1201 | 1709.1201 | 1709.1201 | 1709.1201 | 1709.1201 | 1509.1201 | 959.1201 | 959.1201 | 959.12 | 704.32 | 719.92
Option 3 SG | QLD | SQ | 4h | 260 | 260.0001 | 260.0002 | 333.5617 | 333.5617 | 333.5617 | 333.5617 | 333.5617 | 333.5617 | 333.5617 | 333.5617 | 333.5617 | 333.5617 | 333.5617 | 333.5617 | 333.5617 | 333.5617 | 472.1251 | 679.0746 | 1376.3667 | 1998.6475 | 2747.9643 | 2904.254 | 3325.0087
Option 3 SG | QLD | SQ | 8h | 0 | 0 | 1.965e-05 | 2.921e-05 | 2.921e-05 | 2.921e-05 | 2.921e-05 | 2.921e-05 | 2.921e-05 | 2.921e-05 | 2.921e-05 | 2.921e-05 | 2.921e-05 | 2.921e-05 | 2.921e-05 | 2.921e-05 | 2.921e-05 | 2.921e-05 | 2.921e-05 | 2.921e-05 | 2.921e-05 | 2.921e-05 | 1.068e-05 | 1.565e-05
Option 3 SG | QLD | SQ | Black Coal | 3446 | 3446 | 3446 | 3446 | 3096 | 3096 | 3096 | 3096 | 3096 | 3096 | 2396 | 1596 | 1596 | 1596 | 1596 | 1596 | 852 | 852 | 852 | 852 | 852 | 852 | 852 | 0
Option 3 SG | QLD | SQ | CCGT | 1173.9 | 1173.9 | 1173.9 | 1173.9 | 1173.9 | 1173.9 | 1173.9 | 1173.9 | 1173.9 | 1173.9 | 788.9 | 788.9 | 701.5 | 644.5 | 644.5 | 644.5 | 644.5 | 644.5 | 644.5 | 0 | 0 | 0 | 0 | 0
Option 3 SG | QLD | SQ | Coordinated CER | 45.282 | 59.184 | 74.228 | 91.392 | 112.677 | 138.769 | 168.173 | 201.616 | 239.109 | 280.657 | 327.371 | 377.312 | 431.483 | 489.917 | 555.697 | 627.757 | 703.484 | 784.278 | 870.254 | 961.427 | 1059.449 | 1161.253 | 1268.496 | 1381.321
Option 3 SG | QLD | SQ | Distributed PV | 6001.563 | 6272.307 | 6543.356 | 6822.998 | 7074.893 | 7241.355 | 7406.297 | 7567.537 | 7717.878 | 7859.08 | 8012.447 | 8184.599 | 8366.448 | 8553.714 | 8760.573 | 8969.706 | 9154.648 | 9313.987 | 9586.728 | 9868.2 | 10165.096 | 10485.653 | 10845.148 | 11227.35
Option 3 SG | QLD | SQ | H2 Reciprocating Engine | 0 | 0 | 400 | 400 | 400 | 400 | 400 | 400 | 400 | 400 | 400 | 400 | 400 | 400 | 400 | 400 | 400 | 400 | 400 | 400 | 400 | 400 | 400 | 400
Option 3 SG | QLD | SQ | OCGT | 1509 | 1509 | 1626 | 1626 | 1626 | 1626 | 1626 | 1626 | 1546 | 1546 | 1546 | 1546 | 1546 | 1546 | 1546 | 1546 | 1546 | 1546 | 2102.6186 | 2596.2452 | 2032.2452 | 2032.2452 | 2032.2452 | 2220.8463
Option 3 SG | QLD | SQ | PHES | 570 | 570 | 570 | 570 | 570 | 570 | 570 | 570 | 2568 | 2568 | 2568 | 2568 | 2568 | 2568 | 2568 | 2568 | 2568 | 2568 | 2568 | 2568 | 2568 | 2568 | 2568 | 2568
Option 3 SG | QLD | SQ | Solar | 1848.5 | 3104.138 | 3204.978 | 3204.428 | 3203.858 | 3203.298 | 3202.738 | 3202.238 | 3201.758 | 3201.758 | 3091.758 | 3091.758 | 3091.758 | 3091.758 | 3091.758 | 4720.2383 | 6482.8925 | 6586.7561 | 6483.7961 | 6631.9966 | 6624.1267 | 7411.6187 | 8042.3656 | 8459.6957
Option 3 SG | QLD | SQ | Wind | 1755 | 1755 | 1755 | 1755 | 1755 | 1755 | 1755 | 1755 | 1755.0001 | 2004.1368 | 3056.3287 | 3883.8841 | 3883.8841 | 3883.8841 | 3883.8841 | 3883.8841 | 3883.8841 | 4064.3286 | 3624.3486 | 3723.02 | 4814.5565 | 5462.1576 | 5462.1576 | 6074.5565
Option 3 SG | SA |  | 2h | 1135.13 | 2711.13 | 2911.13 | 2911.13 | 2881.13 | 2881.13 | 2881.13 | 2881.13 | 2856.13 | 2856.13 | 2856.13 | 2856.13 | 2856.13 | 2856.13 | 2856.13 | 2850.7 | 2844.13 | 2593.43 | 2299.45 | 2287.45 | 2077.45 | 301.45 | 261 | 150
Option 3 SG | SA |  | 4h | 0 | 556 | 556.0001 | 556.0001 | 556.0001 | 556.0001 | 556.0001 | 556.0001 | 556.0001 | 556.0001 | 556.0001 | 556.0001 | 556.0001 | 556.0001 | 556.0001 | 300.0001 | 556.0001 | 556.0001 | 556.0001 | 556.0001 | 556.0001 | 0.00010386 | 1.66e-05 | 395.4975
Option 3 SG | SA |  | 8h | 0 | 0 | 318.86 | 318.86 | 318.86 | 318.86 | 318.86 | 318.86 | 318.86 | 503.1823 | 503.1823 | 503.1823 | 503.1823 | 503.1823 | 503.1823 | 503.1823 | 503.1823 | 503.1823 | 503.1823 | 503.1823 | 503.1823 | 601.3028 | 282.4428 | 282.4428
Option 3 SG | SA |  | CCGT | 1309 | 1129 | 529 | 529 | 529 | 529 | 529 | 529 | 529 | 529 | 529 | 0 | 0 | 0 | 0 | 0 | 0 | 0 | 0 | 0 | 0 | 0 | 0 | 0
Option 3 SG | SA |  | Coordinated CER | 90.745 | 102.042 | 110.83 | 119.122 | 131.511 | 144.921 | 160.747 | 177.392 | 196.383 | 216.01 | 238.041 | 260.693 | 285.721 | 311.185 | 340.313 | 370.191 | 402.899 | 436.354 | 472.816 | 510.021 | 550.302 | 591.376 | 635.64 | 680.693
Option 3 SG | SA |  | Distributed PV | 3195.208 | 3304.311 | 3417.092 | 3526.526 | 3641.053 | 3693.435 | 3759.313 | 3802.546 | 3860.515 | 3899.389 | 3957.178 | 4001.862 | 4069.4 | 4122.823 | 4197.657 | 4254.462 | 4319.706 | 4359.545 | 4460.04 | 4544.565 | 4654.34 | 4758.135 | 4892.387 | 5014.613
Option 3 SG | SA |  | Liquid Fuel | 413.38 | 276.88 | 276.88 | 276.88 | 276.88 | 276.88 | 276.88 | 276.88 | 276.88 | 276.88 | 276.88 | 276.88 | 276.88 | 276.88 | 276.88 | 276.88 | 276.88 | 276.88 | 276.88 | 276.88 | 122.88 | 122.88 | 122.88 | 122.88
Option 3 SG | SA |  | OCGT | 1175.26 | 1175.26 | 1175.26 | 1175.26 | 1175.26 | 1175.26 | 1175.26 | 1175.26 | 1175.26 | 1095.26 | 1059.36 | 1059.36 | 1059.36 | 1059.36 | 855.6 | 855.6 | 855.6 | 855.6 | 659.8943 | 531.4943 | 909.7098 | 1318.1862 | 1634.0866 | 1663.0566
Option 3 SG | SA |  | Solar | 588.88 | 1463.68 | 1600.88 | 1600.88 | 1600.88 | 1596.32 | 1596.32 | 1596.32 | 1596.32 | 1596.32 | 1596.32 | 1596.32 | 1596.32 | 1596.32 | 1596.32 | 1533.34 | 1533.34 | 1533.34 | 1314.1 | 1300.99 | 1300.99 | 1223.99 | 1223.99 | 1128.99
Option 3 SG | SA |  | Wind | 2722.04 | 2722.04 | 2747.04 | 3022.04 | 2960.04 | 2869.29 | 2869.29 | 2737.59 | 2737.59 | 2467.41 | 2282.92 | 2282.92 | 2123.92 | 1797.22 | 1758.2213 | 1973.9952 | 1973.9952 | 2093.9377 | 2650.1391 | 2559.1688 | 2916.1905 | 3397.0084 | 3196.0284 | 3316.8084
Option 3 SG | SA | CSA | 2h | 1059.68 | 2277.6806 | 2477.6806 | 2477.6806 | 2447.6806 | 2447.6806 | 2447.6806 | 2447.6806 | 2447.6806 | 2447.6806 | 2447.6806 | 2447.6806 | 2447.6806 | 2447.6806 | 2447.6806 | 2441.7006 | 2435.6806 | 2184.9806 | 1891.0006 | 1889.0006 | 1679.0006 | 261 | 261 | 150
Option 3 SG | SA | CSA | 4h | 0 | 306 | 306.0001 | 306.0001 | 306.0001 | 306.0001 | 306.0001 | 306.0001 | 306.0001 | 306.0001 | 306.0001 | 306.0001 | 306.0001 | 306.0001 | 306.0001 | 50.0001 | 306.0001 | 306.0001 | 306.0001 | 306.0001 | 306.0001 | 0.00010386 | 1.66e-05 | 395.4975
Option 3 SG | SA | CSA | 8h | 0 | 0 | 318.8595 | 318.8595 | 318.8595 | 318.8595 | 318.8595 | 318.8595 | 318.8595 | 318.8595 | 318.8595 | 318.8595 | 318.8595 | 318.8595 | 318.8595 | 318.8595 | 318.8595 | 318.8595 | 318.8595 | 318.8595 | 318.8595 | 318.8595 | 4.6e-06 | 1.873e-05
Option 3 SG | SA | CSA | CCGT | 1309 | 1129 | 529 | 529 | 529 | 529 | 529 | 529 | 529 | 529 | 529 | 0 | 0 | 0 | 0 | 0 | 0 | 0 | 0 | 0 | 0 | 0 | 0 | 0
Option 3 SG | SA | CSA | Coordinated CER | 81.159 | 91.205 | 99.048 | 106.41 | 117.553 | 129.643 | 143.924 | 158.969 | 176.139 | 193.905 | 213.844 | 234.367 | 257.035 | 280.119 | 306.529 | 333.643 | 363.318 | 393.696 | 426.793 | 460.592 | 497.151 | 534.453 | 574.634 | 615.555
Option 3 SG | SA | CSA | Distributed PV | 2891.883 | 2988.852 | 3088.559 | 3185.66 | 3284.861 | 3329.998 | 3385.019 | 3421.977 | 3469.936 | 3503.019 | 3550.859 | 3589.221 | 3645.887 | 3692.16 | 3755.434 | 3804.797 | 3859.494 | 3893.647 | 3980.081 | 4054.44 | 4149.225 | 4240.889 | 4357.628 | 4465.783
Option 3 SG | SA | CSA | Liquid Fuel | 276.88 | 276.88 | 276.88 | 276.88 | 276.88 | 276.88 | 276.88 | 276.88 | 276.88 | 276.88 | 276.88 | 276.88 | 276.88 | 276.88 | 276.88 | 276.88 | 276.88 | 276.88 | 276.88 | 276.88 | 122.88 | 122.88 | 122.88 | 122.88
Option 3 SG | SA | CSA | OCGT | 1095.26 | 1095.26 | 1095.26 | 1095.26 | 1095.26 | 1095.26 | 1095.26 | 1095.26 | 1095.26 | 1095.26 | 1059.36 | 1059.36 | 1059.36 | 1059.36 | 855.6 | 855.6 | 855.6 | 855.6 | 659.8943 | 531.4943 | 909.7098 | 1318.1862 | 1634.0866 | 1663.0566
Option 3 SG | SA | CSA | Solar | 74.54 | 328.1823 | 465.3823 | 465.3823 | 465.3823 | 460.8223 | 460.8223 | 460.8223 | 460.8223 | 460.8223 | 460.8223 | 460.8223 | 460.8223 | 460.8223 | 460.8223 | 433.9423 | 433.9423 | 433.9423 | 433.9423 | 420.8323 | 420.8323 | 420.8323 | 420.8323 | 420.8323
Option 3 SG | SA | CSA | Wind | 1765.01 | 1765.01 | 1790.01 | 2065.01 | 2065.01 | 2065.01 | 2065.01 | 1933.31 | 1933.31 | 1861.91 | 1677.42 | 1677.42 | 1677.42 | 1350.72 | 1350.7213 | 1566.4952 | 1566.4952 | 1686.4377 | 2242.639 | 2205.66 | 2205.66 | 2205.66 | 2004.68 | 1919.5072
Option 3 SG | SA | NSA | 2h | 10 | 367.9994 | 367.9994 | 367.9994 | 367.9994 | 367.9994 | 367.9994 | 367.9994 | 367.9994 | 367.9994 | 367.9994 | 367.9994 | 367.9994 | 367.9994 | 367.9994 | 367.9994 | 367.9994 | 367.9994 | 367.9994 | 357.9994 | 357.9994 | 1.212e-05 | 1.212e-05 | 1.212e-05
Option 3 SG | SA | NSA | 8h | 0 | 0 | 0.00054268 | 0.00054268 | 0.00054268 | 0.00054268 | 0.00054268 | 0.00054268 | 0.00054268 | 184.3228 | 184.3228 | 184.3228 | 184.3228 | 184.3228 | 184.3228 | 184.3228 | 184.3228 | 184.3228 | 184.3228 | 184.3228 | 184.3228 | 282.4433 | 282.4428 | 282.4428
Option 3 SG | SA | NSA | Coordinated CER | 5.045 | 5.708 | 6.202 | 6.692 | 7.34 | 8.023 | 8.819 | 9.639 | 10.573 | 11.523 | 12.591 | 13.674 | 14.875 | 16.082 | 17.46 | 18.857 | 20.39 | 21.941 | 23.638 | 25.351 | 27.222 | 29.112 | 31.16 | 33.226
Option 3 SG | SA | NSA | Distributed PV | 166.132 | 172.577 | 179.548 | 186.093 | 194.603 | 198.64 | 204.936 | 208.471 | 214.328 | 217.606 | 223.42 | 226.954 | 233.221 | 237.16 | 243.761 | 247.834 | 253.913 | 257.091 | 264.924 | 270.338 | 278.619 | 284.998 | 294.517 | 301.839
Option 3 SG | SA | NSA | Liquid Fuel | 73.5 | 0 | 0 | 0 | 0 | 0 | 0 | 0 | 0 | 0 | 0 | 0 | 0 | 0 | 0 | 0 | 0 | 0 | 0 | 0 | 0 | 0 | 0 | 0
Option 3 SG | SA | NSA | Solar | 296.24 | 917.3977 | 917.3977 | 917.3977 | 917.3977 | 917.3977 | 917.3977 | 917.3977 | 917.3977 | 917.3977 | 917.3977 | 917.3977 | 917.3977 | 917.3977 | 917.3977 | 917.3977 | 917.3977 | 917.3977 | 698.1577 | 698.1577 | 698.1577 | 621.1577 | 621.1577 | 621.1577
Option 3 SG | SA | NSA | Wind | 632.53 | 632.53 | 632.53 | 632.53 | 570.53 | 479.78 | 479.78 | 479.78 | 479.78 | 407.5 | 407.5 | 407.5 | 407.5 | 407.5 | 407.5 | 407.5 | 407.5 | 407.5 | 407.5 | 353.5088 | 566.2993 | 706.5734 | 706.5734 | 912.5262
Option 3 SG | SA | SESA | 2h | 65.45 | 65.45 | 65.45 | 65.45 | 65.45 | 65.45 | 65.45 | 65.45 | 40.45 | 40.45 | 40.45 | 40.45 | 40.45 | 40.45 | 40.45 | 41 | 40.45 | 40.45 | 40.45 | 40.45 | 40.45 | 40.45 | 0 | 0
Option 3 SG | SA | SESA | 4h | 0 | 250 | 250 | 250 | 250 | 250 | 250 | 250 | 250 | 250 | 250 | 250 | 250 | 250 | 250 | 250 | 250 | 250 | 250 | 250 | 250 | 0 | 0 | 0
Option 3 SG | SA | SESA | Coordinated CER | 4.541 | 5.129 | 5.58 | 6.02 | 6.618 | 7.255 | 8.004 | 8.784 | 9.671 | 10.582 | 11.606 | 12.652 | 13.811 | 14.984 | 16.324 | 17.691 | 19.191 | 20.717 | 22.385 | 24.078 | 25.929 | 27.811 | 29.846 | 31.912
Option 3 SG | SA | SESA | Distributed PV | 137.193 | 142.882 | 148.985 | 154.773 | 161.589 | 164.797 | 169.358 | 172.098 | 176.251 | 178.764 | 182.899 | 185.687 | 190.292 | 193.503 | 198.462 | 201.831 | 206.299 | 208.807 | 215.035 | 219.787 | 226.496 | 232.248 | 240.242 | 246.991
Option 3 SG | SA | SESA | Liquid Fuel | 63 | 0 | 0 | 0 | 0 | 0 | 0 | 0 | 0 | 0 | 0 | 0 | 0 | 0 | 0 | 0 | 0 | 0 | 0 | 0 | 0 | 0 | 0 | 0
Option 3 SG | SA | SESA | OCGT | 80 | 80 | 80 | 80 | 80 | 80 | 80 | 80 | 80 | 0 | 0 | 0 | 0 | 0 | 0 | 0 | 0 | 0 | 0 | 0 | 0 | 0 | 0 | 0
Option 3 SG | SA | SESA | Solar | 218.1 | 218.1 | 218.1 | 218.1 | 218.1 | 218.1 | 218.1 | 218.1 | 218.1 | 218.1 | 218.1 | 218.1 | 218.1 | 218.1 | 218.1 | 182 | 182 | 182 | 182 | 182 | 182 | 182 | 182 | 87
Option 3 SG | SA | SESA | Wind | 324.5 | 324.5 | 324.5 | 324.5 | 324.5 | 324.5 | 324.5 | 324.5 | 324.5 | 198 | 198 | 198 | 39 | 39 | 4.52e-06 | 4.52e-06 | 5.81e-06 | 5.81e-06 | 5.81e-06 | 7.76e-06 | 144.2312 | 484.775 | 484.775 | 484.775
Option 3 SG | TAS |  | 24h | 0 | 0 | 0 | 0 | 0 | 0 | 0 | 0 | 0 | 0 | 0 | 0 | 0 | 0 | 0 | 0 | 0 | 0 | 0 | 0 | 0 | 0 | 0 | 0
Option 3 SG | TAS |  | 2h | 0 | 1.53e-05 | 1.766e-05 | 1.766e-05 | 1.961e-05 | 2.23e-05 | 2.23e-05 | 2.23e-05 | 2.23e-05 | 2.23e-05 | 2.23e-05 | 2.23e-05 | 2.23e-05 | 2.23e-05 | 2.23e-05 | 2.23e-05 | 2.23e-05 | 2.23e-05 | 2.23e-05 | 2.23e-05 | 2.23e-05 | 7e-06 | 4.64e-06 | 4.64e-06
Option 3 SG | TAS |  | 4h | 0 | 1.458e-05 | 1.458e-05 | 1.458e-05 | 1.696e-05 | 1.905e-05 | 1.905e-05 | 1.905e-05 | 1.905e-05 | 1.905e-05 | 1.905e-05 | 1.905e-05 | 1.905e-05 | 1.905e-05 | 1.905e-05 | 1.905e-05 | 1.905e-05 | 1.905e-05 | 1.905e-05 | 1.905e-05 | 1.905e-05 | 1.593e-05 | 1.593e-05 | 1.593e-05
Option 3 SG | TAS |  | 8h | 0 | 0 | 7.83e-06 | 7.83e-06 | 9.27e-06 | 9.27e-06 | 9.27e-06 | 9.27e-06 | 9.27e-06 | 9.27e-06 | 9.27e-06 | 9.27e-06 | 9.27e-06 | 9.27e-06 | 9.27e-06 | 9.27e-06 | 9.27e-06 | 9.27e-06 | 9.27e-06 | 9.27e-06 | 9.27e-06 | 1.043e-05 | 2.59e-06 | 2.59e-06
Option 3 SG | TAS |  | CCGT | 208 | 208 | 208 | 208 | 208 | 208 | 208 | 208 | 208 | 208 | 208 | 208 | 208 | 208 | 208 | 208 | 208 | 208 | 208 | 208 | 208 | 208 | 208 | 208
Option 3 SG | TAS |  | CST | 0 | 0 | 0 | 0 | 0 | 0 | 0 | 0 | 0 | 0 | 0 | 0 | 0 | 0 | 0 | 0 | 0 | 0 | 0 | 0 | 0 | 0 | 0 | 0
Option 3 SG | TAS |  | Coordinated CER | 5.068 | 6.997 | 9.229 | 11.792 | 13.431 | 15.261 | 17.452 | 19.814 | 22.552 | 25.464 | 28.804 | 32.346 | 36.343 | 40.532 | 46.432 | 52.741 | 59.767 | 67.203 | 75.396 | 84.007 | 93.396 | 103.218 | 113.85 | 124.924
Option 3 SG | TAS |  | Distributed PV | 432.926 | 461.351 | 491.047 | 509.889 | 523.498 | 528.969 | 539.008 | 542.527 | 550.566 | 553.568 | 562.444 | 566.09 | 574.899 | 579.256 | 590.296 | 597.263 | 606.512 | 609.457 | 627.804 | 641.832 | 670.461 | 705.192 | 749.808 | 790.95
Option 3 SG | TAS |  | Hydro | 2176.7 | 2176.7 | 2176.7 | 2176.7 | 2566.7 | 2566.7 | 2566.7 | 2566.7 | 2566.7 | 2566.7 | 2566.7 | 2566.7 | 2566.7 | 2566.7 | 2566.7 | 2566.7 | 2566.7 | 2566.7 | 2566.7 | 2566.7 | 2566.7 | 2566.7 | 2566.7 | 2566.7
Option 3 SG | TAS |  | OCGT | 178 | 178 | 178 | 178 | 178 | 178 | 178 | 178 | 178 | 178 | 178 | 178 | 178 | 178 | 58 | 58 | 58 | 58 | 58 | 58 | 58 | 58 | 58 | 58
Option 3 SG | TAS |  | PHES | 0 | 0 | 0 | 0 | 0 | 0 | 0 | 0 | 0 | 0 | 0 | 0 | 0 | 0 | 0 | 0 | 0 | 0 | 0 | 0 | 0 | 1.33e-06 | 1.33e-06 | 1.33e-06
Option 3 SG | TAS |  | Solar | 3.05e-06 | 1.908e-05 | 1037 | 1487 | 1487 | 1487 | 1487 | 1487 | 1487 | 1487 | 1883 | 1883 | 1883 | 1883 | 1883 | 1883 | 1883 | 1883 | 1883 | 1883 | 1883 | 1883 | 1883 | 1883
Option 3 SG | TAS |  | Wind | 561.6 | 582.4 | 582.4 | 582.4 | 582.4 | 582.4 | 606.5993 | 1339.9487 | 1339.9487 | 1482.4 | 1802.1759 | 1926.9539 | 1926.9539 | 1926.9539 | 1926.9539 | 1926.9539 | 1926.9539 | 1926.9539 | 1782.9539 | 1782.9539 | 1782.9539 | 1782.9539 | 1782.9539 | 1782.9539
Option 3 SG | TAS | TAS | 24h | 0 | 0 | 0 | 0 | 0 | 0 | 0 | 0 | 0 | 0 | 0 | 0 | 0 | 0 | 0 | 0 | 0 | 0 | 0 | 0 | 0 | 0 | 0 | 0
Option 3 SG | TAS | TAS | 2h | 0 | 1.53e-05 | 1.766e-05 | 1.766e-05 | 1.961e-05 | 2.23e-05 | 2.23e-05 | 2.23e-05 | 2.23e-05 | 2.23e-05 | 2.23e-05 | 2.23e-05 | 2.23e-05 | 2.23e-05 | 2.23e-05 | 2.23e-05 | 2.23e-05 | 2.23e-05 | 2.23e-05 | 2.23e-05 | 2.23e-05 | 7e-06 | 4.64e-06 | 4.64e-06
Option 3 SG | TAS | TAS | 4h | 0 | 1.458e-05 | 1.458e-05 | 1.458e-05 | 1.696e-05 | 1.905e-05 | 1.905e-05 | 1.905e-05 | 1.905e-05 | 1.905e-05 | 1.905e-05 | 1.905e-05 | 1.905e-05 | 1.905e-05 | 1.905e-05 | 1.905e-05 | 1.905e-05 | 1.905e-05 | 1.905e-05 | 1.905e-05 | 1.905e-05 | 1.593e-05 | 1.593e-05 | 1.593e-05
Option 3 SG | TAS | TAS | 8h | 0 | 0 | 7.83e-06 | 7.83e-06 | 9.27e-06 | 9.27e-06 | 9.27e-06 | 9.27e-06 | 9.27e-06 | 9.27e-06 | 9.27e-06 | 9.27e-06 | 9.27e-06 | 9.27e-06 | 9.27e-06 | 9.27e-06 | 9.27e-06 | 9.27e-06 | 9.27e-06 | 9.27e-06 | 9.27e-06 | 1.043e-05 | 2.59e-06 | 2.59e-06
Option 3 SG | TAS | TAS | CCGT | 208 | 208 | 208 | 208 | 208 | 208 | 208 | 208 | 208 | 208 | 208 | 208 | 208 | 208 | 208 | 208 | 208 | 208 | 208 | 208 | 208 | 208 | 208 | 208
Option 3 SG | TAS | TAS | CST | 0 | 0 | 0 | 0 | 0 | 0 | 0 | 0 | 0 | 0 | 0 | 0 | 0 | 0 | 0 | 0 | 0 | 0 | 0 | 0 | 0 | 0 | 0 | 0
Option 3 SG | TAS | TAS | Coordinated CER | 5.068 | 6.997 | 9.229 | 11.792 | 13.431 | 15.261 | 17.452 | 19.814 | 22.552 | 25.464 | 28.804 | 32.346 | 36.343 | 40.532 | 46.432 | 52.741 | 59.767 | 67.203 | 75.396 | 84.007 | 93.396 | 103.218 | 113.85 | 124.924
Option 3 SG | TAS | TAS | Distributed PV | 432.926 | 461.351 | 491.047 | 509.889 | 523.498 | 528.969 | 539.008 | 542.527 | 550.566 | 553.568 | 562.444 | 566.09 | 574.899 | 579.256 | 590.296 | 597.263 | 606.512 | 609.457 | 627.804 | 641.832 | 670.461 | 705.192 | 749.808 | 790.95
Option 3 SG | TAS | TAS | Hydro | 2176.7 | 2176.7 | 2176.7 | 2176.7 | 2566.7 | 2566.7 | 2566.7 | 2566.7 | 2566.7 | 2566.7 | 2566.7 | 2566.7 | 2566.7 | 2566.7 | 2566.7 | 2566.7 | 2566.7 | 2566.7 | 2566.7 | 2566.7 | 2566.7 | 2566.7 | 2566.7 | 2566.7
Option 3 SG | TAS | TAS | OCGT | 178 | 178 | 178 | 178 | 178 | 178 | 178 | 178 | 178 | 178 | 178 | 178 | 178 | 178 | 58 | 58 | 58 | 58 | 58 | 58 | 58 | 58 | 58 | 58
Option 3 SG | TAS | TAS | PHES | 0 | 0 | 0 | 0 | 0 | 0 | 0 | 0 | 0 | 0 | 0 | 0 | 0 | 0 | 0 | 0 | 0 | 0 | 0 | 0 | 0 | 1.33e-06 | 1.33e-06 | 1.33e-06
Option 3 SG | TAS | TAS | Solar | 3.05e-06 | 1.908e-05 | 1037 | 1487 | 1487 | 1487 | 1487 | 1487 | 1487 | 1487 | 1883 | 1883 | 1883 | 1883 | 1883 | 1883 | 1883 | 1883 | 1883 | 1883 | 1883 | 1883 | 1883 | 1883
Option 3 SG | TAS | TAS | Wind | 561.6 | 582.4 | 582.4 | 582.4 | 582.4 | 582.4 | 606.5993 | 1339.9487 | 1339.9487 | 1482.4 | 1802.1759 | 1926.9539 | 1926.9539 | 1926.9539 | 1926.9539 | 1926.9539 | 1926.9539 | 1926.9539 | 1782.9539 | 1782.9539 | 1782.9539 | 1782.9539 | 1782.9539 | 1782.9539
Option 3 SG | VIC |  | 1h | 0 | 3.17 | 3.17 | 3.17 | 3.1701 | 3.1701 | 3.1701 | 3.1701 | 135.913 | 135.913 | 135.913 | 135.913 | 135.913 | 135.913 | 135.913 | 135.913 | 135.913 | 135.913 | 135.913 | 135.913 | 135.913 | 135.9129 | 135.9129 | 135.9129
Option 3 SG | VIC |  | 2h | 1954.07 | 3443.57 | 3607.5901 | 3597.9901 | 3597.9901 | 3597.9901 | 3751.3301 | 3803.4601 | 3803.4601 | 3803.4601 | 3803.4601 | 3803.4601 | 3798.4601 | 3798.4601 | 3798.4601 | 3498.4601 | 3498.4601 | 3348.4601 | 3151.1001 | 3048.4601 | 2558.4601 | 1784.44 | 1787.08 | 1767.08
Option 3 SG | VIC |  | 4h | 0 | 1570 | 1985.7899 | 1985.7899 | 1985.7899 | 1985.7899 | 2000.2199 | 1985.7899 | 1985.7899 | 1985.7899 | 1985.7899 | 1985.7899 | 1985.7899 | 1985.7899 | 1985.7899 | 1985.7899 | 1985.7899 | 1985.7899 | 2001.8399 | 1985.7899 | 1985.7899 | 264.5899 | 220.03 | 220.03
Option 3 SG | VIC |  | 8h | 0 | 0 | 4.866e-05 | 5.054e-05 | 5.054e-05 | 5.054e-05 | 5.054e-05 | 5.054e-05 | 5.054e-05 | 5.054e-05 | 5.054e-05 | 5.054e-05 | 5.054e-05 | 5.054e-05 | 5.054e-05 | 5.054e-05 | 5.054e-05 | 5.054e-05 | 5.054e-05 | 5.054e-05 | 5.054e-05 | 6.073e-05 | 1.208e-05 | 1.617e-05
Option 3 SG | VIC |  | Brown Coal | 4820 | 4820 | 3370 | 2210 | 2210 | 2210 | 2210 | 2210 | 0 | 0 | 0 | 0 | 0 | 0 | 0 | 0 | 0 | 0 | 0 | 0 | 0 | 0 | 0 | 0
Option 3 SG | VIC |  | CCGT | 500 | 500 | 500 | 500 | 500 | 500 | 500 | 500 | 500 | 500 | 500 | 500 | 500 | 500 | 0 | 0 | 0 | 0 | 0 | 0 | 0 | 0 | 0 | 0
Option 3 SG | VIC |  | Coordinated CER | 67.99 | 91.478 | 118.183 | 148.382 | 181.229 | 219.401 | 265.232 | 316.109 | 374.837 | 438.431 | 510.444 | 587.509 | 673.312 | 763.939 | 867.052 | 975.54 | 1094.122 | 1218.104 | 1352.714 | 1492.725 | 1643.792 | 1800.43 | 1968.601 | 2142.381
Option 3 SG | VIC |  | Distributed PV | 6610.463 | 7091.936 | 7571.062 | 8053.051 | 8455.579 | 8692.591 | 8912.813 | 9128.761 | 9312.026 | 9488.674 | 9684.486 | 9915.035 | 10147.261 | 10404.067 | 10694.943 | 11012.878 | 11257.317 | 11458.407 | 11902.342 | 12376.603 | 12883.052 | 13465.868 | 14119.76 | 14829.35
Option 3 SG | VIC |  | Hydro | 2267.02 | 2267.02 | 2267.02 | 2267.02 | 2267.02 | 2267.02 | 2267.02 | 2267.02 | 2267.02 | 2267.02 | 2267.02 | 2267.02 | 2267.02 | 2267.02 | 2267.02 | 2267.02 | 2267.02 | 2267.02 | 2267.02 | 2267.02 | 2267.02 | 2267.02 | 2267.02 | 2267.02
Option 3 SG | VIC |  | OCGT | 1900 | 1900 | 1900 | 1900 | 1900 | 1900 | 1900 | 1730 | 1730 | 1730 | 1730 | 1730 | 1730 | 1290 | 1513.5703 | 2301.0171 | 2207.0171 | 2207.0171 | 2324.4779 | 2324.4779 | 3340.5142 | 3475.4574 | 3475.4574 | 4318.6822
Option 3 SG | VIC |  | Offshore Wind | 0 | 0 | 0 | 0 | 0 | 2000 | 2667 | 3333 | 4000 | 5000 | 6000 | 7000 | 8000 | 9000 | 9000 | 9000 | 9000 | 9000 | 9000 | 9000 | 9000 | 9000 | 9000 | 9000
Option 3 SG | VIC |  | Solar | 1559.56 | 3325.76 | 3894.83 | 3894.83 | 3894.83 | 3894.83 | 3894.83 | 3894.83 | 3894.83 | 3894.83 | 3894.83 | 3894.83 | 3894.83 | 3894.83 | 3894.83 | 3894.83 | 3894.83 | 3894.8301 | 3794.8601 | 3767.6901 | 3767.6901 | 3767.6901 | 3627.6601 | 3251.7301
Option 3 SG | VIC |  | Wind | 5270.28 | 5990.85 | 7912.85 | 9490.85 | 10038.35 | 10008.35 | 10008.35 | 10008.35 | 9816.35 | 9816.35 | 9816.35 | 9753.34 | 9333.34 | 9333.34 | 9075.04 | 9075.04 | 9024.49 | 8707.29 | 8322.62 | 7475.62 | 7475.62 | 7141.3811 | 7411.0213 | 7007.9329
Option 3 SG | VIC | MEL | 1h | 0 | 2.687e-05 | 3.596e-05 | 4.833e-05 | 5.036e-05 | 6.879e-05 | 6.879e-05 | 6.879e-05 | 132.743 | 132.743 | 132.743 | 132.743 | 132.743 | 132.743 | 132.743 | 132.743 | 132.743 | 132.743 | 132.743 | 132.743 | 132.743 | 132.7429 | 132.7429 | 132.7429
Option 3 SG | VIC | MEL | 2h | 1090 | 1205 | 1205.0001 | 1205.0001 | 1205.0001 | 1205.0001 | 1455.0001 | 1455.0001 | 1455.0001 | 1455.0001 | 1455.0001 | 1455.0001 | 1455.0001 | 1455.0001 | 1455.0001 | 1155.0001 | 1155.0001 | 1155.0001 | 955.0001 | 955.0001 | 715.0001 | 600 | 600 | 600
Option 3 SG | VIC | MEL | 4h | 0 | 1220 | 1220 | 1220 | 1220 | 1220 | 1220 | 1220 | 1220 | 1220 | 1220 | 1220 | 1220 | 1220 | 1220 | 1220 | 1220 | 1220 | 1220 | 1220 | 1220 | 4.539e-05 | 1.727e-05 | 1.79e-05
Option 3 SG | VIC | MEL | 8h | 0 | 0 | 2.484e-05 | 2.484e-05 | 2.484e-05 | 2.484e-05 | 2.484e-05 | 2.484e-05 | 2.484e-05 | 2.484e-05 | 2.484e-05 | 2.484e-05 | 2.484e-05 | 2.484e-05 | 2.484e-05 | 2.484e-05 | 2.484e-05 | 2.484e-05 | 2.484e-05 | 2.484e-05 | 2.484e-05 | 3.105e-05 | 6.22e-06 | 8.31e-06
Option 3 SG | VIC | MEL | CCGT | 500 | 500 | 500 | 500 | 500 | 500 | 500 | 500 | 500 | 500 | 500 | 500 | 500 | 500 | 0 | 0 | 0 | 0 | 0 | 0 | 0 | 0 | 0 | 0
Option 3 SG | VIC | MEL | Coordinated CER | 49.357 | 66.434 | 85.853 | 107.835 | 133.037 | 162.577 | 198.132 | 237.791 | 283.594 | 333.352 | 389.672 | 450.101 | 517.333 | 588.506 | 669.478 | 754.854 | 848.097 | 945.769 | 1051.72 | 1162.128 | 1280.97 | 1404.375 | 1536.752 | 1673.772
Option 3 SG | VIC | MEL | Distributed PV | 4561.927 | 4910.831 | 5259.171 | 5606.156 | 5901.529 | 6070.268 | 6226.439 | 6374.798 | 6506.247 | 6630.701 | 6769.354 | 6928.829 | 7096.727 | 7280.724 | 7490.191 | 7715.191 | 7892.885 | 8036.341 | 8360.504 | 8702.852 | 9076.956 | 9506.39 | 9989.638 | 10510.335
Option 3 SG | VIC | MEL | OCGT | 482 | 482 | 482 | 482 | 482 | 482 | 482 | 312 | 312 | 312 | 312 | 312 | 312 | 312 | 535.5703 | 1323.0171 | 1323.0171 | 1323.0171 | 1440.4779 | 1440.4779 | 2456.5142 | 3175.4574 | 3175.4574 | 4018.6822
Option 3 SG | VIC | MEL | Solar | 6.66e-06 | 1.299e-05 | 1.299e-05 | 1.458e-05 | 2.458e-05 | 3.69e-05 | 3.69e-05 | 3.69e-05 | 3.69e-05 | 3.69e-05 | 3.69e-05 | 3.69e-05 | 3.69e-05 | 3.69e-05 | 3.69e-05 | 3.69e-05 | 3.69e-05 | 3.934e-05 | 3.934e-05 | 3.934e-05 | 3.934e-05 | 3.934e-05 | 3.934e-05 | 4.265e-05
Option 3 SG | VIC | SEV | 2h | 255 | 416.44 | 416.44 | 416.44 | 416.44 | 416.44 | 419.08 | 416.44 | 416.44 | 416.44 | 416.44 | 416.44 | 411.44 | 411.44 | 411.44 | 411.44 | 411.44 | 261.44 | 264.08 | 161.44 | 161.44 | 61.44 | 64.08 | 64.08
Option 3 SG | VIC | SEV | 4h | 0 | 350 | 350 | 350 | 350 | 350 | 350 | 350 | 350 | 350 | 350 | 350 | 350 | 350 | 350 | 350 | 350 | 350 | 350 | 350 | 350 | 0 | 0 | 0
Option 3 SG | VIC | SEV | 8h | 0 | 0 | 2.382e-05 | 2.57e-05 | 2.57e-05 | 2.57e-05 | 2.57e-05 | 2.57e-05 | 2.57e-05 | 2.57e-05 | 2.57e-05 | 2.57e-05 | 2.57e-05 | 2.57e-05 | 2.57e-05 | 2.57e-05 | 2.57e-05 | 2.57e-05 | 2.57e-05 | 2.57e-05 | 2.57e-05 | 2.968e-05 | 5.86e-06 | 7.86e-06
Option 3 SG | VIC | SEV | Brown Coal | 4820 | 4820 | 3370 | 2210 | 2210 | 2210 | 2210 | 2210 | 0 | 0 | 0 | 0 | 0 | 0 | 0 | 0 | 0 | 0 | 0 | 0 | 0 | 0 | 0 | 0
Option 3 SG | VIC | SEV | Coordinated CER | 4.789 | 6.437 | 8.309 | 10.421 | 12.377 | 14.579 | 17.197 | 20.049 | 23.333 | 26.843 | 30.824 | 35.039 | 39.745 | 44.67 | 50.274 | 56.118 | 62.526 | 69.175 | 76.419 | 83.895 | 92.037 | 100.429 | 109.469 | 118.746
Option 3 SG | VIC | SEV | Distributed PV | 429.21 | 463.105 | 496.752 | 531.08 | 558.722 | 575.892 | 591.975 | 608.59 | 621.684 | 634.706 | 649.01 | 666.529 | 682.854 | 701.203 | 721.788 | 744.998 | 761.98 | 776.44 | 806.994 | 840.335 | 874.363 | 913.686 | 957.499 | 1005.673
Option 3 SG | VIC | SEV | OCGT | 834 | 834 | 834 | 834 | 834 | 834 | 834 | 834 | 834 | 834 | 834 | 834 | 834 | 394 | 394 | 394 | 300 | 300 | 300 | 300 | 300 | 300 | 300 | 300
Option 3 SG | VIC | SEV | Offshore Wind | 0 | 0 | 0 | 0 | 0 | 1481.1847 | 2077.2362 | 2743.2362 | 3410.2362 | 4410.2362 | 5220 | 6220 | 7220 | 8220 | 8220 | 8220 | 8220 | 8220 | 8220 | 8220 | 8220 | 8220 | 8220 | 8220
Option 3 SG | VIC | SEV | Solar | 0 | 404.5673 | 404.5673 | 404.5673 | 404.5673 | 404.5673 | 404.5673 | 404.5673 | 404.5673 | 404.5673 | 404.5673 | 404.5673 | 404.5673 | 404.5673 | 404.5673 | 404.5673 | 404.5673 | 404.5673 | 404.5673 | 404.5673 | 404.5673 | 404.5673 | 404.5673 | 404.5673
Option 3 SG | VIC | SEV | Wind | 106.6 | 106.6 | 106.6001 | 106.6003 | 106.6003 | 106.6003 | 106.6003 | 106.6003 | 106.6003 | 106.6003 | 106.6003 | 106.6003 | 106.6003 | 106.6003 | 0.00026779 | 0.00026779 | 0.00026779 | 0.00026779 | 0.00026779 | 0.00026779 | 0.00026779 | 0.00026779 | 0.00026779 | 0.00026779
Option 3 SG | VIC | WNV | 1h | 0 | 3.17 | 3.17 | 3.17 | 3.17 | 3.17 | 3.17 | 3.17 | 3.17 | 3.17 | 3.17 | 3.17 | 3.17 | 3.17 | 3.17 | 3.17 | 3.17 | 3.17 | 3.17 | 3.17 | 3.17 | 3.17 | 3.17 | 3.17
Option 3 SG | VIC | WNV | 2h | 609.07 | 1822.13 | 1986.15 | 1976.55 | 1976.55 | 1976.55 | 1877.25 | 1932.02 | 1932.02 | 1932.02 | 1932.02 | 1932.02 | 1932.02 | 1932.02 | 1932.02 | 1932.02 | 1932.02 | 1932.02 | 1932.02 | 1932.02 | 1682.02 | 1123 | 1123 | 1103
Option 3 SG | VIC | WNV | 4h | 0 | 0 | 415.7899 | 415.7899 | 415.7899 | 415.7899 | 430.2199 | 415.7899 | 415.7899 | 415.7899 | 415.7899 | 415.7899 | 415.7899 | 415.7899 | 415.7899 | 415.7899 | 415.7899 | 415.7899 | 431.8399 | 415.7899 | 415.7899 | 264.5899 | 220.03 | 220.03
Option 3 SG | VIC | WNV | Coordinated CER | 13.844 | 18.607 | 24.021 | 30.126 | 35.815 | 42.245 | 49.903 | 58.269 | 67.91 | 78.236 | 89.948 | 102.369 | 116.234 | 130.763 | 147.3 | 164.568 | 183.499 | 203.16 | 224.575 | 246.702 | 270.785 | 295.626 | 322.38 | 349.863
Option 3 SG | VIC | WNV | Distributed PV | 1619.326 | 1718 | 1815.139 | 1915.815 | 1995.328 | 2046.431 | 2094.399 | 2145.373 | 2184.095 | 2223.267 | 2266.122 | 2319.677 | 2367.68 | 2422.14 | 2482.964 | 2552.689 | 2602.452 | 2645.626 | 2734.844 | 2833.416 | 2931.733 | 3045.792 | 3172.623 | 3313.342
Option 3 SG | VIC | WNV | Hydro | 2267.02 | 2267.02 | 2267.02 | 2267.02 | 2267.02 | 2267.02 | 2267.02 | 2267.02 | 2267.02 | 2267.02 | 2267.02 | 2267.02 | 2267.02 | 2267.02 | 2267.02 | 2267.02 | 2267.02 | 2267.02 | 2267.02 | 2267.02 | 2267.02 | 2267.02 | 2267.02 | 2267.02
Option 3 SG | VIC | WNV | OCGT | 584 | 584 | 584 | 584 | 584 | 584 | 584 | 584 | 584 | 584 | 584 | 584 | 584 | 584 | 584 | 584 | 584 | 584 | 584 | 584 | 584 | 0 | 0 | 0
Option 3 SG | VIC | WNV | Offshore Wind | 0 | 0 | 0 | 0 | 0 | 518.8153 | 589.7638 | 589.7638 | 589.7638 | 589.7638 | 780 | 780 | 780 | 780 | 780 | 780 | 780 | 780 | 780 | 780 | 780 | 780 | 780 | 780
Option 3 SG | VIC | WNV | Solar | 1559.56 | 2921.1927 | 3490.2627 | 3490.2627 | 3490.2627 | 3490.2627 | 3490.2627 | 3490.2627 | 3490.2627 | 3490.2627 | 3490.2627 | 3490.2627 | 3490.2627 | 3490.2627 | 3490.2627 | 3490.2627 | 3490.2627 | 3490.2627 | 3390.2927 | 3363.1227 | 3363.1227 | 3363.1227 | 3223.0927 | 2847.1627
Option 3 SG | VIC | WNV | Wind | 5163.68 | 5884.25 | 7806.2499 | 9384.2497 | 9931.7497 | 9901.7497 | 9901.7497 | 9901.7497 | 9709.7497 | 9709.7497 | 9709.7497 | 9646.7397 | 9226.7397 | 9226.7397 | 9075.0397 | 9075.0397 | 9024.4897 | 8707.2897 | 8322.6197 | 7475.6197 | 7475.6197 | 7141.3808 | 7411.021 | 7007.9326
Option 4 SG | NEM |  | 12h | 0 | 0 | 0 | 810 | 810 | 810 | 810 | 810 | 810 | 810 | 810 | 810 | 810 | 810 | 810 | 810 | 810 | 810 | 810 | 810 | 810 | 810 | 810 | 810
Option 4 SG | NEM |  | 1h | 472.02 | 875.19 | 875.19 | 875.19 | 875.19 | 875.19 | 875.19 | 875.19 | 1007.933 | 1007.933 | 1007.933 | 1007.933 | 1007.933 | 1007.933 | 1007.933 | 1007.933 | 1007.933 | 957.933 | 957.933 | 957.933 | 957.933 | 957.933 | 957.933 | 557.933
Option 4 SG | NEM |  | 24h | 0 | 0 | 0 | 0 | 0 | 0 | 0 | 0 | 0 | 1.92e-06 | 1.92e-06 | 1.92e-06 | 1.92e-06 | 1.92e-06 | 1.92e-06 | 1.92e-06 | 1.92e-06 | 1.92e-06 | 1.92e-06 | 1.92e-06 | 1.92e-06 | 1.92e-06 | 1.92e-06 | 2.94e-06
Option 4 SG | NEM |  | 2h | 5850.97 | 9418.47 | 9932.4901 | 10222.8901 | 10889.0201 | 10889.0201 | 11042.3601 | 11104.3801 | 11059.4901 | 11075.0901 | 11009.4902 | 11009.4902 | 10904.4902 | 10904.4902 | 10843.8002 | 10534.0802 | 10481.5102 | 10085.1002 | 9389.4702 | 8704.8302 | 8009.1202 | 5057.1003 | 4664.5003 | 4249.1006
Option 4 SG | NEM |  | 4h | 1893.63 | 5327.67 | 7902.44 | 9223.4399 | 9223.4399 | 9423.4399 | 9437.87 | 9464.66 | 9423.44 | 9423.44 | 9423.44 | 9423.44 | 9423.44 | 9423.44 | 9464.66 | 9167.44 | 9423.44 | 9605.0493 | 9786.0698 | 10007.4991 | 9871.1193 | 7275.8062 | 5739.0036 | 6044.8685
Option 4 SG | NEM |  | 8h | 325 | 599.84 | 1317.86 | 1708.86 | 1708.86 | 1708.86 | 1708.86 | 2500.11 | 2500.11 | 2684.4323 | 2684.4323 | 2684.4323 | 2684.4323 | 2684.4323 | 2684.4323 | 2684.4323 | 2684.4323 | 2684.4323 | 2684.4323 | 2684.4323 | 2359.4323 | 2182.7133 | 1664.6934 | 2213.1341
Option 4 SG | NEM |  | Biomass | 32 | 32 | 32 | 32 | 32 | 32 | 32 | 32 | 32 | 32 | 32 | 32 | 32 | 32 | 32 | 32 | 32 | 32 | 32 | 32 | 32 | 32 | 32 | 32
Option 4 SG | NEM |  | Black Coal | 16435 | 16435 | 16435 | 8460 | 6790 | 6790 | 6790 | 6790 | 6790 | 6790 | 6090 | 5290 | 5290 | 5290 | 3900 | 3900 | 3156 | 2791 | 2426 | 2061 | 1696 | 1696 | 1696 | 0
Option 4 SG | NEM |  | Brown Coal | 4820 | 4820 | 3370 | 2210 | 2210 | 2210 | 2210 | 2210 | 0 | 0 | 0 | 0 | 0 | 0 | 0 | 0 | 0 | 0 | 0 | 0 | 0 | 0 | 0 | 0
Option 4 SG | NEM |  | CCGT | 4334.9 | 4154.9 | 3554.9 | 3554.9 | 3554.9 | 3554.9 | 3554.9 | 3554.9 | 3554.9 | 3554.9 | 3169.9 | 2640.9 | 2553.5 | 2496.5 | 1996.5 | 1996.5 | 1996.5 | 1596.5 | 1596.5 | 952 | 952 | 708 | 708 | 708
Option 4 SG | NEM |  | CST | 0 | 0 | 0 | 0 | 0 | 0 | 0 | 0 | 0 | 0 | 0 | 0 | 0 | 0 | 0 | 0 | 0 | 0 | 0 | 0 | 0 | 0 | 0 | 0
Option 4 SG | NEM |  | Coordinated CER | 368.926 | 455.222 | 545.002 | 643.627 | 753.193 | 881.983 | 1031.63 | 1199.074 | 1388.415 | 1595.514 | 1828.119 | 2078.5 | 2353.438 | 2647.026 | 2977.721 | 3331.235 | 3711.023 | 4112.145 | 4542.875 | 4995.371 | 5480.715 | 5986.496 | 6523.855 | 7084.489
Option 4 SG | NEM |  | DSP | 6000 | 6000 | 6000 | 6000 | 6000 | 6000 | 6000 | 6000 | 6000 | 6000 | 6000 | 6000 | 6000 | 6000 | 6000 | 6000 | 6000 | 6000 | 6000 | 6000 | 6000 | 6000 | 6000 | 6000
Option 4 SG | NEM |  | Distributed PV | 27730.228 | 29235.746 | 30729.996 | 32073.307 | 33183.16 | 33909.64 | 34619.592 | 35293.179 | 35902.682 | 36472.441 | 37110.737 | 37823.433 | 38552.216 | 39315.757 | 40228.356 | 41187.631 | 41960.155 | 42594.999 | 43951.243 | 45390.204 | 46946.265 | 48688.588 | 50675.821 | 52799.865
Option 4 SG | NEM |  | H2 Reciprocating Engine | 0 | 0 | 400 | 400 | 400 | 400 | 400 | 400 | 400 | 400 | 400 | 400 | 400 | 400 | 400 | 400 | 400 | 400 | 400 | 400 | 400 | 400 | 400 | 400
Option 4 SG | NEM |  | Hydro | 6885.12 | 6885.12 | 6885.12 | 6885.12 | 7275.12 | 7275.12 | 7275.12 | 7275.12 | 7275.12 | 7275.12 | 7275.12 | 7275.12 | 7275.12 | 7275.12 | 7275.12 | 7275.12 | 7275.12 | 7275.12 | 7275.12 | 7275.12 | 7275.12 | 7275.12 | 7275.12 | 7275.12
Option 4 SG | NEM |  | Liquid Fuel | 836.88 | 700.38 | 700.38 | 700.38 | 700.38 | 700.38 | 700.38 | 408.38 | 408.38 | 408.38 | 408.38 | 408.38 | 408.38 | 408.38 | 408.38 | 408.38 | 408.38 | 408.38 | 276.88 | 276.88 | 122.88 | 122.88 | 122.88 | 122.88
Option 4 SG | NEM |  | OCGT | 7111.76 | 7111.76 | 7228.76 | 7228.76 | 7228.76 | 7628.645 | 7628.645 | 7458.645 | 7341.645 | 7261.645 | 7204.945 | 7204.945 | 7529.708 | 7089.708 | 7487.8176 | 8333.7908 | 8548.9243 | 8548.9243 | 8992.5462 | 9356.4455 | 10186.4945 | 10730.1855 | 11532.5985 | 12594.2095
Option 4 SG | NEM |  | Offshore Wind | 0 | 0 | 0 | 0 | 0 | 2000 | 2667 | 3333 | 4000 | 5000 | 6000 | 7000 | 8000 | 9000 | 9000 | 9000 | 9000 | 9000 | 9000 | 9000 | 9000 | 9000 | 9000 | 9000
Option 4 SG | NEM |  | PHES | 1067 | 1067 | 3267 | 3267 | 3267 | 3267 | 3267 | 3267 | 5265 | 5265 | 5265 | 5265 | 5265 | 5265 | 5265 | 5265 | 5265 | 5265 | 5265 | 5265 | 5265 | 5265 | 5265 | 5265
Option 4 SG | NEM |  | Solar | 11310.15 | 19562.7907 | 22456.3007 | 30189.8781 | 30538.4081 | 30708.2881 | 30707.7281 | 30707.2282 | 30706.7482 | 30706.7482 | 30992.7482 | 30944.2484 | 30944.2484 | 30944.2484 | 30944.2485 | 32600.7193 | 34284.4061 | 34120.5631 | 33655.8931 | 34221.9072 | 34133.3615 | 34717.0551 | 34669.1904 | 34716.2323
Option 4 SG | NEM |  | Wind | 13903.11 | 15421.17 | 18182.01 | 20822.01 | 22351.51 | 22815.4 | 22989.1414 | 23667.6211 | 23789.7229 | 23906.1117 | 25127.4443 | 26522.6189 | 26142.8238 | 25816.1238 | 27286.7489 | 28532.3469 | 29934.4612 | 30355.513 | 30299.6805 | 29948.6739 | 33545.6974 | 35548.6064 | 36186.8109 | 37765.4656
Option 4 SG | NSW |  | 12h | 0 | 0 | 0 | 810 | 810 | 810 | 810 | 810 | 810 | 810 | 810 | 810 | 810 | 810 | 810 | 810 | 810 | 810 | 810 | 810 | 810 | 810 | 810 | 810
Option 4 SG | NSW |  | 1h | 250 | 250 | 250 | 250 | 250 | 250 | 250 | 250 | 250 | 250 | 250 | 250 | 250 | 250 | 250 | 250 | 250 | 200 | 200 | 200 | 200 | 200 | 200 | 200
Option 4 SG | NSW |  | 2h | 722.65 | 1224.65 | 1224.65 | 1224.6501 | 1924.7801 | 1924.7801 | 1924.7801 | 1919.0701 | 1914.7801 | 1914.7801 | 1864.7801 | 1864.7801 | 1864.7801 | 1864.7801 | 1804.0901 | 1799.8001 | 1799.8001 | 1804.0901 | 1799.8001 | 1779.8001 | 1784.0901 | 1532.0901 | 1432.1002 | 1432.1004
Option 4 SG | NSW |  | 4h | 1333.63 | 2641.67 | 4546.6499 | 5794.087 | 5794.087 | 5994.087 | 5994.087 | 6035.307 | 5994.087 | 5994.087 | 5994.087 | 5994.087 | 5994.087 | 5994.087 | 6035.307 | 5994.087 | 5994.087 | 6035.307 | 5994.087 | 5534.087 | 5075.307 | 4007.267 | 2061.0671 | 1551.5638
Option 4 SG | NSW |  | 8h | 325 | 599.84 | 999 | 1390 | 1390 | 1390 | 1390 | 2181.25 | 2181.25 | 2181.25 | 2181.25 | 2181.25 | 2181.25 | 2181.25 | 2181.25 | 2181.25 | 2181.25 | 2181.25 | 2181.25 | 2181.25 | 1856.25 | 1581.41 | 1382.25 | 1894.5785
Option 4 SG | NSW |  | Black Coal | 8305 | 8305 | 8305 | 2710 | 1390 | 1390 | 1390 | 1390 | 1390 | 1390 | 1390 | 1390 | 1390 | 1390 | 0 | 0 | 0 | 0 | 0 | 0 | 0 | 0 | 0 | 0
Option 4 SG | NSW |  | CCGT | 720 | 720 | 720 | 720 | 720 | 720 | 720 | 720 | 720 | 720 | 720 | 720 | 720 | 720 | 720 | 720 | 720 | 320 | 320 | 320 | 320 | 320 | 320 | 320
Option 4 SG | NSW |  | CST | 0 | 0 | 0 | 0 | 0 | 0 | 0 | 0 | 0 | 0 | 0 | 0 | 0 | 0 | 0 | 0 | 0 | 0 | 0 | 0 | 0 | 0 | 0 | 0
Option 4 SG | NSW |  | Coordinated CER | 143.679 | 174.411 | 206.045 | 240.316 | 275.157 | 316.532 | 364.188 | 418.474 | 478.935 | 546.314 | 621.286 | 704.125 | 794.561 | 892.757 | 1000.894 | 1117.216 | 1241.609 | 1374.329 | 1515.668 | 1665.598 | 1824.423 | 1992.16 | 2168.992 | 2355.134
Option 4 SG | NSW |  | DSP | 6000 | 6000 | 6000 | 6000 | 6000 | 6000 | 6000 | 6000 | 6000 | 6000 | 6000 | 6000 | 6000 | 6000 | 6000 | 6000 | 6000 | 6000 | 6000 | 6000 | 6000 | 6000 | 6000 | 6000
Option 4 SG | NSW |  | Distributed PV | 9448.614 | 9969.238 | 10475.81 | 10829.937 | 11068.264 | 11274.646 | 11464.707 | 11656.084 | 11812.334 | 11972.563 | 12140.439 | 12340.315 | 12514.414 | 12710.647 | 12966.841 | 13260.915 | 13464.357 | 13640.244 | 14065.685 | 14551.244 | 15061.922 | 15651.154 | 16320.813 | 17055.633
Option 4 SG | NSW |  | Hydro | 2285 | 2285 | 2285 | 2285 | 2285 | 2285 | 2285 | 2285 | 2285 | 2285 | 2285 | 2285 | 2285 | 2285 | 2285 | 2285 | 2285 | 2285 | 2285 | 2285 | 2285 | 2285 | 2285 | 2285
Option 4 SG | NSW |  | OCGT | 2312.5 | 2312.5 | 2312.5 | 2312.5 | 2312.5 | 2312.5 | 2312.5 | 2312.5 | 2312.5 | 2312.5 | 2291.7 | 2291.7 | 2616.463 | 2616.463 | 3114.7641 | 3173.1839 | 3482.3174 | 3482.3174 | 3447.3788 | 3447.3788 | 3447.3788 | 3447.3788 | 3933.8817 | 3933.8817
Option 4 SG | NSW |  | Offshore Wind | 0 | 0 | 0 | 0 | 0 | 0 | 0 | 0 | 0 | 0 | 0 | 0 | 0 | 0 | 0 | 0 | 0 | 0 | 0 | 0 | 0 | 0 | 0 | 0
Option 4 SG | NSW |  | PHES | 247 | 247 | 2447 | 2447 | 2447 | 2447 | 2447 | 2447 | 2447 | 2447 | 2447 | 2447 | 2447 | 2447 | 2447 | 2447 | 2447 | 2447 | 2447 | 2447 | 2447 | 2447 | 2447 | 2447
Option 4 SG | NSW |  | Solar | 5241.41 | 9597.8626 | 9950.2626 | 17234.39 | 17583.49 | 17758.49 | 17758.49 | 17758.49 | 17758.49 | 17758.49 | 17758.49 | 17758.4901 | 17758.4901 | 17758.4901 | 17758.4901 | 17862.6901 | 17755.1866 | 17532.1567 | 17532.1567 | 17975.713 | 17917.1857 | 17884.7857 | 17838.0857 | 17314.1057
Option 4 SG | NSW |  | Wind | 2779.54 | 3050.02 | 3464.02 | 4251.02 | 5295.02 | 5879.66 | 5879.66 | 5879.66 | 5879.66 | 5879.66 | 5833.1601 | 6225.8472 | 6113.4248 | 6113.4248 | 7677.1393 | 8706.9636 | 9601.0862 | 9265.7196 | 9617.4733 | 9380.4634 | 11468.0216 | 12457.5517 | 12472.4432 | 13525.3947
Option 4 SG | NSW | CNSW | 12h | 0 | 0 | 0 | 810 | 810 | 810 | 810 | 810 | 810 | 810 | 810 | 810 | 810 | 810 | 810 | 810 | 810 | 810 | 810 | 810 | 810 | 810 | 810 | 810
Option 4 SG | NSW | CNSW | 2h | 192.02 | 244.02 | 244.02 | 244.02 | 244.02 | 244.02 | 244.02 | 244.02 | 244.02 | 244.02 | 244.02 | 244.02 | 244.02 | 244.02 | 244.02 | 244.02 | 244.02 | 244.02 | 244.02 | 224.02 | 224.02 | 172.02 | 172.02 | 172.02
Option 4 SG | NSW | CNSW | 4h | 873.63 | 873.63 | 873.63 | 873.63 | 873.63 | 873.63 | 873.63 | 914.85 | 873.63 | 873.63 | 873.63 | 873.63 | 873.63 | 873.63 | 914.85 | 873.63 | 873.63 | 914.85 | 873.63 | 873.63 | 414.85 | 414.85 | 373.63 | 373.63
Option 4 SG | NSW | CNSW | 8h | 0 | 49.84 | 49.84 | 49.84 | 49.84 | 49.84 | 49.84 | 49.84 | 49.84 | 49.84 | 49.84 | 49.84 | 49.84 | 49.84 | 49.84 | 49.84 | 49.84 | 49.84 | 49.84 | 49.84 | 49.84 | 4.95e-05 | 4.027e-05 | 4.5205
Option 4 SG | NSW | CNSW | Black Coal | 4105 | 4105 | 4105 | 1390 | 1390 | 1390 | 1390 | 1390 | 1390 | 1390 | 1390 | 1390 | 1390 | 1390 | 0 | 0 | 0 | 0 | 0 | 0 | 0 | 0 | 0 | 0
Option 4 SG | NSW | CNSW | CST | 0 | 0 | 0 | 0 | 0 | 0 | 0 | 0 | 0 | 0 | 0 | 0 | 0 | 0 | 0 | 0 | 0 | 0 | 0 | 0 | 0 | 0 | 0 | 0
Option 4 SG | NSW | CNSW | Coordinated CER | 14.7 | 17.828 | 21.039 | 24.505 | 27.415 | 30.774 | 34.557 | 38.802 | 43.463 | 48.616 | 54.326 | 60.609 | 67.438 | 74.828 | 82.926 | 91.621 | 100.892 | 110.763 | 121.258 | 132.368 | 144.188 | 156.654 | 169.776 | 183.563
Option 4 SG | NSW | CNSW | Distributed PV | 990.158 | 1042.722 | 1094.096 | 1131.521 | 1156.118 | 1177.782 | 1197.882 | 1219.179 | 1235.557 | 1252.534 | 1270.345 | 1292.402 | 1310.485 | 1330.964 | 1357.381 | 1388.571 | 1409.394 | 1427.636 | 1470.533 | 1520.207 | 1570.716 | 1628.915 | 1694.748 | 1767.733
Option 4 SG | NSW | CNSW | OCGT | 0 | 0 | 0 | 0 | 0 | 0 | 0 | 0 | 0 | 0 | 0 | 0 | 0 | 0 | 0 | 0 | 0 | 0 | 0 | 0 | 0 | 0 | 0 | 0
Option 4 SG | NSW | CNSW | PHES | 247 | 247 | 247 | 247 | 247 | 247 | 247 | 247 | 247 | 247 | 247 | 247 | 247 | 247 | 247 | 247 | 247 | 247 | 247 | 247 | 247 | 247 | 247 | 247
Option 4 SG | NSW | CNSW | Solar | 2127.38 | 3590.34 | 3590.34 | 10468.3499 | 10818.3499 | 10993.3499 | 10993.3499 | 10993.3499 | 10993.3499 | 10993.3499 | 10993.3499 | 10993.3499 | 10993.3499 | 10993.3499 | 10993.3499 | 10993.3499 | 10841.8199 | 10841.8199 | 10841.8199 | 10805.8099 | 10805.8099 | 10805.8099 | 10759.1099 | 10567.4699
Option 4 SG | NSW | CNSW | Wind | 498.03 | 498.03 | 912.03 | 1699.03 | 2533.03 | 2533.03 | 2533.03 | 2533.03 | 2533.03 | 2533.03 | 2533.03 | 2533.0301 | 2533.0301 | 2533.0301 | 4339.7237 | 4977.9796 | 5528.5261 | 5528.5261 | 5771.6464 | 5771.6464 | 7584.19 | 7584.19 | 7584.1901 | 8078.2256
Option 4 SG | NSW | NNSW | 1h | 200 | 200 | 200 | 200 | 200 | 200 | 200 | 200 | 200 | 200 | 200 | 200 | 200 | 200 | 200 | 200 | 200 | 200 | 200 | 200 | 200 | 200 | 200 | 200
Option 4 SG | NSW | NNSW | 2h | 0 | 450 | 450 | 450 | 450 | 450 | 450 | 450 | 450 | 450 | 450 | 450 | 450 | 450 | 450 | 450 | 450 | 450 | 450 | 450 | 450 | 250 | 250 | 250
Option 4 SG | NSW | NNSW | 8h | 275 | 400 | 400 | 400 | 400 | 400 | 400 | 400.0001 | 400.0001 | 400.0001 | 400.0001 | 400.0001 | 400.0001 | 400.0001 | 400.0001 | 400.0001 | 400.0001 | 400.0001 | 400.0001 | 400.0001 | 125.0001 | 5.39e-05 | 3.426e-05 | 6.34e-05
Option 4 SG | NSW | NNSW | CST | 0 | 0 | 0 | 0 | 0 | 0 | 0 | 0 | 0 | 0 | 0 | 0 | 0 | 0 | 0 | 0 | 0 | 0 | 0 | 0 | 0 | 0 | 0 | 0
Option 4 SG | NSW | NNSW | Coordinated CER | 19.099 | 23.096 | 27.172 | 31.558 | 35.336 | 39.722 | 44.687 | 50.285 | 56.461 | 63.311 | 70.919 | 79.311 | 88.453 | 98.364 | 109.247 | 120.942 | 133.43 | 146.744 | 160.908 | 175.907 | 191.881 | 208.732 | 226.469 | 245.103
Option 4 SG | NSW | NNSW | Distributed PV | 1348.459 | 1416.146 | 1481.344 | 1527.924 | 1558.775 | 1585.816 | 1610.841 | 1636.908 | 1657.389 | 1678.543 | 1700.752 | 1727.894 | 1750.675 | 1776.432 | 1809.75 | 1848.628 | 1874.941 | 1897.844 | 1952.244 | 2014.615 | 2078.516 | 2151.809 | 2234.373 | 2325.082
Option 4 SG | NSW | NNSW | PHES | 0 | 0 | 0 | 0 | 0 | 0 | 0 | 0 | 0 | 1.96e-06 | 1.96e-06 | 1.96e-06 | 1.96e-06 | 1.96e-06 | 1.96e-06 | 1.96e-06 | 1.96e-06 | 1.96e-06 | 1.96e-06 | 1.96e-06 | 1.96e-06 | 1.96e-06 | 1.96e-06 | 1.96e-06
Option 4 SG | NSW | NNSW | Solar | 701.02 | 1070.0964 | 1390.0964 | 1422.8568 | 1422.8568 | 1422.8568 | 1422.8568 | 1422.8568 | 1422.8568 | 1422.8568 | 1422.8568 | 1422.8568 | 1422.8568 | 1422.8568 | 1422.8568 | 1422.8568 | 1422.8569 | 1402.8569 | 1402.8569 | 1402.8569 | 1346.8569 | 1346.8569 | 1346.8569 | 1346.8569
Option 4 SG | NSW | NNSW | Wind | 442.48 | 442.48 | 442.48 | 442.48 | 652.48 | 652.48 | 652.48 | 652.48 | 652.48 | 652.48 | 652.4801 | 1045.1671 | 872.6871 | 872.6871 | 872.6871 | 1302.1225 | 1645.6985 | 1375.6985 | 1375.6985 | 1375.6985 | 1869.4132 | 2058.2808 | 2328.8362 | 2673.6936
Option 4 SG | NSW | SNSW | 1h | 50 | 50 | 50 | 50 | 50 | 50 | 50 | 50 | 50 | 50 | 50 | 50 | 50 | 50 | 50 | 50 | 50 | 0 | 0 | 0 | 0 | 0 | 0 | 0
Option 4 SG | NSW | SNSW | 2h | 265.6 | 265.6 | 265.6 | 265.6 | 265.6 | 265.6 | 265.6 | 259.89 | 255.6 | 255.6 | 255.6 | 255.6 | 255.6 | 255.6 | 259.89 | 255.6 | 255.6 | 259.89 | 255.6 | 255.6 | 259.89 | 259.89 | 159.9 | 159.9
Option 4 SG | NSW | SNSW | 4h | 0 | 0 | 0 | 0 | 0 | 200 | 200 | 200 | 200 | 200 | 200 | 200 | 200 | 200 | 200 | 200 | 200 | 200 | 200 | 200 | 200 | 200 | 200 | 200
Option 4 SG | NSW | SNSW | 8h | 50 | 150 | 350 | 350 | 350 | 350 | 350 | 350 | 350 | 350 | 350 | 350 | 350 | 350 | 350 | 350 | 350 | 350 | 350 | 350 | 300 | 200 | 200 | 200
Option 4 SG | NSW | SNSW | CST | 0 | 0 | 0 | 0 | 0 | 0 | 0 | 0 | 0 | 0 | 0 | 0 | 0 | 0 | 0 | 0 | 0 | 0 | 0 | 0 | 0 | 0 | 0 | 0
Option 4 SG | NSW | SNSW | Coordinated CER | 22.749 | 27.6 | 32.583 | 37.97 | 43.218 | 49.386 | 56.419 | 64.359 | 73.123 | 82.809 | 93.51 | 105.244 | 117.959 | 131.665 | 146.623 | 162.596 | 179.553 | 197.533 | 216.575 | 236.664 | 257.906 | 280.241 | 303.688 | 328.264
Option 4 SG | NSW | SNSW | Distributed PV | 1582.857 | 1664.451 | 1744.207 | 1801.428 | 1839.335 | 1872.503 | 1903.188 | 1935.128 | 1960.198 | 1986.084 | 2013.223 | 2046.377 | 2074.125 | 2105.492 | 2146.117 | 2193.605 | 2225.696 | 2253.631 | 2320.113 | 2396.634 | 2475.353 | 2566.069 | 2668.818 | 2782.263
Option 4 SG | NSW | SNSW | Hydro | 2285 | 2285 | 2285 | 2285 | 2285 | 2285 | 2285 | 2285 | 2285 | 2285 | 2285 | 2285 | 2285 | 2285 | 2285 | 2285 | 2285 | 2285 | 2285 | 2285 | 2285 | 2285 | 2285 | 2285
Option 4 SG | NSW | SNSW | OCGT | 692 | 692 | 692 | 692 | 692 | 692 | 692 | 692 | 692 | 692 | 692 | 692 | 692 | 692 | 692 | 692 | 692 | 692 | 0 | 0 | 0 | 0 | 0 | 0
Option 4 SG | NSW | SNSW | PHES | 0 | 0 | 2200 | 2200 | 2200 | 2200 | 2200 | 2200 | 2200 | 2200 | 2200 | 2200 | 2200 | 2200 | 2200 | 2200 | 2200 | 2200 | 2200 | 2200 | 2200 | 2200 | 2200 | 2200
Option 4 SG | NSW | SNSW | Solar | 2413.01 | 4937.4261 | 4969.8261 | 5343.1833 | 5342.2833 | 5342.2833 | 5342.2833 | 5342.2833 | 5342.2833 | 5342.2833 | 5342.2833 | 5342.2833 | 5342.2833 | 5342.2833 | 5342.2833 | 5342.2833 | 5342.2833 | 5139.2533 | 5139.2533 | 5139.2533 | 5054.2533 | 5021.8533 | 5021.8533 | 4689.5133
Option 4 SG | NSW | SNSW | Wind | 1839.03 | 2109.51 | 2109.51 | 2109.51 | 2109.51 | 2694.15 | 2694.15 | 2694.15 | 2694.15 | 2694.15 | 2647.65 | 2647.65 | 2636.7076 | 2636.7076 | 2393.7286 | 2355.8616 | 2355.8616 | 2290.495 | 2399.1284 | 2162.1184 | 1943.4184 | 2744.0808 | 2488.417 | 2702.4754
Option 4 SG | NSW | SNW | 1h | 1.79e-06 | 1.79e-06 | 1.79e-06 | 3.14e-06 | 3.14e-06 | 3.14e-06 | 1.1e-05 | 1.1e-05 | 1.1e-05 | 1.437e-05 | 1.437e-05 | 1.437e-05 | 1.437e-05 | 1.437e-05 | 1.437e-05 | 1.437e-05 | 1.437e-05 | 1.437e-05 | 1.437e-05 | 1.437e-05 | 1.548e-05 | 1.677e-05 | 1.976e-05 | 3.036e-05
Option 4 SG | NSW | SNW | 2h | 265.03 | 265.03 | 265.03 | 265.03 | 965.16 | 965.16 | 965.16 | 965.16 | 965.1601 | 965.1601 | 915.1601 | 915.1601 | 915.1601 | 915.1601 | 850.1801 | 850.1801 | 850.1801 | 850.1801 | 850.1801 | 850.1801 | 850.1801 | 850.1801 | 850.1801 | 850.1804
Option 4 SG | NSW | SNW | 4h | 460 | 1768.04 | 3673.0199 | 4920.457 | 4920.457 | 4920.457 | 4920.457 | 4920.457 | 4920.457 | 4920.457 | 4920.457 | 4920.457 | 4920.457 | 4920.457 | 4920.457 | 4920.457 | 4920.457 | 4920.457 | 4920.457 | 4460.457 | 4460.457 | 3392.417 | 1487.4371 | 977.9338
Option 4 SG | NSW | SNW | 8h | 0 | 4.17e-06 | 199.16 | 590.16 | 590.16 | 590.16 | 590.16 | 1381.4099 | 1381.4099 | 1381.4099 | 1381.4099 | 1381.4099 | 1381.4099 | 1381.4099 | 1381.4099 | 1381.4099 | 1381.4099 | 1381.4099 | 1381.4099 | 1381.4099 | 1381.4099 | 1381.4099 | 1182.2499 | 1690.0578
Option 4 SG | NSW | SNW | Black Coal | 4200 | 4200 | 4200 | 1320 | 0 | 0 | 0 | 0 | 0 | 0 | 0 | 0 | 0 | 0 | 0 | 0 | 0 | 0 | 0 | 0 | 0 | 0 | 0 | 0
Option 4 SG | NSW | SNW | CCGT | 720 | 720 | 720 | 720 | 720 | 720 | 720 | 720 | 720 | 720 | 720 | 720 | 720 | 720 | 720 | 720 | 720 | 320 | 320 | 320 | 320 | 320 | 320 | 320
Option 4 SG | NSW | SNW | Coordinated CER | 87.131 | 105.887 | 125.251 | 146.283 | 169.188 | 196.65 | 228.525 | 265.028 | 305.888 | 351.578 | 402.531 | 458.961 | 520.711 | 587.9 | 662.098 | 742.057 | 827.734 | 919.289 | 1016.927 | 1120.659 | 1230.448 | 1346.533 | 1469.059 | 1598.204
Option 4 SG | NSW | SNW | DSP | 6000 | 6000 | 6000 | 6000 | 6000 | 6000 | 6000 | 6000 | 6000 | 6000 | 6000 | 6000 | 6000 | 6000 | 6000 | 6000 | 6000 | 6000 | 6000 | 6000 | 6000 | 6000 | 6000 | 6000
Option 4 SG | NSW | SNW | Distributed PV | 5527.14 | 5845.919 | 6156.163 | 6369.064 | 6514.036 | 6638.545 | 6752.796 | 6864.869 | 6959.19 | 7055.402 | 7156.119 | 7273.642 | 7379.129 | 7497.759 | 7653.593 | 7830.111 | 7954.326 | 8061.133 | 8322.795 | 8619.788 | 8937.337 | 9304.361 | 9722.874 | 10180.555
Option 4 SG | NSW | SNW | OCGT | 1620.5 | 1620.5 | 1620.5 | 1620.5 | 1620.5 | 1620.5 | 1620.5 | 1620.5 | 1620.5 | 1620.5 | 1599.7 | 1599.7 | 1924.463 | 1924.463 | 2422.7641 | 2481.1839 | 2790.3174 | 2790.3174 | 3447.3788 | 3447.3788 | 3447.3788 | 3447.3788 | 3933.8817 | 3933.8817
Option 4 SG | NSW | SNW | Offshore Wind | 0 | 0 | 0 | 0 | 0 | 0 | 0 | 0 | 0 | 0 | 0 | 0 | 0 | 0 | 0 | 0 | 0 | 0 | 0 | 0 | 0 | 0 | 0 | 0
Option 4 SG | NSW | SNW | Solar | 0 | 0 | 0 | 0 | 1.01e-06 | 2.2e-06 | 6.5e-06 | 8.03e-06 | 9.59e-06 | 1.418e-05 | 2.462e-05 | 3.872e-05 | 3.872e-05 | 4.47e-05 | 7.82e-05 | 104.2 | 148.2266 | 148.2266 | 148.2266 | 627.793 | 710.2656 | 710.2656 | 710.2656 | 710.2656
Option 4 SG | NSW | SNW | Wind | 0 | 0 | 0 | 0 | 0 | 0 | 1e-06 | 1e-06 | 1e-06 | 3.03e-06 | 6.7e-06 | 1.144e-05 | 71 | 71 | 71 | 71 | 71 | 71 | 71 | 71 | 71 | 71 | 71 | 71
Option 4 SG | QLD |  | 1h | 222.02 | 622.02 | 622.02 | 622.02 | 622.02 | 622.02 | 622.02 | 622.02 | 622.02 | 622.02 | 622.02 | 622.02 | 622.02 | 622.02 | 622.02 | 622.02 | 622.02 | 622.02 | 622.02 | 622.02 | 622.02 | 622.02 | 622.02 | 222.02
Option 4 SG | QLD |  | 2h | 2039.12 | 2039.12 | 2189.12 | 2489.12 | 2485.12 | 2485.12 | 2485.12 | 2500.72 | 2485.12 | 2500.72 | 2485.12 | 2485.12 | 2385.12 | 2385.12 | 2385.12 | 2385.12 | 2339.12 | 2339.12 | 2139.12 | 1589.12 | 1589.12 | 1439.12 | 1184.32 | 899.92
Option 4 SG | QLD |  | 4h | 560 | 560 | 814 | 887.563 | 887.563 | 887.563 | 887.563 | 887.563 | 887.563 | 887.563 | 887.563 | 887.563 | 887.563 | 887.563 | 887.563 | 887.563 | 887.563 | 1027.9523 | 1234.1428 | 1931.6221 | 2254.0223 | 3003.9489 | 3457.9063 | 3877.6137
Option 4 SG | QLD |  | 8h | 0 | 0 | 4.08e-06 | 6.59e-06 | 6.59e-06 | 6.59e-06 | 6.59e-06 | 9.41e-06 | 1.072e-05 | 1.072e-05 | 1.072e-05 | 1.072e-05 | 1.072e-05 | 1.072e-05 | 1.072e-05 | 1.072e-05 | 1.072e-05 | 2.3e-05 | 3.419e-05 | 3.419e-05 | 3.823e-05 | 4.417e-05 | 6.011e-05 | 36.1123
Option 4 SG | QLD |  | Biomass | 32 | 32 | 32 | 32 | 32 | 32 | 32 | 32 | 32 | 32 | 32 | 32 | 32 | 32 | 32 | 32 | 32 | 32 | 32 | 32 | 32 | 32 | 32 | 32
Option 4 SG | QLD |  | Black Coal | 8130 | 8130 | 8130 | 5750 | 5400 | 5400 | 5400 | 5400 | 5400 | 5400 | 4700 | 3900 | 3900 | 3900 | 3900 | 3900 | 3156 | 2791 | 2426 | 2061 | 1696 | 1696 | 1696 | 0
Option 4 SG | QLD |  | CCGT | 1597.9 | 1597.9 | 1597.9 | 1597.9 | 1597.9 | 1597.9 | 1597.9 | 1597.9 | 1597.9 | 1597.9 | 1212.9 | 1212.9 | 1125.5 | 1068.5 | 1068.5 | 1068.5 | 1068.5 | 1068.5 | 1068.5 | 424 | 424 | 180 | 180 | 180
Option 4 SG | QLD |  | Coordinated CER | 61.444 | 80.294 | 100.715 | 124.015 | 151.865 | 185.868 | 224.011 | 267.285 | 315.708 | 369.295 | 429.544 | 493.827 | 563.501 | 638.613 | 723.03 | 815.547 | 912.626 | 1016.155 | 1126.281 | 1243.02 | 1368.802 | 1499.312 | 1636.772 | 1781.357
Option 4 SG | QLD |  | Distributed PV | 8043.017 | 8408.91 | 8774.985 | 9153.904 | 9494.766 | 9719.999 | 9943.751 | 10163.261 | 10367.241 | 10558.247 | 10766.19 | 11000.131 | 11246.242 | 11498.964 | 11778.619 | 12062.113 | 12312.263 | 12527.346 | 12895.372 | 13275.96 | 13676.49 | 14108.239 | 14593.053 | 15109.319
Option 4 SG | QLD |  | H2 Reciprocating Engine | 0 | 0 | 400 | 400 | 400 | 400 | 400 | 400 | 400 | 400 | 400 | 400 | 400 | 400 | 400 | 400 | 400 | 400 | 400 | 400 | 400 | 400 | 400 | 400
Option 4 SG | QLD |  | Hydro | 156.4 | 156.4 | 156.4 | 156.4 | 156.4 | 156.4 | 156.4 | 156.4 | 156.4 | 156.4 | 156.4 | 156.4 | 156.4 | 156.4 | 156.4 | 156.4 | 156.4 | 156.4 | 156.4 | 156.4 | 156.4 | 156.4 | 156.4 | 156.4
Option 4 SG | QLD |  | Liquid Fuel | 423.5 | 423.5 | 423.5 | 423.5 | 423.5 | 423.5 | 423.5 | 131.5 | 131.5 | 131.5 | 131.5 | 131.5 | 131.5 | 131.5 | 131.5 | 131.5 | 131.5 | 131.5 | 0 | 0 | 0 | 0 | 0 | 0
Option 4 SG | QLD |  | OCGT | 1546 | 1546 | 1663 | 1663 | 1663 | 2062.885 | 2062.885 | 2062.885 | 1945.885 | 1945.885 | 1945.885 | 1945.885 | 1945.885 | 1945.885 | 1945.885 | 1945.885 | 1945.885 | 1945.885 | 2502.9779 | 2995.2772 | 2431.2772 | 2431.2772 | 2431.2772 | 2620.3781
Option 4 SG | QLD |  | PHES | 820 | 820 | 820 | 820 | 820 | 820 | 820 | 820 | 2818 | 2818 | 2818 | 2818 | 2818 | 2818 | 2818 | 2818 | 2818 | 2818 | 2818 | 2818 | 2818 | 2818 | 2818 | 2818
Option 4 SG | QLD |  | Solar | 3920.3 | 5175.4881 | 5973.3281 | 5972.7781 | 5972.2081 | 5971.6481 | 5971.0881 | 5970.5882 | 5970.1082 | 5970.1082 | 5860.1082 | 5811.6083 | 5811.6083 | 5811.6083 | 5811.6083 | 7426.8592 | 9218.0494 | 9277.2363 | 9131.7763 | 9294.5141 | 9264.4957 | 9957.5893 | 10096.4546 | 11138.4064
Option 4 SG | QLD |  | Wind | 2569.65 | 3075.86 | 3475.7 | 3475.7 | 3475.7 | 3475.7 | 3625.122 | 3703.0115 | 4017.1132 | 4260.2916 | 5393.373 | 6331.353 | 6642.9803 | 6642.9803 | 6847.1893 | 6847.1893 | 7405.731 | 8359.7109 | 7924.3796 | 8748.2629 | 9899.9911 | 10767.9662 | 11325.378 | 12135.3175
Option 4 SG | QLD | CQ | 2h | 230 | 230 | 230 | 230 | 226 | 226 | 226 | 226 | 226 | 226 | 226 | 226 | 226 | 226 | 226 | 226 | 180 | 180 | 180 | 180 | 180 | 180 | 180 | 180
Option 4 SG | QLD | CQ | 4h | 300 | 300 | 300 | 300 | 300 | 300 | 300 | 300 | 300 | 300 | 300 | 300 | 300 | 300 | 300 | 300 | 300 | 300 | 300 | 300 | 0 | 0 | 0 | 0
Option 4 SG | QLD | CQ | 8h | 0 | 0 | 1.61e-06 | 2.79e-06 | 2.79e-06 | 2.79e-06 | 2.79e-06 | 3.86e-06 | 5.17e-06 | 5.17e-06 | 5.17e-06 | 5.17e-06 | 5.17e-06 | 5.17e-06 | 5.17e-06 | 5.17e-06 | 5.17e-06 | 9.59e-06 | 1.334e-05 | 1.334e-05 | 1.738e-05 | 1.738e-05 | 2.436e-05 | 36.1122
Option 4 SG | QLD | CQ | Black Coal | 3004 | 3004 | 3004 | 2304 | 2304 | 2304 | 2304 | 2304 | 2304 | 2304 | 2304 | 2304 | 2304 | 2304 | 2304 | 2304 | 2304 | 1939 | 1574 | 1209 | 844 | 844 | 844 | 0
Option 4 SG | QLD | CQ | Coordinated CER | 6.056 | 7.907 | 9.924 | 12.226 | 14.633 | 17.531 | 20.728 | 24.323 | 28.32 | 32.724 | 37.679 | 42.928 | 48.603 | 54.709 | 61.53 | 69.021 | 76.837 | 85.161 | 94.004 | 103.365 | 113.557 | 124.097 | 135.194 | 146.858
Option 4 SG | QLD | CQ | Distributed PV | 733.617 | 768.904 | 804.036 | 841.111 | 874.22 | 896.009 | 917.967 | 939.916 | 959.982 | 978.49 | 998.893 | 1022.132 | 1046.096 | 1070.357 | 1097.463 | 1125.33 | 1149.65 | 1170.351 | 1205.742 | 1242.727 | 1281.189 | 1322.284 | 1368.712 | 1418.528
Option 4 SG | QLD | CQ | OCGT | 37 | 37 | 37 | 37 | 37 | 436.885 | 436.885 | 436.885 | 399.885 | 399.885 | 399.885 | 399.885 | 399.885 | 399.885 | 399.885 | 399.885 | 399.885 | 399.885 | 399.885 | 399.885 | 399.885 | 399.885 | 399.885 | 399.885
Option 4 SG | QLD | CQ | PHES | 0 | 0 | 0 | 0 | 0 | 0 | 0 | 0 | 0 | 2.13e-06 | 2.13e-06 | 2.13e-06 | 2.13e-06 | 2.13e-06 | 2.13e-06 | 2.13e-06 | 2.13e-06 | 2.13e-06 | 2.13e-06 | 2.13e-06 | 2.13e-06 | 2.13e-06 | 2.13e-06 | 3.46e-06
Option 4 SG | QLD | CQ | Solar | 957.16 | 957.16 | 1054.16 | 1054.16 | 1054.16 | 1054.16 | 1054.16 | 1054.16 | 1054.16 | 1054.16 | 1054.16 | 1054.1601 | 1054.1601 | 1054.1601 | 1054.1601 | 1054.1603 | 1054.1603 | 1039.1603 | 996.6603 | 996.6604 | 996.6606 | 996.6606 | 655.4064 | 1282.5022
Option 4 SG | QLD | CQ | Wind | 439 | 945.21 | 945.21 | 945.21 | 945.21 | 945.21 | 945.21 | 945.21 | 945.21 | 945.21 | 945.2102 | 1035.1334 | 1035.1334 | 1035.1334 | 1035.1334 | 1035.1334 | 1035.1334 | 1349.3141 | 1353.9628 | 1837.1242 | 1942.8156 | 1942.8157 | 1942.8157 | 1907.2509
Option 4 SG | QLD | GG | 1h | 0 | 400 | 400 | 400 | 400 | 400 | 400 | 400 | 400 | 400 | 400 | 400 | 400 | 400 | 400 | 400 | 400 | 400 | 400 | 400 | 400 | 400 | 400 | 0
Option 4 SG | QLD | GG | 4h | 0 | 0 | 1.146e-05 | 2.857e-05 | 2.857e-05 | 2.857e-05 | 2.857e-05 | 2.857e-05 | 2.857e-05 | 2.857e-05 | 2.857e-05 | 2.857e-05 | 2.857e-05 | 2.857e-05 | 2.857e-05 | 2.857e-05 | 2.857e-05 | 6.574e-05 | 9.743e-05 | 0.00011008 | 0.00030769 | 0.00030887 | 447.6651 | 447.6651
Option 4 SG | QLD | GG | Black Coal | 1680 | 1680 | 1680 | 0 | 0 | 0 | 0 | 0 | 0 | 0 | 0 | 0 | 0 | 0 | 0 | 0 | 0 | 0 | 0 | 0 | 0 | 0 | 0 | 0
Option 4 SG | QLD | GG | CCGT | 180 | 180 | 180 | 180 | 180 | 180 | 180 | 180 | 180 | 180 | 180 | 180 | 180 | 180 | 180 | 180 | 180 | 180 | 180 | 180 | 180 | 180 | 180 | 180
Option 4 SG | QLD | GG | Coordinated CER | 0.766 | 1.001 | 1.253 | 1.54 | 1.861 | 2.248 | 2.677 | 3.159 | 3.697 | 4.289 | 4.955 | 5.661 | 6.425 | 7.247 | 8.167 | 9.176 | 10.231 | 11.354 | 12.547 | 13.81 | 15.179 | 16.596 | 18.086 | 19.652
Option 4 SG | QLD | GG | Distributed PV | 91.988 | 96.618 | 101.241 | 105.94 | 110.178 | 112.947 | 115.653 | 118.251 | 120.701 | 123.021 | 125.509 | 128.271 | 131.233 | 134.315 | 137.692 | 141.065 | 144.071 | 146.676 | 151.144 | 155.718 | 160.588 | 165.882 | 171.794 | 178.046
Option 4 SG | QLD | GG | OCGT | 0 | 0 | 0 | 0 | 0 | 0 | 0 | 0 | 0 | 0 | 0 | 0 | 0 | 0 | 0 | 0 | 0 | 0 | 0 | 0 | 0 | 0 | 0 | 0
Option 4 SG | QLD | GG | Solar | 387.01 | 387.01 | 387.01 | 387.01 | 387.01 | 387.01 | 387.01 | 387.01 | 387.01 | 387.01 | 387.01 | 387.01 | 387.01 | 387.01 | 387.01 | 387.01 | 387.01 | 387.01 | 387.01 | 387.01 | 387.01 | 387.01 | 387.01 | 387.01
Option 4 SG | QLD | NQ | 2h | 0 | 0 | 150 | 450 | 450 | 450 | 450 | 450 | 450 | 450 | 450 | 450 | 450 | 450 | 450 | 450 | 450 | 450 | 450 | 450 | 450 | 300 | 300 | 0
Option 4 SG | QLD | NQ | 4h | 0 | 0 | 254 | 254 | 254 | 254 | 254 | 254 | 254 | 254 | 254 | 254 | 254 | 254 | 254 | 254 | 254 | 254 | 254 | 254 | 254 | 254 | 104 | 104
Option 4 SG | QLD | NQ | Biomass | 32 | 32 | 32 | 32 | 32 | 32 | 32 | 32 | 32 | 32 | 32 | 32 | 32 | 32 | 32 | 32 | 32 | 32 | 32 | 32 | 32 | 32 | 32 | 32
Option 4 SG | QLD | NQ | CCGT | 244 | 244 | 244 | 244 | 244 | 244 | 244 | 244 | 244 | 244 | 244 | 244 | 244 | 244 | 244 | 244 | 244 | 244 | 244 | 244 | 244 | 0 | 0 | 0
Option 4 SG | QLD | NQ | Coordinated CER | 9.34 | 12.202 | 15.31 | 18.857 | 22.694 | 27.32 | 32.433 | 38.187 | 44.582 | 51.625 | 59.539 | 67.926 | 76.99 | 86.74 | 97.636 | 109.593 | 122.074 | 135.362 | 149.476 | 164.418 | 180.617 | 197.366 | 214.996 | 233.526
Option 4 SG | QLD | NQ | Distributed PV | 1215.849 | 1271.081 | 1326.352 | 1383.855 | 1435.475 | 1469.688 | 1503.834 | 1537.557 | 1568.68 | 1597.656 | 1629.341 | 1665.129 | 1702.465 | 1740.578 | 1782.891 | 1826.012 | 1863.894 | 1896.332 | 1951.758 | 2009.315 | 2069.617 | 2134.42 | 2207.399 | 2285.395
Option 4 SG | QLD | NQ | Hydro | 156.4 | 156.4 | 156.4 | 156.4 | 156.4 | 156.4 | 156.4 | 156.4 | 156.4 | 156.4 | 156.4 | 156.4 | 156.4 | 156.4 | 156.4 | 156.4 | 156.4 | 156.4 | 156.4 | 156.4 | 156.4 | 156.4 | 156.4 | 156.4
Option 4 SG | QLD | NQ | Liquid Fuel | 423.5 | 423.5 | 423.5 | 423.5 | 423.5 | 423.5 | 423.5 | 131.5 | 131.5 | 131.5 | 131.5 | 131.5 | 131.5 | 131.5 | 131.5 | 131.5 | 131.5 | 131.5 | 0 | 0 | 0 | 0 | 0 | 0
Option 4 SG | QLD | NQ | PHES | 250 | 250 | 250 | 250 | 250 | 250 | 250 | 250 | 250 | 250 | 250 | 250 | 250 | 250 | 250 | 250 | 250 | 250 | 250 | 250 | 250 | 250 | 250 | 250
Option 4 SG | QLD | NQ | Solar | 727.63 | 727.6304 | 1327.6304 | 1327.6304 | 1327.6304 | 1327.6304 | 1327.6304 | 1327.6304 | 1327.6304 | 1327.6304 | 1327.6304 | 1279.1305 | 1279.1305 | 1279.1305 | 1279.1305 | 1279.1305 | 1309.9921 | 1272.5425 | 1272.5425 | 1272.5425 | 1257.5425 | 1157.5625 | 1008.5825 | 1008.5825
Option 4 SG | QLD | NQ | Wind | 375.65 | 375.65 | 775.49 | 775.49 | 775.49 | 775.49 | 924.912 | 1002.8015 | 1316.9032 | 1345.49 | 1399.8488 | 1399.8493 | 1711.4766 | 1711.4766 | 1915.6857 | 1915.6857 | 2474.2273 | 2954.0834 | 2954.0834 | 3188.1185 | 3144.9185 | 3367.6639 | 3925.0758 | 4155.8099
Option 4 SG | QLD | SQ | 1h | 222.02 | 222.02 | 222.02 | 222.02 | 222.02 | 222.02 | 222.02 | 222.02 | 222.02 | 222.02 | 222.02 | 222.02 | 222.02 | 222.02 | 222.02 | 222.02 | 222.02 | 222.02 | 222.02 | 222.02 | 222.02 | 222.02 | 222.02 | 222.02
Option 4 SG | QLD | SQ | 2h | 1809.12 | 1809.12 | 1809.12 | 1809.12 | 1809.12 | 1809.12 | 1809.12 | 1824.72 | 1809.12 | 1824.72 | 1809.12 | 1809.12 | 1709.12 | 1709.12 | 1709.12 | 1709.12 | 1709.12 | 1709.12 | 1509.12 | 959.12 | 959.12 | 959.12 | 704.32 | 719.92
Option 4 SG | QLD | SQ | 4h | 260 | 260 | 260 | 333.5629 | 333.5629 | 333.5629 | 333.5629 | 333.5629 | 333.5629 | 333.5629 | 333.5629 | 333.5629 | 333.5629 | 333.5629 | 333.5629 | 333.5629 | 333.5629 | 473.9523 | 680.1427 | 1377.622 | 2000.022 | 2749.9486 | 2906.2411 | 3325.9485
Option 4 SG | QLD | SQ | 8h | 0 | 0 | 2.47e-06 | 3.8e-06 | 3.8e-06 | 3.8e-06 | 3.8e-06 | 5.55e-06 | 5.55e-06 | 5.55e-06 | 5.55e-06 | 5.55e-06 | 5.55e-06 | 5.55e-06 | 5.55e-06 | 5.55e-06 | 5.55e-06 | 1.341e-05 | 2.085e-05 | 2.085e-05 | 2.085e-05 | 2.679e-05 | 3.575e-05 | 6.69e-05
Option 4 SG | QLD | SQ | Black Coal | 3446 | 3446 | 3446 | 3446 | 3096 | 3096 | 3096 | 3096 | 3096 | 3096 | 2396 | 1596 | 1596 | 1596 | 1596 | 1596 | 852 | 852 | 852 | 852 | 852 | 852 | 852 | 0
Option 4 SG | QLD | SQ | CCGT | 1173.9 | 1173.9 | 1173.9 | 1173.9 | 1173.9 | 1173.9 | 1173.9 | 1173.9 | 1173.9 | 1173.9 | 788.9 | 788.9 | 701.5 | 644.5 | 644.5 | 644.5 | 644.5 | 644.5 | 644.5 | 0 | 0 | 0 | 0 | 0
Option 4 SG | QLD | SQ | Coordinated CER | 45.282 | 59.184 | 74.228 | 91.392 | 112.677 | 138.769 | 168.173 | 201.616 | 239.109 | 280.657 | 327.371 | 377.312 | 431.483 | 489.917 | 555.697 | 627.757 | 703.484 | 784.278 | 870.254 | 961.427 | 1059.449 | 1161.253 | 1268.496 | 1381.321
Option 4 SG | QLD | SQ | Distributed PV | 6001.563 | 6272.307 | 6543.356 | 6822.998 | 7074.893 | 7241.355 | 7406.297 | 7567.537 | 7717.878 | 7859.08 | 8012.447 | 8184.599 | 8366.448 | 8553.714 | 8760.573 | 8969.706 | 9154.648 | 9313.987 | 9586.728 | 9868.2 | 10165.096 | 10485.653 | 10845.148 | 11227.35
Option 4 SG | QLD | SQ | H2 Reciprocating Engine | 0 | 0 | 400 | 400 | 400 | 400 | 400 | 400 | 400 | 400 | 400 | 400 | 400 | 400 | 400 | 400 | 400 | 400 | 400 | 400 | 400 | 400 | 400 | 400
Option 4 SG | QLD | SQ | OCGT | 1509 | 1509 | 1626 | 1626 | 1626 | 1626 | 1626 | 1626 | 1546 | 1546 | 1546 | 1546 | 1546 | 1546 | 1546 | 1546 | 1546 | 1546 | 2103.0929 | 2595.3922 | 2031.3922 | 2031.3922 | 2031.3922 | 2220.4931
Option 4 SG | QLD | SQ | PHES | 570 | 570 | 570 | 570 | 570 | 570 | 570 | 570 | 2568 | 2568 | 2568 | 2568 | 2568 | 2568 | 2568 | 2568 | 2568 | 2568 | 2568 | 2568 | 2568 | 2568 | 2568 | 2568
Option 4 SG | QLD | SQ | Solar | 1848.5 | 3103.6877 | 3204.5277 | 3203.9777 | 3203.4077 | 3202.8477 | 3202.2877 | 3201.7877 | 3201.3077 | 3201.3077 | 3091.3077 | 3091.3078 | 3091.3078 | 3091.3078 | 3091.3078 | 4706.5584 | 6466.887 | 6578.5235 | 6475.5635 | 6638.3012 | 6623.2826 | 7416.3562 | 8045.4557 | 8460.3117
Option 4 SG | QLD | SQ | Wind | 1755 | 1755 | 1755 | 1755 | 1755 | 1755 | 1755 | 1755 | 1755.0001 | 1969.5916 | 3048.314 | 3896.3702 | 3896.3702 | 3896.3702 | 3896.3702 | 3896.3702 | 3896.3702 | 4056.3135 | 3616.3335 | 3723.0202 | 4812.2569 | 5457.4865 | 5457.4866 | 6072.2568
Option 4 SG | SA |  | 2h | 1135.13 | 2711.13 | 2911.13 | 2911.13 | 2881.13 | 2881.13 | 2881.13 | 2881.13 | 2856.13 | 2856.13 | 2856.13 | 2856.13 | 2856.13 | 2856.13 | 2856.13 | 2850.7 | 2844.13 | 2593.43 | 2299.45 | 2287.45 | 2077.45 | 301.4501 | 261.0001 | 150.0001
Option 4 SG | SA |  | 4h | 0 | 556 | 556 | 556 | 556 | 556 | 556 | 556 | 556 | 556 | 556 | 556 | 556 | 556 | 556 | 300 | 556 | 556 | 556 | 556 | 556 | 0.00011248 | 0.00010086 | 395.6608
Option 4 SG | SA |  | 8h | 0 | 0 | 318.86 | 318.86 | 318.86 | 318.86 | 318.86 | 318.86 | 318.86 | 503.1823 | 503.1823 | 503.1823 | 503.1823 | 503.1823 | 503.1823 | 503.1823 | 503.1823 | 503.1823 | 503.1823 | 503.1823 | 503.1823 | 601.3032 | 282.4432 | 282.4433
Option 4 SG | SA |  | CCGT | 1309 | 1129 | 529 | 529 | 529 | 529 | 529 | 529 | 529 | 529 | 529 | 0 | 0 | 0 | 0 | 0 | 0 | 0 | 0 | 0 | 0 | 0 | 0 | 0
Option 4 SG | SA |  | Coordinated CER | 90.745 | 102.042 | 110.83 | 119.122 | 131.511 | 144.921 | 160.747 | 177.392 | 196.383 | 216.01 | 238.041 | 260.693 | 285.721 | 311.185 | 340.313 | 370.191 | 402.899 | 436.354 | 472.816 | 510.021 | 550.302 | 591.376 | 635.64 | 680.693
Option 4 SG | SA |  | Distributed PV | 3195.208 | 3304.311 | 3417.092 | 3526.526 | 3641.053 | 3693.435 | 3759.313 | 3802.546 | 3860.515 | 3899.389 | 3957.178 | 4001.862 | 4069.4 | 4122.823 | 4197.657 | 4254.462 | 4319.706 | 4359.545 | 4460.04 | 4544.565 | 4654.34 | 4758.135 | 4892.387 | 5014.613
Option 4 SG | SA |  | Liquid Fuel | 413.38 | 276.88 | 276.88 | 276.88 | 276.88 | 276.88 | 276.88 | 276.88 | 276.88 | 276.88 | 276.88 | 276.88 | 276.88 | 276.88 | 276.88 | 276.88 | 276.88 | 276.88 | 276.88 | 276.88 | 122.88 | 122.88 | 122.88 | 122.88
Option 4 SG | SA |  | OCGT | 1175.26 | 1175.26 | 1175.26 | 1175.26 | 1175.26 | 1175.26 | 1175.26 | 1175.26 | 1175.26 | 1095.26 | 1059.36 | 1059.36 | 1059.36 | 1059.36 | 855.6 | 855.6 | 855.6 | 855.6 | 659.9368 | 531.5368 | 909.9976 | 1318.3145 | 1634.2247 | 1663.0026
Option 4 SG | SA |  | Solar | 588.88 | 1463.68 | 1600.88 | 1600.88 | 1600.88 | 1596.32 | 1596.32 | 1596.32 | 1596.32 | 1596.32 | 1596.32 | 1596.32 | 1596.32 | 1596.32 | 1596.32 | 1533.34 | 1533.34 | 1533.34 | 1314.1 | 1300.99 | 1300.99 | 1223.99 | 1223.99 | 1128.99
Option 4 SG | SA |  | Wind | 2722.04 | 2722.04 | 2747.04 | 3022.04 | 2960.04 | 2869.29 | 2869.29 | 2737.59 | 2737.59 | 2467.41 | 2282.92 | 2282.92 | 2123.92 | 1797.22 | 1758.2215 | 1973.9952 | 1973.9952 | 2093.6338 | 2650.0489 | 2559.1689 | 2916.9059 | 3396.5494 | 3195.5695 | 3316.3493
Option 4 SG | SA | CSA | 2h | 1059.68 | 2277.6796 | 2477.6796 | 2477.6796 | 2447.6796 | 2447.6796 | 2447.6796 | 2447.6796 | 2447.6796 | 2447.6796 | 2447.6796 | 2447.6796 | 2447.6796 | 2447.6796 | 2447.6796 | 2441.6996 | 2435.6796 | 2184.9796 | 1890.9996 | 1888.9996 | 1678.9996 | 261 | 261 | 150
Option 4 SG | SA | CSA | 4h | 0 | 306 | 306 | 306 | 306 | 306 | 306 | 306 | 306 | 306 | 306 | 306 | 306 | 306 | 306 | 50 | 306 | 306 | 306 | 306 | 306 | 0.00011248 | 0.00010086 | 395.6608
Option 4 SG | SA | CSA | 8h | 0 | 0 | 318.8599 | 318.8599 | 318.8599 | 318.8599 | 318.8599 | 318.8599 | 318.8599 | 318.8599 | 318.8599 | 318.8599 | 318.8599 | 318.8599 | 318.8599 | 318.8599 | 318.8599 | 318.8599 | 318.8599 | 318.8599 | 318.8599 | 318.8599 | 2.123e-05 | 8.728e-05
Option 4 SG | SA | CSA | CCGT | 1309 | 1129 | 529 | 529 | 529 | 529 | 529 | 529 | 529 | 529 | 529 | 0 | 0 | 0 | 0 | 0 | 0 | 0 | 0 | 0 | 0 | 0 | 0 | 0
Option 4 SG | SA | CSA | Coordinated CER | 81.159 | 91.205 | 99.048 | 106.41 | 117.553 | 129.643 | 143.924 | 158.969 | 176.139 | 193.905 | 213.844 | 234.367 | 257.035 | 280.119 | 306.529 | 333.643 | 363.318 | 393.696 | 426.793 | 460.592 | 497.151 | 534.453 | 574.634 | 615.555
Option 4 SG | SA | CSA | Distributed PV | 2891.883 | 2988.852 | 3088.559 | 3185.66 | 3284.861 | 3329.998 | 3385.019 | 3421.977 | 3469.936 | 3503.019 | 3550.859 | 3589.221 | 3645.887 | 3692.16 | 3755.434 | 3804.797 | 3859.494 | 3893.647 | 3980.081 | 4054.44 | 4149.225 | 4240.889 | 4357.628 | 4465.783
Option 4 SG | SA | CSA | Liquid Fuel | 276.88 | 276.88 | 276.88 | 276.88 | 276.88 | 276.88 | 276.88 | 276.88 | 276.88 | 276.88 | 276.88 | 276.88 | 276.88 | 276.88 | 276.88 | 276.88 | 276.88 | 276.88 | 276.88 | 276.88 | 122.88 | 122.88 | 122.88 | 122.88
Option 4 SG | SA | CSA | OCGT | 1095.26 | 1095.26 | 1095.26 | 1095.26 | 1095.26 | 1095.26 | 1095.26 | 1095.26 | 1095.26 | 1095.26 | 1059.36 | 1059.36 | 1059.36 | 1059.36 | 855.6 | 855.6 | 855.6 | 855.6 | 659.9368 | 531.5368 | 909.9976 | 1318.3145 | 1634.2247 | 1663.0026
Option 4 SG | SA | CSA | Solar | 74.54 | 328.1802 | 465.3802 | 465.3802 | 465.3802 | 460.8202 | 460.8202 | 460.8202 | 460.8202 | 460.8202 | 460.8202 | 460.8202 | 460.8202 | 460.8202 | 460.8202 | 433.9402 | 433.9402 | 433.9403 | 433.9403 | 420.8303 | 420.8303 | 420.8303 | 420.8303 | 420.8303
Option 4 SG | SA | CSA | Wind | 1765.01 | 1765.01 | 1790.01 | 2065.01 | 2065.01 | 2065.01 | 2065.01 | 1933.31 | 1933.31 | 1861.91 | 1677.42 | 1677.42 | 1677.42 | 1350.72 | 1350.7215 | 1566.4952 | 1566.4952 | 1686.1338 | 2242.5489 | 2205.6601 | 2205.6601 | 2205.6601 | 2004.6802 | 1919.5073
Option 4 SG | SA | NSA | 2h | 10 | 368.0004 | 368.0004 | 368.0004 | 368.0004 | 368.0004 | 368.0004 | 368.0004 | 368.0004 | 368.0004 | 368.0004 | 368.0004 | 368.0004 | 368.0004 | 368.0004 | 368.0004 | 368.0004 | 368.0004 | 368.0004 | 358.0004 | 358.0004 | 5.756e-05 | 5.756e-05 | 5.756e-05
Option 4 SG | SA | NSA | 8h | 0 | 0 | 8.666e-05 | 8.666e-05 | 8.666e-05 | 8.666e-05 | 8.666e-05 | 8.666e-05 | 8.666e-05 | 184.3224 | 184.3224 | 184.3224 | 184.3224 | 184.3224 | 184.3224 | 184.3224 | 184.3224 | 184.3224 | 184.3224 | 184.3224 | 184.3224 | 282.4433 | 282.4432 | 282.4432
Option 4 SG | SA | NSA | Coordinated CER | 5.045 | 5.708 | 6.202 | 6.692 | 7.34 | 8.023 | 8.819 | 9.639 | 10.573 | 11.523 | 12.591 | 13.674 | 14.875 | 16.082 | 17.46 | 18.857 | 20.39 | 21.941 | 23.638 | 25.351 | 27.222 | 29.112 | 31.16 | 33.226
Option 4 SG | SA | NSA | Distributed PV | 166.132 | 172.577 | 179.548 | 186.093 | 194.603 | 198.64 | 204.936 | 208.471 | 214.328 | 217.606 | 223.42 | 226.954 | 233.221 | 237.16 | 243.761 | 247.834 | 253.913 | 257.091 | 264.924 | 270.338 | 278.619 | 284.998 | 294.517 | 301.839
Option 4 SG | SA | NSA | Liquid Fuel | 73.5 | 0 | 0 | 0 | 0 | 0 | 0 | 0 | 0 | 0 | 0 | 0 | 0 | 0 | 0 | 0 | 0 | 0 | 0 | 0 | 0 | 0 | 0 | 0
Option 4 SG | SA | NSA | Solar | 296.24 | 917.3998 | 917.3998 | 917.3998 | 917.3998 | 917.3998 | 917.3998 | 917.3998 | 917.3998 | 917.3998 | 917.3998 | 917.3998 | 917.3998 | 917.3998 | 917.3998 | 917.3998 | 917.3998 | 917.3998 | 698.1598 | 698.1598 | 698.1598 | 621.1598 | 621.1598 | 621.1598
Option 4 SG | SA | NSA | Wind | 632.53 | 632.53 | 632.53 | 632.53 | 570.53 | 479.78 | 479.78 | 479.78 | 479.78 | 407.5 | 407.5 | 407.5 | 407.5 | 407.5 | 407.5 | 407.5 | 407.5 | 407.5 | 407.5 | 353.5089 | 566.2205 | 706.5734 | 706.5734 | 912.5261
Option 4 SG | SA | SESA | 2h | 65.45 | 65.45 | 65.45 | 65.45 | 65.45 | 65.45 | 65.45 | 65.45 | 40.45 | 40.45 | 40.45 | 40.45 | 40.45 | 40.45 | 40.45 | 41 | 40.45 | 40.45 | 40.45 | 40.45 | 40.45 | 40.45 | 0 | 0
Option 4 SG | SA | SESA | 4h | 0 | 250 | 250 | 250 | 250 | 250 | 250 | 250 | 250 | 250 | 250 | 250 | 250 | 250 | 250 | 250 | 250 | 250 | 250 | 250 | 250 | 0 | 0 | 0
Option 4 SG | SA | SESA | Coordinated CER | 4.541 | 5.129 | 5.58 | 6.02 | 6.618 | 7.255 | 8.004 | 8.784 | 9.671 | 10.582 | 11.606 | 12.652 | 13.811 | 14.984 | 16.324 | 17.691 | 19.191 | 20.717 | 22.385 | 24.078 | 25.929 | 27.811 | 29.846 | 31.912
Option 4 SG | SA | SESA | Distributed PV | 137.193 | 142.882 | 148.985 | 154.773 | 161.589 | 164.797 | 169.358 | 172.098 | 176.251 | 178.764 | 182.899 | 185.687 | 190.292 | 193.503 | 198.462 | 201.831 | 206.299 | 208.807 | 215.035 | 219.787 | 226.496 | 232.248 | 240.242 | 246.991
Option 4 SG | SA | SESA | Liquid Fuel | 63 | 0 | 0 | 0 | 0 | 0 | 0 | 0 | 0 | 0 | 0 | 0 | 0 | 0 | 0 | 0 | 0 | 0 | 0 | 0 | 0 | 0 | 0 | 0
Option 4 SG | SA | SESA | OCGT | 80 | 80 | 80 | 80 | 80 | 80 | 80 | 80 | 80 | 0 | 0 | 0 | 0 | 0 | 0 | 0 | 0 | 0 | 0 | 0 | 0 | 0 | 0 | 0
Option 4 SG | SA | SESA | Solar | 218.1 | 218.1 | 218.1 | 218.1 | 218.1 | 218.1 | 218.1 | 218.1 | 218.1 | 218.1 | 218.1 | 218.1 | 218.1 | 218.1 | 218.1 | 182 | 182 | 182 | 182 | 182 | 182 | 182 | 182 | 87
Option 4 SG | SA | SESA | Wind | 324.5 | 324.5 | 324.5 | 324.5 | 324.5 | 324.5 | 324.5 | 324.5 | 324.5 | 198 | 198 | 198 | 39 | 39 | 3.97e-06 | 5.7e-06 | 5.7e-06 | 5.7e-06 | 1.016e-05 | 2.22e-05 | 145.0253 | 484.3159 | 484.3159 | 484.3159
Option 4 SG | TAS |  | 24h | 0 | 0 | 0 | 0 | 0 | 0 | 0 | 0 | 0 | 1.92e-06 | 1.92e-06 | 1.92e-06 | 1.92e-06 | 1.92e-06 | 1.92e-06 | 1.92e-06 | 1.92e-06 | 1.92e-06 | 1.92e-06 | 1.92e-06 | 1.92e-06 | 1.92e-06 | 1.92e-06 | 2.94e-06
Option 4 SG | TAS |  | 2h | 0 | 1.82e-06 | 1.82e-06 | 1.82e-06 | 1.82e-06 | 1.82e-06 | 5.98e-06 | 5.98e-06 | 5.98e-06 | 5.98e-06 | 7e-06 | 8.15e-06 | 8.15e-06 | 8.15e-06 | 8.15e-06 | 8.15e-06 | 8.15e-06 | 8.15e-06 | 8.15e-06 | 8.15e-06 | 9.25e-06 | 1.324e-05 | 1.324e-05 | 1.324e-05
Option 4 SG | TAS |  | 4h | 0 | 1.69e-06 | 1.69e-06 | 1.69e-06 | 1.69e-06 | 1.69e-06 | 5.6e-06 | 5.6e-06 | 5.6e-06 | 5.6e-06 | 6.83e-06 | 8.02e-06 | 8.02e-06 | 8.02e-06 | 8.02e-06 | 8.02e-06 | 8.02e-06 | 8.02e-06 | 1.048e-05 | 1.048e-05 | 1.228e-05 | 6.499e-05 | 6.499e-05 | 6.635e-05
Option 4 SG | TAS |  | 8h | 0 | 0 | 0 | 0 | 0 | 0 | 2.9e-06 | 2.9e-06 | 2.9e-06 | 2.9e-06 | 2.9e-06 | 2.9e-06 | 2.9e-06 | 2.9e-06 | 2.9e-06 | 2.9e-06 | 2.9e-06 | 2.9e-06 | 5.61e-06 | 5.61e-06 | 5.61e-06 | 1.251e-05 | 1.251e-05 | 1.251e-05
Option 4 SG | TAS |  | CCGT | 208 | 208 | 208 | 208 | 208 | 208 | 208 | 208 | 208 | 208 | 208 | 208 | 208 | 208 | 208 | 208 | 208 | 208 | 208 | 208 | 208 | 208 | 208 | 208
Option 4 SG | TAS |  | CST | 0 | 0 | 0 | 0 | 0 | 0 | 0 | 0 | 0 | 0 | 0 | 0 | 0 | 0 | 0 | 0 | 0 | 0 | 0 | 0 | 0 | 0 | 0 | 0
Option 4 SG | TAS |  | Coordinated CER | 5.068 | 6.997 | 9.229 | 11.792 | 13.431 | 15.261 | 17.452 | 19.814 | 22.552 | 25.464 | 28.804 | 32.346 | 36.343 | 40.532 | 46.432 | 52.741 | 59.767 | 67.203 | 75.396 | 84.007 | 93.396 | 103.218 | 113.85 | 124.924
Option 4 SG | TAS |  | Distributed PV | 432.926 | 461.351 | 491.047 | 509.889 | 523.498 | 528.969 | 539.008 | 542.527 | 550.566 | 553.568 | 562.444 | 566.09 | 574.899 | 579.256 | 590.296 | 597.263 | 606.512 | 609.457 | 627.804 | 641.832 | 670.461 | 705.192 | 749.808 | 790.95
Option 4 SG | TAS |  | Hydro | 2176.7 | 2176.7 | 2176.7 | 2176.7 | 2566.7 | 2566.7 | 2566.7 | 2566.7 | 2566.7 | 2566.7 | 2566.7 | 2566.7 | 2566.7 | 2566.7 | 2566.7 | 2566.7 | 2566.7 | 2566.7 | 2566.7 | 2566.7 | 2566.7 | 2566.7 | 2566.7 | 2566.7
Option 4 SG | TAS |  | OCGT | 178 | 178 | 178 | 178 | 178 | 178 | 178 | 178 | 178 | 178 | 178 | 178 | 178 | 178 | 58 | 58 | 58 | 58 | 58 | 58 | 58 | 58 | 58 | 58
Option 4 SG | TAS |  | PHES | 0 | 0 | 0 | 0 | 0 | 0 | 0 | 0 | 0 | 3.42e-06 | 3.42e-06 | 3.42e-06 | 3.42e-06 | 3.42e-06 | 3.42e-06 | 3.42e-06 | 3.42e-06 | 3.42e-06 | 3.42e-06 | 3.42e-06 | 4.54e-06 | 1.015e-05 | 1.015e-05 | 1.2e-05
Option 4 SG | TAS |  | Solar | 0 | 0 | 1037 | 1487 | 1487 | 1487 | 1487 | 1487 | 1487 | 1487 | 1883 | 1883 | 1883 | 1883 | 1883 | 1883 | 1883 | 1883 | 1883 | 1883 | 1883 | 1883 | 1883 | 1883
Option 4 SG | TAS |  | Wind | 561.6 | 582.4 | 582.4 | 582.4 | 582.4 | 582.4 | 606.7194 | 1339.0096 | 1339.0096 | 1482.4001 | 1801.6412 | 1929.1587 | 1929.1587 | 1929.1587 | 1929.1587 | 1929.1587 | 1929.1587 | 1929.1587 | 1785.1587 | 1785.1587 | 1785.1587 | 1785.1587 | 1785.1587 | 1785.1587
Option 4 SG | TAS | TAS | 24h | 0 | 0 | 0 | 0 | 0 | 0 | 0 | 0 | 0 | 1.92e-06 | 1.92e-06 | 1.92e-06 | 1.92e-06 | 1.92e-06 | 1.92e-06 | 1.92e-06 | 1.92e-06 | 1.92e-06 | 1.92e-06 | 1.92e-06 | 1.92e-06 | 1.92e-06 | 1.92e-06 | 2.94e-06
Option 4 SG | TAS | TAS | 2h | 0 | 1.82e-06 | 1.82e-06 | 1.82e-06 | 1.82e-06 | 1.82e-06 | 5.98e-06 | 5.98e-06 | 5.98e-06 | 5.98e-06 | 7e-06 | 8.15e-06 | 8.15e-06 | 8.15e-06 | 8.15e-06 | 8.15e-06 | 8.15e-06 | 8.15e-06 | 8.15e-06 | 8.15e-06 | 9.25e-06 | 1.324e-05 | 1.324e-05 | 1.324e-05
Option 4 SG | TAS | TAS | 4h | 0 | 1.69e-06 | 1.69e-06 | 1.69e-06 | 1.69e-06 | 1.69e-06 | 5.6e-06 | 5.6e-06 | 5.6e-06 | 5.6e-06 | 6.83e-06 | 8.02e-06 | 8.02e-06 | 8.02e-06 | 8.02e-06 | 8.02e-06 | 8.02e-06 | 8.02e-06 | 1.048e-05 | 1.048e-05 | 1.228e-05 | 6.499e-05 | 6.499e-05 | 6.635e-05
Option 4 SG | TAS | TAS | 8h | 0 | 0 | 0 | 0 | 0 | 0 | 2.9e-06 | 2.9e-06 | 2.9e-06 | 2.9e-06 | 2.9e-06 | 2.9e-06 | 2.9e-06 | 2.9e-06 | 2.9e-06 | 2.9e-06 | 2.9e-06 | 2.9e-06 | 5.61e-06 | 5.61e-06 | 5.61e-06 | 1.251e-05 | 1.251e-05 | 1.251e-05
Option 4 SG | TAS | TAS | CCGT | 208 | 208 | 208 | 208 | 208 | 208 | 208 | 208 | 208 | 208 | 208 | 208 | 208 | 208 | 208 | 208 | 208 | 208 | 208 | 208 | 208 | 208 | 208 | 208
Option 4 SG | TAS | TAS | CST | 0 | 0 | 0 | 0 | 0 | 0 | 0 | 0 | 0 | 0 | 0 | 0 | 0 | 0 | 0 | 0 | 0 | 0 | 0 | 0 | 0 | 0 | 0 | 0
Option 4 SG | TAS | TAS | Coordinated CER | 5.068 | 6.997 | 9.229 | 11.792 | 13.431 | 15.261 | 17.452 | 19.814 | 22.552 | 25.464 | 28.804 | 32.346 | 36.343 | 40.532 | 46.432 | 52.741 | 59.767 | 67.203 | 75.396 | 84.007 | 93.396 | 103.218 | 113.85 | 124.924
Option 4 SG | TAS | TAS | Distributed PV | 432.926 | 461.351 | 491.047 | 509.889 | 523.498 | 528.969 | 539.008 | 542.527 | 550.566 | 553.568 | 562.444 | 566.09 | 574.899 | 579.256 | 590.296 | 597.263 | 606.512 | 609.457 | 627.804 | 641.832 | 670.461 | 705.192 | 749.808 | 790.95
Option 4 SG | TAS | TAS | Hydro | 2176.7 | 2176.7 | 2176.7 | 2176.7 | 2566.7 | 2566.7 | 2566.7 | 2566.7 | 2566.7 | 2566.7 | 2566.7 | 2566.7 | 2566.7 | 2566.7 | 2566.7 | 2566.7 | 2566.7 | 2566.7 | 2566.7 | 2566.7 | 2566.7 | 2566.7 | 2566.7 | 2566.7
Option 4 SG | TAS | TAS | OCGT | 178 | 178 | 178 | 178 | 178 | 178 | 178 | 178 | 178 | 178 | 178 | 178 | 178 | 178 | 58 | 58 | 58 | 58 | 58 | 58 | 58 | 58 | 58 | 58
Option 4 SG | TAS | TAS | PHES | 0 | 0 | 0 | 0 | 0 | 0 | 0 | 0 | 0 | 3.42e-06 | 3.42e-06 | 3.42e-06 | 3.42e-06 | 3.42e-06 | 3.42e-06 | 3.42e-06 | 3.42e-06 | 3.42e-06 | 3.42e-06 | 3.42e-06 | 4.54e-06 | 1.015e-05 | 1.015e-05 | 1.2e-05
Option 4 SG | TAS | TAS | Solar | 0 | 0 | 1037 | 1487 | 1487 | 1487 | 1487 | 1487 | 1487 | 1487 | 1883 | 1883 | 1883 | 1883 | 1883 | 1883 | 1883 | 1883 | 1883 | 1883 | 1883 | 1883 | 1883 | 1883
Option 4 SG | TAS | TAS | Wind | 561.6 | 582.4 | 582.4 | 582.4 | 582.4 | 582.4 | 606.7194 | 1339.0096 | 1339.0096 | 1482.4001 | 1801.6412 | 1929.1587 | 1929.1587 | 1929.1587 | 1929.1587 | 1929.1587 | 1929.1587 | 1929.1587 | 1785.1587 | 1785.1587 | 1785.1587 | 1785.1587 | 1785.1587 | 1785.1587
Option 4 SG | VIC |  | 1h | 0 | 3.17 | 3.17 | 3.17 | 3.17 | 3.17 | 3.17 | 3.17 | 135.9129 | 135.9129 | 135.9129 | 135.913 | 135.913 | 135.913 | 135.913 | 135.913 | 135.913 | 135.913 | 135.913 | 135.913 | 135.913 | 135.9129 | 135.9129 | 135.9129
Option 4 SG | VIC |  | 2h | 1954.07 | 3443.57 | 3607.59 | 3597.99 | 3597.99 | 3597.99 | 3751.33 | 3803.46 | 3803.46 | 3803.46 | 3803.46 | 3803.46 | 3798.46 | 3798.46 | 3798.46 | 3498.46 | 3498.46 | 3348.46 | 3151.1 | 3048.46 | 2558.46 | 1784.44 | 1787.08 | 1767.08
Option 4 SG | VIC |  | 4h | 0 | 1570 | 1985.79 | 1985.79 | 1985.79 | 1985.79 | 2000.22 | 1985.79 | 1985.79 | 1985.79 | 1985.79 | 1985.79 | 1985.79 | 1985.79 | 1985.79 | 1985.79 | 1985.79 | 1985.79 | 2001.84 | 1985.79 | 1985.79 | 264.5901 | 220.0301 | 220.0302
Option 4 SG | VIC |  | 8h | 0 | 0 | 6.02e-06 | 6.02e-06 | 6.02e-06 | 6.02e-06 | 6.02e-06 | 6.02e-06 | 1.458e-05 | 1.458e-05 | 1.458e-05 | 1.458e-05 | 1.458e-05 | 1.458e-05 | 1.458e-05 | 1.458e-05 | 1.458e-05 | 1.458e-05 | 1.458e-05 | 1.458e-05 | 1.811e-05 | 7.689e-05 | 7.087e-05 | 7.717e-05
Option 4 SG | VIC |  | Brown Coal | 4820 | 4820 | 3370 | 2210 | 2210 | 2210 | 2210 | 2210 | 0 | 0 | 0 | 0 | 0 | 0 | 0 | 0 | 0 | 0 | 0 | 0 | 0 | 0 | 0 | 0
Option 4 SG | VIC |  | CCGT | 500 | 500 | 500 | 500 | 500 | 500 | 500 | 500 | 500 | 500 | 500 | 500 | 500 | 500 | 0 | 0 | 0 | 0 | 0 | 0 | 0 | 0 | 0 | 0
Option 4 SG | VIC |  | Coordinated CER | 67.99 | 91.478 | 118.183 | 148.382 | 181.229 | 219.401 | 265.232 | 316.109 | 374.837 | 438.431 | 510.444 | 587.509 | 673.312 | 763.939 | 867.052 | 975.54 | 1094.122 | 1218.104 | 1352.714 | 1492.725 | 1643.792 | 1800.43 | 1968.601 | 2142.381
Option 4 SG | VIC |  | Distributed PV | 6610.463 | 7091.936 | 7571.062 | 8053.051 | 8455.579 | 8692.591 | 8912.813 | 9128.761 | 9312.026 | 9488.674 | 9684.486 | 9915.035 | 10147.261 | 10404.067 | 10694.943 | 11012.878 | 11257.317 | 11458.407 | 11902.342 | 12376.603 | 12883.052 | 13465.868 | 14119.76 | 14829.35
Option 4 SG | VIC |  | Hydro | 2267.02 | 2267.02 | 2267.02 | 2267.02 | 2267.02 | 2267.02 | 2267.02 | 2267.02 | 2267.02 | 2267.02 | 2267.02 | 2267.02 | 2267.02 | 2267.02 | 2267.02 | 2267.02 | 2267.02 | 2267.02 | 2267.02 | 2267.02 | 2267.02 | 2267.02 | 2267.02 | 2267.02
Option 4 SG | VIC |  | OCGT | 1900 | 1900 | 1900 | 1900 | 1900 | 1900 | 1900 | 1730 | 1730 | 1730 | 1730 | 1730 | 1730 | 1290 | 1513.5685 | 2301.1219 | 2207.1219 | 2207.1219 | 2324.2527 | 2324.2527 | 3339.8409 | 3475.215 | 3475.215 | 4318.9472
Option 4 SG | VIC |  | Offshore Wind | 0 | 0 | 0 | 0 | 0 | 2000 | 2667 | 3333 | 4000 | 5000 | 6000 | 7000 | 8000 | 9000 | 9000 | 9000 | 9000 | 9000 | 9000 | 9000 | 9000 | 9000 | 9000 | 9000
Option 4 SG | VIC |  | Solar | 1559.56 | 3325.76 | 3894.83 | 3894.83 | 3894.83 | 3894.83 | 3894.83 | 3894.83 | 3894.83 | 3894.83 | 3894.83 | 3894.83 | 3894.83 | 3894.83 | 3894.83 | 3894.83 | 3894.83 | 3894.83 | 3794.86 | 3767.69 | 3767.69 | 3767.69 | 3627.6601 | 3251.7301
Option 4 SG | VIC |  | Wind | 5270.28 | 5990.85 | 7912.85 | 9490.85 | 10038.35 | 10008.35 | 10008.35 | 10008.35 | 9816.35 | 9816.35 | 9816.35 | 9753.34 | 9333.34 | 9333.34 | 9075.04 | 9075.04 | 9024.49 | 8707.29 | 8322.62 | 7475.62 | 7475.62 | 7141.3805 | 7408.2615 | 7003.2454
Option 4 SG | VIC | MEL | 1h | 0 | 3.46e-06 | 5.23e-06 | 5.23e-06 | 5.23e-06 | 5.23e-06 | 1.032e-05 | 1.165e-05 | 132.7429 | 132.7429 | 132.7429 | 132.743 | 132.743 | 132.743 | 132.743 | 132.743 | 132.743 | 132.743 | 132.743 | 132.743 | 132.743 | 132.7429 | 132.7429 | 132.7429
Option 4 SG | VIC | MEL | 2h | 1090 | 1205 | 1205 | 1205 | 1205 | 1205 | 1455 | 1455 | 1455 | 1455 | 1455 | 1455 | 1455 | 1455 | 1455 | 1155 | 1155 | 1155 | 955 | 955 | 715 | 600 | 600 | 600
Option 4 SG | VIC | MEL | 4h | 0 | 1220 | 1220 | 1220 | 1220 | 1220 | 1220 | 1220 | 1220 | 1220 | 1220 | 1220 | 1220 | 1220 | 1220 | 1220 | 1220 | 1220 | 1220 | 1220 | 1220 | 8.499e-05 | 8.138e-05 | 8.34e-05
Option 4 SG | VIC | MEL | 8h | 0 | 0 | 3.09e-06 | 3.09e-06 | 3.09e-06 | 3.09e-06 | 3.09e-06 | 3.09e-06 | 7.26e-06 | 7.26e-06 | 7.26e-06 | 7.26e-06 | 7.26e-06 | 7.26e-06 | 7.26e-06 | 7.26e-06 | 7.26e-06 | 7.26e-06 | 7.26e-06 | 7.26e-06 | 9.54e-06 | 3.858e-05 | 3.549e-05 | 4.036e-05
Option 4 SG | VIC | MEL | CCGT | 500 | 500 | 500 | 500 | 500 | 500 | 500 | 500 | 500 | 500 | 500 | 500 | 500 | 500 | 0 | 0 | 0 | 0 | 0 | 0 | 0 | 0 | 0 | 0
Option 4 SG | VIC | MEL | Coordinated CER | 49.357 | 66.434 | 85.853 | 107.835 | 133.037 | 162.577 | 198.132 | 237.791 | 283.594 | 333.352 | 389.672 | 450.101 | 517.333 | 588.506 | 669.478 | 754.854 | 848.097 | 945.769 | 1051.72 | 1162.128 | 1280.97 | 1404.375 | 1536.752 | 1673.772
Option 4 SG | VIC | MEL | Distributed PV | 4561.927 | 4910.831 | 5259.171 | 5606.156 | 5901.529 | 6070.268 | 6226.439 | 6374.798 | 6506.247 | 6630.701 | 6769.354 | 6928.829 | 7096.727 | 7280.724 | 7490.191 | 7715.191 | 7892.885 | 8036.341 | 8360.504 | 8702.852 | 9076.956 | 9506.39 | 9989.638 | 10510.335
Option 4 SG | VIC | MEL | OCGT | 482 | 482 | 482 | 482 | 482 | 482 | 482 | 312 | 312 | 312 | 312 | 312 | 312 | 312 | 535.5685 | 1323.1219 | 1323.1219 | 1323.1219 | 1440.2527 | 1440.2527 | 2455.8409 | 3175.215 | 3175.215 | 4018.9472
Option 4 SG | VIC | MEL | Solar | 0 | 0 | 0 | 0 | 0 | 0 | 2.97e-06 | 2.97e-06 | 2.97e-06 | 5.88e-06 | 8.6e-06 | 1.111e-05 | 1.111e-05 | 1.111e-05 | 1.111e-05 | 1.215e-05 | 1.525e-05 | 1.961e-05 | 1.961e-05 | 2.285e-05 | 2.929e-05 | 3.746e-05 | 4.608e-05 | 7.092e-05
Option 4 SG | VIC | SEV | 2h | 255 | 416.44 | 416.44 | 416.44 | 416.44 | 416.44 | 419.08 | 416.44 | 416.44 | 416.44 | 416.44 | 416.44 | 411.44 | 411.44 | 411.44 | 411.44 | 411.44 | 261.44 | 264.08 | 161.44 | 161.44 | 61.44 | 64.08 | 64.08
Option 4 SG | VIC | SEV | 4h | 0 | 350 | 350 | 350 | 350 | 350 | 350 | 350 | 350 | 350 | 350 | 350 | 350 | 350 | 350 | 350 | 350 | 350 | 350 | 350 | 350 | 0 | 0 | 0
Option 4 SG | VIC | SEV | 8h | 0 | 0 | 2.93e-06 | 2.93e-06 | 2.93e-06 | 2.93e-06 | 2.93e-06 | 2.93e-06 | 7.32e-06 | 7.32e-06 | 7.32e-06 | 7.32e-06 | 7.32e-06 | 7.32e-06 | 7.32e-06 | 7.32e-06 | 7.32e-06 | 7.32e-06 | 7.32e-06 | 7.32e-06 | 8.57e-06 | 3.831e-05 | 3.538e-05 | 3.681e-05
Option 4 SG | VIC | SEV | Brown Coal | 4820 | 4820 | 3370 | 2210 | 2210 | 2210 | 2210 | 2210 | 0 | 0 | 0 | 0 | 0 | 0 | 0 | 0 | 0 | 0 | 0 | 0 | 0 | 0 | 0 | 0
Option 4 SG | VIC | SEV | Coordinated CER | 4.789 | 6.437 | 8.309 | 10.421 | 12.377 | 14.579 | 17.197 | 20.049 | 23.333 | 26.843 | 30.824 | 35.039 | 39.745 | 44.67 | 50.274 | 56.118 | 62.526 | 69.175 | 76.419 | 83.895 | 92.037 | 100.429 | 109.469 | 118.746
Option 4 SG | VIC | SEV | Distributed PV | 429.21 | 463.105 | 496.752 | 531.08 | 558.722 | 575.892 | 591.975 | 608.59 | 621.684 | 634.706 | 649.01 | 666.529 | 682.854 | 701.203 | 721.788 | 744.998 | 761.98 | 776.44 | 806.994 | 840.335 | 874.363 | 913.686 | 957.499 | 1005.673
Option 4 SG | VIC | SEV | OCGT | 834 | 834 | 834 | 834 | 834 | 834 | 834 | 834 | 834 | 834 | 834 | 834 | 834 | 394 | 394 | 394 | 300 | 300 | 300 | 300 | 300 | 300 | 300 | 300
Option 4 SG | VIC | SEV | Offshore Wind | 0 | 0 | 0 | 0 | 0 | 1480.6704 | 2073.1609 | 2739.1609 | 3406.1609 | 4406.1609 | 5220 | 6220 | 7220 | 8220 | 8220 | 8220 | 8220 | 8220 | 8220 | 8220 | 8220 | 8220 | 8220 | 8220
Option 4 SG | VIC | SEV | Solar | 0 | 404.5665 | 404.5665 | 404.5665 | 404.5665 | 404.5665 | 404.5665 | 404.5665 | 404.5665 | 404.5665 | 404.5665 | 404.5665 | 404.5665 | 404.5665 | 404.5665 | 404.5665 | 404.5665 | 404.5665 | 404.5665 | 404.5665 | 404.5665 | 404.5665 | 404.5665 | 404.5665
Option 4 SG | VIC | SEV | Wind | 106.6 | 106.6 | 106.6 | 106.6 | 106.6 | 106.6 | 106.6 | 106.6 | 106.6 | 106.6 | 106.6 | 106.6 | 106.6 | 106.6 | 4.504e-05 | 4.61e-05 | 4.61e-05 | 4.61e-05 | 4.61e-05 | 4.61e-05 | 4.61e-05 | 4.61e-05 | 4.965e-05 | 4.965e-05
Option 4 SG | VIC | WNV | 1h | 0 | 3.17 | 3.17 | 3.17 | 3.17 | 3.17 | 3.17 | 3.17 | 3.17 | 3.17 | 3.17 | 3.17 | 3.17 | 3.17 | 3.17 | 3.17 | 3.17 | 3.17 | 3.17 | 3.17 | 3.17 | 3.17 | 3.17 | 3.17
Option 4 SG | VIC | WNV | 2h | 609.07 | 1822.13 | 1986.15 | 1976.55 | 1976.55 | 1976.55 | 1877.25 | 1932.02 | 1932.02 | 1932.02 | 1932.02 | 1932.02 | 1932.02 | 1932.02 | 1932.02 | 1932.02 | 1932.02 | 1932.02 | 1932.02 | 1932.02 | 1682.02 | 1123 | 1123 | 1103
Option 4 SG | VIC | WNV | 4h | 0 | 0 | 415.79 | 415.79 | 415.79 | 415.79 | 430.22 | 415.79 | 415.79 | 415.79 | 415.79 | 415.79 | 415.79 | 415.79 | 415.79 | 415.79 | 415.79 | 415.79 | 431.84 | 415.79 | 415.79 | 264.59 | 220.03 | 220.0301
Option 4 SG | VIC | WNV | Coordinated CER | 13.844 | 18.607 | 24.021 | 30.126 | 35.815 | 42.245 | 49.903 | 58.269 | 67.91 | 78.236 | 89.948 | 102.369 | 116.234 | 130.763 | 147.3 | 164.568 | 183.499 | 203.16 | 224.575 | 246.702 | 270.785 | 295.626 | 322.38 | 349.863
Option 4 SG | VIC | WNV | Distributed PV | 1619.326 | 1718 | 1815.139 | 1915.815 | 1995.328 | 2046.431 | 2094.399 | 2145.373 | 2184.095 | 2223.267 | 2266.122 | 2319.677 | 2367.68 | 2422.14 | 2482.964 | 2552.689 | 2602.452 | 2645.626 | 2734.844 | 2833.416 | 2931.733 | 3045.792 | 3172.623 | 3313.342
Option 4 SG | VIC | WNV | Hydro | 2267.02 | 2267.02 | 2267.02 | 2267.02 | 2267.02 | 2267.02 | 2267.02 | 2267.02 | 2267.02 | 2267.02 | 2267.02 | 2267.02 | 2267.02 | 2267.02 | 2267.02 | 2267.02 | 2267.02 | 2267.02 | 2267.02 | 2267.02 | 2267.02 | 2267.02 | 2267.02 | 2267.02
Option 4 SG | VIC | WNV | OCGT | 584 | 584 | 584 | 584 | 584 | 584 | 584 | 584 | 584 | 584 | 584 | 584 | 584 | 584 | 584 | 584 | 584 | 584 | 584 | 584 | 584 | 0 | 0 | 0
Option 4 SG | VIC | WNV | Offshore Wind | 0 | 0 | 0 | 0 | 0 | 519.3296 | 593.8391 | 593.8391 | 593.8391 | 593.8391 | 780 | 780 | 780 | 780 | 780 | 780 | 780 | 780 | 780 | 780 | 780 | 780 | 780 | 780
Option 4 SG | VIC | WNV | Solar | 1559.56 | 2921.1935 | 3490.2635 | 3490.2635 | 3490.2635 | 3490.2635 | 3490.2635 | 3490.2635 | 3490.2635 | 3490.2635 | 3490.2635 | 3490.2635 | 3490.2635 | 3490.2635 | 3490.2635 | 3490.2635 | 3490.2635 | 3490.2635 | 3390.2935 | 3363.1235 | 3363.1235 | 3363.1235 | 3223.0935 | 2847.1635
Option 4 SG | VIC | WNV | Wind | 5163.68 | 5884.25 | 7806.25 | 9384.25 | 9931.75 | 9901.75 | 9901.75 | 9901.75 | 9709.75 | 9709.75 | 9709.75 | 9646.74 | 9226.74 | 9226.74 | 9075.04 | 9075.04 | 9024.49 | 8707.29 | 8322.62 | 7475.62 | 7475.62 | 7141.3804 | 7408.2614 | 7003.2453
Option 5 SG | NEM |  | 12h | 0 | 0 | 0 | 810 | 810 | 810 | 810 | 810 | 810 | 810 | 810 | 810 | 810 | 810 | 810 | 810 | 810 | 810 | 810 | 810 | 810 | 810 | 810 | 810
Option 5 SG | NEM |  | 1h | 472.02 | 875.19 | 875.19 | 875.19 | 875.19 | 875.19 | 875.19 | 875.19 | 1007.933 | 1007.933 | 1007.933 | 1007.933 | 1007.933 | 1007.933 | 1007.933 | 1007.933 | 1007.933 | 957.933 | 957.933 | 957.933 | 957.933 | 957.933 | 957.933 | 557.933
Option 5 SG | NEM |  | 24h | 0 | 0 | 0 | 0 | 0 | 0 | 0 | 0 | 0 | 1.49e-06 | 1.49e-06 | 1.49e-06 | 1.49e-06 | 1.49e-06 | 1.49e-06 | 1.49e-06 | 1.49e-06 | 1.49e-06 | 1.49e-06 | 1.49e-06 | 1.49e-06 | 1.49e-06 | 1.49e-06 | 1.49e-06
Option 5 SG | NEM |  | 2h | 5850.97 | 9418.47 | 9932.4901 | 10222.8901 | 10889.0201 | 10889.0201 | 11042.3601 | 11104.3801 | 11059.4901 | 11075.0901 | 11009.4901 | 11009.4901 | 10904.4901 | 10904.4901 | 10843.8001 | 10534.0801 | 10481.5101 | 10085.1001 | 9389.4701 | 8704.8301 | 8009.1202 | 5057.1002 | 4664.5002 | 4249.1004
Option 5 SG | NEM |  | 4h | 1893.63 | 5327.67 | 7902.44 | 9223.44 | 9223.44 | 9423.44 | 9437.87 | 9464.66 | 9423.44 | 9423.44 | 9423.44 | 9423.44 | 9423.44 | 9423.44 | 9464.66 | 9167.44 | 9423.44 | 9593.5159 | 9761.0342 | 9988.9244 | 9855.391 | 7260.4908 | 5723.9607 | 6037.7681
Option 5 SG | NEM |  | 8h | 325 | 599.84 | 1317.86 | 1708.86 | 1708.86 | 1708.86 | 1708.86 | 2500.11 | 2500.11 | 2684.4323 | 2684.4323 | 2684.4323 | 2684.4323 | 2684.4323 | 2684.4323 | 2684.4323 | 2684.4323 | 2684.4323 | 2684.4323 | 2684.4323 | 2359.4323 | 2181.9457 | 1663.9257 | 2208.9997
Option 5 SG | NEM |  | Biomass | 32 | 32 | 32 | 32 | 32 | 32 | 32 | 32 | 32 | 32 | 32 | 32 | 32 | 32 | 32 | 32 | 32 | 32 | 32 | 32 | 32 | 32 | 32 | 32
Option 5 SG | NEM |  | Black Coal | 16435 | 16435 | 16435 | 8460 | 6790 | 6790 | 6790 | 6790 | 6790 | 6790 | 6090 | 5290 | 5290 | 5290 | 3900 | 3900 | 3156 | 2791 | 2426 | 2061 | 1696 | 1696 | 1696 | 0
Option 5 SG | NEM |  | Brown Coal | 4820 | 4820 | 3370 | 2210 | 2210 | 2210 | 2210 | 2210 | 0 | 0 | 0 | 0 | 0 | 0 | 0 | 0 | 0 | 0 | 0 | 0 | 0 | 0 | 0 | 0
Option 5 SG | NEM |  | CCGT | 4334.9 | 4154.9 | 3554.9 | 3554.9 | 3554.9 | 3554.9 | 3554.9 | 3554.9 | 3554.9 | 3554.9 | 3169.9 | 2640.9 | 2553.5 | 2496.5 | 1996.5 | 1996.5 | 1996.5 | 1596.5 | 1596.5 | 952 | 952 | 708 | 708 | 708
Option 5 SG | NEM |  | CST | 0 | 0 | 0 | 0 | 0 | 0 | 0 | 0 | 0 | 0 | 0 | 0 | 0 | 0 | 0 | 0 | 0 | 0 | 0 | 0 | 0 | 0 | 0 | 0
Option 5 SG | NEM |  | Coordinated CER | 368.926 | 455.222 | 545.002 | 643.627 | 753.193 | 881.983 | 1031.63 | 1199.074 | 1388.415 | 1595.514 | 1828.119 | 2078.5 | 2353.438 | 2647.026 | 2977.721 | 3331.235 | 3711.023 | 4112.145 | 4542.875 | 4995.371 | 5480.715 | 5986.496 | 6523.855 | 7084.489
Option 5 SG | NEM |  | DSP | 6000 | 6000 | 6000 | 6000 | 6000 | 6000 | 6000 | 6000 | 6000 | 6000 | 6000 | 6000 | 6000 | 6000 | 6000 | 6000 | 6000 | 6000 | 6000 | 6000 | 6000 | 6000 | 6000 | 6000
Option 5 SG | NEM |  | Distributed PV | 27730.228 | 29235.746 | 30729.996 | 32073.307 | 33183.16 | 33909.64 | 34619.592 | 35293.179 | 35902.682 | 36472.441 | 37110.737 | 37823.433 | 38552.216 | 39315.757 | 40228.356 | 41187.631 | 41960.155 | 42594.999 | 43951.243 | 45390.204 | 46946.265 | 48688.588 | 50675.821 | 52799.865
Option 5 SG | NEM |  | H2 Reciprocating Engine | 0 | 0 | 400 | 400 | 400 | 400 | 400 | 400 | 400 | 400 | 400 | 400 | 400 | 400 | 400 | 400 | 400 | 400 | 400 | 400 | 400 | 400 | 400 | 400
Option 5 SG | NEM |  | Hydro | 6885.12 | 6885.12 | 6885.12 | 6885.12 | 7275.12 | 7275.12 | 7275.12 | 7275.12 | 7275.12 | 7275.12 | 7275.12 | 7275.12 | 7275.12 | 7275.12 | 7275.12 | 7275.12 | 7275.12 | 7275.12 | 7275.12 | 7275.12 | 7275.12 | 7275.12 | 7275.12 | 7275.12
Option 5 SG | NEM |  | Liquid Fuel | 836.88 | 700.38 | 700.38 | 700.38 | 700.38 | 700.38 | 700.38 | 408.38 | 408.38 | 408.38 | 408.38 | 408.38 | 408.38 | 408.38 | 408.38 | 408.38 | 408.38 | 408.38 | 276.88 | 276.88 | 122.88 | 122.88 | 122.88 | 122.88
Option 5 SG | NEM |  | OCGT | 7111.76 | 7111.76 | 7228.76 | 7228.76 | 7228.76 | 7628.645 | 7628.645 | 7458.645 | 7341.645 | 7261.645 | 7204.945 | 7204.945 | 7525.0364 | 7085.0364 | 7494.1958 | 8326.4606 | 8549.9191 | 8549.9191 | 8999.2446 | 9366.8055 | 10196.9957 | 10725.5737 | 11523.2856 | 12601.3218
Option 5 SG | NEM |  | Offshore Wind | 0 | 0 | 0 | 0 | 0 | 2000 | 2667 | 3333 | 4000 | 5000 | 6000 | 7000 | 8000 | 9000 | 9000 | 9000 | 9000 | 9000 | 9000 | 9000 | 9000 | 9000 | 9000 | 9000
Option 5 SG | NEM |  | PHES | 1067 | 1067 | 3267 | 3267 | 3267 | 3267 | 3267 | 3267 | 5265 | 5265 | 5265 | 5265 | 5265 | 5265 | 5265 | 5265 | 5265 | 5265 | 5265 | 5265 | 5265 | 5265 | 5265 | 5265
Option 5 SG | NEM |  | Solar | 11310.15 | 19566.8462 | 22460.3562 | 30183.207 | 30531.737 | 30701.617 | 30701.0571 | 30700.5571 | 30700.0771 | 30700.0771 | 30986.3086 | 30937.8088 | 30937.8088 | 30937.8088 | 30937.8088 | 32610.2973 | 34314.1402 | 34130.4662 | 33665.7962 | 34253.9719 | 34124.5418 | 34675.9776 | 34631.1989 | 34665.7406
Option 5 SG | NEM |  | Wind | 13903.11 | 15421.17 | 18182.01 | 20822.01 | 22351.51 | 22815.4 | 23037.1436 | 23701.7577 | 24039.1324 | 24531.8614 | 26208.159 | 26574.9713 | 26126.9993 | 25800.2993 | 27268.0784 | 28529.3872 | 29919.7515 | 30384.7871 | 30281.5937 | 29892.0367 | 33527.9149 | 35541.045 | 36239.129 | 37826.7328
Option 5 SG | NSW |  | 12h | 0 | 0 | 0 | 810 | 810 | 810 | 810 | 810 | 810 | 810 | 810 | 810 | 810 | 810 | 810 | 810 | 810 | 810 | 810 | 810 | 810 | 810 | 810 | 810
Option 5 SG | NSW |  | 1h | 250 | 250 | 250 | 250 | 250 | 250 | 250 | 250 | 250 | 250 | 250 | 250 | 250 | 250 | 250 | 250 | 250 | 200 | 200 | 200 | 200 | 200 | 200 | 200
Option 5 SG | NSW |  | 2h | 722.65 | 1224.65 | 1224.65 | 1224.6501 | 1924.7801 | 1924.7801 | 1924.7801 | 1919.0701 | 1914.7801 | 1914.7801 | 1864.7801 | 1864.7801 | 1864.7801 | 1864.7801 | 1804.0901 | 1799.8001 | 1799.8001 | 1804.0901 | 1799.8001 | 1779.8001 | 1784.0901 | 1532.0901 | 1432.1001 | 1432.1003
Option 5 SG | NSW |  | 4h | 1333.63 | 2641.67 | 4546.6499 | 5794.0727 | 5794.0727 | 5994.0727 | 5994.0727 | 6035.2927 | 5994.0727 | 5994.0727 | 5994.0727 | 5994.0727 | 5994.0727 | 5994.0727 | 6035.2927 | 5994.0727 | 5994.0727 | 6035.2927 | 5994.0727 | 5534.0727 | 5075.2927 | 4007.2527 | 2061.0528 | 1595.9715
Option 5 SG | NSW |  | 8h | 325 | 599.84 | 999 | 1390 | 1390 | 1390 | 1390 | 2181.25 | 2181.25 | 2181.25 | 2181.25 | 2181.25 | 2181.25 | 2181.25 | 2181.25 | 2181.25 | 2181.25 | 2181.25 | 2181.25 | 2181.25 | 1856.25 | 1581.41 | 1382.25 | 1891.7146
Option 5 SG | NSW |  | Black Coal | 8305 | 8305 | 8305 | 2710 | 1390 | 1390 | 1390 | 1390 | 1390 | 1390 | 1390 | 1390 | 1390 | 1390 | 0 | 0 | 0 | 0 | 0 | 0 | 0 | 0 | 0 | 0
Option 5 SG | NSW |  | CCGT | 720 | 720 | 720 | 720 | 720 | 720 | 720 | 720 | 720 | 720 | 720 | 720 | 720 | 720 | 720 | 720 | 720 | 320 | 320 | 320 | 320 | 320 | 320 | 320
Option 5 SG | NSW |  | CST | 0 | 0 | 0 | 0 | 0 | 0 | 0 | 0 | 0 | 0 | 0 | 0 | 0 | 0 | 0 | 0 | 0 | 0 | 0 | 0 | 0 | 0 | 0 | 0
Option 5 SG | NSW |  | Coordinated CER | 143.679 | 174.411 | 206.045 | 240.316 | 275.157 | 316.532 | 364.188 | 418.474 | 478.935 | 546.314 | 621.286 | 704.125 | 794.561 | 892.757 | 1000.894 | 1117.216 | 1241.609 | 1374.329 | 1515.668 | 1665.598 | 1824.423 | 1992.16 | 2168.992 | 2355.134
Option 5 SG | NSW |  | DSP | 6000 | 6000 | 6000 | 6000 | 6000 | 6000 | 6000 | 6000 | 6000 | 6000 | 6000 | 6000 | 6000 | 6000 | 6000 | 6000 | 6000 | 6000 | 6000 | 6000 | 6000 | 6000 | 6000 | 6000
Option 5 SG | NSW |  | Distributed PV | 9448.614 | 9969.238 | 10475.81 | 10829.937 | 11068.264 | 11274.646 | 11464.707 | 11656.084 | 11812.334 | 11972.563 | 12140.439 | 12340.315 | 12514.414 | 12710.647 | 12966.841 | 13260.915 | 13464.357 | 13640.244 | 14065.685 | 14551.244 | 15061.922 | 15651.154 | 16320.813 | 17055.633
Option 5 SG | NSW |  | Hydro | 2285 | 2285 | 2285 | 2285 | 2285 | 2285 | 2285 | 2285 | 2285 | 2285 | 2285 | 2285 | 2285 | 2285 | 2285 | 2285 | 2285 | 2285 | 2285 | 2285 | 2285 | 2285 | 2285 | 2285
Option 5 SG | NSW |  | OCGT | 2312.5 | 2312.5 | 2312.5 | 2312.5 | 2312.5 | 2312.5 | 2312.5 | 2312.5 | 2312.5 | 2312.5 | 2291.7 | 2291.7 | 2611.7914 | 2611.7914 | 3119.4155 | 3168.0181 | 3485.4766 | 3485.4766 | 3421.3722 | 3421.3722 | 3421.3722 | 3421.3722 | 3903.174 | 3903.174
Option 5 SG | NSW |  | Offshore Wind | 0 | 0 | 0 | 0 | 0 | 0 | 0 | 0 | 0 | 0 | 0 | 0 | 0 | 0 | 0 | 0 | 0 | 0 | 0 | 0 | 0 | 0 | 0 | 0
Option 5 SG | NSW |  | PHES | 247 | 247 | 2447 | 2447 | 2447 | 2447 | 2447 | 2447 | 2447 | 2447 | 2447 | 2447 | 2447 | 2447 | 2447 | 2447 | 2447 | 2447 | 2447 | 2447 | 2447 | 2447 | 2447 | 2447
Option 5 SG | NSW |  | Solar | 5241.41 | 9608.5891 | 9960.9891 | 17234.39 | 17583.49 | 17758.49 | 17758.49 | 17758.49 | 17758.49 | 17758.49 | 17758.49 | 17758.49 | 17758.49 | 17758.49 | 17758.49 | 17862.69 | 17764.0269 | 17540.9969 | 17540.9969 | 18029.1124 | 17902.5632 | 17870.1632 | 17823.4632 | 17299.4832
Option 5 SG | NSW |  | Wind | 2779.54 | 3050.02 | 3464.02 | 4251.02 | 5295.02 | 5879.66 | 5879.66 | 5879.66 | 5879.66 | 5879.66 | 6266.4274 | 6266.4274 | 6152.073 | 6152.073 | 7696.3274 | 8740.3214 | 9622.2932 | 9286.4579 | 9599.8005 | 9362.7905 | 11475.1063 | 12490.9093 | 12511.0928 | 13560.1725
Option 5 SG | NSW | CNSW | 12h | 0 | 0 | 0 | 810 | 810 | 810 | 810 | 810 | 810 | 810 | 810 | 810 | 810 | 810 | 810 | 810 | 810 | 810 | 810 | 810 | 810 | 810 | 810 | 810
Option 5 SG | NSW | CNSW | 2h | 192.02 | 244.02 | 244.02 | 244.02 | 244.02 | 244.02 | 244.02 | 244.02 | 244.02 | 244.02 | 244.02 | 244.02 | 244.02 | 244.02 | 244.02 | 244.02 | 244.02 | 244.02 | 244.02 | 224.02 | 224.02 | 172.02 | 172.02 | 172.02
Option 5 SG | NSW | CNSW | 4h | 873.63 | 873.63 | 873.63 | 873.63 | 873.63 | 873.63 | 873.63 | 914.85 | 873.63 | 873.63 | 873.63 | 873.63 | 873.63 | 873.63 | 914.85 | 873.63 | 873.63 | 914.85 | 873.63 | 873.63 | 414.85 | 414.85 | 373.63 | 373.63
Option 5 SG | NSW | CNSW | 8h | 0 | 49.84 | 49.84 | 49.84 | 49.84 | 49.84 | 49.84 | 49.84 | 49.84 | 49.84 | 49.84 | 49.84 | 49.84 | 49.84 | 49.84 | 49.84 | 49.84 | 49.84 | 49.84 | 49.84 | 49.84 | 3.441e-05 | 2.507e-05 | 1.5725
Option 5 SG | NSW | CNSW | Black Coal | 4105 | 4105 | 4105 | 1390 | 1390 | 1390 | 1390 | 1390 | 1390 | 1390 | 1390 | 1390 | 1390 | 1390 | 0 | 0 | 0 | 0 | 0 | 0 | 0 | 0 | 0 | 0
Option 5 SG | NSW | CNSW | CST | 0 | 0 | 0 | 0 | 0 | 0 | 0 | 0 | 0 | 0 | 0 | 0 | 0 | 0 | 0 | 0 | 0 | 0 | 0 | 0 | 0 | 0 | 0 | 0
Option 5 SG | NSW | CNSW | Coordinated CER | 14.7 | 17.828 | 21.039 | 24.505 | 27.415 | 30.774 | 34.557 | 38.802 | 43.463 | 48.616 | 54.326 | 60.609 | 67.438 | 74.828 | 82.926 | 91.621 | 100.892 | 110.763 | 121.258 | 132.368 | 144.188 | 156.654 | 169.776 | 183.563
Option 5 SG | NSW | CNSW | Distributed PV | 990.158 | 1042.722 | 1094.096 | 1131.521 | 1156.118 | 1177.782 | 1197.882 | 1219.179 | 1235.557 | 1252.534 | 1270.345 | 1292.402 | 1310.485 | 1330.964 | 1357.381 | 1388.571 | 1409.394 | 1427.636 | 1470.533 | 1520.207 | 1570.716 | 1628.915 | 1694.748 | 1767.733
Option 5 SG | NSW | CNSW | OCGT | 0 | 0 | 0 | 0 | 0 | 0 | 0 | 0 | 0 | 0 | 0 | 0 | 0 | 0 | 0 | 0 | 0 | 0 | 0 | 0 | 0 | 0 | 0 | 0
Option 5 SG | NSW | CNSW | PHES | 247 | 247 | 247 | 247 | 247 | 247 | 247 | 247 | 247 | 247 | 247 | 247 | 247 | 247 | 247 | 247 | 247 | 247 | 247 | 247 | 247 | 247 | 247 | 247
Option 5 SG | NSW | CNSW | Solar | 2127.38 | 3590.34 | 3590.34 | 10467.484 | 10817.484 | 10992.484 | 10992.484 | 10992.484 | 10992.484 | 10992.484 | 10992.484 | 10992.484 | 10992.484 | 10992.484 | 10992.484 | 10992.484 | 10840.954 | 10840.954 | 10840.954 | 10804.944 | 10804.944 | 10804.944 | 10758.244 | 10566.604
Option 5 SG | NSW | CNSW | Wind | 498.03 | 498.03 | 912.03 | 1699.03 | 2533.03 | 2533.03 | 2533.03 | 2533.03 | 2533.03 | 2533.03 | 2533.0301 | 2533.0301 | 2533.0301 | 2533.0301 | 4316.5673 | 5007.9385 | 5563.2215 | 5563.2215 | 5768.6962 | 5768.6962 | 7584.19 | 7584.1901 | 7584.1901 | 8079.4207
Option 5 SG | NSW | NNSW | 1h | 200 | 200 | 200 | 200 | 200 | 200 | 200 | 200 | 200 | 200 | 200 | 200 | 200 | 200 | 200 | 200 | 200 | 200 | 200 | 200 | 200 | 200 | 200 | 200
Option 5 SG | NSW | NNSW | 2h | 0 | 450 | 450 | 450 | 450 | 450 | 450 | 450 | 450 | 450 | 450 | 450 | 450 | 450 | 450 | 450 | 450 | 450 | 450 | 450 | 450 | 250 | 250 | 250
Option 5 SG | NSW | NNSW | 8h | 275 | 400 | 400 | 400 | 400 | 400 | 400 | 400 | 400 | 400 | 400 | 400 | 400 | 400 | 400 | 400 | 400 | 400 | 400 | 400 | 125 | 3.839e-05 | 2.206e-05 | 4.334e-05
Option 5 SG | NSW | NNSW | CST | 0 | 0 | 0 | 0 | 0 | 0 | 0 | 0 | 0 | 0 | 0 | 0 | 0 | 0 | 0 | 0 | 0 | 0 | 0 | 0 | 0 | 0 | 0 | 0
Option 5 SG | NSW | NNSW | Coordinated CER | 19.099 | 23.096 | 27.172 | 31.558 | 35.336 | 39.722 | 44.687 | 50.285 | 56.461 | 63.311 | 70.919 | 79.311 | 88.453 | 98.364 | 109.247 | 120.942 | 133.43 | 146.744 | 160.908 | 175.907 | 191.881 | 208.732 | 226.469 | 245.103
Option 5 SG | NSW | NNSW | Distributed PV | 1348.459 | 1416.146 | 1481.344 | 1527.924 | 1558.775 | 1585.816 | 1610.841 | 1636.908 | 1657.389 | 1678.543 | 1700.752 | 1727.894 | 1750.675 | 1776.432 | 1809.75 | 1848.628 | 1874.941 | 1897.844 | 1952.244 | 2014.615 | 2078.516 | 2151.809 | 2234.373 | 2325.082
Option 5 SG | NSW | NNSW | PHES | 0 | 0 | 0 | 0 | 0 | 0 | 0 | 0 | 0 | 1.56e-06 | 1.56e-06 | 1.56e-06 | 1.56e-06 | 1.56e-06 | 1.56e-06 | 1.56e-06 | 1.56e-06 | 1.56e-06 | 1.56e-06 | 1.56e-06 | 1.56e-06 | 1.56e-06 | 1.56e-06 | 1.56e-06
Option 5 SG | NSW | NNSW | Solar | 701.02 | 1070.38 | 1390.38 | 1421.6131 | 1421.6131 | 1421.6131 | 1421.6131 | 1421.6131 | 1421.6131 | 1421.6131 | 1421.6131 | 1421.6131 | 1421.6131 | 1421.6131 | 1421.6131 | 1421.6131 | 1421.6131 | 1401.6131 | 1401.6131 | 1401.6131 | 1345.6131 | 1345.6131 | 1345.6131 | 1345.6131
Option 5 SG | NSW | NNSW | Wind | 442.48 | 442.48 | 442.48 | 442.48 | 652.48 | 652.48 | 652.48 | 652.48 | 652.48 | 652.48 | 1085.7473 | 1085.7473 | 913.2673 | 913.2673 | 913.2673 | 1302.8751 | 1629.5638 | 1359.5638 | 1359.5638 | 1359.5638 | 1875.0857 | 2074.481 | 2350.3283 | 2666.785
Option 5 SG | NSW | SNSW | 1h | 50 | 50 | 50 | 50 | 50 | 50 | 50 | 50 | 50 | 50 | 50 | 50 | 50 | 50 | 50 | 50 | 50 | 0 | 0 | 0 | 0 | 0 | 0 | 0
Option 5 SG | NSW | SNSW | 2h | 265.6 | 265.6 | 265.6 | 265.6 | 265.6 | 265.6 | 265.6 | 259.89 | 255.6 | 255.6 | 255.6 | 255.6 | 255.6 | 255.6 | 259.89 | 255.6 | 255.6 | 259.89 | 255.6 | 255.6 | 259.89 | 259.89 | 159.9 | 159.9
Option 5 SG | NSW | SNSW | 4h | 0 | 0 | 0 | 0 | 0 | 200 | 200 | 200 | 200 | 200 | 200 | 200 | 200 | 200 | 200 | 200 | 200 | 200 | 200 | 200 | 200 | 200 | 200 | 200
Option 5 SG | NSW | SNSW | 8h | 50 | 150 | 350 | 350 | 350 | 350 | 350 | 350 | 350 | 350 | 350 | 350 | 350 | 350 | 350 | 350 | 350 | 350 | 350 | 350 | 300 | 200 | 200 | 200
Option 5 SG | NSW | SNSW | CST | 0 | 0 | 0 | 0 | 0 | 0 | 0 | 0 | 0 | 0 | 0 | 0 | 0 | 0 | 0 | 0 | 0 | 0 | 0 | 0 | 0 | 0 | 0 | 0
Option 5 SG | NSW | SNSW | Coordinated CER | 22.749 | 27.6 | 32.583 | 37.97 | 43.218 | 49.386 | 56.419 | 64.359 | 73.123 | 82.809 | 93.51 | 105.244 | 117.959 | 131.665 | 146.623 | 162.596 | 179.553 | 197.533 | 216.575 | 236.664 | 257.906 | 280.241 | 303.688 | 328.264
Option 5 SG | NSW | SNSW | Distributed PV | 1582.857 | 1664.451 | 1744.207 | 1801.428 | 1839.335 | 1872.503 | 1903.188 | 1935.128 | 1960.198 | 1986.084 | 2013.223 | 2046.377 | 2074.125 | 2105.492 | 2146.117 | 2193.605 | 2225.696 | 2253.631 | 2320.113 | 2396.634 | 2475.353 | 2566.069 | 2668.818 | 2782.263
Option 5 SG | NSW | SNSW | Hydro | 2285 | 2285 | 2285 | 2285 | 2285 | 2285 | 2285 | 2285 | 2285 | 2285 | 2285 | 2285 | 2285 | 2285 | 2285 | 2285 | 2285 | 2285 | 2285 | 2285 | 2285 | 2285 | 2285 | 2285
Option 5 SG | NSW | SNSW | OCGT | 692 | 692 | 692 | 692 | 692 | 692 | 692 | 692 | 692 | 692 | 692 | 692 | 692 | 692 | 692 | 692 | 692 | 692 | 0 | 0 | 0 | 0 | 0 | 0
Option 5 SG | NSW | SNSW | PHES | 0 | 0 | 2200 | 2200 | 2200 | 2200 | 2200 | 2200 | 2200 | 2200 | 2200 | 2200 | 2200 | 2200 | 2200 | 2200 | 2200 | 2200 | 2200 | 2200 | 2200 | 2200 | 2200 | 2200
Option 5 SG | NSW | SNSW | Solar | 2413.01 | 4947.8691 | 4980.2691 | 5345.2929 | 5344.3929 | 5344.3929 | 5344.3929 | 5344.3929 | 5344.3929 | 5344.3929 | 5344.3929 | 5344.3929 | 5344.3929 | 5344.3929 | 5344.3929 | 5344.3929 | 5344.3929 | 5141.3629 | 5141.3629 | 5141.3629 | 5056.3629 | 5023.9629 | 5023.9629 | 4691.6229
Option 5 SG | NSW | SNSW | Wind | 1839.03 | 2109.51 | 2109.51 | 2109.51 | 2109.51 | 2694.15 | 2694.15 | 2694.15 | 2694.15 | 2694.15 | 2647.65 | 2647.65 | 2634.7756 | 2634.7756 | 2395.4928 | 2358.5078 | 2358.5078 | 2292.6726 | 2400.5405 | 2163.5305 | 1944.8305 | 2761.2382 | 2505.5744 | 2742.9667
Option 5 SG | NSW | SNW | 1h | 1.5e-06 | 1.5e-06 | 2.54e-06 | 4.06e-06 | 4.06e-06 | 4.06e-06 | 8.62e-06 | 8.62e-06 | 8.62e-06 | 1.131e-05 | 1.131e-05 | 1.258e-05 | 1.258e-05 | 1.258e-05 | 1.258e-05 | 1.258e-05 | 1.258e-05 | 1.258e-05 | 1.258e-05 | 1.258e-05 | 1.108e-05 | 1.108e-05 | 1.416e-05 | 2.052e-05
Option 5 SG | NSW | SNW | 2h | 265.03 | 265.03 | 265.03 | 265.03 | 965.16 | 965.16 | 965.16 | 965.16 | 965.16 | 965.16 | 915.16 | 915.16 | 915.16 | 915.16 | 850.18 | 850.18 | 850.18 | 850.18 | 850.1801 | 850.1801 | 850.1801 | 850.1801 | 850.1801 | 850.1803
Option 5 SG | NSW | SNW | 4h | 460 | 1768.04 | 3673.0199 | 4920.4427 | 4920.4427 | 4920.4427 | 4920.4427 | 4920.4427 | 4920.4427 | 4920.4427 | 4920.4427 | 4920.4427 | 4920.4427 | 4920.4427 | 4920.4427 | 4920.4427 | 4920.4427 | 4920.4427 | 4920.4427 | 4460.4427 | 4460.4427 | 3392.4027 | 1487.4228 | 1022.3415
Option 5 SG | NSW | SNW | 8h | 0 | 3.78e-06 | 199.16 | 590.16 | 590.16 | 590.16 | 590.16 | 1381.4099 | 1381.4099 | 1381.4099 | 1381.4099 | 1381.4099 | 1381.4099 | 1381.4099 | 1381.4099 | 1381.4099 | 1381.4099 | 1381.4099 | 1381.4099 | 1381.4099 | 1381.4099 | 1381.4099 | 1182.25 | 1690.142
Option 5 SG | NSW | SNW | Black Coal | 4200 | 4200 | 4200 | 1320 | 0 | 0 | 0 | 0 | 0 | 0 | 0 | 0 | 0 | 0 | 0 | 0 | 0 | 0 | 0 | 0 | 0 | 0 | 0 | 0
Option 5 SG | NSW | SNW | CCGT | 720 | 720 | 720 | 720 | 720 | 720 | 720 | 720 | 720 | 720 | 720 | 720 | 720 | 720 | 720 | 720 | 720 | 320 | 320 | 320 | 320 | 320 | 320 | 320
Option 5 SG | NSW | SNW | Coordinated CER | 87.131 | 105.887 | 125.251 | 146.283 | 169.188 | 196.65 | 228.525 | 265.028 | 305.888 | 351.578 | 402.531 | 458.961 | 520.711 | 587.9 | 662.098 | 742.057 | 827.734 | 919.289 | 1016.927 | 1120.659 | 1230.448 | 1346.533 | 1469.059 | 1598.204
Option 5 SG | NSW | SNW | DSP | 6000 | 6000 | 6000 | 6000 | 6000 | 6000 | 6000 | 6000 | 6000 | 6000 | 6000 | 6000 | 6000 | 6000 | 6000 | 6000 | 6000 | 6000 | 6000 | 6000 | 6000 | 6000 | 6000 | 6000
Option 5 SG | NSW | SNW | Distributed PV | 5527.14 | 5845.919 | 6156.163 | 6369.064 | 6514.036 | 6638.545 | 6752.796 | 6864.869 | 6959.19 | 7055.402 | 7156.119 | 7273.642 | 7379.129 | 7497.759 | 7653.593 | 7830.111 | 7954.326 | 8061.133 | 8322.795 | 8619.788 | 8937.337 | 9304.361 | 9722.874 | 10180.555
Option 5 SG | NSW | SNW | OCGT | 1620.5 | 1620.5 | 1620.5 | 1620.5 | 1620.5 | 1620.5 | 1620.5 | 1620.5 | 1620.5 | 1620.5 | 1599.7 | 1599.7 | 1919.7914 | 1919.7914 | 2427.4155 | 2476.0181 | 2793.4766 | 2793.4766 | 3421.3722 | 3421.3722 | 3421.3722 | 3421.3722 | 3903.174 | 3903.174
Option 5 SG | NSW | SNW | Offshore Wind | 0 | 0 | 0 | 0 | 0 | 0 | 0 | 0 | 0 | 0 | 0 | 0 | 0 | 0 | 0 | 0 | 0 | 0 | 0 | 0 | 0 | 0 | 0 | 0
Option 5 SG | NSW | SNW | Solar | 0 | 1.16e-06 | 1.16e-06 | 1.16e-06 | 1.16e-06 | 2.43e-06 | 4.83e-06 | 7e-06 | 8.05e-06 | 1.146e-05 | 2.075e-05 | 3.627e-05 | 3.627e-05 | 3.849e-05 | 4.029e-05 | 104.2 | 157.0669 | 157.0669 | 157.0669 | 681.1923 | 695.6432 | 695.6432 | 695.6432 | 695.6432
Option 5 SG | NSW | SNW | Wind | 0 | 0 | 0 | 0 | 0 | 0 | 0 | 0 | 0 | 1.07e-06 | 3.1e-06 | 9.27e-06 | 71 | 71 | 71 | 71 | 71 | 71 | 71 | 71 | 71 | 71 | 71 | 71
Option 5 SG | QLD |  | 1h | 222.02 | 622.02 | 622.02 | 622.02 | 622.02 | 622.02 | 622.02 | 622.02 | 622.02 | 622.02 | 622.02 | 622.02 | 622.02 | 622.02 | 622.02 | 622.02 | 622.02 | 622.02 | 622.02 | 622.02 | 622.02 | 622.02 | 622.02 | 222.02
Option 5 SG | QLD |  | 2h | 2039.12 | 2039.12 | 2189.12 | 2489.12 | 2485.12 | 2485.12 | 2485.12 | 2500.72 | 2485.12 | 2500.72 | 2485.12 | 2485.12 | 2385.12 | 2385.12 | 2385.12 | 2385.12 | 2339.12 | 2339.12 | 2139.12 | 1589.12 | 1589.12 | 1439.12 | 1184.32 | 899.92
Option 5 SG | QLD |  | 4h | 560 | 560 | 814 | 887.5773 | 887.5773 | 887.5773 | 887.5773 | 887.5773 | 887.5773 | 887.5773 | 887.5773 | 887.5773 | 887.5773 | 887.5773 | 887.5773 | 887.5773 | 887.5773 | 1016.4332 | 1209.1215 | 1913.0617 | 2238.3083 | 2988.6479 | 3442.8777 | 3841.9253
Option 5 SG | QLD |  | 8h | 0 | 0 | 4.07e-06 | 5.14e-06 | 5.14e-06 | 5.14e-06 | 6.2e-06 | 6.2e-06 | 6.2e-06 | 7.25e-06 | 8.95e-06 | 8.95e-06 | 8.95e-06 | 8.95e-06 | 8.95e-06 | 8.95e-06 | 8.95e-06 | 8.95e-06 | 2.308e-05 | 2.416e-05 | 2.957e-05 | 3.3e-05 | 5.07e-05 | 35.6094
Option 5 SG | QLD |  | Biomass | 32 | 32 | 32 | 32 | 32 | 32 | 32 | 32 | 32 | 32 | 32 | 32 | 32 | 32 | 32 | 32 | 32 | 32 | 32 | 32 | 32 | 32 | 32 | 32
Option 5 SG | QLD |  | Black Coal | 8130 | 8130 | 8130 | 5750 | 5400 | 5400 | 5400 | 5400 | 5400 | 5400 | 4700 | 3900 | 3900 | 3900 | 3900 | 3900 | 3156 | 2791 | 2426 | 2061 | 1696 | 1696 | 1696 | 0
Option 5 SG | QLD |  | CCGT | 1597.9 | 1597.9 | 1597.9 | 1597.9 | 1597.9 | 1597.9 | 1597.9 | 1597.9 | 1597.9 | 1597.9 | 1212.9 | 1212.9 | 1125.5 | 1068.5 | 1068.5 | 1068.5 | 1068.5 | 1068.5 | 1068.5 | 424 | 424 | 180 | 180 | 180
Option 5 SG | QLD |  | Coordinated CER | 61.444 | 80.294 | 100.715 | 124.015 | 151.865 | 185.868 | 224.011 | 267.285 | 315.708 | 369.295 | 429.544 | 493.827 | 563.501 | 638.613 | 723.03 | 815.547 | 912.626 | 1016.155 | 1126.281 | 1243.02 | 1368.802 | 1499.312 | 1636.772 | 1781.357
Option 5 SG | QLD |  | Distributed PV | 8043.017 | 8408.91 | 8774.985 | 9153.904 | 9494.766 | 9719.999 | 9943.751 | 10163.261 | 10367.241 | 10558.247 | 10766.19 | 11000.131 | 11246.242 | 11498.964 | 11778.619 | 12062.113 | 12312.263 | 12527.346 | 12895.372 | 13275.96 | 13676.49 | 14108.239 | 14593.053 | 15109.319
Option 5 SG | QLD |  | H2 Reciprocating Engine | 0 | 0 | 400 | 400 | 400 | 400 | 400 | 400 | 400 | 400 | 400 | 400 | 400 | 400 | 400 | 400 | 400 | 400 | 400 | 400 | 400 | 400 | 400 | 400
Option 5 SG | QLD |  | Hydro | 156.4 | 156.4 | 156.4 | 156.4 | 156.4 | 156.4 | 156.4 | 156.4 | 156.4 | 156.4 | 156.4 | 156.4 | 156.4 | 156.4 | 156.4 | 156.4 | 156.4 | 156.4 | 156.4 | 156.4 | 156.4 | 156.4 | 156.4 | 156.4
Option 5 SG | QLD |  | Liquid Fuel | 423.5 | 423.5 | 423.5 | 423.5 | 423.5 | 423.5 | 423.5 | 131.5 | 131.5 | 131.5 | 131.5 | 131.5 | 131.5 | 131.5 | 131.5 | 131.5 | 131.5 | 131.5 | 0 | 0 | 0 | 0 | 0 | 0
Option 5 SG | QLD |  | OCGT | 1546 | 1546 | 1663 | 1663 | 1663 | 2062.885 | 2062.885 | 2062.885 | 1945.885 | 1945.885 | 1945.885 | 1945.885 | 1945.885 | 1945.885 | 1945.885 | 1945.885 | 1945.885 | 1945.885 | 2517.502 | 3013.4629 | 2449.4629 | 2449.4629 | 2449.4629 | 2656.4991
Option 5 SG | QLD |  | PHES | 820 | 820 | 820 | 820 | 820 | 820 | 820 | 820 | 2818 | 2818 | 2818 | 2818 | 2818 | 2818 | 2818 | 2818 | 2818 | 2818 | 2818 | 2818 | 2818 | 2818 | 2818 | 2818
Option 5 SG | QLD |  | Solar | 3920.3 | 5168.8171 | 5966.6571 | 5966.1071 | 5965.5371 | 5964.9771 | 5964.4171 | 5963.9171 | 5963.4371 | 5963.4371 | 5853.4371 | 5804.9372 | 5804.9372 | 5804.9372 | 5804.9372 | 7436.2058 | 9238.7118 | 9278.0677 | 9132.6077 | 9272.948 | 9270.067 | 9930.9028 | 10072.8542 | 11102.3058
Option 5 SG | QLD |  | Wind | 2569.65 | 3075.86 | 3475.7 | 3475.7 | 3475.7 | 3475.7 | 3697.4436 | 3899.518 | 4228.2313 | 4764.1239 | 5961.075 | 6390.8973 | 6636.2796 | 6636.2796 | 6843.5517 | 6843.5517 | 7402.4942 | 8403.6155 | 7970.148 | 8757.0706 | 9897.7478 | 10764.2802 | 11320.6845 | 12141.8357
Option 5 SG | QLD | CQ | 2h | 230 | 230 | 230 | 230 | 226 | 226 | 226 | 226 | 226 | 226 | 226 | 226 | 226 | 226 | 226 | 226 | 180 | 180 | 180 | 180 | 180 | 180 | 180 | 180
Option 5 SG | QLD | CQ | 4h | 300 | 300 | 300 | 300 | 300 | 300 | 300 | 300 | 300 | 300 | 300 | 300 | 300 | 300 | 300 | 300 | 300 | 300 | 300 | 300 | 0 | 0 | 0 | 0
Option 5 SG | QLD | CQ | 8h | 0 | 0 | 1.66e-06 | 1.66e-06 | 1.66e-06 | 1.66e-06 | 2.72e-06 | 2.72e-06 | 2.72e-06 | 2.72e-06 | 4.42e-06 | 4.42e-06 | 4.42e-06 | 4.42e-06 | 4.42e-06 | 4.42e-06 | 4.42e-06 | 4.42e-06 | 9.71e-06 | 1.079e-05 | 1.289e-05 | 1.289e-05 | 2.183e-05 | 35.6093
Option 5 SG | QLD | CQ | Black Coal | 3004 | 3004 | 3004 | 2304 | 2304 | 2304 | 2304 | 2304 | 2304 | 2304 | 2304 | 2304 | 2304 | 2304 | 2304 | 2304 | 2304 | 1939 | 1574 | 1209 | 844 | 844 | 844 | 0
Option 5 SG | QLD | CQ | Coordinated CER | 6.056 | 7.907 | 9.924 | 12.226 | 14.633 | 17.531 | 20.728 | 24.323 | 28.32 | 32.724 | 37.679 | 42.928 | 48.603 | 54.709 | 61.53 | 69.021 | 76.837 | 85.161 | 94.004 | 103.365 | 113.557 | 124.097 | 135.194 | 146.858
Option 5 SG | QLD | CQ | Distributed PV | 733.617 | 768.904 | 804.036 | 841.111 | 874.22 | 896.009 | 917.967 | 939.916 | 959.982 | 978.49 | 998.893 | 1022.132 | 1046.096 | 1070.357 | 1097.463 | 1125.33 | 1149.65 | 1170.351 | 1205.742 | 1242.727 | 1281.189 | 1322.284 | 1368.712 | 1418.528
Option 5 SG | QLD | CQ | OCGT | 37 | 37 | 37 | 37 | 37 | 436.885 | 436.885 | 436.885 | 399.885 | 399.885 | 399.885 | 399.885 | 399.885 | 399.885 | 399.885 | 399.885 | 399.885 | 399.885 | 399.885 | 399.885 | 399.885 | 399.885 | 399.885 | 399.885
Option 5 SG | QLD | CQ | PHES | 0 | 0 | 0 | 0 | 0 | 0 | 0 | 0 | 0 | 1.69e-06 | 1.69e-06 | 1.69e-06 | 1.69e-06 | 1.69e-06 | 1.69e-06 | 1.69e-06 | 1.69e-06 | 1.69e-06 | 1.69e-06 | 1.69e-06 | 1.69e-06 | 1.69e-06 | 1.69e-06 | 1.69e-06
Option 5 SG | QLD | CQ | Solar | 957.16 | 957.16 | 1054.16 | 1054.16 | 1054.16 | 1054.16 | 1054.16 | 1054.16 | 1054.16 | 1054.16 | 1054.16 | 1054.1601 | 1054.1601 | 1054.1601 | 1054.1601 | 1054.1601 | 1054.1601 | 1039.1601 | 996.6601 | 996.6603 | 996.6604 | 996.6604 | 655.4063 | 1232.1854
Option 5 SG | QLD | CQ | Wind | 439 | 945.21 | 945.21 | 945.21 | 945.21 | 945.21 | 945.21 | 945.21 | 945.21 | 945.21 | 989.8521 | 1033.1535 | 1033.1535 | 1033.1535 | 1033.1535 | 1033.1535 | 1033.1535 | 1295.2331 | 1301.7456 | 1846.0585 | 1934.1807 | 1942.8157 | 1942.8157 | 1907.2508
Option 5 SG | QLD | GG | 1h | 0 | 400 | 400 | 400 | 400 | 400 | 400 | 400 | 400 | 400 | 400 | 400 | 400 | 400 | 400 | 400 | 400 | 400 | 400 | 400 | 400 | 400 | 400 | 0
Option 5 SG | QLD | GG | 4h | 0 | 0 | 1.065e-05 | 2.671e-05 | 2.671e-05 | 2.671e-05 | 2.671e-05 | 2.671e-05 | 2.671e-05 | 2.671e-05 | 2.671e-05 | 2.671e-05 | 2.671e-05 | 2.671e-05 | 2.671e-05 | 2.671e-05 | 2.671e-05 | 2.998e-05 | 7.7e-05 | 7.824e-05 | 0.00023224 | 0.00023224 | 442.6501 | 442.6501
Option 5 SG | QLD | GG | Black Coal | 1680 | 1680 | 1680 | 0 | 0 | 0 | 0 | 0 | 0 | 0 | 0 | 0 | 0 | 0 | 0 | 0 | 0 | 0 | 0 | 0 | 0 | 0 | 0 | 0
Option 5 SG | QLD | GG | CCGT | 180 | 180 | 180 | 180 | 180 | 180 | 180 | 180 | 180 | 180 | 180 | 180 | 180 | 180 | 180 | 180 | 180 | 180 | 180 | 180 | 180 | 180 | 180 | 180
Option 5 SG | QLD | GG | Coordinated CER | 0.766 | 1.001 | 1.253 | 1.54 | 1.861 | 2.248 | 2.677 | 3.159 | 3.697 | 4.289 | 4.955 | 5.661 | 6.425 | 7.247 | 8.167 | 9.176 | 10.231 | 11.354 | 12.547 | 13.81 | 15.179 | 16.596 | 18.086 | 19.652
Option 5 SG | QLD | GG | Distributed PV | 91.988 | 96.618 | 101.241 | 105.94 | 110.178 | 112.947 | 115.653 | 118.251 | 120.701 | 123.021 | 125.509 | 128.271 | 131.233 | 134.315 | 137.692 | 141.065 | 144.071 | 146.676 | 151.144 | 155.718 | 160.588 | 165.882 | 171.794 | 178.046
Option 5 SG | QLD | GG | OCGT | 0 | 0 | 0 | 0 | 0 | 0 | 0 | 0 | 0 | 0 | 0 | 0 | 0 | 0 | 0 | 0 | 0 | 0 | 0 | 0 | 0 | 0 | 0 | 0
Option 5 SG | QLD | GG | Solar | 387.01 | 387.01 | 387.01 | 387.01 | 387.01 | 387.01 | 387.01 | 387.01 | 387.01 | 387.01 | 387.01 | 387.01 | 387.01 | 387.01 | 387.01 | 387.01 | 387.01 | 387.01 | 387.01 | 387.01 | 387.01 | 387.01 | 387.01 | 387.01
Option 5 SG | QLD | NQ | 2h | 0 | 0 | 150 | 450 | 450 | 450 | 450 | 450 | 450 | 450 | 450 | 450 | 450 | 450 | 450 | 450 | 450 | 450 | 450 | 450 | 450 | 300 | 300 | 0
Option 5 SG | QLD | NQ | 4h | 0 | 0 | 254 | 254 | 254 | 254 | 254 | 254 | 254 | 254 | 254 | 254 | 254 | 254 | 254 | 254 | 254 | 254 | 254 | 254 | 254 | 254 | 104 | 104
Option 5 SG | QLD | NQ | Biomass | 32 | 32 | 32 | 32 | 32 | 32 | 32 | 32 | 32 | 32 | 32 | 32 | 32 | 32 | 32 | 32 | 32 | 32 | 32 | 32 | 32 | 32 | 32 | 32
Option 5 SG | QLD | NQ | CCGT | 244 | 244 | 244 | 244 | 244 | 244 | 244 | 244 | 244 | 244 | 244 | 244 | 244 | 244 | 244 | 244 | 244 | 244 | 244 | 244 | 244 | 0 | 0 | 0
Option 5 SG | QLD | NQ | Coordinated CER | 9.34 | 12.202 | 15.31 | 18.857 | 22.694 | 27.32 | 32.433 | 38.187 | 44.582 | 51.625 | 59.539 | 67.926 | 76.99 | 86.74 | 97.636 | 109.593 | 122.074 | 135.362 | 149.476 | 164.418 | 180.617 | 197.366 | 214.996 | 233.526
Option 5 SG | QLD | NQ | Distributed PV | 1215.849 | 1271.081 | 1326.352 | 1383.855 | 1435.475 | 1469.688 | 1503.834 | 1537.557 | 1568.68 | 1597.656 | 1629.341 | 1665.129 | 1702.465 | 1740.578 | 1782.891 | 1826.012 | 1863.894 | 1896.332 | 1951.758 | 2009.315 | 2069.617 | 2134.42 | 2207.399 | 2285.395
Option 5 SG | QLD | NQ | Hydro | 156.4 | 156.4 | 156.4 | 156.4 | 156.4 | 156.4 | 156.4 | 156.4 | 156.4 | 156.4 | 156.4 | 156.4 | 156.4 | 156.4 | 156.4 | 156.4 | 156.4 | 156.4 | 156.4 | 156.4 | 156.4 | 156.4 | 156.4 | 156.4
Option 5 SG | QLD | NQ | Liquid Fuel | 423.5 | 423.5 | 423.5 | 423.5 | 423.5 | 423.5 | 423.5 | 131.5 | 131.5 | 131.5 | 131.5 | 131.5 | 131.5 | 131.5 | 131.5 | 131.5 | 131.5 | 131.5 | 0 | 0 | 0 | 0 | 0 | 0
Option 5 SG | QLD | NQ | PHES | 250 | 250 | 250 | 250 | 250 | 250 | 250 | 250 | 250 | 250 | 250 | 250 | 250 | 250 | 250 | 250 | 250 | 250 | 250 | 250 | 250 | 250 | 250 | 250
Option 5 SG | QLD | NQ | Solar | 727.63 | 727.6304 | 1327.6304 | 1327.6304 | 1327.6304 | 1327.6304 | 1327.6304 | 1327.6304 | 1327.6304 | 1327.6304 | 1327.6304 | 1279.1304 | 1279.1304 | 1279.1304 | 1279.1304 | 1279.1304 | 1309.9921 | 1272.5425 | 1272.5425 | 1272.5425 | 1257.5425 | 1157.5625 | 1008.5825 | 1008.5825
Option 5 SG | QLD | NQ | Wind | 375.65 | 375.65 | 775.49 | 775.49 | 775.49 | 775.49 | 997.2336 | 1199.308 | 1341.7761 | 1345.49 | 1461.5963 | 1461.5966 | 1706.9789 | 1706.9789 | 1914.251 | 1914.251 | 2473.1935 | 2945.3823 | 2945.3823 | 3187.992 | 3144.792 | 3367.6639 | 3924.0682 | 4155.8099
Option 5 SG | QLD | SQ | 1h | 222.02 | 222.02 | 222.02 | 222.02 | 222.02 | 222.02 | 222.02 | 222.02 | 222.02 | 222.02 | 222.02 | 222.02 | 222.02 | 222.02 | 222.02 | 222.02 | 222.02 | 222.02 | 222.02 | 222.02 | 222.02 | 222.02 | 222.02 | 222.02
Option 5 SG | QLD | SQ | 2h | 1809.12 | 1809.12 | 1809.12 | 1809.12 | 1809.12 | 1809.12 | 1809.12 | 1824.72 | 1809.12 | 1824.72 | 1809.12 | 1809.12 | 1709.12 | 1709.12 | 1709.12 | 1709.12 | 1709.12 | 1709.12 | 1509.12 | 959.12 | 959.12 | 959.12 | 704.32 | 719.92
Option 5 SG | QLD | SQ | 4h | 260 | 260 | 260 | 333.5772 | 333.5772 | 333.5772 | 333.5772 | 333.5772 | 333.5772 | 333.5772 | 333.5772 | 333.5772 | 333.5772 | 333.5772 | 333.5772 | 333.5772 | 333.5772 | 462.4332 | 655.1214 | 1359.0617 | 1984.3081 | 2734.6476 | 2896.2276 | 3295.2752
Option 5 SG | QLD | SQ | 8h | 0 | 0 | 2.41e-06 | 3.48e-06 | 3.48e-06 | 3.48e-06 | 3.48e-06 | 3.48e-06 | 3.48e-06 | 4.53e-06 | 4.53e-06 | 4.53e-06 | 4.53e-06 | 4.53e-06 | 4.53e-06 | 4.53e-06 | 4.53e-06 | 4.53e-06 | 1.337e-05 | 1.337e-05 | 1.668e-05 | 2.011e-05 | 2.887e-05 | 5.037e-05
Option 5 SG | QLD | SQ | Black Coal | 3446 | 3446 | 3446 | 3446 | 3096 | 3096 | 3096 | 3096 | 3096 | 3096 | 2396 | 1596 | 1596 | 1596 | 1596 | 1596 | 852 | 852 | 852 | 852 | 852 | 852 | 852 | 0
Option 5 SG | QLD | SQ | CCGT | 1173.9 | 1173.9 | 1173.9 | 1173.9 | 1173.9 | 1173.9 | 1173.9 | 1173.9 | 1173.9 | 1173.9 | 788.9 | 788.9 | 701.5 | 644.5 | 644.5 | 644.5 | 644.5 | 644.5 | 644.5 | 0 | 0 | 0 | 0 | 0
Option 5 SG | QLD | SQ | Coordinated CER | 45.282 | 59.184 | 74.228 | 91.392 | 112.677 | 138.769 | 168.173 | 201.616 | 239.109 | 280.657 | 327.371 | 377.312 | 431.483 | 489.917 | 555.697 | 627.757 | 703.484 | 784.278 | 870.254 | 961.427 | 1059.449 | 1161.253 | 1268.496 | 1381.321
Option 5 SG | QLD | SQ | Distributed PV | 6001.563 | 6272.307 | 6543.356 | 6822.998 | 7074.893 | 7241.355 | 7406.297 | 7567.537 | 7717.878 | 7859.08 | 8012.447 | 8184.599 | 8366.448 | 8553.714 | 8760.573 | 8969.706 | 9154.648 | 9313.987 | 9586.728 | 9868.2 | 10165.096 | 10485.653 | 10845.148 | 11227.35
Option 5 SG | QLD | SQ | H2 Reciprocating Engine | 0 | 0 | 400 | 400 | 400 | 400 | 400 | 400 | 400 | 400 | 400 | 400 | 400 | 400 | 400 | 400 | 400 | 400 | 400 | 400 | 400 | 400 | 400 | 400
Option 5 SG | QLD | SQ | OCGT | 1509 | 1509 | 1626 | 1626 | 1626 | 1626 | 1626 | 1626 | 1546 | 1546 | 1546 | 1546 | 1546 | 1546 | 1546 | 1546 | 1546 | 1546 | 2117.617 | 2613.5779 | 2049.5779 | 2049.5779 | 2049.5779 | 2256.6141
Option 5 SG | QLD | SQ | PHES | 570 | 570 | 570 | 570 | 570 | 570 | 570 | 570 | 2568 | 2568 | 2568 | 2568 | 2568 | 2568 | 2568 | 2568 | 2568 | 2568 | 2568 | 2568 | 2568 | 2568 | 2568 | 2568
Option 5 SG | QLD | SQ | Solar | 1848.5 | 3097.0166 | 3197.8566 | 3197.3066 | 3196.7366 | 3196.1766 | 3195.6166 | 3195.1166 | 3194.6367 | 3194.6367 | 3084.6367 | 3084.6367 | 3084.6367 | 3084.6367 | 3084.6367 | 4715.9052 | 6487.5496 | 6579.3551 | 6476.3951 | 6616.7352 | 6628.8541 | 7389.6699 | 8021.8553 | 8474.5278
Option 5 SG | QLD | SQ | Wind | 1755 | 1755 | 1755 | 1755 | 1755 | 1755 | 1755 | 1755 | 1941.2452 | 2473.4238 | 3509.6265 | 3896.1472 | 3896.1472 | 3896.1472 | 3896.1472 | 3896.1472 | 3896.1472 | 4163.0001 | 3723.0201 | 3723.0202 | 4818.7751 | 5453.8006 | 5453.8006 | 6078.775
Option 5 SG | SA |  | 2h | 1135.13 | 2711.13 | 2911.13 | 2911.13 | 2881.13 | 2881.13 | 2881.13 | 2881.13 | 2856.13 | 2856.13 | 2856.13 | 2856.13 | 2856.13 | 2856.13 | 2856.13 | 2850.7 | 2844.13 | 2593.43 | 2299.45 | 2287.45 | 2077.45 | 301.4501 | 261.0001 | 150.0001
Option 5 SG | SA |  | 4h | 0 | 556 | 556 | 556 | 556 | 556 | 556 | 556 | 556 | 556 | 556 | 556 | 556 | 556 | 556 | 300 | 556 | 556 | 556 | 556 | 556 | 7.018e-05 | 6.14e-05 | 379.8412
Option 5 SG | SA |  | 8h | 0 | 0 | 318.86 | 318.86 | 318.86 | 318.86 | 318.86 | 318.86 | 318.86 | 503.1823 | 503.1823 | 503.1823 | 503.1823 | 503.1823 | 503.1823 | 503.1823 | 503.1823 | 503.1823 | 503.1823 | 503.1823 | 503.1823 | 600.5356 | 281.6756 | 281.6756
Option 5 SG | SA |  | CCGT | 1309 | 1129 | 529 | 529 | 529 | 529 | 529 | 529 | 529 | 529 | 529 | 0 | 0 | 0 | 0 | 0 | 0 | 0 | 0 | 0 | 0 | 0 | 0 | 0
Option 5 SG | SA |  | Coordinated CER | 90.745 | 102.042 | 110.83 | 119.122 | 131.511 | 144.921 | 160.747 | 177.392 | 196.383 | 216.01 | 238.041 | 260.693 | 285.721 | 311.185 | 340.313 | 370.191 | 402.899 | 436.354 | 472.816 | 510.021 | 550.302 | 591.376 | 635.64 | 680.693
Option 5 SG | SA |  | Distributed PV | 3195.208 | 3304.311 | 3417.092 | 3526.526 | 3641.053 | 3693.435 | 3759.313 | 3802.546 | 3860.515 | 3899.389 | 3957.178 | 4001.862 | 4069.4 | 4122.823 | 4197.657 | 4254.462 | 4319.706 | 4359.545 | 4460.04 | 4544.565 | 4654.34 | 4758.135 | 4892.387 | 5014.613
Option 5 SG | SA |  | Liquid Fuel | 413.38 | 276.88 | 276.88 | 276.88 | 276.88 | 276.88 | 276.88 | 276.88 | 276.88 | 276.88 | 276.88 | 276.88 | 276.88 | 276.88 | 276.88 | 276.88 | 276.88 | 276.88 | 276.88 | 276.88 | 122.88 | 122.88 | 122.88 | 122.88
Option 5 SG | SA |  | OCGT | 1175.26 | 1175.26 | 1175.26 | 1175.26 | 1175.26 | 1175.26 | 1175.26 | 1175.26 | 1175.26 | 1095.26 | 1059.36 | 1059.36 | 1059.36 | 1059.36 | 855.6 | 855.6 | 855.6 | 855.6 | 661.3528 | 532.9528 | 910.0991 | 1316.2709 | 1632.181 | 1680.1021
Option 5 SG | SA |  | Solar | 588.88 | 1463.68 | 1600.88 | 1600.88 | 1600.88 | 1596.32 | 1596.32 | 1596.32 | 1596.32 | 1596.32 | 1596.32 | 1596.32 | 1596.32 | 1596.32 | 1596.32 | 1533.34 | 1533.34 | 1533.34 | 1314.1 | 1300.99 | 1300.99 | 1223.99 | 1223.99 | 1128.99
Option 5 SG | SA |  | Wind | 2722.04 | 2722.04 | 2747.04 | 3022.04 | 2960.04 | 2869.29 | 2869.29 | 2737.59 | 2737.59 | 2467.41 | 2282.92 | 2282.92 | 2123.92 | 1797.22 | 1771.7727 | 1989.0875 | 1989.0875 | 2106.0371 | 2651.6385 | 2559.1689 | 2942.0541 | 3407.0955 | 3206.1155 | 3321.5898
Option 5 SG | SA | CSA | 2h | 1059.68 | 2277.6796 | 2477.6796 | 2477.6796 | 2447.6796 | 2447.6796 | 2447.6796 | 2447.6796 | 2447.6796 | 2447.6796 | 2447.6796 | 2447.6796 | 2447.6796 | 2447.6796 | 2447.6796 | 2441.6996 | 2435.6796 | 2184.9796 | 1890.9996 | 1888.9996 | 1678.9996 | 261 | 261 | 150
Option 5 SG | SA | CSA | 4h | 0 | 306 | 306 | 306 | 306 | 306 | 306 | 306 | 306 | 306 | 306 | 306 | 306 | 306 | 306 | 50 | 306 | 306 | 306 | 306 | 306 | 7.018e-05 | 6.14e-05 | 379.8412
Option 5 SG | SA | CSA | 8h | 0 | 0 | 318.8599 | 318.8599 | 318.8599 | 318.8599 | 318.8599 | 318.8599 | 318.8599 | 318.8599 | 318.8599 | 318.8599 | 318.8599 | 318.8599 | 318.8599 | 318.8599 | 318.8599 | 318.8599 | 318.8599 | 318.8599 | 318.8599 | 318.8599 | 1.408e-05 | 6.214e-05
Option 5 SG | SA | CSA | CCGT | 1309 | 1129 | 529 | 529 | 529 | 529 | 529 | 529 | 529 | 529 | 529 | 0 | 0 | 0 | 0 | 0 | 0 | 0 | 0 | 0 | 0 | 0 | 0 | 0
Option 5 SG | SA | CSA | Coordinated CER | 81.159 | 91.205 | 99.048 | 106.41 | 117.553 | 129.643 | 143.924 | 158.969 | 176.139 | 193.905 | 213.844 | 234.367 | 257.035 | 280.119 | 306.529 | 333.643 | 363.318 | 393.696 | 426.793 | 460.592 | 497.151 | 534.453 | 574.634 | 615.555
Option 5 SG | SA | CSA | Distributed PV | 2891.883 | 2988.852 | 3088.559 | 3185.66 | 3284.861 | 3329.998 | 3385.019 | 3421.977 | 3469.936 | 3503.019 | 3550.859 | 3589.221 | 3645.887 | 3692.16 | 3755.434 | 3804.797 | 3859.494 | 3893.647 | 3980.081 | 4054.44 | 4149.225 | 4240.889 | 4357.628 | 4465.783
Option 5 SG | SA | CSA | Liquid Fuel | 276.88 | 276.88 | 276.88 | 276.88 | 276.88 | 276.88 | 276.88 | 276.88 | 276.88 | 276.88 | 276.88 | 276.88 | 276.88 | 276.88 | 276.88 | 276.88 | 276.88 | 276.88 | 276.88 | 276.88 | 122.88 | 122.88 | 122.88 | 122.88
Option 5 SG | SA | CSA | OCGT | 1095.26 | 1095.26 | 1095.26 | 1095.26 | 1095.26 | 1095.26 | 1095.26 | 1095.26 | 1095.26 | 1095.26 | 1059.36 | 1059.36 | 1059.36 | 1059.36 | 855.6 | 855.6 | 855.6 | 855.6 | 661.3528 | 532.9528 | 910.0991 | 1316.2709 | 1632.181 | 1680.1021
Option 5 SG | SA | CSA | Solar | 74.54 | 328.1802 | 465.3802 | 465.3802 | 465.3802 | 460.8202 | 460.8202 | 460.8202 | 460.8202 | 460.8202 | 460.8202 | 460.8202 | 460.8202 | 460.8202 | 460.8202 | 433.9402 | 433.9402 | 433.9402 | 433.9402 | 420.8302 | 420.8302 | 420.8302 | 420.8302 | 420.8302
Option 5 SG | SA | CSA | Wind | 1765.01 | 1765.01 | 1790.01 | 2065.01 | 2065.01 | 2065.01 | 2065.01 | 1933.31 | 1933.31 | 1861.91 | 1677.42 | 1677.42 | 1677.42 | 1350.72 | 1364.2727 | 1581.5875 | 1581.5875 | 1698.5371 | 2244.1385 | 2205.6601 | 2205.6601 | 2205.6601 | 2004.6801 | 1919.5073
Option 5 SG | SA | NSA | 2h | 10 | 368.0004 | 368.0004 | 368.0004 | 368.0004 | 368.0004 | 368.0004 | 368.0004 | 368.0004 | 368.0004 | 368.0004 | 368.0004 | 368.0004 | 368.0004 | 368.0004 | 368.0004 | 368.0004 | 368.0004 | 368.0004 | 358.0004 | 358.0004 | 4.064e-05 | 4.064e-05 | 4.064e-05
Option 5 SG | SA | NSA | 8h | 0 | 0 | 8.185e-05 | 8.185e-05 | 8.185e-05 | 8.185e-05 | 8.185e-05 | 8.185e-05 | 8.185e-05 | 184.3224 | 184.3224 | 184.3224 | 184.3224 | 184.3224 | 184.3224 | 184.3224 | 184.3224 | 184.3224 | 184.3224 | 184.3224 | 184.3224 | 281.6757 | 281.6756 | 281.6756
Option 5 SG | SA | NSA | Coordinated CER | 5.045 | 5.708 | 6.202 | 6.692 | 7.34 | 8.023 | 8.819 | 9.639 | 10.573 | 11.523 | 12.591 | 13.674 | 14.875 | 16.082 | 17.46 | 18.857 | 20.39 | 21.941 | 23.638 | 25.351 | 27.222 | 29.112 | 31.16 | 33.226
Option 5 SG | SA | NSA | Distributed PV | 166.132 | 172.577 | 179.548 | 186.093 | 194.603 | 198.64 | 204.936 | 208.471 | 214.328 | 217.606 | 223.42 | 226.954 | 233.221 | 237.16 | 243.761 | 247.834 | 253.913 | 257.091 | 264.924 | 270.338 | 278.619 | 284.998 | 294.517 | 301.839
Option 5 SG | SA | NSA | Liquid Fuel | 73.5 | 0 | 0 | 0 | 0 | 0 | 0 | 0 | 0 | 0 | 0 | 0 | 0 | 0 | 0 | 0 | 0 | 0 | 0 | 0 | 0 | 0 | 0 | 0
Option 5 SG | SA | NSA | Solar | 296.24 | 917.3998 | 917.3998 | 917.3998 | 917.3998 | 917.3998 | 917.3998 | 917.3998 | 917.3998 | 917.3998 | 917.3998 | 917.3998 | 917.3998 | 917.3998 | 917.3998 | 917.3998 | 917.3998 | 917.3998 | 698.1598 | 698.1598 | 698.1598 | 621.1598 | 621.1598 | 621.1598
Option 5 SG | SA | NSA | Wind | 632.53 | 632.53 | 632.53 | 632.53 | 570.53 | 479.78 | 479.78 | 479.78 | 479.78 | 407.5 | 407.5 | 407.5 | 407.5 | 407.5 | 407.5 | 407.5 | 407.5 | 407.5 | 407.5 | 353.5088 | 575.8582 | 711.9041 | 711.9041 | 912.5512
Option 5 SG | SA | SESA | 2h | 65.45 | 65.45 | 65.45 | 65.45 | 65.45 | 65.45 | 65.45 | 65.45 | 40.45 | 40.45 | 40.45 | 40.45 | 40.45 | 40.45 | 40.45 | 41 | 40.45 | 40.45 | 40.45 | 40.45 | 40.45 | 40.45 | 0 | 0
Option 5 SG | SA | SESA | 4h | 0 | 250 | 250 | 250 | 250 | 250 | 250 | 250 | 250 | 250 | 250 | 250 | 250 | 250 | 250 | 250 | 250 | 250 | 250 | 250 | 250 | 0 | 0 | 0
Option 5 SG | SA | SESA | Coordinated CER | 4.541 | 5.129 | 5.58 | 6.02 | 6.618 | 7.255 | 8.004 | 8.784 | 9.671 | 10.582 | 11.606 | 12.652 | 13.811 | 14.984 | 16.324 | 17.691 | 19.191 | 20.717 | 22.385 | 24.078 | 25.929 | 27.811 | 29.846 | 31.912
Option 5 SG | SA | SESA | Distributed PV | 137.193 | 142.882 | 148.985 | 154.773 | 161.589 | 164.797 | 169.358 | 172.098 | 176.251 | 178.764 | 182.899 | 185.687 | 190.292 | 193.503 | 198.462 | 201.831 | 206.299 | 208.807 | 215.035 | 219.787 | 226.496 | 232.248 | 240.242 | 246.991
Option 5 SG | SA | SESA | Liquid Fuel | 63 | 0 | 0 | 0 | 0 | 0 | 0 | 0 | 0 | 0 | 0 | 0 | 0 | 0 | 0 | 0 | 0 | 0 | 0 | 0 | 0 | 0 | 0 | 0
Option 5 SG | SA | SESA | OCGT | 80 | 80 | 80 | 80 | 80 | 80 | 80 | 80 | 80 | 0 | 0 | 0 | 0 | 0 | 0 | 0 | 0 | 0 | 0 | 0 | 0 | 0 | 0 | 0
Option 5 SG | SA | SESA | Solar | 218.1 | 218.1 | 218.1 | 218.1 | 218.1 | 218.1 | 218.1 | 218.1 | 218.1 | 218.1 | 218.1 | 218.1 | 218.1 | 218.1 | 218.1 | 182 | 182 | 182 | 182 | 182 | 182 | 182 | 182 | 87
Option 5 SG | SA | SESA | Wind | 324.5 | 324.5 | 324.5 | 324.5 | 324.5 | 324.5 | 324.5 | 324.5 | 324.5 | 198 | 198 | 198 | 39 | 39 | 1.64e-06 | 1.64e-06 | 1.64e-06 | 1.64e-06 | 6.02e-06 | 3.981e-05 | 160.5358 | 489.5314 | 489.5314 | 489.5314
Option 5 SG | TAS |  | 24h | 0 | 0 | 0 | 0 | 0 | 0 | 0 | 0 | 0 | 1.49e-06 | 1.49e-06 | 1.49e-06 | 1.49e-06 | 1.49e-06 | 1.49e-06 | 1.49e-06 | 1.49e-06 | 1.49e-06 | 1.49e-06 | 1.49e-06 | 1.49e-06 | 1.49e-06 | 1.49e-06 | 1.49e-06
Option 5 SG | TAS |  | 2h | 0 | 1.57e-06 | 1.57e-06 | 1.57e-06 | 1.57e-06 | 1.57e-06 | 4.66e-06 | 4.66e-06 | 4.66e-06 | 4.66e-06 | 5.72e-06 | 5.72e-06 | 5.72e-06 | 5.72e-06 | 5.72e-06 | 5.72e-06 | 5.72e-06 | 5.72e-06 | 5.72e-06 | 5.72e-06 | 5.72e-06 | 8.79e-06 | 8.79e-06 | 8.79e-06
Option 5 SG | TAS |  | 4h | 0 | 1.47e-06 | 1.47e-06 | 1.47e-06 | 1.47e-06 | 1.47e-06 | 4.32e-06 | 4.32e-06 | 5.32e-06 | 5.32e-06 | 5.32e-06 | 6.41e-06 | 6.41e-06 | 6.41e-06 | 6.41e-06 | 6.41e-06 | 6.41e-06 | 6.41e-06 | 6.41e-06 | 6.41e-06 | 7.68e-06 | 4.436e-05 | 4.436e-05 | 4.436e-05
Option 5 SG | TAS |  | 8h | 0 | 0 | 0 | 0 | 0 | 0 | 2.27e-06 | 2.27e-06 | 2.27e-06 | 2.27e-06 | 2.27e-06 | 2.27e-06 | 2.27e-06 | 2.27e-06 | 2.27e-06 | 2.27e-06 | 2.27e-06 | 2.27e-06 | 3.88e-06 | 3.88e-06 | 3.88e-06 | 8.69e-06 | 8.69e-06 | 8.69e-06
Option 5 SG | TAS |  | CCGT | 208 | 208 | 208 | 208 | 208 | 208 | 208 | 208 | 208 | 208 | 208 | 208 | 208 | 208 | 208 | 208 | 208 | 208 | 208 | 208 | 208 | 208 | 208 | 208
Option 5 SG | TAS |  | CST | 0 | 0 | 0 | 0 | 0 | 0 | 0 | 0 | 0 | 0 | 0 | 0 | 0 | 0 | 0 | 0 | 0 | 0 | 0 | 0 | 0 | 0 | 0 | 0
Option 5 SG | TAS |  | Coordinated CER | 5.068 | 6.997 | 9.229 | 11.792 | 13.431 | 15.261 | 17.452 | 19.814 | 22.552 | 25.464 | 28.804 | 32.346 | 36.343 | 40.532 | 46.432 | 52.741 | 59.767 | 67.203 | 75.396 | 84.007 | 93.396 | 103.218 | 113.85 | 124.924
Option 5 SG | TAS |  | Distributed PV | 432.926 | 461.351 | 491.047 | 509.889 | 523.498 | 528.969 | 539.008 | 542.527 | 550.566 | 553.568 | 562.444 | 566.09 | 574.899 | 579.256 | 590.296 | 597.263 | 606.512 | 609.457 | 627.804 | 641.832 | 670.461 | 705.192 | 749.808 | 790.95
Option 5 SG | TAS |  | Hydro | 2176.7 | 2176.7 | 2176.7 | 2176.7 | 2566.7 | 2566.7 | 2566.7 | 2566.7 | 2566.7 | 2566.7 | 2566.7 | 2566.7 | 2566.7 | 2566.7 | 2566.7 | 2566.7 | 2566.7 | 2566.7 | 2566.7 | 2566.7 | 2566.7 | 2566.7 | 2566.7 | 2566.7
Option 5 SG | TAS |  | OCGT | 178 | 178 | 178 | 178 | 178 | 178 | 178 | 178 | 178 | 178 | 178 | 178 | 178 | 178 | 58 | 58 | 58 | 58 | 58 | 58 | 58 | 58 | 58 | 58
Option 5 SG | TAS |  | PHES | 0 | 0 | 0 | 0 | 0 | 0 | 0 | 0 | 0 | 2.92e-06 | 2.92e-06 | 2.92e-06 | 2.92e-06 | 2.92e-06 | 2.92e-06 | 2.92e-06 | 2.92e-06 | 2.92e-06 | 2.92e-06 | 2.92e-06 | 2.92e-06 | 6.36e-06 | 6.36e-06 | 8.23e-06
Option 5 SG | TAS |  | Solar | 0 | 0 | 1037 | 1487 | 1487 | 1487 | 1487 | 1487 | 1487 | 1487 | 1883.2315 | 1883.2315 | 1883.2315 | 1883.2315 | 1883.2315 | 1883.2315 | 1883.2315 | 1883.2315 | 1883.2315 | 1883.2315 | 1883.2315 | 1883.2315 | 1883.2315 | 1883.2315
Option 5 SG | TAS |  | Wind | 561.6 | 582.4 | 582.4 | 582.4 | 582.4 | 582.4 | 582.4 | 1176.6396 | 1377.3011 | 1604.3174 | 1881.3866 | 1881.3867 | 1881.3867 | 1881.3867 | 1881.3867 | 1881.3867 | 1881.3867 | 1881.3867 | 1737.3867 | 1737.3867 | 1737.3867 | 1737.3867 | 1737.3867 | 1737.3867
Option 5 SG | TAS | TAS | 24h | 0 | 0 | 0 | 0 | 0 | 0 | 0 | 0 | 0 | 1.49e-06 | 1.49e-06 | 1.49e-06 | 1.49e-06 | 1.49e-06 | 1.49e-06 | 1.49e-06 | 1.49e-06 | 1.49e-06 | 1.49e-06 | 1.49e-06 | 1.49e-06 | 1.49e-06 | 1.49e-06 | 1.49e-06
Option 5 SG | TAS | TAS | 2h | 0 | 1.57e-06 | 1.57e-06 | 1.57e-06 | 1.57e-06 | 1.57e-06 | 4.66e-06 | 4.66e-06 | 4.66e-06 | 4.66e-06 | 5.72e-06 | 5.72e-06 | 5.72e-06 | 5.72e-06 | 5.72e-06 | 5.72e-06 | 5.72e-06 | 5.72e-06 | 5.72e-06 | 5.72e-06 | 5.72e-06 | 8.79e-06 | 8.79e-06 | 8.79e-06
Option 5 SG | TAS | TAS | 4h | 0 | 1.47e-06 | 1.47e-06 | 1.47e-06 | 1.47e-06 | 1.47e-06 | 4.32e-06 | 4.32e-06 | 5.32e-06 | 5.32e-06 | 5.32e-06 | 6.41e-06 | 6.41e-06 | 6.41e-06 | 6.41e-06 | 6.41e-06 | 6.41e-06 | 6.41e-06 | 6.41e-06 | 6.41e-06 | 7.68e-06 | 4.436e-05 | 4.436e-05 | 4.436e-05
Option 5 SG | TAS | TAS | 8h | 0 | 0 | 0 | 0 | 0 | 0 | 2.27e-06 | 2.27e-06 | 2.27e-06 | 2.27e-06 | 2.27e-06 | 2.27e-06 | 2.27e-06 | 2.27e-06 | 2.27e-06 | 2.27e-06 | 2.27e-06 | 2.27e-06 | 3.88e-06 | 3.88e-06 | 3.88e-06 | 8.69e-06 | 8.69e-06 | 8.69e-06
Option 5 SG | TAS | TAS | CCGT | 208 | 208 | 208 | 208 | 208 | 208 | 208 | 208 | 208 | 208 | 208 | 208 | 208 | 208 | 208 | 208 | 208 | 208 | 208 | 208 | 208 | 208 | 208 | 208
Option 5 SG | TAS | TAS | CST | 0 | 0 | 0 | 0 | 0 | 0 | 0 | 0 | 0 | 0 | 0 | 0 | 0 | 0 | 0 | 0 | 0 | 0 | 0 | 0 | 0 | 0 | 0 | 0
Option 5 SG | TAS | TAS | Coordinated CER | 5.068 | 6.997 | 9.229 | 11.792 | 13.431 | 15.261 | 17.452 | 19.814 | 22.552 | 25.464 | 28.804 | 32.346 | 36.343 | 40.532 | 46.432 | 52.741 | 59.767 | 67.203 | 75.396 | 84.007 | 93.396 | 103.218 | 113.85 | 124.924
Option 5 SG | TAS | TAS | Distributed PV | 432.926 | 461.351 | 491.047 | 509.889 | 523.498 | 528.969 | 539.008 | 542.527 | 550.566 | 553.568 | 562.444 | 566.09 | 574.899 | 579.256 | 590.296 | 597.263 | 606.512 | 609.457 | 627.804 | 641.832 | 670.461 | 705.192 | 749.808 | 790.95
Option 5 SG | TAS | TAS | Hydro | 2176.7 | 2176.7 | 2176.7 | 2176.7 | 2566.7 | 2566.7 | 2566.7 | 2566.7 | 2566.7 | 2566.7 | 2566.7 | 2566.7 | 2566.7 | 2566.7 | 2566.7 | 2566.7 | 2566.7 | 2566.7 | 2566.7 | 2566.7 | 2566.7 | 2566.7 | 2566.7 | 2566.7
Option 5 SG | TAS | TAS | OCGT | 178 | 178 | 178 | 178 | 178 | 178 | 178 | 178 | 178 | 178 | 178 | 178 | 178 | 178 | 58 | 58 | 58 | 58 | 58 | 58 | 58 | 58 | 58 | 58
Option 5 SG | TAS | TAS | PHES | 0 | 0 | 0 | 0 | 0 | 0 | 0 | 0 | 0 | 2.92e-06 | 2.92e-06 | 2.92e-06 | 2.92e-06 | 2.92e-06 | 2.92e-06 | 2.92e-06 | 2.92e-06 | 2.92e-06 | 2.92e-06 | 2.92e-06 | 2.92e-06 | 6.36e-06 | 6.36e-06 | 8.23e-06
Option 5 SG | TAS | TAS | Solar | 0 | 0 | 1037 | 1487 | 1487 | 1487 | 1487 | 1487 | 1487 | 1487 | 1883.2315 | 1883.2315 | 1883.2315 | 1883.2315 | 1883.2315 | 1883.2315 | 1883.2315 | 1883.2315 | 1883.2315 | 1883.2315 | 1883.2315 | 1883.2315 | 1883.2315 | 1883.2315
Option 5 SG | TAS | TAS | Wind | 561.6 | 582.4 | 582.4 | 582.4 | 582.4 | 582.4 | 582.4 | 1176.6396 | 1377.3011 | 1604.3174 | 1881.3866 | 1881.3867 | 1881.3867 | 1881.3867 | 1881.3867 | 1881.3867 | 1881.3867 | 1881.3867 | 1737.3867 | 1737.3867 | 1737.3867 | 1737.3867 | 1737.3867 | 1737.3867
Option 5 SG | VIC |  | 1h | 0 | 3.17 | 3.17 | 3.17 | 3.17 | 3.17 | 3.17 | 3.17 | 135.913 | 135.913 | 135.913 | 135.913 | 135.913 | 135.913 | 135.913 | 135.913 | 135.913 | 135.913 | 135.913 | 135.913 | 135.913 | 135.913 | 135.913 | 135.913
Option 5 SG | VIC |  | 2h | 1954.07 | 3443.57 | 3607.59 | 3597.99 | 3597.99 | 3597.99 | 3751.33 | 3803.46 | 3803.46 | 3803.46 | 3803.46 | 3803.46 | 3798.46 | 3798.46 | 3798.46 | 3498.46 | 3498.46 | 3348.46 | 3151.1 | 3048.46 | 2558.46 | 1784.44 | 1787.08 | 1767.08
Option 5 SG | VIC |  | 4h | 0 | 1570 | 1985.79 | 1985.79 | 1985.79 | 1985.79 | 2000.22 | 1985.79 | 1985.79 | 1985.79 | 1985.79 | 1985.79 | 1985.79 | 1985.79 | 1985.79 | 1985.79 | 1985.79 | 1985.79 | 2001.84 | 1985.79 | 1985.79 | 264.59 | 220.0301 | 220.0301
Option 5 SG | VIC |  | 8h | 0 | 0 | 5.81e-06 | 5.81e-06 | 5.81e-06 | 5.81e-06 | 5.81e-06 | 5.81e-06 | 1.186e-05 | 1.186e-05 | 1.186e-05 | 1.186e-05 | 1.186e-05 | 1.186e-05 | 1.186e-05 | 1.186e-05 | 1.186e-05 | 1.186e-05 | 1.186e-05 | 1.186e-05 | 1.186e-05 | 5.35e-05 | 4.769e-05 | 5.425e-05
Option 5 SG | VIC |  | Brown Coal | 4820 | 4820 | 3370 | 2210 | 2210 | 2210 | 2210 | 2210 | 0 | 0 | 0 | 0 | 0 | 0 | 0 | 0 | 0 | 0 | 0 | 0 | 0 | 0 | 0 | 0
Option 5 SG | VIC |  | CCGT | 500 | 500 | 500 | 500 | 500 | 500 | 500 | 500 | 500 | 500 | 500 | 500 | 500 | 500 | 0 | 0 | 0 | 0 | 0 | 0 | 0 | 0 | 0 | 0
Option 5 SG | VIC |  | Coordinated CER | 67.99 | 91.478 | 118.183 | 148.382 | 181.229 | 219.401 | 265.232 | 316.109 | 374.837 | 438.431 | 510.444 | 587.509 | 673.312 | 763.939 | 867.052 | 975.54 | 1094.122 | 1218.104 | 1352.714 | 1492.725 | 1643.792 | 1800.43 | 1968.601 | 2142.381
Option 5 SG | VIC |  | Distributed PV | 6610.463 | 7091.936 | 7571.062 | 8053.051 | 8455.579 | 8692.591 | 8912.813 | 9128.761 | 9312.026 | 9488.674 | 9684.486 | 9915.035 | 10147.261 | 10404.067 | 10694.943 | 11012.878 | 11257.317 | 11458.407 | 11902.342 | 12376.603 | 12883.052 | 13465.868 | 14119.76 | 14829.35
Option 5 SG | VIC |  | Hydro | 2267.02 | 2267.02 | 2267.02 | 2267.02 | 2267.02 | 2267.02 | 2267.02 | 2267.02 | 2267.02 | 2267.02 | 2267.02 | 2267.02 | 2267.02 | 2267.02 | 2267.02 | 2267.02 | 2267.02 | 2267.02 | 2267.02 | 2267.02 | 2267.02 | 2267.02 | 2267.02 | 2267.02
Option 5 SG | VIC |  | OCGT | 1900 | 1900 | 1900 | 1900 | 1900 | 1900 | 1900 | 1730 | 1730 | 1730 | 1730 | 1730 | 1730 | 1290 | 1515.2953 | 2298.9575 | 2204.9575 | 2204.9575 | 2341.0176 | 2341.0176 | 3358.0614 | 3480.4677 | 3480.4677 | 4303.5466
Option 5 SG | VIC |  | Offshore Wind | 0 | 0 | 0 | 0 | 0 | 2000 | 2667 | 3333 | 4000 | 5000 | 6000 | 7000 | 8000 | 9000 | 9000 | 9000 | 9000 | 9000 | 9000 | 9000 | 9000 | 9000 | 9000 | 9000
Option 5 SG | VIC |  | Solar | 1559.56 | 3325.76 | 3894.83 | 3894.83 | 3894.83 | 3894.83 | 3894.83 | 3894.83 | 3894.83 | 3894.83 | 3894.83 | 3894.83 | 3894.83 | 3894.83 | 3894.83 | 3894.83 | 3894.83 | 3894.83 | 3794.86 | 3767.69 | 3767.69 | 3767.69 | 3627.66 | 3251.7301
Option 5 SG | VIC |  | Wind | 5270.28 | 5990.85 | 7912.85 | 9490.85 | 10038.35 | 10008.35 | 10008.35 | 10008.35 | 9816.35 | 9816.35 | 9816.35 | 9753.34 | 9333.34 | 9333.34 | 9075.04 | 9075.04 | 9024.49 | 8707.29 | 8322.62 | 7475.62 | 7475.62 | 7141.3733 | 7463.8495 | 7065.7481
Option 5 SG | VIC | MEL | 1h | 0 | 2.97e-06 | 4.09e-06 | 5.45e-06 | 7.1e-06 | 7.1e-06 | 8.25e-06 | 9.97e-06 | 132.743 | 132.743 | 132.743 | 132.743 | 132.743 | 132.743 | 132.743 | 132.743 | 132.743 | 132.743 | 132.743 | 132.743 | 132.743 | 132.743 | 132.743 | 132.743
Option 5 SG | VIC | MEL | 2h | 1090 | 1205 | 1205 | 1205 | 1205 | 1205 | 1455 | 1455 | 1455 | 1455 | 1455 | 1455 | 1455 | 1455 | 1455 | 1155 | 1155 | 1155 | 955 | 955 | 715 | 600 | 600 | 600
Option 5 SG | VIC | MEL | 4h | 0 | 1220 | 1220 | 1220 | 1220 | 1220 | 1220 | 1220 | 1220 | 1220 | 1220 | 1220 | 1220 | 1220 | 1220 | 1220 | 1220 | 1220 | 1220 | 1220 | 1220 | 6.419e-05 | 5.052e-05 | 5.186e-05
Option 5 SG | VIC | MEL | 8h | 0 | 0 | 2.92e-06 | 2.92e-06 | 2.92e-06 | 2.92e-06 | 2.92e-06 | 2.92e-06 | 6.04e-06 | 6.04e-06 | 6.04e-06 | 6.04e-06 | 6.04e-06 | 6.04e-06 | 6.04e-06 | 6.04e-06 | 6.04e-06 | 6.04e-06 | 6.04e-06 | 6.04e-06 | 6.04e-06 | 2.739e-05 | 2.447e-05 | 2.447e-05
Option 5 SG | VIC | MEL | CCGT | 500 | 500 | 500 | 500 | 500 | 500 | 500 | 500 | 500 | 500 | 500 | 500 | 500 | 500 | 0 | 0 | 0 | 0 | 0 | 0 | 0 | 0 | 0 | 0
Option 5 SG | VIC | MEL | Coordinated CER | 49.357 | 66.434 | 85.853 | 107.835 | 133.037 | 162.577 | 198.132 | 237.791 | 283.594 | 333.352 | 389.672 | 450.101 | 517.333 | 588.506 | 669.478 | 754.854 | 848.097 | 945.769 | 1051.72 | 1162.128 | 1280.97 | 1404.375 | 1536.752 | 1673.772
Option 5 SG | VIC | MEL | Distributed PV | 4561.927 | 4910.831 | 5259.171 | 5606.156 | 5901.529 | 6070.268 | 6226.439 | 6374.798 | 6506.247 | 6630.701 | 6769.354 | 6928.829 | 7096.727 | 7280.724 | 7490.191 | 7715.191 | 7892.885 | 8036.341 | 8360.504 | 8702.852 | 9076.956 | 9506.39 | 9989.638 | 10510.335
Option 5 SG | VIC | MEL | OCGT | 482 | 482 | 482 | 482 | 482 | 482 | 482 | 312 | 312 | 312 | 312 | 312 | 312 | 312 | 537.2953 | 1320.9575 | 1320.9575 | 1320.9575 | 1457.0176 | 1457.0176 | 2474.0614 | 3180.4677 | 3180.4677 | 4003.5466
Option 5 SG | VIC | MEL | Solar | 0 | 0 | 0 | 0 | 0 | 0 | 1.04e-06 | 1.04e-06 | 1.04e-06 | 3.09e-06 | 6.24e-06 | 9.92e-06 | 9.92e-06 | 9.92e-06 | 9.92e-06 | 9.92e-06 | 9.92e-06 | 9.92e-06 | 1.261e-05 | 1.547e-05 | 1.889e-05 | 2.117e-05 | 2.538e-05 | 4.056e-05
Option 5 SG | VIC | SEV | 2h | 255 | 416.44 | 416.44 | 416.44 | 416.44 | 416.44 | 419.08 | 416.44 | 416.44 | 416.44 | 416.44 | 416.44 | 411.44 | 411.44 | 411.44 | 411.44 | 411.44 | 261.44 | 264.08 | 161.44 | 161.44 | 61.44 | 64.08 | 64.08
Option 5 SG | VIC | SEV | 4h | 0 | 350 | 350 | 350 | 350 | 350 | 350 | 350 | 350 | 350 | 350 | 350 | 350 | 350 | 350 | 350 | 350 | 350 | 350 | 350 | 350 | 0 | 0 | 0
Option 5 SG | VIC | SEV | 8h | 0 | 0 | 2.89e-06 | 2.89e-06 | 2.89e-06 | 2.89e-06 | 2.89e-06 | 2.89e-06 | 5.82e-06 | 5.82e-06 | 5.82e-06 | 5.82e-06 | 5.82e-06 | 5.82e-06 | 5.82e-06 | 5.82e-06 | 5.82e-06 | 5.82e-06 | 5.82e-06 | 5.82e-06 | 5.82e-06 | 2.611e-05 | 2.322e-05 | 2.978e-05
Option 5 SG | VIC | SEV | Brown Coal | 4820 | 4820 | 3370 | 2210 | 2210 | 2210 | 2210 | 2210 | 0 | 0 | 0 | 0 | 0 | 0 | 0 | 0 | 0 | 0 | 0 | 0 | 0 | 0 | 0 | 0
Option 5 SG | VIC | SEV | Coordinated CER | 4.789 | 6.437 | 8.309 | 10.421 | 12.377 | 14.579 | 17.197 | 20.049 | 23.333 | 26.843 | 30.824 | 35.039 | 39.745 | 44.67 | 50.274 | 56.118 | 62.526 | 69.175 | 76.419 | 83.895 | 92.037 | 100.429 | 109.469 | 118.746
Option 5 SG | VIC | SEV | Distributed PV | 429.21 | 463.105 | 496.752 | 531.08 | 558.722 | 575.892 | 591.975 | 608.59 | 621.684 | 634.706 | 649.01 | 666.529 | 682.854 | 701.203 | 721.788 | 744.998 | 761.98 | 776.44 | 806.994 | 840.335 | 874.363 | 913.686 | 957.499 | 1005.673
Option 5 SG | VIC | SEV | OCGT | 834 | 834 | 834 | 834 | 834 | 834 | 834 | 834 | 834 | 834 | 834 | 834 | 834 | 394 | 394 | 394 | 300 | 300 | 300 | 300 | 300 | 300 | 300 | 300
Option 5 SG | VIC | SEV | Offshore Wind | 0 | 0 | 0 | 0 | 0 | 1479.3983 | 2006.0058 | 2672.0058 | 3339.0058 | 4339.0058 | 5220 | 6220 | 7220 | 8220 | 8220 | 8220 | 8220 | 8220 | 8220 | 8220 | 8220 | 8220 | 8220 | 8220
Option 5 SG | VIC | SEV | Solar | 0 | 404.2343 | 404.2343 | 404.2343 | 404.2343 | 404.2343 | 404.2343 | 404.2343 | 404.2343 | 404.2343 | 404.2343 | 404.2343 | 404.2343 | 404.2343 | 404.2343 | 404.2343 | 404.2343 | 404.2343 | 404.2343 | 404.2343 | 404.2343 | 404.2343 | 404.2343 | 404.2343
Option 5 SG | VIC | SEV | Wind | 106.6 | 106.6 | 106.6 | 106.6 | 106.6 | 106.6 | 106.6 | 106.6 | 106.6 | 106.6 | 106.6 | 106.6 | 106.6 | 106.6 | 3.02e-05 | 3.02e-05 | 3.02e-05 | 3.02e-05 | 3.02e-05 | 3.02e-05 | 3.02e-05 | 3.208e-05 | 3.388e-05 | 3.388e-05
Option 5 SG | VIC | WNV | 1h | 0 | 3.17 | 3.17 | 3.17 | 3.17 | 3.17 | 3.17 | 3.17 | 3.17 | 3.17 | 3.17 | 3.17 | 3.17 | 3.17 | 3.17 | 3.17 | 3.17 | 3.17 | 3.17 | 3.17 | 3.17 | 3.17 | 3.17 | 3.17
Option 5 SG | VIC | WNV | 2h | 609.07 | 1822.13 | 1986.15 | 1976.55 | 1976.55 | 1976.55 | 1877.25 | 1932.02 | 1932.02 | 1932.02 | 1932.02 | 1932.02 | 1932.02 | 1932.02 | 1932.02 | 1932.02 | 1932.02 | 1932.02 | 1932.02 | 1932.02 | 1682.02 | 1123 | 1123 | 1103
Option 5 SG | VIC | WNV | 4h | 0 | 0 | 415.79 | 415.79 | 415.79 | 415.79 | 430.22 | 415.79 | 415.79 | 415.79 | 415.79 | 415.79 | 415.79 | 415.79 | 415.79 | 415.79 | 415.79 | 415.79 | 431.84 | 415.79 | 415.79 | 264.59 | 220.03 | 220.03
Option 5 SG | VIC | WNV | Coordinated CER | 13.844 | 18.607 | 24.021 | 30.126 | 35.815 | 42.245 | 49.903 | 58.269 | 67.91 | 78.236 | 89.948 | 102.369 | 116.234 | 130.763 | 147.3 | 164.568 | 183.499 | 203.16 | 224.575 | 246.702 | 270.785 | 295.626 | 322.38 | 349.863
Option 5 SG | VIC | WNV | Distributed PV | 1619.326 | 1718 | 1815.139 | 1915.815 | 1995.328 | 2046.431 | 2094.399 | 2145.373 | 2184.095 | 2223.267 | 2266.122 | 2319.677 | 2367.68 | 2422.14 | 2482.964 | 2552.689 | 2602.452 | 2645.626 | 2734.844 | 2833.416 | 2931.733 | 3045.792 | 3172.623 | 3313.342
Option 5 SG | VIC | WNV | Hydro | 2267.02 | 2267.02 | 2267.02 | 2267.02 | 2267.02 | 2267.02 | 2267.02 | 2267.02 | 2267.02 | 2267.02 | 2267.02 | 2267.02 | 2267.02 | 2267.02 | 2267.02 | 2267.02 | 2267.02 | 2267.02 | 2267.02 | 2267.02 | 2267.02 | 2267.02 | 2267.02 | 2267.02
Option 5 SG | VIC | WNV | OCGT | 584 | 584 | 584 | 584 | 584 | 584 | 584 | 584 | 584 | 584 | 584 | 584 | 584 | 584 | 584 | 584 | 584 | 584 | 584 | 584 | 584 | 0 | 0 | 0
Option 5 SG | VIC | WNV | Offshore Wind | 0 | 0 | 0 | 0 | 0 | 520.6017 | 660.9942 | 660.9942 | 660.9942 | 660.9942 | 780 | 780 | 780 | 780 | 780 | 780 | 780 | 780 | 780 | 780 | 780 | 780 | 780 | 780
Option 5 SG | VIC | WNV | Solar | 1559.56 | 2921.5257 | 3490.5957 | 3490.5957 | 3490.5957 | 3490.5957 | 3490.5957 | 3490.5957 | 3490.5957 | 3490.5957 | 3490.5957 | 3490.5957 | 3490.5957 | 3490.5957 | 3490.5957 | 3490.5957 | 3490.5957 | 3490.5957 | 3390.6257 | 3363.4557 | 3363.4557 | 3363.4557 | 3223.4257 | 2847.4957
Option 5 SG | VIC | WNV | Wind | 5163.68 | 5884.25 | 7806.25 | 9384.25 | 9931.75 | 9901.75 | 9901.75 | 9901.75 | 9709.75 | 9709.75 | 9709.75 | 9646.74 | 9226.74 | 9226.74 | 9075.04 | 9075.04 | 9024.49 | 8707.29 | 8322.62 | 7475.62 | 7475.62 | 7141.3733 | 7463.8495 | 7065.7481
Option 6 SG | NEM |  | 12h | 0 | 0 | 0 | 810 | 810 | 810 | 810 | 810 | 810 | 810 | 810 | 810 | 810 | 810 | 810 | 810 | 810 | 810 | 810 | 810 | 810 | 810 | 810 | 810
Option 6 SG | NEM |  | 1h | 472.02 | 875.19 | 875.1901 | 875.1901 | 875.1901 | 875.1901 | 875.1901 | 875.1901 | 1007.933 | 1007.933 | 1007.933 | 1007.933 | 1007.933 | 1007.933 | 1007.933 | 1007.933 | 1007.933 | 957.933 | 957.933 | 957.933 | 957.933 | 957.933 | 957.9329 | 557.9329
Option 6 SG | NEM |  | 24h | 0 | 0 | 0 | 0 | 0 | 0 | 0 | 0 | 0 | 0 | 0 | 0 | 0 | 0 | 0 | 0 | 0 | 0 | 1.09e-06 | 1.09e-06 | 1.09e-06 | 1.09e-06 | 1.09e-06 | 1.09e-06
Option 6 SG | NEM |  | 2h | 5850.97 | 9418.4703 | 9932.4904 | 10222.8905 | 10889.0205 | 10889.0205 | 11042.3605 | 11104.3805 | 11059.4905 | 11075.0905 | 11009.4905 | 11009.4905 | 10904.4905 | 10904.4905 | 10843.8005 | 10534.0805 | 10481.5105 | 10085.1005 | 9389.4705 | 8704.8305 | 8009.1205 | 5057.1003 | 4664.5002 | 4249.1003
Option 6 SG | NEM |  | 4h | 1893.63 | 5327.6699 | 7902.4398 | 9223.4397 | 9223.4397 | 9423.4397 | 9437.8697 | 9464.6597 | 9423.4397 | 9423.4397 | 9423.4397 | 9423.4397 | 9423.4397 | 9423.4397 | 9464.6597 | 9167.4397 | 9423.4397 | 9604.7581 | 9766.9213 | 9987.7626 | 9851.3288 | 7258.4257 | 5721.893 | 6019.9745
Option 6 SG | NEM |  | 8h | 325 | 599.84 | 1317.8601 | 1708.8601 | 1708.8601 | 1708.8601 | 1708.8601 | 2500.1101 | 2500.1101 | 2684.4324 | 2684.4324 | 2684.4324 | 2684.4324 | 2684.4324 | 2684.4324 | 2684.4324 | 2684.4324 | 2684.4324 | 2684.4324 | 2684.4324 | 2359.4324 | 2182.7129 | 1664.6929 | 2221.311
Option 6 SG | NEM |  | Biomass | 32 | 32 | 32 | 32 | 32 | 32 | 32 | 32 | 32 | 32 | 32 | 32 | 32 | 32 | 32 | 32 | 32 | 32 | 32 | 32 | 32 | 32 | 32 | 32
Option 6 SG | NEM |  | Black Coal | 16435 | 16435 | 16435 | 8460 | 6790 | 6790 | 6790 | 6790 | 6790 | 6790 | 6090 | 5290 | 5290 | 5290 | 3900 | 3900 | 3156 | 2791 | 2426 | 2061 | 1696 | 1696 | 1696 | 0
Option 6 SG | NEM |  | Brown Coal | 4820 | 4820 | 3370 | 2210 | 2210 | 2210 | 2210 | 2210 | 0 | 0 | 0 | 0 | 0 | 0 | 0 | 0 | 0 | 0 | 0 | 0 | 0 | 0 | 0 | 0
Option 6 SG | NEM |  | CCGT | 4334.9 | 4154.9 | 3554.9 | 3554.9 | 3554.9 | 3554.9 | 3554.9 | 3554.9 | 3554.9 | 3554.9 | 3169.9 | 2640.9 | 2553.5 | 2496.5 | 1996.5 | 1996.5 | 1996.5 | 1596.5 | 1596.5 | 952 | 952 | 708 | 708 | 708
Option 6 SG | NEM |  | CST | 0 | 0 | 0 | 0 | 0 | 0 | 0 | 0 | 0 | 0 | 0 | 0 | 0 | 0 | 0 | 0 | 0 | 0 | 0 | 0 | 0 | 0 | 0 | 0
Option 6 SG | NEM |  | Coordinated CER | 368.926 | 455.222 | 545.002 | 643.627 | 753.193 | 881.983 | 1031.63 | 1199.074 | 1388.415 | 1595.514 | 1828.119 | 2078.5 | 2353.438 | 2647.026 | 2977.721 | 3331.235 | 3711.023 | 4112.145 | 4542.875 | 4995.371 | 5480.715 | 5986.496 | 6523.855 | 7084.489
Option 6 SG | NEM |  | DSP | 6000 | 6000 | 6000 | 6000 | 6000 | 6000 | 6000 | 6000 | 6000 | 6000 | 6000 | 6000 | 6000 | 6000 | 6000 | 6000 | 6000 | 6000 | 6000 | 6000 | 6000 | 6000 | 6000 | 6000
Option 6 SG | NEM |  | Distributed PV | 27730.228 | 29235.746 | 30729.996 | 32073.307 | 33183.16 | 33909.64 | 34619.592 | 35293.179 | 35902.682 | 36472.441 | 37110.737 | 37823.433 | 38552.216 | 39315.757 | 40228.356 | 41187.631 | 41960.155 | 42594.999 | 43951.243 | 45390.204 | 46946.265 | 48688.588 | 50675.821 | 52799.865
Option 6 SG | NEM |  | H2 Reciprocating Engine | 0 | 0 | 400 | 400 | 400 | 400 | 400 | 400 | 400 | 400 | 400 | 400 | 400 | 400 | 400 | 400 | 400 | 400 | 400 | 400 | 400 | 400 | 400 | 400
Option 6 SG | NEM |  | Hydro | 6885.12 | 6885.12 | 6885.12 | 6885.12 | 7275.12 | 7275.12 | 7275.12 | 7275.12 | 7275.12 | 7275.12 | 7275.12 | 7275.12 | 7275.12 | 7275.12 | 7275.12 | 7275.12 | 7275.12 | 7275.12 | 7275.12 | 7275.12 | 7275.12 | 7275.12 | 7275.12 | 7275.12
Option 6 SG | NEM |  | Liquid Fuel | 836.88 | 700.38 | 700.38 | 700.38 | 700.38 | 700.38 | 700.38 | 408.38 | 408.38 | 408.38 | 408.38 | 408.38 | 408.38 | 408.38 | 408.38 | 408.38 | 408.38 | 408.38 | 276.88 | 276.88 | 122.88 | 122.88 | 122.88 | 122.88
Option 6 SG | NEM |  | OCGT | 7111.76 | 7111.76 | 7228.76 | 7228.76 | 7228.76 | 7628.645 | 7628.645 | 7458.645 | 7341.645 | 7261.645 | 7204.945 | 7204.945 | 7525.2051 | 7085.2051 | 7494.6894 | 8334.9817 | 8551.9048 | 8551.9048 | 9002.6947 | 9365.5164 | 10199.5934 | 10728.426 | 11526.7135 | 12607.2703
Option 6 SG | NEM |  | Offshore Wind | 0 | 0 | 0 | 0 | 0 | 2000 | 2667 | 3333 | 4000 | 5000 | 6000 | 7000 | 8000 | 9000 | 9000 | 9000 | 9000 | 9000 | 9000 | 9000 | 9000 | 9000 | 9000 | 9000
Option 6 SG | NEM |  | PHES | 1067 | 1067 | 3267 | 3267 | 3267 | 3267 | 3267 | 3267 | 5265 | 5265 | 5265 | 5265 | 5265 | 5265 | 5265 | 5265 | 5265 | 5265 | 5265 | 5265 | 5265 | 5265 | 5265 | 5265
Option 6 SG | NEM |  | Solar | 11310.15 | 19566.8312 | 22460.3412 | 30183.1915 | 30531.7216 | 30701.6017 | 30701.0417 | 30700.5417 | 30700.0617 | 30700.0617 | 30986.0616 | 30937.5617 | 30937.5617 | 30937.5617 | 30937.5617 | 32622.7768 | 34291.4868 | 34102.1345 | 33637.4645 | 34203.9871 | 34114.5494 | 34672.9234 | 34626.7185 | 34668.4229
Option 6 SG | NEM |  | Wind | 13903.11 | 15421.17 | 18182.0101 | 20822.0102 | 22351.5102 | 22815.4003 | 22865.6934 | 23666.211 | 23756.9564 | 23858.954 | 25109.0674 | 26504.0879 | 26134.4807 | 25807.7807 | 27270.1496 | 28513.4012 | 29920.8552 | 30368.5278 | 30316.6748 | 29971.1211 | 33558.0629 | 35554.5724 | 36210.5951 | 37795.3066
Option 6 SG | NSW |  | 12h | 0 | 0 | 0 | 810 | 810 | 810 | 810 | 810 | 810 | 810 | 810 | 810 | 810 | 810 | 810 | 810 | 810 | 810 | 810 | 810 | 810 | 810 | 810 | 810
Option 6 SG | NSW |  | 1h | 250 | 250 | 250 | 250 | 250 | 250 | 250 | 250 | 250 | 250 | 250 | 250 | 250 | 250 | 250 | 250 | 250 | 200 | 200 | 200 | 200 | 200 | 200 | 200
Option 6 SG | NSW |  | 2h | 722.65 | 1224.6502 | 1224.6503 | 1224.6503 | 1924.7804 | 1924.7804 | 1924.7804 | 1919.0704 | 1914.7804 | 1914.7804 | 1864.7804 | 1864.7804 | 1864.7804 | 1864.7804 | 1804.0904 | 1799.8004 | 1799.8004 | 1804.0904 | 1799.8004 | 1779.8004 | 1784.0903 | 1532.0902 | 1432.1001 | 1432.1002
Option 6 SG | NSW |  | 4h | 1333.63 | 2641.6698 | 4546.6495 | 5794.0725 | 5794.0725 | 5994.0725 | 5994.0725 | 6035.2925 | 5994.0725 | 5994.0725 | 5994.0725 | 5994.0725 | 5994.0725 | 5994.0725 | 6035.2925 | 5994.0725 | 5994.0725 | 6035.2925 | 5994.0725 | 5534.0725 | 5075.2924 | 4007.2527 | 2061.053 | 1571.5769
Option 6 SG | NSW |  | 8h | 325 | 599.84 | 999 | 1390 | 1390 | 1390 | 1390 | 2181.25 | 2181.25 | 2181.25 | 2181.25 | 2181.25 | 2181.25 | 2181.25 | 2181.25 | 2181.25 | 2181.25 | 2181.25 | 2181.25 | 2181.25 | 1856.25 | 1581.41 | 1382.25 | 1903.2916
Option 6 SG | NSW |  | Black Coal | 8305 | 8305 | 8305 | 2710 | 1390 | 1390 | 1390 | 1390 | 1390 | 1390 | 1390 | 1390 | 1390 | 1390 | 0 | 0 | 0 | 0 | 0 | 0 | 0 | 0 | 0 | 0
Option 6 SG | NSW |  | CCGT | 720 | 720 | 720 | 720 | 720 | 720 | 720 | 720 | 720 | 720 | 720 | 720 | 720 | 720 | 720 | 720 | 720 | 320 | 320 | 320 | 320 | 320 | 320 | 320
Option 6 SG | NSW |  | CST | 0 | 0 | 0 | 0 | 0 | 0 | 0 | 0 | 0 | 0 | 0 | 0 | 0 | 0 | 0 | 0 | 0 | 0 | 0 | 0 | 0 | 0 | 0 | 0
Option 6 SG | NSW |  | Coordinated CER | 143.679 | 174.411 | 206.045 | 240.316 | 275.157 | 316.532 | 364.188 | 418.474 | 478.935 | 546.314 | 621.286 | 704.125 | 794.561 | 892.757 | 1000.894 | 1117.216 | 1241.609 | 1374.329 | 1515.668 | 1665.598 | 1824.423 | 1992.16 | 2168.992 | 2355.134
Option 6 SG | NSW |  | DSP | 6000 | 6000 | 6000 | 6000 | 6000 | 6000 | 6000 | 6000 | 6000 | 6000 | 6000 | 6000 | 6000 | 6000 | 6000 | 6000 | 6000 | 6000 | 6000 | 6000 | 6000 | 6000 | 6000 | 6000
Option 6 SG | NSW |  | Distributed PV | 9448.614 | 9969.238 | 10475.81 | 10829.937 | 11068.264 | 11274.646 | 11464.707 | 11656.084 | 11812.334 | 11972.563 | 12140.439 | 12340.315 | 12514.414 | 12710.647 | 12966.841 | 13260.915 | 13464.357 | 13640.244 | 14065.685 | 14551.244 | 15061.922 | 15651.154 | 16320.813 | 17055.633
Option 6 SG | NSW |  | Hydro | 2285 | 2285 | 2285 | 2285 | 2285 | 2285 | 2285 | 2285 | 2285 | 2285 | 2285 | 2285 | 2285 | 2285 | 2285 | 2285 | 2285 | 2285 | 2285 | 2285 | 2285 | 2285 | 2285 | 2285
Option 6 SG | NSW |  | OCGT | 2312.5 | 2312.5 | 2312.5 | 2312.5 | 2312.5 | 2312.5 | 2312.5 | 2312.5 | 2312.5 | 2312.5 | 2291.7 | 2291.7 | 2611.9601 | 2611.9601 | 3121.558 | 3174.2689 | 3485.192 | 3485.192 | 3423.4093 | 3423.4093 | 3423.4093 | 3423.4093 | 3905.7866 | 3905.7866
Option 6 SG | NSW |  | Offshore Wind | 0 | 0 | 0 | 0 | 0 | 0 | 0 | 0 | 0 | 0 | 0 | 0 | 0 | 0 | 0 | 0 | 0 | 0 | 0 | 0 | 0 | 0 | 0 | 0
Option 6 SG | NSW |  | PHES | 247 | 247 | 2447 | 2447 | 2447 | 2447 | 2447 | 2447 | 2447 | 2447 | 2447 | 2447 | 2447 | 2447 | 2447 | 2447 | 2447 | 2447 | 2447 | 2447 | 2447 | 2447 | 2447 | 2447
Option 6 SG | NSW |  | Solar | 5241.41 | 9608.5896 | 9960.9896 | 17234.39 | 17583.49 | 17758.49 | 17758.49 | 17758.49 | 17758.49 | 17758.49 | 17758.49 | 17758.49 | 17758.49 | 17758.49 | 17758.49 | 17862.69 | 17740.1758 | 17517.1458 | 17517.1458 | 17978.5598 | 17899.7345 | 17867.3346 | 17820.6346 | 17296.6546
Option 6 SG | NSW |  | Wind | 2779.54 | 3050.02 | 3464.02 | 4251.0201 | 5295.0201 | 5879.6601 | 5879.6601 | 5879.6601 | 5879.6601 | 5879.6601 | 5833.1601 | 6239.834 | 6125.2493 | 6125.2493 | 7673.2644 | 8710.5123 | 9609.9526 | 9274.0707 | 9630.4654 | 9393.4555 | 11462.843 | 12471.2106 | 12492.7074 | 13542.2935
Option 6 SG | NSW | CNSW | 12h | 0 | 0 | 0 | 810 | 810 | 810 | 810 | 810 | 810 | 810 | 810 | 810 | 810 | 810 | 810 | 810 | 810 | 810 | 810 | 810 | 810 | 810 | 810 | 810
Option 6 SG | NSW | CNSW | 2h | 192.02 | 244.0201 | 244.0201 | 244.0201 | 244.0201 | 244.0201 | 244.0201 | 244.0201 | 244.0201 | 244.0201 | 244.0201 | 244.0201 | 244.0201 | 244.0201 | 244.0201 | 244.0201 | 244.0201 | 244.0201 | 244.0201 | 224.0201 | 224.0201 | 172.02 | 172.02 | 172.02
Option 6 SG | NSW | CNSW | 4h | 873.63 | 873.63 | 873.63 | 873.63 | 873.63 | 873.63 | 873.63 | 914.85 | 873.63 | 873.63 | 873.63 | 873.63 | 873.63 | 873.63 | 914.85 | 873.63 | 873.63 | 914.85 | 873.63 | 873.63 | 414.85 | 414.85 | 373.63 | 373.63
Option 6 SG | NSW | CNSW | 8h | 0 | 49.84 | 49.8401 | 49.8401 | 49.8401 | 49.8401 | 49.8401 | 49.8401 | 49.8401 | 49.8401 | 49.8401 | 49.8401 | 49.8401 | 49.8401 | 49.8401 | 49.8401 | 49.8401 | 49.8401 | 49.8401 | 49.8401 | 49.8401 | 8.369e-05 | 1.446e-05 | 2.1744
Option 6 SG | NSW | CNSW | Black Coal | 4105 | 4105 | 4105 | 1390 | 1390 | 1390 | 1390 | 1390 | 1390 | 1390 | 1390 | 1390 | 1390 | 1390 | 0 | 0 | 0 | 0 | 0 | 0 | 0 | 0 | 0 | 0
Option 6 SG | NSW | CNSW | CST | 0 | 0 | 0 | 0 | 0 | 0 | 0 | 0 | 0 | 0 | 0 | 0 | 0 | 0 | 0 | 0 | 0 | 0 | 0 | 0 | 0 | 0 | 0 | 0
Option 6 SG | NSW | CNSW | Coordinated CER | 14.7 | 17.828 | 21.039 | 24.505 | 27.415 | 30.774 | 34.557 | 38.802 | 43.463 | 48.616 | 54.326 | 60.609 | 67.438 | 74.828 | 82.926 | 91.621 | 100.892 | 110.763 | 121.258 | 132.368 | 144.188 | 156.654 | 169.776 | 183.563
Option 6 SG | NSW | CNSW | Distributed PV | 990.158 | 1042.722 | 1094.096 | 1131.521 | 1156.118 | 1177.782 | 1197.882 | 1219.179 | 1235.557 | 1252.534 | 1270.345 | 1292.402 | 1310.485 | 1330.964 | 1357.381 | 1388.571 | 1409.394 | 1427.636 | 1470.533 | 1520.207 | 1570.716 | 1628.915 | 1694.748 | 1767.733
Option 6 SG | NSW | CNSW | OCGT | 0 | 0 | 0 | 0 | 0 | 0 | 0 | 0 | 0 | 0 | 0 | 0 | 0 | 0 | 0 | 0 | 0 | 0 | 0 | 0 | 0 | 0 | 0 | 0
Option 6 SG | NSW | CNSW | PHES | 247 | 247 | 247 | 247 | 247 | 247 | 247 | 247 | 247 | 247 | 247 | 247 | 247 | 247 | 247 | 247 | 247 | 247 | 247 | 247 | 247 | 247 | 247 | 247
Option 6 SG | NSW | CNSW | Solar | 2127.38 | 3590.3402 | 3590.3402 | 10467.2315 | 10817.2315 | 10992.2315 | 10992.2315 | 10992.2315 | 10992.2315 | 10992.2315 | 10992.2315 | 10992.2315 | 10992.2315 | 10992.2315 | 10992.2315 | 10992.2315 | 10840.7015 | 10840.7015 | 10840.7015 | 10804.6915 | 10804.6915 | 10804.6915 | 10757.9915 | 10566.3515
Option 6 SG | NSW | CNSW | Wind | 498.03 | 498.03 | 912.03 | 1699.03 | 2533.03 | 2533.03 | 2533.03 | 2533.03 | 2533.03 | 2533.03 | 2533.03 | 2533.03 | 2533.03 | 2533.03 | 4320.5426 | 4977.083 | 5532.7395 | 5532.7395 | 5777.7509 | 5777.7509 | 7584.19 | 7584.1901 | 7584.1901 | 8083.5643
Option 6 SG | NSW | NNSW | 1h | 200 | 200 | 200 | 200 | 200 | 200 | 200 | 200 | 200 | 200 | 200 | 200 | 200 | 200 | 200 | 200 | 200 | 200 | 200 | 200 | 200 | 200 | 200 | 200
Option 6 SG | NSW | NNSW | 2h | 0 | 450 | 450 | 450 | 450 | 450 | 450 | 450 | 450 | 450 | 450 | 450 | 450 | 450 | 450 | 450 | 450 | 450 | 450 | 450 | 450 | 250 | 250 | 250
Option 6 SG | NSW | NNSW | 8h | 275 | 400 | 400.0001 | 400.0001 | 400.0001 | 400.0001 | 400.0001 | 400.0001 | 400.0001 | 400.0001 | 400.0001 | 400.0001 | 400.0001 | 400.0001 | 400.0001 | 400.0001 | 400.0001 | 400.0001 | 400.0001 | 400.0001 | 125.0001 | 0.00012396 | 9.93e-06 | 3.029e-05
Option 6 SG | NSW | NNSW | CST | 0 | 0 | 0 | 0 | 0 | 0 | 0 | 0 | 0 | 0 | 0 | 0 | 0 | 0 | 0 | 0 | 0 | 0 | 0 | 0 | 0 | 0 | 0 | 0
Option 6 SG | NSW | NNSW | Coordinated CER | 19.099 | 23.096 | 27.172 | 31.558 | 35.336 | 39.722 | 44.687 | 50.285 | 56.461 | 63.311 | 70.919 | 79.311 | 88.453 | 98.364 | 109.247 | 120.942 | 133.43 | 146.744 | 160.908 | 175.907 | 191.881 | 208.732 | 226.469 | 245.103
Option 6 SG | NSW | NNSW | Distributed PV | 1348.459 | 1416.146 | 1481.344 | 1527.924 | 1558.775 | 1585.816 | 1610.841 | 1636.908 | 1657.389 | 1678.543 | 1700.752 | 1727.894 | 1750.675 | 1776.432 | 1809.75 | 1848.628 | 1874.941 | 1897.844 | 1952.244 | 2014.615 | 2078.516 | 2151.809 | 2234.373 | 2325.082
Option 6 SG | NSW | NNSW | PHES | 0 | 0 | 0 | 0 | 0 | 0 | 0 | 0 | 0 | 0 | 0 | 0 | 0 | 0 | 0 | 0 | 0 | 0 | 0 | 0 | 0 | 0 | 0 | 0
Option 6 SG | NSW | NNSW | Solar | 701.02 | 1070.38 | 1390.38 | 1421.6132 | 1421.6132 | 1421.6132 | 1421.6132 | 1421.6132 | 1421.6132 | 1421.6132 | 1421.6132 | 1421.6132 | 1421.6132 | 1421.6132 | 1421.6132 | 1421.6132 | 1421.6132 | 1401.6132 | 1401.6132 | 1401.6132 | 1345.6132 | 1345.6132 | 1345.6132 | 1345.6132
Option 6 SG | NSW | NNSW | Wind | 442.48 | 442.48 | 442.48 | 442.48 | 652.48 | 652.48 | 652.48 | 652.48 | 652.48 | 652.48 | 652.48 | 1059.1539 | 886.6739 | 886.6739 | 886.6739 | 1307.3904 | 1651.1742 | 1381.1742 | 1381.1742 | 1381.1742 | 1862.8227 | 2072.1395 | 2349.3001 | 2668.1955
Option 6 SG | NSW | SNSW | 1h | 50 | 50 | 50 | 50 | 50 | 50 | 50 | 50 | 50 | 50 | 50 | 50 | 50 | 50 | 50 | 50 | 50 | 0 | 0 | 0 | 0 | 0 | 0 | 0
Option 6 SG | NSW | SNSW | 2h | 265.6 | 265.6 | 265.6 | 265.6 | 265.6 | 265.6 | 265.6 | 259.89 | 255.6 | 255.6 | 255.6 | 255.6 | 255.6 | 255.6 | 259.89 | 255.6 | 255.6 | 259.89 | 255.6 | 255.6 | 259.89 | 259.89 | 159.9 | 159.9
Option 6 SG | NSW | SNSW | 4h | 0 | 0 | 0 | 0 | 0 | 200 | 200 | 200 | 200 | 200 | 200 | 200 | 200 | 200 | 200 | 200 | 200 | 200 | 200 | 200 | 200 | 200 | 200 | 200
Option 6 SG | NSW | SNSW | 8h | 50 | 150 | 350.0001 | 350.0001 | 350.0001 | 350.0001 | 350.0001 | 350.0001 | 350.0001 | 350.0001 | 350.0001 | 350.0001 | 350.0001 | 350.0001 | 350.0001 | 350.0001 | 350.0001 | 350.0001 | 350.0001 | 350.0001 | 300.0001 | 200.0001 | 200 | 200
Option 6 SG | NSW | SNSW | CST | 0 | 0 | 0 | 0 | 0 | 0 | 0 | 0 | 0 | 0 | 0 | 0 | 0 | 0 | 0 | 0 | 0 | 0 | 0 | 0 | 0 | 0 | 0 | 0
Option 6 SG | NSW | SNSW | Coordinated CER | 22.749 | 27.6 | 32.583 | 37.97 | 43.218 | 49.386 | 56.419 | 64.359 | 73.123 | 82.809 | 93.51 | 105.244 | 117.959 | 131.665 | 146.623 | 162.596 | 179.553 | 197.533 | 216.575 | 236.664 | 257.906 | 280.241 | 303.688 | 328.264
Option 6 SG | NSW | SNSW | Distributed PV | 1582.857 | 1664.451 | 1744.207 | 1801.428 | 1839.335 | 1872.503 | 1903.188 | 1935.128 | 1960.198 | 1986.084 | 2013.223 | 2046.377 | 2074.125 | 2105.492 | 2146.117 | 2193.605 | 2225.696 | 2253.631 | 2320.113 | 2396.634 | 2475.353 | 2566.069 | 2668.818 | 2782.263
Option 6 SG | NSW | SNSW | Hydro | 2285 | 2285 | 2285 | 2285 | 2285 | 2285 | 2285 | 2285 | 2285 | 2285 | 2285 | 2285 | 2285 | 2285 | 2285 | 2285 | 2285 | 2285 | 2285 | 2285 | 2285 | 2285 | 2285 | 2285
Option 6 SG | NSW | SNSW | OCGT | 692 | 692 | 692 | 692 | 692 | 692 | 692 | 692 | 692 | 692 | 692 | 692 | 692 | 692 | 692 | 692 | 692 | 692 | 0 | 0 | 0 | 0 | 0 | 0
Option 6 SG | NSW | SNSW | PHES | 0 | 0 | 2200 | 2200 | 2200 | 2200 | 2200 | 2200 | 2200 | 2200 | 2200 | 2200 | 2200 | 2200 | 2200 | 2200 | 2200 | 2200 | 2200 | 2200 | 2200 | 2200 | 2200 | 2200
Option 6 SG | NSW | SNSW | Solar | 2413.01 | 4947.8694 | 4980.2694 | 5345.5453 | 5344.6453 | 5344.6453 | 5344.6453 | 5344.6453 | 5344.6453 | 5344.6453 | 5344.6453 | 5344.6453 | 5344.6453 | 5344.6453 | 5344.6453 | 5344.6453 | 5344.6453 | 5141.6153 | 5141.6153 | 5141.6153 | 5056.6153 | 5024.2153 | 5024.2153 | 4691.8753
Option 6 SG | NSW | SNSW | Wind | 1839.03 | 2109.51 | 2109.51 | 2109.5101 | 2109.5101 | 2694.1501 | 2694.1501 | 2694.1501 | 2694.1501 | 2694.1501 | 2647.6501 | 2647.6501 | 2634.5454 | 2634.5454 | 2395.0478 | 2355.0389 | 2355.0389 | 2289.157 | 2400.5403 | 2163.5303 | 1944.8303 | 2743.8811 | 2488.2173 | 2719.5336
Option 6 SG | NSW | SNW | 1h | 1.02e-05 | 1.389e-05 | 1.939e-05 | 2.378e-05 | 2.889e-05 | 3.299e-05 | 3.299e-05 | 3.299e-05 | 3.299e-05 | 3.299e-05 | 3.299e-05 | 3.299e-05 | 3.299e-05 | 3.299e-05 | 3.299e-05 | 3.299e-05 | 3.299e-05 | 3.299e-05 | 3.299e-05 | 3.299e-05 | 2.28e-05 | 1.911e-05 | 1.36e-05 | 1.511e-05
Option 6 SG | NSW | SNW | 2h | 265.03 | 265.0301 | 265.0302 | 265.0302 | 965.1602 | 965.1602 | 965.1602 | 965.1602 | 965.1602 | 965.1602 | 915.1602 | 915.1602 | 915.1602 | 915.1602 | 850.1802 | 850.1802 | 850.1802 | 850.1802 | 850.1802 | 850.1802 | 850.1802 | 850.1801 | 850.1801 | 850.1802
Option 6 SG | NSW | SNW | 4h | 460 | 1768.0398 | 3673.0195 | 4920.4425 | 4920.4425 | 4920.4425 | 4920.4425 | 4920.4425 | 4920.4425 | 4920.4425 | 4920.4425 | 4920.4425 | 4920.4425 | 4920.4425 | 4920.4425 | 4920.4425 | 4920.4425 | 4920.4425 | 4920.4425 | 4460.4425 | 4460.4424 | 3392.4027 | 1487.423 | 997.9469
Option 6 SG | NSW | SNW | 8h | 9.29e-06 | 3.251e-05 | 199.1597 | 590.1597 | 590.1597 | 590.1597 | 590.1597 | 1381.4097 | 1381.4097 | 1381.4097 | 1381.4097 | 1381.4097 | 1381.4097 | 1381.4097 | 1381.4097 | 1381.4097 | 1381.4097 | 1381.4097 | 1381.4097 | 1381.4097 | 1381.4097 | 1381.4097 | 1182.25 | 1701.1171
Option 6 SG | NSW | SNW | Black Coal | 4200 | 4200 | 4200 | 1320 | 0 | 0 | 0 | 0 | 0 | 0 | 0 | 0 | 0 | 0 | 0 | 0 | 0 | 0 | 0 | 0 | 0 | 0 | 0 | 0
Option 6 SG | NSW | SNW | CCGT | 720 | 720 | 720 | 720 | 720 | 720 | 720 | 720 | 720 | 720 | 720 | 720 | 720 | 720 | 720 | 720 | 720 | 320 | 320 | 320 | 320 | 320 | 320 | 320
Option 6 SG | NSW | SNW | Coordinated CER | 87.131 | 105.887 | 125.251 | 146.283 | 169.188 | 196.65 | 228.525 | 265.028 | 305.888 | 351.578 | 402.531 | 458.961 | 520.711 | 587.9 | 662.098 | 742.057 | 827.734 | 919.289 | 1016.927 | 1120.659 | 1230.448 | 1346.533 | 1469.059 | 1598.204
Option 6 SG | NSW | SNW | DSP | 6000 | 6000 | 6000 | 6000 | 6000 | 6000 | 6000 | 6000 | 6000 | 6000 | 6000 | 6000 | 6000 | 6000 | 6000 | 6000 | 6000 | 6000 | 6000 | 6000 | 6000 | 6000 | 6000 | 6000
Option 6 SG | NSW | SNW | Distributed PV | 5527.14 | 5845.919 | 6156.163 | 6369.064 | 6514.036 | 6638.545 | 6752.796 | 6864.869 | 6959.19 | 7055.402 | 7156.119 | 7273.642 | 7379.129 | 7497.759 | 7653.593 | 7830.111 | 7954.326 | 8061.133 | 8322.795 | 8619.788 | 8937.337 | 9304.361 | 9722.874 | 10180.555
Option 6 SG | NSW | SNW | OCGT | 1620.5 | 1620.5 | 1620.5 | 1620.5 | 1620.5 | 1620.5 | 1620.5 | 1620.5 | 1620.5 | 1620.5 | 1599.7 | 1599.7 | 1919.9601 | 1919.9601 | 2429.558 | 2482.2689 | 2793.192 | 2793.192 | 3423.4093 | 3423.4093 | 3423.4093 | 3423.4093 | 3905.7866 | 3905.7866
Option 6 SG | NSW | SNW | Offshore Wind | 0 | 0 | 0 | 0 | 0 | 0 | 0 | 0 | 0 | 0 | 0 | 0 | 0 | 0 | 0 | 0 | 0 | 0 | 0 | 0 | 0 | 0 | 0 | 0
Option 6 SG | NSW | SNW | Solar | 1.045e-05 | 2.473e-05 | 2.776e-05 | 3.335e-05 | 4.08e-05 | 5.816e-05 | 5.816e-05 | 5.816e-05 | 5.816e-05 | 5.816e-05 | 5.816e-05 | 6.101e-05 | 6.101e-05 | 6.101e-05 | 6.454e-05 | 104.2 | 133.2158 | 133.2159 | 133.2159 | 630.6399 | 692.8146 | 692.8146 | 692.8146 | 692.8146
Option 6 SG | NSW | SNW | Wind | 0 | 0 | 2.01e-06 | 5.62e-06 | 5.62e-06 | 6.87e-06 | 6.87e-06 | 6.87e-06 | 6.87e-06 | 6.87e-06 | 6.87e-06 | 7.91e-06 | 71 | 71 | 71 | 71 | 71 | 71 | 71 | 71 | 71 | 71 | 71 | 71
Option 6 SG | QLD |  | 1h | 222.02 | 622.02 | 622.02 | 622.02 | 622.02 | 622.02 | 622.02 | 622.02 | 622.02 | 622.02 | 622.02 | 622.02 | 622.02 | 622.02 | 622.02 | 622.02 | 622.02 | 622.02 | 622.02 | 622.02 | 622.02 | 622.02 | 622.02 | 222.02
Option 6 SG | QLD |  | 2h | 2039.12 | 2039.12 | 2189.12 | 2489.12 | 2485.1201 | 2485.1201 | 2485.1201 | 2500.7201 | 2485.1201 | 2500.7201 | 2485.1201 | 2485.1201 | 2385.1201 | 2385.1201 | 2385.1201 | 2385.1201 | 2339.1201 | 2339.1201 | 2139.1201 | 1589.1201 | 1589.1201 | 1439.12 | 1184.32 | 899.92
Option 6 SG | QLD |  | 4h | 560 | 560.0001 | 814.0003 | 887.5772 | 887.5772 | 887.5772 | 887.5772 | 887.5772 | 887.5772 | 887.5772 | 887.5772 | 887.5772 | 887.5772 | 887.5772 | 887.5772 | 887.5772 | 887.5772 | 1027.6756 | 1215.0088 | 1911.9001 | 2234.2463 | 2986.5829 | 3440.8099 | 3838.9651
Option 6 SG | QLD |  | 8h | 0 | 0 | 2.639e-05 | 3.715e-05 | 3.715e-05 | 3.715e-05 | 3.715e-05 | 3.715e-05 | 3.715e-05 | 3.715e-05 | 3.715e-05 | 3.715e-05 | 3.715e-05 | 3.715e-05 | 3.715e-05 | 3.715e-05 | 3.715e-05 | 3.715e-05 | 3.715e-05 | 3.715e-05 | 3.715e-05 | 3.715e-05 | 2.913e-05 | 35.5765
Option 6 SG | QLD |  | Biomass | 32 | 32 | 32 | 32 | 32 | 32 | 32 | 32 | 32 | 32 | 32 | 32 | 32 | 32 | 32 | 32 | 32 | 32 | 32 | 32 | 32 | 32 | 32 | 32
Option 6 SG | QLD |  | Black Coal | 8130 | 8130 | 8130 | 5750 | 5400 | 5400 | 5400 | 5400 | 5400 | 5400 | 4700 | 3900 | 3900 | 3900 | 3900 | 3900 | 3156 | 2791 | 2426 | 2061 | 1696 | 1696 | 1696 | 0
Option 6 SG | QLD |  | CCGT | 1597.9 | 1597.9 | 1597.9 | 1597.9 | 1597.9 | 1597.9 | 1597.9 | 1597.9 | 1597.9 | 1597.9 | 1212.9 | 1212.9 | 1125.5 | 1068.5 | 1068.5 | 1068.5 | 1068.5 | 1068.5 | 1068.5 | 424 | 424 | 180 | 180 | 180
Option 6 SG | QLD |  | Coordinated CER | 61.444 | 80.294 | 100.715 | 124.015 | 151.865 | 185.868 | 224.011 | 267.285 | 315.708 | 369.295 | 429.544 | 493.827 | 563.501 | 638.613 | 723.03 | 815.547 | 912.626 | 1016.155 | 1126.281 | 1243.02 | 1368.802 | 1499.312 | 1636.772 | 1781.357
Option 6 SG | QLD |  | Distributed PV | 8043.017 | 8408.91 | 8774.985 | 9153.904 | 9494.766 | 9719.999 | 9943.751 | 10163.261 | 10367.241 | 10558.247 | 10766.19 | 11000.131 | 11246.242 | 11498.964 | 11778.619 | 12062.113 | 12312.263 | 12527.346 | 12895.372 | 13275.96 | 13676.49 | 14108.239 | 14593.053 | 15109.319
Option 6 SG | QLD |  | H2 Reciprocating Engine | 0 | 0 | 400 | 400 | 400 | 400 | 400 | 400 | 400 | 400 | 400 | 400 | 400 | 400 | 400 | 400 | 400 | 400 | 400 | 400 | 400 | 400 | 400 | 400
Option 6 SG | QLD |  | Hydro | 156.4 | 156.4 | 156.4 | 156.4 | 156.4 | 156.4 | 156.4 | 156.4 | 156.4 | 156.4 | 156.4 | 156.4 | 156.4 | 156.4 | 156.4 | 156.4 | 156.4 | 156.4 | 156.4 | 156.4 | 156.4 | 156.4 | 156.4 | 156.4
Option 6 SG | QLD |  | Liquid Fuel | 423.5 | 423.5 | 423.5 | 423.5 | 423.5 | 423.5 | 423.5 | 131.5 | 131.5 | 131.5 | 131.5 | 131.5 | 131.5 | 131.5 | 131.5 | 131.5 | 131.5 | 131.5 | 0 | 0 | 0 | 0 | 0 | 0
Option 6 SG | QLD |  | OCGT | 1546 | 1546 | 1663 | 1663 | 1663 | 2062.885 | 2062.885 | 2062.885 | 1945.885 | 1945.885 | 1945.885 | 1945.885 | 1945.885 | 1945.885 | 1945.885 | 1945.885 | 1945.885 | 1945.885 | 2524.3941 | 3015.6158 | 2451.6158 | 2451.6158 | 2451.6158 | 2659.3302
Option 6 SG | QLD |  | PHES | 820 | 820 | 820 | 820 | 820 | 820 | 820 | 820 | 2818 | 2818 | 2818 | 2818 | 2818 | 2818 | 2818 | 2818 | 2818 | 2818 | 2818 | 2818 | 2818 | 2818 | 2818 | 2818
Option 6 SG | QLD |  | Solar | 3920.3 | 5168.8016 | 5966.6416 | 5966.0916 | 5965.5216 | 5964.9616 | 5964.4016 | 5963.9016 | 5963.4216 | 5963.4216 | 5853.4216 | 5804.9216 | 5804.9216 | 5804.9216 | 5804.9216 | 7448.9168 | 9240.141 | 9273.8186 | 9128.3586 | 9273.7472 | 9263.1349 | 9930.9088 | 10071.4339 | 11108.0482
Option 6 SG | QLD |  | Wind | 2569.65 | 3075.86 | 3475.7 | 3475.7 | 3475.7 | 3475.7001 | 3501.4599 | 3703.0582 | 3985.8036 | 4213.1339 | 5375.5972 | 6295.2545 | 6619.232 | 6619.232 | 6821.1144 | 6821.1144 | 7379.6781 | 8360.7938 | 7924.189 | 8754.1375 | 9905.9074 | 10764.7577 | 11321.1758 | 12142.9065
Option 6 SG | QLD | CQ | 2h | 230 | 230 | 230 | 230 | 226 | 226 | 226 | 226 | 226 | 226 | 226 | 226 | 226 | 226 | 226 | 226 | 180 | 180 | 180 | 180 | 180 | 180 | 180 | 180
Option 6 SG | QLD | CQ | 4h | 300 | 300 | 300 | 300 | 300 | 300 | 300 | 300 | 300 | 300 | 300 | 300 | 300 | 300 | 300 | 300 | 300 | 300 | 300 | 300 | 0 | 0 | 0 | 0
Option 6 SG | QLD | CQ | 8h | 0 | 0 | 1.136e-05 | 1.492e-05 | 1.492e-05 | 1.492e-05 | 1.492e-05 | 1.492e-05 | 1.492e-05 | 1.492e-05 | 1.492e-05 | 1.492e-05 | 1.492e-05 | 1.492e-05 | 1.492e-05 | 1.492e-05 | 1.492e-05 | 1.492e-05 | 1.492e-05 | 1.492e-05 | 1.492e-05 | 1.492e-05 | 1.217e-05 | 35.5765
Option 6 SG | QLD | CQ | Black Coal | 3004 | 3004 | 3004 | 2304 | 2304 | 2304 | 2304 | 2304 | 2304 | 2304 | 2304 | 2304 | 2304 | 2304 | 2304 | 2304 | 2304 | 1939 | 1574 | 1209 | 844 | 844 | 844 | 0
Option 6 SG | QLD | CQ | Coordinated CER | 6.056 | 7.907 | 9.924 | 12.226 | 14.633 | 17.531 | 20.728 | 24.323 | 28.32 | 32.724 | 37.679 | 42.928 | 48.603 | 54.709 | 61.53 | 69.021 | 76.837 | 85.161 | 94.004 | 103.365 | 113.557 | 124.097 | 135.194 | 146.858
Option 6 SG | QLD | CQ | Distributed PV | 733.617 | 768.904 | 804.036 | 841.111 | 874.22 | 896.009 | 917.967 | 939.916 | 959.982 | 978.49 | 998.893 | 1022.132 | 1046.096 | 1070.357 | 1097.463 | 1125.33 | 1149.65 | 1170.351 | 1205.742 | 1242.727 | 1281.189 | 1322.284 | 1368.712 | 1418.528
Option 6 SG | QLD | CQ | OCGT | 37 | 37 | 37 | 37 | 37 | 436.885 | 436.885 | 436.885 | 399.885 | 399.885 | 399.885 | 399.885 | 399.885 | 399.885 | 399.885 | 399.885 | 399.885 | 399.885 | 399.885 | 399.885 | 399.885 | 399.885 | 399.885 | 399.885
Option 6 SG | QLD | CQ | PHES | 0 | 0 | 0 | 0 | 0 | 0 | 0 | 0 | 0 | 0 | 0 | 0 | 0 | 0 | 0 | 0 | 0 | 0 | 1.45e-06 | 1.45e-06 | 1.45e-06 | 1.45e-06 | 1.45e-06 | 1.45e-06
Option 6 SG | QLD | CQ | Solar | 957.16 | 957.1601 | 1054.1601 | 1054.1601 | 1054.1601 | 1054.1601 | 1054.1601 | 1054.1601 | 1054.1601 | 1054.1601 | 1054.1601 | 1054.1601 | 1054.1601 | 1054.1601 | 1054.1601 | 1054.1602 | 1054.1602 | 1039.1602 | 996.6602 | 996.6603 | 996.6604 | 996.6604 | 655.4063 | 1235.9331
Option 6 SG | QLD | CQ | Wind | 439 | 945.21 | 945.21 | 945.21 | 945.21 | 945.21 | 945.21 | 945.21 | 945.21 | 945.21 | 945.2101 | 1036.2908 | 1036.2908 | 1036.2908 | 1036.2908 | 1036.2908 | 1036.2908 | 1370.243 | 1373.6181 | 1842.8628 | 1941.007 | 1942.8155 | 1942.8157 | 1907.2509
Option 6 SG | QLD | GG | 1h | 0 | 400 | 400 | 400 | 400 | 400 | 400 | 400 | 400 | 400 | 400 | 400 | 400 | 400 | 400 | 400 | 400 | 400 | 400 | 400 | 400 | 400 | 400 | 0
Option 6 SG | QLD | GG | 4h | 0 | 0 | 6.706e-05 | 0.00016958 | 0.00017069 | 0.00017229 | 0.00017229 | 0.00017229 | 0.00017229 | 0.00017229 | 0.00017229 | 0.00017229 | 0.00017229 | 0.00017229 | 0.00017229 | 0.00017229 | 0.00017229 | 0.00017229 | 0.00017483 | 0.00017483 | 0.00018517 | 0.00018517 | 442.6419 | 442.6418
Option 6 SG | QLD | GG | Black Coal | 1680 | 1680 | 1680 | 0 | 0 | 0 | 0 | 0 | 0 | 0 | 0 | 0 | 0 | 0 | 0 | 0 | 0 | 0 | 0 | 0 | 0 | 0 | 0 | 0
Option 6 SG | QLD | GG | CCGT | 180 | 180 | 180 | 180 | 180 | 180 | 180 | 180 | 180 | 180 | 180 | 180 | 180 | 180 | 180 | 180 | 180 | 180 | 180 | 180 | 180 | 180 | 180 | 180
Option 6 SG | QLD | GG | Coordinated CER | 0.766 | 1.001 | 1.253 | 1.54 | 1.861 | 2.248 | 2.677 | 3.159 | 3.697 | 4.289 | 4.955 | 5.661 | 6.425 | 7.247 | 8.167 | 9.176 | 10.231 | 11.354 | 12.547 | 13.81 | 15.179 | 16.596 | 18.086 | 19.652
Option 6 SG | QLD | GG | Distributed PV | 91.988 | 96.618 | 101.241 | 105.94 | 110.178 | 112.947 | 115.653 | 118.251 | 120.701 | 123.021 | 125.509 | 128.271 | 131.233 | 134.315 | 137.692 | 141.065 | 144.071 | 146.676 | 151.144 | 155.718 | 160.588 | 165.882 | 171.794 | 178.046
Option 6 SG | QLD | GG | OCGT | 0 | 0 | 0 | 0 | 0 | 0 | 0 | 0 | 0 | 0 | 0 | 0 | 0 | 0 | 0 | 0 | 0 | 0 | 0 | 0 | 0 | 0 | 0 | 0
Option 6 SG | QLD | GG | Solar | 387.01 | 387.01 | 387.01 | 387.01 | 387.01 | 387.01 | 387.01 | 387.01 | 387.01 | 387.01 | 387.01 | 387.01 | 387.01 | 387.01 | 387.01 | 387.01 | 387.01 | 387.01 | 387.01 | 387.01 | 387.01 | 387.01 | 387.01 | 387.01
Option 6 SG | QLD | NQ | 2h | 0 | 0 | 150 | 450 | 450 | 450 | 450 | 450 | 450 | 450 | 450 | 450 | 450 | 450 | 450 | 450 | 450 | 450 | 450 | 450 | 450 | 300 | 300 | 0
Option 6 SG | QLD | NQ | 4h | 0 | 0 | 254 | 254 | 254 | 254 | 254 | 254 | 254 | 254 | 254 | 254 | 254 | 254 | 254 | 254 | 254 | 254 | 254 | 254 | 254 | 254 | 104 | 104
Option 6 SG | QLD | NQ | Biomass | 32 | 32 | 32 | 32 | 32 | 32 | 32 | 32 | 32 | 32 | 32 | 32 | 32 | 32 | 32 | 32 | 32 | 32 | 32 | 32 | 32 | 32 | 32 | 32
Option 6 SG | QLD | NQ | CCGT | 244 | 244 | 244 | 244 | 244 | 244 | 244 | 244 | 244 | 244 | 244 | 244 | 244 | 244 | 244 | 244 | 244 | 244 | 244 | 244 | 244 | 0 | 0 | 0
Option 6 SG | QLD | NQ | Coordinated CER | 9.34 | 12.202 | 15.31 | 18.857 | 22.694 | 27.32 | 32.433 | 38.187 | 44.582 | 51.625 | 59.539 | 67.926 | 76.99 | 86.74 | 97.636 | 109.593 | 122.074 | 135.362 | 149.476 | 164.418 | 180.617 | 197.366 | 214.996 | 233.526
Option 6 SG | QLD | NQ | Distributed PV | 1215.849 | 1271.081 | 1326.352 | 1383.855 | 1435.475 | 1469.688 | 1503.834 | 1537.557 | 1568.68 | 1597.656 | 1629.341 | 1665.129 | 1702.465 | 1740.578 | 1782.891 | 1826.012 | 1863.894 | 1896.332 | 1951.758 | 2009.315 | 2069.617 | 2134.42 | 2207.399 | 2285.395
Option 6 SG | QLD | NQ | Hydro | 156.4 | 156.4 | 156.4 | 156.4 | 156.4 | 156.4 | 156.4 | 156.4 | 156.4 | 156.4 | 156.4 | 156.4 | 156.4 | 156.4 | 156.4 | 156.4 | 156.4 | 156.4 | 156.4 | 156.4 | 156.4 | 156.4 | 156.4 | 156.4
Option 6 SG | QLD | NQ | Liquid Fuel | 423.5 | 423.5 | 423.5 | 423.5 | 423.5 | 423.5 | 423.5 | 131.5 | 131.5 | 131.5 | 131.5 | 131.5 | 131.5 | 131.5 | 131.5 | 131.5 | 131.5 | 131.5 | 0 | 0 | 0 | 0 | 0 | 0
Option 6 SG | QLD | NQ | PHES | 250 | 250 | 250 | 250 | 250 | 250 | 250 | 250 | 250 | 250 | 250 | 250 | 250 | 250 | 250 | 250 | 250 | 250 | 250 | 250 | 250 | 250 | 250 | 250
Option 6 SG | QLD | NQ | Solar | 727.63 | 727.6322 | 1327.6322 | 1327.6322 | 1327.6322 | 1327.6322 | 1327.6322 | 1327.6322 | 1327.6322 | 1327.6322 | 1327.6322 | 1279.1322 | 1279.1322 | 1279.1322 | 1279.1322 | 1279.1322 | 1309.9921 | 1272.5425 | 1272.5425 | 1272.5425 | 1257.5425 | 1157.5625 | 1008.5825 | 1008.5825
Option 6 SG | QLD | NQ | Wind | 375.65 | 375.65 | 775.49 | 775.49 | 775.49 | 775.49 | 801.2498 | 1002.8482 | 1285.5936 | 1345.49 | 1402.0291 | 1402.0294 | 1726.0069 | 1726.0069 | 1927.8893 | 1927.8893 | 2486.453 | 2954.193 | 2954.193 | 3188.2545 | 3145.0545 | 3367.6639 | 3924.0818 | 4155.8099
Option 6 SG | QLD | SQ | 1h | 222.02 | 222.02 | 222.02 | 222.02 | 222.02 | 222.02 | 222.02 | 222.02 | 222.02 | 222.02 | 222.02 | 222.02 | 222.02 | 222.02 | 222.02 | 222.02 | 222.02 | 222.02 | 222.02 | 222.02 | 222.02 | 222.02 | 222.02 | 222.02
Option 6 SG | QLD | SQ | 2h | 1809.12 | 1809.12 | 1809.12 | 1809.12 | 1809.1201 | 1809.1201 | 1809.1201 | 1824.7201 | 1809.1201 | 1824.7201 | 1809.1201 | 1809.1201 | 1709.1201 | 1709.1201 | 1709.1201 | 1709.1201 | 1709.1201 | 1709.1201 | 1509.1201 | 959.1201 | 959.1201 | 959.12 | 704.32 | 719.92
Option 6 SG | QLD | SQ | 4h | 260 | 260.0001 | 260.0002 | 333.577 | 333.577 | 333.577 | 333.577 | 333.577 | 333.577 | 333.577 | 333.577 | 333.577 | 333.577 | 333.577 | 333.577 | 333.577 | 333.577 | 473.6754 | 661.0086 | 1357.8999 | 1980.2461 | 2732.5827 | 2894.168 | 3292.3233
Option 6 SG | QLD | SQ | 8h | 0 | 0 | 1.503e-05 | 2.223e-05 | 2.223e-05 | 2.223e-05 | 2.223e-05 | 2.223e-05 | 2.223e-05 | 2.223e-05 | 2.223e-05 | 2.223e-05 | 2.223e-05 | 2.223e-05 | 2.223e-05 | 2.223e-05 | 2.223e-05 | 2.223e-05 | 2.223e-05 | 2.223e-05 | 2.223e-05 | 2.223e-05 | 1.696e-05 | 3.141e-05
Option 6 SG | QLD | SQ | Black Coal | 3446 | 3446 | 3446 | 3446 | 3096 | 3096 | 3096 | 3096 | 3096 | 3096 | 2396 | 1596 | 1596 | 1596 | 1596 | 1596 | 852 | 852 | 852 | 852 | 852 | 852 | 852 | 0
Option 6 SG | QLD | SQ | CCGT | 1173.9 | 1173.9 | 1173.9 | 1173.9 | 1173.9 | 1173.9 | 1173.9 | 1173.9 | 1173.9 | 1173.9 | 788.9 | 788.9 | 701.5 | 644.5 | 644.5 | 644.5 | 644.5 | 644.5 | 644.5 | 0 | 0 | 0 | 0 | 0
Option 6 SG | QLD | SQ | Coordinated CER | 45.282 | 59.184 | 74.228 | 91.392 | 112.677 | 138.769 | 168.173 | 201.616 | 239.109 | 280.657 | 327.371 | 377.312 | 431.483 | 489.917 | 555.697 | 627.757 | 703.484 | 784.278 | 870.254 | 961.427 | 1059.449 | 1161.253 | 1268.496 | 1381.321
Option 6 SG | QLD | SQ | Distributed PV | 6001.563 | 6272.307 | 6543.356 | 6822.998 | 7074.893 | 7241.355 | 7406.297 | 7567.537 | 7717.878 | 7859.08 | 8012.447 | 8184.599 | 8366.448 | 8553.714 | 8760.573 | 8969.706 | 9154.648 | 9313.987 | 9586.728 | 9868.2 | 10165.096 | 10485.653 | 10845.148 | 11227.35
Option 6 SG | QLD | SQ | H2 Reciprocating Engine | 0 | 0 | 400 | 400 | 400 | 400 | 400 | 400 | 400 | 400 | 400 | 400 | 400 | 400 | 400 | 400 | 400 | 400 | 400 | 400 | 400 | 400 | 400 | 400
Option 6 SG | QLD | SQ | OCGT | 1509 | 1509 | 1626 | 1626 | 1626 | 1626 | 1626 | 1626 | 1546 | 1546 | 1546 | 1546 | 1546 | 1546 | 1546 | 1546 | 1546 | 1546 | 2124.5091 | 2615.7308 | 2051.7308 | 2051.7308 | 2051.7308 | 2259.4452
Option 6 SG | QLD | SQ | PHES | 570 | 570 | 570 | 570 | 570 | 570 | 570 | 570 | 2568 | 2568 | 2568 | 2568 | 2568 | 2568 | 2568 | 2568 | 2568 | 2568 | 2568 | 2568 | 2568 | 2568 | 2568 | 2568
Option 6 SG | QLD | SQ | Solar | 1848.5 | 3096.9993 | 3197.8393 | 3197.2893 | 3196.7193 | 3196.1593 | 3195.5993 | 3195.0993 | 3194.6193 | 3194.6193 | 3084.6193 | 3084.6193 | 3084.6193 | 3084.6193 | 3084.6193 | 4728.6144 | 6488.9788 | 6575.1059 | 6472.1459 | 6617.5344 | 6621.922 | 7389.6759 | 8020.4351 | 8476.5226
Option 6 SG | QLD | SQ | Wind | 1755 | 1755 | 1755 | 1755 | 1755 | 1755 | 1755 | 1755 | 1755 | 1922.4338 | 3028.358 | 3856.9343 | 3856.9343 | 3856.9343 | 3856.9343 | 3856.9343 | 3856.9343 | 4036.3579 | 3596.3779 | 3723.0201 | 4819.8459 | 5454.2782 | 5454.2783 | 6079.8458
Option 6 SG | SA |  | 2h | 1135.13 | 2711.13 | 2911.13 | 2911.13 | 2881.13 | 2881.13 | 2881.13 | 2881.13 | 2856.13 | 2856.13 | 2856.13 | 2856.13 | 2856.13 | 2856.13 | 2856.13 | 2850.7 | 2844.13 | 2593.43 | 2299.45 | 2287.45 | 2077.45 | 301.45 | 261 | 150
Option 6 SG | SA |  | 4h | 0 | 556 | 556.0001 | 556.0001 | 556.0001 | 556.0001 | 556.0001 | 556.0001 | 556.0001 | 556.0001 | 556.0001 | 556.0001 | 556.0001 | 556.0001 | 556.0001 | 300.0001 | 556.0001 | 556.0001 | 556.0001 | 556.0001 | 556.0001 | 0.00010526 | 3.596e-05 | 389.4023
Option 6 SG | SA |  | 8h | 0 | 0 | 318.86 | 318.86 | 318.86 | 318.86 | 318.86 | 318.86 | 318.86 | 503.1823 | 503.1823 | 503.1823 | 503.1823 | 503.1823 | 503.1823 | 503.1823 | 503.1823 | 503.1823 | 503.1823 | 503.1823 | 503.1823 | 601.3028 | 282.4428 | 282.4428
Option 6 SG | SA |  | CCGT | 1309 | 1129 | 529 | 529 | 529 | 529 | 529 | 529 | 529 | 529 | 529 | 0 | 0 | 0 | 0 | 0 | 0 | 0 | 0 | 0 | 0 | 0 | 0 | 0
Option 6 SG | SA |  | Coordinated CER | 90.745 | 102.042 | 110.83 | 119.122 | 131.511 | 144.921 | 160.747 | 177.392 | 196.383 | 216.01 | 238.041 | 260.693 | 285.721 | 311.185 | 340.313 | 370.191 | 402.899 | 436.354 | 472.816 | 510.021 | 550.302 | 591.376 | 635.64 | 680.693
Option 6 SG | SA |  | Distributed PV | 3195.208 | 3304.311 | 3417.092 | 3526.526 | 3641.053 | 3693.435 | 3759.313 | 3802.546 | 3860.515 | 3899.389 | 3957.178 | 4001.862 | 4069.4 | 4122.823 | 4197.657 | 4254.462 | 4319.706 | 4359.545 | 4460.04 | 4544.565 | 4654.34 | 4758.135 | 4892.387 | 5014.613
Option 6 SG | SA |  | Liquid Fuel | 413.38 | 276.88 | 276.88 | 276.88 | 276.88 | 276.88 | 276.88 | 276.88 | 276.88 | 276.88 | 276.88 | 276.88 | 276.88 | 276.88 | 276.88 | 276.88 | 276.88 | 276.88 | 276.88 | 276.88 | 122.88 | 122.88 | 122.88 | 122.88
Option 6 SG | SA |  | OCGT | 1175.26 | 1175.26 | 1175.26 | 1175.26 | 1175.26 | 1175.26 | 1175.26 | 1175.26 | 1175.26 | 1095.26 | 1059.36 | 1059.36 | 1059.36 | 1059.36 | 855.6 | 855.6 | 855.6 | 855.6 | 658.589 | 530.189 | 908.6436 | 1320.5774 | 1636.4876 | 1672.4389
Option 6 SG | SA |  | Solar | 588.88 | 1463.68 | 1600.88 | 1600.88 | 1600.88 | 1596.32 | 1596.32 | 1596.32 | 1596.32 | 1596.32 | 1596.32 | 1596.32 | 1596.32 | 1596.32 | 1596.32 | 1533.34 | 1533.34 | 1533.34 | 1314.1 | 1300.99 | 1300.99 | 1223.99 | 1223.99 | 1128.99
Option 6 SG | SA |  | Wind | 2722.04 | 2722.04 | 2747.04 | 3022.04 | 2960.04 | 2869.29 | 2869.29 | 2737.59 | 2737.59 | 2467.41 | 2282.92 | 2282.92 | 2123.92 | 1797.22 | 1767.9915 | 1973.9952 | 1973.9952 | 2093.6339 | 2650.661 | 2559.1689 | 2924.9531 | 3388.491 | 3187.511 | 3307.6166
Option 6 SG | SA | CSA | 2h | 1059.68 | 2277.6805 | 2477.6805 | 2477.6805 | 2447.6805 | 2447.6805 | 2447.6805 | 2447.6805 | 2447.6805 | 2447.6805 | 2447.6805 | 2447.6805 | 2447.6805 | 2447.6805 | 2447.6805 | 2441.7005 | 2435.6805 | 2184.9805 | 1891.0005 | 1889.0005 | 1679.0005 | 261 | 261 | 150
Option 6 SG | SA | CSA | 4h | 0 | 306 | 306.0001 | 306.0001 | 306.0001 | 306.0001 | 306.0001 | 306.0001 | 306.0001 | 306.0001 | 306.0001 | 306.0001 | 306.0001 | 306.0001 | 306.0001 | 50.0001 | 306.0001 | 306.0001 | 306.0001 | 306.0001 | 306.0001 | 0.00010526 | 3.596e-05 | 389.4023
Option 6 SG | SA | CSA | 8h | 0 | 0 | 318.8595 | 318.8595 | 318.8595 | 318.8595 | 318.8595 | 318.8595 | 318.8595 | 318.8595 | 318.8595 | 318.8595 | 318.8595 | 318.8595 | 318.8595 | 318.8595 | 318.8595 | 318.8595 | 318.8595 | 318.8595 | 318.8595 | 318.8595 | 8.99e-06 | 4.166e-05
Option 6 SG | SA | CSA | CCGT | 1309 | 1129 | 529 | 529 | 529 | 529 | 529 | 529 | 529 | 529 | 529 | 0 | 0 | 0 | 0 | 0 | 0 | 0 | 0 | 0 | 0 | 0 | 0 | 0
Option 6 SG | SA | CSA | Coordinated CER | 81.159 | 91.205 | 99.048 | 106.41 | 117.553 | 129.643 | 143.924 | 158.969 | 176.139 | 193.905 | 213.844 | 234.367 | 257.035 | 280.119 | 306.529 | 333.643 | 363.318 | 393.696 | 426.793 | 460.592 | 497.151 | 534.453 | 574.634 | 615.555
Option 6 SG | SA | CSA | Distributed PV | 2891.883 | 2988.852 | 3088.559 | 3185.66 | 3284.861 | 3329.998 | 3385.019 | 3421.977 | 3469.936 | 3503.019 | 3550.859 | 3589.221 | 3645.887 | 3692.16 | 3755.434 | 3804.797 | 3859.494 | 3893.647 | 3980.081 | 4054.44 | 4149.225 | 4240.889 | 4357.628 | 4465.783
Option 6 SG | SA | CSA | Liquid Fuel | 276.88 | 276.88 | 276.88 | 276.88 | 276.88 | 276.88 | 276.88 | 276.88 | 276.88 | 276.88 | 276.88 | 276.88 | 276.88 | 276.88 | 276.88 | 276.88 | 276.88 | 276.88 | 276.88 | 276.88 | 122.88 | 122.88 | 122.88 | 122.88
Option 6 SG | SA | CSA | OCGT | 1095.26 | 1095.26 | 1095.26 | 1095.26 | 1095.26 | 1095.26 | 1095.26 | 1095.26 | 1095.26 | 1095.26 | 1059.36 | 1059.36 | 1059.36 | 1059.36 | 855.6 | 855.6 | 855.6 | 855.6 | 658.589 | 530.189 | 908.6436 | 1320.5774 | 1636.4876 | 1672.4389
Option 6 SG | SA | CSA | Solar | 74.54 | 328.1812 | 465.3812 | 465.3812 | 465.3812 | 460.8212 | 460.8212 | 460.8212 | 460.8212 | 460.8212 | 460.8212 | 460.8212 | 460.8212 | 460.8212 | 460.8212 | 433.9412 | 433.9412 | 433.9412 | 433.9412 | 420.8312 | 420.8312 | 420.8312 | 420.8312 | 420.8312
Option 6 SG | SA | CSA | Wind | 1765.01 | 1765.01 | 1790.01 | 2065.01 | 2065.01 | 2065.01 | 2065.01 | 1933.31 | 1933.31 | 1861.91 | 1677.42 | 1677.42 | 1677.42 | 1350.72 | 1360.4914 | 1566.4952 | 1566.4952 | 1686.1339 | 2243.161 | 2205.66 | 2205.66 | 2205.6601 | 2004.6801 | 1919.5073
Option 6 SG | SA | NSA | 2h | 10 | 367.9995 | 367.9995 | 367.9995 | 367.9995 | 367.9995 | 367.9995 | 367.9995 | 367.9995 | 367.9995 | 367.9995 | 367.9995 | 367.9995 | 367.9995 | 367.9995 | 367.9995 | 367.9995 | 367.9995 | 367.9995 | 357.9995 | 357.9995 | 2.97e-05 | 2.699e-05 | 2.699e-05
Option 6 SG | SA | NSA | 8h | 0 | 0 | 0.00048485 | 0.00048485 | 0.00048485 | 0.00048748 | 0.00048748 | 0.00048748 | 0.00048748 | 184.3228 | 184.3228 | 184.3228 | 184.3228 | 184.3228 | 184.3228 | 184.3228 | 184.3228 | 184.3228 | 184.3228 | 184.3228 | 184.3228 | 282.4433 | 282.4428 | 282.4428
Option 6 SG | SA | NSA | Coordinated CER | 5.045 | 5.708 | 6.202 | 6.692 | 7.34 | 8.023 | 8.819 | 9.639 | 10.573 | 11.523 | 12.591 | 13.674 | 14.875 | 16.082 | 17.46 | 18.857 | 20.39 | 21.941 | 23.638 | 25.351 | 27.222 | 29.112 | 31.16 | 33.226
Option 6 SG | SA | NSA | Distributed PV | 166.132 | 172.577 | 179.548 | 186.093 | 194.603 | 198.64 | 204.936 | 208.471 | 214.328 | 217.606 | 223.42 | 226.954 | 233.221 | 237.16 | 243.761 | 247.834 | 253.913 | 257.091 | 264.924 | 270.338 | 278.619 | 284.998 | 294.517 | 301.839
Option 6 SG | SA | NSA | Liquid Fuel | 73.5 | 0 | 0 | 0 | 0 | 0 | 0 | 0 | 0 | 0 | 0 | 0 | 0 | 0 | 0 | 0 | 0 | 0 | 0 | 0 | 0 | 0 | 0 | 0
Option 6 SG | SA | NSA | Solar | 296.24 | 917.3987 | 917.3987 | 917.3987 | 917.3987 | 917.3987 | 917.3987 | 917.3987 | 917.3987 | 917.3987 | 917.3987 | 917.3987 | 917.3987 | 917.3987 | 917.3987 | 917.3987 | 917.3987 | 917.3987 | 698.1587 | 698.1587 | 698.1587 | 621.1587 | 621.1587 | 621.1587
Option 6 SG | SA | NSA | Wind | 632.53 | 632.53 | 632.53 | 632.53 | 570.53 | 479.78 | 479.78 | 479.78 | 479.78 | 407.5 | 407.5 | 407.5 | 407.5 | 407.5 | 407.5 | 407.5 | 407.5 | 407.5 | 407.5 | 353.5088 | 569.5749 | 706.5734 | 706.5734 | 911.8519
Option 6 SG | SA | SESA | 2h | 65.45 | 65.45 | 65.45 | 65.45 | 65.45 | 65.45 | 65.45 | 65.45 | 40.45 | 40.45 | 40.45 | 40.45 | 40.45 | 40.45 | 40.45 | 41 | 40.45 | 40.45 | 40.45 | 40.45 | 40.45 | 40.45 | 0 | 0
Option 6 SG | SA | SESA | 4h | 0 | 250 | 250 | 250 | 250 | 250 | 250 | 250 | 250 | 250 | 250 | 250 | 250 | 250 | 250 | 250 | 250 | 250 | 250 | 250 | 250 | 0 | 0 | 0
Option 6 SG | SA | SESA | Coordinated CER | 4.541 | 5.129 | 5.58 | 6.02 | 6.618 | 7.255 | 8.004 | 8.784 | 9.671 | 10.582 | 11.606 | 12.652 | 13.811 | 14.984 | 16.324 | 17.691 | 19.191 | 20.717 | 22.385 | 24.078 | 25.929 | 27.811 | 29.846 | 31.912
Option 6 SG | SA | SESA | Distributed PV | 137.193 | 142.882 | 148.985 | 154.773 | 161.589 | 164.797 | 169.358 | 172.098 | 176.251 | 178.764 | 182.899 | 185.687 | 190.292 | 193.503 | 198.462 | 201.831 | 206.299 | 208.807 | 215.035 | 219.787 | 226.496 | 232.248 | 240.242 | 246.991
Option 6 SG | SA | SESA | Liquid Fuel | 63 | 0 | 0 | 0 | 0 | 0 | 0 | 0 | 0 | 0 | 0 | 0 | 0 | 0 | 0 | 0 | 0 | 0 | 0 | 0 | 0 | 0 | 0 | 0
Option 6 SG | SA | SESA | OCGT | 80 | 80 | 80 | 80 | 80 | 80 | 80 | 80 | 80 | 0 | 0 | 0 | 0 | 0 | 0 | 0 | 0 | 0 | 0 | 0 | 0 | 0 | 0 | 0
Option 6 SG | SA | SESA | Solar | 218.1 | 218.1 | 218.1 | 218.1 | 218.1 | 218.1 | 218.1 | 218.1 | 218.1 | 218.1 | 218.1 | 218.1 | 218.1 | 218.1 | 218.1 | 182 | 182 | 182 | 182 | 182 | 182 | 182 | 182 | 87
Option 6 SG | SA | SESA | Wind | 324.5 | 324.5 | 324.5 | 324.5 | 324.5 | 324.5 | 324.5 | 324.5 | 324.5 | 198 | 198 | 198 | 39 | 39 | 4.88e-06 | 4.88e-06 | 4.88e-06 | 4.88e-06 | 6.19e-06 | 2.516e-05 | 149.7182 | 476.2575 | 476.2575 | 476.2575
Option 6 SG | TAS |  | 24h | 0 | 0 | 0 | 0 | 0 | 0 | 0 | 0 | 0 | 0 | 0 | 0 | 0 | 0 | 0 | 0 | 0 | 0 | 1.09e-06 | 1.09e-06 | 1.09e-06 | 1.09e-06 | 1.09e-06 | 1.09e-06
Option 6 SG | TAS |  | 2h | 0 | 9.64e-06 | 1.324e-05 | 1.324e-05 | 1.642e-05 | 1.92e-05 | 1.92e-05 | 1.92e-05 | 1.92e-05 | 1.92e-05 | 1.92e-05 | 1.92e-05 | 1.92e-05 | 1.92e-05 | 1.92e-05 | 1.92e-05 | 1.92e-05 | 1.92e-05 | 1.92e-05 | 1.92e-05 | 1.92e-05 | 9.56e-06 | 5.96e-06 | 7.77e-06
Option 6 SG | TAS |  | 4h | 0 | 8.89e-06 | 1.188e-05 | 1.291e-05 | 1.462e-05 | 1.757e-05 | 1.757e-05 | 1.757e-05 | 1.757e-05 | 1.757e-05 | 1.757e-05 | 1.757e-05 | 1.757e-05 | 1.757e-05 | 1.757e-05 | 1.757e-05 | 1.757e-05 | 1.757e-05 | 1.757e-05 | 1.757e-05 | 1.757e-05 | 3.239e-05 | 2.94e-05 | 2.837e-05
Option 6 SG | TAS |  | 8h | 0 | 0 | 5.63e-06 | 5.63e-06 | 5.63e-06 | 5.63e-06 | 5.63e-06 | 5.63e-06 | 5.63e-06 | 5.63e-06 | 5.63e-06 | 5.63e-06 | 5.63e-06 | 5.63e-06 | 5.63e-06 | 5.63e-06 | 5.63e-06 | 5.63e-06 | 5.63e-06 | 5.63e-06 | 5.63e-06 | 7.73e-06 | 4.8e-06 | 5.84e-06
Option 6 SG | TAS |  | CCGT | 208 | 208 | 208 | 208 | 208 | 208 | 208 | 208 | 208 | 208 | 208 | 208 | 208 | 208 | 208 | 208 | 208 | 208 | 208 | 208 | 208 | 208 | 208 | 208
Option 6 SG | TAS |  | CST | 0 | 0 | 0 | 0 | 0 | 0 | 0 | 0 | 0 | 0 | 0 | 0 | 0 | 0 | 0 | 0 | 0 | 0 | 0 | 0 | 0 | 0 | 0 | 0
Option 6 SG | TAS |  | Coordinated CER | 5.068 | 6.997 | 9.229 | 11.792 | 13.431 | 15.261 | 17.452 | 19.814 | 22.552 | 25.464 | 28.804 | 32.346 | 36.343 | 40.532 | 46.432 | 52.741 | 59.767 | 67.203 | 75.396 | 84.007 | 93.396 | 103.218 | 113.85 | 124.924
Option 6 SG | TAS |  | Distributed PV | 432.926 | 461.351 | 491.047 | 509.889 | 523.498 | 528.969 | 539.008 | 542.527 | 550.566 | 553.568 | 562.444 | 566.09 | 574.899 | 579.256 | 590.296 | 597.263 | 606.512 | 609.457 | 627.804 | 641.832 | 670.461 | 705.192 | 749.808 | 790.95
Option 6 SG | TAS |  | Hydro | 2176.7 | 2176.7 | 2176.7 | 2176.7 | 2566.7 | 2566.7 | 2566.7 | 2566.7 | 2566.7 | 2566.7 | 2566.7 | 2566.7 | 2566.7 | 2566.7 | 2566.7 | 2566.7 | 2566.7 | 2566.7 | 2566.7 | 2566.7 | 2566.7 | 2566.7 | 2566.7 | 2566.7
Option 6 SG | TAS |  | OCGT | 178 | 178 | 178 | 178 | 178 | 178 | 178 | 178 | 178 | 178 | 178 | 178 | 178 | 178 | 58 | 58 | 58 | 58 | 58 | 58 | 58 | 58 | 58 | 58
Option 6 SG | TAS |  | PHES | 0 | 0 | 0 | 0 | 0 | 0 | 0 | 0 | 0 | 0 | 0 | 0 | 0 | 0 | 0 | 0 | 0 | 0 | 2.05e-06 | 2.05e-06 | 2.05e-06 | 4.82e-06 | 4.82e-06 | 6.25e-06
Option 6 SG | TAS |  | Solar | 2.17e-06 | 1.399e-05 | 1037 | 1487 | 1487 | 1487 | 1487 | 1487 | 1487 | 1487 | 1883 | 1883 | 1883 | 1883 | 1883 | 1883 | 1883 | 1883 | 1883 | 1883 | 1883 | 1883 | 1883 | 1883
Option 6 SG | TAS |  | Wind | 561.6 | 582.4 | 582.4 | 582.4 | 582.4 | 582.4 | 606.9334 | 1337.5526 | 1337.5526 | 1482.4 | 1801.0401 | 1932.7393 | 1932.7393 | 1932.7393 | 1932.7393 | 1932.7393 | 1932.7393 | 1932.7393 | 1788.7393 | 1788.7393 | 1788.7393 | 1788.7393 | 1788.7393 | 1788.7393
Option 6 SG | TAS | TAS | 24h | 0 | 0 | 0 | 0 | 0 | 0 | 0 | 0 | 0 | 0 | 0 | 0 | 0 | 0 | 0 | 0 | 0 | 0 | 1.09e-06 | 1.09e-06 | 1.09e-06 | 1.09e-06 | 1.09e-06 | 1.09e-06
Option 6 SG | TAS | TAS | 2h | 0 | 9.64e-06 | 1.324e-05 | 1.324e-05 | 1.642e-05 | 1.92e-05 | 1.92e-05 | 1.92e-05 | 1.92e-05 | 1.92e-05 | 1.92e-05 | 1.92e-05 | 1.92e-05 | 1.92e-05 | 1.92e-05 | 1.92e-05 | 1.92e-05 | 1.92e-05 | 1.92e-05 | 1.92e-05 | 1.92e-05 | 9.56e-06 | 5.96e-06 | 7.77e-06
Option 6 SG | TAS | TAS | 4h | 0 | 8.89e-06 | 1.188e-05 | 1.291e-05 | 1.462e-05 | 1.757e-05 | 1.757e-05 | 1.757e-05 | 1.757e-05 | 1.757e-05 | 1.757e-05 | 1.757e-05 | 1.757e-05 | 1.757e-05 | 1.757e-05 | 1.757e-05 | 1.757e-05 | 1.757e-05 | 1.757e-05 | 1.757e-05 | 1.757e-05 | 3.239e-05 | 2.94e-05 | 2.837e-05
Option 6 SG | TAS | TAS | 8h | 0 | 0 | 5.63e-06 | 5.63e-06 | 5.63e-06 | 5.63e-06 | 5.63e-06 | 5.63e-06 | 5.63e-06 | 5.63e-06 | 5.63e-06 | 5.63e-06 | 5.63e-06 | 5.63e-06 | 5.63e-06 | 5.63e-06 | 5.63e-06 | 5.63e-06 | 5.63e-06 | 5.63e-06 | 5.63e-06 | 7.73e-06 | 4.8e-06 | 5.84e-06
Option 6 SG | TAS | TAS | CCGT | 208 | 208 | 208 | 208 | 208 | 208 | 208 | 208 | 208 | 208 | 208 | 208 | 208 | 208 | 208 | 208 | 208 | 208 | 208 | 208 | 208 | 208 | 208 | 208
Option 6 SG | TAS | TAS | CST | 0 | 0 | 0 | 0 | 0 | 0 | 0 | 0 | 0 | 0 | 0 | 0 | 0 | 0 | 0 | 0 | 0 | 0 | 0 | 0 | 0 | 0 | 0 | 0
Option 6 SG | TAS | TAS | Coordinated CER | 5.068 | 6.997 | 9.229 | 11.792 | 13.431 | 15.261 | 17.452 | 19.814 | 22.552 | 25.464 | 28.804 | 32.346 | 36.343 | 40.532 | 46.432 | 52.741 | 59.767 | 67.203 | 75.396 | 84.007 | 93.396 | 103.218 | 113.85 | 124.924
Option 6 SG | TAS | TAS | Distributed PV | 432.926 | 461.351 | 491.047 | 509.889 | 523.498 | 528.969 | 539.008 | 542.527 | 550.566 | 553.568 | 562.444 | 566.09 | 574.899 | 579.256 | 590.296 | 597.263 | 606.512 | 609.457 | 627.804 | 641.832 | 670.461 | 705.192 | 749.808 | 790.95
Option 6 SG | TAS | TAS | Hydro | 2176.7 | 2176.7 | 2176.7 | 2176.7 | 2566.7 | 2566.7 | 2566.7 | 2566.7 | 2566.7 | 2566.7 | 2566.7 | 2566.7 | 2566.7 | 2566.7 | 2566.7 | 2566.7 | 2566.7 | 2566.7 | 2566.7 | 2566.7 | 2566.7 | 2566.7 | 2566.7 | 2566.7
Option 6 SG | TAS | TAS | OCGT | 178 | 178 | 178 | 178 | 178 | 178 | 178 | 178 | 178 | 178 | 178 | 178 | 178 | 178 | 58 | 58 | 58 | 58 | 58 | 58 | 58 | 58 | 58 | 58
Option 6 SG | TAS | TAS | PHES | 0 | 0 | 0 | 0 | 0 | 0 | 0 | 0 | 0 | 0 | 0 | 0 | 0 | 0 | 0 | 0 | 0 | 0 | 2.05e-06 | 2.05e-06 | 2.05e-06 | 4.82e-06 | 4.82e-06 | 6.25e-06
Option 6 SG | TAS | TAS | Solar | 2.17e-06 | 1.399e-05 | 1037 | 1487 | 1487 | 1487 | 1487 | 1487 | 1487 | 1487 | 1883 | 1883 | 1883 | 1883 | 1883 | 1883 | 1883 | 1883 | 1883 | 1883 | 1883 | 1883 | 1883 | 1883
Option 6 SG | TAS | TAS | Wind | 561.6 | 582.4 | 582.4 | 582.4 | 582.4 | 582.4 | 606.9334 | 1337.5526 | 1337.5526 | 1482.4 | 1801.0401 | 1932.7393 | 1932.7393 | 1932.7393 | 1932.7393 | 1932.7393 | 1932.7393 | 1932.7393 | 1788.7393 | 1788.7393 | 1788.7393 | 1788.7393 | 1788.7393 | 1788.7393
Option 6 SG | VIC |  | 1h | 0 | 3.17 | 3.17 | 3.17 | 3.17 | 3.1701 | 3.1701 | 3.1701 | 135.913 | 135.913 | 135.913 | 135.913 | 135.913 | 135.913 | 135.913 | 135.913 | 135.913 | 135.913 | 135.913 | 135.913 | 135.913 | 135.9129 | 135.9129 | 135.9129
Option 6 SG | VIC |  | 2h | 1954.07 | 3443.57 | 3607.5901 | 3597.9901 | 3597.9901 | 3597.9901 | 3751.3301 | 3803.4601 | 3803.4601 | 3803.4601 | 3803.4601 | 3803.4601 | 3798.4601 | 3798.4601 | 3798.4601 | 3498.4601 | 3498.4601 | 3348.4601 | 3151.1001 | 3048.4601 | 2558.4601 | 1784.44 | 1787.08 | 1767.08
Option 6 SG | VIC |  | 4h | 0 | 1570 | 1985.7899 | 1985.7899 | 1985.7899 | 1985.7899 | 2000.2199 | 1985.7899 | 1985.7899 | 1985.7899 | 1985.7899 | 1985.7899 | 1985.7899 | 1985.7899 | 1985.7899 | 1985.7899 | 1985.7899 | 1985.7899 | 2001.8399 | 1985.7899 | 1985.7899 | 264.59 | 220.03 | 220.0301
Option 6 SG | VIC |  | 8h | 0 | 0 | 3.56e-05 | 3.716e-05 | 3.716e-05 | 3.716e-05 | 3.716e-05 | 3.716e-05 | 3.716e-05 | 3.716e-05 | 3.716e-05 | 3.716e-05 | 3.716e-05 | 3.716e-05 | 3.716e-05 | 3.716e-05 | 3.716e-05 | 3.716e-05 | 3.716e-05 | 3.716e-05 | 3.716e-05 | 6.131e-05 | 2.57e-05 | 3.425e-05
Option 6 SG | VIC |  | Brown Coal | 4820 | 4820 | 3370 | 2210 | 2210 | 2210 | 2210 | 2210 | 0 | 0 | 0 | 0 | 0 | 0 | 0 | 0 | 0 | 0 | 0 | 0 | 0 | 0 | 0 | 0
Option 6 SG | VIC |  | CCGT | 500 | 500 | 500 | 500 | 500 | 500 | 500 | 500 | 500 | 500 | 500 | 500 | 500 | 500 | 0 | 0 | 0 | 0 | 0 | 0 | 0 | 0 | 0 | 0
Option 6 SG | VIC |  | Coordinated CER | 67.99 | 91.478 | 118.183 | 148.382 | 181.229 | 219.401 | 265.232 | 316.109 | 374.837 | 438.431 | 510.444 | 587.509 | 673.312 | 763.939 | 867.052 | 975.54 | 1094.122 | 1218.104 | 1352.714 | 1492.725 | 1643.792 | 1800.43 | 1968.601 | 2142.381
Option 6 SG | VIC |  | Distributed PV | 6610.463 | 7091.936 | 7571.062 | 8053.051 | 8455.579 | 8692.591 | 8912.813 | 9128.761 | 9312.026 | 9488.674 | 9684.486 | 9915.035 | 10147.261 | 10404.067 | 10694.943 | 11012.878 | 11257.317 | 11458.407 | 11902.342 | 12376.603 | 12883.052 | 13465.868 | 14119.76 | 14829.35
Option 6 SG | VIC |  | Hydro | 2267.02 | 2267.02 | 2267.02 | 2267.02 | 2267.02 | 2267.02 | 2267.02 | 2267.02 | 2267.02 | 2267.02 | 2267.02 | 2267.02 | 2267.02 | 2267.02 | 2267.02 | 2267.02 | 2267.02 | 2267.02 | 2267.02 | 2267.02 | 2267.02 | 2267.02 | 2267.02 | 2267.02
Option 6 SG | VIC |  | OCGT | 1900 | 1900 | 1900 | 1900 | 1900 | 1900 | 1900 | 1730 | 1730 | 1730 | 1730 | 1730 | 1730 | 1290 | 1513.6464 | 2301.2278 | 2207.2278 | 2207.2278 | 2338.3023 | 2338.3023 | 3357.9247 | 3474.8234 | 3474.8234 | 4311.7146
Option 6 SG | VIC |  | Offshore Wind | 0 | 0 | 0 | 0 | 0 | 2000 | 2667 | 3333 | 4000 | 5000 | 6000 | 7000 | 8000 | 9000 | 9000 | 9000 | 9000 | 9000 | 9000 | 9000 | 9000 | 9000 | 9000 | 9000
Option 6 SG | VIC |  | Solar | 1559.56 | 3325.76 | 3894.83 | 3894.83 | 3894.83 | 3894.83 | 3894.83 | 3894.83 | 3894.83 | 3894.83 | 3894.83 | 3894.83 | 3894.83 | 3894.83 | 3894.83 | 3894.83 | 3894.83 | 3894.83 | 3794.86 | 3767.69 | 3767.69 | 3767.69 | 3627.6601 | 3251.7301
Option 6 SG | VIC |  | Wind | 5270.28 | 5990.85 | 7912.85 | 9490.85 | 10038.35 | 10008.35 | 10008.35 | 10008.35 | 9816.35 | 9816.35 | 9816.35 | 9753.34 | 9333.34 | 9333.34 | 9075.04 | 9075.04 | 9024.49 | 8707.29 | 8322.62 | 7475.62 | 7475.62 | 7141.3738 | 7420.4615 | 7013.7506
Option 6 SG | VIC | MEL | 1h | 0 | 1.707e-05 | 3.234e-05 | 3.364e-05 | 3.657e-05 | 6.28e-05 | 6.28e-05 | 6.28e-05 | 132.743 | 132.743 | 132.743 | 132.743 | 132.743 | 132.743 | 132.743 | 132.743 | 132.743 | 132.743 | 132.743 | 132.743 | 132.743 | 132.7429 | 132.7429 | 132.7429
Option 6 SG | VIC | MEL | 2h | 1090 | 1205 | 1205.0001 | 1205.0001 | 1205.0001 | 1205.0001 | 1455.0001 | 1455.0001 | 1455.0001 | 1455.0001 | 1455.0001 | 1455.0001 | 1455.0001 | 1455.0001 | 1455.0001 | 1155.0001 | 1155.0001 | 1155.0001 | 955.0001 | 955.0001 | 715.0001 | 600 | 600 | 600
Option 6 SG | VIC | MEL | 4h | 0 | 1220 | 1220 | 1220.0001 | 1220.0001 | 1220.0001 | 1220.0001 | 1220.0001 | 1220.0001 | 1220.0001 | 1220.0001 | 1220.0001 | 1220.0001 | 1220.0001 | 1220.0001 | 1220.0001 | 1220.0001 | 1220.0001 | 1220.0001 | 1220.0001 | 1220.0001 | 7.742e-05 | 3.09e-05 | 3.51e-05
Option 6 SG | VIC | MEL | 8h | 0 | 0 | 1.812e-05 | 1.812e-05 | 1.812e-05 | 1.812e-05 | 1.812e-05 | 1.812e-05 | 1.812e-05 | 1.812e-05 | 1.812e-05 | 1.812e-05 | 1.812e-05 | 1.812e-05 | 1.812e-05 | 1.812e-05 | 1.812e-05 | 1.812e-05 | 1.812e-05 | 1.812e-05 | 1.812e-05 | 3.141e-05 | 1.328e-05 | 1.812e-05
Option 6 SG | VIC | MEL | CCGT | 500 | 500 | 500 | 500 | 500 | 500 | 500 | 500 | 500 | 500 | 500 | 500 | 500 | 500 | 0 | 0 | 0 | 0 | 0 | 0 | 0 | 0 | 0 | 0
Option 6 SG | VIC | MEL | Coordinated CER | 49.357 | 66.434 | 85.853 | 107.835 | 133.037 | 162.577 | 198.132 | 237.791 | 283.594 | 333.352 | 389.672 | 450.101 | 517.333 | 588.506 | 669.478 | 754.854 | 848.097 | 945.769 | 1051.72 | 1162.128 | 1280.97 | 1404.375 | 1536.752 | 1673.772
Option 6 SG | VIC | MEL | Distributed PV | 4561.927 | 4910.831 | 5259.171 | 5606.156 | 5901.529 | 6070.268 | 6226.439 | 6374.798 | 6506.247 | 6630.701 | 6769.354 | 6928.829 | 7096.727 | 7280.724 | 7490.191 | 7715.191 | 7892.885 | 8036.341 | 8360.504 | 8702.852 | 9076.956 | 9506.39 | 9989.638 | 10510.335
Option 6 SG | VIC | MEL | OCGT | 482 | 482 | 482 | 482 | 482 | 482 | 482 | 312 | 312 | 312 | 312 | 312 | 312 | 312 | 535.6464 | 1323.2278 | 1323.2278 | 1323.2278 | 1454.3023 | 1454.3023 | 2473.9247 | 3174.8234 | 3174.8234 | 4011.7146
Option 6 SG | VIC | MEL | Solar | 4.94e-06 | 9.48e-06 | 9.48e-06 | 9.48e-06 | 2.404e-05 | 4.058e-05 | 4.058e-05 | 4.058e-05 | 4.058e-05 | 4.058e-05 | 4.058e-05 | 4.058e-05 | 4.058e-05 | 4.058e-05 | 4.058e-05 | 4.058e-05 | 4.058e-05 | 4.058e-05 | 4.058e-05 | 4.058e-05 | 4.158e-05 | 4.368e-05 | 4.621e-05 | 4.987e-05
Option 6 SG | VIC | SEV | 2h | 255 | 416.44 | 416.44 | 416.44 | 416.44 | 416.44 | 419.08 | 416.44 | 416.44 | 416.44 | 416.44 | 416.44 | 411.44 | 411.44 | 411.44 | 411.44 | 411.44 | 261.44 | 264.08 | 161.44 | 161.44 | 61.44 | 64.08 | 64.08
Option 6 SG | VIC | SEV | 4h | 0 | 350 | 350 | 350 | 350 | 350 | 350 | 350 | 350 | 350 | 350 | 350 | 350 | 350 | 350 | 350 | 350 | 350 | 350 | 350 | 350 | 0 | 0 | 0
Option 6 SG | VIC | SEV | 8h | 0 | 0 | 1.748e-05 | 1.904e-05 | 1.904e-05 | 1.904e-05 | 1.904e-05 | 1.904e-05 | 1.904e-05 | 1.904e-05 | 1.904e-05 | 1.904e-05 | 1.904e-05 | 1.904e-05 | 1.904e-05 | 1.904e-05 | 1.904e-05 | 1.904e-05 | 1.904e-05 | 1.904e-05 | 1.904e-05 | 2.99e-05 | 1.242e-05 | 1.613e-05
Option 6 SG | VIC | SEV | Brown Coal | 4820 | 4820 | 3370 | 2210 | 2210 | 2210 | 2210 | 2210 | 0 | 0 | 0 | 0 | 0 | 0 | 0 | 0 | 0 | 0 | 0 | 0 | 0 | 0 | 0 | 0
Option 6 SG | VIC | SEV | Coordinated CER | 4.789 | 6.437 | 8.309 | 10.421 | 12.377 | 14.579 | 17.197 | 20.049 | 23.333 | 26.843 | 30.824 | 35.039 | 39.745 | 44.67 | 50.274 | 56.118 | 62.526 | 69.175 | 76.419 | 83.895 | 92.037 | 100.429 | 109.469 | 118.746
Option 6 SG | VIC | SEV | Distributed PV | 429.21 | 463.105 | 496.752 | 531.08 | 558.722 | 575.892 | 591.975 | 608.59 | 621.684 | 634.706 | 649.01 | 666.529 | 682.854 | 701.203 | 721.788 | 744.998 | 761.98 | 776.44 | 806.994 | 840.335 | 874.363 | 913.686 | 957.499 | 1005.673
Option 6 SG | VIC | SEV | OCGT | 834 | 834 | 834 | 834 | 834 | 834 | 834 | 834 | 834 | 834 | 834 | 834 | 834 | 394 | 394 | 394 | 300 | 300 | 300 | 300 | 300 | 300 | 300 | 300
Option 6 SG | VIC | SEV | Offshore Wind | 0 | 0 | 0 | 0 | 0 | 1480.1491 | 2052.429 | 2718.429 | 3385.429 | 4385.429 | 5220 | 6220 | 7220 | 8220 | 8220 | 8220 | 8220 | 8220 | 8220 | 8220 | 8220 | 8220 | 8220 | 8220
Option 6 SG | VIC | SEV | Solar | 0 | 404.2343 | 404.2343 | 404.2343 | 404.2343 | 404.2343 | 404.2343 | 404.2343 | 404.2343 | 404.2343 | 404.2343 | 404.2343 | 404.2343 | 404.2343 | 404.2343 | 404.2343 | 404.2343 | 404.2343 | 404.2343 | 404.2343 | 404.2343 | 404.2343 | 404.2343 | 404.2343
Option 6 SG | VIC | SEV | Wind | 106.6 | 106.6 | 106.6 | 106.6002 | 106.6002 | 106.6002 | 106.6002 | 106.6002 | 106.6002 | 106.6002 | 106.6002 | 106.6002 | 106.6002 | 106.6002 | 0.00018732 | 0.00018732 | 0.00018732 | 0.00018732 | 0.00018732 | 0.00018732 | 0.00018732 | 0.00018732 | 0.00018732 | 0.00018732
Option 6 SG | VIC | WNV | 1h | 0 | 3.17 | 3.17 | 3.17 | 3.17 | 3.17 | 3.17 | 3.17 | 3.17 | 3.17 | 3.17 | 3.17 | 3.17 | 3.17 | 3.17 | 3.17 | 3.17 | 3.17 | 3.17 | 3.17 | 3.17 | 3.17 | 3.17 | 3.17
Option 6 SG | VIC | WNV | 2h | 609.07 | 1822.13 | 1986.15 | 1976.55 | 1976.55 | 1976.55 | 1877.25 | 1932.02 | 1932.02 | 1932.02 | 1932.02 | 1932.02 | 1932.02 | 1932.02 | 1932.02 | 1932.02 | 1932.02 | 1932.02 | 1932.02 | 1932.02 | 1682.02 | 1123 | 1123 | 1103
Option 6 SG | VIC | WNV | 4h | 0 | 0 | 415.7899 | 415.7899 | 415.7899 | 415.7899 | 430.2199 | 415.7899 | 415.7899 | 415.7899 | 415.7899 | 415.7899 | 415.7899 | 415.7899 | 415.7899 | 415.7899 | 415.7899 | 415.7899 | 431.8399 | 415.7899 | 415.7899 | 264.5899 | 220.03 | 220.03
Option 6 SG | VIC | WNV | Coordinated CER | 13.844 | 18.607 | 24.021 | 30.126 | 35.815 | 42.245 | 49.903 | 58.269 | 67.91 | 78.236 | 89.948 | 102.369 | 116.234 | 130.763 | 147.3 | 164.568 | 183.499 | 203.16 | 224.575 | 246.702 | 270.785 | 295.626 | 322.38 | 349.863
Option 6 SG | VIC | WNV | Distributed PV | 1619.326 | 1718 | 1815.139 | 1915.815 | 1995.328 | 2046.431 | 2094.399 | 2145.373 | 2184.095 | 2223.267 | 2266.122 | 2319.677 | 2367.68 | 2422.14 | 2482.964 | 2552.689 | 2602.452 | 2645.626 | 2734.844 | 2833.416 | 2931.733 | 3045.792 | 3172.623 | 3313.342
Option 6 SG | VIC | WNV | Hydro | 2267.02 | 2267.02 | 2267.02 | 2267.02 | 2267.02 | 2267.02 | 2267.02 | 2267.02 | 2267.02 | 2267.02 | 2267.02 | 2267.02 | 2267.02 | 2267.02 | 2267.02 | 2267.02 | 2267.02 | 2267.02 | 2267.02 | 2267.02 | 2267.02 | 2267.02 | 2267.02 | 2267.02
Option 6 SG | VIC | WNV | OCGT | 584 | 584 | 584 | 584 | 584 | 584 | 584 | 584 | 584 | 584 | 584 | 584 | 584 | 584 | 584 | 584 | 584 | 584 | 584 | 584 | 584 | 0 | 0 | 0
Option 6 SG | VIC | WNV | Offshore Wind | 0 | 0 | 0 | 0 | 0 | 519.8509 | 614.571 | 614.571 | 614.571 | 614.571 | 780 | 780 | 780 | 780 | 780 | 780 | 780 | 780 | 780 | 780 | 780 | 780 | 780 | 780
Option 6 SG | VIC | WNV | Solar | 1559.56 | 2921.5257 | 3490.5957 | 3490.5957 | 3490.5957 | 3490.5957 | 3490.5957 | 3490.5957 | 3490.5957 | 3490.5957 | 3490.5957 | 3490.5957 | 3490.5957 | 3490.5957 | 3490.5957 | 3490.5957 | 3490.5957 | 3490.5957 | 3390.6257 | 3363.4557 | 3363.4557 | 3363.4557 | 3223.4257 | 2847.4957
Option 6 SG | VIC | WNV | Wind | 5163.68 | 5884.25 | 7806.25 | 9384.2498 | 9931.7498 | 9901.7498 | 9901.7498 | 9901.7498 | 9709.7498 | 9709.7498 | 9709.7498 | 9646.7398 | 9226.7398 | 9226.7398 | 9075.0398 | 9075.0398 | 9024.4898 | 8707.2898 | 8322.6198 | 7475.6198 | 7475.6198 | 7141.3736 | 7420.4614 | 7013.7504
BaseCase AT | NEM |  | 12h | 0 | 0 | 0 | 810 | 810 | 810 | 810 | 810 | 810 | 810 | 810 | 810 | 810 | 810 | 810 | 810 | 810 | 810 | 810 | 810 | 810 | 810 | 810 | 810
BaseCase AT | NEM |  | 1h | 472.02 | 875.1901 | 875.1901 | 875.1901 | 875.1901 | 875.1901 | 875.1901 | 875.1901 | 875.1901 | 875.1901 | 875.1901 | 875.1901 | 875.1901 | 875.1901 | 875.1901 | 875.1901 | 875.1901 | 825.1901 | 825.1901 | 825.1901 | 825.1901 | 825.1901 | 825.1901 | 425.19
BaseCase AT | NEM |  | 24h | 0 | 0 | 0 | 0 | 0 | 0 | 0 | 0 | 0 | 1.06e-06 | 1.06e-06 | 1.06e-06 | 1.06e-06 | 1.06e-06 | 1.06e-06 | 1.06e-06 | 1.06e-06 | 1.06e-06 | 1.06e-06 | 1.06e-06 | 1.06e-06 | 1.06e-06 | 1.06e-06 | 1.06e-06
BaseCase AT | NEM |  | 2h | 5850.9701 | 9418.4718 | 9932.4921 | 10222.893 | 10889.0241 | 11492.2864 | 12188.1374 | 12257.1274 | 12205.2674 | 12220.8674 | 12170.8674 | 12064.8774 | 12050.2675 | 12050.2675 | 12042.9472 | 11829.398 | 11997.1481 | 13134.9492 | 12437.2292 | 11852.0392 | 11074.5691 | 9262.0727 | 8885.0724 | 8454.0715
BaseCase AT | NEM |  | 4h | 1893.6301 | 5215.9759 | 5995.9782 | 5995.9784 | 5995.9785 | 6195.9785 | 6210.4085 | 5981.1985 | 6195.9785 | 6195.9785 | 6195.9785 | 5954.4085 | 6195.9785 | 6195.9785 | 6251.6285 | 6251.6285 | 6210.4085 | 6251.6285 | 5954.4085 | 5735.9785 | 4991.6284 | 1743.6527 | 1397.6604 | 1556.734
BaseCase AT | NEM |  | 8h | 325 | 711.5335 | 3224.3211 | 4936.321 | 6551.9289 | 6903.9998 | 9167.7003 | 11383.608 | 12070.1883 | 12818.5566 | 12883.7953 | 12955.8732 | 15863.0224 | 22617.6785 | 25718.0294 | 26336.8147 | 28557.1211 | 32994.6141 | 32994.6141 | 33138.4006 | 33965.9977 | 34459.452 | 40033.7376 | 38635.363
BaseCase AT | NEM |  | Biomass | 32 | 32 | 32 | 32 | 32 | 32 | 32 | 32 | 32 | 32 | 32 | 32 | 32 | 32 | 32 | 32 | 32 | 32 | 32 | 32 | 32 | 32 | 32 | 32
BaseCase AT | NEM |  | Black Coal | 16435 | 16435 | 16435 | 3816 | 1086 | 0 | 0 | 0 | 0 | 0 | 0 | 0 | 0 | 0 | 0 | 0 | 0 | 0 | 0 | 0 | 0 | 0 | 0 | 0
BaseCase AT | NEM |  | Brown Coal | 4820 | 4820 | 3370 | 2210 | 2210 | 2210 | 2210 | 0 | 0 | 0 | 0 | 0 | 0 | 0 | 0 | 0 | 0 | 0 | 0 | 0 | 0 | 0 | 0 | 0
BaseCase AT | NEM |  | CCGT | 4334.9 | 4154.9 | 3554.9 | 3554.9 | 3554.9 | 3554.9 | 3554.9 | 3554.9 | 3554.9 | 3554.9 | 3169.9 | 2640.9 | 2553.5 | 2496.5 | 1996.5 | 1996.5 | 1996.5 | 1596.5 | 1596.5 | 952 | 952 | 708 | 708 | 708
BaseCase AT | NEM |  | CST | 0 | 0 | 0 | 0 | 0 | 1.403e-05 | 1.403e-05 | 1.403e-05 | 1.403e-05 | 1.403e-05 | 1.403e-05 | 1.403e-05 | 1.403e-05 | 1.403e-05 | 1.403e-05 | 1.403e-05 | 1.403e-05 | 1.403e-05 | 1.403e-05 | 1.403e-05 | 1.403e-05 | 1.403e-05 | 1.403e-05 | 1.403e-05
BaseCase AT | NEM |  | Coordinated CER | 820.881 | 1262.223 | 1820.912 | 2548.151 | 3177.233 | 3896.7 | 4712.378 | 5669.327 | 6735.058 | 7917.867 | 9221.881 | 10682.013 | 12311.572 | 13997.818 | 15939.689 | 18000.2 | 20274.658 | 22679.291 | 25273.938 | 27979.863 | 30806.91 | 33767.528 | 36863.741 | 40073.023
BaseCase AT | NEM |  | DSP | 6000 | 6000 | 6000 | 6000 | 6000 | 6000 | 6000 | 6000 | 6000 | 6000 | 6000 | 6000 | 6000 | 6000 | 6000 | 6000 | 6000 | 6000 | 6000 | 6000 | 6000 | 6000 | 6000 | 6000
BaseCase AT | NEM |  | Distributed PV | 29919.424 | 32710.995 | 35351.765 | 38252.157 | 41375.709 | 43624.641 | 45701.793 | 47878.618 | 50065.662 | 52654.073 | 55838.291 | 58943.831 | 62353.284 | 66333.514 | 70735.492 | 74854.192 | 78962.63 | 83610.22 | 88415.001 | 92559.237 | 96140.386 | 100432.906 | 104510.882 | 108495.442
BaseCase AT | NEM |  | H2 Reciprocating Engine | 0 | 0 | 400 | 400 | 400 | 400 | 400 | 400 | 400 | 400 | 400 | 400 | 400 | 400 | 400 | 400 | 400 | 400 | 400 | 400 | 400 | 400 | 400 | 400
BaseCase AT | NEM |  | Hydro | 6885.12 | 6885.12 | 6885.12 | 6885.12 | 7275.12 | 7275.12 | 7275.12 | 7275.12 | 7275.12 | 7275.12 | 7275.12 | 7275.12 | 7275.12 | 7275.12 | 7275.12 | 7275.12 | 7275.12 | 7275.12 | 7275.12 | 7275.12 | 7275.12 | 7275.12 | 7275.12 | 7275.12
BaseCase AT | NEM |  | Liquid Fuel | 836.88 | 700.38 | 700.38 | 700.38 | 700.38 | 700.38 | 700.38 | 408.38 | 408.38 | 408.38 | 408.38 | 408.38 | 408.38 | 408.38 | 408.38 | 408.38 | 408.38 | 408.38 | 276.88 | 276.88 | 122.88 | 122.88 | 122.88 | 122.88
BaseCase AT | NEM |  | OCGT | 7111.76 | 7111.76 | 7228.76 | 7228.76 | 8736.796 | 8843.5804 | 9688.8152 | 11473.6455 | 11356.6455 | 11276.6455 | 11219.9455 | 11261.736 | 14399.8836 | 13959.8836 | 13729.0313 | 15109.0852 | 15059.6538 | 15059.6538 | 15086.0746 | 15239.9281 | 15078.2398 | 14494.2398 | 14885.1145 | 16446.048
BaseCase AT | NEM |  | Offshore Wind | 0 | 0 | 0 | 0 | 0 | 2000 | 2667 | 3333 | 4000 | 5000 | 6000 | 7000 | 11514.2941 | 12900.9046 | 13614.4244 | 13917.6677 | 14722.833 | 14817.8083 | 14817.8083 | 15032.774 | 15500.458 | 16082.1994 | 17219.0177 | 17219.0177
BaseCase AT | NEM |  | PHES | 1067 | 1067 | 3267 | 3267 | 3267 | 3267 | 3267 | 3267 | 5265 | 5265 | 5265 | 5265 | 5265 | 5265 | 5265 | 5265 | 5265 | 5265 | 5265 | 5265 | 5265 | 5265 | 5265 | 5265
BaseCase AT | NEM |  | Solar | 17068.4267 | 26318.6491 | 29817.4329 | 34961.3716 | 38735.9713 | 39452.4778 | 46999.6579 | 51588.8181 | 54812.8962 | 67153.8123 | 70173.2494 | 72626.0192 | 84851.8677 | 103364.3197 | 112135.0226 | 116326.8579 | 119466.0767 | 119132.0491 | 119558.2236 | 121801.4574 | 124235.8279 | 124026.448 | 143050.1924 | 142110.4186
BaseCase AT | NEM |  | Wind | 13903.11 | 15421.17 | 29450.0246 | 33949.8421 | 36600.1579 | 38860.634 | 42072.8176 | 45678.8067 | 46343.5388 | 47030.1052 | 54064.4489 | 55444.5429 | 60100.6641 | 60107.9781 | 59449.9982 | 59605.7317 | 59885.4027 | 60174.0221 | 61195.9211 | 62684.7198 | 63147.6352 | 63221.9545 | 67059.0813 | 65653.1013
BaseCase AT | NSW |  | 12h | 0 | 0 | 0 | 810 | 810 | 810 | 810 | 810 | 810 | 810 | 810 | 810 | 810 | 810 | 810 | 810 | 810 | 810 | 810 | 810 | 810 | 810 | 810 | 810
BaseCase AT | NSW |  | 1h | 250 | 250.0001 | 250.0001 | 250.0001 | 250.0001 | 250.0001 | 250.0001 | 250.0001 | 250.0001 | 250.0001 | 250.0001 | 250.0001 | 250.0001 | 250.0001 | 250.0001 | 250.0001 | 250.0001 | 200.0001 | 200.0001 | 200.0001 | 200.0001 | 200.0001 | 200.0001 | 200
BaseCase AT | NSW |  | 2h | 722.6501 | 1224.6512 | 1224.6515 | 1224.6522 | 1924.7825 | 2528.0437 | 3070.5547 | 3064.8447 | 3060.5547 | 3060.5547 | 3010.5547 | 3010.5547 | 3010.5547 | 3010.5548 | 3093.3645 | 3127.9754 | 3306.4504 | 4738.1599 | 4733.8699 | 4713.8699 | 4718.1598 | 5438.9578 | 5338.9676 | 5338.9669
BaseCase AT | NSW |  | 4h | 1333.6301 | 2395.21 | 2395.21 | 2395.21 | 2395.21 | 2595.21 | 2595.21 | 2636.43 | 2595.21 | 2595.21 | 2595.21 | 2595.21 | 2595.21 | 2595.21 | 2636.43 | 2636.43 | 2595.21 | 2636.43 | 2595.21 | 2135.21 | 1676.4299 | 854.8501 | 813.6301 | 972.7039
BaseCase AT | NSW |  | 8h | 325 | 711.5335 | 1560.6433 | 2069.8343 | 2069.8344 | 2421.9052 | 3155.25 | 4232.1798 | 4791.2078 | 5432.2765 | 5432.2765 | 5432.2765 | 6795.6803 | 8334.2451 | 9834.0597 | 9834.0599 | 11525.0834 | 13081.3045 | 13081.3045 | 13081.3045 | 12756.3044 | 12461.0478 | 13192.9738 | 12683.7829
BaseCase AT | NSW |  | Black Coal | 8305 | 8305 | 8305 | 1390 | 660 | 0 | 0 | 0 | 0 | 0 | 0 | 0 | 0 | 0 | 0 | 0 | 0 | 0 | 0 | 0 | 0 | 0 | 0 | 0
BaseCase AT | NSW |  | CCGT | 720 | 720 | 720 | 720 | 720 | 720 | 720 | 720 | 720 | 720 | 720 | 720 | 720 | 720 | 720 | 720 | 720 | 320 | 320 | 320 | 320 | 320 | 320 | 320
BaseCase AT | NSW |  | CST | 0 | 0 | 0 | 0 | 0 | 1.166e-05 | 1.166e-05 | 1.166e-05 | 1.166e-05 | 1.166e-05 | 1.166e-05 | 1.166e-05 | 1.166e-05 | 1.166e-05 | 1.166e-05 | 1.166e-05 | 1.166e-05 | 1.166e-05 | 1.166e-05 | 1.166e-05 | 1.166e-05 | 1.166e-05 | 1.166e-05 | 1.166e-05
BaseCase AT | NSW |  | Coordinated CER | 305.325 | 471.753 | 679.566 | 959.405 | 1184.728 | 1444.236 | 1738.636 | 2080.452 | 2460.331 | 2880.934 | 3343.977 | 3863.712 | 4447.42 | 5044.359 | 5700.691 | 6398.428 | 7171.437 | 7981.672 | 8864.048 | 9777.915 | 10730.596 | 11729.114 | 12775.115 | 13869.92
BaseCase AT | NSW |  | DSP | 6000 | 6000 | 6000 | 6000 | 6000 | 6000 | 6000 | 6000 | 6000 | 6000 | 6000 | 6000 | 6000 | 6000 | 6000 | 6000 | 6000 | 6000 | 6000 | 6000 | 6000 | 6000 | 6000 | 6000
BaseCase AT | NSW |  | Distributed PV | 10228.707 | 11213.299 | 12153.243 | 13197.05 | 14308.914 | 15144.649 | 15933.017 | 16731.304 | 17533.718 | 18481.498 | 19662.631 | 20816.238 | 22064.238 | 23494.349 | 25065.972 | 26528.99 | 27987.087 | 29628.197 | 31334.072 | 32808.76 | 34085.407 | 35609.43 | 37051.059 | 38455.664
BaseCase AT | NSW |  | Hydro | 2285 | 2285 | 2285 | 2285 | 2285 | 2285 | 2285 | 2285 | 2285 | 2285 | 2285 | 2285 | 2285 | 2285 | 2285 | 2285 | 2285 | 2285 | 2285 | 2285 | 2285 | 2285 | 2285 | 2285
BaseCase AT | NSW |  | OCGT | 2312.5 | 2312.5 | 2312.5 | 2312.5 | 3364.6408 | 3471.4251 | 4251.9712 | 4671.6892 | 4671.6892 | 4671.6892 | 4650.8892 | 4692.6797 | 7830.8273 | 7830.8273 | 7830.8273 | 7830.8273 | 7830.8273 | 7830.8273 | 7013.1273 | 7013.1273 | 7013.1273 | 7013.1273 | 7013.1273 | 7013.1273
BaseCase AT | NSW |  | Offshore Wind | 0 | 0 | 0 | 0 | 0 | 0 | 0 | 0 | 0 | 0 | 0 | 0 | 3514.2941 | 3900.9046 | 4614.4244 | 4917.6677 | 5722.833 | 5817.8083 | 5817.8083 | 6032.774 | 6500.458 | 7082.1994 | 8219.0177 | 8219.0177
BaseCase AT | NSW |  | PHES | 247 | 247 | 2447 | 2447 | 2447 | 2447 | 2447 | 2447 | 2447 | 2447 | 2447 | 2447 | 2447 | 2447 | 2447 | 2447 | 2447 | 2447 | 2447 | 2447 | 2447 | 2447 | 2447 | 2447
BaseCase AT | NSW |  | Solar | 7704.3459 | 10841.6903 | 12549.364 | 16137.2561 | 16666.5456 | 17388.1712 | 20143.8625 | 21838.8129 | 24246.7915 | 28299.3074 | 29304.1416 | 29439.0462 | 35550.5392 | 36765.674 | 41685.0634 | 43201.568 | 43912.9277 | 43689.8978 | 43689.8978 | 44008.3802 | 43944.8929 | 43912.4929 | 50638.9383 | 50114.9583
BaseCase AT | NSW |  | Wind | 2779.54 | 3050.02 | 7753.082 | 11272.0899 | 12694.4478 | 13859.5154 | 16055.9732 | 17870.8732 | 17870.8732 | 18440.3827 | 21367.9876 | 21373.1867 | 21315.5951 | 21315.5951 | 20954.9151 | 20875.4915 | 20875.4915 | 21328.7267 | 21328.7267 | 21234.7402 | 21016.0402 | 21016.0403 | 21102.732 | 20989.542
BaseCase AT | NSW | CNSW | 12h | 0 | 0 | 0 | 810 | 810 | 810 | 810 | 810 | 810 | 810 | 810 | 810 | 810 | 810 | 810 | 810 | 810 | 810 | 810 | 810 | 810 | 810 | 810 | 810
BaseCase AT | NSW | CNSW | 2h | 192.02 | 244.0204 | 244.0204 | 244.0205 | 244.0206 | 244.0207 | 244.0207 | 244.0207 | 244.0207 | 244.0207 | 244.0207 | 244.0207 | 244.0207 | 244.0207 | 387.5204 | 422.1313 | 604.8963 | 604.8963 | 604.8963 | 584.8963 | 584.8963 | 532.8959 | 532.8959 | 532.8959
BaseCase AT | NSW | CNSW | 4h | 873.63 | 873.63 | 873.63 | 873.63 | 873.63 | 873.63 | 873.63 | 914.85 | 873.63 | 873.63 | 873.63 | 873.63 | 873.63 | 873.63 | 914.85 | 914.85 | 873.63 | 914.85 | 873.63 | 873.63 | 414.85 | 414.85 | 373.63 | 373.63
BaseCase AT | NSW | CNSW | 8h | 0 | 49.84 | 488.3354 | 647.5569 | 647.5569 | 999.6278 | 1732.9726 | 2795.8042 | 3241.1259 | 3874.513 | 3874.513 | 3874.513 | 5186.7209 | 6448.4561 | 7948.2707 | 7948.2709 | 9080.781 | 10281.6356 | 10281.6356 | 10281.6356 | 10281.6356 | 10231.7956 | 10431.6715 | 10272.45
BaseCase AT | NSW | CNSW | Black Coal | 4105 | 4105 | 4105 | 1390 | 660 | 0 | 0 | 0 | 0 | 0 | 0 | 0 | 0 | 0 | 0 | 0 | 0 | 0 | 0 | 0 | 0 | 0 | 0 | 0
BaseCase AT | NSW | CNSW | CST | 0 | 0 | 0 | 0 | 0 | 4.53e-06 | 4.53e-06 | 4.53e-06 | 4.53e-06 | 4.53e-06 | 4.53e-06 | 4.53e-06 | 4.53e-06 | 4.53e-06 | 4.53e-06 | 4.53e-06 | 4.53e-06 | 4.53e-06 | 4.53e-06 | 4.53e-06 | 4.53e-06 | 4.53e-06 | 4.53e-06 | 4.53e-06
BaseCase AT | NSW | CNSW | Coordinated CER | 31.066 | 47.519 | 67.609 | 94.349 | 115.059 | 138.608 | 165.016 | 195.048 | 228.138 | 264.508 | 304.287 | 348.799 | 398.647 | 448.986 | 504.255 | 562.617 | 627.279 | 694.604 | 767.788 | 842.989 | 921.005 | 1002.291 | 1087.046 | 1175.24
BaseCase AT | NSW | CNSW | Distributed PV | 1072.546 | 1177.74 | 1276.321 | 1388.529 | 1511.965 | 1598.502 | 1678.242 | 1761.546 | 1844.203 | 1942.571 | 2067.13 | 2182.658 | 2308.151 | 2457.095 | 2624.887 | 2777.6 | 2930.133 | 3109.982 | 3294.977 | 3449 | 3575.999 | 3738.384 | 3889.883 | 4037.202
BaseCase AT | NSW | CNSW | OCGT | 0 | 0 | 0 | 0 | 0 | 0 | 0 | 0 | 0 | 0 | 0 | 0 | 0 | 0 | 0 | 0 | 0 | 0 | 0 | 0 | 0 | 0 | 0 | 0
BaseCase AT | NSW | CNSW | PHES | 247 | 247 | 247 | 247 | 247 | 247 | 247 | 247 | 247 | 247 | 247 | 247 | 247 | 247 | 247 | 247 | 247 | 247 | 247 | 247 | 247 | 247 | 247 | 247
BaseCase AT | NSW | CNSW | Solar | 2861.3162 | 4323.6777 | 5678.9506 | 9253.8114 | 9603.8115 | 10325.4368 | 13014.9178 | 14486.2559 | 16576.8978 | 20504.6321 | 21267.5523 | 21343.3315 | 24528.4758 | 24961.9624 | 29710.7014 | 30834.4499 | 31123.1862 | 31123.1862 | 31123.1862 | 31143.0802 | 31143.0802 | 31143.0802 | 33386.6889 | 33195.0489
BaseCase AT | NSW | CNSW | Wind | 498.03 | 498.03 | 3412.0308 | 6931.0386 | 8143.3965 | 8723.8239 | 8723.8239 | 10538.724 | 10538.724 | 11108.2334 | 13196.5318 | 13201.7308 | 13346.6193 | 13346.6193 | 13239.8193 | 13101.8093 | 13101.8093 | 13101.8093 | 13101.8093 | 13101.8093 | 13101.8093 | 13101.8094 | 13552.111 | 13438.921
BaseCase AT | NSW | NNSW | 1h | 200 | 200 | 200 | 200 | 200 | 200 | 200 | 200 | 200 | 200 | 200 | 200 | 200 | 200 | 200 | 200 | 200 | 200 | 200 | 200 | 200 | 200 | 200 | 200
BaseCase AT | NSW | NNSW | 2h | 0 | 450.0001 | 450.0001 | 450.0001 | 450.0002 | 450.0002 | 450.0002 | 450.0002 | 450.0002 | 450.0002 | 450.0002 | 450.0002 | 450.0002 | 450.0002 | 450.0002 | 450.0002 | 450.0002 | 450.0002 | 450.0002 | 450.0002 | 450.0002 | 250 | 250 | 250
BaseCase AT | NSW | NNSW | 8h | 275 | 400 | 610.6142 | 610.6164 | 610.6164 | 610.6164 | 610.6164 | 624.7145 | 738.4208 | 746.1025 | 746.1025 | 746.1025 | 797.2984 | 1074.1279 | 1074.1279 | 1074.1279 | 1366.5489 | 1385.9128 | 1385.9128 | 1385.9128 | 1110.9128 | 985.9128 | 994.9403 | 994.9382
BaseCase AT | NSW | NNSW | CST | 0 | 0 | 0 | 0 | 0 | 3.68e-06 | 3.68e-06 | 3.68e-06 | 3.68e-06 | 3.68e-06 | 3.68e-06 | 3.68e-06 | 3.68e-06 | 3.68e-06 | 3.68e-06 | 3.68e-06 | 3.68e-06 | 3.68e-06 | 3.68e-06 | 3.68e-06 | 3.68e-06 | 3.68e-06 | 3.68e-06 | 3.68e-06
BaseCase AT | NSW | NNSW | Coordinated CER | 40.338 | 61.509 | 87.292 | 121.462 | 147.855 | 177.851 | 211.488 | 249.884 | 292.249 | 338.846 | 389.821 | 446.768 | 510.353 | 574.689 | 645.1 | 719.481 | 801.685 | 887.428 | 980.548 | 1076.451 | 1176.214 | 1280.345 | 1389.113 | 1502.531
BaseCase AT | NSW | NNSW | Distributed PV | 1453.255 | 1585.251 | 1708.634 | 1846.872 | 1996.603 | 2103.358 | 2202.001 | 2303.858 | 2405.133 | 2525.189 | 2676.155 | 2817.447 | 2970.123 | 3149.222 | 3349.343 | 3531.867 | 3713.722 | 3926.107 | 4144.722 | 4327.745 | 4479.835 | 4671.946 | 4851.544 | 5026.26
BaseCase AT | NSW | NNSW | PHES | 0 | 0 | 0 | 0 | 0 | 0 | 0 | 0 | 0 | 1.07e-06 | 1.07e-06 | 1.07e-06 | 1.07e-06 | 1.07e-06 | 1.07e-06 | 1.07e-06 | 1.07e-06 | 1.07e-06 | 1.07e-06 | 1.07e-06 | 1.07e-06 | 1.07e-06 | 1.07e-06 | 1.07e-06
BaseCase AT | NSW | NNSW | Solar | 701.0201 | 1005.2135 | 1325.2136 | 1337.3448 | 1337.3449 | 1337.3449 | 1403.5552 | 1627.1675 | 1944.5042 | 2069.2858 | 2078.8226 | 2137.948 | 5064.2966 | 5064.2966 | 5083.1258 | 5301.4648 | 5724.0883 | 5704.0883 | 5704.0883 | 5713.6484 | 5717.0637 | 5717.0637 | 6537.3417 | 6537.3417
BaseCase AT | NSW | NNSW | Wind | 442.48 | 442.48 | 541.9653 | 541.9653 | 751.9654 | 751.9654 | 2948.4232 | 2948.4232 | 2948.4232 | 2948.4232 | 3634.23 | 3634.23 | 3461.75 | 3461.75 | 3461.75 | 3568.6364 | 3568.6364 | 4310.8816 | 4310.8816 | 4310.8816 | 4310.8816 | 4310.8816 | 4310.8816 | 4310.8816
BaseCase AT | NSW | SNSW | 1h | 50 | 50 | 50 | 50 | 50 | 50 | 50 | 50 | 50 | 50 | 50 | 50 | 50 | 50 | 50 | 50 | 50 | 0 | 0 | 0 | 0 | 0 | 0 | 0
BaseCase AT | NSW | SNSW | 2h | 265.6 | 265.6002 | 265.6002 | 265.6002 | 265.6003 | 265.6003 | 265.6003 | 259.8903 | 255.6003 | 255.6003 | 255.6003 | 255.6003 | 255.6003 | 255.6003 | 259.8903 | 259.8903 | 255.6003 | 259.8903 | 255.6003 | 255.6003 | 259.8903 | 259.8901 | 159.9001 | 159.9001
BaseCase AT | NSW | SNSW | 4h | 0 | 0 | 0 | 0 | 0 | 200 | 200 | 200 | 200 | 200 | 200 | 200 | 200 | 200 | 200 | 200 | 200 | 200 | 200 | 200 | 200 | 200 | 200 | 200
BaseCase AT | NSW | SNSW | 8h | 50 | 150 | 350.0002 | 350.0002 | 350.0002 | 350.0002 | 350.0002 | 350.0002 | 350.0002 | 350.0002 | 350.0002 | 350.0002 | 350.0002 | 350.0002 | 350.0002 | 350.0002 | 350.0002 | 350.0002 | 350.0002 | 350.0002 | 300.0002 | 200.0002 | 200 | 200
BaseCase AT | NSW | SNSW | CST | 0 | 0 | 0 | 0 | 0 | 3.45e-06 | 3.45e-06 | 3.45e-06 | 3.45e-06 | 3.45e-06 | 3.45e-06 | 3.45e-06 | 3.45e-06 | 3.45e-06 | 3.45e-06 | 3.45e-06 | 3.45e-06 | 3.45e-06 | 3.45e-06 | 3.45e-06 | 3.45e-06 | 3.45e-06 | 3.45e-06 | 3.45e-06
BaseCase AT | NSW | SNSW | Coordinated CER | 48.173 | 74.238 | 106.518 | 149.637 | 183.777 | 222.687 | 266.426 | 316.43 | 371.49 | 431.967 | 498.076 | 571.924 | 654.504 | 738.161 | 829.849 | 926.749 | 1033.918 | 1145.625 | 1266.97 | 1391.873 | 1521.523 | 1656.744 | 1797.877 | 1944.901
BaseCase AT | NSW | SNSW | Distributed PV | 1708.857 | 1868.868 | 2019.9 | 2190.46 | 2375.506 | 2508.487 | 2632.011 | 2759.592 | 2886.7 | 3037.494 | 3227.297 | 3406.41 | 3600.558 | 3828.074 | 4082.109 | 4314.898 | 4547.107 | 4816.662 | 5094.724 | 5328.916 | 5525.013 | 5770.089 | 5999.626 | 6222.859
BaseCase AT | NSW | SNSW | Hydro | 2285 | 2285 | 2285 | 2285 | 2285 | 2285 | 2285 | 2285 | 2285 | 2285 | 2285 | 2285 | 2285 | 2285 | 2285 | 2285 | 2285 | 2285 | 2285 | 2285 | 2285 | 2285 | 2285 | 2285
BaseCase AT | NSW | SNSW | OCGT | 692 | 692 | 692 | 692 | 692 | 692 | 692 | 692 | 692 | 692 | 692 | 692 | 692 | 692 | 692 | 692 | 692 | 692 | 0 | 0 | 0 | 0 | 0 | 0
BaseCase AT | NSW | SNSW | PHES | 0 | 0 | 2200 | 2200 | 2200 | 2200 | 2200 | 2200 | 2200 | 2200 | 2200 | 2200 | 2200 | 2200 | 2200 | 2200 | 2200 | 2200 | 2200 | 2200 | 2200 | 2200 | 2200 | 2200
BaseCase AT | NSW | SNSW | Solar | 3252.0097 | 4622.7992 | 4655.1999 | 4656.0999 | 4835.3893 | 4835.3895 | 4835.3895 | 4835.3895 | 4835.3895 | 4835.3896 | 5067.7668 | 5067.7668 | 5067.7668 | 5849.4151 | 6001.2361 | 6175.6533 | 6175.6533 | 5972.6233 | 5972.6233 | 6261.6517 | 6194.7491 | 6162.3491 | 9824.9077 | 9492.5677
BaseCase AT | NSW | SNSW | Wind | 1839.03 | 2109.51 | 3442.0859 | 3442.0859 | 3442.086 | 4026.7261 | 4026.7261 | 4026.7261 | 4026.7261 | 4026.7261 | 4180.2258 | 4180.2258 | 4150.2258 | 4150.2258 | 3896.3458 | 3848.0458 | 3848.0458 | 3559.0358 | 3559.0358 | 3465.0494 | 3246.3494 | 3246.3494 | 2882.7394 | 2882.7394
BaseCase AT | NSW | SNW | 1h | 4.801e-05 | 5.706e-05 | 7.902e-05 | 0.00011577 | 0.00013009 | 0.00014676 | 0.00014676 | 0.00014676 | 0.00014676 | 0.00014676 | 0.00014676 | 0.00014676 | 0.00014676 | 0.00014676 | 0.00014676 | 0.00014676 | 0.00014676 | 0.00014676 | 0.00014676 | 0.00014676 | 9.874e-05 | 8.97e-05 | 6.774e-05 | 3.099e-05
BaseCase AT | NSW | SNW | 2h | 265.0301 | 265.0306 | 265.0307 | 265.0313 | 965.1615 | 1568.4225 | 2110.9336 | 2110.9336 | 2110.9336 | 2110.9336 | 2060.9336 | 2060.9336 | 2060.9336 | 2060.9336 | 1995.9536 | 1995.9536 | 1995.9536 | 3423.3731 | 3423.3731 | 3423.3731 | 3423.373 | 4396.1716 | 4396.1715 | 4396.1709
BaseCase AT | NSW | SNW | 4h | 460.0001 | 1521.58 | 1521.58 | 1521.58 | 1521.58 | 1521.58 | 1521.58 | 1521.58 | 1521.58 | 1521.58 | 1521.58 | 1521.58 | 1521.58 | 1521.58 | 1521.58 | 1521.58 | 1521.58 | 1521.58 | 1521.58 | 1061.58 | 1061.5799 | 240.0001 | 240.0001 | 399.0739
BaseCase AT | NSW | SNW | 8h | 4.118e-05 | 111.6935 | 111.6935 | 461.6608 | 461.6608 | 461.6608 | 461.6608 | 461.6608 | 461.6608 | 461.6608 | 461.6608 | 461.6608 | 461.6608 | 461.6608 | 461.6608 | 461.6608 | 727.7533 | 1063.7559 | 1063.7559 | 1063.7559 | 1063.7558 | 1043.3392 | 1566.3619 | 1216.3946
BaseCase AT | NSW | SNW | Black Coal | 4200 | 4200 | 4200 | 0 | 0 | 0 | 0 | 0 | 0 | 0 | 0 | 0 | 0 | 0 | 0 | 0 | 0 | 0 | 0 | 0 | 0 | 0 | 0 | 0
BaseCase AT | NSW | SNW | CCGT | 720 | 720 | 720 | 720 | 720 | 720 | 720 | 720 | 720 | 720 | 720 | 720 | 720 | 720 | 720 | 720 | 720 | 320 | 320 | 320 | 320 | 320 | 320 | 320
BaseCase AT | NSW | SNW | Coordinated CER | 185.748 | 288.487 | 418.147 | 593.957 | 738.037 | 905.09 | 1095.706 | 1319.09 | 1568.454 | 1845.613 | 2151.793 | 2496.221 | 2883.916 | 3282.523 | 3721.487 | 4189.581 | 4708.555 | 5254.015 | 5848.742 | 6466.602 | 7111.854 | 7789.734 | 8501.079 | 9247.248
BaseCase AT | NSW | SNW | DSP | 6000 | 6000 | 6000 | 6000 | 6000 | 6000 | 6000 | 6000 | 6000 | 6000 | 6000 | 6000 | 6000 | 6000 | 6000 | 6000 | 6000 | 6000 | 6000 | 6000 | 6000 | 6000 | 6000 | 6000
BaseCase AT | NSW | SNW | Distributed PV | 5994.049 | 6581.44 | 7148.388 | 7771.189 | 8424.84 | 8934.302 | 9420.763 | 9906.308 | 10397.682 | 10976.244 | 11692.049 | 12409.723 | 13185.406 | 14059.958 | 15009.633 | 15904.625 | 16796.125 | 17775.446 | 18799.649 | 19703.099 | 20504.56 | 21429.011 | 22310.006 | 23169.343
BaseCase AT | NSW | SNW | OCGT | 1620.5 | 1620.5 | 1620.5 | 1620.5 | 2672.6408 | 2779.4251 | 3559.9712 | 3979.6892 | 3979.6892 | 3979.6892 | 3958.8892 | 4000.6797 | 7138.8273 | 7138.8273 | 7138.8273 | 7138.8273 | 7138.8273 | 7138.8273 | 7013.1273 | 7013.1273 | 7013.1273 | 7013.1273 | 7013.1273 | 7013.1273
BaseCase AT | NSW | SNW | Offshore Wind | 0 | 0 | 0 | 0 | 0 | 0 | 0 | 0 | 0 | 0 | 0 | 0 | 3514.2941 | 3900.9046 | 4614.4244 | 4917.6677 | 5722.833 | 5817.8083 | 5817.8083 | 6032.774 | 6500.458 | 7082.1994 | 8219.0177 | 8219.0177
BaseCase AT | NSW | SNW | Solar | 889.9999 | 889.9999 | 889.9999 | 889.9999 | 890 | 890 | 890 | 890 | 890 | 890 | 890 | 890 | 890 | 890 | 890 | 890 | 890 | 890 | 890 | 890 | 890 | 890 | 890 | 890
BaseCase AT | NSW | SNW | Wind | 0 | 0 | 357 | 357 | 357 | 357 | 357 | 357 | 357 | 357 | 357 | 357 | 357 | 357 | 357 | 357 | 357 | 357 | 357 | 357 | 357 | 357 | 357 | 357
BaseCase AT | QLD |  | 1h | 222.02 | 622.02 | 622.02 | 622.02 | 622.02 | 622.02 | 622.02 | 622.02 | 622.02 | 622.02 | 622.02 | 622.02 | 622.02 | 622.02 | 622.02 | 622.02 | 622.02 | 622.02 | 622.02 | 622.02 | 622.02 | 622.02 | 622.02 | 222.02
BaseCase AT | QLD |  | 2h | 2039.12 | 2039.1203 | 2189.1203 | 2489.1204 | 2485.121 | 2485.121 | 2485.121 | 2500.721 | 2485.121 | 2500.721 | 2500.721 | 2485.121 | 2385.121 | 2385.121 | 2385.121 | 2385.121 | 2354.721 | 2461.5126 | 2261.5126 | 1711.5126 | 1727.1126 | 1561.5123 | 1322.3123 | 1022.3122
BaseCase AT | QLD |  | 4h | 560 | 560 | 814.0003 | 814.0004 | 814.0004 | 814.0004 | 814.0004 | 814.0004 | 814.0004 | 814.0004 | 814.0004 | 814.0004 | 814.0004 | 814.0004 | 814.0004 | 814.0004 | 814.0004 | 814.0004 | 814.0004 | 814.0004 | 514.0004 | 514.0004 | 364.0002 | 364
BaseCase AT | QLD |  | 8h | 0 | 0 | 1344.8169 | 2547.6257 | 3917.2338 | 3917.2338 | 5447.5895 | 6228.269 | 6355.8214 | 6355.8214 | 6378.9413 | 6451.0192 | 6528.6251 | 7404.0503 | 7737.5459 | 8287.7568 | 8570.4207 | 11275.9296 | 11275.9296 | 11396.4587 | 11426.644 | 11426.644 | 11782.9129 | 10893.7294
BaseCase AT | QLD |  | Biomass | 32 | 32 | 32 | 32 | 32 | 32 | 32 | 32 | 32 | 32 | 32 | 32 | 32 | 32 | 32 | 32 | 32 | 32 | 32 | 32 | 32 | 32 | 32 | 32
BaseCase AT | QLD |  | Black Coal | 8130 | 8130 | 8130 | 2426 | 426 | 0 | 0 | 0 | 0 | 0 | 0 | 0 | 0 | 0 | 0 | 0 | 0 | 0 | 0 | 0 | 0 | 0 | 0 | 0
BaseCase AT | QLD |  | CCGT | 1597.9 | 1597.9 | 1597.9 | 1597.9 | 1597.9 | 1597.9 | 1597.9 | 1597.9 | 1597.9 | 1597.9 | 1212.9 | 1212.9 | 1125.5 | 1068.5 | 1068.5 | 1068.5 | 1068.5 | 1068.5 | 1068.5 | 424 | 424 | 180 | 180 | 180
BaseCase AT | QLD |  | Coordinated CER | 143.282 | 232.667 | 350.075 | 524.729 | 680.138 | 856.454 | 1055.65 | 1290.674 | 1554.267 | 1844.788 | 2165.564 | 2527.998 | 2930.642 | 3349.434 | 3848.127 | 4375.466 | 4957.77 | 5576.37 | 6239.758 | 6929.194 | 7653.576 | 8409.278 | 9186.799 | 9985.93
BaseCase AT | QLD |  | Distributed PV | 8541.191 | 9218.093 | 9846.988 | 10551.311 | 11347.887 | 11901.607 | 12422.544 | 12977.137 | 13512.289 | 14120.34 | 14879.741 | 15625.507 | 16462.911 | 17476.536 | 18612.168 | 19655.027 | 20685.213 | 21870.847 | 23096.614 | 24119.549 | 24966.017 | 26030.978 | 27040.515 | 28016.37
BaseCase AT | QLD |  | H2 Reciprocating Engine | 0 | 0 | 400 | 400 | 400 | 400 | 400 | 400 | 400 | 400 | 400 | 400 | 400 | 400 | 400 | 400 | 400 | 400 | 400 | 400 | 400 | 400 | 400 | 400
BaseCase AT | QLD |  | Hydro | 156.4 | 156.4 | 156.4 | 156.4 | 156.4 | 156.4 | 156.4 | 156.4 | 156.4 | 156.4 | 156.4 | 156.4 | 156.4 | 156.4 | 156.4 | 156.4 | 156.4 | 156.4 | 156.4 | 156.4 | 156.4 | 156.4 | 156.4 | 156.4
BaseCase AT | QLD |  | Liquid Fuel | 423.5 | 423.5 | 423.5 | 423.5 | 423.5 | 423.5 | 423.5 | 131.5 | 131.5 | 131.5 | 131.5 | 131.5 | 131.5 | 131.5 | 131.5 | 131.5 | 131.5 | 131.5 | 0 | 0 | 0 | 0 | 0 | 0
BaseCase AT | QLD |  | OCGT | 1546 | 1546 | 1663 | 1663 | 2364.8952 | 2364.8952 | 2364.8952 | 2364.8952 | 2247.8952 | 2247.8952 | 2247.8952 | 2247.8952 | 2247.8952 | 2247.8952 | 2247.8952 | 2247.8952 | 2247.8952 | 2247.8952 | 3392.1967 | 3392.1967 | 2828.1967 | 2828.1967 | 2828.1967 | 2309.1967
BaseCase AT | QLD |  | PHES | 820 | 820 | 820 | 820 | 820 | 820 | 820 | 820 | 2818 | 2818 | 2818 | 2818 | 2818 | 2818 | 2818 | 2818 | 2818 | 2818 | 2818 | 2818 | 2818 | 2818 | 2818 | 2818
BaseCase AT | QLD |  | Solar | 5780.9846 | 8483.1549 | 9280.9949 | 10837.0414 | 13460.5069 | 13459.9474 | 16506.9931 | 17819.9218 | 18636.0213 | 24604.5563 | 25486.8569 | 27804.7221 | 31751.0396 | 31751.0396 | 31751.0396 | 33723.3111 | 35103.8414 | 34992.8437 | 35179.346 | 36103.5051 | 35656.4351 | 35556.4552 | 37449.8514 | 37504.9876
BaseCase AT | QLD |  | Wind | 2569.65 | 3075.86 | 8460.753 | 8473.7214 | 8643.7564 | 9644.9882 | 10660.7139 | 11310.4374 | 11630.1151 | 11668.2966 | 12173.8702 | 13611.7751 | 17919.9673 | 17919.9673 | 17919.9673 | 17919.9673 | 18250.1882 | 18069.7182 | 17999.0322 | 18501.497 | 18892.7131 | 18892.7131 | 20956.0346 | 20517.0346
BaseCase AT | QLD | CQ | 2h | 230 | 230 | 230.0001 | 230.0001 | 226.0003 | 226.0003 | 226.0003 | 226.0003 | 226.0003 | 226.0003 | 226.0003 | 226.0003 | 226.0003 | 226.0003 | 226.0003 | 226.0003 | 180.0003 | 180.0003 | 180.0003 | 180.0003 | 180.0003 | 180.0003 | 180.0002 | 180.0002
BaseCase AT | QLD | CQ | 4h | 300 | 300 | 300 | 300 | 300 | 300 | 300 | 300 | 300 | 300 | 300 | 300 | 300 | 300 | 300 | 300 | 300 | 300 | 300 | 300 | 0 | 0 | 0 | 0
BaseCase AT | QLD | CQ | 8h | 0 | 0 | 0.00048882 | 0.001396 | 82.06 | 82.06 | 318.6866 | 416.4701 | 416.4701 | 416.4701 | 416.4701 | 416.4701 | 416.4701 | 474.4559 | 807.9516 | 1271.8593 | 1554.5232 | 2504.614 | 2504.614 | 2625.1432 | 2655.3285 | 2655.3285 | 3234.425 | 3267.0961
BaseCase AT | QLD | CQ | Black Coal | 3004 | 3004 | 3004 | 1574 | 0 | 0 | 0 | 0 | 0 | 0 | 0 | 0 | 0 | 0 | 0 | 0 | 0 | 0 | 0 | 0 | 0 | 0 | 0 | 0
BaseCase AT | QLD | CQ | Coordinated CER | 13.95 | 22.432 | 33.374 | 49.666 | 63.83 | 79.79 | 97.727 | 118.58 | 141.868 | 167.42 | 195.551 | 227.338 | 262.625 | 299.127 | 343.07 | 389.408 | 440.68 | 495.014 | 553.235 | 613.546 | 676.921 | 742.86 | 810.485 | 879.679
BaseCase AT | QLD | CQ | Distributed PV | 784.212 | 854.215 | 917.536 | 991.345 | 1078.212 | 1133.73 | 1185.035 | 1241.654 | 1295.641 | 1357.342 | 1436.479 | 1510.259 | 1593.713 | 1699.233 | 1820.867 | 1930.547 | 2039.631 | 2170.553 | 2305.098 | 2413.879 | 2499.799 | 2615.929 | 2725.312 | 2831.033
BaseCase AT | QLD | CQ | OCGT | 37 | 37 | 37 | 37 | 436.885 | 436.885 | 436.885 | 436.885 | 399.885 | 399.885 | 399.885 | 399.885 | 399.885 | 399.885 | 399.885 | 399.885 | 399.885 | 399.885 | 399.885 | 399.885 | 399.885 | 399.885 | 399.885 | 399.885
BaseCase AT | QLD | CQ | PHES | 0 | 0 | 0 | 0 | 0 | 0 | 0 | 0 | 0 | 1e-06 | 1e-06 | 1e-06 | 1e-06 | 1e-06 | 1e-06 | 1e-06 | 1e-06 | 1e-06 | 1e-06 | 1e-06 | 1e-06 | 1e-06 | 1e-06 | 1e-06
BaseCase AT | QLD | CQ | Solar | 1159.374 | 1159.3805 | 1256.3805 | 1312.1885 | 3675.5877 | 3675.5878 | 4138.7267 | 4816.0747 | 5342.3009 | 7829.0843 | 8366.4157 | 9318.6675 | 9470.101 | 9470.101 | 9470.101 | 11442.3725 | 12077.5753 | 12084.6667 | 12374.1291 | 13266.2602 | 13266.2602 | 13266.2602 | 13419.9327 | 13301.7329
BaseCase AT | QLD | CQ | Wind | 439 | 945.21 | 1848.5014 | 1848.5015 | 1944.7628 | 1944.7629 | 2018.7079 | 2348.5148 | 2348.5148 | 2348.5148 | 2348.5148 | 2348.5149 | 4952.1132 | 4952.1132 | 4952.1132 | 4952.1132 | 4952.1132 | 4952.1132 | 5321.4072 | 5548.8361 | 5548.8361 | 5548.8361 | 6271.4333 | 5832.4333
BaseCase AT | QLD | GG | 1h | 0 | 400 | 400 | 400 | 400 | 400 | 400 | 400 | 400 | 400 | 400 | 400 | 400 | 400 | 400 | 400 | 400 | 400 | 400 | 400 | 400 | 400 | 400 | 0
BaseCase AT | QLD | GG | 2h | 0 | 4.753e-05 | 6.839e-05 | 0.00011972 | 0.00052089 | 0.00052089 | 0.00052089 | 0.00052089 | 0.00052089 | 0.00052089 | 0.00052089 | 0.00052089 | 0.00052089 | 0.00052089 | 0.00052089 | 0.00052089 | 0.00052089 | 122.3921 | 122.3921 | 122.3921 | 122.3921 | 122.392 | 122.392 | 122.392
BaseCase AT | QLD | GG | 4h | 0 | 0 | 0.00026257 | 0.00041577 | 0.0004171 | 0.0004171 | 0.0004171 | 0.0004171 | 0.0004171 | 0.0004171 | 0.0004171 | 0.0004171 | 0.00041813 | 0.00041813 | 0.00041813 | 0.00041813 | 0.00041813 | 0.00042421 | 0.00042421 | 0.00042421 | 0.00042421 | 0.00042421 | 0.00016164 | 8.44e-06
BaseCase AT | QLD | GG | 8h | 0 | 0 | 0.00010841 | 288.8091 | 1023.739 | 1023.739 | 1575.1089 | 1575.1089 | 1702.6612 | 1702.6612 | 1702.6612 | 1702.6612 | 1702.6612 | 1702.6612 | 1702.6612 | 1702.6612 | 1702.6612 | 2954.016 | 2954.016 | 2954.016 | 2954.016 | 2954.016 | 2954.0159 | 2665.2069
BaseCase AT | QLD | GG | Black Coal | 1680 | 1680 | 1680 | 0 | 0 | 0 | 0 | 0 | 0 | 0 | 0 | 0 | 0 | 0 | 0 | 0 | 0 | 0 | 0 | 0 | 0 | 0 | 0 | 0
BaseCase AT | QLD | GG | CCGT | 180 | 180 | 180 | 180 | 180 | 180 | 180 | 180 | 180 | 180 | 180 | 180 | 180 | 180 | 180 | 180 | 180 | 180 | 180 | 180 | 180 | 180 | 180 | 180
BaseCase AT | QLD | GG | Coordinated CER | 1.806 | 2.916 | 4.351 | 6.469 | 8.322 | 10.41 | 12.759 | 15.5 | 18.561 | 21.923 | 25.624 | 29.806 | 34.452 | 39.256 | 44.991 | 51.033 | 57.702 | 64.774 | 72.345 | 80.179 | 88.392 | 96.93 | 105.662 | 114.59
BaseCase AT | QLD | GG | Distributed PV | 97.771 | 105.629 | 113.124 | 121.15 | 129.771 | 136.351 | 142.675 | 149.14 | 155.449 | 162.558 | 171.163 | 180.106 | 190.074 | 201.575 | 214.034 | 225.731 | 237.193 | 249.707 | 262.747 | 274.071 | 283.958 | 295.385 | 306.307 | 316.865
BaseCase AT | QLD | GG | OCGT | 0 | 0 | 0 | 0 | 118.2538 | 118.2538 | 118.2538 | 118.2538 | 118.2538 | 118.2538 | 118.2538 | 118.2538 | 118.2538 | 118.2538 | 118.2538 | 118.2538 | 118.2538 | 118.2538 | 1261.5582 | 1261.5582 | 1261.5582 | 1261.5582 | 1261.5582 | 1261.5582
BaseCase AT | QLD | GG | Solar | 524.6483 | 524.6483 | 524.6483 | 524.6483 | 524.6483 | 524.6484 | 530.7429 | 539.7619 | 540.7598 | 540.7598 | 540.7599 | 578.9605 | 630.01 | 630.01 | 630.01 | 630.01 | 630.01 | 630.01 | 630.01 | 630.01 | 630.01 | 630.01 | 630.01 | 630.01
BaseCase AT | QLD | NQ | 2h | 0 | 0 | 150 | 450 | 450 | 450 | 450 | 450 | 450 | 450 | 450 | 450 | 450 | 450 | 450 | 450 | 450 | 450 | 450 | 450 | 450 | 300 | 300 | 0
BaseCase AT | QLD | NQ | 4h | 0 | 0 | 254 | 254 | 254 | 254 | 254 | 254 | 254 | 254 | 254 | 254 | 254 | 254 | 254 | 254 | 254 | 254 | 254 | 254 | 254 | 254 | 104 | 104
BaseCase AT | QLD | NQ | 8h | 0 | 0 | 0.0093835 | 89.7687 | 453.5786 | 453.5786 | 453.5786 | 453.5786 | 453.5786 | 453.5786 | 476.6986 | 548.7765 | 626.3824 | 639.2605 | 639.2605 | 725.5636 | 725.5636 | 725.5636 | 725.5636 | 725.5636 | 725.5636 | 725.5636 | 725.5542 | 635.7949
BaseCase AT | QLD | NQ | Biomass | 32 | 32 | 32 | 32 | 32 | 32 | 32 | 32 | 32 | 32 | 32 | 32 | 32 | 32 | 32 | 32 | 32 | 32 | 32 | 32 | 32 | 32 | 32 | 32
BaseCase AT | QLD | NQ | CCGT | 244 | 244 | 244 | 244 | 244 | 244 | 244 | 244 | 244 | 244 | 244 | 244 | 244 | 244 | 244 | 244 | 244 | 244 | 244 | 244 | 244 | 0 | 0 | 0
BaseCase AT | QLD | NQ | Coordinated CER | 21.684 | 34.951 | 52.121 | 77.657 | 99.95 | 125.082 | 153.337 | 186.245 | 222.995 | 263.326 | 307.739 | 357.938 | 413.689 | 471.383 | 540.68 | 613.764 | 694.579 | 780.234 | 871.997 | 967.018 | 1066.713 | 1170.389 | 1276.603 | 1385.232
BaseCase AT | QLD | NQ | Distributed PV | 1293.407 | 1398.759 | 1495.68 | 1605.762 | 1732.276 | 1817.455 | 1896.872 | 1982.593 | 2064.892 | 2158.61 | 2276.917 | 2390.734 | 2518.921 | 2676.837 | 2855.84 | 3018.999 | 3180.576 | 3369.717 | 3564.696 | 3725.202 | 3855.431 | 4024.113 | 4183.483 | 4337.437
BaseCase AT | QLD | NQ | Hydro | 156.4 | 156.4 | 156.4 | 156.4 | 156.4 | 156.4 | 156.4 | 156.4 | 156.4 | 156.4 | 156.4 | 156.4 | 156.4 | 156.4 | 156.4 | 156.4 | 156.4 | 156.4 | 156.4 | 156.4 | 156.4 | 156.4 | 156.4 | 156.4
BaseCase AT | QLD | NQ | Liquid Fuel | 423.5 | 423.5 | 423.5 | 423.5 | 423.5 | 423.5 | 423.5 | 131.5 | 131.5 | 131.5 | 131.5 | 131.5 | 131.5 | 131.5 | 131.5 | 131.5 | 131.5 | 131.5 | 0 | 0 | 0 | 0 | 0 | 0
BaseCase AT | QLD | NQ | PHES | 250 | 250 | 250 | 250 | 250 | 250 | 250 | 250 | 250 | 250 | 250 | 250 | 250 | 250 | 250 | 250 | 250 | 250 | 250 | 250 | 250 | 250 | 250 | 250
BaseCase AT | QLD | NQ | Solar | 1517.6028 | 1517.6064 | 2117.6064 | 2374.564 | 2494.5108 | 2494.5108 | 2494.5108 | 2494.5108 | 2494.5108 | 2837.1802 | 3144.9106 | 4472.3233 | 4608.7198 | 4608.7198 | 4608.7198 | 4608.7198 | 5354.0473 | 5260.9582 | 5260.9582 | 5325.0861 | 5310.0861 | 5210.1062 | 5069.5587 | 5069.5587
BaseCase AT | QLD | NQ | Wind | 375.65 | 375.65 | 2117.463 | 2130.4312 | 2182.2306 | 2384.7287 | 3326.5095 | 3646.4261 | 3966.1037 | 3966.1037 | 4017.6593 | 4017.6594 | 5722.2533 | 5722.2533 | 5722.2533 | 5722.2533 | 5788.9996 | 5608.5296 | 5608.5296 | 5883.5655 | 5840.3655 | 5840.3655 | 6004.8739 | 6004.8739
BaseCase AT | QLD | SQ | 1h | 222.02 | 222.02 | 222.02 | 222.02 | 222.02 | 222.02 | 222.02 | 222.02 | 222.02 | 222.02 | 222.02 | 222.02 | 222.02 | 222.02 | 222.02 | 222.02 | 222.02 | 222.02 | 222.02 | 222.02 | 222.02 | 222.02 | 222.02 | 222.02
BaseCase AT | QLD | SQ | 2h | 1809.12 | 1809.1202 | 1809.1202 | 1809.1202 | 1809.1202 | 1809.1202 | 1809.1202 | 1824.7202 | 1809.1202 | 1824.7202 | 1824.7202 | 1809.1202 | 1709.1202 | 1709.1202 | 1709.1202 | 1709.1202 | 1724.7202 | 1709.1202 | 1509.1202 | 959.1202 | 974.7202 | 959.12 | 719.92 | 719.92
BaseCase AT | QLD | SQ | 4h | 260 | 260 | 260 | 260 | 260 | 260 | 260 | 260 | 260 | 260 | 260 | 260 | 260 | 260 | 260 | 260 | 260 | 260 | 260 | 260 | 260 | 260 | 260 | 260
BaseCase AT | QLD | SQ | 8h | 0 | 0 | 1344.8069 | 2169.0465 | 2357.8561 | 2357.8561 | 3100.2154 | 3783.1114 | 3783.1114 | 3783.1114 | 3783.1114 | 3783.1114 | 3783.1114 | 4587.6726 | 4587.6726 | 4587.6726 | 4587.6726 | 5091.736 | 5091.736 | 5091.736 | 5091.736 | 5091.736 | 4868.9178 | 4325.6314
BaseCase AT | QLD | SQ | Black Coal | 3446 | 3446 | 3446 | 852 | 426 | 0 | 0 | 0 | 0 | 0 | 0 | 0 | 0 | 0 | 0 | 0 | 0 | 0 | 0 | 0 | 0 | 0 | 0 | 0
BaseCase AT | QLD | SQ | CCGT | 1173.9 | 1173.9 | 1173.9 | 1173.9 | 1173.9 | 1173.9 | 1173.9 | 1173.9 | 1173.9 | 1173.9 | 788.9 | 788.9 | 701.5 | 644.5 | 644.5 | 644.5 | 644.5 | 644.5 | 644.5 | 0 | 0 | 0 | 0 | 0
BaseCase AT | QLD | SQ | Coordinated CER | 105.842 | 172.368 | 260.229 | 390.937 | 508.036 | 641.172 | 791.827 | 970.349 | 1170.843 | 1392.119 | 1636.65 | 1912.916 | 2219.876 | 2539.668 | 2919.386 | 3321.261 | 3764.809 | 4236.348 | 4742.181 | 5268.451 | 5821.55 | 6399.099 | 6994.049 | 7606.429
BaseCase AT | QLD | SQ | Distributed PV | 6365.801 | 6859.49 | 7320.648 | 7833.054 | 8407.628 | 8814.071 | 9197.962 | 9603.75 | 9996.307 | 10441.83 | 10995.182 | 11544.408 | 12160.203 | 12898.891 | 13721.427 | 14479.75 | 15227.813 | 16080.87 | 16964.073 | 17706.397 | 18326.829 | 19095.551 | 19825.413 | 20531.035
BaseCase AT | QLD | SQ | H2 Reciprocating Engine | 0 | 0 | 400 | 400 | 400 | 400 | 400 | 400 | 400 | 400 | 400 | 400 | 400 | 400 | 400 | 400 | 400 | 400 | 400 | 400 | 400 | 400 | 400 | 400
BaseCase AT | QLD | SQ | OCGT | 1509 | 1509 | 1626 | 1626 | 1809.7565 | 1809.7565 | 1809.7565 | 1809.7565 | 1729.7565 | 1729.7565 | 1729.7565 | 1729.7565 | 1729.7565 | 1729.7565 | 1729.7565 | 1729.7565 | 1729.7565 | 1729.7565 | 1730.7535 | 1730.7535 | 1166.7535 | 1166.7535 | 1166.7535 | 647.7535
BaseCase AT | QLD | SQ | PHES | 570 | 570 | 570 | 570 | 570 | 570 | 570 | 570 | 2568 | 2568 | 2568 | 2568 | 2568 | 2568 | 2568 | 2568 | 2568 | 2568 | 2568 | 2568 | 2568 | 2568 | 2568 | 2568
BaseCase AT | QLD | SQ | Solar | 2579.3596 | 5281.5198 | 5382.3598 | 6625.6406 | 6765.7601 | 6765.2003 | 9343.0126 | 9969.5743 | 10258.4498 | 13397.532 | 13434.7707 | 13434.7707 | 17042.2088 | 17042.2088 | 17042.2088 | 17042.2088 | 17042.2088 | 17017.2088 | 16914.2488 | 16882.1488 | 16450.0788 | 16450.0788 | 18330.35 | 18503.686
BaseCase AT | QLD | SQ | Wind | 1755 | 1755 | 4494.7886 | 4494.7887 | 4516.763 | 5315.4965 | 5315.4965 | 5315.4965 | 5315.4965 | 5353.678 | 5807.696 | 7245.6008 | 7245.6008 | 7245.6008 | 7245.6008 | 7245.6008 | 7509.0754 | 7509.0754 | 7069.0954 | 7069.0954 | 7503.5114 | 7503.5114 | 8679.7275 | 8679.7275
BaseCase AT | SA |  | 2h | 1135.13 | 2711.13 | 2911.13 | 2911.1301 | 2881.1301 | 2881.1311 | 2881.1311 | 2888.1011 | 2856.1311 | 2856.1311 | 2856.1312 | 2863.1011 | 2856.1312 | 2856.1312 | 2863.3613 | 2915.2011 | 2934.8762 | 2684.1762 | 2390.7462 | 2378.1962 | 2168.1962 | 392.1961 | 351.7461 | 240.7461
BaseCase AT | SA |  | 4h | 0 | 556 | 556.0001 | 556.0001 | 556.0001 | 556.0001 | 556.0001 | 300.0001 | 556.0001 | 556.0001 | 556.0001 | 300.0001 | 556.0001 | 556.0001 | 556.0001 | 556.0001 | 556.0001 | 556.0001 | 300.0001 | 556.0001 | 556.0001 | 0.00013033 | 2.147e-05 | 1.675e-05
BaseCase AT | SA |  | 8h | 0 | 0 | 318.86 | 318.86 | 564.8597 | 564.8597 | 564.8597 | 923.1581 | 923.1581 | 1030.4577 | 1072.5764 | 1072.5764 | 1869.6427 | 2490.455 | 3023.4401 | 3092.0144 | 3338.6333 | 3514.3964 | 3514.3964 | 3537.6537 | 4556.4472 | 4857.8534 | 7906.9464 | 7906.9464
BaseCase AT | SA |  | CCGT | 1309 | 1129 | 529 | 529 | 529 | 529 | 529 | 529 | 529 | 529 | 529 | 0 | 0 | 0 | 0 | 0 | 0 | 0 | 0 | 0 | 0 | 0 | 0 | 0
BaseCase AT | SA |  | Coordinated CER | 178.135 | 244.708 | 323.339 | 368.695 | 433.083 | 504.925 | 585.242 | 679.496 | 783.148 | 897.342 | 1023.315 | 1164.171 | 1316.05 | 1473.48 | 1652.96 | 1842.228 | 2049.146 | 2265.318 | 2496.514 | 2737.615 | 2985.972 | 3243.929 | 3511.136 | 3788.63
BaseCase AT | SA |  | Distributed PV | 3375.932 | 3586.659 | 3784.152 | 3995.398 | 4225.268 | 4402.077 | 4566.115 | 4746.319 | 4925.157 | 5125.569 | 5369.66 | 5615.076 | 5884.533 | 6191.517 | 6520.235 | 6818.856 | 7110.128 | 7431.429 | 7770.539 | 8060.469 | 8313.052 | 8610.529 | 8894.65 | 9172.96
BaseCase AT | SA |  | Liquid Fuel | 413.38 | 276.88 | 276.88 | 276.88 | 276.88 | 276.88 | 276.88 | 276.88 | 276.88 | 276.88 | 276.88 | 276.88 | 276.88 | 276.88 | 276.88 | 276.88 | 276.88 | 276.88 | 276.88 | 276.88 | 122.88 | 122.88 | 122.88 | 122.88
BaseCase AT | SA |  | OCGT | 1175.26 | 1175.26 | 1175.26 | 1175.26 | 929.26 | 929.26 | 993.9487 | 1185.0759 | 1185.0759 | 1105.0759 | 1069.1759 | 1069.1759 | 1069.1759 | 1069.1759 | 865.4159 | 865.4159 | 909.9846 | 909.9846 | 609.8039 | 763.6574 | 952.2892 | 952.2892 | 1218.9644 | 1669.1012
BaseCase AT | SA |  | Solar | 935.8803 | 1770.983 | 1908.1831 | 1908.1832 | 2530.0278 | 2525.4679 | 3840.0211 | 4108.7487 | 4108.7487 | 5412.729 | 6545.0312 | 6545.0313 | 7404.8258 | 12232.4922 | 13436.0118 | 14139.071 | 15186.3997 | 15186.3997 | 15526.0419 | 16553.8041 | 18391.3581 | 18314.3581 | 25115.0786 | 25020.0786
BaseCase AT | SA |  | Wind | 2722.04 | 2722.04 | 2971.5129 | 3246.5129 | 3714.2663 | 3623.5164 | 3623.5164 | 4266.5546 | 4624.305 | 4354.125 | 5848.2052 | 5848.2053 | 6389.69 | 6070.8227 | 6031.8227 | 6031.8227 | 6031.8227 | 6364.8769 | 6725.4185 | 7307.7365 | 7310.3738 | 7310.3738 | 7109.3938 | 6913.7038
BaseCase AT | SA | CSA | 2h | 1059.68 | 2187.2897 | 2387.2897 | 2387.2897 | 2357.2897 | 2357.2897 | 2357.2897 | 2363.7097 | 2357.2897 | 2357.2897 | 2357.2897 | 2363.7097 | 2357.2897 | 2357.2897 | 2357.2897 | 2345.2897 | 2345.2897 | 2094.5897 | 1800.6097 | 1798.6097 | 1588.6097 | 261 | 261 | 150
BaseCase AT | SA | CSA | 4h | 0 | 306 | 306.0001 | 306.0001 | 306.0001 | 306.0001 | 306.0001 | 50.0001 | 306.0001 | 306.0001 | 306.0001 | 50.0001 | 306.0001 | 306.0001 | 306.0001 | 306.0001 | 306.0001 | 306.0001 | 50.0001 | 306.0001 | 306.0001 | 0.00013033 | 2.147e-05 | 1.675e-05
BaseCase AT | SA | CSA | 8h | 0 | 0 | 134.9778 | 134.9778 | 134.9778 | 134.9778 | 134.9778 | 134.9778 | 134.9778 | 134.9778 | 134.9778 | 134.9778 | 588.3216 | 777.6481 | 1207.0226 | 1275.5969 | 1275.5969 | 1451.3599 | 1451.3599 | 1474.6172 | 2042.3666 | 2298.8229 | 2737.8055 | 2737.8055
BaseCase AT | SA | CSA | CCGT | 1309 | 1129 | 529 | 529 | 529 | 529 | 529 | 529 | 529 | 529 | 529 | 0 | 0 | 0 | 0 | 0 | 0 | 0 | 0 | 0 | 0 | 0 | 0 | 0
BaseCase AT | SA | CSA | Coordinated CER | 159.515 | 219.125 | 289.578 | 330.177 | 387.803 | 452.133 | 524.089 | 608.689 | 701.773 | 804.361 | 917.556 | 1044.134 | 1180.631 | 1322.135 | 1483.142 | 1652.921 | 1838.454 | 2032.307 | 2239.615 | 2455.82 | 2678.502 | 2909.834 | 3149.518 | 3398.501
BaseCase AT | SA | CSA | Distributed PV | 3050.439 | 3234.165 | 3407.605 | 3591.507 | 3788.877 | 3944.32 | 4089.166 | 4246.241 | 4402.426 | 4577.125 | 4788.577 | 5004.359 | 5240.889 | 5506.984 | 5789.151 | 6046.688 | 6296.789 | 6568.189 | 6855.678 | 7103.989 | 7322.569 | 7574.623 | 7815.61 | 8051.765
BaseCase AT | SA | CSA | Liquid Fuel | 276.88 | 276.88 | 276.88 | 276.88 | 276.88 | 276.88 | 276.88 | 276.88 | 276.88 | 276.88 | 276.88 | 276.88 | 276.88 | 276.88 | 276.88 | 276.88 | 276.88 | 276.88 | 276.88 | 276.88 | 122.88 | 122.88 | 122.88 | 122.88
BaseCase AT | SA | CSA | OCGT | 1095.26 | 1095.26 | 1095.26 | 1095.26 | 849.26 | 849.26 | 851.1152 | 851.1152 | 851.1152 | 851.1152 | 815.2152 | 815.2152 | 815.2152 | 815.2152 | 611.4552 | 611.4552 | 611.4552 | 611.4552 | 311.2745 | 445.4553 | 634.087 | 634.087 | 900.7623 | 1350.8991
BaseCase AT | SA | CSA | Solar | 74.5402 | 328.1806 | 465.3806 | 465.3806 | 465.3825 | 460.8226 | 718.2985 | 762.3069 | 762.3069 | 1089.5258 | 2207.8573 | 2207.8573 | 2744.7934 | 6567.7868 | 7384.3026 | 7721.3354 | 7959.913 | 7959.913 | 8518.7952 | 9263.9192 | 9965.83 | 9965.83 | 10593.3799 | 10593.3799
BaseCase AT | SA | CSA | Wind | 1765.01 | 1765.01 | 2014.4823 | 2289.4823 | 2599.2607 | 2599.2608 | 2599.2608 | 2976.3747 | 3133.3102 | 3061.9102 | 3537.1293 | 3537.1293 | 3537.1293 | 3210.4293 | 3210.4293 | 3210.4293 | 3210.4293 | 3466.3828 | 3710.8486 | 4181.8734 | 4181.8734 | 4181.8734 | 3980.8934 | 3785.2034
BaseCase AT | SA | NSA | 2h | 10 | 458.3904 | 458.3904 | 458.3904 | 458.3904 | 458.3915 | 458.3915 | 458.3915 | 458.3915 | 458.3915 | 458.3915 | 458.3915 | 458.3915 | 458.3915 | 465.6216 | 529.4615 | 549.1365 | 549.1365 | 549.1365 | 539.1365 | 539.1365 | 90.7461 | 90.7461 | 90.7461
BaseCase AT | SA | NSA | 8h | 0 | 0 | 183.8822 | 183.8822 | 429.8819 | 429.8819 | 429.8819 | 788.1803 | 788.1803 | 895.4799 | 937.5986 | 937.5986 | 1281.3211 | 1712.8069 | 1816.4175 | 1816.4175 | 2063.0365 | 2063.0365 | 2063.0365 | 2063.0365 | 2514.0806 | 2559.0305 | 5169.1409 | 5169.1409
BaseCase AT | SA | NSA | Coordinated CER | 9.759 | 13.4 | 17.665 | 20.138 | 23.667 | 27.576 | 31.912 | 36.893 | 42.332 | 48.291 | 54.835 | 62.127 | 69.961 | 78.06 | 87.465 | 97.376 | 108.242 | 119.576 | 131.699 | 144.335 | 157.367 | 170.88 | 184.849 | 199.32
BaseCase AT | SA | NSA | Distributed PV | 178.175 | 193.045 | 206.04 | 221.037 | 239.237 | 250.655 | 260.829 | 273.42 | 285.685 | 299.634 | 317.519 | 333.207 | 350.647 | 372.847 | 398.527 | 420.947 | 443.567 | 471.708 | 500.635 | 523.537 | 541.85 | 567.275 | 591.37 | 614.896
BaseCase AT | SA | NSA | Liquid Fuel | 73.5 | 0 | 0 | 0 | 0 | 0 | 0 | 0 | 0 | 0 | 0 | 0 | 0 | 0 | 0 | 0 | 0 | 0 | 0 | 0 | 0 | 0 | 0 | 0
BaseCase AT | SA | NSA | OCGT | 0 | 0 | 0 | 0 | 0 | 0 | 62.8335 | 253.9607 | 253.9607 | 253.9607 | 253.9607 | 253.9607 | 253.9607 | 253.9607 | 253.9607 | 253.9607 | 298.5293 | 298.5293 | 298.5293 | 318.2021 | 318.2021 | 318.2021 | 318.2021 | 318.2021
BaseCase AT | SA | NSA | Solar | 643.24 | 1224.7023 | 1224.7024 | 1224.7024 | 1846.5451 | 1846.5451 | 2903.6225 | 3128.3416 | 3128.3416 | 4105.1031 | 4119.0737 | 4119.0737 | 4441.9322 | 5446.6052 | 5769.1979 | 6171.3242 | 6944.4866 | 6944.4866 | 6725.2466 | 7007.8848 | 8143.528 | 8066.528 | 14109.0058 | 14109.0058
BaseCase AT | SA | NSA | Wind | 632.53 | 632.53 | 632.5305 | 632.5305 | 790.5054 | 699.7555 | 699.7555 | 965.6798 | 1166.493 | 1094.213 | 1325.777 | 1325.777 | 2026.2617 | 2034.0944 | 2034.0944 | 2034.0944 | 2034.0944 | 2034.0944 | 2150.1702 | 2121.9437 | 2121.9437 | 2121.9437 | 2121.9437 | 2121.9437
BaseCase AT | SA | SESA | 2h | 65.45 | 65.45 | 65.45 | 65.45 | 65.45 | 65.45 | 65.45 | 66 | 40.45 | 40.45 | 40.45 | 41 | 40.45 | 40.45 | 40.45 | 40.45 | 40.45 | 40.45 | 41 | 40.45 | 40.45 | 40.45 | 0 | 0
BaseCase AT | SA | SESA | 4h | 0 | 250 | 250 | 250 | 250 | 250 | 250 | 250 | 250 | 250 | 250 | 250 | 250 | 250 | 250 | 250 | 250 | 250 | 250 | 250 | 250 | 0 | 0 | 0
BaseCase AT | SA | SESA | Coordinated CER | 8.861 | 12.183 | 16.096 | 18.38 | 21.613 | 25.216 | 29.241 | 33.914 | 39.043 | 44.69 | 50.924 | 57.91 | 65.458 | 73.285 | 82.353 | 91.931 | 102.45 | 113.435 | 125.2 | 137.46 | 150.103 | 163.215 | 176.769 | 190.809
BaseCase AT | SA | SESA | Distributed PV | 147.318 | 159.449 | 170.507 | 182.854 | 197.154 | 207.102 | 216.12 | 226.658 | 237.046 | 248.81 | 263.564 | 277.51 | 292.997 | 311.686 | 332.557 | 351.221 | 369.772 | 391.532 | 414.226 | 432.943 | 448.633 | 468.631 | 487.67 | 506.299
BaseCase AT | SA | SESA | Liquid Fuel | 63 | 0 | 0 | 0 | 0 | 0 | 0 | 0 | 0 | 0 | 0 | 0 | 0 | 0 | 0 | 0 | 0 | 0 | 0 | 0 | 0 | 0 | 0 | 0
BaseCase AT | SA | SESA | OCGT | 80 | 80 | 80 | 80 | 80 | 80 | 80 | 80 | 80 | 0 | 0 | 0 | 0 | 0 | 0 | 0 | 0 | 0 | 0 | 0 | 0 | 0 | 0 | 0
BaseCase AT | SA | SESA | Solar | 218.1 | 218.1001 | 218.1001 | 218.1002 | 218.1002 | 218.1002 | 218.1002 | 218.1002 | 218.1002 | 218.1002 | 218.1002 | 218.1002 | 218.1002 | 218.1002 | 282.5113 | 246.4113 | 282.0001 | 282.0001 | 282.0001 | 282.0001 | 282.0001 | 282.0001 | 412.6929 | 317.6929
BaseCase AT | SA | SESA | Wind | 324.5 | 324.5 | 324.5001 | 324.5001 | 324.5002 | 324.5002 | 324.5002 | 324.5002 | 324.5017 | 198.0018 | 985.299 | 985.299 | 826.299 | 826.299 | 787.299 | 787.299 | 787.299 | 864.3997 | 864.3997 | 1003.9193 | 1006.5567 | 1006.5567 | 1006.5567 | 1006.5567
BaseCase AT | TAS |  | 24h | 0 | 0 | 0 | 0 | 0 | 0 | 0 | 0 | 0 | 1.06e-06 | 1.06e-06 | 1.06e-06 | 1.06e-06 | 1.06e-06 | 1.06e-06 | 1.06e-06 | 1.06e-06 | 1.06e-06 | 1.06e-06 | 1.06e-06 | 1.06e-06 | 1.06e-06 | 1.06e-06 | 1.06e-06
BaseCase AT | TAS |  | 2h | 0 | 7.313e-05 | 0.0001053 | 0.00014387 | 0.00020754 | 0.00025911 | 0.00025911 | 0.00025911 | 0.00025911 | 0.00025911 | 0.00025911 | 0.00025911 | 0.00026066 | 0.00026066 | 0.00026066 | 0.00026066 | 0.00026066 | 0.00026066 | 0.00026066 | 0.00026066 | 0.00026066 | 84.9664 | 84.9664 | 84.9663
BaseCase AT | TAS |  | 4h | 0 | 3.864e-05 | 6.001e-05 | 7.516e-05 | 0.0001244 | 0.00014081 | 0.00014081 | 0.00014081 | 0.00014081 | 0.00014081 | 0.00014081 | 0.00014081 | 0.00014081 | 0.00014081 | 0.00014081 | 0.00014081 | 0.00014081 | 0.00014081 | 0.00014081 | 0.00014081 | 0.00014081 | 0.00010365 | 8.229e-05 | 6.713e-05
BaseCase AT | TAS |  | 8h | 0 | 0 | 3.436e-05 | 4.628e-05 | 6.136e-05 | 6.696e-05 | 6.696e-05 | 6.696e-05 | 6.696e-05 | 6.696e-05 | 6.696e-05 | 6.696e-05 | 6.696e-05 | 6.696e-05 | 6.696e-05 | 6.696e-05 | 6.696e-05 | 6.696e-05 | 6.696e-05 | 6.696e-05 | 6.696e-05 | 6.696e-05 | 3.26e-05 | 2.068e-05
BaseCase AT | TAS |  | CCGT | 208 | 208 | 208 | 208 | 208 | 208 | 208 | 208 | 208 | 208 | 208 | 208 | 208 | 208 | 208 | 208 | 208 | 208 | 208 | 208 | 208 | 208 | 208 | 208
BaseCase AT | TAS |  | CST | 0 | 0 | 0 | 0 | 0 | 2.37e-06 | 2.37e-06 | 2.37e-06 | 2.37e-06 | 2.37e-06 | 2.37e-06 | 2.37e-06 | 2.37e-06 | 2.37e-06 | 2.37e-06 | 2.37e-06 | 2.37e-06 | 2.37e-06 | 2.37e-06 | 2.37e-06 | 2.37e-06 | 2.37e-06 | 2.37e-06 | 2.37e-06
BaseCase AT | TAS |  | Coordinated CER | 9.551 | 16.269 | 25.04 | 39.424 | 49.803 | 61.85 | 75.675 | 93.581 | 113.878 | 136.979 | 162.751 | 191.631 | 223.804 | 258.185 | 295.645 | 335.395 | 379.141 | 425.617 | 475.444 | 527.798 | 582.387 | 639.697 | 700.346 | 762.595
BaseCase AT | TAS |  | Distributed PV | 481.17 | 546.969 | 607.997 | 686.48 | 773.942 | 820.014 | 852.266 | 890.096 | 925.743 | 975.42 | 1043.676 | 1097.356 | 1154.802 | 1235.651 | 1337.164 | 1427.769 | 1518.224 | 1639.301 | 1758.668 | 1852.636 | 1922.182 | 2023.036 | 2115.568 | 2205.629
BaseCase AT | TAS |  | Hydro | 2176.7 | 2176.7 | 2176.7 | 2176.7 | 2566.7 | 2566.7 | 2566.7 | 2566.7 | 2566.7 | 2566.7 | 2566.7 | 2566.7 | 2566.7 | 2566.7 | 2566.7 | 2566.7 | 2566.7 | 2566.7 | 2566.7 | 2566.7 | 2566.7 | 2566.7 | 2566.7 | 2566.7
BaseCase AT | TAS |  | OCGT | 178 | 178 | 178 | 178 | 178 | 178 | 178 | 360.0294 | 360.0294 | 360.0294 | 360.0294 | 360.0294 | 360.0294 | 360.0294 | 240.0294 | 279.0006 | 279.0006 | 279.0006 | 279.0006 | 279.0006 | 370.4332 | 370.4332 | 370.4332 | 426.115
BaseCase AT | TAS |  | PHES | 0 | 0 | 0 | 0 | 0 | 0 | 0 | 0 | 0 | 3.46e-06 | 3.46e-06 | 3.46e-06 | 1.452e-05 | 1.452e-05 | 1.452e-05 | 1.452e-05 | 1.452e-05 | 1.452e-05 | 1.452e-05 | 1.452e-05 | 1.452e-05 | 1.452e-05 | 1.452e-05 | 1.452e-05
BaseCase AT | TAS |  | Solar | 413.6554 | 729.3876 | 1016.3876 | 1016.3876 | 1016.3877 | 1016.3878 | 1016.3878 | 1016.3878 | 1016.3878 | 1016.3878 | 1016.3878 | 1016.3878 | 1368.1917 | 1448.7322 | 1448.7322 | 1448.7322 | 1448.7322 | 1448.7322 | 1448.7322 | 1448.7322 | 1448.7322 | 1448.7322 | 1448.7322 | 1448.7322
BaseCase AT | TAS |  | Wind | 561.6 | 582.4 | 1390.1434 | 1466.6678 | 1509.3374 | 1724.264 | 1724.264 | 1724.264 | 1819.0388 | 2168.0943 | 2183.0907 | 2183.0907 | 2183.0907 | 2509.272 | 2509.272 | 2744.4292 | 2744.4292 | 2744.4292 | 2670.4594 | 2696.928 | 2696.928 | 3192.9371 | 3604.692 | 3604.692
BaseCase AT | TAS | TAS | 24h | 0 | 0 | 0 | 0 | 0 | 0 | 0 | 0 | 0 | 1.06e-06 | 1.06e-06 | 1.06e-06 | 1.06e-06 | 1.06e-06 | 1.06e-06 | 1.06e-06 | 1.06e-06 | 1.06e-06 | 1.06e-06 | 1.06e-06 | 1.06e-06 | 1.06e-06 | 1.06e-06 | 1.06e-06
BaseCase AT | TAS | TAS | 2h | 0 | 7.313e-05 | 0.0001053 | 0.00014387 | 0.00020754 | 0.00025911 | 0.00025911 | 0.00025911 | 0.00025911 | 0.00025911 | 0.00025911 | 0.00025911 | 0.00026066 | 0.00026066 | 0.00026066 | 0.00026066 | 0.00026066 | 0.00026066 | 0.00026066 | 0.00026066 | 0.00026066 | 84.9664 | 84.9664 | 84.9663
BaseCase AT | TAS | TAS | 4h | 0 | 3.864e-05 | 6.001e-05 | 7.516e-05 | 0.0001244 | 0.00014081 | 0.00014081 | 0.00014081 | 0.00014081 | 0.00014081 | 0.00014081 | 0.00014081 | 0.00014081 | 0.00014081 | 0.00014081 | 0.00014081 | 0.00014081 | 0.00014081 | 0.00014081 | 0.00014081 | 0.00014081 | 0.00010365 | 8.229e-05 | 6.713e-05
BaseCase AT | TAS | TAS | 8h | 0 | 0 | 3.436e-05 | 4.628e-05 | 6.136e-05 | 6.696e-05 | 6.696e-05 | 6.696e-05 | 6.696e-05 | 6.696e-05 | 6.696e-05 | 6.696e-05 | 6.696e-05 | 6.696e-05 | 6.696e-05 | 6.696e-05 | 6.696e-05 | 6.696e-05 | 6.696e-05 | 6.696e-05 | 6.696e-05 | 6.696e-05 | 3.26e-05 | 2.068e-05
BaseCase AT | TAS | TAS | CCGT | 208 | 208 | 208 | 208 | 208 | 208 | 208 | 208 | 208 | 208 | 208 | 208 | 208 | 208 | 208 | 208 | 208 | 208 | 208 | 208 | 208 | 208 | 208 | 208
BaseCase AT | TAS | TAS | CST | 0 | 0 | 0 | 0 | 0 | 2.37e-06 | 2.37e-06 | 2.37e-06 | 2.37e-06 | 2.37e-06 | 2.37e-06 | 2.37e-06 | 2.37e-06 | 2.37e-06 | 2.37e-06 | 2.37e-06 | 2.37e-06 | 2.37e-06 | 2.37e-06 | 2.37e-06 | 2.37e-06 | 2.37e-06 | 2.37e-06 | 2.37e-06
BaseCase AT | TAS | TAS | Coordinated CER | 9.551 | 16.269 | 25.04 | 39.424 | 49.803 | 61.85 | 75.675 | 93.581 | 113.878 | 136.979 | 162.751 | 191.631 | 223.804 | 258.185 | 295.645 | 335.395 | 379.141 | 425.617 | 475.444 | 527.798 | 582.387 | 639.697 | 700.346 | 762.595
BaseCase AT | TAS | TAS | Distributed PV | 481.17 | 546.969 | 607.997 | 686.48 | 773.942 | 820.014 | 852.266 | 890.096 | 925.743 | 975.42 | 1043.676 | 1097.356 | 1154.802 | 1235.651 | 1337.164 | 1427.769 | 1518.224 | 1639.301 | 1758.668 | 1852.636 | 1922.182 | 2023.036 | 2115.568 | 2205.629
BaseCase AT | TAS | TAS | Hydro | 2176.7 | 2176.7 | 2176.7 | 2176.7 | 2566.7 | 2566.7 | 2566.7 | 2566.7 | 2566.7 | 2566.7 | 2566.7 | 2566.7 | 2566.7 | 2566.7 | 2566.7 | 2566.7 | 2566.7 | 2566.7 | 2566.7 | 2566.7 | 2566.7 | 2566.7 | 2566.7 | 2566.7
BaseCase AT | TAS | TAS | OCGT | 178 | 178 | 178 | 178 | 178 | 178 | 178 | 360.0294 | 360.0294 | 360.0294 | 360.0294 | 360.0294 | 360.0294 | 360.0294 | 240.0294 | 279.0006 | 279.0006 | 279.0006 | 279.0006 | 279.0006 | 370.4332 | 370.4332 | 370.4332 | 426.115
BaseCase AT | TAS | TAS | PHES | 0 | 0 | 0 | 0 | 0 | 0 | 0 | 0 | 0 | 3.46e-06 | 3.46e-06 | 3.46e-06 | 1.452e-05 | 1.452e-05 | 1.452e-05 | 1.452e-05 | 1.452e-05 | 1.452e-05 | 1.452e-05 | 1.452e-05 | 1.452e-05 | 1.452e-05 | 1.452e-05 | 1.452e-05
BaseCase AT | TAS | TAS | Solar | 413.6554 | 729.3876 | 1016.3876 | 1016.3876 | 1016.3877 | 1016.3878 | 1016.3878 | 1016.3878 | 1016.3878 | 1016.3878 | 1016.3878 | 1016.3878 | 1368.1917 | 1448.7322 | 1448.7322 | 1448.7322 | 1448.7322 | 1448.7322 | 1448.7322 | 1448.7322 | 1448.7322 | 1448.7322 | 1448.7322 | 1448.7322
BaseCase AT | TAS | TAS | Wind | 561.6 | 582.4 | 1390.1434 | 1466.6678 | 1509.3374 | 1724.264 | 1724.264 | 1724.264 | 1819.0388 | 2168.0943 | 2183.0907 | 2183.0907 | 2183.0907 | 2509.272 | 2509.272 | 2744.4292 | 2744.4292 | 2744.4292 | 2670.4594 | 2696.928 | 2696.928 | 3192.9371 | 3604.692 | 3604.692
BaseCase AT | VIC |  | 1h | 0 | 3.17 | 3.17 | 3.17 | 3.17 | 3.17 | 3.17 | 3.17 | 3.17 | 3.17 | 3.17 | 3.17 | 3.17 | 3.17 | 3.17 | 3.17 | 3.17 | 3.17 | 3.17 | 3.17 | 3.17 | 3.17 | 3.17 | 3.17
BaseCase AT | VIC |  | 2h | 1954.07 | 3443.5701 | 3607.5902 | 3597.9902 | 3597.9902 | 3597.9902 | 3751.3302 | 3803.4602 | 3803.4602 | 3803.4602 | 3803.4602 | 3706.1002 | 3798.4602 | 3798.4602 | 3701.1002 | 3401.1002 | 3401.1002 | 3251.1002 | 3051.1002 | 3048.4602 | 2461.1002 | 1784.4401 | 1787.08 | 1767.08
BaseCase AT | VIC |  | 4h | 0 | 1704.7659 | 2230.7678 | 2230.7678 | 2230.7678 | 2230.7678 | 2245.1978 | 2230.7678 | 2230.7678 | 2230.7678 | 2230.7678 | 2245.1978 | 2230.7678 | 2230.7678 | 2245.1978 | 2245.1978 | 2245.1978 | 2245.1978 | 2245.1978 | 2230.7678 | 2245.1978 | 374.8019 | 220.03 | 220.03
BaseCase AT | VIC |  | 8h | 0 | 0 | 0.00088792 | 0.00090855 | 0.00095714 | 0.00097808 | 0.00097808 | 0.00097923 | 0.00097923 | 0.00097923 | 0.00097923 | 0.00097923 | 669.0742 | 4388.928 | 5122.9836 | 5122.9836 | 5122.9836 | 5122.9836 | 5122.9836 | 5122.9836 | 5226.602 | 5713.9067 | 7150.9044 | 7150.9044
BaseCase AT | VIC |  | Brown Coal | 4820 | 4820 | 3370 | 2210 | 2210 | 2210 | 2210 | 0 | 0 | 0 | 0 | 0 | 0 | 0 | 0 | 0 | 0 | 0 | 0 | 0 | 0 | 0 | 0 | 0
BaseCase AT | VIC |  | CCGT | 500 | 500 | 500 | 500 | 500 | 500 | 500 | 500 | 500 | 500 | 500 | 500 | 500 | 500 | 0 | 0 | 0 | 0 | 0 | 0 | 0 | 0 | 0 | 0
BaseCase AT | VIC |  | Coordinated CER | 184.588 | 296.826 | 442.892 | 655.898 | 829.481 | 1029.235 | 1257.175 | 1525.124 | 1823.434 | 2157.824 | 2526.274 | 2934.501 | 3393.656 | 3872.36 | 4442.266 | 5048.683 | 5717.164 | 6430.314 | 7198.174 | 8007.341 | 8854.379 | 9745.51 | 10690.345 | 11665.948
BaseCase AT | VIC |  | Distributed PV | 7292.424 | 8145.975 | 8959.385 | 9821.918 | 10719.698 | 11356.294 | 11927.851 | 12533.762 | 13168.755 | 13951.246 | 14882.583 | 15789.654 | 16786.8 | 17935.461 | 19199.953 | 20423.55 | 21661.978 | 23040.446 | 24455.108 | 25717.823 | 26853.728 | 28158.933 | 29409.09 | 30644.819
BaseCase AT | VIC |  | Hydro | 2267.02 | 2267.02 | 2267.02 | 2267.02 | 2267.02 | 2267.02 | 2267.02 | 2267.02 | 2267.02 | 2267.02 | 2267.02 | 2267.02 | 2267.02 | 2267.02 | 2267.02 | 2267.02 | 2267.02 | 2267.02 | 2267.02 | 2267.02 | 2267.02 | 2267.02 | 2267.02 | 2267.02
BaseCase AT | VIC |  | OCGT | 1900 | 1900 | 1900 | 1900 | 1900 | 1900 | 1900 | 2891.9558 | 2891.9558 | 2891.9558 | 2891.9558 | 2891.9558 | 2891.9558 | 2451.9558 | 2544.8635 | 3885.9462 | 3791.9462 | 3791.9462 | 3791.9462 | 3791.9462 | 3914.1935 | 3330.1935 | 3454.393 | 5028.5078
BaseCase AT | VIC |  | Offshore Wind | 0 | 0 | 0 | 0 | 0 | 2000 | 2667 | 3333 | 4000 | 5000 | 6000 | 7000 | 8000 | 9000 | 9000 | 9000 | 9000 | 9000 | 9000 | 9000 | 9000 | 9000 | 9000 | 9000
BaseCase AT | VIC |  | Solar | 2233.5605 | 4493.4333 | 5062.5033 | 5062.5034 | 5062.5034 | 5062.5035 | 5492.3934 | 6804.9469 | 6804.9469 | 7820.8318 | 7820.8318 | 7820.8318 | 8777.2714 | 21166.3818 | 23814.1757 | 23814.1757 | 23814.1757 | 23814.1757 | 23714.2057 | 23687.0357 | 24794.4096 | 24794.4096 | 28397.592 | 28021.662
BaseCase AT | VIC |  | Wind | 5270.28 | 5990.85 | 8874.5333 | 9490.85 | 10038.35 | 10008.3501 | 10008.3501 | 10506.6774 | 10399.2066 | 10399.2066 | 12491.2952 | 12428.2852 | 12292.3211 | 12292.3211 | 12034.0211 | 12034.0211 | 11983.4711 | 11666.2711 | 12472.2844 | 12943.818 | 13231.5802 | 12809.8902 | 14286.2288 | 13628.1288
BaseCase AT | VIC | MEL | 2h | 1090 | 1205.0001 | 1205.0002 | 1205.0002 | 1205.0002 | 1205.0002 | 1455.0002 | 1455.0002 | 1455.0002 | 1455.0002 | 1455.0002 | 1455.0002 | 1455.0002 | 1455.0002 | 1455.0002 | 1155.0002 | 1155.0002 | 1155.0002 | 955.0002 | 955.0002 | 715.0002 | 600.0001 | 600 | 600
BaseCase AT | VIC | MEL | 4h | 0 | 1354.7659 | 1516.7678 | 1516.7678 | 1516.7678 | 1516.7678 | 1516.7678 | 1516.7678 | 1516.7678 | 1516.7678 | 1516.7678 | 1516.7678 | 1516.7678 | 1516.7678 | 1516.7678 | 1516.7678 | 1516.7678 | 1516.7678 | 1516.7678 | 1516.7678 | 1516.7678 | 162.0019 | 2.925e-05 | 2.925e-05
BaseCase AT | VIC | MEL | 8h | 0 | 0 | 0.00023863 | 0.00024025 | 0.00024025 | 0.00024143 | 0.00024143 | 0.00024258 | 0.00024258 | 0.00024258 | 0.00024258 | 0.00024258 | 669.0735 | 1072.7453 | 1072.7453 | 1072.7453 | 1072.7453 | 1072.7453 | 1072.7453 | 1072.7453 | 1072.7453 | 1560.05 | 1560.0497 | 1560.0497
BaseCase AT | VIC | MEL | CCGT | 500 | 500 | 500 | 500 | 500 | 500 | 500 | 500 | 500 | 500 | 500 | 500 | 500 | 500 | 0 | 0 | 0 | 0 | 0 | 0 | 0 | 0 | 0 | 0
BaseCase AT | VIC | MEL | Coordinated CER | 134.158 | 216.707 | 325.039 | 482.918 | 612.984 | 763.266 | 935.247 | 1138.715 | 1365.808 | 1620.8 | 1902.401 | 2214.8 | 2566.636 | 2934.384 | 3370.964 | 3836.288 | 4349.187 | 4896.881 | 5487.287 | 6110.044 | 6762.535 | 7449.698 | 8178.755 | 8932.664
BaseCase AT | VIC | MEL | Distributed PV | 5002.263 | 5579.27 | 6139.469 | 6721.607 | 7312.598 | 7754.939 | 8152.594 | 8564.407 | 8996.199 | 9526.104 | 10154.201 | 10791.764 | 11487.232 | 12266.873 | 13110.582 | 13944.209 | 14782.202 | 15682.546 | 16612.243 | 17467.309 | 18262.727 | 19131.706 | 19971.607 | 20803.079
BaseCase AT | VIC | MEL | OCGT | 482 | 482 | 482 | 482 | 482 | 482 | 482 | 731.8071 | 731.8071 | 731.8071 | 731.8071 | 731.8071 | 731.8071 | 731.8071 | 824.7149 | 2165.7975 | 2165.7975 | 2165.7975 | 2165.7975 | 2165.7975 | 2221.8915 | 2221.8915 | 2221.8915 | 3687.8715
BaseCase AT | VIC | MEL | Solar | 348.9999 | 348.9999 | 349 | 349 | 349 | 349 | 349 | 349 | 349 | 349 | 349 | 349 | 349 | 349 | 349 | 349 | 349 | 349 | 349 | 349 | 349 | 349 | 349 | 349
BaseCase AT | VIC | SEV | 2h | 255 | 416.44 | 416.44 | 416.44 | 416.44 | 416.44 | 419.08 | 416.44 | 416.44 | 416.44 | 416.44 | 419.08 | 411.44 | 411.44 | 414.08 | 414.08 | 414.08 | 264.08 | 264.08 | 161.44 | 164.08 | 61.44 | 64.08 | 64.08
BaseCase AT | VIC | SEV | 4h | 0 | 350 | 350 | 350 | 350 | 350 | 350 | 350 | 350 | 350 | 350 | 350 | 350 | 350 | 350 | 350 | 350 | 350 | 350 | 350 | 350 | 0 | 0 | 0
BaseCase AT | VIC | SEV | 8h | 0 | 0 | 0.00023844 | 0.00023844 | 0.00023844 | 0.00023844 | 0.00023844 | 0.00023844 | 0.00023844 | 0.00023844 | 0.00023844 | 0.00023844 | 0.0002405 | 0.00024152 | 0.00024534 | 0.00024534 | 0.00024534 | 0.00024534 | 0.00024534 | 0.00024534 | 0.00025279 | 0.00038055 | 0.0001421 | 0.0001421
BaseCase AT | VIC | SEV | Brown Coal | 4820 | 4820 | 3370 | 2210 | 2210 | 2210 | 2210 | 0 | 0 | 0 | 0 | 0 | 0 | 0 | 0 | 0 | 0 | 0 | 0 | 0 | 0 | 0 | 0 | 0
BaseCase AT | VIC | SEV | Coordinated CER | 12.969 | 20.603 | 30.291 | 44.402 | 55.49 | 68.09 | 82.337 | 98.736 | 116.835 | 137.008 | 159.073 | 183.417 | 210.697 | 238.885 | 272.751 | 308.568 | 348.047 | 390.007 | 435.006 | 482.235 | 531.487 | 583.084 | 637.637 | 693.618
BaseCase AT | VIC | SEV | Distributed PV | 487.276 | 555.051 | 618.107 | 686.727 | 760.795 | 809.341 | 852.656 | 900.296 | 949.958 | 1011.517 | 1085.216 | 1152.263 | 1226.888 | 1316.685 | 1418.108 | 1513.035 | 1610.082 | 1723.948 | 1839.685 | 1938.296 | 2022.122 | 2126.643 | 2225.303 | 2322.534
BaseCase AT | VIC | SEV | OCGT | 834 | 834 | 834 | 834 | 834 | 834 | 834 | 834 | 834 | 834 | 834 | 834 | 834 | 394 | 394 | 394 | 300 | 300 | 300 | 300 | 302.5413 | 302.5413 | 302.5413 | 302.5413
BaseCase AT | VIC | SEV | Offshore Wind | 0 | 0 | 0 | 0 | 0 | 1890.3308 | 2012.3187 | 2678.3187 | 3345.3187 | 4345.3187 | 4700.0148 | 5375.7146 | 6375.7146 | 7375.7146 | 7375.7146 | 7375.7146 | 7375.7146 | 7375.7146 | 7375.7146 | 7375.7146 | 7375.7146 | 7375.7146 | 7375.7146 | 7375.7146
BaseCase AT | VIC | SEV | Solar | 325 | 1386.92 | 1386.92 | 1386.92 | 1386.92 | 1386.92 | 1386.92 | 1386.92 | 1386.92 | 1386.92 | 1386.92 | 1386.92 | 1386.92 | 1386.92 | 1386.92 | 1386.92 | 1386.92 | 1386.92 | 1386.92 | 1386.92 | 1386.92 | 1386.92 | 1386.92 | 1386.92
BaseCase AT | VIC | SEV | Wind | 106.6 | 106.6 | 219.6001 | 219.6001 | 219.6001 | 219.6001 | 219.6001 | 219.6001 | 219.6001 | 219.6001 | 219.6001 | 219.6001 | 219.6001 | 219.6001 | 113.0001 | 113.0001 | 113.0001 | 113.0001 | 113.0001 | 113.0001 | 113.0001 | 113.0001 | 113.0001 | 113.0001
BaseCase AT | VIC | WNV | 1h | 0 | 3.17 | 3.17 | 3.17 | 3.17 | 3.17 | 3.17 | 3.17 | 3.17 | 3.17 | 3.17 | 3.17 | 3.17 | 3.17 | 3.17 | 3.17 | 3.17 | 3.17 | 3.17 | 3.17 | 3.17 | 3.17 | 3.17 | 3.17
BaseCase AT | VIC | WNV | 2h | 609.07 | 1822.13 | 1986.15 | 1976.55 | 1976.55 | 1976.55 | 1877.25 | 1932.02 | 1932.02 | 1932.02 | 1932.02 | 1832.02 | 1932.02 | 1932.02 | 1832.02 | 1832.02 | 1832.02 | 1832.02 | 1832.02 | 1932.02 | 1582.02 | 1123 | 1123 | 1103
BaseCase AT | VIC | WNV | 4h | 0 | 0 | 364 | 364 | 364 | 364 | 378.43 | 364 | 364 | 364 | 364 | 378.43 | 364 | 364 | 378.43 | 378.43 | 378.43 | 378.43 | 378.43 | 364 | 378.43 | 212.8 | 220.03 | 220.03
BaseCase AT | VIC | WNV | 8h | 0 | 0 | 0.00041085 | 0.00042986 | 0.00047845 | 0.00049821 | 0.00049821 | 0.00049821 | 0.00049821 | 0.00049821 | 0.00049821 | 0.00049821 | 0.00051424 | 3316.1825 | 4050.238 | 4050.238 | 4050.238 | 4050.238 | 4050.238 | 4050.238 | 4153.8564 | 4153.8564 | 5590.8546 | 5590.8545
BaseCase AT | VIC | WNV | Coordinated CER | 37.461 | 59.516 | 87.562 | 128.578 | 161.007 | 197.879 | 239.591 | 287.673 | 340.791 | 400.016 | 464.8 | 536.284 | 616.323 | 699.091 | 798.551 | 903.827 | 1019.93 | 1143.426 | 1275.881 | 1415.062 | 1560.357 | 1712.728 | 1873.953 | 2039.666
BaseCase AT | VIC | WNV | Distributed PV | 1802.885 | 2011.654 | 2201.809 | 2413.584 | 2646.305 | 2792.014 | 2922.601 | 3069.059 | 3222.598 | 3413.625 | 3643.166 | 3845.627 | 4072.68 | 4351.903 | 4671.263 | 4966.306 | 5269.694 | 5633.952 | 6003.18 | 6312.218 | 6568.879 | 6900.584 | 7212.18 | 7519.206
BaseCase AT | VIC | WNV | Hydro | 2267.02 | 2267.02 | 2267.02 | 2267.02 | 2267.02 | 2267.02 | 2267.02 | 2267.02 | 2267.02 | 2267.02 | 2267.02 | 2267.02 | 2267.02 | 2267.02 | 2267.02 | 2267.02 | 2267.02 | 2267.02 | 2267.02 | 2267.02 | 2267.02 | 2267.02 | 2267.02 | 2267.02
BaseCase AT | VIC | WNV | OCGT | 584 | 584 | 584 | 584 | 584 | 584 | 584 | 1326.1487 | 1326.1487 | 1326.1487 | 1326.1487 | 1326.1487 | 1326.1487 | 1326.1487 | 1326.1487 | 1326.1487 | 1326.1487 | 1326.1487 | 1326.1487 | 1326.1487 | 1389.7607 | 805.7607 | 929.9602 | 1038.0951
BaseCase AT | VIC | WNV | Offshore Wind | 0 | 0 | 0 | 0 | 0 | 109.6692 | 654.6813 | 654.6813 | 654.6813 | 654.6813 | 1299.9852 | 1624.2854 | 1624.2854 | 1624.2854 | 1624.2854 | 1624.2854 | 1624.2854 | 1624.2854 | 1624.2854 | 1624.2854 | 1624.2854 | 1624.2854 | 1624.2854 | 1624.2854
BaseCase AT | VIC | WNV | Solar | 1559.5606 | 2757.5134 | 3326.5834 | 3326.5834 | 3326.5834 | 3326.5835 | 3756.4735 | 5069.0269 | 5069.0269 | 6084.9118 | 6084.9118 | 6084.9118 | 7041.3515 | 19430.4618 | 22078.2557 | 22078.2557 | 22078.2557 | 22078.2557 | 21978.2857 | 21951.1157 | 23058.4896 | 23058.4896 | 26661.672 | 26285.742
BaseCase AT | VIC | WNV | Wind | 5163.68 | 5884.25 | 8654.9332 | 9271.2499 | 9818.7499 | 9788.7499 | 9788.7499 | 10287.0773 | 10179.6064 | 10179.6064 | 12271.6951 | 12208.6851 | 12072.7209 | 12072.7209 | 11921.0209 | 11921.0209 | 11870.4709 | 11553.2709 | 12359.2843 | 12830.8179 | 13118.58 | 12696.89 | 14173.2287 | 13515.1287
Option 2 AT | NEM |  | 12h | 0 | 0 | 0 | 810 | 810 | 810 | 810 | 810 | 810 | 810 | 810 | 810 | 810 | 810 | 810 | 810 | 810 | 810 | 810 | 810 | 810 | 810 | 810 | 810
Option 2 AT | NEM |  | 1h | 472.02 | 875.19 | 875.19 | 875.1901 | 875.1901 | 875.1901 | 875.1901 | 875.1901 | 875.1901 | 875.1901 | 875.1901 | 875.1901 | 875.1901 | 875.1901 | 875.1901 | 875.1901 | 875.1901 | 825.1901 | 825.1901 | 825.1901 | 825.1901 | 825.19 | 825.19 | 425.19
Option 2 AT | NEM |  | 24h | 0 | 0 | 0 | 0 | 0 | 0 | 0 | 0 | 0 | 1.03e-06 | 1.03e-06 | 1.03e-06 | 4.4e-06 | 4.4e-06 | 4.4e-06 | 4.4e-06 | 4.4e-06 | 4.4e-06 | 4.4e-06 | 4.4e-06 | 4.4e-06 | 4.4e-06 | 4.4e-06 | 4.4e-06
Option 2 AT | NEM |  | 2h | 5850.9701 | 9418.4708 | 9932.491 | 10222.8915 | 10889.0219 | 10889.0239 | 11042.3639 | 11111.3539 | 11059.4939 | 11075.0939 | 11025.0943 | 10919.1043 | 10904.4946 | 10904.5021 | 10978.711 | 10736.3099 | 10771.4647 | 10674.762 | 9977.042 | 9391.852 | 8614.3819 | 5829.0871 | 5452.087 | 5021.0865
Option 2 AT | NEM |  | 4h | 1893.63 | 5241.5653 | 6025.0304 | 6025.0305 | 6025.0305 | 6225.0305 | 6239.4605 | 6010.2505 | 6225.0305 | 6225.0305 | 6225.0305 | 5983.4605 | 6225.0305 | 6225.0305 | 6280.6805 | 6280.6805 | 6239.4605 | 6280.6809 | 5983.4609 | 5765.0309 | 5020.6809 | 1747.1157 | 1397.6606 | 1397.6605
Option 2 AT | NEM |  | 8h | 325 | 685.9444 | 3195.2693 | 4907.2692 | 6502.7011 | 6883.6319 | 9233.0122 | 11626.1291 | 12337.1626 | 12923.5334 | 12984.585 | 13056.737 | 16161.2653 | 22761.0154 | 25810.6197 | 26219.7901 | 28593.6268 | 33691.6895 | 33691.6895 | 33791.1836 | 34482.83 | 34821.5413 | 39038.4443 | 37813.7301
Option 2 AT | NEM |  | Biomass | 32 | 32 | 32 | 32 | 32 | 32 | 32 | 32 | 32 | 32 | 32 | 32 | 32 | 32 | 32 | 32 | 32 | 32 | 32 | 32 | 32 | 32 | 32 | 32
Option 2 AT | NEM |  | Black Coal | 16435 | 16435 | 16435 | 3816 | 1086 | 0 | 0 | 0 | 0 | 0 | 0 | 0 | 0 | 0 | 0 | 0 | 0 | 0 | 0 | 0 | 0 | 0 | 0 | 0
Option 2 AT | NEM |  | Brown Coal | 4820 | 4820 | 3370 | 2210 | 2210 | 2210 | 2210 | 0 | 0 | 0 | 0 | 0 | 0 | 0 | 0 | 0 | 0 | 0 | 0 | 0 | 0 | 0 | 0 | 0
Option 2 AT | NEM |  | CCGT | 4334.9 | 4154.9 | 3554.9 | 3554.9 | 3554.9 | 3554.9 | 3554.9 | 3554.9 | 3554.9 | 3554.9 | 3169.9 | 2640.9 | 2553.5 | 2496.5 | 1996.5 | 1996.5 | 1996.5 | 1596.5 | 1596.5 | 952 | 952 | 708 | 708 | 708
Option 2 AT | NEM |  | CST | 0 | 0 | 0 | 0 | 0 | 3.9e-06 | 3.9e-06 | 3.9e-06 | 3.9e-06 | 3.9e-06 | 3.9e-06 | 3.9e-06 | 3.9e-06 | 3.9e-06 | 3.9e-06 | 3.9e-06 | 3.9e-06 | 3.9e-06 | 3.9e-06 | 3.9e-06 | 3.9e-06 | 3.9e-06 | 3.9e-06 | 3.9e-06
Option 2 AT | NEM |  | Coordinated CER | 820.881 | 1262.223 | 1820.912 | 2548.151 | 3177.233 | 3896.7 | 4712.378 | 5669.327 | 6735.058 | 7917.867 | 9221.881 | 10682.013 | 12311.572 | 13997.818 | 15939.689 | 18000.2 | 20274.658 | 22679.291 | 25273.938 | 27979.863 | 30806.91 | 33767.528 | 36863.741 | 40073.023
Option 2 AT | NEM |  | DSP | 6000 | 6000 | 6000 | 6000 | 6000 | 6000 | 6000 | 6000 | 6000 | 6000 | 6000 | 6000 | 6000 | 6000 | 6000 | 6000 | 6000 | 6000 | 6000 | 6000 | 6000 | 6000 | 6000 | 6000
Option 2 AT | NEM |  | Distributed PV | 29919.424 | 32710.995 | 35351.765 | 38252.157 | 41375.709 | 43624.641 | 45701.793 | 47878.618 | 50065.662 | 52654.073 | 55838.291 | 58943.831 | 62353.284 | 66333.514 | 70735.492 | 74854.192 | 78962.63 | 83610.22 | 88415.001 | 92559.237 | 96140.386 | 100432.906 | 104510.882 | 108495.442
Option 2 AT | NEM |  | H2 Reciprocating Engine | 0 | 0 | 400 | 400 | 400 | 400 | 400 | 400 | 400 | 400 | 400 | 400 | 400 | 400 | 400 | 400 | 400 | 400 | 400 | 400 | 400 | 400 | 400 | 400
Option 2 AT | NEM |  | Hydro | 6885.12 | 6885.12 | 6885.12 | 6885.12 | 7275.12 | 7275.12 | 7275.12 | 7275.12 | 7275.12 | 7275.12 | 7275.12 | 7275.12 | 7275.12 | 7275.12 | 7275.12 | 7275.12 | 7275.12 | 7275.12 | 7275.12 | 7275.12 | 7275.12 | 7275.12 | 7275.12 | 7275.12
Option 2 AT | NEM |  | Liquid Fuel | 836.88 | 700.38 | 700.38 | 700.38 | 700.38 | 700.38 | 700.38 | 408.38 | 408.38 | 408.38 | 408.38 | 408.38 | 408.38 | 408.38 | 408.38 | 408.38 | 408.38 | 408.38 | 276.88 | 276.88 | 122.88 | 122.88 | 122.88 | 122.88
Option 2 AT | NEM |  | OCGT | 7111.76 | 7111.76 | 7228.76 | 7228.76 | 8576.0895 | 8734.7661 | 9574.854 | 11404.7182 | 11287.7182 | 11207.7182 | 11151.0182 | 11151.0182 | 14068.1585 | 13628.1585 | 13376.5481 | 14795.1363 | 14701.1363 | 14701.1363 | 14743.0826 | 14896.0022 | 14740.1152 | 14156.1152 | 14674.38 | 16171.3073
Option 2 AT | NEM |  | Offshore Wind | 0 | 0 | 0 | 0 | 0 | 2000 | 2667 | 3333 | 4000 | 5000 | 6000 | 7000 | 11463.7076 | 12853.1951 | 13390.3638 | 13997.1016 | 14586.3808 | 14586.3808 | 14586.3808 | 15025.835 | 15166.1144 | 15571.4899 | 17202.3187 | 17202.3187
Option 2 AT | NEM |  | PHES | 1067 | 1067 | 3267 | 3267 | 3267 | 3267 | 3267 | 3267 | 5265 | 5265 | 5265 | 5265 | 5265 | 5265 | 5265 | 5265 | 5265 | 5265.0001 | 5265.0001 | 5265.0001 | 5265.0001 | 5265.0001 | 5265.0001 | 5265.0001
Option 2 AT | NEM |  | Solar | 17035.606 | 26285.7604 | 29760.7096 | 34921.6483 | 38681.0615 | 39375.5406 | 46614.2504 | 51386.0592 | 54627.7245 | 66559.9009 | 70201.0824 | 72735.6243 | 83644.516 | 102658.7452 | 111445.0965 | 115136.5154 | 118640.2689 | 118680.2102 | 119333.2452 | 121371.8723 | 123791.3589 | 123620.2159 | 141430.0829 | 140768.5774
Option 2 AT | NEM |  | Wind | 13903.11 | 15421.17 | 29466.1855 | 33993.6873 | 36702.1233 | 38934.6836 | 42126.5504 | 45592.1992 | 46230.207 | 47420.4488 | 54239.2962 | 55664.8067 | 60184.8826 | 60174.3012 | 59516.3212 | 59762.1872 | 60672.2005 | 60133.8955 | 61112.5043 | 62377.508 | 63223.5707 | 63330.2785 | 67056.7936 | 65650.8136
Option 2 AT | NSW |  | 12h | 0 | 0 | 0 | 810 | 810 | 810 | 810 | 810 | 810 | 810 | 810 | 810 | 810 | 810 | 810 | 810 | 810 | 810 | 810 | 810 | 810 | 810 | 810 | 810
Option 2 AT | NSW |  | 1h | 250 | 250 | 250 | 250.0001 | 250.0001 | 250.0001 | 250.0001 | 250.0001 | 250.0001 | 250.0001 | 250.0001 | 250.0001 | 250.0001 | 250.0001 | 250.0001 | 250.0001 | 250.0001 | 200.0001 | 200.0001 | 200.0001 | 200.0001 | 200 | 200 | 200
Option 2 AT | NSW |  | 2h | 722.6501 | 1224.6506 | 1224.6507 | 1224.6511 | 1924.7812 | 1924.7826 | 1924.7826 | 1919.0726 | 1914.7826 | 1914.7826 | 1864.7826 | 1864.7826 | 1864.7826 | 1864.7902 | 2029.1287 | 2029.1287 | 2080.6354 | 2265.1724 | 2260.8824 | 2240.8824 | 2245.1724 | 1993.1718 | 1893.1817 | 1893.1814
Option 2 AT | NSW |  | 4h | 1333.63 | 2424.262 | 2424.262 | 2424.262 | 2424.262 | 2624.262 | 2624.262 | 2665.482 | 2624.262 | 2624.262 | 2624.262 | 2624.262 | 2624.262 | 2624.262 | 2665.482 | 2665.482 | 2624.262 | 2665.482 | 2624.262 | 2164.262 | 1705.482 | 854.85 | 813.63 | 813.63
Option 2 AT | NSW |  | 8h | 325 | 685.9444 | 1526.7036 | 2051.5761 | 2051.5761 | 2432.5069 | 3155.25 | 4493.5879 | 5114.8173 | 5601.8005 | 5601.8005 | 5601.8005 | 7192.8975 | 8767.9147 | 9981.3658 | 9981.3659 | 11657.967 | 13631.961 | 13631.961 | 13631.961 | 13306.961 | 12946.0166 | 13111.8972 | 12587.0247
Option 2 AT | NSW |  | Black Coal | 8305 | 8305 | 8305 | 1390 | 660 | 0 | 0 | 0 | 0 | 0 | 0 | 0 | 0 | 0 | 0 | 0 | 0 | 0 | 0 | 0 | 0 | 0 | 0 | 0
Option 2 AT | NSW |  | CCGT | 720 | 720 | 720 | 720 | 720 | 720 | 720 | 720 | 720 | 720 | 720 | 720 | 720 | 720 | 720 | 720 | 720 | 320 | 320 | 320 | 320 | 320 | 320 | 320
Option 2 AT | NSW |  | CST | 0 | 0 | 0 | 0 | 0 | 3.9e-06 | 3.9e-06 | 3.9e-06 | 3.9e-06 | 3.9e-06 | 3.9e-06 | 3.9e-06 | 3.9e-06 | 3.9e-06 | 3.9e-06 | 3.9e-06 | 3.9e-06 | 3.9e-06 | 3.9e-06 | 3.9e-06 | 3.9e-06 | 3.9e-06 | 3.9e-06 | 3.9e-06
Option 2 AT | NSW |  | Coordinated CER | 305.325 | 471.753 | 679.566 | 959.405 | 1184.728 | 1444.236 | 1738.636 | 2080.452 | 2460.331 | 2880.934 | 3343.977 | 3863.712 | 4447.42 | 5044.359 | 5700.691 | 6398.428 | 7171.437 | 7981.672 | 8864.048 | 9777.915 | 10730.596 | 11729.114 | 12775.115 | 13869.92
Option 2 AT | NSW |  | DSP | 6000 | 6000 | 6000 | 6000 | 6000 | 6000 | 6000 | 6000 | 6000 | 6000 | 6000 | 6000 | 6000 | 6000 | 6000 | 6000 | 6000 | 6000 | 6000 | 6000 | 6000 | 6000 | 6000 | 6000
Option 2 AT | NSW |  | Distributed PV | 10228.707 | 11213.299 | 12153.243 | 13197.05 | 14308.914 | 15144.649 | 15933.017 | 16731.304 | 17533.718 | 18481.498 | 19662.631 | 20816.238 | 22064.238 | 23494.349 | 25065.972 | 26528.99 | 27987.087 | 29628.197 | 31334.072 | 32808.76 | 34085.407 | 35609.43 | 37051.059 | 38455.664
Option 2 AT | NSW |  | Hydro | 2285 | 2285 | 2285 | 2285 | 2285 | 2285 | 2285 | 2285 | 2285 | 2285 | 2285 | 2285 | 2285 | 2285 | 2285 | 2285 | 2285 | 2285 | 2285 | 2285 | 2285 | 2285 | 2285 | 2285
Option 2 AT | NSW |  | OCGT | 2312.5 | 2312.5 | 2312.5 | 2312.5 | 3197.6685 | 3356.3451 | 4131.3697 | 4545.1672 | 4545.1672 | 4545.1672 | 4524.3672 | 4524.3672 | 7441.5074 | 7441.5074 | 7441.5074 | 7441.5074 | 7441.5074 | 7441.5074 | 6623.8074 | 6623.8074 | 6623.8074 | 6623.8074 | 6623.8074 | 6623.8074
Option 2 AT | NSW |  | Offshore Wind | 0 | 0 | 0 | 0 | 0 | 0 | 0 | 0 | 0 | 0 | 0 | 0 | 3463.7076 | 3853.1951 | 4390.3638 | 4997.1016 | 5586.3808 | 5586.3808 | 5586.3808 | 6025.835 | 6166.1144 | 6571.4899 | 8202.3187 | 8202.3187
Option 2 AT | NSW |  | PHES | 247 | 247 | 2447 | 2447 | 2447 | 2447 | 2447 | 2447 | 2447 | 2447 | 2447 | 2447 | 2447 | 2447 | 2447 | 2447 | 2447 | 2447 | 2447 | 2447 | 2447 | 2447 | 2447 | 2447
Option 2 AT | NSW |  | Solar | 7704.3949 | 10826.8283 | 12510.6675 | 16082.9029 | 16622.0795 | 17321.6783 | 19560.0326 | 21610.7544 | 24160.9021 | 28142.2162 | 29236.4464 | 29632.0369 | 34835.0997 | 36549.8916 | 41836.9259 | 42761.7774 | 43788.1567 | 43939.2708 | 43939.2708 | 44388.8188 | 44261.7097 | 44229.3097 | 50156.949 | 49632.969
Option 2 AT | NSW |  | Wind | 2779.54 | 3050.02 | 7791.8274 | 11326.492 | 12725.88 | 13885.0188 | 16097.6297 | 17790.3501 | 17790.3501 | 18871.3679 | 21550.2385 | 21550.2385 | 21347.7585 | 21347.7585 | 20987.0785 | 21007.7276 | 21463.9217 | 21058.8024 | 21058.8024 | 20940.2952 | 20721.5952 | 20721.5953 | 21359.6604 | 21246.4704
Option 2 AT | NSW | CNSW | 12h | 0 | 0 | 0 | 810 | 810 | 810 | 810 | 810 | 810 | 810 | 810 | 810 | 810 | 810 | 810 | 810 | 810 | 810 | 810 | 810 | 810 | 810 | 810 | 810
Option 2 AT | NSW | CNSW | 2h | 192.02 | 244.0202 | 244.0202 | 244.0203 | 244.0203 | 244.0204 | 244.0204 | 244.0204 | 244.0204 | 244.0204 | 244.0204 | 244.0204 | 244.0204 | 244.0279 | 469.0565 | 469.0565 | 524.8531 | 524.8531 | 524.8531 | 504.8531 | 504.8531 | 452.853 | 452.8529 | 452.8529
Option 2 AT | NSW | CNSW | 4h | 873.63 | 873.63 | 873.63 | 873.63 | 873.63 | 873.63 | 873.63 | 914.85 | 873.63 | 873.63 | 873.63 | 873.63 | 873.63 | 873.63 | 914.85 | 914.85 | 873.63 | 914.85 | 873.63 | 873.63 | 414.85 | 414.85 | 373.63 | 373.63
Option 2 AT | NSW | CNSW | 8h | 0 | 49.84 | 478.9845 | 624.1552 | 624.1552 | 1005.0859 | 1727.8291 | 3052.6808 | 3551.8544 | 4038.8376 | 4038.8376 | 4038.8376 | 5629.9346 | 6781.5313 | 7994.9824 | 7994.9824 | 8924.8282 | 10291.337 | 10291.337 | 10291.337 | 10291.337 | 10241.497 | 10255.9918 | 10110.8211
Option 2 AT | NSW | CNSW | Black Coal | 4105 | 4105 | 4105 | 1390 | 660 | 0 | 0 | 0 | 0 | 0 | 0 | 0 | 0 | 0 | 0 | 0 | 0 | 0 | 0 | 0 | 0 | 0 | 0 | 0
Option 2 AT | NSW | CNSW | CST | 0 | 0 | 0 | 0 | 0 | 1.52e-06 | 1.52e-06 | 1.52e-06 | 1.52e-06 | 1.52e-06 | 1.52e-06 | 1.52e-06 | 1.52e-06 | 1.52e-06 | 1.52e-06 | 1.52e-06 | 1.52e-06 | 1.52e-06 | 1.52e-06 | 1.52e-06 | 1.52e-06 | 1.52e-06 | 1.52e-06 | 1.52e-06
Option 2 AT | NSW | CNSW | Coordinated CER | 31.066 | 47.519 | 67.609 | 94.349 | 115.059 | 138.608 | 165.016 | 195.048 | 228.138 | 264.508 | 304.287 | 348.799 | 398.647 | 448.986 | 504.255 | 562.617 | 627.279 | 694.604 | 767.788 | 842.989 | 921.005 | 1002.291 | 1087.046 | 1175.24
Option 2 AT | NSW | CNSW | Distributed PV | 1072.546 | 1177.74 | 1276.321 | 1388.529 | 1511.965 | 1598.502 | 1678.242 | 1761.546 | 1844.203 | 1942.571 | 2067.13 | 2182.658 | 2308.151 | 2457.095 | 2624.887 | 2777.6 | 2930.133 | 3109.982 | 3294.977 | 3449 | 3575.999 | 3738.384 | 3889.883 | 4037.202
Option 2 AT | NSW | CNSW | OCGT | 0 | 0 | 0 | 0 | 0 | 0 | 0 | 0 | 0 | 0 | 0 | 0 | 0 | 0 | 0 | 0 | 0 | 0 | 0 | 0 | 0 | 0 | 0 | 0
Option 2 AT | NSW | CNSW | PHES | 247 | 247 | 247 | 247 | 247 | 247 | 247 | 247 | 247 | 247 | 247 | 247 | 247 | 247 | 247 | 247 | 247 | 247 | 247 | 247 | 247 | 247 | 247 | 247
Option 2 AT | NSW | CNSW | Solar | 2861.3649 | 4324.325 | 5655.764 | 9227.0993 | 9577.0994 | 10276.6981 | 12440.3628 | 14269.9327 | 16492.0198 | 20359.9714 | 21344.5855 | 21707.8388 | 24154.0918 | 25505.19 | 30402.5678 | 30956.2835 | 31595.3507 | 31595.3507 | 31595.3507 | 31592.6543 | 31592.6543 | 31592.6543 | 34171.1092 | 33979.4692
Option 2 AT | NSW | CNSW | Wind | 498.03 | 498.03 | 3412.0302 | 6946.6948 | 8136.0827 | 8710.5814 | 8710.5814 | 10403.3018 | 10403.3018 | 11484.3196 | 13313.2728 | 13313.2728 | 13313.2728 | 13313.2728 | 13206.4728 | 13068.4628 | 13068.4628 | 13068.4628 | 13068.4628 | 13068.4628 | 13068.4628 | 13068.4629 | 13612.301 | 13499.111
Option 2 AT | NSW | NNSW | 1h | 200 | 200 | 200 | 200 | 200 | 200 | 200 | 200 | 200 | 200 | 200 | 200 | 200 | 200 | 200 | 200 | 200 | 200 | 200 | 200 | 200 | 200 | 200 | 200
Option 2 AT | NSW | NNSW | 2h | 0 | 450.0001 | 450.0001 | 450.0001 | 450.0001 | 450.0001 | 450.0001 | 450.0001 | 450.0001 | 450.0001 | 450.0001 | 450.0001 | 450.0001 | 450.0001 | 450.0001 | 450.0001 | 450.0001 | 450.0001 | 450.0001 | 450.0001 | 450.0001 | 250 | 250 | 250
Option 2 AT | NSW | NNSW | 8h | 275 | 400 | 611.6146 | 611.6157 | 611.6157 | 611.6157 | 611.6157 | 625.1018 | 747.1577 | 747.1577 | 747.1577 | 747.1577 | 747.1577 | 1170.5782 | 1170.5782 | 1170.5782 | 1437.4136 | 1457.0787 | 1457.0787 | 1457.0787 | 1182.0787 | 1057.0787 | 1208.4646 | 1208.4635
Option 2 AT | NSW | NNSW | CST | 0 | 0 | 0 | 0 | 0 | 1.28e-06 | 1.28e-06 | 1.28e-06 | 1.28e-06 | 1.28e-06 | 1.28e-06 | 1.28e-06 | 1.28e-06 | 1.28e-06 | 1.28e-06 | 1.28e-06 | 1.28e-06 | 1.28e-06 | 1.28e-06 | 1.28e-06 | 1.28e-06 | 1.28e-06 | 1.28e-06 | 1.28e-06
Option 2 AT | NSW | NNSW | Coordinated CER | 40.338 | 61.509 | 87.292 | 121.462 | 147.855 | 177.851 | 211.488 | 249.884 | 292.249 | 338.846 | 389.821 | 446.768 | 510.353 | 574.689 | 645.1 | 719.481 | 801.685 | 887.428 | 980.548 | 1076.451 | 1176.214 | 1280.345 | 1389.113 | 1502.531
Option 2 AT | NSW | NNSW | Distributed PV | 1453.255 | 1585.251 | 1708.634 | 1846.872 | 1996.603 | 2103.358 | 2202.001 | 2303.858 | 2405.133 | 2525.189 | 2676.155 | 2817.447 | 2970.123 | 3149.222 | 3349.343 | 3531.867 | 3713.722 | 3926.107 | 4144.722 | 4327.745 | 4479.835 | 4671.946 | 4851.544 | 5026.26
Option 2 AT | NSW | NNSW | PHES | 0 | 0 | 0 | 0 | 0 | 0 | 0 | 0 | 0 | 1.01e-06 | 1.01e-06 | 1.01e-06 | 4.24e-06 | 4.24e-06 | 4.24e-06 | 4.24e-06 | 4.24e-06 | 4.24e-06 | 4.24e-06 | 4.24e-06 | 4.24e-06 | 4.24e-06 | 4.24e-06 | 4.24e-06
Option 2 AT | NSW | NNSW | Solar | 701.02 | 1007.4207 | 1327.4207 | 1327.4208 | 1327.4208 | 1327.4208 | 1402.1104 | 1623.2622 | 1951.3228 | 2064.6854 | 2094.1352 | 2126.4725 | 4883.2822 | 4883.2822 | 5173.2337 | 5266.2933 | 5653.6055 | 6007.7495 | 6007.7495 | 6105.6302 | 6063.5211 | 6063.5211 | 7143.0862 | 7143.0862
Option 2 AT | NSW | NNSW | Wind | 442.48 | 442.48 | 541.4667 | 541.4667 | 751.4667 | 751.4668 | 2964.0776 | 2964.0776 | 2964.0776 | 2964.0776 | 3660.4952 | 3660.4952 | 3488.0152 | 3488.0152 | 3488.0152 | 3694.9742 | 4151.1684 | 4035.0591 | 4035.0591 | 4035.0591 | 4035.0591 | 4035.0591 | 4512.7461 | 4512.7461
Option 2 AT | NSW | SNSW | 1h | 50 | 50 | 50 | 50 | 50 | 50 | 50 | 50 | 50 | 50 | 50 | 50 | 50 | 50 | 50 | 50 | 50 | 0 | 0 | 0 | 0 | 0 | 0 | 0
Option 2 AT | NSW | SNSW | 2h | 265.6 | 265.6001 | 265.6001 | 265.6001 | 265.6001 | 265.6001 | 265.6001 | 259.8901 | 255.6001 | 255.6001 | 255.6001 | 255.6001 | 255.6001 | 255.6001 | 259.8901 | 259.8901 | 255.6001 | 259.8901 | 255.6001 | 255.6001 | 259.8901 | 259.8901 | 159.9001 | 159.9
Option 2 AT | NSW | SNSW | 4h | 0 | 0 | 0 | 0 | 0 | 200 | 200 | 200 | 200 | 200 | 200 | 200 | 200 | 200 | 200 | 200 | 200 | 200 | 200 | 200 | 200 | 200 | 200 | 200
Option 2 AT | NSW | SNSW | 8h | 50 | 150 | 350.0001 | 350.0001 | 350.0001 | 350.0001 | 350.0001 | 350.0001 | 350.0001 | 350.0001 | 350.0001 | 350.0001 | 350.0001 | 350.0001 | 350.0001 | 350.0001 | 350.0001 | 350.0001 | 350.0001 | 350.0001 | 300.0001 | 200.0001 | 200 | 200
Option 2 AT | NSW | SNSW | CST | 0 | 0 | 0 | 0 | 0 | 1.1e-06 | 1.1e-06 | 1.1e-06 | 1.1e-06 | 1.1e-06 | 1.1e-06 | 1.1e-06 | 1.1e-06 | 1.1e-06 | 1.1e-06 | 1.1e-06 | 1.1e-06 | 1.1e-06 | 1.1e-06 | 1.1e-06 | 1.1e-06 | 1.1e-06 | 1.1e-06 | 1.1e-06
Option 2 AT | NSW | SNSW | Coordinated CER | 48.173 | 74.238 | 106.518 | 149.637 | 183.777 | 222.687 | 266.426 | 316.43 | 371.49 | 431.967 | 498.076 | 571.924 | 654.504 | 738.161 | 829.849 | 926.749 | 1033.918 | 1145.625 | 1266.97 | 1391.873 | 1521.523 | 1656.744 | 1797.877 | 1944.901
Option 2 AT | NSW | SNSW | Distributed PV | 1708.857 | 1868.868 | 2019.9 | 2190.46 | 2375.506 | 2508.487 | 2632.011 | 2759.592 | 2886.7 | 3037.494 | 3227.297 | 3406.41 | 3600.558 | 3828.074 | 4082.109 | 4314.898 | 4547.107 | 4816.662 | 5094.724 | 5328.916 | 5525.013 | 5770.089 | 5999.626 | 6222.859
Option 2 AT | NSW | SNSW | Hydro | 2285 | 2285 | 2285 | 2285 | 2285 | 2285 | 2285 | 2285 | 2285 | 2285 | 2285 | 2285 | 2285 | 2285 | 2285 | 2285 | 2285 | 2285 | 2285 | 2285 | 2285 | 2285 | 2285 | 2285
Option 2 AT | NSW | SNSW | OCGT | 692 | 692 | 692 | 692 | 692 | 692 | 692 | 692 | 692 | 692 | 692 | 692 | 692 | 692 | 692 | 692 | 692 | 692 | 0 | 0 | 0 | 0 | 0 | 0
Option 2 AT | NSW | SNSW | PHES | 0 | 0 | 2200 | 2200 | 2200 | 2200 | 2200 | 2200 | 2200 | 2200 | 2200 | 2200 | 2200 | 2200 | 2200 | 2200 | 2200 | 2200 | 2200 | 2200 | 2200 | 2200 | 2200 | 2200
Option 2 AT | NSW | SNSW | Solar | 3252.0099 | 4605.0827 | 4637.4827 | 4638.3828 | 4827.5594 | 4827.5594 | 4827.5594 | 4827.5594 | 4827.5594 | 4827.5595 | 4907.7256 | 4907.7256 | 4907.7256 | 5271.4194 | 5371.1244 | 5649.2005 | 5649.2005 | 5446.1706 | 5446.1706 | 5800.5343 | 5715.5343 | 5683.1343 | 7952.7536 | 7620.4136
Option 2 AT | NSW | SNSW | Wind | 1839.03 | 2109.51 | 3481.3305 | 3481.3305 | 3481.3305 | 4065.9706 | 4065.9706 | 4065.9706 | 4065.9706 | 4065.9706 | 4219.4705 | 4219.4705 | 4189.4705 | 4189.4705 | 3935.5905 | 3887.2905 | 3887.2905 | 3598.2805 | 3598.2805 | 3479.7733 | 3261.0733 | 3261.0733 | 2877.6133 | 2877.6133
Option 2 AT | NSW | SNW | 1h | 2.289e-05 | 3.18e-05 | 4.689e-05 | 6.332e-05 | 6.982e-05 | 7.973e-05 | 7.973e-05 | 7.973e-05 | 7.973e-05 | 7.973e-05 | 7.973e-05 | 7.973e-05 | 7.973e-05 | 7.973e-05 | 7.973e-05 | 7.973e-05 | 7.973e-05 | 7.973e-05 | 7.973e-05 | 7.973e-05 | 5.684e-05 | 4.792e-05 | 3.283e-05 | 1.64e-05
Option 2 AT | NSW | SNW | 2h | 265.0301 | 265.0303 | 265.0303 | 265.0306 | 965.1607 | 965.162 | 965.162 | 965.162 | 965.162 | 965.162 | 915.162 | 915.162 | 915.162 | 915.162 | 850.182 | 850.182 | 850.182 | 1030.4291 | 1030.4291 | 1030.4291 | 1030.429 | 1030.4288 | 1030.4287 | 1030.4284
Option 2 AT | NSW | SNW | 4h | 460 | 1550.632 | 1550.632 | 1550.632 | 1550.632 | 1550.632 | 1550.632 | 1550.632 | 1550.632 | 1550.632 | 1550.632 | 1550.632 | 1550.632 | 1550.632 | 1550.632 | 1550.632 | 1550.632 | 1550.632 | 1550.632 | 1090.632 | 1090.632 | 240 | 240 | 240
Option 2 AT | NSW | SNW | 8h | 1.901e-05 | 86.1044 | 86.1044 | 465.8051 | 465.8051 | 465.8051 | 465.8051 | 465.8051 | 465.8051 | 465.8051 | 465.8051 | 465.8051 | 465.8051 | 465.8051 | 465.8051 | 465.8052 | 945.725 | 1533.5452 | 1533.5452 | 1533.5452 | 1533.5452 | 1447.4408 | 1447.4408 | 1067.7401
Option 2 AT | NSW | SNW | Black Coal | 4200 | 4200 | 4200 | 0 | 0 | 0 | 0 | 0 | 0 | 0 | 0 | 0 | 0 | 0 | 0 | 0 | 0 | 0 | 0 | 0 | 0 | 0 | 0 | 0
Option 2 AT | NSW | SNW | CCGT | 720 | 720 | 720 | 720 | 720 | 720 | 720 | 720 | 720 | 720 | 720 | 720 | 720 | 720 | 720 | 720 | 720 | 320 | 320 | 320 | 320 | 320 | 320 | 320
Option 2 AT | NSW | SNW | Coordinated CER | 185.748 | 288.487 | 418.147 | 593.957 | 738.037 | 905.09 | 1095.706 | 1319.09 | 1568.454 | 1845.613 | 2151.793 | 2496.221 | 2883.916 | 3282.523 | 3721.487 | 4189.581 | 4708.555 | 5254.015 | 5848.742 | 6466.602 | 7111.854 | 7789.734 | 8501.079 | 9247.248
Option 2 AT | NSW | SNW | DSP | 6000 | 6000 | 6000 | 6000 | 6000 | 6000 | 6000 | 6000 | 6000 | 6000 | 6000 | 6000 | 6000 | 6000 | 6000 | 6000 | 6000 | 6000 | 6000 | 6000 | 6000 | 6000 | 6000 | 6000
Option 2 AT | NSW | SNW | Distributed PV | 5994.049 | 6581.44 | 7148.388 | 7771.189 | 8424.84 | 8934.302 | 9420.763 | 9906.308 | 10397.682 | 10976.244 | 11692.049 | 12409.723 | 13185.406 | 14059.958 | 15009.633 | 15904.625 | 16796.125 | 17775.446 | 18799.649 | 19703.099 | 20504.56 | 21429.011 | 22310.006 | 23169.343
Option 2 AT | NSW | SNW | OCGT | 1620.5 | 1620.5 | 1620.5 | 1620.5 | 2505.6685 | 2664.3451 | 3439.3697 | 3853.1672 | 3853.1672 | 3853.1672 | 3832.3672 | 3832.3672 | 6749.5074 | 6749.5074 | 6749.5074 | 6749.5074 | 6749.5074 | 6749.5074 | 6623.8074 | 6623.8074 | 6623.8074 | 6623.8074 | 6623.8074 | 6623.8074
Option 2 AT | NSW | SNW | Offshore Wind | 0 | 0 | 0 | 0 | 0 | 0 | 0 | 0 | 0 | 0 | 0 | 0 | 3463.7076 | 3853.1951 | 4390.3638 | 4997.1016 | 5586.3808 | 5586.3808 | 5586.3808 | 6025.835 | 6166.1144 | 6571.4899 | 8202.3187 | 8202.3187
Option 2 AT | NSW | SNW | Solar | 890 | 890 | 890 | 890 | 890 | 890 | 890 | 890 | 890 | 890 | 890 | 890 | 890 | 890 | 890 | 890 | 890 | 890 | 890 | 890 | 890 | 890 | 890 | 890
Option 2 AT | NSW | SNW | Wind | 0 | 0 | 357 | 357 | 357 | 357 | 357 | 357 | 357 | 357 | 357 | 357 | 357 | 357 | 357 | 357 | 357 | 357 | 357 | 357 | 357 | 357 | 357 | 357
Option 2 AT | QLD |  | 1h | 222.02 | 622.02 | 622.02 | 622.02 | 622.02 | 622.02 | 622.02 | 622.02 | 622.02 | 622.02 | 622.02 | 622.02 | 622.02 | 622.02 | 622.02 | 622.02 | 622.02 | 622.02 | 622.02 | 622.02 | 622.02 | 622.02 | 622.02 | 222.02
Option 2 AT | QLD |  | 2h | 2039.12 | 2039.1201 | 2189.1202 | 2489.1202 | 2485.1205 | 2485.1205 | 2485.1205 | 2500.7205 | 2485.1205 | 2500.7205 | 2500.7205 | 2485.1205 | 2385.1205 | 2385.1205 | 2385.1205 | 2385.1205 | 2354.7205 | 2474.1808 | 2274.1808 | 1724.1808 | 1739.7808 | 1574.1806 | 1334.9806 | 1034.9806
Option 2 AT | QLD |  | 4h | 560 | 560 | 814.0001 | 814.0002 | 814.0002 | 814.0002 | 814.0002 | 814.0002 | 814.0002 | 814.0002 | 814.0002 | 814.0002 | 814.0002 | 814.0002 | 814.0002 | 814.0002 | 814.0002 | 814.0006 | 814.0006 | 814.0006 | 514.0006 | 514.0006 | 364.0005 | 364.0004
Option 2 AT | QLD |  | 8h | 0 | 0 | 1349.7052 | 2536.8326 | 3886.2646 | 3886.2646 | 5512.9018 | 6217.3755 | 6307.1796 | 6307.1796 | 6326.1572 | 6398.3092 | 6450.4442 | 7251.1649 | 7649.566 | 8058.7363 | 8478.9465 | 11426.9606 | 11426.9606 | 11503.2229 | 11503.2229 | 11503.2229 | 11512.7903 | 10812.9486
Option 2 AT | QLD |  | Biomass | 32 | 32 | 32 | 32 | 32 | 32 | 32 | 32 | 32 | 32 | 32 | 32 | 32 | 32 | 32 | 32 | 32 | 32 | 32 | 32 | 32 | 32 | 32 | 32
Option 2 AT | QLD |  | Black Coal | 8130 | 8130 | 8130 | 2426 | 426 | 0 | 0 | 0 | 0 | 0 | 0 | 0 | 0 | 0 | 0 | 0 | 0 | 0 | 0 | 0 | 0 | 0 | 0 | 0
Option 2 AT | QLD |  | CCGT | 1597.9 | 1597.9 | 1597.9 | 1597.9 | 1597.9 | 1597.9 | 1597.9 | 1597.9 | 1597.9 | 1597.9 | 1212.9 | 1212.9 | 1125.5 | 1068.5 | 1068.5 | 1068.5 | 1068.5 | 1068.5 | 1068.5 | 424 | 424 | 180 | 180 | 180
Option 2 AT | QLD |  | Coordinated CER | 143.282 | 232.667 | 350.075 | 524.729 | 680.138 | 856.454 | 1055.65 | 1290.674 | 1554.267 | 1844.788 | 2165.564 | 2527.998 | 2930.642 | 3349.434 | 3848.127 | 4375.466 | 4957.77 | 5576.37 | 6239.758 | 6929.194 | 7653.576 | 8409.278 | 9186.799 | 9985.93
Option 2 AT | QLD |  | Distributed PV | 8541.191 | 9218.093 | 9846.988 | 10551.311 | 11347.887 | 11901.607 | 12422.544 | 12977.137 | 13512.289 | 14120.34 | 14879.741 | 15625.507 | 16462.911 | 17476.536 | 18612.168 | 19655.027 | 20685.213 | 21870.847 | 23096.614 | 24119.549 | 24966.017 | 26030.978 | 27040.515 | 28016.37
Option 2 AT | QLD |  | H2 Reciprocating Engine | 0 | 0 | 400 | 400 | 400 | 400 | 400 | 400 | 400 | 400 | 400 | 400 | 400 | 400 | 400 | 400 | 400 | 400 | 400 | 400 | 400 | 400 | 400 | 400
Option 2 AT | QLD |  | Hydro | 156.4 | 156.4 | 156.4 | 156.4 | 156.4 | 156.4 | 156.4 | 156.4 | 156.4 | 156.4 | 156.4 | 156.4 | 156.4 | 156.4 | 156.4 | 156.4 | 156.4 | 156.4 | 156.4 | 156.4 | 156.4 | 156.4 | 156.4 | 156.4
Option 2 AT | QLD |  | Liquid Fuel | 423.5 | 423.5 | 423.5 | 423.5 | 423.5 | 423.5 | 423.5 | 131.5 | 131.5 | 131.5 | 131.5 | 131.5 | 131.5 | 131.5 | 131.5 | 131.5 | 131.5 | 131.5 | 0 | 0 | 0 | 0 | 0 | 0
Option 2 AT | QLD |  | OCGT | 1546 | 1546 | 1663 | 1663 | 2371.161 | 2371.161 | 2371.161 | 2371.161 | 2254.161 | 2254.161 | 2254.161 | 2254.161 | 2254.161 | 2254.161 | 2254.161 | 2254.161 | 2254.161 | 2254.161 | 3397.4652 | 3397.4652 | 2833.4652 | 2833.4652 | 2833.4652 | 2314.4652
Option 2 AT | QLD |  | PHES | 820 | 820 | 820 | 820 | 820 | 820 | 820 | 820 | 2818 | 2818 | 2818 | 2818 | 2818 | 2818 | 2818 | 2818 | 2818 | 2818 | 2818 | 2818 | 2818 | 2818 | 2818 | 2818
Option 2 AT | QLD |  | Solar | 5748.8184 | 8468.37 | 9266.21 | 10854.9132 | 13440.5453 | 13439.9855 | 16550.0134 | 17778.7077 | 18470.2252 | 24597.4639 | 25634.229 | 27773.1803 | 31264.1718 | 31264.1718 | 31264.1718 | 33404.2591 | 34843.5037 | 34732.3309 | 35073.3682 | 35780.9183 | 35383.3751 | 35321.6321 | 37277.4509 | 37610.8554
Option 2 AT | QLD |  | Wind | 2569.65 | 3075.86 | 8447.955 | 8460.1067 | 8652.3773 | 9639.3679 | 10618.6239 | 11248.8989 | 11597.9876 | 11642.8953 | 12291.3186 | 13779.839 | 17999.4194 | 17999.4194 | 17999.4195 | 17999.4195 | 18503.7885 | 18323.3185 | 18278.9508 | 18681.5599 | 19440.3185 | 19440.3185 | 20872.9305 | 20433.9305
Option 2 AT | QLD | CQ | 2h | 230 | 230 | 230 | 230.0001 | 226.0001 | 226.0001 | 226.0001 | 226.0001 | 226.0001 | 226.0001 | 226.0001 | 226.0001 | 226.0001 | 226.0001 | 226.0002 | 226.0002 | 180.0002 | 180.0002 | 180.0002 | 180.0002 | 180.0002 | 180.0001 | 180.0001 | 180.0001
Option 2 AT | QLD | CQ | 4h | 300 | 300 | 300 | 300 | 300 | 300 | 300 | 300 | 300 | 300 | 300 | 300 | 300 | 300 | 300 | 300 | 300 | 300 | 300 | 300 | 0 | 0 | 0 | 0
Option 2 AT | QLD | CQ | 8h | 0 | 0 | 0.00023963 | 0.00055021 | 81.0092 | 81.0092 | 317.6005 | 404.6602 | 404.6602 | 404.6602 | 404.6602 | 404.6602 | 404.6602 | 467.5207 | 865.9218 | 1187.6701 | 1607.8802 | 2594.3833 | 2594.3833 | 2670.6456 | 2670.6456 | 2670.6456 | 3308.0906 | 3308.0903
Option 2 AT | QLD | CQ | Black Coal | 3004 | 3004 | 3004 | 1574 | 0 | 0 | 0 | 0 | 0 | 0 | 0 | 0 | 0 | 0 | 0 | 0 | 0 | 0 | 0 | 0 | 0 | 0 | 0 | 0
Option 2 AT | QLD | CQ | Coordinated CER | 13.95 | 22.432 | 33.374 | 49.666 | 63.83 | 79.79 | 97.727 | 118.58 | 141.868 | 167.42 | 195.551 | 227.338 | 262.625 | 299.127 | 343.07 | 389.408 | 440.68 | 495.014 | 553.235 | 613.546 | 676.921 | 742.86 | 810.485 | 879.679
Option 2 AT | QLD | CQ | Distributed PV | 784.212 | 854.215 | 917.536 | 991.345 | 1078.212 | 1133.73 | 1185.035 | 1241.654 | 1295.641 | 1357.342 | 1436.479 | 1510.259 | 1593.713 | 1699.233 | 1820.867 | 1930.547 | 2039.631 | 2170.553 | 2305.098 | 2413.879 | 2499.799 | 2615.929 | 2725.312 | 2831.033
Option 2 AT | QLD | CQ | OCGT | 37 | 37 | 37 | 37 | 436.885 | 436.885 | 436.885 | 436.885 | 399.885 | 399.885 | 399.885 | 399.885 | 399.885 | 399.885 | 399.885 | 399.885 | 399.885 | 399.885 | 399.885 | 399.885 | 399.885 | 399.885 | 399.885 | 399.885
Option 2 AT | QLD | CQ | PHES | 0 | 0 | 0 | 0 | 0 | 0 | 0 | 0 | 0 | 1.14e-06 | 1.14e-06 | 1.14e-06 | 3.54e-06 | 3.54e-06 | 3.54e-06 | 3.54e-06 | 3.54e-06 | 5.3e-06 | 5.3e-06 | 5.3e-06 | 5.3e-06 | 5.3e-06 | 5.3e-06 | 5.3e-06
Option 2 AT | QLD | CQ | Solar | 1164.4113 | 1164.4129 | 1261.4129 | 1318.2355 | 3657.7761 | 3657.7762 | 4113.5835 | 4904.1489 | 5201.7362 | 7749.0212 | 8206.0806 | 9086.3101 | 9130.9732 | 9130.9732 | 9130.9732 | 11271.0605 | 12021.8404 | 12028.7566 | 12472.7539 | 13077.5165 | 13077.5165 | 13077.5165 | 13360.3035 | 13246.3283
Option 2 AT | QLD | CQ | Wind | 439 | 945.21 | 1842.4299 | 1842.43 | 1944.7104 | 1944.7104 | 2007.9174 | 2348.4088 | 2348.4088 | 2348.4088 | 2348.4088 | 2348.4088 | 4951.1878 | 4951.1878 | 4951.1878 | 4951.1878 | 4951.1878 | 4951.1878 | 5346.8001 | 5451.3811 | 5451.3811 | 5451.3811 | 6257.2325 | 5818.2325
Option 2 AT | QLD | GG | 1h | 0 | 400 | 400 | 400 | 400 | 400 | 400 | 400 | 400 | 400 | 400 | 400 | 400 | 400 | 400 | 400 | 400 | 400 | 400 | 400 | 400 | 400 | 400 | 0
Option 2 AT | QLD | GG | 2h | 0 | 2.451e-05 | 3.579e-05 | 6.212e-05 | 0.00022493 | 0.00022493 | 0.00022493 | 0.00022493 | 0.00022493 | 0.00022493 | 0.00022493 | 0.00022493 | 0.00022493 | 0.00022654 | 0.00022654 | 0.00022951 | 0.00022951 | 135.0605 | 135.0605 | 135.0605 | 135.0605 | 135.0605 | 135.0605 | 135.0604
Option 2 AT | QLD | GG | 4h | 0 | 0 | 0.00011268 | 0.00020614 | 0.00020614 | 0.00020614 | 0.00020614 | 0.00020614 | 0.00020614 | 0.00020614 | 0.00020614 | 0.00020614 | 0.00020614 | 0.00020614 | 0.00020614 | 0.00020614 | 0.00020614 | 0.00060307 | 0.00060307 | 0.00060307 | 0.00060307 | 0.00060307 | 0.00049039 | 0.00039693
Option 2 AT | QLD | GG | 8h | 0 | 0 | 4.871e-05 | 289.1948 | 1016.9037 | 1016.9037 | 1585.0303 | 1585.0303 | 1674.8343 | 1674.8343 | 1674.8343 | 1674.8343 | 1674.8343 | 1674.8343 | 1674.8343 | 1674.8343 | 1674.8343 | 2945.6218 | 2945.6218 | 2945.6218 | 2945.6218 | 2945.6218 | 2945.6218 | 2656.4271
Option 2 AT | QLD | GG | Black Coal | 1680 | 1680 | 1680 | 0 | 0 | 0 | 0 | 0 | 0 | 0 | 0 | 0 | 0 | 0 | 0 | 0 | 0 | 0 | 0 | 0 | 0 | 0 | 0 | 0
Option 2 AT | QLD | GG | CCGT | 180 | 180 | 180 | 180 | 180 | 180 | 180 | 180 | 180 | 180 | 180 | 180 | 180 | 180 | 180 | 180 | 180 | 180 | 180 | 180 | 180 | 180 | 180 | 180
Option 2 AT | QLD | GG | Coordinated CER | 1.806 | 2.916 | 4.351 | 6.469 | 8.322 | 10.41 | 12.759 | 15.5 | 18.561 | 21.923 | 25.624 | 29.806 | 34.452 | 39.256 | 44.991 | 51.033 | 57.702 | 64.774 | 72.345 | 80.179 | 88.392 | 96.93 | 105.662 | 114.59
Option 2 AT | QLD | GG | Distributed PV | 97.771 | 105.629 | 113.124 | 121.15 | 129.771 | 136.351 | 142.675 | 149.14 | 155.449 | 162.558 | 171.163 | 180.106 | 190.074 | 201.575 | 214.034 | 225.731 | 237.193 | 249.707 | 262.747 | 274.071 | 283.958 | 295.385 | 306.307 | 316.865
Option 2 AT | QLD | GG | OCGT | 0 | 0 | 0 | 0 | 119.8394 | 119.8394 | 119.8394 | 119.8394 | 119.8394 | 119.8394 | 119.8394 | 119.8394 | 119.8394 | 119.8394 | 119.8394 | 119.8394 | 119.8394 | 119.8394 | 1263.1437 | 1263.1437 | 1263.1437 | 1263.1437 | 1263.1437 | 1263.1437
Option 2 AT | QLD | GG | Solar | 524.6083 | 524.6083 | 524.6083 | 524.6083 | 524.6083 | 524.6084 | 530.7428 | 539.7618 | 540.7597 | 540.7597 | 540.7597 | 552.4163 | 630.01 | 630.01 | 630.01 | 630.01 | 630.01 | 630.01 | 630.01 | 630.01 | 630.01 | 630.01 | 630.01 | 630.01
Option 2 AT | QLD | NQ | 2h | 0 | 0 | 150 | 450 | 450 | 450 | 450 | 450 | 450 | 450 | 450 | 450 | 450 | 450 | 450 | 450 | 450 | 450 | 450 | 450 | 450 | 300 | 300 | 0
Option 2 AT | QLD | NQ | 4h | 0 | 0 | 254 | 254 | 254 | 254 | 254 | 254 | 254 | 254 | 254 | 254 | 254 | 254 | 254 | 254 | 254 | 254 | 254 | 254 | 254 | 254 | 104 | 104
Option 2 AT | QLD | NQ | 8h | 0 | 0 | 0.0034408 | 94.8719 | 455.3196 | 455.3196 | 455.3196 | 455.3196 | 455.3196 | 455.3196 | 474.2971 | 546.4491 | 598.5842 | 638.1159 | 638.1159 | 725.5379 | 725.5379 | 725.5379 | 725.5379 | 725.5379 | 725.5379 | 725.5379 | 725.5345 | 630.666
Option 2 AT | QLD | NQ | Biomass | 32 | 32 | 32 | 32 | 32 | 32 | 32 | 32 | 32 | 32 | 32 | 32 | 32 | 32 | 32 | 32 | 32 | 32 | 32 | 32 | 32 | 32 | 32 | 32
Option 2 AT | QLD | NQ | CCGT | 244 | 244 | 244 | 244 | 244 | 244 | 244 | 244 | 244 | 244 | 244 | 244 | 244 | 244 | 244 | 244 | 244 | 244 | 244 | 244 | 244 | 0 | 0 | 0
Option 2 AT | QLD | NQ | Coordinated CER | 21.684 | 34.951 | 52.121 | 77.657 | 99.95 | 125.082 | 153.337 | 186.245 | 222.995 | 263.326 | 307.739 | 357.938 | 413.689 | 471.383 | 540.68 | 613.764 | 694.579 | 780.234 | 871.997 | 967.018 | 1066.713 | 1170.389 | 1276.603 | 1385.232
Option 2 AT | QLD | NQ | Distributed PV | 1293.407 | 1398.759 | 1495.68 | 1605.762 | 1732.276 | 1817.455 | 1896.872 | 1982.593 | 2064.892 | 2158.61 | 2276.917 | 2390.734 | 2518.921 | 2676.837 | 2855.84 | 3018.999 | 3180.576 | 3369.717 | 3564.696 | 3725.202 | 3855.431 | 4024.113 | 4183.483 | 4337.437
Option 2 AT | QLD | NQ | Hydro | 156.4 | 156.4 | 156.4 | 156.4 | 156.4 | 156.4 | 156.4 | 156.4 | 156.4 | 156.4 | 156.4 | 156.4 | 156.4 | 156.4 | 156.4 | 156.4 | 156.4 | 156.4 | 156.4 | 156.4 | 156.4 | 156.4 | 156.4 | 156.4
Option 2 AT | QLD | NQ | Liquid Fuel | 423.5 | 423.5 | 423.5 | 423.5 | 423.5 | 423.5 | 423.5 | 131.5 | 131.5 | 131.5 | 131.5 | 131.5 | 131.5 | 131.5 | 131.5 | 131.5 | 131.5 | 131.5 | 0 | 0 | 0 | 0 | 0 | 0
Option 2 AT | QLD | NQ | PHES | 250 | 250 | 250 | 250 | 250 | 250 | 250 | 250 | 250 | 250 | 250 | 250 | 250 | 250 | 250 | 250 | 250 | 250 | 250 | 250 | 250 | 250 | 250 | 250
Option 2 AT | QLD | NQ | Solar | 1512.8018 | 1512.803 | 2112.803 | 2393.9291 | 2501.6422 | 2501.6422 | 2501.6422 | 2501.6422 | 2501.6422 | 2828.3313 | 3138.4581 | 4385.5234 | 4534.2504 | 4534.2504 | 4534.2504 | 4534.2504 | 5222.715 | 5129.6259 | 5129.6259 | 5129.6259 | 5114.6259 | 5052.8829 | 4956.7874 | 4956.7874
Option 2 AT | QLD | NQ | Wind | 375.65 | 375.65 | 2117.4628 | 2129.6145 | 2178.758 | 2412.684 | 3328.7329 | 3618.5165 | 3967.6052 | 3967.6052 | 4024.9317 | 4024.9317 | 5641.7331 | 5641.7331 | 5641.7331 | 5641.7331 | 5710.2583 | 5529.7883 | 5529.7883 | 5827.8164 | 5784.6164 | 5784.6164 | 5979.6215 | 5979.6215
Option 2 AT | QLD | SQ | 1h | 222.02 | 222.02 | 222.02 | 222.02 | 222.02 | 222.02 | 222.02 | 222.02 | 222.02 | 222.02 | 222.02 | 222.02 | 222.02 | 222.02 | 222.02 | 222.02 | 222.02 | 222.02 | 222.02 | 222.02 | 222.02 | 222.02 | 222.02 | 222.02
Option 2 AT | QLD | SQ | 2h | 1809.12 | 1809.1201 | 1809.1201 | 1809.1201 | 1809.1201 | 1809.1201 | 1809.1201 | 1824.7201 | 1809.1201 | 1824.7201 | 1824.7201 | 1809.1201 | 1709.1201 | 1709.1201 | 1709.1201 | 1709.1201 | 1724.7201 | 1709.1201 | 1509.1201 | 959.1201 | 974.7201 | 959.12 | 719.92 | 719.92
Option 2 AT | QLD | SQ | 4h | 260 | 260 | 260 | 260 | 260 | 260 | 260 | 260 | 260 | 260 | 260 | 260 | 260 | 260 | 260 | 260 | 260 | 260 | 260 | 260 | 260 | 260 | 260 | 260
Option 2 AT | QLD | SQ | 8h | 0 | 0 | 1349.7015 | 2152.7654 | 2333.0321 | 2333.0321 | 3154.9514 | 3772.3655 | 3772.3655 | 3772.3655 | 3772.3655 | 3772.3655 | 3772.3655 | 4470.694 | 4470.694 | 4470.694 | 4470.694 | 5161.4176 | 5161.4176 | 5161.4176 | 5161.4176 | 5161.4176 | 4533.5434 | 4217.7652
Option 2 AT | QLD | SQ | Black Coal | 3446 | 3446 | 3446 | 852 | 426 | 0 | 0 | 0 | 0 | 0 | 0 | 0 | 0 | 0 | 0 | 0 | 0 | 0 | 0 | 0 | 0 | 0 | 0 | 0
Option 2 AT | QLD | SQ | CCGT | 1173.9 | 1173.9 | 1173.9 | 1173.9 | 1173.9 | 1173.9 | 1173.9 | 1173.9 | 1173.9 | 1173.9 | 788.9 | 788.9 | 701.5 | 644.5 | 644.5 | 644.5 | 644.5 | 644.5 | 644.5 | 0 | 0 | 0 | 0 | 0
Option 2 AT | QLD | SQ | Coordinated CER | 105.842 | 172.368 | 260.229 | 390.937 | 508.036 | 641.172 | 791.827 | 970.349 | 1170.843 | 1392.119 | 1636.65 | 1912.916 | 2219.876 | 2539.668 | 2919.386 | 3321.261 | 3764.809 | 4236.348 | 4742.181 | 5268.451 | 5821.55 | 6399.099 | 6994.049 | 7606.429
Option 2 AT | QLD | SQ | Distributed PV | 6365.801 | 6859.49 | 7320.648 | 7833.054 | 8407.628 | 8814.071 | 9197.962 | 9603.75 | 9996.307 | 10441.83 | 10995.182 | 11544.408 | 12160.203 | 12898.891 | 13721.427 | 14479.75 | 15227.813 | 16080.87 | 16964.073 | 17706.397 | 18326.829 | 19095.551 | 19825.413 | 20531.035
Option 2 AT | QLD | SQ | H2 Reciprocating Engine | 0 | 0 | 400 | 400 | 400 | 400 | 400 | 400 | 400 | 400 | 400 | 400 | 400 | 400 | 400 | 400 | 400 | 400 | 400 | 400 | 400 | 400 | 400 | 400
Option 2 AT | QLD | SQ | OCGT | 1509 | 1509 | 1626 | 1626 | 1814.4365 | 1814.4365 | 1814.4365 | 1814.4365 | 1734.4365 | 1734.4365 | 1734.4365 | 1734.4365 | 1734.4365 | 1734.4365 | 1734.4365 | 1734.4365 | 1734.4365 | 1734.4365 | 1734.4365 | 1734.4365 | 1170.4365 | 1170.4365 | 1170.4365 | 651.4365
Option 2 AT | QLD | SQ | PHES | 570 | 570 | 570 | 570 | 570 | 570 | 570 | 570 | 2568 | 2568 | 2568 | 2568 | 2568 | 2568 | 2568 | 2568 | 2568 | 2568 | 2568 | 2568 | 2568 | 2568 | 2568 | 2568
Option 2 AT | QLD | SQ | Solar | 2546.997 | 5266.5458 | 5367.3859 | 6618.1404 | 6756.5187 | 6755.9587 | 9404.0449 | 9833.1547 | 10226.0871 | 13479.3517 | 13748.9305 | 13748.9306 | 16968.9382 | 16968.9382 | 16968.9382 | 16968.9382 | 16968.9384 | 16943.9384 | 16840.9784 | 16943.7659 | 16561.2227 | 16561.2227 | 18330.35 | 18777.7297
Option 2 AT | QLD | SQ | Wind | 1755 | 1755 | 4488.0623 | 4488.0623 | 4528.9089 | 5281.9736 | 5281.9736 | 5281.9736 | 5281.9736 | 5326.8813 | 5917.9781 | 7406.4985 | 7406.4985 | 7406.4985 | 7406.4985 | 7406.4985 | 7842.3424 | 7842.3424 | 7402.3624 | 7402.3624 | 8204.321 | 8204.321 | 8636.0766 | 8636.0766
Option 2 AT | SA |  | 2h | 1135.13 | 2711.13 | 2911.13 | 2911.13 | 2881.1301 | 2881.1305 | 2881.1305 | 2888.1005 | 2856.1305 | 2856.1305 | 2856.131 | 2863.101 | 2856.131 | 2856.131 | 2863.3613 | 2920.9601 | 2935.0083 | 2684.3083 | 2390.8783 | 2378.3283 | 2168.3283 | 392.3282 | 351.8782 | 240.8782
Option 2 AT | SA |  | 4h | 0 | 556 | 556.0001 | 556.0001 | 556.0001 | 556.0001 | 556.0001 | 300.0001 | 556.0001 | 556.0001 | 556.0001 | 300.0001 | 556.0001 | 556.0001 | 556.0001 | 556.0001 | 556.0001 | 556.0001 | 300.0001 | 556.0001 | 556.0001 | 7.769e-05 | 1.327e-05 | 1.327e-05
Option 2 AT | SA |  | 8h | 0 | 0 | 318.86 | 318.86 | 564.8599 | 564.8599 | 564.8599 | 915.1652 | 915.1652 | 1014.5528 | 1056.6269 | 1056.6269 | 1872.2362 | 2400.5097 | 3045.1054 | 3045.1054 | 3322.1309 | 3498.1854 | 3498.1854 | 3521.4172 | 4451.2034 | 4822.2689 | 7590.7518 | 7590.7518
Option 2 AT | SA |  | CCGT | 1309 | 1129 | 529 | 529 | 529 | 529 | 529 | 529 | 529 | 529 | 529 | 0 | 0 | 0 | 0 | 0 | 0 | 0 | 0 | 0 | 0 | 0 | 0 | 0
Option 2 AT | SA |  | Coordinated CER | 178.135 | 244.708 | 323.339 | 368.695 | 433.083 | 504.925 | 585.242 | 679.496 | 783.148 | 897.342 | 1023.315 | 1164.171 | 1316.05 | 1473.48 | 1652.96 | 1842.228 | 2049.146 | 2265.318 | 2496.514 | 2737.615 | 2985.972 | 3243.929 | 3511.136 | 3788.63
Option 2 AT | SA |  | Distributed PV | 3375.932 | 3586.659 | 3784.152 | 3995.398 | 4225.268 | 4402.077 | 4566.115 | 4746.319 | 4925.157 | 5125.569 | 5369.66 | 5615.076 | 5884.533 | 6191.517 | 6520.235 | 6818.856 | 7110.128 | 7431.429 | 7770.539 | 8060.469 | 8313.052 | 8610.529 | 8894.65 | 9172.96
Option 2 AT | SA |  | Liquid Fuel | 413.38 | 276.88 | 276.88 | 276.88 | 276.88 | 276.88 | 276.88 | 276.88 | 276.88 | 276.88 | 276.88 | 276.88 | 276.88 | 276.88 | 276.88 | 276.88 | 276.88 | 276.88 | 276.88 | 276.88 | 122.88 | 122.88 | 122.88 | 122.88
Option 2 AT | SA |  | OCGT | 1175.26 | 1175.26 | 1175.26 | 1175.26 | 929.26 | 929.26 | 994.3234 | 1226.0087 | 1226.0087 | 1146.0087 | 1110.1087 | 1110.1087 | 1110.1087 | 1110.1087 | 906.3487 | 906.3487 | 906.3487 | 906.3487 | 622.6908 | 775.6105 | 964.432 | 964.432 | 1300.7021 | 1527.6171
Option 2 AT | SA |  | Solar | 935.8801 | 1771.1502 | 1908.3502 | 1908.3503 | 2542.9547 | 2538.3948 | 3810.9889 | 4151.5871 | 4151.5871 | 5121.5063 | 6496.7906 | 6496.7906 | 7340.8273 | 12057.8831 | 13417.7022 | 14015.9362 | 15054.0657 | 15054.0657 | 15466.0334 | 16374.7323 | 18220.2883 | 18143.2883 | 24750.0993 | 24655.0993
Option 2 AT | SA |  | Wind | 2722.04 | 2722.04 | 2971.6717 | 3246.6717 | 3769.6591 | 3678.9091 | 3678.9091 | 4292.0334 | 4658.3032 | 4388.1232 | 5833.4184 | 5833.4184 | 6338.0492 | 6011.3492 | 5972.3492 | 5972.3492 | 5972.3493 | 6336.8335 | 6630.7099 | 7271.3475 | 7316.1692 | 7316.1692 | 7115.1892 | 6919.4992
Option 2 AT | SA | CSA | 2h | 1059.68 | 2187.2949 | 2387.2949 | 2387.2949 | 2357.2949 | 2357.2949 | 2357.2949 | 2363.7149 | 2357.2949 | 2357.2949 | 2357.2949 | 2363.7149 | 2357.2949 | 2357.2949 | 2357.2949 | 2345.2949 | 2345.2949 | 2094.5949 | 1800.6149 | 1798.6149 | 1588.6149 | 261 | 261 | 150
Option 2 AT | SA | CSA | 4h | 0 | 306 | 306.0001 | 306.0001 | 306.0001 | 306.0001 | 306.0001 | 50.0001 | 306.0001 | 306.0001 | 306.0001 | 50.0001 | 306.0001 | 306.0001 | 306.0001 | 306.0001 | 306.0001 | 306.0001 | 50.0001 | 306.0001 | 306.0001 | 7.769e-05 | 1.327e-05 | 1.327e-05
Option 2 AT | SA | CSA | 8h | 0 | 0 | 138.7599 | 138.7599 | 138.7599 | 138.7599 | 138.7599 | 138.7599 | 138.7599 | 138.7599 | 138.7599 | 138.7599 | 561.4815 | 726.8178 | 1230.7085 | 1230.7085 | 1230.7085 | 1406.763 | 1406.763 | 1429.9948 | 2020.2614 | 2326.9622 | 2634.4968 | 2634.4968
Option 2 AT | SA | CSA | CCGT | 1309 | 1129 | 529 | 529 | 529 | 529 | 529 | 529 | 529 | 529 | 529 | 0 | 0 | 0 | 0 | 0 | 0 | 0 | 0 | 0 | 0 | 0 | 0 | 0
Option 2 AT | SA | CSA | Coordinated CER | 159.515 | 219.125 | 289.578 | 330.177 | 387.803 | 452.133 | 524.089 | 608.689 | 701.773 | 804.361 | 917.556 | 1044.134 | 1180.631 | 1322.135 | 1483.142 | 1652.921 | 1838.454 | 2032.307 | 2239.615 | 2455.82 | 2678.502 | 2909.834 | 3149.518 | 3398.501
Option 2 AT | SA | CSA | Distributed PV | 3050.439 | 3234.165 | 3407.605 | 3591.507 | 3788.877 | 3944.32 | 4089.166 | 4246.241 | 4402.426 | 4577.125 | 4788.577 | 5004.359 | 5240.889 | 5506.984 | 5789.151 | 6046.688 | 6296.789 | 6568.189 | 6855.678 | 7103.989 | 7322.569 | 7574.623 | 7815.61 | 8051.765
Option 2 AT | SA | CSA | Liquid Fuel | 276.88 | 276.88 | 276.88 | 276.88 | 276.88 | 276.88 | 276.88 | 276.88 | 276.88 | 276.88 | 276.88 | 276.88 | 276.88 | 276.88 | 276.88 | 276.88 | 276.88 | 276.88 | 276.88 | 276.88 | 122.88 | 122.88 | 122.88 | 122.88
Option 2 AT | SA | CSA | OCGT | 1095.26 | 1095.26 | 1095.26 | 1095.26 | 849.26 | 849.26 | 852.4015 | 881.5239 | 881.5239 | 881.5239 | 845.6239 | 845.6239 | 845.6239 | 845.6239 | 641.8639 | 641.8639 | 641.8639 | 641.8639 | 358.206 | 390.7319 | 579.5535 | 579.5535 | 915.8235 | 1142.7385
Option 2 AT | SA | CSA | Solar | 74.5401 | 328.1802 | 465.3802 | 465.3803 | 465.6708 | 461.1108 | 730.6088 | 785.3585 | 785.3585 | 887.8268 | 2244.2192 | 2244.2192 | 2570.6693 | 6519.7425 | 7384.3026 | 7596.6352 | 7805.611 | 7805.611 | 8436.8187 | 9069.3163 | 9965.83 | 9965.83 | 10551.9058 | 10551.9058
Option 2 AT | SA | CSA | Wind | 1765.01 | 1765.01 | 2014.6415 | 2289.6415 | 2637.5166 | 2637.5166 | 2637.5166 | 2984.7163 | 3133.3101 | 3061.9101 | 3475.6273 | 3475.6274 | 3475.6274 | 3148.9274 | 3148.9274 | 3148.9274 | 3148.9274 | 3491.4201 | 3683.1831 | 4186.7881 | 4186.7881 | 4186.7881 | 3985.8081 | 3790.1181
Option 2 AT | SA | NSA | 2h | 10 | 458.3851 | 458.3851 | 458.3851 | 458.3851 | 458.3856 | 458.3856 | 458.3856 | 458.3856 | 458.3856 | 458.386 | 458.386 | 458.386 | 458.386 | 465.6163 | 535.2152 | 549.2633 | 549.2633 | 549.2633 | 539.2633 | 539.2633 | 90.8782 | 90.8782 | 90.8782
Option 2 AT | SA | NSA | 8h | 0 | 0 | 180.1001 | 180.1001 | 426.1 | 426.1 | 426.1 | 776.4053 | 776.4053 | 875.7929 | 917.867 | 917.867 | 1310.7547 | 1673.6918 | 1814.3969 | 1814.3969 | 2091.4224 | 2091.4224 | 2091.4224 | 2091.4224 | 2430.942 | 2495.3067 | 4956.255 | 4956.255
Option 2 AT | SA | NSA | Coordinated CER | 9.759 | 13.4 | 17.665 | 20.138 | 23.667 | 27.576 | 31.912 | 36.893 | 42.332 | 48.291 | 54.835 | 62.127 | 69.961 | 78.06 | 87.465 | 97.376 | 108.242 | 119.576 | 131.699 | 144.335 | 157.367 | 170.88 | 184.849 | 199.32
Option 2 AT | SA | NSA | Distributed PV | 178.175 | 193.045 | 206.04 | 221.037 | 239.237 | 250.655 | 260.829 | 273.42 | 285.685 | 299.634 | 317.519 | 333.207 | 350.647 | 372.847 | 398.527 | 420.947 | 443.567 | 471.708 | 500.635 | 523.537 | 541.85 | 567.275 | 591.37 | 614.896
Option 2 AT | SA | NSA | Liquid Fuel | 73.5 | 0 | 0 | 0 | 0 | 0 | 0 | 0 | 0 | 0 | 0 | 0 | 0 | 0 | 0 | 0 | 0 | 0 | 0 | 0 | 0 | 0 | 0 | 0
Option 2 AT | SA | NSA | OCGT | 0 | 0 | 0 | 0 | 0 | 0 | 61.9218 | 264.4848 | 264.4848 | 264.4848 | 264.4848 | 264.4848 | 264.4848 | 264.4848 | 264.4848 | 264.4848 | 264.4848 | 264.4848 | 264.4848 | 384.8785 | 384.8785 | 384.8785 | 384.8785 | 384.8785
Option 2 AT | SA | NSA | Solar | 643.24 | 1224.8699 | 1224.8699 | 1224.8699 | 1859.1838 | 1859.1838 | 2862.2801 | 3148.1285 | 3148.1285 | 4015.5794 | 4034.4713 | 4034.4713 | 4552.0578 | 5320.0404 | 5750.8079 | 6172.8092 | 6966.4543 | 6966.4543 | 6747.2143 | 7023.4156 | 7972.4579 | 7895.4579 | 13813.6078 | 13813.6078
Option 2 AT | SA | NSA | Wind | 632.53 | 632.53 | 632.5302 | 632.5302 | 807.6424 | 716.8924 | 716.8924 | 982.817 | 1200.0145 | 1127.7345 | 1381.7793 | 1381.7793 | 2045.41 | 2045.41 | 2045.41 | 2045.41 | 2045.4101 | 2045.4101 | 2147.5234 | 2121.9436 | 2121.9436 | 2121.9436 | 2121.9436 | 2121.9436
Option 2 AT | SA | SESA | 2h | 65.45 | 65.45 | 65.45 | 65.45 | 65.45 | 65.45 | 65.45 | 66 | 40.45 | 40.45 | 40.45 | 41 | 40.45 | 40.45 | 40.45 | 40.45 | 40.45 | 40.45 | 41 | 40.45 | 40.45 | 40.45 | 0 | 0
Option 2 AT | SA | SESA | 4h | 0 | 250 | 250 | 250 | 250 | 250 | 250 | 250 | 250 | 250 | 250 | 250 | 250 | 250 | 250 | 250 | 250 | 250 | 250 | 250 | 250 | 0 | 0 | 0
Option 2 AT | SA | SESA | Coordinated CER | 8.861 | 12.183 | 16.096 | 18.38 | 21.613 | 25.216 | 29.241 | 33.914 | 39.043 | 44.69 | 50.924 | 57.91 | 65.458 | 73.285 | 82.353 | 91.931 | 102.45 | 113.435 | 125.2 | 137.46 | 150.103 | 163.215 | 176.769 | 190.809
Option 2 AT | SA | SESA | Distributed PV | 147.318 | 159.449 | 170.507 | 182.854 | 197.154 | 207.102 | 216.12 | 226.658 | 237.046 | 248.81 | 263.564 | 277.51 | 292.997 | 311.686 | 332.557 | 351.221 | 369.772 | 391.532 | 414.226 | 432.943 | 448.633 | 468.631 | 487.67 | 506.299
Option 2 AT | SA | SESA | Liquid Fuel | 63 | 0 | 0 | 0 | 0 | 0 | 0 | 0 | 0 | 0 | 0 | 0 | 0 | 0 | 0 | 0 | 0 | 0 | 0 | 0 | 0 | 0 | 0 | 0
Option 2 AT | SA | SESA | OCGT | 80 | 80 | 80 | 80 | 80 | 80 | 80 | 80 | 80 | 0 | 0 | 0 | 0 | 0 | 0 | 0 | 0 | 0 | 0 | 0 | 0 | 0 | 0 | 0
Option 2 AT | SA | SESA | Solar | 218.1 | 218.1 | 218.1 | 218.1001 | 218.1001 | 218.1001 | 218.1001 | 218.1001 | 218.1001 | 218.1001 | 218.1001 | 218.1001 | 218.1001 | 218.1001 | 282.5918 | 246.4918 | 282.0004 | 282.0004 | 282.0004 | 282.0004 | 282.0004 | 282.0004 | 384.5857 | 289.5857
Option 2 AT | SA | SESA | Wind | 324.5 | 324.5 | 324.5 | 324.5 | 324.5001 | 324.5001 | 324.5001 | 324.5001 | 324.9786 | 198.4786 | 976.0118 | 976.0118 | 817.0118 | 817.0118 | 778.0118 | 778.0118 | 778.0118 | 800.0034 | 800.0034 | 962.6158 | 1007.4375 | 1007.4375 | 1007.4375 | 1007.4375
Option 2 AT | TAS |  | 24h | 0 | 0 | 0 | 0 | 0 | 0 | 0 | 0 | 0 | 1.03e-06 | 1.03e-06 | 1.03e-06 | 4.4e-06 | 4.4e-06 | 4.4e-06 | 4.4e-06 | 4.4e-06 | 4.4e-06 | 4.4e-06 | 4.4e-06 | 4.4e-06 | 4.4e-06 | 4.4e-06 | 4.4e-06
Option 2 AT | TAS |  | 2h | 0 | 3.783e-05 | 5.602e-05 | 7.535e-05 | 0.00010928 | 0.0001419 | 0.0001419 | 0.0001419 | 0.0001419 | 0.0001419 | 0.0001419 | 0.0001419 | 0.00042221 | 0.00042221 | 0.00042221 | 0.00042221 | 0.00042221 | 0.00042221 | 0.00042221 | 0.00042221 | 0.00042325 | 84.9664 | 84.9664 | 84.9663
Option 2 AT | TAS |  | 4h | 0 | 1.84e-05 | 2.914e-05 | 3.853e-05 | 6.336e-05 | 8.443e-05 | 8.443e-05 | 8.443e-05 | 8.443e-05 | 8.443e-05 | 8.443e-05 | 8.443e-05 | 8.443e-05 | 8.443e-05 | 8.443e-05 | 8.443e-05 | 8.443e-05 | 8.443e-05 | 8.443e-05 | 8.443e-05 | 8.443e-05 | 6.723e-05 | 5.65e-05 | 4.71e-05
Option 2 AT | TAS |  | 8h | 0 | 0 | 1.753e-05 | 2.375e-05 | 3.168e-05 | 3.67e-05 | 3.67e-05 | 3.67e-05 | 3.67e-05 | 3.67e-05 | 3.67e-05 | 3.67e-05 | 3.67e-05 | 3.67e-05 | 3.67e-05 | 3.67e-05 | 3.67e-05 | 3.67e-05 | 3.67e-05 | 3.67e-05 | 3.67e-05 | 3.67e-05 | 1.917e-05 | 1.295e-05
Option 2 AT | TAS |  | CCGT | 208 | 208 | 208 | 208 | 208 | 208 | 208 | 208 | 208 | 208 | 208 | 208 | 208 | 208 | 208 | 208 | 208 | 208 | 208 | 208 | 208 | 208 | 208 | 208
Option 2 AT | TAS |  | CST | 0 | 0 | 0 | 0 | 0 | 0 | 0 | 0 | 0 | 0 | 0 | 0 | 0 | 0 | 0 | 0 | 0 | 0 | 0 | 0 | 0 | 0 | 0 | 0
Option 2 AT | TAS |  | Coordinated CER | 9.551 | 16.269 | 25.04 | 39.424 | 49.803 | 61.85 | 75.675 | 93.581 | 113.878 | 136.979 | 162.751 | 191.631 | 223.804 | 258.185 | 295.645 | 335.395 | 379.141 | 425.617 | 475.444 | 527.798 | 582.387 | 639.697 | 700.346 | 762.595
Option 2 AT | TAS |  | Distributed PV | 481.17 | 546.969 | 607.997 | 686.48 | 773.942 | 820.014 | 852.266 | 890.096 | 925.743 | 975.42 | 1043.676 | 1097.356 | 1154.802 | 1235.651 | 1337.164 | 1427.769 | 1518.224 | 1639.301 | 1758.668 | 1852.636 | 1922.182 | 2023.036 | 2115.568 | 2205.629
Option 2 AT | TAS |  | Hydro | 2176.7 | 2176.7 | 2176.7 | 2176.7 | 2566.7 | 2566.7 | 2566.7 | 2566.7 | 2566.7 | 2566.7 | 2566.7 | 2566.7 | 2566.7 | 2566.7 | 2566.7 | 2566.7 | 2566.7 | 2566.7 | 2566.7 | 2566.7 | 2566.7 | 2566.7 | 2566.7 | 2566.7
Option 2 AT | TAS |  | OCGT | 178 | 178 | 178 | 178 | 178 | 178 | 178 | 360.7925 | 360.7925 | 360.7925 | 360.7925 | 360.7925 | 360.7925 | 360.7925 | 240.7925 | 276.2954 | 276.2954 | 276.2954 | 276.2954 | 276.2954 | 345.0919 | 345.0919 | 345.0919 | 405.4113
Option 2 AT | TAS |  | PHES | 0 | 0 | 0 | 0 | 0 | 0 | 0 | 0 | 0 | 3.6e-06 | 3.6e-06 | 3.6e-06 | 3.692e-05 | 3.692e-05 | 3.692e-05 | 3.692e-05 | 3.692e-05 | 3.692e-05 | 3.692e-05 | 3.692e-05 | 3.692e-05 | 3.692e-05 | 3.692e-05 | 3.692e-05
Option 2 AT | TAS |  | Solar | 412.9525 | 725.7857 | 1012.7857 | 1012.7857 | 1012.7857 | 1012.7857 | 1012.7857 | 1012.7857 | 1012.7857 | 1012.7857 | 1012.7858 | 1012.7858 | 1365.2928 | 1445.8332 | 1445.8332 | 1445.8332 | 1445.8332 | 1445.8332 | 1445.8332 | 1445.8332 | 1445.8332 | 1445.8332 | 1445.8332 | 1445.8332
Option 2 AT | TAS |  | Wind | 561.6 | 582.4 | 1391.944 | 1469.5668 | 1515.857 | 1723.0377 | 1723.0377 | 1723.0377 | 1827.3444 | 2161.8407 | 2177.0514 | 2177.0514 | 2177.0514 | 2493.1699 | 2493.17 | 2718.3869 | 2718.3869 | 2718.3869 | 2642.6152 | 2671.2245 | 2671.2245 | 3190.3768 | 3604.6919 | 3604.6919
Option 2 AT | TAS | TAS | 24h | 0 | 0 | 0 | 0 | 0 | 0 | 0 | 0 | 0 | 1.03e-06 | 1.03e-06 | 1.03e-06 | 4.4e-06 | 4.4e-06 | 4.4e-06 | 4.4e-06 | 4.4e-06 | 4.4e-06 | 4.4e-06 | 4.4e-06 | 4.4e-06 | 4.4e-06 | 4.4e-06 | 4.4e-06
Option 2 AT | TAS | TAS | 2h | 0 | 3.783e-05 | 5.602e-05 | 7.535e-05 | 0.00010928 | 0.0001419 | 0.0001419 | 0.0001419 | 0.0001419 | 0.0001419 | 0.0001419 | 0.0001419 | 0.00042221 | 0.00042221 | 0.00042221 | 0.00042221 | 0.00042221 | 0.00042221 | 0.00042221 | 0.00042221 | 0.00042325 | 84.9664 | 84.9664 | 84.9663
Option 2 AT | TAS | TAS | 4h | 0 | 1.84e-05 | 2.914e-05 | 3.853e-05 | 6.336e-05 | 8.443e-05 | 8.443e-05 | 8.443e-05 | 8.443e-05 | 8.443e-05 | 8.443e-05 | 8.443e-05 | 8.443e-05 | 8.443e-05 | 8.443e-05 | 8.443e-05 | 8.443e-05 | 8.443e-05 | 8.443e-05 | 8.443e-05 | 8.443e-05 | 6.723e-05 | 5.65e-05 | 4.71e-05
Option 2 AT | TAS | TAS | 8h | 0 | 0 | 1.753e-05 | 2.375e-05 | 3.168e-05 | 3.67e-05 | 3.67e-05 | 3.67e-05 | 3.67e-05 | 3.67e-05 | 3.67e-05 | 3.67e-05 | 3.67e-05 | 3.67e-05 | 3.67e-05 | 3.67e-05 | 3.67e-05 | 3.67e-05 | 3.67e-05 | 3.67e-05 | 3.67e-05 | 3.67e-05 | 1.917e-05 | 1.295e-05
Option 2 AT | TAS | TAS | CCGT | 208 | 208 | 208 | 208 | 208 | 208 | 208 | 208 | 208 | 208 | 208 | 208 | 208 | 208 | 208 | 208 | 208 | 208 | 208 | 208 | 208 | 208 | 208 | 208
Option 2 AT | TAS | TAS | CST | 0 | 0 | 0 | 0 | 0 | 0 | 0 | 0 | 0 | 0 | 0 | 0 | 0 | 0 | 0 | 0 | 0 | 0 | 0 | 0 | 0 | 0 | 0 | 0
Option 2 AT | TAS | TAS | Coordinated CER | 9.551 | 16.269 | 25.04 | 39.424 | 49.803 | 61.85 | 75.675 | 93.581 | 113.878 | 136.979 | 162.751 | 191.631 | 223.804 | 258.185 | 295.645 | 335.395 | 379.141 | 425.617 | 475.444 | 527.798 | 582.387 | 639.697 | 700.346 | 762.595
Option 2 AT | TAS | TAS | Distributed PV | 481.17 | 546.969 | 607.997 | 686.48 | 773.942 | 820.014 | 852.266 | 890.096 | 925.743 | 975.42 | 1043.676 | 1097.356 | 1154.802 | 1235.651 | 1337.164 | 1427.769 | 1518.224 | 1639.301 | 1758.668 | 1852.636 | 1922.182 | 2023.036 | 2115.568 | 2205.629
Option 2 AT | TAS | TAS | Hydro | 2176.7 | 2176.7 | 2176.7 | 2176.7 | 2566.7 | 2566.7 | 2566.7 | 2566.7 | 2566.7 | 2566.7 | 2566.7 | 2566.7 | 2566.7 | 2566.7 | 2566.7 | 2566.7 | 2566.7 | 2566.7 | 2566.7 | 2566.7 | 2566.7 | 2566.7 | 2566.7 | 2566.7
Option 2 AT | TAS | TAS | OCGT | 178 | 178 | 178 | 178 | 178 | 178 | 178 | 360.7925 | 360.7925 | 360.7925 | 360.7925 | 360.7925 | 360.7925 | 360.7925 | 240.7925 | 276.2954 | 276.2954 | 276.2954 | 276.2954 | 276.2954 | 345.0919 | 345.0919 | 345.0919 | 405.4113
Option 2 AT | TAS | TAS | PHES | 0 | 0 | 0 | 0 | 0 | 0 | 0 | 0 | 0 | 3.6e-06 | 3.6e-06 | 3.6e-06 | 3.692e-05 | 3.692e-05 | 3.692e-05 | 3.692e-05 | 3.692e-05 | 3.692e-05 | 3.692e-05 | 3.692e-05 | 3.692e-05 | 3.692e-05 | 3.692e-05 | 3.692e-05
Option 2 AT | TAS | TAS | Solar | 412.9525 | 725.7857 | 1012.7857 | 1012.7857 | 1012.7857 | 1012.7857 | 1012.7857 | 1012.7857 | 1012.7857 | 1012.7857 | 1012.7858 | 1012.7858 | 1365.2928 | 1445.8332 | 1445.8332 | 1445.8332 | 1445.8332 | 1445.8332 | 1445.8332 | 1445.8332 | 1445.8332 | 1445.8332 | 1445.8332 | 1445.8332
Option 2 AT | TAS | TAS | Wind | 561.6 | 582.4 | 1391.944 | 1469.5668 | 1515.857 | 1723.0377 | 1723.0377 | 1723.0377 | 1827.3444 | 2161.8407 | 2177.0514 | 2177.0514 | 2177.0514 | 2493.1699 | 2493.17 | 2718.3869 | 2718.3869 | 2718.3869 | 2642.6152 | 2671.2245 | 2671.2245 | 3190.3768 | 3604.6919 | 3604.6919
Option 2 AT | VIC |  | 1h | 0 | 3.17 | 3.17 | 3.17 | 3.17 | 3.17 | 3.17 | 3.17 | 3.17 | 3.17 | 3.17 | 3.17 | 3.17 | 3.17 | 3.17 | 3.17 | 3.17 | 3.17 | 3.17 | 3.17 | 3.17 | 3.17 | 3.17 | 3.17
Option 2 AT | VIC |  | 2h | 1954.07 | 3443.5701 | 3607.5901 | 3597.9901 | 3597.9901 | 3597.9901 | 3751.3301 | 3803.4601 | 3803.4601 | 3803.4601 | 3803.4601 | 3706.1001 | 3798.4601 | 3798.4601 | 3701.1001 | 3401.1001 | 3401.1001 | 3251.1001 | 3051.1001 | 3048.4601 | 2461.1001 | 1784.4401 | 1787.08 | 1767.08
Option 2 AT | VIC |  | 4h | 0 | 1701.3033 | 2230.7682 | 2230.7682 | 2230.7682 | 2230.7682 | 2245.1982 | 2230.7682 | 2230.7682 | 2230.7682 | 2230.7682 | 2245.1982 | 2230.7682 | 2230.7682 | 2245.1982 | 2245.1982 | 2245.1982 | 2245.1982 | 2245.1982 | 2230.7682 | 2245.1982 | 378.2649 | 220.03 | 220.03
Option 2 AT | VIC |  | 8h | 0 | 0 | 0.00042026 | 0.00043586 | 0.00045311 | 0.0004595 | 0.0004595 | 0.0004595 | 0.0004595 | 0.0004595 | 0.0004595 | 0.0004595 | 645.6874 | 4341.4261 | 5134.5825 | 5134.5825 | 5134.5825 | 5134.5825 | 5134.5825 | 5134.5825 | 5221.4426 | 5550.0328 | 6823.005 | 6823.005
Option 2 AT | VIC |  | Brown Coal | 4820 | 4820 | 3370 | 2210 | 2210 | 2210 | 2210 | 0 | 0 | 0 | 0 | 0 | 0 | 0 | 0 | 0 | 0 | 0 | 0 | 0 | 0 | 0 | 0 | 0
Option 2 AT | VIC |  | CCGT | 500 | 500 | 500 | 500 | 500 | 500 | 500 | 500 | 500 | 500 | 500 | 500 | 500 | 500 | 0 | 0 | 0 | 0 | 0 | 0 | 0 | 0 | 0 | 0
Option 2 AT | VIC |  | Coordinated CER | 184.588 | 296.826 | 442.892 | 655.898 | 829.481 | 1029.235 | 1257.175 | 1525.124 | 1823.434 | 2157.824 | 2526.274 | 2934.501 | 3393.656 | 3872.36 | 4442.266 | 5048.683 | 5717.164 | 6430.314 | 7198.174 | 8007.341 | 8854.379 | 9745.51 | 10690.345 | 11665.948
Option 2 AT | VIC |  | Distributed PV | 7292.424 | 8145.975 | 8959.385 | 9821.918 | 10719.698 | 11356.294 | 11927.851 | 12533.762 | 13168.755 | 13951.246 | 14882.583 | 15789.654 | 16786.8 | 17935.461 | 19199.953 | 20423.55 | 21661.978 | 23040.446 | 24455.108 | 25717.823 | 26853.728 | 28158.933 | 29409.09 | 30644.819
Option 2 AT | VIC |  | Hydro | 2267.02 | 2267.02 | 2267.02 | 2267.02 | 2267.02 | 2267.02 | 2267.02 | 2267.02 | 2267.02 | 2267.02 | 2267.02 | 2267.02 | 2267.02 | 2267.02 | 2267.02 | 2267.02 | 2267.02 | 2267.02 | 2267.02 | 2267.02 | 2267.02 | 2267.02 | 2267.02 | 2267.02
Option 2 AT | VIC |  | OCGT | 1900 | 1900 | 1900 | 1900 | 1900 | 1900 | 1900 | 2901.5888 | 2901.5888 | 2901.5888 | 2901.5888 | 2901.5888 | 2901.5888 | 2461.5888 | 2533.7385 | 3916.8237 | 3822.8237 | 3822.8237 | 3822.8237 | 3822.8237 | 3973.3187 | 3389.3187 | 3571.3134 | 5300.0063
Option 2 AT | VIC |  | Offshore Wind | 0 | 0 | 0 | 0 | 0 | 2000 | 2667 | 3333 | 4000 | 5000 | 6000 | 7000 | 8000 | 9000 | 9000 | 9000 | 9000 | 9000 | 9000 | 9000 | 9000 | 9000 | 9000 | 9000
Option 2 AT | VIC |  | Solar | 2233.5602 | 4493.6262 | 5062.6962 | 5062.6963 | 5062.6963 | 5062.6963 | 5680.4298 | 6832.2243 | 6832.2243 | 7685.9288 | 7820.8307 | 7820.8307 | 8839.1245 | 21340.9654 | 23480.4634 | 23508.7096 | 23508.7096 | 23508.7096 | 23408.7396 | 23381.5696 | 24480.1526 | 24480.1526 | 27799.7505 | 27423.8205
Option 2 AT | VIC |  | Wind | 5270.28 | 5990.85 | 8862.7874 | 9490.85 | 10038.35 | 10008.35 | 10008.35 | 10537.8792 | 10356.2217 | 10356.2217 | 12387.2693 | 12324.2593 | 12322.6041 | 12322.6041 | 12064.3041 | 12064.3041 | 12013.7541 | 11696.5541 | 12501.4259 | 12813.0809 | 13074.2633 | 12661.8188 | 14104.3217 | 13446.2217
Option 2 AT | VIC | MEL | 2h | 1090 | 1205.0001 | 1205.0001 | 1205.0001 | 1205.0001 | 1205.0001 | 1455.0001 | 1455.0001 | 1455.0001 | 1455.0001 | 1455.0001 | 1455.0001 | 1455.0001 | 1455.0001 | 1455.0001 | 1155.0001 | 1155.0001 | 1155.0001 | 955.0001 | 955.0001 | 715.0001 | 600.0001 | 600 | 600
Option 2 AT | VIC | MEL | 4h | 0 | 1351.3033 | 1516.7682 | 1516.7682 | 1516.7682 | 1516.7682 | 1516.7682 | 1516.7682 | 1516.7682 | 1516.7682 | 1516.7682 | 1516.7682 | 1516.7682 | 1516.7682 | 1516.7682 | 1516.7682 | 1516.7682 | 1516.7682 | 1516.7682 | 1516.7682 | 1516.7682 | 165.4649 | 2.059e-05 | 2.059e-05
Option 2 AT | VIC | MEL | 8h | 0 | 0 | 0.00011028 | 0.00011028 | 0.00011028 | 0.00011028 | 0.00011028 | 0.00011028 | 0.00011028 | 0.00011028 | 0.00011028 | 0.00011028 | 645.6867 | 1083.2456 | 1154.7892 | 1154.7892 | 1154.7892 | 1154.7892 | 1154.7892 | 1154.7892 | 1154.7892 | 1483.3794 | 1483.3793 | 1483.3793
Option 2 AT | VIC | MEL | CCGT | 500 | 500 | 500 | 500 | 500 | 500 | 500 | 500 | 500 | 500 | 500 | 500 | 500 | 500 | 0 | 0 | 0 | 0 | 0 | 0 | 0 | 0 | 0 | 0
Option 2 AT | VIC | MEL | Coordinated CER | 134.158 | 216.707 | 325.039 | 482.918 | 612.984 | 763.266 | 935.247 | 1138.715 | 1365.808 | 1620.8 | 1902.401 | 2214.8 | 2566.636 | 2934.384 | 3370.964 | 3836.288 | 4349.187 | 4896.881 | 5487.287 | 6110.044 | 6762.535 | 7449.698 | 8178.755 | 8932.664
Option 2 AT | VIC | MEL | Distributed PV | 5002.263 | 5579.27 | 6139.469 | 6721.607 | 7312.598 | 7754.939 | 8152.594 | 8564.407 | 8996.199 | 9526.104 | 10154.201 | 10791.764 | 11487.232 | 12266.873 | 13110.582 | 13944.209 | 14782.202 | 15682.546 | 16612.243 | 17467.309 | 18262.727 | 19131.706 | 19971.607 | 20803.079
Option 2 AT | VIC | MEL | OCGT | 482 | 482 | 482 | 482 | 482 | 482 | 482 | 735.6234 | 735.6234 | 735.6234 | 735.6234 | 735.6234 | 735.6234 | 735.6234 | 807.7731 | 2190.8583 | 2190.8583 | 2190.8583 | 2190.8583 | 2190.8583 | 2306.6201 | 2306.6201 | 2306.6201 | 3927.1781
Option 2 AT | VIC | MEL | Solar | 349 | 349 | 349 | 349 | 349 | 349 | 349 | 349 | 349 | 349 | 349 | 349 | 349 | 349 | 349 | 349 | 349 | 349 | 349 | 349 | 349 | 349 | 349 | 349
Option 2 AT | VIC | SEV | 2h | 255 | 416.44 | 416.44 | 416.44 | 416.44 | 416.44 | 419.08 | 416.44 | 416.44 | 416.44 | 416.44 | 419.08 | 411.44 | 411.44 | 414.08 | 414.08 | 414.08 | 264.08 | 264.08 | 161.44 | 164.08 | 61.44 | 64.08 | 64.08
Option 2 AT | VIC | SEV | 4h | 0 | 350 | 350 | 350 | 350 | 350 | 350 | 350 | 350 | 350 | 350 | 350 | 350 | 350 | 350 | 350 | 350 | 350 | 350 | 350 | 350 | 0 | 0 | 0
Option 2 AT | VIC | SEV | 8h | 0 | 0 | 0.00010968 | 0.00010968 | 0.00010968 | 0.00010968 | 0.00010968 | 0.00010968 | 0.00010968 | 0.00010968 | 0.00010968 | 0.00010968 | 0.00027862 | 0.00043026 | 0.00045719 | 0.00045719 | 0.00045848 | 0.00045848 | 0.00045848 | 0.00045848 | 0.00046001 | 0.00046312 | 0.00035343 | 0.00035343
Option 2 AT | VIC | SEV | Brown Coal | 4820 | 4820 | 3370 | 2210 | 2210 | 2210 | 2210 | 0 | 0 | 0 | 0 | 0 | 0 | 0 | 0 | 0 | 0 | 0 | 0 | 0 | 0 | 0 | 0 | 0
Option 2 AT | VIC | SEV | Coordinated CER | 12.969 | 20.603 | 30.291 | 44.402 | 55.49 | 68.09 | 82.337 | 98.736 | 116.835 | 137.008 | 159.073 | 183.417 | 210.697 | 238.885 | 272.751 | 308.568 | 348.047 | 390.007 | 435.006 | 482.235 | 531.487 | 583.084 | 637.637 | 693.618
Option 2 AT | VIC | SEV | Distributed PV | 487.276 | 555.051 | 618.107 | 686.727 | 760.795 | 809.341 | 852.656 | 900.296 | 949.958 | 1011.517 | 1085.216 | 1152.263 | 1226.888 | 1316.685 | 1418.108 | 1513.035 | 1610.082 | 1723.948 | 1839.685 | 1938.296 | 2022.122 | 2126.643 | 2225.303 | 2322.534
Option 2 AT | VIC | SEV | OCGT | 834 | 834 | 834 | 834 | 834 | 834 | 834 | 834 | 834 | 834 | 834 | 834 | 834 | 394 | 394 | 394 | 300 | 300 | 300 | 300 | 334.7331 | 334.7331 | 334.7331 | 334.7331
Option 2 AT | VIC | SEV | Offshore Wind | 0 | 0 | 0 | 0 | 0 | 1909.6713 | 2024.4578 | 2690.4578 | 3357.4578 | 4357.4578 | 4707.5936 | 5359.2796 | 6359.2796 | 7359.2796 | 7359.2796 | 7359.2796 | 7359.2796 | 7359.2796 | 7359.2796 | 7359.2796 | 7359.2796 | 7359.2796 | 7359.2796 | 7359.2796
Option 2 AT | VIC | SEV | Solar | 325 | 1386.92 | 1386.92 | 1386.92 | 1386.92 | 1386.92 | 1386.92 | 1386.92 | 1386.92 | 1386.92 | 1386.92 | 1386.92 | 1386.92 | 1386.92 | 1386.92 | 1386.92 | 1386.92 | 1386.92 | 1386.92 | 1386.92 | 1386.92 | 1386.92 | 1386.92 | 1386.92
Option 2 AT | VIC | SEV | Wind | 106.6 | 106.6 | 219.6 | 219.6 | 219.6 | 219.6 | 219.6 | 219.6 | 219.6 | 219.6 | 219.6 | 219.6 | 219.6 | 219.6 | 113 | 113 | 113 | 113 | 113 | 113 | 113 | 113 | 113 | 113
Option 2 AT | VIC | WNV | 1h | 0 | 3.17 | 3.17 | 3.17 | 3.17 | 3.17 | 3.17 | 3.17 | 3.17 | 3.17 | 3.17 | 3.17 | 3.17 | 3.17 | 3.17 | 3.17 | 3.17 | 3.17 | 3.17 | 3.17 | 3.17 | 3.17 | 3.17 | 3.17
Option 2 AT | VIC | WNV | 2h | 609.07 | 1822.13 | 1986.15 | 1976.55 | 1976.55 | 1976.55 | 1877.25 | 1932.02 | 1932.02 | 1932.02 | 1932.02 | 1832.02 | 1932.02 | 1932.02 | 1832.02 | 1832.02 | 1832.02 | 1832.02 | 1832.02 | 1932.02 | 1582.02 | 1123 | 1123 | 1103
Option 2 AT | VIC | WNV | 4h | 0 | 0 | 364 | 364 | 364 | 364 | 378.43 | 364 | 364 | 364 | 364 | 378.43 | 364 | 364 | 378.43 | 378.43 | 378.43 | 378.43 | 378.43 | 364 | 378.43 | 212.8 | 220.03 | 220.03
Option 2 AT | VIC | WNV | 8h | 0 | 0 | 0.0002003 | 0.0002159 | 0.00023315 | 0.00023954 | 0.00023954 | 0.00023954 | 0.00023954 | 0.00023954 | 0.00023954 | 0.00023954 | 0.00039977 | 3258.1801 | 3979.7928 | 3979.7928 | 3979.7928 | 3979.7928 | 3979.7928 | 3979.7928 | 4066.6529 | 4066.6529 | 5339.6254 | 5339.6254
Option 2 AT | VIC | WNV | Coordinated CER | 37.461 | 59.516 | 87.562 | 128.578 | 161.007 | 197.879 | 239.591 | 287.673 | 340.791 | 400.016 | 464.8 | 536.284 | 616.323 | 699.091 | 798.551 | 903.827 | 1019.93 | 1143.426 | 1275.881 | 1415.062 | 1560.357 | 1712.728 | 1873.953 | 2039.666
Option 2 AT | VIC | WNV | Distributed PV | 1802.885 | 2011.654 | 2201.809 | 2413.584 | 2646.305 | 2792.014 | 2922.601 | 3069.059 | 3222.598 | 3413.625 | 3643.166 | 3845.627 | 4072.68 | 4351.903 | 4671.263 | 4966.306 | 5269.694 | 5633.952 | 6003.18 | 6312.218 | 6568.879 | 6900.584 | 7212.18 | 7519.206
Option 2 AT | VIC | WNV | Hydro | 2267.02 | 2267.02 | 2267.02 | 2267.02 | 2267.02 | 2267.02 | 2267.02 | 2267.02 | 2267.02 | 2267.02 | 2267.02 | 2267.02 | 2267.02 | 2267.02 | 2267.02 | 2267.02 | 2267.02 | 2267.02 | 2267.02 | 2267.02 | 2267.02 | 2267.02 | 2267.02 | 2267.02
Option 2 AT | VIC | WNV | OCGT | 584 | 584 | 584 | 584 | 584 | 584 | 584 | 1331.9654 | 1331.9654 | 1331.9654 | 1331.9654 | 1331.9654 | 1331.9654 | 1331.9654 | 1331.9654 | 1331.9654 | 1331.9654 | 1331.9654 | 1331.9654 | 1331.9654 | 1331.9654 | 747.9654 | 929.9602 | 1038.0951
Option 2 AT | VIC | WNV | Offshore Wind | 0 | 0 | 0 | 0 | 0 | 90.3287 | 642.5422 | 642.5422 | 642.5422 | 642.5422 | 1292.4064 | 1640.7204 | 1640.7204 | 1640.7204 | 1640.7204 | 1640.7204 | 1640.7204 | 1640.7204 | 1640.7204 | 1640.7204 | 1640.7204 | 1640.7204 | 1640.7204 | 1640.7204
Option 2 AT | VIC | WNV | Solar | 1559.5602 | 2757.7063 | 3326.7763 | 3326.7763 | 3326.7763 | 3326.7763 | 3944.5098 | 5096.3043 | 5096.3043 | 5950.0088 | 6084.9107 | 6084.9107 | 7103.2045 | 19605.0454 | 21744.5434 | 21772.7896 | 21772.7896 | 21772.7896 | 21672.8196 | 21645.6496 | 22744.2326 | 22744.2326 | 26063.8305 | 25687.9005
Option 2 AT | VIC | WNV | Wind | 5163.68 | 5884.25 | 8643.1873 | 9271.25 | 9818.75 | 9788.75 | 9788.75 | 10318.2792 | 10136.6216 | 10136.6216 | 12167.6693 | 12104.6593 | 12103.004 | 12103.004 | 11951.304 | 11951.304 | 11900.754 | 11583.5541 | 12388.4259 | 12700.0809 | 12961.2633 | 12548.8188 | 13991.3216 | 13333.2216
Option 2D AT | NEM |  | 12h | 0 | 0 | 0 | 810 | 810 | 810 | 810 | 810 | 810 | 810 | 810 | 810 | 810 | 810 | 810 | 810 | 810 | 810 | 810 | 810 | 810 | 810 | 810 | 810
Option 2D AT | NEM |  | 1h | 472.0205 | 875.1906 | 875.1908 | 875.1911 | 875.1911 | 875.1913 | 875.1913 | 875.1913 | 875.1913 | 875.1913 | 875.1913 | 875.1913 | 875.1913 | 875.1913 | 875.1913 | 875.1913 | 875.1913 | 825.1913 | 825.1913 | 825.1913 | 825.1908 | 825.1907 | 825.1905 | 425.1902
Option 2D AT | NEM |  | 24h | 0 | 0 | 0 | 0 | 0 | 0 | 0 | 0 | 0 | 1.11e-06 | 1.11e-06 | 1.11e-06 | 1.11e-06 | 1.11e-06 | 1.11e-06 | 1.11e-06 | 1.11e-06 | 1.11e-06 | 1.11e-06 | 1.11e-06 | 1.11e-06 | 1.11e-06 | 1.11e-06 | 1.11e-06
Option 2D AT | NEM |  | 2h | 5850.9711 | 9418.4857 | 9932.5092 | 10222.9172 | 10889.0553 | 10889.078 | 11042.4188 | 11180.1808 | 11128.3208 | 11143.9208 | 11093.9208 | 10987.9308 | 10973.3208 | 11116.8185 | 10958.7685 | 10764.1663 | 10902.9816 | 12365.6649 | 11667.9449 | 11082.7549 | 10305.2838 | 8495.3193 | 8346.1173 | 7915.1094
Option 2D AT | NEM |  | 4h | 1893.6309 | 5203.2529 | 5972.3242 | 5972.3256 | 5972.3262 | 6172.3265 | 6186.7565 | 5957.5465 | 6172.3265 | 6172.3265 | 6172.3265 | 5930.7565 | 6172.3265 | 6172.3265 | 6227.9765 | 6227.9765 | 6186.7565 | 6227.9765 | 5930.7565 | 5712.3265 | 4967.9756 | 1732.7236 | 1397.6623 | 1397.661
Option 2D AT | NEM |  | 8h | 325.0004 | 724.2518 | 3247.9704 | 4959.9689 | 6448.5015 | 6716.6918 | 9162.6362 | 11384.6527 | 11844.745 | 12662.2959 | 12742.509 | 12815.7563 | 15770.1887 | 22337.2171 | 25594.366 | 26170.2427 | 28324.825 | 31819.8257 | 31819.8257 | 32157.128 | 32958.717 | 33944.6122 | 38833.7986 | 37456.0557
Option 2D AT | NEM |  | Biomass | 32 | 32 | 32 | 32 | 32 | 32 | 32 | 32 | 32 | 32 | 32 | 32 | 32 | 32 | 32 | 32 | 32 | 32 | 32 | 32 | 32 | 32 | 32 | 32
Option 2D AT | NEM |  | Black Coal | 16435 | 16435 | 16435 | 3816 | 1086 | 0 | 0 | 0 | 0 | 0 | 0 | 0 | 0 | 0 | 0 | 0 | 0 | 0 | 0 | 0 | 0 | 0 | 0 | 0
Option 2D AT | NEM |  | Brown Coal | 4820 | 4820 | 3370 | 2210 | 2210 | 2210 | 2210 | 0 | 0 | 0 | 0 | 0 | 0 | 0 | 0 | 0 | 0 | 0 | 0 | 0 | 0 | 0 | 0 | 0
Option 2D AT | NEM |  | CCGT | 4334.9 | 4154.9 | 3554.9 | 3554.9 | 3554.9 | 3554.9 | 3554.9 | 3554.9 | 3554.9 | 3554.9 | 3169.9 | 2640.9 | 2553.5 | 2496.5 | 1996.5 | 1996.5 | 1996.5 | 1596.5 | 1596.5 | 952 | 952 | 708 | 708 | 708
Option 2D AT | NEM |  | CST | 0 | 0 | 0 | 0 | 0 | 0.00011758 | 0.00011758 | 0.00011758 | 0.00011758 | 0.00011758 | 0.00011758 | 0.00011758 | 0.00011758 | 0.00011758 | 0.00011758 | 0.00011758 | 0.00011758 | 0.00011758 | 0.00011758 | 0.00011758 | 0.00011758 | 0.00011758 | 0.00011758 | 0.00011758
Option 2D AT | NEM |  | Coordinated CER | 820.881 | 1262.223 | 1820.912 | 2548.151 | 3177.233 | 3896.7 | 4712.378 | 5669.327 | 6735.058 | 7917.867 | 9221.881 | 10682.013 | 12311.572 | 13997.818 | 15939.689 | 18000.2 | 20274.658 | 22679.291 | 25273.938 | 27979.863 | 30806.91 | 33767.528 | 36863.741 | 40073.023
Option 2D AT | NEM |  | DSP | 6000 | 6000 | 6000 | 6000 | 6000 | 6000 | 6000 | 6000 | 6000 | 6000 | 6000 | 6000 | 6000 | 6000 | 6000 | 6000 | 6000 | 6000 | 6000 | 6000 | 6000 | 6000 | 6000 | 6000
Option 2D AT | NEM |  | Distributed PV | 29919.424 | 32710.995 | 35351.765 | 38252.157 | 41375.709 | 43624.641 | 45701.793 | 47878.618 | 50065.662 | 52654.073 | 55838.291 | 58943.831 | 62353.284 | 66333.514 | 70735.492 | 74854.192 | 78962.63 | 83610.22 | 88415.001 | 92559.237 | 96140.386 | 100432.906 | 104510.882 | 108495.442
Option 2D AT | NEM |  | H2 Reciprocating Engine | 0 | 0 | 400 | 400 | 400 | 400 | 400 | 400 | 400 | 400 | 400 | 400 | 400 | 400 | 400 | 400 | 400 | 400 | 400 | 400 | 400 | 400 | 400 | 400
Option 2D AT | NEM |  | Hydro | 6885.12 | 6885.12 | 6885.12 | 6885.12 | 7275.12 | 7275.12 | 7275.12 | 7275.12 | 7275.12 | 7275.12 | 7275.12 | 7275.12 | 7275.12 | 7275.12 | 7275.12 | 7275.12 | 7275.12 | 7275.12 | 7275.12 | 7275.12 | 7275.12 | 7275.12 | 7275.12 | 7275.12
Option 2D AT | NEM |  | Liquid Fuel | 836.88 | 700.38 | 700.38 | 700.38 | 700.38 | 700.38 | 700.38 | 408.38 | 408.38 | 408.38 | 408.38 | 408.38 | 408.38 | 408.38 | 408.38 | 408.38 | 408.38 | 408.38 | 276.88 | 276.88 | 122.88 | 122.88 | 122.88 | 122.88
Option 2D AT | NEM |  | OCGT | 7111.76 | 7111.76 | 7228.76 | 7228.76 | 8288.951 | 8481.7656 | 9366.7708 | 11333.0455 | 11216.0455 | 11136.0455 | 11079.3455 | 11079.3455 | 14072.8338 | 13632.8338 | 13321.3493 | 14780.8802 | 14686.8802 | 14686.8802 | 14721.2699 | 14831.0449 | 14669.189 | 14085.189 | 14528.4578 | 16091.0088
Option 2D AT | NEM |  | Offshore Wind | 0 | 0 | 0 | 0 | 0 | 2000 | 2667 | 3333 | 4000 | 5000 | 6000 | 7000 | 11263.885 | 12802.9245 | 13397.2913 | 13716.7408 | 14473.7619 | 14596.8595 | 14596.8595 | 14736.2148 | 15133.9543 | 15722.3238 | 17375.2807 | 17375.2807
Option 2D AT | NEM |  | PHES | 1067 | 1067 | 3267 | 3267 | 3267 | 3267 | 3267 | 3267 | 5265 | 5265 | 5265 | 5265 | 5265 | 5265 | 5265 | 5265 | 5265 | 5265 | 5265 | 5265 | 5265 | 5265 | 5265 | 5265
Option 2D AT | NEM |  | Solar | 16996.2761 | 26278.9721 | 29692.8736 | 34884.647 | 38685.1281 | 39168.6266 | 46669.4794 | 50994.068 | 53844.1568 | 66110.8229 | 69769.7297 | 71681.1046 | 83350.4798 | 102042.9491 | 111531.3851 | 116297.557 | 118894.5394 | 118530.2627 | 119189.1301 | 122144.8848 | 124336.3188 | 124220.7589 | 142137.9551 | 141015.2573
Option 2D AT | NEM |  | Wind | 13903.11 | 15421.17 | 29483.9845 | 34009.8277 | 36827.8611 | 39076.3983 | 42212.0169 | 45698.6861 | 46490.426 | 47178.9569 | 54115.1755 | 55490.6667 | 60126.3118 | 60105.592 | 59447.612 | 59546.4977 | 59908.8985 | 60382.5597 | 61136.9529 | 62475.4767 | 63222.3569 | 63319.9375 | 66942.7786 | 65536.7986
Option 2D AT | NSW |  | 12h | 0 | 0 | 0 | 810 | 810 | 810 | 810 | 810 | 810 | 810 | 810 | 810 | 810 | 810 | 810 | 810 | 810 | 810 | 810 | 810 | 810 | 810 | 810 | 810
Option 2D AT | NSW |  | 1h | 250.0005 | 250.0006 | 250.0008 | 250.0011 | 250.0011 | 250.0013 | 250.0013 | 250.0013 | 250.0013 | 250.0013 | 250.0013 | 250.0013 | 250.0013 | 250.0013 | 250.0013 | 250.0013 | 250.0013 | 200.0013 | 200.0013 | 200.0013 | 200.0008 | 200.0007 | 200.0005 | 200.0002
Option 2D AT | NSW |  | 2h | 722.6511 | 1224.6611 | 1224.6629 | 1224.6694 | 1924.8011 | 1924.813 | 1924.8137 | 1987.8757 | 1983.5857 | 1983.5857 | 1933.5857 | 1933.5857 | 1933.5857 | 2077.0834 | 2016.3934 | 2051.0043 | 2140.0848 | 3896.6783 | 3892.3883 | 3872.3883 | 3876.6771 | 4597.4601 | 4725.2698 | 4725.2633
Option 2D AT | NSW |  | 4h | 1333.6309 | 2371.5567 | 2371.5567 | 2371.5568 | 2371.5568 | 2571.5568 | 2571.5568 | 2612.7768 | 2571.5568 | 2571.5568 | 2571.5568 | 2571.5568 | 2571.5568 | 2571.5568 | 2612.7768 | 2612.7768 | 2571.5568 | 2612.7768 | 2571.5568 | 2111.5568 | 1652.7759 | 854.8501 | 813.6301 | 813.6301
Option 2D AT | NSW |  | 8h | 325.0004 | 724.2518 | 1556.4501 | 2062.435 | 2062.4352 | 2330.6251 | 3155.25 | 4239.9044 | 4699.9967 | 5438.0601 | 5438.0601 | 5438.0601 | 6911.7866 | 8215.1386 | 9795.4752 | 9795.4752 | 11267.2187 | 11892.8546 | 11892.8546 | 11892.8546 | 11567.8541 | 11536.4193 | 12388.9446 | 11882.9597
Option 2D AT | NSW |  | Black Coal | 8305 | 8305 | 8305 | 1390 | 660 | 0 | 0 | 0 | 0 | 0 | 0 | 0 | 0 | 0 | 0 | 0 | 0 | 0 | 0 | 0 | 0 | 0 | 0 | 0
Option 2D AT | NSW |  | CCGT | 720 | 720 | 720 | 720 | 720 | 720 | 720 | 720 | 720 | 720 | 720 | 720 | 720 | 720 | 720 | 720 | 720 | 320 | 320 | 320 | 320 | 320 | 320 | 320
Option 2D AT | NSW |  | CST | 0 | 0 | 0 | 0 | 0 | 9.831e-05 | 9.831e-05 | 9.831e-05 | 9.831e-05 | 9.831e-05 | 9.831e-05 | 9.831e-05 | 9.831e-05 | 9.831e-05 | 9.831e-05 | 9.831e-05 | 9.831e-05 | 9.831e-05 | 9.831e-05 | 9.831e-05 | 9.831e-05 | 9.831e-05 | 9.831e-05 | 9.831e-05
Option 2D AT | NSW |  | Coordinated CER | 305.325 | 471.753 | 679.566 | 959.405 | 1184.728 | 1444.236 | 1738.636 | 2080.452 | 2460.331 | 2880.934 | 3343.977 | 3863.712 | 4447.42 | 5044.359 | 5700.691 | 6398.428 | 7171.437 | 7981.672 | 8864.048 | 9777.915 | 10730.596 | 11729.114 | 12775.115 | 13869.92
Option 2D AT | NSW |  | DSP | 6000 | 6000 | 6000 | 6000 | 6000 | 6000 | 6000 | 6000 | 6000 | 6000 | 6000 | 6000 | 6000 | 6000 | 6000 | 6000 | 6000 | 6000 | 6000 | 6000 | 6000 | 6000 | 6000 | 6000
Option 2D AT | NSW |  | Distributed PV | 10228.707 | 11213.299 | 12153.243 | 13197.05 | 14308.914 | 15144.649 | 15933.017 | 16731.304 | 17533.718 | 18481.498 | 19662.631 | 20816.238 | 22064.238 | 23494.349 | 25065.972 | 26528.99 | 27987.087 | 29628.197 | 31334.072 | 32808.76 | 34085.407 | 35609.43 | 37051.059 | 38455.664
Option 2D AT | NSW |  | Hydro | 2285 | 2285 | 2285 | 2285 | 2285 | 2285 | 2285 | 2285 | 2285 | 2285 | 2285 | 2285 | 2285 | 2285 | 2285 | 2285 | 2285 | 2285 | 2285 | 2285 | 2285 | 2285 | 2285 | 2285
Option 2D AT | NSW |  | OCGT | 2312.5 | 2312.5 | 2312.5 | 2312.5 | 2899.7491 | 3092.5636 | 3904.813 | 4477.0738 | 4477.0738 | 4477.0738 | 4456.2738 | 4456.2738 | 7449.7621 | 7449.7621 | 7449.7621 | 7449.7621 | 7449.7621 | 7449.7621 | 6632.0621 | 6632.0621 | 6632.0621 | 6632.0621 | 6632.0621 | 6632.0621
Option 2D AT | NSW |  | Offshore Wind | 0 | 0 | 0 | 0 | 0 | 0 | 0 | 0 | 0 | 0 | 0 | 0 | 3263.885 | 3802.9245 | 4397.2913 | 4716.7408 | 5473.7619 | 5596.8595 | 5596.8595 | 5736.2148 | 6133.9543 | 6722.3238 | 8375.2807 | 8375.2807
Option 2D AT | NSW |  | PHES | 247 | 247 | 2447 | 2447 | 2447 | 2447 | 2447 | 2447 | 2447 | 2447 | 2447 | 2447 | 2447 | 2447 | 2447 | 2447 | 2447 | 2447 | 2447 | 2447 | 2447 | 2447 | 2447 | 2447
Option 2D AT | NSW |  | Solar | 7705.2349 | 10827.6695 | 12450.4596 | 16043.478 | 16642.652 | 17131.2589 | 19215.4315 | 21003.1379 | 23243.4772 | 27515.1837 | 28831.6471 | 28941.1424 | 33838.8009 | 35968.5163 | 41332.5583 | 43168.8541 | 43245.3757 | 43022.3458 | 43022.3458 | 44064.5917 | 43923.5918 | 43891.1918 | 50331.6544 | 49807.6744
Option 2D AT | NSW |  | Wind | 2779.54 | 3050.02 | 7852.8758 | 11366.7588 | 12704.4021 | 13950.9448 | 16096.5123 | 17851.5653 | 17851.5653 | 18390.3644 | 21046.8107 | 21046.8107 | 20844.3307 | 20844.3307 | 20483.6507 | 20385.4377 | 20593.1716 | 21014.1179 | 21178.4388 | 20941.4288 | 20722.7288 | 20722.7302 | 20440.766 | 20327.576
Option 2D AT | NSW | CNSW | 12h | 0 | 0 | 0 | 810 | 810 | 810 | 810 | 810 | 810 | 810 | 810 | 810 | 810 | 810 | 810 | 810 | 810 | 810 | 810 | 810 | 810 | 810 | 810 | 810
Option 2D AT | NSW | CNSW | 2h | 192.02 | 244.0234 | 244.0239 | 244.0245 | 244.0251 | 244.0264 | 244.0264 | 244.0264 | 244.0264 | 244.0264 | 244.0264 | 244.0264 | 244.0264 | 387.5241 | 387.5241 | 422.135 | 515.5056 | 515.5056 | 515.5056 | 495.5056 | 495.5056 | 443.5021 | 443.5016 | 443.5011
Option 2D AT | NSW | CNSW | 4h | 873.63 | 873.63 | 873.63 | 873.63 | 873.63 | 873.63 | 873.63 | 914.85 | 873.63 | 873.63 | 873.63 | 873.63 | 873.63 | 873.63 | 914.85 | 914.85 | 873.63 | 914.85 | 873.63 | 873.63 | 414.85 | 414.85 | 373.63 | 373.63
Option 2D AT | NSW | CNSW | 8h | 0 | 49.84 | 466.2171 | 596.5257 | 596.5257 | 864.7153 | 1689.3402 | 2759.4755 | 3117.8205 | 3855.8839 | 3855.8839 | 3855.8839 | 5268.986 | 6419.7716 | 7987.441 | 7987.441 | 9185.1456 | 9810.7814 | 9810.7814 | 9810.7814 | 9810.7814 | 9918.8811 | 10257.9564 | 10127.6478
Option 2D AT | NSW | CNSW | Black Coal | 4105 | 4105 | 4105 | 1390 | 660 | 0 | 0 | 0 | 0 | 0 | 0 | 0 | 0 | 0 | 0 | 0 | 0 | 0 | 0 | 0 | 0 | 0 | 0 | 0
Option 2D AT | NSW | CNSW | CST | 0 | 0 | 0 | 0 | 0 | 3.739e-05 | 3.739e-05 | 3.739e-05 | 3.739e-05 | 3.739e-05 | 3.739e-05 | 3.739e-05 | 3.739e-05 | 3.739e-05 | 3.739e-05 | 3.739e-05 | 3.739e-05 | 3.739e-05 | 3.739e-05 | 3.739e-05 | 3.739e-05 | 3.739e-05 | 3.739e-05 | 3.739e-05
Option 2D AT | NSW | CNSW | Coordinated CER | 31.066 | 47.519 | 67.609 | 94.349 | 115.059 | 138.608 | 165.016 | 195.048 | 228.138 | 264.508 | 304.287 | 348.799 | 398.647 | 448.986 | 504.255 | 562.617 | 627.279 | 694.604 | 767.788 | 842.989 | 921.005 | 1002.291 | 1087.046 | 1175.24
Option 2D AT | NSW | CNSW | Distributed PV | 1072.546 | 1177.74 | 1276.321 | 1388.529 | 1511.965 | 1598.502 | 1678.242 | 1761.546 | 1844.203 | 1942.571 | 2067.13 | 2182.658 | 2308.151 | 2457.095 | 2624.887 | 2777.6 | 2930.133 | 3109.982 | 3294.977 | 3449 | 3575.999 | 3738.384 | 3889.883 | 4037.202
Option 2D AT | NSW | CNSW | OCGT | 0 | 0 | 0 | 0 | 0.00034539 | 0.00034539 | 0.00034539 | 0.00034539 | 0.00034539 | 0.00034539 | 0.00034539 | 0.00034539 | 0.00034539 | 0.00034539 | 0.00034539 | 0.00034539 | 0.00034539 | 0.00034539 | 0.00034539 | 0.00034539 | 0.00034539 | 0.00034539 | 0.00034539 | 0.00034539
Option 2D AT | NSW | CNSW | PHES | 247 | 247 | 247 | 247 | 247 | 247 | 247 | 247 | 247 | 247 | 247 | 247 | 247 | 247 | 247 | 247 | 247 | 247 | 247 | 247 | 247 | 247 | 247 | 247
Option 2D AT | NSW | CNSW | Solar | 2862.2074 | 4325.1692 | 5595.555 | 9187.6708 | 9537.6719 | 10026.2742 | 12042.06 | 13601.0807 | 15560.725 | 19630.0596 | 20708.7447 | 20762.9184 | 23308.2836 | 24079.2651 | 29177.5793 | 30672.3166 | 30520.7866 | 30520.7866 | 30520.7866 | 30522.9323 | 30522.9323 | 30522.9323 | 32555.1307 | 32363.4907
Option 2D AT | NSW | CNSW | Wind | 498.03 | 498.03 | 3412.0324 | 6925.9144 | 8053.5563 | 8540.4055 | 8540.4055 | 10295.4584 | 10295.4584 | 10834.2575 | 12667.5963 | 12667.5963 | 12667.5963 | 12667.5963 | 12560.7963 | 12422.7863 | 12422.7863 | 12422.7863 | 12422.7863 | 12422.7863 | 12422.7863 | 12422.7877 | 12491.4154 | 12378.2254
Option 2D AT | NSW | NNSW | 1h | 200 | 200 | 200 | 200 | 200 | 200 | 200 | 200 | 200 | 200 | 200 | 200 | 200 | 200 | 200 | 200 | 200 | 200 | 200 | 200 | 200 | 200 | 200 | 200
Option 2D AT | NSW | NNSW | 2h | 0 | 450.0012 | 450.0012 | 450.0013 | 450.0014 | 450.0014 | 450.0014 | 450.0014 | 450.0014 | 450.0014 | 450.0014 | 450.0014 | 450.0014 | 450.0014 | 450.0014 | 450.0014 | 450.0014 | 450.0014 | 450.0014 | 450.0014 | 450.0014 | 250.0002 | 250.0002 | 250.0001
Option 2D AT | NSW | NNSW | 8h | 275 | 400 | 615.8185 | 617.2258 | 617.2258 | 617.2258 | 617.2258 | 631.7449 | 733.4922 | 733.4922 | 733.4922 | 733.4922 | 794.1167 | 946.683 | 959.3501 | 959.3501 | 1110.8565 | 1110.8565 | 1110.8565 | 1110.8565 | 835.8565 | 710.8565 | 839.0758 | 837.6686
Option 2D AT | NSW | NNSW | CST | 0 | 0 | 0 | 0 | 0 | 3.158e-05 | 3.158e-05 | 3.158e-05 | 3.158e-05 | 3.158e-05 | 3.158e-05 | 3.158e-05 | 3.158e-05 | 3.158e-05 | 3.158e-05 | 3.158e-05 | 3.158e-05 | 3.158e-05 | 3.158e-05 | 3.158e-05 | 3.158e-05 | 3.158e-05 | 3.158e-05 | 3.158e-05
Option 2D AT | NSW | NNSW | Coordinated CER | 40.338 | 61.509 | 87.292 | 121.462 | 147.855 | 177.851 | 211.488 | 249.884 | 292.249 | 338.846 | 389.821 | 446.768 | 510.353 | 574.689 | 645.1 | 719.481 | 801.685 | 887.428 | 980.548 | 1076.451 | 1176.214 | 1280.345 | 1389.113 | 1502.531
Option 2D AT | NSW | NNSW | Distributed PV | 1453.255 | 1585.251 | 1708.634 | 1846.872 | 1996.603 | 2103.358 | 2202.001 | 2303.858 | 2405.133 | 2525.189 | 2676.155 | 2817.447 | 2970.123 | 3149.222 | 3349.343 | 3531.867 | 3713.722 | 3926.107 | 4144.722 | 4327.745 | 4479.835 | 4671.946 | 4851.544 | 5026.26
Option 2D AT | NSW | NNSW | PHES | 0 | 0 | 0 | 0 | 0 | 0 | 0 | 0 | 0 | 1.07e-06 | 1.07e-06 | 1.07e-06 | 1.07e-06 | 1.07e-06 | 1.07e-06 | 1.07e-06 | 1.07e-06 | 1.07e-06 | 1.07e-06 | 1.07e-06 | 1.07e-06 | 1.07e-06 | 1.07e-06 | 1.07e-06
Option 2D AT | NSW | NNSW | Solar | 701.0208 | 1007.4127 | 1327.4128 | 1327.4136 | 1327.4137 | 1327.4144 | 1395.8009 | 1624.4866 | 1905.1816 | 2044.3585 | 2059.2421 | 2114.5636 | 4466.8569 | 4466.8569 | 4586.0697 | 4734.1964 | 4962.248 | 4942.248 | 4942.248 | 5033.9693 | 4977.9693 | 4977.9693 | 6118.9645 | 6118.9645
Option 2D AT | NSW | NNSW | Wind | 442.48 | 442.48 | 536.0052 | 536.0056 | 746.0056 | 746.0058 | 2891.5734 | 2891.5734 | 2891.5734 | 2891.5734 | 3636.2379 | 3636.2379 | 3463.7579 | 3463.7579 | 3463.7579 | 3551.8549 | 3759.5888 | 4469.545 | 4469.545 | 4469.545 | 4469.545 | 4469.545 | 4469.545 | 4469.545
Option 2D AT | NSW | SNSW | 1h | 50 | 50 | 50 | 50 | 50 | 50 | 50 | 50 | 50 | 50 | 50 | 50 | 50 | 50 | 50 | 50 | 50 | 0 | 0 | 0 | 0 | 0 | 0 | 0
Option 2D AT | NSW | SNSW | 2h | 265.6 | 265.6014 | 265.6015 | 265.6017 | 265.6025 | 265.6028 | 265.6028 | 259.8928 | 255.6028 | 255.6028 | 255.6028 | 255.6028 | 255.6028 | 255.6028 | 259.8928 | 259.8928 | 255.6028 | 259.8928 | 255.6028 | 255.6028 | 259.8928 | 259.8914 | 387.7028 | 387.7026
Option 2D AT | NSW | SNSW | 4h | 0 | 0 | 0 | 0 | 0 | 200 | 200 | 200 | 200 | 200 | 200 | 200 | 200 | 200 | 200 | 200 | 200 | 200 | 200 | 200 | 200 | 200 | 200 | 200
Option 2D AT | NSW | SNSW | 8h | 50 | 150 | 350.0019 | 350.0019 | 350.002 | 350.0023 | 350.0023 | 350.0023 | 350.0023 | 350.0023 | 350.0023 | 350.0023 | 350.0023 | 350.0023 | 350.0023 | 350.0023 | 350.0023 | 350.0023 | 350.0023 | 350.0023 | 300.0023 | 200.0023 | 200.0004 | 200.0004
Option 2D AT | NSW | SNSW | CST | 0 | 0 | 0 | 0 | 0 | 2.934e-05 | 2.934e-05 | 2.934e-05 | 2.934e-05 | 2.934e-05 | 2.934e-05 | 2.934e-05 | 2.934e-05 | 2.934e-05 | 2.934e-05 | 2.934e-05 | 2.934e-05 | 2.934e-05 | 2.934e-05 | 2.934e-05 | 2.934e-05 | 2.934e-05 | 2.934e-05 | 2.934e-05
Option 2D AT | NSW | SNSW | Coordinated CER | 48.173 | 74.238 | 106.518 | 149.637 | 183.777 | 222.687 | 266.426 | 316.43 | 371.49 | 431.967 | 498.076 | 571.924 | 654.504 | 738.161 | 829.849 | 926.749 | 1033.918 | 1145.625 | 1266.97 | 1391.873 | 1521.523 | 1656.744 | 1797.877 | 1944.901
Option 2D AT | NSW | SNSW | Distributed PV | 1708.857 | 1868.868 | 2019.9 | 2190.46 | 2375.506 | 2508.487 | 2632.011 | 2759.592 | 2886.7 | 3037.494 | 3227.297 | 3406.41 | 3600.558 | 3828.074 | 4082.109 | 4314.898 | 4547.107 | 4816.662 | 5094.724 | 5328.916 | 5525.013 | 5770.089 | 5999.626 | 6222.859
Option 2D AT | NSW | SNSW | Hydro | 2285 | 2285 | 2285 | 2285 | 2285 | 2285 | 2285 | 2285 | 2285 | 2285 | 2285 | 2285 | 2285 | 2285 | 2285 | 2285 | 2285 | 2285 | 2285 | 2285 | 2285 | 2285 | 2285 | 2285
Option 2D AT | NSW | SNSW | OCGT | 692 | 692 | 692 | 692 | 692 | 692 | 692 | 692 | 692 | 692 | 692 | 692 | 692 | 692 | 692 | 692 | 692 | 692 | 0 | 0 | 0 | 0 | 0 | 0
Option 2D AT | NSW | SNSW | PHES | 0 | 0 | 2200 | 2200 | 2200 | 2200 | 2200 | 2200 | 2200 | 2200 | 2200 | 2200 | 2200 | 2200 | 2200 | 2200 | 2200 | 2200 | 2200 | 2200 | 2200 | 2200 | 2200 | 2200
Option 2D AT | NSW | SNSW | Solar | 3252.0076 | 4605.0884 | 4637.4925 | 4638.3943 | 4887.5668 | 4887.5704 | 4887.5707 | 4887.5707 | 4887.5707 | 4950.7657 | 5173.6605 | 5173.6605 | 5173.6605 | 6532.3944 | 6678.9094 | 6872.3413 | 6872.3413 | 6669.3113 | 6669.3113 | 7617.6902 | 7532.6902 | 7500.2902 | 10767.5593 | 10435.2193
Option 2D AT | NSW | SNSW | Wind | 1839.03 | 2109.51 | 3547.8385 | 3547.8389 | 3547.8403 | 4307.5336 | 4307.5336 | 4307.5336 | 4307.5336 | 4307.5336 | 4385.9765 | 4385.9765 | 4355.9765 | 4355.9765 | 4102.0965 | 4053.7965 | 4053.7965 | 3764.7865 | 3929.1075 | 3692.0975 | 3473.3975 | 3473.3975 | 3122.8056 | 3122.8056
Option 2D AT | NSW | SNW | 1h | 0.00049437 | 0.00056909 | 0.0007621 | 0.001073 | 0.0011152 | 0.0012741 | 0.0012741 | 0.0012741 | 0.0012741 | 0.0012741 | 0.0012741 | 0.0012741 | 0.0012741 | 0.0012741 | 0.0012741 | 0.0012741 | 0.0012741 | 0.0012741 | 0.0012741 | 0.0012741 | 0.00077972 | 0.000705 | 0.00051199 | 0.00020107
Option 2D AT | NSW | SNW | 2h | 265.0311 | 265.0351 | 265.0362 | 265.0419 | 965.1721 | 965.1823 | 965.1831 | 1033.9551 | 1033.9551 | 1033.9551 | 983.9551 | 983.9551 | 983.9551 | 983.9551 | 918.9751 | 918.9751 | 918.9751 | 2671.2785 | 2671.2785 | 2671.2785 | 2671.2774 | 3644.0663 | 3644.0652 | 3644.0596
Option 2D AT | NSW | SNW | 4h | 460.0009 | 1497.9267 | 1497.9267 | 1497.9268 | 1497.9268 | 1497.9268 | 1497.9268 | 1497.9268 | 1497.9268 | 1497.9268 | 1497.9268 | 1497.9268 | 1497.9268 | 1497.9268 | 1497.9268 | 1497.9268 | 1497.9268 | 1497.9268 | 1497.9268 | 1037.9268 | 1037.9259 | 240.0001 | 240.0001 | 240.0001
Option 2D AT | NSW | SNW | 8h | 0.00040836 | 124.4118 | 124.4126 | 498.6817 | 498.6817 | 498.6817 | 498.6817 | 498.6817 | 498.6817 | 498.6817 | 498.6817 | 498.6817 | 498.6817 | 498.6817 | 498.6817 | 498.6817 | 621.2143 | 621.2143 | 621.2143 | 621.2143 | 621.2139 | 706.6794 | 1091.9119 | 717.6428
Option 2D AT | NSW | SNW | Black Coal | 4200 | 4200 | 4200 | 0 | 0 | 0 | 0 | 0 | 0 | 0 | 0 | 0 | 0 | 0 | 0 | 0 | 0 | 0 | 0 | 0 | 0 | 0 | 0 | 0
Option 2D AT | NSW | SNW | CCGT | 720 | 720 | 720 | 720 | 720 | 720 | 720 | 720 | 720 | 720 | 720 | 720 | 720 | 720 | 720 | 720 | 720 | 320 | 320 | 320 | 320 | 320 | 320 | 320
Option 2D AT | NSW | SNW | Coordinated CER | 185.748 | 288.487 | 418.147 | 593.957 | 738.037 | 905.09 | 1095.706 | 1319.09 | 1568.454 | 1845.613 | 2151.793 | 2496.221 | 2883.916 | 3282.523 | 3721.487 | 4189.581 | 4708.555 | 5254.015 | 5848.742 | 6466.602 | 7111.854 | 7789.734 | 8501.079 | 9247.248
Option 2D AT | NSW | SNW | DSP | 6000 | 6000 | 6000 | 6000 | 6000 | 6000 | 6000 | 6000 | 6000 | 6000 | 6000 | 6000 | 6000 | 6000 | 6000 | 6000 | 6000 | 6000 | 6000 | 6000 | 6000 | 6000 | 6000 | 6000
Option 2D AT | NSW | SNW | Distributed PV | 5994.049 | 6581.44 | 7148.388 | 7771.189 | 8424.84 | 8934.302 | 9420.763 | 9906.308 | 10397.682 | 10976.244 | 11692.049 | 12409.723 | 13185.406 | 14059.958 | 15009.633 | 15904.625 | 16796.125 | 17775.446 | 18799.649 | 19703.099 | 20504.56 | 21429.011 | 22310.006 | 23169.343
Option 2D AT | NSW | SNW | OCGT | 1620.5 | 1620.5 | 1620.5 | 1620.5 | 2207.7488 | 2400.5632 | 3212.8127 | 3785.0735 | 3785.0735 | 3785.0735 | 3764.2735 | 3764.2735 | 6757.7618 | 6757.7618 | 6757.7618 | 6757.7618 | 6757.7618 | 6757.7618 | 6632.0618 | 6632.0618 | 6632.0618 | 6632.0618 | 6632.0618 | 6632.0618
Option 2D AT | NSW | SNW | Offshore Wind | 0 | 0 | 0 | 0 | 0 | 0 | 0 | 0 | 0 | 0 | 0 | 0 | 3263.885 | 3802.9245 | 4397.2913 | 4716.7408 | 5473.7619 | 5596.8595 | 5596.8595 | 5736.2148 | 6133.9543 | 6722.3238 | 8375.2807 | 8375.2807
Option 2D AT | NSW | SNW | Solar | 889.999 | 889.9992 | 889.9993 | 889.9993 | 889.9996 | 889.9999 | 889.9999 | 889.9999 | 889.9999 | 889.9999 | 889.9999 | 889.9999 | 889.9999 | 889.9999 | 889.9999 | 889.9999 | 889.9999 | 889.9999 | 889.9999 | 889.9999 | 889.9999 | 889.9999 | 889.9999 | 889.9999
Option 2D AT | NSW | SNW | Wind | 0 | 0 | 356.9998 | 356.9999 | 356.9999 | 357 | 357 | 357 | 357 | 357 | 357 | 357 | 357 | 357 | 357 | 357 | 357 | 357 | 357 | 357 | 357 | 357 | 357 | 357
Option 2D AT | QLD |  | 1h | 222.02 | 622.02 | 622.02 | 622.02 | 622.02 | 622.02 | 622.02 | 622.02 | 622.02 | 622.02 | 622.02 | 622.02 | 622.02 | 622.02 | 622.02 | 622.02 | 622.02 | 622.02 | 622.02 | 622.02 | 622.02 | 622.02 | 622.02 | 222.02
Option 2D AT | QLD |  | 2h | 2039.12 | 2039.1223 | 2189.1227 | 2489.1237 | 2485.1291 | 2485.1291 | 2485.1291 | 2500.7291 | 2485.1291 | 2500.7291 | 2500.7291 | 2485.1291 | 2385.1291 | 2385.1291 | 2385.1291 | 2385.1291 | 2354.7291 | 2461.519 | 2261.519 | 1711.519 | 1727.119 | 1561.5167 | 1322.3162 | 1022.3152
Option 2D AT | QLD |  | 4h | 560 | 560 | 814.0026 | 814.0037 | 814.0037 | 814.0037 | 814.0037 | 814.0037 | 814.0037 | 814.0037 | 814.0037 | 814.0037 | 814.0037 | 814.0037 | 814.0037 | 814.0037 | 814.0037 | 814.0037 | 814.0037 | 814.0037 | 514.0037 | 514.0037 | 364.0011 | 364
Option 2D AT | QLD |  | 8h | 0 | 0 | 1372.6519 | 2578.6651 | 3821.1994 | 3821.1994 | 5442.5189 | 6170.5833 | 6170.5833 | 6170.5833 | 6183.3309 | 6256.5782 | 6318.983 | 7442.5884 | 7681.0903 | 8256.967 | 8692.9118 | 11480.602 | 11480.602 | 11586.8493 | 11600.9821 | 11600.9821 | 11648.6541 | 10776.8966
Option 2D AT | QLD |  | Biomass | 32 | 32 | 32 | 32 | 32 | 32 | 32 | 32 | 32 | 32 | 32 | 32 | 32 | 32 | 32 | 32 | 32 | 32 | 32 | 32 | 32 | 32 | 32 | 32
Option 2D AT | QLD |  | Black Coal | 8130 | 8130 | 8130 | 2426 | 426 | 0 | 0 | 0 | 0 | 0 | 0 | 0 | 0 | 0 | 0 | 0 | 0 | 0 | 0 | 0 | 0 | 0 | 0 | 0
Option 2D AT | QLD |  | CCGT | 1597.9 | 1597.9 | 1597.9 | 1597.9 | 1597.9 | 1597.9 | 1597.9 | 1597.9 | 1597.9 | 1597.9 | 1212.9 | 1212.9 | 1125.5 | 1068.5 | 1068.5 | 1068.5 | 1068.5 | 1068.5 | 1068.5 | 424 | 424 | 180 | 180 | 180
Option 2D AT | QLD |  | Coordinated CER | 143.282 | 232.667 | 350.075 | 524.729 | 680.138 | 856.454 | 1055.65 | 1290.674 | 1554.267 | 1844.788 | 2165.564 | 2527.998 | 2930.642 | 3349.434 | 3848.127 | 4375.466 | 4957.77 | 5576.37 | 6239.758 | 6929.194 | 7653.576 | 8409.278 | 9186.799 | 9985.93
Option 2D AT | QLD |  | Distributed PV | 8541.191 | 9218.093 | 9846.988 | 10551.311 | 11347.887 | 11901.607 | 12422.544 | 12977.137 | 13512.289 | 14120.34 | 14879.741 | 15625.507 | 16462.911 | 17476.536 | 18612.168 | 19655.027 | 20685.213 | 21870.847 | 23096.614 | 24119.549 | 24966.017 | 26030.978 | 27040.515 | 28016.37
Option 2D AT | QLD |  | H2 Reciprocating Engine | 0 | 0 | 400 | 400 | 400 | 400 | 400 | 400 | 400 | 400 | 400 | 400 | 400 | 400 | 400 | 400 | 400 | 400 | 400 | 400 | 400 | 400 | 400 | 400
Option 2D AT | QLD |  | Hydro | 156.4 | 156.4 | 156.4 | 156.4 | 156.4 | 156.4 | 156.4 | 156.4 | 156.4 | 156.4 | 156.4 | 156.4 | 156.4 | 156.4 | 156.4 | 156.4 | 156.4 | 156.4 | 156.4 | 156.4 | 156.4 | 156.4 | 156.4 | 156.4
Option 2D AT | QLD |  | Liquid Fuel | 423.5 | 423.5 | 423.5 | 423.5 | 423.5 | 423.5 | 423.5 | 131.5 | 131.5 | 131.5 | 131.5 | 131.5 | 131.5 | 131.5 | 131.5 | 131.5 | 131.5 | 131.5 | 0 | 0 | 0 | 0 | 0 | 0
Option 2D AT | QLD |  | OCGT | 1546 | 1546 | 1663 | 1663 | 2381.9391 | 2381.9392 | 2381.9392 | 2381.9392 | 2264.9392 | 2264.9392 | 2264.9392 | 2264.9392 | 2264.9392 | 2264.9392 | 2264.9392 | 2264.9392 | 2264.9392 | 2264.9392 | 3408.2472 | 3408.2472 | 2844.2472 | 2844.2472 | 2844.2472 | 2325.2472
Option 2D AT | QLD |  | PHES | 820 | 820 | 820 | 820 | 820 | 820 | 820 | 820 | 2818 | 2818 | 2818 | 2818 | 2818 | 2818 | 2818 | 2818 | 2818 | 2818 | 2818 | 2818 | 2818 | 2818 | 2818 | 2818
Option 2D AT | QLD |  | Solar | 5708.3662 | 8465.8678 | 9263.7084 | 10862.4617 | 13415.236 | 13414.6823 | 16474.8286 | 17736.6299 | 18346.3794 | 24285.4328 | 25481.0985 | 27282.9781 | 31468.3342 | 31468.3342 | 31468.3342 | 33794.9886 | 35243.1924 | 35101.9457 | 35331.9673 | 36110.6929 | 35663.6229 | 35657.463 | 37414.5783 | 37286.7905
Option 2D AT | QLD |  | Wind | 2569.65 | 3075.86 | 8424.1699 | 8437.0228 | 8688.9507 | 9627.741 | 10609.853 | 11202.6511 | 11562.2135 | 11610.5656 | 12130.3855 | 13568.8866 | 17816.7782 | 17816.7782 | 17816.7782 | 17816.7782 | 18021.9951 | 17841.5251 | 17680.8451 | 18324.4458 | 18919.5049 | 18919.5049 | 20868.0543 | 20429.0543
Option 2D AT | QLD | CQ | 2h | 230 | 230.0004 | 230.0006 | 230.001 | 226.0027 | 226.0028 | 226.0028 | 226.0028 | 226.0028 | 226.0028 | 226.0028 | 226.0028 | 226.0028 | 226.0028 | 226.0028 | 226.0028 | 180.0028 | 180.0028 | 180.0028 | 180.0028 | 180.0028 | 180.0023 | 180.0022 | 180.0018
Option 2D AT | QLD | CQ | 4h | 300 | 300 | 300 | 300 | 300 | 300 | 300 | 300 | 300 | 300 | 300 | 300 | 300 | 300 | 300 | 300 | 300 | 300 | 300 | 300 | 0 | 0 | 0 | 0
Option 2D AT | QLD | CQ | 8h | 0 | 0 | 0.0042613 | 0.011181 | 4.5348 | 4.5348 | 279.0847 | 391.456 | 391.456 | 391.456 | 391.456 | 391.456 | 391.456 | 503.9397 | 742.4416 | 1239.569 | 1675.5138 | 2483.1583 | 2483.1583 | 2589.4056 | 2603.5384 | 2603.5384 | 3149.8766 | 3149.8697
Option 2D AT | QLD | CQ | Black Coal | 3004 | 3004 | 3004 | 1574 | 0 | 0 | 0 | 0 | 0 | 0 | 0 | 0 | 0 | 0 | 0 | 0 | 0 | 0 | 0 | 0 | 0 | 0 | 0 | 0
Option 2D AT | QLD | CQ | Coordinated CER | 13.95 | 22.432 | 33.374 | 49.666 | 63.83 | 79.79 | 97.727 | 118.58 | 141.868 | 167.42 | 195.551 | 227.338 | 262.625 | 299.127 | 343.07 | 389.408 | 440.68 | 495.014 | 553.235 | 613.546 | 676.921 | 742.86 | 810.485 | 879.679
Option 2D AT | QLD | CQ | Distributed PV | 784.212 | 854.215 | 917.536 | 991.345 | 1078.212 | 1133.73 | 1185.035 | 1241.654 | 1295.641 | 1357.342 | 1436.479 | 1510.259 | 1593.713 | 1699.233 | 1820.867 | 1930.547 | 2039.631 | 2170.553 | 2305.098 | 2413.879 | 2499.799 | 2615.929 | 2725.312 | 2831.033
Option 2D AT | QLD | CQ | OCGT | 37 | 37 | 37 | 37 | 436.885 | 436.885 | 436.885 | 436.885 | 399.885 | 399.885 | 399.885 | 399.885 | 399.885 | 399.885 | 399.885 | 399.885 | 399.885 | 399.885 | 399.885 | 399.885 | 399.885 | 399.885 | 399.885 | 399.885
Option 2D AT | QLD | CQ | PHES | 0 | 0 | 0 | 0 | 0 | 0 | 0 | 0 | 0 | 1.24e-06 | 1.24e-06 | 1.24e-06 | 1.24e-06 | 1.24e-06 | 1.24e-06 | 1.24e-06 | 1.24e-06 | 1.24e-06 | 1.24e-06 | 1.24e-06 | 1.24e-06 | 1.24e-06 | 1.24e-06 | 1.24e-06
Option 2D AT | QLD | CQ | Solar | 1153.0956 | 1153.1282 | 1250.1283 | 1306.8033 | 3608.4379 | 3608.4394 | 4069.7911 | 4987.6929 | 5080.9699 | 7691.1337 | 8325.3552 | 8889.898 | 9060.9539 | 9060.9539 | 9060.9539 | 11387.6083 | 12136.2915 | 12136.0147 | 12468.9964 | 13279.8219 | 13279.8219 | 13279.8219 | 13416.2654 | 13298.0655
Option 2D AT | QLD | CQ | Wind | 439 | 945.21 | 1832.2832 | 1832.2849 | 1944.7528 | 1944.7541 | 2028.6399 | 2348.0162 | 2348.0162 | 2348.0162 | 2348.0162 | 2348.0162 | 4951.4958 | 4951.4958 | 4951.4958 | 4951.4958 | 4951.4958 | 4951.4958 | 5230.7958 | 5599.9324 | 5599.9324 | 5599.9324 | 6269.9782 | 5830.9782
Option 2D AT | QLD | GG | 1h | 0 | 400 | 400 | 400 | 400 | 400 | 400 | 400 | 400 | 400 | 400 | 400 | 400 | 400 | 400 | 400 | 400 | 400 | 400 | 400 | 400 | 400 | 400 | 0
Option 2D AT | QLD | GG | 2h | 0 | 0.00043468 | 0.00059403 | 0.0010206 | 0.0045662 | 0.0045677 | 0.0045677 | 0.0045695 | 0.0045695 | 0.0045695 | 0.0045695 | 0.0045695 | 0.0045695 | 0.0045695 | 0.0045695 | 0.0045695 | 0.0045695 | 122.3944 | 122.3944 | 122.3944 | 122.3944 | 122.394 | 122.3938 | 122.3934
Option 2D AT | QLD | GG | 4h | 0 | 0 | 0.0026177 | 0.003717 | 0.0037364 | 0.0037364 | 0.0037364 | 0.0037364 | 0.0037364 | 0.0037364 | 0.0037364 | 0.0037364 | 0.0037364 | 0.0037364 | 0.0037364 | 0.0037364 | 0.0037364 | 0.0037422 | 0.0037422 | 0.0037422 | 0.0037422 | 0.0037422 | 0.0011245 | 2.513e-05
Option 2D AT | QLD | GG | 8h | 0 | 0 | 0.00097516 | 288.8072 | 1024.2942 | 1024.2942 | 1560.5331 | 1642.2618 | 1642.2618 | 1642.2618 | 1642.2618 | 1642.2618 | 1642.2618 | 1642.2618 | 1642.2618 | 1642.2618 | 1642.2618 | 2943.0622 | 2943.0622 | 2943.0622 | 2943.0622 | 2943.0622 | 2943.0612 | 2654.255
Option 2D AT | QLD | GG | Black Coal | 1680 | 1680 | 1680 | 0 | 0 | 0 | 0 | 0 | 0 | 0 | 0 | 0 | 0 | 0 | 0 | 0 | 0 | 0 | 0 | 0 | 0 | 0 | 0 | 0
Option 2D AT | QLD | GG | CCGT | 180 | 180 | 180 | 180 | 180 | 180 | 180 | 180 | 180 | 180 | 180 | 180 | 180 | 180 | 180 | 180 | 180 | 180 | 180 | 180 | 180 | 180 | 180 | 180
Option 2D AT | QLD | GG | Coordinated CER | 1.806 | 2.916 | 4.351 | 6.469 | 8.322 | 10.41 | 12.759 | 15.5 | 18.561 | 21.923 | 25.624 | 29.806 | 34.452 | 39.256 | 44.991 | 51.033 | 57.702 | 64.774 | 72.345 | 80.179 | 88.392 | 96.93 | 105.662 | 114.59
Option 2D AT | QLD | GG | Distributed PV | 97.771 | 105.629 | 113.124 | 121.15 | 129.771 | 136.351 | 142.675 | 149.14 | 155.449 | 162.558 | 171.163 | 180.106 | 190.074 | 201.575 | 214.034 | 225.731 | 237.193 | 249.707 | 262.747 | 274.071 | 283.958 | 295.385 | 306.307 | 316.865
Option 2D AT | QLD | GG | OCGT | 0 | 0 | 0 | 0 | 129.7233 | 129.7234 | 129.7234 | 129.7234 | 129.7234 | 129.7234 | 129.7234 | 129.7234 | 129.7234 | 129.7234 | 129.7234 | 129.7234 | 129.7234 | 129.7234 | 1273.0314 | 1273.0314 | 1273.0314 | 1273.0314 | 1273.0314 | 1273.0314
Option 2D AT | QLD | GG | Solar | 524.4323 | 524.4324 | 524.4324 | 524.4324 | 524.4331 | 524.4334 | 530.8298 | 540.7613 | 540.7613 | 540.7614 | 540.7614 | 549.0161 | 630.01 | 630.01 | 630.01 | 630.01 | 630.01 | 630.01 | 630.01 | 630.01 | 630.01 | 630.01 | 630.01 | 630.01
Option 2D AT | QLD | NQ | 2h | 0 | 0 | 150 | 450 | 450 | 450 | 450 | 450 | 450 | 450 | 450 | 450 | 450 | 450 | 450 | 450 | 450 | 450 | 450 | 450 | 450 | 300 | 300 | 0
Option 2D AT | QLD | NQ | 4h | 0 | 0 | 254 | 254 | 254 | 254 | 254 | 254 | 254 | 254 | 254 | 254 | 254 | 254 | 254 | 254 | 254 | 254 | 254 | 254 | 254 | 254 | 104 | 104
Option 2D AT | QLD | NQ | 8h | 0 | 0 | 5.9329 | 107.3235 | 514.9737 | 514.9737 | 514.9737 | 514.9737 | 514.9737 | 514.9737 | 527.7213 | 600.9686 | 663.3734 | 692.2603 | 692.2603 | 771.0095 | 771.0095 | 771.0095 | 771.0095 | 771.0095 | 771.0095 | 771.0095 | 765.0767 | 663.686
Option 2D AT | QLD | NQ | Biomass | 32 | 32 | 32 | 32 | 32 | 32 | 32 | 32 | 32 | 32 | 32 | 32 | 32 | 32 | 32 | 32 | 32 | 32 | 32 | 32 | 32 | 32 | 32 | 32
Option 2D AT | QLD | NQ | CCGT | 244 | 244 | 244 | 244 | 244 | 244 | 244 | 244 | 244 | 244 | 244 | 244 | 244 | 244 | 244 | 244 | 244 | 244 | 244 | 244 | 244 | 0 | 0 | 0
Option 2D AT | QLD | NQ | Coordinated CER | 21.684 | 34.951 | 52.121 | 77.657 | 99.95 | 125.082 | 153.337 | 186.245 | 222.995 | 263.326 | 307.739 | 357.938 | 413.689 | 471.383 | 540.68 | 613.764 | 694.579 | 780.234 | 871.997 | 967.018 | 1066.713 | 1170.389 | 1276.603 | 1385.232
Option 2D AT | QLD | NQ | Distributed PV | 1293.407 | 1398.759 | 1495.68 | 1605.762 | 1732.276 | 1817.455 | 1896.872 | 1982.593 | 2064.892 | 2158.61 | 2276.917 | 2390.734 | 2518.921 | 2676.837 | 2855.84 | 3018.999 | 3180.576 | 3369.717 | 3564.696 | 3725.202 | 3855.431 | 4024.113 | 4183.483 | 4337.437
Option 2D AT | QLD | NQ | Hydro | 156.4 | 156.4 | 156.4 | 156.4 | 156.4 | 156.4 | 156.4 | 156.4 | 156.4 | 156.4 | 156.4 | 156.4 | 156.4 | 156.4 | 156.4 | 156.4 | 156.4 | 156.4 | 156.4 | 156.4 | 156.4 | 156.4 | 156.4 | 156.4
Option 2D AT | QLD | NQ | Liquid Fuel | 423.5 | 423.5 | 423.5 | 423.5 | 423.5 | 423.5 | 423.5 | 131.5 | 131.5 | 131.5 | 131.5 | 131.5 | 131.5 | 131.5 | 131.5 | 131.5 | 131.5 | 131.5 | 0 | 0 | 0 | 0 | 0 | 0
Option 2D AT | QLD | NQ | PHES | 250 | 250 | 250 | 250 | 250 | 250 | 250 | 250 | 250 | 250 | 250 | 250 | 250 | 250 | 250 | 250 | 250 | 250 | 250 | 250 | 250 | 250 | 250 | 250
Option 2D AT | QLD | NQ | Solar | 1529.7861 | 1529.8038 | 2129.8038 | 2404.8984 | 2544.5023 | 2544.5036 | 2544.5036 | 2544.5036 | 2544.5036 | 2890.8462 | 3229.943 | 4459.0251 | 4617.6791 | 4617.6791 | 4617.6791 | 4617.6791 | 5317.1996 | 5201.2296 | 5201.2296 | 5201.2297 | 5186.2297 | 5180.0697 | 5037.9529 | 5037.9529
Option 2D AT | QLD | NQ | Wind | 375.65 | 375.65 | 2116.9761 | 2129.8266 | 2176.7101 | 2412.5622 | 3310.7884 | 3584.2102 | 3943.7727 | 3943.7727 | 3991.6314 | 3991.6315 | 5636.0435 | 5636.0435 | 5636.0435 | 5636.0435 | 5768.3572 | 5587.8872 | 5587.8872 | 5862.3514 | 5823.1651 | 5823.1651 | 5994.4566 | 5994.4566
Option 2D AT | QLD | SQ | 1h | 222.02 | 222.02 | 222.02 | 222.02 | 222.02 | 222.02 | 222.02 | 222.02 | 222.02 | 222.02 | 222.02 | 222.02 | 222.02 | 222.02 | 222.02 | 222.02 | 222.02 | 222.02 | 222.02 | 222.02 | 222.02 | 222.02 | 222.02 | 222.02
Option 2D AT | QLD | SQ | 2h | 1809.12 | 1809.1215 | 1809.1215 | 1809.1218 | 1809.1218 | 1809.1218 | 1809.1218 | 1824.7218 | 1809.1218 | 1824.7218 | 1824.7218 | 1809.1218 | 1709.1218 | 1709.1218 | 1709.1218 | 1709.1218 | 1724.7218 | 1709.1218 | 1509.1218 | 959.1218 | 974.7218 | 959.1203 | 719.9203 | 719.92
Option 2D AT | QLD | SQ | 4h | 260 | 260 | 260 | 260 | 260 | 260 | 260 | 260 | 260 | 260 | 260 | 260 | 260 | 260 | 260 | 260 | 260 | 260 | 260 | 260 | 260 | 260 | 260 | 260
Option 2D AT | QLD | SQ | 8h | 0 | 0 | 1366.7138 | 2182.5232 | 2277.3967 | 2277.3967 | 3087.9274 | 3621.8918 | 3621.8918 | 3621.8918 | 3621.8918 | 3621.8918 | 3621.8918 | 4604.1267 | 4604.1267 | 4604.1267 | 4604.1267 | 5283.372 | 5283.372 | 5283.372 | 5283.372 | 5283.372 | 4790.6396 | 4309.0859
Option 2D AT | QLD | SQ | Black Coal | 3446 | 3446 | 3446 | 852 | 426 | 0 | 0 | 0 | 0 | 0 | 0 | 0 | 0 | 0 | 0 | 0 | 0 | 0 | 0 | 0 | 0 | 0 | 0 | 0
Option 2D AT | QLD | SQ | CCGT | 1173.9 | 1173.9 | 1173.9 | 1173.9 | 1173.9 | 1173.9 | 1173.9 | 1173.9 | 1173.9 | 1173.9 | 788.9 | 788.9 | 701.5 | 644.5 | 644.5 | 644.5 | 644.5 | 644.5 | 644.5 | 0 | 0 | 0 | 0 | 0
Option 2D AT | QLD | SQ | Coordinated CER | 105.842 | 172.368 | 260.229 | 390.937 | 508.036 | 641.172 | 791.827 | 970.349 | 1170.843 | 1392.119 | 1636.65 | 1912.916 | 2219.876 | 2539.668 | 2919.386 | 3321.261 | 3764.809 | 4236.348 | 4742.181 | 5268.451 | 5821.55 | 6399.099 | 6994.049 | 7606.429
Option 2D AT | QLD | SQ | Distributed PV | 6365.801 | 6859.49 | 7320.648 | 7833.054 | 8407.628 | 8814.071 | 9197.962 | 9603.75 | 9996.307 | 10441.83 | 10995.182 | 11544.408 | 12160.203 | 12898.891 | 13721.427 | 14479.75 | 15227.813 | 16080.87 | 16964.073 | 17706.397 | 18326.829 | 19095.551 | 19825.413 | 20531.035
Option 2D AT | QLD | SQ | H2 Reciprocating Engine | 0 | 0 | 400 | 400 | 400 | 400 | 400 | 400 | 400 | 400 | 400 | 400 | 400 | 400 | 400 | 400 | 400 | 400 | 400 | 400 | 400 | 400 | 400 | 400
Option 2D AT | QLD | SQ | OCGT | 1509 | 1509 | 1626 | 1626 | 1815.3308 | 1815.3308 | 1815.3308 | 1815.3308 | 1735.3308 | 1735.3308 | 1735.3308 | 1735.3308 | 1735.3308 | 1735.3308 | 1735.3308 | 1735.3308 | 1735.3308 | 1735.3308 | 1735.3308 | 1735.3308 | 1171.3308 | 1171.3308 | 1171.3308 | 652.3308
Option 2D AT | QLD | SQ | PHES | 570 | 570 | 570 | 570 | 570 | 570 | 570 | 570 | 2568 | 2568 | 2568 | 2568 | 2568 | 2568 | 2568 | 2568 | 2568 | 2568 | 2568 | 2568 | 2568 | 2568 | 2568 | 2568
Option 2D AT | QLD | SQ | Solar | 2501.0521 | 5258.5034 | 5359.3439 | 6626.3275 | 6737.8627 | 6737.3058 | 9329.7041 | 9663.6721 | 10180.1446 | 13162.6916 | 13385.0389 | 13385.0389 | 17159.6913 | 17159.6913 | 17159.6913 | 17159.6913 | 17159.6913 | 17134.6913 | 17031.7313 | 16999.6313 | 16567.5613 | 16567.5613 | 18330.35 | 18320.7621
Option 2D AT | QLD | SQ | Wind | 1755 | 1755 | 4474.9106 | 4474.9112 | 4567.4879 | 5270.4247 | 5270.4247 | 5270.4247 | 5270.4247 | 5318.7768 | 5790.7379 | 7229.2389 | 7229.2389 | 7229.2389 | 7229.2389 | 7229.2389 | 7302.1421 | 7302.1421 | 6862.1621 | 6862.1621 | 7496.4075 | 7496.4075 | 8603.6196 | 8603.6196
Option 2D AT | SA |  | 2h | 1135.13 | 2711.1306 | 2911.1307 | 2911.1308 | 2881.1314 | 2881.1416 | 2881.1416 | 2888.1116 | 2856.1416 | 2856.1416 | 2856.1416 | 2863.1116 | 2856.1416 | 2856.1416 | 2856.1416 | 2926.9284 | 3007.0633 | 2756.3633 | 2462.9333 | 2450.3833 | 2240.3833 | 464.3827 | 423.9326 | 312.9324
Option 2D AT | SA |  | 4h | 0 | 556 | 556.0012 | 556.0013 | 556.0013 | 556.0014 | 556.0014 | 300.0014 | 556.0014 | 556.0014 | 556.0014 | 300.0014 | 556.0014 | 556.0014 | 556.0014 | 556.0014 | 556.0014 | 556.0014 | 300.0014 | 556.0014 | 556.0014 | 0.0013917 | 0.0002002 | 0.00012533
Option 2D AT | SA |  | 8h | 0 | 0 | 318.86 | 318.8601 | 564.8572 | 564.8574 | 564.8574 | 974.1551 | 974.1551 | 1053.6425 | 1121.108 | 1121.108 | 1946.4267 | 2427.0163 | 2961.6888 | 2961.6888 | 3208.5828 | 3290.2575 | 3290.2575 | 3521.3124 | 4523.9262 | 4891.3257 | 7869.7605 | 7869.7604
Option 2D AT | SA |  | CCGT | 1309 | 1129 | 529 | 529 | 529 | 529 | 529 | 529 | 529 | 529 | 529 | 0 | 0 | 0 | 0 | 0 | 0 | 0 | 0 | 0 | 0 | 0 | 0 | 0
Option 2D AT | SA |  | Coordinated CER | 178.135 | 244.708 | 323.339 | 368.695 | 433.083 | 504.925 | 585.242 | 679.496 | 783.148 | 897.342 | 1023.315 | 1164.171 | 1316.05 | 1473.48 | 1652.96 | 1842.228 | 2049.146 | 2265.318 | 2496.514 | 2737.615 | 2985.972 | 3243.929 | 3511.136 | 3788.63
Option 2D AT | SA |  | Distributed PV | 3375.932 | 3586.659 | 3784.152 | 3995.398 | 4225.268 | 4402.077 | 4566.115 | 4746.319 | 4925.157 | 5125.569 | 5369.66 | 5615.076 | 5884.533 | 6191.517 | 6520.235 | 6818.856 | 7110.128 | 7431.429 | 7770.539 | 8060.469 | 8313.052 | 8610.529 | 8894.65 | 9172.96
Option 2D AT | SA |  | Liquid Fuel | 413.38 | 276.88 | 276.88 | 276.88 | 276.88 | 276.88 | 276.88 | 276.88 | 276.88 | 276.88 | 276.88 | 276.88 | 276.88 | 276.88 | 276.88 | 276.88 | 276.88 | 276.88 | 276.88 | 276.88 | 122.88 | 122.88 | 122.88 | 122.88
Option 2D AT | SA |  | OCGT | 1175.26 | 1175.26 | 1175.26 | 1175.26 | 929.2628 | 929.2628 | 1002.0186 | 1244.4711 | 1244.4711 | 1164.4711 | 1128.5711 | 1128.5711 | 1128.5711 | 1128.5711 | 924.8111 | 924.8111 | 924.8111 | 924.8111 | 633.5929 | 743.3678 | 939.1969 | 939.1969 | 1190.1692 | 1520.1512
Option 2D AT | SA |  | Solar | 935.8825 | 1771.6132 | 1908.8136 | 1908.8146 | 2557.3466 | 2552.7887 | 3785.0429 | 4322.1396 | 4322.1396 | 5487.3495 | 6633.9726 | 6633.9726 | 7680.8706 | 12100.6154 | 13384.4622 | 13903.2496 | 14975.5067 | 14975.5067 | 15504.3225 | 16666.2756 | 18404.8402 | 18327.8402 | 25087.809 | 24992.809
Option 2D AT | SA |  | Wind | 2722.04 | 2722.04 | 2959.5746 | 3234.5755 | 3853.4206 | 3762.6716 | 3762.6716 | 4284.1528 | 4708.8789 | 4438.6989 | 5960.8864 | 5960.8864 | 6588.5601 | 6261.8601 | 6222.8601 | 6222.8601 | 6222.8601 | 6773.2451 | 6868.7571 | 7369.1504 | 7369.1504 | 7369.1504 | 7168.1704 | 6972.4804
Option 2D AT | SA | CSA | 2h | 1059.68 | 2187.3099 | 2387.3099 | 2387.31 | 2357.31 | 2357.31 | 2357.31 | 2363.73 | 2357.31 | 2357.31 | 2357.31 | 2363.73 | 2357.31 | 2357.31 | 2357.31 | 2345.31 | 2345.31 | 2094.61 | 1800.63 | 1798.63 | 1588.63 | 261.0001 | 261 | 150
Option 2D AT | SA | CSA | 4h | 0 | 306 | 306.0012 | 306.0013 | 306.0013 | 306.0014 | 306.0014 | 50.0014 | 306.0014 | 306.0014 | 306.0014 | 50.0014 | 306.0014 | 306.0014 | 306.0014 | 306.0014 | 306.0014 | 306.0014 | 50.0014 | 306.0014 | 306.0014 | 0.0013917 | 0.0002002 | 0.00012533
Option 2D AT | SA | CSA | 8h | 0 | 0 | 139.8337 | 139.8338 | 139.8338 | 139.8338 | 139.8338 | 139.8338 | 139.8338 | 139.8338 | 139.8338 | 139.8338 | 630.7339 | 695.9621 | 1114.235 | 1114.235 | 1114.235 | 1195.9097 | 1195.9097 | 1426.9647 | 2013.0319 | 2380.4313 | 2681.1554 | 2681.1553
Option 2D AT | SA | CSA | CCGT | 1309 | 1129 | 529 | 529 | 529 | 529 | 529 | 529 | 529 | 529 | 529 | 0 | 0 | 0 | 0 | 0 | 0 | 0 | 0 | 0 | 0 | 0 | 0 | 0
Option 2D AT | SA | CSA | Coordinated CER | 159.515 | 219.125 | 289.578 | 330.177 | 387.803 | 452.133 | 524.089 | 608.689 | 701.773 | 804.361 | 917.556 | 1044.134 | 1180.631 | 1322.135 | 1483.142 | 1652.921 | 1838.454 | 2032.307 | 2239.615 | 2455.82 | 2678.502 | 2909.834 | 3149.518 | 3398.501
Option 2D AT | SA | CSA | Distributed PV | 3050.439 | 3234.165 | 3407.605 | 3591.507 | 3788.877 | 3944.32 | 4089.166 | 4246.241 | 4402.426 | 4577.125 | 4788.577 | 5004.359 | 5240.889 | 5506.984 | 5789.151 | 6046.688 | 6296.789 | 6568.189 | 6855.678 | 7103.989 | 7322.569 | 7574.623 | 7815.61 | 8051.765
Option 2D AT | SA | CSA | Liquid Fuel | 276.88 | 276.88 | 276.88 | 276.88 | 276.88 | 276.88 | 276.88 | 276.88 | 276.88 | 276.88 | 276.88 | 276.88 | 276.88 | 276.88 | 276.88 | 276.88 | 276.88 | 276.88 | 276.88 | 276.88 | 122.88 | 122.88 | 122.88 | 122.88
Option 2D AT | SA | CSA | OCGT | 1095.26 | 1095.26 | 1095.26 | 1095.26 | 849.2607 | 849.2607 | 858.8948 | 961.1182 | 961.1182 | 961.1182 | 925.2182 | 925.2182 | 925.2182 | 925.2182 | 721.4582 | 721.4582 | 721.4582 | 721.4582 | 430.24 | 415.8098 | 611.6389 | 611.6389 | 862.6112 | 1192.5932
Option 2D AT | SA | CSA | Solar | 74.5421 | 328.1849 | 465.3849 | 465.3853 | 468.164 | 463.6047 | 782.1133 | 861.1191 | 861.1191 | 1148.3579 | 2281.006 | 2281.006 | 2986.7386 | 6443.1467 | 7367.8619 | 7456.7154 | 7789.0701 | 7789.0701 | 8537.1259 | 9337.2052 | 9965.83 | 9965.83 | 10595.5173 | 10595.5173
Option 2D AT | SA | CSA | Wind | 1765.01 | 1765.01 | 2002.5399 | 2277.5403 | 2716.8784 | 2716.8787 | 2716.8787 | 2972.439 | 3133.3119 | 3061.9119 | 3629.4362 | 3629.4362 | 3629.4362 | 3302.7362 | 3302.7362 | 3302.7362 | 3302.7362 | 3742.1051 | 3800.5666 | 4235.9944 | 4235.9944 | 4235.9944 | 4035.0144 | 3839.3244
Option 2D AT | SA | NSA | 2h | 10 | 458.3707 | 458.3708 | 458.3709 | 458.3714 | 458.3816 | 458.3816 | 458.3816 | 458.3816 | 458.3816 | 458.3816 | 458.3816 | 458.3816 | 458.3816 | 458.3816 | 541.1685 | 621.3033 | 621.3033 | 621.3033 | 611.3033 | 611.3033 | 162.9326 | 162.9325 | 162.9324
Option 2D AT | SA | NSA | 8h | 0 | 0 | 179.0263 | 179.0263 | 425.0234 | 425.0236 | 425.0236 | 834.3213 | 834.3213 | 913.8087 | 981.2742 | 981.2742 | 1315.6928 | 1731.0543 | 1847.4538 | 1847.4538 | 2094.3477 | 2094.3477 | 2094.3477 | 2094.3477 | 2510.8944 | 2510.8944 | 5188.6051 | 5188.6051
Option 2D AT | SA | NSA | Coordinated CER | 9.759 | 13.4 | 17.665 | 20.138 | 23.667 | 27.576 | 31.912 | 36.893 | 42.332 | 48.291 | 54.835 | 62.127 | 69.961 | 78.06 | 87.465 | 97.376 | 108.242 | 119.576 | 131.699 | 144.335 | 157.367 | 170.88 | 184.849 | 199.32
Option 2D AT | SA | NSA | Distributed PV | 178.175 | 193.045 | 206.04 | 221.037 | 239.237 | 250.655 | 260.829 | 273.42 | 285.685 | 299.634 | 317.519 | 333.207 | 350.647 | 372.847 | 398.527 | 420.947 | 443.567 | 471.708 | 500.635 | 523.537 | 541.85 | 567.275 | 591.37 | 614.896
Option 2D AT | SA | NSA | Liquid Fuel | 73.5 | 0 | 0 | 0 | 0 | 0 | 0 | 0 | 0 | 0 | 0 | 0 | 0 | 0 | 0 | 0 | 0 | 0 | 0 | 0 | 0 | 0 | 0 | 0
Option 2D AT | SA | NSA | OCGT | 0 | 0 | 0 | 0 | 0.0021213 | 0.0021213 | 63.1238 | 203.3529 | 203.3529 | 203.3529 | 203.3529 | 203.3529 | 203.3529 | 203.3529 | 203.3529 | 203.3529 | 203.3529 | 203.3529 | 203.3529 | 327.558 | 327.558 | 327.558 | 327.558 | 327.558
Option 2D AT | SA | NSA | Solar | 643.2401 | 1225.3274 | 1225.3277 | 1225.328 | 1871.0811 | 1871.082 | 2784.8277 | 3242.9186 | 3242.9186 | 4120.8897 | 4134.8647 | 4134.8647 | 4476.0301 | 5439.3668 | 5734.1989 | 6200.2329 | 6904.4364 | 6904.4364 | 6685.1964 | 7047.0701 | 8157.01 | 8080.01 | 14079.606 | 14079.606
Option 2D AT | SA | NSA | Wind | 632.53 | 632.53 | 632.534 | 632.5344 | 812.0402 | 721.2909 | 721.2909 | 987.2119 | 1239.9789 | 1167.699 | 1333.4496 | 1333.4496 | 2120.1233 | 2120.1234 | 2120.1234 | 2120.1234 | 2120.1234 | 2120.1234 | 2157.174 | 2121.9455 | 2121.9455 | 2121.9455 | 2121.9455 | 2121.9455
Option 2D AT | SA | SESA | 2h | 65.45 | 65.45 | 65.45 | 65.45 | 65.45 | 65.45 | 65.45 | 66 | 40.45 | 40.45 | 40.45 | 41 | 40.45 | 40.45 | 40.45 | 40.45 | 40.45 | 40.45 | 41 | 40.45 | 40.45 | 40.45 | 0 | 0
Option 2D AT | SA | SESA | 4h | 0 | 250 | 250 | 250 | 250 | 250 | 250 | 250 | 250 | 250 | 250 | 250 | 250 | 250 | 250 | 250 | 250 | 250 | 250 | 250 | 250 | 0 | 0 | 0
Option 2D AT | SA | SESA | Coordinated CER | 8.861 | 12.183 | 16.096 | 18.38 | 21.613 | 25.216 | 29.241 | 33.914 | 39.043 | 44.69 | 50.924 | 57.91 | 65.458 | 73.285 | 82.353 | 91.931 | 102.45 | 113.435 | 125.2 | 137.46 | 150.103 | 163.215 | 176.769 | 190.809
Option 2D AT | SA | SESA | Distributed PV | 147.318 | 159.449 | 170.507 | 182.854 | 197.154 | 207.102 | 216.12 | 226.658 | 237.046 | 248.81 | 263.564 | 277.51 | 292.997 | 311.686 | 332.557 | 351.221 | 369.772 | 391.532 | 414.226 | 432.943 | 448.633 | 468.631 | 487.67 | 506.299
Option 2D AT | SA | SESA | Liquid Fuel | 63 | 0 | 0 | 0 | 0 | 0 | 0 | 0 | 0 | 0 | 0 | 0 | 0 | 0 | 0 | 0 | 0 | 0 | 0 | 0 | 0 | 0 | 0 | 0
Option 2D AT | SA | SESA | OCGT | 80 | 80 | 80 | 80 | 80 | 80 | 80 | 80 | 80 | 0 | 0 | 0 | 0 | 0 | 0 | 0 | 0 | 0 | 0 | 0 | 0 | 0 | 0 | 0
Option 2D AT | SA | SESA | Solar | 218.1004 | 218.1009 | 218.101 | 218.1013 | 218.1014 | 218.1019 | 218.1019 | 218.1019 | 218.1019 | 218.1019 | 218.1019 | 218.1019 | 218.1019 | 218.1019 | 282.4013 | 246.3014 | 282.0002 | 282.0002 | 282.0002 | 282.0002 | 282.0002 | 282.0002 | 412.6858 | 317.6858
Option 2D AT | SA | SESA | Wind | 324.5 | 324.5 | 324.5007 | 324.5008 | 324.5019 | 324.502 | 324.502 | 324.502 | 335.5881 | 209.0881 | 998.0006 | 998.0006 | 839.0006 | 839.0006 | 800.0006 | 800.0006 | 800.0006 | 911.0166 | 911.0166 | 1011.2105 | 1011.2105 | 1011.2106 | 1011.2106 | 1011.2106
Option 2D AT | TAS |  | 24h | 0 | 0 | 0 | 0 | 0 | 0 | 0 | 0 | 0 | 1.11e-06 | 1.11e-06 | 1.11e-06 | 1.11e-06 | 1.11e-06 | 1.11e-06 | 1.11e-06 | 1.11e-06 | 1.11e-06 | 1.11e-06 | 1.11e-06 | 1.11e-06 | 1.11e-06 | 1.11e-06 | 1.11e-06
Option 2D AT | TAS |  | 2h | 0 | 0.00067886 | 0.0010142 | 0.0013258 | 0.0018987 | 0.0023828 | 0.0023828 | 0.0023828 | 0.0023828 | 0.0023828 | 0.0023828 | 0.0023828 | 0.0023893 | 0.0023893 | 0.0023893 | 0.0023893 | 0.0023893 | 0.0023893 | 0.0023893 | 0.0023893 | 0.0023893 | 87.5189 | 87.5185 | 87.5182
Option 2D AT | TAS |  | 4h | 0 | 0.0003621 | 0.00058009 | 0.000721 | 0.0011971 | 0.0013797 | 0.0013797 | 0.0013797 | 0.0013797 | 0.0013797 | 0.0013797 | 0.0013797 | 0.0013797 | 0.0013797 | 0.0013797 | 0.0013797 | 0.0013797 | 0.0013797 | 0.0013797 | 0.0013797 | 0.0013797 | 0.0010191 | 0.00080111 | 0.00066019
Option 2D AT | TAS |  | 8h | 0 | 0 | 0.00031652 | 0.00042619 | 0.00056441 | 0.00062778 | 0.00062778 | 0.00062778 | 0.00062778 | 0.00062778 | 0.00062778 | 0.00062778 | 0.00062778 | 0.00062778 | 0.00062778 | 0.00062778 | 0.00062778 | 0.00062778 | 0.00062778 | 0.00062778 | 0.00062778 | 0.00062778 | 0.00031126 | 0.00020159
Option 2D AT | TAS |  | CCGT | 208 | 208 | 208 | 208 | 208 | 208 | 208 | 208 | 208 | 208 | 208 | 208 | 208 | 208 | 208 | 208 | 208 | 208 | 208 | 208 | 208 | 208 | 208 | 208
Option 2D AT | TAS |  | CST | 0 | 0 | 0 | 0 | 0 | 1.927e-05 | 1.927e-05 | 1.927e-05 | 1.927e-05 | 1.927e-05 | 1.927e-05 | 1.927e-05 | 1.927e-05 | 1.927e-05 | 1.927e-05 | 1.927e-05 | 1.927e-05 | 1.927e-05 | 1.927e-05 | 1.927e-05 | 1.927e-05 | 1.927e-05 | 1.927e-05 | 1.927e-05
Option 2D AT | TAS |  | Coordinated CER | 9.551 | 16.269 | 25.04 | 39.424 | 49.803 | 61.85 | 75.675 | 93.581 | 113.878 | 136.979 | 162.751 | 191.631 | 223.804 | 258.185 | 295.645 | 335.395 | 379.141 | 425.617 | 475.444 | 527.798 | 582.387 | 639.697 | 700.346 | 762.595
Option 2D AT | TAS |  | Distributed PV | 481.17 | 546.969 | 607.997 | 686.48 | 773.942 | 820.014 | 852.266 | 890.096 | 925.743 | 975.42 | 1043.676 | 1097.356 | 1154.802 | 1235.651 | 1337.164 | 1427.769 | 1518.224 | 1639.301 | 1758.668 | 1852.636 | 1922.182 | 2023.036 | 2115.568 | 2205.629
Option 2D AT | TAS |  | Hydro | 2176.7 | 2176.7 | 2176.7 | 2176.7 | 2566.7 | 2566.7 | 2566.7 | 2566.7 | 2566.7 | 2566.7 | 2566.7 | 2566.7 | 2566.7 | 2566.7 | 2566.7 | 2566.7 | 2566.7 | 2566.7 | 2566.7 | 2566.7 | 2566.7 | 2566.7 | 2566.7 | 2566.7
Option 2D AT | TAS |  | OCGT | 178 | 178 | 178 | 178 | 178 | 178 | 178 | 361.5325 | 361.5325 | 361.5325 | 361.5325 | 361.5325 | 361.5325 | 361.5325 | 241.5325 | 268.6657 | 268.6657 | 268.6657 | 268.6657 | 268.6657 | 343.2852 | 343.2852 | 343.2852 | 411.0258
Option 2D AT | TAS |  | PHES | 0 | 0 | 0 | 0 | 0 | 0 | 0 | 0 | 0 | 3.7e-06 | 3.7e-06 | 3.7e-06 | 1.251e-05 | 1.251e-05 | 1.251e-05 | 1.251e-05 | 1.251e-05 | 1.251e-05 | 1.251e-05 | 1.251e-05 | 1.251e-05 | 1.251e-05 | 1.251e-05 | 1.251e-05
Option 2D AT | TAS |  | Solar | 413.2302 | 715.0095 | 1002.0096 | 1002.0097 | 1002.0102 | 1002.0113 | 1002.0113 | 1002.0113 | 1002.0113 | 1002.0113 | 1002.166 | 1002.166 | 1353.9531 | 1434.7797 | 1434.7797 | 1434.7797 | 1434.7797 | 1434.7797 | 1434.7797 | 1434.7797 | 1434.7797 | 1434.7797 | 1434.7797 | 1434.7797
Option 2D AT | TAS |  | Wind | 561.6 | 582.4 | 1397.4657 | 1480.6206 | 1542.7376 | 1726.6903 | 1726.6903 | 1726.6903 | 1815.6755 | 2187.2352 | 2202.5252 | 2202.5252 | 2202.5252 | 2508.5054 | 2508.5054 | 2705.6041 | 2705.6041 | 2705.6041 | 2614.8878 | 2671.2254 | 2671.2254 | 3190.4946 | 3594.969 | 3594.969
Option 2D AT | TAS | TAS | 24h | 0 | 0 | 0 | 0 | 0 | 0 | 0 | 0 | 0 | 1.11e-06 | 1.11e-06 | 1.11e-06 | 1.11e-06 | 1.11e-06 | 1.11e-06 | 1.11e-06 | 1.11e-06 | 1.11e-06 | 1.11e-06 | 1.11e-06 | 1.11e-06 | 1.11e-06 | 1.11e-06 | 1.11e-06
Option 2D AT | TAS | TAS | 2h | 0 | 0.00067886 | 0.0010142 | 0.0013258 | 0.0018987 | 0.0023828 | 0.0023828 | 0.0023828 | 0.0023828 | 0.0023828 | 0.0023828 | 0.0023828 | 0.0023893 | 0.0023893 | 0.0023893 | 0.0023893 | 0.0023893 | 0.0023893 | 0.0023893 | 0.0023893 | 0.0023893 | 87.5189 | 87.5185 | 87.5182
Option 2D AT | TAS | TAS | 4h | 0 | 0.0003621 | 0.00058009 | 0.000721 | 0.0011971 | 0.0013797 | 0.0013797 | 0.0013797 | 0.0013797 | 0.0013797 | 0.0013797 | 0.0013797 | 0.0013797 | 0.0013797 | 0.0013797 | 0.0013797 | 0.0013797 | 0.0013797 | 0.0013797 | 0.0013797 | 0.0013797 | 0.0010191 | 0.00080111 | 0.00066019
Option 2D AT | TAS | TAS | 8h | 0 | 0 | 0.00031652 | 0.00042619 | 0.00056441 | 0.00062778 | 0.00062778 | 0.00062778 | 0.00062778 | 0.00062778 | 0.00062778 | 0.00062778 | 0.00062778 | 0.00062778 | 0.00062778 | 0.00062778 | 0.00062778 | 0.00062778 | 0.00062778 | 0.00062778 | 0.00062778 | 0.00062778 | 0.00031126 | 0.00020159
Option 2D AT | TAS | TAS | CCGT | 208 | 208 | 208 | 208 | 208 | 208 | 208 | 208 | 208 | 208 | 208 | 208 | 208 | 208 | 208 | 208 | 208 | 208 | 208 | 208 | 208 | 208 | 208 | 208
Option 2D AT | TAS | TAS | CST | 0 | 0 | 0 | 0 | 0 | 1.927e-05 | 1.927e-05 | 1.927e-05 | 1.927e-05 | 1.927e-05 | 1.927e-05 | 1.927e-05 | 1.927e-05 | 1.927e-05 | 1.927e-05 | 1.927e-05 | 1.927e-05 | 1.927e-05 | 1.927e-05 | 1.927e-05 | 1.927e-05 | 1.927e-05 | 1.927e-05 | 1.927e-05
Option 2D AT | TAS | TAS | Coordinated CER | 9.551 | 16.269 | 25.04 | 39.424 | 49.803 | 61.85 | 75.675 | 93.581 | 113.878 | 136.979 | 162.751 | 191.631 | 223.804 | 258.185 | 295.645 | 335.395 | 379.141 | 425.617 | 475.444 | 527.798 | 582.387 | 639.697 | 700.346 | 762.595
Option 2D AT | TAS | TAS | Distributed PV | 481.17 | 546.969 | 607.997 | 686.48 | 773.942 | 820.014 | 852.266 | 890.096 | 925.743 | 975.42 | 1043.676 | 1097.356 | 1154.802 | 1235.651 | 1337.164 | 1427.769 | 1518.224 | 1639.301 | 1758.668 | 1852.636 | 1922.182 | 2023.036 | 2115.568 | 2205.629
Option 2D AT | TAS | TAS | Hydro | 2176.7 | 2176.7 | 2176.7 | 2176.7 | 2566.7 | 2566.7 | 2566.7 | 2566.7 | 2566.7 | 2566.7 | 2566.7 | 2566.7 | 2566.7 | 2566.7 | 2566.7 | 2566.7 | 2566.7 | 2566.7 | 2566.7 | 2566.7 | 2566.7 | 2566.7 | 2566.7 | 2566.7
Option 2D AT | TAS | TAS | OCGT | 178 | 178 | 178 | 178 | 178 | 178 | 178 | 361.5325 | 361.5325 | 361.5325 | 361.5325 | 361.5325 | 361.5325 | 361.5325 | 241.5325 | 268.6657 | 268.6657 | 268.6657 | 268.6657 | 268.6657 | 343.2852 | 343.2852 | 343.2852 | 411.0258
Option 2D AT | TAS | TAS | PHES | 0 | 0 | 0 | 0 | 0 | 0 | 0 | 0 | 0 | 3.7e-06 | 3.7e-06 | 3.7e-06 | 1.251e-05 | 1.251e-05 | 1.251e-05 | 1.251e-05 | 1.251e-05 | 1.251e-05 | 1.251e-05 | 1.251e-05 | 1.251e-05 | 1.251e-05 | 1.251e-05 | 1.251e-05
Option 2D AT | TAS | TAS | Solar | 413.2302 | 715.0095 | 1002.0096 | 1002.0097 | 1002.0102 | 1002.0113 | 1002.0113 | 1002.0113 | 1002.0113 | 1002.0113 | 1002.166 | 1002.166 | 1353.9531 | 1434.7797 | 1434.7797 | 1434.7797 | 1434.7797 | 1434.7797 | 1434.7797 | 1434.7797 | 1434.7797 | 1434.7797 | 1434.7797 | 1434.7797
Option 2D AT | TAS | TAS | Wind | 561.6 | 582.4 | 1397.4657 | 1480.6206 | 1542.7376 | 1726.6903 | 1726.6903 | 1726.6903 | 1815.6755 | 2187.2352 | 2202.5252 | 2202.5252 | 2202.5252 | 2508.5054 | 2508.5054 | 2705.6041 | 2705.6041 | 2705.6041 | 2614.8878 | 2671.2254 | 2671.2254 | 3190.4946 | 3594.969 | 3594.969
Option 2D AT | VIC |  | 1h | 0 | 3.17 | 3.17 | 3.17 | 3.17 | 3.17 | 3.17 | 3.17 | 3.17 | 3.17 | 3.17 | 3.17 | 3.17 | 3.17 | 3.17 | 3.17 | 3.17 | 3.17 | 3.17 | 3.17 | 3.17 | 3.17 | 3.17 | 3.17
Option 2D AT | VIC |  | 2h | 1954.07 | 3443.571 | 3607.5919 | 3597.9919 | 3597.9919 | 3597.992 | 3751.332 | 3803.462 | 3803.462 | 3803.462 | 3803.462 | 3706.102 | 3798.462 | 3798.462 | 3701.102 | 3401.102 | 3401.102 | 3251.102 | 3051.102 | 3048.462 | 2461.102 | 1784.441 | 1787.0802 | 1767.0802
Option 2D AT | VIC |  | 4h | 0 | 1715.6958 | 2230.7631 | 2230.7631 | 2230.7631 | 2230.7632 | 2245.1932 | 2230.7632 | 2230.7632 | 2230.7632 | 2230.7632 | 2245.1932 | 2230.7632 | 2230.7632 | 2245.1932 | 2245.1932 | 2245.1932 | 2245.1932 | 2245.1932 | 2230.7632 | 2245.1932 | 363.8674 | 220.0301 | 220.0301
Option 2D AT | VIC |  | 8h | 0 | 0 | 0.0080412 | 0.0082999 | 0.0090969 | 0.0093227 | 0.0093227 | 0.0093227 | 0.0093227 | 0.0093227 | 0.0093227 | 0.0093227 | 592.9918 | 4252.4731 | 5156.1111 | 5156.1111 | 5156.1111 | 5156.1111 | 5156.1111 | 5156.1111 | 5265.9539 | 5915.8846 | 6926.4391 | 6926.4389
Option 2D AT | VIC |  | Brown Coal | 4820 | 4820 | 3370 | 2210 | 2210 | 2210 | 2210 | 0 | 0 | 0 | 0 | 0 | 0 | 0 | 0 | 0 | 0 | 0 | 0 | 0 | 0 | 0 | 0 | 0
Option 2D AT | VIC |  | CCGT | 500 | 500 | 500 | 500 | 500 | 500 | 500 | 500 | 500 | 500 | 500 | 500 | 500 | 500 | 0 | 0 | 0 | 0 | 0 | 0 | 0 | 0 | 0 | 0
Option 2D AT | VIC |  | Coordinated CER | 184.588 | 296.826 | 442.892 | 655.898 | 829.481 | 1029.235 | 1257.175 | 1525.124 | 1823.434 | 2157.824 | 2526.274 | 2934.501 | 3393.656 | 3872.36 | 4442.266 | 5048.683 | 5717.164 | 6430.314 | 7198.174 | 8007.341 | 8854.379 | 9745.51 | 10690.345 | 11665.948
Option 2D AT | VIC |  | Distributed PV | 7292.424 | 8145.975 | 8959.385 | 9821.918 | 10719.698 | 11356.294 | 11927.851 | 12533.762 | 13168.755 | 13951.246 | 14882.583 | 15789.654 | 16786.8 | 17935.461 | 19199.953 | 20423.55 | 21661.978 | 23040.446 | 24455.108 | 25717.823 | 26853.728 | 28158.933 | 29409.09 | 30644.819
Option 2D AT | VIC |  | Hydro | 2267.02 | 2267.02 | 2267.02 | 2267.02 | 2267.02 | 2267.02 | 2267.02 | 2267.02 | 2267.02 | 2267.02 | 2267.02 | 2267.02 | 2267.02 | 2267.02 | 2267.02 | 2267.02 | 2267.02 | 2267.02 | 2267.02 | 2267.02 | 2267.02 | 2267.02 | 2267.02 | 2267.02
Option 2D AT | VIC |  | OCGT | 1900 | 1900 | 1900 | 1900 | 1900 | 1900 | 1900 | 2868.0289 | 2868.0289 | 2868.0289 | 2868.0289 | 2868.0289 | 2868.0289 | 2428.0289 | 2440.3044 | 3872.7021 | 3778.7021 | 3778.7021 | 3778.7021 | 3778.7021 | 3910.3976 | 3326.3976 | 3518.6941 | 5202.5225
Option 2D AT | VIC |  | Offshore Wind | 0 | 0 | 0 | 0 | 0 | 2000 | 2667 | 3333 | 4000 | 5000 | 6000 | 7000 | 8000 | 9000 | 9000 | 9000 | 9000 | 9000 | 9000 | 9000 | 9000 | 9000 | 9000 | 9000
Option 2D AT | VIC |  | Solar | 2233.5624 | 4498.8123 | 5067.8824 | 5067.883 | 5067.8833 | 5067.8854 | 6192.165 | 6930.1492 | 6930.1492 | 7820.8455 | 7820.8455 | 7820.8455 | 9008.521 | 21070.7035 | 23911.2508 | 23995.6849 | 23995.6849 | 23995.6849 | 23895.7149 | 23868.5449 | 24909.4842 | 24909.4842 | 27869.1337 | 27493.2037
Option 2D AT | VIC |  | Wind | 5270.28 | 5990.85 | 8849.8985 | 9490.85 | 10038.3502 | 10008.3506 | 10016.2896 | 10633.6266 | 10552.0928 | 10552.0928 | 12774.5678 | 12711.5578 | 12674.1175 | 12674.1175 | 12415.8175 | 12415.8175 | 12365.2675 | 12048.0675 | 12794.024 | 13169.2262 | 13539.7473 | 13118.0573 | 14870.8189 | 14212.7189
Option 2D AT | VIC | MEL | 2h | 1090 | 1205.001 | 1205.0019 | 1205.0019 | 1205.0019 | 1205.002 | 1455.002 | 1455.002 | 1455.002 | 1455.002 | 1455.002 | 1455.002 | 1455.002 | 1455.002 | 1455.002 | 1155.002 | 1155.002 | 1155.002 | 955.002 | 955.002 | 715.002 | 600.001 | 600.0002 | 600.0002
Option 2D AT | VIC | MEL | 4h | 0 | 1365.6958 | 1516.7631 | 1516.7631 | 1516.7631 | 1516.7632 | 1516.7632 | 1516.7632 | 1516.7632 | 1516.7632 | 1516.7632 | 1516.7632 | 1516.7632 | 1516.7632 | 1516.7632 | 1516.7632 | 1516.7632 | 1516.7632 | 1516.7632 | 1516.7632 | 1516.7632 | 151.0674 | 5.919e-05 | 5.336e-05
Option 2D AT | VIC | MEL | 8h | 0 | 0 | 0.0021081 | 0.0021103 | 0.0021158 | 0.0021449 | 0.0021449 | 0.0021449 | 0.0021449 | 0.0021449 | 0.0021449 | 0.0021449 | 592.9846 | 889.6408 | 889.6408 | 889.6408 | 889.6408 | 889.6408 | 889.6408 | 889.6408 | 889.6408 | 1539.5714 | 1539.5693 | 1539.5693
Option 2D AT | VIC | MEL | CCGT | 500 | 500 | 500 | 500 | 500 | 500 | 500 | 500 | 500 | 500 | 500 | 500 | 500 | 500 | 0 | 0 | 0 | 0 | 0 | 0 | 0 | 0 | 0 | 0
Option 2D AT | VIC | MEL | Coordinated CER | 134.158 | 216.707 | 325.039 | 482.918 | 612.984 | 763.266 | 935.247 | 1138.715 | 1365.808 | 1620.8 | 1902.401 | 2214.8 | 2566.636 | 2934.384 | 3370.964 | 3836.288 | 4349.187 | 4896.881 | 5487.287 | 6110.044 | 6762.535 | 7449.698 | 8178.755 | 8932.664
Option 2D AT | VIC | MEL | Distributed PV | 5002.263 | 5579.27 | 6139.469 | 6721.607 | 7312.598 | 7754.939 | 8152.594 | 8564.407 | 8996.199 | 9526.104 | 10154.201 | 10791.764 | 11487.232 | 12266.873 | 13110.582 | 13944.209 | 14782.202 | 15682.546 | 16612.243 | 17467.309 | 18262.727 | 19131.706 | 19971.607 | 20803.079
Option 2D AT | VIC | MEL | OCGT | 482 | 482 | 482 | 482 | 482 | 482 | 482 | 708.2122 | 708.2122 | 708.2122 | 708.2122 | 708.2122 | 708.2122 | 708.2122 | 720.4877 | 2152.8854 | 2152.8854 | 2152.8854 | 2152.8854 | 2152.8854 | 2280.7695 | 2280.7695 | 2280.7695 | 3860.616
Option 2D AT | VIC | MEL | Solar | 348.9989 | 348.999 | 348.999 | 348.9992 | 348.9992 | 348.9997 | 348.9997 | 348.9997 | 348.9997 | 348.9997 | 348.9997 | 348.9997 | 348.9997 | 348.9997 | 348.9997 | 348.9997 | 348.9997 | 348.9997 | 348.9997 | 348.9997 | 348.9997 | 348.9997 | 348.9997 | 348.9997
Option 2D AT | VIC | SEV | 2h | 255 | 416.44 | 416.44 | 416.44 | 416.44 | 416.44 | 419.08 | 416.44 | 416.44 | 416.44 | 416.44 | 419.08 | 411.44 | 411.44 | 414.08 | 414.08 | 414.08 | 264.08 | 264.08 | 161.44 | 164.08 | 61.44 | 64.08 | 64.08
Option 2D AT | VIC | SEV | 4h | 0 | 350 | 350 | 350 | 350 | 350 | 350 | 350 | 350 | 350 | 350 | 350 | 350 | 350 | 350 | 350 | 350 | 350 | 350 | 350 | 350 | 0 | 0 | 0
Option 2D AT | VIC | SEV | 8h | 0 | 0 | 0.0020949 | 0.0021098 | 0.0021098 | 0.002111 | 0.002111 | 0.002111 | 0.002111 | 0.002111 | 0.002111 | 0.002111 | 0.0021128 | 0.002116 | 0.002116 | 0.002116 | 0.002116 | 0.002116 | 0.002116 | 0.002116 | 0.002116 | 0.0022169 | 0.00012205 | 0.00010714
Option 2D AT | VIC | SEV | Brown Coal | 4820 | 4820 | 3370 | 2210 | 2210 | 2210 | 2210 | 0 | 0 | 0 | 0 | 0 | 0 | 0 | 0 | 0 | 0 | 0 | 0 | 0 | 0 | 0 | 0 | 0
Option 2D AT | VIC | SEV | Coordinated CER | 12.969 | 20.603 | 30.291 | 44.402 | 55.49 | 68.09 | 82.337 | 98.736 | 116.835 | 137.008 | 159.073 | 183.417 | 210.697 | 238.885 | 272.751 | 308.568 | 348.047 | 390.007 | 435.006 | 482.235 | 531.487 | 583.084 | 637.637 | 693.618
Option 2D AT | VIC | SEV | Distributed PV | 487.276 | 555.051 | 618.107 | 686.727 | 760.795 | 809.341 | 852.656 | 900.296 | 949.958 | 1011.517 | 1085.216 | 1152.263 | 1226.888 | 1316.685 | 1418.108 | 1513.035 | 1610.082 | 1723.948 | 1839.685 | 1938.296 | 2022.122 | 2126.643 | 2225.303 | 2322.534
Option 2D AT | VIC | SEV | OCGT | 834 | 834 | 834 | 834 | 834 | 834 | 834 | 834 | 834 | 834 | 834 | 834 | 834 | 394 | 394 | 394 | 300 | 300 | 300 | 300 | 303.8114 | 303.8114 | 303.8114 | 303.8114
Option 2D AT | VIC | SEV | Offshore Wind | 0 | 0 | 0 | 0 | 0 | 1928.3209 | 2028.193 | 2694.193 | 3361.193 | 4361.193 | 4698.6975 | 5412.185 | 6412.185 | 7412.185 | 7412.185 | 7412.185 | 7412.185 | 7412.185 | 7412.185 | 7412.185 | 7412.185 | 7412.185 | 7412.185 | 7412.185
Option 2D AT | VIC | SEV | Solar | 324.9989 | 1386.9187 | 1386.9188 | 1386.919 | 1386.919 | 1386.9199 | 1386.9199 | 1386.9199 | 1386.9199 | 1386.9199 | 1386.9199 | 1386.9199 | 1386.9199 | 1386.9199 | 1386.9199 | 1386.9199 | 1386.9199 | 1386.9199 | 1386.9199 | 1386.9199 | 1386.9199 | 1386.9199 | 1386.9199 | 1386.9199
Option 2D AT | VIC | SEV | Wind | 106.6 | 106.6 | 219.6001 | 219.6008 | 219.6008 | 219.6009 | 219.6009 | 219.6009 | 219.6009 | 219.6009 | 219.6009 | 219.6009 | 219.6009 | 219.6009 | 113.0009 | 113.0009 | 113.0009 | 113.0009 | 113.0009 | 113.0009 | 113.0009 | 113.0009 | 113.0009 | 113.0009
Option 2D AT | VIC | WNV | 1h | 0 | 3.17 | 3.17 | 3.17 | 3.17 | 3.17 | 3.17 | 3.17 | 3.17 | 3.17 | 3.17 | 3.17 | 3.17 | 3.17 | 3.17 | 3.17 | 3.17 | 3.17 | 3.17 | 3.17 | 3.17 | 3.17 | 3.17 | 3.17
Option 2D AT | VIC | WNV | 2h | 609.07 | 1822.13 | 1986.15 | 1976.55 | 1976.55 | 1976.55 | 1877.25 | 1932.02 | 1932.02 | 1932.02 | 1932.02 | 1832.02 | 1932.02 | 1932.02 | 1832.02 | 1832.02 | 1832.02 | 1832.02 | 1832.02 | 1932.02 | 1582.02 | 1123 | 1123 | 1103
Option 2D AT | VIC | WNV | 4h | 0 | 0 | 364 | 364 | 364 | 364 | 378.43 | 364 | 364 | 364 | 364 | 378.43 | 364 | 364 | 378.43 | 378.43 | 378.43 | 378.43 | 378.43 | 364 | 378.43 | 212.8 | 220.03 | 220.03
Option 2D AT | VIC | WNV | 8h | 0 | 0 | 0.0038382 | 0.0040798 | 0.0048714 | 0.0050667 | 0.0050667 | 0.0050667 | 0.0050667 | 0.0050667 | 0.0050667 | 0.0050667 | 0.0050706 | 3362.8302 | 4266.4682 | 4266.4682 | 4266.4682 | 4266.4682 | 4266.4682 | 4266.4682 | 4376.311 | 4376.311 | 5386.8697 | 5386.8695
Option 2D AT | VIC | WNV | Coordinated CER | 37.461 | 59.516 | 87.562 | 128.578 | 161.007 | 197.879 | 239.591 | 287.673 | 340.791 | 400.016 | 464.8 | 536.284 | 616.323 | 699.091 | 798.551 | 903.827 | 1019.93 | 1143.426 | 1275.881 | 1415.062 | 1560.357 | 1712.728 | 1873.953 | 2039.666
Option 2D AT | VIC | WNV | Distributed PV | 1802.885 | 2011.654 | 2201.809 | 2413.584 | 2646.305 | 2792.014 | 2922.601 | 3069.059 | 3222.598 | 3413.625 | 3643.166 | 3845.627 | 4072.68 | 4351.903 | 4671.263 | 4966.306 | 5269.694 | 5633.952 | 6003.18 | 6312.218 | 6568.879 | 6900.584 | 7212.18 | 7519.206
Option 2D AT | VIC | WNV | Hydro | 2267.02 | 2267.02 | 2267.02 | 2267.02 | 2267.02 | 2267.02 | 2267.02 | 2267.02 | 2267.02 | 2267.02 | 2267.02 | 2267.02 | 2267.02 | 2267.02 | 2267.02 | 2267.02 | 2267.02 | 2267.02 | 2267.02 | 2267.02 | 2267.02 | 2267.02 | 2267.02 | 2267.02
Option 2D AT | VIC | WNV | OCGT | 584 | 584 | 584 | 584 | 584 | 584 | 584 | 1325.8167 | 1325.8167 | 1325.8167 | 1325.8167 | 1325.8167 | 1325.8167 | 1325.8167 | 1325.8167 | 1325.8167 | 1325.8167 | 1325.8167 | 1325.8167 | 1325.8167 | 1325.8167 | 741.8167 | 934.1132 | 1038.0951
Option 2D AT | VIC | WNV | Offshore Wind | 0 | 0 | 0 | 0 | 0 | 71.6791 | 638.807 | 638.807 | 638.807 | 638.807 | 1301.3025 | 1587.815 | 1587.815 | 1587.815 | 1587.815 | 1587.815 | 1587.815 | 1587.815 | 1587.815 | 1587.815 | 1587.815 | 1587.815 | 1587.815 | 1587.815
Option 2D AT | VIC | WNV | Solar | 1559.5645 | 2762.8945 | 3331.9646 | 3331.9648 | 3331.9651 | 3331.9657 | 4456.2454 | 5194.2296 | 5194.2296 | 6084.9258 | 6084.9258 | 6084.9258 | 7272.6014 | 19334.7839 | 22175.3311 | 22259.7652 | 22259.7652 | 22259.7652 | 22159.7952 | 22132.6252 | 23173.5646 | 23173.5646 | 26133.214 | 25757.284
Option 2D AT | VIC | WNV | Wind | 5163.68 | 5884.25 | 8630.2984 | 9271.2492 | 9818.7494 | 9788.7497 | 9796.6888 | 10414.0257 | 10332.4919 | 10332.4919 | 12554.9669 | 12491.9569 | 12454.5166 | 12454.5166 | 12302.8166 | 12302.8166 | 12252.2666 | 11935.0666 | 12681.0231 | 13056.2253 | 13426.7464 | 13005.0564 | 14757.818 | 14099.718
Option 3 AT | NEM |  | 12h | 0 | 0 | 0 | 810 | 810 | 810 | 810 | 810 | 810 | 810 | 810 | 810 | 810 | 810 | 810 | 810 | 810 | 810 | 810 | 810 | 810 | 810 | 810 | 810
Option 3 AT | NEM |  | 1h | 472.02 | 875.19 | 875.1901 | 875.1901 | 875.1901 | 875.1901 | 875.1901 | 875.1901 | 875.1901 | 875.1901 | 875.1901 | 875.1901 | 875.1901 | 875.1901 | 875.1901 | 875.1901 | 875.1901 | 825.1901 | 825.1901 | 825.1901 | 825.1901 | 825.1901 | 825.19 | 425.19
Option 3 AT | NEM |  | 24h | 0 | 0 | 0 | 0 | 0 | 0 | 0 | 0 | 0 | 1.05e-06 | 1.05e-06 | 1.05e-06 | 9.71e-06 | 9.71e-06 | 1.132e-05 | 1.283e-05 | 1.283e-05 | 1.283e-05 | 1.283e-05 | 1.283e-05 | 1.283e-05 | 1.283e-05 | 1.283e-05 | 1.283e-05
Option 3 AT | NEM |  | 2h | 5850.9701 | 9418.4709 | 9932.4911 | 10222.8916 | 10889.0221 | 11492.2929 | 11645.6329 | 11714.6229 | 11662.7629 | 11678.363 | 11628.363 | 11522.373 | 11507.7636 | 11614.86 | 11527.8257 | 11294.0517 | 11434.8671 | 12310.0452 | 11612.3252 | 11027.1352 | 10249.6652 | 7437.1828 | 8514.7347 | 8083.7342
Option 3 AT | NEM |  | 4h | 1893.63 | 5216.0365 | 5995.9789 | 5995.979 | 5995.979 | 6195.9791 | 6210.4091 | 5981.1991 | 6195.9791 | 6195.9791 | 6195.9791 | 5954.4091 | 6195.9791 | 6195.9792 | 6251.6293 | 6251.6293 | 6210.4093 | 6959.4845 | 6662.2645 | 6443.8345 | 5699.4845 | 2451.448 | 2105.5157 | 2105.5156
Option 3 AT | NEM |  | 8h | 325 | 711.4731 | 3224.3208 | 4936.3207 | 6551.9281 | 6903.9985 | 9129.9884 | 10549.265 | 10643.364 | 11381.3227 | 11406.3274 | 11477.4197 | 15433.0872 | 21612.2143 | 24150.9447 | 24601.0401 | 25810.5742 | 28702.4556 | 28702.4556 | 28902.5995 | 29580.4229 | 30483.9686 | 34163.5485 | 32735.1469
Option 3 AT | NEM |  | Biomass | 32 | 32 | 32 | 32 | 32 | 32 | 32 | 32 | 32 | 32 | 32 | 32 | 32 | 32 | 32 | 32 | 32 | 32 | 32 | 32 | 32 | 32 | 32 | 32
Option 3 AT | NEM |  | Black Coal | 16435 | 16435 | 16435 | 3816 | 1086 | 0 | 0 | 0 | 0 | 0 | 0 | 0 | 0 | 0 | 0 | 0 | 0 | 0 | 0 | 0 | 0 | 0 | 0 | 0
Option 3 AT | NEM |  | Brown Coal | 4820 | 4820 | 3370 | 2210 | 2210 | 2210 | 2210 | 0 | 0 | 0 | 0 | 0 | 0 | 0 | 0 | 0 | 0 | 0 | 0 | 0 | 0 | 0 | 0 | 0
Option 3 AT | NEM |  | CCGT | 4334.9 | 4154.9 | 3554.9 | 3554.9 | 3554.9 | 3554.9 | 3554.9 | 3554.9 | 3554.9 | 3554.9 | 3169.9 | 2640.9 | 2553.5 | 2496.5 | 1996.5 | 1996.5 | 1996.5 | 1596.5 | 1596.5 | 952 | 952 | 708 | 708 | 708
Option 3 AT | NEM |  | CST | 0 | 0 | 0 | 0 | 0 | 4.17e-06 | 4.17e-06 | 4.17e-06 | 4.17e-06 | 4.17e-06 | 4.17e-06 | 4.17e-06 | 4.17e-06 | 4.17e-06 | 4.17e-06 | 4.17e-06 | 4.17e-06 | 4.17e-06 | 4.17e-06 | 4.17e-06 | 4.17e-06 | 4.17e-06 | 4.17e-06 | 4.17e-06
Option 3 AT | NEM |  | Coordinated CER | 820.881 | 1262.223 | 1820.912 | 2548.151 | 3177.233 | 3896.7 | 4712.378 | 5669.327 | 6735.058 | 7917.867 | 9221.881 | 10682.013 | 12311.572 | 13997.818 | 15939.689 | 18000.2 | 20274.658 | 22679.291 | 25273.938 | 27979.863 | 30806.91 | 33767.528 | 36863.741 | 40073.023
Option 3 AT | NEM |  | DSP | 6000 | 6000 | 6000 | 6000 | 6000 | 6000 | 6000 | 6000 | 6000 | 6000 | 6000 | 6000 | 6000 | 6000 | 6000 | 6000 | 6000 | 6000 | 6000 | 6000 | 6000 | 6000 | 6000 | 6000
Option 3 AT | NEM |  | Distributed PV | 29919.424 | 32710.995 | 35351.765 | 38252.157 | 41375.709 | 43624.641 | 45701.793 | 47878.618 | 50065.662 | 52654.073 | 55838.291 | 58943.831 | 62353.284 | 66333.514 | 70735.492 | 74854.192 | 78962.63 | 83610.22 | 88415.001 | 92559.237 | 96140.386 | 100432.906 | 104510.882 | 108495.442
Option 3 AT | NEM |  | H2 Reciprocating Engine | 0 | 0 | 400 | 400 | 400 | 400 | 400 | 400 | 400 | 400 | 400 | 400 | 400 | 400 | 400 | 400 | 400 | 400 | 400 | 400 | 400 | 400 | 400 | 400
Option 3 AT | NEM |  | Hydro | 6885.12 | 6885.12 | 6885.12 | 6885.12 | 7275.12 | 7275.12 | 7275.12 | 7275.12 | 7275.12 | 7275.12 | 7275.12 | 7275.12 | 7275.12 | 7275.12 | 7275.12 | 7275.12 | 7275.12 | 7275.12 | 7275.12 | 7275.12 | 7275.12 | 7275.12 | 7275.12 | 7275.12
Option 3 AT | NEM |  | Liquid Fuel | 836.88 | 700.38 | 700.38 | 700.38 | 700.38 | 700.38 | 700.38 | 408.38 | 408.38 | 408.38 | 408.38 | 408.38 | 408.38 | 408.38 | 408.38 | 408.38 | 408.38 | 408.38 | 276.88 | 276.88 | 122.88 | 122.88 | 122.88 | 122.88
Option 3 AT | NEM |  | OCGT | 7111.76 | 7111.76 | 7228.76 | 7228.76 | 8736.7964 | 8843.5804 | 9784.8789 | 11297.4849 | 11180.4849 | 11100.4849 | 11043.7849 | 11055.6807 | 13555.9106 | 13115.9106 | 12792.1506 | 14042.7558 | 13948.7558 | 13948.7558 | 14059.3047 | 14244.2472 | 14104.2257 | 13520.2257 | 14101.8723 | 15506.6877
Option 3 AT | NEM |  | Offshore Wind | 0 | 0 | 0 | 0 | 0 | 2000 | 2667 | 3333 | 4000 | 5000 | 6000 | 7000 | 10378.1848 | 11708.7808 | 12768.1802 | 12768.1803 | 13443.3063 | 13443.3063 | 13443.3063 | 13826.337 | 13826.337 | 14142.4118 | 15631.9644 | 15631.9644
Option 3 AT | NEM |  | PHES | 1067 | 1067 | 3267 | 3267 | 3267 | 3267 | 3267 | 3267 | 5265 | 5265 | 5265 | 5265 | 5265.0001 | 5265.0001 | 5265.0001 | 5265.0001 | 5265.0001 | 5265.0002 | 5265.0002 | 5265.0002 | 5265.0002 | 5265.0002 | 5265.0002 | 5265.0002
Option 3 AT | NEM |  | Solar | 17068.427 | 26318.6351 | 29817.4091 | 34961.3753 | 38735.9771 | 39452.4841 | 46434.9202 | 49889.4298 | 52398.4947 | 63268.3773 | 67661.2428 | 69434.8216 | 84067.6505 | 101814.822 | 109975.4253 | 115056.6637 | 116870.8181 | 116491.8184 | 116919.1187 | 121132.6562 | 123326.2421 | 123116.8622 | 140000.1963 | 138956.3283
Option 3 AT | NEM |  | Wind | 13903.11 | 15421.17 | 29450.0369 | 33949.8471 | 36600.1634 | 38860.6331 | 42197.7539 | 45871.9106 | 47253.2358 | 48232.3512 | 54950.3958 | 55668.7186 | 60323.7809 | 60199.0809 | 59541.101 | 59936.8363 | 61242.5649 | 62018.5112 | 62025.3627 | 63560.1864 | 63531.7957 | 65019.8903 | 69291.3027 | 67885.3227
Option 3 AT | NSW |  | 12h | 0 | 0 | 0 | 810 | 810 | 810 | 810 | 810 | 810 | 810 | 810 | 810 | 810 | 810 | 810 | 810 | 810 | 810 | 810 | 810 | 810 | 810 | 810 | 810
Option 3 AT | NSW |  | 1h | 250 | 250 | 250.0001 | 250.0001 | 250.0001 | 250.0001 | 250.0001 | 250.0001 | 250.0001 | 250.0001 | 250.0001 | 250.0001 | 250.0001 | 250.0001 | 250.0001 | 250.0001 | 250.0001 | 200.0001 | 200.0001 | 200.0001 | 200.0001 | 200.0001 | 200 | 200
Option 3 AT | NSW |  | 2h | 722.6501 | 1224.6506 | 1224.6508 | 1224.6511 | 1924.7813 | 2528.0516 | 2528.0516 | 2522.3416 | 2518.0516 | 2518.0516 | 2468.0516 | 2468.0516 | 2468.0518 | 2575.1479 | 2585.4729 | 2585.4729 | 2674.5535 | 2678.8437 | 2674.5537 | 2654.5537 | 2658.8437 | 2406.8431 | 3761.4051 | 3761.4048
Option 3 AT | NSW |  | 4h | 1333.63 | 2395.2105 | 2395.2105 | 2395.2105 | 2395.2105 | 2595.2105 | 2595.2105 | 2636.4305 | 2595.2105 | 2595.2105 | 2595.2105 | 2595.2105 | 2595.2105 | 2595.2105 | 2636.4305 | 2636.4305 | 2595.2105 | 2636.4305 | 2595.2105 | 2135.2105 | 1676.4305 | 854.85 | 813.63 | 813.6301
Option 3 AT | NSW |  | 8h | 325 | 711.4731 | 1560.6652 | 2069.8315 | 2069.8315 | 2421.9019 | 3155.25 | 3980 | 4067.5547 | 4591.663 | 4591.663 | 4591.663 | 5883.564 | 7624.8561 | 8706.6513 | 8706.6513 | 9246.4199 | 10394.8774 | 10394.8774 | 10394.8774 | 10069.8774 | 10154.154 | 10207.7696 | 9698.6033
Option 3 AT | NSW |  | Black Coal | 8305 | 8305 | 8305 | 1390 | 660 | 0 | 0 | 0 | 0 | 0 | 0 | 0 | 0 | 0 | 0 | 0 | 0 | 0 | 0 | 0 | 0 | 0 | 0 | 0
Option 3 AT | NSW |  | CCGT | 720 | 720 | 720 | 720 | 720 | 720 | 720 | 720 | 720 | 720 | 720 | 720 | 720 | 720 | 720 | 720 | 720 | 320 | 320 | 320 | 320 | 320 | 320 | 320
Option 3 AT | NSW |  | CST | 0 | 0 | 0 | 0 | 0 | 4.17e-06 | 4.17e-06 | 4.17e-06 | 4.17e-06 | 4.17e-06 | 4.17e-06 | 4.17e-06 | 4.17e-06 | 4.17e-06 | 4.17e-06 | 4.17e-06 | 4.17e-06 | 4.17e-06 | 4.17e-06 | 4.17e-06 | 4.17e-06 | 4.17e-06 | 4.17e-06 | 4.17e-06
Option 3 AT | NSW |  | Coordinated CER | 305.325 | 471.753 | 679.566 | 959.405 | 1184.728 | 1444.236 | 1738.636 | 2080.452 | 2460.331 | 2880.934 | 3343.977 | 3863.712 | 4447.42 | 5044.359 | 5700.691 | 6398.428 | 7171.437 | 7981.672 | 8864.048 | 9777.915 | 10730.596 | 11729.114 | 12775.115 | 13869.92
Option 3 AT | NSW |  | DSP | 6000 | 6000 | 6000 | 6000 | 6000 | 6000 | 6000 | 6000 | 6000 | 6000 | 6000 | 6000 | 6000 | 6000 | 6000 | 6000 | 6000 | 6000 | 6000 | 6000 | 6000 | 6000 | 6000 | 6000
Option 3 AT | NSW |  | Distributed PV | 10228.707 | 11213.299 | 12153.243 | 13197.05 | 14308.914 | 15144.649 | 15933.017 | 16731.304 | 17533.718 | 18481.498 | 19662.631 | 20816.238 | 22064.238 | 23494.349 | 25065.972 | 26528.99 | 27987.087 | 29628.197 | 31334.072 | 32808.76 | 34085.407 | 35609.43 | 37051.059 | 38455.664
Option 3 AT | NSW |  | Hydro | 2285 | 2285 | 2285 | 2285 | 2285 | 2285 | 2285 | 2285 | 2285 | 2285 | 2285 | 2285 | 2285 | 2285 | 2285 | 2285 | 2285 | 2285 | 2285 | 2285 | 2285 | 2285 | 2285 | 2285
Option 3 AT | NSW |  | OCGT | 2312.5 | 2312.5 | 2312.5 | 2312.5 | 3364.6412 | 3471.4252 | 4348.579 | 4570.4652 | 4570.4652 | 4570.4652 | 4549.6652 | 4561.561 | 6700.3567 | 6700.3567 | 6700.3567 | 6700.3567 | 6700.3567 | 6700.3567 | 5882.6567 | 5882.6567 | 5882.6567 | 5882.6567 | 5882.6567 | 5882.6567
Option 3 AT | NSW |  | Offshore Wind | 0 | 0 | 0 | 0 | 0 | 0 | 0 | 0 | 0 | 0 | 0 | 0 | 2378.1848 | 2708.7808 | 3768.1802 | 3768.1803 | 4443.3063 | 4443.3063 | 4443.3063 | 4826.337 | 4826.337 | 5142.4118 | 6631.9644 | 6631.9644
Option 3 AT | NSW |  | PHES | 247 | 247 | 2447 | 2447 | 2447 | 2447 | 2447 | 2447 | 2447 | 2447 | 2447 | 2447 | 2447 | 2447 | 2447 | 2447 | 2447 | 2447 | 2447 | 2447 | 2447 | 2447 | 2447 | 2447
Option 3 AT | NSW |  | Solar | 7704.3484 | 10841.691 | 12549.355 | 16137.2512 | 16666.5352 | 17388.1617 | 20025.5891 | 20665.8406 | 22236.4149 | 25824.9668 | 27655.6954 | 27775.4621 | 30994.4903 | 36452.8151 | 40887.8065 | 41986.2139 | 41838.6198 | 41615.5899 | 41615.5899 | 43744.9359 | 43633.9824 | 43601.5824 | 50456.3914 | 49932.4114
Option 3 AT | NSW |  | Wind | 2779.54 | 3050.02 | 7753.0935 | 11272.0973 | 12694.4578 | 13859.5246 | 16166.408 | 17505.5208 | 17633.8565 | 18460.2212 | 20962.769 | 20962.769 | 20760.289 | 20762.5219 | 20401.8419 | 20598.5909 | 21048.3801 | 21292.2887 | 21292.2887 | 21104.2945 | 20885.5945 | 21529.1205 | 21467.4707 | 21354.2807
Option 3 AT | NSW | CNSW | 12h | 0 | 0 | 0 | 810 | 810 | 810 | 810 | 810 | 810 | 810 | 810 | 810 | 810 | 810 | 810 | 810 | 810 | 810 | 810 | 810 | 810 | 810 | 810 | 810
Option 3 AT | NSW | CNSW | 2h | 192.02 | 244.0202 | 244.0202 | 244.0203 | 244.0203 | 244.0204 | 244.0204 | 244.0204 | 244.0204 | 244.0204 | 244.0204 | 244.0204 | 244.0205 | 351.1165 | 422.1311 | 422.1311 | 515.5017 | 515.5017 | 515.5017 | 495.5017 | 495.5017 | 443.5015 | 443.5015 | 443.5014
Option 3 AT | NSW | CNSW | 4h | 873.63 | 873.63 | 873.63 | 873.63 | 873.63 | 873.63 | 873.63 | 914.85 | 873.63 | 873.63 | 873.63 | 873.63 | 873.63 | 873.63 | 914.85 | 914.85 | 873.63 | 914.85 | 873.63 | 873.63 | 414.85 | 414.85 | 373.63 | 373.63
Option 3 AT | NSW | CNSW | 8h | 0 | 49.84 | 488.4182 | 647.5562 | 647.5562 | 999.6266 | 1732.9747 | 2557.7246 | 2557.7247 | 3073.1121 | 3073.1121 | 3073.1121 | 4365.013 | 6097.8562 | 6956.2833 | 6956.2833 | 7496.0519 | 8644.5092 | 8644.5092 | 8644.5092 | 8644.5092 | 8988.7338 | 8882.5026 | 8723.3646
Option 3 AT | NSW | CNSW | Black Coal | 4105 | 4105 | 4105 | 1390 | 660 | 0 | 0 | 0 | 0 | 0 | 0 | 0 | 0 | 0 | 0 | 0 | 0 | 0 | 0 | 0 | 0 | 0 | 0 | 0
Option 3 AT | NSW | CNSW | CST | 0 | 0 | 0 | 0 | 0 | 1.64e-06 | 1.64e-06 | 1.64e-06 | 1.64e-06 | 1.64e-06 | 1.64e-06 | 1.64e-06 | 1.64e-06 | 1.64e-06 | 1.64e-06 | 1.64e-06 | 1.64e-06 | 1.64e-06 | 1.64e-06 | 1.64e-06 | 1.64e-06 | 1.64e-06 | 1.64e-06 | 1.64e-06
Option 3 AT | NSW | CNSW | Coordinated CER | 31.066 | 47.519 | 67.609 | 94.349 | 115.059 | 138.608 | 165.016 | 195.048 | 228.138 | 264.508 | 304.287 | 348.799 | 398.647 | 448.986 | 504.255 | 562.617 | 627.279 | 694.604 | 767.788 | 842.989 | 921.005 | 1002.291 | 1087.046 | 1175.24
Option 3 AT | NSW | CNSW | Distributed PV | 1072.546 | 1177.74 | 1276.321 | 1388.529 | 1511.965 | 1598.502 | 1678.242 | 1761.546 | 1844.203 | 1942.571 | 2067.13 | 2182.658 | 2308.151 | 2457.095 | 2624.887 | 2777.6 | 2930.133 | 3109.982 | 3294.977 | 3449 | 3575.999 | 3738.384 | 3889.883 | 4037.202
Option 3 AT | NSW | CNSW | OCGT | 0 | 0 | 0 | 0 | 0 | 0 | 0 | 0 | 0 | 0 | 0 | 0 | 0 | 0 | 0 | 0 | 0 | 0 | 0 | 0 | 0 | 0 | 0 | 0
Option 3 AT | NSW | CNSW | PHES | 247 | 247 | 247 | 247 | 247 | 247 | 247 | 247 | 247 | 247 | 247 | 247 | 247 | 247 | 247 | 247 | 247 | 247 | 247 | 247 | 247 | 247 | 247 | 247
Option 3 AT | NSW | CNSW | Solar | 2861.3186 | 4323.6797 | 5678.9435 | 9253.814 | 9603.8141 | 10325.4406 | 12878.8337 | 13336.9734 | 14428.067 | 17549.2854 | 18246.3221 | 18320.4292 | 20182.5365 | 24649.926 | 28515.5019 | 28517.6076 | 28366.0777 | 28366.0777 | 28366.0777 | 29353.5628 | 29353.5628 | 29353.5628 | 32757.3188 | 32565.6788
Option 3 AT | NSW | CNSW | Wind | 498.03 | 498.03 | 3412.0303 | 6931.0341 | 8143.3946 | 8723.8213 | 8723.8213 | 9891.27 | 9891.27 | 10717.6347 | 12584.6915 | 12584.6915 | 12584.6915 | 12584.6915 | 12477.8915 | 12339.8815 | 12339.8815 | 12339.8815 | 12339.8815 | 12339.8815 | 12339.8815 | 12983.4075 | 12983.4075 | 12870.2175
Option 3 AT | NSW | NNSW | 1h | 200 | 200 | 200 | 200 | 200 | 200 | 200 | 200 | 200 | 200 | 200 | 200 | 200 | 200 | 200 | 200 | 200 | 200 | 200 | 200 | 200 | 200 | 200 | 200
Option 3 AT | NSW | NNSW | 2h | 0 | 450.0001 | 450.0001 | 450.0001 | 450.0001 | 450.0001 | 450.0001 | 450.0001 | 450.0001 | 450.0001 | 450.0001 | 450.0001 | 450.0001 | 450.0001 | 450.0001 | 450.0001 | 450.0001 | 450.0001 | 450.0001 | 450.0001 | 450.0001 | 250 | 250 | 250
Option 3 AT | NSW | NNSW | 8h | 275 | 400 | 610.6137 | 610.6145 | 610.6145 | 610.6145 | 610.6145 | 610.6146 | 698.1693 | 706.8901 | 706.8901 | 706.8901 | 706.8901 | 715.339 | 938.7071 | 938.7071 | 938.7071 | 938.7071 | 938.7071 | 938.7071 | 663.7071 | 615.3922 | 775.2392 | 775.2385
Option 3 AT | NSW | NNSW | CST | 0 | 0 | 0 | 0 | 0 | 1.37e-06 | 1.37e-06 | 1.37e-06 | 1.37e-06 | 1.37e-06 | 1.37e-06 | 1.37e-06 | 1.37e-06 | 1.37e-06 | 1.37e-06 | 1.37e-06 | 1.37e-06 | 1.37e-06 | 1.37e-06 | 1.37e-06 | 1.37e-06 | 1.37e-06 | 1.37e-06 | 1.37e-06
Option 3 AT | NSW | NNSW | Coordinated CER | 40.338 | 61.509 | 87.292 | 121.462 | 147.855 | 177.851 | 211.488 | 249.884 | 292.249 | 338.846 | 389.821 | 446.768 | 510.353 | 574.689 | 645.1 | 719.481 | 801.685 | 887.428 | 980.548 | 1076.451 | 1176.214 | 1280.345 | 1389.113 | 1502.531
Option 3 AT | NSW | NNSW | Distributed PV | 1453.255 | 1585.251 | 1708.634 | 1846.872 | 1996.603 | 2103.358 | 2202.001 | 2303.858 | 2405.133 | 2525.189 | 2676.155 | 2817.447 | 2970.123 | 3149.222 | 3349.343 | 3531.867 | 3713.722 | 3926.107 | 4144.722 | 4327.745 | 4479.835 | 4671.946 | 4851.544 | 5026.26
Option 3 AT | NSW | NNSW | PHES | 0 | 0 | 0 | 0 | 0 | 0 | 0 | 0 | 0 | 0 | 0 | 0 | 9.36e-06 | 9.36e-06 | 9.36e-06 | 9.36e-06 | 9.36e-06 | 1.086e-05 | 1.086e-05 | 1.086e-05 | 1.086e-05 | 1.086e-05 | 1.086e-05 | 1.086e-05
Option 3 AT | NSW | NNSW | Solar | 701.02 | 1005.2134 | 1325.2134 | 1337.3391 | 1337.3391 | 1337.3391 | 1421.3732 | 1561.4346 | 1830.5904 | 2023.3348 | 2033.3165 | 2078.976 | 2999.9163 | 2999.9163 | 3551.5733 | 3568.1908 | 3572.1266 | 3552.1266 | 3552.1266 | 4125.5848 | 4099.6312 | 4099.6312 | 5252.7352 | 5252.7352
Option 3 AT | NSW | NNSW | Wind | 442.48 | 442.48 | 541.9653 | 541.9653 | 751.9653 | 751.9654 | 3058.8488 | 3058.8488 | 3058.8488 | 3058.8488 | 3740.8398 | 3740.8398 | 3568.3598 | 3568.3598 | 3568.3598 | 3951.4188 | 4401.208 | 4683.8349 | 4683.8349 | 4683.8349 | 4683.8349 | 4683.8349 | 4881.4384 | 4881.4384
Option 3 AT | NSW | SNSW | 1h | 50 | 50 | 50 | 50 | 50 | 50 | 50 | 50 | 50 | 50 | 50 | 50 | 50 | 50 | 50 | 50 | 50 | 0 | 0 | 0 | 0 | 0 | 0 | 0
Option 3 AT | NSW | SNSW | 2h | 265.6 | 265.6001 | 265.6001 | 265.6001 | 265.6001 | 265.6001 | 265.6001 | 259.8901 | 255.6001 | 255.6001 | 255.6001 | 255.6001 | 255.6002 | 255.6003 | 259.8907 | 259.8907 | 255.6007 | 259.8909 | 255.6009 | 255.6009 | 259.8909 | 259.8908 | 1614.453 | 1614.4529
Option 3 AT | NSW | SNSW | 4h | 0 | 0 | 0 | 0 | 0 | 200 | 200 | 200 | 200 | 200 | 200 | 200 | 200 | 200 | 200 | 200 | 200 | 200 | 200 | 200 | 200 | 200 | 200 | 200
Option 3 AT | NSW | SNSW | 8h | 50 | 150 | 350.0001 | 350.0001 | 350.0001 | 350.0001 | 350.0001 | 350.0001 | 350.0001 | 350.0001 | 350.0001 | 350.0001 | 350.0001 | 350.0002 | 350.0002 | 350.0002 | 350.0002 | 350.0003 | 350.0003 | 350.0003 | 300.0003 | 200.0003 | 200.0002 | 200.0002
Option 3 AT | NSW | SNSW | CST | 0 | 0 | 0 | 0 | 0 | 1.16e-06 | 1.16e-06 | 1.16e-06 | 1.16e-06 | 1.16e-06 | 1.16e-06 | 1.16e-06 | 1.16e-06 | 1.16e-06 | 1.16e-06 | 1.16e-06 | 1.16e-06 | 1.16e-06 | 1.16e-06 | 1.16e-06 | 1.16e-06 | 1.16e-06 | 1.16e-06 | 1.16e-06
Option 3 AT | NSW | SNSW | Coordinated CER | 48.173 | 74.238 | 106.518 | 149.637 | 183.777 | 222.687 | 266.426 | 316.43 | 371.49 | 431.967 | 498.076 | 571.924 | 654.504 | 738.161 | 829.849 | 926.749 | 1033.918 | 1145.625 | 1266.97 | 1391.873 | 1521.523 | 1656.744 | 1797.877 | 1944.901
Option 3 AT | NSW | SNSW | Distributed PV | 1708.857 | 1868.868 | 2019.9 | 2190.46 | 2375.506 | 2508.487 | 2632.011 | 2759.592 | 2886.7 | 3037.494 | 3227.297 | 3406.41 | 3600.558 | 3828.074 | 4082.109 | 4314.898 | 4547.107 | 4816.662 | 5094.724 | 5328.916 | 5525.013 | 5770.089 | 5999.626 | 6222.859
Option 3 AT | NSW | SNSW | Hydro | 2285 | 2285 | 2285 | 2285 | 2285 | 2285 | 2285 | 2285 | 2285 | 2285 | 2285 | 2285 | 2285 | 2285 | 2285 | 2285 | 2285 | 2285 | 2285 | 2285 | 2285 | 2285 | 2285 | 2285
Option 3 AT | NSW | SNSW | OCGT | 692 | 692 | 692 | 692 | 692 | 692 | 692 | 692 | 692 | 692 | 692 | 692 | 692 | 692 | 692 | 692 | 692 | 692 | 0 | 0 | 0 | 0 | 0 | 0
Option 3 AT | NSW | SNSW | PHES | 0 | 0 | 2200 | 2200 | 2200 | 2200 | 2200 | 2200 | 2200 | 2200 | 2200 | 2200 | 2200 | 2200 | 2200 | 2200 | 2200 | 2200 | 2200 | 2200 | 2200 | 2200 | 2200 | 2200
Option 3 AT | NSW | SNSW | Solar | 3252.0099 | 4622.798 | 4655.1981 | 4656.0982 | 4835.382 | 4835.3821 | 4835.3822 | 4877.4325 | 5087.7575 | 5362.3466 | 6486.0568 | 6486.0569 | 6922.0375 | 7912.9728 | 7930.7312 | 9010.4155 | 9010.4156 | 8807.3856 | 8807.3856 | 9375.7884 | 9290.7884 | 9258.3884 | 11556.3375 | 11223.9975
Option 3 AT | NSW | SNSW | Wind | 1839.03 | 2109.51 | 3442.0979 | 3442.0979 | 3442.0979 | 4026.7379 | 4026.7379 | 4198.402 | 4326.7377 | 4326.7377 | 4280.2377 | 4280.2377 | 4250.2377 | 4252.4706 | 3998.5906 | 3950.2906 | 3950.2906 | 3911.5722 | 3911.5722 | 3723.5781 | 3504.8781 | 3504.8781 | 3245.6248 | 3245.6249
Option 3 AT | NSW | SNW | 1h | 2.394e-05 | 3.473e-05 | 5.096e-05 | 6.461e-05 | 7.716e-05 | 8.277e-05 | 8.277e-05 | 8.277e-05 | 8.277e-05 | 8.277e-05 | 8.277e-05 | 8.277e-05 | 8.277e-05 | 8.277e-05 | 8.277e-05 | 8.438e-05 | 8.866e-05 | 9.12e-05 | 9.12e-05 | 9.12e-05 | 6.726e-05 | 5.647e-05 | 4.024e-05 | 2.659e-05
Option 3 AT | NSW | SNW | 2h | 265.0301 | 265.0303 | 265.0304 | 265.0307 | 965.1608 | 1568.431 | 1568.431 | 1568.431 | 1568.431 | 1568.431 | 1518.431 | 1518.431 | 1518.431 | 1518.431 | 1453.451 | 1453.451 | 1453.451 | 1453.451 | 1453.451 | 1453.451 | 1453.451 | 1453.4507 | 1453.4507 | 1453.4504
Option 3 AT | NSW | SNW | 4h | 460 | 1521.5805 | 1521.5805 | 1521.5805 | 1521.5805 | 1521.5805 | 1521.5805 | 1521.5805 | 1521.5805 | 1521.5805 | 1521.5805 | 1521.5805 | 1521.5805 | 1521.5805 | 1521.5805 | 1521.5805 | 1521.5805 | 1521.5805 | 1521.5805 | 1061.5805 | 1061.5805 | 240 | 240 | 240.0001
Option 3 AT | NSW | SNW | 8h | 2.037e-05 | 111.6331 | 111.6332 | 461.6607 | 461.6607 | 461.6607 | 461.6607 | 461.6607 | 461.6607 | 461.6607 | 461.6607 | 461.6607 | 461.6607 | 461.6607 | 461.6607 | 461.6607 | 461.6607 | 461.6607 | 461.6607 | 461.6607 | 461.6607 | 350.0276 | 350.0275 | 4.576e-05
Option 3 AT | NSW | SNW | Black Coal | 4200 | 4200 | 4200 | 0 | 0 | 0 | 0 | 0 | 0 | 0 | 0 | 0 | 0 | 0 | 0 | 0 | 0 | 0 | 0 | 0 | 0 | 0 | 0 | 0
Option 3 AT | NSW | SNW | CCGT | 720 | 720 | 720 | 720 | 720 | 720 | 720 | 720 | 720 | 720 | 720 | 720 | 720 | 720 | 720 | 720 | 720 | 320 | 320 | 320 | 320 | 320 | 320 | 320
Option 3 AT | NSW | SNW | Coordinated CER | 185.748 | 288.487 | 418.147 | 593.957 | 738.037 | 905.09 | 1095.706 | 1319.09 | 1568.454 | 1845.613 | 2151.793 | 2496.221 | 2883.916 | 3282.523 | 3721.487 | 4189.581 | 4708.555 | 5254.015 | 5848.742 | 6466.602 | 7111.854 | 7789.734 | 8501.079 | 9247.248
Option 3 AT | NSW | SNW | DSP | 6000 | 6000 | 6000 | 6000 | 6000 | 6000 | 6000 | 6000 | 6000 | 6000 | 6000 | 6000 | 6000 | 6000 | 6000 | 6000 | 6000 | 6000 | 6000 | 6000 | 6000 | 6000 | 6000 | 6000
Option 3 AT | NSW | SNW | Distributed PV | 5994.049 | 6581.44 | 7148.388 | 7771.189 | 8424.84 | 8934.302 | 9420.763 | 9906.308 | 10397.682 | 10976.244 | 11692.049 | 12409.723 | 13185.406 | 14059.958 | 15009.633 | 15904.625 | 16796.125 | 17775.446 | 18799.649 | 19703.099 | 20504.56 | 21429.011 | 22310.006 | 23169.343
Option 3 AT | NSW | SNW | OCGT | 1620.5 | 1620.5 | 1620.5 | 1620.5 | 2672.6412 | 2779.4252 | 3656.579 | 3878.4652 | 3878.4652 | 3878.4652 | 3857.6652 | 3869.561 | 6008.3567 | 6008.3567 | 6008.3567 | 6008.3567 | 6008.3567 | 6008.3567 | 5882.6567 | 5882.6567 | 5882.6567 | 5882.6567 | 5882.6567 | 5882.6567
Option 3 AT | NSW | SNW | Offshore Wind | 0 | 0 | 0 | 0 | 0 | 0 | 0 | 0 | 0 | 0 | 0 | 0 | 2378.1848 | 2708.7808 | 3768.1802 | 3768.1803 | 4443.3063 | 4443.3063 | 4443.3063 | 4826.337 | 4826.337 | 5142.4118 | 6631.9644 | 6631.9644
Option 3 AT | NSW | SNW | Solar | 890 | 890 | 890 | 890 | 890 | 890 | 890 | 890 | 890 | 890 | 890 | 890 | 890 | 890 | 890 | 890 | 890 | 890 | 890 | 890 | 890 | 890 | 890 | 890
Option 3 AT | NSW | SNW | Wind | 0 | 0 | 357 | 357 | 357 | 357 | 357 | 357 | 357 | 357 | 357 | 357 | 357 | 357 | 357 | 357 | 357 | 357 | 357 | 357 | 357 | 357 | 357 | 357
Option 3 AT | QLD |  | 1h | 222.02 | 622.02 | 622.02 | 622.02 | 622.02 | 622.02 | 622.02 | 622.02 | 622.02 | 622.02 | 622.02 | 622.02 | 622.02 | 622.02 | 622.02 | 622.02 | 622.02 | 622.02 | 622.02 | 622.02 | 622.02 | 622.02 | 622.02 | 222.02
Option 3 AT | QLD |  | 2h | 2039.12 | 2039.1201 | 2189.1202 | 2489.1202 | 2485.1205 | 2485.1205 | 2485.1205 | 2500.7205 | 2485.1205 | 2500.7205 | 2500.7205 | 2485.1205 | 2385.1205 | 2385.1205 | 2385.1205 | 2385.1206 | 2354.7207 | 3626.3087 | 3426.3087 | 2876.3087 | 2891.9087 | 2726.3086 | 2487.1086 | 2187.1085
Option 3 AT | QLD |  | 4h | 560 | 560 | 814.0001 | 814.0002 | 814.0002 | 814.0002 | 814.0002 | 814.0002 | 814.0002 | 814.0002 | 814.0002 | 814.0002 | 814.0002 | 814.0003 | 814.0003 | 814.0003 | 814.0003 | 1521.8555 | 1521.8555 | 1521.8555 | 1221.8555 | 1221.8555 | 1071.8553 | 1071.8553
Option 3 AT | QLD |  | 8h | 0 | 0 | 1344.7952 | 2547.6287 | 3917.2361 | 3917.2361 | 5409.878 | 5513.7866 | 5520.3308 | 5575.9838 | 5600.9885 | 5672.0807 | 6044.5961 | 7534.6609 | 7820.0537 | 8145.9873 | 8561.774 | 10055.7437 | 10055.7437 | 10233.2065 | 10261.073 | 10261.073 | 10014.1682 | 9094.933
Option 3 AT | QLD |  | Biomass | 32 | 32 | 32 | 32 | 32 | 32 | 32 | 32 | 32 | 32 | 32 | 32 | 32 | 32 | 32 | 32 | 32 | 32 | 32 | 32 | 32 | 32 | 32 | 32
Option 3 AT | QLD |  | Black Coal | 8130 | 8130 | 8130 | 2426 | 426 | 0 | 0 | 0 | 0 | 0 | 0 | 0 | 0 | 0 | 0 | 0 | 0 | 0 | 0 | 0 | 0 | 0 | 0 | 0
Option 3 AT | QLD |  | CCGT | 1597.9 | 1597.9 | 1597.9 | 1597.9 | 1597.9 | 1597.9 | 1597.9 | 1597.9 | 1597.9 | 1597.9 | 1212.9 | 1212.9 | 1125.5 | 1068.5 | 1068.5 | 1068.5 | 1068.5 | 1068.5 | 1068.5 | 424 | 424 | 180 | 180 | 180
Option 3 AT | QLD |  | Coordinated CER | 143.282 | 232.667 | 350.075 | 524.729 | 680.138 | 856.454 | 1055.65 | 1290.674 | 1554.267 | 1844.788 | 2165.564 | 2527.998 | 2930.642 | 3349.434 | 3848.127 | 4375.466 | 4957.77 | 5576.37 | 6239.758 | 6929.194 | 7653.576 | 8409.278 | 9186.799 | 9985.93
Option 3 AT | QLD |  | Distributed PV | 8541.191 | 9218.093 | 9846.988 | 10551.311 | 11347.887 | 11901.607 | 12422.544 | 12977.137 | 13512.289 | 14120.34 | 14879.741 | 15625.507 | 16462.911 | 17476.536 | 18612.168 | 19655.027 | 20685.213 | 21870.847 | 23096.614 | 24119.549 | 24966.017 | 26030.978 | 27040.515 | 28016.37
Option 3 AT | QLD |  | H2 Reciprocating Engine | 0 | 0 | 400 | 400 | 400 | 400 | 400 | 400 | 400 | 400 | 400 | 400 | 400 | 400 | 400 | 400 | 400 | 400 | 400 | 400 | 400 | 400 | 400 | 400
Option 3 AT | QLD |  | Hydro | 156.4 | 156.4 | 156.4 | 156.4 | 156.4 | 156.4 | 156.4 | 156.4 | 156.4 | 156.4 | 156.4 | 156.4 | 156.4 | 156.4 | 156.4 | 156.4 | 156.4 | 156.4 | 156.4 | 156.4 | 156.4 | 156.4 | 156.4 | 156.4
Option 3 AT | QLD |  | Liquid Fuel | 423.5 | 423.5 | 423.5 | 423.5 | 423.5 | 423.5 | 423.5 | 131.5 | 131.5 | 131.5 | 131.5 | 131.5 | 131.5 | 131.5 | 131.5 | 131.5 | 131.5 | 131.5 | 0 | 0 | 0 | 0 | 0 | 0
Option 3 AT | QLD |  | OCGT | 1546 | 1546 | 1663 | 1663 | 2364.8951 | 2364.8951 | 2364.8951 | 2364.8951 | 2247.8951 | 2247.8951 | 2247.8951 | 2247.8951 | 2247.8951 | 2247.8951 | 2247.8951 | 2247.8951 | 2247.8951 | 2247.8951 | 3443.4375 | 3443.4375 | 2879.4375 | 2879.4375 | 2879.4375 | 2360.4375
Option 3 AT | QLD |  | PHES | 820 | 820 | 820 | 820 | 820 | 820 | 820 | 820 | 2818 | 2818 | 2818 | 2818 | 2818 | 2818 | 2818 | 2818 | 2818 | 2818 | 2818 | 2818 | 2818 | 2818 | 2818 | 2818
Option 3 AT | QLD |  | Solar | 5780.9829 | 8483.1331 | 9280.9732 | 10837.0429 | 13460.5138 | 13459.9541 | 16350.4639 | 16720.6557 | 17659.1462 | 22704.9913 | 24335.9998 | 25989.8119 | 31390.4874 | 31390.4874 | 31390.4875 | 34242.0397 | 34982.7615 | 34826.7916 | 35390.3629 | 36822.3492 | 36375.2791 | 36275.2992 | 36848.2832 | 36799.3251
Option 3 AT | QLD |  | Wind | 2569.65 | 3075.86 | 8460.7577 | 8473.7261 | 8643.754 | 9644.9804 | 10675.2178 | 11329.1988 | 11673.5434 | 11673.5434 | 12423.7372 | 13156.24 | 17100.6093 | 17100.6093 | 17100.6093 | 17100.6093 | 18007.0985 | 17826.6286 | 17519.2189 | 18584.4353 | 18541.2353 | 19249.349 | 21272.1468 | 20833.1468
Option 3 AT | QLD | CQ | 2h | 230 | 230 | 230 | 230.0001 | 226.0001 | 226.0002 | 226.0002 | 226.0002 | 226.0002 | 226.0002 | 226.0002 | 226.0002 | 226.0002 | 226.0002 | 226.0002 | 226.0002 | 180.0003 | 180.0003 | 180.0003 | 180.0003 | 180.0003 | 180.0003 | 180.0003 | 180.0002
Option 3 AT | QLD | CQ | 4h | 300 | 300 | 300 | 300 | 300 | 300 | 300 | 300 | 300 | 300 | 300 | 300 | 300 | 300 | 300 | 300 | 300 | 300 | 300 | 300 | 0 | 0 | 0 | 0
Option 3 AT | QLD | CQ | 8h | 0 | 0 | 0.00025621 | 0.00062025 | 82.06 | 82.06 | 318.3966 | 389.9311 | 389.9311 | 389.9311 | 389.9311 | 389.9311 | 389.9311 | 612.9915 | 874.2502 | 1162.8405 | 1578.6273 | 1939.559 | 1939.559 | 2117.0218 | 2144.8883 | 2144.8883 | 3046.3305 | 3123.3107
Option 3 AT | QLD | CQ | Black Coal | 3004 | 3004 | 3004 | 1574 | 0 | 0 | 0 | 0 | 0 | 0 | 0 | 0 | 0 | 0 | 0 | 0 | 0 | 0 | 0 | 0 | 0 | 0 | 0 | 0
Option 3 AT | QLD | CQ | Coordinated CER | 13.95 | 22.432 | 33.374 | 49.666 | 63.83 | 79.79 | 97.727 | 118.58 | 141.868 | 167.42 | 195.551 | 227.338 | 262.625 | 299.127 | 343.07 | 389.408 | 440.68 | 495.014 | 553.235 | 613.546 | 676.921 | 742.86 | 810.485 | 879.679
Option 3 AT | QLD | CQ | Distributed PV | 784.212 | 854.215 | 917.536 | 991.345 | 1078.212 | 1133.73 | 1185.035 | 1241.654 | 1295.641 | 1357.342 | 1436.479 | 1510.259 | 1593.713 | 1699.233 | 1820.867 | 1930.547 | 2039.631 | 2170.553 | 2305.098 | 2413.879 | 2499.799 | 2615.929 | 2725.312 | 2831.033
Option 3 AT | QLD | CQ | OCGT | 37 | 37 | 37 | 37 | 436.885 | 436.885 | 436.885 | 436.885 | 399.885 | 399.885 | 399.885 | 399.885 | 399.885 | 399.885 | 399.885 | 399.885 | 399.885 | 399.885 | 399.885 | 399.885 | 399.885 | 399.885 | 399.885 | 399.885
Option 3 AT | QLD | CQ | PHES | 0 | 0 | 0 | 0 | 0 | 0 | 0 | 0 | 0 | 1.07e-06 | 1.07e-06 | 1.07e-06 | 9.22e-06 | 9.22e-06 | 9.22e-06 | 1.05e-05 | 1.198e-05 | 1.436e-05 | 1.436e-05 | 1.436e-05 | 1.436e-05 | 1.436e-05 | 1.436e-05 | 1.436e-05
Option 3 AT | QLD | CQ | Solar | 1159.3767 | 1159.3786 | 1256.3787 | 1312.1902 | 3675.5808 | 3675.5809 | 4172.5422 | 4534.215 | 4867.6645 | 7532.4274 | 7910.4552 | 8446.9478 | 8527.3192 | 8527.3192 | 8527.3193 | 11378.8715 | 11816.0111 | 11801.0111 | 12449.5806 | 13432.517 | 13432.517 | 13432.517 | 13160.5823 | 13046.607
Option 3 AT | QLD | CQ | Wind | 439 | 945.21 | 1848.5089 | 1848.5089 | 1944.7626 | 1944.7626 | 2001.1749 | 2348.1582 | 2348.1582 | 2348.1582 | 2348.1582 | 2348.1582 | 4948.8835 | 4948.8835 | 4948.8835 | 4948.8835 | 4948.8835 | 4948.8835 | 5081.4539 | 5701.8642 | 5701.8642 | 5701.8642 | 5959.591 | 5520.591
Option 3 AT | QLD | GG | 1h | 0 | 400 | 400 | 400 | 400 | 400 | 400 | 400 | 400 | 400 | 400 | 400 | 400 | 400 | 400 | 400 | 400 | 400 | 400 | 400 | 400 | 400 | 400 | 0
Option 3 AT | QLD | GG | 2h | 0 | 2.659e-05 | 3.811e-05 | 6.393e-05 | 0.00024492 | 0.00024492 | 0.00024492 | 0.00024492 | 0.00024492 | 0.00024492 | 0.00024492 | 0.00024492 | 0.00024652 | 0.00024966 | 0.00024966 | 0.00026134 | 0.00036395 | 1287.1883 | 1287.1883 | 1287.1883 | 1287.1883 | 1287.1883 | 1287.1883 | 1287.1882
Option 3 AT | QLD | GG | 4h | 0 | 0 | 0.00012469 | 0.00020412 | 0.00021115 | 0.00021115 | 0.00021115 | 0.00021115 | 0.00021115 | 0.00021115 | 0.00021115 | 0.00021115 | 0.00023259 | 0.0002506 | 0.00025255 | 0.00026542 | 0.00028958 | 707.8555 | 707.8555 | 707.8555 | 707.8555 | 707.8555 | 707.8553 | 707.8553
Option 3 AT | QLD | GG | 8h | 0 | 0 | 5.092e-05 | 288.8092 | 1023.7388 | 1023.7388 | 1598.0104 | 1598.0104 | 1604.5546 | 1660.2077 | 1660.2077 | 1660.2077 | 1660.2077 | 1660.2077 | 1660.2077 | 1660.2077 | 1660.2077 | 1660.2077 | 1660.2077 | 1660.2077 | 1660.2077 | 1660.2077 | 1660.2076 | 1371.3985
Option 3 AT | QLD | GG | Black Coal | 1680 | 1680 | 1680 | 0 | 0 | 0 | 0 | 0 | 0 | 0 | 0 | 0 | 0 | 0 | 0 | 0 | 0 | 0 | 0 | 0 | 0 | 0 | 0 | 0
Option 3 AT | QLD | GG | CCGT | 180 | 180 | 180 | 180 | 180 | 180 | 180 | 180 | 180 | 180 | 180 | 180 | 180 | 180 | 180 | 180 | 180 | 180 | 180 | 180 | 180 | 180 | 180 | 180
Option 3 AT | QLD | GG | Coordinated CER | 1.806 | 2.916 | 4.351 | 6.469 | 8.322 | 10.41 | 12.759 | 15.5 | 18.561 | 21.923 | 25.624 | 29.806 | 34.452 | 39.256 | 44.991 | 51.033 | 57.702 | 64.774 | 72.345 | 80.179 | 88.392 | 96.93 | 105.662 | 114.59
Option 3 AT | QLD | GG | Distributed PV | 97.771 | 105.629 | 113.124 | 121.15 | 129.771 | 136.351 | 142.675 | 149.14 | 155.449 | 162.558 | 171.163 | 180.106 | 190.074 | 201.575 | 214.034 | 225.731 | 237.193 | 249.707 | 262.747 | 274.071 | 283.958 | 295.385 | 306.307 | 316.865
Option 3 AT | QLD | GG | OCGT | 0 | 0 | 0 | 0 | 118.2539 | 118.2539 | 118.2539 | 118.2539 | 118.2539 | 118.2539 | 118.2539 | 118.2539 | 118.2539 | 118.2539 | 118.2539 | 118.2539 | 118.2539 | 118.2539 | 1313.7962 | 1313.7962 | 1313.7962 | 1313.7962 | 1313.7962 | 1313.7962
Option 3 AT | QLD | GG | Solar | 524.6483 | 524.6483 | 524.6483 | 524.6483 | 524.6483 | 524.6484 | 530.7428 | 539.7618 | 540.2051 | 540.2055 | 540.7597 | 549.0144 | 630.01 | 630.01 | 630.01 | 630.01 | 630.01 | 630.01 | 630.01 | 630.01 | 630.01 | 630.01 | 630.01 | 630.01
Option 3 AT | QLD | NQ | 2h | 0 | 0 | 150 | 450 | 450 | 450 | 450 | 450 | 450 | 450 | 450 | 450 | 450 | 450 | 450 | 450 | 450 | 450 | 450 | 450 | 450 | 300 | 300 | 0
Option 3 AT | QLD | NQ | 4h | 0 | 0 | 254 | 254 | 254 | 254 | 254 | 254 | 254 | 254 | 254 | 254 | 254 | 254 | 254 | 254 | 254 | 254 | 254 | 254 | 254 | 254 | 104 | 104
Option 3 AT | QLD | NQ | 8h | 0 | 0 | 0.0033809 | 89.7682 | 453.5795 | 453.5795 | 453.5795 | 453.5795 | 453.5795 | 453.5795 | 478.5841 | 549.6763 | 623.0039 | 656.9155 | 681.0497 | 718.3929 | 718.3929 | 718.3929 | 718.3929 | 718.3929 | 718.3929 | 718.3929 | 718.3896 | 628.6248
Option 3 AT | QLD | NQ | Biomass | 32 | 32 | 32 | 32 | 32 | 32 | 32 | 32 | 32 | 32 | 32 | 32 | 32 | 32 | 32 | 32 | 32 | 32 | 32 | 32 | 32 | 32 | 32 | 32
Option 3 AT | QLD | NQ | CCGT | 244 | 244 | 244 | 244 | 244 | 244 | 244 | 244 | 244 | 244 | 244 | 244 | 244 | 244 | 244 | 244 | 244 | 244 | 244 | 244 | 244 | 0 | 0 | 0
Option 3 AT | QLD | NQ | Coordinated CER | 21.684 | 34.951 | 52.121 | 77.657 | 99.95 | 125.082 | 153.337 | 186.245 | 222.995 | 263.326 | 307.739 | 357.938 | 413.689 | 471.383 | 540.68 | 613.764 | 694.579 | 780.234 | 871.997 | 967.018 | 1066.713 | 1170.389 | 1276.603 | 1385.232
Option 3 AT | QLD | NQ | Distributed PV | 1293.407 | 1398.759 | 1495.68 | 1605.762 | 1732.276 | 1817.455 | 1896.872 | 1982.593 | 2064.892 | 2158.61 | 2276.917 | 2390.734 | 2518.921 | 2676.837 | 2855.84 | 3018.999 | 3180.576 | 3369.717 | 3564.696 | 3725.202 | 3855.431 | 4024.113 | 4183.483 | 4337.437
Option 3 AT | QLD | NQ | Hydro | 156.4 | 156.4 | 156.4 | 156.4 | 156.4 | 156.4 | 156.4 | 156.4 | 156.4 | 156.4 | 156.4 | 156.4 | 156.4 | 156.4 | 156.4 | 156.4 | 156.4 | 156.4 | 156.4 | 156.4 | 156.4 | 156.4 | 156.4 | 156.4
Option 3 AT | QLD | NQ | Liquid Fuel | 423.5 | 423.5 | 423.5 | 423.5 | 423.5 | 423.5 | 423.5 | 131.5 | 131.5 | 131.5 | 131.5 | 131.5 | 131.5 | 131.5 | 131.5 | 131.5 | 131.5 | 131.5 | 0 | 0 | 0 | 0 | 0 | 0
Option 3 AT | QLD | NQ | PHES | 250 | 250 | 250 | 250 | 250 | 250 | 250 | 250 | 250 | 250 | 250 | 250 | 250 | 250 | 250 | 250 | 250 | 250 | 250 | 250 | 250 | 250 | 250 | 250
Option 3 AT | QLD | NQ | Solar | 1517.5915 | 1517.5928 | 2117.5928 | 2374.555 | 2494.5149 | 2494.5149 | 2494.5149 | 2494.5149 | 2494.515 | 2751.1339 | 3252.0793 | 4361.1441 | 4585.6055 | 4585.6055 | 4585.6055 | 4585.6056 | 4889.1876 | 4773.2177 | 4791.1796 | 4862.0539 | 4847.0539 | 4747.0739 | 4727.3409 | 4740.322
Option 3 AT | QLD | NQ | Wind | 375.65 | 375.65 | 2117.4628 | 2130.4312 | 2182.2296 | 2384.7277 | 3320.3689 | 3627.3665 | 3971.7111 | 3971.7111 | 4023.9804 | 4053.4589 | 5397.1029 | 5397.1029 | 5397.1029 | 5397.1029 | 5645.6792 | 5465.2092 | 5465.2092 | 5910.0153 | 5866.8153 | 5866.8153 | 5940.5318 | 5940.5318
Option 3 AT | QLD | SQ | 1h | 222.02 | 222.02 | 222.02 | 222.02 | 222.02 | 222.02 | 222.02 | 222.02 | 222.02 | 222.02 | 222.02 | 222.02 | 222.02 | 222.02 | 222.02 | 222.02 | 222.02 | 222.02 | 222.02 | 222.02 | 222.02 | 222.02 | 222.02 | 222.02
Option 3 AT | QLD | SQ | 2h | 1809.12 | 1809.1201 | 1809.1201 | 1809.1201 | 1809.1201 | 1809.1201 | 1809.1201 | 1824.7201 | 1809.1201 | 1824.7201 | 1824.7201 | 1809.1201 | 1709.1201 | 1709.1201 | 1709.1201 | 1709.1201 | 1724.7201 | 1709.1201 | 1509.1201 | 959.1201 | 974.7201 | 959.12 | 719.92 | 719.92
Option 3 AT | QLD | SQ | 4h | 260 | 260 | 260 | 260 | 260 | 260 | 260 | 260 | 260 | 260 | 260 | 260 | 260 | 260 | 260 | 260 | 260 | 260 | 260 | 260 | 260 | 260 | 260 | 260
Option 3 AT | QLD | SQ | 8h | 0 | 0 | 1344.7915 | 2169.0508 | 2357.8579 | 2357.8579 | 3039.8915 | 3072.2657 | 3072.2657 | 3072.2657 | 3072.2657 | 3072.2657 | 3371.4535 | 4604.5461 | 4604.5461 | 4604.5461 | 4604.5461 | 5737.5841 | 5737.5841 | 5737.5841 | 5737.5841 | 5737.5841 | 4589.2405 | 3971.599
Option 3 AT | QLD | SQ | Black Coal | 3446 | 3446 | 3446 | 852 | 426 | 0 | 0 | 0 | 0 | 0 | 0 | 0 | 0 | 0 | 0 | 0 | 0 | 0 | 0 | 0 | 0 | 0 | 0 | 0
Option 3 AT | QLD | SQ | CCGT | 1173.9 | 1173.9 | 1173.9 | 1173.9 | 1173.9 | 1173.9 | 1173.9 | 1173.9 | 1173.9 | 1173.9 | 788.9 | 788.9 | 701.5 | 644.5 | 644.5 | 644.5 | 644.5 | 644.5 | 644.5 | 0 | 0 | 0 | 0 | 0
Option 3 AT | QLD | SQ | Coordinated CER | 105.842 | 172.368 | 260.229 | 390.937 | 508.036 | 641.172 | 791.827 | 970.349 | 1170.843 | 1392.119 | 1636.65 | 1912.916 | 2219.876 | 2539.668 | 2919.386 | 3321.261 | 3764.809 | 4236.348 | 4742.181 | 5268.451 | 5821.55 | 6399.099 | 6994.049 | 7606.429
Option 3 AT | QLD | SQ | Distributed PV | 6365.801 | 6859.49 | 7320.648 | 7833.054 | 8407.628 | 8814.071 | 9197.962 | 9603.75 | 9996.307 | 10441.83 | 10995.182 | 11544.408 | 12160.203 | 12898.891 | 13721.427 | 14479.75 | 15227.813 | 16080.87 | 16964.073 | 17706.397 | 18326.829 | 19095.551 | 19825.413 | 20531.035
Option 3 AT | QLD | SQ | H2 Reciprocating Engine | 0 | 0 | 400 | 400 | 400 | 400 | 400 | 400 | 400 | 400 | 400 | 400 | 400 | 400 | 400 | 400 | 400 | 400 | 400 | 400 | 400 | 400 | 400 | 400
Option 3 AT | QLD | SQ | OCGT | 1509 | 1509 | 1626 | 1626 | 1809.7563 | 1809.7563 | 1809.7563 | 1809.7563 | 1729.7563 | 1729.7563 | 1729.7563 | 1729.7563 | 1729.7563 | 1729.7563 | 1729.7563 | 1729.7563 | 1729.7563 | 1729.7563 | 1729.7563 | 1729.7563 | 1165.7563 | 1165.7563 | 1165.7563 | 646.7563
Option 3 AT | QLD | SQ | PHES | 570 | 570 | 570 | 570 | 570 | 570 | 570 | 570 | 2568 | 2568 | 2568 | 2568 | 2568 | 2568 | 2568 | 2568 | 2568 | 2568 | 2568 | 2568 | 2568 | 2568 | 2568 | 2568
Option 3 AT | QLD | SQ | Solar | 2579.3664 | 5281.5134 | 5382.3535 | 6625.6494 | 6765.7698 | 6765.2099 | 9152.6639 | 9152.1639 | 9756.7617 | 11881.2245 | 12632.7056 | 12632.7056 | 17647.5527 | 17647.5527 | 17647.5527 | 17647.5527 | 17647.5528 | 17622.5528 | 17519.5928 | 17897.7683 | 17465.6982 | 17465.6982 | 18330.35 | 18382.3861
Option 3 AT | QLD | SQ | Wind | 1755 | 1755 | 4494.786 | 4494.786 | 4516.7618 | 5315.4901 | 5353.674 | 5353.674 | 5353.674 | 5353.6741 | 6051.5986 | 6754.6228 | 6754.6228 | 6754.6228 | 6754.6228 | 6754.6228 | 7412.5358 | 7412.5358 | 6972.5558 | 6972.5558 | 6972.5558 | 7680.6695 | 9372.0239 | 9372.0239
Option 3 AT | SA |  | 2h | 1135.13 | 2711.13 | 2911.13 | 2911.13 | 2881.1301 | 2881.1306 | 2881.1306 | 2888.1006 | 2856.1306 | 2856.1306 | 2856.1306 | 2863.1006 | 2856.1306 | 2856.1306 | 2856.1313 | 2922.3572 | 3004.4918 | 2753.7918 | 2460.3618 | 2447.8118 | 2237.8118 | 461.8118 | 421.3618 | 310.3618
Option 3 AT | SA |  | 4h | 0 | 556 | 556.0001 | 556.0001 | 556.0001 | 556.0001 | 556.0001 | 300.0001 | 556.0001 | 556.0001 | 556.0001 | 300.0001 | 556.0001 | 556.0001 | 556.0002 | 556.0002 | 556.0002 | 556.0002 | 300.0002 | 556.0002 | 556.0002 | 0.00017966 | 0.00011576 | 0.00010924
Option 3 AT | SA |  | 8h | 0 | 0 | 318.86 | 318.86 | 564.8599 | 564.8599 | 564.8599 | 1055.4779 | 1055.4779 | 1213.6753 | 1213.6753 | 1213.6754 | 2288.8498 | 2608.5978 | 2940.9176 | 3065.0794 | 3319.0583 | 3568.5125 | 3568.5125 | 3591.1936 | 4454.0887 | 4844.2448 | 7720.7694 | 7720.7694
Option 3 AT | SA |  | CCGT | 1309 | 1129 | 529 | 529 | 529 | 529 | 529 | 529 | 529 | 529 | 529 | 0 | 0 | 0 | 0 | 0 | 0 | 0 | 0 | 0 | 0 | 0 | 0 | 0
Option 3 AT | SA |  | Coordinated CER | 178.135 | 244.708 | 323.339 | 368.695 | 433.083 | 504.925 | 585.242 | 679.496 | 783.148 | 897.342 | 1023.315 | 1164.171 | 1316.05 | 1473.48 | 1652.96 | 1842.228 | 2049.146 | 2265.318 | 2496.514 | 2737.615 | 2985.972 | 3243.929 | 3511.136 | 3788.63
Option 3 AT | SA |  | Distributed PV | 3375.932 | 3586.659 | 3784.152 | 3995.398 | 4225.268 | 4402.077 | 4566.115 | 4746.319 | 4925.157 | 5125.569 | 5369.66 | 5615.076 | 5884.533 | 6191.517 | 6520.235 | 6818.856 | 7110.128 | 7431.429 | 7770.539 | 8060.469 | 8313.052 | 8610.529 | 8894.65 | 9172.96
Option 3 AT | SA |  | Liquid Fuel | 413.38 | 276.88 | 276.88 | 276.88 | 276.88 | 276.88 | 276.88 | 276.88 | 276.88 | 276.88 | 276.88 | 276.88 | 276.88 | 276.88 | 276.88 | 276.88 | 276.88 | 276.88 | 276.88 | 276.88 | 122.88 | 122.88 | 122.88 | 122.88
Option 3 AT | SA |  | OCGT | 1175.26 | 1175.26 | 1175.26 | 1175.26 | 929.26 | 929.26 | 993.4048 | 1164.0782 | 1164.0782 | 1084.0782 | 1048.1782 | 1048.1782 | 1048.1782 | 1048.1782 | 844.4182 | 844.4182 | 844.4182 | 844.4182 | 577.1247 | 762.0672 | 926.0844 | 926.0844 | 1209.2332 | 1362.2364
Option 3 AT | SA |  | Solar | 935.8801 | 1770.9842 | 1908.1843 | 1908.1843 | 2530.0313 | 2525.4714 | 3800.3064 | 4458.2001 | 4458.2001 | 5901.194 | 6816.3267 | 6816.3267 | 8786.523 | 12396.0448 | 13267.0851 | 14078.405 | 15299.4317 | 15299.4317 | 15263.1307 | 15942.506 | 17986.1196 | 17909.1196 | 24476.3495 | 24381.3495
Option 3 AT | SA |  | Wind | 2722.04 | 2722.04 | 2971.5127 | 3246.5127 | 3714.2645 | 3623.5145 | 3623.5145 | 4309.0376 | 4812.495 | 4542.315 | 6035.7586 | 6035.7586 | 6540.7263 | 6214.0263 | 6175.0263 | 6175.0263 | 6175.0264 | 7204.7342 | 7204.7342 | 7524.1618 | 7524.1618 | 7524.1618 | 7323.1818 | 7127.4918
Option 3 AT | SA | CSA | 2h | 1059.68 | 2187.2897 | 2387.2897 | 2387.2897 | 2357.2897 | 2357.2897 | 2357.2897 | 2363.7097 | 2357.2897 | 2357.2897 | 2357.2897 | 2363.7097 | 2357.2897 | 2357.2897 | 2357.2897 | 2345.2897 | 2345.2897 | 2094.5897 | 1800.6097 | 1798.6097 | 1588.6097 | 261 | 261 | 150
Option 3 AT | SA | CSA | 4h | 0 | 306 | 306.0001 | 306.0001 | 306.0001 | 306.0001 | 306.0001 | 50.0001 | 306.0001 | 306.0001 | 306.0001 | 50.0001 | 306.0001 | 306.0001 | 306.0002 | 306.0002 | 306.0002 | 306.0002 | 50.0002 | 306.0002 | 306.0002 | 0.00017966 | 0.00011576 | 0.00010924
Option 3 AT | SA | CSA | 8h | 0 | 0 | 134.9769 | 134.9769 | 134.977 | 134.977 | 134.977 | 134.977 | 134.977 | 193.3913 | 193.3913 | 193.3914 | 686.943 | 851.1759 | 1159.343 | 1159.343 | 1159.343 | 1408.7972 | 1408.7972 | 1431.4784 | 1989.9673 | 2365.7809 | 2738.8839 | 2738.8839
Option 3 AT | SA | CSA | CCGT | 1309 | 1129 | 529 | 529 | 529 | 529 | 529 | 529 | 529 | 529 | 529 | 0 | 0 | 0 | 0 | 0 | 0 | 0 | 0 | 0 | 0 | 0 | 0 | 0
Option 3 AT | SA | CSA | Coordinated CER | 159.515 | 219.125 | 289.578 | 330.177 | 387.803 | 452.133 | 524.089 | 608.689 | 701.773 | 804.361 | 917.556 | 1044.134 | 1180.631 | 1322.135 | 1483.142 | 1652.921 | 1838.454 | 2032.307 | 2239.615 | 2455.82 | 2678.502 | 2909.834 | 3149.518 | 3398.501
Option 3 AT | SA | CSA | Distributed PV | 3050.439 | 3234.165 | 3407.605 | 3591.507 | 3788.877 | 3944.32 | 4089.166 | 4246.241 | 4402.426 | 4577.125 | 4788.577 | 5004.359 | 5240.889 | 5506.984 | 5789.151 | 6046.688 | 6296.789 | 6568.189 | 6855.678 | 7103.989 | 7322.569 | 7574.623 | 7815.61 | 8051.765
Option 3 AT | SA | CSA | Liquid Fuel | 276.88 | 276.88 | 276.88 | 276.88 | 276.88 | 276.88 | 276.88 | 276.88 | 276.88 | 276.88 | 276.88 | 276.88 | 276.88 | 276.88 | 276.88 | 276.88 | 276.88 | 276.88 | 276.88 | 276.88 | 122.88 | 122.88 | 122.88 | 122.88
Option 3 AT | SA | CSA | OCGT | 1095.26 | 1095.26 | 1095.26 | 1095.26 | 849.26 | 849.26 | 850.2465 | 961.1547 | 961.1547 | 961.1547 | 925.2547 | 925.2547 | 925.2547 | 925.2547 | 721.4947 | 721.4947 | 721.4947 | 721.4947 | 408.4987 | 399.8473 | 563.8645 | 563.8645 | 847.0133 | 1000.0165
Option 3 AT | SA | CSA | Solar | 74.5401 | 328.1802 | 465.3802 | 465.3803 | 465.3812 | 460.8212 | 824.6363 | 969.6803 | 969.6803 | 1524.2955 | 2429.2966 | 2429.2966 | 3133.1223 | 6577.0775 | 7314.8007 | 7672.1076 | 8308.4866 | 8308.4866 | 8491.4256 | 8913.7858 | 9965.83 | 9965.83 | 10543.9304 | 10543.9304
Option 3 AT | SA | CSA | Wind | 1765.01 | 1765.01 | 2014.4825 | 2289.4825 | 2599.2622 | 2599.2622 | 2599.2622 | 3090.4099 | 3133.3101 | 3061.9101 | 3557.1625 | 3557.1625 | 3557.1625 | 3230.4625 | 3230.4625 | 3230.4625 | 3230.4625 | 3943.4253 | 3943.4253 | 4299.9156 | 4299.9156 | 4299.9156 | 4098.9356 | 3903.2456
Option 3 AT | SA | NSA | 2h | 10 | 458.3903 | 458.3903 | 458.3903 | 458.3904 | 458.3908 | 458.3908 | 458.3908 | 458.3908 | 458.3909 | 458.3909 | 458.3909 | 458.3909 | 458.3909 | 458.3916 | 536.6174 | 618.7521 | 618.7521 | 618.7521 | 608.7521 | 608.7521 | 160.3618 | 160.3618 | 160.3618
Option 3 AT | SA | NSA | 8h | 0 | 0 | 183.8831 | 183.8831 | 429.883 | 429.883 | 429.883 | 920.5009 | 920.5009 | 1020.2841 | 1020.2841 | 1020.2841 | 1601.9068 | 1757.4218 | 1781.5746 | 1905.7364 | 2159.7153 | 2159.7153 | 2159.7153 | 2159.7153 | 2464.1214 | 2478.4639 | 4981.8856 | 4981.8856
Option 3 AT | SA | NSA | Coordinated CER | 9.759 | 13.4 | 17.665 | 20.138 | 23.667 | 27.576 | 31.912 | 36.893 | 42.332 | 48.291 | 54.835 | 62.127 | 69.961 | 78.06 | 87.465 | 97.376 | 108.242 | 119.576 | 131.699 | 144.335 | 157.367 | 170.88 | 184.849 | 199.32
Option 3 AT | SA | NSA | Distributed PV | 178.175 | 193.045 | 206.04 | 221.037 | 239.237 | 250.655 | 260.829 | 273.42 | 285.685 | 299.634 | 317.519 | 333.207 | 350.647 | 372.847 | 398.527 | 420.947 | 443.567 | 471.708 | 500.635 | 523.537 | 541.85 | 567.275 | 591.37 | 614.896
Option 3 AT | SA | NSA | Liquid Fuel | 73.5 | 0 | 0 | 0 | 0 | 0 | 0 | 0 | 0 | 0 | 0 | 0 | 0 | 0 | 0 | 0 | 0 | 0 | 0 | 0 | 0 | 0 | 0 | 0
Option 3 AT | SA | NSA | OCGT | 0 | 0 | 0 | 0 | 0 | 0 | 63.1583 | 122.9235 | 122.9235 | 122.9235 | 122.9235 | 122.9235 | 122.9235 | 122.9235 | 122.9235 | 122.9235 | 122.9235 | 122.9235 | 168.626 | 362.2199 | 362.2199 | 362.2199 | 362.2199 | 362.2199
Option 3 AT | SA | NSA | Solar | 643.24 | 1224.704 | 1224.704 | 1224.704 | 1846.5501 | 1846.5501 | 2757.57 | 3270.4198 | 3270.4198 | 4158.7984 | 4168.9299 | 4168.9299 | 5435.3006 | 5600.8672 | 5734.1811 | 6224.294 | 6808.9412 | 6808.9412 | 6589.7012 | 6846.7163 | 7838.2857 | 7761.2857 | 13716.8412 | 13716.8412
Option 3 AT | SA | NSA | Wind | 632.53 | 632.53 | 632.5302 | 632.5302 | 790.5022 | 699.7522 | 699.7522 | 894.1277 | 1339.8037 | 1267.5237 | 1503.7111 | 1503.7111 | 2167.6787 | 2167.6787 | 2167.6788 | 2167.6788 | 2167.6788 | 2167.6789 | 2167.6789 | 2130.6161 | 2130.6161 | 2130.6161 | 2130.6161 | 2130.6161
Option 3 AT | SA | SESA | 2h | 65.45 | 65.45 | 65.45 | 65.45 | 65.45 | 65.45 | 65.45 | 66 | 40.45 | 40.45 | 40.45 | 41 | 40.45 | 40.45 | 40.45 | 40.45 | 40.45 | 40.45 | 41 | 40.45 | 40.45 | 40.45 | 0 | 0
Option 3 AT | SA | SESA | 4h | 0 | 250 | 250 | 250 | 250 | 250 | 250 | 250 | 250 | 250 | 250 | 250 | 250 | 250 | 250 | 250 | 250 | 250 | 250 | 250 | 250 | 0 | 0 | 0
Option 3 AT | SA | SESA | Coordinated CER | 8.861 | 12.183 | 16.096 | 18.38 | 21.613 | 25.216 | 29.241 | 33.914 | 39.043 | 44.69 | 50.924 | 57.91 | 65.458 | 73.285 | 82.353 | 91.931 | 102.45 | 113.435 | 125.2 | 137.46 | 150.103 | 163.215 | 176.769 | 190.809
Option 3 AT | SA | SESA | Distributed PV | 147.318 | 159.449 | 170.507 | 182.854 | 197.154 | 207.102 | 216.12 | 226.658 | 237.046 | 248.81 | 263.564 | 277.51 | 292.997 | 311.686 | 332.557 | 351.221 | 369.772 | 391.532 | 414.226 | 432.943 | 448.633 | 468.631 | 487.67 | 506.299
Option 3 AT | SA | SESA | Liquid Fuel | 63 | 0 | 0 | 0 | 0 | 0 | 0 | 0 | 0 | 0 | 0 | 0 | 0 | 0 | 0 | 0 | 0 | 0 | 0 | 0 | 0 | 0 | 0 | 0
Option 3 AT | SA | SESA | OCGT | 80 | 80 | 80 | 80 | 80 | 80 | 80 | 80 | 80 | 0 | 0 | 0 | 0 | 0 | 0 | 0 | 0 | 0 | 0 | 0 | 0 | 0 | 0 | 0
Option 3 AT | SA | SESA | Solar | 218.1 | 218.1 | 218.1 | 218.1001 | 218.1001 | 218.1001 | 218.1001 | 218.1001 | 218.1001 | 218.1001 | 218.1001 | 218.1001 | 218.1001 | 218.1002 | 218.1033 | 182.0034 | 182.0039 | 182.0039 | 182.0039 | 182.0039 | 182.0039 | 182.0039 | 215.5779 | 120.5779
Option 3 AT | SA | SESA | Wind | 324.5 | 324.5 | 324.5 | 324.5 | 324.5001 | 324.5001 | 324.5001 | 324.5001 | 339.3812 | 212.8812 | 974.885 | 974.885 | 815.885 | 815.885 | 776.885 | 776.8851 | 776.8851 | 1093.6301 | 1093.6301 | 1093.6301 | 1093.6301 | 1093.6301 | 1093.6301 | 1093.6301
Option 3 AT | TAS |  | 24h | 0 | 0 | 0 | 0 | 0 | 0 | 0 | 0 | 0 | 1.05e-06 | 1.05e-06 | 1.05e-06 | 9.71e-06 | 9.71e-06 | 1.132e-05 | 1.283e-05 | 1.283e-05 | 1.283e-05 | 1.283e-05 | 1.283e-05 | 1.283e-05 | 1.283e-05 | 1.283e-05 | 1.283e-05
Option 3 AT | TAS |  | 2h | 0 | 3.962e-05 | 6.258e-05 | 7.999e-05 | 0.00011471 | 0.00015236 | 0.00015236 | 0.00015236 | 0.00015236 | 0.00015236 | 0.00015236 | 0.00015236 | 0.00060215 | 0.00083245 | 0.00083406 | 0.00083506 | 0.00083506 | 0.00083506 | 0.00083506 | 0.00083506 | 0.0008478 | 57.7792 | 57.7792 | 57.7792
Option 3 AT | TAS |  | 4h | 0 | 1.984e-05 | 3.334e-05 | 4.343e-05 | 6.556e-05 | 9.896e-05 | 9.896e-05 | 9.896e-05 | 0.00010021 | 0.00010021 | 0.00010021 | 0.00010021 | 0.00012723 | 0.0001408 | 0.00017379 | 0.00017763 | 0.00017763 | 0.00017763 | 0.00017763 | 0.00017763 | 0.00017763 | 0.00015926 | 0.00014577 | 0.00013568
Option 3 AT | TAS |  | 8h | 0 | 0 | 1.771e-05 | 2.929e-05 | 3.452e-05 | 3.948e-05 | 3.948e-05 | 3.948e-05 | 3.948e-05 | 3.948e-05 | 3.948e-05 | 3.948e-05 | 6.054e-05 | 6.75e-05 | 6.944e-05 | 7.566e-05 | 7.566e-05 | 7.566e-05 | 7.566e-05 | 7.566e-05 | 7.566e-05 | 7.566e-05 | 5.795e-05 | 4.638e-05
Option 3 AT | TAS |  | CCGT | 208 | 208 | 208 | 208 | 208 | 208 | 208 | 208 | 208 | 208 | 208 | 208 | 208 | 208 | 208 | 208 | 208 | 208 | 208 | 208 | 208 | 208 | 208 | 208
Option 3 AT | TAS |  | CST | 0 | 0 | 0 | 0 | 0 | 0 | 0 | 0 | 0 | 0 | 0 | 0 | 0 | 0 | 0 | 0 | 0 | 0 | 0 | 0 | 0 | 0 | 0 | 0
Option 3 AT | TAS |  | Coordinated CER | 9.551 | 16.269 | 25.04 | 39.424 | 49.803 | 61.85 | 75.675 | 93.581 | 113.878 | 136.979 | 162.751 | 191.631 | 223.804 | 258.185 | 295.645 | 335.395 | 379.141 | 425.617 | 475.444 | 527.798 | 582.387 | 639.697 | 700.346 | 762.595
Option 3 AT | TAS |  | Distributed PV | 481.17 | 546.969 | 607.997 | 686.48 | 773.942 | 820.014 | 852.266 | 890.096 | 925.743 | 975.42 | 1043.676 | 1097.356 | 1154.802 | 1235.651 | 1337.164 | 1427.769 | 1518.224 | 1639.301 | 1758.668 | 1852.636 | 1922.182 | 2023.036 | 2115.568 | 2205.629
Option 3 AT | TAS |  | Hydro | 2176.7 | 2176.7 | 2176.7 | 2176.7 | 2566.7 | 2566.7 | 2566.7 | 2566.7 | 2566.7 | 2566.7 | 2566.7 | 2566.7 | 2566.7 | 2566.7 | 2566.7 | 2566.7 | 2566.7 | 2566.7 | 2566.7 | 2566.7 | 2566.7 | 2566.7 | 2566.7 | 2566.7
Option 3 AT | TAS |  | OCGT | 178 | 178 | 178 | 178 | 178 | 178 | 178 | 356.8195 | 356.8195 | 356.8195 | 356.8195 | 356.8195 | 378.3948 | 378.3948 | 258.3948 | 258.3948 | 258.3948 | 258.3948 | 258.3948 | 258.3948 | 271.053 | 271.053 | 271.053 | 379.6341
Option 3 AT | TAS |  | PHES | 0 | 0 | 0 | 0 | 0 | 0 | 0 | 0 | 0 | 4.47e-06 | 4.47e-06 | 4.47e-06 | 7.514e-05 | 7.514e-05 | 7.514e-05 | 0.00011587 | 0.00011587 | 0.00011587 | 0.00011587 | 0.00011587 | 0.00011587 | 0.00011587 | 0.00011587 | 0.00011587
Option 3 AT | TAS |  | Solar | 413.6554 | 729.3945 | 1016.3945 | 1016.3945 | 1016.3945 | 1016.3945 | 1016.3945 | 1016.3945 | 1016.3945 | 1016.3945 | 1032.3902 | 1032.3902 | 1255.726 | 1448.739 | 1448.739 | 1448.7391 | 1448.7391 | 1448.7391 | 1448.7391 | 1448.7391 | 1448.7391 | 1448.7391 | 1448.7391 | 1448.7391
Option 3 AT | TAS |  | Wind | 561.6 | 582.4 | 1390.1402 | 1466.661 | 1509.3371 | 1724.2635 | 1724.2635 | 1724.2635 | 1779.6278 | 2202.5584 | 2214.4438 | 2263.2737 | 2303.1307 | 2502.8978 | 2502.8978 | 2701.884 | 2701.884 | 2701.8841 | 2609.5265 | 2656.5693 | 2656.5693 | 3168.2766 | 3557.7736 | 3557.7736
Option 3 AT | TAS | TAS | 24h | 0 | 0 | 0 | 0 | 0 | 0 | 0 | 0 | 0 | 1.05e-06 | 1.05e-06 | 1.05e-06 | 9.71e-06 | 9.71e-06 | 1.132e-05 | 1.283e-05 | 1.283e-05 | 1.283e-05 | 1.283e-05 | 1.283e-05 | 1.283e-05 | 1.283e-05 | 1.283e-05 | 1.283e-05
Option 3 AT | TAS | TAS | 2h | 0 | 3.962e-05 | 6.258e-05 | 7.999e-05 | 0.00011471 | 0.00015236 | 0.00015236 | 0.00015236 | 0.00015236 | 0.00015236 | 0.00015236 | 0.00015236 | 0.00060215 | 0.00083245 | 0.00083406 | 0.00083506 | 0.00083506 | 0.00083506 | 0.00083506 | 0.00083506 | 0.0008478 | 57.7792 | 57.7792 | 57.7792
Option 3 AT | TAS | TAS | 4h | 0 | 1.984e-05 | 3.334e-05 | 4.343e-05 | 6.556e-05 | 9.896e-05 | 9.896e-05 | 9.896e-05 | 0.00010021 | 0.00010021 | 0.00010021 | 0.00010021 | 0.00012723 | 0.0001408 | 0.00017379 | 0.00017763 | 0.00017763 | 0.00017763 | 0.00017763 | 0.00017763 | 0.00017763 | 0.00015926 | 0.00014577 | 0.00013568
Option 3 AT | TAS | TAS | 8h | 0 | 0 | 1.771e-05 | 2.929e-05 | 3.452e-05 | 3.948e-05 | 3.948e-05 | 3.948e-05 | 3.948e-05 | 3.948e-05 | 3.948e-05 | 3.948e-05 | 6.054e-05 | 6.75e-05 | 6.944e-05 | 7.566e-05 | 7.566e-05 | 7.566e-05 | 7.566e-05 | 7.566e-05 | 7.566e-05 | 7.566e-05 | 5.795e-05 | 4.638e-05
Option 3 AT | TAS | TAS | CCGT | 208 | 208 | 208 | 208 | 208 | 208 | 208 | 208 | 208 | 208 | 208 | 208 | 208 | 208 | 208 | 208 | 208 | 208 | 208 | 208 | 208 | 208 | 208 | 208
Option 3 AT | TAS | TAS | CST | 0 | 0 | 0 | 0 | 0 | 0 | 0 | 0 | 0 | 0 | 0 | 0 | 0 | 0 | 0 | 0 | 0 | 0 | 0 | 0 | 0 | 0 | 0 | 0
Option 3 AT | TAS | TAS | Coordinated CER | 9.551 | 16.269 | 25.04 | 39.424 | 49.803 | 61.85 | 75.675 | 93.581 | 113.878 | 136.979 | 162.751 | 191.631 | 223.804 | 258.185 | 295.645 | 335.395 | 379.141 | 425.617 | 475.444 | 527.798 | 582.387 | 639.697 | 700.346 | 762.595
Option 3 AT | TAS | TAS | Distributed PV | 481.17 | 546.969 | 607.997 | 686.48 | 773.942 | 820.014 | 852.266 | 890.096 | 925.743 | 975.42 | 1043.676 | 1097.356 | 1154.802 | 1235.651 | 1337.164 | 1427.769 | 1518.224 | 1639.301 | 1758.668 | 1852.636 | 1922.182 | 2023.036 | 2115.568 | 2205.629
Option 3 AT | TAS | TAS | Hydro | 2176.7 | 2176.7 | 2176.7 | 2176.7 | 2566.7 | 2566.7 | 2566.7 | 2566.7 | 2566.7 | 2566.7 | 2566.7 | 2566.7 | 2566.7 | 2566.7 | 2566.7 | 2566.7 | 2566.7 | 2566.7 | 2566.7 | 2566.7 | 2566.7 | 2566.7 | 2566.7 | 2566.7
Option 3 AT | TAS | TAS | OCGT | 178 | 178 | 178 | 178 | 178 | 178 | 178 | 356.8195 | 356.8195 | 356.8195 | 356.8195 | 356.8195 | 378.3948 | 378.3948 | 258.3948 | 258.3948 | 258.3948 | 258.3948 | 258.3948 | 258.3948 | 271.053 | 271.053 | 271.053 | 379.6341
Option 3 AT | TAS | TAS | PHES | 0 | 0 | 0 | 0 | 0 | 0 | 0 | 0 | 0 | 4.47e-06 | 4.47e-06 | 4.47e-06 | 7.514e-05 | 7.514e-05 | 7.514e-05 | 0.00011587 | 0.00011587 | 0.00011587 | 0.00011587 | 0.00011587 | 0.00011587 | 0.00011587 | 0.00011587 | 0.00011587
Option 3 AT | TAS | TAS | Solar | 413.6554 | 729.3945 | 1016.3945 | 1016.3945 | 1016.3945 | 1016.3945 | 1016.3945 | 1016.3945 | 1016.3945 | 1016.3945 | 1032.3902 | 1032.3902 | 1255.726 | 1448.739 | 1448.739 | 1448.7391 | 1448.7391 | 1448.7391 | 1448.7391 | 1448.7391 | 1448.7391 | 1448.7391 | 1448.7391 | 1448.7391
Option 3 AT | TAS | TAS | Wind | 561.6 | 582.4 | 1390.1402 | 1466.661 | 1509.3371 | 1724.2635 | 1724.2635 | 1724.2635 | 1779.6278 | 2202.5584 | 2214.4438 | 2263.2737 | 2303.1307 | 2502.8978 | 2502.8978 | 2701.884 | 2701.884 | 2701.8841 | 2609.5265 | 2656.5693 | 2656.5693 | 3168.2766 | 3557.7736 | 3557.7736
Option 3 AT | VIC |  | 1h | 0 | 3.17 | 3.17 | 3.17 | 3.17 | 3.17 | 3.17 | 3.17 | 3.17 | 3.17 | 3.17 | 3.17 | 3.17 | 3.17 | 3.17 | 3.17 | 3.17 | 3.17 | 3.17 | 3.17 | 3.17 | 3.17 | 3.17 | 3.17
Option 3 AT | VIC |  | 2h | 1954.07 | 3443.5701 | 3607.5901 | 3597.9901 | 3597.9901 | 3597.9901 | 3751.3301 | 3803.4601 | 3803.4601 | 3803.4601 | 3803.4601 | 3706.1001 | 3798.4601 | 3798.4601 | 3701.1001 | 3401.1001 | 3401.1001 | 3251.1001 | 3051.1001 | 3048.4601 | 2461.1001 | 1784.4401 | 1787.08 | 1767.08
Option 3 AT | VIC |  | 4h | 0 | 1704.826 | 2230.7681 | 2230.7681 | 2230.7681 | 2230.7681 | 2245.1981 | 2230.7681 | 2230.7681 | 2230.7681 | 2230.7681 | 2245.1981 | 2230.7681 | 2230.7681 | 2245.1981 | 2245.1981 | 2245.1981 | 2245.1981 | 2245.1981 | 2230.7681 | 2245.1981 | 374.7421 | 220.03 | 220.03
Option 3 AT | VIC |  | 8h | 0 | 0 | 0.00044942 | 0.00047125 | 0.00048349 | 0.00050142 | 0.00050142 | 0.00051201 | 0.00051569 | 0.00051569 | 0.00051569 | 0.00051569 | 1216.0772 | 3844.0996 | 4683.3219 | 4683.3219 | 4683.3219 | 4683.3219 | 4683.3219 | 4683.3219 | 4795.3837 | 5224.4968 | 6220.8411 | 6220.8411
Option 3 AT | VIC |  | Brown Coal | 4820 | 4820 | 3370 | 2210 | 2210 | 2210 | 2210 | 0 | 0 | 0 | 0 | 0 | 0 | 0 | 0 | 0 | 0 | 0 | 0 | 0 | 0 | 0 | 0 | 0
Option 3 AT | VIC |  | CCGT | 500 | 500 | 500 | 500 | 500 | 500 | 500 | 500 | 500 | 500 | 500 | 500 | 500 | 500 | 0 | 0 | 0 | 0 | 0 | 0 | 0 | 0 | 0 | 0
Option 3 AT | VIC |  | Coordinated CER | 184.588 | 296.826 | 442.892 | 655.898 | 829.481 | 1029.235 | 1257.175 | 1525.124 | 1823.434 | 2157.824 | 2526.274 | 2934.501 | 3393.656 | 3872.36 | 4442.266 | 5048.683 | 5717.164 | 6430.314 | 7198.174 | 8007.341 | 8854.379 | 9745.51 | 10690.345 | 11665.948
Option 3 AT | VIC |  | Distributed PV | 7292.424 | 8145.975 | 8959.385 | 9821.918 | 10719.698 | 11356.294 | 11927.851 | 12533.762 | 13168.755 | 13951.246 | 14882.583 | 15789.654 | 16786.8 | 17935.461 | 19199.953 | 20423.55 | 21661.978 | 23040.446 | 24455.108 | 25717.823 | 26853.728 | 28158.933 | 29409.09 | 30644.819
Option 3 AT | VIC |  | Hydro | 2267.02 | 2267.02 | 2267.02 | 2267.02 | 2267.02 | 2267.02 | 2267.02 | 2267.02 | 2267.02 | 2267.02 | 2267.02 | 2267.02 | 2267.02 | 2267.02 | 2267.02 | 2267.02 | 2267.02 | 2267.02 | 2267.02 | 2267.02 | 2267.02 | 2267.02 | 2267.02 | 2267.02
Option 3 AT | VIC |  | OCGT | 1900 | 1900 | 1900 | 1900 | 1900 | 1900 | 1900 | 2841.2268 | 2841.2268 | 2841.2268 | 2841.2268 | 2841.2268 | 3181.0857 | 2741.0857 | 2741.0857 | 3991.6909 | 3897.6909 | 3897.6909 | 3897.6909 | 3897.6909 | 4144.9941 | 3560.9941 | 3859.4919 | 5521.7229
Option 3 AT | VIC |  | Offshore Wind | 0 | 0 | 0 | 0 | 0 | 2000 | 2667 | 3333 | 4000 | 5000 | 6000 | 7000 | 8000 | 9000 | 9000 | 9000 | 9000 | 9000 | 9000 | 9000 | 9000 | 9000 | 9000 | 9000
Option 3 AT | VIC |  | Solar | 2233.5601 | 4493.4323 | 5062.5023 | 5062.5023 | 5062.5023 | 5062.5024 | 5242.1662 | 7028.3389 | 7028.3389 | 7820.8307 | 7820.8308 | 7820.8308 | 11640.4239 | 20126.7356 | 22981.3071 | 23301.266 | 23301.266 | 23301.2661 | 23201.2961 | 23174.1261 | 23882.122 | 23882.122 | 26770.4332 | 26394.5032
Option 3 AT | VIC |  | Wind | 5270.28 | 5990.85 | 8874.5328 | 9490.85 | 10038.35 | 10008.35 | 10008.35 | 11003.8899 | 11353.7133 | 11353.7133 | 13313.6873 | 13250.6773 | 13619.0257 | 13619.0257 | 13360.7257 | 13360.7257 | 13310.1757 | 12992.9757 | 13399.5944 | 13690.7255 | 13924.2348 | 13548.9824 | 15670.7299 | 15012.6299
Option 3 AT | VIC | MEL | 2h | 1090 | 1205.0001 | 1205.0001 | 1205.0001 | 1205.0001 | 1205.0001 | 1455.0001 | 1455.0001 | 1455.0001 | 1455.0001 | 1455.0001 | 1455.0001 | 1455.0001 | 1455.0001 | 1455.0001 | 1155.0001 | 1155.0001 | 1155.0001 | 955.0001 | 955.0001 | 715.0001 | 600.0001 | 600 | 600
Option 3 AT | VIC | MEL | 4h | 0 | 1354.826 | 1516.7681 | 1516.7681 | 1516.7681 | 1516.7681 | 1516.7681 | 1516.7681 | 1516.7681 | 1516.7681 | 1516.7681 | 1516.7681 | 1516.7681 | 1516.7681 | 1516.7681 | 1516.7681 | 1516.7681 | 1516.7681 | 1516.7681 | 1516.7681 | 1516.7681 | 161.9421 | 2.079e-05 | 2.079e-05
Option 3 AT | VIC | MEL | 8h | 0 | 0 | 0.00011668 | 0.00011668 | 0.00011668 | 0.00011668 | 0.00011668 | 0.00011668 | 0.00011801 | 0.00011801 | 0.00011801 | 0.00011801 | 779.8869 | 956.9649 | 976.574 | 976.574 | 976.574 | 976.574 | 976.574 | 976.574 | 976.574 | 1405.6872 | 1405.6871 | 1405.6871
Option 3 AT | VIC | MEL | CCGT | 500 | 500 | 500 | 500 | 500 | 500 | 500 | 500 | 500 | 500 | 500 | 500 | 500 | 500 | 0 | 0 | 0 | 0 | 0 | 0 | 0 | 0 | 0 | 0
Option 3 AT | VIC | MEL | Coordinated CER | 134.158 | 216.707 | 325.039 | 482.918 | 612.984 | 763.266 | 935.247 | 1138.715 | 1365.808 | 1620.8 | 1902.401 | 2214.8 | 2566.636 | 2934.384 | 3370.964 | 3836.288 | 4349.187 | 4896.881 | 5487.287 | 6110.044 | 6762.535 | 7449.698 | 8178.755 | 8932.664
Option 3 AT | VIC | MEL | Distributed PV | 5002.263 | 5579.27 | 6139.469 | 6721.607 | 7312.598 | 7754.939 | 8152.594 | 8564.407 | 8996.199 | 9526.104 | 10154.201 | 10791.764 | 11487.232 | 12266.873 | 13110.582 | 13944.209 | 14782.202 | 15682.546 | 16612.243 | 17467.309 | 18262.727 | 19131.706 | 19971.607 | 20803.079
Option 3 AT | VIC | MEL | OCGT | 482 | 482 | 482 | 482 | 482 | 482 | 482 | 683.6296 | 683.6296 | 683.6296 | 683.6296 | 683.6296 | 1023.4884 | 1023.4884 | 1023.4884 | 2274.0937 | 2274.0937 | 2274.0937 | 2274.0937 | 2274.0937 | 2521.3968 | 2521.3968 | 2521.3968 | 4183.6278
Option 3 AT | VIC | MEL | Solar | 349 | 349 | 349 | 349 | 349 | 349 | 349 | 349 | 349 | 349 | 349 | 349 | 349 | 349 | 349 | 349 | 349 | 349 | 349 | 349 | 349 | 349 | 349 | 349
Option 3 AT | VIC | SEV | 2h | 255 | 416.44 | 416.44 | 416.44 | 416.44 | 416.44 | 419.08 | 416.44 | 416.44 | 416.44 | 416.44 | 419.08 | 411.44 | 411.44 | 414.08 | 414.08 | 414.08 | 264.08 | 264.08 | 161.44 | 164.08 | 61.44 | 64.08 | 64.08
Option 3 AT | VIC | SEV | 4h | 0 | 350 | 350 | 350 | 350 | 350 | 350 | 350 | 350 | 350 | 350 | 350 | 350 | 350 | 350 | 350 | 350 | 350 | 350 | 350 | 350 | 0 | 0 | 0
Option 3 AT | VIC | SEV | 8h | 0 | 0 | 0.00011434 | 0.00011434 | 0.00011434 | 0.00012797 | 0.00012797 | 0.0001297 | 0.00013073 | 0.00013073 | 0.00013073 | 0.00013073 | 0.00067014 | 0.0009827 | 0.0011324 | 0.0011324 | 0.0011324 | 0.0011324 | 0.0011324 | 0.0011324 | 0.0011324 | 0.0011391 | 0.0010248 | 0.0010248
Option 3 AT | VIC | SEV | Brown Coal | 4820 | 4820 | 3370 | 2210 | 2210 | 2210 | 2210 | 0 | 0 | 0 | 0 | 0 | 0 | 0 | 0 | 0 | 0 | 0 | 0 | 0 | 0 | 0 | 0 | 0
Option 3 AT | VIC | SEV | Coordinated CER | 12.969 | 20.603 | 30.291 | 44.402 | 55.49 | 68.09 | 82.337 | 98.736 | 116.835 | 137.008 | 159.073 | 183.417 | 210.697 | 238.885 | 272.751 | 308.568 | 348.047 | 390.007 | 435.006 | 482.235 | 531.487 | 583.084 | 637.637 | 693.618
Option 3 AT | VIC | SEV | Distributed PV | 487.276 | 555.051 | 618.107 | 686.727 | 760.795 | 809.341 | 852.656 | 900.296 | 949.958 | 1011.517 | 1085.216 | 1152.263 | 1226.888 | 1316.685 | 1418.108 | 1513.035 | 1610.082 | 1723.948 | 1839.685 | 1938.296 | 2022.122 | 2126.643 | 2225.303 | 2322.534
Option 3 AT | VIC | SEV | OCGT | 834 | 834 | 834 | 834 | 834 | 834 | 834 | 834 | 834 | 834 | 834 | 834 | 834 | 394 | 394 | 394 | 300 | 300 | 300 | 300 | 300 | 300 | 300 | 300
Option 3 AT | VIC | SEV | Offshore Wind | 0 | 0 | 0 | 0 | 0 | 1890.3325 | 2070.1997 | 2736.1997 | 3403.1997 | 4403.1997 | 4735.9274 | 5496.8924 | 6496.8924 | 7496.8924 | 7496.8924 | 7496.8924 | 7496.8924 | 7496.8924 | 7496.8924 | 7496.8924 | 7496.8924 | 7496.8924 | 7496.8924 | 7496.8924
Option 3 AT | VIC | SEV | Solar | 325 | 1386.92 | 1386.92 | 1386.92 | 1386.92 | 1386.92 | 1386.92 | 1386.92 | 1386.92 | 1386.92 | 1386.92 | 1386.92 | 1386.92 | 1386.92 | 1386.92 | 1386.92 | 1386.92 | 1386.92 | 1386.92 | 1386.92 | 1386.92 | 1386.92 | 1386.92 | 1386.92
Option 3 AT | VIC | SEV | Wind | 106.6 | 106.6 | 219.6 | 219.6 | 219.6 | 219.6 | 219.6 | 219.6 | 219.6 | 219.6 | 219.6 | 219.6 | 219.6 | 219.6 | 113 | 113 | 113.0001 | 113.0001 | 113.0001 | 113.0001 | 113.0001 | 113.0001 | 113.0001 | 113.0001
Option 3 AT | VIC | WNV | 1h | 0 | 3.17 | 3.17 | 3.17 | 3.17 | 3.17 | 3.17 | 3.17 | 3.17 | 3.17 | 3.17 | 3.17 | 3.17 | 3.17 | 3.17 | 3.17 | 3.17 | 3.17 | 3.17 | 3.17 | 3.17 | 3.17 | 3.17 | 3.17
Option 3 AT | VIC | WNV | 2h | 609.07 | 1822.13 | 1986.15 | 1976.55 | 1976.55 | 1976.55 | 1877.25 | 1932.02 | 1932.02 | 1932.02 | 1932.02 | 1832.02 | 1932.02 | 1932.02 | 1832.02 | 1832.02 | 1832.02 | 1832.02 | 1832.02 | 1932.02 | 1582.02 | 1123 | 1123 | 1103
Option 3 AT | VIC | WNV | 4h | 0 | 0 | 364 | 364 | 364 | 364 | 378.43 | 364 | 364 | 364 | 364 | 378.43 | 364 | 364 | 378.43 | 378.43 | 378.43 | 378.43 | 378.43 | 364 | 378.43 | 212.8 | 220.03 | 220.03
Option 3 AT | VIC | WNV | 8h | 0 | 0 | 0.0002184 | 0.00024023 | 0.00025247 | 0.00025677 | 0.00025677 | 0.00026563 | 0.00026695 | 0.00026695 | 0.00026695 | 0.00026695 | 436.1897 | 2887.1337 | 3706.7468 | 3706.7468 | 3706.7468 | 3706.7468 | 3706.7468 | 3706.7468 | 3818.8085 | 3818.8085 | 4815.1531 | 4815.1531
Option 3 AT | VIC | WNV | Coordinated CER | 37.461 | 59.516 | 87.562 | 128.578 | 161.007 | 197.879 | 239.591 | 287.673 | 340.791 | 400.016 | 464.8 | 536.284 | 616.323 | 699.091 | 798.551 | 903.827 | 1019.93 | 1143.426 | 1275.881 | 1415.062 | 1560.357 | 1712.728 | 1873.953 | 2039.666
Option 3 AT | VIC | WNV | Distributed PV | 1802.885 | 2011.654 | 2201.809 | 2413.584 | 2646.305 | 2792.014 | 2922.601 | 3069.059 | 3222.598 | 3413.625 | 3643.166 | 3845.627 | 4072.68 | 4351.903 | 4671.263 | 4966.306 | 5269.694 | 5633.952 | 6003.18 | 6312.218 | 6568.879 | 6900.584 | 7212.18 | 7519.206
Option 3 AT | VIC | WNV | Hydro | 2267.02 | 2267.02 | 2267.02 | 2267.02 | 2267.02 | 2267.02 | 2267.02 | 2267.02 | 2267.02 | 2267.02 | 2267.02 | 2267.02 | 2267.02 | 2267.02 | 2267.02 | 2267.02 | 2267.02 | 2267.02 | 2267.02 | 2267.02 | 2267.02 | 2267.02 | 2267.02 | 2267.02
Option 3 AT | VIC | WNV | OCGT | 584 | 584 | 584 | 584 | 584 | 584 | 584 | 1323.5972 | 1323.5972 | 1323.5972 | 1323.5972 | 1323.5972 | 1323.5972 | 1323.5972 | 1323.5972 | 1323.5972 | 1323.5972 | 1323.5972 | 1323.5972 | 1323.5972 | 1323.5972 | 739.5972 | 1038.0951 | 1038.0951
Option 3 AT | VIC | WNV | Offshore Wind | 0 | 0 | 0 | 0 | 0 | 109.6675 | 596.8003 | 596.8003 | 596.8003 | 596.8003 | 1264.0726 | 1503.1076 | 1503.1076 | 1503.1076 | 1503.1076 | 1503.1076 | 1503.1076 | 1503.1076 | 1503.1076 | 1503.1076 | 1503.1076 | 1503.1076 | 1503.1076 | 1503.1076
Option 3 AT | VIC | WNV | Solar | 1559.5602 | 2757.5123 | 3326.5823 | 3326.5823 | 3326.5823 | 3326.5824 | 3506.2462 | 5292.4189 | 5292.4189 | 6084.9107 | 6084.9108 | 6084.9108 | 9904.5039 | 18390.8157 | 21245.3871 | 21565.346 | 21565.346 | 21565.3461 | 21465.3761 | 21438.2061 | 22146.202 | 22146.202 | 25034.5132 | 24658.5832
Option 3 AT | VIC | WNV | Wind | 5163.68 | 5884.25 | 8654.9328 | 9271.25 | 9818.75 | 9788.75 | 9788.75 | 10784.2898 | 11134.1132 | 11134.1132 | 13094.0872 | 13031.0772 | 13399.4256 | 13399.4257 | 13247.7257 | 13247.7257 | 13197.1757 | 12879.9757 | 13286.5944 | 13577.7254 | 13811.2347 | 13435.9824 | 15557.7298 | 14899.6298
Option 4 AT | NEM |  | 12h | 0 | 0 | 0 | 810 | 810 | 810 | 810 | 810 | 810 | 810 | 810 | 810 | 810 | 810 | 810 | 810 | 810 | 810 | 810 | 810 | 810 | 810 | 810 | 810
Option 4 AT | NEM |  | 1h | 472.02 | 875.19 | 875.19 | 875.1901 | 875.1901 | 875.1901 | 875.1901 | 875.1901 | 875.1901 | 875.1901 | 875.1901 | 875.1901 | 875.1901 | 875.1901 | 875.1901 | 875.1901 | 875.1901 | 825.1901 | 825.1901 | 825.1901 | 825.1901 | 825.1901 | 825.19 | 425.19
Option 4 AT | NEM |  | 24h | 0 | 0 | 0 | 0 | 0 | 0 | 0 | 0 | 0 | 3.05e-06 | 3.05e-06 | 3.05e-06 | 9.89e-06 | 1.174e-05 | 1.174e-05 | 1.382e-05 | 1.382e-05 | 1.49e-05 | 1.49e-05 | 1.49e-05 | 1.49e-05 | 1.49e-05 | 1.49e-05 | 1.49e-05
Option 4 AT | NEM |  | 2h | 5850.9701 | 9418.4709 | 9932.4911 | 10222.8916 | 10889.022 | 10889.0239 | 11042.3639 | 11111.3539 | 11059.4939 | 11075.0946 | 11025.0946 | 10919.1046 | 10904.4953 | 11006.6193 | 10905.1582 | 10675.9554 | 10834.1692 | 11709.3477 | 11011.6277 | 10426.4377 | 9648.9676 | 6834.9131 | 7912.465 | 7481.4645
Option 4 AT | NEM |  | 4h | 1893.63 | 5241.565 | 6025.0298 | 6025.0298 | 6025.0299 | 6225.0299 | 6239.4599 | 6010.2499 | 6225.0299 | 6225.0299 | 6225.0299 | 5983.4599 | 6225.03 | 6225.03 | 6280.6801 | 6280.6801 | 6239.4601 | 6983.7213 | 6686.5013 | 6468.0713 | 5723.7213 | 2450.1563 | 2100.7016 | 2100.7015
Option 4 AT | NEM |  | 8h | 325 | 685.9446 | 3195.2699 | 4907.2698 | 6502.7024 | 6883.6358 | 9132.7164 | 10576.0505 | 10708.2838 | 11557.1337 | 11578.589 | 11649.0998 | 15576.041 | 21540.5837 | 24209.8803 | 24662.1487 | 25898.1505 | 28745.0813 | 28745.0813 | 28940.2845 | 29626.8087 | 30590.4123 | 34345.1231 | 32809.7907
Option 4 AT | NEM |  | Biomass | 32 | 32 | 32 | 32 | 32 | 32 | 32 | 32 | 32 | 32 | 32 | 32 | 32 | 32 | 32 | 32 | 32 | 32 | 32 | 32 | 32 | 32 | 32 | 32
Option 4 AT | NEM |  | Black Coal | 16435 | 16435 | 16435 | 3816 | 1086 | 0 | 0 | 0 | 0 | 0 | 0 | 0 | 0 | 0 | 0 | 0 | 0 | 0 | 0 | 0 | 0 | 0 | 0 | 0
Option 4 AT | NEM |  | Brown Coal | 4820 | 4820 | 3370 | 2210 | 2210 | 2210 | 2210 | 0 | 0 | 0 | 0 | 0 | 0 | 0 | 0 | 0 | 0 | 0 | 0 | 0 | 0 | 0 | 0 | 0
Option 4 AT | NEM |  | CCGT | 4334.9 | 4154.9 | 3554.9 | 3554.9 | 3554.9 | 3554.9 | 3554.9 | 3554.9 | 3554.9 | 3554.9 | 3169.9 | 2640.9 | 2553.5 | 2496.5 | 1996.5 | 1996.5 | 1996.5 | 1596.5 | 1596.5 | 952 | 952 | 708 | 708 | 708
Option 4 AT | NEM |  | CST | 0 | 0 | 0 | 0 | 0 | 4.07e-06 | 4.07e-06 | 4.07e-06 | 4.07e-06 | 4.07e-06 | 4.07e-06 | 4.07e-06 | 4.07e-06 | 4.07e-06 | 4.07e-06 | 4.07e-06 | 4.07e-06 | 4.07e-06 | 4.07e-06 | 4.07e-06 | 4.07e-06 | 4.07e-06 | 4.07e-06 | 4.07e-06
Option 4 AT | NEM |  | Coordinated CER | 820.881 | 1262.223 | 1820.912 | 2548.151 | 3177.233 | 3896.7 | 4712.378 | 5669.327 | 6735.058 | 7917.867 | 9221.881 | 10682.013 | 12311.572 | 13997.818 | 15939.689 | 18000.2 | 20274.658 | 22679.291 | 25273.938 | 27979.863 | 30806.91 | 33767.528 | 36863.741 | 40073.023
Option 4 AT | NEM |  | DSP | 6000 | 6000 | 6000 | 6000 | 6000 | 6000 | 6000 | 6000 | 6000 | 6000 | 6000 | 6000 | 6000 | 6000 | 6000 | 6000 | 6000 | 6000 | 6000 | 6000 | 6000 | 6000 | 6000 | 6000
Option 4 AT | NEM |  | Distributed PV | 29919.424 | 32710.995 | 35351.765 | 38252.157 | 41375.709 | 43624.641 | 45701.793 | 47878.618 | 50065.662 | 52654.073 | 55838.291 | 58943.831 | 62353.284 | 66333.514 | 70735.492 | 74854.192 | 78962.63 | 83610.22 | 88415.001 | 92559.237 | 96140.386 | 100432.906 | 104510.882 | 108495.442
Option 4 AT | NEM |  | H2 Reciprocating Engine | 0 | 0 | 400 | 400 | 400 | 400 | 400 | 400 | 400 | 400 | 400 | 400 | 400 | 400 | 400 | 400 | 400 | 400 | 400 | 400 | 400 | 400 | 400 | 400
Option 4 AT | NEM |  | Hydro | 6885.12 | 6885.12 | 6885.12 | 6885.12 | 7275.12 | 7275.12 | 7275.12 | 7275.12 | 7275.12 | 7275.12 | 7275.12 | 7275.12 | 7275.12 | 7275.12 | 7275.12 | 7275.12 | 7275.12 | 7275.12 | 7275.12 | 7275.12 | 7275.12 | 7275.12 | 7275.12 | 7275.12
Option 4 AT | NEM |  | Liquid Fuel | 836.88 | 700.38 | 700.38 | 700.38 | 700.38 | 700.38 | 700.38 | 408.38 | 408.38 | 408.38 | 408.38 | 408.38 | 408.38 | 408.38 | 408.38 | 408.38 | 408.38 | 408.38 | 276.88 | 276.88 | 122.88 | 122.88 | 122.88 | 122.88
Option 4 AT | NEM |  | OCGT | 7111.76 | 7111.76 | 7228.76 | 7228.76 | 8576.0892 | 8734.7671 | 9632.1208 | 11240.9525 | 11123.9525 | 11043.9525 | 10987.2525 | 10987.2525 | 13509.1807 | 13069.1807 | 12745.4207 | 13940.6174 | 13846.6174 | 13846.6174 | 13970.5245 | 14155.4481 | 14018.2741 | 13434.2741 | 14031.4171 | 15407.5611
Option 4 AT | NEM |  | Offshore Wind | 0 | 0 | 0 | 0 | 0 | 2000 | 2667 | 3333 | 4000 | 5000 | 6000 | 7000 | 10513.2255 | 12088.657 | 12802.2397 | 12802.2397 | 13442.8481 | 13442.8481 | 13442.8481 | 13938.6539 | 13938.6539 | 14106.0919 | 15640.9869 | 15640.9869
Option 4 AT | NEM |  | PHES | 1067 | 1067 | 3267 | 3267 | 3267 | 3267 | 3267 | 3267 | 5265 | 5265 | 5265 | 5265 | 5265.0001 | 5265.0001 | 5265.0001 | 5265.0002 | 5265.0002 | 5265.0002 | 5265.0002 | 5265.0002 | 5265.0002 | 5265.0002 | 5265.0002 | 5265.0002
Option 4 AT | NEM |  | Solar | 17035.6074 | 26285.7612 | 29760.7107 | 34921.6486 | 38681.0532 | 39375.5484 | 46405.2081 | 49757.1797 | 52156.4233 | 63519.1148 | 67560.8138 | 69357.1195 | 84001.7579 | 101046.7963 | 109710.6966 | 114873.6079 | 116741.511 | 116362.5116 | 116802.4643 | 121027.7655 | 123210.4456 | 123001.0657 | 140109.7062 | 138986.8594
Option 4 AT | NEM |  | Wind | 13903.11 | 15421.17 | 29466.1848 | 33993.6873 | 36702.1252 | 38934.6742 | 42134.9333 | 45985.9075 | 47352.1695 | 48103.1126 | 54925.9784 | 55572.1236 | 60191.4886 | 60062.9144 | 59404.9344 | 59869.7076 | 61173.2752 | 62049.0374 | 62133.4797 | 63459.742 | 63470.1041 | 65042.1129 | 69258.1325 | 67852.1525
Option 4 AT | NSW |  | 12h | 0 | 0 | 0 | 810 | 810 | 810 | 810 | 810 | 810 | 810 | 810 | 810 | 810 | 810 | 810 | 810 | 810 | 810 | 810 | 810 | 810 | 810 | 810 | 810
Option 4 AT | NSW |  | 1h | 250 | 250 | 250 | 250.0001 | 250.0001 | 250.0001 | 250.0001 | 250.0001 | 250.0001 | 250.0001 | 250.0001 | 250.0001 | 250.0001 | 250.0001 | 250.0001 | 250.0001 | 250.0001 | 200.0001 | 200.0001 | 200.0001 | 200.0001 | 200.0001 | 200 | 200
Option 4 AT | NSW |  | 2h | 722.6501 | 1224.6506 | 1224.6508 | 1224.6511 | 1924.7812 | 1924.7826 | 1924.7826 | 1919.0727 | 1914.7827 | 1914.7833 | 1864.7833 | 1864.7833 | 1864.7834 | 1966.9071 | 1962.8056 | 1962.8057 | 2071.2846 | 2075.575 | 2071.285 | 2051.285 | 2055.5749 | 1803.5743 | 3158.1364 | 3158.136
Option 4 AT | NSW |  | 4h | 1333.63 | 2424.2614 | 2424.2614 | 2424.2614 | 2424.2614 | 2624.2614 | 2624.2614 | 2665.4814 | 2624.2614 | 2624.2614 | 2624.2614 | 2624.2614 | 2624.2614 | 2624.2614 | 2665.4814 | 2665.4814 | 2624.2614 | 2665.4814 | 2624.2614 | 2164.2614 | 1705.4814 | 854.85 | 813.63 | 813.6301
Option 4 AT | NSW |  | 8h | 325 | 685.9446 | 1526.7041 | 2051.5769 | 2051.5769 | 2432.5102 | 3155.25 | 3980 | 4075.6433 | 4700.5181 | 4700.5181 | 4700.5181 | 6028.5562 | 7505.3289 | 8709.6551 | 8709.6551 | 9279.933 | 10427.7049 | 10427.7049 | 10427.7049 | 10102.7048 | 10330.4059 | 10295.9682 | 9771.0954
Option 4 AT | NSW |  | Black Coal | 8305 | 8305 | 8305 | 1390 | 660 | 0 | 0 | 0 | 0 | 0 | 0 | 0 | 0 | 0 | 0 | 0 | 0 | 0 | 0 | 0 | 0 | 0 | 0 | 0
Option 4 AT | NSW |  | CCGT | 720 | 720 | 720 | 720 | 720 | 720 | 720 | 720 | 720 | 720 | 720 | 720 | 720 | 720 | 720 | 720 | 720 | 320 | 320 | 320 | 320 | 320 | 320 | 320
Option 4 AT | NSW |  | CST | 0 | 0 | 0 | 0 | 0 | 4.07e-06 | 4.07e-06 | 4.07e-06 | 4.07e-06 | 4.07e-06 | 4.07e-06 | 4.07e-06 | 4.07e-06 | 4.07e-06 | 4.07e-06 | 4.07e-06 | 4.07e-06 | 4.07e-06 | 4.07e-06 | 4.07e-06 | 4.07e-06 | 4.07e-06 | 4.07e-06 | 4.07e-06
Option 4 AT | NSW |  | Coordinated CER | 305.325 | 471.753 | 679.566 | 959.405 | 1184.728 | 1444.236 | 1738.636 | 2080.452 | 2460.331 | 2880.934 | 3343.977 | 3863.712 | 4447.42 | 5044.359 | 5700.691 | 6398.428 | 7171.437 | 7981.672 | 8864.048 | 9777.915 | 10730.596 | 11729.114 | 12775.115 | 13869.92
Option 4 AT | NSW |  | DSP | 6000 | 6000 | 6000 | 6000 | 6000 | 6000 | 6000 | 6000 | 6000 | 6000 | 6000 | 6000 | 6000 | 6000 | 6000 | 6000 | 6000 | 6000 | 6000 | 6000 | 6000 | 6000 | 6000 | 6000
Option 4 AT | NSW |  | Distributed PV | 10228.707 | 11213.299 | 12153.243 | 13197.05 | 14308.914 | 15144.649 | 15933.017 | 16731.304 | 17533.718 | 18481.498 | 19662.631 | 20816.238 | 22064.238 | 23494.349 | 25065.972 | 26528.99 | 27987.087 | 29628.197 | 31334.072 | 32808.76 | 34085.407 | 35609.43 | 37051.059 | 38455.664
Option 4 AT | NSW |  | Hydro | 2285 | 2285 | 2285 | 2285 | 2285 | 2285 | 2285 | 2285 | 2285 | 2285 | 2285 | 2285 | 2285 | 2285 | 2285 | 2285 | 2285 | 2285 | 2285 | 2285 | 2285 | 2285 | 2285 | 2285
Option 4 AT | NSW |  | OCGT | 2312.5 | 2312.5 | 2312.5 | 2312.5 | 3197.6681 | 3356.346 | 4188.9213 | 4490.5287 | 4490.5287 | 4490.5287 | 4469.7287 | 4469.7287 | 6588.9659 | 6588.9659 | 6588.9659 | 6588.9659 | 6588.9659 | 6588.9659 | 5771.2659 | 5771.2659 | 5771.2659 | 5771.2659 | 5771.2659 | 5771.2659
Option 4 AT | NSW |  | Offshore Wind | 0 | 0 | 0 | 0 | 0 | 0 | 0 | 0 | 0 | 0 | 0 | 0 | 2513.2255 | 3088.657 | 3802.2397 | 3802.2397 | 4442.8481 | 4442.8481 | 4442.8481 | 4938.6539 | 4938.6539 | 5106.0919 | 6640.9869 | 6640.9869
Option 4 AT | NSW |  | PHES | 247 | 247 | 2447 | 2447 | 2447 | 2447 | 2447 | 2447 | 2447 | 2447 | 2447 | 2447 | 2447 | 2447 | 2447 | 2447 | 2447 | 2447 | 2447 | 2447 | 2447 | 2447 | 2447 | 2447
Option 4 AT | NSW |  | Solar | 7704.3948 | 10826.8283 | 12510.6677 | 16082.9021 | 16622.0782 | 17321.6929 | 19766.3563 | 20497.3875 | 22050.5398 | 25822.0893 | 27623.0347 | 27756.1742 | 30899.8983 | 35856.1932 | 40712.7449 | 41883.0707 | 41777.7822 | 41554.7524 | 41554.7524 | 43689.0848 | 43578.2319 | 43545.8319 | 50436.846 | 49912.8661
Option 4 AT | NSW |  | Wind | 2779.54 | 3050.02 | 7791.8271 | 11326.4928 | 12725.8809 | 13885.007 | 16092.9424 | 17697.5699 | 17725.2573 | 18289.8107 | 20926.4319 | 20926.4319 | 20723.9519 | 20726.5695 | 20365.8895 | 20629.1641 | 20944.3621 | 21256.3772 | 21256.3772 | 21021.2695 | 20802.5695 | 21537.2986 | 21494.8072 | 21381.6172
Option 4 AT | NSW | CNSW | 12h | 0 | 0 | 0 | 810 | 810 | 810 | 810 | 810 | 810 | 810 | 810 | 810 | 810 | 810 | 810 | 810 | 810 | 810 | 810 | 810 | 810 | 810 | 810 | 810
Option 4 AT | NSW | CNSW | 2h | 192.02 | 244.0202 | 244.0202 | 244.0203 | 244.0203 | 244.0204 | 244.0204 | 244.0204 | 244.0204 | 244.021 | 244.021 | 244.021 | 244.021 | 346.1443 | 402.7328 | 402.7328 | 515.5017 | 515.5017 | 515.5017 | 495.5017 | 495.5017 | 443.5015 | 443.5015 | 443.5014
Option 4 AT | NSW | CNSW | 4h | 873.63 | 873.63 | 873.63 | 873.63 | 873.63 | 873.63 | 873.63 | 914.85 | 873.63 | 873.63 | 873.63 | 873.63 | 873.63 | 873.63 | 914.85 | 914.85 | 873.63 | 914.85 | 873.63 | 873.63 | 414.85 | 414.85 | 373.63 | 373.63
Option 4 AT | NSW | CNSW | 8h | 0 | 49.84 | 478.9848 | 624.1557 | 624.1557 | 1005.089 | 1727.8288 | 2552.5788 | 2552.5788 | 3177.4535 | 3177.4535 | 3177.4535 | 4505.4916 | 5973.4161 | 6954.4482 | 6954.4482 | 7524.7261 | 8672.4978 | 8672.4978 | 8672.4978 | 8672.4978 | 9129.096 | 8930.7188 | 8785.548
Option 4 AT | NSW | CNSW | Black Coal | 4105 | 4105 | 4105 | 1390 | 660 | 0 | 0 | 0 | 0 | 0 | 0 | 0 | 0 | 0 | 0 | 0 | 0 | 0 | 0 | 0 | 0 | 0 | 0 | 0
Option 4 AT | NSW | CNSW | CST | 0 | 0 | 0 | 0 | 0 | 1.59e-06 | 1.59e-06 | 1.59e-06 | 1.59e-06 | 1.59e-06 | 1.59e-06 | 1.59e-06 | 1.59e-06 | 1.59e-06 | 1.59e-06 | 1.59e-06 | 1.59e-06 | 1.59e-06 | 1.59e-06 | 1.59e-06 | 1.59e-06 | 1.59e-06 | 1.59e-06 | 1.59e-06
Option 4 AT | NSW | CNSW | Coordinated CER | 31.066 | 47.519 | 67.609 | 94.349 | 115.059 | 138.608 | 165.016 | 195.048 | 228.138 | 264.508 | 304.287 | 348.799 | 398.647 | 448.986 | 504.255 | 562.617 | 627.279 | 694.604 | 767.788 | 842.989 | 921.005 | 1002.291 | 1087.046 | 1175.24
Option 4 AT | NSW | CNSW | Distributed PV | 1072.546 | 1177.74 | 1276.321 | 1388.529 | 1511.965 | 1598.502 | 1678.242 | 1761.546 | 1844.203 | 1942.571 | 2067.13 | 2182.658 | 2308.151 | 2457.095 | 2624.887 | 2777.6 | 2930.133 | 3109.982 | 3294.977 | 3449 | 3575.999 | 3738.384 | 3889.883 | 4037.202
Option 4 AT | NSW | CNSW | OCGT | 0 | 0 | 0 | 0 | 0 | 0 | 0 | 0 | 0 | 0 | 0 | 0 | 0 | 0 | 0 | 0 | 0 | 0 | 0 | 0 | 0 | 0 | 0 | 0
Option 4 AT | NSW | CNSW | PHES | 247 | 247 | 247 | 247 | 247 | 247 | 247 | 247 | 247 | 247 | 247 | 247 | 247 | 247 | 247 | 247 | 247 | 247 | 247 | 247 | 247 | 247 | 247 | 247
Option 4 AT | NSW | CNSW | Solar | 2861.3649 | 4324.325 | 5655.7643 | 9227.0985 | 9577.0986 | 10276.7131 | 12591.1722 | 13176.2994 | 14059.1827 | 17387.0809 | 17908.9735 | 17969.9311 | 19686.6847 | 23934.8478 | 28225.0448 | 28299.0709 | 28174.7755 | 28174.7756 | 28174.7756 | 29340.4571 | 29340.4571 | 29340.4571 | 32717.3904 | 32525.7504
Option 4 AT | NSW | CNSW | Wind | 498.03 | 498.03 | 3412.0302 | 6946.6958 | 8136.0839 | 8710.57 | 8710.57 | 10042.8851 | 10042.8851 | 10607.4386 | 12524.0508 | 12524.0508 | 12524.0508 | 12524.0508 | 12417.2508 | 12279.2408 | 12279.2408 | 12279.2408 | 12279.2408 | 12279.2408 | 12279.2408 | 13013.9698 | 13013.9698 | 12900.7798
Option 4 AT | NSW | NNSW | 1h | 200 | 200 | 200 | 200 | 200 | 200 | 200 | 200 | 200 | 200 | 200 | 200 | 200 | 200 | 200 | 200 | 200 | 200 | 200 | 200 | 200 | 200 | 200 | 200
Option 4 AT | NSW | NNSW | 2h | 0 | 450.0001 | 450.0001 | 450.0001 | 450.0001 | 450.0001 | 450.0001 | 450.0001 | 450.0001 | 450.0001 | 450.0001 | 450.0001 | 450.0001 | 450.0001 | 450.0001 | 450.0001 | 450.0001 | 450.0001 | 450.0001 | 450.0001 | 450.0001 | 250 | 250 | 250
Option 4 AT | NSW | NNSW | 8h | 275 | 400 | 611.6145 | 611.6157 | 611.6157 | 611.6157 | 611.6157 | 611.6157 | 707.259 | 707.259 | 707.259 | 707.259 | 707.259 | 716.1071 | 939.4013 | 939.4013 | 939.4013 | 939.4013 | 939.4013 | 939.4013 | 664.4013 | 621.6087 | 785.5483 | 785.5471
Option 4 AT | NSW | NNSW | CST | 0 | 0 | 0 | 0 | 0 | 1.34e-06 | 1.34e-06 | 1.34e-06 | 1.34e-06 | 1.34e-06 | 1.34e-06 | 1.34e-06 | 1.34e-06 | 1.34e-06 | 1.34e-06 | 1.34e-06 | 1.34e-06 | 1.34e-06 | 1.34e-06 | 1.34e-06 | 1.34e-06 | 1.34e-06 | 1.34e-06 | 1.34e-06
Option 4 AT | NSW | NNSW | Coordinated CER | 40.338 | 61.509 | 87.292 | 121.462 | 147.855 | 177.851 | 211.488 | 249.884 | 292.249 | 338.846 | 389.821 | 446.768 | 510.353 | 574.689 | 645.1 | 719.481 | 801.685 | 887.428 | 980.548 | 1076.451 | 1176.214 | 1280.345 | 1389.113 | 1502.531
Option 4 AT | NSW | NNSW | Distributed PV | 1453.255 | 1585.251 | 1708.634 | 1846.872 | 1996.603 | 2103.358 | 2202.001 | 2303.858 | 2405.133 | 2525.189 | 2676.155 | 2817.447 | 2970.123 | 3149.222 | 3349.343 | 3531.867 | 3713.722 | 3926.107 | 4144.722 | 4327.745 | 4479.835 | 4671.946 | 4851.544 | 5026.26
Option 4 AT | NSW | NNSW | PHES | 0 | 0 | 0 | 0 | 0 | 0 | 0 | 0 | 0 | 2.4e-06 | 3.57e-06 | 3.57e-06 | 8.61e-06 | 8.61e-06 | 8.61e-06 | 8.61e-06 | 8.61e-06 | 1.221e-05 | 1.221e-05 | 1.221e-05 | 1.221e-05 | 1.221e-05 | 1.221e-05 | 1.221e-05
Option 4 AT | NSW | NNSW | Solar | 701.02 | 1007.4207 | 1327.4207 | 1327.4208 | 1327.4208 | 1327.4209 | 1416.4048 | 1561.8343 | 1850.5202 | 2021.3329 | 2029.9347 | 2102.1165 | 3170.9044 | 3170.9044 | 3723.0276 | 3739.6431 | 3758.6499 | 3738.65 | 3738.65 | 4103.7419 | 4077.889 | 4077.889 | 5282.1602 | 5282.1602
Option 4 AT | NSW | NNSW | Wind | 442.48 | 442.48 | 541.4668 | 541.4668 | 751.4668 | 751.4668 | 2959.4022 | 2959.4022 | 2959.4022 | 2959.4022 | 3725.9111 | 3725.9111 | 3553.4311 | 3553.4311 | 3553.4311 | 4003.0157 | 4318.2136 | 4669.1105 | 4669.1105 | 4669.1105 | 4669.1105 | 4669.1105 | 4886.1011 | 4886.1011
Option 4 AT | NSW | SNSW | 1h | 50 | 50 | 50 | 50 | 50 | 50 | 50 | 50 | 50 | 50 | 50 | 50 | 50 | 50 | 50 | 50 | 50 | 0 | 0 | 0 | 0 | 0 | 0 | 0
Option 4 AT | NSW | SNSW | 2h | 265.6 | 265.6001 | 265.6001 | 265.6001 | 265.6001 | 265.6001 | 265.6001 | 259.8901 | 255.6001 | 255.6001 | 255.6001 | 255.6001 | 255.6002 | 255.6006 | 259.8907 | 259.8907 | 255.6007 | 259.8909 | 255.6009 | 255.6009 | 259.8909 | 259.8908 | 1614.453 | 1614.453
Option 4 AT | NSW | SNSW | 4h | 0 | 0 | 0 | 0 | 0 | 200 | 200 | 200 | 200 | 200 | 200 | 200 | 200 | 200 | 200 | 200 | 200 | 200 | 200 | 200 | 200 | 200 | 200 | 200
Option 4 AT | NSW | SNSW | 8h | 50 | 150 | 350.0001 | 350.0001 | 350.0001 | 350.0001 | 350.0001 | 350.0001 | 350.0001 | 350.0001 | 350.0001 | 350.0001 | 350.0001 | 350.0002 | 350.0002 | 350.0002 | 350.0002 | 350.0003 | 350.0003 | 350.0003 | 300.0003 | 200.0003 | 200.0002 | 200.0002
Option 4 AT | NSW | SNSW | CST | 0 | 0 | 0 | 0 | 0 | 1.14e-06 | 1.14e-06 | 1.14e-06 | 1.14e-06 | 1.14e-06 | 1.14e-06 | 1.14e-06 | 1.14e-06 | 1.14e-06 | 1.14e-06 | 1.14e-06 | 1.14e-06 | 1.14e-06 | 1.14e-06 | 1.14e-06 | 1.14e-06 | 1.14e-06 | 1.14e-06 | 1.14e-06
Option 4 AT | NSW | SNSW | Coordinated CER | 48.173 | 74.238 | 106.518 | 149.637 | 183.777 | 222.687 | 266.426 | 316.43 | 371.49 | 431.967 | 498.076 | 571.924 | 654.504 | 738.161 | 829.849 | 926.749 | 1033.918 | 1145.625 | 1266.97 | 1391.873 | 1521.523 | 1656.744 | 1797.877 | 1944.901
Option 4 AT | NSW | SNSW | Distributed PV | 1708.857 | 1868.868 | 2019.9 | 2190.46 | 2375.506 | 2508.487 | 2632.011 | 2759.592 | 2886.7 | 3037.494 | 3227.297 | 3406.41 | 3600.558 | 3828.074 | 4082.109 | 4314.898 | 4547.107 | 4816.662 | 5094.724 | 5328.916 | 5525.013 | 5770.089 | 5999.626 | 6222.859
Option 4 AT | NSW | SNSW | Hydro | 2285 | 2285 | 2285 | 2285 | 2285 | 2285 | 2285 | 2285 | 2285 | 2285 | 2285 | 2285 | 2285 | 2285 | 2285 | 2285 | 2285 | 2285 | 2285 | 2285 | 2285 | 2285 | 2285 | 2285
Option 4 AT | NSW | SNSW | OCGT | 692 | 692 | 692 | 692 | 692 | 692 | 692 | 692 | 692 | 692 | 692 | 692 | 692 | 692 | 692 | 692 | 692 | 692 | 0 | 0 | 0 | 0 | 0 | 0
Option 4 AT | NSW | SNSW | PHES | 0 | 0 | 2200 | 2200 | 2200 | 2200 | 2200 | 2200 | 2200 | 2200 | 2200 | 2200 | 2200 | 2200 | 2200 | 2200 | 2200 | 2200 | 2200 | 2200 | 2200 | 2200 | 2200 | 2200
Option 4 AT | NSW | SNSW | Solar | 3252.0099 | 4605.0826 | 4637.4828 | 4638.3828 | 4827.5588 | 4827.559 | 4868.7793 | 4869.2538 | 5250.8368 | 5523.6756 | 6794.1265 | 6794.1266 | 7152.3092 | 7860.441 | 7874.6725 | 8954.3568 | 8954.3568 | 8751.3268 | 8751.3268 | 9354.8858 | 9269.8858 | 9237.4858 | 11547.2955 | 11214.9555
Option 4 AT | NSW | SNSW | Wind | 1839.03 | 2109.51 | 3481.3301 | 3481.3301 | 3481.3301 | 4065.9703 | 4065.9703 | 4338.2826 | 4365.97 | 4365.97 | 4319.47 | 4319.47 | 4289.47 | 4292.0876 | 4038.2076 | 3989.9076 | 3989.9076 | 3951.0259 | 3951.0259 | 3715.9183 | 3497.2183 | 3497.2183 | 3237.7363 | 3237.7363
Option 4 AT | NSW | SNW | 1h | 2.368e-05 | 3.435e-05 | 4.763e-05 | 6.573e-05 | 6.573e-05 | 8.107e-05 | 8.107e-05 | 8.107e-05 | 8.107e-05 | 8.107e-05 | 8.107e-05 | 8.107e-05 | 8.107e-05 | 8.378e-05 | 8.557e-05 | 8.665e-05 | 9.111e-05 | 9.418e-05 | 9.418e-05 | 9.418e-05 | 7.05e-05 | 5.984e-05 | 4.655e-05 | 2.845e-05
Option 4 AT | NSW | SNW | 2h | 265.0301 | 265.0303 | 265.0304 | 265.0307 | 965.1607 | 965.162 | 965.162 | 965.162 | 965.162 | 965.162 | 915.162 | 915.162 | 915.1621 | 915.1621 | 850.1821 | 850.1821 | 850.1821 | 850.1823 | 850.1823 | 850.1823 | 850.1822 | 850.182 | 850.1819 | 850.1816
Option 4 AT | NSW | SNW | 4h | 460 | 1550.6314 | 1550.6314 | 1550.6314 | 1550.6314 | 1550.6314 | 1550.6314 | 1550.6314 | 1550.6314 | 1550.6314 | 1550.6314 | 1550.6314 | 1550.6314 | 1550.6314 | 1550.6314 | 1550.6314 | 1550.6314 | 1550.6314 | 1550.6314 | 1090.6314 | 1090.6314 | 240 | 240 | 240.0001
Option 4 AT | NSW | SNW | 8h | 1.993e-05 | 86.1046 | 86.1047 | 465.8054 | 465.8054 | 465.8054 | 465.8054 | 465.8054 | 465.8054 | 465.8054 | 465.8054 | 465.8054 | 465.8054 | 465.8054 | 465.8054 | 465.8054 | 465.8054 | 465.8055 | 465.8055 | 465.8055 | 465.8055 | 379.7009 | 379.7008 | 6.674e-05
Option 4 AT | NSW | SNW | Black Coal | 4200 | 4200 | 4200 | 0 | 0 | 0 | 0 | 0 | 0 | 0 | 0 | 0 | 0 | 0 | 0 | 0 | 0 | 0 | 0 | 0 | 0 | 0 | 0 | 0
Option 4 AT | NSW | SNW | CCGT | 720 | 720 | 720 | 720 | 720 | 720 | 720 | 720 | 720 | 720 | 720 | 720 | 720 | 720 | 720 | 720 | 720 | 320 | 320 | 320 | 320 | 320 | 320 | 320
Option 4 AT | NSW | SNW | Coordinated CER | 185.748 | 288.487 | 418.147 | 593.957 | 738.037 | 905.09 | 1095.706 | 1319.09 | 1568.454 | 1845.613 | 2151.793 | 2496.221 | 2883.916 | 3282.523 | 3721.487 | 4189.581 | 4708.555 | 5254.015 | 5848.742 | 6466.602 | 7111.854 | 7789.734 | 8501.079 | 9247.248
Option 4 AT | NSW | SNW | DSP | 6000 | 6000 | 6000 | 6000 | 6000 | 6000 | 6000 | 6000 | 6000 | 6000 | 6000 | 6000 | 6000 | 6000 | 6000 | 6000 | 6000 | 6000 | 6000 | 6000 | 6000 | 6000 | 6000 | 6000
Option 4 AT | NSW | SNW | Distributed PV | 5994.049 | 6581.44 | 7148.388 | 7771.189 | 8424.84 | 8934.302 | 9420.763 | 9906.308 | 10397.682 | 10976.244 | 11692.049 | 12409.723 | 13185.406 | 14059.958 | 15009.633 | 15904.625 | 16796.125 | 17775.446 | 18799.649 | 19703.099 | 20504.56 | 21429.011 | 22310.006 | 23169.343
Option 4 AT | NSW | SNW | OCGT | 1620.5 | 1620.5 | 1620.5 | 1620.5 | 2505.6681 | 2664.346 | 3496.9213 | 3798.5287 | 3798.5287 | 3798.5287 | 3777.7287 | 3777.7287 | 5896.9659 | 5896.9659 | 5896.9659 | 5896.9659 | 5896.9659 | 5896.9659 | 5771.2659 | 5771.2659 | 5771.2659 | 5771.2659 | 5771.2659 | 5771.2659
Option 4 AT | NSW | SNW | Offshore Wind | 0 | 0 | 0 | 0 | 0 | 0 | 0 | 0 | 0 | 0 | 0 | 0 | 2513.2255 | 3088.657 | 3802.2397 | 3802.2397 | 4442.8481 | 4442.8481 | 4442.8481 | 4938.6539 | 4938.6539 | 5106.0919 | 6640.9869 | 6640.9869
Option 4 AT | NSW | SNW | Solar | 889.9999 | 889.9999 | 890 | 890 | 890 | 890 | 890 | 890 | 890 | 890 | 890 | 890 | 890 | 890 | 890 | 890 | 890 | 890 | 890 | 890 | 890 | 890 | 890 | 890
Option 4 AT | NSW | SNW | Wind | 0 | 0 | 357 | 357 | 357 | 357 | 357 | 357 | 357 | 357 | 357 | 357 | 357 | 357 | 357 | 357 | 357 | 357 | 357 | 357 | 357 | 357 | 357 | 357
Option 4 AT | QLD |  | 1h | 222.02 | 622.02 | 622.02 | 622.02 | 622.02 | 622.02 | 622.02 | 622.02 | 622.02 | 622.02 | 622.02 | 622.02 | 622.02 | 622.02 | 622.02 | 622.02 | 622.02 | 622.02 | 622.02 | 622.02 | 622.02 | 622.02 | 622.02 | 222.02
Option 4 AT | QLD |  | 2h | 2039.12 | 2039.1201 | 2189.1202 | 2489.1202 | 2485.1205 | 2485.1205 | 2485.1205 | 2500.7205 | 2485.1205 | 2500.7205 | 2500.7205 | 2485.1205 | 2385.1205 | 2385.1205 | 2385.1205 | 2385.1206 | 2354.7206 | 3626.3087 | 3426.3087 | 2876.3087 | 2891.9087 | 2726.3086 | 2487.1086 | 2187.1085
Option 4 AT | QLD |  | 4h | 560 | 560 | 814.0001 | 814.0002 | 814.0002 | 814.0002 | 814.0002 | 814.0002 | 814.0002 | 814.0002 | 814.0002 | 814.0002 | 814.0002 | 814.0002 | 814.0002 | 814.0002 | 814.0002 | 1517.0414 | 1517.0414 | 1517.0414 | 1217.0414 | 1217.0414 | 1067.0413 | 1067.0412
Option 4 AT | QLD |  | 8h | 0 | 0 | 1349.7054 | 2536.8324 | 3886.2651 | 3886.2651 | 5412.6059 | 5541.344 | 5577.934 | 5631.7349 | 5653.1903 | 5723.7011 | 6046.6585 | 7464.0446 | 7844.1642 | 8166.4405 | 8571.1103 | 10014.9313 | 10014.9313 | 10187.3894 | 10224.9643 | 10224.9643 | 10063.8991 | 9053.4395
Option 4 AT | QLD |  | Biomass | 32 | 32 | 32 | 32 | 32 | 32 | 32 | 32 | 32 | 32 | 32 | 32 | 32 | 32 | 32 | 32 | 32 | 32 | 32 | 32 | 32 | 32 | 32 | 32
Option 4 AT | QLD |  | Black Coal | 8130 | 8130 | 8130 | 2426 | 426 | 0 | 0 | 0 | 0 | 0 | 0 | 0 | 0 | 0 | 0 | 0 | 0 | 0 | 0 | 0 | 0 | 0 | 0 | 0
Option 4 AT | QLD |  | CCGT | 1597.9 | 1597.9 | 1597.9 | 1597.9 | 1597.9 | 1597.9 | 1597.9 | 1597.9 | 1597.9 | 1597.9 | 1212.9 | 1212.9 | 1125.5 | 1068.5 | 1068.5 | 1068.5 | 1068.5 | 1068.5 | 1068.5 | 424 | 424 | 180 | 180 | 180
Option 4 AT | QLD |  | Coordinated CER | 143.282 | 232.667 | 350.075 | 524.729 | 680.138 | 856.454 | 1055.65 | 1290.674 | 1554.267 | 1844.788 | 2165.564 | 2527.998 | 2930.642 | 3349.434 | 3848.127 | 4375.466 | 4957.77 | 5576.37 | 6239.758 | 6929.194 | 7653.576 | 8409.278 | 9186.799 | 9985.93
Option 4 AT | QLD |  | Distributed PV | 8541.191 | 9218.093 | 9846.988 | 10551.311 | 11347.887 | 11901.607 | 12422.544 | 12977.137 | 13512.289 | 14120.34 | 14879.741 | 15625.507 | 16462.911 | 17476.536 | 18612.168 | 19655.027 | 20685.213 | 21870.847 | 23096.614 | 24119.549 | 24966.017 | 26030.978 | 27040.515 | 28016.37
Option 4 AT | QLD |  | H2 Reciprocating Engine | 0 | 0 | 400 | 400 | 400 | 400 | 400 | 400 | 400 | 400 | 400 | 400 | 400 | 400 | 400 | 400 | 400 | 400 | 400 | 400 | 400 | 400 | 400 | 400
Option 4 AT | QLD |  | Hydro | 156.4 | 156.4 | 156.4 | 156.4 | 156.4 | 156.4 | 156.4 | 156.4 | 156.4 | 156.4 | 156.4 | 156.4 | 156.4 | 156.4 | 156.4 | 156.4 | 156.4 | 156.4 | 156.4 | 156.4 | 156.4 | 156.4 | 156.4 | 156.4
Option 4 AT | QLD |  | Liquid Fuel | 423.5 | 423.5 | 423.5 | 423.5 | 423.5 | 423.5 | 423.5 | 131.5 | 131.5 | 131.5 | 131.5 | 131.5 | 131.5 | 131.5 | 131.5 | 131.5 | 131.5 | 131.5 | 0 | 0 | 0 | 0 | 0 | 0
Option 4 AT | QLD |  | OCGT | 1546 | 1546 | 1663 | 1663 | 2371.161 | 2371.161 | 2371.161 | 2371.161 | 2254.161 | 2254.161 | 2254.161 | 2254.161 | 2254.161 | 2254.161 | 2254.161 | 2254.161 | 2254.161 | 2254.161 | 3473.3485 | 3473.3485 | 2909.3485 | 2909.3485 | 2909.3485 | 2390.3485
Option 4 AT | QLD |  | PHES | 820 | 820 | 820 | 820 | 820 | 820 | 820 | 820 | 2818 | 2818 | 2818 | 2818 | 2818 | 2818 | 2818 | 2818 | 2818 | 2818 | 2818 | 2818 | 2818 | 2818 | 2818 | 2818
Option 4 AT | QLD |  | Solar | 5748.8198 | 8468.3703 | 9266.2103 | 10854.9137 | 13440.5429 | 13439.9832 | 16396.413 | 16791.8575 | 17637.9487 | 22791.274 | 24246.6654 | 25909.8315 | 31284.5086 | 31284.5087 | 31284.5087 | 34199.0067 | 34903.3209 | 34747.3512 | 35301.5088 | 36736.4725 | 36289.4025 | 36189.4225 | 36843.1523 | 36715.2155
Option 4 AT | QLD |  | Wind | 2569.65 | 3075.86 | 8447.9549 | 8460.1067 | 8652.3773 | 9639.3694 | 10631.6932 | 11276.9545 | 11620.8874 | 11647.8813 | 12400.5896 | 13057.3131 | 16988.6019 | 16988.6019 | 16988.602 | 16988.602 | 18027.5215 | 17847.0515 | 17626.2414 | 18617.102 | 18602.655 | 19267.568 | 21248.7474 | 20809.7474
Option 4 AT | QLD | CQ | 2h | 230 | 230 | 230 | 230.0001 | 226.0001 | 226.0002 | 226.0002 | 226.0002 | 226.0002 | 226.0002 | 226.0002 | 226.0002 | 226.0002 | 226.0002 | 226.0002 | 226.0003 | 180.0003 | 180.0003 | 180.0003 | 180.0003 | 180.0003 | 180.0003 | 180.0002 | 180.0002
Option 4 AT | QLD | CQ | 4h | 300 | 300 | 300 | 300 | 300 | 300 | 300 | 300 | 300 | 300 | 300 | 300 | 300 | 300 | 300 | 300 | 300 | 300 | 300 | 300 | 0 | 0 | 0 | 0
Option 4 AT | QLD | CQ | 8h | 0 | 0 | 0.00027102 | 0.00068339 | 81.009 | 81.009 | 324.2456 | 393.9764 | 393.9764 | 393.9764 | 393.9764 | 393.9764 | 393.9764 | 542.7907 | 908.4696 | 1184.1948 | 1588.8645 | 1938.9286 | 1938.9286 | 2111.3868 | 2148.9617 | 2148.9617 | 2958.3734 | 3099.8662
Option 4 AT | QLD | CQ | Black Coal | 3004 | 3004 | 3004 | 1574 | 0 | 0 | 0 | 0 | 0 | 0 | 0 | 0 | 0 | 0 | 0 | 0 | 0 | 0 | 0 | 0 | 0 | 0 | 0 | 0
Option 4 AT | QLD | CQ | Coordinated CER | 13.95 | 22.432 | 33.374 | 49.666 | 63.83 | 79.79 | 97.727 | 118.58 | 141.868 | 167.42 | 195.551 | 227.338 | 262.625 | 299.127 | 343.07 | 389.408 | 440.68 | 495.014 | 553.235 | 613.546 | 676.921 | 742.86 | 810.485 | 879.679
Option 4 AT | QLD | CQ | Distributed PV | 784.212 | 854.215 | 917.536 | 991.345 | 1078.212 | 1133.73 | 1185.035 | 1241.654 | 1295.641 | 1357.342 | 1436.479 | 1510.259 | 1593.713 | 1699.233 | 1820.867 | 1930.547 | 2039.631 | 2170.553 | 2305.098 | 2413.879 | 2499.799 | 2615.929 | 2725.312 | 2831.033
Option 4 AT | QLD | CQ | OCGT | 37 | 37 | 37 | 37 | 436.885 | 436.885 | 436.885 | 436.885 | 399.885 | 399.885 | 399.885 | 399.885 | 399.885 | 399.885 | 399.885 | 399.885 | 399.885 | 399.885 | 399.885 | 399.885 | 399.885 | 399.885 | 399.885 | 399.885
Option 4 AT | QLD | CQ | PHES | 0 | 0 | 0 | 0 | 0 | 0 | 0 | 0 | 0 | 2.58e-06 | 2.58e-06 | 5.73e-06 | 8.78e-06 | 8.78e-06 | 8.78e-06 | 9.97e-06 | 9.97e-06 | 1.408e-05 | 1.408e-05 | 1.408e-05 | 1.408e-05 | 1.408e-05 | 1.408e-05 | 1.408e-05
Option 4 AT | QLD | CQ | Solar | 1164.4133 | 1164.415 | 1261.415 | 1318.2376 | 3657.7807 | 3657.7807 | 4146.2032 | 4533.2139 | 4839.8379 | 7511.6271 | 7972.2283 | 8529.5692 | 8550.237 | 8550.237 | 8550.2371 | 11464.7349 | 11855.135 | 11840.1351 | 12449.7679 | 13430.437 | 13430.437 | 13430.437 | 13158.5022 | 13044.527
Option 4 AT | QLD | CQ | Wind | 439 | 945.21 | 1842.4294 | 1842.4295 | 1944.7105 | 1944.7106 | 2007.4211 | 2348.1201 | 2348.1201 | 2348.1201 | 2348.1201 | 2348.1201 | 4949.0629 | 4949.0629 | 4949.0629 | 4949.0629 | 4949.063 | 4949.063 | 5168.2329 | 5707.5397 | 5707.5397 | 5707.5397 | 5949.9423 | 5510.9423
Option 4 AT | QLD | GG | 1h | 0 | 400 | 400 | 400 | 400 | 400 | 400 | 400 | 400 | 400 | 400 | 400 | 400 | 400 | 400 | 400 | 400 | 400 | 400 | 400 | 400 | 400 | 400 | 0
Option 4 AT | QLD | GG | 2h | 0 | 2.576e-05 | 3.87e-05 | 6.422e-05 | 0.00023019 | 0.00023019 | 0.00023135 | 0.000235 | 0.00023601 | 0.00023831 | 0.00023831 | 0.00023831 | 0.00025476 | 0.00025476 | 0.00025476 | 0.0002566 | 0.00026202 | 1287.1883 | 1287.1883 | 1287.1883 | 1287.1883 | 1287.1883 | 1287.1883 | 1287.1883
Option 4 AT | QLD | GG | 4h | 0 | 0 | 0.00013348 | 0.00021187 | 0.00023022 | 0.00023186 | 0.00023186 | 0.00023298 | 0.00023298 | 0.00023868 | 0.00023868 | 0.00023868 | 0.00023868 | 0.00023971 | 0.00024091 | 0.00024091 | 0.00024233 | 703.0414 | 703.0414 | 703.0414 | 703.0414 | 703.0414 | 703.0413 | 703.0412
Option 4 AT | QLD | GG | 8h | 0 | 0 | 5.271e-05 | 289.1948 | 1016.9038 | 1016.9038 | 1572.7998 | 1572.7998 | 1609.3898 | 1663.1908 | 1663.1908 | 1663.1908 | 1663.1908 | 1663.1908 | 1663.1908 | 1663.1908 | 1663.1908 | 1663.1908 | 1663.1908 | 1663.1908 | 1663.1908 | 1663.1908 | 1663.1907 | 1373.9959
Option 4 AT | QLD | GG | Black Coal | 1680 | 1680 | 1680 | 0 | 0 | 0 | 0 | 0 | 0 | 0 | 0 | 0 | 0 | 0 | 0 | 0 | 0 | 0 | 0 | 0 | 0 | 0 | 0 | 0
Option 4 AT | QLD | GG | CCGT | 180 | 180 | 180 | 180 | 180 | 180 | 180 | 180 | 180 | 180 | 180 | 180 | 180 | 180 | 180 | 180 | 180 | 180 | 180 | 180 | 180 | 180 | 180 | 180
Option 4 AT | QLD | GG | Coordinated CER | 1.806 | 2.916 | 4.351 | 6.469 | 8.322 | 10.41 | 12.759 | 15.5 | 18.561 | 21.923 | 25.624 | 29.806 | 34.452 | 39.256 | 44.991 | 51.033 | 57.702 | 64.774 | 72.345 | 80.179 | 88.392 | 96.93 | 105.662 | 114.59
Option 4 AT | QLD | GG | Distributed PV | 97.771 | 105.629 | 113.124 | 121.15 | 129.771 | 136.351 | 142.675 | 149.14 | 155.449 | 162.558 | 171.163 | 180.106 | 190.074 | 201.575 | 214.034 | 225.731 | 237.193 | 249.707 | 262.747 | 274.071 | 283.958 | 295.385 | 306.307 | 316.865
Option 4 AT | QLD | GG | OCGT | 0 | 0 | 0 | 0 | 119.8394 | 119.8394 | 119.8394 | 119.8394 | 119.8394 | 119.8394 | 119.8394 | 119.8394 | 119.8394 | 119.8394 | 119.8394 | 119.8394 | 119.8394 | 119.8394 | 1339.0269 | 1339.0269 | 1339.0269 | 1339.0269 | 1339.0269 | 1339.0269
Option 4 AT | QLD | GG | Solar | 524.6083 | 524.6083 | 524.6083 | 524.6083 | 524.6083 | 524.6084 | 530.828 | 539.7618 | 540.2051 | 540.2052 | 540.7597 | 550.505 | 630.01 | 630.01 | 630.01 | 630.01 | 630.01 | 630.01 | 630.01 | 630.01 | 630.01 | 630.01 | 630.01 | 630.01
Option 4 AT | QLD | NQ | 2h | 0 | 0 | 150 | 450 | 450 | 450 | 450 | 450 | 450 | 450 | 450 | 450 | 450 | 450 | 450 | 450 | 450 | 450 | 450 | 450 | 450 | 300 | 300 | 0
Option 4 AT | QLD | NQ | 4h | 0 | 0 | 254 | 254 | 254 | 254 | 254 | 254 | 254 | 254 | 254 | 254 | 254 | 254 | 254 | 254 | 254 | 254 | 254 | 254 | 254 | 254 | 104 | 104
Option 4 AT | QLD | NQ | 8h | 0 | 0 | 0.0041299 | 94.8689 | 455.3196 | 455.3196 | 455.3196 | 455.3196 | 455.3196 | 455.3196 | 476.775 | 547.2858 | 630.6364 | 654.4641 | 668.9048 | 715.4559 | 715.4559 | 715.4559 | 715.4559 | 715.4559 | 715.4559 | 715.4559 | 715.4518 | 620.587
Option 4 AT | QLD | NQ | Biomass | 32 | 32 | 32 | 32 | 32 | 32 | 32 | 32 | 32 | 32 | 32 | 32 | 32 | 32 | 32 | 32 | 32 | 32 | 32 | 32 | 32 | 32 | 32 | 32
Option 4 AT | QLD | NQ | CCGT | 244 | 244 | 244 | 244 | 244 | 244 | 244 | 244 | 244 | 244 | 244 | 244 | 244 | 244 | 244 | 244 | 244 | 244 | 244 | 244 | 244 | 0 | 0 | 0
Option 4 AT | QLD | NQ | Coordinated CER | 21.684 | 34.951 | 52.121 | 77.657 | 99.95 | 125.082 | 153.337 | 186.245 | 222.995 | 263.326 | 307.739 | 357.938 | 413.689 | 471.383 | 540.68 | 613.764 | 694.579 | 780.234 | 871.997 | 967.018 | 1066.713 | 1170.389 | 1276.603 | 1385.232
Option 4 AT | QLD | NQ | Distributed PV | 1293.407 | 1398.759 | 1495.68 | 1605.762 | 1732.276 | 1817.455 | 1896.872 | 1982.593 | 2064.892 | 2158.61 | 2276.917 | 2390.734 | 2518.921 | 2676.837 | 2855.84 | 3018.999 | 3180.576 | 3369.717 | 3564.696 | 3725.202 | 3855.431 | 4024.113 | 4183.483 | 4337.437
Option 4 AT | QLD | NQ | Hydro | 156.4 | 156.4 | 156.4 | 156.4 | 156.4 | 156.4 | 156.4 | 156.4 | 156.4 | 156.4 | 156.4 | 156.4 | 156.4 | 156.4 | 156.4 | 156.4 | 156.4 | 156.4 | 156.4 | 156.4 | 156.4 | 156.4 | 156.4 | 156.4
Option 4 AT | QLD | NQ | Liquid Fuel | 423.5 | 423.5 | 423.5 | 423.5 | 423.5 | 423.5 | 423.5 | 131.5 | 131.5 | 131.5 | 131.5 | 131.5 | 131.5 | 131.5 | 131.5 | 131.5 | 131.5 | 131.5 | 0 | 0 | 0 | 0 | 0 | 0
Option 4 AT | QLD | NQ | PHES | 250 | 250 | 250 | 250 | 250 | 250 | 250 | 250 | 250 | 250 | 250 | 250 | 250 | 250 | 250 | 250 | 250 | 250 | 250 | 250 | 250 | 250 | 250 | 250
Option 4 AT | QLD | NQ | Solar | 1512.7997 | 1512.801 | 2112.801 | 2393.9254 | 2501.6362 | 2501.6363 | 2501.6363 | 2501.6363 | 2501.6363 | 2735.1121 | 3275.9487 | 4372.0287 | 4594.1068 | 4594.1068 | 4594.1068 | 4594.1068 | 4908.021 | 4792.0511 | 4839.5359 | 4880.8873 | 4865.8873 | 4765.9074 | 4724.2901 | 4724.2901
Option 4 AT | QLD | NQ | Wind | 375.65 | 375.65 | 2117.4628 | 2129.6145 | 2178.7581 | 2412.6845 | 3324.3843 | 3628.9467 | 3972.8795 | 3972.8795 | 4018.4383 | 4049.3022 | 5379.6483 | 5379.6483 | 5379.6483 | 5379.6483 | 5640.9228 | 5460.4528 | 5460.4528 | 5912.0066 | 5868.8066 | 5868.8066 | 5937.2319 | 5937.2319
Option 4 AT | QLD | SQ | 1h | 222.02 | 222.02 | 222.02 | 222.02 | 222.02 | 222.02 | 222.02 | 222.02 | 222.02 | 222.02 | 222.02 | 222.02 | 222.02 | 222.02 | 222.02 | 222.02 | 222.02 | 222.02 | 222.02 | 222.02 | 222.02 | 222.02 | 222.02 | 222.02
Option 4 AT | QLD | SQ | 2h | 1809.12 | 1809.1201 | 1809.1201 | 1809.1201 | 1809.1201 | 1809.1201 | 1809.1201 | 1824.7201 | 1809.1201 | 1824.7201 | 1824.7201 | 1809.1201 | 1709.1201 | 1709.1201 | 1709.1201 | 1709.1201 | 1724.7201 | 1709.1201 | 1509.1201 | 959.1201 | 974.7201 | 959.12 | 719.92 | 719.92
Option 4 AT | QLD | SQ | 4h | 260 | 260 | 260 | 260 | 260 | 260 | 260 | 260 | 260 | 260 | 260 | 260 | 260 | 260 | 260 | 260 | 260 | 260 | 260 | 260 | 260 | 260 | 260 | 260
Option 4 AT | QLD | SQ | 8h | 0 | 0 | 1349.7009 | 2152.768 | 2333.0327 | 2333.0327 | 3060.2409 | 3119.2481 | 3119.2481 | 3119.2481 | 3119.2481 | 3119.2481 | 3358.8549 | 4603.599 | 4603.599 | 4603.599 | 4603.599 | 5697.356 | 5697.356 | 5697.356 | 5697.356 | 5697.356 | 4726.8832 | 3958.9903
Option 4 AT | QLD | SQ | Black Coal | 3446 | 3446 | 3446 | 852 | 426 | 0 | 0 | 0 | 0 | 0 | 0 | 0 | 0 | 0 | 0 | 0 | 0 | 0 | 0 | 0 | 0 | 0 | 0 | 0
Option 4 AT | QLD | SQ | CCGT | 1173.9 | 1173.9 | 1173.9 | 1173.9 | 1173.9 | 1173.9 | 1173.9 | 1173.9 | 1173.9 | 1173.9 | 788.9 | 788.9 | 701.5 | 644.5 | 644.5 | 644.5 | 644.5 | 644.5 | 644.5 | 0 | 0 | 0 | 0 | 0
Option 4 AT | QLD | SQ | Coordinated CER | 105.842 | 172.368 | 260.229 | 390.937 | 508.036 | 641.172 | 791.827 | 970.349 | 1170.843 | 1392.119 | 1636.65 | 1912.916 | 2219.876 | 2539.668 | 2919.386 | 3321.261 | 3764.809 | 4236.348 | 4742.181 | 5268.451 | 5821.55 | 6399.099 | 6994.049 | 7606.429
Option 4 AT | QLD | SQ | Distributed PV | 6365.801 | 6859.49 | 7320.648 | 7833.054 | 8407.628 | 8814.071 | 9197.962 | 9603.75 | 9996.307 | 10441.83 | 10995.182 | 11544.408 | 12160.203 | 12898.891 | 13721.427 | 14479.75 | 15227.813 | 16080.87 | 16964.073 | 17706.397 | 18326.829 | 19095.551 | 19825.413 | 20531.035
Option 4 AT | QLD | SQ | H2 Reciprocating Engine | 0 | 0 | 400 | 400 | 400 | 400 | 400 | 400 | 400 | 400 | 400 | 400 | 400 | 400 | 400 | 400 | 400 | 400 | 400 | 400 | 400 | 400 | 400 | 400
Option 4 AT | QLD | SQ | OCGT | 1509 | 1509 | 1626 | 1626 | 1814.4366 | 1814.4366 | 1814.4366 | 1814.4366 | 1734.4366 | 1734.4366 | 1734.4366 | 1734.4366 | 1734.4366 | 1734.4366 | 1734.4366 | 1734.4366 | 1734.4366 | 1734.4366 | 1734.4366 | 1734.4366 | 1170.4366 | 1170.4366 | 1170.4366 | 651.4366
Option 4 AT | QLD | SQ | PHES | 570 | 570 | 570 | 570 | 570 | 570 | 570 | 570 | 2568 | 2568 | 2568 | 2568 | 2568 | 2568 | 2568 | 2568 | 2568 | 2568 | 2568 | 2568 | 2568 | 2568 | 2568 | 2568
Option 4 AT | QLD | SQ | Solar | 2546.9985 | 5266.546 | 5367.386 | 6618.1424 | 6756.5177 | 6755.9577 | 9217.7454 | 9217.2454 | 9756.2693 | 12004.3296 | 12457.7286 | 12457.7286 | 17510.1549 | 17510.1549 | 17510.1549 | 17510.1549 | 17510.1549 | 17485.155 | 17382.195 | 17795.1382 | 17363.0682 | 17363.0682 | 18330.35 | 18316.3884
Option 4 AT | QLD | SQ | Wind | 1755 | 1755 | 4488.0627 | 4488.0627 | 4528.9087 | 5281.9743 | 5299.8878 | 5299.8878 | 5299.8878 | 5326.8816 | 6034.0312 | 6659.8907 | 6659.8907 | 6659.8907 | 6659.8907 | 6659.8907 | 7437.5357 | 7437.5357 | 6997.5557 | 6997.5557 | 7026.3086 | 7691.2217 | 9361.5732 | 9361.5732
Option 4 AT | SA |  | 2h | 1135.13 | 2711.13 | 2911.13 | 2911.13 | 2881.1301 | 2881.1305 | 2881.1305 | 2888.1005 | 2856.1305 | 2856.1305 | 2856.1305 | 2863.1005 | 2856.1308 | 2856.1308 | 2856.1311 | 2926.9281 | 3007.0631 | 2756.3631 | 2462.9331 | 2450.3831 | 2240.3831 | 464.383 | 423.933 | 312.933
Option 4 AT | SA |  | 4h | 0 | 556 | 556.0001 | 556.0001 | 556.0001 | 556.0001 | 556.0001 | 300.0001 | 556.0001 | 556.0001 | 556.0001 | 300.0001 | 556.0001 | 556.0001 | 556.0002 | 556.0002 | 556.0002 | 556.0002 | 300.0002 | 556.0002 | 556.0002 | 0.00018626 | 0.00011996 | 0.00011239
Option 4 AT | SA |  | 8h | 0 | 0 | 318.86 | 318.86 | 564.8599 | 564.8599 | 564.8599 | 1054.7058 | 1054.7058 | 1224.88 | 1224.88 | 1224.88 | 2231.1382 | 2742.3089 | 2916.5886 | 3046.5807 | 3307.6348 | 3562.9726 | 3562.9726 | 3585.7177 | 4454.3004 | 4850.6713 | 7735.6297 | 7735.6297
Option 4 AT | SA |  | CCGT | 1309 | 1129 | 529 | 529 | 529 | 529 | 529 | 529 | 529 | 529 | 529 | 0 | 0 | 0 | 0 | 0 | 0 | 0 | 0 | 0 | 0 | 0 | 0 | 0
Option 4 AT | SA |  | Coordinated CER | 178.135 | 244.708 | 323.339 | 368.695 | 433.083 | 504.925 | 585.242 | 679.496 | 783.148 | 897.342 | 1023.315 | 1164.171 | 1316.05 | 1473.48 | 1652.96 | 1842.228 | 2049.146 | 2265.318 | 2496.514 | 2737.615 | 2985.972 | 3243.929 | 3511.136 | 3788.63
Option 4 AT | SA |  | Distributed PV | 3375.932 | 3586.659 | 3784.152 | 3995.398 | 4225.268 | 4402.077 | 4566.115 | 4746.319 | 4925.157 | 5125.569 | 5369.66 | 5615.076 | 5884.533 | 6191.517 | 6520.235 | 6818.856 | 7110.128 | 7431.429 | 7770.539 | 8060.469 | 8313.052 | 8610.529 | 8894.65 | 9172.96
Option 4 AT | SA |  | Liquid Fuel | 413.38 | 276.88 | 276.88 | 276.88 | 276.88 | 276.88 | 276.88 | 276.88 | 276.88 | 276.88 | 276.88 | 276.88 | 276.88 | 276.88 | 276.88 | 276.88 | 276.88 | 276.88 | 276.88 | 276.88 | 122.88 | 122.88 | 122.88 | 122.88
Option 4 AT | SA |  | OCGT | 1175.26 | 1175.26 | 1175.26 | 1175.26 | 929.26 | 929.26 | 994.0385 | 1174.2474 | 1174.2474 | 1094.2474 | 1058.3474 | 1058.3474 | 1058.3474 | 1058.3474 | 854.5874 | 854.5874 | 854.5874 | 854.5874 | 577.007 | 761.9307 | 928.0722 | 928.0722 | 1226.7174 | 1368.4318
Option 4 AT | SA |  | Solar | 935.8801 | 1771.1505 | 1908.3506 | 1908.3506 | 2542.9499 | 2538.3901 | 3788.267 | 4461.5334 | 4461.5335 | 6072.1347 | 6844.8531 | 6844.8531 | 8755.978 | 12443.5998 | 13266.7824 | 14026.2361 | 15295.1134 | 15295.1135 | 15280.8786 | 15964.0537 | 17987.2771 | 17910.2771 | 24471.3312 | 24376.3312
Option 4 AT | SA |  | Wind | 2722.04 | 2722.04 | 2971.6712 | 3246.6712 | 3769.6602 | 3678.9102 | 3678.9102 | 4309.0754 | 4810.9351 | 4540.7551 | 6030.8599 | 6030.8599 | 6511.6495 | 6184.9495 | 6145.9496 | 6145.9496 | 6145.9497 | 7207.3668 | 7207.3668 | 7513.4897 | 7513.4897 | 7513.4897 | 7312.5097 | 7116.8197
Option 4 AT | SA | CSA | 2h | 1059.68 | 2187.295 | 2387.295 | 2387.295 | 2357.295 | 2357.295 | 2357.295 | 2363.715 | 2357.295 | 2357.295 | 2357.295 | 2363.715 | 2357.295 | 2357.295 | 2357.295 | 2345.295 | 2345.295 | 2094.595 | 1800.615 | 1798.615 | 1588.615 | 261 | 261 | 150
Option 4 AT | SA | CSA | 4h | 0 | 306 | 306.0001 | 306.0001 | 306.0001 | 306.0001 | 306.0001 | 50.0001 | 306.0001 | 306.0001 | 306.0001 | 50.0001 | 306.0001 | 306.0001 | 306.0002 | 306.0002 | 306.0002 | 306.0002 | 50.0002 | 306.0002 | 306.0002 | 0.00018626 | 0.00011996 | 0.00011239
Option 4 AT | SA | CSA | 8h | 0 | 0 | 138.761 | 138.761 | 138.761 | 138.761 | 138.761 | 138.761 | 138.761 | 212.5085 | 212.5085 | 212.5085 | 597.8032 | 1020.7323 | 1152.6609 | 1152.6609 | 1152.6609 | 1407.9987 | 1407.9987 | 1430.7438 | 2003.3276 | 2379.4448 | 2763.192 | 2763.192
Option 4 AT | SA | CSA | CCGT | 1309 | 1129 | 529 | 529 | 529 | 529 | 529 | 529 | 529 | 529 | 529 | 0 | 0 | 0 | 0 | 0 | 0 | 0 | 0 | 0 | 0 | 0 | 0 | 0
Option 4 AT | SA | CSA | Coordinated CER | 159.515 | 219.125 | 289.578 | 330.177 | 387.803 | 452.133 | 524.089 | 608.689 | 701.773 | 804.361 | 917.556 | 1044.134 | 1180.631 | 1322.135 | 1483.142 | 1652.921 | 1838.454 | 2032.307 | 2239.615 | 2455.82 | 2678.502 | 2909.834 | 3149.518 | 3398.501
Option 4 AT | SA | CSA | Distributed PV | 3050.439 | 3234.165 | 3407.605 | 3591.507 | 3788.877 | 3944.32 | 4089.166 | 4246.241 | 4402.426 | 4577.125 | 4788.577 | 5004.359 | 5240.889 | 5506.984 | 5789.151 | 6046.688 | 6296.789 | 6568.189 | 6855.678 | 7103.989 | 7322.569 | 7574.623 | 7815.61 | 8051.765
Option 4 AT | SA | CSA | Liquid Fuel | 276.88 | 276.88 | 276.88 | 276.88 | 276.88 | 276.88 | 276.88 | 276.88 | 276.88 | 276.88 | 276.88 | 276.88 | 276.88 | 276.88 | 276.88 | 276.88 | 276.88 | 276.88 | 276.88 | 276.88 | 122.88 | 122.88 | 122.88 | 122.88
Option 4 AT | SA | CSA | OCGT | 1095.26 | 1095.26 | 1095.26 | 1095.26 | 849.26 | 849.26 | 850.3203 | 967.2141 | 967.2141 | 967.2141 | 931.3141 | 931.3141 | 931.3141 | 931.3141 | 727.5541 | 727.5541 | 727.5541 | 727.5541 | 407.9937 | 393.5923 | 559.7337 | 559.7337 | 858.379 | 1000.0934
Option 4 AT | SA | CSA | Solar | 74.5401 | 328.1802 | 465.3802 | 465.3803 | 465.6668 | 461.1068 | 841.66 | 987.2357 | 987.2357 | 1710.6405 | 2467.3904 | 2467.3904 | 2984.8711 | 6672.4927 | 7314.7976 | 7604.4364 | 8310.9429 | 8310.9429 | 8515.9481 | 8923.4069 | 9965.83 | 9965.83 | 10544.8564 | 10544.8564
Option 4 AT | SA | CSA | Wind | 1765.01 | 1765.01 | 2014.6409 | 2289.641 | 2637.5124 | 2637.5124 | 2637.5124 | 3084.1598 | 3133.3101 | 3061.9101 | 3528.9998 | 3528.9998 | 3528.9998 | 3202.2998 | 3202.2998 | 3202.2998 | 3202.2998 | 3946.1868 | 3946.1868 | 4287.539 | 4287.539 | 4287.539 | 4086.559 | 3890.869
Option 4 AT | SA | NSA | 2h | 10 | 458.3851 | 458.3851 | 458.3851 | 458.3851 | 458.3856 | 458.3856 | 458.3856 | 458.3856 | 458.3856 | 458.3856 | 458.3856 | 458.3858 | 458.3858 | 458.3861 | 541.1832 | 621.3181 | 621.3181 | 621.3181 | 611.3181 | 611.3181 | 162.933 | 162.933 | 162.933
Option 4 AT | SA | NSA | 8h | 0 | 0 | 180.099 | 180.099 | 426.0989 | 426.0989 | 426.0989 | 915.9448 | 915.9448 | 1012.3715 | 1012.3715 | 1012.3715 | 1633.335 | 1721.5765 | 1763.9277 | 1893.9198 | 2154.9739 | 2154.9739 | 2154.9739 | 2154.9739 | 2450.9728 | 2471.2265 | 4972.4377 | 4972.4377
Option 4 AT | SA | NSA | Coordinated CER | 9.759 | 13.4 | 17.665 | 20.138 | 23.667 | 27.576 | 31.912 | 36.893 | 42.332 | 48.291 | 54.835 | 62.127 | 69.961 | 78.06 | 87.465 | 97.376 | 108.242 | 119.576 | 131.699 | 144.335 | 157.367 | 170.88 | 184.849 | 199.32
Option 4 AT | SA | NSA | Distributed PV | 178.175 | 193.045 | 206.04 | 221.037 | 239.237 | 250.655 | 260.829 | 273.42 | 285.685 | 299.634 | 317.519 | 333.207 | 350.647 | 372.847 | 398.527 | 420.947 | 443.567 | 471.708 | 500.635 | 523.537 | 541.85 | 567.275 | 591.37 | 614.896
Option 4 AT | SA | NSA | Liquid Fuel | 73.5 | 0 | 0 | 0 | 0 | 0 | 0 | 0 | 0 | 0 | 0 | 0 | 0 | 0 | 0 | 0 | 0 | 0 | 0 | 0 | 0 | 0 | 0 | 0
Option 4 AT | SA | NSA | OCGT | 0 | 0 | 0 | 0 | 0 | 0 | 63.7182 | 127.0333 | 127.0333 | 127.0333 | 127.0333 | 127.0333 | 127.0333 | 127.0333 | 127.0333 | 127.0333 | 127.0333 | 127.0333 | 169.0134 | 368.3384 | 368.3384 | 368.3384 | 368.3384 | 368.3384
Option 4 AT | SA | NSA | Solar | 643.24 | 1224.8703 | 1224.8703 | 1224.8703 | 1859.183 | 1859.1831 | 2728.5069 | 3256.1977 | 3256.1977 | 4143.3941 | 4159.3626 | 4159.3626 | 5553.0068 | 5553.0069 | 5733.8462 | 6239.761 | 6802.1317 | 6802.1317 | 6582.8917 | 6858.608 | 7839.4083 | 7762.4083 | 13708.0157 | 13708.0157
Option 4 AT | SA | NSA | Wind | 632.53 | 632.53 | 632.5302 | 632.5302 | 807.6477 | 716.8977 | 716.8977 | 900.4156 | 1353.1241 | 1280.8441 | 1526.0556 | 1526.0556 | 2165.8452 | 2165.8452 | 2165.8452 | 2165.8452 | 2165.8453 | 2165.8454 | 2165.8454 | 2130.6161 | 2130.6161 | 2130.6161 | 2130.6161 | 2130.6161
Option 4 AT | SA | SESA | 2h | 65.45 | 65.45 | 65.45 | 65.45 | 65.45 | 65.45 | 65.45 | 66 | 40.45 | 40.45 | 40.45 | 41 | 40.45 | 40.45 | 40.45 | 40.45 | 40.45 | 40.45 | 41 | 40.45 | 40.45 | 40.45 | 0 | 0
Option 4 AT | SA | SESA | 4h | 0 | 250 | 250 | 250 | 250 | 250 | 250 | 250 | 250 | 250 | 250 | 250 | 250 | 250 | 250 | 250 | 250 | 250 | 250 | 250 | 250 | 0 | 0 | 0
Option 4 AT | SA | SESA | Coordinated CER | 8.861 | 12.183 | 16.096 | 18.38 | 21.613 | 25.216 | 29.241 | 33.914 | 39.043 | 44.69 | 50.924 | 57.91 | 65.458 | 73.285 | 82.353 | 91.931 | 102.45 | 113.435 | 125.2 | 137.46 | 150.103 | 163.215 | 176.769 | 190.809
Option 4 AT | SA | SESA | Distributed PV | 147.318 | 159.449 | 170.507 | 182.854 | 197.154 | 207.102 | 216.12 | 226.658 | 237.046 | 248.81 | 263.564 | 277.51 | 292.997 | 311.686 | 332.557 | 351.221 | 369.772 | 391.532 | 414.226 | 432.943 | 448.633 | 468.631 | 487.67 | 506.299
Option 4 AT | SA | SESA | Liquid Fuel | 63 | 0 | 0 | 0 | 0 | 0 | 0 | 0 | 0 | 0 | 0 | 0 | 0 | 0 | 0 | 0 | 0 | 0 | 0 | 0 | 0 | 0 | 0 | 0
Option 4 AT | SA | SESA | OCGT | 80 | 80 | 80 | 80 | 80 | 80 | 80 | 80 | 80 | 0 | 0 | 0 | 0 | 0 | 0 | 0 | 0 | 0 | 0 | 0 | 0 | 0 | 0 | 0
Option 4 AT | SA | SESA | Solar | 218.1 | 218.1 | 218.1 | 218.1001 | 218.1001 | 218.1001 | 218.1001 | 218.1001 | 218.1001 | 218.1001 | 218.1001 | 218.1001 | 218.1001 | 218.1002 | 218.1386 | 182.0387 | 182.0388 | 182.0388 | 182.0388 | 182.0388 | 182.0388 | 182.0388 | 218.4592 | 123.4592
Option 4 AT | SA | SESA | Wind | 324.5 | 324.5 | 324.5 | 324.5 | 324.5001 | 324.5001 | 324.5001 | 324.5001 | 324.5009 | 198.0009 | 975.8045 | 975.8045 | 816.8045 | 816.8045 | 777.8045 | 777.8045 | 777.8045 | 1095.3346 | 1095.3346 | 1095.3346 | 1095.3346 | 1095.3346 | 1095.3346 | 1095.3346
Option 4 AT | TAS |  | 24h | 0 | 0 | 0 | 0 | 0 | 0 | 0 | 0 | 0 | 3.05e-06 | 3.05e-06 | 3.05e-06 | 9.89e-06 | 1.174e-05 | 1.174e-05 | 1.382e-05 | 1.382e-05 | 1.49e-05 | 1.49e-05 | 1.49e-05 | 1.49e-05 | 1.49e-05 | 1.49e-05 | 1.49e-05
Option 4 AT | TAS |  | 2h | 0 | 3.952e-05 | 5.768e-05 | 8.197e-05 | 0.00012351 | 0.00014973 | 0.00014973 | 0.00014973 | 0.00014973 | 0.00014973 | 0.00014973 | 0.00014973 | 0.00054146 | 0.00079546 | 0.00079932 | 0.00080057 | 0.00080057 | 0.00080057 | 0.00080057 | 0.00080057 | 0.00080181 | 56.207 | 56.207 | 56.2069
Option 4 AT | TAS |  | 4h | 0 | 1.937e-05 | 3.291e-05 | 3.989e-05 | 7.715e-05 | 8.765e-05 | 8.765e-05 | 8.765e-05 | 8.765e-05 | 8.765e-05 | 8.765e-05 | 8.765e-05 | 0.00012813 | 0.00013246 | 0.00015974 | 0.00016784 | 0.00016784 | 0.00016784 | 0.00016784 | 0.00016784 | 0.00016784 | 0.00014846 | 0.00013493 | 0.00012795
Option 4 AT | TAS |  | 8h | 0 | 0 | 1.644e-05 | 2.949e-05 | 3.855e-05 | 4.103e-05 | 4.103e-05 | 4.103e-05 | 4.103e-05 | 4.103e-05 | 4.103e-05 | 4.103e-05 | 5.992e-05 | 6.524e-05 | 6.632e-05 | 7.338e-05 | 7.338e-05 | 7.338e-05 | 7.338e-05 | 7.338e-05 | 7.338e-05 | 7.338e-05 | 5.694e-05 | 4.389e-05
Option 4 AT | TAS |  | CCGT | 208 | 208 | 208 | 208 | 208 | 208 | 208 | 208 | 208 | 208 | 208 | 208 | 208 | 208 | 208 | 208 | 208 | 208 | 208 | 208 | 208 | 208 | 208 | 208
Option 4 AT | TAS |  | CST | 0 | 0 | 0 | 0 | 0 | 0 | 0 | 0 | 0 | 0 | 0 | 0 | 0 | 0 | 0 | 0 | 0 | 0 | 0 | 0 | 0 | 0 | 0 | 0
Option 4 AT | TAS |  | Coordinated CER | 9.551 | 16.269 | 25.04 | 39.424 | 49.803 | 61.85 | 75.675 | 93.581 | 113.878 | 136.979 | 162.751 | 191.631 | 223.804 | 258.185 | 295.645 | 335.395 | 379.141 | 425.617 | 475.444 | 527.798 | 582.387 | 639.697 | 700.346 | 762.595
Option 4 AT | TAS |  | Distributed PV | 481.17 | 546.969 | 607.997 | 686.48 | 773.942 | 820.014 | 852.266 | 890.096 | 925.743 | 975.42 | 1043.676 | 1097.356 | 1154.802 | 1235.651 | 1337.164 | 1427.769 | 1518.224 | 1639.301 | 1758.668 | 1852.636 | 1922.182 | 2023.036 | 2115.568 | 2205.629
Option 4 AT | TAS |  | Hydro | 2176.7 | 2176.7 | 2176.7 | 2176.7 | 2566.7 | 2566.7 | 2566.7 | 2566.7 | 2566.7 | 2566.7 | 2566.7 | 2566.7 | 2566.7 | 2566.7 | 2566.7 | 2566.7 | 2566.7 | 2566.7 | 2566.7 | 2566.7 | 2566.7 | 2566.7 | 2566.7 | 2566.7
Option 4 AT | TAS |  | OCGT | 178 | 178 | 178 | 178 | 178 | 178 | 178 | 357.5135 | 357.5135 | 357.5135 | 357.5135 | 357.5135 | 407.8337 | 407.8337 | 287.8337 | 287.8337 | 287.8337 | 287.8337 | 287.8337 | 287.8337 | 287.8337 | 287.8337 | 287.8337 | 378.671
Option 4 AT | TAS |  | PHES | 0 | 0 | 0 | 0 | 0 | 0 | 0 | 0 | 0 | 1.196e-05 | 1.196e-05 | 1.326e-05 | 8.479e-05 | 8.479e-05 | 8.479e-05 | 0.00012351 | 0.00012463 | 0.00012463 | 0.00012463 | 0.00012463 | 0.00012463 | 0.00012463 | 0.00012463 | 0.00012463
Option 4 AT | TAS |  | Solar | 412.9525 | 725.7859 | 1012.786 | 1012.786 | 1012.786 | 1012.786 | 1012.786 | 1012.786 | 1012.786 | 1012.786 | 1025.4298 | 1025.4299 | 1252.8204 | 1445.8334 | 1445.8334 | 1445.8334 | 1445.8334 | 1445.8334 | 1445.8334 | 1445.8334 | 1445.8334 | 1445.8334 | 1445.8334 | 1445.8335
Option 4 AT | TAS |  | Wind | 561.6 | 582.4 | 1391.9439 | 1469.5666 | 1515.8569 | 1723.0375 | 1723.0375 | 1723.0375 | 1772.1309 | 2201.7066 | 2212.499 | 2264.9306 | 2306.3488 | 2501.857 | 2501.857 | 2703.3555 | 2703.3555 | 2703.3555 | 2612.0388 | 2653.9173 | 2653.9173 | 3167.5166 | 3556.8001 | 3556.8001
Option 4 AT | TAS | TAS | 24h | 0 | 0 | 0 | 0 | 0 | 0 | 0 | 0 | 0 | 3.05e-06 | 3.05e-06 | 3.05e-06 | 9.89e-06 | 1.174e-05 | 1.174e-05 | 1.382e-05 | 1.382e-05 | 1.49e-05 | 1.49e-05 | 1.49e-05 | 1.49e-05 | 1.49e-05 | 1.49e-05 | 1.49e-05
Option 4 AT | TAS | TAS | 2h | 0 | 3.952e-05 | 5.768e-05 | 8.197e-05 | 0.00012351 | 0.00014973 | 0.00014973 | 0.00014973 | 0.00014973 | 0.00014973 | 0.00014973 | 0.00014973 | 0.00054146 | 0.00079546 | 0.00079932 | 0.00080057 | 0.00080057 | 0.00080057 | 0.00080057 | 0.00080057 | 0.00080181 | 56.207 | 56.207 | 56.2069
Option 4 AT | TAS | TAS | 4h | 0 | 1.937e-05 | 3.291e-05 | 3.989e-05 | 7.715e-05 | 8.765e-05 | 8.765e-05 | 8.765e-05 | 8.765e-05 | 8.765e-05 | 8.765e-05 | 8.765e-05 | 0.00012813 | 0.00013246 | 0.00015974 | 0.00016784 | 0.00016784 | 0.00016784 | 0.00016784 | 0.00016784 | 0.00016784 | 0.00014846 | 0.00013493 | 0.00012795
Option 4 AT | TAS | TAS | 8h | 0 | 0 | 1.644e-05 | 2.949e-05 | 3.855e-05 | 4.103e-05 | 4.103e-05 | 4.103e-05 | 4.103e-05 | 4.103e-05 | 4.103e-05 | 4.103e-05 | 5.992e-05 | 6.524e-05 | 6.632e-05 | 7.338e-05 | 7.338e-05 | 7.338e-05 | 7.338e-05 | 7.338e-05 | 7.338e-05 | 7.338e-05 | 5.694e-05 | 4.389e-05
Option 4 AT | TAS | TAS | CCGT | 208 | 208 | 208 | 208 | 208 | 208 | 208 | 208 | 208 | 208 | 208 | 208 | 208 | 208 | 208 | 208 | 208 | 208 | 208 | 208 | 208 | 208 | 208 | 208
Option 4 AT | TAS | TAS | CST | 0 | 0 | 0 | 0 | 0 | 0 | 0 | 0 | 0 | 0 | 0 | 0 | 0 | 0 | 0 | 0 | 0 | 0 | 0 | 0 | 0 | 0 | 0 | 0
Option 4 AT | TAS | TAS | Coordinated CER | 9.551 | 16.269 | 25.04 | 39.424 | 49.803 | 61.85 | 75.675 | 93.581 | 113.878 | 136.979 | 162.751 | 191.631 | 223.804 | 258.185 | 295.645 | 335.395 | 379.141 | 425.617 | 475.444 | 527.798 | 582.387 | 639.697 | 700.346 | 762.595
Option 4 AT | TAS | TAS | Distributed PV | 481.17 | 546.969 | 607.997 | 686.48 | 773.942 | 820.014 | 852.266 | 890.096 | 925.743 | 975.42 | 1043.676 | 1097.356 | 1154.802 | 1235.651 | 1337.164 | 1427.769 | 1518.224 | 1639.301 | 1758.668 | 1852.636 | 1922.182 | 2023.036 | 2115.568 | 2205.629
Option 4 AT | TAS | TAS | Hydro | 2176.7 | 2176.7 | 2176.7 | 2176.7 | 2566.7 | 2566.7 | 2566.7 | 2566.7 | 2566.7 | 2566.7 | 2566.7 | 2566.7 | 2566.7 | 2566.7 | 2566.7 | 2566.7 | 2566.7 | 2566.7 | 2566.7 | 2566.7 | 2566.7 | 2566.7 | 2566.7 | 2566.7
Option 4 AT | TAS | TAS | OCGT | 178 | 178 | 178 | 178 | 178 | 178 | 178 | 357.5135 | 357.5135 | 357.5135 | 357.5135 | 357.5135 | 407.8337 | 407.8337 | 287.8337 | 287.8337 | 287.8337 | 287.8337 | 287.8337 | 287.8337 | 287.8337 | 287.8337 | 287.8337 | 378.671
Option 4 AT | TAS | TAS | PHES | 0 | 0 | 0 | 0 | 0 | 0 | 0 | 0 | 0 | 1.196e-05 | 1.196e-05 | 1.326e-05 | 8.479e-05 | 8.479e-05 | 8.479e-05 | 0.00012351 | 0.00012463 | 0.00012463 | 0.00012463 | 0.00012463 | 0.00012463 | 0.00012463 | 0.00012463 | 0.00012463
Option 4 AT | TAS | TAS | Solar | 412.9525 | 725.7859 | 1012.786 | 1012.786 | 1012.786 | 1012.786 | 1012.786 | 1012.786 | 1012.786 | 1012.786 | 1025.4298 | 1025.4299 | 1252.8204 | 1445.8334 | 1445.8334 | 1445.8334 | 1445.8334 | 1445.8334 | 1445.8334 | 1445.8334 | 1445.8334 | 1445.8334 | 1445.8334 | 1445.8335
Option 4 AT | TAS | TAS | Wind | 561.6 | 582.4 | 1391.9439 | 1469.5666 | 1515.8569 | 1723.0375 | 1723.0375 | 1723.0375 | 1772.1309 | 2201.7066 | 2212.499 | 2264.9306 | 2306.3488 | 2501.857 | 2501.857 | 2703.3555 | 2703.3555 | 2703.3555 | 2612.0388 | 2653.9173 | 2653.9173 | 3167.5166 | 3556.8001 | 3556.8001
Option 4 AT | VIC |  | 1h | 0 | 3.17 | 3.17 | 3.17 | 3.17 | 3.17 | 3.17 | 3.17 | 3.17 | 3.17 | 3.17 | 3.17 | 3.17 | 3.17 | 3.17 | 3.17 | 3.17 | 3.17 | 3.17 | 3.17 | 3.17 | 3.17 | 3.17 | 3.17
Option 4 AT | VIC |  | 2h | 1954.07 | 3443.5701 | 3607.5901 | 3597.9901 | 3597.9901 | 3597.9901 | 3751.3301 | 3803.4601 | 3803.4601 | 3803.4601 | 3803.4601 | 3706.1001 | 3798.4601 | 3798.4601 | 3701.1001 | 3401.1001 | 3401.1001 | 3251.1001 | 3051.1001 | 3048.4601 | 2461.1001 | 1784.4401 | 1787.08 | 1767.08
Option 4 AT | VIC |  | 4h | 0 | 1701.3036 | 2230.7681 | 2230.7681 | 2230.7681 | 2230.7681 | 2245.1981 | 2230.7681 | 2230.7681 | 2230.7681 | 2230.7681 | 2245.1981 | 2230.7681 | 2230.7681 | 2245.1981 | 2245.1981 | 2245.1981 | 2245.1981 | 2245.1981 | 2230.7681 | 2245.1981 | 378.2645 | 220.03 | 220.03
Option 4 AT | VIC |  | 8h | 0 | 0 | 0.00046565 | 0.00047854 | 0.00049348 | 0.0005091 | 0.0005091 | 0.00063768 | 0.00063768 | 0.00063768 | 0.00063768 | 0.00063768 | 1269.6881 | 3828.9014 | 4739.4724 | 4739.4724 | 4739.4724 | 4739.4724 | 4739.4724 | 4739.4724 | 4844.839 | 5184.3707 | 6249.6262 | 6249.6262
Option 4 AT | VIC |  | Brown Coal | 4820 | 4820 | 3370 | 2210 | 2210 | 2210 | 2210 | 0 | 0 | 0 | 0 | 0 | 0 | 0 | 0 | 0 | 0 | 0 | 0 | 0 | 0 | 0 | 0 | 0
Option 4 AT | VIC |  | CCGT | 500 | 500 | 500 | 500 | 500 | 500 | 500 | 500 | 500 | 500 | 500 | 500 | 500 | 500 | 0 | 0 | 0 | 0 | 0 | 0 | 0 | 0 | 0 | 0
Option 4 AT | VIC |  | Coordinated CER | 184.588 | 296.826 | 442.892 | 655.898 | 829.481 | 1029.235 | 1257.175 | 1525.124 | 1823.434 | 2157.824 | 2526.274 | 2934.501 | 3393.656 | 3872.36 | 4442.266 | 5048.683 | 5717.164 | 6430.314 | 7198.174 | 8007.341 | 8854.379 | 9745.51 | 10690.345 | 11665.948
Option 4 AT | VIC |  | Distributed PV | 7292.424 | 8145.975 | 8959.385 | 9821.918 | 10719.698 | 11356.294 | 11927.851 | 12533.762 | 13168.755 | 13951.246 | 14882.583 | 15789.654 | 16786.8 | 17935.461 | 19199.953 | 20423.55 | 21661.978 | 23040.446 | 24455.108 | 25717.823 | 26853.728 | 28158.933 | 29409.09 | 30644.819
Option 4 AT | VIC |  | Hydro | 2267.02 | 2267.02 | 2267.02 | 2267.02 | 2267.02 | 2267.02 | 2267.02 | 2267.02 | 2267.02 | 2267.02 | 2267.02 | 2267.02 | 2267.02 | 2267.02 | 2267.02 | 2267.02 | 2267.02 | 2267.02 | 2267.02 | 2267.02 | 2267.02 | 2267.02 | 2267.02 | 2267.02
Option 4 AT | VIC |  | OCGT | 1900 | 1900 | 1900 | 1900 | 1900 | 1900 | 1900 | 2847.5019 | 2847.5019 | 2847.5019 | 2847.5019 | 2847.5019 | 3199.8726 | 2759.8726 | 2759.8726 | 3955.0693 | 3861.0693 | 3861.0693 | 3861.0693 | 3861.0693 | 4121.7538 | 3537.7538 | 3836.2516 | 5498.8439
Option 4 AT | VIC |  | Offshore Wind | 0 | 0 | 0 | 0 | 0 | 2000 | 2667 | 3333 | 4000 | 5000 | 6000 | 7000 | 8000 | 9000 | 9000 | 9000 | 9000 | 9000 | 9000 | 9000 | 9000 | 9000 | 9000 | 9000
Option 4 AT | VIC |  | Solar | 2233.5601 | 4493.6262 | 5062.6962 | 5062.6962 | 5062.6962 | 5062.6963 | 5441.3858 | 6993.6153 | 6993.6153 | 7820.8307 | 7820.8308 | 7820.8308 | 11808.5525 | 20016.6612 | 23000.8271 | 23319.461 | 23319.461 | 23319.4611 | 23219.4911 | 23192.3211 | 23909.7007 | 23909.7007 | 26912.5432 | 26536.6132
Option 4 AT | VIC |  | Wind | 5270.28 | 5990.85 | 8862.7877 | 9490.85 | 10038.35 | 10008.35 | 10008.35 | 10979.2701 | 11422.9588 | 11422.9588 | 13355.598 | 13292.588 | 13660.9364 | 13660.9365 | 13402.6365 | 13402.6365 | 13352.0865 | 13034.8865 | 13431.4556 | 13653.9634 | 13897.4726 | 13556.24 | 15645.2681 | 14987.1681
Option 4 AT | VIC | MEL | 2h | 1090 | 1205.0001 | 1205.0001 | 1205.0001 | 1205.0001 | 1205.0001 | 1455.0001 | 1455.0001 | 1455.0001 | 1455.0001 | 1455.0001 | 1455.0001 | 1455.0001 | 1455.0001 | 1455.0001 | 1155.0001 | 1155.0001 | 1155.0001 | 955.0001 | 955.0001 | 715.0001 | 600.0001 | 600 | 600
Option 4 AT | VIC | MEL | 4h | 0 | 1351.3036 | 1516.7681 | 1516.7681 | 1516.7681 | 1516.7681 | 1516.7681 | 1516.7681 | 1516.7681 | 1516.7681 | 1516.7681 | 1516.7681 | 1516.7681 | 1516.7681 | 1516.7681 | 1516.7681 | 1516.7681 | 1516.7681 | 1516.7681 | 1516.7681 | 1516.7681 | 165.4645 | 1.973e-05 | 1.841e-05
Option 4 AT | VIC | MEL | 8h | 0 | 0 | 0.00012948 | 0.00012948 | 0.00012948 | 0.0001313 | 0.0001313 | 0.00021708 | 0.00021708 | 0.00021708 | 0.00021708 | 0.00021708 | 631.5495 | 1066.284 | 1066.284 | 1066.284 | 1066.284 | 1066.284 | 1066.284 | 1066.284 | 1066.284 | 1405.8158 | 1405.8156 | 1405.8156
Option 4 AT | VIC | MEL | CCGT | 500 | 500 | 500 | 500 | 500 | 500 | 500 | 500 | 500 | 500 | 500 | 500 | 500 | 500 | 0 | 0 | 0 | 0 | 0 | 0 | 0 | 0 | 0 | 0
Option 4 AT | VIC | MEL | Coordinated CER | 134.158 | 216.707 | 325.039 | 482.918 | 612.984 | 763.266 | 935.247 | 1138.715 | 1365.808 | 1620.8 | 1902.401 | 2214.8 | 2566.636 | 2934.384 | 3370.964 | 3836.288 | 4349.187 | 4896.881 | 5487.287 | 6110.044 | 6762.535 | 7449.698 | 8178.755 | 8932.664
Option 4 AT | VIC | MEL | Distributed PV | 5002.263 | 5579.27 | 6139.469 | 6721.607 | 7312.598 | 7754.939 | 8152.594 | 8564.407 | 8996.199 | 9526.104 | 10154.201 | 10791.764 | 11487.232 | 12266.873 | 13110.582 | 13944.209 | 14782.202 | 15682.546 | 16612.243 | 17467.309 | 18262.727 | 19131.706 | 19971.607 | 20803.079
Option 4 AT | VIC | MEL | OCGT | 482 | 482 | 482 | 482 | 482 | 482 | 482 | 689.9047 | 689.9047 | 689.9047 | 689.9047 | 689.9047 | 1042.2754 | 1042.2754 | 1042.2754 | 2237.4721 | 2237.4721 | 2237.4721 | 2237.4721 | 2237.4721 | 2498.1565 | 2498.1565 | 2498.1565 | 4160.7488
Option 4 AT | VIC | MEL | Solar | 349 | 349 | 349 | 349 | 349 | 349 | 349 | 349 | 349 | 349 | 349 | 349 | 349 | 349 | 349 | 349 | 349 | 349 | 349 | 349 | 349 | 349 | 349 | 349
Option 4 AT | VIC | SEV | 2h | 255 | 416.44 | 416.44 | 416.44 | 416.44 | 416.44 | 419.08 | 416.44 | 416.44 | 416.44 | 416.44 | 419.08 | 411.44 | 411.44 | 414.08 | 414.08 | 414.08 | 264.08 | 264.08 | 161.44 | 164.08 | 61.44 | 64.08 | 64.08
Option 4 AT | VIC | SEV | 4h | 0 | 350 | 350 | 350 | 350 | 350 | 350 | 350 | 350 | 350 | 350 | 350 | 350 | 350 | 350 | 350 | 350 | 350 | 350 | 350 | 350 | 0 | 0 | 0
Option 4 AT | VIC | SEV | 8h | 0 | 0 | 0.00012127 | 0.00012127 | 0.00012127 | 0.00012958 | 0.00012958 | 0.00013489 | 0.00013489 | 0.00013489 | 0.00013489 | 0.00013489 | 0.00061801 | 0.00095177 | 0.00096929 | 0.00097262 | 0.00097262 | 0.00097262 | 0.00097262 | 0.00097262 | 0.00097262 | 0.00097262 | 0.00085135 | 0.00085135
Option 4 AT | VIC | SEV | Brown Coal | 4820 | 4820 | 3370 | 2210 | 2210 | 2210 | 2210 | 0 | 0 | 0 | 0 | 0 | 0 | 0 | 0 | 0 | 0 | 0 | 0 | 0 | 0 | 0 | 0 | 0
Option 4 AT | VIC | SEV | Coordinated CER | 12.969 | 20.603 | 30.291 | 44.402 | 55.49 | 68.09 | 82.337 | 98.736 | 116.835 | 137.008 | 159.073 | 183.417 | 210.697 | 238.885 | 272.751 | 308.568 | 348.047 | 390.007 | 435.006 | 482.235 | 531.487 | 583.084 | 637.637 | 693.618
Option 4 AT | VIC | SEV | Distributed PV | 487.276 | 555.051 | 618.107 | 686.727 | 760.795 | 809.341 | 852.656 | 900.296 | 949.958 | 1011.517 | 1085.216 | 1152.263 | 1226.888 | 1316.685 | 1418.108 | 1513.035 | 1610.082 | 1723.948 | 1839.685 | 1938.296 | 2022.122 | 2126.643 | 2225.303 | 2322.534
Option 4 AT | VIC | SEV | OCGT | 834 | 834 | 834 | 834 | 834 | 834 | 834 | 834 | 834 | 834 | 834 | 834 | 834 | 394 | 394 | 394 | 300 | 300 | 300 | 300 | 300 | 300 | 300 | 300
Option 4 AT | VIC | SEV | Offshore Wind | 0 | 0 | 0 | 0 | 0 | 1909.6715 | 2069.6668 | 2735.6668 | 3402.6668 | 4402.6668 | 4735.9274 | 5517.5905 | 6517.5905 | 7517.5905 | 7517.5905 | 7517.5905 | 7517.5905 | 7517.5905 | 7517.5905 | 7517.5905 | 7517.5905 | 7517.5905 | 7517.5905 | 7517.5905
Option 4 AT | VIC | SEV | Solar | 325 | 1386.92 | 1386.92 | 1386.92 | 1386.92 | 1386.92 | 1386.92 | 1386.92 | 1386.92 | 1386.92 | 1386.92 | 1386.92 | 1386.92 | 1386.92 | 1386.92 | 1386.92 | 1386.92 | 1386.92 | 1386.92 | 1386.92 | 1386.92 | 1386.92 | 1386.92 | 1386.92
Option 4 AT | VIC | SEV | Wind | 106.6 | 106.6 | 219.6 | 219.6 | 219.6 | 219.6 | 219.6 | 219.6 | 219.6 | 219.6 | 219.6 | 219.6001 | 219.6001 | 219.6001 | 113.0001 | 113.0001 | 113.0001 | 113.0001 | 113.0001 | 113.0001 | 113.0001 | 113.0001 | 113.0001 | 113.0001
Option 4 AT | VIC | WNV | 1h | 0 | 3.17 | 3.17 | 3.17 | 3.17 | 3.17 | 3.17 | 3.17 | 3.17 | 3.17 | 3.17 | 3.17 | 3.17 | 3.17 | 3.17 | 3.17 | 3.17 | 3.17 | 3.17 | 3.17 | 3.17 | 3.17 | 3.17 | 3.17
Option 4 AT | VIC | WNV | 2h | 609.07 | 1822.13 | 1986.15 | 1976.55 | 1976.55 | 1976.55 | 1877.25 | 1932.02 | 1932.02 | 1932.02 | 1932.02 | 1832.02 | 1932.02 | 1932.02 | 1832.02 | 1832.02 | 1832.02 | 1832.02 | 1832.02 | 1932.02 | 1582.02 | 1123 | 1123 | 1103
Option 4 AT | VIC | WNV | 4h | 0 | 0 | 364 | 364 | 364 | 364 | 378.43 | 364 | 364 | 364 | 364 | 378.43 | 364 | 364 | 378.43 | 378.43 | 378.43 | 378.43 | 378.43 | 364 | 378.43 | 212.8 | 220.03 | 220.03
Option 4 AT | VIC | WNV | 8h | 0 | 0 | 0.0002149 | 0.00022779 | 0.00024273 | 0.00024822 | 0.00024822 | 0.00028571 | 0.00028571 | 0.00028571 | 0.00028571 | 0.00028571 | 638.138 | 2762.6164 | 3673.1874 | 3673.1874 | 3673.1874 | 3673.1874 | 3673.1874 | 3673.1874 | 3778.554 | 3778.554 | 4843.8097 | 4843.8097
Option 4 AT | VIC | WNV | Coordinated CER | 37.461 | 59.516 | 87.562 | 128.578 | 161.007 | 197.879 | 239.591 | 287.673 | 340.791 | 400.016 | 464.8 | 536.284 | 616.323 | 699.091 | 798.551 | 903.827 | 1019.93 | 1143.426 | 1275.881 | 1415.062 | 1560.357 | 1712.728 | 1873.953 | 2039.666
Option 4 AT | VIC | WNV | Distributed PV | 1802.885 | 2011.654 | 2201.809 | 2413.584 | 2646.305 | 2792.014 | 2922.601 | 3069.059 | 3222.598 | 3413.625 | 3643.166 | 3845.627 | 4072.68 | 4351.903 | 4671.263 | 4966.306 | 5269.694 | 5633.952 | 6003.18 | 6312.218 | 6568.879 | 6900.584 | 7212.18 | 7519.206
Option 4 AT | VIC | WNV | Hydro | 2267.02 | 2267.02 | 2267.02 | 2267.02 | 2267.02 | 2267.02 | 2267.02 | 2267.02 | 2267.02 | 2267.02 | 2267.02 | 2267.02 | 2267.02 | 2267.02 | 2267.02 | 2267.02 | 2267.02 | 2267.02 | 2267.02 | 2267.02 | 2267.02 | 2267.02 | 2267.02 | 2267.02
Option 4 AT | VIC | WNV | OCGT | 584 | 584 | 584 | 584 | 584 | 584 | 584 | 1323.5972 | 1323.5972 | 1323.5972 | 1323.5972 | 1323.5972 | 1323.5972 | 1323.5972 | 1323.5972 | 1323.5972 | 1323.5972 | 1323.5972 | 1323.5972 | 1323.5972 | 1323.5972 | 739.5972 | 1038.0951 | 1038.0951
Option 4 AT | VIC | WNV | Offshore Wind | 0 | 0 | 0 | 0 | 0 | 90.3285 | 597.3332 | 597.3332 | 597.3332 | 597.3332 | 1264.0726 | 1482.4095 | 1482.4095 | 1482.4095 | 1482.4095 | 1482.4095 | 1482.4095 | 1482.4095 | 1482.4095 | 1482.4095 | 1482.4095 | 1482.4095 | 1482.4095 | 1482.4095
Option 4 AT | VIC | WNV | Solar | 1559.5602 | 2757.7062 | 3326.7762 | 3326.7763 | 3326.7763 | 3326.7763 | 3705.4658 | 5257.6953 | 5257.6953 | 6084.9107 | 6084.9108 | 6084.9108 | 10072.6325 | 18280.7412 | 21264.9071 | 21583.541 | 21583.541 | 21583.5411 | 21483.5711 | 21456.4011 | 22173.7807 | 22173.7807 | 25176.6232 | 24800.6932
Option 4 AT | VIC | WNV | Wind | 5163.68 | 5884.25 | 8643.1877 | 9271.25 | 9818.75 | 9788.75 | 9788.75 | 10759.67 | 11203.3587 | 11203.3587 | 13135.9979 | 13072.9879 | 13441.3364 | 13441.3364 | 13289.6364 | 13289.6364 | 13239.0864 | 12921.8864 | 13318.4555 | 13540.9634 | 13784.4725 | 13443.24 | 15532.268 | 14874.168
Option 5 AT | NEM |  | 12h | 0 | 0 | 0 | 810 | 810 | 810 | 810 | 810 | 810 | 810 | 810 | 810 | 810 | 810 | 810 | 810 | 810 | 810 | 810 | 810 | 810 | 810 | 810 | 810
Option 5 AT | NEM |  | 1h | 472.02 | 875.1901 | 875.1901 | 875.1901 | 875.1901 | 875.1901 | 875.1901 | 875.1901 | 875.1901 | 875.1901 | 875.1901 | 875.1901 | 875.1901 | 875.1901 | 875.1901 | 875.1901 | 875.1901 | 825.1901 | 825.1901 | 825.1901 | 825.1901 | 825.1901 | 825.1901 | 425.19
Option 5 AT | NEM |  | 24h | 0 | 0 | 0 | 0 | 0 | 0 | 0 | 0 | 0 | 1.18e-06 | 1.18e-06 | 1.18e-06 | 1.077e-05 | 1.077e-05 | 1.077e-05 | 1.282e-05 | 1.282e-05 | 1.282e-05 | 1.282e-05 | 1.282e-05 | 1.282e-05 | 1.282e-05 | 1.282e-05 | 1.282e-05
Option 5 AT | NEM |  | 2h | 5850.9701 | 9418.4714 | 9932.4918 | 10222.8926 | 10889.0233 | 10889.0255 | 11042.3655 | 11111.3563 | 11059.4963 | 11075.0963 | 11025.0963 | 10919.1063 | 10904.4971 | 11071.9001 | 10924.559 | 10695.3554 | 10809.087 | 11684.2662 | 10986.5462 | 10401.3562 | 9623.8861 | 6820.2275 | 7897.7781 | 7466.7774
Option 5 AT | NEM |  | 4h | 1893.6301 | 5203.1192 | 5972.1829 | 5972.1831 | 5972.1831 | 6172.1832 | 6186.6132 | 5957.4032 | 6172.1832 | 6172.1832 | 6172.1832 | 5930.6132 | 6172.1832 | 6172.1832 | 6227.8332 | 6227.8332 | 6186.6132 | 6944.0827 | 6646.8627 | 6428.4327 | 5684.0826 | 2448.9636 | 2113.9099 | 2113.9098
Option 5 AT | NEM |  | 8h | 325 | 724.3903 | 3248.1166 | 4960.1164 | 6447.9488 | 6716.4342 | 9161.441 | 11452.7993 | 11955.9136 | 12402.9692 | 12470.3617 | 12573.0337 | 15831.7542 | 21652.6817 | 24840.0576 | 25129.257 | 26324.783 | 29017.038 | 29017.038 | 29233.3227 | 29883.8473 | 30522.9912 | 34129.4878 | 32758.6217
Option 5 AT | NEM |  | Biomass | 32 | 32 | 32 | 32 | 32 | 32 | 32 | 32 | 32 | 32 | 32 | 32 | 32 | 32 | 32 | 32 | 32 | 32 | 32 | 32 | 32 | 32 | 32 | 32
Option 5 AT | NEM |  | Black Coal | 16435 | 16435 | 16435 | 3816 | 1086 | 0 | 0 | 0 | 0 | 0 | 0 | 0 | 0 | 0 | 0 | 0 | 0 | 0 | 0 | 0 | 0 | 0 | 0 | 0
Option 5 AT | NEM |  | Brown Coal | 4820 | 4820 | 3370 | 2210 | 2210 | 2210 | 2210 | 0 | 0 | 0 | 0 | 0 | 0 | 0 | 0 | 0 | 0 | 0 | 0 | 0 | 0 | 0 | 0 | 0
Option 5 AT | NEM |  | CCGT | 4334.9 | 4154.9 | 3554.9 | 3554.9 | 3554.9 | 3554.9 | 3554.9 | 3554.9 | 3554.9 | 3554.9 | 3169.9 | 2640.9 | 2553.5 | 2496.5 | 1996.5 | 1996.5 | 1996.5 | 1596.5 | 1596.5 | 952 | 952 | 708 | 708 | 708
Option 5 AT | NEM |  | CST | 0 | 0 | 0 | 0 | 0 | 7.77e-06 | 7.77e-06 | 7.77e-06 | 7.77e-06 | 7.77e-06 | 7.77e-06 | 7.77e-06 | 7.77e-06 | 7.77e-06 | 7.77e-06 | 7.77e-06 | 7.77e-06 | 7.77e-06 | 7.77e-06 | 7.77e-06 | 7.77e-06 | 7.77e-06 | 7.77e-06 | 7.77e-06
Option 5 AT | NEM |  | Coordinated CER | 820.881 | 1262.223 | 1820.912 | 2548.151 | 3177.233 | 3896.7 | 4712.378 | 5669.327 | 6735.058 | 7917.867 | 9221.881 | 10682.013 | 12311.572 | 13997.818 | 15939.689 | 18000.2 | 20274.658 | 22679.291 | 25273.938 | 27979.863 | 30806.91 | 33767.528 | 36863.741 | 40073.023
Option 5 AT | NEM |  | DSP | 6000 | 6000 | 6000 | 6000 | 6000 | 6000 | 6000 | 6000 | 6000 | 6000 | 6000 | 6000 | 6000 | 6000 | 6000 | 6000 | 6000 | 6000 | 6000 | 6000 | 6000 | 6000 | 6000 | 6000
Option 5 AT | NEM |  | Distributed PV | 29919.424 | 32710.995 | 35351.765 | 38252.157 | 41375.709 | 43624.641 | 45701.793 | 47878.618 | 50065.662 | 52654.073 | 55838.291 | 58943.831 | 62353.284 | 66333.514 | 70735.492 | 74854.192 | 78962.63 | 83610.22 | 88415.001 | 92559.237 | 96140.386 | 100432.906 | 104510.882 | 108495.442
Option 5 AT | NEM |  | H2 Reciprocating Engine | 0 | 0 | 400 | 400 | 400 | 400 | 400 | 400 | 400 | 400 | 400 | 400 | 400 | 400 | 400 | 400 | 400 | 400 | 400 | 400 | 400 | 400 | 400 | 400
Option 5 AT | NEM |  | Hydro | 6885.12 | 6885.12 | 6885.12 | 6885.12 | 7275.12 | 7275.12 | 7275.12 | 7275.12 | 7275.12 | 7275.12 | 7275.12 | 7275.12 | 7275.12 | 7275.12 | 7275.12 | 7275.12 | 7275.12 | 7275.12 | 7275.12 | 7275.12 | 7275.12 | 7275.12 | 7275.12 | 7275.12
Option 5 AT | NEM |  | Liquid Fuel | 836.88 | 700.38 | 700.38 | 700.38 | 700.38 | 700.38 | 700.38 | 408.38 | 408.38 | 408.38 | 408.38 | 408.38 | 408.38 | 408.38 | 408.38 | 408.38 | 408.38 | 408.38 | 276.88 | 276.88 | 122.88 | 122.88 | 122.88 | 122.88
Option 5 AT | NEM |  | OCGT | 7111.76 | 7111.76 | 7228.76 | 7228.76 | 8289.9652 | 8481.8126 | 9364.6904 | 11312.2111 | 11195.2111 | 11115.2111 | 11058.5111 | 11059.5792 | 13507.8067 | 13067.8067 | 12744.0467 | 13938.2614 | 13844.2614 | 13844.2614 | 13874.1908 | 14053.5839 | 13914.9414 | 13330.9414 | 13957.9062 | 15333.6262
Option 5 AT | NEM |  | Offshore Wind | 0 | 0 | 0 | 0 | 0 | 2000 | 2667 | 3333 | 4000 | 5000 | 6000 | 7000 | 10768.2376 | 12334.3522 | 12434.7209 | 12434.7209 | 13068.7213 | 13068.7213 | 13350.7677 | 13657.0048 | 13657.0048 | 13769.1179 | 15314.6057 | 15314.6057
Option 5 AT | NEM |  | PHES | 1067 | 1067 | 3267 | 3267 | 3267 | 3267 | 3267 | 3267 | 5265 | 5265 | 5265 | 5265 | 5265.0001 | 5265.0001 | 5265.0001 | 5265.0001 | 5265.0001 | 5265.0001 | 5265.0001 | 5265.0001 | 5265.0001 | 5265.0001 | 5265.0001 | 5265.0001
Option 5 AT | NEM |  | Solar | 16996.4868 | 26279.0865 | 29693.0857 | 34884.5736 | 38684.0848 | 39167.8502 | 46652.6847 | 51105.2145 | 53884.8317 | 65555.9881 | 69784.114 | 70943.1053 | 83696.7519 | 100899.6904 | 111818.4787 | 116257.8204 | 118047.4279 | 117668.4281 | 118153.7451 | 121462.6827 | 123296.1754 | 123086.7955 | 140200.0683 | 139013.6156
Option 5 AT | NEM |  | Wind | 13903.11 | 15421.17 | 29483.7445 | 34009.7463 | 36828.3378 | 39076.4944 | 42228.74 | 45712.7609 | 46513.3871 | 47424.953 | 54080.1422 | 54880.008 | 59697.0348 | 59540.9876 | 58883.0077 | 59615.5523 | 61088.4145 | 61735.2114 | 61894.1123 | 63708.5564 | 63586.4051 | 65476.2992 | 69711.0697 | 68311.3694
Option 5 AT | NSW |  | 12h | 0 | 0 | 0 | 810 | 810 | 810 | 810 | 810 | 810 | 810 | 810 | 810 | 810 | 810 | 810 | 810 | 810 | 810 | 810 | 810 | 810 | 810 | 810 | 810
Option 5 AT | NSW |  | 1h | 250 | 250.0001 | 250.0001 | 250.0001 | 250.0001 | 250.0001 | 250.0001 | 250.0001 | 250.0001 | 250.0001 | 250.0001 | 250.0001 | 250.0001 | 250.0001 | 250.0001 | 250.0001 | 250.0001 | 200.0001 | 200.0001 | 200.0001 | 200.0001 | 200.0001 | 200.0001 | 200
Option 5 AT | NSW |  | 2h | 722.6501 | 1224.651 | 1224.6512 | 1224.6518 | 1924.782 | 1924.7833 | 1924.7834 | 1919.0741 | 1914.7841 | 1914.7841 | 1864.7841 | 1864.7841 | 1864.7843 | 2032.187 | 1982.2053 | 1982.2053 | 2046.202 | 2050.4935 | 2046.2035 | 2026.2035 | 2030.4934 | 1778.4925 | 3133.0532 | 3133.0527
Option 5 AT | NSW |  | 4h | 1333.6301 | 2371.4146 | 2371.4146 | 2371.4146 | 2371.4146 | 2571.4146 | 2571.4146 | 2612.6346 | 2571.4146 | 2571.4146 | 2571.4146 | 2571.4146 | 2571.4146 | 2571.4146 | 2612.6346 | 2612.6346 | 2571.4146 | 2612.6346 | 2571.4146 | 2111.4146 | 1652.6345 | 854.85 | 813.6301 | 813.6302
Option 5 AT | NSW |  | 8h | 325 | 724.3903 | 1556.5775 | 2062.1396 | 2062.1397 | 2330.625 | 3155.25 | 4323.6338 | 4826.748 | 5188.4137 | 5188.4137 | 5188.4137 | 5813.029 | 7555.3819 | 8724.6021 | 8724.6021 | 9535.4972 | 10669.0588 | 10669.0588 | 10669.0588 | 10344.0588 | 10201.1212 | 10048.4489 | 9542.8867
Option 5 AT | NSW |  | Black Coal | 8305 | 8305 | 8305 | 1390 | 660 | 0 | 0 | 0 | 0 | 0 | 0 | 0 | 0 | 0 | 0 | 0 | 0 | 0 | 0 | 0 | 0 | 0 | 0 | 0
Option 5 AT | NSW |  | CCGT | 720 | 720 | 720 | 720 | 720 | 720 | 720 | 720 | 720 | 720 | 720 | 720 | 720 | 720 | 720 | 720 | 720 | 320 | 320 | 320 | 320 | 320 | 320 | 320
Option 5 AT | NSW |  | CST | 0 | 0 | 0 | 0 | 0 | 6.51e-06 | 6.51e-06 | 6.51e-06 | 6.51e-06 | 6.51e-06 | 6.51e-06 | 6.51e-06 | 6.51e-06 | 6.51e-06 | 6.51e-06 | 6.51e-06 | 6.51e-06 | 6.51e-06 | 6.51e-06 | 6.51e-06 | 6.51e-06 | 6.51e-06 | 6.51e-06 | 6.51e-06
Option 5 AT | NSW |  | Coordinated CER | 305.325 | 471.753 | 679.566 | 959.405 | 1184.728 | 1444.236 | 1738.636 | 2080.452 | 2460.331 | 2880.934 | 3343.977 | 3863.712 | 4447.42 | 5044.359 | 5700.691 | 6398.428 | 7171.437 | 7981.672 | 8864.048 | 9777.915 | 10730.596 | 11729.114 | 12775.115 | 13869.92
Option 5 AT | NSW |  | DSP | 6000 | 6000 | 6000 | 6000 | 6000 | 6000 | 6000 | 6000 | 6000 | 6000 | 6000 | 6000 | 6000 | 6000 | 6000 | 6000 | 6000 | 6000 | 6000 | 6000 | 6000 | 6000 | 6000 | 6000
Option 5 AT | NSW |  | Distributed PV | 10228.707 | 11213.299 | 12153.243 | 13197.05 | 14308.914 | 15144.649 | 15933.017 | 16731.304 | 17533.718 | 18481.498 | 19662.631 | 20816.238 | 22064.238 | 23494.349 | 25065.972 | 26528.99 | 27987.087 | 29628.197 | 31334.072 | 32808.76 | 34085.407 | 35609.43 | 37051.059 | 38455.664
Option 5 AT | NSW |  | Hydro | 2285 | 2285 | 2285 | 2285 | 2285 | 2285 | 2285 | 2285 | 2285 | 2285 | 2285 | 2285 | 2285 | 2285 | 2285 | 2285 | 2285 | 2285 | 2285 | 2285 | 2285 | 2285 | 2285 | 2285
Option 5 AT | NSW |  | OCGT | 2312.5 | 2312.5 | 2312.5 | 2312.5 | 2900.5941 | 3092.4416 | 3902.4639 | 4453.8493 | 4453.8493 | 4453.8493 | 4433.0493 | 4434.1174 | 6544.8277 | 6544.8277 | 6544.8277 | 6544.8277 | 6544.8277 | 6544.8277 | 5727.1277 | 5727.1277 | 5727.1277 | 5727.1277 | 5727.1277 | 5727.1277
Option 5 AT | NSW |  | Offshore Wind | 0 | 0 | 0 | 0 | 0 | 0 | 0 | 0 | 0 | 0 | 0 | 0 | 2768.2376 | 3334.3522 | 3434.7209 | 3434.7209 | 4068.7213 | 4068.7213 | 4350.7677 | 4657.0048 | 4657.0048 | 4769.1179 | 6314.6057 | 6314.6057
Option 5 AT | NSW |  | PHES | 247 | 247 | 2447 | 2447 | 2447 | 2447 | 2447 | 2447 | 2447 | 2447 | 2447 | 2447 | 2447 | 2447 | 2447 | 2447 | 2447 | 2447 | 2447 | 2447 | 2447 | 2447 | 2447 | 2447
Option 5 AT | NSW |  | Solar | 7705.2365 | 10827.67 | 12450.5588 | 16043.3983 | 16642.6978 | 17131.5825 | 19227.843 | 21140.3908 | 23327.4094 | 26907.246 | 28545.8758 | 28633.451 | 30156.6601 | 35771.8685 | 41829.7202 | 42414.4631 | 42520.8481 | 42297.8181 | 42297.8181 | 43847.5225 | 43742.2247 | 43709.8247 | 50467.8936 | 49943.9136
Option 5 AT | NSW |  | Wind | 2779.54 | 3050.02 | 7852.7777 | 11366.8382 | 12704.3692 | 13950.6485 | 16107.6473 | 17864.7605 | 17864.7605 | 18620.5986 | 20872.956 | 20875.9395 | 20673.4595 | 20695.1551 | 20334.4751 | 20862.1688 | 21128.8772 | 21250.6101 | 21250.6101 | 21214.8745 | 20996.1745 | 21946.2546 | 21961.1586 | 21854.2483
Option 5 AT | NSW | CNSW | 12h | 0 | 0 | 0 | 810 | 810 | 810 | 810 | 810 | 810 | 810 | 810 | 810 | 810 | 810 | 810 | 810 | 810 | 810 | 810 | 810 | 810 | 810 | 810 | 810
Option 5 AT | NSW | CNSW | 2h | 192.02 | 244.0203 | 244.0204 | 244.0204 | 244.0205 | 244.0207 | 244.0207 | 244.0207 | 244.0207 | 244.0207 | 244.0207 | 244.0207 | 244.0208 | 411.4232 | 422.1313 | 422.1313 | 490.418 | 490.418 | 490.418 | 470.418 | 470.418 | 418.4177 | 418.4177 | 418.4176
Option 5 AT | NSW | CNSW | 4h | 873.63 | 873.63 | 873.63 | 873.63 | 873.63 | 873.63 | 873.63 | 914.85 | 873.63 | 873.63 | 873.63 | 873.63 | 873.63 | 873.63 | 914.85 | 914.85 | 873.63 | 914.85 | 873.63 | 873.63 | 414.85 | 414.85 | 373.63 | 373.63
Option 5 AT | NSW | CNSW | 8h | 0 | 49.84 | 466.2123 | 596.5233 | 596.5233 | 865.0086 | 1689.6336 | 2843.4954 | 3248.7416 | 3610.4073 | 3610.4073 | 3610.4073 | 4235.0225 | 5977.3754 | 6923.6959 | 6923.6959 | 7734.591 | 8868.1525 | 8868.1525 | 8868.1525 | 8868.1525 | 8995.946 | 8686.8597 | 8556.5487
Option 5 AT | NSW | CNSW | Black Coal | 4105 | 4105 | 4105 | 1390 | 660 | 0 | 0 | 0 | 0 | 0 | 0 | 0 | 0 | 0 | 0 | 0 | 0 | 0 | 0 | 0 | 0 | 0 | 0 | 0
Option 5 AT | NSW | CNSW | CST | 0 | 0 | 0 | 0 | 0 | 2.47e-06 | 2.47e-06 | 2.47e-06 | 2.47e-06 | 2.47e-06 | 2.47e-06 | 2.47e-06 | 2.47e-06 | 2.47e-06 | 2.47e-06 | 2.47e-06 | 2.47e-06 | 2.47e-06 | 2.47e-06 | 2.47e-06 | 2.47e-06 | 2.47e-06 | 2.47e-06 | 2.47e-06
Option 5 AT | NSW | CNSW | Coordinated CER | 31.066 | 47.519 | 67.609 | 94.349 | 115.059 | 138.608 | 165.016 | 195.048 | 228.138 | 264.508 | 304.287 | 348.799 | 398.647 | 448.986 | 504.255 | 562.617 | 627.279 | 694.604 | 767.788 | 842.989 | 921.005 | 1002.291 | 1087.046 | 1175.24
Option 5 AT | NSW | CNSW | Distributed PV | 1072.546 | 1177.74 | 1276.321 | 1388.529 | 1511.965 | 1598.502 | 1678.242 | 1761.546 | 1844.203 | 1942.571 | 2067.13 | 2182.658 | 2308.151 | 2457.095 | 2624.887 | 2777.6 | 2930.133 | 3109.982 | 3294.977 | 3449 | 3575.999 | 3738.384 | 3889.883 | 4037.202
Option 5 AT | NSW | CNSW | OCGT | 0 | 0 | 0 | 0 | 0 | 0 | 0 | 0 | 0 | 0 | 0 | 0 | 0 | 0 | 0 | 0 | 0 | 0 | 0 | 0 | 0 | 0 | 0 | 0
Option 5 AT | NSW | CNSW | PHES | 247 | 247 | 247 | 247 | 247 | 247 | 247 | 247 | 247 | 247 | 247 | 247 | 247 | 247 | 247 | 247 | 247 | 247 | 247 | 247 | 247 | 247 | 247 | 247
Option 5 AT | NSW | CNSW | Solar | 2862.2066 | 4325.1667 | 5595.6554 | 9187.5947 | 9537.5948 | 10026.4792 | 12054.365 | 13738.2237 | 15643.8033 | 19025.7077 | 20015.3278 | 20088.4659 | 20088.4659 | 24134.1208 | 28658.824 | 28778.2859 | 28883.3565 | 28883.3565 | 28883.3565 | 29258.5496 | 29258.5496 | 29258.5496 | 32384.6088 | 32192.9688
Option 5 AT | NSW | CNSW | Wind | 498.03 | 498.03 | 3412.0302 | 6926.0907 | 8053.6215 | 8540.2031 | 8540.2031 | 10297.3163 | 10297.3163 | 11053.1544 | 12443.7356 | 12446.7191 | 12446.7191 | 12446.7191 | 12339.9191 | 12201.9091 | 12201.9091 | 12201.9091 | 12201.9091 | 12201.9091 | 12201.9091 | 13144.4371 | 13225.8276 | 13112.6376
Option 5 AT | NSW | NNSW | 1h | 200 | 200 | 200 | 200 | 200 | 200 | 200 | 200 | 200 | 200 | 200 | 200 | 200 | 200 | 200 | 200 | 200 | 200 | 200 | 200 | 200 | 200 | 200 | 200
Option 5 AT | NSW | NNSW | 2h | 0 | 450.0001 | 450.0001 | 450.0001 | 450.0001 | 450.0002 | 450.0002 | 450.0002 | 450.0002 | 450.0002 | 450.0002 | 450.0002 | 450.0002 | 450.0002 | 450.0002 | 450.0002 | 450.0002 | 450.0002 | 450.0002 | 450.0002 | 450.0002 | 250.0001 | 250.0001 | 250.0001
Option 5 AT | NSW | NNSW | 8h | 275 | 400 | 615.8146 | 616.8545 | 616.8545 | 616.8545 | 616.8545 | 631.3765 | 729.2446 | 729.2446 | 729.2446 | 729.2446 | 729.2446 | 729.2446 | 952.1443 | 952.1443 | 952.1443 | 952.1443 | 952.1443 | 952.1443 | 677.1443 | 630.9636 | 787.3777 | 786.3378
Option 5 AT | NSW | NNSW | CST | 0 | 0 | 0 | 0 | 0 | 2.15e-06 | 2.15e-06 | 2.15e-06 | 2.15e-06 | 2.15e-06 | 2.15e-06 | 2.15e-06 | 2.15e-06 | 2.15e-06 | 2.15e-06 | 2.15e-06 | 2.15e-06 | 2.15e-06 | 2.15e-06 | 2.15e-06 | 2.15e-06 | 2.15e-06 | 2.15e-06 | 2.15e-06
Option 5 AT | NSW | NNSW | Coordinated CER | 40.338 | 61.509 | 87.292 | 121.462 | 147.855 | 177.851 | 211.488 | 249.884 | 292.249 | 338.846 | 389.821 | 446.768 | 510.353 | 574.689 | 645.1 | 719.481 | 801.685 | 887.428 | 980.548 | 1076.451 | 1176.214 | 1280.345 | 1389.113 | 1502.531
Option 5 AT | NSW | NNSW | Distributed PV | 1453.255 | 1585.251 | 1708.634 | 1846.872 | 1996.603 | 2103.358 | 2202.001 | 2303.858 | 2405.133 | 2525.189 | 2676.155 | 2817.447 | 2970.123 | 3149.222 | 3349.343 | 3531.867 | 3713.722 | 3926.107 | 4144.722 | 4327.745 | 4479.835 | 4671.946 | 4851.544 | 5026.26
Option 5 AT | NSW | NNSW | PHES | 0 | 0 | 0 | 0 | 0 | 0 | 0 | 0 | 0 | 1e-06 | 1e-06 | 1e-06 | 9.25e-06 | 9.25e-06 | 9.25e-06 | 9.25e-06 | 9.25e-06 | 1.155e-05 | 1.155e-05 | 1.155e-05 | 1.155e-05 | 1.155e-05 | 1.155e-05 | 1.155e-05
Option 5 AT | NSW | NNSW | Solar | 701.0201 | 1007.4205 | 1327.4205 | 1327.4205 | 1327.4206 | 1327.4206 | 1395.7952 | 1624.4843 | 1905.9233 | 2040.2764 | 2080.5966 | 2095.0333 | 2691.497 | 2691.497 | 3528.5271 | 3581.9591 | 3583.2735 | 3563.2735 | 3563.2735 | 4176.8808 | 4156.583 | 4156.583 | 5551.4842 | 5551.4842
Option 5 AT | NSW | NNSW | Wind | 442.48 | 442.48 | 536.0041 | 536.0042 | 746.0042 | 746.0042 | 2903.0029 | 2903.0029 | 2903.0029 | 2903.0029 | 3686.3372 | 3686.3372 | 3513.8572 | 3513.8572 | 3513.8572 | 4227.8609 | 4494.5693 | 4672.3709 | 4672.3709 | 4672.3709 | 4672.3709 | 4672.3709 | 4868.0766 | 4868.0766
Option 5 AT | NSW | SNSW | 1h | 50 | 50 | 50 | 50 | 50 | 50 | 50 | 50 | 50 | 50 | 50 | 50 | 50 | 50 | 50 | 50 | 50 | 0 | 0 | 0 | 0 | 0 | 0 | 0
Option 5 AT | NSW | SNSW | 2h | 265.6 | 265.6001 | 265.6001 | 265.6002 | 265.6002 | 265.6002 | 265.6002 | 259.8902 | 255.6002 | 255.6002 | 255.6002 | 255.6002 | 255.6002 | 255.6005 | 259.8907 | 259.8908 | 255.6008 | 259.8922 | 255.6022 | 255.6022 | 259.8922 | 259.8921 | 1614.453 | 1614.4529
Option 5 AT | NSW | SNSW | 4h | 0 | 0 | 0 | 0 | 0 | 200 | 200 | 200 | 200 | 200 | 200 | 200 | 200 | 200 | 200 | 200 | 200 | 200 | 200 | 200 | 200 | 200 | 200 | 200
Option 5 AT | NSW | SNSW | 8h | 50 | 150 | 350.0001 | 350.0002 | 350.0002 | 350.0002 | 350.0002 | 350.0002 | 350.0002 | 350.0002 | 350.0002 | 350.0002 | 350.0002 | 350.0002 | 350.0002 | 350.0002 | 350.0002 | 350.0003 | 350.0003 | 350.0003 | 300.0003 | 200.0003 | 200.0002 | 200.0002
Option 5 AT | NSW | SNSW | CST | 0 | 0 | 0 | 0 | 0 | 1.89e-06 | 1.89e-06 | 1.89e-06 | 1.89e-06 | 1.89e-06 | 1.89e-06 | 1.89e-06 | 1.89e-06 | 1.89e-06 | 1.89e-06 | 1.89e-06 | 1.89e-06 | 1.89e-06 | 1.89e-06 | 1.89e-06 | 1.89e-06 | 1.89e-06 | 1.89e-06 | 1.89e-06
Option 5 AT | NSW | SNSW | Coordinated CER | 48.173 | 74.238 | 106.518 | 149.637 | 183.777 | 222.687 | 266.426 | 316.43 | 371.49 | 431.967 | 498.076 | 571.924 | 654.504 | 738.161 | 829.849 | 926.749 | 1033.918 | 1145.625 | 1266.97 | 1391.873 | 1521.523 | 1656.744 | 1797.877 | 1944.901
Option 5 AT | NSW | SNSW | Distributed PV | 1708.857 | 1868.868 | 2019.9 | 2190.46 | 2375.506 | 2508.487 | 2632.011 | 2759.592 | 2886.7 | 3037.494 | 3227.297 | 3406.41 | 3600.558 | 3828.074 | 4082.109 | 4314.898 | 4547.107 | 4816.662 | 5094.724 | 5328.916 | 5525.013 | 5770.089 | 5999.626 | 6222.859
Option 5 AT | NSW | SNSW | Hydro | 2285 | 2285 | 2285 | 2285 | 2285 | 2285 | 2285 | 2285 | 2285 | 2285 | 2285 | 2285 | 2285 | 2285 | 2285 | 2285 | 2285 | 2285 | 2285 | 2285 | 2285 | 2285 | 2285 | 2285
Option 5 AT | NSW | SNSW | OCGT | 692 | 692 | 692 | 692 | 692 | 692 | 692 | 692 | 692 | 692 | 692 | 692 | 692 | 692 | 692 | 692 | 692 | 692 | 0 | 0 | 0 | 0 | 0 | 0
Option 5 AT | NSW | SNSW | PHES | 0 | 0 | 2200 | 2200 | 2200 | 2200 | 2200 | 2200 | 2200 | 2200 | 2200 | 2200 | 2200 | 2200 | 2200 | 2200 | 2200 | 2200 | 2200 | 2200 | 2200 | 2200 | 2200 | 2200
Option 5 AT | NSW | SNSW | Solar | 3252.0099 | 4605.0829 | 4637.4831 | 4638.3831 | 4887.6824 | 4887.6827 | 4887.6828 | 4887.6828 | 4887.6828 | 4951.262 | 5559.9515 | 5559.9518 | 6486.6972 | 8056.2507 | 8752.3691 | 9164.2181 | 9164.2181 | 8961.1882 | 8961.1882 | 9522.0921 | 9437.0921 | 9404.6921 | 11641.8006 | 11309.4606
Option 5 AT | NSW | SNSW | Wind | 1839.03 | 2109.51 | 3547.7434 | 3547.7434 | 3547.7435 | 4307.4413 | 4307.4413 | 4307.4413 | 4307.4413 | 4307.4413 | 4385.8832 | 4385.8832 | 4355.8832 | 4377.5788 | 4123.6988 | 4075.3988 | 4075.3988 | 4019.3301 | 4019.3301 | 3983.5945 | 3764.8945 | 3772.4466 | 3510.2543 | 3516.534
Option 5 AT | NSW | SNW | 1h | 3.854e-05 | 5.276e-05 | 7.934e-05 | 0.00011115 | 0.00012218 | 0.00013695 | 0.00013695 | 0.00013695 | 0.00013695 | 0.00013695 | 0.00013695 | 0.00013695 | 0.00013695 | 0.00013887 | 0.00014048 | 0.00014198 | 0.00014433 | 0.00014734 | 0.00014734 | 0.00014734 | 0.00010879 | 9.458e-05 | 6.9e-05 | 3.836e-05
Option 5 AT | NSW | SNW | 2h | 265.0301 | 265.0305 | 265.0306 | 265.0311 | 965.1611 | 965.1622 | 965.1623 | 965.1631 | 965.1631 | 965.1631 | 915.1631 | 915.1631 | 915.1631 | 915.1631 | 850.1831 | 850.1831 | 850.1831 | 850.1831 | 850.1831 | 850.1831 | 850.183 | 850.1826 | 850.1825 | 850.1821
Option 5 AT | NSW | SNW | 4h | 460.0001 | 1497.7846 | 1497.7846 | 1497.7846 | 1497.7846 | 1497.7846 | 1497.7846 | 1497.7846 | 1497.7846 | 1497.7846 | 1497.7846 | 1497.7846 | 1497.7846 | 1497.7846 | 1497.7846 | 1497.7846 | 1497.7846 | 1497.7846 | 1497.7846 | 1037.7846 | 1037.7845 | 240 | 240.0001 | 240.0002
Option 5 AT | NSW | SNW | 8h | 3.193e-05 | 124.5503 | 124.5504 | 498.7617 | 498.7617 | 498.7617 | 498.7617 | 498.7617 | 498.7617 | 498.7617 | 498.7617 | 498.7617 | 498.7617 | 498.7617 | 498.7617 | 498.7617 | 498.7617 | 498.7617 | 498.7617 | 498.7617 | 498.7617 | 374.2114 | 374.2113 | 2.712e-05
Option 5 AT | NSW | SNW | Black Coal | 4200 | 4200 | 4200 | 0 | 0 | 0 | 0 | 0 | 0 | 0 | 0 | 0 | 0 | 0 | 0 | 0 | 0 | 0 | 0 | 0 | 0 | 0 | 0 | 0
Option 5 AT | NSW | SNW | CCGT | 720 | 720 | 720 | 720 | 720 | 720 | 720 | 720 | 720 | 720 | 720 | 720 | 720 | 720 | 720 | 720 | 720 | 320 | 320 | 320 | 320 | 320 | 320 | 320
Option 5 AT | NSW | SNW | Coordinated CER | 185.748 | 288.487 | 418.147 | 593.957 | 738.037 | 905.09 | 1095.706 | 1319.09 | 1568.454 | 1845.613 | 2151.793 | 2496.221 | 2883.916 | 3282.523 | 3721.487 | 4189.581 | 4708.555 | 5254.015 | 5848.742 | 6466.602 | 7111.854 | 7789.734 | 8501.079 | 9247.248
Option 5 AT | NSW | SNW | DSP | 6000 | 6000 | 6000 | 6000 | 6000 | 6000 | 6000 | 6000 | 6000 | 6000 | 6000 | 6000 | 6000 | 6000 | 6000 | 6000 | 6000 | 6000 | 6000 | 6000 | 6000 | 6000 | 6000 | 6000
Option 5 AT | NSW | SNW | Distributed PV | 5994.049 | 6581.44 | 7148.388 | 7771.189 | 8424.84 | 8934.302 | 9420.763 | 9906.308 | 10397.682 | 10976.244 | 11692.049 | 12409.723 | 13185.406 | 14059.958 | 15009.633 | 15904.625 | 16796.125 | 17775.446 | 18799.649 | 19703.099 | 20504.56 | 21429.011 | 22310.006 | 23169.343
Option 5 AT | NSW | SNW | OCGT | 1620.5 | 1620.5 | 1620.5 | 1620.5 | 2208.5941 | 2400.4416 | 3210.4639 | 3761.8493 | 3761.8493 | 3761.8493 | 3741.0493 | 3742.1174 | 5852.8277 | 5852.8277 | 5852.8277 | 5852.8277 | 5852.8277 | 5852.8277 | 5727.1277 | 5727.1277 | 5727.1277 | 5727.1277 | 5727.1277 | 5727.1277
Option 5 AT | NSW | SNW | Offshore Wind | 0 | 0 | 0 | 0 | 0 | 0 | 0 | 0 | 0 | 0 | 0 | 0 | 2768.2376 | 3334.3522 | 3434.7209 | 3434.7209 | 4068.7213 | 4068.7213 | 4350.7677 | 4657.0048 | 4657.0048 | 4769.1179 | 6314.6057 | 6314.6057
Option 5 AT | NSW | SNW | Solar | 889.9999 | 889.9999 | 889.9999 | 889.9999 | 890 | 890 | 890 | 890 | 890 | 890 | 890 | 890 | 890 | 890 | 890 | 890 | 890 | 890 | 890 | 890 | 890 | 890 | 890 | 890
Option 5 AT | NSW | SNW | Wind | 0 | 0 | 357 | 357 | 357 | 357 | 357 | 357 | 357 | 357 | 357 | 357 | 357 | 357 | 357 | 357 | 357 | 357 | 357 | 357 | 357 | 357 | 357 | 357
Option 5 AT | QLD |  | 1h | 222.02 | 622.02 | 622.02 | 622.02 | 622.02 | 622.02 | 622.02 | 622.02 | 622.02 | 622.02 | 622.02 | 622.02 | 622.02 | 622.02 | 622.02 | 622.02 | 622.02 | 622.02 | 622.02 | 622.02 | 622.02 | 622.02 | 622.02 | 222.02
Option 5 AT | QLD |  | 2h | 2039.12 | 2039.1202 | 2189.1203 | 2489.1204 | 2485.1208 | 2485.1209 | 2485.1209 | 2500.7209 | 2485.1209 | 2500.7209 | 2500.7209 | 2485.1209 | 2385.1209 | 2385.1209 | 2385.1209 | 2385.1209 | 2354.7209 | 3626.3086 | 3426.3086 | 2876.3086 | 2891.9086 | 2726.3084 | 2487.1083 | 2187.1083
Option 5 AT | QLD |  | 4h | 560 | 560 | 814.0002 | 814.0003 | 814.0003 | 814.0003 | 814.0003 | 814.0003 | 814.0003 | 814.0003 | 814.0003 | 814.0003 | 814.0003 | 814.0003 | 814.0003 | 814.0003 | 814.0003 | 1530.2498 | 1530.2498 | 1530.2498 | 1230.2498 | 1230.2498 | 1080.2496 | 1080.2495
Option 5 AT | QLD |  | 8h | 0 | 0 | 1372.6784 | 2579.116 | 3820.9485 | 3820.9486 | 5441.3303 | 6149.5806 | 6149.5806 | 6149.5806 | 6164.9323 | 6236.2444 | 6525.1555 | 7655.7964 | 8296.8962 | 8403.6959 | 8647.75 | 9946.0128 | 9946.0128 | 10139.7235 | 10139.7235 | 10141.716 | 10037.4682 | 9172.1642
Option 5 AT | QLD |  | Biomass | 32 | 32 | 32 | 32 | 32 | 32 | 32 | 32 | 32 | 32 | 32 | 32 | 32 | 32 | 32 | 32 | 32 | 32 | 32 | 32 | 32 | 32 | 32 | 32
Option 5 AT | QLD |  | Black Coal | 8130 | 8130 | 8130 | 2426 | 426 | 0 | 0 | 0 | 0 | 0 | 0 | 0 | 0 | 0 | 0 | 0 | 0 | 0 | 0 | 0 | 0 | 0 | 0 | 0
Option 5 AT | QLD |  | CCGT | 1597.9 | 1597.9 | 1597.9 | 1597.9 | 1597.9 | 1597.9 | 1597.9 | 1597.9 | 1597.9 | 1597.9 | 1212.9 | 1212.9 | 1125.5 | 1068.5 | 1068.5 | 1068.5 | 1068.5 | 1068.5 | 1068.5 | 424 | 424 | 180 | 180 | 180
Option 5 AT | QLD |  | Coordinated CER | 143.282 | 232.667 | 350.075 | 524.729 | 680.138 | 856.454 | 1055.65 | 1290.674 | 1554.267 | 1844.788 | 2165.564 | 2527.998 | 2930.642 | 3349.434 | 3848.127 | 4375.466 | 4957.77 | 5576.37 | 6239.758 | 6929.194 | 7653.576 | 8409.278 | 9186.799 | 9985.93
Option 5 AT | QLD |  | Distributed PV | 8541.191 | 9218.093 | 9846.988 | 10551.311 | 11347.887 | 11901.607 | 12422.544 | 12977.137 | 13512.289 | 14120.34 | 14879.741 | 15625.507 | 16462.911 | 17476.536 | 18612.168 | 19655.027 | 20685.213 | 21870.847 | 23096.614 | 24119.549 | 24966.017 | 26030.978 | 27040.515 | 28016.37
Option 5 AT | QLD |  | H2 Reciprocating Engine | 0 | 0 | 400 | 400 | 400 | 400 | 400 | 400 | 400 | 400 | 400 | 400 | 400 | 400 | 400 | 400 | 400 | 400 | 400 | 400 | 400 | 400 | 400 | 400
Option 5 AT | QLD |  | Hydro | 156.4 | 156.4 | 156.4 | 156.4 | 156.4 | 156.4 | 156.4 | 156.4 | 156.4 | 156.4 | 156.4 | 156.4 | 156.4 | 156.4 | 156.4 | 156.4 | 156.4 | 156.4 | 156.4 | 156.4 | 156.4 | 156.4 | 156.4 | 156.4
Option 5 AT | QLD |  | Liquid Fuel | 423.5 | 423.5 | 423.5 | 423.5 | 423.5 | 423.5 | 423.5 | 131.5 | 131.5 | 131.5 | 131.5 | 131.5 | 131.5 | 131.5 | 131.5 | 131.5 | 131.5 | 131.5 | 0 | 0 | 0 | 0 | 0 | 0
Option 5 AT | QLD |  | OCGT | 1546 | 1546 | 1663 | 1663 | 2382.1111 | 2382.1111 | 2382.1111 | 2382.1111 | 2265.1111 | 2265.1111 | 2265.1111 | 2265.1111 | 2265.1111 | 2265.1111 | 2265.1111 | 2265.1111 | 2265.1111 | 2265.1111 | 3450.7404 | 3450.7404 | 2886.7404 | 2886.7404 | 2886.7404 | 2367.7404
Option 5 AT | QLD |  | PHES | 820 | 820 | 820 | 820 | 820 | 820 | 820 | 820 | 2818 | 2818 | 2818 | 2818 | 2818 | 2818 | 2818 | 2818 | 2818 | 2818 | 2818 | 2818 | 2818 | 2818 | 2818 | 2818
Option 5 AT | QLD |  | Solar | 5708.5935 | 8465.9295 | 9263.7697 | 10862.4179 | 13414.1 | 13413.5405 | 16473.1148 | 17751.352 | 18343.9505 | 24302.0719 | 25721.4679 | 26784.8989 | 31624.1475 | 31624.1476 | 31841.0581 | 34502.2197 | 35227.6359 | 35071.666 | 35631.1532 | 36691.0817 | 36187.9249 | 36087.9449 | 36872.7875 | 36681.2448
Option 5 AT | QLD |  | Wind | 2569.65 | 3075.86 | 8424.0773 | 8436.9299 | 8689.5031 | 9628.1104 | 10609.9902 | 11207.3169 | 11565.5445 | 11623.7232 | 12070.1671 | 12697.1283 | 16690.3793 | 16690.3793 | 16690.3793 | 16690.3793 | 17947.0829 | 17766.6129 | 17454.449 | 18503.4512 | 18460.2512 | 19207.4718 | 21204.9416 | 20765.9416
Option 5 AT | QLD | CQ | 2h | 230 | 230 | 230.0001 | 230.0001 | 226.0003 | 226.0003 | 226.0003 | 226.0003 | 226.0003 | 226.0003 | 226.0003 | 226.0003 | 226.0003 | 226.0003 | 226.0003 | 226.0003 | 180.0003 | 180.0003 | 180.0003 | 180.0003 | 180.0003 | 180.0003 | 180.0003 | 180.0002
Option 5 AT | QLD | CQ | 4h | 300 | 300 | 300 | 300 | 300 | 300 | 300 | 300 | 300 | 300 | 300 | 300 | 300 | 300 | 300 | 300 | 300 | 300 | 300 | 300 | 0 | 0 | 0 | 0
Option 5 AT | QLD | CQ | 8h | 0 | 0 | 0.00039592 | 0.00092078 | 3.3541 | 3.3541 | 277.9563 | 396.505 | 396.505 | 396.505 | 396.505 | 396.505 | 396.505 | 488.9982 | 1110.0281 | 1182.7853 | 1426.8394 | 2015.7173 | 2015.7173 | 2209.4279 | 2209.4279 | 2211.4205 | 3064.9195 | 3142.0177
Option 5 AT | QLD | CQ | Black Coal | 3004 | 3004 | 3004 | 1574 | 0 | 0 | 0 | 0 | 0 | 0 | 0 | 0 | 0 | 0 | 0 | 0 | 0 | 0 | 0 | 0 | 0 | 0 | 0 | 0
Option 5 AT | QLD | CQ | Coordinated CER | 13.95 | 22.432 | 33.374 | 49.666 | 63.83 | 79.79 | 97.727 | 118.58 | 141.868 | 167.42 | 195.551 | 227.338 | 262.625 | 299.127 | 343.07 | 389.408 | 440.68 | 495.014 | 553.235 | 613.546 | 676.921 | 742.86 | 810.485 | 879.679
Option 5 AT | QLD | CQ | Distributed PV | 784.212 | 854.215 | 917.536 | 991.345 | 1078.212 | 1133.73 | 1185.035 | 1241.654 | 1295.641 | 1357.342 | 1436.479 | 1510.259 | 1593.713 | 1699.233 | 1820.867 | 1930.547 | 2039.631 | 2170.553 | 2305.098 | 2413.879 | 2499.799 | 2615.929 | 2725.312 | 2831.033
Option 5 AT | QLD | CQ | OCGT | 37 | 37 | 37 | 37 | 436.885 | 436.885 | 436.885 | 436.885 | 399.885 | 399.885 | 399.885 | 399.885 | 399.885 | 399.885 | 399.885 | 399.885 | 399.885 | 399.885 | 399.885 | 399.885 | 399.885 | 399.885 | 399.885 | 399.885
Option 5 AT | QLD | CQ | PHES | 0 | 0 | 0 | 0 | 0 | 0 | 0 | 0 | 0 | 1.18e-06 | 1.18e-06 | 1.18e-06 | 8.84e-06 | 8.84e-06 | 9.97e-06 | 9.97e-06 | 1.098e-05 | 1.52e-05 | 1.52e-05 | 1.52e-05 | 1.52e-05 | 1.52e-05 | 1.52e-05 | 1.52e-05
Option 5 AT | QLD | CQ | Solar | 1153.0755 | 1153.0772 | 1250.0772 | 1306.7812 | 3608.1732 | 3608.1733 | 4070.1535 | 5018.1764 | 5078.3039 | 7682.9431 | 8338.4474 | 8338.9963 | 8540.8722 | 8540.8722 | 8757.7828 | 11418.9443 | 11771.4348 | 11756.4349 | 12418.882 | 13351.7416 | 13351.7416 | 13351.7416 | 13114.1912 | 12996.8014
Option 5 AT | QLD | CQ | Wind | 439 | 945.21 | 1832.3128 | 1832.3129 | 1944.7495 | 1944.7496 | 2030.1049 | 2348.1493 | 2348.1493 | 2348.1493 | 2348.1493 | 2348.1493 | 4949.3218 | 4949.3218 | 4949.3218 | 4949.3218 | 4949.3218 | 4949.3218 | 5077.138 | 5671.6601 | 5671.6601 | 5671.6601 | 5897.241 | 5458.241
Option 5 AT | QLD | GG | 1h | 0 | 400 | 400 | 400 | 400 | 400 | 400 | 400 | 400 | 400 | 400 | 400 | 400 | 400 | 400 | 400 | 400 | 400 | 400 | 400 | 400 | 400 | 400 | 0
Option 5 AT | QLD | GG | 2h | 0 | 4.083e-05 | 6.064e-05 | 0.00010858 | 0.00038371 | 0.00038371 | 0.00038487 | 0.00038664 | 0.00038664 | 0.00038791 | 0.00038791 | 0.00038791 | 0.00039017 | 0.00039553 | 0.00039553 | 0.00039553 | 0.0003973 | 1287.1881 | 1287.1881 | 1287.1881 | 1287.1881 | 1287.1881 | 1287.188 | 1287.188
Option 5 AT | QLD | GG | 4h | 0 | 0 | 0.00019712 | 0.00032097 | 0.00033061 | 0.00033061 | 0.00033061 | 0.00033061 | 0.00033061 | 0.00033061 | 0.00033061 | 0.00033061 | 0.0003326 | 0.00033446 | 0.00033446 | 0.00033446 | 0.00033446 | 716.2498 | 716.2498 | 716.2498 | 716.2498 | 716.2498 | 716.2496 | 716.2495
Option 5 AT | QLD | GG | 8h | 0 | 0 | 7.078e-05 | 288.8091 | 1024.3522 | 1024.3522 | 1560.8632 | 1641.3018 | 1641.3018 | 1641.3018 | 1641.3018 | 1641.3018 | 1641.3018 | 1641.3018 | 1641.3018 | 1641.3018 | 1641.3018 | 1641.3018 | 1641.3018 | 1641.3018 | 1641.3018 | 1641.3018 | 1641.3017 | 1352.4926
Option 5 AT | QLD | GG | Black Coal | 1680 | 1680 | 1680 | 0 | 0 | 0 | 0 | 0 | 0 | 0 | 0 | 0 | 0 | 0 | 0 | 0 | 0 | 0 | 0 | 0 | 0 | 0 | 0 | 0
Option 5 AT | QLD | GG | CCGT | 180 | 180 | 180 | 180 | 180 | 180 | 180 | 180 | 180 | 180 | 180 | 180 | 180 | 180 | 180 | 180 | 180 | 180 | 180 | 180 | 180 | 180 | 180 | 180
Option 5 AT | QLD | GG | Coordinated CER | 1.806 | 2.916 | 4.351 | 6.469 | 8.322 | 10.41 | 12.759 | 15.5 | 18.561 | 21.923 | 25.624 | 29.806 | 34.452 | 39.256 | 44.991 | 51.033 | 57.702 | 64.774 | 72.345 | 80.179 | 88.392 | 96.93 | 105.662 | 114.59
Option 5 AT | QLD | GG | Distributed PV | 97.771 | 105.629 | 113.124 | 121.15 | 129.771 | 136.351 | 142.675 | 149.14 | 155.449 | 162.558 | 171.163 | 180.106 | 190.074 | 201.575 | 214.034 | 225.731 | 237.193 | 249.707 | 262.747 | 274.071 | 283.958 | 295.385 | 306.307 | 316.865
Option 5 AT | QLD | GG | OCGT | 0 | 0 | 0 | 0 | 129.8444 | 129.8444 | 129.8444 | 129.8444 | 129.8444 | 129.8444 | 129.8444 | 129.8444 | 129.8444 | 129.8444 | 129.8444 | 129.8444 | 129.8444 | 129.8444 | 1315.4738 | 1315.4738 | 1315.4738 | 1315.4738 | 1315.4738 | 1315.4738
Option 5 AT | QLD | GG | Solar | 524.4322 | 524.4322 | 524.4322 | 524.4322 | 524.4323 | 524.4324 | 530.8281 | 540.7598 | 540.7598 | 540.7598 | 540.7598 | 549.0144 | 630.01 | 630.01 | 630.01 | 630.01 | 630.01 | 630.01 | 630.01 | 630.01 | 630.01 | 630.01 | 630.01 | 630.01
Option 5 AT | QLD | NQ | 2h | 0 | 0 | 150 | 450 | 450 | 450 | 450 | 450 | 450 | 450 | 450 | 450 | 450 | 450 | 450 | 450 | 450 | 450 | 450 | 450 | 450 | 300 | 300 | 0
Option 5 AT | QLD | NQ | 4h | 0 | 0 | 254 | 254 | 254 | 254 | 254 | 254 | 254 | 254 | 254 | 254 | 254 | 254 | 254 | 254 | 254 | 254 | 254 | 254 | 254 | 254 | 104 | 104
Option 5 AT | QLD | NQ | 8h | 0 | 0 | 5.9814 | 107.3708 | 515.99 | 515.99 | 515.99 | 515.99 | 515.99 | 515.99 | 531.3417 | 602.6538 | 675.5082 | 709.8125 | 729.8823 | 763.9248 | 763.9248 | 763.9248 | 763.9248 | 763.9248 | 763.9248 | 763.9248 | 757.9433 | 656.554
Option 5 AT | QLD | NQ | Biomass | 32 | 32 | 32 | 32 | 32 | 32 | 32 | 32 | 32 | 32 | 32 | 32 | 32 | 32 | 32 | 32 | 32 | 32 | 32 | 32 | 32 | 32 | 32 | 32
Option 5 AT | QLD | NQ | CCGT | 244 | 244 | 244 | 244 | 244 | 244 | 244 | 244 | 244 | 244 | 244 | 244 | 244 | 244 | 244 | 244 | 244 | 244 | 244 | 244 | 244 | 0 | 0 | 0
Option 5 AT | QLD | NQ | Coordinated CER | 21.684 | 34.951 | 52.121 | 77.657 | 99.95 | 125.082 | 153.337 | 186.245 | 222.995 | 263.326 | 307.739 | 357.938 | 413.689 | 471.383 | 540.68 | 613.764 | 694.579 | 780.234 | 871.997 | 967.018 | 1066.713 | 1170.389 | 1276.603 | 1385.232
Option 5 AT | QLD | NQ | Distributed PV | 1293.407 | 1398.759 | 1495.68 | 1605.762 | 1732.276 | 1817.455 | 1896.872 | 1982.593 | 2064.892 | 2158.61 | 2276.917 | 2390.734 | 2518.921 | 2676.837 | 2855.84 | 3018.999 | 3180.576 | 3369.717 | 3564.696 | 3725.202 | 3855.431 | 4024.113 | 4183.483 | 4337.437
Option 5 AT | QLD | NQ | Hydro | 156.4 | 156.4 | 156.4 | 156.4 | 156.4 | 156.4 | 156.4 | 156.4 | 156.4 | 156.4 | 156.4 | 156.4 | 156.4 | 156.4 | 156.4 | 156.4 | 156.4 | 156.4 | 156.4 | 156.4 | 156.4 | 156.4 | 156.4 | 156.4
Option 5 AT | QLD | NQ | Liquid Fuel | 423.5 | 423.5 | 423.5 | 423.5 | 423.5 | 423.5 | 423.5 | 131.5 | 131.5 | 131.5 | 131.5 | 131.5 | 131.5 | 131.5 | 131.5 | 131.5 | 131.5 | 131.5 | 0 | 0 | 0 | 0 | 0 | 0
Option 5 AT | QLD | NQ | PHES | 250 | 250 | 250 | 250 | 250 | 250 | 250 | 250 | 250 | 250 | 250 | 250 | 250 | 250 | 250 | 250 | 250 | 250 | 250 | 250 | 250 | 250 | 250 | 250
Option 5 AT | QLD | NQ | Solar | 1529.8899 | 1529.8911 | 2129.8911 | 2404.9459 | 2544.6005 | 2544.6006 | 2544.6006 | 2544.6006 | 2544.6006 | 2902.4692 | 3345.4317 | 4400.0592 | 4617.6695 | 4617.6695 | 4617.6695 | 4617.6696 | 4990.5952 | 4874.6252 | 4874.6253 | 4963.4614 | 4948.4615 | 4848.4815 | 4798.2363 | 4807.4265
Option 5 AT | QLD | NQ | Wind | 375.65 | 375.65 | 2116.9733 | 2129.8257 | 2176.7079 | 2412.5535 | 3309.078 | 3588.3603 | 3946.5879 | 3946.5879 | 3983.0769 | 4016.8408 | 5408.9193 | 5408.9193 | 5408.9193 | 5408.9193 | 5603.6668 | 5423.1968 | 5423.1968 | 5877.6767 | 5834.4767 | 5834.4767 | 5912.0859 | 5912.0859
Option 5 AT | QLD | SQ | 1h | 222.02 | 222.02 | 222.02 | 222.02 | 222.02 | 222.02 | 222.02 | 222.02 | 222.02 | 222.02 | 222.02 | 222.02 | 222.02 | 222.02 | 222.02 | 222.02 | 222.02 | 222.02 | 222.02 | 222.02 | 222.02 | 222.02 | 222.02 | 222.02
Option 5 AT | QLD | SQ | 2h | 1809.12 | 1809.1202 | 1809.1202 | 1809.1202 | 1809.1202 | 1809.1202 | 1809.1202 | 1824.7202 | 1809.1202 | 1824.7202 | 1824.7202 | 1809.1202 | 1709.1202 | 1709.1202 | 1709.1202 | 1709.1202 | 1724.7202 | 1709.1202 | 1509.1202 | 959.1202 | 974.7202 | 959.12 | 719.92 | 719.92
Option 5 AT | QLD | SQ | 4h | 260 | 260 | 260 | 260 | 260 | 260 | 260 | 260 | 260 | 260 | 260 | 260 | 260 | 260 | 260 | 260 | 260 | 260 | 260 | 260 | 260 | 260 | 260 | 260
Option 5 AT | QLD | SQ | 8h | 0 | 0 | 1366.6965 | 2182.9352 | 2277.2523 | 2277.2523 | 3086.5209 | 3595.7838 | 3595.7838 | 3595.7838 | 3595.7838 | 3595.7838 | 3811.8405 | 4815.684 | 4815.684 | 4815.684 | 4815.684 | 5525.069 | 5525.069 | 5525.069 | 5525.069 | 5525.069 | 4573.3036 | 4021.0998
Option 5 AT | QLD | SQ | Black Coal | 3446 | 3446 | 3446 | 852 | 426 | 0 | 0 | 0 | 0 | 0 | 0 | 0 | 0 | 0 | 0 | 0 | 0 | 0 | 0 | 0 | 0 | 0 | 0 | 0
Option 5 AT | QLD | SQ | CCGT | 1173.9 | 1173.9 | 1173.9 | 1173.9 | 1173.9 | 1173.9 | 1173.9 | 1173.9 | 1173.9 | 1173.9 | 788.9 | 788.9 | 701.5 | 644.5 | 644.5 | 644.5 | 644.5 | 644.5 | 644.5 | 0 | 0 | 0 | 0 | 0
Option 5 AT | QLD | SQ | Coordinated CER | 105.842 | 172.368 | 260.229 | 390.937 | 508.036 | 641.172 | 791.827 | 970.349 | 1170.843 | 1392.119 | 1636.65 | 1912.916 | 2219.876 | 2539.668 | 2919.386 | 3321.261 | 3764.809 | 4236.348 | 4742.181 | 5268.451 | 5821.55 | 6399.099 | 6994.049 | 7606.429
Option 5 AT | QLD | SQ | Distributed PV | 6365.801 | 6859.49 | 7320.648 | 7833.054 | 8407.628 | 8814.071 | 9197.962 | 9603.75 | 9996.307 | 10441.83 | 10995.182 | 11544.408 | 12160.203 | 12898.891 | 13721.427 | 14479.75 | 15227.813 | 16080.87 | 16964.073 | 17706.397 | 18326.829 | 19095.551 | 19825.413 | 20531.035
Option 5 AT | QLD | SQ | H2 Reciprocating Engine | 0 | 0 | 400 | 400 | 400 | 400 | 400 | 400 | 400 | 400 | 400 | 400 | 400 | 400 | 400 | 400 | 400 | 400 | 400 | 400 | 400 | 400 | 400 | 400
Option 5 AT | QLD | SQ | OCGT | 1509 | 1509 | 1626 | 1626 | 1815.3816 | 1815.3816 | 1815.3816 | 1815.3816 | 1735.3816 | 1735.3816 | 1735.3816 | 1735.3816 | 1735.3816 | 1735.3816 | 1735.3816 | 1735.3816 | 1735.3816 | 1735.3816 | 1735.3816 | 1735.3816 | 1171.3816 | 1171.3816 | 1171.3816 | 652.3816
Option 5 AT | QLD | SQ | PHES | 570 | 570 | 570 | 570 | 570 | 570 | 570 | 570 | 2568 | 2568 | 2568 | 2568 | 2568 | 2568 | 2568 | 2568 | 2568 | 2568 | 2568 | 2568 | 2568 | 2568 | 2568 | 2568
Option 5 AT | QLD | SQ | Solar | 2501.1959 | 5258.529 | 5359.3691 | 6626.2586 | 6736.894 | 6736.3342 | 9327.5326 | 9647.8152 | 10180.2862 | 13175.8998 | 13496.829 | 13496.829 | 17835.5958 | 17835.5958 | 17835.5958 | 17835.5958 | 17835.5958 | 17810.5958 | 17707.6358 | 17745.8687 | 17257.7118 | 17257.7118 | 18330.35 | 18247.0069
Option 5 AT | QLD | SQ | Wind | 1755 | 1755 | 4474.7913 | 4474.7913 | 4568.0457 | 5270.8073 | 5270.8073 | 5270.8073 | 5270.8073 | 5328.986 | 5738.9409 | 6332.1381 | 6332.1381 | 6332.1381 | 6332.1381 | 6332.1381 | 7394.0943 | 7394.0943 | 6954.1143 | 6954.1143 | 6954.1143 | 7701.3349 | 9395.6147 | 9395.6147
Option 5 AT | SA |  | 2h | 1135.13 | 2711.13 | 2911.13 | 2911.1301 | 2881.1301 | 2881.1309 | 2881.1309 | 2888.1009 | 2856.1309 | 2856.1309 | 2856.1309 | 2863.1009 | 2856.1312 | 2856.1312 | 2856.1318 | 2926.9281 | 3007.063 | 2756.363 | 2462.933 | 2450.383 | 2240.383 | 464.383 | 423.933 | 312.933
Option 5 AT | SA |  | 4h | 0 | 556 | 556.0001 | 556.0001 | 556.0001 | 556.0001 | 556.0001 | 300.0001 | 556.0001 | 556.0001 | 556.0001 | 300.0001 | 556.0001 | 556.0001 | 556.0001 | 556.0002 | 556.0002 | 556.0002 | 300.0002 | 556.0002 | 556.0002 | 0.00016356 | 6.365e-05 | 4.492e-05
Option 5 AT | SA |  | 8h | 0 | 0 | 318.86 | 318.86 | 564.8598 | 564.8598 | 564.8598 | 979.5841 | 979.5841 | 1064.9741 | 1117.0148 | 1148.3747 | 2143.7461 | 2582.6336 | 2921.167 | 3103.5666 | 3244.1435 | 3504.574 | 3504.574 | 3527.148 | 4396.7854 | 4816.6938 | 7715.9754 | 7715.9754
Option 5 AT | SA |  | CCGT | 1309 | 1129 | 529 | 529 | 529 | 529 | 529 | 529 | 529 | 529 | 529 | 0 | 0 | 0 | 0 | 0 | 0 | 0 | 0 | 0 | 0 | 0 | 0 | 0
Option 5 AT | SA |  | Coordinated CER | 178.135 | 244.708 | 323.339 | 368.695 | 433.083 | 504.925 | 585.242 | 679.496 | 783.148 | 897.342 | 1023.315 | 1164.171 | 1316.05 | 1473.48 | 1652.96 | 1842.228 | 2049.146 | 2265.318 | 2496.514 | 2737.615 | 2985.972 | 3243.929 | 3511.136 | 3788.63
Option 5 AT | SA |  | Distributed PV | 3375.932 | 3586.659 | 3784.152 | 3995.398 | 4225.268 | 4402.077 | 4566.115 | 4746.319 | 4925.157 | 5125.569 | 5369.66 | 5615.076 | 5884.533 | 6191.517 | 6520.235 | 6818.856 | 7110.128 | 7431.429 | 7770.539 | 8060.469 | 8313.052 | 8610.529 | 8894.65 | 9172.96
Option 5 AT | SA |  | Liquid Fuel | 413.38 | 276.88 | 276.88 | 276.88 | 276.88 | 276.88 | 276.88 | 276.88 | 276.88 | 276.88 | 276.88 | 276.88 | 276.88 | 276.88 | 276.88 | 276.88 | 276.88 | 276.88 | 276.88 | 276.88 | 122.88 | 122.88 | 122.88 | 122.88
Option 5 AT | SA |  | OCGT | 1175.26 | 1175.26 | 1175.26 | 1175.26 | 929.26 | 929.26 | 1002.1154 | 1247.4389 | 1247.4389 | 1167.4389 | 1131.5389 | 1131.5389 | 1131.5389 | 1131.5389 | 927.7789 | 927.7789 | 927.7789 | 927.7789 | 589.7789 | 769.172 | 930.8508 | 930.8508 | 1218.9564 | 1340.3601
Option 5 AT | SA |  | Solar | 935.8802 | 1771.6664 | 1908.8664 | 1908.8666 | 2557.3962 | 2552.8363 | 3784.3416 | 4331.2533 | 4331.2533 | 5523.8254 | 6688.6552 | 6688.6553 | 8453.9996 | 12052.0209 | 13297.2623 | 14180.5744 | 15138.3806 | 15138.3806 | 15164.1804 | 15890.6552 | 17815.1264 | 17738.1265 | 24469.3245 | 24374.3245
Option 5 AT | SA |  | Wind | 2722.04 | 2722.04 | 2959.525 | 3234.5252 | 3853.4111 | 3762.6612 | 3762.6612 | 4290.2897 | 4710.6267 | 4440.4467 | 5931.6571 | 5975.3923 | 6603.6853 | 6276.9854 | 6237.9854 | 6237.9854 | 6237.9855 | 7260.7195 | 7260.7195 | 7556.9974 | 7556.9974 | 7556.9974 | 7356.0174 | 7160.3274
Option 5 AT | SA | CSA | 2h | 1059.68 | 2187.3112 | 2387.3112 | 2387.3112 | 2357.3112 | 2357.3112 | 2357.3112 | 2363.7312 | 2357.3112 | 2357.3112 | 2357.3112 | 2363.7312 | 2357.3112 | 2357.3112 | 2357.3112 | 2345.3112 | 2345.3112 | 2094.6112 | 1800.6312 | 1798.6312 | 1588.6312 | 261 | 261 | 150
Option 5 AT | SA | CSA | 4h | 0 | 306 | 306.0001 | 306.0001 | 306.0001 | 306.0001 | 306.0001 | 50.0001 | 306.0001 | 306.0001 | 306.0001 | 50.0001 | 306.0001 | 306.0001 | 306.0001 | 306.0002 | 306.0002 | 306.0002 | 50.0002 | 306.0002 | 306.0002 | 0.00016356 | 6.365e-05 | 4.492e-05
Option 5 AT | SA | CSA | 8h | 0 | 0 | 139.8166 | 139.8166 | 139.8166 | 139.8166 | 139.8166 | 139.8166 | 139.8166 | 139.8166 | 139.8166 | 139.8166 | 561.0712 | 930.2677 | 1114.8432 | 1153.8827 | 1153.8827 | 1414.3132 | 1414.3132 | 1436.8872 | 1964.5865 | 2351.2293 | 2724.147 | 2724.147
Option 5 AT | SA | CSA | CCGT | 1309 | 1129 | 529 | 529 | 529 | 529 | 529 | 529 | 529 | 529 | 529 | 0 | 0 | 0 | 0 | 0 | 0 | 0 | 0 | 0 | 0 | 0 | 0 | 0
Option 5 AT | SA | CSA | Coordinated CER | 159.515 | 219.125 | 289.578 | 330.177 | 387.803 | 452.133 | 524.089 | 608.689 | 701.773 | 804.361 | 917.556 | 1044.134 | 1180.631 | 1322.135 | 1483.142 | 1652.921 | 1838.454 | 2032.307 | 2239.615 | 2455.82 | 2678.502 | 2909.834 | 3149.518 | 3398.501
Option 5 AT | SA | CSA | Distributed PV | 3050.439 | 3234.165 | 3407.605 | 3591.507 | 3788.877 | 3944.32 | 4089.166 | 4246.241 | 4402.426 | 4577.125 | 4788.577 | 5004.359 | 5240.889 | 5506.984 | 5789.151 | 6046.688 | 6296.789 | 6568.189 | 6855.678 | 7103.989 | 7322.569 | 7574.623 | 7815.61 | 8051.765
Option 5 AT | SA | CSA | Liquid Fuel | 276.88 | 276.88 | 276.88 | 276.88 | 276.88 | 276.88 | 276.88 | 276.88 | 276.88 | 276.88 | 276.88 | 276.88 | 276.88 | 276.88 | 276.88 | 276.88 | 276.88 | 276.88 | 276.88 | 276.88 | 122.88 | 122.88 | 122.88 | 122.88
Option 5 AT | SA | CSA | OCGT | 1095.26 | 1095.26 | 1095.26 | 1095.26 | 849.26 | 849.26 | 858.9113 | 969.477 | 969.477 | 969.477 | 933.577 | 933.577 | 933.577 | 933.577 | 729.817 | 729.817 | 729.817 | 729.817 | 391.817 | 394.7979 | 556.4767 | 556.4767 | 844.5822 | 965.986
Option 5 AT | SA | CSA | Solar | 74.5402 | 328.1804 | 465.3804 | 465.3804 | 468.1531 | 463.5932 | 787.4871 | 865.6519 | 865.6519 | 1204.9018 | 2358.0648 | 2358.0648 | 2978.8876 | 6557.4759 | 7344.9786 | 7718.5012 | 8367.4478 | 8367.4478 | 8612.4876 | 9074.7541 | 9965.83 | 9965.83 | 10542.3798 | 10542.3798
Option 5 AT | SA | CSA | Wind | 1765.01 | 1765.01 | 2002.4947 | 2277.4947 | 2716.9277 | 2716.9277 | 2716.9277 | 2981.4827 | 3133.3101 | 3061.9101 | 3588.3273 | 3588.4671 | 3588.4671 | 3261.7671 | 3261.7671 | 3261.7671 | 3261.7672 | 3978.7223 | 3978.7223 | 4320.6024 | 4320.6024 | 4320.6024 | 4119.6224 | 3923.9324
Option 5 AT | SA | NSA | 2h | 10 | 458.3689 | 458.3689 | 458.3689 | 458.3689 | 458.3697 | 458.3697 | 458.3697 | 458.3697 | 458.3697 | 458.3697 | 458.3697 | 458.37 | 458.37 | 458.3706 | 541.1669 | 621.3018 | 621.3018 | 621.3018 | 611.3018 | 611.3018 | 162.9329 | 162.9329 | 162.9329
Option 5 AT | SA | NSA | 8h | 0 | 0 | 179.0434 | 179.0434 | 425.0432 | 425.0432 | 425.0432 | 839.7675 | 839.7675 | 925.1574 | 977.1982 | 1008.5581 | 1582.6749 | 1652.366 | 1806.3237 | 1949.6839 | 2090.2608 | 2090.2608 | 2090.2608 | 2090.2608 | 2432.1989 | 2465.4645 | 4991.8284 | 4991.8284
Option 5 AT | SA | NSA | Coordinated CER | 9.759 | 13.4 | 17.665 | 20.138 | 23.667 | 27.576 | 31.912 | 36.893 | 42.332 | 48.291 | 54.835 | 62.127 | 69.961 | 78.06 | 87.465 | 97.376 | 108.242 | 119.576 | 131.699 | 144.335 | 157.367 | 170.88 | 184.849 | 199.32
Option 5 AT | SA | NSA | Distributed PV | 178.175 | 193.045 | 206.04 | 221.037 | 239.237 | 250.655 | 260.829 | 273.42 | 285.685 | 299.634 | 317.519 | 333.207 | 350.647 | 372.847 | 398.527 | 420.947 | 443.567 | 471.708 | 500.635 | 523.537 | 541.85 | 567.275 | 591.37 | 614.896
Option 5 AT | SA | NSA | Liquid Fuel | 73.5 | 0 | 0 | 0 | 0 | 0 | 0 | 0 | 0 | 0 | 0 | 0 | 0 | 0 | 0 | 0 | 0 | 0 | 0 | 0 | 0 | 0 | 0 | 0
Option 5 AT | SA | NSA | OCGT | 0 | 0 | 0 | 0 | 0 | 0 | 63.2041 | 197.9619 | 197.9619 | 197.9619 | 197.9619 | 197.9619 | 197.9619 | 197.9619 | 197.9619 | 197.9619 | 197.9619 | 197.9619 | 197.9619 | 374.3742 | 374.3742 | 374.3742 | 374.3742 | 374.3742
Option 5 AT | SA | NSA | Solar | 643.24 | 1225.3859 | 1225.386 | 1225.386 | 1871.1429 | 1871.143 | 2778.7544 | 3247.5012 | 3247.5012 | 4100.8235 | 4112.4903 | 4112.4903 | 5257.0118 | 5276.4448 | 5734.1828 | 6280.0722 | 6588.9312 | 6588.9312 | 6369.6912 | 6633.8994 | 7667.2949 | 7590.2949 | 13737.6499 | 13737.6499
Option 5 AT | SA | NSA | Wind | 632.53 | 632.53 | 632.5303 | 632.5303 | 811.9833 | 721.2333 | 721.2333 | 984.3069 | 1252.8164 | 1180.5364 | 1380.3857 | 1388.9252 | 2176.2182 | 2176.2182 | 2176.2182 | 2176.2182 | 2176.2183 | 2176.2183 | 2176.2183 | 2130.6161 | 2130.6161 | 2130.6161 | 2130.6161 | 2130.6162
Option 5 AT | SA | SESA | 2h | 65.45 | 65.45 | 65.45 | 65.45 | 65.45 | 65.45 | 65.45 | 66 | 40.45 | 40.45 | 40.45 | 41 | 40.45 | 40.45 | 40.45 | 40.45 | 40.45 | 40.45 | 41 | 40.45 | 40.45 | 40.45 | 0 | 0
Option 5 AT | SA | SESA | 4h | 0 | 250 | 250 | 250 | 250 | 250 | 250 | 250 | 250 | 250 | 250 | 250 | 250 | 250 | 250 | 250 | 250 | 250 | 250 | 250 | 250 | 0 | 0 | 0
Option 5 AT | SA | SESA | Coordinated CER | 8.861 | 12.183 | 16.096 | 18.38 | 21.613 | 25.216 | 29.241 | 33.914 | 39.043 | 44.69 | 50.924 | 57.91 | 65.458 | 73.285 | 82.353 | 91.931 | 102.45 | 113.435 | 125.2 | 137.46 | 150.103 | 163.215 | 176.769 | 190.809
Option 5 AT | SA | SESA | Distributed PV | 147.318 | 159.449 | 170.507 | 182.854 | 197.154 | 207.102 | 216.12 | 226.658 | 237.046 | 248.81 | 263.564 | 277.51 | 292.997 | 311.686 | 332.557 | 351.221 | 369.772 | 391.532 | 414.226 | 432.943 | 448.633 | 468.631 | 487.67 | 506.299
Option 5 AT | SA | SESA | Liquid Fuel | 63 | 0 | 0 | 0 | 0 | 0 | 0 | 0 | 0 | 0 | 0 | 0 | 0 | 0 | 0 | 0 | 0 | 0 | 0 | 0 | 0 | 0 | 0 | 0
Option 5 AT | SA | SESA | OCGT | 80 | 80 | 80 | 80 | 80 | 80 | 80 | 80 | 80 | 0 | 0 | 0 | 0 | 0 | 0 | 0 | 0 | 0 | 0 | 0 | 0 | 0 | 0 | 0
Option 5 AT | SA | SESA | Solar | 218.1 | 218.1001 | 218.1001 | 218.1001 | 218.1001 | 218.1001 | 218.1001 | 218.1001 | 218.1001 | 218.1001 | 218.1001 | 218.1001 | 218.1002 | 218.1002 | 218.1009 | 182.0009 | 182.0016 | 182.0016 | 182.0016 | 182.0016 | 182.0016 | 182.0016 | 189.2948 | 94.2948
Option 5 AT | SA | SESA | Wind | 324.5 | 324.5 | 324.5 | 324.5001 | 324.5001 | 324.5002 | 324.5002 | 324.5002 | 324.5002 | 198.0002 | 962.9441 | 998 | 839 | 839 | 800 | 800.0001 | 800.0001 | 1105.7789 | 1105.7789 | 1105.7789 | 1105.7789 | 1105.7789 | 1105.7789 | 1105.7789
Option 5 AT | TAS |  | 24h | 0 | 0 | 0 | 0 | 0 | 0 | 0 | 0 | 0 | 1.18e-06 | 1.18e-06 | 1.18e-06 | 1.077e-05 | 1.077e-05 | 1.077e-05 | 1.282e-05 | 1.282e-05 | 1.282e-05 | 1.282e-05 | 1.282e-05 | 1.282e-05 | 1.282e-05 | 1.282e-05 | 1.282e-05
Option 5 AT | TAS |  | 2h | 0 | 6.186e-05 | 9.222e-05 | 0.00013034 | 0.00019833 | 0.00025694 | 0.00025694 | 0.00025694 | 0.00025694 | 0.00025694 | 0.00025694 | 0.00025694 | 0.00056222 | 0.00083937 | 0.00084269 | 0.00084374 | 0.00084374 | 0.00084374 | 0.00084374 | 0.00084374 | 0.00085643 | 66.6036 | 66.6035 | 66.6035
Option 5 AT | TAS |  | 4h | 0 | 3.057e-05 | 4.798e-05 | 7.533e-05 | 9.734e-05 | 0.0001417 | 0.0001417 | 0.0001417 | 0.0001417 | 0.0001417 | 0.0001417 | 0.0001417 | 0.00014301 | 0.00014301 | 0.00014948 | 0.00015377 | 0.00015377 | 0.00015377 | 0.00015377 | 0.00015377 | 0.00015377 | 0.00012834 | 0.00011093 | 8.359e-05
Option 5 AT | TAS |  | 8h | 0 | 0 | 2.398e-05 | 4.13e-05 | 5.485e-05 | 6.783e-05 | 6.783e-05 | 6.783e-05 | 6.783e-05 | 6.783e-05 | 6.783e-05 | 6.783e-05 | 6.783e-05 | 6.783e-05 | 6.783e-05 | 6.898e-05 | 6.898e-05 | 6.898e-05 | 6.898e-05 | 6.898e-05 | 6.898e-05 | 6.898e-05 | 4.5e-05 | 2.768e-05
Option 5 AT | TAS |  | CCGT | 208 | 208 | 208 | 208 | 208 | 208 | 208 | 208 | 208 | 208 | 208 | 208 | 208 | 208 | 208 | 208 | 208 | 208 | 208 | 208 | 208 | 208 | 208 | 208
Option 5 AT | TAS |  | CST | 0 | 0 | 0 | 0 | 0 | 1.26e-06 | 1.26e-06 | 1.26e-06 | 1.26e-06 | 1.26e-06 | 1.26e-06 | 1.26e-06 | 1.26e-06 | 1.26e-06 | 1.26e-06 | 1.26e-06 | 1.26e-06 | 1.26e-06 | 1.26e-06 | 1.26e-06 | 1.26e-06 | 1.26e-06 | 1.26e-06 | 1.26e-06
Option 5 AT | TAS |  | Coordinated CER | 9.551 | 16.269 | 25.04 | 39.424 | 49.803 | 61.85 | 75.675 | 93.581 | 113.878 | 136.979 | 162.751 | 191.631 | 223.804 | 258.185 | 295.645 | 335.395 | 379.141 | 425.617 | 475.444 | 527.798 | 582.387 | 639.697 | 700.346 | 762.595
Option 5 AT | TAS |  | Distributed PV | 481.17 | 546.969 | 607.997 | 686.48 | 773.942 | 820.014 | 852.266 | 890.096 | 925.743 | 975.42 | 1043.676 | 1097.356 | 1154.802 | 1235.651 | 1337.164 | 1427.769 | 1518.224 | 1639.301 | 1758.668 | 1852.636 | 1922.182 | 2023.036 | 2115.568 | 2205.629
Option 5 AT | TAS |  | Hydro | 2176.7 | 2176.7 | 2176.7 | 2176.7 | 2566.7 | 2566.7 | 2566.7 | 2566.7 | 2566.7 | 2566.7 | 2566.7 | 2566.7 | 2566.7 | 2566.7 | 2566.7 | 2566.7 | 2566.7 | 2566.7 | 2566.7 | 2566.7 | 2566.7 | 2566.7 | 2566.7 | 2566.7
Option 5 AT | TAS |  | OCGT | 178 | 178 | 178 | 178 | 178 | 178 | 178 | 359.8412 | 359.8412 | 359.8412 | 359.8412 | 359.8412 | 408.1142 | 408.1142 | 288.1142 | 288.1142 | 288.1142 | 288.1142 | 288.1142 | 288.1142 | 288.1142 | 288.1142 | 288.1142 | 397.1055
Option 5 AT | TAS |  | PHES | 0 | 0 | 0 | 0 | 0 | 0 | 0 | 0 | 0 | 3.9e-06 | 3.9e-06 | 3.9e-06 | 7.406e-05 | 7.558e-05 | 7.558e-05 | 0.00010868 | 0.00010868 | 0.00010984 | 0.00010984 | 0.00010984 | 0.00010984 | 0.00010984 | 0.00010984 | 0.00010984
Option 5 AT | TAS |  | Solar | 413.2164 | 715.0134 | 1002.0134 | 1002.0134 | 1002.0135 | 1002.0135 | 1002.0135 | 1002.0135 | 1002.0135 | 1002.0135 | 1007.2839 | 1015.2689 | 1241.784 | 1434.797 | 1434.7971 | 1434.7971 | 1434.7971 | 1434.7971 | 1434.7971 | 1434.7971 | 1434.7971 | 1434.7971 | 1434.7971 | 1434.7971
Option 5 AT | TAS |  | Wind | 561.6 | 582.4 | 1397.459 | 1480.603 | 1542.7043 | 1726.7242 | 1726.7242 | 1726.7242 | 1806.8309 | 2174.5599 | 2189.6876 | 2378.8835 | 2383.715 | 2532.6723 | 2532.6723 | 2737.5233 | 2737.5233 | 2737.5233 | 2616.9914 | 2655.2094 | 2655.2094 | 3165.2517 | 3556.2434 | 3556.2434
Option 5 AT | TAS | TAS | 24h | 0 | 0 | 0 | 0 | 0 | 0 | 0 | 0 | 0 | 1.18e-06 | 1.18e-06 | 1.18e-06 | 1.077e-05 | 1.077e-05 | 1.077e-05 | 1.282e-05 | 1.282e-05 | 1.282e-05 | 1.282e-05 | 1.282e-05 | 1.282e-05 | 1.282e-05 | 1.282e-05 | 1.282e-05
Option 5 AT | TAS | TAS | 2h | 0 | 6.186e-05 | 9.222e-05 | 0.00013034 | 0.00019833 | 0.00025694 | 0.00025694 | 0.00025694 | 0.00025694 | 0.00025694 | 0.00025694 | 0.00025694 | 0.00056222 | 0.00083937 | 0.00084269 | 0.00084374 | 0.00084374 | 0.00084374 | 0.00084374 | 0.00084374 | 0.00085643 | 66.6036 | 66.6035 | 66.6035
Option 5 AT | TAS | TAS | 4h | 0 | 3.057e-05 | 4.798e-05 | 7.533e-05 | 9.734e-05 | 0.0001417 | 0.0001417 | 0.0001417 | 0.0001417 | 0.0001417 | 0.0001417 | 0.0001417 | 0.00014301 | 0.00014301 | 0.00014948 | 0.00015377 | 0.00015377 | 0.00015377 | 0.00015377 | 0.00015377 | 0.00015377 | 0.00012834 | 0.00011093 | 8.359e-05
Option 5 AT | TAS | TAS | 8h | 0 | 0 | 2.398e-05 | 4.13e-05 | 5.485e-05 | 6.783e-05 | 6.783e-05 | 6.783e-05 | 6.783e-05 | 6.783e-05 | 6.783e-05 | 6.783e-05 | 6.783e-05 | 6.783e-05 | 6.783e-05 | 6.898e-05 | 6.898e-05 | 6.898e-05 | 6.898e-05 | 6.898e-05 | 6.898e-05 | 6.898e-05 | 4.5e-05 | 2.768e-05
Option 5 AT | TAS | TAS | CCGT | 208 | 208 | 208 | 208 | 208 | 208 | 208 | 208 | 208 | 208 | 208 | 208 | 208 | 208 | 208 | 208 | 208 | 208 | 208 | 208 | 208 | 208 | 208 | 208
Option 5 AT | TAS | TAS | CST | 0 | 0 | 0 | 0 | 0 | 1.26e-06 | 1.26e-06 | 1.26e-06 | 1.26e-06 | 1.26e-06 | 1.26e-06 | 1.26e-06 | 1.26e-06 | 1.26e-06 | 1.26e-06 | 1.26e-06 | 1.26e-06 | 1.26e-06 | 1.26e-06 | 1.26e-06 | 1.26e-06 | 1.26e-06 | 1.26e-06 | 1.26e-06
Option 5 AT | TAS | TAS | Coordinated CER | 9.551 | 16.269 | 25.04 | 39.424 | 49.803 | 61.85 | 75.675 | 93.581 | 113.878 | 136.979 | 162.751 | 191.631 | 223.804 | 258.185 | 295.645 | 335.395 | 379.141 | 425.617 | 475.444 | 527.798 | 582.387 | 639.697 | 700.346 | 762.595
Option 5 AT | TAS | TAS | Distributed PV | 481.17 | 546.969 | 607.997 | 686.48 | 773.942 | 820.014 | 852.266 | 890.096 | 925.743 | 975.42 | 1043.676 | 1097.356 | 1154.802 | 1235.651 | 1337.164 | 1427.769 | 1518.224 | 1639.301 | 1758.668 | 1852.636 | 1922.182 | 2023.036 | 2115.568 | 2205.629
Option 5 AT | TAS | TAS | Hydro | 2176.7 | 2176.7 | 2176.7 | 2176.7 | 2566.7 | 2566.7 | 2566.7 | 2566.7 | 2566.7 | 2566.7 | 2566.7 | 2566.7 | 2566.7 | 2566.7 | 2566.7 | 2566.7 | 2566.7 | 2566.7 | 2566.7 | 2566.7 | 2566.7 | 2566.7 | 2566.7 | 2566.7
Option 5 AT | TAS | TAS | OCGT | 178 | 178 | 178 | 178 | 178 | 178 | 178 | 359.8412 | 359.8412 | 359.8412 | 359.8412 | 359.8412 | 408.1142 | 408.1142 | 288.1142 | 288.1142 | 288.1142 | 288.1142 | 288.1142 | 288.1142 | 288.1142 | 288.1142 | 288.1142 | 397.1055
Option 5 AT | TAS | TAS | PHES | 0 | 0 | 0 | 0 | 0 | 0 | 0 | 0 | 0 | 3.9e-06 | 3.9e-06 | 3.9e-06 | 7.406e-05 | 7.558e-05 | 7.558e-05 | 0.00010868 | 0.00010868 | 0.00010984 | 0.00010984 | 0.00010984 | 0.00010984 | 0.00010984 | 0.00010984 | 0.00010984
Option 5 AT | TAS | TAS | Solar | 413.2164 | 715.0134 | 1002.0134 | 1002.0134 | 1002.0135 | 1002.0135 | 1002.0135 | 1002.0135 | 1002.0135 | 1002.0135 | 1007.2839 | 1015.2689 | 1241.784 | 1434.797 | 1434.7971 | 1434.7971 | 1434.7971 | 1434.7971 | 1434.7971 | 1434.7971 | 1434.7971 | 1434.7971 | 1434.7971 | 1434.7971
Option 5 AT | TAS | TAS | Wind | 561.6 | 582.4 | 1397.459 | 1480.603 | 1542.7043 | 1726.7242 | 1726.7242 | 1726.7242 | 1806.8309 | 2174.5599 | 2189.6876 | 2378.8835 | 2383.715 | 2532.6723 | 2532.6723 | 2737.5233 | 2737.5233 | 2737.5233 | 2616.9914 | 2655.2094 | 2655.2094 | 3165.2517 | 3556.2434 | 3556.2434
Option 5 AT | VIC |  | 1h | 0 | 3.17 | 3.17 | 3.17 | 3.17 | 3.17 | 3.17 | 3.17 | 3.17 | 3.17 | 3.17 | 3.17 | 3.17 | 3.17 | 3.17 | 3.17 | 3.17 | 3.17 | 3.17 | 3.17 | 3.17 | 3.17 | 3.17 | 3.17
Option 5 AT | VIC |  | 2h | 1954.07 | 3443.5701 | 3607.5902 | 3597.9902 | 3597.9902 | 3597.9902 | 3751.3302 | 3803.4602 | 3803.4602 | 3803.4602 | 3803.4602 | 3706.1002 | 3798.4602 | 3798.4602 | 3701.1002 | 3401.1002 | 3401.1002 | 3251.1002 | 3051.1002 | 3048.4602 | 2461.1002 | 1784.4401 | 1787.08 | 1767.08
Option 5 AT | VIC |  | 4h | 0 | 1715.7046 | 2230.768 | 2230.768 | 2230.768 | 2230.768 | 2245.198 | 2230.768 | 2230.768 | 2230.768 | 2230.768 | 2245.198 | 2230.768 | 2230.768 | 2245.198 | 2245.198 | 2245.198 | 2245.198 | 2245.198 | 2230.768 | 2245.198 | 363.8634 | 220.0301 | 220.0301
Option 5 AT | VIC |  | 8h | 0 | 0 | 0.00069639 | 0.0007281 | 0.00077625 | 0.00079403 | 0.00079403 | 0.00079403 | 0.00079403 | 0.00079515 | 0.00079936 | 0.00079936 | 1349.8235 | 3858.8697 | 4897.3923 | 4897.3923 | 4897.3923 | 4897.3923 | 4897.3923 | 4897.3923 | 5003.2795 | 5363.4601 | 6327.5953 | 6327.5953
Option 5 AT | VIC |  | Brown Coal | 4820 | 4820 | 3370 | 2210 | 2210 | 2210 | 2210 | 0 | 0 | 0 | 0 | 0 | 0 | 0 | 0 | 0 | 0 | 0 | 0 | 0 | 0 | 0 | 0 | 0
Option 5 AT | VIC |  | CCGT | 500 | 500 | 500 | 500 | 500 | 500 | 500 | 500 | 500 | 500 | 500 | 500 | 500 | 500 | 0 | 0 | 0 | 0 | 0 | 0 | 0 | 0 | 0 | 0
Option 5 AT | VIC |  | Coordinated CER | 184.588 | 296.826 | 442.892 | 655.898 | 829.481 | 1029.235 | 1257.175 | 1525.124 | 1823.434 | 2157.824 | 2526.274 | 2934.501 | 3393.656 | 3872.36 | 4442.266 | 5048.683 | 5717.164 | 6430.314 | 7198.174 | 8007.341 | 8854.379 | 9745.51 | 10690.345 | 11665.948
Option 5 AT | VIC |  | Distributed PV | 7292.424 | 8145.975 | 8959.385 | 9821.918 | 10719.698 | 11356.294 | 11927.851 | 12533.762 | 13168.755 | 13951.246 | 14882.583 | 15789.654 | 16786.8 | 17935.461 | 19199.953 | 20423.55 | 21661.978 | 23040.446 | 24455.108 | 25717.823 | 26853.728 | 28158.933 | 29409.09 | 30644.819
Option 5 AT | VIC |  | Hydro | 2267.02 | 2267.02 | 2267.02 | 2267.02 | 2267.02 | 2267.02 | 2267.02 | 2267.02 | 2267.02 | 2267.02 | 2267.02 | 2267.02 | 2267.02 | 2267.02 | 2267.02 | 2267.02 | 2267.02 | 2267.02 | 2267.02 | 2267.02 | 2267.02 | 2267.02 | 2267.02 | 2267.02
Option 5 AT | VIC |  | OCGT | 1900 | 1900 | 1900 | 1900 | 1900 | 1900 | 1900 | 2868.9706 | 2868.9706 | 2868.9706 | 2868.9706 | 2868.9706 | 3158.2149 | 2718.2149 | 2718.2149 | 3912.4296 | 3818.4296 | 3818.4296 | 3818.4296 | 3818.4296 | 4082.1083 | 3498.1083 | 3836.9676 | 5501.2924
Option 5 AT | VIC |  | Offshore Wind | 0 | 0 | 0 | 0 | 0 | 2000 | 2667 | 3333 | 4000 | 5000 | 6000 | 7000 | 8000 | 9000 | 9000 | 9000 | 9000 | 9000 | 9000 | 9000 | 9000 | 9000 | 9000 | 9000
Option 5 AT | VIC |  | Solar | 2233.5603 | 4498.8073 | 5067.8773 | 5067.8773 | 5067.8774 | 5067.8774 | 6165.3717 | 6880.205 | 6880.205 | 7820.8312 | 7820.8313 | 7820.8313 | 12220.1607 | 20016.8563 | 23415.6411 | 23725.7662 | 23725.7662 | 23725.7663 | 23625.7963 | 23598.6263 | 24116.1023 | 24116.1023 | 26955.2656 | 26579.3356
Option 5 AT | VIC |  | Wind | 5270.28 | 5990.85 | 8849.9054 | 9490.85 | 10038.35 | 10008.3501 | 10021.7171 | 10623.6697 | 10565.6246 | 10565.6246 | 13015.6743 | 12952.6643 | 13345.7956 | 13345.7956 | 13087.4956 | 13087.4956 | 13036.9456 | 12719.7456 | 13311.3422 | 13778.024 | 13917.7726 | 13600.3236 | 15632.7087 | 14974.6087
Option 5 AT | VIC | MEL | 2h | 1090 | 1205.0001 | 1205.0002 | 1205.0002 | 1205.0002 | 1205.0002 | 1455.0002 | 1455.0002 | 1455.0002 | 1455.0002 | 1455.0002 | 1455.0002 | 1455.0002 | 1455.0002 | 1455.0002 | 1155.0002 | 1155.0002 | 1155.0002 | 955.0002 | 955.0002 | 715.0002 | 600.0001 | 600 | 600
Option 5 AT | VIC | MEL | 4h | 0 | 1365.7046 | 1516.768 | 1516.768 | 1516.768 | 1516.768 | 1516.768 | 1516.768 | 1516.768 | 1516.768 | 1516.768 | 1516.768 | 1516.768 | 1516.768 | 1516.768 | 1516.768 | 1516.768 | 1516.768 | 1516.768 | 1516.768 | 1516.768 | 151.0634 | 5.307e-05 | 5.181e-05
Option 5 AT | VIC | MEL | 8h | 0 | 0 | 0.00018463 | 0.00018599 | 0.00018599 | 0.00018912 | 0.00018912 | 0.00018912 | 0.00018912 | 0.00019024 | 0.00019445 | 0.00019445 | 627.2489 | 1094.1883 | 1094.1883 | 1094.1883 | 1094.1883 | 1094.1883 | 1094.1883 | 1094.1883 | 1094.1883 | 1454.3688 | 1454.3686 | 1454.3686
Option 5 AT | VIC | MEL | CCGT | 500 | 500 | 500 | 500 | 500 | 500 | 500 | 500 | 500 | 500 | 500 | 500 | 500 | 500 | 0 | 0 | 0 | 0 | 0 | 0 | 0 | 0 | 0 | 0
Option 5 AT | VIC | MEL | Coordinated CER | 134.158 | 216.707 | 325.039 | 482.918 | 612.984 | 763.266 | 935.247 | 1138.715 | 1365.808 | 1620.8 | 1902.401 | 2214.8 | 2566.636 | 2934.384 | 3370.964 | 3836.288 | 4349.187 | 4896.881 | 5487.287 | 6110.044 | 6762.535 | 7449.698 | 8178.755 | 8932.664
Option 5 AT | VIC | MEL | Distributed PV | 5002.263 | 5579.27 | 6139.469 | 6721.607 | 7312.598 | 7754.939 | 8152.594 | 8564.407 | 8996.199 | 9526.104 | 10154.201 | 10791.764 | 11487.232 | 12266.873 | 13110.582 | 13944.209 | 14782.202 | 15682.546 | 16612.243 | 17467.309 | 18262.727 | 19131.706 | 19971.607 | 20803.079
Option 5 AT | VIC | MEL | OCGT | 482 | 482 | 482 | 482 | 482 | 482 | 482 | 708.2122 | 708.2122 | 708.2122 | 708.2122 | 708.2122 | 997.4565 | 997.4565 | 997.4565 | 2191.6712 | 2191.6712 | 2191.6712 | 2191.6712 | 2191.6712 | 2455.3499 | 2455.3499 | 2455.3499 | 4119.6748
Option 5 AT | VIC | MEL | Solar | 348.9999 | 348.9999 | 348.9999 | 348.9999 | 349 | 349 | 349 | 349 | 349 | 349 | 349 | 349 | 349 | 349 | 349 | 349 | 349 | 349 | 349 | 349 | 349 | 349 | 349 | 349
Option 5 AT | VIC | SEV | 2h | 255 | 416.44 | 416.44 | 416.44 | 416.44 | 416.44 | 419.08 | 416.44 | 416.44 | 416.44 | 416.44 | 419.08 | 411.44 | 411.44 | 414.08 | 414.08 | 414.08 | 264.08 | 264.08 | 161.44 | 164.08 | 61.44 | 64.08 | 64.08
Option 5 AT | VIC | SEV | 4h | 0 | 350 | 350 | 350 | 350 | 350 | 350 | 350 | 350 | 350 | 350 | 350 | 350 | 350 | 350 | 350 | 350 | 350 | 350 | 350 | 350 | 0 | 0 | 0
Option 5 AT | VIC | SEV | 8h | 0 | 0 | 0.0001752 | 0.00017637 | 0.00017799 | 0.00017799 | 0.00017799 | 0.00017799 | 0.00017799 | 0.00017799 | 0.00017799 | 0.00017799 | 0.00058294 | 0.00093288 | 0.00097781 | 0.00097781 | 0.00097781 | 0.00097781 | 0.00097781 | 0.00097781 | 0.00098251 | 0.00098251 | 0.00080731 | 0.00080614
Option 5 AT | VIC | SEV | Brown Coal | 4820 | 4820 | 3370 | 2210 | 2210 | 2210 | 2210 | 0 | 0 | 0 | 0 | 0 | 0 | 0 | 0 | 0 | 0 | 0 | 0 | 0 | 0 | 0 | 0 | 0
Option 5 AT | VIC | SEV | Coordinated CER | 12.969 | 20.603 | 30.291 | 44.402 | 55.49 | 68.09 | 82.337 | 98.736 | 116.835 | 137.008 | 159.073 | 183.417 | 210.697 | 238.885 | 272.751 | 308.568 | 348.047 | 390.007 | 435.006 | 482.235 | 531.487 | 583.084 | 637.637 | 693.618
Option 5 AT | VIC | SEV | Distributed PV | 487.276 | 555.051 | 618.107 | 686.727 | 760.795 | 809.341 | 852.656 | 900.296 | 949.958 | 1011.517 | 1085.216 | 1152.263 | 1226.888 | 1316.685 | 1418.108 | 1513.035 | 1610.082 | 1723.948 | 1839.685 | 1938.296 | 2022.122 | 2126.643 | 2225.303 | 2322.534
Option 5 AT | VIC | SEV | OCGT | 834 | 834 | 834 | 834 | 834 | 834 | 834 | 834 | 834 | 834 | 834 | 834 | 834 | 394 | 394 | 394 | 300 | 300 | 300 | 300 | 300 | 300 | 300 | 300
Option 5 AT | VIC | SEV | Offshore Wind | 0 | 0 | 0 | 0 | 0 | 1928.3041 | 2032.4217 | 2698.4217 | 3365.4217 | 4365.4217 | 4695.306 | 5465.5824 | 6465.5824 | 7465.5824 | 7465.5824 | 7465.5824 | 7465.5824 | 7465.5824 | 7465.5824 | 7465.5824 | 7465.5824 | 7465.5824 | 7465.5824 | 7465.5824
Option 5 AT | VIC | SEV | Solar | 325 | 1386.92 | 1386.92 | 1386.92 | 1386.92 | 1386.92 | 1386.92 | 1386.92 | 1386.92 | 1386.92 | 1386.92 | 1386.92 | 1386.92 | 1386.92 | 1386.92 | 1386.92 | 1386.92 | 1386.92 | 1386.92 | 1386.92 | 1386.92 | 1386.92 | 1386.92 | 1386.92
Option 5 AT | VIC | SEV | Wind | 106.6 | 106.6 | 219.6 | 219.6 | 219.6 | 219.6001 | 219.6001 | 219.6001 | 219.6001 | 219.6001 | 219.6001 | 219.6001 | 219.6001 | 219.6001 | 113.0001 | 113.0001 | 113.0001 | 113.0001 | 113.0001 | 113.0001 | 113.0001 | 113.0001 | 113.0001 | 113.0001
Option 5 AT | VIC | WNV | 1h | 0 | 3.17 | 3.17 | 3.17 | 3.17 | 3.17 | 3.17 | 3.17 | 3.17 | 3.17 | 3.17 | 3.17 | 3.17 | 3.17 | 3.17 | 3.17 | 3.17 | 3.17 | 3.17 | 3.17 | 3.17 | 3.17 | 3.17 | 3.17
Option 5 AT | VIC | WNV | 2h | 609.07 | 1822.13 | 1986.15 | 1976.55 | 1976.55 | 1976.55 | 1877.25 | 1932.02 | 1932.02 | 1932.02 | 1932.02 | 1832.02 | 1932.02 | 1932.02 | 1832.02 | 1832.02 | 1832.02 | 1832.02 | 1832.02 | 1932.02 | 1582.02 | 1123 | 1123 | 1103
Option 5 AT | VIC | WNV | 4h | 0 | 0 | 364 | 364 | 364 | 364 | 378.43 | 364 | 364 | 364 | 364 | 378.43 | 364 | 364 | 378.43 | 378.43 | 378.43 | 378.43 | 378.43 | 364 | 378.43 | 212.8 | 220.03 | 220.03
Option 5 AT | VIC | WNV | 8h | 0 | 0 | 0.00033656 | 0.00036574 | 0.00041227 | 0.00042692 | 0.00042692 | 0.00042692 | 0.00042692 | 0.00042692 | 0.00042692 | 0.00042692 | 722.574 | 2764.6805 | 3803.2031 | 3803.2031 | 3803.2031 | 3803.2031 | 3803.2031 | 3803.2031 | 3909.0903 | 3909.0903 | 4873.2259 | 4873.2259
Option 5 AT | VIC | WNV | Coordinated CER | 37.461 | 59.516 | 87.562 | 128.578 | 161.007 | 197.879 | 239.591 | 287.673 | 340.791 | 400.016 | 464.8 | 536.284 | 616.323 | 699.091 | 798.551 | 903.827 | 1019.93 | 1143.426 | 1275.881 | 1415.062 | 1560.357 | 1712.728 | 1873.953 | 2039.666
Option 5 AT | VIC | WNV | Distributed PV | 1802.885 | 2011.654 | 2201.809 | 2413.584 | 2646.305 | 2792.014 | 2922.601 | 3069.059 | 3222.598 | 3413.625 | 3643.166 | 3845.627 | 4072.68 | 4351.903 | 4671.263 | 4966.306 | 5269.694 | 5633.952 | 6003.18 | 6312.218 | 6568.879 | 6900.584 | 7212.18 | 7519.206
Option 5 AT | VIC | WNV | Hydro | 2267.02 | 2267.02 | 2267.02 | 2267.02 | 2267.02 | 2267.02 | 2267.02 | 2267.02 | 2267.02 | 2267.02 | 2267.02 | 2267.02 | 2267.02 | 2267.02 | 2267.02 | 2267.02 | 2267.02 | 2267.02 | 2267.02 | 2267.02 | 2267.02 | 2267.02 | 2267.02 | 2267.02
Option 5 AT | VIC | WNV | OCGT | 584 | 584 | 584 | 584 | 584 | 584 | 584 | 1326.7584 | 1326.7584 | 1326.7584 | 1326.7584 | 1326.7584 | 1326.7584 | 1326.7584 | 1326.7584 | 1326.7584 | 1326.7584 | 1326.7584 | 1326.7584 | 1326.7584 | 1326.7584 | 742.7584 | 1081.6177 | 1081.6177
Option 5 AT | VIC | WNV | Offshore Wind | 0 | 0 | 0 | 0 | 0 | 71.6959 | 634.5783 | 634.5783 | 634.5783 | 634.5783 | 1304.694 | 1534.4176 | 1534.4176 | 1534.4176 | 1534.4176 | 1534.4176 | 1534.4176 | 1534.4176 | 1534.4176 | 1534.4176 | 1534.4176 | 1534.4176 | 1534.4176 | 1534.4176
Option 5 AT | VIC | WNV | Solar | 1559.5603 | 2762.8874 | 3331.9574 | 3331.9574 | 3331.9574 | 3331.9575 | 4429.4517 | 5144.285 | 5144.285 | 6084.9113 | 6084.9113 | 6084.9113 | 10484.2407 | 18280.9364 | 21679.7211 | 21989.8462 | 21989.8463 | 21989.8463 | 21889.8763 | 21862.7063 | 22380.1823 | 22380.1823 | 25219.3456 | 24843.4156
Option 5 AT | VIC | WNV | Wind | 5163.68 | 5884.25 | 8630.3054 | 9271.25 | 9818.75 | 9788.75 | 9802.1171 | 10404.0696 | 10346.0245 | 10346.0245 | 12796.0743 | 12733.0643 | 13126.1955 | 13126.1955 | 12974.4955 | 12974.4955 | 12923.9455 | 12606.7455 | 13198.3422 | 13665.0239 | 13804.7725 | 13487.3236 | 15519.7086 | 14861.6086
Option 6 AT | NEM |  | 12h | 0 | 0 | 0 | 810 | 810 | 810 | 810 | 810 | 810 | 810 | 810 | 810 | 810 | 810 | 810 | 810 | 810 | 810 | 810 | 810 | 810 | 810 | 810 | 810
Option 6 AT | NEM |  | 1h | 472.02 | 875.19 | 875.19 | 875.19 | 875.19 | 875.19 | 875.19 | 875.19 | 875.19 | 875.19 | 875.1901 | 875.1901 | 875.1901 | 875.1901 | 875.1901 | 875.1901 | 875.1901 | 825.1901 | 825.1901 | 825.1901 | 825.1901 | 825.1901 | 825.1901 | 425.1901
Option 6 AT | NEM |  | 24h | 0 | 0 | 0 | 0 | 0 | 0 | 0 | 0 | 0 | 6.43e-06 | 7.53e-06 | 8.86e-06 | 1.002e-05 | 1.13e-05 | 1.13e-05 | 1.275e-05 | 1.275e-05 | 1.426e-05 | 1.426e-05 | 1.426e-05 | 1.426e-05 | 1.426e-05 | 1.426e-05 | 1.426e-05
Option 6 AT | NEM |  | 2h | 5850.97 | 9418.4705 | 9932.4906 | 10222.8908 | 10889.021 | 10889.0215 | 11042.3615 | 11111.3517 | 11059.4919 | 11075.0933 | 11025.0934 | 10919.1034 | 10904.4944 | 11006.618 | 10905.1574 | 10675.954 | 10809.0842 | 11686.8174 | 10989.0974 | 10403.9074 | 9626.4374 | 6812.383 | 7889.9345 | 7458.9343
Option 6 AT | NEM |  | 4h | 1893.63 | 5188.6033 | 5945.8272 | 5945.8273 | 5945.8273 | 6145.8273 | 6160.2573 | 5931.0473 | 6145.8274 | 6145.8274 | 6145.8274 | 5904.2574 | 6145.8275 | 6145.8275 | 6201.4776 | 6201.4776 | 6160.2576 | 6910.4275 | 6613.2075 | 6394.7775 | 5650.4274 | 2429.8242 | 2106.6103 | 2106.6103
Option 6 AT | NEM |  | 8h | 325 | 738.9066 | 3274.4727 | 4986.4726 | 6457.9076 | 6707.148 | 9049.081 | 10704.8848 | 10833.7797 | 11758.767 | 11772.8394 | 11845.3063 | 15771.188 | 21683.6342 | 24345.8327 | 24728.9366 | 25934.0908 | 28619.5728 | 28619.5728 | 28814.702 | 29543.5263 | 30299.414 | 34093.5394 | 32622.7769
Option 6 AT | NEM |  | Biomass | 32 | 32 | 32 | 32 | 32 | 32 | 32 | 32 | 32 | 32 | 32 | 32 | 32 | 32 | 32 | 32 | 32 | 32 | 32 | 32 | 32 | 32 | 32 | 32
Option 6 AT | NEM |  | Black Coal | 16435 | 16435 | 16435 | 3816 | 1086 | 0 | 0 | 0 | 0 | 0 | 0 | 0 | 0 | 0 | 0 | 0 | 0 | 0 | 0 | 0 | 0 | 0 | 0 | 0
Option 6 AT | NEM |  | Brown Coal | 4820 | 4820 | 3370 | 2210 | 2210 | 2210 | 2210 | 0 | 0 | 0 | 0 | 0 | 0 | 0 | 0 | 0 | 0 | 0 | 0 | 0 | 0 | 0 | 0 | 0
Option 6 AT | NEM |  | CCGT | 4334.9 | 4154.9 | 3554.9 | 3554.9 | 3554.9 | 3554.9 | 3554.9 | 3554.9 | 3554.9 | 3554.9 | 3169.9 | 2640.9 | 2553.5 | 2496.5 | 1996.5 | 1996.5 | 1996.5 | 1596.5 | 1596.5 | 952 | 952 | 708 | 708 | 708
Option 6 AT | NEM |  | CST | 0 | 0 | 0 | 0 | 0 | 1.12e-06 | 1.12e-06 | 1.12e-06 | 1.12e-06 | 1.12e-06 | 1.12e-06 | 1.12e-06 | 1.12e-06 | 1.12e-06 | 1.12e-06 | 1.12e-06 | 1.12e-06 | 1.12e-06 | 1.12e-06 | 1.12e-06 | 1.12e-06 | 1.12e-06 | 1.12e-06 | 1.12e-06
Option 6 AT | NEM |  | Coordinated CER | 820.881 | 1262.223 | 1820.912 | 2548.151 | 3177.233 | 3896.7 | 4712.378 | 5669.327 | 6735.058 | 7917.867 | 9221.881 | 10682.013 | 12311.572 | 13997.818 | 15939.689 | 18000.2 | 20274.658 | 22679.291 | 25273.938 | 27979.863 | 30806.91 | 33767.528 | 36863.741 | 40073.023
Option 6 AT | NEM |  | DSP | 6000 | 6000 | 6000 | 6000 | 6000 | 6000 | 6000 | 6000 | 6000 | 6000 | 6000 | 6000 | 6000 | 6000 | 6000 | 6000 | 6000 | 6000 | 6000 | 6000 | 6000 | 6000 | 6000 | 6000
Option 6 AT | NEM |  | Distributed PV | 29919.424 | 32710.995 | 35351.765 | 38252.157 | 41375.709 | 43624.641 | 45701.793 | 47878.618 | 50065.662 | 52654.073 | 55838.291 | 58943.831 | 62353.284 | 66333.514 | 70735.492 | 74854.192 | 78962.63 | 83610.22 | 88415.001 | 92559.237 | 96140.386 | 100432.906 | 104510.882 | 108495.442
Option 6 AT | NEM |  | H2 Reciprocating Engine | 0 | 0 | 400 | 400 | 400 | 400 | 400 | 400 | 400 | 400 | 400 | 400 | 400 | 400 | 400 | 400 | 400 | 400 | 400 | 400 | 400 | 400 | 400 | 400
Option 6 AT | NEM |  | Hydro | 6885.12 | 6885.12 | 6885.12 | 6885.12 | 7275.12 | 7275.12 | 7275.12 | 7275.12 | 7275.12 | 7275.12 | 7275.12 | 7275.12 | 7275.12 | 7275.12 | 7275.12 | 7275.12 | 7275.12 | 7275.12 | 7275.12 | 7275.12 | 7275.12 | 7275.12 | 7275.12 | 7275.12
Option 6 AT | NEM |  | Liquid Fuel | 836.88 | 700.38 | 700.38 | 700.38 | 700.38 | 700.38 | 700.38 | 408.38 | 408.38 | 408.38 | 408.38 | 408.38 | 408.38 | 408.38 | 408.38 | 408.38 | 408.38 | 408.38 | 276.88 | 276.88 | 122.88 | 122.88 | 122.88 | 122.88
Option 6 AT | NEM |  | OCGT | 7111.76 | 7111.76 | 7228.76 | 7228.76 | 8194.1822 | 8385.6186 | 9208.4264 | 11078.8554 | 10961.8554 | 10881.8554 | 10825.1554 | 10825.1554 | 13555.7178 | 13115.7178 | 12791.9578 | 14037.275 | 13943.275 | 13943.275 | 14019.2922 | 14179.7514 | 14037.5679 | 13453.5679 | 14049.5458 | 15415.7322
Option 6 AT | NEM |  | Offshore Wind | 0 | 0 | 0 | 0 | 0 | 2000 | 2667 | 3333 | 4000 | 5000 | 6000 | 7000 | 10486.7456 | 12110.2153 | 12703.2685 | 12703.2685 | 13406.1869 | 13406.1869 | 13406.1869 | 13862.5846 | 13862.5846 | 14010.9533 | 15442.1269 | 15442.1269
Option 6 AT | NEM |  | PHES | 1067 | 1067 | 3267 | 3267 | 3267 | 3267 | 3267 | 3267 | 5265 | 5265 | 5265 | 5265.0001 | 5265.0001 | 5265.0001 | 5265.0001 | 5265.0001 | 5265.0001 | 5265.0001 | 5265.0001 | 5265.0001 | 5265.0001 | 5265.0001 | 5265.0001 | 5265.0001
Option 6 AT | NEM |  | Solar | 16961.1028 | 26265.7131 | 29671.9957 | 34873.923 | 38689.814 | 39133.7382 | 46450.7347 | 49425.0186 | 52271.3863 | 63696.0103 | 67700.7166 | 69529.2069 | 84301.2193 | 101311.4564 | 110371.1836 | 115081.6195 | 117049.5764 | 116670.5771 | 116966.4608 | 120810.5783 | 122745.8179 | 122536.4379 | 139881.5865 | 138583.7441
Option 6 AT | NEM |  | Wind | 13903.11 | 15421.17 | 29477.141 | 34012.8694 | 36870.1148 | 39115.1288 | 42132.087 | 45908.3052 | 47210.6834 | 47790.8283 | 54796.9894 | 55406.6324 | 60093.5617 | 59950.437 | 59292.4571 | 59702.3093 | 61113.0234 | 62025.7634 | 62094.4928 | 63636.8137 | 63632.1792 | 65405.3681 | 69618.9028 | 68290.9812
Option 6 AT | NSW |  | 12h | 0 | 0 | 0 | 810 | 810 | 810 | 810 | 810 | 810 | 810 | 810 | 810 | 810 | 810 | 810 | 810 | 810 | 810 | 810 | 810 | 810 | 810 | 810 | 810
Option 6 AT | NSW |  | 1h | 250 | 250 | 250 | 250 | 250 | 250 | 250 | 250 | 250 | 250 | 250.0001 | 250.0001 | 250.0001 | 250.0001 | 250.0001 | 250.0001 | 250.0001 | 200.0001 | 200.0001 | 200.0001 | 200.0001 | 200.0001 | 200.0001 | 200.0001
Option 6 AT | NSW |  | 2h | 722.65 | 1224.6503 | 1224.6504 | 1224.6506 | 1924.7806 | 1924.7808 | 1924.7808 | 1919.0709 | 1914.781 | 1914.7821 | 1864.7821 | 1864.7821 | 1864.7823 | 1966.9058 | 1962.8043 | 1962.8043 | 2046.1995 | 2050.4906 | 2046.2006 | 2026.2006 | 2030.4905 | 1778.4903 | 3133.0518 | 3133.0516
Option 6 AT | NSW |  | 4h | 1333.63 | 2345.0588 | 2345.0588 | 2345.0588 | 2345.0588 | 2545.0588 | 2545.0588 | 2586.2788 | 2545.0588 | 2545.0588 | 2545.0588 | 2545.0588 | 2545.0588 | 2545.0588 | 2586.2788 | 2586.2788 | 2545.0588 | 2586.2788 | 2545.0588 | 2085.0588 | 1626.2788 | 854.85 | 813.63 | 813.6301
Option 6 AT | NSW |  | 8h | 325 | 738.9066 | 1569.0838 | 2081.3846 | 2081.3847 | 2330.625 | 3155.25 | 3980 | 4107.9713 | 4798.8028 | 4798.8028 | 4798.8028 | 6152.5606 | 7583.1602 | 8743.889 | 8743.889 | 9322.9971 | 10408.4442 | 10408.4442 | 10408.4442 | 10083.4442 | 10101.0712 | 10081.4928 | 9569.192
Option 6 AT | NSW |  | Black Coal | 8305 | 8305 | 8305 | 1390 | 660 | 0 | 0 | 0 | 0 | 0 | 0 | 0 | 0 | 0 | 0 | 0 | 0 | 0 | 0 | 0 | 0 | 0 | 0 | 0
Option 6 AT | NSW |  | CCGT | 720 | 720 | 720 | 720 | 720 | 720 | 720 | 720 | 720 | 720 | 720 | 720 | 720 | 720 | 720 | 720 | 720 | 320 | 320 | 320 | 320 | 320 | 320 | 320
Option 6 AT | NSW |  | CST | 0 | 0 | 0 | 0 | 0 | 1.12e-06 | 1.12e-06 | 1.12e-06 | 1.12e-06 | 1.12e-06 | 1.12e-06 | 1.12e-06 | 1.12e-06 | 1.12e-06 | 1.12e-06 | 1.12e-06 | 1.12e-06 | 1.12e-06 | 1.12e-06 | 1.12e-06 | 1.12e-06 | 1.12e-06 | 1.12e-06 | 1.12e-06
Option 6 AT | NSW |  | Coordinated CER | 305.325 | 471.753 | 679.566 | 959.405 | 1184.728 | 1444.236 | 1738.636 | 2080.452 | 2460.331 | 2880.934 | 3343.977 | 3863.712 | 4447.42 | 5044.359 | 5700.691 | 6398.428 | 7171.437 | 7981.672 | 8864.048 | 9777.915 | 10730.596 | 11729.114 | 12775.115 | 13869.92
Option 6 AT | NSW |  | DSP | 6000 | 6000 | 6000 | 6000 | 6000 | 6000 | 6000 | 6000 | 6000 | 6000 | 6000 | 6000 | 6000 | 6000 | 6000 | 6000 | 6000 | 6000 | 6000 | 6000 | 6000 | 6000 | 6000 | 6000
Option 6 AT | NSW |  | Distributed PV | 10228.707 | 11213.299 | 12153.243 | 13197.05 | 14308.914 | 15144.649 | 15933.017 | 16731.304 | 17533.718 | 18481.498 | 19662.631 | 20816.238 | 22064.238 | 23494.349 | 25065.972 | 26528.99 | 27987.087 | 29628.197 | 31334.072 | 32808.76 | 34085.407 | 35609.43 | 37051.059 | 38455.664
Option 6 AT | NSW |  | Hydro | 2285 | 2285 | 2285 | 2285 | 2285 | 2285 | 2285 | 2285 | 2285 | 2285 | 2285 | 2285 | 2285 | 2285 | 2285 | 2285 | 2285 | 2285 | 2285 | 2285 | 2285 | 2285 | 2285 | 2285
Option 6 AT | NSW |  | OCGT | 2312.5 | 2312.5 | 2312.5 | 2312.5 | 2803.9245 | 2995.3609 | 3741.739 | 4245.2567 | 4245.2567 | 4245.2567 | 4224.4567 | 4224.4567 | 6584.2392 | 6584.2392 | 6584.2392 | 6584.2392 | 6584.2392 | 6584.2392 | 5766.5392 | 5766.5392 | 5766.5392 | 5766.5392 | 5766.5392 | 5766.5392
Option 6 AT | NSW |  | Offshore Wind | 0 | 0 | 0 | 0 | 0 | 0 | 0 | 0 | 0 | 0 | 0 | 0 | 2486.7456 | 3110.2153 | 3703.2685 | 3703.2685 | 4406.1869 | 4406.1869 | 4406.1869 | 4862.5846 | 4862.5846 | 5010.9533 | 6442.1269 | 6442.1269
Option 6 AT | NSW |  | PHES | 247 | 247 | 2447 | 2447 | 2447 | 2447 | 2447 | 2447 | 2447 | 2447 | 2447 | 2447 | 2447 | 2447 | 2447 | 2447 | 2447 | 2447 | 2447 | 2447 | 2447 | 2447 | 2447 | 2447
Option 6 AT | NSW |  | Solar | 7705.2366 | 10827.67 | 12442.8426 | 16036.7292 | 16638.4756 | 17087.5196 | 19142.7593 | 20093.8001 | 21962.739 | 25897.2139 | 27623.4824 | 27748.9337 | 31014.345 | 36020.3206 | 40982.3011 | 41822.2152 | 41830.2753 | 41607.2454 | 41607.2454 | 43350.4684 | 43239.5599 | 43207.1599 | 50145.7111 | 49621.7311
Option 6 AT | NSW |  | Wind | 2779.54 | 3050.02 | 7860.494 | 11373.5073 | 12702.6867 | 13970.8728 | 15945.4535 | 17726.9519 | 17726.952 | 18093.2523 | 20961.6184 | 20961.6184 | 20759.1384 | 20759.1384 | 20398.4584 | 20609.3243 | 21000.7518 | 21323.1686 | 21323.1686 | 21212.7837 | 20994.0837 | 21889.3144 | 21858.3803 | 21823.2486
Option 6 AT | NSW | CNSW | 12h | 0 | 0 | 0 | 810 | 810 | 810 | 810 | 810 | 810 | 810 | 810 | 810 | 810 | 810 | 810 | 810 | 810 | 810 | 810 | 810 | 810 | 810 | 810 | 810
Option 6 AT | NSW | CNSW | 2h | 192.02 | 244.0201 | 244.0201 | 244.0201 | 244.0202 | 244.0202 | 244.0202 | 244.0202 | 244.0203 | 244.0211 | 244.0212 | 244.0212 | 244.0212 | 346.1442 | 402.7327 | 402.7327 | 490.4178 | 490.4179 | 490.4179 | 470.4179 | 470.4179 | 418.4177 | 418.4177 | 418.4177
Option 6 AT | NSW | CNSW | 4h | 873.63 | 873.63 | 873.63 | 873.63 | 873.63 | 873.63 | 873.63 | 914.85 | 873.63 | 873.63 | 873.63 | 873.63 | 873.63 | 873.63 | 914.85 | 914.85 | 873.63 | 914.85 | 873.63 | 873.63 | 414.85 | 414.85 | 373.63 | 373.63
Option 6 AT | NSW | CNSW | 8h | 0 | 49.84 | 464.1214 | 609.2102 | 609.2102 | 858.4506 | 1683.0756 | 2496.6848 | 2536.9503 | 3227.7818 | 3227.7818 | 3227.7818 | 4581.5395 | 6005.3137 | 6942.3733 | 6942.3733 | 7521.4814 | 8606.9284 | 8606.9284 | 8606.9284 | 8606.9284 | 8913.4737 | 8739.412 | 8594.3231
Option 6 AT | NSW | CNSW | Black Coal | 4105 | 4105 | 4105 | 1390 | 660 | 0 | 0 | 0 | 0 | 0 | 0 | 0 | 0 | 0 | 0 | 0 | 0 | 0 | 0 | 0 | 0 | 0 | 0 | 0
Option 6 AT | NSW | CNSW | CST | 0 | 0 | 0 | 0 | 0 | 1.12e-06 | 1.12e-06 | 1.12e-06 | 1.12e-06 | 1.12e-06 | 1.12e-06 | 1.12e-06 | 1.12e-06 | 1.12e-06 | 1.12e-06 | 1.12e-06 | 1.12e-06 | 1.12e-06 | 1.12e-06 | 1.12e-06 | 1.12e-06 | 1.12e-06 | 1.12e-06 | 1.12e-06
Option 6 AT | NSW | CNSW | Coordinated CER | 31.066 | 47.519 | 67.609 | 94.349 | 115.059 | 138.608 | 165.016 | 195.048 | 228.138 | 264.508 | 304.287 | 348.799 | 398.647 | 448.986 | 504.255 | 562.617 | 627.279 | 694.604 | 767.788 | 842.989 | 921.005 | 1002.291 | 1087.046 | 1175.24
Option 6 AT | NSW | CNSW | Distributed PV | 1072.546 | 1177.74 | 1276.321 | 1388.529 | 1511.965 | 1598.502 | 1678.242 | 1761.546 | 1844.203 | 1942.571 | 2067.13 | 2182.658 | 2308.151 | 2457.095 | 2624.887 | 2777.6 | 2930.133 | 3109.982 | 3294.977 | 3449 | 3575.999 | 3738.384 | 3889.883 | 4037.202
Option 6 AT | NSW | CNSW | OCGT | 0 | 0 | 0 | 0 | 0 | 0 | 0 | 0 | 0 | 0 | 0 | 0 | 0 | 0 | 0 | 0 | 0 | 0 | 0 | 0 | 0 | 0 | 0 | 0
Option 6 AT | NSW | CNSW | PHES | 247 | 247 | 247 | 247 | 247 | 247 | 247 | 247 | 247 | 247 | 247 | 247 | 247 | 247 | 247 | 247 | 247 | 247 | 247 | 247 | 247 | 247 | 247 | 247
Option 6 AT | NSW | CNSW | Solar | 2862.2066 | 4325.1666 | 5587.9391 | 9180.9258 | 9530.9258 | 9979.9697 | 11888.984 | 12626.1025 | 13882.7861 | 17412.454 | 17906.6749 | 17967.6325 | 19736.7237 | 23891.0025 | 28004.6436 | 28112.6223 | 28095.198 | 28095.198 | 28095.198 | 28993.109 | 28993.109 | 28993.109 | 32382.5611 | 32190.9211
Option 6 AT | NSW | CNSW | Wind | 498.03 | 498.03 | 3394.7412 | 6907.7546 | 8026.9338 | 8531.2912 | 8531.2912 | 10191.9784 | 10191.9784 | 10558.2787 | 12449.902 | 12449.902 | 12449.902 | 12449.902 | 12343.102 | 12205.092 | 12205.092 | 12205.092 | 12205.092 | 12205.092 | 12205.092 | 13100.3227 | 13128.3264 | 13015.1364
Option 6 AT | NSW | NNSW | 1h | 200 | 200 | 200 | 200 | 200 | 200 | 200 | 200 | 200 | 200 | 200 | 200 | 200 | 200 | 200 | 200 | 200 | 200 | 200 | 200 | 200 | 200 | 200 | 200
Option 6 AT | NSW | NNSW | 2h | 0 | 450 | 450 | 450.0001 | 450.0001 | 450.0001 | 450.0001 | 450.0001 | 450.0001 | 450.0001 | 450.0001 | 450.0001 | 450.0001 | 450.0001 | 450.0001 | 450.0001 | 450.0001 | 450.0001 | 450.0001 | 450.0001 | 450.0001 | 250.0001 | 250.0001 | 250
Option 6 AT | NSW | NNSW | 8h | 275 | 400 | 615.8958 | 622.4723 | 622.4723 | 622.4723 | 622.4723 | 633.613 | 721.3188 | 721.3188 | 721.3188 | 721.3188 | 721.3188 | 728.1442 | 951.8134 | 951.8134 | 951.8134 | 951.8134 | 951.8134 | 951.8134 | 676.8134 | 626.9617 | 781.4451 | 774.8686
Option 6 AT | NSW | NNSW | CST | 0 | 0 | 0 | 0 | 0 | 0 | 0 | 0 | 0 | 0 | 0 | 0 | 0 | 0 | 0 | 0 | 0 | 0 | 0 | 0 | 0 | 0 | 0 | 0
Option 6 AT | NSW | NNSW | Coordinated CER | 40.338 | 61.509 | 87.292 | 121.462 | 147.855 | 177.851 | 211.488 | 249.884 | 292.249 | 338.846 | 389.821 | 446.768 | 510.353 | 574.689 | 645.1 | 719.481 | 801.685 | 887.428 | 980.548 | 1076.451 | 1176.214 | 1280.345 | 1389.113 | 1502.531
Option 6 AT | NSW | NNSW | Distributed PV | 1453.255 | 1585.251 | 1708.634 | 1846.872 | 1996.603 | 2103.358 | 2202.001 | 2303.858 | 2405.133 | 2525.189 | 2676.155 | 2817.447 | 2970.123 | 3149.222 | 3349.343 | 3531.867 | 3713.722 | 3926.107 | 4144.722 | 4327.745 | 4479.835 | 4671.946 | 4851.544 | 5026.26
Option 6 AT | NSW | NNSW | PHES | 0 | 0 | 0 | 0 | 0 | 0 | 0 | 0 | 0 | 5.63e-06 | 5.63e-06 | 5.63e-06 | 8.22e-06 | 8.22e-06 | 8.22e-06 | 8.22e-06 | 8.22e-06 | 1.172e-05 | 1.172e-05 | 1.172e-05 | 1.172e-05 | 1.172e-05 | 1.172e-05 | 1.172e-05
Option 6 AT | NSW | NNSW | Solar | 701.02 | 1007.4209 | 1327.4209 | 1327.4209 | 1327.4209 | 1327.4209 | 1395.7949 | 1609.7172 | 1869.1831 | 2025.7845 | 2040.8949 | 2105.3885 | 3146.8092 | 3146.8092 | 3696.5407 | 3713.1659 | 3738.6502 | 3718.6503 | 3718.6503 | 4038.4983 | 4012.5897 | 4012.5897 | 5252.3822 | 5252.3822
Option 6 AT | NSW | NNSW | Wind | 442.48 | 442.48 | 531.3699 | 531.3699 | 741.3699 | 741.3699 | 2715.9506 | 2715.9506 | 2715.9506 | 2715.9506 | 3739.1933 | 3739.1933 | 3566.7133 | 3566.7133 | 3566.7133 | 3963.8891 | 4355.3166 | 4718.9938 | 4718.9938 | 4718.9938 | 4718.9938 | 4718.9938 | 4920.3168 | 4920.3168
Option 6 AT | NSW | SNSW | 1h | 50 | 50 | 50 | 50 | 50 | 50 | 50 | 50 | 50 | 50 | 50 | 50 | 50 | 50 | 50 | 50 | 50 | 0 | 0 | 0 | 0 | 0 | 0 | 0
Option 6 AT | NSW | SNSW | 2h | 265.6 | 265.6 | 265.6 | 265.6 | 265.6001 | 265.6001 | 265.6001 | 259.8901 | 255.6001 | 255.6001 | 255.6002 | 255.6002 | 255.6002 | 255.6005 | 259.8906 | 259.8906 | 255.6006 | 259.8914 | 255.6014 | 255.6014 | 259.8914 | 259.8914 | 1614.453 | 1614.453
Option 6 AT | NSW | SNSW | 4h | 0 | 0 | 0 | 0 | 0 | 200 | 200 | 200 | 200 | 200 | 200 | 200 | 200 | 200 | 200 | 200 | 200 | 200 | 200 | 200 | 200 | 200 | 200 | 200
Option 6 AT | NSW | SNSW | 8h | 50 | 150 | 350.0001 | 350.0001 | 350.0001 | 350.0001 | 350.0001 | 350.0001 | 350.0001 | 350.0001 | 350.0001 | 350.0001 | 350.0001 | 350.0002 | 350.0002 | 350.0002 | 350.0002 | 350.0003 | 350.0003 | 350.0003 | 300.0003 | 200.0003 | 200.0002 | 200.0002
Option 6 AT | NSW | SNSW | CST | 0 | 0 | 0 | 0 | 0 | 0 | 0 | 0 | 0 | 0 | 0 | 0 | 0 | 0 | 0 | 0 | 0 | 0 | 0 | 0 | 0 | 0 | 0 | 0
Option 6 AT | NSW | SNSW | Coordinated CER | 48.173 | 74.238 | 106.518 | 149.637 | 183.777 | 222.687 | 266.426 | 316.43 | 371.49 | 431.967 | 498.076 | 571.924 | 654.504 | 738.161 | 829.849 | 926.749 | 1033.918 | 1145.625 | 1266.97 | 1391.873 | 1521.523 | 1656.744 | 1797.877 | 1944.901
Option 6 AT | NSW | SNSW | Distributed PV | 1708.857 | 1868.868 | 2019.9 | 2190.46 | 2375.506 | 2508.487 | 2632.011 | 2759.592 | 2886.7 | 3037.494 | 3227.297 | 3406.41 | 3600.558 | 3828.074 | 4082.109 | 4314.898 | 4547.107 | 4816.662 | 5094.724 | 5328.916 | 5525.013 | 5770.089 | 5999.626 | 6222.859
Option 6 AT | NSW | SNSW | Hydro | 2285 | 2285 | 2285 | 2285 | 2285 | 2285 | 2285 | 2285 | 2285 | 2285 | 2285 | 2285 | 2285 | 2285 | 2285 | 2285 | 2285 | 2285 | 2285 | 2285 | 2285 | 2285 | 2285 | 2285
Option 6 AT | NSW | SNSW | OCGT | 692 | 692 | 692 | 692 | 692 | 692 | 692 | 692 | 692 | 692 | 692 | 692 | 692 | 692 | 692 | 692 | 692 | 692 | 0 | 0 | 0 | 0 | 0 | 0
Option 6 AT | NSW | SNSW | PHES | 0 | 0 | 2200 | 2200 | 2200 | 2200 | 2200 | 2200 | 2200 | 2200 | 2200 | 2200 | 2200 | 2200 | 2200 | 2200 | 2200 | 2200 | 2200 | 2200 | 2200 | 2200 | 2200 | 2200
Option 6 AT | NSW | SNSW | Solar | 3252.01 | 4605.0825 | 4637.4826 | 4638.3826 | 4890.1289 | 4890.129 | 4967.9803 | 4967.9803 | 5320.7698 | 5568.9754 | 6785.9126 | 6785.9127 | 7240.8121 | 8092.5088 | 8391.1168 | 9106.427 | 9106.4271 | 8903.3971 | 8903.3971 | 9428.8611 | 9343.8611 | 9311.4611 | 11620.7678 | 11288.4278
Option 6 AT | NSW | SNSW | Wind | 1839.03 | 2109.51 | 3577.3829 | 3577.3829 | 3577.3831 | 4341.2117 | 4341.2117 | 4462.0229 | 4462.023 | 4462.023 | 4415.5231 | 4415.5231 | 4385.5231 | 4385.5231 | 4131.6431 | 4083.3431 | 4083.3431 | 4042.0828 | 4042.0828 | 3931.6978 | 3712.9978 | 3712.9978 | 3452.7371 | 3530.7955
Option 6 AT | NSW | SNW | 1h | 1.56e-05 | 1.835e-05 | 2.422e-05 | 3.073e-05 | 3.508e-05 | 3.916e-05 | 4.027e-05 | 4.027e-05 | 4.35e-05 | 4.568e-05 | 5.455e-05 | 5.682e-05 | 5.955e-05 | 6.125e-05 | 6.438e-05 | 7.052e-05 | 7.652e-05 | 8.675e-05 | 8.675e-05 | 8.675e-05 | 7.115e-05 | 6.84e-05 | 6.253e-05 | 5.602e-05
Option 6 AT | NSW | SNW | 2h | 265.03 | 265.0302 | 265.0302 | 265.0303 | 965.1603 | 965.1605 | 965.1605 | 965.1605 | 965.1606 | 965.1607 | 915.1607 | 915.1607 | 915.1609 | 915.1609 | 850.1809 | 850.1809 | 850.181 | 850.1812 | 850.1812 | 850.1812 | 850.1812 | 850.1811 | 850.1811 | 850.1809
Option 6 AT | NSW | SNW | 4h | 460 | 1471.4288 | 1471.4288 | 1471.4288 | 1471.4288 | 1471.4288 | 1471.4288 | 1471.4288 | 1471.4288 | 1471.4288 | 1471.4288 | 1471.4288 | 1471.4288 | 1471.4288 | 1471.4288 | 1471.4288 | 1471.4288 | 1471.4288 | 1471.4288 | 1011.4288 | 1011.4288 | 240 | 240 | 240.0001
Option 6 AT | NSW | SNW | 8h | 1.362e-05 | 139.0666 | 139.0666 | 499.702 | 499.702 | 499.702 | 499.702 | 499.702 | 499.702 | 499.702 | 499.702 | 499.702 | 499.7021 | 499.7021 | 499.7021 | 499.7021 | 499.7021 | 499.7021 | 499.7021 | 499.7021 | 499.7021 | 360.6355 | 360.6355 | 4.309e-05
Option 6 AT | NSW | SNW | Black Coal | 4200 | 4200 | 4200 | 0 | 0 | 0 | 0 | 0 | 0 | 0 | 0 | 0 | 0 | 0 | 0 | 0 | 0 | 0 | 0 | 0 | 0 | 0 | 0 | 0
Option 6 AT | NSW | SNW | CCGT | 720 | 720 | 720 | 720 | 720 | 720 | 720 | 720 | 720 | 720 | 720 | 720 | 720 | 720 | 720 | 720 | 720 | 320 | 320 | 320 | 320 | 320 | 320 | 320
Option 6 AT | NSW | SNW | Coordinated CER | 185.748 | 288.487 | 418.147 | 593.957 | 738.037 | 905.09 | 1095.706 | 1319.09 | 1568.454 | 1845.613 | 2151.793 | 2496.221 | 2883.916 | 3282.523 | 3721.487 | 4189.581 | 4708.555 | 5254.015 | 5848.742 | 6466.602 | 7111.854 | 7789.734 | 8501.079 | 9247.248
Option 6 AT | NSW | SNW | DSP | 6000 | 6000 | 6000 | 6000 | 6000 | 6000 | 6000 | 6000 | 6000 | 6000 | 6000 | 6000 | 6000 | 6000 | 6000 | 6000 | 6000 | 6000 | 6000 | 6000 | 6000 | 6000 | 6000 | 6000
Option 6 AT | NSW | SNW | Distributed PV | 5994.049 | 6581.44 | 7148.388 | 7771.189 | 8424.84 | 8934.302 | 9420.763 | 9906.308 | 10397.682 | 10976.244 | 11692.049 | 12409.723 | 13185.406 | 14059.958 | 15009.633 | 15904.625 | 16796.125 | 17775.446 | 18799.649 | 19703.099 | 20504.56 | 21429.011 | 22310.006 | 23169.343
Option 6 AT | NSW | SNW | OCGT | 1620.5 | 1620.5 | 1620.5 | 1620.5 | 2111.9245 | 2303.3609 | 3049.739 | 3553.2567 | 3553.2567 | 3553.2567 | 3532.4567 | 3532.4567 | 5892.2392 | 5892.2392 | 5892.2392 | 5892.2392 | 5892.2392 | 5892.2392 | 5766.5392 | 5766.5392 | 5766.5392 | 5766.5392 | 5766.5392 | 5766.5392
Option 6 AT | NSW | SNW | Offshore Wind | 0 | 0 | 0 | 0 | 0 | 0 | 0 | 0 | 0 | 0 | 0 | 0 | 2486.7456 | 3110.2153 | 3703.2685 | 3703.2685 | 4406.1869 | 4406.1869 | 4406.1869 | 4862.5846 | 4862.5846 | 5010.9533 | 6442.1269 | 6442.1269
Option 6 AT | NSW | SNW | Solar | 890 | 890 | 890 | 890 | 890 | 890 | 890 | 890 | 890 | 890 | 890 | 890 | 890 | 890 | 890 | 890 | 890 | 890 | 890 | 890 | 890 | 890 | 890 | 890
Option 6 AT | NSW | SNW | Wind | 0 | 0 | 357 | 357 | 357 | 357 | 357 | 357 | 357 | 357 | 357 | 357 | 357 | 357 | 357 | 357 | 357 | 357 | 357 | 357 | 357 | 357 | 357 | 357
Option 6 AT | QLD |  | 1h | 222.02 | 622.02 | 622.02 | 622.02 | 622.02 | 622.02 | 622.02 | 622.02 | 622.02 | 622.02 | 622.02 | 622.02 | 622.02 | 622.02 | 622.02 | 622.02 | 622.02 | 622.02 | 622.02 | 622.02 | 622.02 | 622.02 | 622.02 | 222.02
Option 6 AT | QLD |  | 2h | 2039.12 | 2039.1201 | 2189.1201 | 2489.1201 | 2485.1202 | 2485.1202 | 2485.1203 | 2500.7203 | 2485.1203 | 2500.7206 | 2500.7206 | 2485.1206 | 2385.1206 | 2385.1207 | 2385.1207 | 2385.1208 | 2354.7208 | 3628.8629 | 3428.8629 | 2878.8629 | 2894.4629 | 2728.8629 | 2489.6628 | 2189.6628
Option 6 AT | QLD |  | 4h | 560 | 560 | 814.0001 | 814.0002 | 814.0002 | 814.0002 | 814.0002 | 814.0002 | 814.0002 | 814.0002 | 814.0002 | 814.0002 | 814.0002 | 814.0002 | 814.0002 | 814.0002 | 814.0002 | 1522.9501 | 1522.9501 | 1522.9501 | 1222.9501 | 1222.9501 | 1072.95 | 1072.9499
Option 6 AT | QLD |  | 8h | 0 | 0 | 1386.5286 | 2586.2276 | 3811.6627 | 3811.6627 | 5328.9707 | 5701.5475 | 5702.471 | 5745.2885 | 5759.3609 | 5831.8277 | 6175.0341 | 7535.1339 | 7952.3967 | 8191.4442 | 8616.2592 | 9934.6517 | 9934.6517 | 10107.0945 | 10145.225 | 10164.1169 | 10008.3035 | 9049.8419
Option 6 AT | QLD |  | Biomass | 32 | 32 | 32 | 32 | 32 | 32 | 32 | 32 | 32 | 32 | 32 | 32 | 32 | 32 | 32 | 32 | 32 | 32 | 32 | 32 | 32 | 32 | 32 | 32
Option 6 AT | QLD |  | Black Coal | 8130 | 8130 | 8130 | 2426 | 426 | 0 | 0 | 0 | 0 | 0 | 0 | 0 | 0 | 0 | 0 | 0 | 0 | 0 | 0 | 0 | 0 | 0 | 0 | 0
Option 6 AT | QLD |  | CCGT | 1597.9 | 1597.9 | 1597.9 | 1597.9 | 1597.9 | 1597.9 | 1597.9 | 1597.9 | 1597.9 | 1597.9 | 1212.9 | 1212.9 | 1125.5 | 1068.5 | 1068.5 | 1068.5 | 1068.5 | 1068.5 | 1068.5 | 424 | 424 | 180 | 180 | 180
Option 6 AT | QLD |  | Coordinated CER | 143.282 | 232.667 | 350.075 | 524.729 | 680.138 | 856.454 | 1055.65 | 1290.674 | 1554.267 | 1844.788 | 2165.564 | 2527.998 | 2930.642 | 3349.434 | 3848.127 | 4375.466 | 4957.77 | 5576.37 | 6239.758 | 6929.194 | 7653.576 | 8409.278 | 9186.799 | 9985.93
Option 6 AT | QLD |  | Distributed PV | 8541.191 | 9218.093 | 9846.988 | 10551.311 | 11347.887 | 11901.607 | 12422.544 | 12977.137 | 13512.289 | 14120.34 | 14879.741 | 15625.507 | 16462.911 | 17476.536 | 18612.168 | 19655.027 | 20685.213 | 21870.847 | 23096.614 | 24119.549 | 24966.017 | 26030.978 | 27040.515 | 28016.37
Option 6 AT | QLD |  | H2 Reciprocating Engine | 0 | 0 | 400 | 400 | 400 | 400 | 400 | 400 | 400 | 400 | 400 | 400 | 400 | 400 | 400 | 400 | 400 | 400 | 400 | 400 | 400 | 400 | 400 | 400
Option 6 AT | QLD |  | Hydro | 156.4 | 156.4 | 156.4 | 156.4 | 156.4 | 156.4 | 156.4 | 156.4 | 156.4 | 156.4 | 156.4 | 156.4 | 156.4 | 156.4 | 156.4 | 156.4 | 156.4 | 156.4 | 156.4 | 156.4 | 156.4 | 156.4 | 156.4 | 156.4
Option 6 AT | QLD |  | Liquid Fuel | 423.5 | 423.5 | 423.5 | 423.5 | 423.5 | 423.5 | 423.5 | 131.5 | 131.5 | 131.5 | 131.5 | 131.5 | 131.5 | 131.5 | 131.5 | 131.5 | 131.5 | 131.5 | 0 | 0 | 0 | 0 | 0 | 0
Option 6 AT | QLD |  | OCGT | 1546 | 1546 | 1663 | 1663 | 2382.9977 | 2382.9977 | 2382.9977 | 2382.9977 | 2265.9977 | 2265.9977 | 2265.9977 | 2265.9977 | 2265.9977 | 2265.9977 | 2265.9977 | 2265.9977 | 2265.9977 | 2265.9977 | 3497.7149 | 3497.7149 | 2933.7149 | 2933.7149 | 2933.7149 | 2414.7149
Option 6 AT | QLD |  | PHES | 820 | 820 | 820 | 820 | 820 | 820 | 820 | 820 | 2818 | 2818 | 2818 | 2818 | 2818 | 2818 | 2818 | 2818 | 2818 | 2818 | 2818 | 2818 | 2818 | 2818 | 2818 | 2818
Option 6 AT | QLD |  | Solar | 5673.5941 | 8456.0612 | 9253.9013 | 10861.942 | 13409.8548 | 13409.2949 | 16273.7975 | 16884.9273 | 17862.3561 | 22959.9244 | 24407.1559 | 26110.1946 | 31481.7165 | 31481.7165 | 31481.7166 | 34280.7786 | 35090.2737 | 34934.304 | 35450.7242 | 36864.4661 | 36255.4461 | 36155.4661 | 36905.9945 | 36603.062
Option 6 AT | QLD |  | Wind | 2569.65 | 3075.86 | 8419.7151 | 8432.0582 | 8685.8984 | 9606.9452 | 10610.7873 | 11230.9114 | 11585.6098 | 11619.516 | 12294.8444 | 12916.7745 | 16876.1973 | 16876.1973 | 16876.1973 | 16876.1973 | 17946.0339 | 17765.5639 | 17515.9335 | 18579.164 | 18535.964 | 19256.3708 | 21164.0054 | 20725.0054
Option 6 AT | QLD | CQ | 2h | 230 | 230 | 230 | 230 | 226.0001 | 226.0001 | 226.0001 | 226.0001 | 226.0001 | 226.0001 | 226.0001 | 226.0001 | 226.0001 | 226.0001 | 226.0002 | 226.0003 | 180.0003 | 180.0003 | 180.0003 | 180.0003 | 180.0003 | 180.0003 | 180.0003 | 180.0003
Option 6 AT | QLD | CQ | 4h | 300 | 300 | 300 | 300 | 300 | 300 | 300 | 300 | 300 | 300 | 300 | 300 | 300 | 300 | 300 | 300 | 300 | 300 | 300 | 300 | 0 | 0 | 0 | 0
Option 6 AT | QLD | CQ | 8h | 0 | 0 | 0.00018238 | 0.00048556 | 3.1698 | 3.1698 | 294.0961 | 404.0433 | 404.0433 | 404.0433 | 404.0433 | 404.0433 | 404.0434 | 520.3476 | 937.6104 | 1116.1386 | 1540.9536 | 2028.0641 | 2028.0641 | 2200.507 | 2238.6374 | 2257.5294 | 3021.7201 | 3098.7778
Option 6 AT | QLD | CQ | Black Coal | 3004 | 3004 | 3004 | 1574 | 0 | 0 | 0 | 0 | 0 | 0 | 0 | 0 | 0 | 0 | 0 | 0 | 0 | 0 | 0 | 0 | 0 | 0 | 0 | 0
Option 6 AT | QLD | CQ | Coordinated CER | 13.95 | 22.432 | 33.374 | 49.666 | 63.83 | 79.79 | 97.727 | 118.58 | 141.868 | 167.42 | 195.551 | 227.338 | 262.625 | 299.127 | 343.07 | 389.408 | 440.68 | 495.014 | 553.235 | 613.546 | 676.921 | 742.86 | 810.485 | 879.679
Option 6 AT | QLD | CQ | Distributed PV | 784.212 | 854.215 | 917.536 | 991.345 | 1078.212 | 1133.73 | 1185.035 | 1241.654 | 1295.641 | 1357.342 | 1436.479 | 1510.259 | 1593.713 | 1699.233 | 1820.867 | 1930.547 | 2039.631 | 2170.553 | 2305.098 | 2413.879 | 2499.799 | 2615.929 | 2725.312 | 2831.033
Option 6 AT | QLD | CQ | OCGT | 37 | 37 | 37 | 37 | 436.885 | 436.885 | 436.885 | 436.885 | 399.885 | 399.885 | 399.885 | 399.885 | 399.885 | 399.885 | 399.885 | 399.885 | 399.885 | 399.885 | 399.885 | 399.885 | 399.885 | 399.885 | 399.885 | 399.885
Option 6 AT | QLD | CQ | PHES | 0 | 0 | 0 | 0 | 0 | 0 | 0 | 0 | 0 | 5.83e-06 | 6.97e-06 | 8.85e-06 | 8.85e-06 | 8.85e-06 | 8.85e-06 | 8.85e-06 | 8.85e-06 | 1.23e-05 | 1.23e-05 | 1.23e-05 | 1.23e-05 | 1.23e-05 | 1.23e-05 | 1.23e-05
Option 6 AT | QLD | CQ | Solar | 1154.6267 | 1154.6278 | 1251.6278 | 1308.4424 | 3604.4445 | 3604.4445 | 4113.7045 | 4715.9574 | 4862.4255 | 7539.3442 | 7891.1911 | 8575.4125 | 8621.4379 | 8621.4379 | 8621.4379 | 11420.4998 | 11844.7002 | 11829.7003 | 12449.0804 | 13443.0497 | 13443.0497 | 13443.0497 | 13174.5298 | 13057.14
Option 6 AT | QLD | CQ | Wind | 439 | 945.21 | 1824.8223 | 1824.8224 | 1944.7626 | 1944.7626 | 2010.1591 | 2347.8121 | 2347.8121 | 2347.8121 | 2347.8121 | 2347.8122 | 4949.0663 | 4949.0663 | 4949.0663 | 4949.0663 | 4949.0663 | 4949.0663 | 5139.416 | 5724.7736 | 5724.7736 | 5724.7736 | 5936.8452 | 5497.8452
Option 6 AT | QLD | GG | 1h | 0 | 400 | 400 | 400 | 400 | 400 | 400 | 400 | 400 | 400 | 400 | 400 | 400 | 400 | 400 | 400 | 400 | 400 | 400 | 400 | 400 | 400 | 400 | 0
Option 6 AT | QLD | GG | 2h | 0 | 1.181e-05 | 1.684e-05 | 3.091e-05 | 0.00011684 | 0.00011684 | 0.00012259 | 0.00017004 | 0.00017465 | 0.00042368 | 0.00042368 | 0.00042368 | 0.00042368 | 0.0004256 | 0.0004256 | 0.0004256 | 0.00043163 | 1289.7425 | 1289.7425 | 1289.7425 | 1289.7425 | 1289.7425 | 1289.7425 | 1289.7425
Option 6 AT | QLD | GG | 4h | 0 | 0 | 8.125e-05 | 0.00015967 | 0.00016131 | 0.00016131 | 0.0001647 | 0.0001659 | 0.00016698 | 0.00016863 | 0.00017283 | 0.00017283 | 0.00017471 | 0.00017471 | 0.00017471 | 0.00017622 | 0.00017622 | 708.9501 | 708.9501 | 708.9501 | 708.9501 | 708.9501 | 708.95 | 708.9499
Option 6 AT | QLD | GG | 8h | 0 | 0 | 3.791e-05 | 288.872 | 1016.9637 | 1016.9637 | 1555.7324 | 1597.2672 | 1598.1907 | 1641.0082 | 1641.0082 | 1641.0082 | 1641.0082 | 1641.0082 | 1641.0082 | 1641.0082 | 1641.0082 | 1641.0082 | 1641.0082 | 1641.0082 | 1641.0082 | 1641.0082 | 1641.0082 | 1352.1362
Option 6 AT | QLD | GG | Black Coal | 1680 | 1680 | 1680 | 0 | 0 | 0 | 0 | 0 | 0 | 0 | 0 | 0 | 0 | 0 | 0 | 0 | 0 | 0 | 0 | 0 | 0 | 0 | 0 | 0
Option 6 AT | QLD | GG | CCGT | 180 | 180 | 180 | 180 | 180 | 180 | 180 | 180 | 180 | 180 | 180 | 180 | 180 | 180 | 180 | 180 | 180 | 180 | 180 | 180 | 180 | 180 | 180 | 180
Option 6 AT | QLD | GG | Coordinated CER | 1.806 | 2.916 | 4.351 | 6.469 | 8.322 | 10.41 | 12.759 | 15.5 | 18.561 | 21.923 | 25.624 | 29.806 | 34.452 | 39.256 | 44.991 | 51.033 | 57.702 | 64.774 | 72.345 | 80.179 | 88.392 | 96.93 | 105.662 | 114.59
Option 6 AT | QLD | GG | Distributed PV | 97.771 | 105.629 | 113.124 | 121.15 | 129.771 | 136.351 | 142.675 | 149.14 | 155.449 | 162.558 | 171.163 | 180.106 | 190.074 | 201.575 | 214.034 | 225.731 | 237.193 | 249.707 | 262.747 | 274.071 | 283.958 | 295.385 | 306.307 | 316.865
Option 6 AT | QLD | GG | OCGT | 0 | 0 | 0 | 0 | 135.8414 | 135.8414 | 135.8414 | 135.8414 | 135.8414 | 135.8414 | 135.8414 | 135.8414 | 135.8414 | 135.8414 | 135.8414 | 135.8414 | 135.8414 | 135.8414 | 1367.5586 | 1367.5586 | 1367.5586 | 1367.5586 | 1367.5586 | 1367.5586
Option 6 AT | QLD | GG | Solar | 524.4116 | 524.4116 | 524.4116 | 524.4116 | 524.4116 | 524.4116 | 530.828 | 540.2049 | 540.2051 | 540.2054 | 540.2062 | 549.0144 | 630.0099 | 630.0099 | 630.01 | 630.01 | 630.01 | 630.01 | 630.01 | 630.01 | 630.01 | 630.01 | 630.01 | 630.01
Option 6 AT | QLD | NQ | 2h | 0 | 0 | 150 | 450 | 450 | 450 | 450 | 450 | 450 | 450 | 450 | 450 | 450 | 450 | 450 | 450 | 450 | 450 | 450 | 450 | 450 | 300 | 300 | 0
Option 6 AT | QLD | NQ | 4h | 0 | 0 | 254 | 254 | 254 | 254 | 254 | 254 | 254 | 254 | 254 | 254 | 254 | 254 | 254 | 254 | 254 | 254 | 254 | 254 | 254 | 254 | 104 | 104
Option 6 AT | QLD | NQ | 8h | 0 | 0 | 11.8481 | 111.3716 | 519.3285 | 519.3285 | 519.3285 | 519.3285 | 519.3285 | 519.3285 | 533.4009 | 605.8677 | 679.141 | 712.9979 | 712.9979 | 773.5172 | 773.5172 | 773.5172 | 773.5172 | 773.5172 | 773.5172 | 773.5172 | 761.6691 | 662.1456
Option 6 AT | QLD | NQ | Biomass | 32 | 32 | 32 | 32 | 32 | 32 | 32 | 32 | 32 | 32 | 32 | 32 | 32 | 32 | 32 | 32 | 32 | 32 | 32 | 32 | 32 | 32 | 32 | 32
Option 6 AT | QLD | NQ | CCGT | 244 | 244 | 244 | 244 | 244 | 244 | 244 | 244 | 244 | 244 | 244 | 244 | 244 | 244 | 244 | 244 | 244 | 244 | 244 | 244 | 244 | 0 | 0 | 0
Option 6 AT | QLD | NQ | Coordinated CER | 21.684 | 34.951 | 52.121 | 77.657 | 99.95 | 125.082 | 153.337 | 186.245 | 222.995 | 263.326 | 307.739 | 357.938 | 413.689 | 471.383 | 540.68 | 613.764 | 694.579 | 780.234 | 871.997 | 967.018 | 1066.713 | 1170.389 | 1276.603 | 1385.232
Option 6 AT | QLD | NQ | Distributed PV | 1293.407 | 1398.759 | 1495.68 | 1605.762 | 1732.276 | 1817.455 | 1896.872 | 1982.593 | 2064.892 | 2158.61 | 2276.917 | 2390.734 | 2518.921 | 2676.837 | 2855.84 | 3018.999 | 3180.576 | 3369.717 | 3564.696 | 3725.202 | 3855.431 | 4024.113 | 4183.483 | 4337.437
Option 6 AT | QLD | NQ | Hydro | 156.4 | 156.4 | 156.4 | 156.4 | 156.4 | 156.4 | 156.4 | 156.4 | 156.4 | 156.4 | 156.4 | 156.4 | 156.4 | 156.4 | 156.4 | 156.4 | 156.4 | 156.4 | 156.4 | 156.4 | 156.4 | 156.4 | 156.4 | 156.4
Option 6 AT | QLD | NQ | Liquid Fuel | 423.5 | 423.5 | 423.5 | 423.5 | 423.5 | 423.5 | 423.5 | 131.5 | 131.5 | 131.5 | 131.5 | 131.5 | 131.5 | 131.5 | 131.5 | 131.5 | 131.5 | 131.5 | 0 | 0 | 0 | 0 | 0 | 0
Option 6 AT | QLD | NQ | PHES | 250 | 250 | 250 | 250 | 250 | 250 | 250 | 250 | 250 | 250 | 250 | 250 | 250 | 250 | 250 | 250 | 250 | 250 | 250 | 250 | 250 | 250 | 250 | 250
Option 6 AT | QLD | NQ | Solar | 1526.0929 | 1526.0934 | 2126.0934 | 2407.9235 | 2539.9952 | 2539.9952 | 2539.9952 | 2539.9952 | 2539.9953 | 2802.0412 | 3387.4704 | 4397.4795 | 4617.6691 | 4617.6691 | 4617.6692 | 4617.6692 | 5002.9639 | 4886.994 | 4886.9941 | 4975.8302 | 4960.8302 | 4860.8502 | 4771.1046 | 4771.1047
Option 6 AT | QLD | NQ | Wind | 375.65 | 375.65 | 2116.9732 | 2129.3162 | 2176.7314 | 2403.5627 | 3320.8637 | 3603.3349 | 3958.0333 | 3958.0333 | 3981.2459 | 4013.972 | 5372.1406 | 5372.1406 | 5372.1406 | 5372.1406 | 5588.9045 | 5408.4345 | 5408.4345 | 5886.3073 | 5843.1073 | 5843.1073 | 5911.8612 | 5911.8612
Option 6 AT | QLD | SQ | 1h | 222.02 | 222.02 | 222.02 | 222.02 | 222.02 | 222.02 | 222.02 | 222.02 | 222.02 | 222.02 | 222.02 | 222.02 | 222.02 | 222.02 | 222.02 | 222.02 | 222.02 | 222.02 | 222.02 | 222.02 | 222.02 | 222.02 | 222.02 | 222.02
Option 6 AT | QLD | SQ | 2h | 1809.12 | 1809.1201 | 1809.1201 | 1809.1201 | 1809.1201 | 1809.1201 | 1809.1201 | 1824.7201 | 1809.1201 | 1824.7201 | 1824.7201 | 1809.1201 | 1709.1201 | 1709.1201 | 1709.1201 | 1709.1201 | 1724.7201 | 1709.1201 | 1509.1201 | 959.1201 | 974.7201 | 959.1201 | 719.9201 | 719.9201
Option 6 AT | QLD | SQ | 4h | 260 | 260 | 260 | 260 | 260 | 260 | 260 | 260 | 260 | 260 | 260 | 260 | 260 | 260 | 260 | 260 | 260 | 260 | 260 | 260 | 260 | 260 | 260 | 260
Option 6 AT | QLD | SQ | 8h | 0 | 0 | 1374.6802 | 2185.9835 | 2272.2007 | 2272.2007 | 2959.8137 | 3180.9084 | 3180.9084 | 3180.9084 | 3180.9084 | 3180.9084 | 3450.8415 | 4660.7802 | 4660.7802 | 4660.7802 | 4660.7802 | 5492.0621 | 5492.0621 | 5492.0621 | 5492.0621 | 5492.0621 | 4583.9062 | 3936.7823
Option 6 AT | QLD | SQ | Black Coal | 3446 | 3446 | 3446 | 852 | 426 | 0 | 0 | 0 | 0 | 0 | 0 | 0 | 0 | 0 | 0 | 0 | 0 | 0 | 0 | 0 | 0 | 0 | 0 | 0
Option 6 AT | QLD | SQ | CCGT | 1173.9 | 1173.9 | 1173.9 | 1173.9 | 1173.9 | 1173.9 | 1173.9 | 1173.9 | 1173.9 | 1173.9 | 788.9 | 788.9 | 701.5 | 644.5 | 644.5 | 644.5 | 644.5 | 644.5 | 644.5 | 0 | 0 | 0 | 0 | 0
Option 6 AT | QLD | SQ | Coordinated CER | 105.842 | 172.368 | 260.229 | 390.937 | 508.036 | 641.172 | 791.827 | 970.349 | 1170.843 | 1392.119 | 1636.65 | 1912.916 | 2219.876 | 2539.668 | 2919.386 | 3321.261 | 3764.809 | 4236.348 | 4742.181 | 5268.451 | 5821.55 | 6399.099 | 6994.049 | 7606.429
Option 6 AT | QLD | SQ | Distributed PV | 6365.801 | 6859.49 | 7320.648 | 7833.054 | 8407.628 | 8814.071 | 9197.962 | 9603.75 | 9996.307 | 10441.83 | 10995.182 | 11544.408 | 12160.203 | 12898.891 | 13721.427 | 14479.75 | 15227.813 | 16080.87 | 16964.073 | 17706.397 | 18326.829 | 19095.551 | 19825.413 | 20531.035
Option 6 AT | QLD | SQ | H2 Reciprocating Engine | 0 | 0 | 400 | 400 | 400 | 400 | 400 | 400 | 400 | 400 | 400 | 400 | 400 | 400 | 400 | 400 | 400 | 400 | 400 | 400 | 400 | 400 | 400 | 400
Option 6 AT | QLD | SQ | OCGT | 1509 | 1509 | 1626 | 1626 | 1810.2713 | 1810.2713 | 1810.2713 | 1810.2713 | 1730.2713 | 1730.2713 | 1730.2713 | 1730.2713 | 1730.2713 | 1730.2713 | 1730.2713 | 1730.2713 | 1730.2713 | 1730.2713 | 1730.2713 | 1730.2713 | 1166.2713 | 1166.2713 | 1166.2713 | 647.2713
Option 6 AT | QLD | SQ | PHES | 570 | 570 | 570 | 570 | 570 | 570 | 570 | 570 | 2568 | 2568 | 2568 | 2568 | 2568 | 2568 | 2568 | 2568 | 2568 | 2568 | 2568 | 2568 | 2568 | 2568 | 2568 | 2568
Option 6 AT | QLD | SQ | Solar | 2468.4628 | 5250.9285 | 5351.7685 | 6621.1645 | 6741.0034 | 6740.4435 | 9089.2698 | 9088.7698 | 9919.7302 | 12078.3336 | 12588.2882 | 12588.2882 | 17612.5996 | 17612.5996 | 17612.5996 | 17612.5996 | 17612.5997 | 17587.5997 | 17484.6397 | 17815.5761 | 17221.5562 | 17221.5562 | 18330.35 | 18144.8074
Option 6 AT | QLD | SQ | Wind | 1755 | 1755 | 4477.9196 | 4477.9196 | 4564.4044 | 5258.62 | 5279.7644 | 5279.7645 | 5279.7645 | 5313.6706 | 5965.7864 | 6554.9903 | 6554.9903 | 6554.9903 | 6554.9903 | 6554.9903 | 7408.063 | 7408.0631 | 6968.0831 | 6968.0831 | 6968.0831 | 7688.4898 | 9315.299 | 9315.299
Option 6 AT | SA |  | 2h | 1135.13 | 2711.13 | 2911.13 | 2911.13 | 2881.13 | 2881.1303 | 2881.1303 | 2888.1003 | 2856.1303 | 2856.1304 | 2856.1304 | 2863.1004 | 2856.1308 | 2856.1308 | 2856.1316 | 2926.9281 | 3007.0631 | 2756.3631 | 2462.9331 | 2450.3831 | 2240.3831 | 464.3831 | 423.9331 | 312.9331
Option 6 AT | SA |  | 4h | 0 | 556 | 556 | 556 | 556 | 556 | 556 | 300.0001 | 556.0001 | 556.0001 | 556.0001 | 300.0001 | 556.0001 | 556.0001 | 556.0002 | 556.0002 | 556.0002 | 556.0002 | 300.0002 | 556.0002 | 556.0002 | 0.00018296 | 0.00013869 | 0.00013719
Option 6 AT | SA |  | 8h | 0 | 0 | 318.86 | 318.86 | 564.8599 | 564.8599 | 564.8599 | 1023.3364 | 1023.3364 | 1214.6747 | 1214.6747 | 1214.6748 | 2205.4216 | 2708.0469 | 2881.7046 | 3025.7609 | 3226.9919 | 3508.6344 | 3508.6344 | 3531.3208 | 4442.0505 | 4843.8751 | 7734.7262 | 7734.7262
Option 6 AT | SA |  | CCGT | 1309 | 1129 | 529 | 529 | 529 | 529 | 529 | 529 | 529 | 529 | 529 | 0 | 0 | 0 | 0 | 0 | 0 | 0 | 0 | 0 | 0 | 0 | 0 | 0
Option 6 AT | SA |  | Coordinated CER | 178.135 | 244.708 | 323.339 | 368.695 | 433.083 | 504.925 | 585.242 | 679.496 | 783.148 | 897.342 | 1023.315 | 1164.171 | 1316.05 | 1473.48 | 1652.96 | 1842.228 | 2049.146 | 2265.318 | 2496.514 | 2737.615 | 2985.972 | 3243.929 | 3511.136 | 3788.63
Option 6 AT | SA |  | Distributed PV | 3375.932 | 3586.659 | 3784.152 | 3995.398 | 4225.268 | 4402.077 | 4566.115 | 4746.319 | 4925.157 | 5125.569 | 5369.66 | 5615.076 | 5884.533 | 6191.517 | 6520.235 | 6818.856 | 7110.128 | 7431.429 | 7770.539 | 8060.469 | 8313.052 | 8610.529 | 8894.65 | 9172.96
Option 6 AT | SA |  | Liquid Fuel | 413.38 | 276.88 | 276.88 | 276.88 | 276.88 | 276.88 | 276.88 | 276.88 | 276.88 | 276.88 | 276.88 | 276.88 | 276.88 | 276.88 | 276.88 | 276.88 | 276.88 | 276.88 | 276.88 | 276.88 | 122.88 | 122.88 | 122.88 | 122.88
Option 6 AT | SA |  | OCGT | 1175.26 | 1175.26 | 1175.26 | 1175.26 | 929.26 | 929.26 | 1005.6897 | 1275.5749 | 1275.5749 | 1195.5749 | 1159.6749 | 1159.6749 | 1159.6749 | 1159.6749 | 955.9149 | 955.9149 | 955.9149 | 955.9149 | 617.9149 | 778.3741 | 926.6752 | 926.6752 | 1224.1552 | 1344.4721
Option 6 AT | SA |  | Solar | 935.8801 | 1768.0113 | 1905.2113 | 1905.2113 | 2571.443 | 2566.8831 | 3821.8093 | 4484.7534 | 4484.7535 | 6018.2093 | 6837.3463 | 6837.3464 | 8721.6943 | 12378.3416 | 13267.0818 | 14018.8001 | 15169.2017 | 15169.2019 | 15048.6354 | 15762.958 | 17928.7512 | 17851.7512 | 24498.6759 | 24403.6759
Option 6 AT | SA |  | Wind | 2722.04 | 2722.04 | 2959.054 | 3234.054 | 3894.301 | 3803.551 | 3803.551 | 4306.5562 | 4800.8703 | 4530.6904 | 6014.1292 | 6014.1294 | 6528.0392 | 6201.3392 | 6162.3392 | 6162.3393 | 6162.3394 | 7250.3324 | 7250.3324 | 7535.6477 | 7535.6477 | 7535.6477 | 7334.6677 | 7138.9777
Option 6 AT | SA | CSA | 2h | 1059.68 | 2187.1962 | 2387.1962 | 2387.1962 | 2357.1962 | 2357.1962 | 2357.1962 | 2363.6162 | 2357.1962 | 2357.1962 | 2357.1962 | 2363.6162 | 2357.1962 | 2357.1962 | 2357.1962 | 2345.1962 | 2345.1962 | 2094.4962 | 1800.5162 | 1798.5162 | 1588.5162 | 261 | 261 | 150
Option 6 AT | SA | CSA | 4h | 0 | 306 | 306 | 306 | 306 | 306 | 306 | 50.0001 | 306.0001 | 306.0001 | 306.0001 | 50.0001 | 306.0001 | 306.0001 | 306.0002 | 306.0002 | 306.0002 | 306.0002 | 50.0002 | 306.0002 | 306.0002 | 0.00018296 | 0.00013869 | 0.00013719
Option 6 AT | SA | CSA | 8h | 0 | 0 | 140.6557 | 140.6557 | 140.6557 | 140.6557 | 140.6557 | 140.6557 | 140.6557 | 223.9592 | 223.9592 | 223.9592 | 592.9106 | 1003.45 | 1100.0324 | 1100.0324 | 1100.0324 | 1381.6749 | 1381.6749 | 1404.3612 | 1989.9538 | 2375.6764 | 2730.8026 | 2730.8026
Option 6 AT | SA | CSA | CCGT | 1309 | 1129 | 529 | 529 | 529 | 529 | 529 | 529 | 529 | 529 | 529 | 0 | 0 | 0 | 0 | 0 | 0 | 0 | 0 | 0 | 0 | 0 | 0 | 0
Option 6 AT | SA | CSA | Coordinated CER | 159.515 | 219.125 | 289.578 | 330.177 | 387.803 | 452.133 | 524.089 | 608.689 | 701.773 | 804.361 | 917.556 | 1044.134 | 1180.631 | 1322.135 | 1483.142 | 1652.921 | 1838.454 | 2032.307 | 2239.615 | 2455.82 | 2678.502 | 2909.834 | 3149.518 | 3398.501
Option 6 AT | SA | CSA | Distributed PV | 3050.439 | 3234.165 | 3407.605 | 3591.507 | 3788.877 | 3944.32 | 4089.166 | 4246.241 | 4402.426 | 4577.125 | 4788.577 | 5004.359 | 5240.889 | 5506.984 | 5789.151 | 6046.688 | 6296.789 | 6568.189 | 6855.678 | 7103.989 | 7322.569 | 7574.623 | 7815.61 | 8051.765
Option 6 AT | SA | CSA | Liquid Fuel | 276.88 | 276.88 | 276.88 | 276.88 | 276.88 | 276.88 | 276.88 | 276.88 | 276.88 | 276.88 | 276.88 | 276.88 | 276.88 | 276.88 | 276.88 | 276.88 | 276.88 | 276.88 | 276.88 | 276.88 | 122.88 | 122.88 | 122.88 | 122.88
Option 6 AT | SA | CSA | OCGT | 1095.26 | 1095.26 | 1095.26 | 1095.26 | 849.26 | 849.26 | 861.6271 | 1037.0122 | 1037.0122 | 1037.0122 | 1001.1122 | 1001.1122 | 1001.1122 | 1001.1122 | 797.3522 | 797.3522 | 797.3522 | 797.3522 | 459.3522 | 406.8641 | 555.1652 | 555.1652 | 852.6452 | 972.9621
Option 6 AT | SA | CSA | Solar | 74.5401 | 328.1802 | 465.3802 | 465.3802 | 478.5401 | 473.9801 | 885.2329 | 1053.1114 | 1053.1115 | 1697.5511 | 2500.7195 | 2500.7195 | 3031.2896 | 6687.9368 | 7314.7983 | 7606.1701 | 8287.5729 | 8287.5729 | 8386.2464 | 8838.4718 | 9965.83 | 9965.83 | 10544.0056 | 10544.0056
Option 6 AT | SA | CSA | Wind | 1765.01 | 1765.01 | 2002.0238 | 2277.0238 | 2754.3071 | 2754.3071 | 2754.3071 | 3050.74 | 3133.3101 | 3061.9102 | 3550.0046 | 3550.0047 | 3550.0047 | 3223.3047 | 3223.3047 | 3223.3047 | 3223.3047 | 3978.3266 | 3978.3266 | 4298.8712 | 4298.8712 | 4298.8712 | 4097.8912 | 3902.2012
Option 6 AT | SA | NSA | 2h | 10 | 458.4838 | 458.4838 | 458.4838 | 458.4838 | 458.4841 | 458.4841 | 458.4841 | 458.4841 | 458.4842 | 458.4842 | 458.4842 | 458.4846 | 458.4846 | 458.4853 | 541.2819 | 621.4168 | 621.4168 | 621.4168 | 611.4168 | 611.4168 | 162.9331 | 162.9331 | 162.9331
Option 6 AT | SA | NSA | 8h | 0 | 0 | 178.2043 | 178.2043 | 424.2042 | 424.2042 | 424.2042 | 882.6807 | 882.6807 | 990.7155 | 990.7155 | 990.7155 | 1612.511 | 1704.5969 | 1781.6722 | 1925.7285 | 2126.9595 | 2126.9595 | 2126.9595 | 2126.9595 | 2452.0967 | 2468.1987 | 5003.9236 | 5003.9236
Option 6 AT | SA | NSA | Coordinated CER | 9.759 | 13.4 | 17.665 | 20.138 | 23.667 | 27.576 | 31.912 | 36.893 | 42.332 | 48.291 | 54.835 | 62.127 | 69.961 | 78.06 | 87.465 | 97.376 | 108.242 | 119.576 | 131.699 | 144.335 | 157.367 | 170.88 | 184.849 | 199.32
Option 6 AT | SA | NSA | Distributed PV | 178.175 | 193.045 | 206.04 | 221.037 | 239.237 | 250.655 | 260.829 | 273.42 | 285.685 | 299.634 | 317.519 | 333.207 | 350.647 | 372.847 | 398.527 | 420.947 | 443.567 | 471.708 | 500.635 | 523.537 | 541.85 | 567.275 | 591.37 | 614.896
Option 6 AT | SA | NSA | Liquid Fuel | 73.5 | 0 | 0 | 0 | 0 | 0 | 0 | 0 | 0 | 0 | 0 | 0 | 0 | 0 | 0 | 0 | 0 | 0 | 0 | 0 | 0 | 0 | 0 | 0
Option 6 AT | SA | NSA | OCGT | 0 | 0 | 0 | 0 | 0 | 0 | 64.0626 | 158.5627 | 158.5627 | 158.5627 | 158.5627 | 158.5627 | 158.5627 | 158.5627 | 158.5627 | 158.5627 | 158.5627 | 158.5627 | 158.5627 | 371.51 | 371.51 | 371.51 | 371.51 | 371.51
Option 6 AT | SA | NSA | Solar | 643.24 | 1221.7311 | 1221.7311 | 1221.7311 | 1874.8029 | 1874.8029 | 2718.4764 | 3213.5419 | 3213.542 | 4102.5581 | 4118.5266 | 4118.5267 | 5472.3046 | 5472.3047 | 5734.1817 | 6230.6282 | 6699.6268 | 6699.6268 | 6480.3868 | 6742.484 | 7780.9189 | 7703.919 | 13756.1349 | 13756.1349
Option 6 AT | SA | NSA | Wind | 632.53 | 632.53 | 632.5301 | 632.5301 | 815.4938 | 724.7438 | 724.7438 | 931.3161 | 1343.0579 | 1270.778 | 1492.9354 | 1492.9354 | 2165.8453 | 2165.8453 | 2165.8453 | 2165.8453 | 2165.8454 | 2165.8454 | 2165.8454 | 2130.6162 | 2130.6162 | 2130.6162 | 2130.6162 | 2130.6162
Option 6 AT | SA | SESA | 2h | 65.45 | 65.45 | 65.45 | 65.45 | 65.45 | 65.45 | 65.45 | 66 | 40.45 | 40.45 | 40.45 | 41 | 40.45 | 40.45 | 40.45 | 40.45 | 40.45 | 40.45 | 41 | 40.45 | 40.45 | 40.45 | 0 | 0
Option 6 AT | SA | SESA | 4h | 0 | 250 | 250 | 250 | 250 | 250 | 250 | 250 | 250 | 250 | 250 | 250 | 250 | 250 | 250 | 250 | 250 | 250 | 250 | 250 | 250 | 0 | 0 | 0
Option 6 AT | SA | SESA | Coordinated CER | 8.861 | 12.183 | 16.096 | 18.38 | 21.613 | 25.216 | 29.241 | 33.914 | 39.043 | 44.69 | 50.924 | 57.91 | 65.458 | 73.285 | 82.353 | 91.931 | 102.45 | 113.435 | 125.2 | 137.46 | 150.103 | 163.215 | 176.769 | 190.809
Option 6 AT | SA | SESA | Distributed PV | 147.318 | 159.449 | 170.507 | 182.854 | 197.154 | 207.102 | 216.12 | 226.658 | 237.046 | 248.81 | 263.564 | 277.51 | 292.997 | 311.686 | 332.557 | 351.221 | 369.772 | 391.532 | 414.226 | 432.943 | 448.633 | 468.631 | 487.67 | 506.299
Option 6 AT | SA | SESA | Liquid Fuel | 63 | 0 | 0 | 0 | 0 | 0 | 0 | 0 | 0 | 0 | 0 | 0 | 0 | 0 | 0 | 0 | 0 | 0 | 0 | 0 | 0 | 0 | 0 | 0
Option 6 AT | SA | SESA | OCGT | 80 | 80 | 80 | 80 | 80 | 80 | 80 | 80 | 80 | 0 | 0 | 0 | 0 | 0 | 0 | 0 | 0 | 0 | 0 | 0 | 0 | 0 | 0 | 0
Option 6 AT | SA | SESA | Solar | 218.1 | 218.1 | 218.1 | 218.1 | 218.1 | 218.1001 | 218.1001 | 218.1001 | 218.1001 | 218.1001 | 218.1001 | 218.1001 | 218.1001 | 218.1002 | 218.1018 | 182.0018 | 182.002 | 182.0022 | 182.0022 | 182.0022 | 182.0022 | 182.0022 | 198.5354 | 103.5354
Option 6 AT | SA | SESA | Wind | 324.5 | 324.5 | 324.5 | 324.5 | 324.5001 | 324.5001 | 324.5001 | 324.5001 | 324.5023 | 198.0023 | 971.1893 | 971.1893 | 812.1893 | 812.1893 | 773.1893 | 773.1893 | 773.1893 | 1106.1604 | 1106.1604 | 1106.1604 | 1106.1604 | 1106.1604 | 1106.1604 | 1106.1604
Option 6 AT | TAS |  | 24h | 0 | 0 | 0 | 0 | 0 | 0 | 0 | 0 | 0 | 6.43e-06 | 7.53e-06 | 8.86e-06 | 1.002e-05 | 1.13e-05 | 1.13e-05 | 1.275e-05 | 1.275e-05 | 1.426e-05 | 1.426e-05 | 1.426e-05 | 1.426e-05 | 1.426e-05 | 1.426e-05 | 1.426e-05
Option 6 AT | TAS |  | 2h | 0 | 2.239e-05 | 3.385e-05 | 4.585e-05 | 6.351e-05 | 7.99e-05 | 8.341e-05 | 0.00011237 | 0.00012483 | 0.00013451 | 0.0001374 | 0.00013845 | 0.0005104 | 0.0006963 | 0.00070523 | 0.00070663 | 0.00070663 | 0.0007087 | 0.0007087 | 0.0007087 | 0.00071165 | 56.2068 | 56.2067 | 56.2067
Option 6 AT | TAS |  | 4h | 0 | 1.127e-05 | 1.926e-05 | 2.515e-05 | 4.112e-05 | 4.96e-05 | 5.146e-05 | 6.592e-05 | 8.263e-05 | 8.696e-05 | 9.193e-05 | 9.193e-05 | 0.00012049 | 0.00013724 | 0.00017346 | 0.00017556 | 0.00017556 | 0.00017556 | 0.00017556 | 0.00017556 | 0.00017556 | 0.00016429 | 0.0001563 | 0.00015041
Option 6 AT | TAS |  | 8h | 0 | 0 | 1.226e-05 | 1.675e-05 | 2.221e-05 | 2.485e-05 | 2.485e-05 | 3.203e-05 | 3.54e-05 | 3.864e-05 | 4.27e-05 | 4.27e-05 | 6.051e-05 | 6.64e-05 | 6.983e-05 | 7.46e-05 | 7.46e-05 | 7.46e-05 | 7.46e-05 | 7.46e-05 | 7.46e-05 | 7.46e-05 | 6.234e-05 | 5.785e-05
Option 6 AT | TAS |  | CCGT | 208 | 208 | 208 | 208 | 208 | 208 | 208 | 208 | 208 | 208 | 208 | 208 | 208 | 208 | 208 | 208 | 208 | 208 | 208 | 208 | 208 | 208 | 208 | 208
Option 6 AT | TAS |  | CST | 0 | 0 | 0 | 0 | 0 | 0 | 0 | 0 | 0 | 0 | 0 | 0 | 0 | 0 | 0 | 0 | 0 | 0 | 0 | 0 | 0 | 0 | 0 | 0
Option 6 AT | TAS |  | Coordinated CER | 9.551 | 16.269 | 25.04 | 39.424 | 49.803 | 61.85 | 75.675 | 93.581 | 113.878 | 136.979 | 162.751 | 191.631 | 223.804 | 258.185 | 295.645 | 335.395 | 379.141 | 425.617 | 475.444 | 527.798 | 582.387 | 639.697 | 700.346 | 762.595
Option 6 AT | TAS |  | Distributed PV | 481.17 | 546.969 | 607.997 | 686.48 | 773.942 | 820.014 | 852.266 | 890.096 | 925.743 | 975.42 | 1043.676 | 1097.356 | 1154.802 | 1235.651 | 1337.164 | 1427.769 | 1518.224 | 1639.301 | 1758.668 | 1852.636 | 1922.182 | 2023.036 | 2115.568 | 2205.629
Option 6 AT | TAS |  | Hydro | 2176.7 | 2176.7 | 2176.7 | 2176.7 | 2566.7 | 2566.7 | 2566.7 | 2566.7 | 2566.7 | 2566.7 | 2566.7 | 2566.7 | 2566.7 | 2566.7 | 2566.7 | 2566.7 | 2566.7 | 2566.7 | 2566.7 | 2566.7 | 2566.7 | 2566.7 | 2566.7 | 2566.7
Option 6 AT | TAS |  | OCGT | 178 | 178 | 178 | 178 | 178 | 178 | 178 | 357.4001 | 357.4001 | 357.4001 | 357.4001 | 357.4001 | 406.8164 | 406.8164 | 286.8164 | 286.8164 | 286.8164 | 286.8164 | 286.8164 | 286.8164 | 286.8164 | 286.8164 | 286.8164 | 380.6669
Option 6 AT | TAS |  | PHES | 0 | 0 | 0 | 0 | 0 | 0 | 0 | 0 | 0 | 2.494e-05 | 2.65e-05 | 3.134e-05 | 8.044e-05 | 8.192e-05 | 8.192e-05 | 0.00010913 | 0.00010913 | 0.00011061 | 0.00011061 | 0.00011061 | 0.00011061 | 0.00011061 | 0.00011061 | 0.00011061
Option 6 AT | TAS |  | Solar | 412.832 | 712.8321 | 999.8321 | 999.8321 | 999.8321 | 999.8321 | 999.8321 | 999.8321 | 999.8321 | 999.8321 | 1011.9011 | 1011.9012 | 1239.9871 | 1433.0001 | 1433.0001 | 1433.0001 | 1433.0002 | 1433.0002 | 1433.0002 | 1433.0002 | 1433.0002 | 1433.0002 | 1433.0002 | 1433.0002
Option 6 AT | TAS |  | Wind | 561.6 | 582.4 | 1398.3623 | 1482.3999 | 1548.8787 | 1725.4098 | 1725.4098 | 1725.4098 | 1761.2412 | 2211.3596 | 2222.152 | 2272.8747 | 2320.6029 | 2504.1782 | 2504.1783 | 2703.1645 | 2703.1645 | 2703.1646 | 2609.5265 | 2635.9645 | 2635.9645 | 3150.0127 | 3551.1154 | 3551.1154
Option 6 AT | TAS | TAS | 24h | 0 | 0 | 0 | 0 | 0 | 0 | 0 | 0 | 0 | 6.43e-06 | 7.53e-06 | 8.86e-06 | 1.002e-05 | 1.13e-05 | 1.13e-05 | 1.275e-05 | 1.275e-05 | 1.426e-05 | 1.426e-05 | 1.426e-05 | 1.426e-05 | 1.426e-05 | 1.426e-05 | 1.426e-05
Option 6 AT | TAS | TAS | 2h | 0 | 2.239e-05 | 3.385e-05 | 4.585e-05 | 6.351e-05 | 7.99e-05 | 8.341e-05 | 0.00011237 | 0.00012483 | 0.00013451 | 0.0001374 | 0.00013845 | 0.0005104 | 0.0006963 | 0.00070523 | 0.00070663 | 0.00070663 | 0.0007087 | 0.0007087 | 0.0007087 | 0.00071165 | 56.2068 | 56.2067 | 56.2067
Option 6 AT | TAS | TAS | 4h | 0 | 1.127e-05 | 1.926e-05 | 2.515e-05 | 4.112e-05 | 4.96e-05 | 5.146e-05 | 6.592e-05 | 8.263e-05 | 8.696e-05 | 9.193e-05 | 9.193e-05 | 0.00012049 | 0.00013724 | 0.00017346 | 0.00017556 | 0.00017556 | 0.00017556 | 0.00017556 | 0.00017556 | 0.00017556 | 0.00016429 | 0.0001563 | 0.00015041
Option 6 AT | TAS | TAS | 8h | 0 | 0 | 1.226e-05 | 1.675e-05 | 2.221e-05 | 2.485e-05 | 2.485e-05 | 3.203e-05 | 3.54e-05 | 3.864e-05 | 4.27e-05 | 4.27e-05 | 6.051e-05 | 6.64e-05 | 6.983e-05 | 7.46e-05 | 7.46e-05 | 7.46e-05 | 7.46e-05 | 7.46e-05 | 7.46e-05 | 7.46e-05 | 6.234e-05 | 5.785e-05
Option 6 AT | TAS | TAS | CCGT | 208 | 208 | 208 | 208 | 208 | 208 | 208 | 208 | 208 | 208 | 208 | 208 | 208 | 208 | 208 | 208 | 208 | 208 | 208 | 208 | 208 | 208 | 208 | 208
Option 6 AT | TAS | TAS | CST | 0 | 0 | 0 | 0 | 0 | 0 | 0 | 0 | 0 | 0 | 0 | 0 | 0 | 0 | 0 | 0 | 0 | 0 | 0 | 0 | 0 | 0 | 0 | 0
Option 6 AT | TAS | TAS | Coordinated CER | 9.551 | 16.269 | 25.04 | 39.424 | 49.803 | 61.85 | 75.675 | 93.581 | 113.878 | 136.979 | 162.751 | 191.631 | 223.804 | 258.185 | 295.645 | 335.395 | 379.141 | 425.617 | 475.444 | 527.798 | 582.387 | 639.697 | 700.346 | 762.595
Option 6 AT | TAS | TAS | Distributed PV | 481.17 | 546.969 | 607.997 | 686.48 | 773.942 | 820.014 | 852.266 | 890.096 | 925.743 | 975.42 | 1043.676 | 1097.356 | 1154.802 | 1235.651 | 1337.164 | 1427.769 | 1518.224 | 1639.301 | 1758.668 | 1852.636 | 1922.182 | 2023.036 | 2115.568 | 2205.629
Option 6 AT | TAS | TAS | Hydro | 2176.7 | 2176.7 | 2176.7 | 2176.7 | 2566.7 | 2566.7 | 2566.7 | 2566.7 | 2566.7 | 2566.7 | 2566.7 | 2566.7 | 2566.7 | 2566.7 | 2566.7 | 2566.7 | 2566.7 | 2566.7 | 2566.7 | 2566.7 | 2566.7 | 2566.7 | 2566.7 | 2566.7
Option 6 AT | TAS | TAS | OCGT | 178 | 178 | 178 | 178 | 178 | 178 | 178 | 357.4001 | 357.4001 | 357.4001 | 357.4001 | 357.4001 | 406.8164 | 406.8164 | 286.8164 | 286.8164 | 286.8164 | 286.8164 | 286.8164 | 286.8164 | 286.8164 | 286.8164 | 286.8164 | 380.6669
Option 6 AT | TAS | TAS | PHES | 0 | 0 | 0 | 0 | 0 | 0 | 0 | 0 | 0 | 2.494e-05 | 2.65e-05 | 3.134e-05 | 8.044e-05 | 8.192e-05 | 8.192e-05 | 0.00010913 | 0.00010913 | 0.00011061 | 0.00011061 | 0.00011061 | 0.00011061 | 0.00011061 | 0.00011061 | 0.00011061
Option 6 AT | TAS | TAS | Solar | 412.832 | 712.8321 | 999.8321 | 999.8321 | 999.8321 | 999.8321 | 999.8321 | 999.8321 | 999.8321 | 999.8321 | 1011.9011 | 1011.9012 | 1239.9871 | 1433.0001 | 1433.0001 | 1433.0001 | 1433.0002 | 1433.0002 | 1433.0002 | 1433.0002 | 1433.0002 | 1433.0002 | 1433.0002 | 1433.0002
Option 6 AT | TAS | TAS | Wind | 561.6 | 582.4 | 1398.3623 | 1482.3999 | 1548.8787 | 1725.4098 | 1725.4098 | 1725.4098 | 1761.2412 | 2211.3596 | 2222.152 | 2272.8747 | 2320.6029 | 2504.1782 | 2504.1783 | 2703.1645 | 2703.1645 | 2703.1646 | 2609.5265 | 2635.9645 | 2635.9645 | 3150.0127 | 3551.1154 | 3551.1154
Option 6 AT | VIC |  | 1h | 0 | 3.17 | 3.17 | 3.17 | 3.17 | 3.17 | 3.17 | 3.17 | 3.17 | 3.17 | 3.17 | 3.17 | 3.17 | 3.17 | 3.17 | 3.17 | 3.17 | 3.17 | 3.17 | 3.17 | 3.17 | 3.17 | 3.17 | 3.17
Option 6 AT | VIC |  | 2h | 1954.07 | 3443.57 | 3607.5901 | 3597.9901 | 3597.9901 | 3597.9901 | 3751.3301 | 3803.4601 | 3803.4601 | 3803.4601 | 3803.4601 | 3706.1001 | 3798.4601 | 3798.4601 | 3701.1001 | 3401.1001 | 3401.1001 | 3251.1001 | 3051.1001 | 3048.4601 | 2461.1001 | 1784.4401 | 1787.0801 | 1767.0801
Option 6 AT | VIC |  | 4h | 0 | 1727.5445 | 2230.7682 | 2230.7682 | 2230.7682 | 2230.7682 | 2245.1982 | 2230.7682 | 2230.7682 | 2230.7682 | 2230.7682 | 2245.1982 | 2230.7682 | 2230.7682 | 2245.1982 | 2245.1982 | 2245.1982 | 2245.1982 | 2245.1982 | 2230.7682 | 2245.1982 | 352.0238 | 220.03 | 220.03
Option 6 AT | VIC |  | 8h | 0 | 0 | 0.00028944 | 0.00028944 | 0.00029256 | 0.0003212 | 0.0003212 | 0.00092981 | 0.00096652 | 0.00096876 | 0.00096876 | 0.0009774 | 1238.1717 | 3857.2932 | 4767.8424 | 4767.8425 | 4767.8425 | 4767.8425 | 4767.8425 | 4767.8425 | 4872.8066 | 5190.3507 | 6269.0168 | 6269.0168
Option 6 AT | VIC |  | Brown Coal | 4820 | 4820 | 3370 | 2210 | 2210 | 2210 | 2210 | 0 | 0 | 0 | 0 | 0 | 0 | 0 | 0 | 0 | 0 | 0 | 0 | 0 | 0 | 0 | 0 | 0
Option 6 AT | VIC |  | CCGT | 500 | 500 | 500 | 500 | 500 | 500 | 500 | 500 | 500 | 500 | 500 | 500 | 500 | 500 | 0 | 0 | 0 | 0 | 0 | 0 | 0 | 0 | 0 | 0
Option 6 AT | VIC |  | Coordinated CER | 184.588 | 296.826 | 442.892 | 655.898 | 829.481 | 1029.235 | 1257.175 | 1525.124 | 1823.434 | 2157.824 | 2526.274 | 2934.501 | 3393.656 | 3872.36 | 4442.266 | 5048.683 | 5717.164 | 6430.314 | 7198.174 | 8007.341 | 8854.379 | 9745.51 | 10690.345 | 11665.948
Option 6 AT | VIC |  | Distributed PV | 7292.424 | 8145.975 | 8959.385 | 9821.918 | 10719.698 | 11356.294 | 11927.851 | 12533.762 | 13168.755 | 13951.246 | 14882.583 | 15789.654 | 16786.8 | 17935.461 | 19199.953 | 20423.55 | 21661.978 | 23040.446 | 24455.108 | 25717.823 | 26853.728 | 28158.933 | 29409.09 | 30644.819
Option 6 AT | VIC |  | Hydro | 2267.02 | 2267.02 | 2267.02 | 2267.02 | 2267.02 | 2267.02 | 2267.02 | 2267.02 | 2267.02 | 2267.02 | 2267.02 | 2267.02 | 2267.02 | 2267.02 | 2267.02 | 2267.02 | 2267.02 | 2267.02 | 2267.02 | 2267.02 | 2267.02 | 2267.02 | 2267.02 | 2267.02
Option 6 AT | VIC |  | OCGT | 1900 | 1900 | 1900 | 1900 | 1900 | 1900 | 1900 | 2817.626 | 2817.626 | 2817.626 | 2817.626 | 2817.626 | 3138.9896 | 2698.9896 | 2698.9896 | 3944.3068 | 3850.3068 | 3850.3068 | 3850.3068 | 3850.3068 | 4123.8222 | 3539.8222 | 3838.3201 | 5509.3392
Option 6 AT | VIC |  | Offshore Wind | 0 | 0 | 0 | 0 | 0 | 2000 | 2667 | 3333 | 4000 | 5000 | 6000 | 7000 | 8000 | 9000 | 9000 | 9000 | 9000 | 9000 | 9000 | 9000 | 9000 | 9000 | 9000 | 9000
Option 6 AT | VIC |  | Solar | 2233.5601 | 4501.1384 | 5070.2084 | 5070.2084 | 5070.2084 | 5070.2085 | 6212.5365 | 6961.7056 | 6961.7056 | 7820.8306 | 7820.8309 | 7820.831 | 11843.4764 | 19998.0775 | 23207.0841 | 23526.8256 | 23526.8256 | 23526.8257 | 23426.8557 | 23399.6857 | 23889.0606 | 23889.0606 | 26898.2048 | 26522.2748
Option 6 AT | VIC |  | Wind | 5270.28 | 5990.85 | 8839.5156 | 9490.85 | 10038.35 | 10008.35 | 10046.8855 | 10918.476 | 11336.01 | 11336.01 | 13304.2455 | 13241.2355 | 13609.5839 | 13609.5839 | 13351.2839 | 13351.2839 | 13300.7339 | 12983.534 | 13395.5318 | 13673.2538 | 13930.5193 | 13574.0225 | 15710.734 | 15052.634
Option 6 AT | VIC | MEL | 2h | 1090 | 1205 | 1205.0001 | 1205.0001 | 1205.0001 | 1205.0001 | 1455.0001 | 1455.0001 | 1455.0001 | 1455.0001 | 1455.0001 | 1455.0001 | 1455.0001 | 1455.0001 | 1455.0001 | 1155.0001 | 1155.0001 | 1155.0001 | 955.0001 | 955.0001 | 715.0001 | 600.0001 | 600.0001 | 600.0001
Option 6 AT | VIC | MEL | 4h | 0 | 1377.5445 | 1516.7682 | 1516.7682 | 1516.7682 | 1516.7682 | 1516.7682 | 1516.7682 | 1516.7682 | 1516.7682 | 1516.7682 | 1516.7682 | 1516.7682 | 1516.7682 | 1516.7682 | 1516.7682 | 1516.7682 | 1516.7682 | 1516.7682 | 1516.7682 | 1516.7682 | 139.2238 | 1.528e-05 | 1.528e-05
Option 6 AT | VIC | MEL | 8h | 0 | 0 | 8.493e-05 | 8.493e-05 | 8.493e-05 | 8.493e-05 | 8.493e-05 | 0.00027232 | 0.00028547 | 0.00028771 | 0.00028771 | 0.00028771 | 662.347 | 1114.7564 | 1114.7564 | 1114.7564 | 1114.7564 | 1114.7564 | 1114.7564 | 1114.7564 | 1114.7564 | 1432.3004 | 1432.3003 | 1432.3003
Option 6 AT | VIC | MEL | CCGT | 500 | 500 | 500 | 500 | 500 | 500 | 500 | 500 | 500 | 500 | 500 | 500 | 500 | 500 | 0 | 0 | 0 | 0 | 0 | 0 | 0 | 0 | 0 | 0
Option 6 AT | VIC | MEL | Coordinated CER | 134.158 | 216.707 | 325.039 | 482.918 | 612.984 | 763.266 | 935.247 | 1138.715 | 1365.808 | 1620.8 | 1902.401 | 2214.8 | 2566.636 | 2934.384 | 3370.964 | 3836.288 | 4349.187 | 4896.881 | 5487.287 | 6110.044 | 6762.535 | 7449.698 | 8178.755 | 8932.664
Option 6 AT | VIC | MEL | Distributed PV | 5002.263 | 5579.27 | 6139.469 | 6721.607 | 7312.598 | 7754.939 | 8152.594 | 8564.407 | 8996.199 | 9526.104 | 10154.201 | 10791.764 | 11487.232 | 12266.873 | 13110.582 | 13944.209 | 14782.202 | 15682.546 | 16612.243 | 17467.309 | 18262.727 | 19131.706 | 19971.607 | 20803.079
Option 6 AT | VIC | MEL | OCGT | 482 | 482 | 482 | 482 | 482 | 482 | 482 | 660.0288 | 660.0288 | 660.0288 | 660.0288 | 660.0288 | 981.3924 | 981.3924 | 981.3924 | 2226.7096 | 2226.7096 | 2226.7096 | 2226.7096 | 2226.7096 | 2500.225 | 2500.225 | 2500.225 | 4171.2441
Option 6 AT | VIC | MEL | Solar | 349 | 349 | 349 | 349 | 349 | 349 | 349 | 349 | 349 | 349 | 349 | 349 | 349 | 349 | 349 | 349 | 349 | 349 | 349 | 349 | 349 | 349 | 349 | 349
Option 6 AT | VIC | SEV | 2h | 255 | 416.44 | 416.44 | 416.44 | 416.44 | 416.44 | 419.08 | 416.44 | 416.44 | 416.44 | 416.44 | 419.08 | 411.44 | 411.44 | 414.08 | 414.08 | 414.08 | 264.08 | 264.08 | 161.44 | 164.08 | 61.44 | 64.08 | 64.08
Option 6 AT | VIC | SEV | 4h | 0 | 350 | 350 | 350 | 350 | 350 | 350 | 350 | 350 | 350 | 350 | 350 | 350 | 350 | 350 | 350 | 350 | 350 | 350 | 350 | 350 | 0 | 0 | 0
Option 6 AT | VIC | SEV | 8h | 0 | 0 | 7.83e-05 | 7.83e-05 | 7.83e-05 | 8.187e-05 | 8.187e-05 | 0.00018711 | 0.00019318 | 0.00019318 | 0.00019318 | 0.00019318 | 0.00063727 | 0.0010324 | 0.0010652 | 0.0010727 | 0.0010727 | 0.0010727 | 0.0010727 | 0.0010727 | 0.0010748 | 0.0010764 | 0.00099813 | 0.00099813
Option 6 AT | VIC | SEV | Brown Coal | 4820 | 4820 | 3370 | 2210 | 2210 | 2210 | 2210 | 0 | 0 | 0 | 0 | 0 | 0 | 0 | 0 | 0 | 0 | 0 | 0 | 0 | 0 | 0 | 0 | 0
Option 6 AT | VIC | SEV | Coordinated CER | 12.969 | 20.603 | 30.291 | 44.402 | 55.49 | 68.09 | 82.337 | 98.736 | 116.835 | 137.008 | 159.073 | 183.417 | 210.697 | 238.885 | 272.751 | 308.568 | 348.047 | 390.007 | 435.006 | 482.235 | 531.487 | 583.084 | 637.637 | 693.618
Option 6 AT | VIC | SEV | Distributed PV | 487.276 | 555.051 | 618.107 | 686.727 | 760.795 | 809.341 | 852.656 | 900.296 | 949.958 | 1011.517 | 1085.216 | 1152.263 | 1226.888 | 1316.685 | 1418.108 | 1513.035 | 1610.082 | 1723.948 | 1839.685 | 1938.296 | 2022.122 | 2126.643 | 2225.303 | 2322.534
Option 6 AT | VIC | SEV | OCGT | 834 | 834 | 834 | 834 | 834 | 834 | 834 | 834 | 834 | 834 | 834 | 834 | 834 | 394 | 394 | 394 | 300 | 300 | 300 | 300 | 300 | 300 | 300 | 300
Option 6 AT | VIC | SEV | Offshore Wind | 0 | 0 | 0 | 0 | 0 | 1948.71 | 2062.8794 | 2728.8794 | 3395.8794 | 4395.8794 | 4735.9274 | 5504.2326 | 6504.2326 | 7504.2326 | 7504.2326 | 7504.2326 | 7504.2326 | 7504.2326 | 7504.2326 | 7504.2326 | 7504.2326 | 7504.2326 | 7504.2326 | 7504.2326
Option 6 AT | VIC | SEV | Solar | 325 | 1386.92 | 1386.92 | 1386.92 | 1386.92 | 1386.92 | 1386.92 | 1386.92 | 1386.92 | 1386.92 | 1386.92 | 1386.92 | 1386.92 | 1386.92 | 1386.92 | 1386.92 | 1386.92 | 1386.92 | 1386.92 | 1386.92 | 1386.92 | 1386.92 | 1386.92 | 1386.92
Option 6 AT | VIC | SEV | Wind | 106.6 | 106.6 | 219.6 | 219.6 | 219.6 | 219.6 | 219.6 | 219.6 | 219.6 | 219.6 | 219.6 | 219.6 | 219.6 | 219.6 | 113 | 113 | 113 | 113.0001 | 113.0001 | 113.0001 | 113.0001 | 113.0001 | 113.0001 | 113.0001
Option 6 AT | VIC | WNV | 1h | 0 | 3.17 | 3.17 | 3.17 | 3.17 | 3.17 | 3.17 | 3.17 | 3.17 | 3.17 | 3.17 | 3.17 | 3.17 | 3.17 | 3.17 | 3.17 | 3.17 | 3.17 | 3.17 | 3.17 | 3.17 | 3.17 | 3.17 | 3.17
Option 6 AT | VIC | WNV | 2h | 609.07 | 1822.13 | 1986.15 | 1976.55 | 1976.55 | 1976.55 | 1877.25 | 1932.02 | 1932.02 | 1932.02 | 1932.02 | 1832.02 | 1932.02 | 1932.02 | 1832.02 | 1832.02 | 1832.02 | 1832.02 | 1832.02 | 1932.02 | 1582.02 | 1123 | 1123 | 1103
Option 6 AT | VIC | WNV | 4h | 0 | 0 | 364 | 364 | 364 | 364 | 378.43 | 364 | 364 | 364 | 364 | 378.43 | 364 | 364 | 378.43 | 378.43 | 378.43 | 378.43 | 378.43 | 364 | 378.43 | 212.8 | 220.03 | 220.03
Option 6 AT | VIC | WNV | 8h | 0 | 0 | 0.00012621 | 0.00012621 | 0.00012933 | 0.0001544 | 0.0001544 | 0.00047038 | 0.00048787 | 0.00048787 | 0.00048787 | 0.00049651 | 575.824 | 2742.5358 | 3653.085 | 3653.085 | 3653.085 | 3653.085 | 3653.085 | 3653.085 | 3758.0492 | 3758.0492 | 4836.7155 | 4836.7155
Option 6 AT | VIC | WNV | Coordinated CER | 37.461 | 59.516 | 87.562 | 128.578 | 161.007 | 197.879 | 239.591 | 287.673 | 340.791 | 400.016 | 464.8 | 536.284 | 616.323 | 699.091 | 798.551 | 903.827 | 1019.93 | 1143.426 | 1275.881 | 1415.062 | 1560.357 | 1712.728 | 1873.953 | 2039.666
Option 6 AT | VIC | WNV | Distributed PV | 1802.885 | 2011.654 | 2201.809 | 2413.584 | 2646.305 | 2792.014 | 2922.601 | 3069.059 | 3222.598 | 3413.625 | 3643.166 | 3845.627 | 4072.68 | 4351.903 | 4671.263 | 4966.306 | 5269.694 | 5633.952 | 6003.18 | 6312.218 | 6568.879 | 6900.584 | 7212.18 | 7519.206
Option 6 AT | VIC | WNV | Hydro | 2267.02 | 2267.02 | 2267.02 | 2267.02 | 2267.02 | 2267.02 | 2267.02 | 2267.02 | 2267.02 | 2267.02 | 2267.02 | 2267.02 | 2267.02 | 2267.02 | 2267.02 | 2267.02 | 2267.02 | 2267.02 | 2267.02 | 2267.02 | 2267.02 | 2267.02 | 2267.02 | 2267.02
Option 6 AT | VIC | WNV | OCGT | 584 | 584 | 584 | 584 | 584 | 584 | 584 | 1323.5972 | 1323.5972 | 1323.5972 | 1323.5972 | 1323.5972 | 1323.5972 | 1323.5972 | 1323.5972 | 1323.5972 | 1323.5972 | 1323.5972 | 1323.5972 | 1323.5972 | 1323.5972 | 739.5972 | 1038.0951 | 1038.0951
Option 6 AT | VIC | WNV | Offshore Wind | 0 | 0 | 0 | 0 | 0 | 51.29 | 604.1206 | 604.1206 | 604.1206 | 604.1206 | 1264.0726 | 1495.7674 | 1495.7674 | 1495.7674 | 1495.7674 | 1495.7674 | 1495.7674 | 1495.7674 | 1495.7674 | 1495.7674 | 1495.7674 | 1495.7674 | 1495.7674 | 1495.7674
Option 6 AT | VIC | WNV | Solar | 1559.5601 | 2765.2184 | 3334.2884 | 3334.2884 | 3334.2884 | 3334.2885 | 4476.6165 | 5225.7856 | 5225.7856 | 6084.9106 | 6084.9109 | 6084.911 | 10107.5564 | 18262.1575 | 21471.1641 | 21790.9056 | 21790.9056 | 21790.9057 | 21690.9357 | 21663.7657 | 22153.1406 | 22153.1406 | 25162.2848 | 24786.3548
Option 6 AT | VIC | WNV | Wind | 5163.68 | 5884.25 | 8619.9156 | 9271.25 | 9818.75 | 9788.75 | 9827.2854 | 10698.876 | 11116.41 | 11116.41 | 13084.6454 | 13021.6354 | 13389.9839 | 13389.9839 | 13238.2839 | 13238.2839 | 13187.7339 | 12870.5339 | 13282.5317 | 13560.2537 | 13817.5192 | 13461.0224 | 15597.7339 | 14939.6339

## Generation (hidden)
Annual as gen generation by technology (GWh) - Step Change Scenario
Model | Region | Node | Technology | 2026-27 | 2027-28 | 2028-29 | 2029-30 | 2030-31 | 2031-32 | 2032-33 | 2033-34 | 2034-35 | 2035-36 | 2036-37 | 2037-38 | 2038-39 | 2039-40 | 2040-41 | 2041-42 | 2042-43 | 2043-44 | 2044-45 | 2045-46 | 2046-47 | 2047-48 | 2048-49 | 2049-50
BaseCase SC | NEM |  | 12h | 0 | 0 | 74.5123 | 1425.5577 | 1530.4734 | 1583.6913 | 1629.3322 | 1727.7264 | 1819.8701 | 1656.9675 | 1481.1224 | 1469.3447 | 1369.6645 | 1388.1746 | 1314.0913 | 1298.6611 | 1165.4143 | 1137.3778 | 1135.212 | 1065.9633 | 1244.986 | 1281.6428 | 1143.2078 | 1353.6304
BaseCase SC | NEM |  | 1h | 83.5695 | 362.8954 | 357.0895 | 405.1204 | 417.2317 | 398.846 | 411.1551 | 438.0044 | 436.6729 | 435.5613 | 419.9548 | 422.5204 | 412.3233 | 399.8061 | 418.0393 | 372.4042 | 347.1076 | 324.1762 | 315.2163 | 296.4249 | 332.0106 | 309.1865 | 321.3691 | 189.073
BaseCase SC | NEM |  | 24h | 0 | 0 | 0 | 0 | 0 | 0 | 0 | 0 | 0 | 0 | 0 | 0 | 0 | 4.0022e-07 | 4.7607e-07 | 5.009e-07 | 2.7096e-07 | 7.8322e-07 | 0 | 0 | 0 | 1.9968e-07 | 1.5186e-07 | 3.5453e-07
BaseCase SC | NEM |  | 2h | 1918.4808 | 5396.8817 | 4665.6969 | 4710.7134 | 5221.277 | 5662.9638 | 5838.7534 | 6163.2817 | 6361.3727 | 6205.2666 | 5616.9764 | 5590.1735 | 4935.9488 | 4904.9139 | 4892.9943 | 4594.2501 | 4141.2929 | 4111.2261 | 3760.6679 | 3198.5361 | 3417.4216 | 2497.3287 | 2268.4634 | 2057.0543
BaseCase SC | NEM |  | 4h | 1084.8728 | 3656.6361 | 5824.4398 | 7089.3053 | 7413.7035 | 7874.411 | 7936.4263 | 8223.58 | 8441.7322 | 8142.1341 | 7640.5765 | 7613.6053 | 7081.6553 | 7020.3956 | 7039.7238 | 6738.2413 | 6038.7835 | 6211.8961 | 6631.8151 | 6156.6565 | 6446.578 | 5549.3413 | 3892.4445 | 4332.2255
BaseCase SC | NEM |  | 8h | 371.0702 | 1178.6169 | 3293.4449 | 5019.9598 | 5240.6602 | 5709.5891 | 7165.5242 | 9181.8089 | 9561.6916 | 9026.3554 | 8122.551 | 8281.8719 | 8775.6606 | 8804.8062 | 8559.6769 | 8074.5043 | 7895.0344 | 8624.2552 | 8329.3743 | 8554.0516 | 9079.3066 | 13649.9647 | 13106.5128 | 15928.643
BaseCase SC | NEM |  | Biomass | 269.1072 | 259.4075 | 237.0881 | 231.7517 | 231.9136 | 227.3139 | 228.0809 | 209.3458 | 186.4447 | 199.7734 | 184.1092 | 178.1755 | 122.1064 | 115.7741 | 114.8899 | 120.1096 | 107.8644 | 94.3029 | 81.0522 | 90.151 | 97.7686 | 89.7544 | 90.7197 | 73.4794
BaseCase SC | NEM |  | Black Coal | 73497.9606 | 58386.7476 | 46338.6107 | 32558.0758 | 30370.2159 | 26660.0646 | 26794.4272 | 20009.9905 | 16350.462 | 18146.2921 | 17224.9565 | 13367.2426 | 10370.3508 | 10398.7627 | 7728.072 | 7728.072 | 6424.584 | 5576.5224 | 4697.988 | 3834.69 | 2971.392 | 2979.5328 | 2971.392 | 0
BaseCase SC | NEM |  | Brown Coal | 31657.4015 | 22075.8557 | 15860.3861 | 9631.3192 | 8064.1083 | 7842.7066 | 7821.2784 | 7821.2784 | 0 | 0 | 0 | 0 | 0 | 0 | 0 | 0 | 0 | 0 | 0 | 0 | 0 | 0 | 0 | 0
BaseCase SC | NEM |  | CCGT | 4422.6184 | 2915.0807 | 3650.7081 | 2453.6394 | 2047.7329 | 961.2155 | 2055.8188 | 2741.8675 | 2332.085 | 3132.5976 | 4100.4504 | 3419.6876 | 779.392 | 1574.972 | 1569.5276 | 1400.8797 | 1391.6641 | 856.1491 | 1207.5641 | 887.3656 | 896.6999 | 870.2267 | 1141.6739 | 939.4522
BaseCase SC | NEM |  | CST | 0 | 0 | 0 | 0 | 0 | 0 | 0 | 0 | 0 | 0 | 0 | 0 | 6.363e-05 | 6.3236e-05 | 5.6286e-05 | 5.7585e-05 | 4.5298e-05 | 5.0195e-05 | 6.8099e-05 | 7.0981e-05 | 6.6514e-05 | 6.7333e-05 | 6.1677e-05 | 7.2627e-05
BaseCase SC | NEM |  | Coordinated CER | 258.8587 | 467.4697 | 594.8601 | 835.4771 | 1066.5861 | 1364.6669 | 1683.0217 | 2088.0391 | 2572.8437 | 2981.9102 | 3290.339 | 3914.5503 | 4238.1782 | 4686.3559 | 5520.1069 | 6005.9177 | 6193.8894 | 7055.7097 | 7531.3473 | 7975.5265 | 9626.1142 | 10802.3599 | 11340.7162 | 12526.0894
BaseCase SC | NEM |  | DSP | 3.4588e-06 | 5.3032e-06 | 4.7554e-06 | 4.8937e-06 | 5.722e-06 | 5.8802e-06 | 0 | 0.040365 | 0.010695 | 0.05513 | 1.1388 | 0.77906 | 15.2497 | 22.2939 | 31.346 | 29.9869 | 36.4854 | 47.2341 | 12.8946 | 43.1967 | 33.7689 | 44.0351 | 66.3883 | 52.1947
BaseCase SC | NEM |  | Distributed PV | 32414.6383 | 37120.0257 | 41818.198 | 44553.8724 | 49398.6861 | 52868.3893 | 55099.4893 | 59524.938 | 62710.929 | 64790.2306 | 64550.6292 | 65855.0473 | 70990.0594 | 79162.3491 | 82320.7254 | 82187.1301 | 75896.33 | 84440.9756 | 93169.969 | 97219.1811 | 102923.3209 | 108088.5321 | 112014.7226 | 120650.1119
BaseCase SC | NEM |  | H2 Reciprocating Engine | 0 | 0 | 3.0475e-06 | 5.8577e-06 | 9.6874e-06 | 1.0899e-05 | 1.115e-09 | 2.8432 | 3.21e-09 | 6.13e-09 | 28.455 | 108.5495 | 39.1332 | 1.6416 | 46.3237 | 15.6167 | 14.2691 | 5.618e-08 | 78.9945 | 101.9959 | 137.707 | 50.5084 | 164.8652 | 204.673
BaseCase SC | NEM |  | Hydro | 17051.1976 | 19540.3169 | 14022.3816 | 14874.4252 | 14621.7874 | 12827.3952 | 13396.0768 | 10946.4097 | 15451.7425 | 14947.2149 | 14133.0516 | 16084.3987 | 13517.2995 | 13002.8849 | 10509.5696 | 9346.7923 | 10302.8273 | 10192.8073 | 9893.3364 | 9366.8835 | 11299.3489 | 11103.7389 | 10886.9733 | 8756.3315
BaseCase SC | NEM |  | Liquid Fuel | 7.8529 | 1.8426e-05 | 2.2129e-05 | 6.5171 | 58.5977 | 26.1758 | 71.032 | 68.9947 | 79.9758 | 134.1926 | 200.6432 | 172.4672 | 27.1061 | 36.628 | 55.6568 | 64.3994 | 59.0999 | 13.8849 | 69.5924 | 90.6297 | 31.32 | 10.7329 | 34.3938 | 9.4621
BaseCase SC | NEM |  | OCGT | 379.6675 | 122.2951 | 415.2145 | 247.7256 | 925.9789 | 281.9963 | 893.109 | 1401.4114 | 1522.1501 | 2453.9787 | 3623.3772 | 3873.3629 | 1932.5632 | 3153.5813 | 4837.3985 | 4892.6398 | 3726.9419 | 3274.688 | 5058.2913 | 6590.2447 | 7548.0677 | 4952.727 | 9845.3132 | 7198.7188
BaseCase SC | NEM |  | Offshore Wind | 0 | 0 | 0 | 0 | 0 | 8387.1895 | 11417.463 | 13416.2495 | 16924.1096 | 21859.7766 | 24963.2491 | 26669.3023 | 38931.4365 | 39195.0896 | 41691.4232 | 40214.968 | 43664.2016 | 43446.4226 | 43385.503 | 44812.368 | 42288.8348 | 43035.6553 | 44063.4988 | 45429.4781
BaseCase SC | NEM |  | PHES | 184.5915 | 887.8386 | 3349.1395 | 5562.0867 | 6226.1546 | 6647.6192 | 7232.4237 | 7734.8167 | 7953.1264 | 9390.6826 | 10638.8469 | 11732.9807 | 11237.3325 | 10647.3826 | 10738.6426 | 10257.1867 | 10876.9714 | 10301.4674 | 9222.042 | 8554.3234 | 10153.1151 | 10086.3844 | 10009.6245 | 9616.7645
BaseCase SC | NEM |  | Solar | 22530.3244 | 45066.7929 | 58226.1927 | 64993.7367 | 65373.7968 | 66874.1047 | 69895.8171 | 74280.1374 | 79033.0114 | 78664.2243 | 79470.9399 | 80601.4669 | 82639.113 | 87084.9139 | 85464.8803 | 86794.7636 | 87215.6978 | 89478.0266 | 90152.107 | 89430.5147 | 93893.8385 | 98629.1067 | 98589.7965 | 102749.3268
BaseCase SC | NEM |  | Wind | 41902.0394 | 47220.1936 | 59182.9974 | 81602.5648 | 90862.0931 | 97670.6721 | 98754.8621 | 108877.8141 | 116994.1766 | 115981.6472 | 118681.8308 | 124167.0033 | 127047.073 | 121421.5348 | 126589.7266 | 136406.0404 | 136769.7102 | 140293.5422 | 140749.0269 | 143374.2116 | 143587.7828 | 144944.5603 | 139154.3016 | 143788.1107
BaseCase SC | NSW |  | 12h | 0 | 0 | 74.5123 | 1425.5577 | 1530.4734 | 1583.6913 | 1629.3322 | 1727.7264 | 1819.8701 | 1656.9675 | 1481.1224 | 1469.3447 | 1369.6645 | 1388.1746 | 1314.0913 | 1298.6611 | 1165.4143 | 1137.3778 | 1135.212 | 1065.9633 | 1244.986 | 1281.6428 | 1143.2078 | 1353.6304
BaseCase SC | NSW |  | 1h | 57.0368 | 195.997 | 127.9114 | 132.1668 | 134.1676 | 133.4716 | 141.0004 | 145.6149 | 141.0508 | 141.5483 | 128.5375 | 128.8399 | 115.5983 | 105.6061 | 108.1612 | 94.0255 | 90.2861 | 72.9153 | 70.8762 | 63.6897 | 79.8251 | 74.3062 | 75.4321 | 72.7012
BaseCase SC | NSW |  | 2h | 215.1492 | 555.1304 | 618.619 | 679.3084 | 998.8608 | 999.629 | 991.0338 | 1028.9667 | 1047.994 | 992.7749 | 854.1016 | 894.7023 | 835.1155 | 849.018 | 799.3327 | 725.9435 | 628.3004 | 646.1714 | 631.7014 | 584.944 | 651.6457 | 619.3932 | 535.3947 | 624.5025
BaseCase SC | NSW |  | 4h | 967.9398 | 2448.7485 | 3474.8145 | 3749.5857 | 3886.5577 | 4112.7119 | 4044.5402 | 4268.513 | 4352.1897 | 4164.0554 | 3898.2307 | 3889.5187 | 3713.7357 | 3795.9165 | 3715.8805 | 3514.5 | 3031.6563 | 3086.2492 | 3029.3681 | 2699.9853 | 2651.4183 | 2050.4951 | 890.5362 | 826.3382
BaseCase SC | NSW |  | 8h | 371.0702 | 1178.6169 | 2664.4501 | 4021.3395 | 4207.0961 | 4632.0333 | 6076.3986 | 8036.2658 | 8348.2483 | 7865.7452 | 7036.5466 | 7216.669 | 7888.8899 | 7909.9311 | 7713.0757 | 7208.8243 | 7085.3805 | 7284.161 | 7035.2813 | 7023.2887 | 7377.5832 | 9051.8164 | 7862.5237 | 7948.1606
BaseCase SC | NSW |  | Black Coal | 34816.7158 | 28142.0623 | 20373.636 | 10664.0096 | 8494.5013 | 7391.3846 | 8720.0558 | 3371.3506 | 3252.356 | 3744.5854 | 4263.9762 | 3979.8787 | 2642.2788 | 2649.5179 | 0 | 0 | 0 | 0 | 0 | 0 | 0 | 0 | 0 | 0
BaseCase SC | NSW |  | CCGT | 525.6 | 527.04 | 525.6 | 368.0429 | 536.5591 | 237.8677 | 736.2119 | 971.7994 | 985.8774 | 1200.4712 | 1774.7008 | 1605.1484 | 337.6066 | 951.27 | 1152.4601 | 1095.9187 | 994.6812 | 445.9124 | 453.1273 | 651.863 | 621.42 | 701.9687 | 917.3028 | 696.9222
BaseCase SC | NSW |  | CST | 0 | 0 | 0 | 0 | 0 | 0 | 0 | 0 | 0 | 0 | 0 | 0 | 6.363e-05 | 6.3236e-05 | 5.6286e-05 | 5.7585e-05 | 4.5298e-05 | 5.0195e-05 | 6.8099e-05 | 7.0981e-05 | 6.6514e-05 | 6.7333e-05 | 6.1677e-05 | 7.2627e-05
BaseCase SC | NSW |  | Coordinated CER | 100.7482 | 172.4868 | 239.3451 | 331.7782 | 431.4718 | 543.6691 | 665.8825 | 817.9124 | 990.8619 | 1173.4691 | 1330.0187 | 1606.7207 | 1806.5421 | 2096.3458 | 2425.2964 | 2616.1169 | 2714.0433 | 3108.1902 | 3406.8124 | 3622.1813 | 4196.0454 | 4742.1613 | 4927.6095 | 5792.6705
BaseCase SC | NSW |  | DSP | 3.4588e-06 | 5.3032e-06 | 4.7554e-06 | 4.8937e-06 | 5.722e-06 | 5.8802e-06 | 0 | 0.040365 | 0.010695 | 0.05513 | 1.1388 | 0.77906 | 15.2497 | 22.2939 | 31.346 | 29.9869 | 36.4854 | 47.2341 | 12.8946 | 43.1967 | 33.7689 | 44.0351 | 66.3883 | 52.1947
BaseCase SC | NSW |  | Distributed PV | 11543.0745 | 12914.8222 | 14968.8672 | 16314.8691 | 17142.2975 | 18683.2654 | 19244.0821 | 21337.6006 | 22116.6387 | 22748.2071 | 22511.9091 | 22654.6347 | 25137.7686 | 28048.6513 | 29757.9923 | 29102.2058 | 27129.3223 | 29421.2264 | 33350.7683 | 35601.7013 | 36471.0468 | 38939.5997 | 39645.223 | 43676.6536
BaseCase SC | NSW |  | Hydro | 3713.9319 | 4063.3805 | 2836.9019 | 3231.2004 | 2904.2798 | 2937.834 | 2818.4872 | 1655.9067 | 3185.1589 | 3014.9973 | 2401.9522 | 2996.6865 | 2332.0921 | 1964.1538 | 2096.7115 | 1689.2249 | 1955.7082 | 2288.5917 | 1743.3668 | 1591.844 | 2218.6183 | 2139.2505 | 2273.0238 | 1494.1908
BaseCase SC | NSW |  | OCGT | 33.034 | 25.3779 | 44.0453 | 11.0113 | 55.8028 | 48.3528 | 212.3595 | 779.4471 | 488.7466 | 897.4794 | 1293.4088 | 1437.7908 | 570.0878 | 1222.4633 | 2277.3186 | 2254.862 | 1400.9547 | 1831.9479 | 2163.2522 | 3374.6462 | 3301.4701 | 2662.8106 | 4298.7147 | 3433.6115
BaseCase SC | NSW |  | Offshore Wind | 0 | 0 | 0 | 0 | 0 | 0 | 0 | 0 | 0 | 0 | 0 | 0 | 4804.6077 | 4212.3479 | 4881.3817 | 4653.9427 | 7163.1608 | 6293.9095 | 6877.0073 | 6519.8548 | 6625.8165 | 6822.3497 | 7064.4257 | 6943.227
BaseCase SC | NSW |  | PHES | 9.3682 | 195.477 | 2296.8695 | 4400.924 | 4973.3712 | 5345.6295 | 5900.7385 | 6326.737 | 6271.1091 | 6275.1125 | 5679.4069 | 6204.5686 | 5302.3901 | 5182.2723 | 4818.1461 | 4985.8925 | 5661.1617 | 5143.1499 | 4556.0377 | 4244.5526 | 5269.45 | 5523.2171 | 5026.4514 | 5259.3214
BaseCase SC | NSW |  | Solar | 10235.9543 | 19633.6394 | 29548.813 | 36325.5566 | 36453.3386 | 36550.7217 | 40052.7892 | 43630.2175 | 48537.9136 | 46119.9665 | 44095.499 | 44364.9276 | 44249.3044 | 44078.4255 | 42442.606 | 43624.4568 | 43310.7441 | 43598.3651 | 45375.0011 | 44424.5224 | 46693.8024 | 48336.6639 | 45877.2804 | 47594.9442
BaseCase SC | NSW |  | Wind | 7918.9879 | 8407.9525 | 10173.418 | 20305.1141 | 28086.9302 | 31157.2694 | 30353.43 | 34000.5102 | 38589.9429 | 40570.6614 | 43905.6906 | 45356.3499 | 44574.2581 | 38893.6509 | 41252.3366 | 45969.9576 | 46984.6497 | 45283.8354 | 45603.6489 | 43855.5227 | 45681.7999 | 46430.8702 | 43954.8007 | 47012.7959
BaseCase SC | NSW | CNSW | 12h | 0 | 0 | 74.5123 | 1425.5577 | 1530.4734 | 1583.6913 | 1629.3322 | 1727.7264 | 1819.8701 | 1656.9675 | 1481.1224 | 1469.3447 | 1369.6645 | 1388.1746 | 1314.0913 | 1298.6611 | 1165.4143 | 1137.3778 | 1135.212 | 1065.9633 | 1244.986 | 1281.6428 | 1143.2078 | 1353.6304
BaseCase SC | NSW | CNSW | 2h | 29.1346 | 115.91 | 143.2676 | 151.9505 | 167.2448 | 162.464 | 166.1316 | 174.763 | 177.6735 | 172.3463 | 157.1985 | 158.0277 | 144.5486 | 146.1242 | 145.918 | 140.1394 | 125.7596 | 125.673 | 121.3301 | 112.4498 | 123.8237 | 93.0682 | 89.7738 | 90.2859
BaseCase SC | NSW | CNSW | 4h | 634.6148 | 933.567 | 796.3954 | 809.7414 | 839.0646 | 830.3648 | 831.2741 | 862.1216 | 879.5742 | 862.2163 | 810.0012 | 823.2172 | 772.595 | 737.1353 | 752.363 | 709.6949 | 650.6361 | 643.941 | 638.1572 | 645.0064 | 435.3486 | 414.8548 | 400.5024 | 406.9841
BaseCase SC | NSW | CNSW | 8h | 0 | 82.4086 | 938.679 | 1184.9693 | 1264.7113 | 1240.8458 | 1260.0432 | 2080.1599 | 2137.5159 | 2050.2537 | 1889.7294 | 1926.6822 | 2953.898 | 2910.0032 | 2828.5524 | 2669.9524 | 3362.5067 | 3473.8009 | 3429.3685 | 3463.0189 | 3861.8837 | 5507.1071 | 4854.6748 | 5228.984
BaseCase SC | NSW | CNSW | Black Coal | 22130.9354 | 18070.3279 | 17216.8824 | 7507.256 | 5337.7477 | 4225.9824 | 4482.6179 | 3371.3506 | 3252.356 | 3744.5854 | 4263.9762 | 3979.8787 | 2642.2788 | 2649.5179 | 0 | 0 | 0 | 0 | 0 | 0 | 0 | 0 | 0 | 0
BaseCase SC | NSW | CNSW | CST | 0 | 0 | 0 | 0 | 0 | 0 | 0 | 0 | 0 | 0 | 0 | 0 | 6.363e-05 | 6.3236e-05 | 5.6286e-05 | 5.7585e-05 | 4.5298e-05 | 5.0195e-05 | 6.8099e-05 | 7.0981e-05 | 6.6514e-05 | 6.7333e-05 | 6.1677e-05 | 7.2627e-05
BaseCase SC | NSW | CNSW | Coordinated CER | 9.984 | 17.9712 | 25.4008 | 34.6465 | 43.2554 | 51.7466 | 62.3979 | 76.3659 | 91.5417 | 106.606 | 119.6323 | 140.6674 | 151.4929 | 171.4164 | 195.1797 | 216.5953 | 229.7961 | 257.4831 | 291.1359 | 322.347 | 377.0092 | 404.8909 | 442.3304 | 486.9916
BaseCase SC | NSW | CNSW | Distributed PV | 865.0955 | 969.345 | 1128.489 | 1234.1959 | 1286.7474 | 1399.1951 | 1436.9079 | 1606.756 | 1727.9426 | 1762.5339 | 1753.5634 | 1748.6095 | 1945.274 | 2201.9835 | 2241.136 | 2189.522 | 2041.2194 | 2218.082 | 2526.6593 | 2694.1826 | 2759.2005 | 2931.469 | 2974.4106 | 3301.495
BaseCase SC | NSW | CNSW | OCGT | 0 | 0 | 0 | 0 | 4.9224e-06 | 5.4227e-06 | 0 | 0 | 0 | 0 | 0 | 0 | 0 | 0 | 0 | 0 | 1.2816e-07 | 4.7185e-08 | 0 | 0 | 0 | 0 | 0 | 0
BaseCase SC | NSW | CNSW | PHES | 9.3682 | 195.477 | 285.6785 | 354.7613 | 376.6827 | 428.6719 | 501.2582 | 528.3294 | 529.4121 | 464.4684 | 442.4987 | 460.5805 | 445.4005 | 408.7217 | 446.62 | 407.1607 | 400.3619 | 387.5456 | 368.3528 | 302.8684 | 373.59 | 416.0311 | 408.7362 | 452.2791
BaseCase SC | NSW | CNSW | Solar | 4003.772 | 7029.3811 | 13891.559 | 21830.1533 | 21846.9929 | 22757.2391 | 23719.936 | 26324.9265 | 31167.8085 | 29959.4024 | 28757.4901 | 26942.3031 | 30910.164 | 32006.6035 | 30363.4432 | 30960.8881 | 30751.9615 | 31733.4279 | 33996.0913 | 33391.6991 | 34420.1396 | 35779.0919 | 34462.2664 | 36526.0088
BaseCase SC | NSW | CNSW | Wind | 1397.635 | 1639.5285 | 3168.1354 | 12821.1603 | 19611.3792 | 21276.6613 | 20717.8838 | 22471.4405 | 23088.6425 | 25549.7419 | 25977.6124 | 26635.1731 | 28330.8889 | 25071.6932 | 26167.9776 | 29141.9569 | 29358.1748 | 27159.5671 | 27623.8791 | 26775.657 | 27840.5579 | 27779.6856 | 26517.9774 | 28530.2699
BaseCase SC | NSW | NNSW | 1h | 45.1853 | 170.5191 | 112.4581 | 116.5075 | 117.8609 | 117.8267 | 125.6773 | 129.7805 | 124.8717 | 125.5959 | 114.1649 | 113.8588 | 103.1462 | 92.5737 | 96.0536 | 81.313 | 77.3865 | 72.9152 | 70.8762 | 63.6897 | 79.8251 | 74.3061 | 75.4321 | 72.7012
BaseCase SC | NSW | NNSW | 2h | 21.3677 | 157.4296 | 206.9248 | 223.9431 | 225.4501 | 229.8315 | 243.7053 | 256.464 | 246.9277 | 246.9273 | 216.2775 | 216.6876 | 193.7043 | 177.9853 | 181.9808 | 157.3374 | 144.3639 | 143.4883 | 138.2965 | 127.9765 | 160.7151 | 93.3639 | 97.4149 | 91.2154
BaseCase SC | NSW | NNSW | 8h | 271.5371 | 770.791 | 1277.6656 | 1423.2125 | 1443.4365 | 1561.1424 | 1638.4129 | 1708.448 | 1680.9599 | 1655.8422 | 1473.2371 | 1496.0251 | 1291.0444 | 1182.737 | 1210.3199 | 1084.2223 | 978.6499 | 967.7561 | 895.8932 | 842.5966 | 587.3893 | 389.7465 | 143.4254 | 84.8428
BaseCase SC | NSW | NNSW | CST | 0 | 0 | 0 | 0 | 0 | 0 | 0 | 0 | 0 | 0 | 0 | 0 | 0 | 0 | 0 | 0 | 0 | 0 | 0 | 0 | 0 | 0 | 0 | 0
BaseCase SC | NSW | NNSW | Coordinated CER | 14.4739 | 23.086 | 33.0301 | 45.3604 | 56.1283 | 68.7536 | 83.8854 | 100.9331 | 119.0557 | 140.3963 | 155.674 | 182.0666 | 193.9891 | 209.3648 | 248.6222 | 258.7939 | 262.4086 | 289.2969 | 317.4531 | 324.4453 | 403.4623 | 430.1359 | 453.6052 | 470.9075
BaseCase SC | NSW | NNSW | Distributed PV | 1676.9315 | 1856.3665 | 2135.5405 | 2331.8644 | 2429.2724 | 2639.3284 | 2726.717 | 3023.9865 | 3119.2688 | 3243.5115 | 3192.533 | 3204.8965 | 3558.317 | 3915.2045 | 4138.193 | 4004.781 | 3771.7415 | 4027.942 | 4516.6515 | 4857.3631 | 4963.5585 | 5287.78 | 5424.0395 | 5977.196
BaseCase SC | NSW | NNSW | PHES | 0 | 0 | 0 | 0 | 0 | 0 | 0 | 0 | 0 | 0 | 0 | 0 | 2.4808e-06 | 2.1062e-06 | 1.9884e-06 | 1.9555e-06 | 2.1453e-06 | 2.0815e-06 | 1.9652e-06 | 2.0643e-06 | 2.2728e-06 | 2.2572e-06 | 2.5331e-06 | 2.4822e-06
BaseCase SC | NSW | NNSW | Solar | 1539.9864 | 2176.6656 | 2427.9444 | 2388.7709 | 2330.8963 | 2449.9919 | 5661.0056 | 6148.3385 | 5926.6988 | 5742.9855 | 5790.0538 | 5729.4501 | 4325.9697 | 3871.1809 | 3612.293 | 4069.3969 | 3872.2249 | 3687.0444 | 3446.1142 | 3331.8148 | 3784.8266 | 3881.1607 | 3369.2561 | 3237.862
BaseCase SC | NSW | NNSW | Wind | 1241.9958 | 1188.5769 | 1135.7102 | 1056.3764 | 1424.3427 | 1535.3224 | 1780.6291 | 3485.2027 | 7005.2672 | 6471.7051 | 9988.4278 | 10626.2565 | 8943.2704 | 7670.3651 | 8384.948 | 9897.6823 | 10664.4976 | 10368.4085 | 10219.4656 | 9716.7588 | 10754.6809 | 10882.7308 | 10753.5294 | 11241.7345
BaseCase SC | NSW | SNSW | 1h | 11.8515 | 25.4778 | 15.4532 | 15.6592 | 16.3067 | 15.6449 | 15.3231 | 15.8344 | 16.1791 | 15.9524 | 14.3726 | 14.9811 | 12.4521 | 13.0324 | 12.1075 | 12.7125 | 12.8995 | 0 | 0 | 0 | 0 | 0 | 0 | 0
BaseCase SC | NSW | SNSW | 2h | 68.9878 | 185.1507 | 161.3605 | 154.2801 | 167.4101 | 158.0943 | 158.2405 | 163.5974 | 165.9319 | 157.9075 | 142.9734 | 146.5903 | 127.1674 | 129.0612 | 127.457 | 122.6854 | 118.5801 | 118.4378 | 109.8342 | 100.8264 | 123.7505 | 119.2536 | 73.9126 | 73.9425
BaseCase SC | NSW | SNSW | 4h | 0 | 0 | 0 | 0 | 60.6232 | 244.3921 | 239.9444 | 249.1486 | 255.2376 | 251.0423 | 219.9079 | 223.7189 | 184.2283 | 178.1468 | 174.874 | 178.3495 | 178.4375 | 172.6046 | 155.9622 | 141.4323 | 181.4124 | 185.8225 | 174.838 | 176.0872
BaseCase SC | NSW | SNSW | 8h | 99.5331 | 325.4172 | 448.1039 | 605.4308 | 643.3425 | 606.1155 | 530.212 | 484.7981 | 667.3126 | 584.344 | 446.0904 | 436.3906 | 414.9644 | 386.6928 | 370.3342 | 368.9829 | 321.0277 | 341.6085 | 308.9587 | 273.9029 | 265.1125 | 93.8147 | 79.0051 | 86.7988
BaseCase SC | NSW | SNSW | CST | 0 | 0 | 0 | 0 | 0 | 0 | 0 | 0 | 0 | 0 | 0 | 0 | 0 | 0 | 0 | 0 | 0 | 0 | 0 | 0 | 0 | 0 | 0 | 0
BaseCase SC | NSW | SNSW | Coordinated CER | 16.5811 | 35.2492 | 40.4145 | 53.1084 | 69.0163 | 83.2502 | 100.2219 | 128.2857 | 154.9101 | 181.741 | 197.1361 | 239.2572 | 248.9926 | 272.1107 | 317.7063 | 348.8073 | 379.0514 | 422.0469 | 465.6627 | 484.7307 | 616.6414 | 660.4855 | 689.3851 | 755.4143
BaseCase SC | NSW | SNSW | Distributed PV | 1978.6995 | 2197.9157 | 2514.2639 | 2694.2309 | 2947.7884 | 3190.2376 | 3231.9312 | 3565.3821 | 3697.7209 | 3769.4699 | 3742.8375 | 3772.6209 | 4153.4626 | 4594.4 | 4953.9874 | 4895.6934 | 4477.0146 | 4891.8476 | 5566.7064 | 5865.5258 | 6140.8505 | 6476.1488 | 6461.1439 | 7172.9842
BaseCase SC | NSW | SNSW | Hydro | 3713.9319 | 4063.3805 | 2836.9019 | 3231.2004 | 2904.2798 | 2937.834 | 2818.4872 | 1655.9067 | 3185.1589 | 3014.9973 | 2401.9522 | 2996.6865 | 2332.0921 | 1964.1538 | 2096.7115 | 1689.2249 | 1955.7082 | 2288.5917 | 1743.3668 | 1591.844 | 2218.6183 | 2139.2505 | 2273.0238 | 1494.1908
BaseCase SC | NSW | SNSW | OCGT | 4.9421e-07 | 6.1791e-07 | 8.1369e-07 | 9.5353e-07 | 1.7176e-06 | 1.1789e-06 | 0 | 83.4232 | 71.7058 | 164.4835 | 187.96 | 186.3335 | 29.9977 | 45.0773 | 88.6316 | 170.7571 | 79.7194 | 18.1236 | 0 | 0 | 0 | 0 | 0 | 0
BaseCase SC | NSW | SNSW | PHES | 0 | 0 | 2011.191 | 4046.1628 | 4596.6885 | 4916.9576 | 5399.4804 | 5798.4075 | 5741.697 | 5810.644 | 5236.9082 | 5743.9881 | 4856.9896 | 4773.5506 | 4371.5261 | 4578.7317 | 5260.7998 | 4755.6044 | 4187.6849 | 3941.6842 | 4895.86 | 5107.186 | 4617.7151 | 4807.0423
BaseCase SC | NSW | SNSW | Solar | 4692.1958 | 10427.5926 | 13229.3095 | 12106.6323 | 12275.4493 | 11343.4904 | 10671.8474 | 11156.9522 | 11443.4061 | 10417.5783 | 9547.9549 | 9929.7772 | 7109.3795 | 6280.1696 | 6657.4424 | 6762.5739 | 7062.8671 | 6526.9327 | 6155.1564 | 5841.34 | 6668.3376 | 6763.4722 | 6183.0583 | 5883.6309
BaseCase SC | NSW | SNSW | Wind | 5279.357 | 5579.8471 | 5869.5724 | 6427.5773 | 7051.2082 | 8345.2855 | 7854.9169 | 8043.8667 | 8306.6159 | 8359.0818 | 7749.841 | 7890.218 | 7092.4016 | 5974.6649 | 6508.2494 | 6743.7647 | 6765.3452 | 7574.7688 | 7563.4567 | 7176.9051 | 6900.007 | 7584.6684 | 6490.0202 | 7047.2027
BaseCase SC | NSW | SNW | 1h | 1.8641e-05 | 2.0206e-05 | 2.9326e-05 | 3.8512e-05 | 4.3538e-05 | 5.2637e-05 | 1.5432e-05 | 1.4013e-05 | 1.4736e-05 | 1.7242e-05 | 2.0396e-05 | 1.901e-05 | 3.1781e-05 | 3.406e-05 | 3.4367e-05 | 3.5072e-05 | 3.8624e-05 | 3.9825e-05 | 2.225e-05 | 2.2848e-05 | 1.8021e-05 | 1.8826e-05 | 1.5223e-05 | 1.2397e-05
BaseCase SC | NSW | SNW | 2h | 95.659 | 96.6401 | 107.0662 | 149.1347 | 438.7558 | 449.2392 | 422.9564 | 434.1422 | 457.4609 | 415.5938 | 337.6522 | 373.3968 | 369.6951 | 395.8472 | 343.9769 | 305.7813 | 239.5968 | 258.5723 | 262.2406 | 243.6913 | 243.3564 | 313.7075 | 274.2934 | 369.0587
BaseCase SC | NSW | SNW | 4h | 333.325 | 1515.1816 | 2678.4191 | 2939.8442 | 2986.8699 | 3037.9551 | 2973.3217 | 3157.2427 | 3217.378 | 3050.7969 | 2868.3216 | 2842.5826 | 2756.9124 | 2880.6344 | 2788.6435 | 2626.4556 | 2202.5828 | 2269.7036 | 2235.2487 | 1913.5466 | 2034.6573 | 1449.8178 | 315.1958 | 243.2668
BaseCase SC | NSW | SNW | 8h | 2.0167e-05 | 7.9323e-05 | 0.0015246 | 807.7268 | 855.6058 | 1223.9296 | 2647.7304 | 3762.8598 | 3862.4599 | 3575.3054 | 3227.4897 | 3357.5711 | 3228.9832 | 3430.498 | 3303.8693 | 3085.6668 | 2423.1962 | 2500.9955 | 2401.0608 | 2443.7703 | 2663.1976 | 3061.1481 | 2785.4185 | 2547.5349
BaseCase SC | NSW | SNW | Black Coal | 12685.7804 | 10071.7344 | 3156.7536 | 3156.7536 | 3156.7536 | 3165.4022 | 4237.438 | 0 | 0 | 0 | 0 | 0 | 0 | 0 | 0 | 0 | 0 | 0 | 0 | 0 | 0 | 0 | 0 | 0
BaseCase SC | NSW | SNW | CCGT | 525.6 | 527.04 | 525.6 | 368.0429 | 536.5591 | 237.8677 | 736.2119 | 971.7994 | 985.8774 | 1200.4712 | 1774.7008 | 1605.1484 | 337.6066 | 951.27 | 1152.4601 | 1095.9187 | 994.6812 | 445.9124 | 453.1273 | 651.863 | 621.42 | 701.9687 | 917.3028 | 696.9222
BaseCase SC | NSW | SNW | Coordinated CER | 59.7092 | 96.1804 | 140.4997 | 198.6629 | 263.0717 | 339.9187 | 419.3773 | 512.3277 | 625.3544 | 744.7258 | 857.5763 | 1044.7295 | 1212.0676 | 1443.4539 | 1663.7883 | 1791.9205 | 1842.7872 | 2139.3633 | 2332.5606 | 2490.6582 | 2798.9324 | 3246.649 | 3342.2888 | 4079.3572
BaseCase SC | NSW | SNW | DSP | 3.4588e-06 | 5.3032e-06 | 4.7554e-06 | 4.8937e-06 | 5.722e-06 | 5.8802e-06 | 0 | 0.040365 | 0.010695 | 0.05513 | 1.1388 | 0.77906 | 15.2497 | 22.2939 | 31.346 | 29.9869 | 36.4854 | 47.2341 | 12.8946 | 43.1967 | 33.7689 | 44.0351 | 66.3883 | 52.1947
BaseCase SC | NSW | SNW | Distributed PV | 7022.348 | 7891.195 | 9190.5739 | 10054.5778 | 10478.4893 | 11454.5042 | 11848.526 | 13141.476 | 13571.7063 | 13972.6918 | 13822.9751 | 13928.5078 | 15480.7151 | 17337.0633 | 18424.6759 | 18012.2095 | 16839.3469 | 18283.3549 | 20740.7511 | 22184.6298 | 22607.4373 | 24244.202 | 24785.629 | 27224.9784
BaseCase SC | NSW | SNW | OCGT | 33.034 | 25.3779 | 44.0453 | 11.0113 | 55.8028 | 48.3528 | 212.3595 | 696.0239 | 417.0408 | 732.996 | 1105.4488 | 1251.4574 | 540.0901 | 1177.3859 | 2188.687 | 2084.1049 | 1321.2353 | 1813.8243 | 2163.2522 | 3374.6462 | 3301.4701 | 2662.8106 | 4298.7147 | 3433.6115
BaseCase SC | NSW | SNW | Offshore Wind | 0 | 0 | 0 | 0 | 0 | 0 | 0 | 0 | 0 | 0 | 0 | 0 | 4804.6077 | 4212.3479 | 4881.3817 | 4653.9427 | 7163.1608 | 6293.9095 | 6877.0073 | 6519.8548 | 6625.8165 | 6822.3497 | 7064.4257 | 6943.227
BaseCase SC | NSW | SNW | Solar | 4.6912e-05 | 6.8166e-05 | 8.325e-05 | 0.00010308 | 0.00015196 | 0.00022805 | 0.00028236 | 0.00029674 | 0.00028829 | 0.00026124 | 0.00023723 | 1763.3972 | 1903.7912 | 1920.4716 | 1809.4275 | 1831.5979 | 1623.6906 | 1650.9601 | 1777.6392 | 1859.6686 | 1820.4986 | 1912.9391 | 1862.6996 | 1947.4426
BaseCase SC | NSW | SNW | Wind | 0 | 0 | 3.5409e-05 | 5.2291e-05 | 0.00011406 | 0.00016192 | 0.00018606 | 0.00018653 | 189.4173 | 190.1326 | 189.8094 | 204.7023 | 207.6972 | 176.9277 | 191.1615 | 186.5537 | 196.6321 | 181.091 | 196.8475 | 186.2017 | 186.554 | 183.7854 | 193.2737 | 193.5889
BaseCase SC | QLD |  | 1h | 26.5327 | 161.5564 | 221.2574 | 264.4554 | 274.6578 | 256.1159 | 261.0844 | 283.2016 | 286.0228 | 284.4642 | 282.7251 | 284.6866 | 288.8695 | 286.4918 | 302.3508 | 270.3498 | 248.7651 | 243.4721 | 236.967 | 225.6863 | 243.952 | 226.3789 | 237.9628 | 108.3769
BaseCase SC | QLD |  | 2h | 525.8272 | 1243.4615 | 1490.9063 | 1656.7336 | 1709.558 | 1630.5566 | 1630.7777 | 1743.9064 | 1753.196 | 1754.8426 | 1741.9738 | 1764.7484 | 1664.8686 | 1593.3595 | 1678.7432 | 1469.7861 | 1321.0419 | 1293.9203 | 1167.3445 | 875.0542 | 947.3295 | 795.5073 | 726.9294 | 501.5203
BaseCase SC | QLD |  | 4h | 116.933 | 275.5752 | 778.7555 | 1608.2292 | 1667.4454 | 1638.8612 | 1641.3646 | 1662.6909 | 1677.2209 | 1688.1521 | 1663.9998 | 1677.6264 | 1661.1774 | 1597.096 | 1661.684 | 1509.4604 | 1471.0948 | 1533.0819 | 1997.7644 | 1998.3951 | 2102.8238 | 2488.5168 | 2122.196 | 2611.4232
BaseCase SC | QLD |  | 8h | 0 | 0 | 0.00016573 | 0.00029439 | 0.00029765 | 0.00030396 | 0.00029387 | 0.00031412 | 0.00031905 | 0.00031922 | 0.00031214 | 0.00031581 | 0.0003046 | 0.00030531 | 0.00030994 | 0.00029938 | 0.00058285 | 411.9422 | 399.0093 | 672.9411 | 700.7403 | 2756.4212 | 3113.5886 | 5957.7046
BaseCase SC | QLD |  | Biomass | 269.1072 | 259.4075 | 237.0881 | 231.7517 | 231.9136 | 227.3139 | 228.0809 | 209.3458 | 186.4447 | 199.7734 | 184.1092 | 178.1755 | 122.1064 | 115.7741 | 114.8899 | 120.1096 | 107.8644 | 94.3029 | 81.0522 | 90.151 | 97.7686 | 89.7544 | 90.7197 | 73.4794
BaseCase SC | QLD |  | Black Coal | 38681.2448 | 30244.6853 | 25964.9747 | 21894.0662 | 21875.7146 | 19268.6799 | 18074.3714 | 16638.6399 | 13098.106 | 14401.7067 | 12960.9803 | 9387.3639 | 7728.072 | 7749.2448 | 7728.072 | 7728.072 | 6424.584 | 5576.5224 | 4697.988 | 3834.69 | 2971.392 | 2979.5328 | 2971.392 | 0
BaseCase SC | QLD |  | CCGT | 2459.9625 | 1542.6807 | 1948.2021 | 1405.6194 | 411.1876 | 283.3866 | 442.1154 | 967.485 | 406.0251 | 796.7472 | 670.7561 | 1478.3728 | 208.0364 | 277.6237 | 417.0675 | 304.961 | 396.9829 | 410.2367 | 754.4368 | 235.5026 | 275.2799 | 168.2579 | 224.3711 | 242.5299
BaseCase SC | QLD |  | Coordinated CER | 35.4682 | 70.7074 | 104.9461 | 164.6028 | 225.0886 | 294.3496 | 365.7411 | 470.3989 | 589.2572 | 662.7414 | 762.5678 | 928.2579 | 1088.6376 | 1170.3622 | 1422.1322 | 1496.2039 | 1491.6475 | 1672.2676 | 1723.3426 | 1854.5418 | 2152.0677 | 2257.4059 | 2748.4875 | 2561.1162
BaseCase SC | QLD |  | Distributed PV | 9841.659 | 11465.868 | 12461.3364 | 13705.1903 | 14502.2687 | 15304.1292 | 16125.889 | 17230.8012 | 17904.2015 | 19013.1045 | 18690.3965 | 18739.1373 | 20184.3954 | 22385.3699 | 23533.0278 | 23499.767 | 21216.2403 | 24295.32 | 25985.8187 | 28158.2807 | 29158.0792 | 30386.3687 | 32052.3446 | 34120.7806
BaseCase SC | QLD |  | H2 Reciprocating Engine | 0 | 0 | 3.0475e-06 | 5.8577e-06 | 9.6874e-06 | 1.0899e-05 | 1.115e-09 | 2.8432 | 3.21e-09 | 6.13e-09 | 28.455 | 108.5495 | 39.1332 | 1.6416 | 46.3237 | 15.6167 | 14.2691 | 5.618e-08 | 78.9945 | 101.9959 | 137.707 | 50.5084 | 164.8652 | 204.673
BaseCase SC | QLD |  | Hydro | 980.6993 | 854.509 | 680.5325 | 787.7686 | 682.9084 | 581.7621 | 552.6713 | 664.5958 | 791.234 | 661.7181 | 652.6099 | 686.8033 | 565.0094 | 527.2946 | 417.6704 | 463.9675 | 466.0461 | 416.4333 | 321.9742 | 367.1842 | 376.8188 | 314.4352 | 305.1663 | 278.7359
BaseCase SC | QLD |  | Liquid Fuel | 1.015e-09 | 2.0285e-08 | 3.3895e-08 | 4.3555e-08 | 7.2645e-08 | 7.566e-08 | 0 | 0 | 0 | 0 | 0 | 0 | 5.2019 | 0 | 0 | 0 | 0 | 0 | 0 | 0 | 0 | 0 | 0 | 0
BaseCase SC | QLD |  | OCGT | 1.1432e-05 | 1.1689e-05 | 16.4688 | 1.4303e-05 | 2.66e-05 | 3.2329e-05 | 0 | 2.412 | 3.955e-09 | 4.365e-09 | 63.7317 | 194.5957 | 183.449 | 10.6298 | 75.4778 | 41.5086 | 78.1522 | 47.46 | 405.2413 | 546.9958 | 715.6833 | 253.0688 | 439.584 | 606.4771
BaseCase SC | QLD |  | PHES | 175.2233 | 692.3616 | 1052.2701 | 1161.1627 | 1252.7834 | 1301.9897 | 1331.6852 | 1408.0797 | 1682.0172 | 3115.5701 | 4959.44 | 5528.4121 | 5934.9424 | 5465.1102 | 5920.4965 | 5271.2942 | 5215.8096 | 5158.3174 | 4666.0043 | 4309.7707 | 4883.665 | 4563.1673 | 4983.1731 | 4357.4431
BaseCase SC | QLD |  | Solar | 8153.6281 | 14694.872 | 16679.9715 | 16944.9389 | 16892.0657 | 17618.642 | 17385.5153 | 17567.1472 | 17438.4135 | 20332.0396 | 23334.0725 | 24263.8203 | 26409.5346 | 25998.2573 | 26385.1873 | 26807.78 | 27518.8104 | 28809.0281 | 28405.2776 | 29397.7722 | 29637.3459 | 32496.0691 | 34444.8777 | 36503.7274
BaseCase SC | QLD |  | Wind | 8586.2835 | 9718.0508 | 12358.2181 | 15267.3953 | 17545.0621 | 20723.6915 | 23508.8559 | 27219.1659 | 30828.8252 | 28597.9781 | 29731.4532 | 32612.2626 | 36328.7614 | 39930.2861 | 40244.4533 | 43153.168 | 43062.1023 | 46065.6525 | 46226.6847 | 47890.0949 | 48562.6106 | 47628.4911 | 46063.9686 | 45791.7457
BaseCase SC | QLD | CQ | 2h | 13.6262 | 87.7864 | 114.1039 | 114.2992 | 121.8636 | 113.4578 | 126.6908 | 129.1801 | 131.7487 | 133.0146 | 133.5269 | 136.0103 | 138.6399 | 135.2867 | 142.5532 | 132.8376 | 95.7539 | 88.9641 | 85.23 | 86.7804 | 90.9387 | 91.67 | 94.551 | 81.6982
BaseCase SC | QLD | CQ | 4h | 14.6019 | 106.2293 | 144.8822 | 146.0132 | 152.9456 | 141.4578 | 160.9934 | 164.3466 | 167.2282 | 171.1037 | 171.4702 | 174.9102 | 174.9135 | 168.1741 | 179.6706 | 158.4882 | 149.8202 | 140.3962 | 128.333 | 131.5436 | 0 | 0 | 0 | 0
BaseCase SC | QLD | CQ | 8h | 0 | 0 | 4.2344e-05 | 6.7799e-05 | 7.1954e-05 | 7.2897e-05 | 7.3958e-05 | 7.4298e-05 | 7.6839e-05 | 7.6119e-05 | 7.452e-05 | 7.6537e-05 | 7.3045e-05 | 7.4867e-05 | 7.6279e-05 | 7.5094e-05 | 0.00034511 | 293.7335 | 279.7353 | 290.2921 | 294.3644 | 309.8358 | 535.95 | 1517.4641
BaseCase SC | QLD | CQ | Black Coal | 12905.7376 | 9249.1031 | 6644.1019 | 5946.75 | 7817.3199 | 6922.8215 | 6157.3762 | 4931.88 | 4931.88 | 4945.392 | 4931.88 | 4931.88 | 4931.88 | 4945.392 | 4931.88 | 4931.88 | 4931.88 | 4079.7288 | 3205.284 | 2341.986 | 1478.688 | 1482.7392 | 1478.688 | 0
BaseCase SC | QLD | CQ | Coordinated CER | 1.46 | 5.7283 | 9.5211 | 14.0111 | 20.2555 | 25.9868 | 32.9123 | 40.631 | 51.3338 | 59.5461 | 69.3189 | 85.0159 | 97.1464 | 106.1367 | 126.8498 | 142.2413 | 141.551 | 155.0926 | 159.8128 | 181.3942 | 213.5668 | 219.9171 | 255.9243 | 248.928
BaseCase SC | QLD | CQ | Distributed PV | 919.0185 | 1075.967 | 1174.6005 | 1273.458 | 1354.6444 | 1438.4629 | 1533.3335 | 1706.17 | 1783.0555 | 1892.174 | 1876.46 | 1891.7595 | 2025.292 | 2283.057 | 2414.8485 | 2270.578 | 2114.5685 | 2434.931 | 2628.219 | 2759.845 | 2860.5395 | 2995.473 | 3219.6135 | 3654.865
BaseCase SC | QLD | CQ | OCGT | 3.3385e-07 | 4.094e-07 | 4.5017e-07 | 6.6363e-07 | 2.5183e-06 | 4.0286e-06 | 0 | 0 | 0 | 0 | 16.9018 | 17.4732 | 18.5322 | 0 | 3.5456 | 1.3421 | 0 | 1.69e-09 | 33.7826 | 33.4774 | 56.279 | 0.86189 | 22.1837 | 74.7759
BaseCase SC | QLD | CQ | PHES | 0 | 0 | 0 | 0 | 0 | 0 | 0 | 0 | 0 | 0 | 0 | 0 | 3.474e-08 | 1.708e-07 | 2.1148e-07 | 4.1056e-07 | 1.0365e-06 | 1.1816e-06 | 7.9915e-08 | 3.2387e-07 | 4.8496e-07 | 3.3825e-07 | 4.0609e-07 | 6.0681e-07
BaseCase SC | QLD | CQ | Solar | 1718.1026 | 2333.6166 | 2332.7592 | 2372.4826 | 2396.8039 | 2427.7702 | 2457.7353 | 2512.3895 | 2424.1645 | 3866.0917 | 5058.6384 | 5106.9867 | 4780.0872 | 4349.8496 | 4588.8893 | 5225.7328 | 6837.6333 | 7071.1026 | 6716.8778 | 7632.8992 | 8440.7755 | 10013.3542 | 11227.8188 | 13687.8244
BaseCase SC | QLD | CQ | Wind | 1392.5019 | 2536.3321 | 3256.7886 | 3587.0963 | 3769.986 | 4530.9494 | 4390.1515 | 4341.8566 | 7200.3136 | 6408.9065 | 6985.9176 | 6764.4894 | 7303.3091 | 7823.0553 | 7823.0264 | 7647.1616 | 7102.0778 | 10157.1563 | 10189.3266 | 10340.3057 | 10195.2494 | 10435.6506 | 9578.0717 | 8071.7353
BaseCase SC | QLD | GG | 1h | 0 | 19.2781 | 65.6255 | 106.7248 | 120.2864 | 112.3507 | 121.3442 | 116.6544 | 121.2182 | 119.3644 | 119.5844 | 120.1301 | 125.002 | 124.1885 | 129.0682 | 128.7241 | 114.6281 | 111.428 | 104.7909 | 109.9273 | 113.7336 | 108.1067 | 110.6778 | 0
BaseCase SC | QLD | GG | 2h | 0 | 1.9349e-05 | 2.5756e-05 | 3.5645e-05 | 4.1399e-05 | 4.6355e-05 | 2.2183e-05 | 2.3122e-05 | 2.8737e-05 | 2.7956e-05 | 2.9682e-05 | 3.0121e-05 | 3.5693e-05 | 4.1439e-05 | 4.2092e-05 | 4.6095e-05 | 5.7735e-05 | 6.5175e-05 | 4.7737e-05 | 4.804e-05 | 5.0106e-05 | 5.3763e-05 | 5.0978e-05 | 9.4424e-05
BaseCase SC | QLD | GG | 4h | 0 | 0 | 7.9049e-05 | 74.1002 | 79.7873 | 77.2698 | 80.5668 | 78.8288 | 80.6843 | 80.6118 | 79.5355 | 80.4658 | 81.9049 | 81.4819 | 83.9987 | 84.3203 | 157.516 | 254.4383 | 760.1482 | 800.7615 | 977.2291 | 1250.6717 | 1238.0305 | 2280.5838
BaseCase SC | QLD | GG | Black Coal | 2943.36 | 2951.424 | 1959.552 | 0 | 0 | 0 | 0 | 0 | 0 | 0 | 0 | 0 | 0 | 0 | 0 | 0 | 0 | 0 | 0 | 0 | 0 | 0 | 0 | 0
BaseCase SC | QLD | GG | CCGT | 851.472 | 837.9936 | 867.24 | 851.472 | 7.826e-06 | 1.4278 | 0.7642 | 4.0985 | 8.0265 | 0.55864 | 36.0483 | 120.1619 | 29.6128 | 61.9463 | 95.8521 | 75.6115 | 88.5126 | 109.0929 | 161.6623 | 169.8508 | 184.669 | 168.2579 | 224.3711 | 242.5299
BaseCase SC | QLD | GG | Coordinated CER | 0.12141 | 0.46036 | 0.8489 | 2.0076 | 2.7942 | 3.5425 | 4.4604 | 5.4169 | 6.7923 | 7.6639 | 9.1417 | 11.1661 | 12.7718 | 14.7149 | 17.6365 | 20.0895 | 20.6441 | 24.2839 | 24.8128 | 28.3873 | 33.3614 | 33.0971 | 37.3804 | 33.7692
BaseCase SC | QLD | GG | Distributed PV | 111.7585 | 130.942 | 143.22 | 158.5654 | 168.0889 | 177.5829 | 186.946 | 199.8037 | 207.6951 | 219.304 | 215.546 | 215.9564 | 232.1135 | 260.2985 | 273.4284 | 274.123 | 245.0325 | 280.5051 | 300.4525 | 327.5285 | 339.0365 | 353.4053 | 370.9181 | 394.4343
BaseCase SC | QLD | GG | OCGT | 0 | 0 | 0 | 0 | 1.6657e-06 | 4.3129e-06 | 0 | 0 | 0 | 0 | 0 | 0 | 29.8133 | 5.8108 | 18.9499 | 8.9758 | 29.3077 | 42.113 | 161.8604 | 209.3462 | 350.412 | 137.0975 | 196.4022 | 261.0002
BaseCase SC | QLD | GG | Solar | 772.3376 | 889.3259 | 918.6873 | 950.7483 | 953.9772 | 977.2973 | 961.1942 | 969.3528 | 971.9345 | 1005.4257 | 957.9679 | 940.7906 | 961.6986 | 962.0611 | 944.3379 | 1249.3129 | 1043.3384 | 1197.2983 | 1228.5311 | 1272.8731 | 1278.7206 | 1324.8449 | 1314.5316 | 1328.2143
BaseCase SC | QLD | NQ | 2h | 0 | 35.7228 | 197.292 | 338.7937 | 371.8912 | 367.3222 | 369.998 | 354.3641 | 360.4261 | 352.1677 | 344.8074 | 368.2399 | 320.9045 | 285.8433 | 302.5694 | 291.7652 | 257.589 | 248.9529 | 220.9996 | 248.3675 | 260.4939 | 132.3744 | 145.5063 | 0
BaseCase SC | QLD | NQ | 4h | 0 | 0 | 167.6181 | 244.953 | 259.0065 | 257.9668 | 256.9521 | 250.6096 | 252.5397 | 247.0908 | 243.5485 | 255.2411 | 222.9878 | 200.5221 | 209.2716 | 204.9317 | 184.7195 | 180.7334 | 157.2377 | 176.625 | 180.5417 | 264.8377 | 144.3265 | 200.1245
BaseCase SC | QLD | NQ | Biomass | 269.1072 | 259.4075 | 237.0881 | 231.7517 | 231.9136 | 227.3139 | 228.0809 | 209.3458 | 186.4447 | 199.7734 | 184.1092 | 178.1755 | 122.1064 | 115.7741 | 114.8899 | 120.1096 | 107.8644 | 94.3029 | 81.0522 | 90.151 | 97.7686 | 89.7544 | 90.7197 | 73.4794
BaseCase SC | QLD | NQ | CCGT | 85.4976 | 42.8659 | 85.4976 | 64.1232 | 64.1232 | 64.2989 | 64.1232 | 64.1232 | 64.1232 | 64.2989 | 64.1232 | 104.5454 | 64.1232 | 64.2989 | 64.1232 | 64.1232 | 64.1232 | 64.2989 | 92.0697 | 65.6519 | 90.6109 | 0 | 0 | 0
BaseCase SC | QLD | NQ | Coordinated CER | 6.7098 | 10.6116 | 16.0569 | 25.3732 | 34.115 | 43.9604 | 53.9952 | 67.1088 | 84.3655 | 93.6854 | 109.4414 | 137.3651 | 147.6632 | 156.3211 | 189.3469 | 214.9106 | 206.3933 | 219.8097 | 227.8786 | 269.3954 | 302.7745 | 305.6709 | 363.6668 | 338.0349
BaseCase SC | QLD | NQ | Distributed PV | 1493.1135 | 1744.782 | 1890.4465 | 2077.947 | 2213.4749 | 2337.1109 | 2448.3315 | 2617.2905 | 2717.6005 | 2896.8345 | 2845.866 | 2867.6575 | 3074.8445 | 3405.3485 | 3588.083 | 3625.6146 | 3262.4574 | 3759.74 | 3992.0976 | 4315.1978 | 4524.8007 | 4707.2182 | 4906.8345 | 5228.8039
BaseCase SC | QLD | NQ | Hydro | 980.6993 | 854.509 | 680.5325 | 787.7686 | 682.9084 | 581.7621 | 552.6713 | 664.5958 | 791.234 | 661.7181 | 652.6099 | 686.8033 | 565.0094 | 527.2946 | 417.6704 | 463.9675 | 466.0461 | 416.4333 | 321.9742 | 367.1842 | 376.8188 | 314.4352 | 305.1663 | 278.7359
BaseCase SC | QLD | NQ | Liquid Fuel | 1.015e-09 | 2.0285e-08 | 3.3895e-08 | 4.3555e-08 | 7.2645e-08 | 7.566e-08 | 0 | 0 | 0 | 0 | 0 | 0 | 5.2019 | 0 | 0 | 0 | 0 | 0 | 0 | 0 | 0 | 0 | 0 | 0
BaseCase SC | QLD | NQ | PHES | 156.8228 | 428.4506 | 582.426 | 624.3914 | 707.6603 | 687.62 | 703.183 | 672.5769 | 772.6292 | 707.4362 | 704.1378 | 787.5362 | 732.0097 | 663.7692 | 687.9297 | 677.5453 | 607.1056 | 584.7702 | 530.2303 | 584.0691 | 609.9781 | 596.901 | 616.7877 | 563.8563
BaseCase SC | QLD | NQ | Solar | 1517.6907 | 2252.4678 | 3374.7864 | 3155.1607 | 3282.8219 | 3826.1992 | 3545.8523 | 3472.4889 | 3299.4004 | 3694.714 | 3275.2685 | 4555.0378 | 3992.0377 | 3147.105 | 3286.0489 | 3260.1705 | 3061.324 | 3021.0183 | 2803.9746 | 2412.4128 | 2702.453 | 2962.0485 | 2640.7388 | 2253.1562
BaseCase SC | QLD | NQ | Wind | 940.2598 | 974.8653 | 2741.67 | 5430.2219 | 5350.7561 | 4971.0086 | 8387.8297 | 11886.4103 | 11715.2645 | 11439.7217 | 11056.176 | 10380.1216 | 13630.3844 | 14972.2897 | 14409.9739 | 15017.9277 | 14268.7004 | 14350.2208 | 14849.0439 | 15421.3735 | 15240.8825 | 14497.2126 | 14802.2451 | 16067.1611
BaseCase SC | QLD | SQ | 1h | 26.5327 | 142.2784 | 155.632 | 157.7305 | 154.3714 | 143.7652 | 139.7402 | 166.5472 | 164.8047 | 165.0998 | 163.1407 | 164.5565 | 163.8675 | 162.3033 | 173.2826 | 141.6256 | 134.137 | 132.0441 | 132.176 | 115.759 | 130.2184 | 118.2722 | 127.2851 | 108.3769
BaseCase SC | QLD | SQ | 2h | 512.2009 | 1119.9522 | 1179.5104 | 1203.6406 | 1215.8033 | 1149.7767 | 1134.0888 | 1260.3622 | 1261.0213 | 1269.6603 | 1263.6394 | 1260.4982 | 1205.3243 | 1172.2294 | 1233.6205 | 1045.1833 | 967.6989 | 956.0032 | 861.1149 | 539.9063 | 595.8968 | 571.4629 | 486.872 | 419.822
BaseCase SC | QLD | SQ | 4h | 102.3311 | 169.3459 | 466.2552 | 1143.1628 | 1175.7061 | 1162.1668 | 1142.8523 | 1168.9059 | 1176.7687 | 1189.3458 | 1169.4455 | 1167.0093 | 1181.3713 | 1146.9178 | 1188.743 | 1061.7202 | 979.0391 | 957.514 | 952.0455 | 889.4651 | 945.053 | 973.0074 | 739.839 | 130.7149
BaseCase SC | QLD | SQ | 8h | 0 | 0 | 0.00012339 | 0.00022659 | 0.0002257 | 0.00023107 | 0.00021991 | 0.00023982 | 0.00024221 | 0.0002431 | 0.00023762 | 0.00023928 | 0.00023156 | 0.00023045 | 0.00023366 | 0.00022429 | 0.00023774 | 118.2087 | 119.274 | 382.649 | 406.3759 | 2446.5854 | 2577.6387 | 4440.2405
BaseCase SC | QLD | SQ | Black Coal | 22832.1472 | 18044.1582 | 17361.3207 | 15947.3162 | 14058.3948 | 12345.8584 | 11916.9952 | 11706.7599 | 8166.226 | 9456.3147 | 8029.1003 | 4455.4839 | 2796.192 | 2803.8528 | 2796.192 | 2796.192 | 1492.704 | 1496.7936 | 1492.704 | 1492.704 | 1492.704 | 1496.7936 | 1492.704 | 0
BaseCase SC | QLD | SQ | CCGT | 1522.9929 | 661.8212 | 995.4645 | 490.0242 | 347.0644 | 217.6598 | 377.228 | 899.2633 | 333.8753 | 731.8897 | 570.5847 | 1253.6655 | 114.3004 | 151.3785 | 257.0922 | 165.2264 | 244.3471 | 236.8449 | 500.7047 | 0 | 0 | 0 | 0 | 0
BaseCase SC | QLD | SQ | Coordinated CER | 27.177 | 53.9071 | 78.5193 | 123.2108 | 167.9239 | 220.8599 | 274.3732 | 357.2422 | 446.7657 | 501.846 | 574.6657 | 694.7108 | 831.0562 | 893.1896 | 1088.299 | 1118.9626 | 1123.059 | 1273.0813 | 1310.8383 | 1375.3649 | 1602.3651 | 1698.7208 | 2091.5159 | 1940.3842
BaseCase SC | QLD | SQ | Distributed PV | 7317.7685 | 8514.177 | 9253.0695 | 10195.2199 | 10766.0604 | 11350.9724 | 11957.278 | 12707.537 | 13195.8505 | 14004.792 | 13752.5245 | 13763.764 | 14852.1455 | 16436.666 | 17256.668 | 17329.4515 | 15594.182 | 17820.144 | 19065.0496 | 20755.7095 | 21433.7025 | 22330.2721 | 23554.9785 | 24842.6775
BaseCase SC | QLD | SQ | H2 Reciprocating Engine | 0 | 0 | 3.0475e-06 | 5.8577e-06 | 9.6874e-06 | 1.0899e-05 | 1.115e-09 | 2.8432 | 3.21e-09 | 6.13e-09 | 28.455 | 108.5495 | 39.1332 | 1.6416 | 46.3237 | 15.6167 | 14.2691 | 5.618e-08 | 78.9945 | 101.9959 | 137.707 | 50.5084 | 164.8652 | 204.673
BaseCase SC | QLD | SQ | OCGT | 1.1098e-05 | 1.128e-05 | 16.4688 | 1.3639e-05 | 2.2416e-05 | 2.3987e-05 | 0 | 2.412 | 3.955e-09 | 4.365e-09 | 46.8299 | 177.1225 | 135.1035 | 4.819 | 52.9823 | 31.1907 | 48.8446 | 5.347 | 209.5982 | 304.1722 | 308.9923 | 115.1094 | 220.9982 | 270.701
BaseCase SC | QLD | SQ | PHES | 18.4005 | 263.911 | 469.844 | 536.7712 | 545.1231 | 614.3697 | 628.5022 | 735.5028 | 909.388 | 2408.1339 | 4255.3022 | 4740.8758 | 5202.9327 | 4801.341 | 5232.5668 | 4593.7489 | 4608.704 | 4573.5473 | 4135.774 | 3725.7016 | 4273.687 | 3966.2663 | 4366.3853 | 3793.5868
BaseCase SC | QLD | SQ | Solar | 4145.4972 | 9219.4617 | 10053.7385 | 10466.5473 | 10258.4628 | 10387.3752 | 10420.7334 | 10612.9159 | 10742.9141 | 11765.8083 | 14042.1976 | 13661.0052 | 16675.7112 | 17539.2415 | 17565.9112 | 17072.5638 | 16576.5147 | 17519.6088 | 17655.8941 | 18079.5871 | 17215.3968 | 18195.8215 | 19261.7885 | 19234.5326
BaseCase SC | QLD | SQ | Wind | 6253.5218 | 6206.8534 | 6359.7595 | 6250.0771 | 8424.32 | 11221.7335 | 10730.8747 | 10990.8989 | 11913.2471 | 10749.3499 | 11689.3595 | 15467.6516 | 15395.0679 | 17134.941 | 18011.453 | 20488.0786 | 21691.3241 | 21558.2754 | 21188.3143 | 22128.4157 | 23126.4786 | 22695.6279 | 21683.6518 | 21652.8493
BaseCase SC | SA |  | 2h | 436.8882 | 2139.173 | 1141.5059 | 937.4007 | 986.9572 | 1097.5799 | 1111.927 | 1188.3834 | 1291.8999 | 1253.3504 | 1099.6983 | 1052.8926 | 870.0881 | 895.6557 | 799.7548 | 852.9614 | 776.6243 | 740.8997 | 631.2492 | 567.9842 | 623.384 | 111.0026 | 97.7909 | 36.3495
BaseCase SC | SA |  | 4h | 0 | 321.9384 | 199.897 | 173.998 | 184.0548 | 201.489 | 202.374 | 210.2451 | 224.2107 | 220.5427 | 194.4841 | 188.1826 | 166.3241 | 166.622 | 154.8366 | 162.4111 | 147.4957 | 148.6956 | 142.5569 | 125.8922 | 157.6728 | 0.00019115 | 3.1951e-05 | 2.8401e-05
BaseCase SC | SA |  | 8h | 0 | 0 | 628.9945 | 998.6199 | 1033.5636 | 1077.5552 | 1089.1252 | 1145.5426 | 1213.4427 | 1160.6097 | 1086.0039 | 1065.2025 | 886.7703 | 894.8746 | 846.6007 | 865.6795 | 809.6531 | 928.1518 | 895.0836 | 857.8216 | 1000.9831 | 1573.8776 | 1894.6659 | 1778.8405
BaseCase SC | SA |  | CCGT | 1174.2559 | 713.6 | 695.106 | 548.5772 | 808.5684 | 381.0573 | 775.0795 | 677.6184 | 777.3466 | 826.5689 | 1204.2657 | 0 | 0 | 0 | 0 | 0 | 0 | 0 | 0 | 0 | 0 | 0 | 0 | 0
BaseCase SC | SA |  | Coordinated CER | 73.1615 | 158.7966 | 131.6865 | 138.5654 | 163.4676 | 190.1263 | 216.1709 | 253.4089 | 299.3363 | 334.3016 | 352.3304 | 391.1828 | 391.1109 | 407.443 | 442.8859 | 487.9054 | 514.0157 | 555.5425 | 601.2897 | 632.3822 | 798.0531 | 906.6023 | 934.2809 | 1019.2441
BaseCase SC | SA |  | Distributed PV | 3946.3234 | 4416.6159 | 4790.0682 | 4807.5482 | 5355.0483 | 5654.898 | 5858.0019 | 6075.2188 | 6645.9239 | 6934.3376 | 6926.5903 | 7180.1675 | 7236.1579 | 8030.8708 | 7874.9244 | 8048.9726 | 7613.1006 | 8424.5208 | 9001.4167 | 8925.7081 | 9618.3035 | 10048.0511 | 10359.9513 | 10709.1204
BaseCase SC | SA |  | Liquid Fuel | 7.8529 | 1.8405e-05 | 2.2095e-05 | 6.5171 | 58.5977 | 26.1758 | 71.032 | 68.9947 | 79.9758 | 134.1926 | 200.6432 | 172.4672 | 21.9042 | 36.628 | 55.6568 | 64.3994 | 59.0999 | 13.8849 | 69.5924 | 90.6297 | 31.32 | 10.7329 | 34.3938 | 9.4621
BaseCase SC | SA |  | OCGT | 188.1607 | 6.2664 | 16.9148 | 124.5647 | 470.1525 | 159.8214 | 427.11 | 404.5882 | 463.3567 | 597.1236 | 957.7883 | 1083.2611 | 361.8696 | 476.2033 | 540.453 | 494.847 | 501.9293 | 266.1923 | 397.0506 | 325.4917 | 622.9316 | 561.8444 | 1090.7679 | 636.702
BaseCase SC | SA |  | Solar | 1193.6865 | 3301.3519 | 3501.0392 | 4069.6114 | 4015.3168 | 4020.1759 | 3968.9705 | 4122.4807 | 4261.8727 | 4307.836 | 4099.5423 | 4112.6932 | 4942.5134 | 7132.0197 | 6689.9649 | 6463.1193 | 6843.5485 | 6988.091 | 6824.4307 | 6897.1668 | 7298.1488 | 7261.4384 | 8739.3608 | 9007.8654
BaseCase SC | SA |  | Wind | 7950.4377 | 8357.3402 | 7741.4151 | 9776.8371 | 8850.2976 | 8811.325 | 8310.7217 | 8984.7838 | 9198.4196 | 8077.7538 | 8101.2533 | 8891.4673 | 12111.6424 | 11829.2473 | 12748.2439 | 12614.8263 | 12837.3561 | 13520.9897 | 13583.4532 | 13882.2403 | 13374.2298 | 13936.157 | 11604.4619 | 12592.2698
BaseCase SC | SA | CSA | 2h | 404.2092 | 2082.3497 | 1103.7054 | 903.7886 | 951.536 | 1059.3739 | 1073.5221 | 1148.1749 | 1264.9835 | 1226.506 | 1075.4628 | 1028.1771 | 847.7062 | 874.4109 | 779.0937 | 832.6249 | 756.4951 | 722.0979 | 612.0554 | 553.5434 | 606.0193 | 92.8444 | 97.7909 | 36.3495
BaseCase SC | SA | CSA | 4h | 0 | 145.4383 | 79.009 | 66.9952 | 70.1532 | 77.2518 | 76.589 | 79.4639 | 87.5253 | 88.1601 | 75.7493 | 72.9584 | 63.2769 | 62.6652 | 55.2457 | 62.522 | 55.0458 | 57.7536 | 57.1557 | 49.4104 | 63.2782 | 0.00019115 | 3.1951e-05 | 2.8401e-05
BaseCase SC | SA | CSA | 8h | 0 | 0 | 628.9937 | 998.6189 | 1033.5626 | 1077.5541 | 1089.1241 | 1145.5415 | 1213.4415 | 1160.6085 | 1086.0029 | 1065.2014 | 886.7694 | 894.8738 | 846.5998 | 865.6786 | 809.6522 | 799.3756 | 767.8912 | 740.4182 | 855.0675 | 1424.1392 | 1007.0818 | 649.8493
BaseCase SC | SA | CSA | CCGT | 1174.2559 | 713.6 | 695.106 | 548.5772 | 808.5684 | 381.0573 | 775.0795 | 677.6184 | 777.3466 | 826.5689 | 1204.2657 | 0 | 0 | 0 | 0 | 0 | 0 | 0 | 0 | 0 | 0 | 0 | 0 | 0
BaseCase SC | SA | CSA | Coordinated CER | 65.9051 | 144.702 | 118.5853 | 124.7385 | 146.9965 | 170.8731 | 194.296 | 227.9615 | 269.8053 | 301.0917 | 317.095 | 352.0075 | 353.5082 | 370.3818 | 402.4102 | 442.8549 | 463.4287 | 500.9874 | 542.0819 | 571.7337 | 718.3874 | 816.2562 | 841.6394 | 919.5795
BaseCase SC | SA | CSA | Distributed PV | 3641.01 | 4069.5348 | 4404.9704 | 4408.4029 | 4805.4379 | 5074.4794 | 5249.5605 | 5438.2175 | 5945.8445 | 6203.408 | 6181.695 | 6389.293 | 6424.479 | 7144.292 | 6995.2615 | 7136.84 | 6745.714 | 7451.462 | 7956.5615 | 7876.0555 | 8480.199 | 8866.3505 | 9126.3585 | 9426.4165
BaseCase SC | SA | CSA | Liquid Fuel | 7.8529 | 1.8405e-05 | 2.2095e-05 | 6.5171 | 58.5977 | 26.1758 | 71.032 | 68.9947 | 79.9758 | 134.1926 | 200.6432 | 172.4672 | 21.9042 | 36.628 | 55.6568 | 64.3994 | 59.0999 | 13.8849 | 69.5924 | 90.6297 | 31.32 | 10.7329 | 34.3938 | 9.4621
BaseCase SC | SA | CSA | OCGT | 188.1607 | 6.2664 | 16.9148 | 124.5647 | 461.397 | 159.8214 | 420.5156 | 391.1422 | 444.3567 | 586.9055 | 907.2355 | 1030.0986 | 343.8366 | 452.2589 | 513.642 | 471.4458 | 395.4613 | 230.3834 | 269.9345 | 166.1636 | 468.6024 | 433.028 | 872.9434 | 543.0315
BaseCase SC | SA | CSA | Solar | 136.6621 | 1009.5629 | 1342.6227 | 1496.4661 | 1345.2245 | 1375.2851 | 1323.4516 | 1439.7631 | 1479.9235 | 1453.7541 | 1390.5853 | 1424.2252 | 1410.9821 | 3739.8121 | 3583.3268 | 3405.0462 | 3462.217 | 3597.1785 | 3424.2347 | 3560.8378 | 3675.551 | 3680.5335 | 3823.1475 | 3953.6334
BaseCase SC | SA | CSA | Wind | 5394.9571 | 5722.4104 | 5381.8815 | 6992.7562 | 6445.8101 | 6661.4762 | 6236.7037 | 6735.7836 | 6878.0434 | 6228.2 | 5326.2377 | 6059.2023 | 7440.6806 | 6579.7781 | 6891.9631 | 6732.2365 | 6977.0648 | 7398.353 | 7363.1324 | 7752.374 | 7269.6929 | 7553.0828 | 6127.5924 | 6522.6255
BaseCase SC | SA | NSA | 2h | 2.6287 | 7.6727 | 3.1322 | 2.952 | 2.9504 | 2.8966 | 2.9794 | 3.0729 | 3.2226 | 3.145 | 3.0998 | 3.052 | 2.8904 | 2.4586 | 2.4405 | 2.5844 | 2.8623 | 2.2491 | 2.6544 | 0.00014062 | 0.00015901 | 3.8672e-06 | 7.9892e-06 | 8.8567e-06
BaseCase SC | SA | NSA | 8h | 0 | 0 | 0.00075106 | 0.0010012 | 0.0010664 | 0.0011052 | 0.0010905 | 0.0011241 | 0.0011765 | 0.0011677 | 0.0010645 | 0.001053 | 0.0008708 | 0.00087732 | 0.00088894 | 0.00091019 | 0.00088746 | 128.7763 | 127.1924 | 117.4034 | 145.9156 | 149.7384 | 887.5841 | 1128.9912
BaseCase SC | SA | NSA | Coordinated CER | 3.8692 | 8.629 | 6.9982 | 7.5972 | 8.9219 | 10.3583 | 11.7363 | 13.5009 | 15.8469 | 17.6481 | 18.9689 | 20.9069 | 18.8006 | 17.8221 | 19.5694 | 22.8199 | 25.783 | 27.7292 | 29.8747 | 31.8133 | 41.4066 | 47.0798 | 49.3147 | 52.5513
BaseCase SC | SA | NSA | Distributed PV | 143.752 | 160.0947 | 179.6584 | 188.0889 | 303.2173 | 317.1706 | 334.4712 | 351.1173 | 395.0796 | 416.9735 | 423.4958 | 442.638 | 456.9365 | 503.0184 | 485.4225 | 502.7887 | 476.7027 | 533.9414 | 573.8173 | 577.8842 | 628.3555 | 644.9982 | 680.6544 | 709.984
BaseCase SC | SA | NSA | Liquid Fuel | 0 | 0 | 0 | 0 | 0 | 0 | 0 | 0 | 0 | 0 | 0 | 0 | 0 | 0 | 0 | 0 | 0 | 0 | 0 | 0 | 0 | 0 | 0 | 0
BaseCase SC | SA | NSA | OCGT | 0 | 0 | 0 | 0 | 2.1063e-05 | 9.7927e-06 | 0 | 0 | 5.4448e-06 | 10.2181 | 50.5527 | 53.1625 | 18.033 | 23.9444 | 26.811 | 23.4012 | 106.468 | 35.8089 | 127.1161 | 159.3281 | 154.3293 | 128.8164 | 217.8245 | 93.6704
BaseCase SC | SA | NSA | Solar | 649.4517 | 1847.9218 | 1811.1015 | 2136.5843 | 2219.9658 | 2185.6752 | 2192.8752 | 2225.539 | 2303.9033 | 2378.5172 | 2247.8996 | 2216.4748 | 3074.8596 | 2929.174 | 2852.6208 | 2876.8727 | 3106.8748 | 3176.199 | 3121.2788 | 3069.9071 | 3264.4974 | 3223.2618 | 4704.8576 | 4911.1905
BaseCase SC | SA | NSA | Wind | 1826.3634 | 1833.0382 | 1729.4497 | 1986.6579 | 1679.2754 | 1455.2747 | 1394.715 | 1501.4451 | 1552.718 | 1360.6022 | 2346.7018 | 2369.5131 | 4591.1309 | 4223.764 | 4231.5677 | 4228.8464 | 4227.0478 | 4301.9076 | 4392.429 | 4171.0929 | 4119.0443 | 4176.4466 | 3747.9528 | 4204.4074
BaseCase SC | SA | SESA | 2h | 30.0503 | 49.1506 | 34.6683 | 30.6601 | 32.4707 | 35.3094 | 35.4255 | 37.1357 | 23.6938 | 23.6995 | 21.1357 | 21.6636 | 19.4915 | 18.7862 | 18.2207 | 17.7521 | 17.267 | 16.5527 | 16.5394 | 14.4407 | 17.3645 | 18.1582 | 0 | 0
BaseCase SC | SA | SESA | 4h | 0 | 176.5 | 120.888 | 107.0028 | 113.9016 | 124.2372 | 125.785 | 130.7812 | 136.6854 | 132.3826 | 118.7348 | 115.2243 | 103.0473 | 103.9568 | 99.5909 | 99.8891 | 92.4499 | 90.9421 | 85.4013 | 76.4818 | 94.3946 | 0 | 0 | 0
BaseCase SC | SA | SESA | Coordinated CER | 3.3873 | 5.4656 | 6.103 | 6.2297 | 7.5492 | 8.8949 | 10.1386 | 11.9466 | 13.6842 | 15.5618 | 16.2665 | 18.2684 | 18.8021 | 19.2391 | 20.9063 | 22.2306 | 24.804 | 26.8259 | 29.3331 | 28.8352 | 38.259 | 43.2663 | 43.3269 | 47.1134
BaseCase SC | SA | SESA | Distributed PV | 161.5615 | 186.9864 | 205.4394 | 211.0564 | 246.3931 | 263.248 | 273.9702 | 285.884 | 304.9998 | 313.9562 | 321.3995 | 348.2365 | 354.7425 | 383.5605 | 394.2405 | 409.344 | 390.684 | 439.1175 | 471.038 | 471.7685 | 509.749 | 536.7025 | 552.9385 | 572.7198
BaseCase SC | SA | SESA | Liquid Fuel | 0 | 0 | 0 | 0 | 0 | 0 | 0 | 0 | 0 | 0 | 0 | 0 | 0 | 0 | 0 | 0 | 0 | 0 | 0 | 0 | 0 | 0 | 0 | 0
BaseCase SC | SA | SESA | OCGT | 7.0108e-07 | 5.5895e-07 | 7.2247e-07 | 1.5555e-06 | 8.7555 | 2.1616e-06 | 6.5944 | 13.446 | 19 | 0 | 0 | 0 | 0 | 0 | 0 | 0 | 0 | 0 | 0 | 0 | 0 | 0 | 0 | 0
BaseCase SC | SA | SESA | Solar | 407.5728 | 443.8672 | 347.3151 | 436.561 | 450.1265 | 459.2156 | 452.6437 | 457.1787 | 478.0458 | 475.5647 | 461.0574 | 471.9933 | 456.6718 | 463.0335 | 254.0173 | 181.2004 | 274.4567 | 214.7134 | 278.9172 | 266.422 | 358.1004 | 357.6431 | 211.3557 | 143.0414
BaseCase SC | SA | SESA | Wind | 729.1172 | 801.8917 | 630.0839 | 797.4229 | 725.2121 | 694.5741 | 679.303 | 747.5551 | 767.6582 | 488.9517 | 428.3137 | 462.7518 | 79.831 | 1025.7052 | 1624.7131 | 1653.7435 | 1633.2435 | 1820.7291 | 1827.8918 | 1958.7733 | 1985.4925 | 2206.6277 | 1728.9167 | 1865.2369
BaseCase SC | TAS |  | 24h | 0 | 0 | 0 | 0 | 0 | 0 | 0 | 0 | 0 | 0 | 0 | 0 | 0 | 4.0022e-07 | 4.7607e-07 | 5.009e-07 | 2.7096e-07 | 7.8322e-07 | 0 | 0 | 0 | 1.9968e-07 | 1.5186e-07 | 3.5453e-07
BaseCase SC | TAS |  | 2h | 0 | 1.8392e-05 | 2.6478e-05 | 4.1729e-05 | 3.6439e-05 | 4.501e-05 | 1.749e-05 | 2.0733e-05 | 2.198e-05 | 2.2506e-05 | 2.3962e-05 | 2.3857e-05 | 4.1178e-05 | 4.4773e-05 | 3.5523e-05 | 3.5182e-05 | 3.5645e-05 | 3.8071e-05 | 2.2649e-05 | 2.3495e-05 | 2.3144e-05 | 1.848e-05 | 1.3088e-05 | 1.1789e-05
BaseCase SC | TAS |  | 4h | 0 | 1.8168e-05 | 2.5913e-05 | 4.064e-05 | 3.9857e-05 | 5.1366e-05 | 3.1535e-05 | 3.348e-05 | 3.9685e-05 | 3.9351e-05 | 3.8239e-05 | 3.837e-05 | 4.2762e-05 | 4.7201e-05 | 4.5919e-05 | 4.5368e-05 | 4.4385e-05 | 4.9434e-05 | 3.2696e-05 | 3.4342e-05 | 3.5858e-05 | 0.00014684 | 0.00013721 | 0.00013659
BaseCase SC | TAS |  | 8h | 0 | 0 | 1.8239e-05 | 2.9397e-05 | 2.9353e-05 | 3.3344e-05 | 2.9028e-05 | 2.9344e-05 | 3.4514e-05 | 3.272e-05 | 3.0408e-05 | 3.0071e-05 | 3.4592e-05 | 3.5793e-05 | 3.1913e-05 | 3.1902e-05 | 3.0033e-05 | 3.1467e-05 | 2.5082e-05 | 2.491e-05 | 2.6592e-05 | 3.0754e-05 | 1.1651e-05 | 1.9093e-06
BaseCase SC | TAS |  | CCGT | 0 | 0 | 0 | 0 | 0 | 0 | 0 | 0 | 0 | 0 | 0 | 0 | 0 | 0 | 0 | 0 | 0 | 0 | 0 | 0 | 0 | 0 | 0 | 0
BaseCase SC | TAS |  | CST | 0 | 0 | 0 | 0 | 0 | 0 | 0 | 0 | 0 | 0 | 0 | 0 | 0 | 0 | 0 | 0 | 0 | 0 | 0 | 0 | 0 | 0 | 0 | 0
BaseCase SC | TAS |  | Coordinated CER | 0.73478 | 0.65203 | 3.4785 | 25.0534 | 11.1294 | 17.2096 | 22.6743 | 26.7033 | 37.4201 | 42.7218 | 47.1989 | 53.5482 | 49.0465 | 52.5998 | 66.7252 | 77.5655 | 81.3645 | 95.0142 | 101.754 | 106.9207 | 141.9327 | 174.49 | 159.4224 | 182.8205
BaseCase SC | TAS |  | Distributed PV | 473.018 | 535.773 | 606.1805 | 622.585 | 713.2185 | 802.9404 | 831.6725 | 889.0255 | 933.7775 | 949.009 | 982.746 | 1001.5235 | 1094.7932 | 1199.0535 | 1254.076 | 1245.736 | 1243.8395 | 1354.476 | 1486.7745 | 1462.92 | 1591.163 | 1725.1135 | 1771.5945 | 1890.6235
BaseCase SC | TAS |  | Hydro | 8957.4987 | 11402.7027 | 7865.8673 | 7950.9499 | 8168.6553 | 6578.5 | 7420.6468 | 6990.3479 | 8944.8251 | 8775.5071 | 8956.8087 | 9785.4846 | 8962.1493 | 9211.0676 | 6352.2678 | 6125.4359 | 5747.8516 | 5627.3914 | 6225.3163 | 5877.9508 | 6963.7485 | 6824.2214 | 6248.3062 | 5580.5967
BaseCase SC | TAS |  | OCGT | 1.7569e-06 | 1.2681e-06 | 1.6755e-06 | 2.0612e-06 | 3.9181 | 4.4629e-06 | 0.79438 | 4.9565 | 18.5346 | 42.1084 | 53.428 | 48.9608 | 51.3791 | 88.3566 | 39.8413 | 47.64 | 41.7025 | 26.0229 | 39.7173 | 40.9538 | 45.4492 | 39.1219 | 78.994 | 50.1896
BaseCase SC | TAS |  | PHES | 0 | 0 | 0 | 0 | 0 | 0 | 0 | 0 | 0 | 0 | 0 | 0 | 2.43e-06 | 1.53e-05 | 1.5925e-05 | 1.6293e-05 | 1.5776e-05 | 6.1701e-05 | 5.1118e-05 | 5.2462e-05 | 5.753e-05 | 6.306e-05 | 5.6745e-05 | 6.0132e-05
BaseCase SC | TAS |  | Solar | 1.3854e-05 | 985.4451 | 1141.5658 | 1124.0082 | 1214.1789 | 2183.9606 | 1874.3876 | 2224.3982 | 1921.6226 | 1682.418 | 2142.6601 | 2143.4275 | 2180.5009 | 2305.5115 | 1275.7798 | 1201.9545 | 1122.8906 | 1234.7228 | 1202.1618 | 1154.1031 | 1284.3947 | 1434.6512 | 1281.5695 | 1313.736
BaseCase SC | TAS |  | Wind | 1965.7358 | 1950.1219 | 4425.3864 | 5692.2494 | 5887.9473 | 6941.599 | 7110.1672 | 7452.2284 | 7379.4135 | 7585.0342 | 7043.7851 | 6719.5644 | 7936.5566 | 7981.3674 | 7456.9878 | 7722.1062 | 7819.1288 | 7785.8305 | 7100.2529 | 7466.032 | 7385.7948 | 7191.1806 | 7466.9242 | 7612.9205
BaseCase SC | TAS | TAS | 24h | 0 | 0 | 0 | 0 | 0 | 0 | 0 | 0 | 0 | 0 | 0 | 0 | 0 | 4.0022e-07 | 4.7607e-07 | 5.009e-07 | 2.7096e-07 | 7.8322e-07 | 0 | 0 | 0 | 1.9968e-07 | 1.5186e-07 | 3.5453e-07
BaseCase SC | TAS | TAS | 2h | 0 | 1.8392e-05 | 2.6478e-05 | 4.1729e-05 | 3.6439e-05 | 4.501e-05 | 1.749e-05 | 2.0733e-05 | 2.198e-05 | 2.2506e-05 | 2.3962e-05 | 2.3857e-05 | 4.1178e-05 | 4.4773e-05 | 3.5523e-05 | 3.5182e-05 | 3.5645e-05 | 3.8071e-05 | 2.2649e-05 | 2.3495e-05 | 2.3144e-05 | 1.848e-05 | 1.3088e-05 | 1.1789e-05
BaseCase SC | TAS | TAS | 4h | 0 | 1.8168e-05 | 2.5913e-05 | 4.064e-05 | 3.9857e-05 | 5.1366e-05 | 3.1535e-05 | 3.348e-05 | 3.9685e-05 | 3.9351e-05 | 3.8239e-05 | 3.837e-05 | 4.2762e-05 | 4.7201e-05 | 4.5919e-05 | 4.5368e-05 | 4.4385e-05 | 4.9434e-05 | 3.2696e-05 | 3.4342e-05 | 3.5858e-05 | 0.00014684 | 0.00013721 | 0.00013659
BaseCase SC | TAS | TAS | 8h | 0 | 0 | 1.8239e-05 | 2.9397e-05 | 2.9353e-05 | 3.3344e-05 | 2.9028e-05 | 2.9344e-05 | 3.4514e-05 | 3.272e-05 | 3.0408e-05 | 3.0071e-05 | 3.4592e-05 | 3.5793e-05 | 3.1913e-05 | 3.1902e-05 | 3.0033e-05 | 3.1467e-05 | 2.5082e-05 | 2.491e-05 | 2.6592e-05 | 3.0754e-05 | 1.1651e-05 | 1.9093e-06
BaseCase SC | TAS | TAS | CCGT | 0 | 0 | 0 | 0 | 0 | 0 | 0 | 0 | 0 | 0 | 0 | 0 | 0 | 0 | 0 | 0 | 0 | 0 | 0 | 0 | 0 | 0 | 0 | 0
BaseCase SC | TAS | TAS | CST | 0 | 0 | 0 | 0 | 0 | 0 | 0 | 0 | 0 | 0 | 0 | 0 | 0 | 0 | 0 | 0 | 0 | 0 | 0 | 0 | 0 | 0 | 0 | 0
BaseCase SC | TAS | TAS | Coordinated CER | 0.73478 | 0.65203 | 3.4785 | 25.0534 | 11.1294 | 17.2096 | 22.6743 | 26.7033 | 37.4201 | 42.7218 | 47.1989 | 53.5482 | 49.0465 | 52.5998 | 66.7252 | 77.5655 | 81.3645 | 95.0142 | 101.754 | 106.9207 | 141.9327 | 174.49 | 159.4224 | 182.8205
BaseCase SC | TAS | TAS | Distributed PV | 473.018 | 535.773 | 606.1805 | 622.585 | 713.2185 | 802.9404 | 831.6725 | 889.0255 | 933.7775 | 949.009 | 982.746 | 1001.5235 | 1094.7932 | 1199.0535 | 1254.076 | 1245.736 | 1243.8395 | 1354.476 | 1486.7745 | 1462.92 | 1591.163 | 1725.1135 | 1771.5945 | 1890.6235
BaseCase SC | TAS | TAS | Hydro | 8957.4987 | 11402.7027 | 7865.8673 | 7950.9499 | 8168.6553 | 6578.5 | 7420.6468 | 6990.3479 | 8944.8251 | 8775.5071 | 8956.8087 | 9785.4846 | 8962.1493 | 9211.0676 | 6352.2678 | 6125.4359 | 5747.8516 | 5627.3914 | 6225.3163 | 5877.9508 | 6963.7485 | 6824.2214 | 6248.3062 | 5580.5967
BaseCase SC | TAS | TAS | OCGT | 1.7569e-06 | 1.2681e-06 | 1.6755e-06 | 2.0612e-06 | 3.9181 | 4.4629e-06 | 0.79438 | 4.9565 | 18.5346 | 42.1084 | 53.428 | 48.9608 | 51.3791 | 88.3566 | 39.8413 | 47.64 | 41.7025 | 26.0229 | 39.7173 | 40.9538 | 45.4492 | 39.1219 | 78.994 | 50.1896
BaseCase SC | TAS | TAS | PHES | 0 | 0 | 0 | 0 | 0 | 0 | 0 | 0 | 0 | 0 | 0 | 0 | 2.43e-06 | 1.53e-05 | 1.5925e-05 | 1.6293e-05 | 1.5776e-05 | 6.1701e-05 | 5.1118e-05 | 5.2462e-05 | 5.753e-05 | 6.306e-05 | 5.6745e-05 | 6.0132e-05
BaseCase SC | TAS | TAS | Solar | 1.3854e-05 | 985.4451 | 1141.5658 | 1124.0082 | 1214.1789 | 2183.9606 | 1874.3876 | 2224.3982 | 1921.6226 | 1682.418 | 2142.6601 | 2143.4275 | 2180.5009 | 2305.5115 | 1275.7798 | 1201.9545 | 1122.8906 | 1234.7228 | 1202.1618 | 1154.1031 | 1284.3947 | 1434.6512 | 1281.5695 | 1313.736
BaseCase SC | TAS | TAS | Wind | 1965.7358 | 1950.1219 | 4425.3864 | 5692.2494 | 5887.9473 | 6941.599 | 7110.1672 | 7452.2284 | 7379.4135 | 7585.0342 | 7043.7851 | 6719.5644 | 7936.5566 | 7981.3674 | 7456.9878 | 7722.1062 | 7819.1288 | 7785.8305 | 7100.2529 | 7466.032 | 7385.7948 | 7191.1806 | 7466.9242 | 7612.9205
BaseCase SC | VIC |  | 1h | 0 | 5.342 | 7.9207 | 8.4983 | 8.4062 | 9.2585 | 9.0703 | 9.1879 | 9.5992 | 9.5488 | 8.6922 | 8.9938 | 7.8555 | 7.7083 | 7.5273 | 8.0289 | 8.0564 | 7.7889 | 7.3732 | 7.0488 | 8.2335 | 8.5014 | 7.9741 | 7.9948
BaseCase SC | VIC |  | 2h | 740.6163 | 1459.1168 | 1414.6657 | 1437.2708 | 1525.9009 | 1935.1982 | 2105.0149 | 2202.0252 | 2268.2827 | 2204.2987 | 1921.2027 | 1877.8302 | 1565.8766 | 1566.8807 | 1615.1635 | 1545.559 | 1415.3262 | 1430.2347 | 1330.3728 | 1170.5536 | 1195.0624 | 971.4255 | 908.3483 | 894.682
BaseCase SC | VIC |  | 4h | 0 | 610.374 | 1370.9727 | 1557.4924 | 1675.6456 | 1921.3488 | 2048.1473 | 2082.131 | 2188.1109 | 2069.3838 | 1883.8618 | 1858.2776 | 1540.418 | 1460.7611 | 1507.3227 | 1551.8698 | 1388.5366 | 1443.8694 | 1462.1257 | 1332.3838 | 1534.6631 | 1010.3291 | 879.7122 | 894.464
BaseCase SC | VIC |  | 8h | 0 | 0 | 0.00010444 | 0.00013127 | 0.00013809 | 0.00016065 | 0.00014754 | 0.00015501 | 0.00016297 | 0.00016011 | 0.00014396 | 0.00014257 | 0.00013131 | 0.00014656 | 0.00014893 | 0.00015078 | 0.0001435 | 0.000151 | 0.00011789 | 0.00011569 | 0.00012627 | 267.8496 | 235.7346 | 243.9373
BaseCase SC | VIC |  | Brown Coal | 31657.4015 | 22075.8557 | 15860.3861 | 9631.3192 | 8064.1083 | 7842.7066 | 7821.2784 | 7821.2784 | 0 | 0 | 0 | 0 | 0 | 0 | 0 | 0 | 0 | 0 | 0 | 0 | 0 | 0 | 0 | 0
BaseCase SC | VIC |  | CCGT | 262.8 | 131.76 | 481.8 | 131.4 | 291.4177 | 58.9038 | 102.412 | 124.9647 | 162.8359 | 308.8104 | 450.7277 | 336.1663 | 233.749 | 346.0782 | 0 | 0 | 0 | 0 | 0 | 0 | 0 | 0 | 0 | 0
BaseCase SC | VIC |  | Coordinated CER | 48.746 | 64.8269 | 115.4039 | 175.4774 | 235.4286 | 319.3123 | 412.5529 | 519.6155 | 655.9681 | 768.6763 | 798.2232 | 934.8408 | 902.8411 | 959.605 | 1163.0671 | 1328.1259 | 1392.8184 | 1624.6952 | 1698.1486 | 1759.5005 | 2338.0153 | 2721.7003 | 2570.9158 | 2970.2379
BaseCase SC | VIC |  | Distributed PV | 6610.5635 | 7786.9466 | 8991.7457 | 9103.6799 | 11685.8531 | 12423.1564 | 13039.8439 | 13992.2919 | 15110.3873 | 15145.5723 | 15438.9874 | 16279.5843 | 17336.9442 | 19498.4036 | 19900.705 | 20290.4487 | 18693.8274 | 20945.4324 | 23345.1908 | 23070.5709 | 26084.7285 | 26989.3991 | 28185.6092 | 30252.9338
BaseCase SC | VIC |  | Hydro | 3399.0677 | 3219.7246 | 2639.0799 | 2904.5063 | 2865.944 | 2729.2992 | 2604.2715 | 1635.5594 | 2530.5245 | 2494.9925 | 2121.6808 | 2615.4243 | 1658.0487 | 1300.3689 | 1642.9199 | 1068.164 | 2133.2214 | 1860.3908 | 1602.6792 | 1529.9045 | 1740.1634 | 1825.8318 | 2060.4769 | 1402.8081
BaseCase SC | VIC |  | OCGT | 158.4728 | 90.6509 | 337.7856 | 112.1495 | 396.1054 | 73.8221 | 252.8451 | 210.0077 | 551.5122 | 917.2672 | 1255.0205 | 1108.7545 | 765.7777 | 1355.9282 | 1904.3078 | 2053.7822 | 1704.2032 | 1103.065 | 2053.0299 | 2302.1572 | 2862.5334 | 1435.8812 | 3937.2526 | 2471.7386
BaseCase SC | VIC |  | Offshore Wind | 0 | 0 | 0 | 0 | 0 | 8387.1895 | 11417.463 | 13416.2495 | 16924.1096 | 21859.7766 | 24963.2491 | 26669.3023 | 34126.8288 | 34982.7416 | 36810.0415 | 35561.0253 | 36501.0408 | 37152.513 | 36508.4957 | 38292.5132 | 35663.0183 | 36213.3055 | 36999.0732 | 38486.251
BaseCase SC | VIC |  | Solar | 2947.0555 | 6451.4845 | 7354.8031 | 6529.6217 | 6798.8967 | 6500.6045 | 6614.1546 | 6735.8937 | 6873.189 | 6221.9642 | 5799.1659 | 5716.5983 | 4857.2596 | 7570.7 | 8671.3423 | 8697.4531 | 8419.7042 | 8847.8196 | 8345.2358 | 7556.9501 | 8980.1467 | 9100.2841 | 8246.7081 | 8329.0538
BaseCase SC | VIC |  | Wind | 15480.5944 | 18786.7282 | 24484.5598 | 30560.969 | 30491.8559 | 30036.7871 | 29471.6873 | 31221.1259 | 30997.5754 | 31150.2196 | 29899.6486 | 30587.359 | 26095.8545 | 22786.9831 | 24887.705 | 26945.9822 | 26066.4733 | 27637.234 | 28234.9871 | 30280.3218 | 28583.3478 | 29757.8613 | 30064.1462 | 30778.3788
BaseCase SC | VIC | MEL | 2h | 436.4524 | 236.5573 | 407.0009 | 486.4407 | 536.9159 | 713.1691 | 809.8641 | 849.1848 | 898.9547 | 863.8226 | 761.6492 | 738.3859 | 635.4834 | 592.707 | 625.693 | 537.7207 | 488.0111 | 517.3286 | 438.8008 | 401.2596 | 363.4205 | 335.7265 | 298.8077 | 305.4092
BaseCase SC | VIC | MEL | 4h | 0 | 533.0523 | 865.1397 | 994.4035 | 1068.4635 | 1183.9331 | 1254.2034 | 1268.3483 | 1331.6161 | 1259.2895 | 1170.2478 | 1164.3147 | 996.6027 | 925.6579 | 945.7771 | 977.0282 | 861.0016 | 895.9237 | 917.214 | 845.0884 | 957.6756 | 806.7273 | 721.2533 | 739.8377
BaseCase SC | VIC | MEL | 8h | 0 | 0 | 5.3575e-05 | 6.5797e-05 | 6.9441e-05 | 8.0886e-05 | 7.4694e-05 | 7.7963e-05 | 8.1339e-05 | 7.989e-05 | 7.2118e-05 | 7.1245e-05 | 6.6209e-05 | 7.5454e-05 | 7.5942e-05 | 7.6537e-05 | 7.296e-05 | 7.6561e-05 | 6.058e-05 | 5.9169e-05 | 6.4579e-05 | 267.8494 | 235.7345 | 243.9372
BaseCase SC | VIC | MEL | CCGT | 262.8 | 131.76 | 481.8 | 131.4 | 291.4177 | 58.9038 | 102.412 | 124.9647 | 162.8359 | 308.8104 | 450.7277 | 336.1663 | 233.749 | 346.0782 | 0 | 0 | 0 | 0 | 0 | 0 | 0 | 0 | 0 | 0
BaseCase SC | VIC | MEL | Coordinated CER | 34.7523 | 41.8716 | 82.6627 | 126.542 | 172.5909 | 238.1777 | 307.5124 | 389.7283 | 494.3925 | 582.211 | 605.1767 | 709.4609 | 692.7651 | 731.8351 | 896.3621 | 1028.1251 | 1071.5199 | 1258.4369 | 1309.7345 | 1356.8243 | 1816.5352 | 2095.4853 | 1974.8983 | 2307.9404
BaseCase SC | VIC | MEL | Distributed PV | 4394.457 | 5173.8801 | 5983.2349 | 6021.2081 | 7849.0866 | 8367.8111 | 8813.254 | 9448.9432 | 10175.14 | 10175.8735 | 10340.5067 | 10939.6728 | 11593.3484 | 13090.305 | 13376.2123 | 13503.7417 | 12649.9106 | 14134.5433 | 15768.3854 | 15385.956 | 17197.8246 | 17883.313 | 18774.7955 | 20153.9541
BaseCase SC | VIC | MEL | OCGT | 27.7154 | 13.703 | 81.9936 | 13.6656 | 66.6968 | 4.6016 | 21.5216 | 29.1625 | 225.1421 | 371.2223 | 548.3742 | 508.077 | 544.0541 | 932.2182 | 1380.8829 | 1590.4287 | 1391.8228 | 938.5482 | 1658.3813 | 1747.8243 | 2188.4845 | 1396.2814 | 3672.0152 | 2196.4592
BaseCase SC | VIC | MEL | Solar | 1.7162e-05 | 3.2594e-05 | 3.5108e-05 | 3.7684e-05 | 5.3743e-05 | 8.8321e-05 | 0.00010992 | 0.00011286 | 0.00011192 | 9.7437e-05 | 9.1018e-05 | 9.532e-05 | 7.4724e-05 | 7.5154e-05 | 8.0564e-05 | 7.5128e-05 | 6.9981e-05 | 7.884e-05 | 0.00010133 | 9.4224e-05 | 0.00010177 | 0.00010207 | 0.00010191 | 0.00011075
BaseCase SC | VIC | SEV | 2h | 50.7693 | 40.2095 | 85.611 | 106.771 | 119.0889 | 164.7851 | 176.3313 | 186.9017 | 196.9008 | 189.5943 | 163.8509 | 156.2749 | 122.6851 | 120.8089 | 128.8039 | 127.2773 | 119.3177 | 97.4552 | 98.7743 | 56.5594 | 63.7673 | 26.7022 | 24.877 | 23.9746
BaseCase SC | VIC | SEV | 4h | 0 | 54.2439 | 209.0651 | 258.1614 | 280.3472 | 351.9231 | 380.581 | 386.0904 | 412.6994 | 388.5732 | 344.6059 | 335.8334 | 261.6602 | 246.8532 | 262.5364 | 263.9232 | 245.415 | 259.3654 | 272.4093 | 238.7129 | 268.3238 | 0 | 0 | 0
BaseCase SC | VIC | SEV | 8h | 0 | 0 | 5.0866e-05 | 6.547e-05 | 6.8653e-05 | 7.9763e-05 | 7.2848e-05 | 7.7049e-05 | 8.1628e-05 | 8.0224e-05 | 7.184e-05 | 7.1326e-05 | 6.5105e-05 | 7.1105e-05 | 7.299e-05 | 7.4247e-05 | 7.0537e-05 | 7.4436e-05 | 5.7305e-05 | 5.6526e-05 | 6.1694e-05 | 0.00015782 | 0.0001029 | 9.713e-05
BaseCase SC | VIC | SEV | Brown Coal | 31657.4015 | 22075.8557 | 15860.3861 | 9631.3192 | 8064.1083 | 7842.7066 | 7821.2784 | 7821.2784 | 0 | 0 | 0 | 0 | 0 | 0 | 0 | 0 | 0 | 0 | 0 | 0 | 0 | 0 | 0 | 0
BaseCase SC | VIC | SEV | Coordinated CER | 3.4536 | 3.1644 | 7.4271 | 12.6719 | 16.0439 | 21.0891 | 26.8159 | 33.2947 | 41.2399 | 48.5864 | 50.2508 | 57.7429 | 50.3496 | 54.9162 | 65.2414 | 77.0553 | 79.1844 | 92.7324 | 97.5404 | 103.1493 | 131.7801 | 155.4161 | 147.462 | 163.5197
BaseCase SC | VIC | SEV | Distributed PV | 484.2825 | 577.2165 | 674.2345 | 690.1379 | 800.1509 | 863.7189 | 902.034 | 973.3095 | 1053.845 | 1053.0925 | 1079.368 | 1145.3885 | 1227.136 | 1391.893 | 1427.564 | 1486.971 | 1410.7665 | 1587.1355 | 1775.2521 | 1749.1191 | 1940.3931 | 2032.3024 | 2076.1962 | 2229.6562
BaseCase SC | VIC | SEV | OCGT | 2.8613 | 1.6552e-05 | 2.1047e-05 | 17.2905 | 94.396 | 16.0946 | 36.1734 | 62.8163 | 107.3282 | 211.9684 | 241.2243 | 236.6729 | 89.4433 | 101.6432 | 94.3639 | 122.6947 | 21.4235 | 14.1644 | 7.9843 | 5.3035 | 36.507 | 1.503e-08 | 69.8587 | 21.4494
BaseCase SC | VIC | SEV | Offshore Wind | 0 | 0 | 0 | 0 | 0 | 8387.1893 | 9305.6841 | 11249.6471 | 14746.9467 | 19586.1024 | 21728.177 | 23264.803 | 30760.595 | 32072.4786 | 33761.1626 | 32459.2761 | 33324.2774 | 33729.4282 | 33173.7087 | 34959.9243 | 32555.7483 | 33130.3629 | 33797.0326 | 35229.2443
BaseCase SC | VIC | SEV | Solar | 6.5835 | 1037.7451 | 1224.5155 | 1157.3592 | 1174.1614 | 1122.0554 | 1223.9249 | 1236.2902 | 1238.3133 | 1131.9866 | 972.7314 | 973.9345 | 828.6469 | 750.6182 | 863.6919 | 874.5541 | 832.7492 | 886.5561 | 847.9665 | 828.828 | 899.6837 | 906.7775 | 888.2797 | 941.3259
BaseCase SC | VIC | SEV | Wind | 334.6264 | 354.9657 | 338.009 | 384.2718 | 335.0558 | 342.1309 | 353.8599 | 357.8468 | 332.5318 | 380.82 | 335.0593 | 358.938 | 312.2725 | 280.0477 | 0.00019978 | 0.0002094 | 0.00020549 | 0.00021006 | 0.0002093 | 0.00024983 | 0.00022715 | 0.00022623 | 0.00023362 | 0.00022098
BaseCase SC | VIC | WNV | 1h | 0 | 5.342 | 7.9207 | 8.4983 | 8.4062 | 9.2585 | 9.0703 | 9.1879 | 9.5992 | 9.5488 | 8.6922 | 8.9938 | 7.8555 | 7.7083 | 7.5273 | 8.0289 | 8.0564 | 7.7889 | 7.3732 | 7.0488 | 8.2335 | 8.5014 | 7.9741 | 7.9948
BaseCase SC | VIC | WNV | 2h | 253.3946 | 1182.35 | 922.0538 | 844.0591 | 869.8962 | 1057.244 | 1118.8195 | 1165.9388 | 1172.4271 | 1150.8818 | 995.7025 | 983.1693 | 807.7082 | 853.3649 | 860.6667 | 880.5609 | 807.9974 | 815.4508 | 792.7976 | 712.7346 | 767.8746 | 608.9968 | 584.6636 | 565.2981
BaseCase SC | VIC | WNV | 4h | 0 | 23.0778 | 296.768 | 304.9275 | 326.8349 | 385.4926 | 413.3629 | 427.6923 | 443.7954 | 421.5212 | 369.0081 | 358.1295 | 282.155 | 288.2499 | 299.0092 | 310.9185 | 282.12 | 288.5802 | 272.5024 | 248.5825 | 308.6637 | 203.6018 | 158.4589 | 154.6263
BaseCase SC | VIC | WNV | Coordinated CER | 10.54 | 19.7909 | 25.314 | 36.2635 | 46.7938 | 60.0455 | 78.2245 | 96.5926 | 120.3358 | 137.8789 | 142.7957 | 167.637 | 159.7263 | 172.8537 | 201.4636 | 222.9455 | 242.1141 | 273.5259 | 290.8737 | 299.5268 | 389.7 | 470.7989 | 448.5555 | 498.7778
BaseCase SC | VIC | WNV | Distributed PV | 1731.824 | 2035.8501 | 2334.2764 | 2392.3338 | 3036.6156 | 3191.6264 | 3324.5559 | 3570.0392 | 3881.4023 | 3916.6064 | 4019.1127 | 4194.523 | 4516.4598 | 5016.2057 | 5096.9287 | 5299.736 | 4633.1503 | 5223.7536 | 5801.5532 | 5935.4959 | 6946.5108 | 7073.7837 | 7334.6174 | 7869.3235
BaseCase SC | VIC | WNV | Hydro | 3399.0677 | 3219.7246 | 2639.0799 | 2904.5063 | 2865.944 | 2729.2992 | 2604.2715 | 1635.5594 | 2530.5245 | 2494.9925 | 2121.6808 | 2615.4243 | 1658.0487 | 1300.3689 | 1642.9199 | 1068.164 | 2133.2214 | 1860.3908 | 1602.6792 | 1529.9045 | 1740.1634 | 1825.8318 | 2060.4769 | 1402.8081
BaseCase SC | VIC | WNV | OCGT | 127.896 | 76.9478 | 255.792 | 81.1934 | 235.0126 | 53.1259 | 195.1502 | 118.0289 | 219.0419 | 334.0765 | 465.422 | 364.0047 | 132.2804 | 322.0668 | 429.061 | 340.6588 | 290.9569 | 150.3524 | 386.6643 | 549.0294 | 637.5419 | 39.5998 | 195.3787 | 253.83
BaseCase SC | VIC | WNV | Offshore Wind | 0 | 0 | 0 | 0 | 0 | 0.00013476 | 2111.7789 | 2166.6023 | 2177.1629 | 2273.6742 | 3235.0721 | 3404.4993 | 3366.2338 | 2910.263 | 3048.8788 | 3101.7492 | 3176.7634 | 3423.0848 | 3334.787 | 3332.589 | 3107.27 | 3082.9426 | 3202.0405 | 3257.0067
BaseCase SC | VIC | WNV | Solar | 2940.472 | 5413.7393 | 6130.2876 | 5372.2625 | 5624.7353 | 5378.5489 | 5390.2296 | 5499.6034 | 5634.8756 | 5089.9775 | 4826.4344 | 4742.6637 | 4028.6126 | 6820.0817 | 7807.6503 | 7822.8988 | 7586.955 | 7961.2634 | 7497.2692 | 6728.122 | 8080.4629 | 8193.5066 | 7358.4283 | 7387.7278
BaseCase SC | VIC | WNV | Wind | 15145.968 | 18431.7625 | 24146.5508 | 30176.6972 | 30156.8001 | 29694.6563 | 29117.8274 | 30863.279 | 30665.0435 | 30769.3996 | 29564.5893 | 30228.421 | 25783.582 | 22506.9354 | 24887.7048 | 26945.982 | 26066.4731 | 27637.2338 | 28234.9869 | 30280.3216 | 28583.3475 | 29757.861 | 30064.146 | 30778.3786
Option 2 SC | NEM |  | 12h | 0 | 0 | 74.9037 | 1427.3733 | 1531.2156 | 1569.0604 | 1635.2344 | 1737.6503 | 1821.9608 | 1664.2248 | 1490.4908 | 1497.8378 | 1364.4806 | 1402.11 | 1331.3534 | 1293.6729 | 1174.3083 | 1145.1818 | 1131.9802 | 1068.1147 | 1237.5477 | 1266.7692 | 1130.8151 | 1343.062
Option 2 SC | NEM |  | 1h | 83.5657 | 362.3342 | 357.7467 | 405.1817 | 416.4402 | 398.3049 | 408.9705 | 437.8805 | 438.3827 | 434.3469 | 425.9626 | 427.5094 | 412.5649 | 402.6913 | 417.6308 | 375.4007 | 347.7852 | 325.9196 | 314.9527 | 296.9491 | 335.1306 | 299.3398 | 312.7324 | 192.5056
Option 2 SC | NEM |  | 24h | 0 | 0 | 0 | 0 | 0 | 0 | 0 | 0 | 0 | 1.5217e-06 | 9.4106e-07 | 2.0017e-06 | 1.0086e-05 | 1.3146e-05 | 1.3879e-05 | 1.3998e-05 | 1.4309e-05 | 2.0021e-05 | 1.5074e-05 | 1.575e-05 | 1.7149e-05 | 1.8336e-05 | 1.6642e-05 | 1.7874e-05
Option 2 SC | NEM |  | 2h | 1919.5327 | 5388.4411 | 4666.9553 | 4706.5445 | 5209.7758 | 5644.9866 | 5844.7892 | 6156.335 | 6372.8736 | 6207.7787 | 5617.7784 | 5598.0249 | 4938.3937 | 4937.0262 | 4902.5005 | 4600.1645 | 4137.6673 | 4111.0961 | 3740.5555 | 3183.1812 | 3433.1254 | 2498.4695 | 2273.5104 | 2078.1311
Option 2 SC | NEM |  | 4h | 1084.6909 | 3664.976 | 5826.3661 | 7057.8318 | 7373.1934 | 7787.2557 | 7895.3834 | 8139.9602 | 8392.8943 | 8082.9288 | 7560.7994 | 7599.863 | 7037.0297 | 7001.1508 | 6993.2178 | 6669.1369 | 5999.2922 | 6169.3348 | 6624.8369 | 6138.3289 | 6416.2668 | 5477.9989 | 3868.4307 | 4002.3259
Option 2 SC | NEM |  | 8h | 371.126 | 1178.3796 | 3293.0395 | 5077.8621 | 5292.8468 | 5705.0607 | 7193.293 | 9245.3883 | 9647.2124 | 9128.247 | 8212.6235 | 8370.4784 | 8426.4743 | 8503.3804 | 8239.9449 | 7746.6582 | 7429.9087 | 7928.6132 | 7576.6544 | 7586.8577 | 8074.3744 | 13198.2373 | 12478.4116 | 15080.647
Option 2 SC | NEM |  | Biomass | 269.1072 | 259.4131 | 237.0313 | 231.8383 | 232.472 | 227.1414 | 228.4551 | 208.9125 | 189.5169 | 200.4703 | 184.0705 | 182.8262 | 122.9153 | 115.2408 | 115.45 | 122.7439 | 107.6618 | 95.3345 | 83.4612 | 92.2878 | 102.1904 | 87.6467 | 93.2212 | 74.6175
Option 2 SC | NEM |  | Black Coal | 73499.7113 | 58379.2579 | 46398.0196 | 32525.3255 | 30294.3213 | 26690.9101 | 26980.1167 | 20003.5012 | 16354.8191 | 18011.0299 | 17212.6486 | 13288.2313 | 10370.3508 | 10398.7627 | 7728.072 | 7728.072 | 6424.584 | 5576.5224 | 4697.988 | 3834.69 | 2971.392 | 2979.5328 | 2971.392 | 0
Option 2 SC | NEM |  | Brown Coal | 31657.7396 | 22082.6437 | 15859.691 | 9625.444 | 8088.0195 | 7842.7066 | 7821.2784 | 7821.2784 | 0 | 0 | 0 | 0 | 0 | 0 | 0 | 0 | 0 | 0 | 0 | 0 | 0 | 0 | 0 | 0
Option 2 SC | NEM |  | CCGT | 4422.4776 | 2915.1125 | 3650.7081 | 2450.2937 | 2039.0141 | 955.1143 | 2065.7137 | 2830.5645 | 2385.1504 | 3372.1772 | 4289.9236 | 3701.6325 | 844.2833 | 1738.4674 | 1696.6632 | 1544.4317 | 1463.2637 | 914.0475 | 1263.8727 | 924.9999 | 919.33 | 867.4823 | 1132.3997 | 943.8098
Option 2 SC | NEM |  | CST | 0 | 0 | 0 | 0 | 0 | 0 | 0 | 0 | 0 | 0 | 0 | 0 | 637.1298 | 665.9623 | 582.9519 | 613.4943 | 492.6282 | 553.4625 | 631.0203 | 645.3248 | 610.7119 | 620.2987 | 568.8204 | 677.6259
Option 2 SC | NEM |  | Coordinated CER | 258.8002 | 467.0912 | 594.715 | 835.791 | 1067.48 | 1366.6598 | 1685.7705 | 2093.8112 | 2592.0267 | 2999.4405 | 3327.8879 | 3940.0242 | 4261.5327 | 4707.2182 | 5548.1689 | 6024.0157 | 6233.4388 | 7082.5315 | 7584.6417 | 8050.7181 | 9789.9138 | 10887.6339 | 11478.0183 | 12692.5538
Option 2 SC | NEM |  | DSP | 2.236e-08 | 4.7645e-07 | 4.7367e-07 | 7.5243e-07 | 1.0628e-06 | 1.0688e-06 | 7.9513e-07 | 0.044334 | 0.010697 | 0.055505 | 0.97315 | 0.79289 | 14.4777 | 21.3966 | 30.9861 | 32.1823 | 35.6984 | 47.5218 | 13.0347 | 39.478 | 33.6167 | 40.0574 | 58.4686 | 51.5872
Option 2 SC | NEM |  | Distributed PV | 32414.6384 | 37120.0282 | 41818.1986 | 44553.8733 | 49399.686 | 52870.7969 | 55104.5223 | 59543.0099 | 62727.9782 | 64802.237 | 64554.7069 | 65858.0281 | 70990.4821 | 79158.1767 | 82316.4677 | 82169.5298 | 75906.1237 | 84444.4736 | 93172.7986 | 97233.0601 | 102920.451 | 108084.089 | 112018.5485 | 120656.1296
Option 2 SC | NEM |  | H2 Reciprocating Engine | 0 | 0 | 7.1362e-07 | 1.3212e-06 | 2.2046e-06 | 2.2483e-06 | 2.2737e-06 | 1.9121 | 2.3223e-06 | 2.964e-06 | 28.5747 | 105.4383 | 39.0216 | 1.5249 | 45.3243 | 16.0739 | 14.4564 | 0.20203 | 83.2071 | 106.0206 | 134.1991 | 48.4738 | 148.772 | 222.5803
Option 2 SC | NEM |  | Hydro | 17049.5065 | 19536.6447 | 14019.0475 | 14866.6517 | 14602.6017 | 12866.0692 | 13665.3457 | 11357.3363 | 15715.8169 | 15140.1458 | 14230.8181 | 16147.4241 | 13484.5525 | 12977.4819 | 10551.2702 | 9383.1492 | 10396.4352 | 10252.9403 | 9975.2894 | 9423.9637 | 11328.5608 | 11235.7739 | 11031.8087 | 8839.5191
Option 2 SC | NEM |  | Liquid Fuel | 7.8528 | 3.6817e-06 | 5.3187e-06 | 6.5171 | 58.6297 | 26.1759 | 71.1205 | 73.4356 | 80.5485 | 134.3544 | 205.6507 | 173.3879 | 29.9846 | 51.0129 | 60.2788 | 72.5095 | 68.7586 | 13.8074 | 73.3272 | 96.238 | 35.8396 | 11.0362 | 36.1329 | 10.0492
Option 2 SC | NEM |  | OCGT | 379.6648 | 122.9133 | 415.2599 | 247.7415 | 925.5275 | 280.6864 | 892.4868 | 1291.5452 | 1492.0927 | 2402.4835 | 3546.7779 | 3660.1891 | 1868.6815 | 3078.4356 | 4749.6929 | 4783.0433 | 3660.1094 | 3172.4702 | 4984.0969 | 6527.9343 | 7525.6531 | 4958.5358 | 9850.3463 | 7228.1112
Option 2 SC | NEM |  | Offshore Wind | 0 | 0 | 0 | 0 | 0 | 8386.5008 | 11415.9413 | 13373.8094 | 16925.9245 | 21872.9766 | 24969.7463 | 26659.1844 | 38668.4365 | 38894.7469 | 41388.6507 | 39944.683 | 44398.8902 | 44099.9835 | 44058.4228 | 45522.1818 | 42964.942 | 43609.9484 | 44607.6562 | 45982.0829
Option 2 SC | NEM |  | PHES | 184.5911 | 887.0163 | 3347.6827 | 5559.8949 | 6203.9758 | 6603.0243 | 7190.1201 | 7710.6329 | 7895.1648 | 9346.6003 | 10679.8224 | 11728.9353 | 11216.0447 | 10765.8131 | 10742.0825 | 10234.4967 | 10925.6266 | 10381.8059 | 9237.2162 | 8623.6574 | 10301.2816 | 10098.255 | 10010.455 | 9624.3941
Option 2 SC | NEM |  | Solar | 22530.3447 | 45064.6024 | 58250.8068 | 65013.461 | 65312.846 | 66787.9686 | 69961.0218 | 74255.2043 | 79279.6849 | 78883.388 | 79627.5451 | 80612.7422 | 82299.4448 | 86842.1465 | 85159.211 | 86551.5771 | 85879.5862 | 87989.0887 | 88552.2316 | 87538.0929 | 92134.2447 | 97267.9919 | 97264.7661 | 100913.4564
Option 2 SC | NEM |  | Wind | 41902.0173 | 47224.1272 | 59108.428 | 81633.8672 | 91020.91 | 97705.4249 | 98376.6094 | 108636.468 | 116591.1893 | 115564.4716 | 118338.3599 | 124114.893 | 126998.6009 | 121283.3777 | 126559.1743 | 136332.1916 | 136575.283 | 140392.8488 | 140841.764 | 143596.9036 | 143863.5218 | 144970.1241 | 139134.4328 | 144180.4336
Option 2 SC | NSW |  | 12h | 0 | 0 | 74.9037 | 1427.3733 | 1531.2156 | 1569.0604 | 1635.2344 | 1737.6503 | 1821.9608 | 1664.2248 | 1490.4908 | 1497.8378 | 1364.4806 | 1402.11 | 1331.3534 | 1293.6729 | 1174.3083 | 1145.1818 | 1131.9802 | 1068.1147 | 1237.5477 | 1266.7692 | 1130.8151 | 1343.062
Option 2 SC | NSW |  | 1h | 57.0368 | 195.9863 | 128.0716 | 132.45 | 133.6515 | 133.7415 | 140.5335 | 145.5218 | 141.6732 | 142.2558 | 131.2125 | 132.0269 | 117.324 | 108.4623 | 109.0249 | 96.9067 | 90.5078 | 74.5468 | 70.9349 | 63.7679 | 79.894 | 75.0465 | 74.9626 | 74.0371
Option 2 SC | NSW |  | 2h | 215.1727 | 554.5207 | 618.5554 | 679.4175 | 995.2862 | 995.2712 | 993.036 | 1033.5945 | 1051.9931 | 1002.2206 | 851.7671 | 897.4315 | 841.9631 | 851.4299 | 807.3663 | 734.6401 | 624.8907 | 645.1378 | 616.3035 | 584.6112 | 641.6541 | 621.3281 | 542.8082 | 623.488
Option 2 SC | NSW |  | 4h | 967.8205 | 2442.8013 | 3484.9594 | 3675.5489 | 3809.6072 | 4016.3647 | 3966.7666 | 4148.2335 | 4257.114 | 4063.7321 | 3779.4237 | 3816.7264 | 3612.7873 | 3716.2048 | 3629.0492 | 3418.8766 | 2946.8506 | 2997.4942 | 2957.108 | 2619.8958 | 2543.2858 | 1982.4105 | 801.3761 | 817.6102
Option 2 SC | NSW |  | 8h | 371.126 | 1178.3796 | 2663.7102 | 4079.0816 | 4260.4897 | 4627.2166 | 6102.0585 | 8096.479 | 8427.7397 | 7964.3833 | 7128.6184 | 7305.5372 | 7536.5168 | 7603.3417 | 7386.6795 | 6883.8144 | 6619.3141 | 6708.6735 | 6403.2563 | 6339.8504 | 6656.1317 | 8518.1707 | 7274.2664 | 7155.9125
Option 2 SC | NSW |  | Black Coal | 34817.9689 | 28145.4762 | 20373.9134 | 10665.2587 | 8416.563 | 7391.3846 | 8632.0357 | 3335.7178 | 3342.2526 | 3779.6184 | 4254.4722 | 3920.058 | 2642.2788 | 2649.5179 | 0 | 0 | 0 | 0 | 0 | 0 | 0 | 0 | 0 | 0
Option 2 SC | NSW |  | CCGT | 525.6 | 527.04 | 525.6 | 368.4474 | 536.423 | 241.7664 | 742.5135 | 1040.2618 | 1051.0686 | 1437.6955 | 1929.4092 | 1900.5451 | 398.8146 | 1083.9152 | 1271.7167 | 1236.002 | 1081.6222 | 504.5672 | 479.5568 | 679.9926 | 633.688 | 708.8381 | 918.7031 | 698.1795
Option 2 SC | NSW |  | CST | 0 | 0 | 0 | 0 | 0 | 0 | 0 | 0 | 0 | 0 | 0 | 0 | 637.1298 | 665.9623 | 582.9519 | 613.4943 | 492.6282 | 553.4625 | 631.0203 | 645.3248 | 610.7119 | 620.2987 | 568.8204 | 677.6259
Option 2 SC | NSW |  | Coordinated CER | 100.6979 | 172.3173 | 239.2159 | 332.1931 | 432.6955 | 547.4736 | 670.1586 | 830.658 | 1005.4275 | 1185.1646 | 1364.5009 | 1630.794 | 1827.1771 | 2096.7035 | 2446.4223 | 2642.7752 | 2741.2906 | 3115.8861 | 3452.4891 | 3677.8205 | 4339.9085 | 4822.1843 | 5052.0613 | 5896.8631
Option 2 SC | NSW |  | DSP | 2.236e-08 | 4.7645e-07 | 4.7367e-07 | 7.5243e-07 | 1.0628e-06 | 1.0688e-06 | 7.9513e-07 | 0.044334 | 0.010697 | 0.055505 | 0.97315 | 0.79289 | 14.4777 | 21.3966 | 30.9861 | 32.1823 | 35.6984 | 47.5218 | 13.0347 | 39.478 | 33.6167 | 40.0574 | 58.4686 | 51.5872
Option 2 SC | NSW |  | Distributed PV | 11543.0745 | 12914.8187 | 14968.8674 | 16314.8693 | 17142.2978 | 18684.3735 | 19247.5952 | 21354.1293 | 22123.8822 | 22758.3988 | 22514.1548 | 22656.1813 | 25138.1189 | 28051.306 | 29754.0506 | 29084.6065 | 27139.1226 | 29423.827 | 33352.721 | 35607.1274 | 36475.25 | 38940.9458 | 39649.1907 | 43684.9577
Option 2 SC | NSW |  | Hydro | 3714.1837 | 4061.9009 | 2834.8666 | 3228.9855 | 2904.463 | 2958.4146 | 2887.3466 | 1751.9748 | 3283.239 | 3079.0141 | 2469.6176 | 3105.6586 | 2346.2395 | 1979.8749 | 2120.8809 | 1703.4389 | 1999.6729 | 2303.3047 | 1777.9729 | 1620.1361 | 2204.033 | 2148.5843 | 2300.5206 | 1512.2128
Option 2 SC | NSW |  | OCGT | 33.034 | 25.9905 | 44.0453 | 11.0113 | 55.8434 | 46.6919 | 210.5483 | 651.2372 | 449.7763 | 833.4476 | 1259.6369 | 1220.9509 | 487.2694 | 1044.0323 | 2034.7185 | 2056.5329 | 1270.9672 | 1675.2721 | 1879.8474 | 3085.4643 | 3071.8694 | 2519.4625 | 4008.1375 | 3242.2032
Option 2 SC | NSW |  | Offshore Wind | 0 | 0 | 0 | 0 | 0 | 0 | 0 | 0 | 0 | 0 | 0 | 0 | 4551.5317 | 3990.4678 | 4624.2616 | 4408.8125 | 7899.0969 | 6940.1377 | 7597.5324 | 7229.5816 | 7309.9064 | 7403.4547 | 7626.2298 | 7521.3381
Option 2 SC | NSW |  | PHES | 9.3681 | 194.4545 | 2295.8537 | 4401.0256 | 4954.7002 | 5303.4077 | 5850.883 | 6293.6508 | 6207.8256 | 6236.3972 | 5718.125 | 6201.7461 | 5294.4398 | 5245.3733 | 4801.2388 | 4994.5352 | 5698.2514 | 5156.5459 | 4546.3287 | 4271.0616 | 5320.0277 | 5573.5988 | 5084.5939 | 5263.7162
Option 2 SC | NSW |  | Solar | 10235.9823 | 19613.6466 | 29554.335 | 36321.2129 | 36367.6779 | 36377.328 | 40015.8676 | 43518.2919 | 48686.0597 | 46384.7669 | 44189.8682 | 44400.4337 | 43747.4425 | 43644.6697 | 42099.3018 | 43378.2939 | 42098.1282 | 42271.702 | 43941.4316 | 42896.1306 | 45243.2201 | 47122.6574 | 44495.7572 | 46071.7646
Option 2 SC | NSW |  | Wind | 7918.9583 | 8410.5514 | 10164.1358 | 20324.8672 | 28284.4026 | 31421.9727 | 30391.6041 | 34024.3179 | 38300.0477 | 40269.3812 | 43768.9235 | 45157.8207 | 44578.7176 | 39069.723 | 41320.3578 | 45777.3749 | 47038.1421 | 45449.5409 | 45802.3526 | 44139.5501 | 45969.5161 | 46770.7263 | 44402.3147 | 47550.3465
Option 2 SC | NSW | CNSW | 12h | 0 | 0 | 74.9037 | 1427.3733 | 1531.2156 | 1569.0604 | 1635.2344 | 1737.6503 | 1821.9608 | 1664.2248 | 1490.4908 | 1497.8378 | 1364.4806 | 1402.11 | 1331.3534 | 1293.6729 | 1174.3083 | 1145.1818 | 1131.9802 | 1068.1147 | 1237.5477 | 1266.7692 | 1130.8151 | 1343.062
Option 2 SC | NSW | CNSW | 2h | 29.1342 | 115.9229 | 143.132 | 152.0484 | 166.8387 | 161.0634 | 166.3482 | 175.3693 | 177.8041 | 171.8356 | 157.1574 | 160.0155 | 142.7913 | 144.6153 | 143.7642 | 137.1157 | 124.9623 | 125.5565 | 120.4274 | 111.8985 | 124.9519 | 102.5767 | 98.8136 | 98.7758
Option 2 SC | NSW | CNSW | 4h | 634.546 | 932.9352 | 796.0781 | 810.6412 | 839.5204 | 829.5254 | 832.1458 | 861.5718 | 880.6915 | 862.4036 | 808.3688 | 826.6164 | 756.4247 | 728.7402 | 745.496 | 704.8574 | 658.0986 | 645.7143 | 641.7273 | 647.8095 | 436.4087 | 420.6329 | 411.3538 | 411.8962
Option 2 SC | NSW | CNSW | 8h | 0 | 82.5103 | 937.8781 | 1123.8456 | 1200.4819 | 1173.5041 | 1200.1089 | 2183.6514 | 2257.6486 | 2160.6241 | 1988.9926 | 2026.9316 | 2671.2261 | 2622.4835 | 2565.4832 | 2442.9209 | 2936.5952 | 2950.7767 | 2891.6036 | 2912.4154 | 3292.5676 | 5149.572 | 4469.1443 | 4505.6817
Option 2 SC | NSW | CNSW | Black Coal | 22132.0932 | 18073.7418 | 17217.1598 | 7508.5051 | 5259.8094 | 4225.9824 | 4612.8352 | 3335.7178 | 3342.2526 | 3779.6184 | 4254.4722 | 3920.058 | 2642.2788 | 2649.5179 | 0 | 0 | 0 | 0 | 0 | 0 | 0 | 0 | 0 | 0
Option 2 SC | NSW | CNSW | CST | 0 | 0 | 0 | 0 | 0 | 0 | 0 | 0 | 0 | 0 | 0 | 0 | 637.1298 | 665.9623 | 582.9519 | 613.4943 | 492.6282 | 553.4625 | 631.0203 | 645.3248 | 610.7119 | 620.2987 | 568.8204 | 677.6259
Option 2 SC | NSW | CNSW | Coordinated CER | 9.9839 | 17.8844 | 25.4007 | 34.647 | 43.2546 | 52.0486 | 62.9132 | 76.2576 | 91.5694 | 106.8088 | 119.9011 | 141.0108 | 149.0922 | 168.0505 | 194.542 | 215.9846 | 232.2962 | 254.2237 | 290.1615 | 319.7098 | 374.2165 | 406.5151 | 443.7107 | 482.3931
Option 2 SC | NSW | CNSW | Distributed PV | 865.0955 | 969.345 | 1128.489 | 1234.196 | 1286.7475 | 1399.1952 | 1437.1988 | 1606.756 | 1727.9447 | 1762.5339 | 1753.5634 | 1748.6094 | 1945.2739 | 2201.6607 | 2241.122 | 2189.6948 | 2041.2927 | 2217.7866 | 2526.6593 | 2693.8442 | 2759.0935 | 2931.469 | 2974.0779 | 3301.495
Option 2 SC | NSW | CNSW | OCGT | 0 | 0 | 0 | 0 | 5.7306e-07 | 8.4609e-07 | 1.2028e-06 | 2.3028e-06 | 2.3738e-06 | 3.108e-06 | 7.8012e-06 | 7.5173e-06 | 7.8165e-07 | 4.6265e-06 | 7.3848e-06 | 6.6313e-06 | 4.2147e-06 | 2.7741e-06 | 0 | 0 | 1.5545e-08 | 2.5732e-07 | 8.885e-07 | 4.8549e-07
Option 2 SC | NSW | CNSW | PHES | 9.3681 | 194.4545 | 284.885 | 353.753 | 366.9199 | 410.5141 | 466.5178 | 506.1269 | 510.2739 | 455.9983 | 435.7152 | 438.1203 | 440.3524 | 441.6986 | 458.4577 | 434.6917 | 405.2792 | 396.581 | 382.6399 | 327.5212 | 389.682 | 428.9649 | 419.6518 | 456.8229
Option 2 SC | NSW | CNSW | Solar | 4003.7666 | 7028.6889 | 13898.6217 | 21788.6285 | 21814.4558 | 22650.2376 | 23651.7787 | 26263.5498 | 31303.6426 | 30103.5583 | 28779.5447 | 26944.0432 | 30560.5692 | 31695.5078 | 30050.3906 | 30758.1498 | 29538.5187 | 30486.8598 | 32539.8397 | 31932.8362 | 32956.8741 | 34420.7022 | 32998.0416 | 34959.4078
Option 2 SC | NSW | CNSW | Wind | 1397.6404 | 1640.228 | 3160.1303 | 12832.2735 | 19538.1261 | 21277.9203 | 20715.0508 | 22460.4257 | 22540.8235 | 24989.7872 | 26204.4692 | 26846.0405 | 28813.3012 | 25585.4729 | 26652.8542 | 29080.2167 | 29651.7631 | 27357.6112 | 27918.7071 | 27075.4811 | 28158.3677 | 28184.1238 | 27012.5008 | 29004.1767
Option 2 SC | NSW | NNSW | 1h | 45.1853 | 170.4972 | 112.6185 | 116.7924 | 117.3506 | 118.1091 | 125.1656 | 129.6251 | 125.4273 | 126.1902 | 116.8752 | 116.8314 | 104.6895 | 95.5634 | 96.8157 | 84.4173 | 77.8002 | 74.5467 | 70.9349 | 63.7679 | 79.894 | 75.0465 | 74.9625 | 74.0371
Option 2 SC | NSW | NNSW | 2h | 21.3676 | 157.161 | 206.5928 | 223.6201 | 224.3284 | 229.7932 | 242.0675 | 256.7622 | 246.3481 | 246.2587 | 216.1699 | 220.5218 | 197.4711 | 181.284 | 186.1025 | 160.649 | 147.7427 | 145.4705 | 137.1535 | 126.6319 | 160.6634 | 90.4555 | 96.398 | 90.2997
Option 2 SC | NSW | NNSW | 8h | 271.593 | 770.2903 | 1277.99 | 1424.8088 | 1441.1547 | 1559.0688 | 1639.3539 | 1710.3584 | 1683.8819 | 1657.5871 | 1503.6426 | 1521.6411 | 1293.7085 | 1206.0741 | 1217.4088 | 1084.9118 | 992.2679 | 985.9975 | 906.6437 | 856.3897 | 595.404 | 393.3133 | 138.3761 | 82.5252
Option 2 SC | NSW | NNSW | CST | 0 | 0 | 0 | 0 | 0 | 0 | 0 | 0 | 0 | 0 | 0 | 0 | 0 | 0 | 0 | 0 | 0 | 7.2565e-07 | 0 | 0 | 0 | 0 | 0 | 0
Option 2 SC | NSW | NNSW | Coordinated CER | 14.474 | 23.086 | 33.03 | 45.3603 | 56.1333 | 68.7282 | 83.8334 | 100.9695 | 118.9277 | 140.1637 | 156.9627 | 185.5169 | 196.4539 | 212.5507 | 249.5022 | 259.5193 | 264.8261 | 288.6754 | 315.7592 | 328.5126 | 406.4103 | 432.4714 | 454.8752 | 470.3261
Option 2 SC | NSW | NNSW | Distributed PV | 1676.9315 | 1856.3665 | 2135.5405 | 2331.8645 | 2429.2725 | 2639.3285 | 2726.717 | 3023.9865 | 3119.2687 | 3243.5115 | 3192.5329 | 3204.8964 | 3558.3169 | 3915.2044 | 4138.1929 | 4004.7809 | 3771.7414 | 4027.9419 | 4516.6515 | 4857.3631 | 4963.5585 | 5287.78 | 5424.0395 | 5977.196
Option 2 SC | NSW | NNSW | PHES | 0 | 0 | 0 | 0 | 0 | 0 | 0 | 0 | 0 | 1.8904e-06 | 2.6128e-06 | 5.6094e-06 | 2.3302e-05 | 2.2795e-05 | 2.2392e-05 | 2.2119e-05 | 2.3799e-05 | 2.6861e-05 | 2.2851e-05 | 2.2505e-05 | 2.3812e-05 | 2.451e-05 | 2.4158e-05 | 2.5222e-05
Option 2 SC | NSW | NNSW | Solar | 1540.0192 | 2174.6038 | 2426.0842 | 2402.7389 | 2327.3346 | 2443.8841 | 5762.9127 | 6243.5324 | 6031.3129 | 5861.8629 | 5898.301 | 5866.5865 | 4350.8106 | 3933.0893 | 3670.7184 | 4149.0515 | 3891.8707 | 3685.1837 | 3475.9368 | 3339.604 | 3811.669 | 3959.9213 | 3413.3013 | 3362.8687
Option 2 SC | NSW | NNSW | Wind | 1241.9631 | 1189.6556 | 1135.5864 | 1056.4899 | 1425.6572 | 1539.4173 | 1564.2185 | 3246.9935 | 7004.3571 | 6471.6636 | 9405.4186 | 10041.6395 | 8399.3821 | 7246.2089 | 7905.4572 | 9624.6553 | 10170.0409 | 9865.7211 | 9656.9116 | 9193.0165 | 10229.8032 | 10397.278 | 10224.8755 | 10777.3291
Option 2 SC | NSW | SNSW | 1h | 11.8515 | 25.4892 | 15.4531 | 15.6576 | 16.3009 | 15.6324 | 15.3679 | 15.8966 | 16.2458 | 16.0656 | 14.3373 | 15.1955 | 12.6344 | 12.8988 | 12.2092 | 12.4893 | 12.7075 | 0 | 0 | 0 | 0 | 0 | 0 | 0
Option 2 SC | NSW | SNSW | 2h | 68.9862 | 184.405 | 161.4904 | 154.4658 | 167.8825 | 156.8183 | 159.713 | 164.1241 | 166.0206 | 159.181 | 142.5408 | 146.4578 | 129.4624 | 125.0719 | 124.4311 | 120.5177 | 117.2849 | 115.9309 | 108.047 | 99.6243 | 122.0945 | 121.5285 | 73.3503 | 72.516
Option 2 SC | NSW | SNSW | 4h | 0 | 0 | 0 | 0 | 60.6232 | 244.7627 | 240.2116 | 247.034 | 257.4598 | 251.8442 | 219.1029 | 228.817 | 185.4456 | 177.1205 | 175.612 | 180.8488 | 180.6427 | 171.4987 | 155.2311 | 140.427 | 183.0494 | 185.0514 | 172.9178 | 175.4723
Option 2 SC | NSW | SNSW | 8h | 99.533 | 325.579 | 447.8415 | 604.423 | 642.9002 | 612.2406 | 540.8953 | 485.3343 | 681.128 | 611.3842 | 452.144 | 453.6838 | 414.7065 | 384.2768 | 362.3329 | 367.7765 | 323.3572 | 339.2461 | 310.4942 | 268.8722 | 262.8092 | 92.5994 | 81.1343 | 89.6847
Option 2 SC | NSW | SNSW | CST | 0 | 0 | 0 | 0 | 0 | 0 | 0 | 0 | 0 | 0 | 0 | 0 | 0 | 0 | 0 | 0 | 0 | 0 | 0 | 0 | 0 | 0 | 0 | 0
Option 2 SC | NSW | SNSW | Coordinated CER | 16.5304 | 35.283 | 40.4215 | 53.1084 | 69.0443 | 83.907 | 100.0345 | 127.8977 | 154.7692 | 181.7981 | 197.676 | 238.9537 | 250.1653 | 266.2753 | 317.8623 | 342.7312 | 376.3903 | 414.1431 | 457.6684 | 482.2499 | 611.0362 | 662.0726 | 691.6218 | 748.0925
Option 2 SC | NSW | SNSW | Distributed PV | 1978.6995 | 2197.9122 | 2514.264 | 2694.231 | 2947.7884 | 3191.3454 | 3235.1535 | 3581.911 | 3704.9861 | 3779.6619 | 3745.0873 | 3774.1678 | 4153.8057 | 4597.3827 | 4950.0598 | 4877.8929 | 4486.7418 | 4894.7438 | 5568.6593 | 5871.4515 | 6144.7426 | 6477.4948 | 6465.4243 | 7181.2883
Option 2 SC | NSW | SNSW | Hydro | 3714.1837 | 4061.9009 | 2834.8666 | 3228.9855 | 2904.463 | 2958.4146 | 2887.3466 | 1751.9748 | 3283.239 | 3079.0141 | 2469.6176 | 3105.6586 | 2346.2395 | 1979.8749 | 2120.8809 | 1703.4389 | 1999.6729 | 2303.3047 | 1777.9729 | 1620.1361 | 2204.033 | 2148.5843 | 2300.5206 | 1512.2128
Option 2 SC | NSW | SNSW | OCGT | 0 | 0 | 4.65e-09 | 1.513e-08 | 1.1201e-07 | 5.9025e-08 | 5.8206e-07 | 87.1049 | 74.7236 | 178.3212 | 206.3313 | 194.4871 | 36.571 | 77.0229 | 123.0698 | 217.1829 | 87.5451 | 18.2854 | 0 | 0 | 0 | 0 | 0 | 0
Option 2 SC | NSW | SNSW | PHES | 0 | 0 | 2010.9687 | 4047.2726 | 4587.7803 | 4892.8936 | 5384.3652 | 5787.5239 | 5697.5517 | 5780.3989 | 5282.4098 | 5763.6258 | 4854.0874 | 4803.6747 | 4342.7811 | 4559.8435 | 5292.9721 | 4759.9649 | 4163.6888 | 3943.5404 | 4930.3456 | 5144.6339 | 4664.9421 | 4806.8933
Option 2 SC | NSW | SNSW | Solar | 4692.1964 | 10410.3539 | 13229.6291 | 12129.8455 | 12225.8874 | 11283.2062 | 10601.1761 | 11011.2097 | 11351.1042 | 10419.3455 | 9512.0224 | 9846.9412 | 6931.7249 | 6096.0449 | 6568.7689 | 6639.5006 | 7044.05 | 6446.8505 | 6136.9193 | 5763.7267 | 6650.421 | 6815.1432 | 6207.7107 | 5800.5505
Option 2 SC | NSW | SNSW | Wind | 5279.3549 | 5580.6679 | 5868.4191 | 6436.1037 | 7320.6192 | 8604.6351 | 8112.3347 | 8316.8986 | 8565.4506 | 8617.7987 | 7969.2273 | 8065.4393 | 7158.3372 | 6061.1138 | 6570.885 | 6885.9493 | 7019.7063 | 8045.118 | 8029.8864 | 7684.8507 | 7394.7912 | 8005.5391 | 6971.6647 | 7575.2519
Option 2 SC | NSW | SNW | 1h | 2.506e-06 | 3.1116e-06 | 8.5363e-06 | 1.3978e-05 | 1.5744e-05 | 1.9207e-05 | 2.0884e-05 | 2.2876e-05 | 2.1616e-05 | 2.3901e-05 | 2.7319e-05 | 2.8211e-05 | 4.252e-05 | 4.9771e-05 | 5.3218e-05 | 5.3662e-05 | 6.4088e-05 | 7.0367e-05 | 2.1929e-05 | 2.2102e-05 | 1.9287e-05 | 2.2215e-05 | 2.1767e-05 | 2.589e-05
Option 2 SC | NSW | SNW | 2h | 95.6847 | 97.0318 | 107.3402 | 149.2832 | 436.2366 | 447.5964 | 424.9073 | 437.3389 | 461.8204 | 424.9454 | 335.899 | 370.4364 | 372.2384 | 400.4587 | 353.0685 | 316.3577 | 234.9008 | 258.1799 | 250.6756 | 246.4565 | 233.9443 | 306.7674 | 274.2462 | 361.8965
Option 2 SC | NSW | SNW | 4h | 333.2746 | 1509.866 | 2688.8813 | 2864.9078 | 2909.4636 | 2942.0766 | 2894.4091 | 3039.6277 | 3118.9627 | 2949.4843 | 2751.952 | 2761.293 | 2670.917 | 2810.3441 | 2707.9412 | 2533.1704 | 2108.1093 | 2180.2813 | 2160.1496 | 1831.6593 | 1923.8277 | 1376.7262 | 217.1045 | 230.2417
Option 2 SC | NSW | SNW | 8h | 3.5675e-08 | 2.7599e-05 | 0.00058453 | 926.0041 | 975.953 | 1282.403 | 2721.7004 | 3717.1349 | 3805.0813 | 3534.7877 | 3183.8392 | 3303.2807 | 3156.8757 | 3390.5072 | 3241.4547 | 2988.2052 | 2367.0939 | 2432.6532 | 2294.5148 | 2302.1732 | 2505.3508 | 2882.686 | 2585.6117 | 2478.021
Option 2 SC | NSW | SNW | Black Coal | 12685.8758 | 10071.7344 | 3156.7536 | 3156.7536 | 3156.7536 | 3165.4022 | 4019.2004 | 0 | 0 | 0 | 0 | 0 | 0 | 0 | 0 | 0 | 0 | 0 | 0 | 0 | 0 | 0 | 0 | 0
Option 2 SC | NSW | SNW | CCGT | 525.6 | 527.04 | 525.6 | 368.4474 | 536.423 | 241.7664 | 742.5135 | 1040.2618 | 1051.0686 | 1437.6955 | 1929.4092 | 1900.5451 | 398.8146 | 1083.9152 | 1271.7167 | 1236.002 | 1081.6222 | 504.5672 | 479.5568 | 679.9926 | 633.688 | 708.8381 | 918.7031 | 698.1795
Option 2 SC | NSW | SNW | Coordinated CER | 59.7096 | 96.0639 | 140.3636 | 199.0775 | 264.2632 | 342.7898 | 423.3775 | 525.5331 | 640.1612 | 756.394 | 889.961 | 1065.3125 | 1231.4657 | 1449.8271 | 1684.5158 | 1824.5401 | 1867.778 | 2158.8438 | 2388.9001 | 2547.3483 | 2948.2454 | 3321.1252 | 3461.8534 | 4196.0514
Option 2 SC | NSW | SNW | DSP | 2.236e-08 | 4.7645e-07 | 4.7367e-07 | 7.5243e-07 | 1.0628e-06 | 1.0688e-06 | 7.9513e-07 | 0.044334 | 0.010697 | 0.055505 | 0.97315 | 0.79289 | 14.4777 | 21.3966 | 30.9861 | 32.1823 | 35.6984 | 47.5218 | 13.0347 | 39.478 | 33.6167 | 40.0574 | 58.4686 | 51.5872
Option 2 SC | NSW | SNW | Distributed PV | 7022.348 | 7891.195 | 9190.574 | 10054.5779 | 10478.4894 | 11454.5044 | 11848.5259 | 13141.4759 | 13571.6826 | 13972.6917 | 13822.9711 | 13928.5076 | 15480.7224 | 17337.0582 | 18424.6758 | 18012.2379 | 16839.3467 | 18283.3547 | 20740.7509 | 22184.4686 | 22607.8555 | 24244.202 | 24785.6491 | 27224.9784
Option 2 SC | NSW | SNW | OCGT | 33.034 | 25.9905 | 44.0453 | 11.0113 | 55.8434 | 46.6919 | 210.5483 | 564.1323 | 375.0527 | 655.1264 | 1053.3055 | 1026.4638 | 450.6984 | 967.0094 | 1911.6486 | 1839.3499 | 1183.4221 | 1656.9867 | 1879.8474 | 3085.4643 | 3071.8694 | 2519.4625 | 4008.1375 | 3242.2032
Option 2 SC | NSW | SNW | Offshore Wind | 0 | 0 | 0 | 0 | 0 | 0 | 0 | 0 | 0 | 0 | 0 | 0 | 4551.5317 | 3990.4678 | 4624.2616 | 4408.8125 | 7899.0969 | 6940.1377 | 7597.5324 | 7229.5816 | 7309.9064 | 7403.4547 | 7626.2298 | 7521.3381
Option 2 SC | NSW | SNW | Solar | 1.7208e-05 | 2.6252e-05 | 2.4142e-05 | 2.863e-05 | 4.0026e-05 | 6.2165e-05 | 6.0454e-05 | 7.2048e-05 | 8.4798e-05 | 0.00010653 | 0.00017328 | 1742.8627 | 1904.3377 | 1920.0277 | 1809.4238 | 1831.592 | 1623.6888 | 1652.808 | 1788.7358 | 1859.9637 | 1824.256 | 1926.8907 | 1876.7036 | 1948.9376
Option 2 SC | NSW | SNW | Wind | 0 | 0 | 1.5019e-05 | 1.7546e-05 | 3.6146e-05 | 5.4182e-05 | 5.699e-05 | 5.6291e-05 | 189.4165 | 190.1317 | 189.8085 | 204.7014 | 207.6971 | 176.9274 | 191.1614 | 186.5535 | 196.6318 | 181.0906 | 196.8475 | 186.2017 | 186.554 | 183.7854 | 193.2737 | 193.5888
Option 2 SC | QLD |  | 1h | 26.5289 | 161.0096 | 221.7573 | 264.2239 | 274.3715 | 255.3849 | 259.3357 | 283.1093 | 287.0583 | 282.4329 | 286.0922 | 286.5292 | 287.4006 | 286.4476 | 300.927 | 270.547 | 249.214 | 243.5899 | 236.6443 | 226.2187 | 247.007 | 215.6665 | 229.7411 | 110.4654
Option 2 SC | QLD |  | 2h | 526.2211 | 1240.6013 | 1492.3853 | 1653.9945 | 1705.3772 | 1628.286 | 1626.502 | 1739.8175 | 1754.3461 | 1740.5321 | 1742.3992 | 1774.1332 | 1668.0037 | 1601.3474 | 1678.0885 | 1471.4384 | 1317.6489 | 1306.772 | 1176.0762 | 882.4035 | 963.2101 | 785.6631 | 721.6734 | 509.6748
Option 2 SC | QLD |  | 4h | 116.8704 | 290.0042 | 770.9359 | 1648.9984 | 1709.8622 | 1653.9273 | 1681.0718 | 1705.557 | 1724.8668 | 1720.75 | 1709.1367 | 1728.577 | 1713.3053 | 1648.6194 | 1706.0202 | 1542.5487 | 1511.887 | 1581.4019 | 2073.432 | 2064.4786 | 2178.9585 | 2863.0348 | 2527.5772 | 2634.1728
Option 2 SC | QLD |  | 8h | 0 | 0 | 5.4865e-05 | 9.2245e-05 | 9.3712e-05 | 9.6028e-05 | 9.293e-05 | 9.9525e-05 | 0.00012021 | 0.00010985 | 0.00011044 | 0.00011408 | 0.00013011 | 0.00027488 | 0.00031013 | 0.00030607 | 0.0011629 | 290.1537 | 277.771 | 390.541 | 407.8091 | 2560.0864 | 2885.2632 | 5731.6063
Option 2 SC | QLD |  | Biomass | 269.1072 | 259.4131 | 237.0313 | 231.8383 | 232.472 | 227.1414 | 228.4551 | 208.9125 | 189.5169 | 200.4703 | 184.0705 | 182.8262 | 122.9153 | 115.2408 | 115.45 | 122.7439 | 107.6618 | 95.3345 | 83.4612 | 92.2878 | 102.1904 | 87.6467 | 93.2212 | 74.6175
Option 2 SC | QLD |  | Black Coal | 38681.7423 | 30233.7817 | 26024.1063 | 21860.0668 | 21877.7582 | 19299.5255 | 18348.0811 | 16667.7834 | 13012.5665 | 14231.4116 | 12958.1764 | 9368.1733 | 7728.072 | 7749.2448 | 7728.072 | 7728.072 | 6424.584 | 5576.5224 | 4697.988 | 3834.69 | 2971.392 | 2979.5328 | 2971.392 | 0
Option 2 SC | QLD |  | CCGT | 2459.9626 | 1542.6807 | 1948.2021 | 1401.9897 | 405.9188 | 275.0905 | 439.5464 | 960.6097 | 387.7623 | 785.2708 | 669.9192 | 1465.3833 | 211.146 | 285.7989 | 424.9465 | 308.4297 | 381.6415 | 409.4804 | 784.316 | 245.0072 | 285.6419 | 158.6442 | 213.6967 | 245.6303
Option 2 SC | QLD |  | Coordinated CER | 35.4682 | 70.6654 | 104.9348 | 164.647 | 224.9492 | 294.1275 | 365.2598 | 466.969 | 591.5513 | 664.9154 | 768.6769 | 931.1544 | 1094.2497 | 1180.4756 | 1426.9592 | 1482.8973 | 1501.0753 | 1685.2205 | 1733.8075 | 1869.9013 | 2172.8139 | 2224.9796 | 2700.9522 | 2577.0248
Option 2 SC | QLD |  | Distributed PV | 9841.659 | 11465.868 | 12461.3364 | 13705.1904 | 14502.2689 | 15304.1294 | 16125.8889 | 17230.8011 | 17904.2014 | 19013.104 | 18690.3963 | 18739.1371 | 20184.3951 | 22385.3695 | 23533.0274 | 23499.7667 | 21216.2345 | 24295.3196 | 25985.8187 | 28158.2994 | 29158.2499 | 30386.3476 | 32052.2488 | 34120.7284
Option 2 SC | QLD |  | H2 Reciprocating Engine | 0 | 0 | 7.1362e-07 | 1.3212e-06 | 2.2046e-06 | 2.2483e-06 | 2.2737e-06 | 1.9121 | 2.3223e-06 | 2.964e-06 | 28.5747 | 105.4383 | 39.0216 | 1.5249 | 45.3243 | 16.0739 | 14.4564 | 0.20203 | 83.2071 | 106.0206 | 134.1991 | 48.4738 | 148.772 | 222.5803
Option 2 SC | QLD |  | Hydro | 980.6993 | 854.509 | 680.5358 | 788.4239 | 683.1164 | 581.554 | 553.0511 | 671.7772 | 796.1119 | 665.1619 | 656.3288 | 705.8203 | 568.8939 | 527.5268 | 419.1128 | 464.3042 | 471.1465 | 419.1361 | 327.443 | 373.1418 | 390.3912 | 316.8212 | 312.0718 | 281.4599
Option 2 SC | QLD |  | Liquid Fuel | 0 | 0 | 0 | 0 | 0 | 0 | 0 | 0 | 0 | 0 | 0 | 0 | 5.2019 | 0 | 0 | 0 | 0 | 0 | 0 | 0 | 0 | 0 | 0 | 0
Option 2 SC | QLD |  | OCGT | 1.0174e-06 | 1.4689e-06 | 16.4688 | 2.1314e-06 | 4.0521e-06 | 5.0863e-06 | 4.9346e-06 | 2.3063 | 6.1284e-06 | 8.5551e-06 | 45.6243 | 206.9705 | 183.6246 | 12.9173 | 80.6884 | 33.4147 | 76.8454 | 44.6238 | 433.9547 | 575.3202 | 751.3045 | 250.7425 | 411.2419 | 630.46
Option 2 SC | QLD |  | PHES | 175.223 | 692.5617 | 1051.829 | 1158.8692 | 1249.2756 | 1299.6166 | 1339.2371 | 1416.9822 | 1687.3392 | 3110.2031 | 4961.6974 | 5527.1892 | 5921.6049 | 5520.4397 | 5940.8436 | 5239.9614 | 5227.3751 | 5225.2597 | 4690.8873 | 4352.5956 | 4981.2538 | 4524.6559 | 4925.8609 | 4360.6777
Option 2 SC | QLD |  | Solar | 8153.6281 | 14713.8827 | 16701.0219 | 16972.6008 | 16924.8965 | 17704.444 | 17483.8214 | 17646.3845 | 17519.5111 | 20272.6026 | 23386.2749 | 24238.9564 | 26612.6047 | 26177.8667 | 26475.355 | 26879.568 | 27450.539 | 28714.7808 | 28339.5802 | 29132.6281 | 29431.8273 | 32447.0828 | 34634.2718 | 36373.8543
Option 2 SC | QLD |  | Wind | 8586.2836 | 9718.0508 | 12289.6658 | 15269.0104 | 17487.3804 | 20467.7336 | 23069.5926 | 26953.8261 | 30676.883 | 28470.1626 | 29448.0512 | 32307.48 | 36195.4534 | 39721.8665 | 40291.9883 | 43427.5139 | 42891.0983 | 46109.3604 | 46262.722 | 48087.5242 | 48785.693 | 47877.5652 | 46113.1054 | 46024.3191
Option 2 SC | QLD | CQ | 2h | 13.6223 | 87.7507 | 114.2992 | 114.1596 | 121.4604 | 113.557 | 124.9945 | 129.5306 | 132.1582 | 131.2897 | 133.8285 | 136.4924 | 139.1837 | 136.057 | 143.296 | 131.7857 | 95.8788 | 89.1398 | 85.8149 | 87.2261 | 91.6441 | 88.4303 | 91.6357 | 81.2838
Option 2 SC | QLD | CQ | 4h | 14.601 | 106.1719 | 144.8367 | 145.8247 | 151.6847 | 141.687 | 159.2627 | 164.936 | 167.895 | 169.2819 | 171.4436 | 175.1274 | 175.5468 | 169.5701 | 179.9163 | 157.2476 | 150.6416 | 141.5066 | 131.1052 | 133.6887 | 0 | 0 | 0 | 0
Option 2 SC | QLD | CQ | 8h | 0 | 0 | 1.514e-05 | 2.2458e-05 | 2.3849e-05 | 2.4167e-05 | 2.4739e-05 | 2.6725e-05 | 4.4502e-05 | 4.1623e-05 | 4.3328e-05 | 4.4696e-05 | 4.5703e-05 | 6.7216e-05 | 8.5109e-05 | 9.1463e-05 | 0.00052209 | 263.8323 | 251.5299 | 254.8714 | 262.9451 | 258.6757 | 479.4426 | 1507.2413
Option 2 SC | QLD | CQ | Black Coal | 12905.7377 | 9243.2563 | 6700.1256 | 5936.0264 | 7818.364 | 6985.2444 | 6370.1669 | 4931.88 | 4931.88 | 4945.392 | 4931.88 | 4931.88 | 4931.88 | 4945.392 | 4931.88 | 4931.88 | 4931.88 | 4079.7288 | 3205.284 | 2341.986 | 1478.688 | 1482.7392 | 1478.688 | 0
Option 2 SC | QLD | CQ | Coordinated CER | 1.4601 | 5.7238 | 9.5209 | 14.0076 | 20.2456 | 25.8436 | 32.7522 | 41.053 | 51.6883 | 59.5285 | 69.2069 | 85.0928 | 97.2317 | 105.6613 | 127.723 | 141.152 | 142.3325 | 156.8893 | 159.7021 | 183.2265 | 215.2694 | 212.9779 | 247.7254 | 252.0472
Option 2 SC | QLD | CQ | Distributed PV | 919.0185 | 1075.967 | 1174.6005 | 1273.458 | 1354.6445 | 1438.463 | 1533.3335 | 1706.17 | 1783.0555 | 1892.174 | 1876.4599 | 1891.7594 | 2025.2919 | 2283.0569 | 2414.8484 | 2270.5779 | 2114.563 | 2434.9308 | 2628.219 | 2759.845 | 2860.5395 | 2995.473 | 3219.6135 | 3654.865
Option 2 SC | QLD | CQ | OCGT | 0 | 0 | 0 | 0 | 4.816e-08 | 7.5489e-07 | 7.0793e-07 | 7.8771e-07 | 6.6814e-07 | 9.0544e-07 | 16.9145 | 17.707 | 18.5322 | 9.3915e-08 | 2.2779e-07 | 1.2905e-07 | 9.1135e-08 | 1.4467e-07 | 30.2096 | 41.5249 | 56.4665 | 0.30473 | 22.654 | 82.6347
Option 2 SC | QLD | CQ | PHES | 0 | 0 | 0 | 0 | 0 | 0 | 0 | 0 | 0 | 2.0908e-06 | 1.1923e-06 | 3.7309e-06 | 8.7581e-06 | 9.4614e-06 | 1.0319e-05 | 1.0245e-05 | 1.536e-05 | 1.9878e-05 | 1.6575e-05 | 1.6807e-05 | 1.7917e-05 | 1.77e-05 | 1.7953e-05 | 1.793e-05
Option 2 SC | QLD | CQ | Solar | 1718.1026 | 2333.616 | 2329.484 | 2375.3327 | 2402.1787 | 2437.0076 | 2465.7697 | 2520.0174 | 2430.677 | 3723.7465 | 4986.7125 | 5027.5049 | 4683.3864 | 4280.7283 | 4493.0359 | 5097.4458 | 6817.435 | 7039.0075 | 6719.3458 | 7480.8745 | 8271.761 | 9966.4751 | 11439.8656 | 13776.6183
Option 2 SC | QLD | CQ | Wind | 1392.5019 | 2536.3321 | 3255.7927 | 3587.8266 | 3771.6045 | 4428.2988 | 4262.6948 | 4222.8461 | 7205.3921 | 6416.3996 | 6992.4364 | 6772.9579 | 7309.1648 | 7825.5031 | 7822.2887 | 7643.5704 | 7130.4444 | 10407.4556 | 10423.9491 | 10572.6423 | 10432.4695 | 10710.5104 | 9779.5956 | 8275.7522
Option 2 SC | QLD | GG | 1h | 0 | 19.2625 | 66.0089 | 106.5582 | 120.1229 | 111.9391 | 120.6206 | 117.8375 | 121.5829 | 117.1678 | 119.8537 | 120.9455 | 124.5879 | 125.0315 | 128.6899 | 127.3765 | 114.9806 | 110.6619 | 104.5802 | 109.0678 | 112.0747 | 99.9604 | 101.2934 | 0
Option 2 SC | QLD | GG | 2h | 0 | 2.1038e-06 | 6.9974e-06 | 1.2195e-05 | 1.5083e-05 | 1.7548e-05 | 1.6567e-05 | 2.0726e-05 | 5.0863e-05 | 4.863e-05 | 5.265e-05 | 5.4046e-05 | 6.8384e-05 | 7.574e-05 | 7.7109e-05 | 0.00011849 | 0.00027314 | 0.00031277 | 0.00012934 | 0.00013019 | 0.00013728 | 0.00013721 | 0.00013865 | 0.00015836
Option 2 SC | QLD | GG | 4h | 0 | 0 | 2.5565e-05 | 74.0422 | 79.863 | 77.2997 | 80.6412 | 78.6399 | 80.5114 | 79.7541 | 79.058 | 80.1783 | 81.1739 | 81.6047 | 84.2126 | 83.703 | 157.4367 | 253.5952 | 794.714 | 834.5212 | 1013.0263 | 1601.0434 | 1594.7902 | 2302.7597
Option 2 SC | QLD | GG | Black Coal | 2943.36 | 2951.424 | 1959.552 | 0 | 0 | 0 | 0 | 0 | 0 | 0 | 0 | 0 | 0 | 0 | 0 | 0 | 0 | 0 | 0 | 0 | 0 | 0 | 0 | 0
Option 2 SC | QLD | GG | CCGT | 851.472 | 837.9936 | 867.24 | 851.472 | 1.8615e-06 | 1.6157 | 0.89067 | 4.3913 | 8.0225 | 1.6888e-06 | 33.8108 | 125.6519 | 30.533 | 61.2323 | 95.5748 | 68.4434 | 87.5476 | 105.834 | 160.8735 | 177.2325 | 188.9091 | 158.6442 | 213.6967 | 245.6303
Option 2 SC | QLD | GG | Coordinated CER | 0.12139 | 0.46032 | 0.85642 | 2.0076 | 2.7939 | 3.5392 | 4.4637 | 5.4649 | 6.8225 | 7.6387 | 9.1448 | 11.1164 | 12.7849 | 14.7652 | 17.9086 | 19.9469 | 20.7799 | 24.4334 | 24.6068 | 28.3584 | 33.3746 | 31.6963 | 36.2314 | 33.6764
Option 2 SC | QLD | GG | Distributed PV | 111.7585 | 130.942 | 143.22 | 158.5655 | 168.089 | 177.583 | 186.946 | 199.8037 | 207.695 | 219.3036 | 215.5459 | 215.9563 | 232.1134 | 260.2984 | 273.4283 | 274.1229 | 245.0324 | 280.505 | 300.4525 | 327.5285 | 339.0365 | 353.422 | 370.9181 | 394.4343
Option 2 SC | QLD | GG | OCGT | 0 | 0 | 0 | 0 | 0 | 7.178e-08 | 3.8275e-08 | 2.443e-07 | 6.5754e-07 | 1.0839e-06 | 1.7872e-06 | 4.1727e-06 | 25.3964 | 5.6888 | 19.0454 | 6.2013 | 24.5214 | 39.8682 | 172.3056 | 211.4462 | 345.5217 | 124.5144 | 185.0714 | 250.7582
Option 2 SC | QLD | GG | Solar | 772.3376 | 889.3259 | 918.6884 | 950.7519 | 953.9832 | 977.3032 | 961.1911 | 969.3498 | 971.9307 | 1005.4228 | 957.9656 | 940.7886 | 961.6967 | 962.059 | 944.3357 | 1249.3082 | 1044.1865 | 1198.1779 | 1229.3799 | 1273.7576 | 1279.612 | 1324.8449 | 1315.3194 | 1329.9554
Option 2 SC | QLD | NQ | 2h | 0 | 35.6946 | 197.3884 | 338.3944 | 371.9001 | 368.3888 | 371.3986 | 355.2252 | 360.4469 | 349.5363 | 345.7734 | 369.6223 | 319.9424 | 287.6738 | 303.7152 | 292.199 | 257.122 | 251.2615 | 222.184 | 249.1583 | 262.1565 | 130.3994 | 143.5927 | 0
Option 2 SC | QLD | NQ | 4h | 0 | 0 | 167.7104 | 244.8983 | 258.9832 | 258.3561 | 256.4477 | 251.1687 | 253.0911 | 246.8559 | 243.241 | 256.4487 | 223.4712 | 202.3523 | 209.5619 | 205.6358 | 186.2576 | 182.4481 | 157.5554 | 177.2883 | 182.7483 | 273.2324 | 154.9554 | 198.5385
Option 2 SC | QLD | NQ | Biomass | 269.1072 | 259.4131 | 237.0313 | 231.8383 | 232.472 | 227.1414 | 228.4551 | 208.9125 | 189.5169 | 200.4703 | 184.0705 | 182.8262 | 122.9153 | 115.2408 | 115.45 | 122.7439 | 107.6618 | 95.3345 | 83.4612 | 92.2878 | 102.1904 | 87.6467 | 93.2212 | 74.6175
Option 2 SC | QLD | NQ | CCGT | 85.4976 | 42.8659 | 85.4976 | 64.1232 | 64.1232 | 64.2989 | 64.1232 | 64.1232 | 64.1232 | 64.2989 | 64.1232 | 95.0111 | 64.1232 | 64.2989 | 64.1232 | 64.1232 | 64.1232 | 64.2989 | 96.4495 | 67.7748 | 96.7328 | 0 | 0 | 0
Option 2 SC | QLD | NQ | Coordinated CER | 6.7098 | 10.5455 | 16.0116 | 25.3764 | 34.1066 | 43.9729 | 54.0892 | 67.3817 | 84.5683 | 93.9752 | 109.1611 | 137.4098 | 147.274 | 157.0968 | 190.0573 | 215.0496 | 205.988 | 222.32 | 229.5896 | 272.2842 | 303.0331 | 302.2151 | 356.0911 | 336.8465
Option 2 SC | QLD | NQ | Distributed PV | 1493.1135 | 1744.782 | 1890.4465 | 2077.947 | 2213.475 | 2337.111 | 2448.3315 | 2617.2905 | 2717.6004 | 2896.8344 | 2845.8659 | 2867.6574 | 3074.8444 | 3405.3484 | 3588.0829 | 3625.6145 | 3262.4573 | 3759.7398 | 3992.0976 | 4315.2165 | 4524.9715 | 4707.1841 | 4906.7387 | 5228.7517
Option 2 SC | QLD | NQ | Hydro | 980.6993 | 854.509 | 680.5358 | 788.4239 | 683.1164 | 581.554 | 553.0511 | 671.7772 | 796.1119 | 665.1619 | 656.3288 | 705.8203 | 568.8939 | 527.5268 | 419.1128 | 464.3042 | 471.1465 | 419.1361 | 327.443 | 373.1418 | 390.3912 | 316.8212 | 312.0718 | 281.4599
Option 2 SC | QLD | NQ | Liquid Fuel | 0 | 0 | 0 | 0 | 0 | 0 | 0 | 0 | 0 | 0 | 0 | 0 | 5.2019 | 0 | 0 | 0 | 0 | 0 | 0 | 0 | 0 | 0 | 0 | 0
Option 2 SC | QLD | NQ | PHES | 156.8227 | 428.452 | 580.8264 | 624.4964 | 707.6113 | 691.6677 | 706.3261 | 677.923 | 774.4185 | 717.1894 | 706.2943 | 787.7617 | 729.2679 | 664.2358 | 701.7929 | 673.9566 | 610.2902 | 592.7658 | 529.8951 | 579.3693 | 612.5291 | 588.8824 | 606.8877 | 559.7434
Option 2 SC | QLD | NQ | Solar | 1517.6907 | 2249.5231 | 3376.3425 | 3154.1751 | 3285.6437 | 3877.9317 | 3610.8318 | 3518.7119 | 3348.4567 | 3750.025 | 3332.3263 | 4548.8909 | 4021.2556 | 3185.3929 | 3322.6176 | 3278.3982 | 3078.562 | 3032.4762 | 2799.6419 | 2433.7924 | 2735.3816 | 2996.5933 | 2664.244 | 2237.1869
Option 2 SC | QLD | NQ | Wind | 940.2598 | 974.8653 | 2674.3676 | 5430.2613 | 5350.8117 | 4971.0615 | 8219.6559 | 11886.383 | 11715.015 | 11438.8025 | 11059.6859 | 10383.3988 | 13617.949 | 14964.4908 | 14412.4395 | 14999.5108 | 14244.3766 | 14333.6888 | 14839.3528 | 15386.5921 | 15204.1483 | 14465.8063 | 14670.9711 | 16077.9927
Option 2 SC | QLD | SQ | 1h | 26.5289 | 141.7472 | 155.7484 | 157.6657 | 154.2487 | 143.4458 | 138.7151 | 165.2718 | 165.4754 | 165.2651 | 166.2384 | 165.5838 | 162.8127 | 161.416 | 172.2371 | 143.1706 | 134.2333 | 132.928 | 132.0641 | 117.1509 | 134.9322 | 115.7061 | 128.4477 | 110.4654
Option 2 SC | QLD | SQ | 2h | 512.5988 | 1117.156 | 1180.6978 | 1201.4405 | 1212.0166 | 1146.3402 | 1130.1089 | 1255.0617 | 1261.7409 | 1259.706 | 1262.7972 | 1268.0185 | 1208.8776 | 1177.6165 | 1231.0773 | 1047.4536 | 964.6478 | 966.3703 | 868.0773 | 546.019 | 609.4094 | 566.8332 | 486.4448 | 428.3908
Option 2 SC | QLD | SQ | 4h | 102.2694 | 183.8323 | 458.3887 | 1184.2333 | 1219.3313 | 1176.5845 | 1184.7202 | 1210.8124 | 1223.3692 | 1224.8581 | 1215.394 | 1216.8227 | 1233.1134 | 1195.0924 | 1232.3295 | 1095.9623 | 1017.5511 | 1003.8519 | 990.0574 | 918.9803 | 983.1839 | 988.7591 | 777.8316 | 132.8747
Option 2 SC | QLD | SQ | 8h | 0 | 0 | 3.9725e-05 | 6.9787e-05 | 6.9864e-05 | 7.1861e-05 | 6.819e-05 | 7.28e-05 | 7.5703e-05 | 6.823e-05 | 6.7115e-05 | 6.9387e-05 | 8.4404e-05 | 0.00020766 | 0.00022503 | 0.00021461 | 0.00064076 | 26.3214 | 26.2411 | 135.6696 | 144.864 | 2301.4106 | 2405.8207 | 4224.3651
Option 2 SC | QLD | SQ | Black Coal | 22832.6446 | 18039.1014 | 17364.4287 | 15924.0403 | 14059.3942 | 12314.2811 | 11977.9141 | 11735.9034 | 8080.6865 | 9286.0196 | 8026.2964 | 4436.2933 | 2796.192 | 2803.8528 | 2796.192 | 2796.192 | 1492.704 | 1496.7936 | 1492.704 | 1492.704 | 1492.704 | 1496.7936 | 1492.704 | 0
Option 2 SC | QLD | SQ | CCGT | 1522.993 | 661.8212 | 995.4645 | 486.3945 | 341.7956 | 209.176 | 374.5325 | 892.0952 | 315.6166 | 720.9719 | 571.9852 | 1244.7203 | 116.4898 | 160.2677 | 265.2486 | 175.8631 | 229.9707 | 239.3474 | 526.9929 | 0 | 0 | 0 | 0 | 0
Option 2 SC | QLD | SQ | Coordinated CER | 27.1769 | 53.9358 | 78.5459 | 123.2554 | 167.8031 | 220.7717 | 273.9547 | 353.0694 | 448.4721 | 503.773 | 581.1641 | 697.5354 | 836.9591 | 902.9523 | 1091.2703 | 1106.7488 | 1131.9749 | 1281.5779 | 1319.9091 | 1386.0322 | 1621.1367 | 1678.0902 | 2060.9042 | 1954.4546
Option 2 SC | QLD | SQ | Distributed PV | 7317.7685 | 8514.177 | 9253.0695 | 10195.22 | 10766.0605 | 11350.9725 | 11957.278 | 12707.537 | 13195.8505 | 14004.792 | 13752.5245 | 13763.764 | 14852.1454 | 16436.6659 | 17256.6679 | 17329.4514 | 15594.1819 | 17820.1438 | 19065.0496 | 20755.7095 | 21433.7025 | 22330.2685 | 23554.9785 | 24842.6775
Option 2 SC | QLD | SQ | H2 Reciprocating Engine | 0 | 0 | 7.1362e-07 | 1.3212e-06 | 2.2046e-06 | 2.2483e-06 | 2.2737e-06 | 1.9121 | 2.3223e-06 | 2.964e-06 | 28.5747 | 105.4383 | 39.0216 | 1.5249 | 45.3243 | 16.0739 | 14.4564 | 0.20203 | 83.2071 | 106.0206 | 134.1991 | 48.4738 | 148.772 | 222.5803
Option 2 SC | QLD | SQ | OCGT | 1.0174e-06 | 1.4689e-06 | 16.4688 | 2.1314e-06 | 4.004e-06 | 4.2596e-06 | 4.1884e-06 | 2.3063 | 4.8028e-06 | 6.5658e-06 | 28.7098 | 189.2635 | 139.696 | 7.2285 | 61.6431 | 27.2134 | 52.324 | 4.7556 | 231.4394 | 322.3492 | 349.3164 | 125.9233 | 203.5165 | 297.067
Option 2 SC | QLD | SQ | PHES | 18.4003 | 264.1097 | 471.0026 | 534.3729 | 541.6643 | 607.9489 | 632.911 | 739.0591 | 912.9207 | 2393.0137 | 4255.4031 | 4739.4275 | 5192.3369 | 4856.204 | 5239.0507 | 4566.0048 | 4617.0849 | 4632.4939 | 4160.9922 | 3773.2263 | 4368.7246 | 3935.7735 | 4318.9732 | 3800.9343
Option 2 SC | QLD | SQ | Solar | 4145.4972 | 9241.4178 | 10076.507 | 10492.3411 | 10283.091 | 10412.2015 | 10446.0289 | 10638.3054 | 10768.4466 | 11793.4084 | 14109.2705 | 13721.772 | 16946.2659 | 17749.6866 | 17715.3659 | 17254.4158 | 16510.3555 | 17445.1192 | 17591.2126 | 17944.2037 | 17145.0727 | 18159.1695 | 19214.8429 | 19030.0938
Option 2 SC | QLD | SQ | Wind | 6253.5218 | 6206.8534 | 6359.5056 | 6250.9224 | 8364.9642 | 11068.3734 | 10587.242 | 10844.597 | 11756.4759 | 10614.9606 | 11395.9288 | 15151.1233 | 15268.3397 | 16931.8726 | 18057.2601 | 20784.4327 | 21516.2773 | 21368.216 | 20999.4202 | 22128.2897 | 23149.0753 | 22701.2485 | 21662.5387 | 21670.5742
Option 2 SC | SA |  | 2h | 436.9117 | 2140.325 | 1141.6535 | 937.3686 | 985.3192 | 1096.5163 | 1114.6028 | 1187.9579 | 1295.7792 | 1257.8576 | 1100.7696 | 1047.7548 | 863.6468 | 904.2042 | 797.7341 | 850.3074 | 783.1106 | 735.7017 | 630.6275 | 563.7803 | 625.1047 | 110.7498 | 98.1075 | 36.6607
Option 2 SC | SA |  | 4h | 0 | 322.1351 | 199.8561 | 174.0779 | 184.2446 | 201.0316 | 202.0774 | 212.0286 | 224.741 | 222.1307 | 194.4945 | 188.9339 | 165.6901 | 170.6788 | 153.4969 | 161.3233 | 147.5335 | 149.2158 | 141.7515 | 125.9452 | 157.7239 | 7.9538e-05 | 2.5235e-05 | 2.4734e-05
Option 2 SC | SA |  | 8h | 0 | 0 | 629.3292 | 998.7804 | 1032.3569 | 1077.844 | 1091.2343 | 1148.9092 | 1219.4724 | 1163.8636 | 1084.0049 | 1064.941 | 889.9572 | 900.0382 | 853.2648 | 862.8432 | 810.5931 | 929.7856 | 895.6269 | 856.4661 | 1010.4334 | 1648.6902 | 1896.4353 | 1757.1747
Option 2 SC | SA |  | CCGT | 1174.115 | 713.6318 | 695.106 | 548.4566 | 805.3626 | 379.3258 | 777.6658 | 704.257 | 782.5768 | 838.9017 | 1232.5229 | 0 | 0 | 0 | 0 | 0 | 0 | 0 | 0 | 0 | 0 | 0 | 0 | 0
Option 2 SC | SA |  | Coordinated CER | 73.1615 | 158.8139 | 131.6859 | 138.5953 | 163.3236 | 190.1581 | 216.3053 | 253.7997 | 300.1864 | 334.1595 | 352.6393 | 389.5914 | 386.9734 | 412.2616 | 444.2171 | 490.7582 | 513.9133 | 553.4789 | 599.741 | 630.4976 | 796.1768 | 905.6977 | 935.0052 | 1023.4667
Option 2 SC | SA |  | Distributed PV | 3946.3235 | 4416.6219 | 4790.0684 | 4807.5484 | 5355.0485 | 5654.8983 | 5858.0017 | 6075.2187 | 6645.9682 | 6934.4806 | 6926.59 | 7180.1673 | 7236.1577 | 8030.8706 | 7874.9241 | 8048.9723 | 7613.1003 | 8424.5205 | 9001.4167 | 8925.7081 | 9618.3035 | 10048.0511 | 10359.9513 | 10709.1204
Option 2 SC | SA |  | Liquid Fuel | 7.8528 | 3.6817e-06 | 5.3187e-06 | 6.5171 | 58.6297 | 26.1759 | 71.1205 | 73.4356 | 80.5485 | 134.3544 | 205.6507 | 173.3879 | 24.7827 | 51.0129 | 60.2788 | 72.5095 | 68.7586 | 13.8074 | 73.3272 | 96.238 | 35.8396 | 11.0362 | 36.1329 | 10.0492
Option 2 SC | SA |  | OCGT | 188.158 | 6.2718 | 16.9602 | 124.6119 | 470.2421 | 160.1585 | 427.0082 | 411.1875 | 471.5128 | 607.5077 | 923.7307 | 1045.6922 | 352.2332 | 469.532 | 534.4107 | 498.7731 | 512.0431 | 285.5127 | 401.3139 | 349.6766 | 645.8941 | 590.2709 | 1109.6907 | 665.5867
Option 2 SC | SA |  | Solar | 1193.6953 | 3299.9875 | 3499.5332 | 4069.6558 | 4014.3574 | 4020.4822 | 3969.1679 | 4122.6515 | 4261.7332 | 4307.6011 | 4099.4967 | 4110.1626 | 4923.2625 | 7245.9755 | 6721.1054 | 6471.8373 | 6821.021 | 6948.6165 | 6806.5036 | 6856.343 | 7265.1974 | 7223.0419 | 8676.0238 | 8925.0276
Option 2 SC | SA |  | Wind | 7950.4275 | 8358.5013 | 7743.0246 | 9777.2626 | 8848.3493 | 8811.9889 | 8312.7477 | 8984.2304 | 9206.4361 | 8076.0532 | 8151.1266 | 9165.5867 | 12137.7004 | 11703.6695 | 12716.6857 | 12583.6801 | 12824.4297 | 13518.8749 | 13588.9853 | 13866.8056 | 13364.1783 | 13932.0223 | 11631.0726 | 12608.9083
Option 2 SC | SA | CSA | 2h | 404.2343 | 2083.5639 | 1103.8639 | 903.7473 | 950.0965 | 1058.3723 | 1076.0574 | 1147.7446 | 1268.7874 | 1231.0036 | 1076.3159 | 1023.05 | 841.28 | 882.337 | 777.0334 | 829.9872 | 763.0155 | 716.8477 | 611.9896 | 549.343 | 607.708 | 92.5274 | 98.1075 | 36.6607
Option 2 SC | SA | CSA | 4h | 0 | 145.7082 | 79.0161 | 67.0258 | 70.5948 | 77.0838 | 76.8991 | 79.9167 | 87.752 | 88.3528 | 75.9965 | 72.8952 | 63.0981 | 63.4418 | 55.075 | 62.0277 | 55.036 | 57.635 | 56.823 | 49.1963 | 63.6609 | 7.9538e-05 | 2.5235e-05 | 2.4734e-05
Option 2 SC | SA | CSA | 8h | 0 | 0 | 629.329 | 998.7801 | 1032.3566 | 1077.8436 | 1091.234 | 1148.9088 | 1219.4721 | 1163.8632 | 1084.0046 | 1064.9407 | 889.9568 | 900.037 | 853.2636 | 862.8419 | 810.5919 | 797.6096 | 764.4565 | 735.4136 | 859.0126 | 1494.6762 | 1083.6763 | 724.9699
Option 2 SC | SA | CSA | CCGT | 1174.115 | 713.6318 | 695.106 | 548.4566 | 805.3626 | 379.3258 | 777.6658 | 704.257 | 782.5768 | 838.9017 | 1232.5229 | 0 | 0 | 0 | 0 | 0 | 0 | 0 | 0 | 0 | 0 | 0 | 0 | 0
Option 2 SC | SA | CSA | Coordinated CER | 65.9046 | 144.7243 | 118.5853 | 124.7675 | 146.8587 | 170.9108 | 194.3903 | 228.333 | 270.5891 | 300.9116 | 317.3553 | 350.4152 | 349.9351 | 374.6223 | 403.7908 | 445.5047 | 463.2146 | 498.9226 | 540.4198 | 569.9898 | 716.5705 | 815.7088 | 842.2458 | 923.324
Option 2 SC | SA | CSA | Distributed PV | 3641.01 | 4069.5407 | 4404.9705 | 4408.403 | 4805.438 | 5074.4795 | 5249.5605 | 5438.2174 | 5945.8444 | 6203.4079 | 6181.6949 | 6389.2929 | 6424.4789 | 7144.2919 | 6995.2614 | 7136.8399 | 6745.7139 | 7451.4618 | 7956.5615 | 7876.0555 | 8480.199 | 8866.3505 | 9126.3585 | 9426.4165
Option 2 SC | SA | CSA | Liquid Fuel | 7.8528 | 3.6817e-06 | 5.3187e-06 | 6.5171 | 58.6297 | 26.1759 | 71.1205 | 73.4356 | 80.5485 | 134.3544 | 205.6507 | 173.3879 | 24.7827 | 51.0129 | 60.2788 | 72.5095 | 68.7586 | 13.8074 | 73.3272 | 96.238 | 35.8396 | 11.0362 | 36.1329 | 10.0492
Option 2 SC | SA | CSA | OCGT | 188.158 | 6.2718 | 16.9602 | 124.6119 | 461.4769 | 160.1585 | 420.395 | 397.8172 | 453.1396 | 597.2891 | 908.6995 | 1016.0454 | 342.2369 | 456.22 | 519.3507 | 484.8257 | 405.9514 | 247.7108 | 274.983 | 182.1537 | 485.3004 | 460.0077 | 890.6109 | 569.6994
Option 2 SC | SA | CSA | Solar | 136.671 | 1009.7386 | 1342.8391 | 1496.488 | 1345.2578 | 1375.3216 | 1323.3901 | 1440.3778 | 1479.9046 | 1453.7651 | 1390.5538 | 1424.0368 | 1410.2271 | 3839.3764 | 3552.9028 | 3365.1427 | 3424.9043 | 3551.0593 | 3388.5265 | 3519.3842 | 3633.2618 | 3652.744 | 3835.3341 | 3957.4705
Option 2 SC | SA | CSA | Wind | 5394.956 | 5723.0359 | 5383.3134 | 6993.0488 | 6443.7214 | 6662.1087 | 6236.5388 | 6736.5821 | 6884.2858 | 6227.8152 | 5321.5074 | 6287.6494 | 7271.6164 | 6736.4141 | 6891.9031 | 6732.6922 | 6989.8797 | 7435.1581 | 7399.2384 | 7786.4566 | 7309.9847 | 7601.9071 | 6175.005 | 6580.9885
Option 2 SC | SA | NSA | 2h | 2.6282 | 7.7067 | 3.1316 | 2.9514 | 2.9499 | 2.8878 | 2.9892 | 3.0723 | 3.2312 | 3.1546 | 3.1167 | 3.0685 | 2.8783 | 2.4832 | 2.4308 | 2.5428 | 2.8899 | 2.2503 | 2.6662 | 5.6281e-05 | 6.1961e-05 | 1.1712e-05 | 1.1526e-05 | 1.2231e-05
Option 2 SC | SA | NSA | 8h | 0 | 0 | 0.00024509 | 0.00030523 | 0.00032456 | 0.00033617 | 0.00033708 | 0.00034201 | 0.00037008 | 0.00036634 | 0.00033743 | 0.00033554 | 0.00038599 | 0.001199 | 0.0012239 | 0.001233 | 0.0011913 | 132.176 | 131.1703 | 121.0524 | 151.4207 | 154.014 | 812.759 | 1032.2048
Option 2 SC | SA | NSA | Coordinated CER | 3.8697 | 8.6287 | 6.9982 | 7.5981 | 8.922 | 10.3519 | 11.6959 | 13.494 | 15.847 | 17.6811 | 18.9258 | 20.9412 | 18.5544 | 18.2343 | 19.6055 | 22.8273 | 25.8807 | 28.0361 | 29.8649 | 31.6132 | 41.8136 | 47.0351 | 49.2327 | 53.1819
Option 2 SC | SA | NSA | Distributed PV | 143.752 | 160.0948 | 179.6585 | 188.089 | 303.2174 | 317.1707 | 334.4712 | 351.1173 | 395.124 | 417.1166 | 423.4957 | 442.6379 | 456.9364 | 503.0183 | 485.4224 | 502.7886 | 476.7026 | 533.9413 | 573.8173 | 577.8842 | 628.3555 | 644.9982 | 680.6544 | 709.984
Option 2 SC | SA | NSA | Liquid Fuel | 0 | 0 | 0 | 0 | 0 | 0 | 0 | 0 | 0 | 0 | 0 | 0 | 0 | 0 | 0 | 0 | 0 | 0 | 0 | 0 | 0 | 0 | 0 | 0
Option 2 SC | SA | NSA | OCGT | 0 | 0 | 0 | 0 | 7.1234e-06 | 2.9653e-06 | 1.1549e-06 | 1.7207e-06 | 8.984e-05 | 10.2186 | 15.0311 | 29.6468 | 9.9963 | 13.3121 | 15.0601 | 13.9474 | 106.0917 | 37.8019 | 126.3308 | 167.5228 | 160.5937 | 130.2633 | 219.0798 | 95.8874
Option 2 SC | SA | NSA | Solar | 649.4478 | 1846.3773 | 1809.3045 | 2136.594 | 2218.9537 | 2185.9202 | 2193.145 | 2225.1063 | 2303.7942 | 2378.2851 | 2247.8994 | 2214.1477 | 3056.371 | 2913.6959 | 2914.9549 | 2925.2851 | 3124.8905 | 3183.8297 | 3138.5279 | 3078.2024 | 3280.9478 | 3243.8248 | 4631.5648 | 4825.2843
Option 2 SC | SA | NSA | Wind | 1826.3573 | 1833.3631 | 1729.6198 | 1986.7848 | 1679.2306 | 1455.3698 | 1395.5442 | 1500.522 | 1552.7443 | 1358.8767 | 2400.8196 | 2417.9732 | 4786.2264 | 4228.5994 | 4201.5017 | 4194.7833 | 4196.2636 | 4262.0731 | 4357.6848 | 4117.5872 | 4071.5859 | 4130.011 | 3711.8231 | 4159.1663
Option 2 SC | SA | SESA | 2h | 30.0491 | 49.0544 | 34.658 | 30.6698 | 32.2729 | 35.2563 | 35.5563 | 37.1409 | 23.7607 | 23.6995 | 21.3369 | 21.6362 | 19.4886 | 19.384 | 18.2699 | 17.7774 | 17.2052 | 16.6037 | 15.9717 | 14.4373 | 17.3966 | 18.2224 | 0 | 0
Option 2 SC | SA | SESA | 4h | 0 | 176.4269 | 120.8401 | 107.052 | 113.6498 | 123.9478 | 125.1783 | 132.1118 | 136.989 | 133.7779 | 118.498 | 116.0387 | 102.5921 | 107.237 | 98.422 | 99.2956 | 92.4975 | 91.5808 | 84.9285 | 76.7489 | 94.0631 | 0 | 0 | 0
Option 2 SC | SA | SESA | Coordinated CER | 3.3872 | 5.4609 | 6.1024 | 6.2297 | 7.5429 | 8.8954 | 10.219 | 11.9726 | 13.7503 | 15.5669 | 16.3582 | 18.235 | 18.4838 | 19.405 | 20.8208 | 22.4262 | 24.818 | 26.5202 | 29.4562 | 28.8945 | 37.7927 | 42.9539 | 43.5267 | 46.9609
Option 2 SC | SA | SESA | Distributed PV | 161.5615 | 186.9864 | 205.4395 | 211.0564 | 246.3931 | 263.2481 | 273.9701 | 285.8839 | 304.9998 | 313.9561 | 321.3994 | 348.2364 | 354.7424 | 383.5604 | 394.2404 | 409.3439 | 390.6839 | 439.1174 | 471.038 | 471.7685 | 509.749 | 536.7025 | 552.9385 | 572.7198
Option 2 SC | SA | SESA | Liquid Fuel | 0 | 0 | 0 | 0 | 0 | 0 | 0 | 0 | 0 | 0 | 0 | 0 | 0 | 0 | 0 | 0 | 0 | 0 | 0 | 0 | 0 | 0 | 0 | 0
Option 2 SC | SA | SESA | OCGT | 1.6895e-08 | 7.01e-09 | 3.0345e-08 | 1.751e-07 | 8.7652 | 3.8017e-07 | 6.6132 | 13.3702 | 18.3731 | 0 | 0 | 0 | 0 | 0 | 0 | 0 | 0 | 0 | 0 | 0 | 0 | 0 | 0 | 0
Option 2 SC | SA | SESA | Solar | 407.5765 | 443.8716 | 347.3896 | 436.5739 | 450.1458 | 459.2404 | 452.6328 | 457.1674 | 478.0343 | 475.5509 | 461.0435 | 471.9781 | 456.6644 | 492.9032 | 253.2478 | 181.4095 | 271.2263 | 213.7274 | 279.4492 | 258.7564 | 350.9878 | 326.4731 | 209.1249 | 142.2728
Option 2 SC | SA | SESA | Wind | 729.1142 | 802.1023 | 630.0914 | 797.429 | 725.3973 | 694.5105 | 680.6648 | 747.1263 | 769.406 | 489.3613 | 428.7997 | 459.9642 | 79.8576 | 738.656 | 1623.2808 | 1656.2046 | 1638.2865 | 1821.6437 | 1832.0621 | 1962.7617 | 1982.6078 | 2200.1042 | 1744.2445 | 1868.7534
Option 2 SC | TAS |  | 24h | 0 | 0 | 0 | 0 | 0 | 0 | 0 | 0 | 0 | 1.5217e-06 | 9.4106e-07 | 2.0017e-06 | 1.0086e-05 | 1.3146e-05 | 1.3879e-05 | 1.3998e-05 | 1.4309e-05 | 2.0021e-05 | 1.5074e-05 | 1.575e-05 | 1.7149e-05 | 1.8336e-05 | 1.6642e-05 | 1.7874e-05
Option 2 SC | TAS |  | 2h | 0 | 2.006e-06 | 6.4686e-06 | 1.5502e-05 | 1.1983e-05 | 1.5463e-05 | 1.8162e-05 | 2.2233e-05 | 2.6273e-05 | 2.636e-05 | 2.6356e-05 | 2.8133e-05 | 3.6955e-05 | 4.5252e-05 | 4.2515e-05 | 4.3068e-05 | 4.4546e-05 | 5.2894e-05 | 2.3011e-05 | 2.3625e-05 | 2.4542e-05 | 2.4489e-05 | 2.3752e-05 | 2.4849e-05
Option 2 SC | TAS |  | 4h | 0 | 1.9038e-06 | 6.3028e-06 | 1.404e-05 | 1.3257e-05 | 1.8154e-05 | 1.9256e-05 | 2.4008e-05 | 6.3524e-05 | 6.2958e-05 | 6.1874e-05 | 6.223e-05 | 8.16e-05 | 8.6788e-05 | 8.5719e-05 | 8.541e-05 | 8.4909e-05 | 0.00011263 | 5.9101e-05 | 5.7157e-05 | 6.2639e-05 | 0.00010714 | 0.00010247 | 0.00010274
Option 2 SC | TAS |  | 8h | 0 | 0 | 2.2823e-06 | 8.4849e-06 | 8.6078e-06 | 1.0302e-05 | 8.9059e-06 | 1.2262e-05 | 2.4447e-05 | 2.3541e-05 | 2.2204e-05 | 2.1959e-05 | 3.0393e-05 | 5.7684e-05 | 5.4003e-05 | 5.456e-05 | 5.205e-05 | 6.0296e-05 | 4.2552e-05 | 4.2782e-05 | 4.6553e-05 | 5.079e-05 | 4.356e-05 | 4.3273e-05
Option 2 SC | TAS |  | CCGT | 0 | 0 | 0 | 0 | 0 | 0 | 0 | 0 | 0 | 0 | 0 | 0 | 0 | 0 | 0 | 0 | 0 | 0 | 0 | 0 | 0 | 0 | 0 | 0
Option 2 SC | TAS |  | CST | 0 | 0 | 0 | 0 | 0 | 0 | 0 | 0 | 0 | 0 | 0 | 0 | 0 | 0 | 0 | 0 | 0 | 0 | 0 | 0 | 0 | 0 | 0 | 0
Option 2 SC | TAS |  | Coordinated CER | 0.72691 | 0.65184 | 3.4781 | 25.0535 | 10.9631 | 16.5216 | 22.3684 | 26.8355 | 37.5341 | 43.1033 | 47.1263 | 53.8763 | 49.5169 | 52.6976 | 66.8407 | 77.6307 | 81.1272 | 95.251 | 100.651 | 105.6921 | 143.0451 | 175.2189 | 160.4585 | 184.1228
Option 2 SC | TAS |  | Distributed PV | 473.018 | 535.773 | 606.1805 | 622.585 | 713.2185 | 802.9404 | 831.6725 | 889.0255 | 933.7774 | 949.0089 | 982.746 | 1001.5235 | 1094.7932 | 1199.0535 | 1254.0759 | 1245.7359 | 1243.8394 | 1354.4759 | 1486.7745 | 1462.92 | 1591.1494 | 1725.236 | 1771.7385 | 1890.6216
Option 2 SC | TAS |  | Hydro | 8955.5557 | 11400.4944 | 7864.5783 | 7944.5307 | 8149.3671 | 6592.8834 | 7605.3769 | 7005.1745 | 9099.0729 | 8886.2287 | 8970.5924 | 9600.7015 | 8909.6877 | 9168.7298 | 6365.8944 | 6151.4895 | 5782.5584 | 5661.8606 | 6263.7553 | 5891.4304 | 6983.3388 | 6925.7723 | 6335.8017 | 5610.132
Option 2 SC | TAS |  | OCGT | 1.1216e-07 | 2.0225e-08 | 6.2775e-08 | 2.4611e-07 | 3.9123 | 2.7295e-07 | 0.8355 | 4.9682 | 18.5434 | 42.8974 | 54.86 | 48.5706 | 51.0298 | 92.6594 | 40.6832 | 48.4808 | 41.879 | 26.0179 | 44.1431 | 48.919 | 50.4001 | 42.3462 | 84.6624 | 53.9785
Option 2 SC | TAS |  | PHES | 0 | 0 | 0 | 0 | 0 | 0 | 0 | 0 | 0 | 7.5028e-06 | 8.3181e-06 | 1.1336e-05 | 3.3342e-05 | 7.1657e-05 | 7.5862e-05 | 7.9957e-05 | 7.7637e-05 | 0.00022017 | 0.00017728 | 0.00017847 | 0.00019682 | 0.00021305 | 0.00018492 | 0.00019454
Option 2 SC | TAS |  | Solar | 5.028e-06 | 985.445 | 1141.4515 | 1119.9265 | 1208.0791 | 2177.035 | 1875.6047 | 2217.2776 | 1917.2628 | 1682.6888 | 2136.0713 | 2135.7579 | 2153.3045 | 2277.9308 | 1254.7939 | 1172.7041 | 1101.9637 | 1213.8011 | 1176.9471 | 1135.3387 | 1257.3333 | 1405.7164 | 1255.8002 | 1280.2928
Option 2 SC | TAS |  | Wind | 1965.7359 | 1950.1219 | 4426.7897 | 5702.9401 | 5913.3354 | 6934.1412 | 7104.8585 | 7444.5224 | 7370.2615 | 7579.3042 | 7036.5903 | 6912.0171 | 8016.2146 | 8051.2859 | 7525.3448 | 7780.2052 | 7895.689 | 7845.8346 | 7153.3038 | 7527.5796 | 7435.6909 | 7251.5773 | 7534.9779 | 7666.9052
Option 2 SC | TAS | TAS | 24h | 0 | 0 | 0 | 0 | 0 | 0 | 0 | 0 | 0 | 1.5217e-06 | 9.4106e-07 | 2.0017e-06 | 1.0086e-05 | 1.3146e-05 | 1.3879e-05 | 1.3998e-05 | 1.4309e-05 | 2.0021e-05 | 1.5074e-05 | 1.575e-05 | 1.7149e-05 | 1.8336e-05 | 1.6642e-05 | 1.7874e-05
Option 2 SC | TAS | TAS | 2h | 0 | 2.006e-06 | 6.4686e-06 | 1.5502e-05 | 1.1983e-05 | 1.5463e-05 | 1.8162e-05 | 2.2233e-05 | 2.6273e-05 | 2.636e-05 | 2.6356e-05 | 2.8133e-05 | 3.6955e-05 | 4.5252e-05 | 4.2515e-05 | 4.3068e-05 | 4.4546e-05 | 5.2894e-05 | 2.3011e-05 | 2.3625e-05 | 2.4542e-05 | 2.4489e-05 | 2.3752e-05 | 2.4849e-05
Option 2 SC | TAS | TAS | 4h | 0 | 1.9038e-06 | 6.3028e-06 | 1.404e-05 | 1.3257e-05 | 1.8154e-05 | 1.9256e-05 | 2.4008e-05 | 6.3524e-05 | 6.2958e-05 | 6.1874e-05 | 6.223e-05 | 8.16e-05 | 8.6788e-05 | 8.5719e-05 | 8.541e-05 | 8.4909e-05 | 0.00011263 | 5.9101e-05 | 5.7157e-05 | 6.2639e-05 | 0.00010714 | 0.00010247 | 0.00010274
Option 2 SC | TAS | TAS | 8h | 0 | 0 | 2.2823e-06 | 8.4849e-06 | 8.6078e-06 | 1.0302e-05 | 8.9059e-06 | 1.2262e-05 | 2.4447e-05 | 2.3541e-05 | 2.2204e-05 | 2.1959e-05 | 3.0393e-05 | 5.7684e-05 | 5.4003e-05 | 5.456e-05 | 5.205e-05 | 6.0296e-05 | 4.2552e-05 | 4.2782e-05 | 4.6553e-05 | 5.079e-05 | 4.356e-05 | 4.3273e-05
Option 2 SC | TAS | TAS | CCGT | 0 | 0 | 0 | 0 | 0 | 0 | 0 | 0 | 0 | 0 | 0 | 0 | 0 | 0 | 0 | 0 | 0 | 0 | 0 | 0 | 0 | 0 | 0 | 0
Option 2 SC | TAS | TAS | CST | 0 | 0 | 0 | 0 | 0 | 0 | 0 | 0 | 0 | 0 | 0 | 0 | 0 | 0 | 0 | 0 | 0 | 0 | 0 | 0 | 0 | 0 | 0 | 0
Option 2 SC | TAS | TAS | Coordinated CER | 0.72691 | 0.65184 | 3.4781 | 25.0535 | 10.9631 | 16.5216 | 22.3684 | 26.8355 | 37.5341 | 43.1033 | 47.1263 | 53.8763 | 49.5169 | 52.6976 | 66.8407 | 77.6307 | 81.1272 | 95.251 | 100.651 | 105.6921 | 143.0451 | 175.2189 | 160.4585 | 184.1228
Option 2 SC | TAS | TAS | Distributed PV | 473.018 | 535.773 | 606.1805 | 622.585 | 713.2185 | 802.9404 | 831.6725 | 889.0255 | 933.7774 | 949.0089 | 982.746 | 1001.5235 | 1094.7932 | 1199.0535 | 1254.0759 | 1245.7359 | 1243.8394 | 1354.4759 | 1486.7745 | 1462.92 | 1591.1494 | 1725.236 | 1771.7385 | 1890.6216
Option 2 SC | TAS | TAS | Hydro | 8955.5557 | 11400.4944 | 7864.5783 | 7944.5307 | 8149.3671 | 6592.8834 | 7605.3769 | 7005.1745 | 9099.0729 | 8886.2287 | 8970.5924 | 9600.7015 | 8909.6877 | 9168.7298 | 6365.8944 | 6151.4895 | 5782.5584 | 5661.8606 | 6263.7553 | 5891.4304 | 6983.3388 | 6925.7723 | 6335.8017 | 5610.132
Option 2 SC | TAS | TAS | OCGT | 1.1216e-07 | 2.0225e-08 | 6.2775e-08 | 2.4611e-07 | 3.9123 | 2.7295e-07 | 0.8355 | 4.9682 | 18.5434 | 42.8974 | 54.86 | 48.5706 | 51.0298 | 92.6594 | 40.6832 | 48.4808 | 41.879 | 26.0179 | 44.1431 | 48.919 | 50.4001 | 42.3462 | 84.6624 | 53.9785
Option 2 SC | TAS | TAS | PHES | 0 | 0 | 0 | 0 | 0 | 0 | 0 | 0 | 0 | 7.5028e-06 | 8.3181e-06 | 1.1336e-05 | 3.3342e-05 | 7.1657e-05 | 7.5862e-05 | 7.9957e-05 | 7.7637e-05 | 0.00022017 | 0.00017728 | 0.00017847 | 0.00019682 | 0.00021305 | 0.00018492 | 0.00019454
Option 2 SC | TAS | TAS | Solar | 5.028e-06 | 985.445 | 1141.4515 | 1119.9265 | 1208.0791 | 2177.035 | 1875.6047 | 2217.2776 | 1917.2628 | 1682.6888 | 2136.0713 | 2135.7579 | 2153.3045 | 2277.9308 | 1254.7939 | 1172.7041 | 1101.9637 | 1213.8011 | 1176.9471 | 1135.3387 | 1257.3333 | 1405.7164 | 1255.8002 | 1280.2928
Option 2 SC | TAS | TAS | Wind | 1965.7359 | 1950.1219 | 4426.7897 | 5702.9401 | 5913.3354 | 6934.1412 | 7104.8585 | 7444.5224 | 7370.2615 | 7579.3042 | 7036.5903 | 6912.0171 | 8016.2146 | 8051.2859 | 7525.3448 | 7780.2052 | 7895.689 | 7845.8346 | 7153.3038 | 7527.5796 | 7435.6909 | 7251.5773 | 7534.9779 | 7666.9052
Option 2 SC | VIC |  | 1h | 0 | 5.3382 | 7.9177 | 8.5078 | 8.4171 | 9.1785 | 9.1013 | 9.2494 | 9.6512 | 9.6581 | 8.6579 | 8.9533 | 7.8403 | 7.7814 | 7.6789 | 7.947 | 8.0635 | 7.7829 | 7.3734 | 6.9624 | 8.2297 | 8.6267 | 8.0288 | 8.0031
Option 2 SC | VIC |  | 2h | 741.2273 | 1452.9942 | 1414.361 | 1435.7639 | 1523.7933 | 1924.913 | 2110.6483 | 2194.9651 | 2270.7552 | 2207.1684 | 1922.8425 | 1878.7054 | 1564.78 | 1580.0447 | 1619.3116 | 1543.7786 | 1412.0171 | 1423.4846 | 1317.5482 | 1152.3862 | 1203.1565 | 980.7284 | 910.9213 | 908.3076
Option 2 SC | VIC |  | 4h | 0 | 610.0354 | 1370.6148 | 1559.2066 | 1669.4793 | 1915.932 | 2045.4676 | 2074.1411 | 2186.1725 | 2076.3159 | 1877.7445 | 1865.6256 | 1545.2469 | 1465.6477 | 1504.6514 | 1546.3882 | 1393.0211 | 1441.2228 | 1452.5453 | 1328.0093 | 1536.2985 | 632.5534 | 539.4773 | 550.5427
Option 2 SC | VIC |  | 8h | 0 | 0 | 3.6276e-05 | 4.4126e-05 | 4.6878e-05 | 5.4579e-05 | 5.2134e-05 | 5.5979e-05 | 7.9379e-05 | 7.7834e-05 | 7.6567e-05 | 7.5113e-05 | 7.838e-05 | 0.00025014 | 0.000259 | 0.00026209 | 0.00025378 | 0.00028073 | 0.00019074 | 0.00018723 | 0.00020442 | 471.29 | 422.4466 | 435.9534
Option 2 SC | VIC |  | Brown Coal | 31657.7396 | 22082.6437 | 15859.691 | 9625.444 | 8088.0195 | 7842.7066 | 7821.2784 | 7821.2784 | 0 | 0 | 0 | 0 | 0 | 0 | 0 | 0 | 0 | 0 | 0 | 0 | 0 | 0 | 0 | 0
Option 2 SC | VIC |  | CCGT | 262.8 | 131.76 | 481.8 | 131.4 | 291.3098 | 58.9315 | 105.988 | 125.4361 | 163.7426 | 310.3091 | 458.0722 | 335.7041 | 234.3227 | 368.7533 | 0 | 0 | 0 | 0 | 0 | 0 | 0 | 0 | 0 | 0
Option 2 SC | VIC |  | Coordinated CER | 48.7457 | 64.6427 | 115.4004 | 175.302 | 235.5487 | 318.379 | 411.6785 | 515.5491 | 657.3274 | 772.0977 | 794.9445 | 934.6081 | 903.6155 | 965.0799 | 1163.7296 | 1329.9542 | 1396.0324 | 1632.6951 | 1697.9531 | 1766.8065 | 2337.9695 | 2759.5534 | 2629.5412 | 3011.0763
Option 2 SC | VIC |  | Distributed PV | 6610.5635 | 7786.9467 | 8991.7459 | 9103.6801 | 11686.8523 | 12424.4553 | 13041.3641 | 13993.8354 | 15120.149 | 15147.2446 | 15440.8198 | 16281.0189 | 17337.0172 | 19491.5771 | 19900.3897 | 20290.4483 | 18693.827 | 20946.3306 | 23346.0677 | 23079.0051 | 26077.4982 | 26983.5085 | 28185.4191 | 30250.7015
Option 2 SC | VIC |  | Hydro | 3399.0677 | 3219.7404 | 2639.0668 | 2904.7117 | 2865.6553 | 2733.2171 | 2619.571 | 1928.4097 | 2537.393 | 2509.741 | 2134.2792 | 2735.2437 | 1659.7314 | 1301.3504 | 1645.3822 | 1063.9166 | 2143.0575 | 1868.639 | 1606.1182 | 1539.2555 | 1750.7977 | 1844.5961 | 2083.4146 | 1435.7144
Option 2 SC | VIC |  | OCGT | 158.4728 | 90.6509 | 337.7856 | 112.1182 | 395.5297 | 73.8359 | 254.0948 | 221.846 | 552.2602 | 918.6308 | 1262.9261 | 1138.0048 | 794.5245 | 1459.2946 | 2059.1921 | 2145.8419 | 1758.3746 | 1141.0438 | 2224.8379 | 2468.5542 | 3006.185 | 1555.7136 | 4236.6137 | 2635.8828
Option 2 SC | VIC |  | Offshore Wind | 0 | 0 | 0 | 0 | 0 | 8386.5008 | 11415.9413 | 13373.8094 | 16925.9245 | 21872.9766 | 24969.7463 | 26659.1844 | 34116.9048 | 34904.2791 | 36764.3891 | 35535.8705 | 36499.7932 | 37159.8458 | 36460.8904 | 38292.6002 | 35655.0356 | 36206.4937 | 36981.4265 | 38460.7448
Option 2 SC | VIC |  | Solar | 2947.039 | 6451.6405 | 7354.4652 | 6530.065 | 6797.8351 | 6508.6793 | 6616.5601 | 6750.5987 | 6895.118 | 6235.7286 | 5815.834 | 5727.4317 | 4862.8307 | 7495.7037 | 8608.6549 | 8649.1738 | 8407.9344 | 8840.1883 | 8287.7691 | 7517.6524 | 8936.6666 | 9069.4933 | 8202.9131 | 8262.5172
Option 2 SC | VIC |  | Wind | 15480.6121 | 18786.9017 | 24484.8121 | 30559.787 | 30487.4423 | 30069.5885 | 29497.8065 | 31229.5712 | 31037.561 | 31169.5704 | 29933.6683 | 30571.9884 | 26070.5149 | 22736.8329 | 24704.7978 | 26763.4176 | 25925.9239 | 27469.2381 | 28034.4003 | 29975.4442 | 28308.4435 | 29138.233 | 29452.9622 | 30329.9545
Option 2 SC | VIC | MEL | 2h | 437.344 | 235.5589 | 406.9085 | 486.4969 | 534.0807 | 709.2872 | 806.9629 | 845.4551 | 898.229 | 865.1254 | 762.4105 | 737.0956 | 631.9702 | 591.2988 | 621.7324 | 534.6825 | 487.0714 | 512.5418 | 433.0442 | 393.2382 | 366.2429 | 341.3779 | 302.8339 | 315.483
Option 2 SC | VIC | MEL | 4h | 0 | 532.7473 | 864.6208 | 994.9902 | 1064.0289 | 1182.0488 | 1252.2599 | 1262.1477 | 1327.9588 | 1265.2364 | 1167.983 | 1172.6739 | 1005.2374 | 926.9722 | 946.2127 | 976.0281 | 861.248 | 896.7902 | 906.2499 | 842.8445 | 959.4708 | 426.6076 | 381.0006 | 395.2648
Option 2 SC | VIC | MEL | 8h | 0 | 0 | 1.8371e-05 | 2.2121e-05 | 2.3325e-05 | 2.6976e-05 | 2.5264e-05 | 2.6878e-05 | 3.9356e-05 | 3.8598e-05 | 3.6869e-05 | 3.6364e-05 | 3.8223e-05 | 0.0001344 | 0.00013599 | 0.00013758 | 0.0001321 | 0.000149 | 0.00010295 | 0.00010071 | 0.00010957 | 471.2899 | 422.4465 | 435.9533
Option 2 SC | VIC | MEL | CCGT | 262.8 | 131.76 | 481.8 | 131.4 | 291.3098 | 58.9315 | 105.988 | 125.4361 | 163.7426 | 310.3091 | 458.0722 | 335.7041 | 234.3227 | 368.7533 | 0 | 0 | 0 | 0 | 0 | 0 | 0 | 0 | 0 | 0
Option 2 SC | VIC | MEL | Coordinated CER | 34.7527 | 41.9174 | 82.6622 | 126.3711 | 172.6845 | 237.311 | 307.0322 | 386.1277 | 495.1511 | 585.3627 | 602.2352 | 709.6476 | 694.3466 | 734.7506 | 894.3548 | 1029.0421 | 1075.7131 | 1266.2361 | 1308.5998 | 1357.5902 | 1814.471 | 2122.6866 | 2023.2634 | 2335.9396
Option 2 SC | VIC | MEL | Distributed PV | 4394.457 | 5173.8801 | 5983.2349 | 6021.2082 | 7850.0163 | 8368.979 | 8814.5605 | 9450.3821 | 10181.4081 | 10176.8707 | 10341.7743 | 10940.9203 | 11593.3483 | 13090.3048 | 13375.8972 | 13503.7415 | 12649.9104 | 14135.5083 | 15769.2623 | 15394.5783 | 17190.8647 | 17877.7332 | 18774.6055 | 20151.7218
Option 2 SC | VIC | MEL | OCGT | 27.7154 | 13.703 | 81.9936 | 13.6656 | 66.6815 | 4.6105 | 21.6122 | 30.5301 | 224.4866 | 367.9357 | 548.7741 | 518.391 | 573.3945 | 1027.6028 | 1511.0079 | 1671.1446 | 1437.8282 | 958.001 | 1802.8747 | 1867.9005 | 2308.8846 | 1473.3311 | 3749.1534 | 2285.9146
Option 2 SC | VIC | MEL | Solar | 5.6053e-06 | 8.6136e-06 | 9.5816e-06 | 2.3238e-05 | 4.0952e-05 | 4.1718e-05 | 4.1468e-05 | 4.2139e-05 | 4.3689e-05 | 4.5261e-05 | 5.1284e-05 | 6.3015e-05 | 7.1084e-05 | 7.5412e-05 | 8.3058e-05 | 8.1168e-05 | 8.1597e-05 | 9.5868e-05 | 0.00012861 | 0.00012369 | 0.00013704 | 0.00013602 | 0.00013269 | 0.00013575
Option 2 SC | VIC | SEV | 2h | 50.8819 | 39.9369 | 85.5801 | 106.5748 | 119.0123 | 163.7465 | 176.4903 | 186.0063 | 195.5534 | 189.7053 | 163.4456 | 157.8506 | 122.2346 | 121.3919 | 128.8477 | 125.9447 | 120.4954 | 97.5373 | 97.2228 | 56.8474 | 63.989 | 26.9435 | 25.1474 | 24.5634
Option 2 SC | VIC | SEV | 4h | 0 | 54.2109 | 209.0861 | 259.23 | 278.7165 | 349.3514 | 378.196 | 385.1509 | 412.1331 | 389.7897 | 343.5224 | 335.5008 | 259.8702 | 246.578 | 261.0042 | 264.4843 | 247.5029 | 256.4343 | 272.1022 | 238.1327 | 267.7682 | 0 | 0 | 0
Option 2 SC | VIC | SEV | 8h | 0 | 0 | 1.7904e-05 | 2.2005e-05 | 2.3553e-05 | 2.7603e-05 | 2.6871e-05 | 2.9101e-05 | 4.0023e-05 | 3.9236e-05 | 3.9698e-05 | 3.8749e-05 | 4.0157e-05 | 0.00011574 | 0.00012301 | 0.00012451 | 0.00012168 | 0.00013173 | 8.7796e-05 | 8.6517e-05 | 9.4854e-05 | 0.00010813 | 8.5018e-05 | 8.5618e-05
Option 2 SC | VIC | SEV | Brown Coal | 31657.7396 | 22082.6437 | 15859.691 | 9625.444 | 8088.0195 | 7842.7066 | 7821.2784 | 7821.2784 | 0 | 0 | 0 | 0 | 0 | 0 | 0 | 0 | 0 | 0 | 0 | 0 | 0 | 0 | 0 | 0
Option 2 SC | VIC | SEV | Coordinated CER | 3.4535 | 3.1668 | 7.4272 | 12.6707 | 15.9481 | 20.9452 | 26.5977 | 33.1221 | 41.2306 | 48.5277 | 50.3656 | 57.7207 | 50.6466 | 55.0532 | 66.251 | 77.1139 | 78.7226 | 92.682 | 97.4864 | 103.3244 | 132.3388 | 157.0118 | 148.8026 | 166.0764
Option 2 SC | VIC | SEV | Distributed PV | 484.2825 | 577.2165 | 674.2345 | 690.138 | 800.151 | 863.719 | 902.034 | 973.3094 | 1053.8449 | 1053.0924 | 1079.3679 | 1145.3884 | 1227.1359 | 1391.8929 | 1427.5639 | 1486.9709 | 1410.7664 | 1587.1354 | 1775.2521 | 1749.1531 | 1940.3918 | 2032.2915 | 2076.1962 | 2229.6562
Option 2 SC | VIC | SEV | OCGT | 2.8613 | 5.5946e-07 | 2.294e-06 | 17.294 | 94.3736 | 16.0945 | 36.4457 | 63.7977 | 107.4997 | 215.3975 | 243.1193 | 240.0807 | 89.6792 | 102.8155 | 100.0653 | 124.3785 | 21.5127 | 14.4526 | 11.1556 | 18.9949 | 56.1655 | 9.33e-09 | 76.0367 | 25.5763
Option 2 SC | VIC | SEV | Offshore Wind | 0 | 0 | 0 | 0 | 0 | 8386.5008 | 9352.8426 | 11256.1498 | 14797.329 | 19593.8042 | 21734.4454 | 23253.8432 | 30751.947 | 32002.0596 | 33718.4367 | 32438.0492 | 33323.0402 | 33736.7515 | 33127.6838 | 34959.9807 | 32548.7834 | 33123.9357 | 33778.2919 | 35204.7655
Option 2 SC | VIC | SEV | Solar | 6.5835 | 1037.7452 | 1224.5178 | 1157.3657 | 1174.062 | 1122.1837 | 1223.6943 | 1237.4653 | 1238.3234 | 1133.651 | 975.9712 | 973.8387 | 825.9338 | 751.0618 | 863.1756 | 867.4387 | 832.3304 | 888.4183 | 845.4239 | 826.6709 | 899.2517 | 902.6657 | 887.4188 | 935.1342
Option 2 SC | VIC | SEV | Wind | 334.6264 | 354.9657 | 338.0096 | 384.2734 | 335.0583 | 342.023 | 353.8554 | 357.8645 | 332.5188 | 381.2782 | 335.4037 | 358.4795 | 312.7177 | 279.9901 | 6.7535e-05 | 7.2575e-05 | 7.1669e-05 | 7.9046e-05 | 9.7565e-05 | 0.00011547 | 0.00010643 | 0.00010646 | 0.00010871 | 9.9679e-05
Option 2 SC | VIC | WNV | 1h | 0 | 5.3382 | 7.9177 | 8.5078 | 8.4171 | 9.1785 | 9.1013 | 9.2494 | 9.6512 | 9.6581 | 8.6579 | 8.9533 | 7.8403 | 7.7814 | 7.6789 | 7.947 | 8.0635 | 7.7829 | 7.3734 | 6.9624 | 8.2297 | 8.6267 | 8.0288 | 8.0031
Option 2 SC | VIC | WNV | 2h | 253.0014 | 1177.4984 | 921.8724 | 842.6923 | 870.7002 | 1051.8793 | 1127.1951 | 1163.5037 | 1176.9728 | 1152.3376 | 996.9864 | 983.7592 | 810.5752 | 867.3541 | 868.7315 | 883.1514 | 804.4503 | 813.4055 | 787.2812 | 702.3006 | 772.9246 | 612.407 | 582.9399 | 568.2612
Option 2 SC | VIC | WNV | 4h | 0 | 23.0773 | 296.9078 | 304.9864 | 326.7339 | 384.5318 | 415.0117 | 426.8425 | 446.0806 | 421.2899 | 366.2391 | 357.4508 | 280.1393 | 292.0974 | 297.4344 | 305.8758 | 284.2702 | 287.9983 | 274.1932 | 247.032 | 309.0596 | 205.9457 | 158.4767 | 155.278
Option 2 SC | VIC | WNV | Coordinated CER | 10.5395 | 19.5585 | 25.311 | 36.2603 | 46.9161 | 60.1228 | 78.0487 | 96.2993 | 120.9457 | 138.2073 | 142.3436 | 167.2398 | 158.6223 | 175.276 | 203.1238 | 223.7983 | 241.5967 | 273.777 | 291.8668 | 305.8919 | 391.1597 | 479.855 | 457.4753 | 509.0603
Option 2 SC | VIC | WNV | Distributed PV | 1731.824 | 2035.8501 | 2334.2765 | 2392.3339 | 3036.685 | 3191.7573 | 3324.7696 | 3570.1438 | 3884.8959 | 3917.2814 | 4019.6775 | 4194.7102 | 4516.533 | 5009.3793 | 5096.9286 | 5299.7359 | 4633.1501 | 5223.687 | 5801.5532 | 5935.2737 | 6946.2417 | 7073.4838 | 7334.6174 | 7869.3235
Option 2 SC | VIC | WNV | Hydro | 3399.0677 | 3219.7404 | 2639.0668 | 2904.7117 | 2865.6553 | 2733.2171 | 2619.571 | 1928.4097 | 2537.393 | 2509.741 | 2134.2792 | 2735.2437 | 1659.7314 | 1301.3504 | 1645.3822 | 1063.9166 | 2143.0575 | 1868.639 | 1606.1182 | 1539.2555 | 1750.7977 | 1844.5961 | 2083.4146 | 1435.7144
Option 2 SC | VIC | WNV | OCGT | 127.896 | 76.9478 | 255.792 | 81.1587 | 234.4746 | 53.1309 | 196.0369 | 127.5182 | 220.2739 | 335.2976 | 471.0327 | 379.5331 | 131.4507 | 328.8762 | 448.1189 | 350.3188 | 299.0337 | 168.5903 | 410.8076 | 581.6588 | 641.1349 | 82.3825 | 411.4236 | 324.392
Option 2 SC | VIC | WNV | Offshore Wind | 0 | 0 | 0 | 0 | 0 | 4.6954e-05 | 2063.0986 | 2117.6596 | 2128.5955 | 2279.1724 | 3235.3008 | 3405.3412 | 3364.9578 | 2902.2196 | 3045.9524 | 3097.8213 | 3176.753 | 3423.0943 | 3333.2066 | 3332.6195 | 3106.2522 | 3082.558 | 3203.1345 | 3255.9793
Option 2 SC | VIC | WNV | Solar | 2940.4555 | 5413.8953 | 6129.9473 | 5372.6992 | 5623.7731 | 5386.4956 | 5392.8657 | 5513.1334 | 5656.7946 | 5102.0775 | 4839.8628 | 4753.593 | 4036.8968 | 6744.6418 | 7745.4792 | 7781.735 | 7575.6039 | 7951.7699 | 7442.3451 | 6690.9813 | 8037.4147 | 8166.8274 | 7315.4942 | 7327.3829
Option 2 SC | VIC | WNV | Wind | 15145.9857 | 18431.936 | 24146.8025 | 30175.5136 | 30152.384 | 29727.5655 | 29143.9511 | 30871.7067 | 30705.0422 | 30788.2922 | 29598.2646 | 30213.5089 | 25757.7972 | 22456.8427 | 24704.7978 | 26763.4175 | 25925.9238 | 27469.238 | 28034.4002 | 29975.4441 | 28308.4434 | 29138.2329 | 29452.9621 | 30329.9544
Option 2D SC | NEM |  | 12h | 0 | 0 | 75.106 | 1426.9575 | 1531.5135 | 1537.556 | 1642.0456 | 1762.4462 | 1843.4905 | 1648.414 | 1504.4425 | 1529.2361 | 1343.9838 | 1381.1286 | 1305.9451 | 1302.4682 | 1162.3954 | 1141.7141 | 1145.5377 | 1071.8746 | 1245.7679 | 1214.3056 | 1107.1432 | 1356.6315
Option 2D SC | NEM |  | 1h | 83.5646 | 362.3658 | 357.6837 | 405.488 | 418.5866 | 399.6454 | 407.4841 | 438.805 | 438.402 | 436.1989 | 421.1942 | 428.385 | 414.9088 | 402.8115 | 417.9533 | 375.8566 | 343.6654 | 326.7969 | 317.6706 | 299.4378 | 334.8242 | 306.1582 | 319.4475 | 195.0257
Option 2D SC | NEM |  | 24h | 0 | 0 | 0 | 0 | 0 | 0 | 0 | 0 | 0 | 8.1585e-08 | 1.9813e-07 | 6.0441e-07 | 2.7213e-06 | 2.9416e-06 | 4.1353e-06 | 5.5473e-06 | 6.843e-06 | 1.0622e-05 | 3.7329e-06 | 3.8732e-06 | 4.3609e-06 | 4.5033e-06 | 3.9772e-06 | 4.1705e-06
Option 2D SC | NEM |  | 2h | 1922.1638 | 5383.1944 | 4664.2291 | 4706.5986 | 5197.3735 | 5610.3204 | 5857.5605 | 6179.1061 | 6391.7459 | 6219.2064 | 5660.592 | 5611.4217 | 4933.7898 | 4971.4946 | 4862.9743 | 4579.704 | 4117.1307 | 4102.039 | 3766.1478 | 3188.7649 | 3472.3188 | 2504.5274 | 2276.2546 | 2087.5917
Option 2D SC | NEM |  | 4h | 1084.7079 | 3673.4771 | 5833.6352 | 7024.0805 | 7345.6211 | 7759.0789 | 7916.4481 | 8193.98 | 8393.8062 | 8088.5378 | 7632.574 | 7585.076 | 7012.097 | 6961.6381 | 6971.8089 | 6671.6229 | 5999.1647 | 6131.225 | 6578.7509 | 6018.8182 | 6343.6656 | 5282.1528 | 3688.4292 | 3802.8854
Option 2D SC | NEM |  | 8h | 371.1259 | 1179.1438 | 3291.7492 | 5107.0884 | 5343.7806 | 5662.5906 | 7207.8294 | 9329.6844 | 9673.6987 | 9160.3743 | 8400.1097 | 8478.3157 | 8539.3768 | 8620.4459 | 8305.0954 | 7919.1443 | 7854.5728 | 8369.1796 | 8086.1553 | 8164.3451 | 8754.8452 | 14171.4247 | 13551.1631 | 16129.3584
Option 2D SC | NEM |  | Biomass | 269.1072 | 259.2875 | 236.9702 | 231.9792 | 232.3146 | 227.375 | 229.0097 | 208.4857 | 191.5352 | 200.8557 | 183.9037 | 179.0935 | 119.3079 | 114.5346 | 107.2723 | 121.0528 | 106.1414 | 94.8054 | 82.2931 | 89.7242 | 97.478 | 90.4869 | 91.6857 | 75.3001
Option 2D SC | NEM |  | Black Coal | 73501.2366 | 58373.8202 | 46490.9089 | 32518.0837 | 30159.5881 | 26669.4497 | 27000.5451 | 19999.7642 | 16296.7971 | 18193.4485 | 17287.8875 | 13567.2125 | 10370.3508 | 10398.7627 | 7728.072 | 7728.072 | 6424.584 | 5576.5224 | 4697.988 | 3834.69 | 2971.392 | 2979.5328 | 2971.392 | 0
Option 2D SC | NEM |  | Brown Coal | 31662.1702 | 22087.647 | 15859.7462 | 9608.2746 | 8147.6031 | 7842.7066 | 7821.2784 | 7821.2784 | 0 | 0 | 0 | 0 | 0 | 0 | 0 | 0 | 0 | 0 | 0 | 0 | 0 | 0 | 0 | 0
Option 2D SC | NEM |  | CCGT | 4422.1795 | 2915.1285 | 3650.7081 | 2451.9493 | 2040.0537 | 966.3393 | 2042.1735 | 2584.3823 | 2284.5872 | 3207.1177 | 4183.6694 | 3455.4389 | 822.0809 | 1650.7543 | 1617.4441 | 1406.0908 | 1360.2154 | 787.1147 | 1212.762 | 902.2737 | 844.2825 | 872.2444 | 1092.7703 | 932.4856
Option 2D SC | NEM |  | CST | 0 | 0 | 0 | 0 | 0 | 0 | 0 | 0 | 0 | 0 | 0 | 0 | 7.406e-06 | 7.4297e-06 | 6.4821e-06 | 6.7797e-06 | 5.4009e-06 | 7.0979e-06 | 7.6437e-06 | 7.7306e-06 | 7.3699e-06 | 7.4082e-06 | 6.6271e-06 | 7.8176e-06
Option 2D SC | NEM |  | Coordinated CER | 258.9101 | 467.0255 | 594.7062 | 835.8139 | 1066.3781 | 1362.9201 | 1685.1771 | 2091.7645 | 2588.0269 | 2985.1018 | 3328.0834 | 3906.3525 | 4217.9108 | 4709.2601 | 5464.5945 | 5967.6625 | 6196.5979 | 6983.4369 | 7469.3797 | 8014.6573 | 9622.6412 | 10656.8294 | 11303.9304 | 12615.6799
Option 2D SC | NEM |  | DSP | 0 | 0 | 0 | 0 | 0 | 1e-09 | 2.6569e-07 | 0.051233 | 0.010696 | 0.090892 | 0.81576 | 0.28083 | 15.5739 | 22.8073 | 31.6256 | 30.6141 | 35.8243 | 46.009 | 15.8631 | 31.3069 | 30.8314 | 38.4896 | 57.4403 | 47.5489
Option 2D SC | NEM |  | Distributed PV | 32414.6385 | 37120.0552 | 41818.1989 | 44553.8736 | 49401.0402 | 52872.6099 | 55108.6532 | 59576.62 | 62738.5854 | 64808.1249 | 64553.0885 | 65859.0634 | 70992.2733 | 79191.056 | 82328.6173 | 82196.2331 | 75907.2643 | 84445.807 | 93164.8766 | 97226.9663 | 102920.8906 | 108096.4553 | 112028.3694 | 120674.4535
Option 2D SC | NEM |  | H2 Reciprocating Engine | 0 | 0 | 0 | 0 | 5.6275e-08 | 6.248e-08 | 1.2644e-06 | 0.95735 | 1.3655e-06 | 1.763e-06 | 27.284 | 106.2298 | 38.5111 | 5.5993 | 39.7179 | 23.4809 | 14.2946 | 0.92706 | 82.8718 | 106.1588 | 132.3385 | 57.6327 | 154.1251 | 234.6454
Option 2D SC | NEM |  | Hydro | 17044.9694 | 19533.6395 | 14021.5061 | 14856.9148 | 14569.1128 | 12888.6238 | 14103.9814 | 11713.051 | 16012.7018 | 15374.1091 | 14346.635 | 16265.1775 | 13450.3802 | 12929.0957 | 10559.8474 | 9481.4289 | 10476.8818 | 10265.8762 | 10042.312 | 9434.0101 | 11356.4387 | 11202.9916 | 11098.0241 | 8869.0718
Option 2D SC | NEM |  | Liquid Fuel | 7.8528 | 3.25e-08 | 1.0545e-07 | 6.5171 | 58.6019 | 26.1668 | 71.0552 | 77.8973 | 81.1728 | 135.0713 | 206.9149 | 175.3232 | 34.6399 | 57.5016 | 67.8306 | 77.2844 | 67.5898 | 13.4747 | 79.774 | 96.8643 | 35.5884 | 11.1087 | 34.5339 | 10.4629
Option 2D SC | NEM |  | OCGT | 379.6457 | 123.776 | 415.2688 | 247.9315 | 925.8242 | 275.4329 | 903.0262 | 1241.5762 | 1475.8327 | 2394.7694 | 3610.3392 | 3608.2095 | 1866.7636 | 3217.132 | 4866.1278 | 4911.6805 | 3695.8171 | 3106.2355 | 5055.4656 | 6586.659 | 7574.3749 | 4872.9973 | 9926.5661 | 7275.5715
Option 2D SC | NEM |  | Offshore Wind | 0 | 0 | 0 | 0 | 0 | 8385.9778 | 11412.965 | 13339.9257 | 16929.4406 | 21903.6384 | 25007.9437 | 26677.3462 | 36349.7648 | 37005.6633 | 39039.8337 | 37705.1618 | 41432.037 | 41475.6681 | 41238.8254 | 42836.7608 | 40229.7051 | 40845.5141 | 41776.9398 | 43214.8341
Option 2D SC | NEM |  | PHES | 184.5909 | 884.115 | 3346.8152 | 5562.3119 | 6199.4369 | 6573.8868 | 7178.4936 | 7765.7528 | 7879.5794 | 9275.3969 | 10761.7724 | 11798.5304 | 11282.0622 | 10638.893 | 10674.4572 | 10220.9517 | 10904.3264 | 10329.1755 | 9311.105 | 8491.8244 | 10328.3861 | 10013.9554 | 10002.364 | 9667.2428
Option 2D SC | NEM |  | Solar | 22530.3762 | 45066.0559 | 58277.167 | 65019.916 | 65311.2852 | 66814.6364 | 70183.6906 | 74485.5391 | 79426.1152 | 78985.6042 | 80437.9628 | 80957.3259 | 82053.2445 | 86364.9386 | 84424.9045 | 86280.3465 | 86938.1551 | 88821.1578 | 89571.9781 | 88506.8601 | 93061.0549 | 98631.3769 | 98814.2389 | 102466.8669
Option 2D SC | NEM |  | Wind | 41901.9849 | 47225.0094 | 58996.4219 | 81662.6503 | 91159.3142 | 97697.3415 | 98306.7668 | 108586.7352 | 116538.7459 | 115350.1832 | 117552.2134 | 124028.1839 | 130738.4765 | 124505.2736 | 130498.8793 | 139840.6691 | 139622.8349 | 143412.6935 | 143767.2822 | 146407.441 | 146823.0581 | 147613.3185 | 141460.1794 | 146482.304
Option 2D SC | NSW |  | 12h | 0 | 0 | 75.106 | 1426.9575 | 1531.5135 | 1537.556 | 1642.0456 | 1762.4462 | 1843.4905 | 1648.414 | 1504.4425 | 1529.2361 | 1343.9838 | 1381.1286 | 1305.9451 | 1302.4682 | 1162.3954 | 1141.7141 | 1145.5377 | 1071.8746 | 1245.7679 | 1214.3056 | 1107.1432 | 1356.6315
Option 2D SC | NSW |  | 1h | 57.0368 | 195.9254 | 127.9172 | 133.11 | 134.2406 | 134.5988 | 140.7145 | 146.1966 | 141.6975 | 142.0453 | 132.6029 | 134.7919 | 116.325 | 105.5908 | 109.1832 | 95.8843 | 87.665 | 73.5914 | 71.6031 | 63.5092 | 80.107 | 74.4672 | 77.3852 | 75.0911
Option 2D SC | NSW |  | 2h | 215.1966 | 553.4134 | 619.8685 | 679.35 | 992.4885 | 994.0888 | 999.2131 | 1046.454 | 1052.0452 | 1013.5545 | 882.8639 | 904.5839 | 836.3994 | 852.967 | 793.9679 | 740.5314 | 628.6317 | 651.5294 | 626.1649 | 587.9829 | 670.573 | 625.7297 | 540.8464 | 634.8957
Option 2D SC | NSW |  | 4h | 967.796 | 2465.4643 | 3505.7808 | 3650.4284 | 3805.3673 | 4027.1785 | 3993.1129 | 4194.0696 | 4264.9942 | 4071.3441 | 3831.058 | 3809.9827 | 3598.6926 | 3679.4475 | 3626.9148 | 3443.3332 | 2966.6974 | 2993.3151 | 3004.3695 | 2595.9678 | 2556.9072 | 1945.2359 | 771.6218 | 850.0315
Option 2D SC | NSW |  | 8h | 371.1259 | 1179.1438 | 2661.9078 | 4108.1546 | 4311.1544 | 4587.8255 | 6117.3016 | 8173.4041 | 8449.3522 | 7993.8079 | 7297.3134 | 7420.4336 | 7646.6966 | 7704.8826 | 7457.892 | 7059.6031 | 7049.71 | 7255.3788 | 6996.0054 | 6923.566 | 7327.4051 | 9299.8618 | 8182.9725 | 7880.75
Option 2D SC | NSW |  | Black Coal | 34819.1081 | 28133.0866 | 20389.6912 | 10659.1335 | 8288.0117 | 7391.3846 | 8474.9122 | 3326.3607 | 3457.8773 | 3981.3508 | 4301.9189 | 4067.5015 | 2642.2788 | 2649.5179 | 0 | 0 | 0 | 0 | 0 | 0 | 0 | 0 | 0 | 0
Option 2D SC | NSW |  | CCGT | 525.6 | 527.04 | 525.6 | 369.4112 | 537.2456 | 250.5133 | 745.7465 | 1034.5939 | 977.6302 | 1306.3549 | 1763.995 | 1603.9337 | 377.5549 | 977.4957 | 1186.8597 | 1100.0466 | 983.7071 | 394.2641 | 454.7003 | 645.992 | 555.7648 | 710.9646 | 871.6534 | 680.3644
Option 2D SC | NSW |  | CST | 0 | 0 | 0 | 0 | 0 | 0 | 0 | 0 | 0 | 0 | 0 | 0 | 7.406e-06 | 7.4297e-06 | 6.4821e-06 | 6.7797e-06 | 5.4009e-06 | 7.0979e-06 | 7.6437e-06 | 7.7306e-06 | 7.3699e-06 | 7.4082e-06 | 6.6271e-06 | 7.8176e-06
Option 2D SC | NSW |  | Coordinated CER | 100.6982 | 172.3967 | 239.6087 | 332.0371 | 433.8597 | 548.8244 | 668.2339 | 829.519 | 1001.5896 | 1174.9119 | 1356.0478 | 1597.9386 | 1789.2875 | 2081.3918 | 2399.4564 | 2603.2854 | 2696.7147 | 3049.7818 | 3322.001 | 3649.4753 | 4175.0564 | 4668.4823 | 4874.5614 | 5841.8826
Option 2D SC | NSW |  | DSP | 0 | 0 | 0 | 0 | 0 | 1e-09 | 2.6569e-07 | 0.051233 | 0.010696 | 0.090892 | 0.81576 | 0.28083 | 15.5739 | 22.8073 | 31.6256 | 30.6141 | 35.8243 | 46.009 | 15.8631 | 31.3069 | 30.8314 | 38.4896 | 57.4403 | 47.5489
Option 2D SC | NSW |  | Distributed PV | 11543.0745 | 12914.8222 | 14968.8675 | 16314.8695 | 17142.613 | 18684.7811 | 19250.2444 | 21386.1761 | 22124.0854 | 22760.1877 | 22508.6772 | 22655.9764 | 25139.5917 | 28069.381 | 29765.9379 | 29103.0659 | 27140.2627 | 29425.4363 | 33345.0538 | 35596.5568 | 36467.3731 | 38947.0901 | 39658.4576 | 43695.8707
Option 2D SC | NSW |  | Hydro | 3713.9516 | 4062.0935 | 2832.1907 | 3223.8198 | 2885.5363 | 2961.4973 | 3226.794 | 2038.783 | 3387.2415 | 3159.1433 | 2552.4258 | 3347.2142 | 2407.1897 | 1973.0873 | 2109.8929 | 1724.2345 | 2057.0415 | 2348.2008 | 1828.3297 | 1637.0061 | 2263.8642 | 2182.9695 | 2355.8147 | 1541.6393
Option 2D SC | NSW |  | OCGT | 33.034 | 26.8301 | 44.0453 | 11.0113 | 56.3653 | 41.1602 | 213.8802 | 575.4604 | 433.7987 | 804.5357 | 1282.5455 | 1233.6147 | 507.4074 | 1141.0762 | 2131.0546 | 2231.8101 | 1280.2207 | 1618.2793 | 1928.926 | 3181.953 | 3122.14 | 2481.3667 | 4121.5049 | 3313.6477
Option 2D SC | NSW |  | Offshore Wind | 0 | 0 | 0 | 0 | 0 | 0 | 0 | 0 | 0 | 0 | 0 | 0 | 2226.7374 | 1952.249 | 2262.3189 | 2156.9105 | 4936.5397 | 4337.3276 | 4744.9611 | 4509.2392 | 4567.5778 | 4624.0855 | 4769.4798 | 4697.1669
Option 2D SC | NSW |  | PHES | 9.3681 | 190.3324 | 2296.2622 | 4403.3515 | 4949.5177 | 5285.0741 | 5841.7727 | 6347.7479 | 6189.9985 | 6204.0553 | 5823.1905 | 6287.5837 | 5373.3557 | 5195.2425 | 4740.1677 | 4968.7839 | 5686.0467 | 5132.5256 | 4577.576 | 4192.314 | 5331.0286 | 5482.6964 | 5052.6524 | 5284.8061
Option 2D SC | NSW |  | Solar | 10236.0218 | 19629.7021 | 29582.5704 | 36336.8121 | 36379.7302 | 36407.1032 | 40177.8243 | 43750.4447 | 48803.9288 | 46672.266 | 45179.4719 | 44935.4544 | 42918.1261 | 42681.9214 | 41143.9279 | 42898.2626 | 43156.0547 | 43258.7634 | 44935.7139 | 43805.3444 | 46159.087 | 48132.8874 | 45906.2577 | 47395.7783
Option 2D SC | NSW |  | Wind | 7918.9181 | 8406.7124 | 10130.8273 | 20352.1679 | 28390.3519 | 31544.6871 | 30685.2071 | 34055.6429 | 38367.3235 | 40143.0193 | 42752.4835 | 44394.0935 | 46806.8309 | 41856.9855 | 44905.8739 | 48399.9314 | 49670.1715 | 48475.2899 | 49039.1511 | 47246.8932 | 49135.0693 | 49430.2286 | 46454.0223 | 49722.5795
Option 2D SC | NSW | CNSW | 12h | 0 | 0 | 75.106 | 1426.9575 | 1531.5135 | 1537.556 | 1642.0456 | 1762.4462 | 1843.4905 | 1648.414 | 1504.4425 | 1529.2361 | 1343.9838 | 1381.1286 | 1305.9451 | 1302.4682 | 1162.3954 | 1141.7141 | 1145.5377 | 1071.8746 | 1245.7679 | 1214.3056 | 1107.1432 | 1356.6315
Option 2D SC | NSW | CNSW | 2h | 29.1339 | 115.1405 | 143.1831 | 152.4299 | 166.0166 | 161.7219 | 166.1272 | 174.8826 | 179.0161 | 173.7668 | 162.4374 | 161.3077 | 143.58 | 143.2516 | 140.7598 | 141.0046 | 121.1546 | 125.4564 | 120.2925 | 111.6523 | 123.3503 | 89.4708 | 86.6932 | 90.6594
Option 2D SC | NSW | CNSW | 4h | 634.546 | 933.9817 | 794.5516 | 809.0629 | 839.7179 | 826.7791 | 833.0281 | 862.6101 | 880.6521 | 865.9157 | 834.3523 | 829.3964 | 766.6355 | 727.7349 | 729.7244 | 716.9517 | 640.0217 | 639.9232 | 632.1234 | 636.4324 | 432.1149 | 410.7042 | 400.9433 | 412.4407
Option 2D SC | NSW | CNSW | 8h | 0 | 82.3593 | 929.0269 | 1004.3673 | 1076.7751 | 1055.6463 | 1073.2073 | 2107.4141 | 2169.5284 | 2075.5144 | 1943.4217 | 1966.1552 | 2684.6794 | 2619.3463 | 2517.7141 | 2478.8809 | 3254.3829 | 3357.4098 | 3283.6782 | 3291.7372 | 3730.7821 | 5767.7286 | 5169.335 | 5408.9106
Option 2D SC | NSW | CNSW | Black Coal | 22132.4613 | 18061.3522 | 17232.9376 | 7502.3799 | 5131.2581 | 4225.9824 | 4792.1544 | 3326.3607 | 3457.8773 | 3981.3508 | 4301.9189 | 4067.5015 | 2642.2788 | 2649.5179 | 0 | 0 | 0 | 0 | 0 | 0 | 0 | 0 | 0 | 0
Option 2D SC | NSW | CNSW | CST | 0 | 0 | 0 | 0 | 0 | 0 | 0 | 0 | 0 | 0 | 0 | 0 | 7.406e-06 | 7.4297e-06 | 6.4821e-06 | 6.7797e-06 | 5.4009e-06 | 7.0979e-06 | 7.6437e-06 | 7.7306e-06 | 7.3699e-06 | 7.4082e-06 | 6.6271e-06 | 7.8176e-06
Option 2D SC | NSW | CNSW | Coordinated CER | 9.9838 | 17.835 | 25.4006 | 34.6477 | 43.3762 | 52.1086 | 62.8878 | 76.7945 | 91.8633 | 106.9252 | 123.2886 | 142.3876 | 149.4947 | 167.745 | 189.1664 | 219.337 | 228.641 | 256.2779 | 290.8644 | 323.4854 | 371.3447 | 406.5165 | 449.6681 | 496.8485
Option 2D SC | NSW | CNSW | Distributed PV | 865.0955 | 969.345 | 1128.489 | 1234.196 | 1286.7475 | 1399.1952 | 1437.1988 | 1606.756 | 1727.9369 | 1762.0227 | 1753.556 | 1748.6095 | 1945.2739 | 2201.9834 | 2241.1359 | 2189.6948 | 2041.2927 | 2217.6321 | 2526.6593 | 2692.0629 | 2758.4952 | 2931.469 | 2972.879 | 3301.495
Option 2D SC | NSW | CNSW | OCGT | 0 | 0 | 0 | 0 | 0 | 0 | 4.7402e-07 | 1.2504e-06 | 1.28e-06 | 2.088e-06 | 4.9779e-06 | 4.429e-06 | 5.8801e-07 | 2.0894e-06 | 2.9227e-06 | 2.8907e-06 | 2.0311e-06 | 1.517e-06 | 0 | 0 | 0 | 3.0051e-07 | 7.7647e-07 | 3.8524e-07
Option 2D SC | NSW | CNSW | PHES | 9.3681 | 190.3324 | 284.113 | 350.854 | 375.9294 | 426.5637 | 494.9598 | 539.2775 | 538.5085 | 475.1268 | 447.5234 | 470.3884 | 441.9688 | 403.612 | 424.3474 | 395.4692 | 403.8928 | 379.4015 | 365.3373 | 300.8462 | 371.3951 | 424.5375 | 410.5761 | 471.9512
Option 2D SC | NSW | CNSW | Solar | 4003.7637 | 7027.2865 | 13893.7281 | 21712.5803 | 21748.6105 | 22575.1647 | 23497.1429 | 26416.5598 | 30596.2274 | 29542.0703 | 28948.5759 | 27202.7125 | 28811.3393 | 29599.8975 | 28302.1744 | 29357.4719 | 29853.7804 | 30717.6751 | 32783.8428 | 32246.0519 | 33129.0516 | 34713.2579 | 33443.3325 | 35311.2742
Option 2D SC | NSW | CNSW | Wind | 1397.6433 | 1640.8359 | 3130.7611 | 12866.866 | 19511.2064 | 21278.1681 | 20707.45 | 22462.6522 | 22345.5085 | 24581.4679 | 25432.9803 | 26124.125 | 30993.7612 | 27753.5708 | 28854.7523 | 30135.0626 | 30173.6364 | 27979.542 | 28590.6272 | 27740.974 | 28813.1529 | 28586.8839 | 27415.9307 | 29454.5376
Option 2D SC | NSW | NNSW | 1h | 45.1852 | 170.5702 | 112.4186 | 117.4507 | 117.8884 | 118.8414 | 125.2744 | 130.2452 | 125.5421 | 126.0248 | 118.0448 | 119.4677 | 103.9071 | 92.6697 | 97.5077 | 83.7757 | 75.2562 | 73.5914 | 71.6031 | 63.5092 | 80.1069 | 74.4671 | 77.3852 | 75.0911
Option 2D SC | NSW | NNSW | 2h | 21.3677 | 157.6816 | 206.4017 | 224.3199 | 223.9559 | 230.5859 | 242.1561 | 257.835 | 247.6513 | 247.6948 | 223.8485 | 221.0173 | 195.9446 | 178.3981 | 181.9638 | 155.8368 | 141.4972 | 148.4132 | 136.4598 | 122.9077 | 166.7804 | 93.4943 | 97.5971 | 93.2529
Option 2D SC | NSW | NNSW | 8h | 271.5928 | 771.3636 | 1285.2313 | 1412.6267 | 1430.2356 | 1525.634 | 1600.7365 | 1671.0289 | 1652.213 | 1623.1294 | 1493.3402 | 1516.5948 | 1263.8387 | 1156.0803 | 1184.9892 | 1055.1819 | 955.3622 | 954.1084 | 874.1438 | 809.462 | 565.5831 | 368.9038 | 112.6011 | 67.1012
Option 2D SC | NSW | NNSW | CST | 0 | 0 | 0 | 0 | 0 | 0 | 0 | 0 | 0 | 0 | 0 | 0 | 0 | 0 | 0 | 0 | 0 | 0 | 0 | 0 | 0 | 0 | 0 | 0
Option 2D SC | NSW | NNSW | Coordinated CER | 14.4741 | 23.1561 | 33.03 | 45.3602 | 56.2119 | 68.8274 | 83.7183 | 100.6813 | 119.6883 | 139.8335 | 159.1156 | 186.0531 | 194.1285 | 209.9816 | 249.7845 | 260.865 | 261.785 | 285.5603 | 313.66 | 322.7773 | 403.7629 | 433.8844 | 460.3174 | 473.9994
Option 2D SC | NSW | NNSW | Distributed PV | 1676.9315 | 1856.3665 | 2135.5405 | 2331.8645 | 2429.2725 | 2639.3285 | 2726.717 | 3023.9865 | 3119.2688 | 3243.5115 | 3192.533 | 3204.8965 | 3558.3169 | 3915.2044 | 4138.1929 | 4004.7809 | 3771.7414 | 4027.9419 | 4516.6515 | 4857.2768 | 4963.5585 | 5287.9849 | 5424.0395 | 5977.1879
Option 2D SC | NSW | NNSW | PHES | 0 | 0 | 0 | 0 | 0 | 0 | 0 | 0 | 0 | 8.0061e-07 | 1.2432e-06 | 2.3987e-06 | 1.1388e-05 | 1.1257e-05 | 1.1045e-05 | 1.092e-05 | 1.1081e-05 | 1.2511e-05 | 9.7712e-06 | 9.6525e-06 | 1.0459e-05 | 1.0594e-05 | 1.0866e-05 | 1.1523e-05
Option 2D SC | NSW | NNSW | Solar | 1540.0603 | 2174.5031 | 2429.1154 | 2408.8451 | 2309.0779 | 2389.4585 | 5614.5177 | 5889.809 | 5894.4291 | 5787.2427 | 5736.0761 | 5863.4339 | 4338.0006 | 3901.7722 | 3622.6284 | 4095.0841 | 3934.7775 | 3663.6186 | 3481.9076 | 3313.7026 | 3818.6626 | 3996.4866 | 3466.6748 | 3282.7232
Option 2D SC | NSW | NNSW | Wind | 1241.922 | 1189.8302 | 1136.8735 | 1055.8394 | 1422.3442 | 1535.2034 | 1563.3038 | 2851.1754 | 6978.3951 | 6457.2462 | 8814.2455 | 9469.9206 | 7890.9069 | 6805.1064 | 7424.7651 | 9298.9501 | 10625.7535 | 10265.8756 | 10171.9276 | 9643.1558 | 10689.8218 | 10893.0239 | 10520.2147 | 10969.7563
Option 2D SC | NSW | SNSW | 1h | 11.8515 | 25.3552 | 15.4986 | 15.6593 | 16.3522 | 15.7574 | 15.44 | 15.9514 | 16.1554 | 16.0205 | 14.558 | 15.3242 | 12.4178 | 12.9211 | 11.6755 | 12.1086 | 12.4088 | 0 | 0 | 0 | 0 | 0 | 0 | 0
Option 2D SC | NSW | SNSW | 2h | 68.9854 | 183.4135 | 161.8647 | 154.7313 | 166.9804 | 158.1552 | 160.3991 | 161.2356 | 165.2748 | 158.7996 | 145.2135 | 147.3436 | 128.9484 | 125.4273 | 121.8621 | 122.9821 | 115.1287 | 116.4536 | 109.2886 | 100.6811 | 118.3868 | 119.5914 | 72.6333 | 73.3008
Option 2D SC | NSW | SNSW | 4h | 0 | 0 | 0 | 0 | 60.6232 | 243.6538 | 238.7189 | 247.7248 | 258.19 | 251.5304 | 217.6027 | 232.7534 | 182.4532 | 177.8927 | 172.8433 | 180.1355 | 177.9801 | 171.0102 | 157.9959 | 137.5851 | 179.9733 | 179.2389 | 171.2018 | 178.9209
Option 2D SC | NSW | SNSW | 8h | 99.5331 | 325.421 | 447.6494 | 604.5239 | 639.1495 | 608.5505 | 565.0899 | 495.4975 | 696.1359 | 630.1965 | 473.1163 | 492.0718 | 420.6702 | 384.0762 | 359.5964 | 367.7979 | 318.1871 | 342.5775 | 318.3052 | 273.835 | 267.6845 | 98.1211 | 88.8703 | 95.0661
Option 2D SC | NSW | SNSW | CST | 0 | 0 | 0 | 0 | 0 | 0 | 0 | 0 | 0 | 0 | 0 | 0 | 0 | 0 | 0 | 0 | 0 | 0 | 0 | 0 | 0 | 0 | 0 | 0
Option 2D SC | NSW | SNSW | Coordinated CER | 16.5303 | 34.986 | 40.4635 | 52.9381 | 69.0057 | 84.271 | 100.2431 | 127.5833 | 155.0555 | 184.0466 | 205.2016 | 240.1013 | 249.348 | 267.8519 | 307.482 | 347.5978 | 370.8296 | 415.1626 | 453.0852 | 483.8043 | 596.8559 | 643.3511 | 681.8674 | 760.3594
Option 2D SC | NSW | SNSW | Distributed PV | 1978.6995 | 2197.9157 | 2514.264 | 2694.231 | 2948.1035 | 3191.7529 | 3237.8027 | 3613.9578 | 3705.1869 | 3781.9619 | 3739.6866 | 3773.9628 | 4155.3258 | 4615.0688 | 4961.9332 | 4896.3442 | 4487.8818 | 4896.5076 | 5560.9966 | 5862.7119 | 6137.4639 | 6483.4343 | 6475.8171 | 7192.2094
Option 2D SC | NSW | SNSW | Hydro | 3713.9516 | 4062.0935 | 2832.1907 | 3223.8198 | 2885.5363 | 2961.4973 | 3226.794 | 2038.783 | 3387.2415 | 3159.1433 | 2552.4258 | 3347.2142 | 2407.1897 | 1973.0873 | 2109.8929 | 1724.2345 | 2057.0415 | 2348.2008 | 1828.3297 | 1637.0061 | 2263.8642 | 2182.9695 | 2355.8147 | 1541.6393
Option 2D SC | NSW | SNSW | OCGT | 0 | 0 | 0 | 0 | 0 | 0 | 2.3262e-07 | 92.8071 | 84.3124 | 181.0151 | 209.818 | 202.8314 | 47.913 | 92.5982 | 153.2929 | 264.7092 | 102.1294 | 18.1236 | 0 | 0 | 0 | 0 | 0 | 0
Option 2D SC | NSW | SNSW | PHES | 0 | 0 | 2012.1492 | 4052.4975 | 4573.5884 | 4858.5104 | 5346.8129 | 5808.4704 | 5651.49 | 5728.9286 | 5375.6671 | 5817.1953 | 4931.387 | 4791.6306 | 4315.8203 | 4573.3146 | 5282.1538 | 4753.124 | 4212.2388 | 3891.4677 | 4959.6334 | 5058.1589 | 4642.0762 | 4812.8549
Option 2D SC | NSW | SNSW | Solar | 4692.1978 | 10427.9125 | 13259.7269 | 12215.3867 | 12322.0417 | 11442.48 | 11066.1637 | 11444.076 | 12313.2723 | 11342.9529 | 10494.8198 | 10816.876 | 7796.8418 | 7259.7806 | 7404.0883 | 7614.1114 | 7743.8058 | 7220.1992 | 6855.6638 | 6343.1794 | 7377.2943 | 7480.2505 | 7117.88 | 6834.6188
Option 2D SC | NSW | SNSW | Wind | 5279.3528 | 5576.0462 | 5863.1927 | 6429.4625 | 7456.8012 | 8731.3157 | 8414.4533 | 8741.8152 | 8854.0036 | 8914.1735 | 8315.4493 | 8595.3466 | 7714.4662 | 7121.3813 | 8435.1956 | 8779.3655 | 8674.1501 | 10048.782 | 10079.7488 | 9676.5616 | 9445.5405 | 9766.5352 | 8324.6031 | 9104.6966
Option 2D SC | NSW | SNW | 1h | 0 | 0 | 5.485e-09 | 9.9185e-08 | 2.7686e-07 | 1.8348e-06 | 9.7996e-06 | 1.2777e-05 | 1.22e-05 | 1.3034e-05 | 1.5568e-05 | 1.6336e-05 | 2.9028e-05 | 2.8307e-05 | 3.0282e-05 | 3.0982e-05 | 3.7754e-05 | 4.0713e-05 | 1.9095e-05 | 2.1403e-05 | 1.929e-05 | 2.1132e-05 | 2.1652e-05 | 2.6998e-05
Option 2D SC | NSW | SNW | 2h | 95.7096 | 97.1778 | 108.4189 | 147.869 | 435.5356 | 443.6258 | 430.5308 | 452.5008 | 460.103 | 433.2932 | 351.3644 | 374.9152 | 367.9263 | 405.89 | 349.3822 | 320.708 | 250.8512 | 261.2062 | 260.124 | 252.7417 | 262.0555 | 323.1732 | 283.9229 | 377.6826
Option 2D SC | NSW | SNW | 4h | 333.25 | 1531.4826 | 2711.2292 | 2841.3654 | 2905.0261 | 2956.7456 | 2921.3658 | 3083.7347 | 3126.152 | 2953.898 | 2779.103 | 2747.8328 | 2649.6039 | 2773.8199 | 2724.3471 | 2546.246 | 2148.6956 | 2182.3816 | 2214.2501 | 1821.9503 | 1944.8191 | 1355.2928 | 199.4767 | 258.67
Option 2D SC | NSW | SNW | 8h | 0 | 1.1324e-06 | 0.00026271 | 1086.6367 | 1164.9942 | 1397.9947 | 2878.2678 | 3899.4636 | 3931.475 | 3664.9676 | 3387.4352 | 3445.6116 | 3277.5082 | 3545.3798 | 3395.5923 | 3157.7425 | 2521.7778 | 2601.283 | 2519.8783 | 2548.5318 | 2763.3554 | 3065.1083 | 2812.166 | 2309.6722
Option 2D SC | NSW | SNW | Black Coal | 12686.6468 | 10071.7344 | 3156.7536 | 3156.7536 | 3156.7536 | 3165.4022 | 3682.7578 | 0 | 0 | 0 | 0 | 0 | 0 | 0 | 0 | 0 | 0 | 0 | 0 | 0 | 0 | 0 | 0 | 0
Option 2D SC | NSW | SNW | CCGT | 525.6 | 527.04 | 525.6 | 369.4112 | 537.2456 | 250.5133 | 745.7465 | 1034.5939 | 977.6302 | 1306.3549 | 1763.995 | 1603.9337 | 377.5549 | 977.4957 | 1186.8597 | 1100.0466 | 983.7071 | 394.2641 | 454.7003 | 645.992 | 555.7648 | 710.9646 | 871.6534 | 680.3644
Option 2D SC | NSW | SNW | Coordinated CER | 59.71 | 96.4196 | 140.7145 | 199.091 | 265.2658 | 343.6174 | 421.3847 | 524.46 | 634.9826 | 744.1067 | 868.442 | 1029.3965 | 1196.3162 | 1435.8133 | 1653.0235 | 1775.4856 | 1835.4591 | 2092.781 | 2264.3914 | 2519.4083 | 2803.0929 | 3184.7304 | 3282.7085 | 4110.6753
Option 2D SC | NSW | SNW | DSP | 0 | 0 | 0 | 0 | 0 | 1e-09 | 2.6569e-07 | 0.051233 | 0.010696 | 0.090892 | 0.81576 | 0.28083 | 15.5739 | 22.8073 | 31.6256 | 30.6141 | 35.8243 | 46.009 | 15.8631 | 31.3069 | 30.8314 | 38.4896 | 57.4403 | 47.5489
Option 2D SC | NSW | SNW | Distributed PV | 7022.348 | 7891.195 | 9190.574 | 10054.578 | 10478.4895 | 11454.5045 | 11848.5259 | 13141.4759 | 13571.6929 | 13972.6917 | 13822.9016 | 13928.5077 | 15480.675 | 17337.1243 | 18424.6758 | 18012.2459 | 16839.3468 | 18283.3548 | 20740.7464 | 22184.5051 | 22607.8555 | 24244.202 | 24785.722 | 27224.9784
Option 2D SC | NSW | SNW | OCGT | 33.034 | 26.8301 | 44.0453 | 11.0113 | 56.3653 | 41.1602 | 213.8802 | 482.6533 | 349.4864 | 623.5206 | 1072.7274 | 1030.7833 | 459.4944 | 1048.478 | 1977.7616 | 1967.1009 | 1178.0913 | 1600.1556 | 1928.926 | 3181.953 | 3122.14 | 2481.3667 | 4121.5049 | 3313.6477
Option 2D SC | NSW | SNW | Offshore Wind | 0 | 0 | 0 | 0 | 0 | 0 | 0 | 0 | 0 | 0 | 0 | 0 | 2226.7374 | 1952.249 | 2262.3189 | 2156.9105 | 4936.5397 | 4337.3276 | 4744.9611 | 4509.2392 | 4567.5778 | 4624.0855 | 4769.4798 | 4697.1669
Option 2D SC | NSW | SNW | Solar | 1.6695e-06 | 2.7951e-06 | 2.4435e-06 | 2.9839e-06 | 8.439e-06 | 1.4051e-05 | 9.5304e-06 | 1.8342e-05 | 3.2017e-05 | 6.4858e-05 | 0.00010484 | 1052.432 | 1971.9444 | 1920.471 | 1815.0368 | 1831.5952 | 1623.691 | 1657.2705 | 1814.2997 | 1902.4104 | 1834.0785 | 1942.8924 | 1878.3704 | 1967.1622
Option 2D SC | NSW | SNW | Wind | 0 | 0 | 1.6454e-06 | 2.3675e-06 | 7.0342e-06 | 1.1823e-05 | 1.2231e-05 | 2.0099e-05 | 189.4164 | 190.1317 | 189.8084 | 204.7013 | 207.6966 | 176.9271 | 191.161 | 186.5531 | 196.6315 | 181.0903 | 196.8476 | 186.2018 | 186.5541 | 183.7855 | 193.2738 | 193.5889
Option 2D SC | QLD |  | 1h | 26.5279 | 161.1032 | 221.86 | 263.8903 | 275.8998 | 256.0243 | 257.6833 | 283.3095 | 286.9195 | 284.5923 | 279.902 | 284.7085 | 290.7189 | 289.4163 | 301.3316 | 272.0173 | 248.0549 | 245.5033 | 238.6866 | 229.0109 | 246.4941 | 223.2762 | 234.0822 | 111.9232
Option 2D SC | QLD |  | 2h | 526.2352 | 1242.3474 | 1493.4162 | 1654.4877 | 1707.2217 | 1623.824 | 1621.4861 | 1735.2226 | 1759.2621 | 1743.6106 | 1726.9627 | 1774.5624 | 1651.4146 | 1609.7337 | 1683.7033 | 1468.3744 | 1315.171 | 1312.1329 | 1184.9744 | 895.2192 | 967.1648 | 793.7832 | 729.0948 | 514.0272
Option 2D SC | QLD |  | 4h | 116.9119 | 276.0131 | 756.963 | 1639.7974 | 1698.901 | 1638.0462 | 1668.8292 | 1694.7543 | 1714.1795 | 1714.9351 | 1700.233 | 1713.4663 | 1684.5992 | 1638.4833 | 1705.7967 | 1537.6308 | 1502.7882 | 1566.2881 | 1975.502 | 1978.5899 | 2087.3284 | 2849.7589 | 2506.8961 | 2542.7207
Option 2D SC | QLD |  | 8h | 0 | 0 | 9.032e-06 | 2.4903e-05 | 2.536e-05 | 2.5717e-05 | 3.0069e-05 | 4.4643e-05 | 6.9727e-05 | 6.5099e-05 | 6.7788e-05 | 6.9311e-05 | 8.5027e-05 | 0.00018033 | 0.00018632 | 0.00018416 | 0.00052822 | 237.4398 | 229.5398 | 427.948 | 443.5571 | 2560.9621 | 2913.7744 | 5851.8729
Option 2D SC | QLD |  | Biomass | 269.1072 | 259.2875 | 236.9702 | 231.9792 | 232.3146 | 227.375 | 229.0097 | 208.4857 | 191.5352 | 200.8557 | 183.9037 | 179.0935 | 119.3079 | 114.5346 | 107.2723 | 121.0528 | 106.1414 | 94.8054 | 82.2931 | 89.7242 | 97.478 | 90.4869 | 91.6857 | 75.3001
Option 2D SC | QLD |  | Black Coal | 38682.1285 | 30240.7336 | 26101.2177 | 21858.9502 | 21871.5764 | 19278.0651 | 18525.6329 | 16673.4035 | 12838.9198 | 14212.0977 | 12985.9686 | 9499.711 | 7728.072 | 7749.2448 | 7728.072 | 7728.072 | 6424.584 | 5576.5224 | 4697.988 | 3834.69 | 2971.392 | 2979.5328 | 2971.392 | 0
Option 2D SC | QLD |  | CCGT | 2459.9626 | 1542.6807 | 1948.2021 | 1403.0457 | 407.1022 | 275.0636 | 412.1224 | 695.578 | 361.605 | 723.1793 | 702.1653 | 1512.8161 | 210.3891 | 300.8615 | 430.5844 | 306.0441 | 376.5082 | 392.8506 | 758.0617 | 256.2817 | 288.5177 | 161.2798 | 221.1169 | 252.1212
Option 2D SC | QLD |  | Coordinated CER | 35.4682 | 70.6684 | 105.0136 | 164.9328 | 224.806 | 293.0808 | 365.1131 | 468.0839 | 592.0562 | 663.8073 | 767.3581 | 929.9276 | 1077.2354 | 1183.2108 | 1420.973 | 1476.0898 | 1504.9215 | 1704.1288 | 1753.2818 | 1881.6825 | 2183.1897 | 2241.3535 | 2736.0741 | 2592.7071
Option 2D SC | QLD |  | Distributed PV | 9841.659 | 11465.868 | 12461.3365 | 13705.1905 | 14502.269 | 15304.1295 | 16125.8889 | 17230.8012 | 17904.2014 | 19013.104 | 18690.3963 | 18739.1372 | 20184.3812 | 22385.3697 | 23533.0275 | 23499.7668 | 21216.2347 | 24295.2479 | 25985.8157 | 28158.2398 | 29158.0349 | 30386.2661 | 32052.3023 | 34120.7646
Option 2D SC | QLD |  | H2 Reciprocating Engine | 0 | 0 | 0 | 0 | 5.6275e-08 | 6.248e-08 | 1.2644e-06 | 0.95735 | 1.3655e-06 | 1.763e-06 | 27.284 | 106.2298 | 38.5111 | 5.5993 | 39.7179 | 23.4809 | 14.2946 | 0.92706 | 82.8718 | 106.1588 | 132.3385 | 57.6327 | 154.1251 | 234.6454
Option 2D SC | QLD |  | Hydro | 980.6993 | 854.509 | 680.5617 | 788.6698 | 682.0984 | 582.0158 | 554.5788 | 668.2195 | 797.2308 | 667.2 | 653.4516 | 713.9653 | 549.8715 | 528.2174 | 407.3252 | 458.5726 | 470.7696 | 411.3103 | 326.0129 | 366.2468 | 377.9856 | 317.4749 | 309.206 | 283.0328
Option 2D SC | QLD |  | Liquid Fuel | 0 | 0 | 0 | 0 | 0 | 0 | 0 | 0 | 0 | 0 | 0 | 0 | 5.2019 | 0 | 0 | 0 | 0 | 0 | 0 | 0 | 0 | 0 | 0 | 0
Option 2D SC | QLD |  | OCGT | 0 | 0 | 16.4688 | 0 | 5.511e-08 | 7.509e-08 | 2.1759e-06 | 2.6532 | 2.6407e-06 | 3.9944e-06 | 45.9399 | 226.1581 | 179.9425 | 13.0083 | 96.5604 | 35.9424 | 75.2782 | 33.1555 | 447.3281 | 594.2454 | 792.2965 | 250.5654 | 452.1611 | 641.9212
Option 2D SC | QLD |  | PHES | 175.2229 | 693.7826 | 1050.553 | 1158.9604 | 1249.9192 | 1288.8127 | 1336.7209 | 1418.0049 | 1689.5809 | 3071.3416 | 4938.5819 | 5510.9467 | 5908.7065 | 5443.6504 | 5934.2895 | 5252.1677 | 5218.2797 | 5196.6498 | 4733.5289 | 4299.5103 | 4997.3574 | 4531.2589 | 4949.7115 | 4382.4366
Option 2D SC | QLD |  | Solar | 8153.6281 | 14706.6178 | 16698.0511 | 16964.4212 | 16914.2442 | 17691.3286 | 17472.8204 | 17609.7589 | 17489.6939 | 20018.9516 | 23147.5619 | 24040.8881 | 26800.2861 | 26398.6231 | 26739.9142 | 27075.6366 | 27459.0169 | 28683.3941 | 28273.2791 | 29121.1211 | 29372.6211 | 32743.096 | 34743.9946 | 36478.4808
Option 2D SC | QLD |  | Wind | 8586.2836 | 9718.0509 | 12215.4014 | 15269.0944 | 17472.9526 | 20315.4222 | 22580.2798 | 26796.1181 | 30460.749 | 28278.7241 | 29466.4472 | 31956.8207 | 37097.9158 | 39877.3947 | 40244.5095 | 43613.5971 | 42727.9308 | 45574.4898 | 45732.6442 | 47547.691 | 48226.8006 | 47240.1347 | 45596.5206 | 45557.9142
Option 2D SC | QLD | CQ | 2h | 13.6183 | 88.3106 | 114.3515 | 114.1377 | 121.7616 | 112.7784 | 123.8141 | 129.7495 | 132.1177 | 133.4713 | 131.7211 | 135.4728 | 137.7427 | 136.9149 | 143.7091 | 131.9397 | 95.6055 | 91.5875 | 88.7274 | 88.8623 | 92.7219 | 92.32 | 93.9687 | 81.736
Option 2D SC | QLD | CQ | 4h | 14.6004 | 106.4241 | 144.7458 | 145.6572 | 152.4935 | 141.495 | 156.1128 | 166.0192 | 167.911 | 169.9427 | 169.2133 | 173.3135 | 172.1152 | 169.7483 | 181.0472 | 158.0208 | 149.3649 | 140.3687 | 133.3949 | 135.4697 | 0 | 0 | 0 | 0
Option 2D SC | QLD | CQ | 8h | 0 | 0 | 8.9279e-07 | 4.1779e-06 | 4.8332e-06 | 4.7188e-06 | 8.9101e-06 | 1.3536e-05 | 3.4752e-05 | 3.2168e-05 | 3.2224e-05 | 3.3167e-05 | 3.5492e-05 | 4.5012e-05 | 4.9808e-05 | 5.3979e-05 | 0.00021655 | 237.4387 | 229.5388 | 234.5289 | 238.7979 | 237.5147 | 457.6358 | 1543.2476
Option 2D SC | QLD | CQ | Black Coal | 12905.7377 | 9246.8649 | 6764.8918 | 5938.8443 | 7818.2194 | 6942.558 | 6496.362 | 4931.88 | 4931.88 | 4945.392 | 4931.88 | 4931.88 | 4931.88 | 4945.392 | 4931.88 | 4931.88 | 4931.88 | 4079.7288 | 3205.284 | 2341.986 | 1478.688 | 1482.7392 | 1478.688 | 0
Option 2D SC | QLD | CQ | Coordinated CER | 1.4601 | 5.7283 | 9.5209 | 14.0109 | 20.2406 | 25.8909 | 32.9669 | 41.3515 | 51.9327 | 58.9113 | 69.0712 | 84.3509 | 96.5389 | 105.2911 | 126.3196 | 139.8983 | 143.006 | 158.0937 | 162.0128 | 186.2327 | 218.1965 | 216.9067 | 252.2624 | 253.051
Option 2D SC | QLD | CQ | Distributed PV | 919.0185 | 1075.967 | 1174.6005 | 1273.458 | 1354.6445 | 1438.463 | 1533.3335 | 1706.17 | 1783.0555 | 1892.174 | 1876.46 | 1891.7595 | 2025.2919 | 2283.0569 | 2414.8484 | 2270.5779 | 2114.563 | 2434.9309 | 2628.219 | 2759.845 | 2860.5395 | 2995.473 | 3219.6135 | 3654.865
Option 2D SC | QLD | CQ | OCGT | 0 | 0 | 0 | 0 | 0 | 0 | 1.0697e-07 | 3.5422e-07 | 3.7167e-07 | 4.7169e-07 | 16.9784 | 17.1195 | 18.5322 | 1.5525e-08 | 1.3729 | 0.12665 | 1.2675e-08 | 3.099e-08 | 30.7472 | 32.3493 | 57.5553 | 0.22559 | 21.8868 | 73.471
Option 2D SC | QLD | CQ | PHES | 0 | 0 | 0 | 0 | 0 | 0 | 0 | 0 | 0 | 4.1761e-07 | 3.0464e-07 | 1.5405e-06 | 2.6707e-06 | 2.8214e-06 | 3.2885e-06 | 3.8887e-06 | 7.1159e-06 | 8.8192e-06 | 4.4514e-06 | 4.7843e-06 | 5.7283e-06 | 5.127e-06 | 5.0941e-06 | 5.4071e-06
Option 2D SC | QLD | CQ | Solar | 1718.1026 | 2333.6157 | 2330.3779 | 2377.6521 | 2403.6339 | 2447.1592 | 2463.6864 | 2517.9993 | 2435.6258 | 3559.7866 | 4935.2057 | 4976.3165 | 4563.8437 | 4190.6705 | 4426.8564 | 4980.7225 | 6753.6021 | 6986.4812 | 6612.4339 | 7441.9823 | 8226.1758 | 10243.9906 | 11464.8766 | 13747.4649
Option 2D SC | QLD | CQ | Wind | 1392.5019 | 2536.3321 | 3255.9158 | 3587.8367 | 3772.5826 | 4482.691 | 4310.6154 | 4269.7449 | 7209.3459 | 6428.9809 | 7000.0644 | 6780.219 | 7273.4116 | 7799.8982 | 7802.6591 | 7632.3404 | 7138.6752 | 10039.9428 | 10074.1567 | 10221.9543 | 10058.3746 | 10293.246 | 9449.0785 | 7932.614
Option 2D SC | QLD | GG | 1h | 0 | 19.3013 | 66.081 | 106.4618 | 120.222 | 114.1848 | 119.924 | 117.9755 | 120.5751 | 118.5105 | 119.7366 | 119.2407 | 124.7522 | 125.3885 | 129.084 | 128.3958 | 114.0893 | 111.2186 | 105.8827 | 112.4425 | 114.9028 | 104.0066 | 105.4369 | 0
Option 2D SC | QLD | GG | 2h | 0 | 0 | 0 | 0 | 2.9016e-07 | 4.0252e-07 | 7.8286e-06 | 1.2214e-05 | 3.5304e-05 | 3.3687e-05 | 3.63e-05 | 3.7456e-05 | 4.9213e-05 | 5.4818e-05 | 5.6779e-05 | 7.3385e-05 | 0.00017306 | 0.00019883 | 0.00010017 | 0.00010195 | 0.00010546 | 0.00010974 | 0.00011279 | 0.00013123
Option 2D SC | QLD | GG | 4h | 0 | 0 | 5.3541e-06 | 74.0013 | 79.7937 | 78.6917 | 80.6194 | 79.6695 | 80.3924 | 79.2237 | 79.5183 | 79.7614 | 81.6858 | 81.4489 | 84.6666 | 84.808 | 156.6614 | 254.8124 | 685.3618 | 740.6143 | 920.4858 | 1568.2799 | 1554.9798 | 2209.0706
Option 2D SC | QLD | GG | Black Coal | 2943.36 | 2951.424 | 1959.552 | 0 | 0 | 0 | 0 | 0 | 0 | 0 | 0 | 0 | 0 | 0 | 0 | 0 | 0 | 0 | 0 | 0 | 0 | 0 | 0 | 0
Option 2D SC | QLD | GG | CCGT | 851.472 | 837.9936 | 867.24 | 851.472 | 1.5466e-07 | 1.8396 | 1.0772 | 4.4677 | 0.60317 | 9.7704e-07 | 20.7007 | 121.1914 | 31.5066 | 63.3991 | 95.4756 | 71.92 | 90.2097 | 108.3519 | 158.8165 | 188.5047 | 198.2367 | 161.2798 | 221.1169 | 252.1212
Option 2D SC | QLD | GG | Coordinated CER | 0.12138 | 0.46031 | 0.8564 | 2.0079 | 2.7942 | 3.542 | 4.4779 | 5.4983 | 6.832 | 7.6005 | 9.1436 | 11.0553 | 12.6884 | 14.7823 | 17.7052 | 20.0903 | 20.8702 | 24.567 | 25.2662 | 28.6939 | 33.5762 | 32.4463 | 36.66 | 34.2205
Option 2D SC | QLD | GG | Distributed PV | 111.7585 | 130.942 | 143.22 | 158.5655 | 168.089 | 177.583 | 186.946 | 199.8037 | 207.695 | 219.3036 | 215.546 | 215.9563 | 232.0994 | 260.2984 | 273.4283 | 274.1229 | 245.0324 | 280.5066 | 300.4495 | 327.5285 | 339.0373 | 353.4083 | 370.9194 | 394.435
Option 2D SC | QLD | GG | OCGT | 0 | 0 | 0 | 0 | 0 | 0 | 0 | 0 | 1.1019e-07 | 3.7069e-07 | 8.6359e-07 | 2.267e-06 | 33.7757 | 5.7798 | 18.8676 | 9.2111 | 28.291 | 29.5907 | 195.3221 | 247.1411 | 394.2213 | 121.017 | 207.5897 | 281.6399
Option 2D SC | QLD | GG | Solar | 772.3376 | 889.3258 | 918.6888 | 950.7537 | 953.9865 | 977.3066 | 961.1911 | 969.3501 | 971.9312 | 1005.4232 | 957.966 | 940.7888 | 961.6969 | 962.0593 | 944.336 | 1249.3094 | 1046.9502 | 1201.0161 | 1232.128 | 1276.593 | 1282.4596 | 1322.9308 | 1314.5319 | 1328.2144
Option 2D SC | QLD | NQ | 2h | 0 | 35.7651 | 197.661 | 338.6681 | 371.5691 | 368.798 | 371.3803 | 354.42 | 361.8246 | 349.2295 | 345.1516 | 370.132 | 319.0124 | 286.0407 | 301.9556 | 291.419 | 256.3503 | 250.3613 | 222.8198 | 251.2485 | 264.0464 | 132.9588 | 143.8309 | 0
Option 2D SC | QLD | NQ | 4h | 0 | 0 | 167.8693 | 245.0222 | 258.7799 | 258.4478 | 256.7824 | 251.7516 | 253.8201 | 246.3106 | 243.5418 | 256.6381 | 221.6721 | 200.038 | 208.2689 | 205.0593 | 183.9524 | 179.3115 | 158.9177 | 178.5447 | 182.8409 | 278.9719 | 159.0237 | 199.6037
Option 2D SC | QLD | NQ | Biomass | 269.1072 | 259.2875 | 236.9702 | 231.9792 | 232.3146 | 227.375 | 229.0097 | 208.4857 | 191.5352 | 200.8557 | 183.9037 | 179.0935 | 119.3079 | 114.5346 | 107.2723 | 121.0528 | 106.1414 | 94.8054 | 82.2931 | 89.7242 | 97.478 | 90.4869 | 91.6857 | 75.3001
Option 2D SC | QLD | NQ | CCGT | 85.4976 | 42.8659 | 85.4976 | 64.1232 | 64.1232 | 64.2989 | 64.1232 | 64.1232 | 64.1232 | 64.2989 | 64.1232 | 103.4775 | 64.1232 | 64.2989 | 64.1232 | 64.1232 | 64.1232 | 64.2989 | 93.0993 | 67.777 | 90.281 | 0 | 0 | 0
Option 2D SC | QLD | NQ | Coordinated CER | 6.7098 | 10.5564 | 16.0201 | 25.3843 | 34.0143 | 44.0301 | 54.4622 | 67.5186 | 84.5399 | 93.0012 | 109.1842 | 137.6777 | 145.7838 | 157.4501 | 188.6312 | 212.4342 | 204.8826 | 223.5692 | 232.6386 | 275.6105 | 307.8746 | 302.1461 | 365.0989 | 343.2661
Option 2D SC | QLD | NQ | Distributed PV | 1493.1135 | 1744.782 | 1890.4465 | 2077.947 | 2213.475 | 2337.111 | 2448.3315 | 2617.2905 | 2717.6005 | 2896.8345 | 2845.866 | 2867.6575 | 3074.8444 | 3405.3484 | 3588.0829 | 3625.6146 | 3262.4573 | 3759.7399 | 3992.0976 | 4315.2753 | 4524.7556 | 4707.095 | 4906.7909 | 5228.7871
Option 2D SC | QLD | NQ | Hydro | 980.6993 | 854.509 | 680.5617 | 788.6698 | 682.0984 | 582.0158 | 554.5788 | 668.2195 | 797.2308 | 667.2 | 653.4516 | 713.9653 | 549.8715 | 528.2174 | 407.3252 | 458.5726 | 470.7696 | 411.3103 | 326.0129 | 366.2468 | 377.9856 | 317.4749 | 309.206 | 283.0328
Option 2D SC | QLD | NQ | Liquid Fuel | 0 | 0 | 0 | 0 | 0 | 0 | 0 | 0 | 0 | 0 | 0 | 0 | 5.2019 | 0 | 0 | 0 | 0 | 0 | 0 | 0 | 0 | 0 | 0 | 0
Option 2D SC | QLD | NQ | PHES | 156.8227 | 429.0552 | 579.5557 | 624.8676 | 708.3528 | 691.0826 | 711.8096 | 679.0647 | 774.7616 | 721.1864 | 703.139 | 784.9285 | 726.639 | 658.81 | 695.4896 | 674.6443 | 607.6591 | 592.6243 | 537.7402 | 589.9807 | 612.2101 | 595.7188 | 617.7172 | 571.2583
Option 2D SC | QLD | NQ | Solar | 1517.6907 | 2256.862 | 3387.8214 | 3159.2469 | 3288.0002 | 3868.586 | 3617.8101 | 3501.0125 | 3329.7833 | 3751.1218 | 3335.177 | 4577.6813 | 3959.2595 | 3149.1695 | 3299.1556 | 3253.1567 | 3084.802 | 3026.4281 | 2813.9765 | 2446.592 | 2748.2441 | 2995.9042 | 2702.2218 | 2257.6195
Option 2D SC | QLD | NQ | Wind | 940.2598 | 974.8654 | 2599.971 | 5430.2833 | 5350.8432 | 4971.091 | 7879.2246 | 11882.3962 | 11708.2897 | 11436.3234 | 11055.1336 | 10383.9683 | 13642.5193 | 14989.8242 | 14438.1563 | 15020.1467 | 14271.5467 | 14332.5114 | 14845.8046 | 15386.7499 | 15207.8398 | 14463.6375 | 14665.9984 | 16124.4148
Option 2D SC | QLD | SQ | 1h | 26.5279 | 141.8019 | 155.779 | 157.4285 | 155.6778 | 141.8395 | 137.7593 | 165.334 | 166.3444 | 166.0818 | 160.1654 | 165.4677 | 165.9667 | 164.0278 | 172.2477 | 143.6216 | 133.9656 | 134.2846 | 132.8039 | 116.5684 | 131.5913 | 119.2696 | 128.6453 | 111.9232
Option 2D SC | QLD | SQ | 2h | 512.617 | 1118.2716 | 1181.4037 | 1201.6819 | 1213.891 | 1142.2476 | 1126.2916 | 1251.0531 | 1265.3198 | 1260.9097 | 1250.09 | 1268.9575 | 1194.6595 | 1186.778 | 1238.0386 | 1045.0157 | 963.215 | 970.1838 | 873.4271 | 555.1083 | 610.3964 | 568.5042 | 491.2951 | 432.2911
Option 2D SC | QLD | SQ | 4h | 102.3115 | 169.589 | 444.3479 | 1175.1167 | 1207.834 | 1159.4117 | 1175.3146 | 1197.314 | 1212.0561 | 1219.4582 | 1207.9595 | 1203.7533 | 1209.1261 | 1187.2481 | 1231.8139 | 1089.7428 | 1012.8094 | 991.7955 | 997.8276 | 923.9613 | 984.0017 | 1002.5071 | 792.8926 | 134.0463
Option 2D SC | QLD | SQ | 8h | 0 | 0 | 8.1392e-06 | 2.0725e-05 | 2.0527e-05 | 2.0998e-05 | 2.1159e-05 | 3.1107e-05 | 3.4975e-05 | 3.293e-05 | 3.5564e-05 | 3.6144e-05 | 4.9535e-05 | 0.00013532 | 0.00013651 | 0.00013018 | 0.00031167 | 0.0011237 | 0.0010071 | 193.4192 | 204.7592 | 2323.4475 | 2456.1386 | 4308.6253
Option 2D SC | QLD | SQ | Black Coal | 22833.0307 | 18042.4448 | 17376.7739 | 15920.1059 | 14053.3569 | 12335.5071 | 12029.2709 | 11741.5235 | 7907.0398 | 9266.7057 | 8054.0886 | 4567.831 | 2796.192 | 2803.8528 | 2796.192 | 2796.192 | 1492.704 | 1496.7936 | 1492.704 | 1492.704 | 1492.704 | 1496.7936 | 1492.704 | 0
Option 2D SC | QLD | SQ | CCGT | 1522.993 | 661.8212 | 995.4645 | 487.4505 | 342.979 | 208.9251 | 346.9221 | 626.9871 | 296.8786 | 658.8804 | 617.3413 | 1288.1471 | 114.7594 | 173.1635 | 270.9856 | 170.0009 | 222.1753 | 220.1998 | 506.1459 | 0 | 0 | 0 | 0 | 0
Option 2D SC | QLD | SQ | Coordinated CER | 27.1769 | 53.9234 | 78.6162 | 123.5297 | 167.7569 | 219.6178 | 273.2061 | 353.7155 | 448.7516 | 504.2943 | 579.9591 | 696.8438 | 822.2243 | 905.6873 | 1088.3171 | 1103.6669 | 1136.1628 | 1297.8989 | 1333.3643 | 1391.1455 | 1623.5424 | 1689.8543 | 2082.0528 | 1962.1696
Option 2D SC | QLD | SQ | Distributed PV | 7317.7685 | 8514.177 | 9253.0695 | 10195.22 | 10766.0605 | 11350.9725 | 11957.278 | 12707.537 | 13195.8505 | 14004.792 | 13752.5245 | 13763.764 | 14852.1454 | 16436.6659 | 17256.6679 | 17329.4514 | 15594.1819 | 17820.0705 | 19065.0496 | 20755.591 | 21433.7025 | 22330.2899 | 23554.9785 | 24842.6775
Option 2D SC | QLD | SQ | H2 Reciprocating Engine | 0 | 0 | 0 | 0 | 5.6275e-08 | 6.248e-08 | 1.2644e-06 | 0.95735 | 1.3655e-06 | 1.763e-06 | 27.284 | 106.2298 | 38.5111 | 5.5993 | 39.7179 | 23.4809 | 14.2946 | 0.92706 | 82.8718 | 106.1588 | 132.3385 | 57.6327 | 154.1251 | 234.6454
Option 2D SC | QLD | SQ | OCGT | 0 | 0 | 16.4688 | 0 | 5.511e-08 | 7.509e-08 | 2.0689e-06 | 2.6532 | 2.1588e-06 | 3.152e-06 | 28.9616 | 209.0386 | 127.6346 | 7.2285 | 76.32 | 26.6047 | 46.9872 | 3.5649 | 221.2588 | 314.755 | 340.5199 | 129.3228 | 222.6846 | 286.8103
Option 2D SC | QLD | SQ | PHES | 18.4002 | 264.7274 | 470.9973 | 534.0928 | 541.5664 | 597.73 | 624.9114 | 738.9402 | 914.8194 | 2350.1552 | 4235.4429 | 4726.0182 | 5182.0675 | 4784.8404 | 5238.7999 | 4577.5234 | 4610.6206 | 4604.0256 | 4195.7887 | 3709.5296 | 4385.1473 | 3935.5401 | 4331.9943 | 3811.1783
Option 2D SC | QLD | SQ | Solar | 4145.4972 | 9226.8142 | 10061.163 | 10476.7684 | 10268.6236 | 10398.2768 | 10430.1328 | 10621.397 | 10752.3536 | 11702.62 | 13919.2133 | 13546.1015 | 17315.486 | 18096.7239 | 18069.5663 | 17592.448 | 16573.6626 | 17469.4686 | 17614.7407 | 17955.9538 | 17115.7416 | 18180.2705 | 19262.3643 | 19145.182
Option 2D SC | QLD | SQ | Wind | 6253.5218 | 6206.8534 | 6359.5147 | 6250.9745 | 8349.5268 | 10861.6402 | 10390.4398 | 10643.9769 | 11543.1134 | 10413.4197 | 11411.2493 | 14792.6335 | 16181.9849 | 17087.6724 | 18003.694 | 20961.11 | 21317.7089 | 21202.0356 | 20812.6829 | 21938.9867 | 22960.5862 | 22483.2513 | 21481.4436 | 21500.8853
Option 2D SC | SA |  | 2h | 437.4138 | 2138.841 | 1141.9291 | 937.6713 | 982.3245 | 1081.827 | 1116.7515 | 1204.558 | 1293.2181 | 1257.8079 | 1115.8636 | 1043.3073 | 850.5113 | 905.2974 | 792.0138 | 849.2122 | 772.7064 | 734.5858 | 637.5325 | 568.7999 | 639.3663 | 110.3581 | 99.0513 | 36.4418
Option 2D SC | SA |  | 4h | 0 | 322.1363 | 200.1539 | 174.4961 | 183.968 | 201.2448 | 204.4278 | 213.4632 | 225.3922 | 223.2722 | 197.5817 | 191.141 | 169.0637 | 171.9633 | 152.0499 | 160.3742 | 145.8956 | 149.8044 | 144.83 | 125.4457 | 159.9147 | 5.6297e-05 | 3.2595e-05 | 3.2978e-05
Option 2D SC | SA |  | 8h | 0 | 0 | 629.8414 | 998.9338 | 1032.6262 | 1074.765 | 1090.5278 | 1156.2803 | 1224.3463 | 1166.5663 | 1102.7962 | 1057.882 | 892.6801 | 915.563 | 847.2031 | 859.5408 | 804.8621 | 876.3608 | 860.6099 | 812.831 | 983.8828 | 1595.6628 | 1829.8932 | 1744.5775
Option 2D SC | SA |  | CCGT | 1173.8169 | 713.6478 | 695.106 | 548.0923 | 804.5978 | 381.7713 | 777.4019 | 726.9352 | 780.9551 | 863.5576 | 1252.6993 | 0 | 0 | 0 | 0 | 0 | 0 | 0 | 0 | 0 | 0 | 0 | 0 | 0
Option 2D SC | SA |  | Coordinated CER | 73.1634 | 158.6582 | 131.482 | 138.5995 | 163.3446 | 189.227 | 217.0091 | 253.2946 | 299.7657 | 333.9877 | 354.7924 | 392.8629 | 390.602 | 413.2309 | 442.5371 | 487.6545 | 509.6958 | 547.4481 | 600.5328 | 633.3067 | 798.3052 | 895.5112 | 942.0275 | 1014.8718
Option 2D SC | SA |  | Distributed PV | 3946.3235 | 4416.6454 | 4790.0685 | 4807.5485 | 5355.1164 | 5654.9962 | 5858.1133 | 6075.272 | 6646.2058 | 6935.0352 | 6927.0945 | 7180.1673 | 7236.1578 | 8030.8707 | 7874.9242 | 8048.9724 | 7613.1004 | 8424.5206 | 9001.4167 | 8925.7081 | 9618.3035 | 10048.0511 | 10359.9513 | 10709.1204
Option 2D SC | SA |  | Liquid Fuel | 7.8528 | 3.25e-08 | 1.0545e-07 | 6.5171 | 58.6019 | 26.1668 | 71.0552 | 77.8973 | 81.1728 | 135.0713 | 206.9149 | 175.3232 | 29.438 | 57.5016 | 67.8306 | 77.2844 | 67.5898 | 13.4747 | 79.774 | 96.8643 | 35.5884 | 11.1087 | 34.5339 | 10.4629
Option 2D SC | SA |  | OCGT | 188.139 | 6.2951 | 16.9691 | 124.7569 | 470.0048 | 160.4119 | 431.339 | 429.5489 | 469.472 | 616.9305 | 954.2834 | 942.8906 | 326.0913 | 435.8433 | 493.9133 | 459.3539 | 513.7636 | 289.8264 | 431.6373 | 369.5474 | 645.3482 | 590.9212 | 1137.4745 | 671.0437
Option 2D SC | SA |  | Solar | 1193.7012 | 3292.721 | 3500.4379 | 4069.7569 | 4014.1391 | 4022.0242 | 3976.5611 | 4128.5811 | 4261.7466 | 4307.3867 | 4107.8744 | 4104.1434 | 4914.7661 | 7242.9652 | 6642.3015 | 6422.5237 | 6741.356 | 6933.3247 | 6771.3363 | 6863.7237 | 7276.6089 | 7222.5897 | 8604.5621 | 8896.7947
Option 2D SC | SA |  | Wind | 7950.4185 | 8363.0281 | 7742.8732 | 9778.1993 | 8862.6228 | 8817.5299 | 8336.0383 | 9003.1178 | 9218.0401 | 8079.3326 | 8288.1698 | 9959.3471 | 12646.2126 | 11763.9585 | 12863.1124 | 12702.9048 | 12901.5876 | 13516.9106 | 13560.0605 | 13823.661 | 13362.911 | 13918.9263 | 11643.237 | 12626.8892
Option 2D SC | SA | CSA | 2h | 404.7407 | 2081.8809 | 1104.1243 | 903.8854 | 946.8253 | 1043.7868 | 1078.1035 | 1163.8328 | 1265.8955 | 1230.8372 | 1090.9705 | 1018.4438 | 827.7885 | 883.5011 | 771.815 | 828.9979 | 752.7066 | 715.8756 | 618.662 | 554.4396 | 621.9643 | 92.2111 | 99.0512 | 36.4418
Option 2D SC | SA | CSA | 4h | 0 | 145.4199 | 78.9915 | 66.9356 | 70.2785 | 77.0011 | 78.0037 | 80.4331 | 87.7921 | 88.1635 | 76.87 | 73.0715 | 61.6131 | 63.337 | 54.8856 | 62.3519 | 55.6961 | 58.2705 | 58.1056 | 49.8829 | 65.0516 | 5.6297e-05 | 3.2595e-05 | 3.2978e-05
Option 2D SC | SA | CSA | 8h | 0 | 0 | 629.8413 | 998.9337 | 1032.6261 | 1074.7649 | 1090.5277 | 1156.2802 | 1224.3462 | 1166.5662 | 1102.7961 | 1057.882 | 892.6799 | 907.7559 | 839.91 | 852.01 | 797.7496 | 786.1518 | 769.8836 | 728.8461 | 877.5965 | 1485.8032 | 1096.6307 | 733.5328
Option 2D SC | SA | CSA | CCGT | 1173.8169 | 713.6478 | 695.106 | 548.0923 | 804.5978 | 381.7713 | 777.4019 | 726.9352 | 780.9551 | 863.5576 | 1252.6993 | 0 | 0 | 0 | 0 | 0 | 0 | 0 | 0 | 0 | 0 | 0 | 0 | 0
Option 2D SC | SA | CSA | Coordinated CER | 65.9039 | 144.5637 | 118.4023 | 124.7471 | 146.8517 | 170.0604 | 195.1046 | 227.7538 | 270.103 | 300.6369 | 319.3741 | 353.3363 | 354.3405 | 375.145 | 402.6142 | 442.657 | 459.722 | 493.5029 | 541.9066 | 572.4811 | 719.6141 | 806.3301 | 848.7925 | 915.2236
Option 2D SC | SA | CSA | Distributed PV | 3641.01 | 4069.5642 | 4404.9705 | 4408.403 | 4805.438 | 5074.4795 | 5249.5605 | 5438.2175 | 5945.8445 | 6203.408 | 6182.1993 | 6389.293 | 6424.4789 | 7144.2919 | 6995.2614 | 7136.8399 | 6745.7139 | 7451.4619 | 7956.5615 | 7876.0555 | 8480.199 | 8866.3505 | 9126.3585 | 9426.4165
Option 2D SC | SA | CSA | Liquid Fuel | 7.8528 | 3.25e-08 | 1.0545e-07 | 6.5171 | 58.6019 | 26.1668 | 71.0552 | 77.8973 | 81.1728 | 135.0713 | 206.9149 | 175.3232 | 29.438 | 57.5016 | 67.8306 | 77.2844 | 67.5898 | 13.4747 | 79.774 | 96.8643 | 35.5884 | 11.1087 | 34.5339 | 10.4629
Option 2D SC | SA | CSA | OCGT | 188.139 | 6.2951 | 16.9691 | 124.7569 | 461.3012 | 160.4119 | 424.7446 | 415.6105 | 451.3064 | 606.6192 | 938.7844 | 927.4379 | 320.7985 | 428.1025 | 485.8433 | 451.7265 | 416.3797 | 255.3035 | 310.7074 | 215.5594 | 492.5476 | 470.0221 | 930.0504 | 581.7084
Option 2D SC | SA | CSA | Solar | 136.6767 | 1009.7222 | 1343.4917 | 1496.5015 | 1345.2793 | 1375.3465 | 1326.2112 | 1441.688 | 1479.9038 | 1453.7374 | 1393.8044 | 1421.6037 | 1417.5926 | 3828.3344 | 3560.2 | 3348.8544 | 3368.8298 | 3542.5837 | 3372.5747 | 3494.3774 | 3640.4215 | 3639.5921 | 3925.5512 | 4084.3978
Option 2D SC | SA | CSA | Wind | 5394.952 | 5727.2712 | 5384.9636 | 6993.6645 | 6452.2478 | 6665.3881 | 6251.8425 | 6747.6866 | 6888.4539 | 6229.1037 | 5342.849 | 6987.8337 | 7671.7999 | 6616.097 | 6877.8534 | 6683.6285 | 6933.1513 | 7272.3337 | 7232.6807 | 7609.1766 | 7142.4977 | 7430.8458 | 5997.429 | 6363.3446
Option 2D SC | SA | NSA | 2h | 2.6273 | 7.8912 | 3.1314 | 2.9491 | 2.9475 | 2.8571 | 2.998 | 3.0546 | 3.2315 | 3.1548 | 3.2348 | 3.2539 | 2.7934 | 2.4321 | 2.3229 | 2.5125 | 2.8768 | 2.2559 | 2.7469 | 3.6761e-05 | 3.9267e-05 | 1.5674e-05 | 1.4701e-05 | 1.763e-05
Option 2D SC | SA | NSA | 8h | 0 | 0 | 7.4163e-05 | 0.00010122 | 0.00010716 | 0.00011095 | 0.00011502 | 9.9109e-05 | 0.00010135 | 9.2703e-05 | 8.4651e-05 | 8.0405e-05 | 0.00012245 | 7.8071 | 7.2931 | 7.5308 | 7.1125 | 90.209 | 90.7263 | 83.9849 | 106.2863 | 109.8597 | 733.2625 | 1011.0447
Option 2D SC | SA | NSA | Coordinated CER | 3.8828 | 8.6337 | 6.9778 | 7.5808 | 8.9204 | 10.341 | 11.6911 | 13.518 | 15.9038 | 17.7334 | 18.9996 | 21.1389 | 17.8629 | 18.0405 | 19.4614 | 22.2581 | 25.1426 | 27.5175 | 29.5357 | 31.9467 | 40.7206 | 46.5544 | 49.0218 | 52.7625
Option 2D SC | SA | NSA | Distributed PV | 143.752 | 160.0948 | 179.6585 | 188.089 | 303.2695 | 317.251 | 334.5795 | 351.1684 | 395.3599 | 417.6693 | 423.4957 | 442.6379 | 456.9364 | 503.0183 | 485.4224 | 502.7886 | 476.7026 | 533.9413 | 573.8173 | 577.8842 | 628.3555 | 644.9982 | 680.6544 | 709.984
Option 2D SC | SA | NSA | Liquid Fuel | 0 | 0 | 0 | 0 | 0 | 0 | 0 | 0 | 0 | 0 | 0 | 0 | 0 | 0 | 0 | 0 | 0 | 0 | 0 | 0 | 0 | 0 | 0 | 0
Option 2D SC | SA | NSA | OCGT | 0 | 0 | 0 | 0 | 1.4122e-06 | 5.2985e-07 | 6.4235e-07 | 1.0912e-06 | 0.00016279 | 10.3113 | 15.499 | 15.4527 | 5.2928 | 7.7407 | 8.07 | 7.6274 | 97.3839 | 34.5229 | 120.93 | 153.988 | 152.8006 | 120.8991 | 207.4241 | 89.3353
Option 2D SC | SA | NSA | Solar | 649.4462 | 1839.1249 | 1809.1001 | 2136.6745 | 2218.7035 | 2187.4239 | 2197.7174 | 2229.7264 | 2303.8088 | 2378.099 | 2253.0273 | 2210.5629 | 3040.5076 | 2951.2596 | 2827.8432 | 2902.0776 | 3159.3941 | 3185.1044 | 3132.6349 | 3113.1143 | 3313.9351 | 3270.0943 | 4467.4137 | 4683.8424
Option 2D SC | SA | NSA | Wind | 1826.3545 | 1833.827 | 1727.5889 | 1987.0309 | 1683.5344 | 1457.3126 | 1400.7469 | 1506.6945 | 1555.5312 | 1360.4106 | 2515.4924 | 2511.8019 | 4894.5126 | 4373.185 | 4376.6999 | 4362.9453 | 4360.3983 | 4430.5212 | 4538.0024 | 4298.1091 | 4246.0819 | 4300.1474 | 3902.8965 | 4394.5172
Option 2D SC | SA | SESA | 2h | 30.0458 | 49.069 | 34.6734 | 30.8367 | 32.5517 | 35.1831 | 35.65 | 37.6706 | 24.0911 | 23.8159 | 21.6583 | 21.6096 | 19.9293 | 19.3642 | 17.8759 | 17.7018 | 17.1229 | 16.4542 | 16.1236 | 14.3603 | 17.4019 | 18.147 | 0 | 0
Option 2D SC | SA | SESA | 4h | 0 | 176.7164 | 121.1624 | 107.5605 | 113.6896 | 124.2437 | 126.4241 | 133.0301 | 137.6001 | 135.1088 | 120.7117 | 118.0695 | 107.4505 | 108.6263 | 97.1643 | 98.0223 | 90.1995 | 91.5339 | 86.7244 | 75.5628 | 94.8632 | 0 | 0 | 0
Option 2D SC | SA | SESA | Coordinated CER | 3.3768 | 5.4608 | 6.102 | 6.2717 | 7.5724 | 8.8257 | 10.2134 | 12.0228 | 13.7588 | 15.6174 | 16.4187 | 18.3877 | 18.3986 | 20.0453 | 20.4615 | 22.7394 | 24.8312 | 26.4277 | 29.0905 | 28.8789 | 37.9705 | 42.6267 | 44.2132 | 46.8857
Option 2D SC | SA | SESA | Distributed PV | 161.5615 | 186.9864 | 205.4395 | 211.0565 | 246.4089 | 263.2658 | 273.9734 | 285.8861 | 305.0014 | 313.9579 | 321.3994 | 348.2364 | 354.7424 | 383.5604 | 394.2404 | 409.3439 | 390.6839 | 439.1174 | 471.038 | 471.7685 | 509.749 | 536.7025 | 552.9385 | 572.7198
Option 2D SC | SA | SESA | Liquid Fuel | 0 | 0 | 0 | 0 | 0 | 0 | 0 | 0 | 0 | 0 | 0 | 0 | 0 | 0 | 0 | 0 | 0 | 0 | 0 | 0 | 0 | 0 | 0 | 0
Option 2D SC | SA | SESA | OCGT | 0 | 0 | 0 | 4.515e-09 | 8.7035 | 3.14e-08 | 6.5944 | 13.9384 | 18.1654 | 0 | 0 | 0 | 0 | 0 | 0 | 0 | 0 | 0 | 0 | 0 | 0 | 0 | 0 | 0
Option 2D SC | SA | SESA | Solar | 407.5783 | 443.8739 | 347.8462 | 436.581 | 450.1563 | 459.2537 | 452.6326 | 457.1668 | 478.034 | 475.5504 | 461.0427 | 471.9768 | 456.6659 | 463.3713 | 254.2583 | 171.5917 | 213.132 | 205.6367 | 266.1266 | 256.232 | 322.2523 | 312.9032 | 211.5972 | 128.5545
Option 2D SC | SA | SESA | Wind | 729.1121 | 801.9299 | 630.3207 | 797.5039 | 726.8406 | 694.8292 | 683.4489 | 748.7367 | 774.055 | 489.8182 | 429.8283 | 459.7115 | 79.9001 | 774.6765 | 1608.5591 | 1656.331 | 1608.0379 | 1814.0557 | 1789.3774 | 1916.3753 | 1974.3314 | 2187.933 | 1742.9116 | 1869.0274
Option 2D SC | TAS |  | 24h | 0 | 0 | 0 | 0 | 0 | 0 | 0 | 0 | 0 | 8.1585e-08 | 1.9813e-07 | 6.0441e-07 | 2.7213e-06 | 2.9416e-06 | 4.1353e-06 | 5.5473e-06 | 6.843e-06 | 1.0622e-05 | 3.7329e-06 | 3.8732e-06 | 4.3609e-06 | 4.5033e-06 | 3.9772e-06 | 4.1705e-06
Option 2D SC | TAS |  | 2h | 0 | 0 | 3.195e-09 | 1.7645e-08 | 1.559e-08 | 6.127e-08 | 1.0166e-05 | 1.3946e-05 | 1.6537e-05 | 1.7032e-05 | 1.7253e-05 | 1.7774e-05 | 2.1789e-05 | 2.4199e-05 | 2.4225e-05 | 2.5817e-05 | 2.6445e-05 | 3.0212e-05 | 1.7715e-05 | 1.8132e-05 | 1.7848e-05 | 1.8022e-05 | 1.7797e-05 | 1.9447e-05
Option 2D SC | TAS |  | 4h | 0 | 0 | 5.895e-09 | 8.1665e-08 | 2.9091e-07 | 4.8381e-07 | 1.0642e-05 | 1.4677e-05 | 4.4476e-05 | 4.4401e-05 | 4.3225e-05 | 4.2726e-05 | 5.1784e-05 | 6.0062e-05 | 6.0041e-05 | 6.0118e-05 | 5.9735e-05 | 6.1712e-05 | 3.6017e-05 | 3.7408e-05 | 3.9234e-05 | 6.4812e-05 | 6.2876e-05 | 6.5084e-05
Option 2D SC | TAS |  | 8h | 0 | 0 | 0 | 1.3326e-07 | 1.3253e-07 | 1.5195e-07 | 2.9132e-06 | 4.0558e-06 | 1.6685e-05 | 1.6145e-05 | 1.5399e-05 | 1.5117e-05 | 1.6303e-05 | 3.2048e-05 | 3.0697e-05 | 3.1099e-05 | 2.976e-05 | 3.2574e-05 | 2.436e-05 | 2.4618e-05 | 2.5554e-05 | 2.7121e-05 | 2.5731e-05 | 2.6721e-05
Option 2D SC | TAS |  | CCGT | 0 | 0 | 0 | 0 | 0 | 0 | 0 | 0 | 0 | 0 | 0 | 0 | 0 | 0 | 0 | 0 | 0 | 0 | 0 | 0 | 0 | 0 | 0 | 0
Option 2D SC | TAS |  | CST | 0 | 0 | 0 | 0 | 0 | 0 | 0 | 0 | 0 | 0 | 0 | 0 | 0 | 0 | 0 | 0 | 0 | 0 | 0 | 0 | 0 | 0 | 0 | 0
Option 2D SC | TAS |  | Coordinated CER | 0.7337 | 0.69689 | 3.4764 | 25.0219 | 11.0156 | 16.1621 | 22.3147 | 26.9243 | 37.1349 | 43.2119 | 47.2728 | 53.5956 | 50.4829 | 53.3263 | 65.5138 | 77.6206 | 81.9742 | 94.0565 | 100.6009 | 106.1349 | 141.5779 | 173.3847 | 157.2257 | 181.8865
Option 2D SC | TAS |  | Distributed PV | 473.018 | 535.773 | 606.1805 | 622.585 | 713.2185 | 802.9362 | 831.6725 | 889.0255 | 933.7774 | 949.009 | 982.746 | 1001.5235 | 1094.8095 | 1199.0535 | 1254.0759 | 1245.7359 | 1243.8394 | 1354.4759 | 1486.7745 | 1462.92 | 1591.1315 | 1725.236 | 1771.5929 | 1890.6235
Option 2D SC | TAS |  | Hydro | 8951.2508 | 11397.3318 | 7869.6022 | 7939.1089 | 8134.8547 | 6606.9635 | 7690.7503 | 7020.3988 | 9282.737 | 9012.0345 | 8985.1781 | 9367.8015 | 8826.9014 | 9095.9361 | 6405.1247 | 6228.0508 | 5786.0111 | 5650.8112 | 6276.425 | 5886.8296 | 6964.0533 | 6873.9379 | 6346.0005 | 5617.5818
Option 2D SC | TAS |  | OCGT | 1.4685e-08 | 0 | 0 | 3.6045e-08 | 3.9122 | 1.581e-08 | 0.87346 | 5.3919 | 18.5535 | 43.2854 | 55.8616 | 48.2972 | 50.5941 | 91.8043 | 40.2799 | 48.1593 | 41.5184 | 26.8753 | 44.148 | 47.5165 | 49.7666 | 40.4939 | 83.4958 | 50.8223
Option 2D SC | TAS |  | PHES | 0 | 0 | 0 | 0 | 0 | 0 | 0 | 0 | 0 | 2.405e-06 | 2.747e-06 | 4.3505e-06 | 2.0657e-05 | 3.6075e-05 | 5.3541e-05 | 5.7754e-05 | 5.649e-05 | 0.00010826 | 8.7013e-05 | 8.9146e-05 | 9.6192e-05 | 0.00010218 | 9.1921e-05 | 9.6765e-05
Option 2D SC | TAS |  | Solar | 0 | 985.445 | 1141.8878 | 1116.4841 | 1202.7163 | 2169.6626 | 1879.8476 | 2209.2638 | 1924.2837 | 1689.9267 | 2128.4289 | 2122.874 | 2133.6762 | 2260.3915 | 1238.3361 | 1160.1401 | 1098.739 | 1195.9151 | 1161.2477 | 1122.7746 | 1246.0423 | 1393.3872 | 1242.5134 | 1283.7586
Option 2D SC | TAS |  | Wind | 1965.7359 | 1950.1219 | 4421.3294 | 5712.6327 | 5933.2104 | 6927.4377 | 7103.2116 | 7437.3119 | 7369.0932 | 7579.172 | 7029.6469 | 7157.801 | 8118.6128 | 8141.619 | 7608.515 | 7850.6121 | 7971.1449 | 7908.0416 | 7234.1805 | 7606.3522 | 7513.4138 | 7329.234 | 7628.9924 | 7763.3184
Option 2D SC | TAS | TAS | 24h | 0 | 0 | 0 | 0 | 0 | 0 | 0 | 0 | 0 | 8.1585e-08 | 1.9813e-07 | 6.0441e-07 | 2.7213e-06 | 2.9416e-06 | 4.1353e-06 | 5.5473e-06 | 6.843e-06 | 1.0622e-05 | 3.7329e-06 | 3.8732e-06 | 4.3609e-06 | 4.5033e-06 | 3.9772e-06 | 4.1705e-06
Option 2D SC | TAS | TAS | 2h | 0 | 0 | 3.195e-09 | 1.7645e-08 | 1.559e-08 | 6.127e-08 | 1.0166e-05 | 1.3946e-05 | 1.6537e-05 | 1.7032e-05 | 1.7253e-05 | 1.7774e-05 | 2.1789e-05 | 2.4199e-05 | 2.4225e-05 | 2.5817e-05 | 2.6445e-05 | 3.0212e-05 | 1.7715e-05 | 1.8132e-05 | 1.7848e-05 | 1.8022e-05 | 1.7797e-05 | 1.9447e-05
Option 2D SC | TAS | TAS | 4h | 0 | 0 | 5.895e-09 | 8.1665e-08 | 2.9091e-07 | 4.8381e-07 | 1.0642e-05 | 1.4677e-05 | 4.4476e-05 | 4.4401e-05 | 4.3225e-05 | 4.2726e-05 | 5.1784e-05 | 6.0062e-05 | 6.0041e-05 | 6.0118e-05 | 5.9735e-05 | 6.1712e-05 | 3.6017e-05 | 3.7408e-05 | 3.9234e-05 | 6.4812e-05 | 6.2876e-05 | 6.5084e-05
Option 2D SC | TAS | TAS | 8h | 0 | 0 | 0 | 1.3326e-07 | 1.3253e-07 | 1.5195e-07 | 2.9132e-06 | 4.0558e-06 | 1.6685e-05 | 1.6145e-05 | 1.5399e-05 | 1.5117e-05 | 1.6303e-05 | 3.2048e-05 | 3.0697e-05 | 3.1099e-05 | 2.976e-05 | 3.2574e-05 | 2.436e-05 | 2.4618e-05 | 2.5554e-05 | 2.7121e-05 | 2.5731e-05 | 2.6721e-05
Option 2D SC | TAS | TAS | CCGT | 0 | 0 | 0 | 0 | 0 | 0 | 0 | 0 | 0 | 0 | 0 | 0 | 0 | 0 | 0 | 0 | 0 | 0 | 0 | 0 | 0 | 0 | 0 | 0
Option 2D SC | TAS | TAS | CST | 0 | 0 | 0 | 0 | 0 | 0 | 0 | 0 | 0 | 0 | 0 | 0 | 0 | 0 | 0 | 0 | 0 | 0 | 0 | 0 | 0 | 0 | 0 | 0
Option 2D SC | TAS | TAS | Coordinated CER | 0.7337 | 0.69689 | 3.4764 | 25.0219 | 11.0156 | 16.1621 | 22.3147 | 26.9243 | 37.1349 | 43.2119 | 47.2728 | 53.5956 | 50.4829 | 53.3263 | 65.5138 | 77.6206 | 81.9742 | 94.0565 | 100.6009 | 106.1349 | 141.5779 | 173.3847 | 157.2257 | 181.8865
Option 2D SC | TAS | TAS | Distributed PV | 473.018 | 535.773 | 606.1805 | 622.585 | 713.2185 | 802.9362 | 831.6725 | 889.0255 | 933.7774 | 949.009 | 982.746 | 1001.5235 | 1094.8095 | 1199.0535 | 1254.0759 | 1245.7359 | 1243.8394 | 1354.4759 | 1486.7745 | 1462.92 | 1591.1315 | 1725.236 | 1771.5929 | 1890.6235
Option 2D SC | TAS | TAS | Hydro | 8951.2508 | 11397.3318 | 7869.6022 | 7939.1089 | 8134.8547 | 6606.9635 | 7690.7503 | 7020.3988 | 9282.737 | 9012.0345 | 8985.1781 | 9367.8015 | 8826.9014 | 9095.9361 | 6405.1247 | 6228.0508 | 5786.0111 | 5650.8112 | 6276.425 | 5886.8296 | 6964.0533 | 6873.9379 | 6346.0005 | 5617.5818
Option 2D SC | TAS | TAS | OCGT | 1.4685e-08 | 0 | 0 | 3.6045e-08 | 3.9122 | 1.581e-08 | 0.87346 | 5.3919 | 18.5535 | 43.2854 | 55.8616 | 48.2972 | 50.5941 | 91.8043 | 40.2799 | 48.1593 | 41.5184 | 26.8753 | 44.148 | 47.5165 | 49.7666 | 40.4939 | 83.4958 | 50.8223
Option 2D SC | TAS | TAS | PHES | 0 | 0 | 0 | 0 | 0 | 0 | 0 | 0 | 0 | 2.405e-06 | 2.747e-06 | 4.3505e-06 | 2.0657e-05 | 3.6075e-05 | 5.3541e-05 | 5.7754e-05 | 5.649e-05 | 0.00010826 | 8.7013e-05 | 8.9146e-05 | 9.6192e-05 | 0.00010218 | 9.1921e-05 | 9.6765e-05
Option 2D SC | TAS | TAS | Solar | 0 | 985.445 | 1141.8878 | 1116.4841 | 1202.7163 | 2169.6626 | 1879.8476 | 2209.2638 | 1924.2837 | 1689.9267 | 2128.4289 | 2122.874 | 2133.6762 | 2260.3915 | 1238.3361 | 1160.1401 | 1098.739 | 1195.9151 | 1161.2477 | 1122.7746 | 1246.0423 | 1393.3872 | 1242.5134 | 1283.7586
Option 2D SC | TAS | TAS | Wind | 1965.7359 | 1950.1219 | 4421.3294 | 5712.6327 | 5933.2104 | 6927.4377 | 7103.2116 | 7437.3119 | 7369.0932 | 7579.172 | 7029.6469 | 7157.801 | 8118.6128 | 8141.619 | 7608.515 | 7850.6121 | 7971.1449 | 7908.0416 | 7234.1805 | 7606.3522 | 7513.4138 | 7329.234 | 7628.9924 | 7763.3184
Option 2D SC | VIC |  | 1h | 0 | 5.3371 | 7.9066 | 8.4877 | 8.4462 | 9.0223 | 9.0864 | 9.2988 | 9.785 | 9.5613 | 8.6894 | 8.8846 | 7.8649 | 7.8044 | 7.4384 | 7.955 | 7.9455 | 7.7023 | 7.3808 | 6.9177 | 8.2231 | 8.4148 | 7.9801 | 8.0114
Option 2D SC | VIC |  | 2h | 743.3181 | 1448.5926 | 1409.0153 | 1435.0896 | 1515.3387 | 1910.5806 | 2120.1098 | 2192.8716 | 2287.2205 | 2204.2334 | 1934.9018 | 1888.9682 | 1595.4646 | 1603.4964 | 1593.2893 | 1521.5859 | 1400.6216 | 1403.791 | 1317.476 | 1136.7628 | 1195.2148 | 974.6564 | 907.2621 | 902.227
Option 2D SC | VIC |  | 4h | 0 | 609.8634 | 1370.7375 | 1559.3587 | 1657.3848 | 1892.6093 | 2050.0782 | 2091.6929 | 2189.2402 | 2078.9864 | 1903.7013 | 1870.486 | 1559.7414 | 1471.7439 | 1487.0474 | 1530.2846 | 1383.7833 | 1421.8173 | 1454.0495 | 1318.8148 | 1539.5152 | 487.1579 | 409.9112 | 410.133
Option 2D SC | VIC |  | 8h | 0 | 0 | 3.714e-06 | 6.7805e-06 | 7.8722e-06 | 9.9513e-06 | 1.0807e-05 | 1.8545e-05 | 5.5626e-05 | 5.3635e-05 | 5.1e-05 | 4.8553e-05 | 5.0712e-05 | 0.00014232 | 0.00015214 | 0.00015946 | 0.00015381 | 0.00015922 | 0.00011632 | 0.00011525 | 0.00012411 | 714.938 | 624.523 | 652.1579
Option 2D SC | VIC |  | Brown Coal | 31662.1702 | 22087.647 | 15859.7462 | 9608.2746 | 8147.6031 | 7842.7066 | 7821.2784 | 7821.2784 | 0 | 0 | 0 | 0 | 0 | 0 | 0 | 0 | 0 | 0 | 0 | 0 | 0 | 0 | 0 | 0
Option 2D SC | VIC |  | CCGT | 262.8 | 131.76 | 481.8 | 131.4 | 291.108 | 58.9912 | 106.9026 | 127.2751 | 164.3969 | 314.0259 | 464.8098 | 338.6891 | 234.1368 | 372.3972 | 0 | 0 | 0 | 0 | 0 | 0 | 0 | 0 | 0 | 0
Option 2D SC | VIC |  | Coordinated CER | 48.8465 | 64.6053 | 115.1254 | 175.2227 | 233.3522 | 315.6258 | 412.5063 | 513.9427 | 657.4806 | 769.1831 | 802.6123 | 932.0279 | 910.3031 | 978.1003 | 1136.1142 | 1323.0121 | 1403.2916 | 1588.0219 | 1692.9631 | 1744.0579 | 2324.512 | 2678.0977 | 2594.0417 | 2984.3318
Option 2D SC | VIC |  | Distributed PV | 6610.5635 | 7786.9467 | 8991.7459 | 9103.6802 | 11687.8234 | 12425.7669 | 13042.734 | 13995.3452 | 15130.3152 | 15150.789 | 15444.1744 | 16282.2589 | 17337.3332 | 19506.3812 | 19900.6517 | 20298.692 | 18693.8271 | 20946.1263 | 23345.8159 | 23083.5416 | 26086.0477 | 26989.8119 | 28186.0653 | 30258.0744
Option 2D SC | VIC |  | Hydro | 3399.0677 | 3219.7051 | 2639.1515 | 2905.3163 | 2866.6235 | 2738.1473 | 2631.8583 | 1985.6496 | 2545.4924 | 2535.7314 | 2155.5794 | 2836.1966 | 1666.4175 | 1331.8549 | 1637.5047 | 1070.571 | 2163.0597 | 1855.5539 | 1611.5444 | 1543.9275 | 1750.5357 | 1828.6092 | 2087.003 | 1426.8179
Option 2D SC | VIC |  | OCGT | 158.4728 | 90.6509 | 337.7856 | 112.1633 | 395.5419 | 73.8607 | 256.9336 | 228.5217 | 554.0085 | 930.0178 | 1271.7088 | 1157.249 | 802.7284 | 1535.4 | 2104.3195 | 2136.4147 | 1785.0362 | 1138.099 | 2203.4261 | 2393.3968 | 2964.8235 | 1509.6501 | 4131.9299 | 2598.1366
Option 2D SC | VIC |  | Offshore Wind | 0 | 0 | 0 | 0 | 0 | 8385.9778 | 11412.965 | 13339.9257 | 16929.4406 | 21903.6384 | 25007.9437 | 26677.3462 | 34123.0274 | 35053.4143 | 36777.5148 | 35548.2513 | 36495.4973 | 37138.3404 | 36493.8643 | 38327.5216 | 35662.1272 | 36221.4285 | 37007.4601 | 38517.6671
Option 2D SC | VIC |  | Solar | 2947.0251 | 6451.57 | 7354.2197 | 6532.4417 | 6800.4553 | 6524.5179 | 6676.6371 | 6787.4906 | 6946.4622 | 6297.0732 | 5874.6257 | 5753.9661 | 5286.39 | 7781.0374 | 8660.4247 | 8723.7834 | 8482.9886 | 8749.7605 | 8430.4012 | 7593.8962 | 9006.6956 | 9139.4166 | 8316.9111 | 8412.0546
Option 2D SC | VIC |  | Wind | 15480.6289 | 18787.0961 | 24485.9906 | 30550.556 | 30500.1765 | 30092.2646 | 29602.03 | 31294.5446 | 31123.5401 | 31269.9353 | 30015.4661 | 30560.1216 | 26068.9044 | 22865.3159 | 24876.8684 | 27273.6237 | 26352.0001 | 27937.9616 | 28201.2458 | 30182.8437 | 28584.8633 | 29694.795 | 30137.4071 | 30811.6028
Option 2D SC | VIC | MEL | 2h | 437.6158 | 234.8203 | 406.1905 | 485.7156 | 528.3138 | 700.829 | 814.7118 | 845.177 | 903.807 | 860.0565 | 773.7337 | 738.8821 | 628.9303 | 601.6973 | 610.3988 | 525.5268 | 485.3616 | 504.408 | 435.9121 | 390.6552 | 360.4555 | 339.2124 | 297.8253 | 314.1745
Option 2D SC | VIC | MEL | 4h | 0 | 532.6787 | 864.5888 | 994.6733 | 1055.5342 | 1169.1794 | 1254.2087 | 1269.5896 | 1328.5802 | 1264.4768 | 1190.3603 | 1173.2153 | 1003.1756 | 928.3917 | 929.5427 | 964.9083 | 858.2095 | 877.5386 | 908.5611 | 833.4448 | 959.5971 | 283.3611 | 250.8061 | 257.4028
Option 2D SC | VIC | MEL | 8h | 0 | 0 | 1.7117e-06 | 3.6487e-06 | 4.1692e-06 | 5.2456e-06 | 5.812e-06 | 9.1851e-06 | 2.863e-05 | 2.7639e-05 | 2.6127e-05 | 2.498e-05 | 2.4375e-05 | 7.8441e-05 | 8.105e-05 | 8.2501e-05 | 8.0001e-05 | 8.2769e-05 | 6.0987e-05 | 6.03e-05 | 6.4468e-05 | 714.9379 | 624.5229 | 652.1578
Option 2D SC | VIC | MEL | CCGT | 262.8 | 131.76 | 481.8 | 131.4 | 291.108 | 58.9912 | 106.9026 | 127.2751 | 164.3969 | 314.0259 | 464.8098 | 338.6891 | 234.1368 | 372.3972 | 0 | 0 | 0 | 0 | 0 | 0 | 0 | 0 | 0 | 0
Option 2D SC | VIC | MEL | Coordinated CER | 34.8108 | 41.8777 | 82.3654 | 126.3024 | 171.4543 | 234.9825 | 307.165 | 385.0797 | 495.693 | 582.663 | 608.7112 | 707.3367 | 697.9565 | 745.7807 | 874.4788 | 1020.282 | 1079.7406 | 1228.0044 | 1301.3315 | 1342.0051 | 1802.3693 | 2061.5573 | 1999.233 | 2323.868
Option 2D SC | VIC | MEL | Distributed PV | 4394.457 | 5173.8801 | 5983.2349 | 6021.2082 | 7850.3958 | 8369.4565 | 8815.0944 | 9450.9659 | 10188.7765 | 10176.9428 | 10342.1698 | 10941.3887 | 11593.3669 | 13090.4074 | 13376.1591 | 13511.9851 | 12649.9105 | 14135.2374 | 15769.0105 | 15398.4739 | 17198.5457 | 17883.7489 | 18775.2517 | 20154.2221
Option 2D SC | VIC | MEL | OCGT | 27.7154 | 13.703 | 81.9936 | 13.6656 | 66.6432 | 4.6106 | 23.6936 | 31.3421 | 219.7263 | 363.5877 | 548.5169 | 524.5706 | 582.4131 | 1082.9453 | 1550.6265 | 1662.1199 | 1459.2288 | 950.8752 | 1782.8013 | 1808.6361 | 2272.1576 | 1429.9174 | 3666.6477 | 2243.5793
Option 2D SC | VIC | MEL | Solar | 0 | 0 | 7.6894e-07 | 1.5852e-06 | 3.9178e-06 | 6.6288e-06 | 1.4168e-06 | 4.3244e-06 | 1.0217e-05 | 1.3123e-05 | 1.6959e-05 | 2.7925e-05 | 2.7088e-05 | 3.0444e-05 | 3.4149e-05 | 3.8993e-05 | 4.9166e-05 | 5.7017e-05 | 7.6507e-05 | 7.0897e-05 | 7.8414e-05 | 7.9287e-05 | 8.2693e-05 | 9.3081e-05
Option 2D SC | VIC | SEV | 2h | 50.8313 | 39.4428 | 85.041 | 106.4332 | 118.999 | 159.9597 | 176.0237 | 186.2396 | 196.2886 | 191.6387 | 163.5144 | 157.7554 | 126.661 | 121.6324 | 127.9081 | 125.6291 | 119.736 | 96.6224 | 96.5647 | 55.1478 | 63.8963 | 26.6589 | 24.5427 | 24.5801
Option 2D SC | VIC | SEV | 4h | 0 | 54.1077 | 209.0545 | 259.5416 | 275.5601 | 338.1402 | 380.7628 | 391.7119 | 412.9452 | 392.5541 | 345.5879 | 335.9562 | 268.6425 | 247.5385 | 261.6635 | 261.3115 | 245.8645 | 258.6715 | 270.7632 | 236.2633 | 269.9265 | 0 | 0 | 0
Option 2D SC | VIC | SEV | 8h | 0 | 0 | 2.0023e-06 | 3.1318e-06 | 3.703e-06 | 4.7057e-06 | 4.995e-06 | 9.3595e-06 | 2.6996e-05 | 2.5996e-05 | 2.4873e-05 | 2.3574e-05 | 2.6337e-05 | 6.3881e-05 | 7.1092e-05 | 7.6955e-05 | 7.3811e-05 | 7.6447e-05 | 5.5336e-05 | 5.4945e-05 | 5.9639e-05 | 9.8523e-05 | 9.1055e-05 | 9.2691e-05
Option 2D SC | VIC | SEV | Brown Coal | 31662.1702 | 22087.647 | 15859.7462 | 9608.2746 | 8147.6031 | 7842.7066 | 7821.2784 | 7821.2784 | 0 | 0 | 0 | 0 | 0 | 0 | 0 | 0 | 0 | 0 | 0 | 0 | 0 | 0 | 0 | 0
Option 2D SC | VIC | SEV | Coordinated CER | 3.4959 | 3.1757 | 7.4499 | 12.6621 | 15.7881 | 20.6034 | 26.9082 | 32.9262 | 41.2949 | 48.386 | 50.6763 | 58.1211 | 51.2959 | 55.1386 | 64.3304 | 76.8971 | 79.4091 | 90.5637 | 97.5901 | 103.709 | 131.318 | 152.8173 | 146.3744 | 160.8058
Option 2D SC | VIC | SEV | Distributed PV | 484.2825 | 577.2165 | 674.2345 | 690.138 | 800.151 | 863.719 | 902.034 | 973.3095 | 1053.845 | 1053.0925 | 1079.3679 | 1145.3885 | 1227.1359 | 1391.8929 | 1427.5639 | 1486.9709 | 1410.7664 | 1587.1354 | 1775.2521 | 1749.0638 | 1940.3903 | 2032.2793 | 2076.1962 | 2229.8485
Option 2D SC | VIC | SEV | OCGT | 2.8613 | 0 | 9.2e-10 | 17.3071 | 94.5322 | 16.0975 | 36.4479 | 66.1433 | 110.1951 | 222.4098 | 247.4669 | 245.3911 | 90.3269 | 104.4213 | 100.0739 | 129.2843 | 22.2126 | 14.6638 | 13.9515 | 20.2589 | 53.6762 | 1.041e-08 | 66.0891 | 27.5686
Option 2D SC | VIC | SEV | Offshore Wind | 0 | 0 | 0 | 0 | 0 | 8385.9778 | 9421.6458 | 11296.1968 | 14872.6329 | 19567.3034 | 21771.1076 | 23264.6851 | 30756.0925 | 32141.36 | 33735.3585 | 32449.2129 | 33318.7414 | 33718.9749 | 33163.0637 | 34995.8122 | 32555.1585 | 33137.5746 | 33805.8489 | 35261.45
Option 2D SC | VIC | SEV | Solar | 6.5835 | 1037.7453 | 1224.5189 | 1157.3688 | 1173.9818 | 1122.4531 | 1223.5858 | 1238.7536 | 1239.5909 | 1136.7474 | 980.5025 | 976.3256 | 828.3307 | 751.8363 | 860.4968 | 873.4176 | 830.1893 | 887.7076 | 849.9562 | 824.7012 | 900.1068 | 908.7442 | 898.2407 | 944.8241
Option 2D SC | VIC | SEV | Wind | 334.6264 | 354.9657 | 338.0098 | 384.2741 | 335.0595 | 342.1032 | 353.8725 | 358.4618 | 332.6633 | 381.9454 | 336.2521 | 358.5666 | 312.218 | 279.8403 | 1.7081e-05 | 2.096e-05 | 2.5431e-05 | 2.7835e-05 | 3.4153e-05 | 4.0752e-05 | 3.7099e-05 | 3.7982e-05 | 4.0239e-05 | 3.7398e-05
Option 2D SC | VIC | WNV | 1h | 0 | 5.3371 | 7.9066 | 8.4877 | 8.4462 | 9.0223 | 9.0864 | 9.2988 | 9.785 | 9.5613 | 8.6894 | 8.8846 | 7.8649 | 7.8044 | 7.4384 | 7.955 | 7.9455 | 7.7023 | 7.3808 | 6.9177 | 8.2231 | 8.4148 | 7.9801 | 8.0114
Option 2D SC | VIC | WNV | 2h | 254.8711 | 1174.3295 | 917.7838 | 842.9407 | 868.0259 | 1049.7919 | 1129.3742 | 1161.455 | 1187.1249 | 1152.5382 | 997.6537 | 992.3306 | 839.8733 | 880.1667 | 854.9824 | 870.4301 | 795.524 | 802.7605 | 784.9993 | 690.9598 | 770.863 | 608.7851 | 584.8941 | 563.4724
Option 2D SC | VIC | WNV | 4h | 0 | 23.077 | 297.0943 | 305.1437 | 326.2905 | 385.2897 | 415.1067 | 430.3915 | 447.7149 | 421.9555 | 367.7531 | 361.3145 | 287.9234 | 295.8136 | 295.8412 | 304.0648 | 279.7093 | 285.6071 | 274.7252 | 249.1068 | 309.9916 | 203.7968 | 159.1051 | 152.7303
Option 2D SC | VIC | WNV | Coordinated CER | 10.5398 | 19.5519 | 25.3101 | 36.2582 | 46.1098 | 60.0399 | 78.433 | 95.9368 | 120.4927 | 138.1341 | 143.2248 | 166.5701 | 161.0507 | 177.181 | 197.305 | 225.833 | 244.1419 | 269.4537 | 294.0415 | 298.3438 | 390.8247 | 463.7231 | 448.4343 | 499.658
Option 2D SC | VIC | WNV | Distributed PV | 1731.824 | 2035.8501 | 2334.2765 | 2392.334 | 3037.2766 | 3192.5914 | 3325.6056 | 3571.0699 | 3887.6938 | 3920.7537 | 4022.6367 | 4195.4818 | 4516.8303 | 5024.0809 | 5096.9286 | 5299.7359 | 4633.1502 | 5223.7535 | 5801.5532 | 5936.0039 | 6947.1118 | 7073.7837 | 7334.6174 | 7874.0038
Option 2D SC | VIC | WNV | Hydro | 3399.0677 | 3219.7051 | 2639.1515 | 2905.3163 | 2866.6235 | 2738.1473 | 2631.8583 | 1985.6496 | 2545.4924 | 2535.7314 | 2155.5794 | 2836.1966 | 1666.4175 | 1331.8549 | 1637.5047 | 1070.571 | 2163.0597 | 1855.5539 | 1611.5444 | 1543.9275 | 1750.5357 | 1828.6092 | 2087.003 | 1426.8179
Option 2D SC | VIC | WNV | OCGT | 127.896 | 76.9478 | 255.792 | 81.1906 | 234.3666 | 53.1526 | 196.792 | 131.0364 | 224.0871 | 344.0203 | 475.725 | 387.2873 | 129.9884 | 348.0334 | 453.6192 | 345.0105 | 303.5948 | 172.56 | 406.6732 | 564.5019 | 638.9896 | 79.7328 | 399.1931 | 326.9887
Option 2D SC | VIC | WNV | Offshore Wind | 0 | 0 | 0 | 0 | 0 | 7.8855e-06 | 1991.3192 | 2043.7288 | 2056.8077 | 2336.3349 | 3236.8361 | 3412.6612 | 3366.9349 | 2912.0543 | 3042.1563 | 3099.0385 | 3176.7559 | 3419.3655 | 3330.8006 | 3331.7094 | 3106.9688 | 3083.8539 | 3201.6111 | 3256.2171
Option 2D SC | VIC | WNV | Solar | 2940.4416 | 5413.8247 | 6129.7008 | 5375.0729 | 5626.4735 | 5402.0648 | 5453.0513 | 5548.737 | 5706.8713 | 5160.3257 | 4894.1232 | 4777.6404 | 4458.0593 | 7029.201 | 7799.9279 | 7850.3657 | 7652.7993 | 7862.0528 | 7580.4449 | 6769.1949 | 8106.5888 | 8230.6723 | 7418.6703 | 7467.2303
Option 2D SC | VIC | WNV | Wind | 15146.0025 | 18432.1304 | 24147.9808 | 30166.2819 | 30165.117 | 29750.1614 | 29248.1575 | 30936.0828 | 30790.8767 | 30887.9899 | 29679.2139 | 30201.555 | 25756.6865 | 22585.4756 | 24876.8684 | 27273.6236 | 26352.0001 | 27937.9615 | 28201.2458 | 30182.8436 | 28584.8633 | 29694.7949 | 30137.4071 | 30811.6028
Option 3 SC | NEM |  | 12h | 0 | 0 | 74.5123 | 1425.5576 | 1530.4733 | 1583.6902 | 1629.7811 | 1796.5038 | 1752.1932 | 1616.2203 | 1484.4789 | 1448.2403 | 1363.8357 | 1381.5932 | 1321.6572 | 1233.6175 | 1164.4248 | 1122.3405 | 1071.3347 | 1100.5043 | 1175.2372 | 1188.3671 | 1066.7985 | 1284.1541
Option 3 SC | NEM |  | 1h | 83.5685 | 362.8906 | 357.0873 | 405.1173 | 417.225 | 398.8438 | 409.8616 | 435.1504 | 439.19 | 430.0162 | 424.0922 | 430.8196 | 411.266 | 404.2602 | 415.0368 | 367.4588 | 334.4015 | 326.4551 | 319.8675 | 298.4088 | 328.5022 | 299.0317 | 307.5582 | 194.4793
Option 3 SC | NEM |  | 24h | 0 | 0 | 0 | 0 | 0 | 0 | 0 | 0 | 0 | 0 | 0 | 0 | 0 | 0 | 0 | 0 | 1.3564e-07 | 2.3356e-07 | 0 | 0 | 0 | 0 | 0 | 0
Option 3 SC | NEM |  | 2h | 1918.5214 | 5396.8717 | 4665.7116 | 4710.7186 | 5221.2781 | 5662.9223 | 5870.7635 | 6295.5168 | 6390.4245 | 6173.227 | 5697.9777 | 5547.8279 | 4973.9159 | 4993.2391 | 4865.1304 | 4516.3639 | 4155.1419 | 4172.1546 | 3750.2396 | 3174.486 | 3358.8278 | 2637.2795 | 2410.9623 | 2224.3221
Option 3 SC | NEM |  | 4h | 1084.8321 | 3656.6183 | 5824.4184 | 7089.2892 | 7413.6743 | 7874.4311 | 7964.1162 | 8522.563 | 8550.7072 | 8269.8744 | 7886.671 | 7779.8648 | 7387.8283 | 7272.6973 | 7279.4228 | 7411.2343 | 6831.9623 | 6939.8191 | 7007.0798 | 6513.8991 | 6736.4523 | 6848.746 | 5272.2314 | 4894.7793
Option 3 SC | NEM |  | 8h | 371.07 | 1178.617 | 3293.4465 | 5019.9619 | 5240.6837 | 5709.5926 | 7210.5936 | 9677.1843 | 9682.7197 | 9247.4582 | 8631.3124 | 8484.7171 | 7865.6364 | 7991.3275 | 7993.026 | 7575.0215 | 7458.9336 | 7695.7513 | 7490.5357 | 7371.2739 | 7829.8237 | 11587.7509 | 11619.4783 | 14070.7287
Option 3 SC | NEM |  | Biomass | 269.1072 | 259.4075 | 237.0881 | 231.7517 | 231.9136 | 227.3139 | 230.0638 | 211.7109 | 200.1261 | 203.9245 | 187.4766 | 183.764 | 123.0712 | 123.4468 | 112.9749 | 124.6413 | 108.4426 | 97.8753 | 87.2917 | 88.0647 | 96.9495 | 95.2468 | 86.8507 | 79.1919
Option 3 SC | NEM |  | Black Coal | 73497.961 | 58386.7462 | 46338.6168 | 32558.0719 | 30370.2236 | 26660.0523 | 28508.2481 | 19915.907 | 15419.9197 | 18109.9377 | 17387.2956 | 13898.2292 | 10370.3508 | 10398.7627 | 7728.072 | 7728.072 | 6424.584 | 5576.5224 | 4697.988 | 3834.69 | 2971.392 | 2979.5328 | 2971.392 | 0
Option 3 SC | NEM |  | Brown Coal | 31657.4014 | 22075.8571 | 15860.3858 | 9631.3213 | 8064.1087 | 7842.7066 | 7821.2784 | 7821.2784 | 0 | 0 | 0 | 0 | 0 | 0 | 0 | 0 | 0 | 0 | 0 | 0 | 0 | 0 | 0 | 0
Option 3 SC | NEM |  | CCGT | 4422.6193 | 2915.0808 | 3650.7081 | 2453.639 | 2047.7334 | 961.2149 | 2008.2811 | 2372.2729 | 2187.6172 | 3034.0332 | 4220.1926 | 3199.0078 | 979.4577 | 1773.0143 | 1628.333 | 1301.4554 | 1490.5952 | 790.2585 | 1258.9499 | 839.8334 | 844.6642 | 688.1788 | 958.6253 | 832.2692
Option 3 SC | NEM |  | CST | 0 | 0 | 0 | 0 | 0 | 0 | 0 | 0 | 0 | 0 | 0 | 0 | 0 | 0 | 0 | 0 | 0 | 0 | 0 | 0 | 0 | 0 | 0 | 0
Option 3 SC | NEM |  | Coordinated CER | 258.8587 | 467.4688 | 594.8592 | 835.4811 | 1066.586 | 1364.6649 | 1691.9176 | 2144.0526 | 2600.5769 | 3001.8749 | 3372.3532 | 3934.4974 | 4302.1735 | 4751.4351 | 5546.7585 | 6071.9962 | 6442.7174 | 7307.295 | 7843.9155 | 8291.7182 | 9840.0073 | 11112.7671 | 11488.6036 | 12861.3814
Option 3 SC | NEM |  | DSP | 2.1227e-06 | 3.4727e-06 | 3.1481e-06 | 3.3053e-06 | 4.1071e-06 | 4.119e-06 | 0 | 0.035535 | 0.01104 | 0.13373 | 0.73824 | 0.25063 | 9.5769 | 22.8797 | 28.9389 | 26.8051 | 33.8942 | 39.4698 | 12.1293 | 18.9262 | 20.6513 | 29.1254 | 46.9572 | 36.8279
Option 3 SC | NEM |  | Distributed PV | 32414.6383 | 37120.0257 | 41818.1982 | 44553.8727 | 49398.6865 | 52868.3899 | 55101.566 | 59577.147 | 62762.6653 | 64818.7064 | 64575.3687 | 65875.7397 | 70992.8653 | 79219.4487 | 82335.7555 | 82222.4768 | 75945.3223 | 84470.2188 | 93190.83 | 97271.0351 | 102978.6272 | 108128.0359 | 112081.6151 | 120714.8415
Option 3 SC | NEM |  | H2 Reciprocating Engine | 0 | 0 | 2.1584e-06 | 4.1432e-06 | 5.9683e-06 | 6.0465e-06 | 3.475e-09 | 2.8426 | 4.255e-09 | 3.1265e-08 | 27.3412 | 107.1954 | 41.0012 | 23.0503 | 28.7673 | 19.4742 | 28.3332 | 12.3902 | 74.0596 | 95.6548 | 121.7847 | 49.2729 | 150.4384 | 264.7561
Option 3 SC | NEM |  | Hydro | 17051.1977 | 19540.3172 | 14022.3837 | 14874.4247 | 14621.7872 | 12827.393 | 13260.8896 | 12524.3517 | 16048.3164 | 15683.3763 | 14713.3802 | 17193.6611 | 13587.7237 | 12905.3303 | 10903.5964 | 9528.3207 | 10810.6463 | 10691.0436 | 10483.838 | 9515.0445 | 10959.2545 | 11268.9184 | 11091.0999 | 8833.3707
Option 3 SC | NEM |  | Liquid Fuel | 7.8529 | 1.2393e-05 | 1.4093e-05 | 6.5171 | 58.5976 | 26.1758 | 71.0014 | 70.5695 | 80.0027 | 134.9324 | 200.1737 | 164.7509 | 32.2778 | 62.0163 | 61.6815 | 68.1429 | 55.876 | 9.433 | 61.5296 | 61.3915 | 26.4849 | 10.7557 | 32.348 | 9.349
Option 3 SC | NEM |  | OCGT | 379.6665 | 122.2951 | 415.2144 | 247.7254 | 925.9787 | 281.9963 | 894.9057 | 1099.4741 | 1374.4968 | 2306.033 | 3438.9885 | 3247.9874 | 1698.6207 | 3303.4193 | 4858.326 | 4619.9587 | 3814.4544 | 3147.3197 | 5407.243 | 7060.9949 | 7196.4489 | 4872.0495 | 9869.9273 | 7250.6626
Option 3 SC | NEM |  | Offshore Wind | 0 | 0 | 0 | 0 | 0 | 8387.1399 | 11405.0156 | 13293.4581 | 16932.185 | 21903.4526 | 25005.5061 | 26700.6016 | 34119.8288 | 35202.38 | 36806.4744 | 35516.3392 | 36553.5308 | 37193.8386 | 36566.0407 | 38377.3535 | 35619.5639 | 36153.1108 | 37005.1514 | 38498.8744
Option 3 SC | NEM |  | PHES | 184.5913 | 887.8394 | 3349.1395 | 5562.0872 | 6226.1553 | 6647.6198 | 7247.5988 | 7791.2894 | 7837.2014 | 9010.2034 | 10681.3281 | 11512.7845 | 11104.4199 | 10426.8706 | 10513.011 | 10111.8202 | 10865.5565 | 10534.3081 | 9520.3193 | 8393.2482 | 10203.6617 | 9962.7088 | 9825.3079 | 9660.1979
Option 3 SC | NEM |  | Solar | 22530.3388 | 45066.7796 | 58226.041 | 64993.5607 | 65373.5595 | 66873.9428 | 70343.0496 | 76278.8554 | 78900.2322 | 79035.799 | 80753.5904 | 80730.2231 | 82843.6488 | 86383.4747 | 85272.3019 | 87671.5718 | 89432.8615 | 90713.2443 | 90993.5205 | 89303.4947 | 93621.2646 | 99460.4735 | 99910.7102 | 102671.7799
Option 3 SC | NEM |  | Wind | 41902.0241 | 47220.2066 | 59183.1287 | 81602.7297 | 90862.3024 | 97670.8724 | 97077.1651 | 107599.9538 | 118175.2604 | 115642.8824 | 117735.3217 | 124266.0674 | 132701.5517 | 126671.8011 | 132348.044 | 141474.7785 | 142881.4227 | 146593.3227 | 147442.3587 | 150738.4149 | 152434.3496 | 152791.8542 | 146437.011 | 152087.0941
Option 3 SC | NSW |  | 12h | 0 | 0 | 74.5123 | 1425.5576 | 1530.4733 | 1583.6902 | 1629.7811 | 1796.5038 | 1752.1932 | 1616.2203 | 1484.4789 | 1448.2403 | 1363.8357 | 1381.5932 | 1321.6572 | 1233.6175 | 1164.4248 | 1122.3405 | 1071.3347 | 1100.5043 | 1175.2372 | 1188.3671 | 1066.7985 | 1284.1541
Option 3 SC | NSW |  | 1h | 57.0368 | 195.9959 | 127.9112 | 132.1664 | 134.1632 | 133.476 | 140.5071 | 146.8152 | 141.8592 | 141.2895 | 132.6973 | 135.6296 | 116.2658 | 108.1419 | 105.0654 | 95.9371 | 86.2415 | 74.3252 | 72.5944 | 62.4219 | 77.7305 | 81.0579 | 74.2688 | 74.7387
Option 3 SC | NSW |  | 2h | 215.1661 | 555.1379 | 618.6246 | 679.3139 | 998.8804 | 999.6414 | 993.757 | 1094.0359 | 1059.8561 | 1011.5868 | 911.1289 | 895.5311 | 857.2332 | 876.7206 | 789.8698 | 742.718 | 654.2241 | 661.8673 | 637.4448 | 608.8246 | 681.1939 | 782.4476 | 695.4386 | 773.0191
Option 3 SC | NSW |  | 4h | 967.9223 | 2448.7389 | 3474.8093 | 3749.5788 | 3886.5246 | 4112.6917 | 4053.1279 | 4510.2924 | 4450.3863 | 4305.4551 | 4090.5721 | 4052.1497 | 3960.5959 | 4005.2478 | 3953.2586 | 3764.0703 | 3412.0385 | 3384.4576 | 3319.9018 | 2887.6274 | 2870.1872 | 2068.2025 | 889.8083 | 818.9896
Option 3 SC | NSW |  | 8h | 371.07 | 1178.617 | 2664.4489 | 4021.3353 | 4207.1111 | 4632.0297 | 6121.0326 | 8517.1825 | 8466.542 | 8081.8508 | 7543.3936 | 7462.0946 | 6976.9167 | 7049.6262 | 7114.9529 | 6700.6762 | 6622.7255 | 6726.0597 | 6539.3265 | 6343.7908 | 6661.0758 | 8529.1115 | 7562.3504 | 7706.9885
Option 3 SC | NSW |  | Black Coal | 34816.7147 | 28142.0628 | 20373.6355 | 10664.0091 | 8494.5023 | 7391.3846 | 8953.1944 | 3347.9431 | 3397.837 | 4073.0197 | 4368.2292 | 4231.9725 | 2642.2788 | 2649.5179 | 0 | 0 | 0 | 0 | 0 | 0 | 0 | 0 | 0 | 0
Option 3 SC | NSW |  | CCGT | 525.6 | 527.04 | 525.6 | 368.0429 | 536.5593 | 237.8677 | 699.9311 | 1013.9895 | 914.0494 | 1223.5549 | 1699.0274 | 1522.5111 | 563.4 | 1061.2895 | 1199.058 | 1007.1575 | 1085.2606 | 362.8748 | 458.3872 | 574.425 | 553.5003 | 536.0764 | 731.146 | 572.4234
Option 3 SC | NSW |  | CST | 0 | 0 | 0 | 0 | 0 | 0 | 0 | 0 | 0 | 0 | 0 | 0 | 0 | 0 | 0 | 0 | 0 | 0 | 0 | 0 | 0 | 0 | 0 | 0
Option 3 SC | NSW |  | Coordinated CER | 100.7484 | 172.4872 | 239.3448 | 331.7789 | 431.47 | 543.6684 | 666.3097 | 858.5504 | 1034.3319 | 1226.858 | 1414.9734 | 1652.6016 | 1885.5678 | 2156.6217 | 2502.3737 | 2748.7147 | 2937.072 | 3328.1539 | 3667.6268 | 3978.6653 | 4685.7495 | 5180.3641 | 5308.9212 | 6104.1381
Option 3 SC | NSW |  | DSP | 2.1227e-06 | 3.4727e-06 | 3.1481e-06 | 3.3053e-06 | 4.1071e-06 | 4.119e-06 | 0 | 0.035535 | 0.01104 | 0.13373 | 0.73824 | 0.25063 | 9.5769 | 22.8797 | 28.9389 | 26.8051 | 33.8942 | 39.4698 | 12.1293 | 18.9262 | 20.6513 | 29.1254 | 46.9572 | 36.8279
Option 3 SC | NSW |  | Distributed PV | 11543.0745 | 12914.8222 | 14968.8673 | 16314.8691 | 17142.2976 | 18683.2656 | 19246.0354 | 21388.2581 | 22125.2262 | 22762.9921 | 22518.1787 | 22656.4147 | 25142.391 | 28093.2949 | 29769.1107 | 29106.6952 | 27174.8209 | 29462.3098 | 33367.2093 | 35625.0262 | 36519.4675 | 38967.5539 | 39668.4772 | 43734.1535
Option 3 SC | NSW |  | Hydro | 3713.9319 | 4063.3806 | 2836.9019 | 3231.2003 | 2904.2794 | 2937.8342 | 2991.6196 | 2741.7913 | 3289.7188 | 3226.2903 | 2898.9917 | 3808.9623 | 2548.7121 | 2039.0224 | 2202.7449 | 1787.9426 | 2352.8545 | 2497.3133 | 2051.6529 | 1703.27 | 2195.8927 | 2300.4012 | 2459.8174 | 1560.5812
Option 3 SC | NSW |  | OCGT | 33.034 | 25.3778 | 44.0453 | 11.0113 | 55.8028 | 48.3529 | 213.6495 | 451.0816 | 366.9784 | 719.2759 | 1189.2602 | 972.304 | 458.1307 | 1147.4909 | 2210.7021 | 1995.4917 | 1365.1416 | 1615.3402 | 2435.7251 | 3822.526 | 3189.9039 | 2679.4135 | 4560.8801 | 3368.6674
Option 3 SC | NSW |  | Offshore Wind | 0 | 0 | 0 | 0 | 0 | 0 | 0 | 0 | 0 | 0 | 0 | 0 | 0 | 0 | 0 | 0 | 1.0707e-05 | 1.0621e-05 | 4.9578e-06 | 4.1196e-06 | 4.2942e-06 | 4.7678e-06 | 3.9304e-06 | 3.9283e-06
Option 3 SC | NSW |  | PHES | 9.3682 | 195.4771 | 2296.8693 | 4400.9243 | 4973.3718 | 5345.6292 | 5893.7017 | 6359.2752 | 6148.8596 | 6115.115 | 5790.6093 | 6106.4658 | 5321.3461 | 5128.117 | 4653.4777 | 4808.4977 | 5652.6792 | 5154.7279 | 4623.4037 | 4083.7264 | 5164.4319 | 5334.3924 | 4944.4375 | 5196.2835
Option 3 SC | NSW |  | Solar | 10235.9758 | 19633.6381 | 29548.7799 | 36325.5374 | 36453.3472 | 36550.8707 | 40363.3119 | 45386.4967 | 48258.5888 | 47463.4251 | 46048.5002 | 44930.3529 | 43177.7858 | 43942.0676 | 42942.3514 | 44200.583 | 45260.9701 | 44869.0296 | 46298.7005 | 45186.0009 | 47465.2324 | 49029.0748 | 47368.1116 | 48708.7821
Option 3 SC | NSW |  | Wind | 7918.9656 | 8407.9588 | 10173.3815 | 20305.0907 | 28086.8501 | 31157.1707 | 30152.9934 | 32965.0974 | 39605.4774 | 39967.1163 | 42920.5588 | 44528.3145 | 45812.3117 | 42306.8079 | 45559.3153 | 50581.1533 | 53064.1229 | 51189.0529 | 52354.1412 | 50423.1452 | 51815.4779 | 52958.6677 | 50169.743 | 53888.0965
Option 3 SC | NSW | CNSW | 12h | 0 | 0 | 74.5123 | 1425.5576 | 1530.4733 | 1583.6902 | 1629.7811 | 1796.5038 | 1752.1932 | 1616.2203 | 1484.4789 | 1448.2403 | 1363.8357 | 1381.5932 | 1321.6572 | 1233.6175 | 1164.4248 | 1122.3405 | 1071.3347 | 1100.5043 | 1175.2372 | 1188.3671 | 1066.7985 | 1284.1541
Option 3 SC | NSW | CNSW | 2h | 29.1344 | 115.9092 | 143.2668 | 151.9498 | 167.2448 | 162.4633 | 167.3347 | 171.6902 | 174.4425 | 167.712 | 157.6764 | 148.1871 | 141.879 | 142.9325 | 134.2216 | 127.0807 | 111.6867 | 114.0903 | 111.3958 | 102.1988 | 107.8173 | 238.5681 | 233.2951 | 237.4061
Option 3 SC | NSW | CNSW | 4h | 634.6149 | 933.5659 | 796.3948 | 809.7458 | 839.0592 | 830.3643 | 834.5869 | 869.6531 | 880.912 | 864.2588 | 822.8643 | 829.6135 | 773.742 | 749.6103 | 745.9213 | 704.9549 | 640.5315 | 637.7779 | 637.8412 | 632.8217 | 432.5426 | 411.763 | 414.9687 | 415.4409
Option 3 SC | NSW | CNSW | 8h | 0 | 82.4086 | 938.6794 | 1184.9626 | 1264.7172 | 1240.8454 | 1262.6305 | 2151.8655 | 2178.9087 | 2085.3288 | 1988.6481 | 1951.6099 | 1782.0683 | 1747.2485 | 2000.4738 | 1935.7853 | 2354.8436 | 2408.3448 | 2334.9931 | 2400.7908 | 2639.8657 | 3815.8882 | 3481.2462 | 3470.1821
Option 3 SC | NSW | CNSW | Black Coal | 22130.9354 | 18070.3284 | 17216.8819 | 7507.2555 | 5337.7487 | 4225.9824 | 4606.295 | 3347.9431 | 3397.837 | 4073.0197 | 4368.2292 | 4231.9725 | 2642.2788 | 2649.5179 | 0 | 0 | 0 | 0 | 0 | 0 | 0 | 0 | 0 | 0
Option 3 SC | NSW | CNSW | CST | 0 | 0 | 0 | 0 | 0 | 0 | 0 | 0 | 0 | 0 | 0 | 0 | 0 | 0 | 0 | 0 | 0 | 0 | 0 | 0 | 0 | 0 | 0 | 0
Option 3 SC | NSW | CNSW | Coordinated CER | 9.984 | 17.9713 | 25.4007 | 34.6469 | 43.2549 | 51.7466 | 62.7519 | 77.1587 | 91.7008 | 107.3853 | 122.0812 | 142.0942 | 152.9182 | 172.7855 | 199.2205 | 211.6508 | 225.6803 | 250.5785 | 282.1312 | 310.3092 | 367.7757 | 395.0725 | 429.601 | 466.493
Option 3 SC | NSW | CNSW | Distributed PV | 865.0955 | 969.345 | 1128.489 | 1234.196 | 1286.7474 | 1399.1952 | 1436.9079 | 1606.756 | 1727.9426 | 1762.2884 | 1753.5599 | 1748.6095 | 1945.227 | 2201.6609 | 2241.1221 | 2189.0444 | 2041.0198 | 2216.2165 | 2526.8267 | 2689.7193 | 2757.6398 | 2931.4673 | 2972.879 | 3301.495
Option 3 SC | NSW | CNSW | OCGT | 0 | 0 | 0 | 0 | 3.7492e-06 | 3.5858e-06 | 0 | 0 | 0 | 0 | 0 | 0 | 5.2869e-07 | 1.4658e-06 | 2.0794e-06 | 1.7008e-06 | 1.0006e-06 | 6.7551e-07 | 202.0493 | 529.5344 | 473.7994 | 237.3377 | 596.8815 | 341.2407
Option 3 SC | NSW | CNSW | PHES | 9.3682 | 195.4771 | 285.6785 | 354.7613 | 376.6826 | 428.6718 | 494.9492 | 548.6219 | 535.128 | 489.6313 | 461.4333 | 481.2791 | 447.6692 | 436.3081 | 444.764 | 423.7556 | 443.4206 | 411.9223 | 383.4642 | 329.6432 | 388.9467 | 422.9008 | 397.2876 | 437.5895
Option 3 SC | NSW | CNSW | Solar | 4003.7693 | 7029.3798 | 13891.5665 | 21830.1572 | 21846.9995 | 22757.2595 | 23636.6645 | 27717.1788 | 29813.6159 | 29425.9549 | 28793.5842 | 27144.8254 | 28126.1867 | 29942.4657 | 29150.0957 | 29380.4019 | 29987.1301 | 30433.5288 | 32525.049 | 32155.9039 | 33039.1612 | 34207.9927 | 33261.3321 | 35093.5764
Option 3 SC | NSW | CNSW | Wind | 1397.6377 | 1639.5298 | 3168.1366 | 12821.1826 | 19611.4137 | 21276.7006 | 20720.564 | 22428.352 | 22414.0219 | 23157.4837 | 25348.9392 | 26040.5098 | 25792.4802 | 24962.2115 | 25954.3453 | 30304.9736 | 30688.65 | 28535.5377 | 29577.32 | 28570.1717 | 29651.9366 | 29419.7979 | 28415.074 | 30573.2803
Option 3 SC | NSW | NNSW | 1h | 45.1853 | 170.5191 | 112.458 | 116.5072 | 117.8566 | 117.8313 | 125.0845 | 130.713 | 125.7958 | 125.246 | 117.9522 | 120.358 | 103.911 | 95.885 | 93.7361 | 84.7669 | 75.2495 | 74.3252 | 72.5944 | 62.4218 | 77.7305 | 81.0579 | 74.2688 | 74.7387
Option 3 SC | NSW | NNSW | 2h | 21.3677 | 157.4291 | 206.9241 | 223.9422 | 225.4473 | 229.8314 | 243.3985 | 257.1451 | 245.9898 | 245.8359 | 227.3654 | 228.7369 | 198.784 | 181.6738 | 175.9164 | 159.5944 | 141.7341 | 144.8047 | 140.5233 | 122.3608 | 156.573 | 93.7696 | 89.5282 | 92.6689
Option 3 SC | NSW | NNSW | 8h | 271.5369 | 770.7911 | 1277.6655 | 1423.2123 | 1443.4419 | 1561.137 | 1644.3979 | 1730.6774 | 1684.3559 | 1651.4331 | 1558.6365 | 1580.3064 | 1321.3552 | 1218.9182 | 1190.5701 | 1089.4633 | 985.2112 | 988.704 | 935.4524 | 827.2502 | 573.5089 | 387.6567 | 137.1499 | 83.2707
Option 3 SC | NSW | NNSW | CST | 0 | 0 | 0 | 0 | 0 | 0 | 0 | 0 | 0 | 0 | 0 | 0 | 0 | 0 | 0 | 0 | 0 | 0 | 0 | 0 | 0 | 0 | 0 | 0
Option 3 SC | NSW | NNSW | Coordinated CER | 14.474 | 23.086 | 33.0301 | 45.3604 | 56.1283 | 68.7535 | 83.8345 | 101.0032 | 119.1043 | 139.6128 | 159.8102 | 188.0807 | 197.5445 | 215.5741 | 249.7679 | 262.6825 | 271.3116 | 300.5685 | 325.1264 | 336.6068 | 412.9873 | 449.4681 | 464.3326 | 473.6878
Option 3 SC | NSW | NNSW | Distributed PV | 1676.9315 | 1856.3665 | 2135.5405 | 2331.8644 | 2429.2724 | 2639.3284 | 2726.717 | 3023.9865 | 3119.2688 | 3243.5115 | 3192.533 | 3204.8965 | 3558.4005 | 3915.2045 | 4138.193 | 4004.781 | 3771.7415 | 4027.942 | 4516.6515 | 4857.373 | 4963.5585 | 5287.78 | 5424.0395 | 5977.196
Option 3 SC | NSW | NNSW | PHES | 0 | 0 | 0 | 0 | 0 | 0 | 0 | 0 | 0 | 0 | 0 | 0 | 0 | 0 | 0 | 0 | 1.5575e-08 | 2.6088e-07 | 0 | 0 | 0 | 0 | 0 | 0
Option 3 SC | NSW | NNSW | Solar | 1540.01 | 2176.6611 | 2427.9927 | 2388.8136 | 2331.0186 | 2450.0858 | 5635.6131 | 5423.525 | 5582.0496 | 5679.1398 | 5685.5473 | 5847.2213 | 4323.474 | 3699.4605 | 3389.4243 | 3635.9621 | 3765.3638 | 3292.1553 | 3194.2705 | 3117.9681 | 3515.9879 | 3579.9311 | 3119.6488 | 2967.8677
Option 3 SC | NSW | NNSW | Wind | 1241.9723 | 1188.5814 | 1135.6532 | 1056.3052 | 1424.1769 | 1535.1545 | 1566.7675 | 1651.7671 | 6940.6388 | 6449.6661 | 7732.8384 | 8268.8315 | 6908.1018 | 5915.2536 | 7263.137 | 7808.2131 | 10113.5563 | 9516.0693 | 9431.6373 | 8916.6282 | 9817.6372 | 10074.1998 | 9844.5721 | 10299.0925
Option 3 SC | NSW | SNSW | 1h | 11.8515 | 25.4768 | 15.4531 | 15.6591 | 16.3066 | 15.6447 | 15.4226 | 16.1021 | 16.0633 | 16.0436 | 14.7451 | 15.2715 | 12.3548 | 12.2568 | 11.3293 | 11.1702 | 10.992 | 0 | 0 | 0 | 0 | 0 | 0 | 0
Option 3 SC | NSW | SNSW | 2h | 68.987 | 185.1496 | 161.3607 | 154.2794 | 167.4095 | 158.0927 | 160.4765 | 161.3959 | 164.1783 | 158.3281 | 144.1154 | 144.0266 | 126.6362 | 124.797 | 119.0623 | 115.4684 | 113.0196 | 109.0432 | 104.9818 | 97.5962 | 107.4157 | 118.091 | 69.9909 | 70.5796
Option 3 SC | NSW | SNSW | 4h | 0 | 0 | 0 | 0 | 60.6232 | 244.3927 | 242.0799 | 252.7469 | 256.7927 | 248.3779 | 218.5833 | 228.5913 | 188.7321 | 177.9405 | 157.4414 | 161.4753 | 169.4227 | 152.1791 | 149.8412 | 126.1154 | 156.5315 | 168.9193 | 156.2003 | 161.7107
Option 3 SC | NSW | SNSW | 8h | 99.5331 | 325.4172 | 448.1027 | 605.4287 | 643.3418 | 606.115 | 556.0698 | 620.494 | 671.6864 | 634.355 | 503.8149 | 497.9698 | 409.6843 | 386.0139 | 367.0708 | 347.1459 | 314.1775 | 326.5107 | 318.8248 | 275.1113 | 245.2046 | 104.287 | 87.3002 | 90.7344
Option 3 SC | NSW | SNSW | CST | 0 | 0 | 0 | 0 | 0 | 0 | 0 | 0 | 0 | 0 | 0 | 0 | 0 | 0 | 0 | 0 | 0 | 0 | 0 | 0 | 0 | 0 | 0 | 0
Option 3 SC | NSW | SNSW | Coordinated CER | 16.5811 | 35.2491 | 40.4144 | 53.1083 | 69.0161 | 83.2498 | 100.6646 | 127.8533 | 154.5182 | 181.9834 | 203.5351 | 243.3666 | 244.5848 | 271.1325 | 302.2502 | 338.412 | 366.7727 | 410.2187 | 444.8457 | 467.9582 | 569.9886 | 655.443 | 672.2827 | 743.1257
Option 3 SC | NSW | SNSW | Distributed PV | 1978.6995 | 2197.9157 | 2514.2639 | 2694.2309 | 2947.7884 | 3190.2377 | 3233.8846 | 3616.0396 | 3706.3196 | 3784.5005 | 3749.342 | 3774.4009 | 4158.0935 | 4639.3051 | 4965.1196 | 4900.6579 | 4522.7127 | 4934.7964 | 5582.9282 | 5893.3756 | 6190.4138 | 6504.1047 | 6485.8183 | 7230.4841
Option 3 SC | NSW | SNSW | Hydro | 3713.9319 | 4063.3806 | 2836.9019 | 3231.2003 | 2904.2794 | 2937.8342 | 2991.6196 | 2741.7913 | 3289.7188 | 3226.2903 | 2898.9917 | 3808.9623 | 2548.7121 | 2039.0224 | 2202.7449 | 1787.9426 | 2352.8545 | 2497.3133 | 2051.6529 | 1703.27 | 2195.8927 | 2300.4012 | 2459.8174 | 1560.5812
Option 3 SC | NSW | SNSW | OCGT | 3.2257e-07 | 2.6205e-07 | 5.0054e-07 | 6.663e-07 | 1.0288e-06 | 6.8424e-07 | 0 | 92.7613 | 79.2338 | 165.7484 | 212.6176 | 202.264 | 49.6837 | 108.1088 | 108.1687 | 222.4535 | 84.3686 | 18.2098 | 0 | 0 | 0 | 0 | 0 | 0
Option 3 SC | NSW | SNSW | PHES | 0 | 0 | 2011.1908 | 4046.163 | 4596.6892 | 4916.9574 | 5398.7525 | 5810.6533 | 5613.7316 | 5625.4838 | 5329.176 | 5625.1867 | 4873.6768 | 4691.8089 | 4208.7138 | 4384.7421 | 5209.2586 | 4742.8056 | 4239.9395 | 3754.0832 | 4775.4852 | 4911.4916 | 4547.1499 | 4758.6939
Option 3 SC | NSW | SNSW | Solar | 4692.1965 | 10427.5972 | 13229.2206 | 12106.5665 | 12275.329 | 11343.5252 | 11091.0341 | 12245.7927 | 12862.923 | 12358.3301 | 11569.3684 | 11938.3059 | 8739.7677 | 8379.6622 | 8587.7874 | 9352.6171 | 9866.1768 | 9452.1403 | 8741.8877 | 7958.4236 | 9076.0047 | 9298.2578 | 9082.9398 | 8653.7732
Option 3 SC | NSW | SNSW | Wind | 5279.3555 | 5579.8475 | 5869.5918 | 6427.6028 | 7051.2593 | 8345.3154 | 7865.6618 | 8884.9781 | 10061.3995 | 10169.8341 | 9648.972 | 10014.271 | 12904.0317 | 11252.4144 | 12150.6707 | 12281.4124 | 12065.2837 | 12956.3539 | 13148.3363 | 12750.1435 | 12159.3501 | 13280.8845 | 11716.8231 | 12822.1347
Option 3 SC | NSW | SNW | 1h | 1.4319e-05 | 1.6277e-05 | 2.2615e-05 | 3.3115e-05 | 3.5047e-05 | 4.1974e-05 | 1.3274e-05 | 1.3591e-05 | 1.5772e-05 | 1.256e-05 | 1.6461e-05 | 1.5188e-05 | 2.1015e-05 | 2.4287e-05 | 2.7336e-05 | 2.7148e-05 | 2.4876e-05 | 3.0788e-05 | 1.8672e-05 | 2.0771e-05 | 1.74e-05 | 1.6728e-05 | 1.6702e-05 | 6.7737e-06
Option 3 SC | NSW | SNW | 2h | 95.677 | 96.6501 | 107.073 | 149.1425 | 438.7788 | 449.254 | 422.5473 | 503.8046 | 475.2456 | 439.7109 | 381.9716 | 374.5806 | 389.9341 | 427.3172 | 360.6695 | 340.5745 | 287.7837 | 293.929 | 280.5438 | 286.6689 | 309.3879 | 332.019 | 302.6245 | 372.3646
Option 3 SC | NSW | SNW | 4h | 333.3074 | 1515.173 | 2678.4146 | 2939.833 | 2986.8421 | 3037.9348 | 2976.4612 | 3387.8923 | 3312.6816 | 3192.8184 | 3049.1244 | 2993.9449 | 2998.1218 | 3077.6969 | 3049.896 | 2897.6401 | 2602.0843 | 2594.5006 | 2532.2195 | 2128.6903 | 2281.1131 | 1487.5202 | 318.6393 | 241.838
Option 3 SC | NSW | SNW | 8h | 1.3551e-05 | 6.2608e-05 | 0.0013924 | 807.7318 | 855.6103 | 1223.9323 | 2657.9344 | 4014.1455 | 3931.591 | 3710.734 | 3492.2941 | 3432.2085 | 3463.809 | 3697.4456 | 3556.8382 | 3328.2818 | 2968.4933 | 3002.5001 | 2950.0563 | 2840.6386 | 3202.4966 | 4221.2796 | 3856.6542 | 4062.8013
Option 3 SC | NSW | SNW | Black Coal | 12685.7794 | 10071.7344 | 3156.7536 | 3156.7536 | 3156.7536 | 3165.4022 | 4346.8994 | 0 | 0 | 0 | 0 | 0 | 0 | 0 | 0 | 0 | 0 | 0 | 0 | 0 | 0 | 0 | 0 | 0
Option 3 SC | NSW | SNW | CCGT | 525.6 | 527.04 | 525.6 | 368.0429 | 536.5593 | 237.8677 | 699.9311 | 1013.9895 | 914.0494 | 1223.5549 | 1699.0274 | 1522.5111 | 563.4 | 1061.2895 | 1199.058 | 1007.1575 | 1085.2606 | 362.8748 | 458.3872 | 574.425 | 553.5003 | 536.0764 | 731.146 | 572.4234
Option 3 SC | NSW | SNW | Coordinated CER | 59.7094 | 96.1807 | 140.4996 | 198.6634 | 263.0707 | 339.9185 | 419.0588 | 552.5352 | 669.0085 | 797.8765 | 929.5469 | 1079.06 | 1290.5204 | 1497.1296 | 1751.1351 | 1935.9695 | 2073.3075 | 2366.7881 | 2615.5236 | 2863.7912 | 3334.9979 | 3680.3805 | 3742.705 | 4420.8315
Option 3 SC | NSW | SNW | DSP | 2.1227e-06 | 3.4727e-06 | 3.1481e-06 | 3.3053e-06 | 4.1071e-06 | 4.119e-06 | 0 | 0.035535 | 0.01104 | 0.13373 | 0.73824 | 0.25063 | 9.5769 | 22.8797 | 28.9389 | 26.8051 | 33.8942 | 39.4698 | 12.1293 | 18.9262 | 20.6513 | 29.1254 | 46.9572 | 36.8279
Option 3 SC | NSW | SNW | Distributed PV | 7022.348 | 7891.195 | 9190.5739 | 10054.5778 | 10478.4893 | 11454.5043 | 11848.526 | 13141.476 | 13571.6952 | 13972.6918 | 13822.7438 | 13928.5078 | 15480.6699 | 17337.1245 | 18424.676 | 18012.2119 | 16839.347 | 18283.355 | 20740.803 | 22184.5583 | 22607.8555 | 24244.202 | 24785.7405 | 27224.9784
Option 3 SC | NSW | SNW | OCGT | 33.034 | 25.3778 | 44.0453 | 11.0113 | 55.8028 | 48.3529 | 213.6495 | 358.3203 | 287.7446 | 553.5275 | 976.6426 | 770.04 | 408.447 | 1039.3821 | 2102.5334 | 1773.0382 | 1280.773 | 1597.1304 | 2233.6758 | 3292.9916 | 2716.1045 | 2442.0758 | 3963.9986 | 3027.4267
Option 3 SC | NSW | SNW | Offshore Wind | 0 | 0 | 0 | 0 | 0 | 0 | 0 | 0 | 0 | 0 | 0 | 0 | 0 | 0 | 0 | 0 | 1.0707e-05 | 1.0621e-05 | 4.9578e-06 | 4.1196e-06 | 4.2942e-06 | 4.7678e-06 | 3.9304e-06 | 3.9283e-06
Option 3 SC | NSW | SNW | Solar | 3.6897e-05 | 4.8579e-05 | 7.095e-05 | 9.3316e-05 | 0.00012385 | 0.00022575 | 0.00027121 | 0.00027924 | 0.00027377 | 0.00024917 | 0.00022781 | 0.00023478 | 1988.3574 | 1920.4793 | 1815.0439 | 1831.6019 | 1642.2993 | 1691.2051 | 1837.4934 | 1953.7052 | 1834.0786 | 1942.8932 | 1904.1909 | 1993.5648
Option 3 SC | NSW | SNW | Wind | 0 | 0 | 2.184e-05 | 5.6579e-05 | 0.00010655 | 0.00016071 | 0.00018196 | 0.00017906 | 189.4172 | 190.1324 | 189.8093 | 204.7022 | 207.698 | 176.9284 | 191.1624 | 186.5543 | 196.6329 | 181.0919 | 196.8476 | 186.2018 | 186.554 | 183.7855 | 193.2738 | 193.589
Option 3 SC | QLD |  | 1h | 26.5317 | 161.5526 | 221.2554 | 264.4526 | 274.6555 | 256.1092 | 260.2266 | 278.8303 | 287.6076 | 279.2785 | 282.6595 | 286.4892 | 286.9355 | 288.3603 | 302.3581 | 263.7205 | 240.1308 | 244.2515 | 239.9155 | 229.094 | 242.905 | 209.6733 | 225.4923 | 111.8119
Option 3 SC | QLD |  | 2h | 525.8523 | 1243.4656 | 1490.9068 | 1656.7382 | 1709.5488 | 1630.4998 | 1643.9679 | 1721.3306 | 1770.2968 | 1713.484 | 1744.7683 | 1779.0806 | 1674.9815 | 1607.3774 | 1701.2957 | 1488.2242 | 1345.5657 | 1340.5727 | 1223.4178 | 913.4929 | 973.709 | 797.7149 | 725.3724 | 510.1698
Option 3 SC | QLD |  | 4h | 116.9098 | 275.5761 | 778.7567 | 1608.2285 | 1667.4593 | 1638.922 | 1647.9001 | 1652.4233 | 1705.03 | 1674.2135 | 1687.4774 | 1705.256 | 1682.2007 | 1635.8336 | 1692.6973 | 2005.7425 | 1907.9076 | 1983.6688 | 2121.0838 | 2223.9917 | 2296.2447 | 3954.8592 | 3658.7427 | 3324.2882
Option 3 SC | QLD |  | 8h | 0 | 0 | 0.00013092 | 0.00025045 | 0.00025874 | 0.00026818 | 0.00025931 | 0.00027391 | 0.00028174 | 0.00027243 | 0.00027303 | 0.00028139 | 0.00026454 | 0.00026183 | 0.00026774 | 0.00025355 | 0.00025271 | 149.2937 | 145.5183 | 297.5135 | 311.0859 | 1541.0222 | 2190.6584 | 4750.6792
Option 3 SC | QLD |  | Biomass | 269.1072 | 259.4075 | 237.0881 | 231.7517 | 231.9136 | 227.3139 | 230.0638 | 211.7109 | 200.1261 | 203.9245 | 187.4766 | 183.764 | 123.0712 | 123.4468 | 112.9749 | 124.6413 | 108.4426 | 97.8753 | 87.2917 | 88.0647 | 96.9495 | 95.2468 | 86.8507 | 79.1919
Option 3 SC | QLD |  | Black Coal | 38681.2462 | 30244.6834 | 25964.9812 | 21894.0628 | 21875.7213 | 19268.6677 | 19555.0536 | 16567.9639 | 12022.0827 | 14036.918 | 13019.0664 | 9666.2566 | 7728.072 | 7749.2448 | 7728.072 | 7728.072 | 6424.584 | 5576.5224 | 4697.988 | 3834.69 | 2971.392 | 2979.5328 | 2971.392 | 0
Option 3 SC | QLD |  | CCGT | 2459.9626 | 1542.6807 | 1948.2021 | 1405.6189 | 411.1877 | 283.3858 | 437.4806 | 505.4486 | 325.8227 | 621.656 | 833.2672 | 1337.7433 | 211.5776 | 333.4606 | 429.2749 | 294.2979 | 405.3346 | 427.3837 | 800.5627 | 265.4084 | 291.1639 | 152.1024 | 227.4793 | 259.8458
Option 3 SC | QLD |  | Coordinated CER | 35.4682 | 70.7074 | 104.946 | 164.6029 | 225.0881 | 294.3492 | 369.4581 | 467.6388 | 591.96 | 647.7659 | 767.3096 | 940.1651 | 1071.2178 | 1165.5939 | 1416.2068 | 1489.3863 | 1507.8669 | 1716.5058 | 1796.5322 | 1854.8875 | 2154.2125 | 2230.2573 | 2611.3347 | 2661.8289
Option 3 SC | QLD |  | Distributed PV | 9841.659 | 11465.868 | 12461.3364 | 13705.1903 | 14502.2688 | 15304.1292 | 16125.889 | 17230.8012 | 17904.2015 | 19013.1103 | 18690.3965 | 18739.1191 | 20184.3849 | 22385.3699 | 23533.0289 | 23499.7671 | 21216.4657 | 24295.2388 | 25985.8157 | 28158.4969 | 29157.5042 | 30386.5826 | 32052.6874 | 34120.5917
Option 3 SC | QLD |  | H2 Reciprocating Engine | 0 | 0 | 2.1584e-06 | 4.1432e-06 | 5.9683e-06 | 6.0465e-06 | 3.475e-09 | 2.8426 | 4.255e-09 | 3.1265e-08 | 27.3412 | 107.1954 | 41.0012 | 23.0503 | 28.7673 | 19.4742 | 28.3332 | 12.3902 | 74.0596 | 95.6548 | 121.7847 | 49.2729 | 150.4384 | 264.7561
Option 3 SC | QLD |  | Hydro | 980.6993 | 854.509 | 680.5325 | 787.7686 | 682.9083 | 581.7621 | 557.3981 | 674.6636 | 793.1206 | 664.6116 | 657.8561 | 736.1094 | 558.7928 | 562.0116 | 401.8678 | 465.0871 | 473.0921 | 429.1438 | 341.0766 | 362.6616 | 372.7924 | 328.5207 | 307.3657 | 282.6061
Option 3 SC | QLD |  | Liquid Fuel | 0 | 0 | 0 | 5.1e-10 | 5.0675e-08 | 5.8085e-08 | 0 | 0 | 0 | 0 | 0 | 0 | 5.2019 | 0 | 0 | 0 | 0 | 0 | 0 | 0 | 0 | 0 | 0 | 0
Option 3 SC | QLD |  | OCGT | 6.7404e-06 | 7.9863e-06 | 16.4688 | 9.4063e-06 | 1.8263e-05 | 2.2111e-05 | 2.17e-09 | 1.8307 | 3.375e-09 | 7e-09 | 47.4071 | 255.1632 | 141.7405 | 47.6593 | 49.7451 | 31.2961 | 63.2022 | 7.2809 | 381.5704 | 523.1553 | 705.5701 | 196.3175 | 353.8148 | 643.4268
Option 3 SC | QLD |  | PHES | 175.2232 | 692.3623 | 1052.2702 | 1161.1629 | 1252.7835 | 1301.9907 | 1353.8971 | 1432.0143 | 1688.3418 | 2895.0884 | 4890.7188 | 5406.3187 | 5783.0738 | 5298.7537 | 5859.5332 | 5303.3226 | 5212.8772 | 5379.5802 | 4896.9156 | 4309.5218 | 5039.2298 | 4628.3164 | 4880.8704 | 4463.9144
Option 3 SC | QLD |  | Solar | 8153.6281 | 14694.8748 | 16679.9623 | 16944.9175 | 16892.0152 | 17618.6059 | 17468.9769 | 17594.5403 | 17449.8259 | 19162.7213 | 22470.8236 | 23688.7506 | 26313.1901 | 25191.2545 | 25669.0722 | 27215.3408 | 27518.1196 | 28867.6804 | 28388.4703 | 28691.1956 | 28929.1021 | 32848.1689 | 34498.4609 | 35757.5899
Option 3 SC | QLD |  | Wind | 8586.2836 | 9718.0508 | 12358.2352 | 15267.4292 | 17545.11 | 20723.7787 | 21992.8476 | 26544.0657 | 30629.718 | 28498.1713 | 29115.3202 | 30968.4994 | 38464.7667 | 40394.8612 | 40716.6037 | 42139.6242 | 41677.8197 | 44800.5099 | 44956.8156 | 47527.2011 | 48235.0997 | 47018.2741 | 45328.4622 | 45421.0882
Option 3 SC | QLD | CQ | 2h | 13.6229 | 87.7902 | 114.1052 | 114.301 | 121.8663 | 113.4597 | 123.1494 | 127.6098 | 132.9923 | 127.7779 | 134.5468 | 133.8665 | 138.8683 | 136.7014 | 143.9679 | 131.496 | 94.994 | 92.4124 | 92.0397 | 90.0529 | 93.9603 | 89.7079 | 93.227 | 85.848
Option 3 SC | QLD | CQ | 4h | 14.6014 | 106.2254 | 144.8803 | 146.012 | 152.941 | 141.454 | 155.3095 | 161.8352 | 170.5265 | 164.4256 | 171.4908 | 173.2242 | 174.6287 | 169.2578 | 179.3953 | 158.1178 | 152.7607 | 144.7655 | 143.564 | 137.4021 | 0 | 0 | 0 | 0
Option 3 SC | QLD | CQ | 8h | 0 | 0 | 3.3066e-05 | 5.3862e-05 | 5.7536e-05 | 5.9185e-05 | 5.784e-05 | 5.8677e-05 | 6.1752e-05 | 5.8033e-05 | 5.7692e-05 | 6.0603e-05 | 5.7715e-05 | 5.7582e-05 | 5.9413e-05 | 5.9188e-05 | 6.1976e-05 | 149.2922 | 145.5167 | 147.1623 | 149.7681 | 143.9775 | 383.3142 | 1532.5085
Option 3 SC | QLD | CQ | Black Coal | 12905.7376 | 9249.1007 | 6644.1078 | 5946.7517 | 7817.3209 | 6922.8143 | 7420.7045 | 4931.88 | 4931.88 | 4945.392 | 4931.88 | 4931.88 | 4931.88 | 4945.392 | 4931.88 | 4931.88 | 4931.88 | 4079.7288 | 3205.284 | 2341.986 | 1478.688 | 1482.7392 | 1478.688 | 0
Option 3 SC | QLD | CQ | Coordinated CER | 1.4601 | 5.7283 | 9.521 | 14.0111 | 20.2555 | 25.9867 | 33.1949 | 40.8934 | 51.8323 | 57.3352 | 68.6635 | 84.9927 | 96.3367 | 104.6574 | 127.8006 | 140.1737 | 141.7072 | 158.9484 | 165.1354 | 185.04 | 218.8095 | 210.4596 | 245.1403 | 258.5781
Option 3 SC | QLD | CQ | Distributed PV | 919.0185 | 1075.967 | 1174.6005 | 1273.458 | 1354.6444 | 1438.4629 | 1533.3335 | 1706.17 | 1783.0555 | 1892.174 | 1876.46 | 1891.7595 | 2025.292 | 2283.057 | 2414.8485 | 2270.578 | 2114.5631 | 2434.931 | 2628.219 | 2759.845 | 2860.5395 | 2995.473 | 3219.6135 | 3654.865
Option 3 SC | QLD | CQ | OCGT | 6.92e-09 | 3.2145e-08 | 5.1155e-08 | 6.776e-08 | 1.6114e-06 | 2.9613e-06 | 0 | 0 | 0 | 0 | 17.7791 | 4.2102 | 18.5322 | 6.224 | 6.9312 | 0.0028991 | 7.3979 | 1.705e-09 | 12.503 | 31.6359 | 60.3409 | 0.5491 | 27.4645 | 77.5836
Option 3 SC | QLD | CQ | PHES | 0 | 0 | 0 | 0 | 0 | 0 | 0 | 0 | 0 | 0 | 0 | 0 | 0 | 0 | 0 | 0 | 0 | 0 | 0 | 0 | 0 | 0 | 0 | 0
Option 3 SC | QLD | CQ | Solar | 1718.1026 | 2333.6164 | 2332.7611 | 2372.4766 | 2396.7816 | 2427.7305 | 2461.0402 | 2517.042 | 2429.4484 | 3236.4733 | 4821.91 | 5056.4902 | 4739.6603 | 4438.7177 | 4612.1433 | 6077.8869 | 7203.6546 | 7602.6842 | 7130.469 | 7280.9728 | 8087.4893 | 10250.0249 | 11785.9139 | 13731.4115
Option 3 SC | QLD | CQ | Wind | 1392.5019 | 2536.3321 | 3256.7996 | 3587.105 | 3770.0083 | 4530.9956 | 4362.9559 | 4321.0699 | 7198.5284 | 6469.2621 | 7010.5929 | 6781.2213 | 6810.6251 | 7621.1038 | 7584.4758 | 7463.8902 | 7004.0968 | 10053.4816 | 10080.57 | 10231.1241 | 10063.8781 | 10256.5134 | 9376.2418 | 7866.8759
Option 3 SC | QLD | GG | 1h | 0 | 19.2781 | 65.6254 | 106.7244 | 120.2874 | 112.3509 | 120.0144 | 115.9293 | 121.2467 | 114.8212 | 118.7449 | 120.0485 | 123.7916 | 125.3024 | 128.0646 | 121.5689 | 106.5157 | 106.703 | 103.4423 | 108.8408 | 110.5401 | 86.816 | 94.9848 | 0
Option 3 SC | QLD | GG | 2h | 0 | 1.5061e-05 | 2.0488e-05 | 2.7121e-05 | 3.2299e-05 | 3.6315e-05 | 1.8305e-05 | 2.0299e-05 | 2.3968e-05 | 2.2422e-05 | 2.4475e-05 | 2.3971e-05 | 2.4792e-05 | 2.9209e-05 | 3.0549e-05 | 3.6328e-05 | 3.9354e-05 | 4.148e-05 | 3.5885e-05 | 3.6274e-05 | 3.8842e-05 | 5.0487e-05 | 4.8094e-05 | 0.00018801
Option 3 SC | QLD | GG | 4h | 0 | 0 | 6.3948e-05 | 74.0959 | 79.7809 | 77.2643 | 81.1792 | 78.9891 | 96.6274 | 92.9611 | 95.2601 | 95.9857 | 96.8925 | 98.6411 | 99.8528 | 542.0559 | 573.5528 | 645.2776 | 812.952 | 979.6373 | 1159.0411 | 2033.9869 | 2054.5416 | 2319.4497
Option 3 SC | QLD | GG | Black Coal | 2943.36 | 2951.424 | 1959.552 | 0 | 0 | 0 | 0 | 0 | 0 | 0 | 0 | 0 | 0 | 0 | 0 | 0 | 0 | 0 | 0 | 0 | 0 | 0 | 0 | 0
Option 3 SC | QLD | GG | CCGT | 851.472 | 837.9936 | 867.24 | 851.472 | 4.458e-06 | 1.4278 | 1.2431 | 3.4088 | 1.8388 | 5.24e-09 | 24.2904 | 114.4089 | 32.3273 | 58.1213 | 86.8843 | 73.3845 | 105.7105 | 113.5912 | 160.8554 | 190.4599 | 199.4152 | 152.1024 | 227.4793 | 259.8458
Option 3 SC | QLD | GG | Coordinated CER | 0.1214 | 0.46035 | 0.84888 | 2.0076 | 2.7941 | 3.5424 | 4.4964 | 5.4855 | 6.8386 | 7.3397 | 9.0839 | 11.1145 | 12.6255 | 14.705 | 17.9664 | 19.4848 | 20.5504 | 23.7928 | 25.1947 | 28.5173 | 33.3477 | 30.233 | 34.0071 | 33.472
Option 3 SC | QLD | GG | Distributed PV | 111.7585 | 130.942 | 143.22 | 158.5655 | 168.0889 | 177.5829 | 186.946 | 199.8037 | 207.6951 | 219.3098 | 215.546 | 215.9564 | 232.1029 | 260.2985 | 273.4295 | 274.123 | 245.0325 | 280.4972 | 300.4495 | 327.5285 | 339.022 | 353.4048 | 370.9467 | 394.4305
Option 3 SC | QLD | GG | OCGT | 0 | 0 | 0 | 0 | 1.1209e-06 | 2.6621e-06 | 0 | 0 | 0 | 0 | 6.4595e-08 | 1.5473e-07 | 9.479e-08 | 3.0895e-08 | 4.796e-08 | 2.802e-08 | 1.1471e-07 | 8.5285e-08 | 197.7454 | 218.8751 | 316.9103 | 99.0954 | 178.5892 | 269.5012
Option 3 SC | QLD | GG | Solar | 772.3376 | 889.3259 | 918.6879 | 950.7499 | 953.9802 | 977.3001 | 961.1933 | 969.3519 | 971.9335 | 1005.4248 | 957.9672 | 940.7899 | 961.6988 | 962.0617 | 944.3385 | 1249.3155 | 1050.517 | 1204.6258 | 1235.5935 | 1280.1773 | 1286.0665 | 1324.845 | 1315.1392 | 1328.7894
Option 3 SC | QLD | NQ | 2h | 0 | 35.7229 | 197.288 | 338.7902 | 371.8886 | 367.3 | 374.0754 | 354.9043 | 363.6361 | 340.1595 | 344.294 | 370.2378 | 336.7766 | 297.4343 | 321.1383 | 306.1437 | 261.6657 | 257.2005 | 231.3729 | 255.9142 | 265.6071 | 133.2507 | 144.9799 | 0
Option 3 SC | QLD | NQ | 4h | 0 | 0 | 167.6217 | 244.9553 | 259.0094 | 257.9889 | 257.2738 | 254.1172 | 255.3221 | 243.1226 | 245.7112 | 254.8373 | 235.7649 | 212.954 | 222.6352 | 215.0126 | 186.5993 | 184.959 | 164.3905 | 180.5979 | 185.369 | 283.7932 | 175.7435 | 206.3025
Option 3 SC | QLD | NQ | Biomass | 269.1072 | 259.4075 | 237.0881 | 231.7517 | 231.9136 | 227.3139 | 230.0638 | 211.7109 | 200.1261 | 203.9245 | 187.4766 | 183.764 | 123.0712 | 123.4468 | 112.9749 | 124.6413 | 108.4426 | 97.8753 | 87.2917 | 88.0647 | 96.9495 | 95.2468 | 86.8507 | 79.1919
Option 3 SC | QLD | NQ | CCGT | 85.4976 | 42.8659 | 85.4976 | 64.1232 | 64.1232 | 64.2989 | 64.1232 | 64.1232 | 64.1232 | 64.2989 | 64.1232 | 87.9653 | 64.1232 | 64.2989 | 64.1232 | 64.1232 | 64.1232 | 64.2989 | 95.6456 | 74.9485 | 91.7487 | 0 | 0 | 0
Option 3 SC | QLD | NQ | Coordinated CER | 6.7098 | 10.6116 | 16.0568 | 25.3734 | 34.1148 | 43.9603 | 54.7987 | 67.0977 | 84.4301 | 91.2938 | 107.544 | 139.2582 | 148.992 | 160.1651 | 194.5567 | 218.2652 | 204.5445 | 227.6628 | 235.5708 | 270.4923 | 304.1774 | 296.5535 | 351.067 | 345.51
Option 3 SC | QLD | NQ | Distributed PV | 1493.1135 | 1744.782 | 1890.4465 | 2077.947 | 2213.4749 | 2337.1109 | 2448.3315 | 2617.2905 | 2717.6005 | 2896.8345 | 2845.866 | 2867.6393 | 3074.8445 | 3405.3485 | 3588.083 | 3625.6147 | 3262.6881 | 3759.74 | 3992.0976 | 4315.414 | 4524.4125 | 4707.3288 | 4907.1487 | 5228.735
Option 3 SC | QLD | NQ | Hydro | 980.6993 | 854.509 | 680.5325 | 787.7686 | 682.9083 | 581.7621 | 557.3981 | 674.6636 | 793.1206 | 664.6116 | 657.8561 | 736.1094 | 558.7928 | 562.0116 | 401.8678 | 465.0871 | 473.0921 | 429.1438 | 341.0766 | 362.6616 | 372.7924 | 328.5207 | 307.3657 | 282.6061
Option 3 SC | QLD | NQ | Liquid Fuel | 0 | 0 | 0 | 5.1e-10 | 5.0675e-08 | 5.8085e-08 | 0 | 0 | 0 | 0 | 0 | 0 | 5.2019 | 0 | 0 | 0 | 0 | 0 | 0 | 0 | 0 | 0 | 0 | 0
Option 3 SC | QLD | NQ | PHES | 156.8227 | 428.4513 | 582.4262 | 624.3918 | 707.6607 | 687.6208 | 726.2496 | 682.3451 | 776.473 | 690.3458 | 703.9535 | 783.2456 | 739.6336 | 660.8904 | 708.0132 | 690.9459 | 621.9343 | 614.4601 | 548.657 | 601.1041 | 618.2758 | 598.2684 | 614.2886 | 575.0441
Option 3 SC | QLD | NQ | Solar | 1517.6907 | 2252.4741 | 3374.7794 | 3155.141 | 3282.7887 | 3826.1848 | 3625.83 | 3496.1167 | 3305.386 | 3756.6303 | 3354.3625 | 4582.4958 | 4007.019 | 3217.0872 | 3372.603 | 3322.3724 | 3174.4501 | 3063.0056 | 2865.59 | 2544.2274 | 2781.6027 | 3059.1865 | 2759.1638 | 2261.0241
Option 3 SC | QLD | NQ | Wind | 940.2598 | 974.8653 | 2741.6698 | 5430.2409 | 5350.7798 | 4971.0318 | 6898.5004 | 11229.8468 | 11506.1373 | 11241.4534 | 10885.9373 | 10207.8399 | 12719.6916 | 14188.9268 | 13663.5678 | 14309.7932 | 14123.9461 | 14319.0629 | 14801.8221 | 15334.2974 | 15176.9435 | 14416.124 | 14493.2126 | 16088.3251
Option 3 SC | QLD | SQ | 1h | 26.5317 | 142.2745 | 155.6299 | 157.7281 | 154.3681 | 143.7583 | 140.2122 | 162.9011 | 166.3609 | 164.4573 | 163.9146 | 166.4407 | 163.1439 | 163.0579 | 174.2935 | 142.1516 | 133.6151 | 137.5485 | 136.4733 | 120.2532 | 132.3648 | 122.8573 | 130.5075 | 111.8119
Option 3 SC | QLD | SQ | 2h | 512.2294 | 1119.9525 | 1179.5136 | 1203.6471 | 1215.7938 | 1149.74 | 1146.7431 | 1238.8164 | 1273.6684 | 1245.5466 | 1265.9274 | 1274.9763 | 1199.3366 | 1173.2416 | 1236.1894 | 1050.5844 | 988.9059 | 990.9598 | 900.0052 | 567.5257 | 614.1416 | 574.7562 | 487.1654 | 424.3216
Option 3 SC | QLD | SQ | 4h | 102.3084 | 169.3507 | 466.2546 | 1143.1653 | 1175.728 | 1162.2149 | 1154.1376 | 1157.4819 | 1182.5541 | 1173.7042 | 1175.0153 | 1181.2088 | 1174.9146 | 1154.9807 | 1190.814 | 1090.5562 | 994.9949 | 1008.6668 | 1000.1774 | 926.3543 | 951.8347 | 1637.0792 | 1428.4575 | 798.536
Option 3 SC | QLD | SQ | 8h | 0 | 0 | 9.7853e-05 | 0.00019659 | 0.0002012 | 0.00020899 | 0.00020147 | 0.00021523 | 0.00021999 | 0.0002144 | 0.00021533 | 0.00022079 | 0.00020683 | 0.00020425 | 0.00020833 | 0.00019436 | 0.00019073 | 0.0015621 | 0.0016075 | 150.3513 | 161.3178 | 1397.0447 | 1807.3442 | 3218.1707
Option 3 SC | QLD | SQ | Black Coal | 22832.1486 | 18044.1587 | 17361.3215 | 15947.3111 | 14058.4004 | 12345.8534 | 12134.3491 | 11636.0839 | 7090.2027 | 9091.526 | 8087.1864 | 4734.3766 | 2796.192 | 2803.8528 | 2796.192 | 2796.192 | 1492.704 | 1496.7936 | 1492.704 | 1492.704 | 1492.704 | 1496.7936 | 1492.704 | 0
Option 3 SC | QLD | SQ | CCGT | 1522.993 | 661.8212 | 995.4645 | 490.0237 | 347.0645 | 217.6591 | 372.1143 | 437.9166 | 259.8607 | 557.3571 | 744.8537 | 1135.3691 | 115.1271 | 211.0404 | 278.2674 | 156.7902 | 235.501 | 249.4937 | 544.0617 | 0 | 0 | 0 | 0 | 0
Option 3 SC | QLD | SQ | Coordinated CER | 27.1769 | 53.9071 | 78.5193 | 123.2108 | 167.9237 | 220.8598 | 276.968 | 354.1621 | 448.8589 | 491.7972 | 582.0182 | 704.7997 | 813.2636 | 886.0664 | 1075.8831 | 1111.4626 | 1141.0648 | 1306.1018 | 1370.6313 | 1370.8378 | 1597.8778 | 1693.0112 | 1981.1204 | 2024.2688
Option 3 SC | QLD | SQ | Distributed PV | 7317.7685 | 8514.177 | 9253.0695 | 10195.22 | 10766.0604 | 11350.9724 | 11957.278 | 12707.537 | 13195.8505 | 14004.792 | 13752.5245 | 13763.764 | 14852.1455 | 16436.666 | 17256.668 | 17329.4515 | 15594.182 | 17820.0706 | 19065.0496 | 20755.7095 | 21433.5302 | 22330.376 | 23554.9785 | 24842.5612
Option 3 SC | QLD | SQ | H2 Reciprocating Engine | 0 | 0 | 2.1584e-06 | 4.1432e-06 | 5.9683e-06 | 6.0465e-06 | 3.475e-09 | 2.8426 | 4.255e-09 | 3.1265e-08 | 27.3412 | 107.1954 | 41.0012 | 23.0503 | 28.7673 | 19.4742 | 28.3332 | 12.3902 | 74.0596 | 95.6548 | 121.7847 | 49.2729 | 150.4384 | 264.7561
Option 3 SC | QLD | SQ | OCGT | 6.7335e-06 | 7.9542e-06 | 16.4688 | 9.3385e-06 | 1.553e-05 | 1.6487e-05 | 2.17e-09 | 1.8307 | 3.375e-09 | 7e-09 | 29.628 | 250.9531 | 123.2083 | 41.4353 | 42.8139 | 31.2932 | 55.8043 | 7.2809 | 171.322 | 272.6443 | 328.3189 | 96.673 | 147.7612 | 296.342
Option 3 SC | QLD | SQ | PHES | 18.4004 | 263.911 | 469.844 | 536.7711 | 545.1228 | 614.3698 | 627.6476 | 749.6692 | 911.8688 | 2204.7426 | 4186.7653 | 4623.0731 | 5043.4403 | 4637.8632 | 5151.52 | 4612.3766 | 4590.943 | 4765.1201 | 4348.2586 | 3708.4177 | 4420.954 | 4030.048 | 4266.5817 | 3888.8703
Option 3 SC | QLD | SQ | Solar | 4145.4972 | 9219.4584 | 10053.734 | 10466.55 | 10258.4647 | 10387.3905 | 10420.9134 | 10612.0297 | 10743.058 | 11164.1929 | 13336.5839 | 13108.9748 | 16604.812 | 16573.3879 | 16739.9874 | 16565.766 | 16089.4979 | 16997.3649 | 17156.8178 | 17585.8181 | 16773.9436 | 18214.1125 | 18638.244 | 18436.365
Option 3 SC | QLD | SQ | Wind | 6253.5218 | 6206.8534 | 6359.7659 | 6250.0833 | 8424.3219 | 11221.7513 | 10731.3913 | 10993.149 | 11925.0523 | 10787.4559 | 11218.79 | 13979.4383 | 18934.45 | 18584.8306 | 19468.5602 | 20365.9407 | 20549.7768 | 20427.9653 | 20074.4235 | 21961.7795 | 22994.2781 | 22345.6368 | 21459.0079 | 21465.8872
Option 3 SC | SA |  | 2h | 436.8871 | 2139.1509 | 1141.5159 | 937.4079 | 986.9612 | 1097.579 | 1117.489 | 1233.9335 | 1286.0566 | 1259.2101 | 1104.4486 | 1018.2256 | 824.3383 | 910.8214 | 795.6334 | 832.7627 | 778.7345 | 755.4336 | 626.9652 | 552.492 | 601.8398 | 108.638 | 96.4169 | 36.5446
Option 3 SC | SA |  | 4h | 0 | 321.9289 | 199.881 | 173.9853 | 184.0452 | 201.4752 | 202.3657 | 219.7315 | 224.8313 | 223.6515 | 199.8367 | 186.2071 | 166.8436 | 170.7679 | 152.3019 | 158.2171 | 149.7994 | 152.4554 | 142.6953 | 123.7461 | 153.156 | 0.00016638 | 3.1396e-05 | 1.7285e-05
Option 3 SC | SA |  | 8h | 0 | 0 | 628.9973 | 998.6262 | 1033.5722 | 1077.5624 | 1089.5606 | 1160.0014 | 1216.1772 | 1165.607 | 1087.9183 | 1022.6221 | 888.7193 | 941.7009 | 878.0726 | 874.3449 | 836.2077 | 820.3978 | 805.6908 | 729.9695 | 857.6619 | 1389.8172 | 1754.3045 | 1492.1387
Option 3 SC | SA |  | CCGT | 1174.2567 | 713.6 | 695.106 | 548.5772 | 808.5684 | 381.0575 | 765.114 | 725.0257 | 785.3042 | 868.6094 | 1236.8359 | 0 | 0 | 0 | 0 | 0 | 0 | 0 | 0 | 0 | 0 | 0 | 0 | 0
Option 3 SC | SA |  | Coordinated CER | 73.1615 | 158.7956 | 131.6863 | 138.5666 | 163.4677 | 190.126 | 217.1749 | 256.1475 | 297.6781 | 332.6001 | 353.8905 | 382.2835 | 382.2304 | 408.6529 | 438.6687 | 478.2192 | 522.3404 | 560.1055 | 597.6775 | 624.7332 | 770.3869 | 889.3702 | 912.5474 | 1010.643
Option 3 SC | SA |  | Distributed PV | 3946.3234 | 4416.6159 | 4790.0683 | 4807.5482 | 5355.0484 | 5654.8981 | 5858.0019 | 6075.2188 | 6647.0468 | 6936.0542 | 6927.0946 | 7180.1675 | 7236.158 | 8030.8709 | 7874.9245 | 8048.9727 | 7613.1006 | 8424.5209 | 9001.4167 | 8925.7081 | 9618.3035 | 10048.0511 | 10359.9513 | 10709.1204
Option 3 SC | SA |  | Liquid Fuel | 7.8529 | 1.2393e-05 | 1.4093e-05 | 6.5171 | 58.5976 | 26.1758 | 71.0014 | 70.5695 | 80.0027 | 134.9324 | 200.1737 | 164.7509 | 27.0759 | 62.0163 | 61.6815 | 68.1429 | 55.876 | 9.433 | 61.5296 | 61.3915 | 26.4849 | 10.7557 | 32.348 | 9.349
Option 3 SC | SA |  | OCGT | 188.1597 | 6.2663 | 16.9147 | 124.5646 | 470.1528 | 159.8213 | 427.9984 | 416.8541 | 449.0087 | 604.295 | 905.5891 | 854.7897 | 324.7287 | 471.992 | 522.6905 | 472.2541 | 571.4608 | 318.4263 | 509.1339 | 552.7712 | 629.5079 | 575.3815 | 1070.2851 | 672.4368
Option 3 SC | SA |  | Solar | 1193.6906 | 3301.3412 | 3501.019 | 4069.6222 | 4015.3186 | 4020.2019 | 3969.1262 | 4132.207 | 4264.6396 | 4311.1919 | 4106.5088 | 4106.6185 | 4863.8587 | 7020.3939 | 6560.6031 | 6323.7164 | 6799.6319 | 6779.1112 | 6539.4584 | 6541.5988 | 7177.5387 | 7111.8773 | 8474.3083 | 8550.0713
Option 3 SC | SA |  | Wind | 7950.431 | 8357.3429 | 7741.433 | 9776.839 | 8850.3571 | 8811.374 | 8313.964 | 9047.9068 | 9318.2032 | 8184.7741 | 8497.444 | 11122.3806 | 13567.3433 | 11912.3335 | 12920.4116 | 12799.8738 | 12779.5477 | 13639.6246 | 13706.6836 | 13888.2335 | 13513.239 | 14049.0663 | 11928.6669 | 12957.743
Option 3 SC | SA | CSA | 2h | 404.2098 | 2082.319 | 1103.7049 | 903.79 | 951.5374 | 1059.3718 | 1078.9665 | 1192.6733 | 1258.686 | 1231.9669 | 1079.325 | 993.3789 | 802.2173 | 889.0705 | 775.383 | 812.1844 | 758.9597 | 736.0812 | 608.3448 | 538.5129 | 585.1667 | 91.1755 | 96.4169 | 36.5446
Option 3 SC | SA | CSA | 4h | 0 | 145.4376 | 79.0037 | 66.988 | 70.1456 | 77.2443 | 76.9141 | 83.9921 | 86.9852 | 87.8092 | 76.7077 | 70.8182 | 61.4599 | 62.7541 | 54.9554 | 61.5292 | 56.827 | 56.8941 | 55.9742 | 47.9273 | 61.5254 | 0.00016638 | 3.1396e-05 | 1.7285e-05
Option 3 SC | SA | CSA | 8h | 0 | 0 | 628.9967 | 998.6253 | 1033.5712 | 1077.5614 | 1089.5597 | 1160.0004 | 1216.1762 | 1165.606 | 1087.9174 | 1022.6212 | 888.7185 | 911.4992 | 840.9749 | 837.1718 | 800.0787 | 783.6659 | 769.3605 | 696.173 | 817.6934 | 1348.7982 | 927.1409 | 573.2326
Option 3 SC | SA | CSA | CCGT | 1174.2567 | 713.6 | 695.106 | 548.5772 | 808.5684 | 381.0575 | 765.114 | 725.0257 | 785.3042 | 868.6094 | 1236.8359 | 0 | 0 | 0 | 0 | 0 | 0 | 0 | 0 | 0 | 0 | 0 | 0 | 0
Option 3 SC | SA | CSA | Coordinated CER | 65.9047 | 144.7012 | 118.5853 | 124.7392 | 146.9966 | 170.873 | 195.1919 | 230.3585 | 268.1875 | 299.3215 | 318.6013 | 343.3462 | 346.9455 | 371.6644 | 399.425 | 434.157 | 472.1253 | 505.5953 | 539.1459 | 566.534 | 696.2473 | 801.3434 | 822.7228 | 910.5855
Option 3 SC | SA | CSA | Distributed PV | 3641.01 | 4069.5348 | 4404.9704 | 4408.4029 | 4805.4379 | 5074.4794 | 5249.5605 | 5438.2175 | 5945.8445 | 6203.408 | 6182.1994 | 6389.293 | 6424.479 | 7144.292 | 6995.2615 | 7136.84 | 6745.714 | 7451.462 | 7956.5615 | 7876.0555 | 8480.199 | 8866.3505 | 9126.3585 | 9426.4165
Option 3 SC | SA | CSA | Liquid Fuel | 7.8529 | 1.2393e-05 | 1.4093e-05 | 6.5171 | 58.5976 | 26.1758 | 71.0014 | 70.5695 | 80.0027 | 134.9324 | 200.1737 | 164.7509 | 27.0759 | 62.0163 | 61.6815 | 68.1429 | 55.876 | 9.433 | 61.5296 | 61.3915 | 26.4849 | 10.7557 | 32.348 | 9.349
Option 3 SC | SA | CSA | OCGT | 188.1597 | 6.2663 | 16.9147 | 124.5646 | 461.3972 | 159.8213 | 421.404 | 403.5975 | 430.2827 | 603.3381 | 904.2102 | 853.5345 | 324.2566 | 471.2711 | 518.1364 | 468.1451 | 498.5633 | 287.6141 | 418.0118 | 446.9867 | 510.9374 | 483.2254 | 913.4932 | 594.1887
Option 3 SC | SA | CSA | Solar | 136.6664 | 1009.5599 | 1342.6646 | 1496.4759 | 1345.2395 | 1375.3027 | 1323.462 | 1443.5309 | 1479.9194 | 1454.0607 | 1393.1098 | 1422.2949 | 1408.5993 | 3764.8236 | 3596.0488 | 3366.7933 | 3409.1878 | 3494.9428 | 3327.759 | 3371.06 | 3607.1363 | 3635.6516 | 4100.5135 | 4170.2649
Option 3 SC | SA | CSA | Wind | 5394.9562 | 5722.4135 | 5381.8155 | 6992.7719 | 6445.8627 | 6661.5137 | 6240.6211 | 6773.6502 | 6888.903 | 6235.3532 | 5442.8764 | 8074.5736 | 8031.0083 | 6495.6008 | 6883.8548 | 6724.9389 | 6815.1941 | 7349.049 | 7362.314 | 7665.7946 | 7286.2427 | 7575.6574 | 6153.5921 | 6509.7199
Option 3 SC | SA | NSA | 2h | 2.6283 | 7.6729 | 3.132 | 2.9514 | 2.9503 | 2.8963 | 2.9894 | 3.0566 | 3.2219 | 3.1606 | 3.3142 | 3.1609 | 2.5794 | 2.4703 | 2.2041 | 2.3154 | 2.8566 | 2.3953 | 2.6369 | 0.00012928 | 0.00015073 | 1.0348e-05 | 9.7522e-06 | 1.0108e-05
Option 3 SC | SA | NSA | 8h | 0 | 0 | 0.0006118 | 0.00088442 | 0.00094356 | 0.00098275 | 0.00097602 | 0.0010191 | 0.0010462 | 0.0010462 | 0.00094932 | 0.000915 | 0.0007377 | 30.2017 | 37.0977 | 37.1731 | 36.129 | 36.7319 | 36.3304 | 33.7964 | 39.9685 | 41.019 | 827.1636 | 918.9061
Option 3 SC | SA | NSA | Coordinated CER | 3.8695 | 8.6288 | 6.9983 | 7.5978 | 8.9221 | 10.3584 | 11.7575 | 13.6078 | 15.8279 | 17.6786 | 18.9444 | 20.6468 | 17.1411 | 17.5255 | 18.7687 | 21.3921 | 25.6587 | 27.636 | 29.7026 | 30.2384 | 39.1342 | 46.0111 | 46.9017 | 53.2039
Option 3 SC | SA | NSA | Distributed PV | 143.752 | 160.0947 | 179.6584 | 188.0889 | 303.2173 | 317.1707 | 334.4712 | 351.1173 | 396.2025 | 418.6901 | 423.4958 | 442.638 | 456.9365 | 503.0184 | 485.4225 | 502.7887 | 476.7027 | 533.9414 | 573.8173 | 577.8842 | 628.3555 | 644.9982 | 680.6544 | 709.984
Option 3 SC | SA | NSA | Liquid Fuel | 0 | 0 | 0 | 0 | 0 | 0 | 0 | 0 | 0 | 0 | 0 | 0 | 0 | 0 | 0 | 0 | 0 | 0 | 0 | 0 | 0 | 0 | 0 | 0
Option 3 SC | SA | NSA | OCGT | 0 | 0 | 0 | 0 | 1.6553e-05 | 7.4195e-06 | 0 | 0 | 0.65656 | 0.95692 | 1.3789 | 1.2552 | 0.47209 | 0.72094 | 4.5541 | 4.1089 | 72.8975 | 30.8122 | 91.122 | 105.7845 | 118.5705 | 92.1561 | 156.7919 | 78.2482
Option 3 SC | SA | NSA | Solar | 649.4496 | 1847.9115 | 1811.0483 | 2136.5795 | 2219.9439 | 2185.6725 | 2193.0229 | 2231.4995 | 2306.6767 | 2381.5694 | 2252.3444 | 2212.3337 | 2998.58 | 2862.3094 | 2735.8335 | 2796.4622 | 3218.4711 | 3115.1884 | 3024.8404 | 2993.0248 | 3301.0364 | 3219.3314 | 4189.0847 | 4282.4637
Option 3 SC | SA | NSA | Wind | 1826.3609 | 1833.0403 | 1729.5388 | 1986.646 | 1679.2855 | 1455.2912 | 1394.0832 | 1512.1689 | 1653.2162 | 1458.822 | 2625.1965 | 2588.2453 | 4936.9691 | 4513.6134 | 4553.906 | 4538.0072 | 4507.2069 | 4512.8974 | 4608.5228 | 4393.5784 | 4351.6724 | 4388.0605 | 4093.4437 | 4585.6153
Option 3 SC | SA | SESA | 2h | 30.0491 | 49.159 | 34.679 | 30.6664 | 32.4735 | 35.3108 | 35.5332 | 38.2035 | 24.1488 | 24.0827 | 21.8093 | 21.6858 | 19.5416 | 19.2807 | 18.0463 | 18.2629 | 16.9182 | 16.9571 | 15.9835 | 13.979 | 16.673 | 17.4625 | 0 | 0
Option 3 SC | SA | SESA | 4h | 0 | 176.4912 | 120.8772 | 106.9973 | 113.8997 | 124.2309 | 125.4515 | 135.7393 | 137.8462 | 135.8423 | 123.1291 | 115.3888 | 105.3838 | 108.0138 | 97.3465 | 96.6879 | 92.9725 | 95.5612 | 86.7212 | 75.8188 | 91.6305 | 0 | 0 | 0
Option 3 SC | SA | SESA | Coordinated CER | 3.3873 | 5.4656 | 6.1027 | 6.2297 | 7.549 | 8.8947 | 10.2255 | 12.1813 | 13.6627 | 15.6 | 16.3448 | 18.2905 | 18.1439 | 19.463 | 20.475 | 22.67 | 24.5563 | 26.8743 | 28.829 | 27.9608 | 35.0053 | 42.0157 | 42.9229 | 46.8536
Option 3 SC | SA | SESA | Distributed PV | 161.5615 | 186.9864 | 205.4394 | 211.0564 | 246.3931 | 263.2481 | 273.9702 | 285.884 | 304.9998 | 313.9562 | 321.3995 | 348.2365 | 354.7425 | 383.5605 | 394.2405 | 409.344 | 390.684 | 439.1175 | 471.038 | 471.7685 | 509.749 | 536.7025 | 552.9385 | 572.7198
Option 3 SC | SA | SESA | Liquid Fuel | 0 | 0 | 0 | 0 | 0 | 0 | 0 | 0 | 0 | 0 | 0 | 0 | 0 | 0 | 0 | 0 | 0 | 0 | 0 | 0 | 0 | 0 | 0 | 0
Option 3 SC | SA | SESA | OCGT | 3.1977e-07 | 1.6752e-07 | 4.9058e-07 | 1.0128e-06 | 8.7555 | 1.4352e-06 | 6.5944 | 13.2566 | 18.0694 | 0 | 0 | 0 | 0 | 0 | 0 | 0 | 0 | 0 | 0 | 0 | 0 | 0 | 0 | 0
Option 3 SC | SA | SESA | Solar | 407.5746 | 443.8698 | 347.3061 | 436.5668 | 450.1351 | 459.2267 | 452.6413 | 457.1766 | 478.0434 | 475.5619 | 461.0546 | 471.9898 | 456.6794 | 393.2609 | 228.7208 | 160.4608 | 171.973 | 168.98 | 186.859 | 177.514 | 269.366 | 256.8944 | 184.7102 | 97.3427
Option 3 SC | SA | SESA | Wind | 729.1139 | 801.8891 | 630.0787 | 797.4211 | 725.2089 | 694.5691 | 679.2597 | 762.0878 | 776.084 | 490.5989 | 429.3711 | 459.5617 | 599.3659 | 903.1193 | 1482.6508 | 1536.9276 | 1457.1466 | 1777.6782 | 1735.8468 | 1828.8605 | 1875.3238 | 2085.3483 | 1681.6311 | 1862.4079
Option 3 SC | TAS |  | 24h | 0 | 0 | 0 | 0 | 0 | 0 | 0 | 0 | 0 | 0 | 0 | 0 | 0 | 0 | 0 | 0 | 1.3564e-07 | 2.3356e-07 | 0 | 0 | 0 | 0 | 0 | 0
Option 3 SC | TAS |  | 2h | 0 | 1.4532e-05 | 2.0501e-05 | 3.4524e-05 | 2.8585e-05 | 3.8627e-05 | 1.6346e-05 | 1.7531e-05 | 1.8743e-05 | 1.9121e-05 | 2.0211e-05 | 1.951e-05 | 3.0345e-05 | 3.3787e-05 | 2.4768e-05 | 2.5466e-05 | 2.5793e-05 | 2.7191e-05 | 2.1055e-05 | 2.3043e-05 | 2.3011e-05 | 1.8696e-05 | 1.5095e-05 | 8.9364e-06
Option 3 SC | TAS |  | 4h | 0 | 1.433e-05 | 2.0655e-05 | 3.1866e-05 | 3.1543e-05 | 4.5436e-05 | 3.0034e-05 | 3.0353e-05 | 3.6999e-05 | 3.7063e-05 | 3.5665e-05 | 3.5763e-05 | 3.4061e-05 | 3.6715e-05 | 3.661e-05 | 3.8177e-05 | 3.7408e-05 | 3.8488e-05 | 3.4097e-05 | 3.5724e-05 | 3.6652e-05 | 6.6717e-05 | 6.1639e-05 | 5.9287e-05
Option 3 SC | TAS |  | 8h | 0 | 0 | 1.4037e-05 | 2.4044e-05 | 2.2139e-05 | 2.8367e-05 | 2.4971e-05 | 2.5118e-05 | 2.8445e-05 | 2.7435e-05 | 2.5213e-05 | 2.4565e-05 | 2.8689e-05 | 2.9378e-05 | 2.6034e-05 | 2.6327e-05 | 2.5e-05 | 2.5718e-05 | 2.3154e-05 | 2.3937e-05 | 2.4288e-05 | 2.6223e-05 | 1.0368e-05 | 5.1197e-07
Option 3 SC | TAS |  | CCGT | 0 | 0 | 0 | 0 | 0 | 0 | 0 | 0 | 0 | 0 | 0 | 0 | 0 | 0 | 0 | 0 | 0 | 0 | 0 | 0 | 0 | 0 | 0 | 0
Option 3 SC | TAS |  | CST | 0 | 0 | 0 | 0 | 0 | 0 | 0 | 0 | 0 | 0 | 0 | 0 | 0 | 0 | 0 | 0 | 0 | 0 | 0 | 0 | 0 | 0 | 0 | 0
Option 3 SC | TAS |  | Coordinated CER | 0.73477 | 0.65198 | 3.4785 | 25.0535 | 11.1309 | 17.2099 | 22.4183 | 27.8331 | 36.2045 | 42.2903 | 46.4528 | 52.0658 | 51.5797 | 53.3331 | 64.8315 | 76.2386 | 82.1407 | 94.2656 | 100.7367 | 105.1232 | 131.6961 | 172.577 | 154.7724 | 179.0048
Option 3 SC | TAS |  | Distributed PV | 473.018 | 535.773 | 606.1805 | 622.585 | 713.2185 | 802.9404 | 831.6725 | 889.0255 | 933.7775 | 949.009 | 982.746 | 1001.5235 | 1094.8345 | 1199.0535 | 1254.074 | 1245.749 | 1243.8395 | 1354.368 | 1486.7745 | 1462.812 | 1591.1327 | 1725.266 | 1771.5929 | 1890.6235
Option 3 SC | TAS |  | Hydro | 8957.4988 | 11402.703 | 7865.8695 | 7950.9495 | 8168.6555 | 6578.4975 | 7102.2024 | 6990.3452 | 9411.4367 | 9212.4302 | 8956.8063 | 9512.0297 | 8677.2543 | 8938.5564 | 6636.7568 | 6223.7998 | 5848.3625 | 5873.62 | 6448.779 | 5868.6074 | 6695.8071 | 6825.4895 | 6234.5213 | 5534.6041
Option 3 SC | TAS |  | OCGT | 9.8758e-07 | 5.6198e-07 | 7.7263e-07 | 1.2491e-06 | 3.9181 | 2.5732e-06 | 0.88134 | 5.3479 | 18.5346 | 43.627 | 52.7089 | 50.912 | 46.3763 | 89.7039 | 38.6257 | 45.383 | 39.592 | 25.5119 | 36.0567 | 37.423 | 40.9895 | 34.4938 | 73.5989 | 43.1544
Option 3 SC | TAS |  | PHES | 0 | 0 | 0 | 0 | 0 | 0 | 0 | 0 | 0 | 0 | 0 | 0 | 3.0725e-06 | 3.6752e-06 | 1.2049e-05 | 1.3048e-05 | 1.2558e-05 | 1.311e-05 | 7.9223e-06 | 8.4859e-06 | 8.5687e-06 | 9.7451e-06 | 8.7411e-06 | 9.2676e-06
Option 3 SC | TAS |  | Solar | 1.0377e-05 | 985.4451 | 1141.5654 | 1124.0068 | 1214.1776 | 2183.9599 | 1956.0757 | 2224.3979 | 1939.3619 | 1726.6694 | 2142.6598 | 2141.3977 | 2159.3722 | 2283.3805 | 1259.9752 | 1175.7609 | 1113.2928 | 1222.8003 | 1192.9311 | 1139.8643 | 1233.5818 | 1401.3457 | 1268.7882 | 1278.6071
Option 3 SC | TAS |  | Wind | 1965.7358 | 1950.1219 | 4425.3846 | 5692.2511 | 5887.9485 | 6941.6022 | 7142.0494 | 7452.2313 | 7390.9673 | 7597.8443 | 7043.7879 | 6995.0491 | 8242.5389 | 8276.0095 | 7731.6521 | 7985.9786 | 8127.5847 | 8058.9487 | 7391.4372 | 7754.7355 | 7647.9429 | 7471.0558 | 7763.5019 | 7915.1873
Option 3 SC | TAS | TAS | 24h | 0 | 0 | 0 | 0 | 0 | 0 | 0 | 0 | 0 | 0 | 0 | 0 | 0 | 0 | 0 | 0 | 1.3564e-07 | 2.3356e-07 | 0 | 0 | 0 | 0 | 0 | 0
Option 3 SC | TAS | TAS | 2h | 0 | 1.4532e-05 | 2.0501e-05 | 3.4524e-05 | 2.8585e-05 | 3.8627e-05 | 1.6346e-05 | 1.7531e-05 | 1.8743e-05 | 1.9121e-05 | 2.0211e-05 | 1.951e-05 | 3.0345e-05 | 3.3787e-05 | 2.4768e-05 | 2.5466e-05 | 2.5793e-05 | 2.7191e-05 | 2.1055e-05 | 2.3043e-05 | 2.3011e-05 | 1.8696e-05 | 1.5095e-05 | 8.9364e-06
Option 3 SC | TAS | TAS | 4h | 0 | 1.433e-05 | 2.0655e-05 | 3.1866e-05 | 3.1543e-05 | 4.5436e-05 | 3.0034e-05 | 3.0353e-05 | 3.6999e-05 | 3.7063e-05 | 3.5665e-05 | 3.5763e-05 | 3.4061e-05 | 3.6715e-05 | 3.661e-05 | 3.8177e-05 | 3.7408e-05 | 3.8488e-05 | 3.4097e-05 | 3.5724e-05 | 3.6652e-05 | 6.6717e-05 | 6.1639e-05 | 5.9287e-05
Option 3 SC | TAS | TAS | 8h | 0 | 0 | 1.4037e-05 | 2.4044e-05 | 2.2139e-05 | 2.8367e-05 | 2.4971e-05 | 2.5118e-05 | 2.8445e-05 | 2.7435e-05 | 2.5213e-05 | 2.4565e-05 | 2.8689e-05 | 2.9378e-05 | 2.6034e-05 | 2.6327e-05 | 2.5e-05 | 2.5718e-05 | 2.3154e-05 | 2.3937e-05 | 2.4288e-05 | 2.6223e-05 | 1.0368e-05 | 5.1197e-07
Option 3 SC | TAS | TAS | CCGT | 0 | 0 | 0 | 0 | 0 | 0 | 0 | 0 | 0 | 0 | 0 | 0 | 0 | 0 | 0 | 0 | 0 | 0 | 0 | 0 | 0 | 0 | 0 | 0
Option 3 SC | TAS | TAS | CST | 0 | 0 | 0 | 0 | 0 | 0 | 0 | 0 | 0 | 0 | 0 | 0 | 0 | 0 | 0 | 0 | 0 | 0 | 0 | 0 | 0 | 0 | 0 | 0
Option 3 SC | TAS | TAS | Coordinated CER | 0.73477 | 0.65198 | 3.4785 | 25.0535 | 11.1309 | 17.2099 | 22.4183 | 27.8331 | 36.2045 | 42.2903 | 46.4528 | 52.0658 | 51.5797 | 53.3331 | 64.8315 | 76.2386 | 82.1407 | 94.2656 | 100.7367 | 105.1232 | 131.6961 | 172.577 | 154.7724 | 179.0048
Option 3 SC | TAS | TAS | Distributed PV | 473.018 | 535.773 | 606.1805 | 622.585 | 713.2185 | 802.9404 | 831.6725 | 889.0255 | 933.7775 | 949.009 | 982.746 | 1001.5235 | 1094.8345 | 1199.0535 | 1254.074 | 1245.749 | 1243.8395 | 1354.368 | 1486.7745 | 1462.812 | 1591.1327 | 1725.266 | 1771.5929 | 1890.6235
Option 3 SC | TAS | TAS | Hydro | 8957.4988 | 11402.703 | 7865.8695 | 7950.9495 | 8168.6555 | 6578.4975 | 7102.2024 | 6990.3452 | 9411.4367 | 9212.4302 | 8956.8063 | 9512.0297 | 8677.2543 | 8938.5564 | 6636.7568 | 6223.7998 | 5848.3625 | 5873.62 | 6448.779 | 5868.6074 | 6695.8071 | 6825.4895 | 6234.5213 | 5534.6041
Option 3 SC | TAS | TAS | OCGT | 9.8758e-07 | 5.6198e-07 | 7.7263e-07 | 1.2491e-06 | 3.9181 | 2.5732e-06 | 0.88134 | 5.3479 | 18.5346 | 43.627 | 52.7089 | 50.912 | 46.3763 | 89.7039 | 38.6257 | 45.383 | 39.592 | 25.5119 | 36.0567 | 37.423 | 40.9895 | 34.4938 | 73.5989 | 43.1544
Option 3 SC | TAS | TAS | PHES | 0 | 0 | 0 | 0 | 0 | 0 | 0 | 0 | 0 | 0 | 0 | 0 | 3.0725e-06 | 3.6752e-06 | 1.2049e-05 | 1.3048e-05 | 1.2558e-05 | 1.311e-05 | 7.9223e-06 | 8.4859e-06 | 8.5687e-06 | 9.7451e-06 | 8.7411e-06 | 9.2676e-06
Option 3 SC | TAS | TAS | Solar | 1.0377e-05 | 985.4451 | 1141.5654 | 1124.0068 | 1214.1776 | 2183.9599 | 1956.0757 | 2224.3979 | 1939.3619 | 1726.6694 | 2142.6598 | 2141.3977 | 2159.3722 | 2283.3805 | 1259.9752 | 1175.7609 | 1113.2928 | 1222.8003 | 1192.9311 | 1139.8643 | 1233.5818 | 1401.3457 | 1268.7882 | 1278.6071
Option 3 SC | TAS | TAS | Wind | 1965.7358 | 1950.1219 | 4425.3846 | 5692.2511 | 5887.9485 | 6941.6022 | 7142.0494 | 7452.2313 | 7390.9673 | 7597.8443 | 7043.7879 | 6995.0491 | 8242.5389 | 8276.0095 | 7731.6521 | 7985.9786 | 8127.5847 | 8058.9487 | 7391.4372 | 7754.7355 | 7647.9429 | 7471.0558 | 7763.5019 | 7915.1873
Option 3 SC | VIC |  | 1h | 0 | 5.3421 | 7.9207 | 8.4984 | 8.4063 | 9.2586 | 9.128 | 9.5049 | 9.7232 | 9.4482 | 8.7354 | 8.7007 | 8.0648 | 7.758 | 7.6133 | 7.8012 | 8.0291 | 7.8784 | 7.3575 | 6.893 | 7.8667 | 8.3005 | 7.7971 | 7.9287
Option 3 SC | VIC |  | 2h | 740.6158 | 1459.1173 | 1414.6643 | 1437.2585 | 1525.8877 | 1935.2021 | 2115.5495 | 2246.2168 | 2274.2149 | 2188.9461 | 1937.632 | 1854.9906 | 1617.3628 | 1598.3197 | 1578.3315 | 1452.659 | 1376.6176 | 1414.2811 | 1262.4118 | 1099.6764 | 1102.085 | 948.4789 | 893.7344 | 904.5886
Option 3 SC | VIC |  | 4h | 0 | 610.3745 | 1370.9714 | 1557.4966 | 1675.6452 | 1921.3421 | 2060.7225 | 2140.1158 | 2170.4595 | 2066.5542 | 1908.7848 | 1836.252 | 1578.188 | 1460.848 | 1481.1648 | 1483.2043 | 1362.2167 | 1419.2373 | 1423.3988 | 1278.5339 | 1416.8644 | 825.684 | 723.6804 | 751.5014
Option 3 SC | VIC |  | 8h | 0 | 0 | 7.9407e-05 | 0.00010531 | 0.00011085 | 0.00013531 | 0.00012886 | 0.0001355 | 0.00013932 | 0.00013676 | 0.00012482 | 0.00011983 | 0.00010856 | 0.0001137 | 0.00011561 | 0.00011627 | 0.00011293 | 0.00011816 | 0.00010197 | 0.00010253 | 0.000104 | 127.8 | 112.1649 | 120.9223
Option 3 SC | VIC |  | Brown Coal | 31657.4014 | 22075.8571 | 15860.3858 | 9631.3213 | 8064.1087 | 7842.7066 | 7821.2784 | 7821.2784 | 0 | 0 | 0 | 0 | 0 | 0 | 0 | 0 | 0 | 0 | 0 | 0 | 0 | 0 | 0 | 0
Option 3 SC | VIC |  | CCGT | 262.8 | 131.76 | 481.8 | 131.4 | 291.418 | 58.9039 | 105.7554 | 127.809 | 162.4409 | 320.2128 | 451.0621 | 338.7534 | 204.48 | 378.2642 | 0 | 0 | 0 | 0 | 0 | 0 | 0 | 0 | 0 | 0
Option 3 SC | VIC |  | Coordinated CER | 48.7458 | 64.8267 | 115.4036 | 175.4793 | 235.4292 | 319.3114 | 416.5567 | 533.8827 | 640.4024 | 752.3606 | 789.7269 | 907.3815 | 911.5777 | 967.2335 | 1124.6778 | 1279.4374 | 1393.2975 | 1608.2643 | 1681.3423 | 1728.309 | 2097.9624 | 2640.1985 | 2501.0278 | 2905.7667
Option 3 SC | VIC |  | Distributed PV | 6610.5635 | 7786.9467 | 8991.7458 | 9103.68 | 11685.8532 | 12423.1566 | 13039.9673 | 13993.8433 | 15152.4133 | 15157.5408 | 15456.9529 | 16298.515 | 17335.0969 | 19510.8594 | 19904.6175 | 20321.2929 | 18697.0957 | 20933.7814 | 23349.6138 | 23098.9919 | 26092.2193 | 27000.5823 | 28228.9062 | 30260.3524
Option 3 SC | VIC |  | Hydro | 3399.0677 | 3219.7246 | 2639.0799 | 2904.5062 | 2865.9439 | 2729.2992 | 2609.6695 | 2117.5515 | 2554.0403 | 2580.0442 | 2199.7261 | 3136.5597 | 1802.9645 | 1365.7399 | 1662.2269 | 1051.4912 | 2136.3373 | 1890.9664 | 1642.3295 | 1580.5055 | 1694.7624 | 1814.507 | 2089.3956 | 1455.5794
Option 3 SC | VIC |  | OCGT | 158.4728 | 90.6509 | 337.7856 | 112.1494 | 396.105 | 73.8221 | 252.3765 | 224.3598 | 539.9751 | 938.8352 | 1244.0232 | 1114.8185 | 727.6445 | 1546.5732 | 2036.5626 | 2075.5339 | 1775.0578 | 1180.7604 | 2044.7569 | 2125.1194 | 2630.4775 | 1386.4432 | 3811.3484 | 2522.9771
Option 3 SC | VIC |  | Offshore Wind | 0 | 0 | 0 | 0 | 0 | 8387.1399 | 11405.0156 | 13293.4581 | 16932.185 | 21903.4526 | 25005.5061 | 26700.6016 | 34119.8288 | 35202.38 | 36806.4744 | 35516.3392 | 36553.5308 | 37193.8386 | 36566.0407 | 38377.3535 | 35619.5639 | 36153.1108 | 37005.1514 | 38498.8744
Option 3 SC | VIC |  | Solar | 2947.0443 | 6451.4804 | 7354.7144 | 6529.4769 | 6798.701 | 6500.3044 | 6585.5589 | 6941.2134 | 6987.816 | 6371.7914 | 5985.098 | 5863.1034 | 6329.442 | 7946.3782 | 8840.2999 | 8756.1708 | 8740.8472 | 8974.6227 | 8573.9602 | 7744.8351 | 8815.8096 | 9070.0068 | 8301.0412 | 8376.7295
Option 3 SC | VIC |  | Wind | 15480.6082 | 18786.7322 | 24484.6943 | 30561.1196 | 30492.0368 | 30036.9468 | 29475.3107 | 31590.6525 | 31230.8943 | 31394.9763 | 30158.2108 | 30651.8237 | 26614.5911 | 23781.789 | 25420.0612 | 27968.1487 | 27232.3476 | 28905.1867 | 29033.281 | 31145.0996 | 31222.5901 | 31294.7902 | 31246.6369 | 31904.9791
Option 3 SC | VIC | MEL | 2h | 436.4582 | 236.5665 | 407.004 | 486.4501 | 536.9214 | 713.1792 | 811.6035 | 869.9282 | 893.4455 | 854.2116 | 762.0315 | 728.3303 | 639.0897 | 597.9413 | 597.181 | 500.2477 | 475.3291 | 499.5812 | 418.993 | 375.2407 | 324.5976 | 332.6505 | 300.0128 | 314.3195
Option 3 SC | VIC | MEL | 4h | 0 | 533.0533 | 865.1411 | 994.4073 | 1068.4684 | 1183.9386 | 1259.1427 | 1297.8749 | 1321.8708 | 1260.1549 | 1186.7098 | 1154.3358 | 1011.9232 | 919.256 | 924.0831 | 932.6523 | 839.0804 | 873.087 | 896.1128 | 809.7903 | 882.4953 | 623.8402 | 570.867 | 598.8854
Option 3 SC | VIC | MEL | 8h | 0 | 0 | 4.1111e-05 | 5.2967e-05 | 5.6131e-05 | 6.7872e-05 | 6.4778e-05 | 6.7297e-05 | 6.9443e-05 | 6.7669e-05 | 6.196e-05 | 5.9439e-05 | 5.4493e-05 | 5.8113e-05 | 5.8963e-05 | 5.9024e-05 | 5.6841e-05 | 5.9321e-05 | 5.0919e-05 | 5.0665e-05 | 5.1848e-05 | 127.7998 | 112.1649 | 120.9223
Option 3 SC | VIC | MEL | CCGT | 262.8 | 131.76 | 481.8 | 131.4 | 291.418 | 58.9039 | 105.7554 | 127.809 | 162.4409 | 320.2128 | 451.0621 | 338.7534 | 204.48 | 378.2642 | 0 | 0 | 0 | 0 | 0 | 0 | 0 | 0 | 0 | 0
Option 3 SC | VIC | MEL | Coordinated CER | 34.7526 | 41.8717 | 82.6629 | 126.5426 | 172.5917 | 238.1778 | 310.8918 | 401.0171 | 480.8268 | 569.994 | 597.9615 | 686.5622 | 699.4237 | 736.6168 | 862.7619 | 987.743 | 1072.591 | 1247.9983 | 1301.3429 | 1337.7402 | 1618.4978 | 2041.2744 | 1922.9587 | 2249.234
Option 3 SC | VIC | MEL | Distributed PV | 4394.457 | 5173.8801 | 5983.2349 | 6021.2082 | 7849.0866 | 8367.8112 | 8813.254 | 9448.6788 | 10205.1091 | 10178.3969 | 10350.3958 | 10952.5279 | 11589.4516 | 13093.108 | 13380.1248 | 13512.3783 | 12649.9036 | 14139.3159 | 15772.8084 | 15407.5777 | 17197.2505 | 17886.0666 | 18809.0717 | 20152.9448
Option 3 SC | VIC | MEL | OCGT | 27.7154 | 13.703 | 81.9936 | 13.6656 | 66.6965 | 4.6016 | 21.5069 | 30.9697 | 214.5091 | 352.4659 | 518.2316 | 485.5999 | 517.2961 | 1083.7727 | 1519.8284 | 1622.1632 | 1479.2011 | 978.571 | 1676.785 | 1608.7267 | 1999.5154 | 1322.0779 | 3448.1617 | 2232.5303
Option 3 SC | VIC | MEL | Solar | 1.2949e-05 | 2.4381e-05 | 2.6798e-05 | 2.2477e-05 | 6.5016e-05 | 8.1806e-05 | 9.5606e-05 | 0.00010019 | 9.8943e-05 | 8.6394e-05 | 8.2502e-05 | 7.5462e-05 | 8.1877e-05 | 8.5324e-05 | 8.8544e-05 | 7.7067e-05 | 7.0575e-05 | 7.3188e-05 | 8.169e-05 | 7.5897e-05 | 8.3141e-05 | 8.7665e-05 | 9.1149e-05 | 9.8609e-05
Option 3 SC | VIC | SEV | 2h | 50.7665 | 40.2067 | 85.6078 | 106.7581 | 119.0802 | 164.7809 | 178.198 | 191.2536 | 195.4 | 188.8935 | 162.8189 | 151.2911 | 129.8642 | 120.7568 | 125.5877 | 120.5732 | 118.602 | 96.0223 | 94.4063 | 54.0301 | 58.9138 | 26.1603 | 23.4928 | 24.9401
Option 3 SC | VIC | SEV | 4h | 0 | 54.2436 | 209.064 | 258.1647 | 280.3457 | 351.9165 | 385.1374 | 399.0967 | 404.3276 | 390.0228 | 346.6458 | 329.7403 | 276.5815 | 250.5254 | 259.3747 | 256.1048 | 242.9905 | 261.0565 | 262.6159 | 227.5231 | 245.8679 | 0 | 0 | 0
Option 3 SC | VIC | SEV | 8h | 0 | 0 | 3.8296e-05 | 5.2348e-05 | 5.4715e-05 | 6.7435e-05 | 6.4078e-05 | 6.8198e-05 | 6.988e-05 | 6.9087e-05 | 6.2863e-05 | 6.0391e-05 | 5.4063e-05 | 5.5584e-05 | 5.6651e-05 | 5.7245e-05 | 5.609e-05 | 5.884e-05 | 5.1051e-05 | 5.1863e-05 | 5.215e-05 | 0.00012412 | 8.0468e-05 | 7.4141e-05
Option 3 SC | VIC | SEV | Brown Coal | 31657.4014 | 22075.8571 | 15860.3858 | 9631.3213 | 8064.1087 | 7842.7066 | 7821.2784 | 7821.2784 | 0 | 0 | 0 | 0 | 0 | 0 | 0 | 0 | 0 | 0 | 0 | 0 | 0 | 0 | 0 | 0
Option 3 SC | VIC | SEV | Coordinated CER | 3.4536 | 3.1643 | 7.4272 | 12.6721 | 16.0439 | 21.0888 | 27.127 | 34.1192 | 40.5873 | 47.4056 | 50.0477 | 56.4366 | 52.0988 | 54.5878 | 63.7327 | 73.8112 | 79.1901 | 93.2621 | 96.6863 | 101.0186 | 121.8787 | 150.9294 | 143.5046 | 164.083
Option 3 SC | VIC | SEV | Distributed PV | 484.2825 | 577.2165 | 674.2345 | 690.1379 | 800.1509 | 863.7189 | 902.034 | 973.3095 | 1053.845 | 1053.0925 | 1079.368 | 1145.3885 | 1227.136 | 1391.893 | 1427.564 | 1486.971 | 1410.7665 | 1587.1355 | 1775.2521 | 1749.2084 | 1940.3947 | 2032.3143 | 2077.459 | 2229.8485
Option 3 SC | VIC | SEV | OCGT | 2.8613 | 1.0902e-05 | 1.3215e-05 | 17.2904 | 94.396 | 16.0946 | 35.8127 | 60.4926 | 108.0944 | 231.337 | 252.8174 | 240.5503 | 83.4578 | 113.1887 | 95.1374 | 118.4276 | 16.8082 | 9.0311 | 7.131 | 7.9925 | 32.5907 | 0 | 49.5672 | 17.9033
Option 3 SC | VIC | SEV | Offshore Wind | 0 | 0 | 0 | 0 | 0 | 8387.1398 | 9496.5579 | 11331.3995 | 14958.3945 | 19563.514 | 21756.6834 | 23285.8247 | 30749.9999 | 32284.632 | 33754.5468 | 32419.9235 | 33376.7622 | 33773.3298 | 33222.8154 | 35041.8192 | 32516.5005 | 33073.2552 | 33794.7385 | 35239.3793
Option 3 SC | VIC | SEV | Solar | 6.5835 | 1037.7452 | 1224.5164 | 1157.3618 | 1174.166 | 1122.0543 | 1223.7212 | 1251.4076 | 1236.2419 | 1141.2952 | 998.9543 | 983.8835 | 820.7264 | 763.3362 | 862.9091 | 878.7949 | 839.2188 | 896.3756 | 854.541 | 829.4861 | 892.1207 | 903.0404 | 885.4837 | 938.2084
Option 3 SC | VIC | SEV | Wind | 334.6264 | 354.9657 | 338.0093 | 384.2726 | 335.057 | 342.1768 | 353.5868 | 358.7352 | 332.6362 | 381.9949 | 336.3975 | 359.311 | 310.8927 | 281.1761 | 0.00012781 | 0.00013291 | 0.00013272 | 0.00013416 | 0.00012607 | 0.00014743 | 0.000133 | 0.00013341 | 0.00013654 | 0.00012728
Option 3 SC | VIC | WNV | 1h | 0 | 5.3421 | 7.9207 | 8.4984 | 8.4063 | 9.2586 | 9.128 | 9.5049 | 9.7232 | 9.4482 | 8.7354 | 8.7007 | 8.0648 | 7.758 | 7.6133 | 7.8012 | 8.0291 | 7.8784 | 7.3575 | 6.893 | 7.8667 | 8.3005 | 7.7971 | 7.9287
Option 3 SC | VIC | WNV | 2h | 253.391 | 1182.3441 | 922.0525 | 844.0503 | 869.8861 | 1057.242 | 1125.748 | 1185.0349 | 1185.3693 | 1145.841 | 1012.7816 | 975.3693 | 848.4089 | 879.6215 | 855.5629 | 831.8381 | 782.6864 | 818.6775 | 749.0125 | 670.4056 | 718.5735 | 589.6681 | 570.2288 | 565.3289
Option 3 SC | VIC | WNV | 4h | 0 | 23.0775 | 296.7663 | 304.9247 | 326.8311 | 385.4871 | 416.4424 | 443.1442 | 444.2611 | 416.3766 | 375.4293 | 352.1759 | 289.6834 | 291.0667 | 297.707 | 294.4473 | 280.1459 | 285.0938 | 264.6701 | 241.2205 | 288.5012 | 201.8439 | 152.8134 | 152.616
Option 3 SC | VIC | WNV | Coordinated CER | 10.5396 | 19.7907 | 25.3135 | 36.2646 | 46.7937 | 60.0448 | 78.5378 | 98.7464 | 118.9883 | 134.961 | 141.7178 | 164.3826 | 160.0552 | 176.0289 | 198.1831 | 217.8832 | 241.5165 | 267.0038 | 283.3131 | 289.5503 | 357.5858 | 447.9946 | 434.5645 | 492.4497
Option 3 SC | VIC | WNV | Distributed PV | 1731.824 | 2035.8501 | 2334.2764 | 2392.3339 | 3036.6157 | 3191.6265 | 3324.6793 | 3571.8551 | 3893.4592 | 3926.0514 | 4027.1891 | 4200.5986 | 4518.5093 | 5025.8584 | 5096.9287 | 5321.9435 | 4636.4256 | 5207.33 | 5801.5532 | 5942.2057 | 6954.5741 | 7082.2014 | 7342.3755 | 7877.5592
Option 3 SC | VIC | WNV | Hydro | 3399.0677 | 3219.7246 | 2639.0799 | 2904.5062 | 2865.9439 | 2729.2992 | 2609.6695 | 2117.5515 | 2554.0403 | 2580.0442 | 2199.7261 | 3136.5597 | 1802.9645 | 1365.7399 | 1662.2269 | 1051.4912 | 2136.3373 | 1890.9664 | 1642.3295 | 1580.5055 | 1694.7624 | 1814.507 | 2089.3956 | 1455.5794
Option 3 SC | VIC | WNV | OCGT | 127.896 | 76.9478 | 255.792 | 81.1934 | 235.0125 | 53.1259 | 195.057 | 132.8975 | 217.3717 | 355.0323 | 472.9742 | 388.6683 | 126.8906 | 349.6118 | 421.5967 | 334.9431 | 279.0485 | 193.1583 | 360.8409 | 508.4002 | 598.3715 | 64.3654 | 313.6195 | 272.5435
Option 3 SC | VIC | WNV | Offshore Wind | 0 | 0 | 0 | 0 | 0 | 8.908e-05 | 1908.4577 | 1962.0586 | 1973.7905 | 2339.9386 | 3248.8226 | 3414.7769 | 3369.8289 | 2917.7481 | 3051.9277 | 3096.4157 | 3176.7686 | 3420.5089 | 3343.2254 | 3335.5342 | 3103.0634 | 3079.8556 | 3210.4129 | 3259.4951
Option 3 SC | VIC | WNV | Solar | 2940.4608 | 5413.7353 | 6130.198 | 5372.115 | 5624.5349 | 5378.25 | 5361.8376 | 5689.8058 | 5751.574 | 5230.4962 | 4986.1437 | 4879.2198 | 5508.7155 | 7183.042 | 7977.3908 | 7877.3758 | 7901.6283 | 8078.247 | 7719.4191 | 6915.3489 | 7923.6888 | 8166.9663 | 7415.5574 | 7438.521
Option 3 SC | VIC | WNV | Wind | 15145.9818 | 18431.7666 | 24146.685 | 30176.847 | 30156.9798 | 29694.77 | 29121.7238 | 31231.9173 | 30898.2581 | 31012.9814 | 29821.8133 | 30292.5127 | 26303.6984 | 23500.6129 | 25420.0611 | 27968.1485 | 27232.3475 | 28905.1865 | 29033.2809 | 31145.0995 | 31222.5899 | 31294.7901 | 31246.6368 | 31904.979
Option 4 SC | NEM |  | 12h | 0 | 0 | 74.9038 | 1427.3736 | 1531.2152 | 1569.0613 | 1627.916 | 1793.7395 | 1750.5462 | 1595.3085 | 1468.1467 | 1379.9416 | 1353.1772 | 1383.3621 | 1317.3164 | 1228.0368 | 1160.9734 | 1121.8402 | 1070.3044 | 1095.4329 | 1171.3608 | 1187.5727 | 1066.889 | 1285.0692
Option 4 SC | NEM |  | 1h | 83.5642 | 362.3307 | 357.744 | 405.1731 | 416.438 | 398.3037 | 409.4008 | 434.5265 | 438.6833 | 431.0127 | 424.3205 | 426.9463 | 414.1996 | 400.5671 | 413.1563 | 367.3648 | 334.4269 | 326.095 | 319.9951 | 298.9505 | 328.5559 | 298.1082 | 307.6252 | 194.687
Option 4 SC | NEM |  | 24h | 0 | 0 | 0 | 0 | 0 | 0 | 0 | 0 | 0 | 0 | 0 | 0 | 8.1793e-06 | 1.0802e-05 | 1.108e-05 | 1.3579e-05 | 1.3823e-05 | 1.5953e-05 | 1.1708e-05 | 1.2213e-05 | 1.2496e-05 | 1.3607e-05 | 1.2397e-05 | 1.3021e-05
Option 4 SC | NEM |  | 2h | 1919.6054 | 5388.4669 | 4666.9802 | 4706.5424 | 5209.781 | 5645.0533 | 5875.0476 | 6279.4436 | 6384.1446 | 6162.2592 | 5690.1171 | 5507.4463 | 4967.5076 | 4968.0146 | 4851.6406 | 4498.1103 | 4148.9449 | 4172.6088 | 3749.2157 | 3174.1996 | 3352.6654 | 2636.6488 | 2410.847 | 2226.5467
Option 4 SC | NEM |  | 4h | 1084.6187 | 3664.9518 | 5826.3325 | 7057.8337 | 7373.1457 | 7787.1678 | 7921.2152 | 8482.7974 | 8541.6453 | 8287.4901 | 7916.6934 | 7798.2651 | 7423.0214 | 7278.7158 | 7228.3873 | 7348.6263 | 6779.9575 | 6893.9913 | 6953.3153 | 6439.1389 | 6651.964 | 6826.3717 | 5253.2921 | 4906.1711
Option 4 SC | NEM |  | 8h | 371.1259 | 1178.3798 | 3293.0424 | 5077.8503 | 5292.8687 | 5705.0642 | 7210.3393 | 9668.2158 | 9676.8459 | 9240.8355 | 8638.1695 | 8498.5561 | 7912.8326 | 8027.298 | 8148.855 | 7719.2535 | 7584.8334 | 7851.7942 | 7644.9479 | 7467.2804 | 7946.2635 | 11611.0096 | 11626.2998 | 14034.4548
Option 4 SC | NEM |  | Biomass | 269.1072 | 259.4131 | 237.0313 | 231.8383 | 232.472 | 227.1414 | 229.7195 | 211.1858 | 199.7344 | 203.7015 | 186.9925 | 183.9933 | 126.0486 | 121.8142 | 112.4772 | 124.1111 | 108.4459 | 98.1364 | 87.0836 | 87.9695 | 96.5204 | 95.2582 | 86.9403 | 79.1577
Option 4 SC | NEM |  | Black Coal | 73499.7114 | 58379.2583 | 46398.0208 | 32525.3266 | 30294.3211 | 26690.9106 | 28453.0686 | 19971.2307 | 15451.2716 | 18153.9238 | 17400.3234 | 13888.4252 | 10370.3508 | 10398.7627 | 7728.072 | 7728.072 | 6424.584 | 5576.5224 | 4697.988 | 3834.69 | 2971.392 | 2979.5328 | 2971.392 | 0
Option 4 SC | NEM |  | Brown Coal | 31657.7395 | 22082.6435 | 15859.6887 | 9625.4443 | 8088.0212 | 7842.7066 | 7821.2784 | 7821.2784 | 0 | 0 | 0 | 0 | 0 | 0 | 0 | 0 | 0 | 0 | 0 | 0 | 0 | 0 | 0 | 0
Option 4 SC | NEM |  | CCGT | 4422.4788 | 2915.1125 | 3650.7081 | 2450.2932 | 2039.0143 | 955.1135 | 1995.3562 | 2354.7003 | 2184.5565 | 2998.9575 | 4201.4197 | 3156.1443 | 1003.8918 | 1744.1826 | 1629.2898 | 1298.599 | 1478.6496 | 785.9282 | 1257.7419 | 840.5505 | 843.5444 | 687.0598 | 959.4584 | 832.6094
Option 4 SC | NEM |  | CST | 0 | 0 | 0 | 0 | 0 | 0 | 0 | 0 | 0 | 0 | 0 | 0 | 0 | 0 | 0 | 0 | 0 | 9.6701e-07 | 0 | 0 | 0 | 0 | 0 | 0
Option 4 SC | NEM |  | Coordinated CER | 258.8002 | 467.0898 | 594.7142 | 835.7944 | 1067.4789 | 1366.6566 | 1691.1095 | 2141.5312 | 2605.4993 | 3014.6935 | 3380.2547 | 3940.5196 | 4346.3056 | 4743.08 | 5538.0867 | 6064.9663 | 6439.2804 | 7304.1015 | 7842.6787 | 8292.7923 | 9843.1569 | 11115.0213 | 11487.1345 | 12865.9634
Option 4 SC | NEM |  | DSP | 0 | 0 | 0 | 0 | 0 | 0 | 0 | 0.0414 | 0.01104 | 0.13373 | 0.77692 | 0.25023 | 9.9452 | 23.0566 | 29.8667 | 26.9025 | 33.7308 | 39.6163 | 11.8376 | 18.9262 | 20.6485 | 29.1694 | 46.9263 | 36.8242
Option 4 SC | NEM |  | Distributed PV | 32414.6385 | 37120.0282 | 41818.1989 | 44553.8737 | 49399.6865 | 52870.7975 | 55103.8747 | 59578.9003 | 62764.1886 | 64822.3153 | 64575.5809 | 65877.5118 | 70997.8618 | 79220.8778 | 82336.5039 | 82221.937 | 75945.3207 | 84469.4922 | 93190.9319 | 97271.25 | 102978.6273 | 108128.0396 | 112081.6151 | 120714.4108
Option 4 SC | NEM |  | H2 Reciprocating Engine | 0 | 0 | 0 | 0 | 0 | 1.06e-09 | 5.9675e-08 | 2.395 | 8.8925e-08 | 1.0134e-07 | 27.4654 | 107.3506 | 41.0165 | 23.2762 | 32.0374 | 19.4648 | 27.7009 | 12.1167 | 74.0597 | 95.3316 | 122.3496 | 49.838 | 151.9804 | 265.772
Option 4 SC | NEM |  | Hydro | 17049.5067 | 19536.6447 | 14019.0474 | 14866.653 | 14602.6027 | 12866.0609 | 13510.7829 | 12509.198 | 16021.8705 | 15665.0297 | 14700.3848 | 17166.659 | 13625.6083 | 12863.4282 | 10896.6489 | 9521.5285 | 10802.086 | 10684.9162 | 10478.755 | 9515.4646 | 10955.8656 | 11260.4084 | 11094.1657 | 8838.9979
Option 4 SC | NEM |  | Liquid Fuel | 7.8528 | 1.785e-08 | 3.565e-08 | 6.5171 | 58.6296 | 26.1759 | 71.0137 | 71.0439 | 80.0258 | 134.6527 | 199.6726 | 164.0889 | 33.6356 | 57.6432 | 60.6953 | 67.674 | 56.213 | 9.433 | 61.3547 | 61.299 | 26.3341 | 10.8228 | 32.5888 | 9.3474
Option 4 SC | NEM |  | OCGT | 379.6633 | 122.9132 | 415.2599 | 247.7413 | 925.527 | 280.6859 | 895.5514 | 1099.1711 | 1382.6403 | 2320.8206 | 3437.7217 | 3246.9368 | 1721.3473 | 3347.6325 | 4850.575 | 4608.39 | 3800.5115 | 3135.2085 | 5406.4834 | 7058.2787 | 7189.687 | 4863.9016 | 9876.1558 | 7260.7223
Option 4 SC | NEM |  | Offshore Wind | 0 | 0 | 0 | 0 | 0 | 8386.3748 | 11404.9938 | 13298.0089 | 16931.3598 | 21902.6888 | 25010.5723 | 26696.629 | 34143.0558 | 35281.3193 | 36810.0161 | 35523.8721 | 36552.4397 | 37195.6765 | 36570.259 | 38379.8252 | 35627.3338 | 36156.094 | 37002.1557 | 38496.7816
Option 4 SC | NEM |  | PHES | 184.5909 | 887.0155 | 3347.683 | 5559.8955 | 6203.9776 | 6603.0251 | 7201.5578 | 7806.5832 | 7816.8983 | 8988.0622 | 10671.7435 | 11488.7576 | 11182.415 | 10332.8306 | 10475.0182 | 10093.1223 | 10849.9292 | 10533.3691 | 9523.0193 | 8383.8908 | 10193.9105 | 9961.4313 | 9818.2053 | 9670.7827
Option 4 SC | NEM |  | Solar | 22530.3685 | 45064.5861 | 58250.5318 | 65013.2571 | 65312.5568 | 66787.8201 | 70368.5179 | 76058.7769 | 78831.1431 | 78943.3248 | 80713.011 | 80550.8076 | 82801.3748 | 86307.3227 | 85239.4444 | 87729.9451 | 89565.1605 | 90903.3655 | 91194.3383 | 89315.9584 | 93664.3976 | 99475.8105 | 99864.2829 | 102643.055
Option 4 SC | NEM |  | Wind | 41901.9925 | 47224.1433 | 59108.6903 | 81634.0512 | 91021.1735 | 97705.6854 | 97174.9501 | 107821.1011 | 118236.6829 | 115734.7436 | 117810.8359 | 124508.2055 | 132561.6555 | 126686.6688 | 132408.688 | 141430.0342 | 142809.9764 | 146453.0009 | 147265.1247 | 150727.6128 | 152397.8439 | 152791.2857 | 146470.8064 | 152106.7331
Option 4 SC | NSW |  | 12h | 0 | 0 | 74.9038 | 1427.3736 | 1531.2152 | 1569.0613 | 1627.916 | 1793.7395 | 1750.5462 | 1595.3085 | 1468.1467 | 1379.9416 | 1353.1772 | 1383.3621 | 1317.3164 | 1228.0368 | 1160.9734 | 1121.8402 | 1070.3044 | 1095.4329 | 1171.3608 | 1187.5727 | 1066.889 | 1285.0692
Option 4 SC | NSW |  | 1h | 57.0368 | 195.9858 | 128.0714 | 132.4498 | 133.646 | 133.7467 | 140.566 | 146.5332 | 141.2445 | 141.1516 | 132.6649 | 132.7879 | 115.0612 | 106.7059 | 104.9938 | 95.7229 | 86.2148 | 74.2666 | 72.1604 | 62.3262 | 78.2251 | 80.6116 | 74.2879 | 75.0199
Option 4 SC | NSW |  | 2h | 215.193 | 554.5276 | 618.5628 | 679.4252 | 995.3016 | 995.2872 | 990.0173 | 1093.6875 | 1059.8759 | 1010.1811 | 907.1088 | 878.7384 | 844.9345 | 867.7359 | 786.8474 | 738.3478 | 652.7069 | 662.5904 | 635.2488 | 609.1932 | 679.0692 | 780.6681 | 695.711 | 774.788
Option 4 SC | NSW |  | 4h | 967.7996 | 2442.7935 | 3484.9517 | 3675.5519 | 3809.5776 | 4016.3465 | 3967.1121 | 4442.0129 | 4399.238 | 4279.5955 | 4073.9745 | 4041.3466 | 3946.7403 | 3969.5696 | 3863.8316 | 3672.5254 | 3319.9326 | 3299.6166 | 3235.4634 | 2802.6118 | 2771.664 | 2008.3903 | 811.0175 | 819.7262
Option 4 SC | NSW |  | 8h | 371.1259 | 1178.3798 | 2663.7086 | 4079.0611 | 4260.5008 | 4627.2072 | 6121.0807 | 8510.0112 | 8460.6488 | 8075.2675 | 7552.0347 | 7473.6945 | 7037.7391 | 7073.937 | 7264.6673 | 6839.3124 | 6741.0002 | 6863.7036 | 6674.5116 | 6462.9715 | 6801.4431 | 8613.5397 | 7655.4081 | 7728.5452
Option 4 SC | NSW |  | Black Coal | 34817.9687 | 28145.4747 | 20373.9206 | 10665.2602 | 8416.5657 | 7391.3846 | 8888.675 | 3391.797 | 3410.219 | 4111.1953 | 4371.2231 | 4249.6805 | 2642.2788 | 2649.5179 | 0 | 0 | 0 | 0 | 0 | 0 | 0 | 0 | 0 | 0
Option 4 SC | NSW |  | CCGT | 525.6 | 527.04 | 525.6 | 368.4474 | 536.423 | 241.7664 | 705.7873 | 1000.8098 | 912.2299 | 1201.0713 | 1685.3016 | 1488.237 | 585.9017 | 1032.0098 | 1197.5509 | 1003.1568 | 1076.79 | 361.1153 | 457.3402 | 574.9162 | 552.3221 | 534.9467 | 731.0689 | 572.8472
Option 4 SC | NSW |  | CST | 0 | 0 | 0 | 0 | 0 | 0 | 0 | 0 | 0 | 0 | 0 | 0 | 0 | 0 | 0 | 0 | 0 | 9.6701e-07 | 0 | 0 | 0 | 0 | 0 | 0
Option 4 SC | NSW |  | Coordinated CER | 100.6982 | 172.3175 | 239.2156 | 332.1942 | 432.6932 | 547.4725 | 669.6051 | 860.9246 | 1040.8861 | 1241.4653 | 1426.7828 | 1678.8467 | 1904.9241 | 2184.0994 | 2501.5696 | 2749.7691 | 2935.8831 | 3327.9931 | 3664.4044 | 3982.043 | 4692.1097 | 5182.7325 | 5307.8899 | 6103.124
Option 4 SC | NSW |  | DSP | 0 | 0 | 0 | 0 | 0 | 0 | 0 | 0.0414 | 0.01104 | 0.13373 | 0.77692 | 0.25023 | 9.9452 | 23.0566 | 29.8667 | 26.9025 | 33.7308 | 39.6163 | 11.8376 | 18.9262 | 20.6485 | 29.1694 | 46.9263 | 36.8242
Option 4 SC | NSW |  | Distributed PV | 11543.0745 | 12914.8187 | 14968.8675 | 16314.8695 | 17142.298 | 18684.3737 | 19246.9128 | 21388.4644 | 22125.2691 | 22763.1358 | 22518.2374 | 22656.4217 | 25142.5448 | 28094.6563 | 29769.8585 | 29106.6947 | 27174.8204 | 29460.8214 | 33367.2093 | 35625.0262 | 36519.4675 | 38967.5539 | 39668.4772 | 43733.7143
Option 4 SC | NSW |  | Hydro | 3714.1837 | 4061.9007 | 2834.8665 | 3228.9862 | 2904.463 | 2958.4103 | 3184.595 | 2725.7548 | 3279.4706 | 3211.9726 | 2871.3573 | 3786.4063 | 2535.3245 | 2003.0151 | 2200.6286 | 1788.3037 | 2355.0705 | 2495.9453 | 2048.3555 | 1701.0765 | 2193.3061 | 2295.0916 | 2461.6282 | 1565.2286
Option 4 SC | NSW |  | OCGT | 33.034 | 25.9906 | 44.0453 | 11.0113 | 55.8434 | 46.6917 | 213.0421 | 449.2255 | 371.9064 | 725.803 | 1184.2792 | 973.8873 | 489.0679 | 1225.2822 | 2178.9303 | 1969.6921 | 1357.0039 | 1605.4801 | 2434.5561 | 3809.6508 | 3178.7819 | 2670.8552 | 4553.2637 | 3371.0331
Option 4 SC | NSW |  | Offshore Wind | 0 | 0 | 0 | 0 | 0 | 0 | 0 | 0 | 0 | 0 | 0 | 0 | 6.0239e-06 | 9.8034e-06 | 1.8642e-05 | 2.53e-05 | 9.9003e-05 | 9.8573e-05 | 0.00012023 | 0.00011406 | 0.00011445 | 0.00011655 | 0.0001117 | 3.0276e-05
Option 4 SC | NSW |  | PHES | 9.3681 | 194.4543 | 2295.8542 | 4401.0265 | 4954.7024 | 5303.4083 | 5847.0225 | 6375.0042 | 6127.6414 | 6092.3493 | 5775.9485 | 6091.9672 | 5357.5736 | 5089.4776 | 4644.5769 | 4800.56 | 5644.0554 | 5157.0079 | 4623.0919 | 4079.9049 | 5159.1084 | 5336.7237 | 4948.6416 | 5202.7148
Option 4 SC | NSW |  | Solar | 10236.0133 | 19613.6389 | 29554.3275 | 36321.2606 | 36367.7856 | 36377.6845 | 40309.4095 | 45111.9398 | 48133.8965 | 47328.2857 | 45911.3378 | 44746.6423 | 43050.2339 | 44113.0843 | 43115.6555 | 44305.0512 | 45308.2578 | 44969.7596 | 46397.0777 | 45272.2359 | 47570.042 | 49111.4111 | 47415.3405 | 48751.6592
Option 4 SC | NSW |  | Wind | 7918.9265 | 8410.5591 | 10164.0454 | 20324.7781 | 28284.2241 | 31421.7857 | 30467.6176 | 33314.6593 | 39814.4471 | 40212.6294 | 43103.1406 | 44737.7427 | 46049.8896 | 42406.9413 | 45435.085 | 50611.064 | 53149.4291 | 51161.3322 | 52332.3082 | 50373.6252 | 51758.3844 | 52932.3732 | 50123.4114 | 53831.0043
Option 4 SC | NSW | CNSW | 12h | 0 | 0 | 74.9038 | 1427.3736 | 1531.2152 | 1569.0613 | 1627.916 | 1793.7395 | 1750.5462 | 1595.3085 | 1468.1467 | 1379.9416 | 1353.1772 | 1383.3621 | 1317.3164 | 1228.0368 | 1160.9734 | 1121.8402 | 1070.3044 | 1095.4329 | 1171.3608 | 1187.5727 | 1066.889 | 1285.0692
Option 4 SC | NSW | CNSW | 2h | 29.1339 | 115.9222 | 143.1314 | 152.0495 | 166.8367 | 161.0625 | 166.0757 | 170.753 | 172.2382 | 162.2698 | 153.3543 | 137.8316 | 133.281 | 137.0101 | 134.4918 | 126.9328 | 111.2817 | 114.4648 | 111.4694 | 102.3649 | 108.1255 | 238.4647 | 233.3049 | 237.8116
Option 4 SC | NSW | CNSW | 4h | 634.546 | 932.9347 | 796.077 | 810.6476 | 839.5122 | 829.5244 | 833.3421 | 869.4171 | 879.6957 | 863.0482 | 819.9083 | 815.9976 | 770.0856 | 748.0779 | 747.1457 | 703.4112 | 642.976 | 637.5464 | 638.9711 | 630.4704 | 433.087 | 412.9299 | 415.0788 | 415.8286
Option 4 SC | NSW | CNSW | 8h | 0 | 82.5103 | 937.8794 | 1123.8289 | 1200.4913 | 1173.4997 | 1196.263 | 1967.447 | 1996.6705 | 1888.5564 | 1798.858 | 1743.2505 | 1598.3599 | 1614.4065 | 2002.066 | 1939.1103 | 2349.8718 | 2412.9283 | 2331.9603 | 2398.2146 | 2639.1377 | 3813.4017 | 3482.9581 | 3517.2389
Option 4 SC | NSW | CNSW | Black Coal | 22132.0931 | 18073.7403 | 17217.167 | 7508.5066 | 5259.8121 | 4225.9824 | 4760.2244 | 3391.797 | 3410.219 | 4111.1953 | 4371.2231 | 4249.6805 | 2642.2788 | 2649.5179 | 0 | 0 | 0 | 0 | 0 | 0 | 0 | 0 | 0 | 0
Option 4 SC | NSW | CNSW | CST | 0 | 0 | 0 | 0 | 0 | 0 | 0 | 0 | 0 | 0 | 0 | 0 | 0 | 0 | 0 | 0 | 0 | 9.6701e-07 | 0 | 0 | 0 | 0 | 0 | 0
Option 4 SC | NSW | CNSW | Coordinated CER | 9.9838 | 17.8844 | 25.4006 | 34.6476 | 43.2539 | 52.0485 | 62.7791 | 77.3531 | 91.6942 | 107.3852 | 122.2937 | 141.2838 | 153.2791 | 172.1244 | 199.3183 | 211.7651 | 225.2396 | 250.5987 | 282.5314 | 310.7401 | 368.1158 | 395.6186 | 429.89 | 468.1315
Option 4 SC | NSW | CNSW | Distributed PV | 865.0955 | 969.345 | 1128.489 | 1234.196 | 1286.7475 | 1399.1952 | 1436.9078 | 1606.756 | 1727.9426 | 1762.2884 | 1753.5599 | 1748.6095 | 1945.227 | 2201.6608 | 2241.1221 | 2189.0443 | 2041.0197 | 2216.0053 | 2526.8267 | 2689.7193 | 2757.6398 | 2931.4673 | 2972.879 | 3301.495
Option 4 SC | NSW | CNSW | OCGT | 0 | 0 | 0 | 0 | 0 | 0 | 0 | 0 | 0 | 0 | 1.1317e-06 | 1.8596e-06 | 3.3158e-06 | 9.7484e-06 | 1.3896e-05 | 1.4027e-05 | 1.0423e-05 | 8.6068e-06 | 205.9888 | 525.1078 | 469.7635 | 235.0072 | 591.583 | 339.2605
Option 4 SC | NSW | CNSW | PHES | 9.3681 | 194.4543 | 284.8852 | 353.7532 | 366.9199 | 410.5142 | 462.8034 | 555.5424 | 540.7503 | 496.4933 | 476.7275 | 492.4611 | 460.8886 | 444.3839 | 443.9741 | 424.2045 | 441.3034 | 411.1212 | 382.6996 | 325.2381 | 386.7014 | 423.9475 | 396.9064 | 437.9355
Option 4 SC | NSW | CNSW | Solar | 4003.7638 | 7028.6875 | 13898.6308 | 21788.6259 | 21814.4505 | 22650.2519 | 23504.7781 | 27519.4224 | 29696.9254 | 29226.4924 | 28564.0484 | 26908.7601 | 27911.6544 | 29913.7474 | 29212.0908 | 29441.2205 | 30005.306 | 30477.662 | 32565.3733 | 32191.7657 | 33082.6647 | 34233.0493 | 33281.2134 | 35121.523
Option 4 SC | NSW | CNSW | Wind | 1397.6433 | 1640.2294 | 3160.121 | 12832.2998 | 19538.1778 | 21277.957 | 20723.4998 | 22441.8422 | 22432.6799 | 23193.152 | 25379.0531 | 26088.5623 | 25925.8809 | 24909.069 | 25859.4752 | 30301.2901 | 30685.951 | 28531.4152 | 29573.7897 | 28563.7437 | 29640.8408 | 29415.9265 | 28411.4372 | 30570.5803
Option 4 SC | NSW | NNSW | 1h | 45.1852 | 170.4972 | 112.6184 | 116.7923 | 117.3452 | 118.1147 | 125.1439 | 130.4315 | 125.2266 | 125.1398 | 117.9649 | 117.5694 | 102.8937 | 94.8154 | 93.549 | 84.5302 | 75.2605 | 74.2665 | 72.1604 | 62.3262 | 78.2251 | 80.6116 | 74.2879 | 75.0199
Option 4 SC | NSW | NNSW | 2h | 21.3677 | 157.1605 | 206.5919 | 223.6194 | 224.3252 | 229.7923 | 242.4071 | 256.5787 | 245.907 | 246.09 | 226.7763 | 223.2893 | 196.4882 | 178.3102 | 175.7678 | 156.8364 | 141.5399 | 144.836 | 139.7508 | 123.0643 | 155.9137 | 93.0726 | 89.6562 | 92.6289
Option 4 SC | NSW | NNSW | 8h | 271.5929 | 770.2905 | 1277.9899 | 1424.8085 | 1441.1611 | 1559.0626 | 1636.5702 | 1727.2672 | 1685.3111 | 1650.4477 | 1554.7087 | 1554.93 | 1330.7304 | 1207.4826 | 1186.2999 | 1085.4369 | 983.3861 | 986.9452 | 935.2765 | 823.8387 | 571.0914 | 386.6951 | 136.5971 | 81.7096
Option 4 SC | NSW | NNSW | CST | 0 | 0 | 0 | 0 | 0 | 0 | 0 | 0 | 0 | 0 | 0 | 0 | 0 | 0 | 0 | 0 | 0 | 0 | 0 | 0 | 0 | 0 | 0 | 0
Option 4 SC | NSW | NNSW | Coordinated CER | 14.4741 | 23.086 | 33.03 | 45.3602 | 56.1332 | 68.728 | 83.7588 | 100.9898 | 119.1566 | 139.8118 | 159.5604 | 186.7092 | 199.8837 | 214.5496 | 249.2515 | 262.317 | 271.2703 | 299.7149 | 324.9285 | 336.0554 | 412.386 | 448.3871 | 463.93 | 473.1237
Option 4 SC | NSW | NNSW | Distributed PV | 1676.9315 | 1856.3665 | 2135.5405 | 2331.8645 | 2429.2725 | 2639.3285 | 2726.717 | 3023.9865 | 3119.2688 | 3243.5115 | 3192.533 | 3204.8965 | 3558.4004 | 3915.2044 | 4138.1929 | 4004.7809 | 3771.7414 | 4027.9419 | 4516.6515 | 4857.373 | 4963.5585 | 5287.78 | 5424.0395 | 5977.196
Option 4 SC | NSW | NNSW | PHES | 0 | 0 | 0 | 0 | 0 | 0 | 0 | 0 | 0 | 0 | 0 | 0 | 3.6929e-06 | 6.9651e-06 | 6.7888e-06 | 9.7747e-06 | 1.1665e-05 | 1.7127e-05 | 1.2974e-05 | 1.255e-05 | 1.3209e-05 | 1.3512e-05 | 1.3683e-05 | 1.4035e-05
Option 4 SC | NSW | NNSW | Solar | 1540.0521 | 2174.5977 | 2426.1618 | 2402.8367 | 2327.5415 | 2444.0748 | 5693.4439 | 5370.0453 | 5517.9949 | 5632.9367 | 5649.6365 | 5769.7681 | 4197.3085 | 3558.9891 | 3420.6243 | 3666.7976 | 3764.7922 | 3298.0983 | 3196.0623 | 3128.2921 | 3528.6932 | 3579.7558 | 3125.6669 | 2964.8046
Option 4 SC | NSW | NNSW | Wind | 1241.9301 | 1189.6616 | 1135.4995 | 1056.3687 | 1425.3865 | 1539.1208 | 1568.1336 | 1648.2254 | 6920.9471 | 6439.1548 | 7682.5058 | 8210.6545 | 6836.5674 | 5866.8768 | 7220.418 | 7800.6752 | 10163.0633 | 9572.8515 | 9491.562 | 8964.0742 | 9871.3795 | 10121.7039 | 9861.9834 | 10311.9071
Option 4 SC | NSW | SNSW | 1h | 11.8515 | 25.4886 | 15.453 | 15.6575 | 16.3008 | 15.632 | 15.4221 | 16.1017 | 16.0178 | 16.0118 | 14.7 | 15.2185 | 12.1675 | 11.8904 | 11.4447 | 11.1926 | 10.9543 | 0 | 0 | 0 | 0 | 0 | 0 | 0
Option 4 SC | NSW | SNSW | 2h | 68.9854 | 184.4037 | 161.491 | 154.4653 | 167.8818 | 156.8168 | 160.9231 | 160.9409 | 163.9971 | 157.7798 | 143.8709 | 140.5594 | 123.0866 | 123.9474 | 118.4829 | 115.6945 | 112.8924 | 109.1662 | 105.5978 | 98.0873 | 107.5439 | 118.1923 | 70.176 | 70.6736
Option 4 SC | NSW | SNSW | 4h | 0 | 0 | 0 | 0 | 60.6232 | 244.7634 | 241.2305 | 251.4543 | 256.7927 | 248.0717 | 219.4109 | 222.7859 | 186.3599 | 164.1438 | 156.6388 | 160.1844 | 168.6288 | 153.0692 | 149.7208 | 126.3202 | 156.7766 | 170.3452 | 156.1081 | 162.5039
Option 4 SC | NSW | SNSW | 8h | 99.5331 | 325.579 | 447.8392 | 604.4217 | 642.8991 | 612.2383 | 558.2692 | 617.9455 | 665.6031 | 632.7357 | 502.1799 | 487.1569 | 397.1821 | 374.1812 | 366.1262 | 347.2077 | 313.4505 | 326.6916 | 320.1998 | 275.1904 | 245.8074 | 104.4606 | 87.5447 | 91.1682
Option 4 SC | NSW | SNSW | CST | 0 | 0 | 0 | 0 | 0 | 0 | 0 | 0 | 0 | 0 | 0 | 0 | 0 | 0 | 0 | 0 | 0 | 0 | 0 | 0 | 0 | 0 | 0 | 0
Option 4 SC | NSW | SNSW | Coordinated CER | 16.5303 | 35.2829 | 40.4214 | 53.1081 | 69.0442 | 83.9065 | 100.4654 | 127.6557 | 154.7266 | 181.8308 | 203.2079 | 241.7271 | 243.0061 | 271.4898 | 301.1697 | 338.1467 | 366.8423 | 411.1802 | 445.6836 | 470.9185 | 572.5711 | 655.6722 | 672.6806 | 744.6489
Option 4 SC | NSW | SNSW | Distributed PV | 1978.6995 | 2197.9122 | 2514.264 | 2694.231 | 2947.7885 | 3191.3455 | 3234.762 | 3616.246 | 3706.3625 | 3784.6442 | 3749.4237 | 3774.408 | 4158.2268 | 4640.6668 | 4965.8678 | 4900.6578 | 4522.7125 | 4933.5195 | 5582.9282 | 5893.3756 | 6190.4138 | 6504.1047 | 6485.8183 | 7230.0449
Option 4 SC | NSW | SNSW | Hydro | 3714.1837 | 4061.9007 | 2834.8665 | 3228.9862 | 2904.463 | 2958.4103 | 3184.595 | 2725.7548 | 3279.4706 | 3211.9726 | 2871.3573 | 3786.4063 | 2535.3245 | 2003.0151 | 2200.6286 | 1788.3037 | 2355.0705 | 2495.9453 | 2048.3555 | 1701.0765 | 2193.3061 | 2295.0916 | 2461.6282 | 1565.2286
Option 4 SC | NSW | SNSW | OCGT | 0 | 0 | 0 | 0 | 0 | 0 | 1.5745e-08 | 93.8713 | 81.7939 | 166.7957 | 211.5062 | 202.5674 | 49.6837 | 100.6207 | 103.062 | 220.0921 | 84.3686 | 18.2002 | 0 | 0 | 0 | 0 | 0 | 0
Option 4 SC | NSW | SNSW | PHES | 0 | 0 | 2010.969 | 4047.2732 | 4587.7825 | 4892.894 | 5384.2191 | 5819.4618 | 5586.8911 | 5595.8559 | 5299.221 | 5599.5061 | 4896.685 | 4645.0937 | 4200.6028 | 4376.3555 | 5202.7519 | 4745.8867 | 4240.3922 | 3754.6667 | 4772.407 | 4912.7762 | 4551.7352 | 4764.7793
Option 4 SC | NSW | SNSW | Solar | 4692.1974 | 10410.3536 | 13229.535 | 12129.798 | 12225.7936 | 11283.3577 | 11111.1875 | 12222.4721 | 12918.9762 | 12468.8565 | 11697.6529 | 12068.114 | 8952.9186 | 8719.8745 | 8667.9021 | 9365.4374 | 9895.8809 | 9502.8003 | 8798.149 | 7998.4731 | 9124.6057 | 9355.713 | 9104.2696 | 8671.7672
Option 4 SC | NSW | SNSW | Wind | 5279.3531 | 5580.6681 | 5868.4249 | 6436.1096 | 7320.6598 | 8604.7079 | 8175.9842 | 9224.5917 | 10271.4031 | 10390.1903 | 9851.7726 | 10233.8239 | 13079.7443 | 11454.068 | 12164.0304 | 12322.5455 | 12103.7829 | 12875.9746 | 13070.109 | 12659.6056 | 12059.6101 | 13210.9572 | 11656.717 | 12754.928
Option 4 SC | NSW | SNW | 1h | 0 | 0 | 0 | 0 | 5.1e-10 | 2.989e-08 | 1.4131e-07 | 1.3793e-06 | 1.6397e-06 | 3.0622e-06 | 4.4584e-06 | 4.662e-06 | 3.6213e-05 | 4.638e-05 | 4.7352e-05 | 5.233e-05 | 5.8996e-05 | 6.398e-05 | 2.1458e-05 | 2.3496e-05 | 2.5981e-05 | 2.5241e-05 | 2.6137e-05 | 3.0211e-05
Option 4 SC | NSW | SNW | 2h | 95.706 | 97.0413 | 107.3485 | 149.2908 | 436.258 | 447.6156 | 420.6113 | 505.4149 | 477.7336 | 444.0415 | 383.1073 | 377.0581 | 392.0787 | 428.4683 | 358.1049 | 338.884 | 286.9928 | 294.1234 | 278.4308 | 285.6767 | 307.4861 | 330.9385 | 302.574 | 373.6739
Option 4 SC | NSW | SNW | 4h | 333.2536 | 1509.8588 | 2688.8747 | 2864.9043 | 2909.4422 | 2942.0587 | 2892.5395 | 3321.1415 | 3262.7496 | 3168.4756 | 3034.6552 | 3002.5631 | 2990.2947 | 3057.348 | 2960.0471 | 2808.9299 | 2508.3278 | 2509.0009 | 2446.7715 | 2045.8212 | 2181.8004 | 1425.1152 | 239.8307 | 241.3937
Option 4 SC | NSW | SNW | 8h | 0 | 2.5865e-08 | 9.8364e-05 | 926.002 | 975.9494 | 1282.4067 | 2729.9783 | 4197.3515 | 4113.0641 | 3903.5277 | 3696.2881 | 3688.3571 | 3711.4668 | 3877.8666 | 3710.1752 | 3467.5575 | 3094.2918 | 3137.1385 | 3087.075 | 2965.7278 | 3345.4067 | 4308.9823 | 3948.3082 | 4038.4285
Option 4 SC | NSW | SNW | Black Coal | 12685.8755 | 10071.7344 | 3156.7536 | 3156.7536 | 3156.7536 | 3165.4022 | 4128.4507 | 0 | 0 | 0 | 0 | 0 | 0 | 0 | 0 | 0 | 0 | 0 | 0 | 0 | 0 | 0 | 0 | 0
Option 4 SC | NSW | SNW | CCGT | 525.6 | 527.04 | 525.6 | 368.4474 | 536.423 | 241.7664 | 705.7873 | 1000.8098 | 912.2299 | 1201.0713 | 1685.3016 | 1488.237 | 585.9017 | 1032.0098 | 1197.5509 | 1003.1568 | 1076.79 | 361.1153 | 457.3402 | 574.9162 | 552.3221 | 534.9467 | 731.0689 | 572.8472
Option 4 SC | NSW | SNW | Coordinated CER | 59.7099 | 96.0642 | 140.3635 | 199.0784 | 264.2619 | 342.7895 | 422.6019 | 554.926 | 675.3088 | 812.4375 | 941.7208 | 1109.1266 | 1308.7552 | 1525.9356 | 1751.8301 | 1937.5402 | 2072.531 | 2366.4992 | 2611.2609 | 2864.329 | 3339.0368 | 3683.0546 | 3741.3892 | 4417.2199
Option 4 SC | NSW | SNW | DSP | 0 | 0 | 0 | 0 | 0 | 0 | 0 | 0.0414 | 0.01104 | 0.13373 | 0.77692 | 0.25023 | 9.9452 | 23.0566 | 29.8667 | 26.9025 | 33.7308 | 39.6163 | 11.8376 | 18.9262 | 20.6485 | 29.1694 | 46.9263 | 36.8242
Option 4 SC | NSW | SNW | Distributed PV | 7022.348 | 7891.195 | 9190.574 | 10054.578 | 10478.4895 | 11454.5045 | 11848.526 | 13141.476 | 13571.6952 | 13972.6918 | 13822.7208 | 13928.5077 | 15480.6906 | 17337.1243 | 18424.6758 | 18012.2116 | 16839.3467 | 18283.3547 | 20740.803 | 22184.5583 | 22607.8555 | 24244.202 | 24785.7405 | 27224.9784
Option 4 SC | NSW | SNW | OCGT | 33.034 | 25.9906 | 44.0453 | 11.0113 | 55.8434 | 46.6917 | 213.0421 | 355.3543 | 290.1124 | 559.0073 | 972.773 | 771.3199 | 439.3841 | 1124.6614 | 2075.8683 | 1749.6 | 1272.6353 | 1587.2799 | 2228.5673 | 3284.543 | 2709.0184 | 2435.848 | 3961.6807 | 3031.7726
Option 4 SC | NSW | SNW | Offshore Wind | 0 | 0 | 0 | 0 | 0 | 0 | 0 | 0 | 0 | 0 | 0 | 0 | 6.0239e-06 | 9.8034e-06 | 1.8642e-05 | 2.53e-05 | 9.9003e-05 | 9.8573e-05 | 0.00012023 | 0.00011406 | 0.00011445 | 0.00011655 | 0.0001117 | 3.0276e-05
Option 4 SC | NSW | SNW | Solar | 2.251e-08 | 1.8618e-07 | 3.3227e-07 | 4.2557e-07 | 2.3698e-06 | 5.4208e-06 | 3.4959e-07 | 7.7611e-07 | 4.279e-06 | 1.1525e-05 | 1.9885e-05 | 4.0475e-05 | 1988.3524 | 1920.4732 | 1815.0384 | 1831.5957 | 1642.2786 | 1691.199 | 1837.4932 | 1953.7051 | 1834.0784 | 1942.893 | 1904.1907 | 1993.5643
Option 4 SC | NSW | SNW | Wind | 0 | 0 | 1.9601e-07 | 1.1089e-06 | 4.543e-06 | 8.0303e-06 | 7.6511e-06 | 9.1005e-06 | 189.4171 | 190.1323 | 189.8092 | 204.7021 | 207.6971 | 176.9274 | 191.1613 | 186.5532 | 196.6318 | 181.0909 | 196.8476 | 186.2018 | 186.554 | 183.7854 | 193.2738 | 193.5889
Option 4 SC | QLD |  | 1h | 26.5274 | 161.0066 | 221.7549 | 264.2156 | 274.3748 | 255.3783 | 259.7281 | 278.4976 | 287.7921 | 280.4635 | 282.9197 | 285.5309 | 291.0687 | 286.0947 | 300.5418 | 263.8477 | 240.2298 | 243.9503 | 240.4605 | 229.7316 | 242.4633 | 209.1896 | 225.5418 | 111.7564
Option 4 SC | QLD |  | 2h | 526.274 | 1240.6036 | 1492.3945 | 1653.9997 | 1705.3817 | 1628.3472 | 1640.2397 | 1718.1502 | 1769.3755 | 1715.0215 | 1746.6676 | 1772.6694 | 1683.5419 | 1598.703 | 1696.2858 | 1477.4656 | 1343.668 | 1338.3848 | 1223.2417 | 913.0924 | 971.7267 | 797.5283 | 724.3763 | 509.9295
Option 4 SC | QLD |  | 4h | 116.8191 | 290.0036 | 770.9309 | 1649.0016 | 1709.8533 | 1653.8712 | 1692.3369 | 1694.226 | 1746.2742 | 1717.533 | 1737.5191 | 1748.4735 | 1733.6847 | 1669.0402 | 1731.0699 | 2039.8099 | 1947.739 | 2021.4766 | 2149.6575 | 2233.9232 | 2307.3634 | 4005.4074 | 3731.4021 | 3347.4193
Option 4 SC | QLD |  | 8h | 0 | 0 | 3.807e-08 | 9.2665e-06 | 9.0248e-06 | 9.6072e-06 | 8.7176e-06 | 1.831e-05 | 2.6473e-05 | 2.1945e-05 | 2.264e-05 | 2.3708e-05 | 0.00013276 | 0.00019947 | 0.00021159 | 0.00020954 | 0.00032264 | 160.0763 | 156.4023 | 265.3468 | 276.4921 | 1465.8353 | 2107.8621 | 4702.3313
Option 4 SC | QLD |  | Biomass | 269.1072 | 259.4131 | 237.0313 | 231.8383 | 232.472 | 227.1414 | 229.7195 | 211.1858 | 199.7344 | 203.7015 | 186.9925 | 183.9933 | 126.0486 | 121.8142 | 112.4772 | 124.1111 | 108.4459 | 98.1364 | 87.0836 | 87.9695 | 96.5204 | 95.2582 | 86.9403 | 79.1577
Option 4 SC | QLD |  | Black Coal | 38681.7427 | 30233.7836 | 26024.1002 | 21860.0664 | 21877.7554 | 19299.526 | 19564.3935 | 16579.4336 | 12041.0526 | 14042.7285 | 13029.1003 | 9638.7447 | 7728.072 | 7749.2448 | 7728.072 | 7728.072 | 6424.584 | 5576.5224 | 4697.988 | 3834.69 | 2971.392 | 2979.5328 | 2971.392 | 0
Option 4 SC | QLD |  | CCGT | 2459.9626 | 1542.6807 | 1948.2021 | 1401.9896 | 405.9186 | 275.0902 | 414.6324 | 502.6676 | 324.3167 | 612.428 | 830.7648 | 1328.4074 | 209.9074 | 331.6379 | 431.7389 | 295.4422 | 401.8597 | 424.8129 | 800.4018 | 265.6343 | 291.2222 | 152.113 | 228.3895 | 259.7622
Option 4 SC | QLD |  | Coordinated CER | 35.4682 | 70.6653 | 104.9346 | 164.6473 | 224.9483 | 294.1269 | 369.1007 | 468.4455 | 592.2716 | 649.395 | 768.9292 | 937.235 | 1085.8812 | 1150.5702 | 1410.1515 | 1483.2859 | 1507.9611 | 1714.8395 | 1798.9563 | 1851.0594 | 2152.3493 | 2226.5492 | 2607.9029 | 2663.2379
Option 4 SC | QLD |  | Distributed PV | 9841.659 | 11465.868 | 12461.3365 | 13705.1905 | 14502.269 | 15304.1295 | 16125.889 | 17230.8012 | 17904.2015 | 19013.1096 | 18690.3964 | 18739.1373 | 20184.3776 | 22385.3696 | 23533.0286 | 23499.7668 | 21216.4653 | 24295.2384 | 25985.8157 | 28158.4969 | 29157.5043 | 30386.5863 | 32052.6874 | 34120.5918
Option 4 SC | QLD |  | H2 Reciprocating Engine | 0 | 0 | 0 | 0 | 0 | 1.06e-09 | 5.9675e-08 | 2.395 | 8.8925e-08 | 1.0134e-07 | 27.4654 | 107.3506 | 41.0165 | 23.2762 | 32.0374 | 19.4648 | 27.7009 | 12.1167 | 74.0597 | 95.3316 | 122.3496 | 49.838 | 151.9804 | 265.772
Option 4 SC | QLD |  | Hydro | 980.6993 | 854.509 | 680.5358 | 788.4239 | 683.1164 | 581.554 | 558.6119 | 671.8346 | 791.4016 | 664.3751 | 657.4911 | 735.957 | 563.2986 | 556.3255 | 401.2331 | 464.7401 | 472.9017 | 429.1384 | 341.0017 | 363.3471 | 372.6406 | 328.7675 | 308.3435 | 283.0189
Option 4 SC | QLD |  | Liquid Fuel | 0 | 0 | 0 | 0 | 0 | 0 | 0 | 0 | 0 | 0 | 0 | 0 | 5.2019 | 0 | 0 | 0 | 0 | 0 | 0 | 0 | 0 | 0 | 0 | 0
Option 4 SC | QLD |  | OCGT | 0 | 0 | 16.4688 | 0 | 0 | 0 | 7.401e-08 | 1.8307 | 1.232e-07 | 1.4839e-07 | 46.9779 | 252.1241 | 142.9785 | 45.3951 | 51.01 | 31.8894 | 65.732 | 7.2809 | 379.3623 | 525.2191 | 707.3486 | 197.7192 | 355.6387 | 643.4798
Option 4 SC | QLD |  | PHES | 175.2229 | 692.5612 | 1051.8288 | 1158.869 | 1249.2752 | 1299.6168 | 1354.5353 | 1431.5791 | 1689.2569 | 2895.713 | 4895.795 | 5396.7903 | 5824.8413 | 5243.3529 | 5830.4413 | 5292.5622 | 5205.8737 | 5376.3611 | 4899.9274 | 4303.9858 | 5034.802 | 4624.7075 | 4869.5636 | 4468.0679
Option 4 SC | QLD |  | Solar | 8153.6281 | 14713.8824 | 16701.0147 | 16972.5746 | 16924.8255 | 17704.3798 | 17556.8059 | 17664.5308 | 17514.9169 | 19221.3234 | 22565.9559 | 23684.4198 | 26438.7115 | 24946.0129 | 25484.3751 | 27173.2329 | 27574.9119 | 28934.2238 | 28459.2369 | 28593.6418 | 28838.7872 | 32775.8075 | 34425.4475 | 35705.0505
Option 4 SC | QLD |  | Wind | 8586.2836 | 9718.0509 | 12289.7003 | 15269.0496 | 17487.4679 | 20467.8386 | 21744.6523 | 26432.4088 | 30497.2582 | 28375.6951 | 28982.0655 | 30951.1419 | 38125.0357 | 40566.672 | 40909.336 | 42097.0267 | 41571.643 | 44705.8047 | 44850.7906 | 47589.5028 | 48290.7273 | 47069.3043 | 45382.6462 | 45476.8169
Option 4 SC | QLD | CQ | 2h | 13.6187 | 87.7541 | 114.3004 | 114.1615 | 121.4652 | 113.5578 | 122.8125 | 126.7441 | 132.7653 | 127.9424 | 134.6114 | 133.8896 | 140.2469 | 134.9183 | 143.7114 | 131.4473 | 95.1391 | 92.4635 | 92.119 | 90.1271 | 93.891 | 89.5416 | 93.1867 | 85.6464
Option 4 SC | QLD | CQ | 4h | 14.6004 | 106.1682 | 144.8348 | 145.8237 | 151.6694 | 141.6828 | 154.8851 | 160.6001 | 170.4716 | 164.9934 | 171.9704 | 173.2373 | 176.9473 | 167.7458 | 178.5572 | 158.1806 | 152.797 | 144.2277 | 143.6733 | 137.5557 | 0 | 0 | 0 | 0
Option 4 SC | QLD | CQ | 8h | 0 | 0 | 0 | 6.2453e-07 | 6.6712e-07 | 7.2022e-07 | 1.5321e-07 | 5.3223e-06 | 1.3853e-05 | 1.247e-05 | 1.3353e-05 | 1.3762e-05 | 3.5942e-05 | 4.6577e-05 | 5.6454e-05 | 6.1661e-05 | 0.00010192 | 144.8094 | 140.938 | 142.5551 | 145.4785 | 139.7162 | 380.3682 | 1534.1437
Option 4 SC | QLD | CQ | Black Coal | 12905.7377 | 9243.2589 | 6700.1195 | 5936.0267 | 7818.3644 | 6985.2464 | 7418.6557 | 4931.88 | 4931.88 | 4945.392 | 4931.88 | 4931.88 | 4931.88 | 4945.392 | 4931.88 | 4931.88 | 4931.88 | 4079.7288 | 3205.284 | 2341.986 | 1478.688 | 1482.7392 | 1478.688 | 0
Option 4 SC | QLD | CQ | Coordinated CER | 1.4601 | 5.7238 | 9.5208 | 14.0075 | 20.2455 | 25.8435 | 33.0885 | 41.0476 | 51.6995 | 57.2544 | 69.0671 | 84.704 | 97.7619 | 104.3127 | 127.0928 | 140.3921 | 141.595 | 158.8231 | 165.2816 | 185.1845 | 218.5101 | 210.0891 | 245.0266 | 258.6314
Option 4 SC | QLD | CQ | Distributed PV | 919.0185 | 1075.967 | 1174.6005 | 1273.458 | 1354.6445 | 1438.463 | 1533.3335 | 1706.17 | 1783.0555 | 1892.174 | 1876.46 | 1891.7595 | 2025.2919 | 2283.0569 | 2414.8484 | 2270.5779 | 2114.563 | 2434.9309 | 2628.219 | 2759.845 | 2860.5395 | 2995.473 | 3219.6135 | 3654.865
Option 4 SC | QLD | CQ | OCGT | 0 | 0 | 0 | 0 | 0 | 0 | 0 | 0 | 6e-10 | 5.4e-10 | 17.6986 | 1.736 | 19.7522 | 6.2337 | 6.9409 | 1.1424e-07 | 9.4822 | 1.657e-07 | 10.7491 | 31.6038 | 60.4124 | 0.30968 | 27.2627 | 76.4386
Option 4 SC | QLD | CQ | PHES | 0 | 0 | 0 | 0 | 0 | 0 | 0 | 0 | 0 | 0 | 0 | 0 | 3.3759e-06 | 4.3158e-06 | 5.2848e-06 | 8.5877e-06 | 9.4042e-06 | 1.3259e-05 | 6.6062e-06 | 6.8049e-06 | 7.6614e-06 | 7.3996e-06 | 7.2868e-06 | 7.8312e-06
Option 4 SC | QLD | CQ | Solar | 1718.1026 | 2333.6157 | 2329.4932 | 2375.3277 | 2402.149 | 2436.9558 | 2466.4532 | 2521.6387 | 2432.0024 | 3231.3111 | 4840.765 | 5061.1022 | 4769.6907 | 4451.6485 | 4636.902 | 6204.9644 | 7151.3373 | 7548.6628 | 7077.654 | 7207.9922 | 8031.0483 | 10185.0524 | 11754.7092 | 13726.079
Option 4 SC | QLD | CQ | Wind | 1392.5019 | 2536.3321 | 3255.8023 | 3587.8377 | 3771.6399 | 4428.3593 | 4261.8244 | 4224.8426 | 7207.9656 | 6473.3004 | 7009.2397 | 6781.4735 | 6238.838 | 7595.3981 | 7560.1618 | 7428.4502 | 6983.8406 | 10066.2662 | 10088.7661 | 10245.4855 | 10074.7776 | 10268.568 | 9386.5602 | 7871.047
Option 4 SC | QLD | GG | 1h | 0 | 19.2624 | 66.0089 | 106.5525 | 120.1283 | 111.9387 | 119.5857 | 116.1404 | 121.3001 | 115.1205 | 118.7326 | 120.0254 | 125.3393 | 125.7179 | 127.61 | 121.7035 | 106.6278 | 106.7311 | 104.1167 | 108.9789 | 110.5921 | 86.608 | 94.8787 | 0
Option 4 SC | QLD | GG | 2h | 0 | 0 | 0 | 0 | 0 | 2.13e-09 | 3.8779e-07 | 3.4277e-06 | 1.8173e-05 | 1.7122e-05 | 1.89e-05 | 1.898e-05 | 3.7575e-05 | 5.1266e-05 | 5.4481e-05 | 0.00017299 | 0.00027127 | 0.00028581 | 0.00012322 | 0.00012702 | 0.00013161 | 0.00013379 | 0.00013601 | 0.00015999
Option 4 SC | QLD | GG | 4h | 0 | 0 | 1.9458e-06 | 74.0478 | 79.8579 | 77.2999 | 81.1849 | 79.5162 | 95.181 | 91.7093 | 94.2946 | 94.5026 | 96.5585 | 97.2138 | 98.3388 | 541.373 | 575.2632 | 645.5296 | 804.5633 | 957.1473 | 1135.8013 | 2030.3034 | 2052.9577 | 2309.8906
Option 4 SC | QLD | GG | Black Coal | 2943.36 | 2951.424 | 1959.552 | 0 | 0 | 0 | 0 | 0 | 0 | 0 | 0 | 0 | 0 | 0 | 0 | 0 | 0 | 0 | 0 | 0 | 0 | 0 | 0 | 0
Option 4 SC | QLD | GG | CCGT | 851.472 | 837.9936 | 867.24 | 851.472 | 1.4672e-07 | 1.6156 | 1.321 | 3.4088 | 1.8805 | 3.6695e-08 | 23.038 | 113.4023 | 32.9058 | 58.237 | 87.2759 | 72.8186 | 104.1794 | 112.9819 | 160.6092 | 190.4211 | 199.6162 | 152.113 | 228.3895 | 259.7622
Option 4 SC | QLD | GG | Coordinated CER | 0.12138 | 0.46031 | 0.8564 | 2.0078 | 2.7936 | 3.5391 | 4.4826 | 5.4902 | 6.8452 | 7.3406 | 9.1066 | 11.1329 | 12.8743 | 14.6599 | 17.821 | 19.4698 | 20.5469 | 23.7306 | 25.22 | 28.4708 | 33.4849 | 30.2288 | 34.039 | 33.6101
Option 4 SC | QLD | GG | Distributed PV | 111.7585 | 130.942 | 143.22 | 158.5655 | 168.089 | 177.583 | 186.946 | 199.8037 | 207.6951 | 219.3092 | 215.546 | 215.9563 | 232.0958 | 260.2984 | 273.4294 | 274.1229 | 245.0324 | 280.4971 | 300.4495 | 327.5285 | 339.0221 | 353.4048 | 370.9467 | 394.4306
Option 4 SC | QLD | GG | OCGT | 0 | 0 | 0 | 0 | 0 | 0 | 0 | 0 | 0 | 0 | 1.3723e-07 | 3.9313e-07 | 1.0893e-06 | 4.0043e-07 | 6.3754e-07 | 3.9082e-07 | 1.8316e-06 | 3.7518e-06 | 198.2165 | 222.141 | 322.1381 | 100.7102 | 180.2562 | 272.4984
Option 4 SC | QLD | GG | Solar | 772.3376 | 889.3258 | 918.6888 | 950.7539 | 953.9865 | 977.3067 | 961.193 | 969.3515 | 971.9331 | 1005.4245 | 957.967 | 940.7897 | 961.6972 | 962.0597 | 944.3365 | 1249.311 | 1050.5129 | 1204.6211 | 1235.5935 | 1280.1774 | 1286.0665 | 1323.9884 | 1314.7689 | 1328.4397
Option 4 SC | QLD | NQ | 2h | 0 | 35.6947 | 197.388 | 338.3895 | 371.9025 | 368.3817 | 375.0531 | 355.2696 | 363.4038 | 342.0329 | 346.0507 | 369.3291 | 341.0058 | 296.9659 | 320.7946 | 305.7956 | 261.4464 | 256.9379 | 231.746 | 255.9304 | 265.7283 | 133.7994 | 144.8736 | 0
Option 4 SC | QLD | NQ | 4h | 0 | 0 | 167.7102 | 244.9007 | 258.9806 | 258.3625 | 257.3373 | 254.6372 | 255.643 | 243.6975 | 246.5383 | 254.6231 | 238.7052 | 211.9252 | 222.8682 | 214.4291 | 186.5014 | 184.9196 | 164.967 | 180.6606 | 185.9835 | 286.4875 | 176.0782 | 206.2596
Option 4 SC | QLD | NQ | Biomass | 269.1072 | 259.4131 | 237.0313 | 231.8383 | 232.472 | 227.1414 | 229.7195 | 211.1858 | 199.7344 | 203.7015 | 186.9925 | 183.9933 | 126.0486 | 121.8142 | 112.4772 | 124.1111 | 108.4459 | 98.1364 | 87.0836 | 87.9695 | 96.5204 | 95.2582 | 86.9403 | 79.1577
Option 4 SC | QLD | NQ | CCGT | 85.4976 | 42.8659 | 85.4976 | 64.1232 | 64.1232 | 64.2989 | 64.1232 | 64.1232 | 64.1232 | 64.2989 | 64.1232 | 87.7975 | 64.1232 | 64.2989 | 64.1232 | 64.1232 | 64.1232 | 64.2989 | 95.7322 | 75.2132 | 91.606 | 0 | 0 | 0
Option 4 SC | QLD | NQ | Coordinated CER | 6.7098 | 10.5454 | 16.0116 | 25.3766 | 34.1062 | 43.9728 | 54.5626 | 67.3482 | 84.5904 | 91.7685 | 107.8157 | 138.579 | 151.1979 | 158.8668 | 193.8395 | 218.2655 | 204.1355 | 227.4972 | 235.9622 | 270.3395 | 304.0251 | 296.449 | 350.434 | 346.8011
Option 4 SC | QLD | NQ | Distributed PV | 1493.1135 | 1744.782 | 1890.4465 | 2077.947 | 2213.475 | 2337.111 | 2448.3315 | 2617.2905 | 2717.6005 | 2896.8345 | 2845.866 | 2867.6575 | 3074.8444 | 3405.3484 | 3588.0829 | 3625.6146 | 3262.688 | 3759.7399 | 3992.0976 | 4315.414 | 4524.4125 | 4707.3303 | 4907.1487 | 5228.735
Option 4 SC | QLD | NQ | Hydro | 980.6993 | 854.509 | 680.5358 | 788.4239 | 683.1164 | 581.554 | 558.6119 | 671.8346 | 791.4016 | 664.3751 | 657.4911 | 735.957 | 563.2986 | 556.3255 | 401.2331 | 464.7401 | 472.9017 | 429.1384 | 341.0017 | 363.3471 | 372.6406 | 328.7675 | 308.3435 | 283.0189
Option 4 SC | QLD | NQ | Liquid Fuel | 0 | 0 | 0 | 0 | 0 | 0 | 0 | 0 | 0 | 0 | 0 | 0 | 5.2019 | 0 | 0 | 0 | 0 | 0 | 0 | 0 | 0 | 0 | 0 | 0
Option 4 SC | QLD | NQ | PHES | 156.8227 | 428.4514 | 580.8263 | 624.4961 | 707.6109 | 691.6677 | 728.1042 | 683.4597 | 778.259 | 696.2541 | 708.2228 | 782.6555 | 751.6027 | 651.4782 | 704.5368 | 691.2044 | 621.8214 | 614.8341 | 549.0354 | 601.0974 | 618.1904 | 597.4758 | 613.303 | 576.0254
Option 4 SC | QLD | NQ | Solar | 1517.6907 | 2249.5182 | 3376.3266 | 3154.1434 | 3285.5965 | 3877.9133 | 3683.1063 | 3535.7469 | 3342.6676 | 3804.0886 | 3394.5967 | 4563.6649 | 3989.6155 | 3210.0301 | 3381.542 | 3317.644 | 3175.0163 | 3066.8617 | 2866.5834 | 2548.8928 | 2779.8764 | 3060.9245 | 2760.7538 | 2260.6629
Option 4 SC | QLD | NQ | Wind | 940.2598 | 974.8654 | 2674.3856 | 5430.2827 | 5350.842 | 4971.0901 | 6895.5766 | 11360.5263 | 11523.5406 | 11258.6884 | 10904.7221 | 10223.3692 | 12333.5995 | 14180.7299 | 13676.0161 | 14318.5864 | 14137.755 | 14316.4442 | 14799.5187 | 15330.2918 | 15171.964 | 14410.9898 | 14491.0168 | 16091.238
Option 4 SC | QLD | SQ | 1h | 26.5274 | 141.7441 | 155.746 | 157.6631 | 154.2465 | 143.4396 | 140.1424 | 162.3572 | 166.492 | 165.3429 | 164.1872 | 165.5055 | 165.7294 | 160.3769 | 172.9318 | 142.1442 | 133.602 | 137.2192 | 136.3438 | 120.7527 | 131.8712 | 122.5816 | 130.6631 | 111.7564
Option 4 SC | QLD | SQ | 2h | 512.6554 | 1117.1548 | 1180.7061 | 1201.4486 | 1212.014 | 1146.4077 | 1142.3741 | 1236.1365 | 1273.2063 | 1245.0462 | 1266.0056 | 1269.4507 | 1202.2893 | 1166.8187 | 1231.7797 | 1040.2226 | 987.0822 | 988.9832 | 899.3766 | 567.0348 | 612.1073 | 574.1872 | 486.316 | 424.283
Option 4 SC | QLD | SQ | 4h | 102.2187 | 183.8354 | 458.3858 | 1184.2293 | 1219.3453 | 1176.526 | 1198.9297 | 1199.4725 | 1224.9785 | 1217.1329 | 1224.7158 | 1226.1105 | 1221.4737 | 1192.1555 | 1231.3058 | 1125.8272 | 1033.1773 | 1046.7997 | 1036.4539 | 958.5596 | 985.5787 | 1688.6165 | 1502.3661 | 831.2692
Option 4 SC | QLD | SQ | 8h | 0 | 0 | 3.807e-08 | 8.642e-06 | 8.3577e-06 | 8.887e-06 | 8.5644e-06 | 1.2987e-05 | 1.262e-05 | 9.4749e-06 | 9.287e-06 | 9.9468e-06 | 9.682e-05 | 0.00015289 | 0.00015513 | 0.00014788 | 0.00022072 | 15.267 | 15.4643 | 122.7917 | 131.0136 | 1326.1191 | 1727.4939 | 3168.1877
Option 4 SC | QLD | SQ | Black Coal | 22832.645 | 18039.1006 | 17364.4287 | 15924.0397 | 14059.391 | 12314.2796 | 12145.7378 | 11647.5536 | 7109.1726 | 9097.3365 | 8097.2203 | 4706.8647 | 2796.192 | 2803.8528 | 2796.192 | 2796.192 | 1492.704 | 1496.7936 | 1492.704 | 1492.704 | 1492.704 | 1496.7936 | 1492.704 | 0
Option 4 SC | QLD | SQ | CCGT | 1522.993 | 661.8212 | 995.4645 | 486.3944 | 341.7954 | 209.1757 | 349.1882 | 435.1355 | 258.313 | 548.1291 | 743.6036 | 1127.2076 | 112.8784 | 209.102 | 280.3398 | 158.5004 | 233.557 | 247.5321 | 544.0604 | 0 | 0 | 0 | 0 | 0
Option 4 SC | QLD | SQ | Coordinated CER | 27.1769 | 53.9358 | 78.5458 | 123.2554 | 167.803 | 220.7716 | 276.967 | 354.5596 | 449.1364 | 493.0315 | 582.9398 | 702.8191 | 824.0471 | 872.7307 | 1071.3982 | 1105.1585 | 1141.6837 | 1304.7885 | 1372.4924 | 1367.0646 | 1596.3292 | 1689.7823 | 1978.4033 | 2024.1952
Option 4 SC | QLD | SQ | Distributed PV | 7317.7685 | 8514.177 | 9253.0695 | 10195.22 | 10766.0605 | 11350.9725 | 11957.278 | 12707.537 | 13195.8505 | 14004.792 | 13752.5245 | 13763.764 | 14852.1454 | 16436.6659 | 17256.6679 | 17329.4514 | 15594.1819 | 17820.0705 | 19065.0496 | 20755.7095 | 21433.5302 | 22330.3782 | 23554.9785 | 24842.5612
Option 4 SC | QLD | SQ | H2 Reciprocating Engine | 0 | 0 | 0 | 0 | 0 | 1.06e-09 | 5.9675e-08 | 2.395 | 8.8925e-08 | 1.0134e-07 | 27.4654 | 107.3506 | 41.0165 | 23.2762 | 32.0374 | 19.4648 | 27.7009 | 12.1167 | 74.0597 | 95.3316 | 122.3496 | 49.838 | 151.9804 | 265.772
Option 4 SC | QLD | SQ | OCGT | 0 | 0 | 16.4688 | 0 | 0 | 0 | 7.401e-08 | 1.8307 | 1.2259e-07 | 1.4785e-07 | 29.2793 | 250.3881 | 123.2263 | 39.1615 | 44.0691 | 31.8894 | 56.2498 | 7.2809 | 170.3967 | 271.4744 | 324.798 | 96.6993 | 148.1198 | 294.5427
Option 4 SC | QLD | SQ | PHES | 18.4002 | 264.1098 | 471.0026 | 534.3728 | 541.6642 | 607.9491 | 626.4311 | 748.1194 | 910.9979 | 2199.4589 | 4187.5722 | 4614.1348 | 5073.2387 | 4591.8746 | 5125.9044 | 4601.3578 | 4584.0523 | 4761.5269 | 4350.892 | 3702.8884 | 4416.6116 | 4027.2318 | 4256.2606 | 3892.0424
Option 4 SC | QLD | SQ | Solar | 4145.4972 | 9241.4226 | 10076.5061 | 10492.3496 | 10283.0935 | 10412.2041 | 10446.0534 | 10637.7937 | 10768.3138 | 11180.4991 | 13372.6272 | 13118.863 | 16717.7081 | 16322.2746 | 16521.5946 | 16401.3135 | 16198.0454 | 17114.0782 | 17279.4059 | 17556.5795 | 16741.7959 | 18205.8421 | 18595.2157 | 18389.8689
Option 4 SC | QLD | SQ | Wind | 6253.5218 | 6206.8535 | 6359.5124 | 6250.9292 | 8364.986 | 11068.3892 | 10587.2514 | 10847.0398 | 11765.7521 | 10643.7063 | 11068.1037 | 13946.2991 | 19552.5982 | 18790.544 | 19673.1581 | 20349.9902 | 20450.0474 | 20323.0943 | 19962.5058 | 22013.7256 | 23043.9857 | 22389.7465 | 21505.0692 | 21514.5318
Option 4 SC | SA |  | 2h | 436.9097 | 2140.3417 | 1141.6628 | 937.3728 | 985.3177 | 1096.5071 | 1122.9379 | 1227.0972 | 1284.2429 | 1250.9652 | 1100.3812 | 1011.7635 | 813.3192 | 897.6398 | 792.3805 | 830.101 | 778.6511 | 758.2261 | 627.7468 | 552.2911 | 601.5345 | 108.7335 | 96.2553 | 36.3766
Option 4 SC | SA |  | 4h | 0 | 322.1188 | 199.8369 | 174.0642 | 184.2364 | 201.0066 | 201.7598 | 216.8997 | 224.7905 | 223.0255 | 199.6059 | 185.4135 | 160.4371 | 169.0067 | 152.4693 | 157.6707 | 150.0102 | 152.5826 | 143.3951 | 123.816 | 153.2885 | 5.6926e-05 | 4.8234e-05 | 4.8456e-05
Option 4 SC | SA |  | 8h | 0 | 0 | 629.3338 | 998.7892 | 1032.3679 | 1077.857 | 1089.2586 | 1158.2045 | 1216.1971 | 1165.568 | 1086.1347 | 1024.8616 | 875.0932 | 953.3605 | 884.1872 | 879.9406 | 843.8326 | 828.014 | 814.0338 | 738.9618 | 868.3281 | 1409.0067 | 1755.0575 | 1487.6564
Option 4 SC | SA |  | CCGT | 1174.1162 | 713.6318 | 695.106 | 548.4561 | 805.3626 | 379.3254 | 768.2665 | 723.3491 | 784.3003 | 865.2898 | 1237.2238 | 0 | 0 | 0 | 0 | 0 | 0 | 0 | 0 | 0 | 0 | 0 | 0 | 0
Option 4 SC | SA |  | Coordinated CER | 73.1615 | 158.8127 | 131.6856 | 138.5955 | 163.323 | 190.1577 | 216.2624 | 255.0718 | 296.8186 | 332.1891 | 353.0495 | 380.3666 | 379.0645 | 403.1372 | 438.1738 | 477.6444 | 521.6118 | 560.3182 | 597.1673 | 625.3043 | 767.9499 | 890.1977 | 912.8307 | 1011.2028
Option 4 SC | SA |  | Distributed PV | 3946.3235 | 4416.6219 | 4790.0685 | 4807.5485 | 5355.0486 | 5654.8984 | 5858.0018 | 6075.2188 | 6647.4213 | 6936.0542 | 6927.0946 | 7180.1674 | 7236.1577 | 8030.8706 | 7874.9242 | 8048.9724 | 7613.1004 | 8424.5206 | 9001.4167 | 8925.7081 | 9618.3035 | 10048.0511 | 10359.9513 | 10709.1204
Option 4 SC | SA |  | Liquid Fuel | 7.8528 | 1.785e-08 | 3.565e-08 | 6.5171 | 58.6296 | 26.1759 | 71.0137 | 71.0439 | 80.0258 | 134.6527 | 199.6726 | 164.0889 | 28.4337 | 57.6432 | 60.6953 | 67.674 | 56.213 | 9.433 | 61.3547 | 61.299 | 26.3341 | 10.8228 | 32.5888 | 9.3474
Option 4 SC | SA |  | OCGT | 188.1566 | 6.2718 | 16.9602 | 124.6118 | 470.2419 | 160.1584 | 428.217 | 417.1136 | 450.7305 | 611.6748 | 911.4223 | 859.9113 | 311.9975 | 448.6937 | 541.552 | 486.8609 | 566.0966 | 316.4303 | 504.7174 | 549.7078 | 626.2337 | 571.2654 | 1067.8617 | 674.3967
Option 4 SC | SA |  | Solar | 1193.7005 | 3299.9835 | 3499.4765 | 4069.6702 | 4014.3654 | 4020.5149 | 3972.4835 | 4133.2279 | 4265.235 | 4312.7497 | 4107.9765 | 4111.0603 | 4697.3014 | 6964.133 | 6550.7095 | 6320.1355 | 6836.0642 | 6792.1793 | 6567.2183 | 6560.4592 | 7200.3781 | 7126.5111 | 8462.4127 | 8539.9308
Option 4 SC | SA |  | Wind | 7950.4199 | 8358.5055 | 7743.079 | 9777.2514 | 8848.4258 | 8812.0546 | 8323.179 | 9055.4646 | 9316.8326 | 8189.1665 | 8528.9975 | 11153.9039 | 14026.9085 | 12014.3492 | 12892.5271 | 12773.7008 | 12753.266 | 13632.83 | 13692.7371 | 13877.561 | 13497.6486 | 14046.3202 | 11945.3006 | 12963.253
Option 4 SC | SA | CSA | 2h | 404.2355 | 2083.5675 | 1103.86 | 903.7428 | 950.0951 | 1058.3645 | 1084.5613 | 1186.131 | 1256.9779 | 1223.8026 | 1075.3477 | 986.9932 | 791.8387 | 876.1406 | 772.2502 | 809.8009 | 758.8337 | 738.8943 | 609.0989 | 538.2365 | 584.9262 | 91.3004 | 96.2553 | 36.3766
Option 4 SC | SA | CSA | 4h | 0 | 145.7051 | 79.0113 | 67.0209 | 70.5883 | 77.0776 | 77.2812 | 83.0612 | 87.0752 | 87.1072 | 76.1969 | 70.1882 | 59.774 | 63.2226 | 54.8771 | 61.4666 | 57.1462 | 57.1178 | 56.223 | 48.0875 | 61.5135 | 5.6926e-05 | 4.8234e-05 | 4.8456e-05
Option 4 SC | SA | CSA | 8h | 0 | 0 | 629.3338 | 998.7891 | 1032.3678 | 1077.8569 | 1089.2586 | 1158.2045 | 1216.197 | 1165.5679 | 1086.1346 | 1024.8616 | 875.0931 | 906.6097 | 837.6653 | 833.8559 | 798.5866 | 782.1506 | 768.4852 | 696.6695 | 818.3702 | 1357.5586 | 936.3158 | 582.7874
Option 4 SC | SA | CSA | CCGT | 1174.1162 | 713.6318 | 695.106 | 548.4561 | 805.3626 | 379.3254 | 768.2665 | 723.3491 | 784.3003 | 865.2898 | 1237.2238 | 0 | 0 | 0 | 0 | 0 | 0 | 0 | 0 | 0 | 0 | 0 | 0 | 0
Option 4 SC | SA | CSA | Coordinated CER | 65.904 | 144.7233 | 118.5853 | 124.7668 | 146.8586 | 170.9107 | 194.2799 | 229.3644 | 267.3924 | 298.9498 | 317.8879 | 341.6769 | 343.8023 | 366.7366 | 398.9838 | 433.5505 | 471.4514 | 505.9875 | 538.6671 | 567.0569 | 693.7353 | 802.3283 | 822.951 | 911.2022
Option 4 SC | SA | CSA | Distributed PV | 3641.01 | 4069.5407 | 4404.9705 | 4408.403 | 4805.438 | 5074.4795 | 5249.5605 | 5438.2175 | 5945.8445 | 6203.408 | 6182.1994 | 6389.293 | 6424.4789 | 7144.2919 | 6995.2614 | 7136.8399 | 6745.7139 | 7451.4619 | 7956.5615 | 7876.0555 | 8480.199 | 8866.3505 | 9126.3585 | 9426.4165
Option 4 SC | SA | CSA | Liquid Fuel | 7.8528 | 1.785e-08 | 3.565e-08 | 6.5171 | 58.6296 | 26.1759 | 71.0137 | 71.0439 | 80.0258 | 134.6527 | 199.6726 | 164.0889 | 28.4337 | 57.6432 | 60.6953 | 67.674 | 56.213 | 9.433 | 61.3547 | 61.299 | 26.3341 | 10.8228 | 32.5888 | 9.3474
Option 4 SC | SA | CSA | OCGT | 188.1566 | 6.2718 | 16.9602 | 124.6118 | 461.4767 | 160.1584 | 421.6226 | 403.2509 | 431.4789 | 605.2666 | 902.2565 | 851.6693 | 308.8114 | 443.8103 | 529.9566 | 476.584 | 492.2231 | 285.2931 | 412.1935 | 442.7161 | 506.5032 | 478.1958 | 908.8882 | 594.9434
Option 4 SC | SA | CSA | Solar | 136.6762 | 1009.7345 | 1342.8953 | 1496.5006 | 1345.2778 | 1375.3448 | 1325.0943 | 1443.4452 | 1479.9179 | 1454.0446 | 1393.8478 | 1424.4544 | 1407.882 | 3786.8736 | 3630.505 | 3396.4181 | 3468.9096 | 3530.6458 | 3374.3437 | 3407.8417 | 3663.7903 | 3689.1699 | 4095.1123 | 4168.5085
Option 4 SC | SA | CSA | Wind | 5394.9532 | 5723.0404 | 5383.2291 | 6993.0713 | 6443.7743 | 6662.1477 | 6245.5052 | 6777.4129 | 6889.5281 | 6242.3427 | 5477.266 | 8108.0728 | 8082.8571 | 6458.0795 | 6857.9953 | 6703.1975 | 6796.8899 | 7337.6408 | 7337.4027 | 7651.9347 | 7264.8457 | 7564.7498 | 6163.9475 | 6521.2235
Option 4 SC | SA | NSA | 2h | 2.6275 | 7.7067 | 3.1314 | 2.9498 | 2.9482 | 2.8849 | 2.9619 | 3.0563 | 3.2218 | 3.15 | 3.3059 | 3.1655 | 2.5699 | 2.4809 | 2.2021 | 2.2737 | 2.8492 | 2.3818 | 2.6656 | 3.8642e-05 | 3.8248e-05 | 2.816e-05 | 2.6572e-05 | 2.7974e-05
Option 4 SC | SA | NSA | 8h | 0 | 0 | 3.4512e-05 | 5.6259e-05 | 6.0025e-05 | 6.1354e-05 | 6.2958e-05 | 5.9651e-05 | 6.0093e-05 | 5.6844e-05 | 5.2065e-05 | 4.9805e-05 | 0.00012509 | 46.7509 | 46.522 | 46.0847 | 45.246 | 45.8634 | 45.5486 | 42.2924 | 49.9579 | 51.4481 | 818.7416 | 904.869
Option 4 SC | SA | NSA | Coordinated CER | 3.8702 | 8.6286 | 6.9983 | 7.5989 | 8.9221 | 10.352 | 11.7534 | 13.5544 | 15.8195 | 17.6831 | 18.8904 | 20.5539 | 17.3517 | 17.2927 | 18.7414 | 21.4258 | 25.6432 | 27.5776 | 29.7221 | 30.297 | 39.3197 | 46.0283 | 46.9486 | 53.2221
Option 4 SC | SA | NSA | Distributed PV | 143.752 | 160.0948 | 179.6585 | 188.089 | 303.2174 | 317.1708 | 334.4712 | 351.1173 | 396.577 | 418.6901 | 423.4958 | 442.638 | 456.9364 | 503.0183 | 485.4224 | 502.7886 | 476.7026 | 533.9413 | 573.8173 | 577.8842 | 628.3555 | 644.9982 | 680.6544 | 709.984
Option 4 SC | SA | NSA | Liquid Fuel | 0 | 0 | 0 | 0 | 0 | 0 | 0 | 0 | 0 | 0 | 0 | 0 | 0 | 0 | 0 | 0 | 0 | 0 | 0 | 0 | 0 | 0 | 0 | 0
Option 4 SC | SA | NSA | OCGT | 0 | 0 | 0 | 0 | 9.9022e-07 | 3.9876e-07 | 0 | 0 | 1.1753 | 6.4081 | 9.1658 | 8.242 | 3.1861 | 4.8833 | 11.5954 | 10.2769 | 73.8736 | 31.1373 | 92.5239 | 106.9917 | 119.7305 | 93.0695 | 158.9735 | 79.4534
Option 4 SC | SA | NSA | Solar | 649.446 | 1846.375 | 1809.198 | 2136.5888 | 2218.9316 | 2185.9168 | 2194.7485 | 2232.6065 | 2307.2741 | 2383.1437 | 2253.0745 | 2214.6167 | 2832.7488 | 2829.7996 | 2695.9453 | 2763.9587 | 3195.1345 | 3094.1481 | 3006.0898 | 2974.579 | 3272.2827 | 3192.5209 | 4182.6584 | 4274.2853
Option 4 SC | SA | NSA | Wind | 1826.3543 | 1833.3651 | 1729.7646 | 1986.7536 | 1679.2654 | 1455.4081 | 1395.4802 | 1514.3769 | 1651.9435 | 1457.2209 | 2622.8292 | 2587.0873 | 4962.3727 | 4502.0264 | 4543.8119 | 4525.6834 | 4491.0251 | 4495.9176 | 4596.3653 | 4377.8949 | 4334.1793 | 4370.5909 | 4071.1683 | 4560.0914
Option 4 SC | SA | SESA | 2h | 30.0467 | 49.0675 | 34.6714 | 30.6802 | 32.2744 | 35.2577 | 35.4146 | 37.9099 | 24.0431 | 24.0127 | 21.7276 | 21.6048 | 18.9106 | 19.0183 | 17.9283 | 18.0264 | 16.9682 | 16.95 | 15.9823 | 14.0545 | 16.6083 | 17.4331 | 0 | 0
Option 4 SC | SA | SESA | 4h | 0 | 176.4137 | 120.8256 | 107.0434 | 113.6482 | 123.929 | 124.4786 | 133.8385 | 137.7154 | 135.9182 | 123.4091 | 115.2253 | 100.6631 | 105.7842 | 97.5922 | 96.204 | 92.864 | 95.4648 | 87.1721 | 75.7285 | 91.775 | 0 | 0 | 0
Option 4 SC | SA | SESA | Coordinated CER | 3.3872 | 5.4608 | 6.102 | 6.2298 | 7.5423 | 8.895 | 10.2291 | 12.153 | 13.6067 | 15.5561 | 16.2711 | 18.1358 | 17.9105 | 19.108 | 20.4487 | 22.6682 | 24.5172 | 26.7531 | 28.7781 | 27.9504 | 34.8949 | 41.8411 | 42.9311 | 46.7786
Option 4 SC | SA | SESA | Distributed PV | 161.5615 | 186.9864 | 205.4395 | 211.0565 | 246.3932 | 263.2482 | 273.9702 | 285.884 | 304.9998 | 313.9561 | 321.3995 | 348.2365 | 354.7424 | 383.5604 | 394.2404 | 409.3439 | 390.6839 | 439.1174 | 471.038 | 471.7685 | 509.749 | 536.7025 | 552.9385 | 572.7198
Option 4 SC | SA | SESA | Liquid Fuel | 0 | 0 | 0 | 0 | 0 | 0 | 0 | 0 | 0 | 0 | 0 | 0 | 0 | 0 | 0 | 0 | 0 | 0 | 0 | 0 | 0 | 0 | 0 | 0
Option 4 SC | SA | SESA | OCGT | 0 | 0 | 0 | 1.92e-09 | 8.7652 | 1.808e-08 | 6.5944 | 13.8626 | 18.0762 | 0 | 0 | 0 | 0 | 0 | 0 | 0 | 0 | 0 | 0 | 0 | 0 | 0 | 0 | 0
Option 4 SC | SA | SESA | Solar | 407.5783 | 443.8739 | 347.3832 | 436.5808 | 450.156 | 459.2533 | 452.6407 | 457.1761 | 478.043 | 475.5613 | 461.0542 | 471.9892 | 456.6706 | 347.4598 | 224.2592 | 159.7587 | 172.0201 | 167.3854 | 186.7848 | 178.0385 | 264.3051 | 244.8202 | 184.642 | 97.137
Option 4 SC | SA | SESA | Wind | 729.1124 | 802.1 | 630.0853 | 797.4264 | 725.3861 | 694.4988 | 682.1936 | 763.6749 | 775.361 | 489.6028 | 428.9024 | 458.7438 | 981.6788 | 1054.2434 | 1490.7199 | 1544.8199 | 1465.3511 | 1799.2716 | 1758.9691 | 1847.7314 | 1898.6237 | 2110.9795 | 1710.1848 | 1881.9382
Option 4 SC | TAS |  | 24h | 0 | 0 | 0 | 0 | 0 | 0 | 0 | 0 | 0 | 0 | 0 | 0 | 8.1793e-06 | 1.0802e-05 | 1.108e-05 | 1.3579e-05 | 1.3823e-05 | 1.5953e-05 | 1.1708e-05 | 1.2213e-05 | 1.2496e-05 | 1.3607e-05 | 1.2397e-05 | 1.3021e-05
Option 4 SC | TAS |  | 2h | 0 | 0 | 0 | 0 | 1.045e-09 | 0 | 6.53e-09 | 5.037e-08 | 1.522e-06 | 2.1792e-06 | 3.2786e-06 | 3.8637e-06 | 2.9197e-05 | 3.3577e-05 | 3.3296e-05 | 3.8379e-05 | 4.1439e-05 | 4.5071e-05 | 2.3989e-05 | 2.6036e-05 | 2.5782e-05 | 2.8067e-05 | 2.8116e-05 | 3.0315e-05
Option 4 SC | TAS |  | 4h | 0 | 0 | 0 | 0 | 1.09e-09 | 1.6615e-08 | 9.7515e-08 | 5.1009e-07 | 1.4769e-05 | 1.4923e-05 | 1.4877e-05 | 1.4786e-05 | 3.9901e-05 | 6.2246e-05 | 6.7814e-05 | 7.741e-05 | 7.9199e-05 | 8.289e-05 | 4.685e-05 | 5.1087e-05 | 5.2581e-05 | 6.621e-05 | 6.3202e-05 | 6.5601e-05
Option 4 SC | TAS |  | 8h | 0 | 0 | 0 | 0 | 0 | 0 | 7.52e-09 | 1.2326e-07 | 4.3533e-06 | 3.5071e-06 | 2.4286e-06 | 1.9228e-06 | 3.009e-05 | 4.7582e-05 | 4.5526e-05 | 4.8047e-05 | 4.745e-05 | 4.9582e-05 | 3.525e-05 | 3.6866e-05 | 3.7532e-05 | 4.1939e-05 | 3.9842e-05 | 4.1001e-05
Option 4 SC | TAS |  | CCGT | 0 | 0 | 0 | 0 | 0 | 0 | 0 | 0 | 0 | 0 | 0 | 0 | 0 | 0 | 0 | 0 | 0 | 0 | 0 | 0 | 0 | 0 | 0 | 0
Option 4 SC | TAS |  | CST | 0 | 0 | 0 | 0 | 0 | 0 | 0 | 0 | 0 | 0 | 0 | 0 | 0 | 0 | 0 | 0 | 0 | 0 | 0 | 0 | 0 | 0 | 0 | 0
Option 4 SC | TAS |  | Coordinated CER | 0.72688 | 0.65177 | 3.4783 | 25.0535 | 10.966 | 16.5224 | 22.2582 | 27.3734 | 36.1325 | 42.1958 | 46.3638 | 51.0076 | 52.093 | 52.1641 | 64.8618 | 76.2704 | 82.1276 | 94.0457 | 100.7448 | 105.2585 | 131.4998 | 172.3628 | 154.7272 | 178.929
Option 4 SC | TAS |  | Distributed PV | 473.018 | 535.773 | 606.1805 | 622.585 | 713.2185 | 802.9404 | 831.6725 | 889.0255 | 933.7775 | 949.009 | 982.746 | 1001.5235 | 1094.8345 | 1199.0535 | 1254.0739 | 1245.7489 | 1243.8394 | 1354.3779 | 1486.7745 | 1462.812 | 1591.1327 | 1725.266 | 1771.5929 | 1890.6235
Option 4 SC | TAS |  | Hydro | 8955.5559 | 11400.4946 | 7864.5783 | 7944.5315 | 8149.3679 | 6592.8794 | 7147.5241 | 7005.1701 | 9396.5024 | 9207.9633 | 8970.5884 | 9507.069 | 8675.5711 | 8938.3735 | 6638.1501 | 6220.0325 | 5840.3583 | 5869.5466 | 6447.9579 | 5871.3513 | 6696.8725 | 6821.8592 | 6234.4951 | 5533.5624
Option 4 SC | TAS |  | OCGT | 0 | 0 | 0 | 2.038e-08 | 3.9123 | 9.125e-09 | 0.89777 | 5.3866 | 18.5434 | 43.8816 | 52.2181 | 50.8906 | 46.7531 | 89.863 | 38.6108 | 45.3324 | 40.2017 | 25.5218 | 36.0436 | 37.3678 | 41.0431 | 34.5419 | 73.9721 | 43.1705
Option 4 SC | TAS |  | PHES | 0 | 0 | 0 | 0 | 0 | 0 | 0 | 0 | 0 | 2.5315e-08 | 5.514e-08 | 5.491e-07 | 4.302e-05 | 7.9008e-05 | 8.8877e-05 | 9.6328e-05 | 9.5497e-05 | 9.8046e-05 | 7.9189e-05 | 7.9772e-05 | 8.308e-05 | 9.2699e-05 | 8.2351e-05 | 8.6345e-05
Option 4 SC | TAS |  | Solar | 0 | 985.445 | 1141.4509 | 1119.9256 | 1208.0785 | 2177.0353 | 1926.3341 | 2217.2777 | 1931.8982 | 1716.0851 | 2136.0712 | 2134.2208 | 2146.0199 | 2269.611 | 1252.6483 | 1171.8142 | 1105.3297 | 1217.4613 | 1186.3442 | 1133.8246 | 1227.4317 | 1392.5245 | 1260.9734 | 1270.6194
Option 4 SC | TAS |  | Wind | 1965.7359 | 1950.1219 | 4426.7903 | 5702.9403 | 5913.3351 | 6934.1449 | 7126.4693 | 7444.5267 | 7384.2391 | 7588.5838 | 7036.5943 | 7007.1867 | 8257.5745 | 8289.9621 | 7744.4459 | 7997.689 | 8139.26 | 8071.1106 | 7402.9126 | 7767.5075 | 7660.5808 | 7482.7639 | 7775.9613 | 7927.2682
Option 4 SC | TAS | TAS | 24h | 0 | 0 | 0 | 0 | 0 | 0 | 0 | 0 | 0 | 0 | 0 | 0 | 8.1793e-06 | 1.0802e-05 | 1.108e-05 | 1.3579e-05 | 1.3823e-05 | 1.5953e-05 | 1.1708e-05 | 1.2213e-05 | 1.2496e-05 | 1.3607e-05 | 1.2397e-05 | 1.3021e-05
Option 4 SC | TAS | TAS | 2h | 0 | 0 | 0 | 0 | 1.045e-09 | 0 | 6.53e-09 | 5.037e-08 | 1.522e-06 | 2.1792e-06 | 3.2786e-06 | 3.8637e-06 | 2.9197e-05 | 3.3577e-05 | 3.3296e-05 | 3.8379e-05 | 4.1439e-05 | 4.5071e-05 | 2.3989e-05 | 2.6036e-05 | 2.5782e-05 | 2.8067e-05 | 2.8116e-05 | 3.0315e-05
Option 4 SC | TAS | TAS | 4h | 0 | 0 | 0 | 0 | 1.09e-09 | 1.6615e-08 | 9.7515e-08 | 5.1009e-07 | 1.4769e-05 | 1.4923e-05 | 1.4877e-05 | 1.4786e-05 | 3.9901e-05 | 6.2246e-05 | 6.7814e-05 | 7.741e-05 | 7.9199e-05 | 8.289e-05 | 4.685e-05 | 5.1087e-05 | 5.2581e-05 | 6.621e-05 | 6.3202e-05 | 6.5601e-05
Option 4 SC | TAS | TAS | 8h | 0 | 0 | 0 | 0 | 0 | 0 | 7.52e-09 | 1.2326e-07 | 4.3533e-06 | 3.5071e-06 | 2.4286e-06 | 1.9228e-06 | 3.009e-05 | 4.7582e-05 | 4.5526e-05 | 4.8047e-05 | 4.745e-05 | 4.9582e-05 | 3.525e-05 | 3.6866e-05 | 3.7532e-05 | 4.1939e-05 | 3.9842e-05 | 4.1001e-05
Option 4 SC | TAS | TAS | CCGT | 0 | 0 | 0 | 0 | 0 | 0 | 0 | 0 | 0 | 0 | 0 | 0 | 0 | 0 | 0 | 0 | 0 | 0 | 0 | 0 | 0 | 0 | 0 | 0
Option 4 SC | TAS | TAS | CST | 0 | 0 | 0 | 0 | 0 | 0 | 0 | 0 | 0 | 0 | 0 | 0 | 0 | 0 | 0 | 0 | 0 | 0 | 0 | 0 | 0 | 0 | 0 | 0
Option 4 SC | TAS | TAS | Coordinated CER | 0.72688 | 0.65177 | 3.4783 | 25.0535 | 10.966 | 16.5224 | 22.2582 | 27.3734 | 36.1325 | 42.1958 | 46.3638 | 51.0076 | 52.093 | 52.1641 | 64.8618 | 76.2704 | 82.1276 | 94.0457 | 100.7448 | 105.2585 | 131.4998 | 172.3628 | 154.7272 | 178.929
Option 4 SC | TAS | TAS | Distributed PV | 473.018 | 535.773 | 606.1805 | 622.585 | 713.2185 | 802.9404 | 831.6725 | 889.0255 | 933.7775 | 949.009 | 982.746 | 1001.5235 | 1094.8345 | 1199.0535 | 1254.0739 | 1245.7489 | 1243.8394 | 1354.3779 | 1486.7745 | 1462.812 | 1591.1327 | 1725.266 | 1771.5929 | 1890.6235
Option 4 SC | TAS | TAS | Hydro | 8955.5559 | 11400.4946 | 7864.5783 | 7944.5315 | 8149.3679 | 6592.8794 | 7147.5241 | 7005.1701 | 9396.5024 | 9207.9633 | 8970.5884 | 9507.069 | 8675.5711 | 8938.3735 | 6638.1501 | 6220.0325 | 5840.3583 | 5869.5466 | 6447.9579 | 5871.3513 | 6696.8725 | 6821.8592 | 6234.4951 | 5533.5624
Option 4 SC | TAS | TAS | OCGT | 0 | 0 | 0 | 2.038e-08 | 3.9123 | 9.125e-09 | 0.89777 | 5.3866 | 18.5434 | 43.8816 | 52.2181 | 50.8906 | 46.7531 | 89.863 | 38.6108 | 45.3324 | 40.2017 | 25.5218 | 36.0436 | 37.3678 | 41.0431 | 34.5419 | 73.9721 | 43.1705
Option 4 SC | TAS | TAS | PHES | 0 | 0 | 0 | 0 | 0 | 0 | 0 | 0 | 0 | 2.5315e-08 | 5.514e-08 | 5.491e-07 | 4.302e-05 | 7.9008e-05 | 8.8877e-05 | 9.6328e-05 | 9.5497e-05 | 9.8046e-05 | 7.9189e-05 | 7.9772e-05 | 8.308e-05 | 9.2699e-05 | 8.2351e-05 | 8.6345e-05
Option 4 SC | TAS | TAS | Solar | 0 | 985.445 | 1141.4509 | 1119.9256 | 1208.0785 | 2177.0353 | 1926.3341 | 2217.2777 | 1931.8982 | 1716.0851 | 2136.0712 | 2134.2208 | 2146.0199 | 2269.611 | 1252.6483 | 1171.8142 | 1105.3297 | 1217.4613 | 1186.3442 | 1133.8246 | 1227.4317 | 1392.5245 | 1260.9734 | 1270.6194
Option 4 SC | TAS | TAS | Wind | 1965.7359 | 1950.1219 | 4426.7903 | 5702.9403 | 5913.3351 | 6934.1449 | 7126.4693 | 7444.5267 | 7384.2391 | 7588.5838 | 7036.5943 | 7007.1867 | 8257.5745 | 8289.9621 | 7744.4459 | 7997.689 | 8139.26 | 8071.1106 | 7402.9126 | 7767.5075 | 7660.5808 | 7482.7639 | 7775.9613 | 7927.2682
Option 4 SC | VIC |  | 1h | 0 | 5.3383 | 7.9177 | 8.5077 | 8.4172 | 9.1787 | 9.1067 | 9.4957 | 9.6467 | 9.3976 | 8.7358 | 8.6275 | 8.0697 | 7.7665 | 7.6207 | 7.7943 | 7.9822 | 7.8781 | 7.3741 | 6.8927 | 7.8676 | 8.307 | 7.7955 | 7.9107
Option 4 SC | VIC |  | 2h | 741.2286 | 1452.994 | 1414.3601 | 1435.7448 | 1523.7799 | 1924.9117 | 2121.8528 | 2240.5087 | 2270.6503 | 2186.0914 | 1935.9595 | 1844.275 | 1625.7119 | 1603.9359 | 1576.1269 | 1452.1959 | 1373.919 | 1413.4075 | 1262.9784 | 1099.6229 | 1100.3351 | 949.7188 | 894.5043 | 905.4525
Option 4 SC | VIC |  | 4h | 0 | 610.036 | 1370.613 | 1559.216 | 1669.4784 | 1915.9435 | 2060.0064 | 2129.6588 | 2171.3426 | 2067.3361 | 1905.5938 | 1823.0315 | 1582.1593 | 1471.0992 | 1481.0164 | 1478.6202 | 1362.2756 | 1420.3154 | 1424.7993 | 1278.7879 | 1419.648 | 812.5739 | 710.8725 | 739.0254
Option 4 SC | VIC |  | 8h | 0 | 0 | 8.7703e-07 | 1.9694e-06 | 2.4225e-06 | 3.375e-06 | 1.1271e-06 | 7.2037e-07 | 1.911e-05 | 1.8092e-05 | 1.733e-05 | 1.5973e-05 | 7.3529e-05 | 0.00020081 | 0.00021575 | 0.00022465 | 0.00022256 | 0.0002305 | 0.00016171 | 0.00016471 | 0.00016862 | 122.6278 | 107.9721 | 115.9218
Option 4 SC | VIC |  | Brown Coal | 31657.7395 | 22082.6435 | 15859.6887 | 9625.4443 | 8088.0212 | 7842.7066 | 7821.2784 | 7821.2784 | 0 | 0 | 0 | 0 | 0 | 0 | 0 | 0 | 0 | 0 | 0 | 0 | 0 | 0 | 0 | 0
Option 4 SC | VIC |  | CCGT | 262.8 | 131.76 | 481.8 | 131.4 | 291.3101 | 58.9315 | 106.67 | 127.8738 | 163.7095 | 320.1684 | 448.1295 | 339.4998 | 208.0828 | 380.535 | 0 | 0 | 0 | 0 | 0 | 0 | 0 | 0 | 0 | 0
Option 4 SC | VIC |  | Coordinated CER | 48.7455 | 64.6425 | 115.4 | 175.3039 | 235.5485 | 318.3772 | 413.8831 | 529.716 | 639.3905 | 749.4482 | 785.1294 | 893.0637 | 924.3427 | 953.1091 | 1123.33 | 1277.9965 | 1391.6968 | 1606.905 | 1681.4059 | 1729.1272 | 2099.2482 | 2643.1791 | 2503.7838 | 2909.4696
Option 4 SC | VIC |  | Distributed PV | 6610.5635 | 7786.9467 | 8991.7459 | 9103.6802 | 11686.8524 | 12424.4555 | 13041.3986 | 13995.3904 | 15153.5192 | 15161.0066 | 15457.1065 | 16300.2618 | 17339.9471 | 19510.9278 | 19904.6187 | 20320.7543 | 18697.0953 | 20934.534 | 23349.7156 | 23099.2068 | 26092.2193 | 27000.5823 | 28228.9062 | 30260.3609
Option 4 SC | VIC |  | Hydro | 3399.0677 | 3219.7404 | 2639.0668 | 2904.7115 | 2865.6553 | 2733.2172 | 2620.0518 | 2106.4385 | 2554.496 | 2580.7187 | 2200.9479 | 3137.2267 | 1851.414 | 1365.7142 | 1656.6371 | 1048.4522 | 2133.7555 | 1890.286 | 1641.4398 | 1579.6897 | 1693.0463 | 1814.6902 | 2089.6988 | 1457.188
Option 4 SC | VIC |  | OCGT | 158.4728 | 90.6509 | 337.7856 | 112.1182 | 395.5293 | 73.8359 | 253.3945 | 225.6147 | 541.46 | 939.4612 | 1242.8242 | 1110.1236 | 730.5503 | 1538.3986 | 2040.4719 | 2074.6152 | 1771.4772 | 1180.4953 | 2051.804 | 2136.3332 | 2636.2798 | 1389.5199 | 3825.4197 | 2528.6422
Option 4 SC | VIC |  | Offshore Wind | 0 | 0 | 0 | 0 | 0 | 8386.3748 | 11404.9938 | 13298.0089 | 16931.3598 | 21902.6888 | 25010.5723 | 26696.629 | 34143.0558 | 35281.3193 | 36810.0161 | 35523.8721 | 36552.4396 | 37195.6764 | 36570.2589 | 38379.8251 | 35627.3337 | 36156.0938 | 37002.1556 | 38496.7816
Option 4 SC | VIC |  | Solar | 2947.0266 | 6451.6364 | 7354.2621 | 6529.826 | 6797.5018 | 6508.2057 | 6603.485 | 6931.8007 | 6985.1966 | 6364.8809 | 5991.6695 | 5874.4645 | 6469.1081 | 8014.4815 | 8836.056 | 8759.7113 | 8740.5969 | 8989.7416 | 8584.4611 | 7755.7968 | 8827.7586 | 9069.5563 | 8300.1088 | 8375.7952
Option 4 SC | VIC |  | Wind | 15480.6267 | 18786.9059 | 24485.0754 | 30560.0319 | 30487.7206 | 30069.8616 | 29513.0319 | 31574.0417 | 31223.9059 | 31368.6688 | 30160.0381 | 30658.2302 | 26102.2472 | 23408.7442 | 25427.294 | 27950.5536 | 27196.3783 | 28881.9234 | 28986.3762 | 31119.4162 | 31190.5028 | 31260.5241 | 31243.487 | 31908.3907
Option 4 SC | VIC | MEL | 2h | 437.3496 | 235.5705 | 406.9118 | 486.5095 | 534.088 | 709.3 | 809.3831 | 865.2642 | 891.6692 | 853.8532 | 762.636 | 729.164 | 642.5698 | 600.6171 | 597.019 | 499.0989 | 475.3173 | 499.5464 | 419.2678 | 375.2681 | 324.2791 | 332.9287 | 300.3694 | 315.2575
Option 4 SC | VIC | MEL | 4h | 0 | 532.7484 | 864.6215 | 994.9935 | 1064.0329 | 1182.0558 | 1253.9912 | 1293.9496 | 1322.8165 | 1263.1731 | 1186.5336 | 1150.8553 | 1014.1344 | 929.443 | 923.8862 | 930.3824 | 838.4407 | 874.6498 | 896.5853 | 810.019 | 885.3359 | 610.3986 | 557.6643 | 585.9045
Option 4 SC | VIC | MEL | 8h | 0 | 0 | 3.8934e-07 | 9.707e-07 | 1.1351e-06 | 1.6529e-06 | 1.7388e-07 | 1.5421e-07 | 1.0014e-05 | 9.5186e-06 | 9.083e-06 | 8.3566e-06 | 3.7532e-05 | 0.00010454 | 0.00011529 | 0.0001181 | 0.00011896 | 0.00012306 | 8.4675e-05 | 8.7029e-05 | 8.9411e-05 | 122.6277 | 107.972 | 115.9218
Option 4 SC | VIC | MEL | CCGT | 262.8 | 131.76 | 481.8 | 131.4 | 291.3101 | 58.9315 | 106.67 | 127.8738 | 163.7095 | 320.1684 | 448.1295 | 339.4998 | 208.0828 | 380.535 | 0 | 0 | 0 | 0 | 0 | 0 | 0 | 0 | 0 | 0
Option 4 SC | VIC | MEL | Coordinated CER | 34.753 | 41.9177 | 82.6624 | 126.3716 | 172.6849 | 237.3103 | 308.6032 | 397.5024 | 480.1995 | 567.4113 | 594.7983 | 675.6911 | 708.5104 | 726.456 | 862.782 | 987.0879 | 1071.6634 | 1246.6372 | 1301.8899 | 1338.3626 | 1619.3576 | 2043.3111 | 1925.7488 | 2252.2931
Option 4 SC | VIC | MEL | Distributed PV | 4394.457 | 5173.8801 | 5983.2349 | 6021.2082 | 7850.0164 | 8368.9791 | 8814.5606 | 9450.0723 | 10205.1091 | 10181.6557 | 10350.3958 | 10954.1981 | 11594.2804 | 13093.1766 | 13380.1262 | 13512.3782 | 12649.9034 | 14139.444 | 15772.9103 | 15407.7927 | 17197.2505 | 17886.0666 | 18809.0717 | 20152.9532
Option 4 SC | VIC | MEL | OCGT | 27.7154 | 13.703 | 81.9936 | 13.6656 | 66.6815 | 4.6105 | 21.9169 | 31.049 | 215.4536 | 353.4542 | 517.2481 | 479.8433 | 517.0576 | 1076.0892 | 1525.6874 | 1622.0104 | 1475.7372 | 978.7328 | 1682.9386 | 1619.0515 | 2004.9116 | 1322.6814 | 3451.1806 | 2237.5457
Option 4 SC | VIC | MEL | Solar | 0 | 0 | 0 | 5.76e-08 | 1.1191e-06 | 2.8698e-06 | 1.345e-07 | 3.4832e-07 | 1.2178e-06 | 3.6573e-06 | 5.8385e-06 | 1.6449e-05 | 1.5968e-05 | 2.4151e-05 | 4.2759e-05 | 5.6566e-05 | 6.8435e-05 | 8.6332e-05 | 0.00010478 | 9.7691e-05 | 0.00010605 | 0.00010828 | 0.00011434 | 0.00012419
Option 4 SC | VIC | SEV | 2h | 50.8786 | 39.9319 | 85.5755 | 106.5531 | 119.002 | 163.7287 | 177.7026 | 190.4685 | 195.5197 | 187.1346 | 162.9351 | 151.172 | 130.0131 | 120.7227 | 125.7748 | 120.6557 | 118.3943 | 96.0272 | 94.4145 | 53.8472 | 58.8102 | 26.3376 | 23.4846 | 24.9819
Option 4 SC | VIC | SEV | 4h | 0 | 54.2106 | 209.0847 | 259.2389 | 278.7152 | 349.3599 | 387.345 | 393.7597 | 403.3545 | 388.0443 | 345.016 | 325.8227 | 276.1805 | 251.6127 | 259.7735 | 255.1753 | 243.9141 | 260.7157 | 263.3638 | 227.1797 | 245.7831 | 0 | 0 | 0
Option 4 SC | VIC | SEV | 8h | 0 | 0 | 4.8769e-07 | 9.9875e-07 | 1.2874e-06 | 1.7221e-06 | 9.5324e-07 | 5.6616e-07 | 9.0959e-06 | 8.5736e-06 | 8.2474e-06 | 7.6165e-06 | 3.5998e-05 | 9.6268e-05 | 0.00010047 | 0.00010655 | 0.00010359 | 0.00010744 | 7.7038e-05 | 7.7678e-05 | 7.921e-05 | 9.3345e-05 | 8.6707e-05 | 8.8772e-05
Option 4 SC | VIC | SEV | Brown Coal | 31657.7395 | 22082.6435 | 15859.6887 | 9625.4443 | 8088.0212 | 7842.7066 | 7821.2784 | 7821.2784 | 0 | 0 | 0 | 0 | 0 | 0 | 0 | 0 | 0 | 0 | 0 | 0 | 0 | 0 | 0 | 0
Option 4 SC | VIC | SEV | Coordinated CER | 3.4535 | 3.1664 | 7.4274 | 12.671 | 15.9478 | 20.9449 | 26.7954 | 33.8673 | 40.4587 | 47.326 | 49.6029 | 55.4029 | 52.6198 | 53.9743 | 63.6891 | 73.6625 | 78.9051 | 93.2242 | 96.4948 | 100.9176 | 121.9198 | 151.1766 | 143.513 | 164.4579
Option 4 SC | VIC | SEV | Distributed PV | 484.2825 | 577.2165 | 674.2345 | 690.138 | 800.151 | 863.719 | 902.034 | 973.3095 | 1053.845 | 1053.0925 | 1079.368 | 1145.3885 | 1227.1359 | 1391.8929 | 1427.5639 | 1486.9709 | 1410.7664 | 1587.1354 | 1775.2521 | 1749.2084 | 1940.3947 | 2032.3143 | 2077.459 | 2229.8485
Option 4 SC | VIC | SEV | OCGT | 2.8613 | 0 | 0 | 17.2939 | 94.3736 | 16.0945 | 35.9415 | 61.4453 | 108.6092 | 231.361 | 252.9302 | 241.4065 | 81.9941 | 110.4667 | 95.2873 | 118.4593 | 16.7132 | 8.6028 | 7.131 | 7.9925 | 32.5976 | 0 | 49.2355 | 17.9033
Option 4 SC | VIC | SEV | Offshore Wind | 0 | 0 | 0 | 0 | 0 | 8386.3748 | 9486.813 | 11327.3977 | 14948.8826 | 19561.2993 | 21762.8695 | 23282.0929 | 30773.2577 | 32362.3982 | 33758.2682 | 32427.4887 | 33375.6812 | 33773.8636 | 33226.228 | 35044.292 | 32523.8709 | 33071.6053 | 33791.7091 | 35237.287
Option 4 SC | VIC | SEV | Solar | 6.5835 | 1037.7453 | 1224.519 | 1157.3689 | 1174.0678 | 1122.1827 | 1221.7623 | 1250.9848 | 1235.9973 | 1139.7839 | 1002.301 | 986.0145 | 823.124 | 768.4472 | 863.4317 | 879.2858 | 838.6813 | 898.5415 | 855.3235 | 829.7494 | 896.048 | 902.832 | 885.1045 | 937.7945
Option 4 SC | VIC | SEV | Wind | 334.6264 | 354.9657 | 338.0099 | 384.2742 | 335.0595 | 342.113 | 353.7408 | 358.7104 | 332.6485 | 382.0151 | 336.3956 | 358.9577 | 312.1695 | 282.1217 | 1.5728e-05 | 1.9138e-05 | 3.3068e-05 | 4.6349e-05 | 4.7753e-05 | 5.6241e-05 | 5.0503e-05 | 5.181e-05 | 5.4426e-05 | 4.8244e-05
Option 4 SC | VIC | WNV | 1h | 0 | 5.3383 | 7.9177 | 8.5077 | 8.4172 | 9.1787 | 9.1067 | 9.4957 | 9.6467 | 9.3976 | 8.7358 | 8.6275 | 8.0697 | 7.7665 | 7.6207 | 7.7943 | 7.9822 | 7.8781 | 7.3741 | 6.8927 | 7.8676 | 8.307 | 7.7955 | 7.9107
Option 4 SC | VIC | WNV | 2h | 253.0004 | 1177.4916 | 921.8729 | 842.6822 | 870.6899 | 1051.883 | 1134.7671 | 1184.7759 | 1183.4614 | 1145.1036 | 1010.3884 | 963.939 | 853.129 | 882.5961 | 853.3331 | 832.4413 | 780.2073 | 817.8338 | 749.2961 | 670.5077 | 717.2458 | 590.4525 | 570.6502 | 565.213
Option 4 SC | VIC | WNV | 4h | 0 | 23.077 | 296.9067 | 304.9836 | 326.7304 | 384.5278 | 418.6702 | 441.9495 | 445.1716 | 416.1187 | 374.0442 | 346.3535 | 291.8444 | 290.0435 | 297.3567 | 293.0625 | 279.9208 | 284.9498 | 264.8502 | 241.5892 | 288.529 | 202.1753 | 153.2082 | 153.1209
Option 4 SC | VIC | WNV | Coordinated CER | 10.539 | 19.5584 | 25.3102 | 36.2612 | 46.9158 | 60.1219 | 78.4845 | 98.3463 | 118.7323 | 134.7109 | 140.7282 | 161.9696 | 163.2125 | 172.6787 | 196.8589 | 217.2462 | 241.1283 | 267.0436 | 283.0212 | 289.8469 | 357.9708 | 448.6914 | 434.522 | 492.7187
Option 4 SC | VIC | WNV | Distributed PV | 1731.824 | 2035.8501 | 2334.2765 | 2392.334 | 3036.6851 | 3191.7574 | 3324.804 | 3572.0086 | 3894.5651 | 3926.2585 | 4027.3427 | 4200.6752 | 4518.5308 | 5025.8583 | 5096.9286 | 5321.4052 | 4636.4255 | 5207.9545 | 5801.5532 | 5942.2057 | 6954.5741 | 7082.2014 | 7342.3755 | 7877.5592
Option 4 SC | VIC | WNV | Hydro | 3399.0677 | 3219.7404 | 2639.0668 | 2904.7115 | 2865.6553 | 2733.2172 | 2620.0518 | 2106.4385 | 2554.496 | 2580.7187 | 2200.9479 | 3137.2267 | 1851.414 | 1365.7142 | 1656.6371 | 1048.4522 | 2133.7555 | 1890.286 | 1641.4398 | 1579.6897 | 1693.0463 | 1814.6902 | 2089.6988 | 1457.188
Option 4 SC | VIC | WNV | OCGT | 127.896 | 76.9478 | 255.792 | 81.1587 | 234.4742 | 53.1308 | 195.5361 | 133.1204 | 217.3973 | 354.6459 | 472.6458 | 388.8737 | 131.4986 | 351.8428 | 419.4972 | 334.1455 | 279.0268 | 193.1598 | 361.7344 | 509.2892 | 598.7706 | 66.8384 | 325.0036 | 273.1933
Option 4 SC | VIC | WNV | Offshore Wind | 0 | 0 | 0 | 0 | 0 | 4.242e-06 | 1918.1808 | 1970.6112 | 1982.4772 | 2341.3895 | 3247.7028 | 3414.5361 | 3369.7981 | 2918.9211 | 3051.7478 | 3096.3834 | 3176.7585 | 3421.8128 | 3344.0309 | 3335.5331 | 3103.4628 | 3084.4885 | 3210.4465 | 3259.4946
Option 4 SC | VIC | WNV | Solar | 2940.4431 | 5413.8911 | 6129.7432 | 5372.4571 | 5623.434 | 5386.023 | 5381.7226 | 5680.8159 | 5749.1993 | 5225.097 | 4989.3685 | 4888.4499 | 5645.9841 | 7246.0343 | 7972.6243 | 7880.4255 | 7901.9155 | 8091.2001 | 7729.1375 | 6926.0474 | 7931.7106 | 8166.7242 | 7415.0041 | 7438.0006
Option 4 SC | VIC | WNV | Wind | 15146.0003 | 18431.9403 | 24147.0655 | 30175.7577 | 30152.6611 | 29727.7486 | 29159.2911 | 31215.3313 | 30891.2574 | 30986.6537 | 29823.6424 | 30299.2725 | 25790.0777 | 23126.6226 | 25427.294 | 27950.5536 | 27196.3782 | 28881.9234 | 28986.3761 | 31119.4162 | 31190.5027 | 31260.524 | 31243.487 | 31908.3907
Option 5 SC | NEM |  | 12h | 0 | 0 | 75.106 | 1426.9575 | 1531.5135 | 1537.5554 | 1643.7272 | 1765.1939 | 1839.6278 | 1651.0003 | 1517.0597 | 1400.1291 | 1354.9523 | 1386.6858 | 1324.3901 | 1227.0485 | 1153.9511 | 1084.572 | 1054.6144 | 1091.582 | 1174.2464 | 1181.2349 | 1049.8056 | 1281.5491
Option 5 SC | NEM |  | 1h | 83.5648 | 362.3663 | 357.6841 | 405.49 | 418.587 | 399.6422 | 405.6614 | 438.8575 | 438.5676 | 435.3058 | 425.6565 | 428.7955 | 412.2499 | 399.1089 | 414.1141 | 364.7296 | 332.9707 | 325.5774 | 320.4607 | 301.2457 | 328.5846 | 297.0034 | 306.7485 | 192.9396
Option 5 SC | NEM |  | 24h | 0 | 0 | 0 | 0 | 0 | 0 | 0 | 0 | 0 | 1.0782e-06 | 8.5572e-07 | 3.2752e-06 | 3.6939e-06 | 5.6368e-06 | 9.3933e-06 | 9.3252e-06 | 8.7466e-06 | 1.1894e-05 | 4.402e-06 | 4.2937e-06 | 4.7644e-06 | 5.2524e-06 | 4.568e-06 | 4.7354e-06
Option 5 SC | NEM |  | 2h | 1922.1811 | 5383.2017 | 4664.2312 | 4706.5901 | 5197.3719 | 5610.3264 | 5857.0325 | 6183.0909 | 6397.8773 | 6217.7445 | 5698.788 | 5527.928 | 4963.6758 | 4984.1848 | 4865.9223 | 4474.7846 | 4124.0091 | 4136.4168 | 3719.9021 | 3161.985 | 3341.2369 | 2584.6898 | 2376.2698 | 2186.2377
Option 5 SC | NEM |  | 4h | 1084.6907 | 3673.4696 | 5833.6342 | 7024.0872 | 7345.6269 | 7759.0772 | 7923.0017 | 8200.8663 | 8397.2648 | 8080.5372 | 7650.2866 | 7816.0968 | 7404.1761 | 7277.5645 | 7224.0179 | 7366.5551 | 6799.5462 | 6899.9037 | 6958.2766 | 6422.8384 | 6629.4149 | 6740.4 | 5159.6259 | 4897.9619
Option 5 SC | NEM |  | 8h | 371.1259 | 1179.1438 | 3291.7489 | 5107.0909 | 5343.7789 | 5662.5922 | 7209.6647 | 9340.8883 | 9679.6316 | 9162.7238 | 8452.9807 | 8545.303 | 7917.0672 | 8069.119 | 8134.5745 | 7649.8289 | 7453.308 | 7717.505 | 7612.4243 | 7465.4672 | 7928.2486 | 11685.7503 | 11669.0062 | 14041.8221
Option 5 SC | NEM |  | Biomass | 269.1072 | 259.2875 | 236.9702 | 231.9792 | 232.3146 | 227.375 | 229.0937 | 208.6583 | 191.4866 | 201.7389 | 184.7031 | 177.5027 | 126.0726 | 121.8758 | 112.938 | 125.4914 | 108.4259 | 98.7425 | 87.6648 | 87.9367 | 97.3005 | 94.7876 | 85.5799 | 79.4067
Option 5 SC | NEM |  | Black Coal | 73501.2366 | 58373.8205 | 46490.9085 | 32518.0824 | 30159.5883 | 26669.4487 | 27184.1415 | 20029.6465 | 16356.1284 | 18330.445 | 17359.3568 | 13304.2043 | 10370.3508 | 10398.7627 | 7728.072 | 7728.072 | 6424.584 | 5576.5224 | 4697.988 | 3834.69 | 2971.392 | 2979.5328 | 2971.392 | 0
Option 5 SC | NEM |  | Brown Coal | 31662.171 | 22087.6467 | 15859.7462 | 9608.2744 | 8147.6032 | 7842.7066 | 7821.2784 | 7821.2784 | 0 | 0 | 0 | 0 | 0 | 0 | 0 | 0 | 0 | 0 | 0 | 0 | 0 | 0 | 0 | 0
Option 5 SC | NEM |  | CCGT | 4422.1795 | 2915.1285 | 3650.7081 | 2451.9491 | 2040.056 | 966.3394 | 2037.5738 | 2604.1929 | 2270.7433 | 3219.7567 | 4310.6606 | 3310.4271 | 1000.7039 | 1743.6348 | 1625.4315 | 1286.3888 | 1483.7725 | 777.674 | 1244.8933 | 832.0357 | 802.0375 | 642.0355 | 919.6888 | 804.363
Option 5 SC | NEM |  | CST | 0 | 0 | 0 | 0 | 0 | 0 | 0 | 0 | 0 | 0 | 0 | 0 | 0 | 0 | 0 | 0 | 0 | 0 | 0 | 0 | 0 | 0 | 0 | 0
Option 5 SC | NEM |  | Coordinated CER | 258.9107 | 467.0256 | 594.7062 | 835.8134 | 1066.3782 | 1362.9232 | 1685.1159 | 2091.7872 | 2586.9421 | 2982.7833 | 3334.473 | 3954.952 | 4342.1292 | 4751.804 | 5535.4283 | 6068.188 | 6456.263 | 7292.7654 | 7835.8494 | 8311.1379 | 9872.6079 | 11144.0919 | 11561.0964 | 12911.3939
Option 5 SC | NEM |  | DSP | 0 | 0 | 0 | 0 | 8.095e-09 | 4.875e-09 | 6.2339e-07 | 0.051234 | 0.010696 | 0.09089 | 0.81316 | 0.25023 | 9.615 | 22.7321 | 29.1806 | 25.8961 | 33.8149 | 39.0915 | 11.7998 | 18.7406 | 20.6032 | 25.9514 | 44.3454 | 35.8879
Option 5 SC | NEM |  | Distributed PV | 32414.6385 | 37120.0552 | 41818.1988 | 44553.8736 | 49401.0401 | 52872.6098 | 55108.4791 | 59576.6197 | 62738.5881 | 64808.4262 | 64556.3436 | 65874.197 | 70995.8336 | 79220.9673 | 82338.9109 | 82222.653 | 75944.3783 | 84473.005 | 93190.195 | 97270.713 | 102979.8382 | 108129.0834 | 112086.3469 | 120724.4332
Option 5 SC | NEM |  | H2 Reciprocating Engine | 0 | 0 | 1.967e-08 | 4.879e-08 | 1.2915e-07 | 2.1197e-07 | 2.0437e-06 | 1.0383 | 2.0108e-06 | 2.7219e-06 | 27.8698 | 105.849 | 41.0241 | 23.252 | 33.4464 | 19.4348 | 29.6015 | 13.0496 | 73.7105 | 96.0554 | 123.389 | 53.0872 | 152.4134 | 265.1336
Option 5 SC | NEM |  | Hydro | 17044.9687 | 19533.6396 | 14021.5061 | 14856.9135 | 14569.1116 | 12888.6265 | 14078.9996 | 11738.1292 | 15951.433 | 15265.6321 | 14335.4021 | 17277.1202 | 13625.0912 | 12863.1739 | 10892.6351 | 9508.5019 | 10776.1442 | 10656.4893 | 10467.2554 | 9518.148 | 10907.9625 | 11233.1548 | 11032.4196 | 8832.0469
Option 5 SC | NEM |  | Liquid Fuel | 7.8528 | 1.6025e-07 | 4.1118e-07 | 6.5171 | 58.6019 | 26.1668 | 71.0433 | 77.7399 | 80.9377 | 135.3808 | 202.254 | 167.218 | 33.7782 | 57.7324 | 60.6799 | 67.6373 | 56.1887 | 9.433 | 61.7683 | 61.3726 | 26.2263 | 10.9039 | 33.0157 | 9.3396
Option 5 SC | NEM |  | OCGT | 379.6458 | 123.776 | 415.2688 | 247.9315 | 925.8243 | 275.4329 | 903.8215 | 1239.1453 | 1469.8671 | 2387.2699 | 3572.3679 | 3322.4245 | 1711.2783 | 3351.2834 | 4842.9684 | 4614.2006 | 3815.0205 | 3139.8639 | 5408.5839 | 7067.653 | 7233.1809 | 4853.5802 | 9966.7424 | 7279.3405
Option 5 SC | NEM |  | Offshore Wind | 0 | 0 | 0 | 0 | 0 | 8385.993 | 11413.1318 | 13321.4675 | 16930.4474 | 21904.2746 | 25006.5059 | 26707.6405 | 34153.7275 | 35291.3204 | 36826.6683 | 35532.7491 | 36555.4634 | 37201.6684 | 36570.4905 | 38376.3066 | 35631.0194 | 36157.2762 | 37004.6296 | 38499.8772
Option 5 SC | NEM |  | PHES | 184.591 | 884.115 | 3346.8153 | 5562.312 | 6199.4372 | 6573.8872 | 7174.1002 | 7762.9566 | 7885.1407 | 9257.9663 | 10785.3489 | 11548.3655 | 11179.6841 | 10337.6498 | 10486.3758 | 10045.7984 | 10774.1398 | 10340.1429 | 9436.4347 | 8382.4096 | 10144.7437 | 9849.1779 | 9700.5663 | 9497.5137
Option 5 SC | NEM |  | Solar | 22530.372 | 45066.0589 | 58277.1902 | 65019.9373 | 65311.3379 | 66814.6411 | 70222.9345 | 74526.2631 | 79433.725 | 78982.5776 | 80693.8734 | 80942.206 | 82831.1262 | 86493.1986 | 85336.8138 | 87557.418 | 89461.3126 | 90680.2584 | 90961.4048 | 89197.1094 | 93642.9888 | 99360.4542 | 99678.5114 | 102532.6704
Option 5 SC | NEM |  | Wind | 41901.9892 | 47225.0064 | 58996.4012 | 81662.6338 | 91159.2633 | 97697.318 | 98127.0538 | 108506.5133 | 116559.5227 | 115313.74 | 117159.9093 | 124342.2299 | 132512.7098 | 126507.2126 | 132302.4721 | 141546.2569 | 142833.1026 | 146555.3498 | 147446.3931 | 150789.6446 | 152383.0433 | 152878.8857 | 146528.4818 | 152081.8057
Option 5 SC | NSW |  | 12h | 0 | 0 | 75.106 | 1426.9575 | 1531.5135 | 1537.5554 | 1643.7272 | 1765.1939 | 1839.6278 | 1651.0003 | 1517.0597 | 1400.1291 | 1354.9523 | 1386.6858 | 1324.3901 | 1227.0485 | 1153.9511 | 1084.572 | 1054.6144 | 1091.582 | 1174.2464 | 1181.2349 | 1049.8056 | 1281.5491
Option 5 SC | NSW |  | 1h | 57.0368 | 195.9255 | 127.9172 | 133.11 | 134.2413 | 134.598 | 140.3295 | 146.1981 | 141.9373 | 141.9341 | 134.6931 | 133.8335 | 114.2657 | 106.3286 | 105.3419 | 93.8976 | 86.176 | 73.248 | 73.2318 | 62.8474 | 77.3478 | 77.0064 | 73.0205 | 74.7518
Option 5 SC | NSW |  | 2h | 215.1932 | 553.4123 | 619.8674 | 679.3486 | 992.4859 | 994.0868 | 998.8675 | 1046.3607 | 1052.6914 | 1015.569 | 899.2823 | 889.3443 | 848.1893 | 874.894 | 797.1086 | 725.6623 | 646.2795 | 647.9183 | 623.4117 | 605.0594 | 680.4927 | 728.5462 | 663.0138 | 741.8481
Option 5 SC | NSW |  | 4h | 967.7995 | 2465.4656 | 3505.7813 | 3650.4286 | 3805.371 | 4027.1797 | 4000.3961 | 4200.2015 | 4270.1017 | 4068.0084 | 3841.6043 | 4077.549 | 3950.2298 | 3992.4092 | 3881.4386 | 3705.4757 | 3372.629 | 3339.8117 | 3266.785 | 2826.9226 | 2796.6718 | 1944.0705 | 737.3244 | 804.459
Option 5 SC | NSW |  | 8h | 371.1259 | 1179.1438 | 2661.908 | 4108.1579 | 4311.154 | 4587.8289 | 6119.1113 | 8183.7596 | 8455.0228 | 7995.1428 | 7346.8934 | 7522.4624 | 7038.8565 | 7112.1961 | 7251.4345 | 6779.2427 | 6622.7926 | 6715.0635 | 6625.7005 | 6417.2702 | 6722.9219 | 8730.9142 | 7713.5896 | 7749.8694
Option 5 SC | NSW |  | Black Coal | 34819.1082 | 28133.0867 | 20389.6909 | 10659.132 | 8288.0113 | 7391.3846 | 8518.8649 | 3336.053 | 3476.0935 | 4043.3823 | 4324.0373 | 4215.7333 | 2642.2788 | 2649.5179 | 0 | 0 | 0 | 0 | 0 | 0 | 0 | 0 | 0 | 0
Option 5 SC | NSW |  | CCGT | 525.6 | 527.04 | 525.6 | 369.4112 | 537.2457 | 250.5133 | 738.6558 | 1051.2685 | 971.169 | 1315.5877 | 1765.8255 | 1502.892 | 581.972 | 1028.2211 | 1193.7691 | 989.4631 | 1075.3684 | 350.746 | 443.7682 | 562.9722 | 504.1325 | 489.191 | 689.2052 | 544.1146
Option 5 SC | NSW |  | CST | 0 | 0 | 0 | 0 | 0 | 0 | 0 | 0 | 0 | 0 | 0 | 0 | 0 | 0 | 0 | 0 | 0 | 0 | 0 | 0 | 0 | 0 | 0 | 0
Option 5 SC | NSW |  | Coordinated CER | 100.6982 | 172.3965 | 239.6087 | 332.0369 | 433.86 | 548.8239 | 668.5134 | 829.1222 | 999.0277 | 1175.3066 | 1355.228 | 1682.5195 | 1905.7523 | 2186.9565 | 2505.0836 | 2771.1516 | 2974.8938 | 3357.6706 | 3688.1864 | 4011.0626 | 4742.044 | 5278.8667 | 5415.4055 | 6203.4417
Option 5 SC | NSW |  | DSP | 0 | 0 | 0 | 0 | 8.095e-09 | 4.875e-09 | 6.2339e-07 | 0.051234 | 0.010696 | 0.09089 | 0.81316 | 0.25023 | 9.615 | 22.7321 | 29.1806 | 25.8961 | 33.8149 | 39.0915 | 11.7998 | 18.7406 | 20.6032 | 25.9514 | 44.3454 | 35.8879
Option 5 SC | NSW |  | Distributed PV | 11543.0745 | 12914.8222 | 14968.8675 | 16314.8694 | 17142.6129 | 18684.7811 | 19250.0704 | 21386.176 | 22124.0883 | 22760.0726 | 22508.7554 | 22656.3159 | 25141.1257 | 28094.8145 | 29770.1856 | 29106.6947 | 27174.8204 | 29465.9076 | 33367.2093 | 35625.0344 | 36519.4675 | 38967.5539 | 39673.2091 | 43743.7732
Option 5 SC | NSW |  | Hydro | 3713.9516 | 4062.0936 | 2832.1907 | 3223.8198 | 2885.5363 | 2961.4973 | 3240.3308 | 2062.5177 | 3398.0367 | 3174.115 | 2538.9567 | 3780.9729 | 2532.4613 | 1998.8394 | 2203.632 | 1771.5541 | 2334.7426 | 2496.0888 | 2040.0976 | 1698.2298 | 2159.1355 | 2270.1725 | 2406.7549 | 1547.3979
Option 5 SC | NSW |  | OCGT | 33.034 | 26.8301 | 44.0453 | 11.0113 | 56.3653 | 41.1602 | 214.6968 | 571.8535 | 431.4625 | 804.0721 | 1281.9543 | 1003.2474 | 480.5615 | 1221.8708 | 2165.7539 | 1969.5919 | 1357.263 | 1606.2282 | 2436.8802 | 3816.7735 | 3209.2623 | 2641.9076 | 4602.8852 | 3358.6794
Option 5 SC | NSW |  | Offshore Wind | 0 | 0 | 0 | 0 | 0 | 0 | 0 | 0 | 0 | 0 | 0 | 0 | 3.4919e-07 | 2.5673e-06 | 1.083e-05 | 1.5957e-05 | 4.2789e-05 | 4.0851e-05 | 4.3891e-05 | 4.016e-05 | 4.1684e-05 | 4.3313e-05 | 4.0572e-05 | 3.2582e-05
Option 5 SC | NSW |  | PHES | 9.3681 | 190.3324 | 2296.2623 | 4403.3514 | 4949.5178 | 5285.0744 | 5837.8737 | 6340.4837 | 6195.0142 | 6200.8244 | 5842.1258 | 6100.3947 | 5360.7901 | 5100.1311 | 4651.2433 | 4772.0509 | 5591.6554 | 4978.4174 | 4552.7216 | 4072.0846 | 5101.5451 | 5237.7899 | 4849.2808 | 5068.4856
Option 5 SC | NSW |  | Solar | 10236.0171 | 19629.7048 | 29582.5676 | 36336.7942 | 36379.7175 | 36407.0578 | 40209.1825 | 43793.9823 | 48810.8041 | 46733.6893 | 45443.0109 | 44926.9029 | 43239.2255 | 44312.1039 | 43234.6253 | 44319.4284 | 45204.4391 | 44691.2821 | 46194.6962 | 45075.5094 | 47341.2311 | 48822.862 | 47209.2408 | 48523.4608
Option 5 SC | NSW |  | Wind | 7918.9229 | 8406.7106 | 10130.838 | 20352.1798 | 28390.3752 | 31544.7388 | 30677.6004 | 34018.4883 | 38377.9698 | 40097.1448 | 42280.9577 | 44468.5178 | 46517.7372 | 42501.1988 | 45401.1141 | 50505.223 | 52988.5243 | 51231.6092 | 52410.3631 | 50492.7277 | 51901.4115 | 53227.7036 | 50352.2187 | 54007.9858
Option 5 SC | NSW | CNSW | 12h | 0 | 0 | 75.106 | 1426.9575 | 1531.5135 | 1537.5554 | 1643.7272 | 1765.1939 | 1839.6278 | 1651.0003 | 1517.0597 | 1400.1291 | 1354.9523 | 1386.6858 | 1324.3901 | 1227.0485 | 1153.9511 | 1084.572 | 1054.6144 | 1091.582 | 1174.2464 | 1181.2349 | 1049.8056 | 1281.5491
Option 5 SC | NSW | CNSW | 2h | 29.134 | 115.1406 | 143.1832 | 152.4295 | 166.017 | 161.7219 | 166.1565 | 174.7296 | 179.1152 | 174.3873 | 163.5639 | 137.3634 | 131.4529 | 135.5354 | 133.8202 | 121.0803 | 104.0067 | 106.7141 | 106.1907 | 99.396 | 104.9744 | 216.925 | 216.983 | 221.1472
Option 5 SC | NSW | CNSW | 4h | 634.546 | 933.9818 | 794.5516 | 809.0626 | 839.7185 | 826.7792 | 833.0979 | 863.6991 | 881.3172 | 865.8993 | 834.7989 | 814.6608 | 768.332 | 746.4362 | 748.4796 | 708.4262 | 635.0821 | 619.3875 | 629.8364 | 628.8337 | 431.2563 | 406.0445 | 402.498 | 415.896
Option 5 SC | NSW | CNSW | 8h | 0 | 82.3593 | 929.0267 | 1004.3706 | 1076.776 | 1055.6483 | 1075.078 | 2132.9497 | 2198.3898 | 2103.6098 | 1977.8043 | 1891.8373 | 1730.4778 | 1750.7723 | 2100.5017 | 1976.2082 | 2311.16 | 2326.2255 | 2305.5041 | 2397.0525 | 2605.046 | 3500.2643 | 3154.8975 | 3319.3934
Option 5 SC | NSW | CNSW | Black Coal | 22132.4613 | 18061.3523 | 17232.9373 | 7502.3784 | 5131.2577 | 4225.9824 | 4809.8694 | 3336.053 | 3476.0935 | 4043.3823 | 4324.0373 | 4215.7333 | 2642.2788 | 2649.5179 | 0 | 0 | 0 | 0 | 0 | 0 | 0 | 0 | 0 | 0
Option 5 SC | NSW | CNSW | CST | 0 | 0 | 0 | 0 | 0 | 0 | 0 | 0 | 0 | 0 | 0 | 0 | 0 | 0 | 0 | 0 | 0 | 0 | 0 | 0 | 0 | 0 | 0 | 0
Option 5 SC | NSW | CNSW | Coordinated CER | 9.9838 | 17.835 | 25.4006 | 34.6477 | 43.3763 | 52.1086 | 62.8721 | 76.7321 | 91.8624 | 106.9494 | 123.3463 | 141.6675 | 153.1076 | 173.054 | 198.942 | 212.4003 | 224.9292 | 247.7727 | 280.8145 | 312.0646 | 364.446 | 390.3602 | 423.7217 | 466.7528
Option 5 SC | NSW | CNSW | Distributed PV | 865.0955 | 969.345 | 1128.489 | 1234.196 | 1286.7475 | 1399.1952 | 1437.0249 | 1606.756 | 1727.9378 | 1761.9076 | 1753.5544 | 1748.6095 | 1945.2245 | 2201.3229 | 2241.1064 | 2189.0443 | 2041.0197 | 2216.0053 | 2526.8267 | 2689.7193 | 2757.6398 | 2931.4673 | 2972.4157 | 3301.495
Option 5 SC | NSW | CNSW | OCGT | 0 | 0 | 0 | 0 | 0 | 0 | 1.0474e-06 | 1.9075e-06 | 2.269e-06 | 3.3281e-06 | 7.2296e-06 | 6.6678e-06 | 1.4174e-06 | 3.9556e-06 | 1.1109e-05 | 8.7412e-06 | 5.4248e-06 | 4.1611e-06 | 200.8872 | 541.928 | 482.5493 | 243.6097 | 629.5603 | 345.7864
Option 5 SC | NSW | CNSW | PHES | 9.3681 | 190.3324 | 284.113 | 350.8539 | 375.9294 | 426.5638 | 495.2842 | 540.0526 | 538.0243 | 476.3441 | 447.9859 | 502.2758 | 463.6148 | 452.365 | 452.941 | 428.4297 | 450.4308 | 425.1722 | 385.3843 | 342.7847 | 405.7659 | 426.3008 | 376.0547 | 436.7985
Option 5 SC | NSW | CNSW | Solar | 4003.7642 | 7027.2867 | 13893.7268 | 21712.5827 | 21748.6114 | 22575.1639 | 23581.5952 | 26554.7131 | 30617.1422 | 29616.6478 | 28977.0088 | 27385.3148 | 28335.3474 | 30298.8991 | 29255.6121 | 29620.251 | 29849.3861 | 30279.6278 | 32409.9022 | 32015.8671 | 32918.5295 | 34046.7952 | 33029.9746 | 34918.9428
Option 5 SC | NSW | CNSW | Wind | 1397.6429 | 1640.8357 | 3130.7619 | 12866.8647 | 19511.198 | 21278.1618 | 20699.7668 | 22454.7049 | 22345.7391 | 24528.2277 | 25290.0169 | 26082.5294 | 25966.8829 | 24600.9375 | 25707.2923 | 30326.9316 | 30746.5828 | 28591.9522 | 29646.5523 | 28682.6301 | 29742.3645 | 29505.6204 | 28572.7575 | 30726.1821
Option 5 SC | NSW | NNSW | 1h | 45.1852 | 170.5702 | 112.4186 | 117.4507 | 117.8891 | 118.8407 | 124.8859 | 130.2453 | 125.7822 | 125.9589 | 119.9752 | 118.6119 | 102.2153 | 94.5651 | 93.911 | 82.9369 | 75.379 | 73.248 | 73.2318 | 62.8474 | 77.3478 | 77.0064 | 73.0205 | 74.7517
Option 5 SC | NSW | NNSW | 2h | 21.3677 | 157.6817 | 206.4019 | 224.32 | 223.9562 | 230.586 | 241.9014 | 257.2525 | 248.2202 | 248.3281 | 230.196 | 224.0704 | 195.7489 | 178.227 | 177.5231 | 151.1911 | 140.0435 | 142.309 | 136.9648 | 122.5658 | 151.8684 | 89.1217 | 87.0104 | 89.3252
Option 5 SC | NSW | NNSW | 8h | 271.5929 | 771.3635 | 1285.2313 | 1412.6267 | 1430.2349 | 1525.634 | 1599.0214 | 1670.7355 | 1652.3766 | 1621.6179 | 1509.3672 | 1519.4193 | 1290.9055 | 1175.0671 | 1160.7657 | 1041.8047 | 946.9022 | 939.7838 | 910.8065 | 809.0863 | 543.5744 | 358.5006 | 106.495 | 65.5777
Option 5 SC | NSW | NNSW | CST | 0 | 0 | 0 | 0 | 0 | 0 | 0 | 0 | 0 | 0 | 0 | 0 | 0 | 0 | 0 | 0 | 0 | 0 | 0 | 0 | 0 | 0 | 0 | 0
Option 5 SC | NSW | NNSW | Coordinated CER | 14.4741 | 23.1561 | 33.03 | 45.3602 | 56.2119 | 68.8274 | 83.6916 | 100.6867 | 119.6883 | 139.8871 | 159.2663 | 186.9986 | 197.8849 | 212.6192 | 248.9496 | 262.6862 | 268.7311 | 300.1315 | 322.3918 | 335.8721 | 410.2399 | 440.2229 | 462.9427 | 473.7138
Option 5 SC | NSW | NNSW | Distributed PV | 1676.9315 | 1856.3665 | 2135.5405 | 2331.8645 | 2429.2725 | 2639.3285 | 2726.717 | 3023.9865 | 3119.2687 | 3243.5115 | 3192.5329 | 3204.8965 | 3558.4004 | 3915.2044 | 4138.1929 | 4004.7809 | 3771.7414 | 4027.9419 | 4516.6515 | 4857.373 | 4963.5585 | 5287.78 | 5424.0395 | 5977.196
Option 5 SC | NSW | NNSW | PHES | 0 | 0 | 0 | 0 | 0 | 0 | 0 | 0 | 0 | 1.7146e-06 | 2.0025e-06 | 3.3712e-06 | 3.2729e-06 | 3.3107e-06 | 3.3654e-06 | 3.419e-06 | 7.9814e-06 | 1.0118e-05 | 4.2998e-06 | 3.898e-06 | 4.8295e-06 | 4.724e-06 | 4.7952e-06 | 4.6641e-06
Option 5 SC | NSW | NNSW | Solar | 1540.0553 | 2174.5041 | 2429.1061 | 2408.8312 | 2309.0575 | 2389.4313 | 5562.5161 | 5817.3313 | 5839.7028 | 5732.6496 | 5714.695 | 5741.3791 | 4143.2151 | 3558.5454 | 3387.282 | 3639.2124 | 3706.6029 | 3173.9075 | 3145.129 | 3037.3861 | 3435.0998 | 3451.467 | 2972.1436 | 2803.9992
Option 5 SC | NSW | NNSW | Wind | 1241.927 | 1189.8293 | 1136.8842 | 1055.8561 | 1422.3788 | 1535.2476 | 1563.232 | 2820.7043 | 6990.8332 | 6462.9176 | 8233.7821 | 8732.8883 | 7308.0011 | 6260.5126 | 7281.7302 | 7709.7917 | 9985.6908 | 9296.5806 | 9263.3954 | 8708.7761 | 9640.0304 | 9901.7562 | 9624.913 | 10015.0013
Option 5 SC | NSW | SNSW | 1h | 11.8515 | 25.3553 | 15.4986 | 15.6593 | 16.3522 | 15.7574 | 15.4436 | 15.9528 | 16.1551 | 15.9752 | 14.7178 | 15.2215 | 12.0504 | 11.7635 | 11.4309 | 10.9607 | 10.797 | 0 | 0 | 0 | 0 | 0 | 0 | 0
Option 5 SC | NSW | SNSW | 2h | 68.9856 | 183.4136 | 161.8647 | 154.7313 | 166.9805 | 158.1554 | 160.5136 | 161.3885 | 165.2971 | 158.2499 | 146.4769 | 140.7275 | 121.9546 | 123.455 | 119.3834 | 111.7449 | 110.6297 | 105.3908 | 102.3047 | 96.2578 | 103.9008 | 112.9324 | 69.3271 | 68.2688
Option 5 SC | NSW | SNSW | 4h | 0 | 0 | 0 | 0 | 60.6232 | 243.6542 | 238.7132 | 248.3901 | 258.1398 | 250.2261 | 219.6871 | 225.2158 | 182.485 | 167.7639 | 157.879 | 158.8529 | 166.3311 | 148.8328 | 147.6037 | 121.06 | 149.6364 | 162.3511 | 154.097 | 157.3243
Option 5 SC | NSW | SNSW | 8h | 99.5331 | 325.421 | 447.6496 | 604.5232 | 639.1485 | 608.5499 | 567.3339 | 498.4233 | 696.2219 | 630.9685 | 482.1349 | 487.7898 | 387.5678 | 375.1308 | 367.9449 | 342.7677 | 308.8044 | 316.0786 | 312.6912 | 269.6661 | 239.2431 | 103.6189 | 85.7063 | 88.9329
Option 5 SC | NSW | SNSW | CST | 0 | 0 | 0 | 0 | 0 | 0 | 0 | 0 | 0 | 0 | 0 | 0 | 0 | 0 | 0 | 0 | 0 | 0 | 0 | 0 | 0 | 0 | 0 | 0
Option 5 SC | NSW | SNSW | Coordinated CER | 16.5304 | 34.986 | 40.4635 | 52.9381 | 69.0057 | 84.2711 | 100.373 | 127.5977 | 155.0983 | 183.5892 | 206.1299 | 242.7766 | 243.2847 | 270.9336 | 301.4659 | 336.9454 | 368.0032 | 404.0156 | 439.987 | 464.537 | 563.3495 | 647.505 | 668.1299 | 746.8105
Option 5 SC | NSW | SNSW | Distributed PV | 1978.6995 | 2197.9157 | 2514.264 | 2694.231 | 2948.1035 | 3191.7529 | 3237.8027 | 3613.9577 | 3705.1869 | 3781.9619 | 3739.7665 | 3774.3024 | 4156.8102 | 4641.1629 | 4966.2105 | 4900.6578 | 4522.7125 | 4938.6057 | 5582.9282 | 5893.3756 | 6190.4138 | 6504.1047 | 6491.0135 | 7240.1038
Option 5 SC | NSW | SNSW | Hydro | 3713.9516 | 4062.0936 | 2832.1907 | 3223.8198 | 2885.5363 | 2961.4973 | 3240.3308 | 2062.5177 | 3398.0367 | 3174.115 | 2538.9567 | 3780.9729 | 2532.4613 | 1998.8394 | 2203.632 | 1771.5541 | 2334.7426 | 2496.0888 | 2040.0976 | 1698.2298 | 2159.1355 | 2270.1725 | 2406.7549 | 1547.3979
Option 5 SC | NSW | SNSW | OCGT | 0 | 0 | 0 | 0 | 3e-09 | 1.215e-09 | 4.4436e-07 | 92.2218 | 83.3529 | 180.8141 | 208.506 | 204.9219 | 49.6837 | 97.7686 | 100.6505 | 232.6303 | 84.3686 | 18.2235 | 0 | 0 | 0 | 0 | 0 | 0
Option 5 SC | NSW | SNSW | PHES | 0 | 0 | 2012.1493 | 4052.4975 | 4573.5885 | 4858.5106 | 5342.5894 | 5800.4312 | 5656.9899 | 5724.4803 | 5394.1399 | 5598.1189 | 4897.1753 | 4647.7661 | 4198.3023 | 4343.6211 | 5141.2246 | 4553.2453 | 4167.3372 | 3729.2999 | 4695.7791 | 4811.4891 | 4473.2261 | 4631.6871
Option 5 SC | NSW | SNSW | Solar | 4692.1976 | 10427.914 | 13259.7347 | 12215.3803 | 12322.0487 | 11442.4626 | 11065.0712 | 11421.9379 | 12353.959 | 11384.3918 | 10751.307 | 11800.2089 | 8772.3121 | 8534.188 | 8776.694 | 9228.3707 | 10004.4294 | 9546.5501 | 8802.1717 | 8068.5509 | 9153.5233 | 9381.7068 | 9302.9318 | 8806.9545
Option 5 SC | NSW | SNSW | Wind | 5279.3531 | 5576.0456 | 5863.1919 | 6429.459 | 7456.7983 | 8731.3294 | 8414.6016 | 8743.0791 | 8851.981 | 8915.8678 | 8567.3502 | 9448.3988 | 13035.1565 | 11462.8219 | 12220.9306 | 12281.9468 | 12059.6193 | 13161.9861 | 13303.5678 | 12915.1197 | 12332.4627 | 13636.5415 | 11961.2745 | 13073.2135
Option 5 SC | NSW | SNW | 1h | 0 | 2.05e-09 | 4.0398e-07 | 2.3852e-06 | 2.9211e-06 | 4.3827e-06 | 1.7462e-05 | 2.0594e-05 | 1.983e-05 | 2.157e-05 | 2.5631e-05 | 2.6888e-05 | 3.1612e-05 | 3.5044e-05 | 3.7971e-05 | 3.9862e-05 | 4.8008e-05 | 5.0234e-05 | 1.8599e-05 | 1.5332e-05 | 1.9307e-05 | 1.9585e-05 | 2.0119e-05 | 2.6114e-05
Option 5 SC | NSW | SNW | 2h | 95.706 | 97.1763 | 108.4177 | 147.8678 | 435.5321 | 443.6234 | 430.296 | 452.9901 | 460.0589 | 434.6037 | 359.0454 | 387.1829 | 399.0329 | 437.6767 | 366.3819 | 341.6461 | 291.5996 | 293.5044 | 277.9515 | 286.8398 | 319.7492 | 309.5671 | 289.6932 | 363.1069
Option 5 SC | NSW | SNW | 4h | 333.2535 | 1531.4838 | 2711.2297 | 2841.3661 | 2905.0293 | 2956.7463 | 2928.585 | 3088.1123 | 3130.6448 | 2951.883 | 2787.1184 | 3037.6723 | 2999.4129 | 3078.2091 | 2975.0801 | 2838.1966 | 2571.2159 | 2571.5914 | 2489.3448 | 2077.0288 | 2215.7791 | 1375.675 | 180.7295 | 231.2387
Option 5 SC | NSW | SNW | 8h | 0 | 5.266e-06 | 0.00036476 | 1086.6373 | 1164.9945 | 1397.9967 | 2877.678 | 3881.6512 | 3908.0345 | 3638.9466 | 3377.587 | 3623.416 | 3629.9054 | 3811.2259 | 3622.2222 | 3418.462 | 3055.9261 | 3132.9756 | 3096.6987 | 2941.4653 | 3335.0584 | 4768.5305 | 4366.4908 | 4275.9654
Option 5 SC | NSW | SNW | Black Coal | 12686.6469 | 10071.7344 | 3156.7536 | 3156.7536 | 3156.7536 | 3165.4022 | 3708.9955 | 0 | 0 | 0 | 0 | 0 | 0 | 0 | 0 | 0 | 0 | 0 | 0 | 0 | 0 | 0 | 0 | 0
Option 5 SC | NSW | SNW | CCGT | 525.6 | 527.04 | 525.6 | 369.4112 | 537.2457 | 250.5133 | 738.6558 | 1051.2685 | 971.169 | 1315.5877 | 1765.8255 | 1502.892 | 581.972 | 1028.2211 | 1193.7691 | 989.4631 | 1075.3684 | 350.746 | 443.7682 | 562.9722 | 504.1325 | 489.191 | 689.2052 | 544.1146
Option 5 SC | NSW | SNW | Coordinated CER | 59.7099 | 96.4194 | 140.7146 | 199.0909 | 265.266 | 343.6168 | 421.5767 | 524.1058 | 632.3787 | 744.8809 | 866.4854 | 1111.0768 | 1311.4752 | 1530.3497 | 1755.7261 | 1959.1196 | 2113.2303 | 2405.7508 | 2644.9931 | 2898.5889 | 3404.0086 | 3800.7785 | 3860.6113 | 4516.1646
Option 5 SC | NSW | SNW | DSP | 0 | 0 | 0 | 0 | 8.095e-09 | 4.875e-09 | 6.2339e-07 | 0.051234 | 0.010696 | 0.09089 | 0.81316 | 0.25023 | 9.615 | 22.7321 | 29.1806 | 25.8961 | 33.8149 | 39.0915 | 11.7998 | 18.7406 | 20.6032 | 25.9514 | 44.3454 | 35.8879
Option 5 SC | NSW | SNW | Distributed PV | 7022.348 | 7891.195 | 9190.574 | 10054.578 | 10478.4895 | 11454.5045 | 11848.5259 | 13141.4759 | 13571.6949 | 13972.6917 | 13822.9016 | 13928.5076 | 15480.6906 | 17337.1243 | 18424.6758 | 18012.2116 | 16839.3467 | 18283.3547 | 20740.803 | 22184.5665 | 22607.8555 | 24244.202 | 24785.7404 | 27224.9784
Option 5 SC | NSW | SNW | OCGT | 33.034 | 26.8301 | 44.0453 | 11.0113 | 56.3653 | 41.1602 | 214.6968 | 479.6317 | 348.1095 | 623.258 | 1073.4483 | 798.3255 | 430.8778 | 1124.1022 | 2065.1034 | 1736.9615 | 1272.8944 | 1588.0047 | 2235.993 | 3274.8455 | 2726.7129 | 2398.298 | 3973.3249 | 3012.893
Option 5 SC | NSW | SNW | Offshore Wind | 0 | 0 | 0 | 0 | 0 | 0 | 0 | 0 | 0 | 0 | 0 | 0 | 3.4919e-07 | 2.5673e-06 | 1.083e-05 | 1.5957e-05 | 4.2789e-05 | 4.0851e-05 | 4.3891e-05 | 4.016e-05 | 4.1684e-05 | 4.3313e-05 | 4.0572e-05 | 3.2582e-05
Option 5 SC | NSW | SNW | Solar | 6.2857e-06 | 8.5615e-06 | 8.338e-06 | 1.1053e-05 | 1.5872e-05 | 2.6722e-05 | 1.8245e-05 | 3.2939e-05 | 6.2156e-05 | 9.1229e-05 | 0.00014287 | 0.00020785 | 1988.3508 | 1920.4714 | 1815.0371 | 1831.5944 | 1644.0206 | 1691.1966 | 1837.4933 | 1953.7053 | 1834.0785 | 1942.8932 | 1904.1908 | 1993.5643
Option 5 SC | NSW | SNW | Wind | 0 | 0 | 2.7237e-06 | 7.0299e-06 | 1.4745e-05 | 2.6739e-05 | 2.6075e-05 | 3.1125e-05 | 189.4165 | 190.1317 | 189.8085 | 204.7013 | 207.6967 | 176.9269 | 191.1609 | 186.5528 | 196.6314 | 181.0903 | 196.8476 | 186.2017 | 186.554 | 183.7854 | 193.2737 | 193.5889
Option 5 SC | QLD |  | 1h | 26.528 | 161.1037 | 221.8603 | 263.8922 | 275.8994 | 256.022 | 256.2425 | 283.3671 | 286.8794 | 283.8184 | 282.2152 | 286.302 | 289.9589 | 285.0345 | 301.2072 | 263.0633 | 238.8379 | 244.5382 | 239.9272 | 231.5657 | 243.4112 | 211.7334 | 225.9338 | 110.2977
Option 5 SC | QLD |  | 2h | 526.2558 | 1242.3503 | 1493.4154 | 1654.4733 | 1707.2188 | 1623.8319 | 1619.1782 | 1734.8804 | 1757.6913 | 1741.1042 | 1739.9594 | 1780.1346 | 1682.5102 | 1588.2305 | 1698.5851 | 1471.9189 | 1335.098 | 1340.074 | 1222.559 | 917.6852 | 971.8728 | 805.2421 | 723.8067 | 507.2038
Option 5 SC | QLD |  | 4h | 116.8912 | 276.0097 | 756.964 | 1639.8097 | 1698.904 | 1638.0404 | 1668.2302 | 1694.9947 | 1713.3633 | 1713.77 | 1704.6665 | 1722.4587 | 1702.3886 | 1636.774 | 1709.6572 | 2026.5176 | 1928.4408 | 2006.2738 | 2133.7313 | 2210.8401 | 2279.6843 | 3913.291 | 3645.1939 | 3286.8313
Option 5 SC | QLD |  | 8h | 0 | 0 | 1.9144e-05 | 3.6642e-05 | 3.7272e-05 | 3.7956e-05 | 4.2354e-05 | 6.0322e-05 | 9.4618e-05 | 8.8135e-05 | 9.8328e-05 | 0.0001014 | 0.00012249 | 0.0001663 | 0.00016988 | 0.00016519 | 0.00024633 | 183.9734 | 182.5198 | 326.5634 | 344.1025 | 1562.7099 | 2223.0655 | 4804.9515
Option 5 SC | QLD |  | Biomass | 269.1072 | 259.2875 | 236.9702 | 231.9792 | 232.3146 | 227.375 | 229.0937 | 208.6583 | 191.4866 | 201.7389 | 184.7031 | 177.5027 | 126.0726 | 121.8758 | 112.938 | 125.4914 | 108.4259 | 98.7425 | 87.6648 | 87.9367 | 97.3005 | 94.7876 | 85.5799 | 79.4067
Option 5 SC | QLD |  | Black Coal | 38682.1284 | 30240.7339 | 26101.2176 | 21858.9504 | 21871.577 | 19278.0641 | 18665.2766 | 16693.5935 | 12880.0348 | 14287.0626 | 13035.3195 | 9088.471 | 7728.072 | 7749.2448 | 7728.072 | 7728.072 | 6424.584 | 5576.5224 | 4697.988 | 3834.69 | 2971.392 | 2979.5328 | 2971.392 | 0
Option 5 SC | QLD |  | CCGT | 2459.9626 | 1542.6807 | 1948.2021 | 1403.0456 | 407.1046 | 275.0636 | 415.909 | 720.1571 | 355.1741 | 721.8705 | 836.0847 | 1454.0985 | 210.0926 | 328.9553 | 431.6624 | 296.9257 | 408.4041 | 426.928 | 801.1251 | 269.0636 | 297.905 | 152.8444 | 230.4836 | 260.2484
Option 5 SC | QLD |  | Coordinated CER | 35.4682 | 70.6684 | 105.0136 | 164.9327 | 224.8062 | 293.0809 | 364.8221 | 467.6383 | 592.5846 | 662.8572 | 769.251 | 946.5001 | 1080.7106 | 1148.8745 | 1403.861 | 1475.0021 | 1498.3952 | 1710.731 | 1792.772 | 1859.6272 | 2156.6876 | 2223.8253 | 2585.9152 | 2627.0479
Option 5 SC | QLD |  | Distributed PV | 9841.659 | 11465.868 | 12461.3365 | 13705.1905 | 14502.269 | 15304.1295 | 16125.8889 | 17230.8011 | 17904.2014 | 19013.1039 | 18690.3963 | 18739.1372 | 20184.3917 | 22385.3696 | 23533.0286 | 23499.7668 | 21216.4653 | 24295.2371 | 25985.8157 | 28158.4969 | 29157.4977 | 30386.5202 | 32052.6873 | 34120.5906
Option 5 SC | QLD |  | H2 Reciprocating Engine | 0 | 0 | 1.967e-08 | 4.879e-08 | 1.2915e-07 | 2.1197e-07 | 2.0437e-06 | 1.0383 | 2.0108e-06 | 2.7219e-06 | 27.8698 | 105.849 | 41.0241 | 23.252 | 33.4464 | 19.4348 | 29.6015 | 13.0496 | 73.7105 | 96.0554 | 123.389 | 53.0872 | 152.4134 | 265.1336
Option 5 SC | QLD |  | Hydro | 980.6993 | 854.509 | 680.5617 | 788.6698 | 682.0983 | 582.0158 | 554.9821 | 668.0675 | 797.239 | 666.6128 | 653.704 | 729.0606 | 568.9238 | 556.3103 | 399.9764 | 466.8009 | 470.5349 | 424.8985 | 341.4086 | 362.7529 | 370.45 | 328.5189 | 304.9077 | 281.7442
Option 5 SC | QLD |  | Liquid Fuel | 0 | 0 | 0 | 0 | 0 | 0 | 0 | 0 | 0 | 0 | 0 | 0 | 5.2019 | 0 | 0 | 0 | 0 | 0 | 0 | 0 | 0 | 0 | 0 | 0
Option 5 SC | QLD |  | OCGT | 3.11e-09 | 2.521e-08 | 16.4688 | 8.191e-08 | 1.8878e-07 | 2.163e-07 | 4.3684e-06 | 2.7721 | 5.1659e-06 | 7.6224e-06 | 51.3363 | 240.4224 | 141.6452 | 45.1919 | 54.5718 | 32.8988 | 65.3213 | 7.2895 | 388.8156 | 533.2855 | 714.822 | 202.6595 | 373.9919 | 647.4505
Option 5 SC | QLD |  | PHES | 175.2229 | 693.7826 | 1050.5529 | 1158.9606 | 1249.9194 | 1288.8128 | 1336.2265 | 1422.4729 | 1690.1265 | 3057.1419 | 4943.2231 | 5447.9708 | 5818.894 | 5237.5186 | 5835.1324 | 5273.7474 | 5182.4843 | 5361.7254 | 4883.7131 | 4310.3249 | 5043.1986 | 4611.3879 | 4851.2854 | 4429.028
Option 5 SC | QLD |  | Solar | 8153.6281 | 14706.617 | 16698.0515 | 16964.4238 | 16914.252 | 17691.3316 | 17481.5268 | 17613.1357 | 17492.0813 | 19952.9467 | 23152.2937 | 23900.9891 | 26230.9359 | 24849.6586 | 25392.9715 | 26951.5369 | 27477.2843 | 28886.7974 | 28400.7851 | 28602.6418 | 28920.7715 | 32802.5252 | 34338.1179 | 35690.2865
Option 5 SC | QLD |  | Wind | 8586.2836 | 9718.0509 | 12215.398 | 15269.0884 | 17472.9364 | 20315.4099 | 22405.5213 | 26757.9293 | 30461.6856 | 28292.0892 | 29553.4976 | 31116.7831 | 37832.2191 | 40487.1314 | 40807.0303 | 42233.1219 | 41706.1588 | 44702.4653 | 44857.1629 | 47422.4258 | 48113.5585 | 46893.4508 | 45265.8065 | 45283.569
Option 5 SC | QLD | CQ | 2h | 13.6187 | 88.3101 | 114.3512 | 114.1374 | 121.7634 | 112.782 | 123.7699 | 129.4613 | 132.0713 | 132.9126 | 133.0546 | 135.1908 | 140.5441 | 134.1408 | 143.8255 | 130.8543 | 94.5389 | 92.7083 | 92.1334 | 91.8164 | 93.8333 | 90.0195 | 91.958 | 86.5873
Option 5 SC | QLD | CQ | 4h | 14.6004 | 106.4246 | 144.7461 | 145.6574 | 152.4945 | 141.496 | 156.1938 | 165.6842 | 167.7958 | 169.8764 | 170.3332 | 174.4979 | 176.5023 | 167.9122 | 179.2829 | 157.5908 | 152.0415 | 144.8956 | 142.2029 | 139.1151 | 0 | 0 | 0 | 0
Option 5 SC | QLD | CQ | 8h | 0 | 0 | 3.6504e-06 | 7.6565e-06 | 8.4244e-06 | 8.4227e-06 | 1.2335e-05 | 1.8726e-05 | 4.8345e-05 | 4.4796e-05 | 4.52e-05 | 4.694e-05 | 4.8579e-05 | 4.84e-05 | 5.0173e-05 | 5.1451e-05 | 7.7056e-05 | 121.7666 | 119.5118 | 128.5171 | 131.0249 | 126.1496 | 385.4898 | 1538.6595
Option 5 SC | QLD | CQ | Black Coal | 12905.7377 | 9246.8649 | 6764.8916 | 5938.8472 | 7818.2199 | 6942.5567 | 6619.3221 | 4931.88 | 4931.88 | 4945.392 | 4931.88 | 4931.88 | 4931.88 | 4945.392 | 4931.88 | 4931.88 | 4931.88 | 4079.7288 | 3205.284 | 2341.986 | 1478.688 | 1482.7392 | 1478.688 | 0
Option 5 SC | QLD | CQ | Coordinated CER | 1.4601 | 5.7283 | 9.5209 | 14.0109 | 20.2406 | 25.8909 | 32.9451 | 41.3515 | 51.9329 | 58.6942 | 69.0231 | 85.471 | 97.435 | 103.9419 | 126.9901 | 140.0354 | 141.2527 | 159.7018 | 164.731 | 185.1319 | 219.3372 | 211.0376 | 242.5674 | 255.4331
Option 5 SC | QLD | CQ | Distributed PV | 919.0185 | 1075.967 | 1174.6005 | 1273.458 | 1354.6445 | 1438.463 | 1533.3335 | 1706.17 | 1783.0555 | 1892.174 | 1876.4599 | 1891.7595 | 2025.2919 | 2283.0569 | 2414.8484 | 2270.5779 | 2114.563 | 2434.9309 | 2628.219 | 2759.845 | 2860.5395 | 2995.473 | 3219.6135 | 3654.865
Option 5 SC | QLD | CQ | OCGT | 0 | 0 | 0 | 0 | 0 | 2.5835e-08 | 6.182e-07 | 7.0019e-07 | 6.037e-07 | 8.3146e-07 | 16.867 | 2.338 | 19.8188 | 6.2806 | 6.9878 | 5.9835e-08 | 10.243 | 9.3435e-08 | 11.7953 | 31.6535 | 60.7569 | 0.66268 | 27.7219 | 77.8364
Option 5 SC | QLD | CQ | PHES | 0 | 0 | 0 | 0 | 0 | 0 | 0 | 0 | 0 | 1.3571e-06 | 1.1375e-06 | 3.1129e-06 | 1.7876e-06 | 2.6575e-06 | 3.1203e-06 | 3.4745e-06 | 6.1083e-06 | 1.0595e-05 | 4.0329e-06 | 3.9638e-06 | 4.7649e-06 | 4.1144e-06 | 4.1268e-06 | 4.5572e-06
Option 5 SC | QLD | CQ | Solar | 1718.1026 | 2333.6158 | 2330.3759 | 2377.6515 | 2403.6386 | 2447.1589 | 2463.2372 | 2517.8701 | 2438.0239 | 3528.1328 | 5107.1179 | 5154.0477 | 4895.4909 | 4564.3921 | 4758.371 | 6312.4706 | 7182.108 | 7579.2436 | 7094.9197 | 7190.8283 | 8096.4393 | 10318.5344 | 11713.2601 | 13717.1365
Option 5 SC | QLD | CQ | Wind | 1392.5019 | 2536.3321 | 3255.9147 | 3587.8351 | 3772.5766 | 4482.6921 | 4310.3883 | 4269.726 | 7205.4924 | 6435.2656 | 6990.1729 | 6776.2773 | 6218.3546 | 7633.4349 | 7602.8704 | 7474.5786 | 7013.089 | 9985.4191 | 10018.4981 | 10173.089 | 9986.6133 | 10177.0979 | 9323.4718 | 7811.4288
Option 5 SC | QLD | GG | 1h | 0 | 19.3013 | 66.081 | 106.4634 | 120.2211 | 114.185 | 119.5431 | 117.9509 | 120.5802 | 118.0012 | 119.913 | 119.9433 | 124.9297 | 125.3804 | 127.6753 | 121.4197 | 106.3988 | 106.6346 | 103.6059 | 110.0519 | 110.9604 | 88.7796 | 96.498 | 0
Option 5 SC | QLD | GG | 2h | 0 | 0 | 1.03e-09 | 3.1635e-07 | 1.003e-06 | 1.4419e-06 | 1.2523e-05 | 2.2072e-05 | 5.8875e-05 | 5.6212e-05 | 6.1669e-05 | 6.2132e-05 | 7.3792e-05 | 8.5493e-05 | 8.8743e-05 | 0.00013726 | 0.00021996 | 0.00023106 | 0.00010983 | 0.00011639 | 0.00011936 | 0.00012922 | 0.00013349 | 0.0001897
Option 5 SC | QLD | GG | 4h | 0 | 0 | 1.0143e-05 | 73.9961 | 79.7902 | 78.6873 | 80.5214 | 79.8937 | 80.3583 | 79.1967 | 79.341 | 79.8745 | 81.7436 | 82.3993 | 83.6827 | 540.6866 | 574.3108 | 646.1752 | 800.3775 | 930.5719 | 1114.6373 | 2012.0199 | 2018.9462 | 2310.9379
Option 5 SC | QLD | GG | Black Coal | 2943.36 | 2951.424 | 1959.552 | 0 | 0 | 0 | 0 | 0 | 0 | 0 | 0 | 0 | 0 | 0 | 0 | 0 | 0 | 0 | 0 | 0 | 0 | 0 | 0 | 0
Option 5 SC | QLD | GG | CCGT | 851.472 | 837.9936 | 867.24 | 851.472 | 3.5812e-07 | 1.8396 | 1.1208 | 4.5847 | 0.50466 | 1.4396e-06 | 20.6437 | 110.882 | 32.9012 | 57.6777 | 87.396 | 73.3974 | 105.8477 | 113.5492 | 162.2721 | 193.5654 | 205.3022 | 152.8444 | 230.4836 | 260.2484
Option 5 SC | QLD | GG | Coordinated CER | 0.12138 | 0.46031 | 0.85641 | 2.0078 | 2.7943 | 3.542 | 4.4788 | 5.4983 | 6.832 | 7.5595 | 9.1167 | 11.1943 | 12.8171 | 14.6651 | 17.7927 | 19.4115 | 20.4439 | 23.7164 | 25.2383 | 28.504 | 33.4222 | 30.2232 | 34.0193 | 33.5833
Option 5 SC | QLD | GG | Distributed PV | 111.7585 | 130.942 | 143.22 | 158.5655 | 168.089 | 177.583 | 186.946 | 199.8037 | 207.695 | 219.3036 | 215.5459 | 215.9563 | 232.1099 | 260.2984 | 273.4294 | 274.1229 | 245.0324 | 280.4958 | 300.4495 | 327.5285 | 339.0155 | 353.4047 | 370.9466 | 394.4295
Option 5 SC | QLD | GG | OCGT | 0 | 0 | 0 | 0 | 0 | 0 | 1.407e-08 | 7.768e-08 | 6.0882e-07 | 9.182e-07 | 1.8395e-06 | 3.8427e-06 | 2.2589e-07 | 2.5895e-08 | 1.3562e-07 | 7.5345e-08 | 2.4138e-07 | 5.2963e-07 | 206.3284 | 224.624 | 327.6798 | 105.2568 | 187.4547 | 274.36
Option 5 SC | QLD | GG | Solar | 772.3376 | 889.3258 | 918.6887 | 950.7535 | 953.986 | 977.3061 | 961.1913 | 969.3501 | 971.9311 | 1005.4232 | 957.9659 | 940.7889 | 961.6967 | 962.0589 | 944.3356 | 1257.3945 | 1050.511 | 1204.6188 | 1235.5933 | 1280.177 | 1286.0661 | 1324.8449 | 1315.1392 | 1328.7892
Option 5 SC | QLD | NQ | 2h | 0 | 35.7651 | 197.6658 | 338.6702 | 371.5751 | 368.8045 | 372.3534 | 354.6208 | 361.7872 | 347.1724 | 346.9546 | 369.1344 | 340.8748 | 293.4315 | 320.3075 | 303.6895 | 258.5129 | 257.0133 | 231.6949 | 256.4824 | 266.2595 | 135.9383 | 144.4218 | 0
Option 5 SC | QLD | NQ | 4h | 0 | 0 | 167.8646 | 245.0204 | 258.774 | 258.4415 | 256.4835 | 252.2353 | 253.7822 | 245.6513 | 244.6169 | 255.1838 | 239.0287 | 210.2724 | 222.6702 | 214.2347 | 185.3723 | 184.9781 | 163.9056 | 181.255 | 186.0586 | 255.9794 | 171.3865 | 202.8891
Option 5 SC | QLD | NQ | Biomass | 269.1072 | 259.2875 | 236.9702 | 231.9792 | 232.3146 | 227.375 | 229.0937 | 208.6583 | 191.4866 | 201.7389 | 184.7031 | 177.5027 | 126.0726 | 121.8758 | 112.938 | 125.4914 | 108.4259 | 98.7425 | 87.6648 | 87.9367 | 97.3005 | 94.7876 | 85.5799 | 79.4067
Option 5 SC | QLD | NQ | CCGT | 85.4976 | 42.8659 | 85.4976 | 64.1232 | 64.1232 | 64.2989 | 64.1232 | 64.1232 | 64.1232 | 64.2989 | 64.1232 | 82.1404 | 64.1232 | 64.2989 | 64.1232 | 64.1232 | 64.1232 | 64.2989 | 96.5152 | 75.4981 | 92.6029 | 0 | 0 | 0
Option 5 SC | QLD | NQ | Coordinated CER | 6.7098 | 10.5564 | 16.0201 | 25.3842 | 34.0144 | 44.0301 | 54.4971 | 67.5056 | 84.5737 | 92.9424 | 108.8343 | 137.965 | 150.7559 | 158.2688 | 193.0327 | 216.0707 | 201.8312 | 225.3502 | 235.2855 | 270.5721 | 306.1963 | 298.115 | 348.1863 | 338.5799
Option 5 SC | QLD | NQ | Distributed PV | 1493.1135 | 1744.782 | 1890.4465 | 2077.947 | 2213.475 | 2337.111 | 2448.3315 | 2617.2905 | 2717.6005 | 2896.8345 | 2845.8659 | 2867.6574 | 3074.8444 | 3405.3484 | 3588.0829 | 3625.6146 | 3262.688 | 3759.7399 | 3992.0976 | 4315.414 | 4524.4125 | 4707.26 | 4907.1487 | 5228.735
Option 5 SC | QLD | NQ | Hydro | 980.6993 | 854.509 | 680.5617 | 788.6698 | 682.0983 | 582.0158 | 554.9821 | 668.0675 | 797.239 | 666.6128 | 653.704 | 729.0606 | 568.9238 | 556.3103 | 399.9764 | 466.8009 | 470.5349 | 424.8985 | 341.4086 | 362.7529 | 370.45 | 328.5189 | 304.9077 | 281.7442
Option 5 SC | QLD | NQ | Liquid Fuel | 0 | 0 | 0 | 0 | 0 | 0 | 0 | 0 | 0 | 0 | 0 | 0 | 5.2019 | 0 | 0 | 0 | 0 | 0 | 0 | 0 | 0 | 0 | 0 | 0
Option 5 SC | QLD | NQ | PHES | 156.8227 | 429.0552 | 579.5557 | 624.8677 | 708.353 | 691.0828 | 712.3656 | 679.9142 | 774.9804 | 718.9592 | 704.5841 | 784.0401 | 747.1918 | 647.0268 | 706.7269 | 690.3755 | 621.5065 | 612.0701 | 547.9477 | 601.5819 | 619.5169 | 592.3635 | 607.5964 | 565.4906
Option 5 SC | QLD | NQ | Solar | 1517.6907 | 2256.862 | 3387.8235 | 3159.2514 | 3288.0047 | 3868.5879 | 3626.9699 | 3504.4401 | 3329.7763 | 3753.6884 | 3334.8611 | 4427.76 | 3918.8432 | 3139.1622 | 3296.3292 | 3252.3372 | 3095.67 | 3002.4049 | 2820.3063 | 2491.119 | 2716.5082 | 2964.8126 | 2681.5182 | 2180.7794
Option 5 SC | QLD | NQ | Wind | 940.2598 | 974.8653 | 2599.9695 | 5430.2798 | 5350.838 | 4971.0862 | 7704.6952 | 11844.3478 | 11712.4436 | 11440.4727 | 11059.7616 | 10387.1743 | 12333.8783 | 14211.1751 | 13694.1246 | 14345.6787 | 14185.3755 | 14296.0506 | 14790.5154 | 15335.3248 | 15188.8008 | 14415.1395 | 14520.2907 | 16075.8491
Option 5 SC | QLD | SQ | 1h | 26.528 | 141.8024 | 155.7793 | 157.4288 | 155.6783 | 141.8369 | 136.6994 | 165.4162 | 166.2992 | 165.8172 | 162.3022 | 166.3587 | 165.0291 | 159.6541 | 173.5319 | 141.6436 | 132.4391 | 137.9036 | 136.3214 | 121.5138 | 132.4508 | 122.9538 | 129.4358 | 110.2977
Option 5 SC | QLD | SQ | 2h | 512.637 | 1118.2751 | 1181.3983 | 1201.6657 | 1213.8804 | 1142.2453 | 1123.0549 | 1250.7983 | 1263.8328 | 1261.0192 | 1259.9502 | 1275.8093 | 1201.0913 | 1160.6582 | 1234.452 | 1037.3749 | 982.046 | 990.3521 | 898.7306 | 569.3863 | 611.7799 | 579.2842 | 487.4267 | 420.6163
Option 5 SC | QLD | SQ | 4h | 102.2907 | 169.585 | 444.3533 | 1175.1358 | 1207.8453 | 1159.4157 | 1175.0315 | 1197.1815 | 1211.4271 | 1219.0457 | 1210.3754 | 1212.9025 | 1205.1141 | 1176.1901 | 1224.0213 | 1114.0055 | 1016.7162 | 1030.225 | 1027.2454 | 959.8981 | 978.9884 | 1645.2917 | 1454.8613 | 773.0043
Option 5 SC | QLD | SQ | 8h | 0 | 0 | 1.5494e-05 | 2.8986e-05 | 2.8847e-05 | 2.9533e-05 | 3.0019e-05 | 4.1596e-05 | 4.6272e-05 | 4.3339e-05 | 5.3129e-05 | 5.4463e-05 | 7.3907e-05 | 0.0001179 | 0.00011971 | 0.00011374 | 0.00016927 | 62.2068 | 63.008 | 198.0463 | 213.0776 | 1436.5603 | 1837.5757 | 3266.292
Option 5 SC | QLD | SQ | Black Coal | 22833.0307 | 18042.4449 | 17376.774 | 15920.1033 | 14053.3571 | 12335.5074 | 12045.9545 | 11761.7135 | 7948.1548 | 9341.6707 | 8103.4395 | 4156.5911 | 2796.192 | 2803.8528 | 2796.192 | 2796.192 | 1492.704 | 1496.7936 | 1492.704 | 1492.704 | 1492.704 | 1496.7936 | 1492.704 | 0
Option 5 SC | QLD | SQ | CCGT | 1522.993 | 661.8212 | 995.4645 | 487.4504 | 342.9814 | 208.9251 | 350.665 | 651.4493 | 290.5462 | 657.5717 | 751.3178 | 1261.0761 | 113.0683 | 206.9787 | 280.1432 | 159.4052 | 238.4332 | 249.08 | 542.3378 | 0 | 0 | 0 | 0 | 0
Option 5 SC | QLD | SQ | Coordinated CER | 27.1769 | 53.9234 | 78.6162 | 123.5297 | 167.7569 | 219.6178 | 272.9012 | 353.2829 | 449.246 | 503.6611 | 582.2767 | 711.8698 | 819.7026 | 871.9987 | 1066.0455 | 1099.4845 | 1134.8674 | 1301.9625 | 1367.5172 | 1375.4192 | 1597.7319 | 1684.4495 | 1961.1422 | 1999.4516
Option 5 SC | QLD | SQ | Distributed PV | 7317.7685 | 8514.177 | 9253.0695 | 10195.22 | 10766.0605 | 11350.9725 | 11957.278 | 12707.537 | 13195.8505 | 14004.792 | 13752.5245 | 13763.764 | 14852.1454 | 16436.6659 | 17256.6679 | 17329.4514 | 15594.1819 | 17820.0705 | 19065.0496 | 20755.7095 | 21433.5302 | 22330.3825 | 23554.9785 | 24842.5612
Option 5 SC | QLD | SQ | H2 Reciprocating Engine | 0 | 0 | 1.967e-08 | 4.879e-08 | 1.2915e-07 | 2.1197e-07 | 2.0437e-06 | 1.0383 | 2.0108e-06 | 2.7219e-06 | 27.8698 | 105.849 | 41.0241 | 23.252 | 33.4464 | 19.4348 | 29.6015 | 13.0496 | 73.7105 | 96.0554 | 123.389 | 53.0872 | 152.4134 | 265.1336
Option 5 SC | QLD | SQ | OCGT | 3.11e-09 | 2.521e-08 | 16.4688 | 8.191e-08 | 1.8878e-07 | 1.9046e-07 | 3.7361e-06 | 2.7721 | 3.9533e-06 | 5.8727e-06 | 34.4694 | 238.0844 | 121.8264 | 38.9114 | 47.584 | 32.8988 | 55.0783 | 7.2895 | 170.6919 | 277.008 | 326.3853 | 96.74 | 158.8152 | 295.2541
Option 5 SC | QLD | SQ | PHES | 18.4003 | 264.7274 | 470.9973 | 534.0928 | 541.5664 | 597.73 | 623.8609 | 742.5586 | 915.1461 | 2338.1826 | 4238.6389 | 4663.9307 | 5071.7022 | 4590.4918 | 5128.4054 | 4583.372 | 4560.9778 | 4749.6553 | 4335.7654 | 3708.743 | 4423.6817 | 4019.0244 | 4243.6889 | 3863.5374
Option 5 SC | QLD | SQ | Solar | 4145.4972 | 9226.8133 | 10061.1635 | 10476.7675 | 10268.6228 | 10398.2787 | 10430.1283 | 10621.4753 | 10752.3499 | 11665.7024 | 13752.3488 | 13378.3925 | 16454.9051 | 16184.0455 | 16393.9356 | 16129.3347 | 16148.9954 | 17100.53 | 17249.9658 | 17640.5175 | 16821.7577 | 18194.3333 | 18628.2004 | 18463.5814
Option 5 SC | QLD | SQ | Wind | 6253.5218 | 6206.8534 | 6359.5138 | 6250.9735 | 8349.5219 | 10861.6316 | 10390.4378 | 10643.8555 | 11543.7497 | 10416.351 | 11503.5631 | 13953.3314 | 19279.9862 | 18642.5214 | 19510.0353 | 20412.8646 | 20507.6943 | 20420.9956 | 20048.1494 | 21914.0119 | 22938.1444 | 22301.2134 | 21422.0439 | 21396.2911
Option 5 SC | SA |  | 2h | 437.4141 | 2138.8463 | 1141.9332 | 937.6763 | 982.3271 | 1081.8308 | 1117.6791 | 1206.3148 | 1294.2519 | 1259.044 | 1120.7926 | 1010.684 | 810.8387 | 905.1535 | 794.6032 | 830.7621 | 771.457 | 749.6369 | 623.7968 | 549.3549 | 599.7294 | 107.6699 | 95.7665 | 36.3815
Option 5 SC | SA |  | 4h | 0 | 322.1311 | 200.1511 | 174.4914 | 183.9664 | 201.248 | 204.0624 | 213.7502 | 226.1937 | 223.5293 | 196.9954 | 185.8328 | 161.289 | 170.6018 | 153.3407 | 157.5597 | 148.8637 | 151.0841 | 142.3247 | 124.434 | 153.1408 | 5.4827e-05 | 2.674e-05 | 2.6618e-05
Option 5 SC | SA |  | 8h | 0 | 0 | 629.8408 | 998.933 | 1032.6249 | 1074.7632 | 1090.5533 | 1157.1285 | 1224.6086 | 1167.5808 | 1106.0871 | 1022.8404 | 878.2105 | 956.9226 | 883.1397 | 870.5859 | 830.5149 | 818.4679 | 804.2039 | 721.6334 | 861.224 | 1392.1249 | 1732.3498 | 1486.9999
Option 5 SC | SA |  | CCGT | 1173.8168 | 713.6478 | 695.106 | 548.0923 | 804.5978 | 381.7713 | 776.0286 | 707.6981 | 779.6917 | 868.0994 | 1247.2582 | 0 | 0 | 0 | 0 | 0 | 0 | 0 | 0 | 0 | 0 | 0 | 0 | 0
Option 5 SC | SA |  | Coordinated CER | 73.1634 | 158.6584 | 131.4821 | 138.5995 | 163.3447 | 189.2305 | 217.0305 | 253.5998 | 300.1047 | 333.7433 | 356.2589 | 379.7332 | 379.7872 | 403.3745 | 438.7632 | 475.1537 | 520.467 | 555.2163 | 597.3559 | 621.8544 | 766.3526 | 874.3345 | 913.467 | 1003.6668
Option 5 SC | SA |  | Distributed PV | 3946.3235 | 4416.6454 | 4790.0685 | 4807.5485 | 5355.1163 | 5654.9962 | 5858.1133 | 6075.272 | 6646.2057 | 6935.4519 | 6927.0944 | 7180.1673 | 7236.1577 | 8030.8706 | 7874.9242 | 8048.9724 | 7613.1003 | 8424.5205 | 9001.4167 | 8925.7081 | 9618.3035 | 10048.0511 | 10359.9513 | 10709.1204
Option 5 SC | SA |  | Liquid Fuel | 7.8528 | 1.6025e-07 | 4.1118e-07 | 6.5171 | 58.6019 | 26.1668 | 71.0433 | 77.7399 | 80.9377 | 135.3808 | 202.254 | 167.218 | 28.5763 | 57.7324 | 60.6799 | 67.6373 | 56.1887 | 9.433 | 61.7683 | 61.3726 | 26.2263 | 10.9039 | 33.0157 | 9.3396
Option 5 SC | SA |  | OCGT | 188.1391 | 6.2951 | 16.9691 | 124.7569 | 470.0048 | 160.4119 | 431.7785 | 431.8349 | 467.8577 | 610.1918 | 935.0593 | 878.1404 | 308.8178 | 447.3723 | 544.9554 | 492.477 | 570.4596 | 318.4384 | 506.8319 | 553.0789 | 631.2967 | 574.7291 | 1074.5145 | 685.8542
Option 5 SC | SA |  | Solar | 1193.7 | 3292.7215 | 3500.4418 | 4069.7541 | 4014.1369 | 4022.0194 | 3976.5581 | 4128.4646 | 4261.6118 | 4307.3109 | 4107.7939 | 4111.8972 | 4747.6391 | 7003.0622 | 6552.4685 | 6328.4389 | 6860.786 | 6827.4917 | 6582.8904 | 6596.543 | 7239.9247 | 7180.3051 | 8480.247 | 8553.7126
Option 5 SC | SA |  | Wind | 7950.4199 | 8363.0276 | 7742.87 | 9778.219 | 8862.6078 | 8817.5211 | 8336.1921 | 9003.1872 | 9217.9379 | 8079.0685 | 8300.5167 | 11177.2391 | 13985.3618 | 11979.0251 | 12885.9062 | 12753.4769 | 12714.9435 | 13580.6814 | 13668.4737 | 13828.6082 | 13445.317 | 13974.2776 | 11907.7783 | 12921.3569
Option 5 SC | SA | CSA | 2h | 404.7404 | 2081.8805 | 1104.1246 | 903.8851 | 946.8251 | 1043.7864 | 1079.1643 | 1165.4898 | 1266.8781 | 1232.1042 | 1095.9661 | 985.869 | 789.5447 | 883.5254 | 774.4413 | 810.4778 | 751.7261 | 730.4061 | 605.1283 | 535.6119 | 583.0488 | 90.2044 | 95.7665 | 36.3814
Option 5 SC | SA | CSA | 4h | 0 | 145.4205 | 78.9922 | 66.9363 | 70.2796 | 77.0037 | 78.0083 | 80.4332 | 87.9517 | 88.1692 | 76.6824 | 70.5365 | 60.9416 | 63.62 | 55.6627 | 61.5693 | 56.6512 | 57.3213 | 56.0766 | 48.4888 | 61.8192 | 5.4827e-05 | 2.674e-05 | 2.6618e-05
Option 5 SC | SA | CSA | 8h | 0 | 0 | 629.8407 | 998.9328 | 1032.6247 | 1074.7631 | 1090.5532 | 1157.1284 | 1224.6084 | 1167.5807 | 1106.087 | 1022.8402 | 878.2104 | 915.9451 | 842.8535 | 830.7774 | 791.4979 | 779.2653 | 764.9552 | 685.2696 | 818.275 | 1347.4703 | 932.3021 | 585.8041
Option 5 SC | SA | CSA | CCGT | 1173.8168 | 713.6478 | 695.106 | 548.0923 | 804.5978 | 381.7713 | 776.0286 | 707.6981 | 779.6917 | 868.0994 | 1247.2582 | 0 | 0 | 0 | 0 | 0 | 0 | 0 | 0 | 0 | 0 | 0 | 0 | 0
Option 5 SC | SA | CSA | Coordinated CER | 65.904 | 144.5639 | 118.4023 | 124.7472 | 146.8518 | 170.0607 | 195.1577 | 228.0351 | 270.3904 | 300.3728 | 320.7738 | 341.1612 | 344.4214 | 366.8219 | 399.4065 | 431.2644 | 470.3037 | 501.2282 | 538.9921 | 563.9863 | 691.8599 | 787.1103 | 823.6948 | 904.5211
Option 5 SC | SA | CSA | Distributed PV | 3641.01 | 4069.5642 | 4404.9705 | 4408.403 | 4805.438 | 5074.4795 | 5249.5605 | 5438.2174 | 5945.8445 | 6203.4079 | 6182.1993 | 6389.2929 | 6424.4789 | 7144.2919 | 6995.2614 | 7136.8399 | 6745.7139 | 7451.4619 | 7956.5615 | 7876.0555 | 8480.199 | 8866.3505 | 9126.3585 | 9426.4165
Option 5 SC | SA | CSA | Liquid Fuel | 7.8528 | 1.6025e-07 | 4.1118e-07 | 6.5171 | 58.6019 | 26.1668 | 71.0433 | 77.7399 | 80.9377 | 135.3808 | 202.254 | 167.218 | 28.5763 | 57.7324 | 60.6799 | 67.6373 | 56.1887 | 9.433 | 61.7683 | 61.3726 | 26.2263 | 10.9039 | 33.0157 | 9.3396
Option 5 SC | SA | CSA | OCGT | 188.1391 | 6.2951 | 16.9691 | 124.7569 | 461.3013 | 160.4119 | 425.1841 | 417.8965 | 449.664 | 605.869 | 928.6587 | 872.443 | 306.7082 | 444.1363 | 527.6296 | 477.0502 | 496.1314 | 287.1317 | 413.8937 | 445.0375 | 510.2248 | 480.75 | 913.4029 | 605.4253
Option 5 SC | SA | CSA | Solar | 136.6758 | 1009.7228 | 1343.4839 | 1496.4995 | 1345.2763 | 1375.343 | 1326.2136 | 1441.5694 | 1479.908 | 1453.7328 | 1393.7221 | 1427.2156 | 1415.3455 | 3807.9207 | 3632.5773 | 3394.1116 | 3483.7548 | 3550.0708 | 3383.9039 | 3424.9088 | 3677.1028 | 3713.2798 | 4087.548 | 4165.5339
Option 5 SC | SA | CSA | Wind | 5394.9522 | 5727.2705 | 5384.9737 | 6993.6625 | 6452.234 | 6665.3827 | 6251.7618 | 6747.7395 | 6888.5256 | 6229.1761 | 5341.6814 | 8214.5361 | 8069.1845 | 6498.264 | 6874.6646 | 6711.2722 | 6791.2478 | 7339.6188 | 7342.8631 | 7653.0697 | 7264.7787 | 7540.2876 | 6150.5715 | 6517.1186
Option 5 SC | SA | NSA | 2h | 2.6274 | 7.8911 | 3.1314 | 2.9493 | 2.9476 | 2.8575 | 2.9979 | 3.0633 | 3.2313 | 3.1637 | 3.2697 | 3.1122 | 2.5798 | 2.4575 | 2.193 | 2.3156 | 2.8235 | 2.3908 | 2.6669 | 4.0163e-05 | 4.2142e-05 | 1.9266e-05 | 2.3126e-05 | 2.4359e-05
Option 5 SC | SA | NSA | 8h | 0 | 0 | 9.2978e-05 | 0.00012608 | 0.00013543 | 0.00013729 | 0.00014198 | 0.00013277 | 0.00014302 | 0.00013731 | 0.00012708 | 0.00012376 | 0.00014951 | 40.9775 | 40.2861 | 39.8085 | 39.017 | 39.2026 | 39.2486 | 36.3639 | 42.949 | 44.6546 | 800.0477 | 901.1958
Option 5 SC | SA | NSA | Coordinated CER | 3.8827 | 8.6337 | 6.9778 | 7.5807 | 8.9204 | 10.341 | 11.6911 | 13.526 | 15.9189 | 17.7253 | 19.0697 | 20.476 | 17.2809 | 17.3785 | 18.9087 | 21.3123 | 25.5409 | 27.5574 | 29.7183 | 30.3751 | 39.4409 | 46.0892 | 47.019 | 52.2286
Option 5 SC | SA | NSA | Distributed PV | 143.752 | 160.0948 | 179.6585 | 188.089 | 303.2695 | 317.251 | 334.5794 | 351.1684 | 395.3599 | 418.086 | 423.4957 | 442.6379 | 456.9364 | 503.0183 | 485.4224 | 502.7886 | 476.7026 | 533.9413 | 573.8173 | 577.8842 | 628.3555 | 644.9982 | 680.6544 | 709.984
Option 5 SC | SA | NSA | Liquid Fuel | 0 | 0 | 0 | 0 | 0 | 0 | 0 | 0 | 0 | 0 | 0 | 0 | 0 | 0 | 0 | 0 | 0 | 0 | 0 | 0 | 0 | 0 | 0 | 0
Option 5 SC | SA | NSA | OCGT | 0 | 0 | 0 | 0 | 2.2914e-06 | 8.3867e-07 | 1.0311e-06 | 1.5991e-06 | 0.00019642 | 4.3229 | 6.4007 | 5.6975 | 2.1097 | 3.236 | 17.3257 | 15.4268 | 74.3282 | 31.3067 | 92.9382 | 108.0413 | 121.0719 | 93.9791 | 161.1117 | 80.4289
Option 5 SC | SA | NSA | Solar | 649.4462 | 1839.1252 | 1809.112 | 2136.6748 | 2218.7059 | 2187.4248 | 2197.7098 | 2229.7263 | 2303.6677 | 2378.0249 | 2253.0263 | 2212.7016 | 2875.6289 | 2838.167 | 2694.4996 | 2775.08 | 3203.8826 | 3109.01 | 3011.2729 | 2994.2348 | 3291.1868 | 3214.609 | 4200.4975 | 4288.3984
Option 5 SC | SA | NSA | Wind | 1826.3553 | 1833.8268 | 1727.5744 | 1987.0519 | 1683.5311 | 1457.3078 | 1400.8427 | 1506.723 | 1555.4674 | 1360.3502 | 2529.0656 | 2502.4582 | 4940.1738 | 4480.8898 | 4518.4363 | 4498.397 | 4462.9313 | 4472.2623 | 4568.7357 | 4348.33 | 4303.4155 | 4336.8979 | 4045.8244 | 4532.8679
Option 5 SC | SA | SESA | 2h | 30.0462 | 49.0748 | 34.6771 | 30.8418 | 32.5544 | 35.1868 | 35.517 | 37.7617 | 24.1425 | 23.7761 | 21.5568 | 21.7028 | 18.7141 | 19.1706 | 17.969 | 17.9688 | 16.9074 | 16.8401 | 16.0016 | 13.743 | 16.6805 | 17.4655 | 0 | 0
Option 5 SC | SA | SESA | 4h | 0 | 176.7106 | 121.159 | 107.555 | 113.6868 | 124.2443 | 126.0541 | 133.317 | 138.242 | 135.36 | 120.313 | 115.2963 | 100.3474 | 106.9818 | 97.678 | 95.9904 | 92.2125 | 93.7627 | 86.2481 | 75.9452 | 91.3216 | 0 | 0 | 0
Option 5 SC | SA | SESA | Coordinated CER | 3.3768 | 5.4608 | 6.1021 | 6.2716 | 7.5725 | 8.8288 | 10.1817 | 12.0388 | 13.7953 | 15.6451 | 16.4153 | 18.096 | 18.0849 | 19.1741 | 20.448 | 22.577 | 24.6224 | 26.4306 | 28.6455 | 27.493 | 35.0518 | 41.1351 | 42.7533 | 46.9171
Option 5 SC | SA | SESA | Distributed PV | 161.5615 | 186.9864 | 205.4395 | 211.0565 | 246.4089 | 263.2657 | 273.9734 | 285.8861 | 305.0014 | 313.9579 | 321.3994 | 348.2364 | 354.7424 | 383.5604 | 394.2404 | 409.3439 | 390.6839 | 439.1174 | 471.038 | 471.7685 | 509.749 | 536.7025 | 552.9385 | 572.7198
Option 5 SC | SA | SESA | Liquid Fuel | 0 | 0 | 0 | 0 | 0 | 0 | 0 | 0 | 0 | 0 | 0 | 0 | 0 | 0 | 0 | 0 | 0 | 0 | 0 | 0 | 0 | 0 | 0 | 0
Option 5 SC | SA | SESA | OCGT | 0 | 0 | 5.1e-10 | 1.976e-08 | 8.7035 | 6.37e-08 | 6.5944 | 13.9384 | 18.1935 | 0 | 0 | 0 | 0 | 0 | 0 | 0 | 0 | 0 | 0 | 0 | 0 | 0 | 0 | 0
Option 5 SC | SA | SESA | Solar | 407.578 | 443.8735 | 347.846 | 436.5799 | 450.1546 | 459.2516 | 452.6347 | 457.169 | 478.0362 | 475.5531 | 461.0455 | 471.98 | 456.6648 | 356.9745 | 225.3916 | 159.2473 | 173.1486 | 168.4109 | 187.7136 | 177.3993 | 271.6351 | 252.4162 | 192.2016 | 99.7803
Option 5 SC | SA | SESA | Wind | 729.1124 | 801.9303 | 630.3219 | 797.5046 | 726.8427 | 694.8306 | 683.5877 | 748.7246 | 773.9449 | 489.5422 | 429.7698 | 460.2448 | 976.0035 | 999.8713 | 1492.8053 | 1543.8078 | 1460.7645 | 1768.8003 | 1756.8749 | 1827.2086 | 1877.1228 | 2097.092 | 1711.3824 | 1871.3705
Option 5 SC | TAS |  | 24h | 0 | 0 | 0 | 0 | 0 | 0 | 0 | 0 | 0 | 1.0782e-06 | 8.5572e-07 | 3.2752e-06 | 3.6939e-06 | 5.6368e-06 | 9.3933e-06 | 9.3252e-06 | 8.7466e-06 | 1.1894e-05 | 4.402e-06 | 4.2937e-06 | 4.7644e-06 | 5.2524e-06 | 4.568e-06 | 4.7354e-06
Option 5 SC | TAS |  | 2h | 0 | 0 | 1.1145e-08 | 1.8647e-06 | 2.4201e-07 | 1.5611e-06 | 1.4824e-05 | 1.9371e-05 | 2.3353e-05 | 2.379e-05 | 2.4194e-05 | 2.4183e-05 | 3.001e-05 | 3.083e-05 | 2.7585e-05 | 2.7494e-05 | 2.8214e-05 | 3.0585e-05 | 1.514e-05 | 1.7134e-05 | 1.6871e-05 | 1.5934e-05 | 1.6111e-05 | 1.7658e-05
Option 5 SC | TAS |  | 4h | 0 | 0 | 5.1425e-08 | 6.3603e-07 | 1.3346e-06 | 3.4985e-06 | 1.6113e-05 | 2.0751e-05 | 6.0057e-05 | 6.0044e-05 | 5.9254e-05 | 5.7197e-05 | 6.6404e-05 | 6.799e-05 | 6.7131e-05 | 6.8817e-05 | 6.8306e-05 | 7.0465e-05 | 3.6851e-05 | 4.0586e-05 | 4.1708e-05 | 6.0062e-05 | 5.8022e-05 | 5.9921e-05
Option 5 SC | TAS |  | 8h | 0 | 0 | 2.0585e-08 | 4.3899e-07 | 9.6028e-07 | 1.4511e-06 | 7.1797e-06 | 1.0237e-05 | 2.3406e-05 | 2.2394e-05 | 2.1237e-05 | 2.0609e-05 | 2.3728e-05 | 3.9867e-05 | 3.6393e-05 | 3.6359e-05 | 3.4764e-05 | 3.6044e-05 | 2.6494e-05 | 2.6722e-05 | 2.7474e-05 | 2.98e-05 | 2.6573e-05 | 2.745e-05
Option 5 SC | TAS |  | CCGT | 0 | 0 | 0 | 0 | 0 | 0 | 0 | 0 | 0 | 0 | 0 | 0 | 0 | 0 | 0 | 0 | 0 | 0 | 0 | 0 | 0 | 0 | 0 | 0
Option 5 SC | TAS |  | CST | 0 | 0 | 0 | 0 | 0 | 0 | 0 | 0 | 0 | 0 | 0 | 0 | 0 | 0 | 0 | 0 | 0 | 0 | 0 | 0 | 0 | 0 | 0 | 0
Option 5 SC | TAS |  | Coordinated CER | 0.73371 | 0.6969 | 3.4763 | 25.0219 | 11.0152 | 16.1619 | 22.2656 | 26.9351 | 37.1208 | 43.2787 | 46.823 | 51.4513 | 52.3202 | 52.5077 | 63.7022 | 75.8145 | 81.2623 | 91.5575 | 98.5942 | 104.1666 | 130.4317 | 172.2047 | 154.6647 | 177.8703
Option 5 SC | TAS |  | Distributed PV | 473.018 | 535.773 | 606.1805 | 622.585 | 713.2185 | 802.9362 | 831.6725 | 889.0255 | 933.7774 | 949.0089 | 982.746 | 1001.5235 | 1094.8345 | 1199.0535 | 1254.0739 | 1245.7489 | 1243.8394 | 1354.3602 | 1486.7745 | 1462.812 | 1591.1327 | 1725.266 | 1771.5929 | 1890.6235
Option 5 SC | TAS |  | Hydro | 8951.2501 | 11397.3318 | 7869.6022 | 7939.1076 | 8134.8535 | 6606.9661 | 7651.7746 | 7020.4016 | 9210.8018 | 8888.3032 | 8985.1806 | 9625.337 | 8675.5034 | 8937.1998 | 6628.4494 | 6222.2234 | 5839.399 | 5849.6795 | 6447.6562 | 5880.5404 | 6705.5272 | 6820.6412 | 6229.4895 | 5550.0115
Option 5 SC | TAS |  | OCGT | 3.1955e-08 | 0 | 0 | 6.0145e-08 | 3.9122 | 3.0455e-08 | 0.88524 | 5.3919 | 18.5535 | 43.0027 | 55.6574 | 51.3678 | 46.8253 | 90.2376 | 39.0325 | 45.246 | 39.8193 | 25.4244 | 36.1735 | 37.5127 | 41.4276 | 35.0261 | 74.3409 | 43.1082
Option 5 SC | TAS |  | PHES | 0 | 0 | 0 | 0 | 0 | 0 | 0 | 0 | 0 | 6.9585e-06 | 8.7138e-06 | 1.1571e-05 | 3.3733e-05 | 6.1798e-05 | 7.9639e-05 | 8.3119e-05 | 8.3567e-05 | 8.4838e-05 | 6.9726e-05 | 7.0003e-05 | 7.3157e-05 | 8.2155e-05 | 7.3289e-05 | 7.7781e-05
Option 5 SC | TAS |  | Solar | 1.0079e-06 | 985.445 | 1141.8879 | 1116.4832 | 1202.7154 | 2169.6614 | 1879.6208 | 2209.2626 | 1923.7285 | 1691.6324 | 2128.4279 | 2128.652 | 2155.8551 | 2278.7609 | 1261.6487 | 1179.5896 | 1124.6789 | 1227.1132 | 1192.7276 | 1141.4075 | 1238.2891 | 1399.9464 | 1272.1544 | 1283.3298
Option 5 SC | TAS |  | Wind | 1965.7359 | 1950.1219 | 4421.3293 | 5712.635 | 5933.2126 | 6927.4362 | 7102.7241 | 7437.3104 | 7368.342 | 7578.8389 | 7029.6456 | 6894.4875 | 8247.807 | 8281.9859 | 7738.3596 | 7993.6287 | 8136.3284 | 8062.8071 | 7399.2976 | 7762.0536 | 7659.4392 | 7480.2604 | 7776.5775 | 7932.1521
Option 5 SC | TAS | TAS | 24h | 0 | 0 | 0 | 0 | 0 | 0 | 0 | 0 | 0 | 1.0782e-06 | 8.5572e-07 | 3.2752e-06 | 3.6939e-06 | 5.6368e-06 | 9.3933e-06 | 9.3252e-06 | 8.7466e-06 | 1.1894e-05 | 4.402e-06 | 4.2937e-06 | 4.7644e-06 | 5.2524e-06 | 4.568e-06 | 4.7354e-06
Option 5 SC | TAS | TAS | 2h | 0 | 0 | 1.1145e-08 | 1.8647e-06 | 2.4201e-07 | 1.5611e-06 | 1.4824e-05 | 1.9371e-05 | 2.3353e-05 | 2.379e-05 | 2.4194e-05 | 2.4183e-05 | 3.001e-05 | 3.083e-05 | 2.7585e-05 | 2.7494e-05 | 2.8214e-05 | 3.0585e-05 | 1.514e-05 | 1.7134e-05 | 1.6871e-05 | 1.5934e-05 | 1.6111e-05 | 1.7658e-05
Option 5 SC | TAS | TAS | 4h | 0 | 0 | 5.1425e-08 | 6.3603e-07 | 1.3346e-06 | 3.4985e-06 | 1.6113e-05 | 2.0751e-05 | 6.0057e-05 | 6.0044e-05 | 5.9254e-05 | 5.7197e-05 | 6.6404e-05 | 6.799e-05 | 6.7131e-05 | 6.8817e-05 | 6.8306e-05 | 7.0465e-05 | 3.6851e-05 | 4.0586e-05 | 4.1708e-05 | 6.0062e-05 | 5.8022e-05 | 5.9921e-05
Option 5 SC | TAS | TAS | 8h | 0 | 0 | 2.0585e-08 | 4.3899e-07 | 9.6028e-07 | 1.4511e-06 | 7.1797e-06 | 1.0237e-05 | 2.3406e-05 | 2.2394e-05 | 2.1237e-05 | 2.0609e-05 | 2.3728e-05 | 3.9867e-05 | 3.6393e-05 | 3.6359e-05 | 3.4764e-05 | 3.6044e-05 | 2.6494e-05 | 2.6722e-05 | 2.7474e-05 | 2.98e-05 | 2.6573e-05 | 2.745e-05
Option 5 SC | TAS | TAS | CCGT | 0 | 0 | 0 | 0 | 0 | 0 | 0 | 0 | 0 | 0 | 0 | 0 | 0 | 0 | 0 | 0 | 0 | 0 | 0 | 0 | 0 | 0 | 0 | 0
Option 5 SC | TAS | TAS | CST | 0 | 0 | 0 | 0 | 0 | 0 | 0 | 0 | 0 | 0 | 0 | 0 | 0 | 0 | 0 | 0 | 0 | 0 | 0 | 0 | 0 | 0 | 0 | 0
Option 5 SC | TAS | TAS | Coordinated CER | 0.73371 | 0.6969 | 3.4763 | 25.0219 | 11.0152 | 16.1619 | 22.2656 | 26.9351 | 37.1208 | 43.2787 | 46.823 | 51.4513 | 52.3202 | 52.5077 | 63.7022 | 75.8145 | 81.2623 | 91.5575 | 98.5942 | 104.1666 | 130.4317 | 172.2047 | 154.6647 | 177.8703
Option 5 SC | TAS | TAS | Distributed PV | 473.018 | 535.773 | 606.1805 | 622.585 | 713.2185 | 802.9362 | 831.6725 | 889.0255 | 933.7774 | 949.0089 | 982.746 | 1001.5235 | 1094.8345 | 1199.0535 | 1254.0739 | 1245.7489 | 1243.8394 | 1354.3602 | 1486.7745 | 1462.812 | 1591.1327 | 1725.266 | 1771.5929 | 1890.6235
Option 5 SC | TAS | TAS | Hydro | 8951.2501 | 11397.3318 | 7869.6022 | 7939.1076 | 8134.8535 | 6606.9661 | 7651.7746 | 7020.4016 | 9210.8018 | 8888.3032 | 8985.1806 | 9625.337 | 8675.5034 | 8937.1998 | 6628.4494 | 6222.2234 | 5839.399 | 5849.6795 | 6447.6562 | 5880.5404 | 6705.5272 | 6820.6412 | 6229.4895 | 5550.0115
Option 5 SC | TAS | TAS | OCGT | 3.1955e-08 | 0 | 0 | 6.0145e-08 | 3.9122 | 3.0455e-08 | 0.88524 | 5.3919 | 18.5535 | 43.0027 | 55.6574 | 51.3678 | 46.8253 | 90.2376 | 39.0325 | 45.246 | 39.8193 | 25.4244 | 36.1735 | 37.5127 | 41.4276 | 35.0261 | 74.3409 | 43.1082
Option 5 SC | TAS | TAS | PHES | 0 | 0 | 0 | 0 | 0 | 0 | 0 | 0 | 0 | 6.9585e-06 | 8.7138e-06 | 1.1571e-05 | 3.3733e-05 | 6.1798e-05 | 7.9639e-05 | 8.3119e-05 | 8.3567e-05 | 8.4838e-05 | 6.9726e-05 | 7.0003e-05 | 7.3157e-05 | 8.2155e-05 | 7.3289e-05 | 7.7781e-05
Option 5 SC | TAS | TAS | Solar | 1.0079e-06 | 985.445 | 1141.8879 | 1116.4832 | 1202.7154 | 2169.6614 | 1879.6208 | 2209.2626 | 1923.7285 | 1691.6324 | 2128.4279 | 2128.652 | 2155.8551 | 2278.7609 | 1261.6487 | 1179.5896 | 1124.6789 | 1227.1132 | 1192.7276 | 1141.4075 | 1238.2891 | 1399.9464 | 1272.1544 | 1283.3298
Option 5 SC | TAS | TAS | Wind | 1965.7359 | 1950.1219 | 4421.3293 | 5712.635 | 5933.2126 | 6927.4362 | 7102.7241 | 7437.3104 | 7368.342 | 7578.8389 | 7029.6456 | 6894.4875 | 8247.807 | 8281.9859 | 7738.3596 | 7993.6287 | 8136.3284 | 8062.8071 | 7399.2976 | 7762.0536 | 7659.4392 | 7480.2604 | 7776.5775 | 7932.1521
Option 5 SC | VIC |  | 1h | 0 | 5.3371 | 7.9066 | 8.4878 | 8.4462 | 9.0222 | 9.0894 | 9.2923 | 9.7509 | 9.5534 | 8.7482 | 8.66 | 8.0253 | 7.7459 | 7.565 | 7.7688 | 7.9569 | 7.7912 | 7.3017 | 6.8326 | 7.8256 | 8.2636 | 7.7942 | 7.8902
Option 5 SC | VIC |  | 2h | 743.318 | 1448.5927 | 1409.0152 | 1435.0919 | 1515.3401 | 1910.5769 | 2121.3076 | 2195.535 | 2293.2426 | 2202.0273 | 1938.7537 | 1847.7651 | 1622.1375 | 1615.9068 | 1575.6254 | 1446.4412 | 1371.1745 | 1398.7876 | 1250.1345 | 1089.8854 | 1089.1421 | 943.2315 | 893.6829 | 900.8043
Option 5 SC | VIC |  | 4h | 0 | 609.8633 | 1370.7378 | 1559.3575 | 1657.3856 | 1892.6091 | 2050.313 | 2091.9198 | 2187.606 | 2075.2295 | 1907.0202 | 1830.2562 | 1590.2686 | 1477.7794 | 1479.5813 | 1477.0019 | 1349.6126 | 1402.7341 | 1415.4355 | 1260.6416 | 1399.9179 | 883.0384 | 777.1074 | 806.6716
Option 5 SC | VIC |  | 8h | 0 | 0 | 8.7392e-06 | 1.5787e-05 | 1.6939e-05 | 2.0263e-05 | 2.0817e-05 | 2.6677e-05 | 7.6273e-05 | 7.4275e-05 | 7.0218e-05 | 6.7443e-05 | 6.9199e-05 | 0.00015589 | 0.00016022 | 0.0001627 | 0.00016274 | 0.00016883 | 0.00011695 | 0.00011816 | 0.0001224 | 0.0013797 | 0.0012535 | 0.0012889
Option 5 SC | VIC |  | Brown Coal | 31662.171 | 22087.6467 | 15859.7462 | 9608.2744 | 8147.6032 | 7842.7066 | 7821.2784 | 7821.2784 | 0 | 0 | 0 | 0 | 0 | 0 | 0 | 0 | 0 | 0 | 0 | 0 | 0 | 0 | 0 | 0
Option 5 SC | VIC |  | CCGT | 262.8 | 131.76 | 481.8 | 131.4 | 291.1079 | 58.9912 | 106.9804 | 125.0693 | 164.7084 | 314.1991 | 461.4922 | 353.4367 | 208.6393 | 386.4584 | 0 | 0 | 0 | 0 | 0 | 0 | 0 | 0 | 0 | 0
Option 5 SC | VIC |  | Coordinated CER | 48.8472 | 64.6053 | 115.1255 | 175.2224 | 233.3522 | 315.626 | 412.4843 | 514.4918 | 658.1043 | 767.5976 | 806.9121 | 894.7479 | 923.5588 | 960.0907 | 1124.0184 | 1271.0661 | 1381.2447 | 1577.59 | 1658.9409 | 1714.4272 | 2077.0919 | 2594.8607 | 2491.644 | 2899.3671
Option 5 SC | VIC |  | Distributed PV | 6610.5635 | 7786.9467 | 8991.7459 | 9103.6802 | 11687.8234 | 12425.7668 | 13042.734 | 13995.3451 | 15130.3152 | 15150.7889 | 15447.3515 | 16297.0531 | 17339.3239 | 19510.859 | 19906.6986 | 20321.4703 | 18696.1528 | 20932.9797 | 23348.9788 | 23098.6616 | 26093.4368 | 27001.6922 | 28228.9062 | 30260.3255
Option 5 SC | VIC |  | Hydro | 3399.0677 | 3219.7051 | 2639.1515 | 2905.3163 | 2866.6235 | 2738.1473 | 2631.9121 | 1987.1425 | 2545.3554 | 2536.6011 | 2157.5607 | 3141.7496 | 1848.2027 | 1370.8245 | 1660.5773 | 1047.9234 | 2131.4678 | 1885.8225 | 1638.093 | 1576.6249 | 1672.8498 | 1813.8222 | 2091.2675 | 1452.8933
Option 5 SC | VIC |  | OCGT | 158.4728 | 90.6509 | 337.7856 | 112.1633 | 395.542 | 73.8607 | 256.461 | 227.2928 | 551.9934 | 930.0032 | 1248.3605 | 1149.2464 | 733.4285 | 1546.6108 | 2038.6548 | 2073.9869 | 1782.1572 | 1182.4834 | 2039.8827 | 2127.0024 | 2636.3722 | 1399.2579 | 3841.0099 | 2544.2482
Option 5 SC | VIC |  | Offshore Wind | 0 | 0 | 0 | 0 | 0 | 8385.993 | 11413.1318 | 13321.4675 | 16930.4474 | 21904.2746 | 25006.5059 | 26707.6405 | 34153.7275 | 35291.3204 | 36826.6683 | 35532.749 | 36555.4633 | 37201.6683 | 36570.4905 | 38376.3065 | 35631.0194 | 36157.2761 | 37004.6296 | 38499.8771
Option 5 SC | VIC |  | Solar | 2947.0268 | 6451.5706 | 7354.2414 | 6532.482 | 6800.5161 | 6524.5708 | 6676.0463 | 6781.4179 | 6945.4993 | 6296.9982 | 5862.3469 | 5873.7648 | 6457.4707 | 8049.6129 | 8895.0998 | 8778.4242 | 8794.1243 | 9047.574 | 8590.3055 | 7781.0076 | 8902.7725 | 9154.8154 | 8378.7513 | 8481.8807
Option 5 SC | VIC |  | Wind | 15480.6269 | 18787.0954 | 24485.9658 | 30550.5117 | 30500.1313 | 30092.212 | 29605.0158 | 31289.5982 | 31133.5874 | 31266.5985 | 29995.2917 | 30685.2025 | 25929.5846 | 23257.8714 | 25470.0619 | 28060.8063 | 27287.1474 | 28977.7867 | 29111.0958 | 31283.8293 | 31263.3172 | 31303.1934 | 31226.1008 | 31936.7419
Option 5 SC | VIC | MEL | 2h | 437.615 | 234.8187 | 406.1899 | 485.7136 | 528.3126 | 700.8293 | 814.5567 | 846.3118 | 906.1441 | 859.9893 | 770.2239 | 730.8653 | 643.9999 | 606.068 | 597.6761 | 496.7515 | 473.1804 | 494.9185 | 416.2586 | 372.4342 | 319.4702 | 331.9455 | 298.4937 | 313.2327
Option 5 SC | VIC | MEL | 4h | 0 | 532.6786 | 864.5886 | 994.6729 | 1055.5339 | 1169.1784 | 1253.737 | 1269.2853 | 1328.6764 | 1263.0153 | 1193.1829 | 1152.627 | 1021.328 | 934.4089 | 923.41 | 930.1415 | 830.1305 | 865.0726 | 894.046 | 797.1216 | 872.8136 | 681.9767 | 625.1846 | 654.1255
Option 5 SC | VIC | MEL | 8h | 0 | 0 | 5.1922e-06 | 7.5541e-06 | 8.0542e-06 | 9.7129e-06 | 9.6941e-06 | 1.301e-05 | 3.8593e-05 | 3.7809e-05 | 3.5827e-05 | 3.4435e-05 | 3.4329e-05 | 8.3885e-05 | 8.387e-05 | 8.4411e-05 | 8.6682e-05 | 8.9195e-05 | 6.2759e-05 | 6.2534e-05 | 6.4836e-05 | 0.0012845 | 0.0011673 | 0.0012051
Option 5 SC | VIC | MEL | CCGT | 262.8 | 131.76 | 481.8 | 131.4 | 291.1079 | 58.9912 | 106.9804 | 125.0693 | 164.7084 | 314.1991 | 461.4922 | 353.4367 | 208.6393 | 386.4584 | 0 | 0 | 0 | 0 | 0 | 0 | 0 | 0 | 0 | 0
Option 5 SC | VIC | MEL | Coordinated CER | 34.8108 | 41.8777 | 82.3654 | 126.3023 | 171.4543 | 234.9826 | 306.9583 | 385.4572 | 496.1139 | 581.452 | 612.5763 | 677.6295 | 707.1901 | 731.5105 | 865.023 | 982.3059 | 1063.1812 | 1225.694 | 1284.179 | 1329.1585 | 1603.5161 | 2006.5189 | 1916.7491 | 2242.6283
Option 5 SC | VIC | MEL | Distributed PV | 4394.457 | 5173.8801 | 5983.2349 | 6021.2082 | 7850.3958 | 8369.4565 | 8815.0944 | 9450.9658 | 10188.7765 | 10176.9428 | 10345.3468 | 10952.6497 | 11594.2549 | 13093.1078 | 13380.3934 | 13512.0577 | 12649.9105 | 14138.5145 | 15772.1735 | 15406.232 | 17197.2505 | 17885.8026 | 18809.0717 | 20152.9178
Option 5 SC | VIC | MEL | OCGT | 27.7154 | 13.703 | 81.9936 | 13.6656 | 66.6431 | 4.6106 | 23.4714 | 31.4238 | 218.1607 | 360.6008 | 530.8527 | 494.9742 | 519.961 | 1086.6754 | 1524.6497 | 1620.6326 | 1486.8364 | 980.3189 | 1675.1742 | 1614.0393 | 2007.642 | 1332.684 | 3467.1196 | 2256.1034
Option 5 SC | VIC | MEL | Solar | 2.4228e-07 | 1.6404e-06 | 3.7022e-06 | 4.167e-06 | 7.0936e-06 | 1.0812e-05 | 6.516e-06 | 1.0014e-05 | 1.4798e-05 | 1.9958e-05 | 3.0718e-05 | 6.2285e-05 | 5.7606e-05 | 6.1623e-05 | 7.0629e-05 | 6.1607e-05 | 6.259e-05 | 9.4289e-05 | 0.00013053 | 0.00011901 | 0.00012916 | 0.00013059 | 0.00012943 | 0.00013704
Option 5 SC | VIC | SEV | 2h | 50.8318 | 39.4435 | 85.0417 | 106.4365 | 119.0005 | 159.959 | 176.5616 | 186.597 | 196.372 | 191.51 | 164.877 | 151.891 | 130.992 | 122.1141 | 125.9515 | 120.7787 | 117.4305 | 96.6556 | 93.7881 | 52.9992 | 58.4366 | 26.2958 | 23.7778 | 24.6802
Option 5 SC | VIC | SEV | 4h | 0 | 54.1077 | 209.0547 | 259.5403 | 275.5603 | 338.1403 | 380.5122 | 391.9953 | 411.3525 | 391.4078 | 344.5425 | 329.3637 | 276.4926 | 251.0302 | 259.2388 | 255.0048 | 241.7257 | 258.0977 | 260.0084 | 224.1261 | 243.45 | 0 | 0 | 0
Option 5 SC | VIC | SEV | 8h | 0 | 0 | 3.547e-06 | 8.233e-06 | 8.8848e-06 | 1.055e-05 | 1.1123e-05 | 1.3667e-05 | 3.7681e-05 | 3.6466e-05 | 3.4391e-05 | 3.3009e-05 | 3.487e-05 | 7.2008e-05 | 7.6351e-05 | 7.8286e-05 | 7.6055e-05 | 7.9639e-05 | 5.4186e-05 | 5.5627e-05 | 5.756e-05 | 9.5225e-05 | 8.6179e-05 | 8.3745e-05
Option 5 SC | VIC | SEV | Brown Coal | 31662.171 | 22087.6467 | 15859.7462 | 9608.2744 | 8147.6032 | 7842.7066 | 7821.2784 | 7821.2784 | 0 | 0 | 0 | 0 | 0 | 0 | 0 | 0 | 0 | 0 | 0 | 0 | 0 | 0 | 0 | 0
Option 5 SC | VIC | SEV | Coordinated CER | 3.496 | 3.1757 | 7.4499 | 12.6621 | 15.7881 | 20.6034 | 26.8654 | 32.9264 | 41.4298 | 48.3028 | 50.7455 | 55.9642 | 52.8693 | 53.971 | 63.3929 | 73.469 | 78.2378 | 89.8373 | 95.1278 | 100.2589 | 120.9863 | 150.8207 | 143.1797 | 164.4204
Option 5 SC | VIC | SEV | Distributed PV | 484.2825 | 577.2165 | 674.2345 | 690.138 | 800.151 | 863.719 | 902.034 | 973.3094 | 1053.845 | 1053.0924 | 1079.3679 | 1145.3884 | 1227.1359 | 1391.8929 | 1427.5639 | 1486.9709 | 1410.7664 | 1587.1354 | 1775.2521 | 1749.2084 | 1940.3947 | 2032.3143 | 2077.459 | 2229.8485
Option 5 SC | VIC | SEV | OCGT | 2.8613 | 0 | 9.21e-09 | 17.3071 | 94.5322 | 16.0975 | 35.8127 | 64.9478 | 110.002 | 224.9686 | 247.3471 | 246.5155 | 81.9858 | 107.1106 | 95.793 | 118.228 | 16.6895 | 8.9016 | 7.131 | 7.9925 | 31.7612 | 0 | 49.7848 | 17.9033
Option 5 SC | VIC | SEV | Offshore Wind | 0 | 0 | 0 | 0 | 0 | 8385.993 | 9447.4588 | 11305.1602 | 14901.2519 | 19567.26 | 21769.6874 | 23288.6724 | 30783.9652 | 32372.5755 | 33774.2914 | 32436.4541 | 33378.7075 | 33781.2983 | 33226.7173 | 35040.807 | 32526.8115 | 33077.4379 | 33793.665 | 35240.3823
Option 5 SC | VIC | SEV | Solar | 6.5835 | 1037.7453 | 1224.5188 | 1157.3683 | 1173.981 | 1122.4532 | 1223.5093 | 1238.2121 | 1239.2467 | 1140.0199 | 979.7255 | 988.5216 | 824.9986 | 769.977 | 863.5945 | 881.6361 | 838.7794 | 898.4131 | 853.0234 | 828.8619 | 892.396 | 902.4017 | 898.7283 | 939.5523
Option 5 SC | VIC | SEV | Wind | 334.6264 | 354.9657 | 338.0098 | 384.274 | 335.0593 | 342.0952 | 353.8789 | 358.4679 | 332.6637 | 381.9619 | 336.2159 | 359.2448 | 312.1681 | 282.2487 | 3.6826e-05 | 4.0789e-05 | 4.3505e-05 | 4.5359e-05 | 5.2018e-05 | 6.1597e-05 | 5.5609e-05 | 5.6795e-05 | 5.8422e-05 | 5.3871e-05
Option 5 SC | VIC | WNV | 1h | 0 | 5.3371 | 7.9066 | 8.4878 | 8.4462 | 9.0222 | 9.0894 | 9.2923 | 9.7509 | 9.5534 | 8.7482 | 8.66 | 8.0253 | 7.7459 | 7.565 | 7.7688 | 7.9569 | 7.7912 | 7.3017 | 6.8326 | 7.8256 | 8.2636 | 7.7942 | 7.8902
Option 5 SC | VIC | WNV | 2h | 254.8712 | 1174.3305 | 917.7836 | 842.9418 | 868.0271 | 1049.7887 | 1130.1893 | 1162.6262 | 1190.7265 | 1150.528 | 1003.6527 | 965.0088 | 847.1457 | 887.7246 | 851.9977 | 828.911 | 780.5636 | 807.2135 | 740.0879 | 664.452 | 711.2353 | 584.9902 | 571.4114 | 562.8913
Option 5 SC | VIC | WNV | 4h | 0 | 23.0771 | 297.0945 | 305.1442 | 326.2914 | 385.2904 | 416.0638 | 430.6392 | 447.5772 | 420.8064 | 369.2949 | 348.2655 | 292.448 | 292.3403 | 296.9325 | 291.8556 | 277.7564 | 279.5638 | 261.3811 | 239.3939 | 283.6543 | 201.0616 | 151.9228 | 152.5461
Option 5 SC | VIC | WNV | Coordinated CER | 10.5404 | 19.5519 | 25.3102 | 36.2581 | 46.1099 | 60.04 | 78.6606 | 96.1082 | 120.5606 | 137.8427 | 143.5903 | 161.1542 | 163.4994 | 174.6092 | 195.6026 | 215.2912 | 239.8258 | 262.0587 | 279.6341 | 285.0098 | 352.5896 | 437.5212 | 431.7151 | 492.3184
Option 5 SC | VIC | WNV | Distributed PV | 1731.824 | 2035.8501 | 2334.2765 | 2392.334 | 3037.2766 | 3192.5914 | 3325.6056 | 3571.0699 | 3887.6937 | 3920.7537 | 4022.6367 | 4199.015 | 4517.933 | 5025.8583 | 5098.7412 | 5322.4417 | 4635.476 | 5207.3298 | 5801.5532 | 5943.2212 | 6955.7916 | 7083.5753 | 7342.3755 | 7877.5592
Option 5 SC | VIC | WNV | Hydro | 3399.0677 | 3219.7051 | 2639.1515 | 2905.3163 | 2866.6235 | 2738.1473 | 2631.9121 | 1987.1425 | 2545.3554 | 2536.6011 | 2157.5607 | 3141.7496 | 1848.2027 | 1370.8245 | 1660.5773 | 1047.9234 | 2131.4678 | 1885.8225 | 1638.093 | 1576.6249 | 1672.8498 | 1813.8222 | 2091.2675 | 1452.8933
Option 5 SC | VIC | WNV | OCGT | 127.896 | 76.9478 | 255.792 | 81.1906 | 234.3666 | 53.1526 | 197.1769 | 130.9213 | 223.8308 | 344.4338 | 470.1607 | 407.7566 | 131.4817 | 352.8247 | 418.2121 | 335.1262 | 278.6313 | 193.2629 | 357.5776 | 504.9706 | 596.969 | 66.5738 | 324.1055 | 270.2416
Option 5 SC | VIC | WNV | Offshore Wind | 0 | 0 | 0 | 0 | 0 | 1.3786e-05 | 1965.673 | 2016.3073 | 2029.1955 | 2337.0146 | 3236.8185 | 3418.968 | 3369.7622 | 2918.7448 | 3052.3769 | 3096.2949 | 3176.7559 | 3420.37 | 3343.7732 | 3335.4996 | 3104.2079 | 3079.8382 | 3210.9645 | 3259.4948
Option 5 SC | VIC | WNV | Solar | 2940.4433 | 5413.8253 | 6129.7226 | 5375.1136 | 5626.5351 | 5402.1176 | 5452.5371 | 5543.2059 | 5706.2526 | 5156.9784 | 4882.6214 | 4885.2431 | 5632.472 | 7279.6359 | 8031.5052 | 7896.788 | 7955.3449 | 8149.1608 | 7737.282 | 6952.1456 | 8010.3763 | 8252.4136 | 7480.0229 | 7542.3283
Option 5 SC | VIC | WNV | Wind | 15146.0005 | 18432.1298 | 24147.956 | 30166.2377 | 30165.072 | 29750.1167 | 29251.1369 | 30931.1303 | 30800.9237 | 30884.6366 | 29659.0758 | 30325.9577 | 25617.4165 | 22975.6227 | 25470.0618 | 28060.8063 | 27287.1474 | 28977.7867 | 29111.0957 | 31283.8293 | 31263.3172 | 31303.1933 | 31226.1007 | 31936.7419
Option 6 SC | NEM |  | 12h | 0 | 0 | 75.0669 | 1426.9996 | 1529.3406 | 1538.9563 | 1636.4618 | 1788.7188 | 1745.4313 | 1589.7575 | 1458.0963 | 1378.6393 | 1340.7064 | 1381.9614 | 1315.7672 | 1222.7229 | 1150.4975 | 1085.2927 | 1059.3781 | 1094.818 | 1178.9951 | 1184.8205 | 1055.9281 | 1283.9833
Option 6 SC | NEM |  | 1h | 83.566 | 362.3545 | 357.6574 | 405.566 | 418.8068 | 399.8776 | 408.8211 | 435.0299 | 438.9274 | 431.3798 | 425.3619 | 426.7387 | 413.3708 | 399.0948 | 413.9239 | 365.2329 | 332.6966 | 325.6903 | 319.9356 | 301.5786 | 327.8732 | 296.2314 | 306.1211 | 192.6994
Option 6 SC | NEM |  | 24h | 0 | 0 | 0 | 0 | 0 | 0 | 0 | 0 | 0 | 0 | 0 | 0 | 7.0021e-06 | 8.9431e-06 | 1.1079e-05 | 1.2059e-05 | 1.1555e-05 | 1.4345e-05 | 9.7613e-06 | 1.0018e-05 | 1.0153e-05 | 1.083e-05 | 1.0046e-05 | 1.0834e-05
Option 6 SC | NEM |  | 2h | 1922.4696 | 5383.8602 | 4664.9556 | 4705.7703 | 5199.2378 | 5588.9056 | 5902.8815 | 6248.1256 | 6377.7308 | 6157.9313 | 5686.1056 | 5495.8272 | 4953.1489 | 4950.6672 | 4854.696 | 4479.5252 | 4118.231 | 4141.5353 | 3723.1836 | 3161.3408 | 3344.9627 | 2591.1453 | 2380.5707 | 2191.7113
Option 6 SC | NEM |  | 4h | 1084.8691 | 3673.4895 | 5832.2884 | 7024.0095 | 7343.5659 | 7751.8244 | 7922.0465 | 8413.52 | 8487.3454 | 8253.1886 | 7894.1835 | 7786.8462 | 7406.2956 | 7258.1365 | 7225.0762 | 7360.8961 | 6787.3689 | 6918.7097 | 6971.0458 | 6449.1901 | 6647.7899 | 6739.0608 | 5158.2788 | 4891.0406
Option 6 SC | NEM |  | 8h | 371.126 | 1179.1123 | 3292.0957 | 5104.2526 | 5340.721 | 5668.4768 | 7261.1303 | 9627.0888 | 9671.3176 | 9215.4339 | 8614.7331 | 8470.2704 | 7893.5731 | 8053.7813 | 8231.6373 | 7749.0417 | 7544.5857 | 7804.4067 | 7698.5713 | 7515.9591 | 7982.7884 | 11674.836 | 11642.4917 | 14057.9492
Option 6 SC | NEM |  | Biomass | 269.1072 | 259.2997 | 236.9525 | 231.9692 | 232.2251 | 227.3818 | 229.9085 | 211.4668 | 199.9742 | 204.1795 | 186.8556 | 184.9308 | 125.2272 | 121.9211 | 112.9719 | 124.2191 | 108.0174 | 98.7145 | 87.3793 | 87.7967 | 96.6562 | 94.4781 | 85.4432 | 79.2899
Option 6 SC | NEM |  | Black Coal | 73500.3199 | 58373.2301 | 46514.2966 | 32516.8051 | 30126.0401 | 26644.4819 | 27961.2696 | 20114.6127 | 15608.9413 | 18292.1588 | 17482.4597 | 13911.2877 | 10370.3508 | 10398.7627 | 7728.072 | 7728.072 | 6424.584 | 5576.5224 | 4697.988 | 3834.69 | 2971.392 | 2979.5328 | 2971.392 | 0
Option 6 SC | NEM |  | Brown Coal | 31665.3111 | 22088.3235 | 15861.1355 | 9608.6774 | 8170.3889 | 7842.7066 | 7821.2784 | 7821.2784 | 0 | 0 | 0 | 0 | 0 | 0 | 0 | 0 | 0 | 0 | 0 | 0 | 0 | 0 | 0 | 0
Option 6 SC | NEM |  | CCGT | 4421.9993 | 2915.1261 | 3650.7081 | 2452.4137 | 2037.9183 | 967.6739 | 1981.2744 | 2393.1093 | 2183.6075 | 3005.6021 | 4189.3237 | 3142.427 | 1002.9762 | 1755.6289 | 1620.3953 | 1287.6211 | 1462.309 | 776.7755 | 1242.4159 | 830.5594 | 801.7789 | 636.0384 | 920.6616 | 804.5975
Option 6 SC | NEM |  | CST | 0 | 0 | 0 | 0 | 0 | 0 | 0 | 0 | 0 | 0 | 0 | 0 | 0 | 0 | 0 | 0 | 0 | 3.5134e-07 | 0 | 0 | 0 | 0 | 0 | 0
Option 6 SC | NEM |  | Coordinated CER | 260.1944 | 467.0731 | 594.6339 | 835.8659 | 1067.3496 | 1364.8203 | 1692.9124 | 2135.133 | 2605.0528 | 3013.9429 | 3381.6261 | 3932.3967 | 4345.2918 | 4739.9804 | 5530.9868 | 6075.813 | 6447.3547 | 7301.1921 | 7843.7987 | 8327.8097 | 9878.491 | 11134.1876 | 11564.6765 | 12908.3682
Option 6 SC | NEM |  | DSP | 1.605e-08 | 9.002e-08 | 1.1166e-07 | 1.6565e-07 | 3.8364e-07 | 6.1416e-07 | 0 | 0.0414 | 0.01104 | 0.13356 | 0.77151 | 0.25022 | 9.9269 | 23.0202 | 28.8969 | 25.8991 | 33.2898 | 39.243 | 11.7702 | 18.7123 | 20.6275 | 25.9194 | 43.9079 | 36.0433
Option 6 SC | NEM |  | Distributed PV | 32414.6384 | 37120.0547 | 41818.1987 | 44553.8734 | 49401.0398 | 52872.6899 | 55109.9173 | 59580.7189 | 62764.4607 | 64822.5798 | 64575.8207 | 65877.8469 | 70997.9346 | 79221.2779 | 82338.8762 | 82222.6528 | 75945.3275 | 84471.0005 | 93190.9315 | 97271.671 | 102979.616 | 108129.195 | 112086.3465 | 120724.3669
Option 6 SC | NEM |  | H2 Reciprocating Engine | 0 | 0 | 2.5522e-07 | 6.2046e-07 | 1.5744e-06 | 1.6262e-06 | 3.65e-09 | 2.7932 | 5.39e-09 | 3.38e-08 | 27.444 | 107.4539 | 41.0177 | 23.5116 | 34.0322 | 19.4867 | 28.859 | 13.3602 | 73.69 | 95.9584 | 125.4416 | 51.6051 | 152.4528 | 265.5451
Option 6 SC | NEM |  | Hydro | 17043.6159 | 19534.1318 | 14023.5751 | 14856.6749 | 14565.5424 | 12883.9938 | 14126.2214 | 12725.9637 | 15948.0073 | 15607.1957 | 14723.5787 | 17122.1114 | 13616.016 | 12850.6304 | 10904.5612 | 9519.0242 | 10768.5796 | 10670.2379 | 10481.4487 | 9527.8991 | 10915.3602 | 11233.926 | 11043.9182 | 8834.4875
Option 6 SC | NEM |  | Liquid Fuel | 7.8528 | 2.686e-06 | 3.6622e-06 | 6.5171 | 58.6219 | 26.1667 | 70.9786 | 72.7831 | 80.0515 | 135.03 | 199.5566 | 163.8471 | 33.5537 | 57.8806 | 60.5597 | 67.5481 | 56.2497 | 9.433 | 61.2688 | 61.766 | 26.3192 | 11.0444 | 32.9797 | 9.3361
Option 6 SC | NEM |  | OCGT | 379.6464 | 123.7755 | 415.2671 | 247.9592 | 925.6804 | 275.1141 | 900.2305 | 1113.9942 | 1387.3847 | 2328.1003 | 3444.5629 | 3247.5915 | 1726.2962 | 3366.6772 | 4842.7926 | 4603.9388 | 3803.9762 | 3140.9125 | 5413.6115 | 7077.9864 | 7224.5066 | 4845.8882 | 9972.0033 | 7281.3673
Option 6 SC | NEM |  | Offshore Wind | 0 | 0 | 0 | 0 | 0 | 8386.0285 | 11414.5182 | 13285.2631 | 16932.3321 | 21906.2229 | 25009.3502 | 26696.7865 | 34143.2065 | 35296.3556 | 36819.8131 | 35514.2415 | 36548.3891 | 37203.6786 | 36567.6454 | 38384.3484 | 35631.406 | 36153.577 | 36992.5522 | 38488.883
Option 6 SC | NEM |  | PHES | 184.5919 | 884.0666 | 3347.0683 | 5562.6041 | 6196.9516 | 6549.0128 | 7129.9511 | 7800.4204 | 7797.5661 | 8974.1047 | 10682.1526 | 11492.372 | 11180.307 | 10313.0603 | 10469.5275 | 10040.9624 | 10786.4547 | 10351.2531 | 9460.6349 | 8411.5936 | 10154.3034 | 9858.0858 | 9718.2647 | 9511.3011
Option 6 SC | NEM |  | Solar | 22530.3484 | 45065.9026 | 58280.8566 | 65019.0557 | 65320.0578 | 66817.4072 | 70501.2378 | 76022.8898 | 78732.6805 | 78805.9379 | 80632.4017 | 80415.2948 | 82624.7198 | 86224.6606 | 85335.0832 | 87673.6289 | 89521.4515 | 90906.4977 | 91165.7881 | 89371.8578 | 93814.0988 | 99372.743 | 99598.9667 | 102514.0694
Option 6 SC | NEM |  | Wind | 41902.0136 | 47224.9346 | 58968.357 | 81663.9447 | 91168.5913 | 97712.6563 | 97301.0702 | 107719.0382 | 118237.3111 | 115779.7186 | 117820.7977 | 124671.3151 | 132724.7659 | 126727.3738 | 132326.529 | 141476.0949 | 142849.07 | 146356.3883 | 147281.1886 | 150626.1967 | 152243.6923 | 152890.3519 | 146614.7376 | 152118.7328
Option 6 SC | NSW |  | 12h | 0 | 0 | 75.0669 | 1426.9996 | 1529.3406 | 1538.9563 | 1636.4618 | 1788.7188 | 1745.4313 | 1589.7575 | 1458.0963 | 1378.6393 | 1340.7064 | 1381.9614 | 1315.7672 | 1222.7229 | 1150.4975 | 1085.2927 | 1059.3781 | 1094.818 | 1178.9951 | 1184.8205 | 1055.9281 | 1283.9833
Option 6 SC | NSW |  | 1h | 57.0368 | 195.9156 | 127.9134 | 133.1497 | 134.5979 | 135.0633 | 140.4311 | 146.615 | 141.6916 | 141.3222 | 132.6632 | 131.8869 | 114.7107 | 106.4167 | 105.3005 | 94.3027 | 85.5968 | 73.1706 | 72.4042 | 62.7865 | 76.4198 | 77.4573 | 73.0102 | 74.6662
Option 6 SC | NSW |  | 2h | 215.4118 | 553.5363 | 620.0212 | 679.2179 | 992.2177 | 989.5477 | 1000.3544 | 1088.8629 | 1057.7067 | 1009.9244 | 903.2597 | 874.183 | 837.8091 | 860.8258 | 785.6418 | 724.6192 | 638.6686 | 650.1248 | 622.1775 | 603.8869 | 677.6448 | 732.1315 | 664.8727 | 747.4544
Option 6 SC | NSW |  | 4h | 967.9836 | 2465.4727 | 3506.7567 | 3651.7171 | 3806.8919 | 4021.6982 | 3976.2922 | 4405.9284 | 4368.5482 | 4266.135 | 4073.4012 | 4050.38 | 3951.0377 | 3970.1119 | 3875.9868 | 3696.5887 | 3363.224 | 3345.9799 | 3271.9377 | 2829.1447 | 2793.6842 | 1947.5818 | 734.1062 | 804.911
Option 6 SC | NSW |  | 8h | 371.126 | 1179.1123 | 2661.0978 | 4105.2441 | 4308.0097 | 4594.66 | 6168.895 | 8472.6734 | 8454.506 | 8050.217 | 7528.5091 | 7447.5786 | 7018.1741 | 7100.4155 | 7345.2584 | 6875.4218 | 6706.1131 | 6781.4723 | 6691.2388 | 6476.9996 | 6787.2965 | 8725.9205 | 7718.2517 | 7745.753
Option 6 SC | NSW |  | Black Coal | 34818.4199 | 28132.1255 | 20389.6224 | 10656.6531 | 8262.2412 | 7391.3846 | 8544.2228 | 3465.2542 | 3456.9073 | 4281.124 | 4429.7131 | 4273.0789 | 2642.2788 | 2649.5179 | 0 | 0 | 0 | 0 | 0 | 0 | 0 | 0 | 0 | 0
Option 6 SC | NSW |  | CCGT | 525.6 | 527.04 | 525.6 | 369.2979 | 537.3081 | 250.4682 | 708.7894 | 1015.0667 | 915.1469 | 1203.4364 | 1687.686 | 1487.6007 | 584.4778 | 1038.4922 | 1191.0977 | 988.6008 | 1056.8143 | 349.0227 | 442.8473 | 561.5296 | 502.4618 | 482.6244 | 689.0587 | 544.365
Option 6 SC | NSW |  | CST | 0 | 0 | 0 | 0 | 0 | 0 | 0 | 0 | 0 | 0 | 0 | 0 | 0 | 0 | 0 | 0 | 0 | 3.5134e-07 | 0 | 0 | 0 | 0 | 0 | 0
Option 6 SC | NSW |  | Coordinated CER | 100.6979 | 172.4369 | 239.6206 | 332.0353 | 434.8626 | 550.4601 | 670.8952 | 861.1556 | 1041.068 | 1241.3192 | 1428.0017 | 1675.572 | 1908.0193 | 2187.9739 | 2504.84 | 2769.2955 | 2967.9526 | 3357.0259 | 3685.0937 | 4018.4746 | 4742.1517 | 5269.1508 | 5416.5619 | 6199.573
Option 6 SC | NSW |  | DSP | 1.605e-08 | 9.002e-08 | 1.1166e-07 | 1.6565e-07 | 3.8364e-07 | 6.1416e-07 | 0 | 0.0414 | 0.01104 | 0.13356 | 0.77151 | 0.25022 | 9.9269 | 23.0202 | 28.8969 | 25.8991 | 33.2898 | 39.243 | 11.7702 | 18.7123 | 20.6275 | 25.9194 | 43.9079 | 36.0433
Option 6 SC | NSW |  | Distributed PV | 11543.0745 | 12914.8222 | 14968.8674 | 16314.8694 | 17142.6128 | 18684.781 | 19251.4238 | 21389.6004 | 22125.27 | 22763.0424 | 22518.236 | 22656.4218 | 25142.5444 | 28095.1524 | 29770.2012 | 29106.6946 | 27174.8203 | 29462.9466 | 33367.2092 | 35624.4321 | 36519.2412 | 38967.6242 | 39673.209 | 43743.7731
Option 6 SC | NSW |  | Hydro | 3713.9474 | 4062.1935 | 2832.0686 | 3223.7882 | 2884.0876 | 2954.4407 | 3350.4355 | 2920.9024 | 3271.3942 | 3218.147 | 2875.2328 | 3775.1623 | 2531.765 | 2002.9202 | 2213.1274 | 1782.5092 | 2331.7022 | 2501.0309 | 2048.7516 | 1702.0824 | 2163.95 | 2271.3622 | 2415.4953 | 1551.5655
Option 6 SC | NSW |  | OCGT | 33.034 | 26.8301 | 44.0453 | 11.0113 | 56.3555 | 40.8702 | 216.8143 | 459.2366 | 375.3219 | 729.5458 | 1187.6156 | 974.4854 | 491.1455 | 1240.1738 | 2155.616 | 1957.7174 | 1350.3098 | 1601.2639 | 2435.2624 | 3814.4161 | 3202.0728 | 2635.7904 | 4590.5452 | 3349.8028
Option 6 SC | NSW |  | Offshore Wind | 0 | 0 | 0 | 0 | 0 | 0 | 0 | 0 | 0 | 0 | 0 | 0 | 2.6742e-06 | 4.1727e-06 | 1.2777e-05 | 2.0398e-05 | 5.5138e-05 | 5.7545e-05 | 6.0492e-05 | 5.5346e-05 | 5.6788e-05 | 5.914e-05 | 5.4848e-05 | 2.0887e-05
Option 6 SC | NSW |  | PHES | 9.3681 | 190.3277 | 2297.1313 | 4403.5274 | 4945.2858 | 5261.5527 | 5784.7999 | 6368.473 | 6109.4521 | 6082.9657 | 5783.1779 | 6097.4292 | 5358.5163 | 5074.05 | 4646.4281 | 4760.0195 | 5602.2573 | 4987.4071 | 4572.0252 | 4088.4825 | 5104.4975 | 5249.6894 | 4864.7697 | 5079.1576
Option 6 SC | NSW |  | Solar | 10235.9863 | 19630.9201 | 29585.5584 | 36337.8132 | 36391.3616 | 36413.9995 | 40457.8284 | 45121.0932 | 48070.1095 | 47236.5301 | 45842.0488 | 44658.6236 | 42953.6466 | 44061.8503 | 43254.8087 | 44387.8743 | 45223.7508 | 44852.2678 | 46347.0838 | 45213.8035 | 47480.064 | 48885.3016 | 47212.8111 | 48498.7829
Option 6 SC | NSW |  | Wind | 7918.9543 | 8406.684 | 10127.3184 | 20354.482 | 28370.7237 | 31552.4514 | 30674.7399 | 33439.7297 | 39947.8997 | 40380.3059 | 43236.858 | 44871.4921 | 46133.2028 | 42420.5052 | 45391.9911 | 50603.2013 | 53198.7229 | 51148.4211 | 52365.5257 | 50459.2512 | 51848.8889 | 53342.943 | 50500.3428 | 54140.78
Option 6 SC | NSW | CNSW | 12h | 0 | 0 | 75.0669 | 1426.9996 | 1529.3406 | 1538.9563 | 1636.4618 | 1788.7188 | 1745.4313 | 1589.7575 | 1458.0963 | 1378.6393 | 1340.7064 | 1381.9614 | 1315.7672 | 1222.7229 | 1150.4975 | 1085.2927 | 1059.3781 | 1094.818 | 1178.9951 | 1184.8205 | 1055.9281 | 1283.9833
Option 6 SC | NSW | CNSW | 2h | 29.1342 | 115.1532 | 143.1555 | 152.4619 | 166.0194 | 161.7859 | 165.8459 | 169.7384 | 171.3635 | 161.1924 | 152.752 | 136.0777 | 131.3232 | 135.5454 | 133.4662 | 120.8241 | 103.9917 | 107.9298 | 107.1796 | 99.6619 | 105.1645 | 221.0437 | 221.4285 | 225.7882
Option 6 SC | NSW | CNSW | 4h | 634.5459 | 933.9879 | 794.5792 | 808.86 | 840.3273 | 827.4459 | 832.8104 | 868.5814 | 880.7796 | 863.2729 | 819.333 | 809.291 | 767.7016 | 748.9821 | 749.9786 | 702.1556 | 633.4457 | 619.4754 | 632.184 | 628.9394 | 431.3198 | 406.8895 | 400.3053 | 413.7516
Option 6 SC | NSW | CNSW | 8h | 0 | 82.3606 | 928.7191 | 999.5336 | 1072.1223 | 1050.6405 | 1067.4822 | 1927.4492 | 1957.3732 | 1847.9208 | 1765.6694 | 1707.0173 | 1556.5049 | 1596.8172 | 2038.3542 | 1929.6893 | 2277.889 | 2309.3218 | 2284.523 | 2379.0404 | 2583.0331 | 3439.4419 | 3098.4225 | 3264.776
Option 6 SC | NSW | CNSW | Black Coal | 22132.205 | 18060.3911 | 17232.8688 | 7499.8995 | 5105.4876 | 4225.9824 | 4993.7238 | 3465.2542 | 3456.9073 | 4281.124 | 4429.7131 | 4273.0789 | 2642.2788 | 2649.5179 | 0 | 0 | 0 | 0 | 0 | 0 | 0 | 0 | 0 | 0
Option 6 SC | NSW | CNSW | CST | 0 | 0 | 0 | 0 | 0 | 0 | 0 | 0 | 0 | 0 | 0 | 0 | 0 | 0 | 0 | 0 | 0 | 3.5134e-07 | 0 | 0 | 0 | 0 | 0 | 0
Option 6 SC | NSW | CNSW | Coordinated CER | 9.9839 | 17.889 | 25.4007 | 34.6472 | 43.343 | 52.2581 | 62.8438 | 77.4197 | 91.6993 | 107.248 | 122.1065 | 141.2814 | 153.1687 | 172.4808 | 199.021 | 211.9314 | 225.0799 | 247.049 | 281.2047 | 311.5591 | 364.2076 | 388.9481 | 422.3831 | 466.5181
Option 6 SC | NSW | CNSW | Distributed PV | 865.0955 | 969.345 | 1128.489 | 1234.196 | 1286.7475 | 1399.1952 | 1437.0249 | 1606.756 | 1727.9435 | 1762.1949 | 1753.5585 | 1748.6095 | 1945.2266 | 2201.6608 | 2241.122 | 2189.0443 | 2041.0197 | 2216.0053 | 2526.8267 | 2689.1171 | 2757.4136 | 2931.4642 | 2972.4157 | 3301.495
Option 6 SC | NSW | CNSW | OCGT | 0 | 0 | 0 | 0 | 3.442e-08 | 5.4938e-07 | 0 | 0 | 0 | 0 | 0 | 0 | 1.8941e-06 | 5.0937e-06 | 1.2651e-05 | 1.0682e-05 | 6.9222e-06 | 5.9355e-06 | 200.2743 | 534.8029 | 478.2698 | 240.8348 | 620.1579 | 341.0538
Option 6 SC | NSW | CNSW | PHES | 9.3681 | 190.3277 | 284.073 | 350.6987 | 372.2034 | 419.9889 | 481.3359 | 555.2168 | 535.5137 | 499.1113 | 478.3275 | 494.6026 | 463.6407 | 449.8867 | 450.7019 | 428.2623 | 448.3211 | 425.0366 | 385.9202 | 340.5259 | 404.9962 | 424.4607 | 374.8426 | 437.8614
Option 6 SC | NSW | CNSW | Solar | 4003.7668 | 7027.2878 | 13893.3671 | 21713.2458 | 21751.2318 | 22574.9213 | 23229.448 | 27044.312 | 29575.2838 | 29143.9836 | 28488.9969 | 26839.6882 | 27831.1049 | 29874.8357 | 29246.8523 | 29592.5132 | 29899.9138 | 30359.1745 | 32496.416 | 32086.8365 | 32985.1001 | 34081.7426 | 33064.5529 | 34951.3065
Option 6 SC | NSW | CNSW | Wind | 1397.6402 | 1640.8345 | 3127.3951 | 12870.9903 | 19487.335 | 21281.8416 | 20701.9251 | 22471.476 | 22447.9878 | 23207.871 | 25391.8208 | 26091.671 | 25964.7524 | 24868.6914 | 25801.5904 | 30332.6327 | 30739.4553 | 28579.1835 | 29628.4627 | 28665.8433 | 29730.9052 | 29490.5713 | 28555.6959 | 30704.9757
Option 6 SC | NSW | NNSW | 1h | 45.1853 | 170.5599 | 112.4147 | 117.4908 | 118.2454 | 119.3059 | 124.9248 | 130.5572 | 125.7194 | 125.3086 | 117.9506 | 116.7589 | 102.5648 | 94.5095 | 93.8021 | 83.1124 | 74.8108 | 73.1705 | 72.4042 | 62.7865 | 76.4198 | 77.4573 | 73.0102 | 74.6662
Option 6 SC | NSW | NNSW | 2h | 21.3676 | 157.6328 | 206.3878 | 224.4019 | 225.2679 | 230.3533 | 242.2066 | 256.8856 | 245.7246 | 244.9799 | 226.6475 | 222.8874 | 195.8947 | 178.0475 | 175.7711 | 152.3202 | 138.8112 | 143.5449 | 137.3522 | 121.8358 | 152.6949 | 88.8534 | 87.4959 | 90.0457
Option 6 SC | NSW | NNSW | 8h | 271.593 | 771.3244 | 1284.6357 | 1408.2243 | 1425.629 | 1521.7238 | 1586.7029 | 1675.4999 | 1641.3083 | 1604.3877 | 1511.3621 | 1510.277 | 1288.7414 | 1175.3607 | 1154.4279 | 1041.1624 | 941.4855 | 933.5378 | 910.6922 | 804.5289 | 541.5619 | 357.0202 | 104.898 | 65.4661
Option 6 SC | NSW | NNSW | CST | 0 | 0 | 0 | 0 | 0 | 0 | 0 | 0 | 0 | 0 | 0 | 0 | 0 | 0 | 0 | 0 | 0 | 0 | 0 | 0 | 0 | 0 | 0 | 0
Option 6 SC | NSW | NNSW | Coordinated CER | 14.474 | 23.1561 | 33.03 | 45.3603 | 56.2024 | 68.6491 | 83.6772 | 100.9898 | 119.485 | 140.0878 | 159.6014 | 186.6748 | 199.954 | 214.5044 | 249.2491 | 262.5472 | 267.9564 | 298.7844 | 321.8061 | 337.0841 | 409.2858 | 438.7561 | 463.4088 | 472.6648
Option 6 SC | NSW | NNSW | Distributed PV | 1676.9315 | 1856.3665 | 2135.5405 | 2331.8645 | 2429.2725 | 2639.3285 | 2726.717 | 3023.9865 | 3119.2688 | 3243.5115 | 3192.533 | 3204.8965 | 3558.4004 | 3915.2044 | 4138.1929 | 4004.7809 | 3771.7414 | 4027.9419 | 4516.6515 | 4857.373 | 4963.5585 | 5287.8535 | 5424.0395 | 5977.196
Option 6 SC | NSW | NNSW | PHES | 0 | 0 | 0 | 0 | 0 | 0 | 0 | 0 | 0 | 0 | 0 | 0 | 4.1267e-06 | 3.9509e-06 | 4.6334e-06 | 6.8586e-06 | 1.1623e-05 | 1.4504e-05 | 1.2342e-05 | 1.2036e-05 | 1.2495e-05 | 1.2628e-05 | 1.2639e-05 | 1.3198e-05
Option 6 SC | NSW | NNSW | Solar | 1540.023 | 2174.5098 | 2429.2793 | 2405.7584 | 2304.7223 | 2383.0869 | 5574.251 | 5387.0467 | 5526.5748 | 5629.5394 | 5647.3269 | 5751.7593 | 4130.0793 | 3535.6666 | 3352.3042 | 3600.0842 | 3664.5679 | 3140.1057 | 3117.2588 | 3021.7128 | 3402.2522 | 3414.6058 | 2944.3452 | 2771.0532
Option 6 SC | NSW | NNSW | Wind | 1241.9593 | 1189.8235 | 1137.0567 | 1055.6402 | 1422.6427 | 1535.9617 | 1568.0903 | 1650.5373 | 6916.1056 | 6435.937 | 7683.8938 | 8208.5947 | 6817.9287 | 5856.6446 | 7159.5328 | 7669.2135 | 10063.0649 | 9394.7277 | 9362.0398 | 8805.3098 | 9745.3408 | 9993.7546 | 9678.9082 | 10069.3503
Option 6 SC | NSW | SNSW | 1h | 11.8515 | 25.3557 | 15.4986 | 15.6589 | 16.3526 | 15.7574 | 15.5063 | 16.0577 | 15.9722 | 16.0136 | 14.7126 | 15.1281 | 12.1459 | 11.9072 | 11.4983 | 11.1902 | 10.786 | 0 | 0 | 0 | 0 | 0 | 0 | 0
Option 6 SC | NSW | SNSW | 2h | 68.9862 | 183.5738 | 162.1024 | 154.7291 | 166.8878 | 158.3444 | 161.0648 | 160.3913 | 163.635 | 157.7867 | 143.2103 | 140.2153 | 122.7758 | 123.1741 | 119.2772 | 112.8658 | 110.904 | 106.2563 | 102.6688 | 96.7125 | 105.0747 | 113.8922 | 69.5035 | 69.1672
Option 6 SC | NSW | SNSW | 4h | 0 | 0 | 0 | 0 | 60.6232 | 244.0274 | 241.2763 | 251.4294 | 256.0623 | 248.0838 | 218.1649 | 222.1513 | 185.7202 | 165.9572 | 157.0161 | 158.6821 | 164.9686 | 151.0353 | 148.3352 | 121.8817 | 149.8345 | 163.6824 | 154.3313 | 158.9609
Option 6 SC | NSW | SNSW | 8h | 99.5331 | 325.4273 | 447.7423 | 604.3567 | 638.8096 | 608.9312 | 600.4889 | 617.6947 | 662.6647 | 631.2795 | 498.8581 | 483.7956 | 393.737 | 372.7524 | 368.2935 | 343.2827 | 309.2378 | 317.3966 | 312.5325 | 270.6644 | 239.4198 | 101.5563 | 85.5051 | 88.7995
Option 6 SC | NSW | SNSW | CST | 0 | 0 | 0 | 0 | 0 | 0 | 0 | 0 | 0 | 0 | 0 | 0 | 0 | 0 | 0 | 0 | 0 | 0 | 0 | 0 | 0 | 0 | 0 | 0
Option 6 SC | NSW | SNSW | Coordinated CER | 16.5304 | 34.9859 | 40.467 | 52.938 | 69.2095 | 84.4807 | 100.8446 | 127.8796 | 154.7185 | 181.4387 | 203.1796 | 240.4017 | 243.1814 | 272.6121 | 301.9274 | 335.8681 | 366.7331 | 405.9758 | 443.0191 | 467.837 | 565.4621 | 646.7193 | 668.6802 | 746.3785
Option 6 SC | NSW | SNSW | Distributed PV | 1978.6995 | 2197.9157 | 2514.264 | 2694.231 | 2948.1035 | 3191.7528 | 3239.156 | 3617.382 | 3706.3625 | 3784.6442 | 3749.4237 | 3774.408 | 4158.2268 | 4641.1629 | 4966.2105 | 4900.6577 | 4522.7125 | 4935.6447 | 5582.9282 | 5893.3755 | 6190.4137 | 6504.1046 | 6491.0134 | 7240.1038
Option 6 SC | NSW | SNSW | Hydro | 3713.9474 | 4062.1935 | 2832.0686 | 3223.7882 | 2884.0876 | 2954.4407 | 3350.4355 | 2920.9024 | 3271.3942 | 3218.147 | 2875.2328 | 3775.1623 | 2531.765 | 2002.9202 | 2213.1274 | 1782.5092 | 2331.7022 | 2501.0309 | 2048.7516 | 1702.0824 | 2163.95 | 2271.3622 | 2415.4953 | 1551.5655
Option 6 SC | NSW | SNSW | OCGT | 0 | 0 | 0 | 0 | 2.7235e-08 | 8.07e-09 | 5.2e-09 | 95.2936 | 84.3364 | 168.8764 | 211.3257 | 202.7146 | 49.6837 | 101.0874 | 102.5783 | 227.1769 | 84.3686 | 18.2051 | 0 | 0 | 0 | 0 | 0 | 0
Option 6 SC | NSW | SNSW | PHES | 0 | 0 | 2013.0583 | 4052.8287 | 4573.0824 | 4841.5638 | 5303.464 | 5813.2562 | 5573.9384 | 5583.8543 | 5304.8504 | 5602.8265 | 4894.8756 | 4624.1633 | 4195.7263 | 4331.7571 | 5153.9362 | 4562.3704 | 4186.105 | 3747.9566 | 4699.5013 | 4825.2287 | 4489.9271 | 4641.2961
Option 6 SC | NSW | SNSW | Solar | 4692.1965 | 10429.1225 | 13262.9119 | 12218.8089 | 12335.4075 | 11455.9913 | 11654.1293 | 12689.7345 | 12968.2509 | 12463.007 | 11705.725 | 12067.1761 | 9004.1118 | 8730.8769 | 8840.6157 | 9363.6833 | 10015.3838 | 9661.7916 | 8895.9187 | 8151.552 | 9258.6365 | 9446.0631 | 9299.7261 | 8782.8651
Option 6 SC | NSW | SNSW | Wind | 5279.3548 | 5576.026 | 5862.8666 | 6427.8514 | 7460.746 | 8734.6481 | 8404.7244 | 9317.7163 | 10394.3891 | 10546.3655 | 9971.3341 | 10366.5242 | 13142.8251 | 11518.2423 | 12239.7071 | 12414.8024 | 12199.5714 | 12993.4197 | 13178.1765 | 12801.8971 | 12186.0897 | 13674.8324 | 12072.4659 | 13172.8664
Option 6 SC | NSW | SNW | 1h | 1.1061e-06 | 1.6415e-06 | 3.3333e-06 | 5.6764e-06 | 7.9186e-06 | 1.0104e-05 | 3.657e-06 | 3.8063e-06 | 2.3875e-06 | 1.6559e-06 | 2.604e-06 | 2.0282e-06 | 3.285e-05 | 4.0769e-05 | 4.4858e-05 | 4.8933e-05 | 5.6927e-05 | 6.3685e-05 | 3.5556e-05 | 3.693e-05 | 3.5219e-05 | 3.5005e-05 | 3.5745e-05 | 4.0888e-05
Option 6 SC | NSW | SNW | 2h | 95.9238 | 97.1765 | 108.3754 | 147.6249 | 434.0426 | 439.0641 | 431.2371 | 501.8475 | 476.9836 | 445.9654 | 380.6499 | 375.0026 | 387.8154 | 424.0588 | 357.1272 | 338.6091 | 284.9617 | 292.3939 | 274.977 | 285.6768 | 314.7107 | 308.3421 | 286.4447 | 362.4533
Option 6 SC | NSW | SNW | 4h | 333.4377 | 1531.4849 | 2712.1776 | 2842.8571 | 2905.9415 | 2950.2249 | 2902.2055 | 3285.9175 | 3231.7063 | 3154.7782 | 3035.9034 | 3018.9376 | 2997.6159 | 3055.1725 | 2968.9921 | 2835.751 | 2564.8097 | 2575.4692 | 2491.4184 | 2078.3236 | 2212.5299 | 1377.0099 | 179.4696 | 232.1985
Option 6 SC | NSW | SNW | 8h | 0 | 1.6386e-05 | 0.00069291 | 1093.1295 | 1171.4488 | 1413.3645 | 2914.221 | 4252.0296 | 4193.1598 | 3966.629 | 3752.6195 | 3746.4886 | 3779.1907 | 3955.4852 | 3784.1827 | 3561.2875 | 3177.5008 | 3221.2161 | 3183.4911 | 3022.7659 | 3423.2818 | 4827.9021 | 4429.426 | 4326.7114
Option 6 SC | NSW | SNW | Black Coal | 12686.2149 | 10071.7344 | 3156.7536 | 3156.7536 | 3156.7536 | 3165.4022 | 3550.499 | 0 | 0 | 0 | 0 | 0 | 0 | 0 | 0 | 0 | 0 | 0 | 0 | 0 | 0 | 0 | 0 | 0
Option 6 SC | NSW | SNW | CCGT | 525.6 | 527.04 | 525.6 | 369.2979 | 537.3081 | 250.4682 | 708.7894 | 1015.0667 | 915.1469 | 1203.4364 | 1687.686 | 1487.6007 | 584.4778 | 1038.4922 | 1191.0977 | 988.6008 | 1056.8143 | 349.0227 | 442.8473 | 561.5296 | 502.4618 | 482.6244 | 689.0587 | 544.365
Option 6 SC | NSW | SNW | Coordinated CER | 59.7096 | 96.4059 | 140.7229 | 199.0899 | 266.1077 | 345.0722 | 423.5297 | 554.8664 | 675.1652 | 812.5448 | 943.1143 | 1107.2142 | 1311.7153 | 1528.3765 | 1754.6425 | 1958.9489 | 2108.1832 | 2405.2166 | 2639.0639 | 2901.9943 | 3403.1963 | 3794.7272 | 3862.0898 | 4514.0116
Option 6 SC | NSW | SNW | DSP | 1.605e-08 | 9.002e-08 | 1.1166e-07 | 1.6565e-07 | 3.8364e-07 | 6.1416e-07 | 0 | 0.0414 | 0.01104 | 0.13356 | 0.77151 | 0.25022 | 9.9269 | 23.0202 | 28.8969 | 25.8991 | 33.2898 | 39.243 | 11.7702 | 18.7123 | 20.6275 | 25.9194 | 43.9079 | 36.0433
Option 6 SC | NSW | SNW | Distributed PV | 7022.348 | 7891.195 | 9190.574 | 10054.5779 | 10478.4894 | 11454.5044 | 11848.526 | 13141.476 | 13571.6952 | 13972.6918 | 13822.7208 | 13928.5078 | 15480.6906 | 17337.1242 | 18424.6757 | 18012.2116 | 16839.3467 | 18283.3547 | 20740.8029 | 22184.5665 | 22607.8554 | 24244.2019 | 24785.7404 | 27224.9784
Option 6 SC | NSW | SNW | OCGT | 33.034 | 26.8301 | 44.0453 | 11.0113 | 56.3555 | 40.8702 | 216.8143 | 363.943 | 290.9855 | 560.6694 | 976.2899 | 771.7708 | 441.4618 | 1139.0864 | 2053.0377 | 1730.5405 | 1265.9412 | 1583.0588 | 2234.9881 | 3279.6132 | 2723.803 | 2394.9556 | 3970.3874 | 3008.749
Option 6 SC | NSW | SNW | Offshore Wind | 0 | 0 | 0 | 0 | 0 | 0 | 0 | 0 | 0 | 0 | 0 | 0 | 2.6742e-06 | 4.1727e-06 | 1.2777e-05 | 2.0398e-05 | 5.5138e-05 | 5.7545e-05 | 6.0492e-05 | 5.5346e-05 | 5.6788e-05 | 5.914e-05 | 5.4848e-05 | 2.0887e-05
Option 6 SC | NSW | SNW | Solar | 1.4856e-05 | 2.364e-05 | 2.3659e-05 | 2.7198e-05 | 3.9318e-05 | 5.4483e-05 | 5.3267e-05 | 5.2287e-05 | 5.1767e-05 | 4.808e-05 | 4.9019e-05 | 5.8531e-05 | 1988.3506 | 1920.4711 | 1815.0365 | 1831.5936 | 1643.8854 | 1691.196 | 1837.4904 | 1953.7023 | 1834.0753 | 1942.8902 | 1904.187 | 1993.5582
Option 6 SC | NSW | SNW | Wind | 0 | 0 | 1.3093e-05 | 1.5939e-05 | 2.767e-05 | 5.5071e-05 | 6.0539e-05 | 5.8548e-05 | 189.4172 | 190.1324 | 189.8093 | 204.7022 | 207.6966 | 176.9268 | 191.1607 | 186.5527 | 196.6313 | 181.0902 | 196.8468 | 186.2009 | 186.5532 | 183.7847 | 193.2729 | 193.5876
Option 6 SC | QLD |  | 1h | 26.5293 | 161.1019 | 221.8483 | 263.9087 | 275.7591 | 255.8411 | 259.2073 | 278.9674 | 287.5496 | 280.684 | 283.9781 | 286.254 | 290.6033 | 284.9625 | 301.0136 | 263.1519 | 239.1767 | 244.6663 | 240.2111 | 231.9233 | 243.5599 | 210.4862 | 225.3036 | 110.1167
Option 6 SC | QLD |  | 2h | 526.2611 | 1242.3096 | 1493.9223 | 1654.5277 | 1706.9693 | 1621.2896 | 1637.0458 | 1726.0102 | 1769.0318 | 1713.8507 | 1749.2062 | 1775.7845 | 1680.0145 | 1593.4392 | 1696.8904 | 1480.6091 | 1336.2683 | 1340.5829 | 1225.8776 | 918.3147 | 972.6414 | 805.1529 | 725.7362 | 506.958
Option 6 SC | QLD |  | 4h | 116.8855 | 276.0044 | 755.1115 | 1638.2749 | 1697.4565 | 1637.397 | 1678.1691 | 1688.4783 | 1728.4828 | 1700.3929 | 1722.5638 | 1731.7939 | 1712.2981 | 1648.3612 | 1716.2897 | 2030.9279 | 1927.7722 | 2009.3362 | 2136.8149 | 2229.0795 | 2297.7257 | 3922.0056 | 3660.5749 | 3293.0922
Option 6 SC | QLD |  | 8h | 0 | 0 | 3.5629e-05 | 6.7059e-05 | 6.9158e-05 | 7.0816e-05 | 6.9184e-05 | 7.1912e-05 | 7.5634e-05 | 6.984e-05 | 6.7071e-05 | 6.8369e-05 | 0.00012106 | 0.00019054 | 0.00019355 | 0.00018531 | 0.00029374 | 197.1612 | 195.8291 | 312.2385 | 327.8552 | 1545.8993 | 2198.8072 | 4826.3338
Option 6 SC | QLD |  | Biomass | 269.1072 | 259.2997 | 236.9525 | 231.9692 | 232.2251 | 227.3818 | 229.9085 | 211.4668 | 199.9742 | 204.1795 | 186.8556 | 184.9308 | 125.2272 | 121.9211 | 112.9719 | 124.2191 | 108.0174 | 98.7145 | 87.3793 | 87.7967 | 96.6562 | 94.4781 | 85.4432 | 79.2899
Option 6 SC | QLD |  | Black Coal | 38681.9001 | 30241.1046 | 26124.6742 | 21860.152 | 21863.7989 | 19253.0973 | 19417.0468 | 16649.3585 | 12152.034 | 14011.0347 | 13052.7466 | 9638.2087 | 7728.072 | 7749.2448 | 7728.072 | 7728.072 | 6424.584 | 5576.5224 | 4697.988 | 3834.69 | 2971.392 | 2979.5328 | 2971.392 | 0
Option 6 SC | QLD |  | CCGT | 2459.9626 | 1542.6807 | 1948.2021 | 1403.6465 | 404.9785 | 273.7813 | 400.5077 | 513.1158 | 322.0215 | 614.518 | 813.9227 | 1315.401 | 210.2524 | 336.3392 | 429.2976 | 299.0202 | 405.4947 | 427.7528 | 799.5686 | 269.0298 | 299.3172 | 153.414 | 231.603 | 260.2325
Option 6 SC | QLD |  | Coordinated CER | 35.4682 | 70.6674 | 105.0759 | 164.9596 | 224.7084 | 293.0009 | 369.9699 | 469.5604 | 592.585 | 650.1538 | 769.4091 | 935.8924 | 1083.7805 | 1147.3589 | 1396.1699 | 1480.1345 | 1500.0159 | 1713.4586 | 1794.7778 | 1861.6727 | 2158.1029 | 2220.0912 | 2588.2386 | 2629.9302
Option 6 SC | QLD |  | Distributed PV | 9841.659 | 11465.868 | 12461.3365 | 13705.1904 | 14502.2689 | 15304.1294 | 16125.889 | 17230.8012 | 17904.2015 | 19013.1096 | 18690.3273 | 18739.132 | 20184.3846 | 22385.3696 | 23533.0286 | 23499.7667 | 21216.4653 | 24295.237 | 25985.8156 | 28158.4968 | 29157.5021 | 30386.5617 | 32052.6872 | 34120.5905
Option 6 SC | QLD |  | H2 Reciprocating Engine | 0 | 0 | 2.5522e-07 | 6.2046e-07 | 1.5744e-06 | 1.6262e-06 | 3.65e-09 | 2.7932 | 5.39e-09 | 3.38e-08 | 27.444 | 107.4539 | 41.0177 | 23.5116 | 34.0322 | 19.4867 | 28.859 | 13.3602 | 73.69 | 95.9584 | 125.4416 | 51.6051 | 152.4528 | 265.5451
Option 6 SC | QLD |  | Hydro | 980.6993 | 854.509 | 680.5718 | 788.7053 | 682.5662 | 581.9284 | 557.9863 | 674.5896 | 790.9219 | 664.3479 | 658.581 | 736.0227 | 561.7458 | 555.5696 | 398.785 | 466.4119 | 471.2231 | 425.2101 | 341.14 | 361.274 | 368.7562 | 327.867 | 305.6984 | 281.7521
Option 6 SC | QLD |  | Liquid Fuel | 0 | 0 | 0 | 0 | 0 | 0 | 0 | 0 | 0 | 0 | 0 | 0 | 5.2019 | 0 | 0 | 0 | 0 | 0 | 0 | 0 | 0 | 0 | 0 | 0
Option 6 SC | QLD |  | OCGT | 2.37e-08 | 7.5295e-07 | 16.4688 | 8.139e-07 | 2.794e-06 | 3.7896e-06 | 2.24e-09 | 2.0556 | 4.33e-09 | 7.195e-09 | 46.81 | 251.4251 | 142.8399 | 45.2339 | 54.6535 | 32.7833 | 65.4878 | 7.2998 | 386.3139 | 531.8324 | 710.9299 | 203.4137 | 376.3285 | 646.914
Option 6 SC | QLD |  | PHES | 175.2238 | 693.739 | 1049.937 | 1159.0767 | 1251.6658 | 1287.4601 | 1345.1512 | 1431.9474 | 1688.114 | 2891.139 | 4898.9747 | 5394.9428 | 5821.7906 | 5239.0102 | 5823.0993 | 5280.9428 | 5184.1973 | 5363.8459 | 4888.6096 | 4323.111 | 5049.8058 | 4608.3964 | 4853.4949 | 4432.1434
Option 6 SC | QLD |  | Solar | 8153.6281 | 14705.1175 | 16698.1247 | 16962.2695 | 16911.4023 | 17685.8885 | 17516.3474 | 17639.1245 | 17483.7938 | 19173.432 | 22552.1924 | 23648.8168 | 26355.9668 | 24881.4906 | 25394.814 | 27036.8896 | 27538.491 | 28950.228 | 28460.7613 | 28646.5267 | 28963.2598 | 32786.6345 | 34322.9534 | 35758.7936
Option 6 SC | QLD |  | Wind | 8586.2836 | 9718.0508 | 12193.3852 | 15269.0515 | 17497.4277 | 20316.2778 | 21573.5891 | 26243.9189 | 30377.026 | 28269.3728 | 28868.381 | 30948.1237 | 38197.7564 | 40613.6421 | 40935.8256 | 42144.4179 | 41595.9646 | 44622.2854 | 44768.9515 | 47364.7447 | 48049.4503 | 46831.3934 | 45210.9342 | 45193.7935
Option 6 SC | QLD | CQ | 2h | 13.6221 | 88.3098 | 114.353 | 114.1376 | 121.7795 | 112.7176 | 122.1784 | 127.7224 | 132.6293 | 129.2673 | 134.6254 | 133.8551 | 140.0804 | 134.1573 | 143.6894 | 130.9864 | 94.666 | 92.9665 | 92.5307 | 91.7283 | 93.7772 | 89.9719 | 92.1048 | 86.5261
Option 6 SC | QLD | CQ | 4h | 14.6009 | 106.4216 | 144.6853 | 145.6659 | 152.5859 | 141.9111 | 153.7896 | 163.1115 | 170.1049 | 166.0975 | 172.5166 | 173.2341 | 176.3729 | 167.0182 | 178.5668 | 157.7791 | 152.1041 | 145.1336 | 142.7738 | 138.9367 | 0 | 0 | 0 | 0
Option 6 SC | QLD | CQ | 8h | 0 | 0 | 9.1092e-06 | 1.5303e-05 | 1.7588e-05 | 1.765e-05 | 1.7338e-05 | 1.7001e-05 | 1.8226e-05 | 1.5249e-05 | 1.4091e-05 | 1.408e-05 | 3.1961e-05 | 4.987e-05 | 5.1023e-05 | 4.9755e-05 | 9.065e-05 | 113.8984 | 111.0808 | 125.0091 | 126.9358 | 122.0551 | 384.5762 | 1538.1501
Option 6 SC | QLD | CQ | Black Coal | 12905.7377 | 9246.7085 | 6784.4779 | 5939.2865 | 7815.6281 | 6913.0032 | 7262.2621 | 4931.88 | 4931.88 | 4945.392 | 4931.88 | 4931.88 | 4931.88 | 4945.392 | 4931.88 | 4931.88 | 4931.88 | 4079.7288 | 3205.284 | 2341.986 | 1478.688 | 1482.7392 | 1478.688 | 0
Option 6 SC | QLD | CQ | Coordinated CER | 1.4601 | 5.7283 | 9.5209 | 14.011 | 20.1292 | 25.8633 | 33.2363 | 41.1316 | 51.7135 | 57.2106 | 69.3243 | 84.7973 | 97.7069 | 103.8166 | 126.136 | 140.0364 | 141.3245 | 159.784 | 164.7359 | 185.3059 | 219.326 | 211.0789 | 242.3612 | 255.8178
Option 6 SC | QLD | CQ | Distributed PV | 919.0185 | 1075.967 | 1174.6005 | 1273.458 | 1354.6445 | 1438.463 | 1533.3335 | 1706.17 | 1783.0555 | 1892.174 | 1876.46 | 1891.7595 | 2025.2919 | 2283.0569 | 2414.8484 | 2270.5779 | 2114.563 | 2434.9309 | 2628.219 | 2759.845 | 2860.5395 | 2995.473 | 3219.6134 | 3654.8649
Option 6 SC | QLD | CQ | OCGT | 0 | 0 | 0 | 0 | 5.2e-10 | 5.5987e-07 | 0 | 0 | 0 | 0 | 17.3595 | 1.6558 | 19.7101 | 6.254 | 6.9612 | 8.035e-08 | 10.4034 | 1.4188e-07 | 11.5401 | 31.6572 | 60.7299 | 0.64284 | 27.902 | 78.7466
Option 6 SC | QLD | CQ | PHES | 0 | 0 | 0 | 0 | 0 | 0 | 0 | 0 | 0 | 0 | 0 | 0 | 3.3182e-06 | 3.0137e-06 | 3.305e-06 | 8.1333e-06 | 8.012e-06 | 1.243e-05 | 1.1436e-05 | 1.1522e-05 | 1.1963e-05 | 1.1711e-05 | 1.1695e-05 | 1.2548e-05
Option 6 SC | QLD | CQ | Solar | 1718.1026 | 2333.6159 | 2330.646 | 2377.677 | 2403.3072 | 2447.5232 | 2460.2716 | 2522.1094 | 2434.2044 | 3192.0038 | 4868.7305 | 5034.3524 | 4741.7893 | 4425.4604 | 4610.3849 | 6135.3587 | 7109.2741 | 7505.8377 | 7026.8917 | 7134.7172 | 8040.3034 | 10283.3246 | 11665.2378 | 13734.618
Option 6 SC | QLD | CQ | Wind | 1392.5019 | 2536.3321 | 3255.9323 | 3587.8138 | 3770.187 | 4460.3052 | 4288.533 | 4251.8389 | 7220.5889 | 6487.3214 | 7020.7233 | 6793.644 | 6227.0284 | 7601.8073 | 7566.6238 | 7447.5961 | 6983.8688 | 9976.5882 | 10007.377 | 10171.8426 | 9985.5894 | 10164.9001 | 9315.3647 | 7794.2434
Option 6 SC | QLD | GG | 1h | 0 | 19.3079 | 66.0772 | 106.4436 | 120.2011 | 114.0519 | 119.0838 | 117.3896 | 121.2507 | 114.9961 | 118.653 | 120.0788 | 125.2402 | 125.386 | 127.9746 | 121.3122 | 106.4246 | 106.7636 | 104.2131 | 109.7705 | 110.9396 | 87.8894 | 95.1108 | 0
Option 6 SC | QLD | GG | 2h | 0 | 3.5875e-08 | 3.434e-07 | 1.9036e-06 | 6.2321e-06 | 7.2773e-06 | 2.5383e-06 | 3.904e-06 | 1.1472e-05 | 1.0808e-05 | 1.2041e-05 | 1.2241e-05 | 3.3727e-05 | 4.7612e-05 | 5.0228e-05 | 0.00015661 | 0.00024206 | 0.00025377 | 0.00014222 | 0.00014842 | 0.00015589 | 0.0001668 | 0.00017148 | 0.00034695
Option 6 SC | QLD | GG | 4h | 0 | 0 | 2.0526e-05 | 74.1644 | 80.2178 | 79.0321 | 80.9388 | 80.4901 | 89.4958 | 85.8429 | 88.7011 | 88.8686 | 90.7736 | 91.3666 | 92.6996 | 541.3894 | 574.6844 | 647.759 | 801.848 | 949.8591 | 1134.7048 | 2021.5808 | 2031.373 | 2311.5202
Option 6 SC | QLD | GG | Black Coal | 2943.36 | 2951.424 | 1959.552 | 0 | 0 | 0 | 0 | 0 | 0 | 0 | 0 | 0 | 0 | 0 | 0 | 0 | 0 | 0 | 0 | 0 | 0 | 0 | 0 | 0
Option 6 SC | QLD | GG | CCGT | 851.472 | 837.9936 | 867.24 | 851.472 | 1.2087e-06 | 1.4894 | 1.4395 | 3.4088 | 1.1482 | 5.85e-09 | 23.7624 | 113.672 | 32.8704 | 58.7805 | 87.0366 | 73.8565 | 104.9018 | 113.4016 | 162.0383 | 193.6309 | 206.3201 | 153.414 | 231.603 | 260.2325
Option 6 SC | QLD | GG | Coordinated CER | 0.12139 | 0.46032 | 0.85642 | 2.0077 | 2.7945 | 3.546 | 4.4934 | 5.4948 | 6.8404 | 7.3436 | 9.1434 | 11.1326 | 12.87 | 14.6778 | 17.7236 | 19.4772 | 20.4827 | 23.7345 | 25.2857 | 28.6057 | 33.4098 | 30.1181 | 34.0749 | 33.5345
Option 6 SC | QLD | GG | Distributed PV | 111.7585 | 130.942 | 143.22 | 158.5655 | 168.089 | 177.583 | 186.946 | 199.8037 | 207.6951 | 219.3092 | 215.546 | 215.9564 | 232.1029 | 260.2984 | 273.4294 | 274.1229 | 245.0324 | 280.4958 | 300.4494 | 327.5284 | 339.0199 | 353.4046 | 370.9465 | 394.4294
Option 6 SC | QLD | GG | OCGT | 0 | 0 | 0 | 0 | 0 | 5.6285e-08 | 0 | 0 | 0 | 0 | 6.948e-08 | 1.4479e-07 | 5.8145e-07 | 2.1616e-07 | 3.8671e-07 | 1.5501e-07 | 5.6746e-07 | 1.4019e-06 | 203.1354 | 224.1269 | 326.8724 | 105.8153 | 187.8801 | 273.8245
Option 6 SC | QLD | GG | Solar | 772.3376 | 889.3259 | 918.6884 | 950.7521 | 953.9834 | 977.3035 | 961.1933 | 969.3519 | 971.9335 | 1005.4248 | 957.9672 | 940.7899 | 961.6966 | 962.0589 | 944.3356 | 1257.3943 | 1050.036 | 1204.1384 | 1235.1377 | 1279.6955 | 1285.5804 | 1324.8429 | 1315.137 | 1328.7865
Option 6 SC | QLD | NQ | 2h | 0 | 35.7771 | 197.8012 | 338.6983 | 371.5923 | 368.7375 | 375.2687 | 356.8483 | 363.0049 | 341.2604 | 346.0542 | 369.0193 | 340.5622 | 296.5277 | 321.0245 | 304.9621 | 259.9303 | 256.7457 | 232.3861 | 256.7444 | 266.4772 | 136.0977 | 144.378 | 0
Option 6 SC | QLD | NQ | 4h | 0 | 0 | 167.819 | 245.0474 | 258.7301 | 258.4754 | 256.8546 | 254.9286 | 255.6892 | 243.1694 | 246.3879 | 254.7775 | 238.53 | 211.6636 | 222.2974 | 214.6253 | 185.7744 | 184.8084 | 164.7696 | 181.3529 | 186.1296 | 257.2769 | 170.8159 | 204.883
Option 6 SC | QLD | NQ | Biomass | 269.1072 | 259.2997 | 236.9525 | 231.9692 | 232.2251 | 227.3818 | 229.9085 | 211.4668 | 199.9742 | 204.1795 | 186.8556 | 184.9308 | 125.2272 | 121.9211 | 112.9719 | 124.2191 | 108.0174 | 98.7145 | 87.3793 | 87.7967 | 96.6562 | 94.4781 | 85.4432 | 79.2899
Option 6 SC | QLD | NQ | CCGT | 85.4976 | 42.8659 | 85.4976 | 64.1232 | 64.1232 | 64.2989 | 64.1232 | 64.1232 | 64.1232 | 64.2989 | 64.1232 | 87.0269 | 64.1232 | 64.2989 | 64.1232 | 64.1232 | 64.1232 | 64.2989 | 96.7166 | 75.3989 | 92.9971 | 0 | 0 | 0
Option 6 SC | QLD | NQ | Coordinated CER | 6.7098 | 10.5579 | 16.0231 | 25.3852 | 34.0154 | 44.0008 | 54.9362 | 67.3465 | 84.6511 | 91.7321 | 108.2527 | 138.1236 | 151.0148 | 158.719 | 192.7092 | 217.0347 | 202.8932 | 226.0183 | 235.7742 | 271.4468 | 305.8432 | 297.7694 | 347.9962 | 339.3251
Option 6 SC | QLD | NQ | Distributed PV | 1493.1135 | 1744.782 | 1890.4465 | 2077.947 | 2213.475 | 2337.111 | 2448.3315 | 2617.2905 | 2717.6005 | 2896.8345 | 2845.7968 | 2867.6522 | 3074.8444 | 3405.3484 | 3588.0829 | 3625.6146 | 3262.688 | 3759.7399 | 3992.0976 | 4315.414 | 4524.4125 | 4707.2891 | 4907.1487 | 5228.735
Option 6 SC | QLD | NQ | Hydro | 980.6993 | 854.509 | 680.5718 | 788.7053 | 682.5662 | 581.9284 | 557.9863 | 674.5896 | 790.9219 | 664.3479 | 658.581 | 736.0227 | 561.7458 | 555.5696 | 398.785 | 466.4119 | 471.2231 | 425.2101 | 341.14 | 361.274 | 368.7562 | 327.867 | 305.6984 | 281.7521
Option 6 SC | QLD | NQ | Liquid Fuel | 0 | 0 | 0 | 0 | 0 | 0 | 0 | 0 | 0 | 0 | 0 | 0 | 5.2019 | 0 | 0 | 0 | 0 | 0 | 0 | 0 | 0 | 0 | 0 | 0
Option 6 SC | QLD | NQ | PHES | 156.8227 | 429.1336 | 579.1283 | 624.8749 | 708.1271 | 690.6309 | 725.8217 | 683.5225 | 776.805 | 694.0104 | 708.4646 | 782.7036 | 750.8412 | 650.9657 | 705.5953 | 691.9913 | 621.5029 | 612.9111 | 548.7964 | 602.912 | 619.5542 | 593.8391 | 608.1721 | 567.1359
Option 6 SC | QLD | NQ | Solar | 1517.6907 | 2258.1093 | 3390.5281 | 3160.1159 | 3288.4777 | 3865.8287 | 3668.2665 | 3528.7672 | 3328.7063 | 3788.9313 | 3377.8945 | 4539.075 | 3969.6308 | 3202.2376 | 3353.2126 | 3303.9039 | 3140.0983 | 3042.9304 | 2849.5433 | 2524.2704 | 2754.8723 | 3007.8056 | 2722.3096 | 2214.1274
Option 6 SC | QLD | NQ | Wind | 940.2598 | 974.8653 | 2577.9452 | 5430.2607 | 5350.8097 | 4971.0599 | 6872.7463 | 11323.4404 | 11582.7312 | 11317.0069 | 10960.6765 | 10275.9448 | 12364.2547 | 14184.3751 | 13670.3548 | 14322.3361 | 14152.1691 | 14279.1573 | 14772.6974 | 15337.1185 | 15188.3927 | 14418.9578 | 14523.8115 | 16059.4393
Option 6 SC | QLD | SQ | 1h | 26.5293 | 141.794 | 155.7711 | 157.4652 | 155.558 | 141.7893 | 140.1236 | 161.5777 | 166.2989 | 165.6879 | 165.3251 | 166.1752 | 165.363 | 159.5765 | 173.0391 | 141.8398 | 132.7522 | 137.9027 | 135.998 | 122.1528 | 132.6203 | 122.5968 | 130.1927 | 110.1167
Option 6 SC | QLD | SQ | 2h | 512.6391 | 1118.2228 | 1181.7682 | 1201.6918 | 1213.5975 | 1139.8345 | 1139.5987 | 1241.4395 | 1273.3976 | 1243.323 | 1268.5265 | 1272.9101 | 1199.3718 | 1162.7542 | 1232.1764 | 1044.6606 | 981.6719 | 990.8704 | 900.9607 | 569.8419 | 612.3869 | 579.0832 | 489.2532 | 420.4316
Option 6 SC | QLD | SQ | 4h | 102.2846 | 169.5829 | 442.6072 | 1173.3973 | 1205.9226 | 1157.9785 | 1186.586 | 1189.9481 | 1213.1929 | 1205.2831 | 1214.9582 | 1214.9137 | 1206.6216 | 1178.3128 | 1222.7259 | 1117.134 | 1015.2092 | 1031.6353 | 1027.4235 | 958.9307 | 976.8913 | 1643.1478 | 1458.3861 | 776.689
Option 6 SC | QLD | SQ | 8h | 0 | 0 | 2.652e-05 | 5.1756e-05 | 5.157e-05 | 5.3167e-05 | 5.1846e-05 | 5.4911e-05 | 5.7408e-05 | 5.4591e-05 | 5.298e-05 | 5.4289e-05 | 8.9102e-05 | 0.00014067 | 0.00014253 | 0.00013556 | 0.00020309 | 83.2628 | 84.7483 | 187.2294 | 200.9194 | 1423.8442 | 1814.231 | 3288.1837
Option 6 SC | QLD | SQ | Black Coal | 22832.8024 | 18042.9721 | 17380.6443 | 15920.8655 | 14048.1708 | 12340.0941 | 12154.7847 | 11717.4786 | 7220.154 | 9065.6427 | 8120.8666 | 4706.3288 | 2796.192 | 2803.8528 | 2796.192 | 2796.192 | 1492.704 | 1496.7936 | 1492.704 | 1492.704 | 1492.704 | 1496.7936 | 1492.704 | 0
Option 6 SC | QLD | SQ | CCGT | 1522.993 | 661.8212 | 995.4645 | 488.0513 | 340.8553 | 207.9931 | 334.945 | 445.5838 | 256.7501 | 550.2191 | 726.0371 | 1114.7021 | 113.2588 | 213.2598 | 278.1379 | 161.0405 | 236.4697 | 250.0522 | 540.8137 | 0 | 0 | 0 | 0 | 0
Option 6 SC | QLD | SQ | Coordinated CER | 27.1769 | 53.9209 | 78.6755 | 123.5558 | 167.7693 | 219.5908 | 277.3039 | 355.5874 | 449.3799 | 493.8675 | 582.6887 | 701.8389 | 822.1888 | 870.1454 | 1059.6012 | 1103.5862 | 1135.3155 | 1303.9218 | 1368.982 | 1376.3142 | 1599.524 | 1681.1248 | 1963.8062 | 2001.2529
Option 6 SC | QLD | SQ | Distributed PV | 7317.7685 | 8514.177 | 9253.0695 | 10195.22 | 10766.0605 | 11350.9725 | 11957.278 | 12707.537 | 13195.8505 | 14004.792 | 13752.5245 | 13763.764 | 14852.1454 | 16436.6659 | 17256.6679 | 17329.4514 | 15594.1819 | 17820.0705 | 19065.0496 | 20755.7095 | 21433.5302 | 22330.395 | 23554.9785 | 24842.5611
Option 6 SC | QLD | SQ | H2 Reciprocating Engine | 0 | 0 | 2.5522e-07 | 6.2046e-07 | 1.5744e-06 | 1.6262e-06 | 3.65e-09 | 2.7932 | 5.39e-09 | 3.38e-08 | 27.444 | 107.4539 | 41.0177 | 23.5116 | 34.0322 | 19.4867 | 28.859 | 13.3602 | 73.69 | 95.9584 | 125.4416 | 51.6051 | 152.4528 | 265.5451
Option 6 SC | QLD | SQ | OCGT | 2.37e-08 | 7.5295e-07 | 16.4688 | 8.139e-07 | 2.7935e-06 | 3.1735e-06 | 2.24e-09 | 2.0556 | 4.33e-09 | 7.195e-09 | 29.4505 | 249.7693 | 123.1299 | 38.9799 | 47.6923 | 32.7833 | 55.0844 | 7.2998 | 171.6384 | 276.0484 | 323.3276 | 96.9555 | 160.5464 | 294.3429
Option 6 SC | QLD | SQ | PHES | 18.4011 | 264.6053 | 470.8087 | 534.2018 | 543.5387 | 596.8292 | 619.3296 | 748.4249 | 911.309 | 2197.1285 | 4190.5101 | 4612.2392 | 5070.9494 | 4588.0445 | 5117.504 | 4588.9515 | 4562.6944 | 4750.9348 | 4339.8131 | 3720.199 | 4430.2515 | 4014.5573 | 4245.3228 | 3865.0075
Option 6 SC | QLD | SQ | Solar | 4145.4972 | 9224.0663 | 10058.2621 | 10473.7245 | 10265.634 | 10395.233 | 10426.6159 | 10618.8961 | 10748.9496 | 11187.0721 | 13347.6001 | 13134.5995 | 16682.8501 | 16291.7337 | 16486.881 | 16340.2327 | 16239.0826 | 17197.3214 | 17349.1886 | 17707.8436 | 16882.5036 | 18170.6614 | 18620.269 | 18481.2617
Option 6 SC | QLD | SQ | Wind | 6253.5218 | 6206.8534 | 6359.5077 | 6250.9771 | 8376.431 | 10884.9127 | 10412.3098 | 10668.6396 | 11573.706 | 10465.0445 | 10886.9811 | 13878.5349 | 19606.4733 | 18827.4597 | 19698.8469 | 20374.4857 | 20459.9267 | 20366.5399 | 19988.8771 | 21855.7836 | 22875.4682 | 22247.5355 | 21371.758 | 21340.1108
Option 6 SC | SA |  | 2h | 437.5529 | 2139.0259 | 1142.1922 | 937.707 | 983.9361 | 1081.7634 | 1128.3628 | 1223.1767 | 1284.135 | 1249.681 | 1100.0053 | 1007.0916 | 810.0386 | 898.018 | 793.063 | 827.6653 | 771.2462 | 747.7728 | 622.7057 | 548.4966 | 601.6432 | 107.5425 | 95.7066 | 36.2306
Option 6 SC | SA |  | 4h | 0 | 322.1432 | 199.8585 | 174.6215 | 183.7714 | 200.5928 | 204.7886 | 215.0371 | 224.5702 | 222.7482 | 199.332 | 185.0724 | 160.9168 | 169.1094 | 152.4846 | 157.5554 | 149.2873 | 151.2988 | 142.13 | 124.3044 | 152.8317 | 0.00011337 | 6.132e-05 | 6.0627e-05
Option 6 SC | SA |  | 8h | 0 | 0 | 630.9978 | 999.0084 | 1032.7112 | 1073.8167 | 1092.2351 | 1154.4154 | 1216.8115 | 1165.2169 | 1086.2239 | 1022.6917 | 875.3987 | 953.3654 | 886.3784 | 873.6195 | 838.472 | 825.773 | 811.5032 | 726.7209 | 867.6365 | 1402.9025 | 1725.3312 | 1485.7545
Option 6 SC | SA |  | CCGT | 1173.6367 | 713.6454 | 695.106 | 548.0694 | 804.5643 | 384.4274 | 765.2244 | 735.594 | 782.7476 | 867.104 | 1240.0458 | 0 | 0 | 0 | 0 | 0 | 0 | 0 | 0 | 0 | 0 | 0 | 0 | 0
Option 6 SC | SA |  | Coordinated CER | 73.3835 | 158.6675 | 131.4823 | 138.6237 | 163.3479 | 189.7427 | 217.3096 | 255.0449 | 296.9138 | 331.9923 | 353.5215 | 380.1953 | 379.603 | 402.2499 | 438.6592 | 476.6385 | 519.0027 | 555.982 | 597.4902 | 622.3581 | 764.1821 | 872.8013 | 913.8163 | 1001.1897
Option 6 SC | SA |  | Distributed PV | 3946.3235 | 4416.6448 | 4790.0684 | 4807.5484 | 5355.1163 | 5654.9961 | 5858.1134 | 6075.2721 | 6647.5637 | 6936.056 | 6927.0946 | 7180.1675 | 7236.1577 | 8030.8706 | 7874.9241 | 8048.9723 | 7613.1003 | 8424.5205 | 9001.4167 | 8925.7081 | 9618.3034 | 10048.0511 | 10359.9513 | 10709.1203
Option 6 SC | SA |  | Liquid Fuel | 7.8528 | 2.686e-06 | 3.6622e-06 | 6.5171 | 58.6219 | 26.1667 | 70.9786 | 72.7831 | 80.0515 | 135.03 | 199.5566 | 163.8471 | 28.3517 | 57.8806 | 60.5597 | 67.5481 | 56.2497 | 9.433 | 61.2688 | 61.766 | 26.3192 | 11.0444 | 32.9797 | 9.3361
Option 6 SC | SA |  | OCGT | 188.1397 | 6.2946 | 16.9674 | 124.78 | 470.1539 | 160.3795 | 426.6036 | 421.8677 | 452.7342 | 614.1387 | 917.2554 | 862.8712 | 313.2123 | 450.8224 | 551.2378 | 493.8758 | 567.467 | 319.2253 | 505.2225 | 553.072 | 627.9144 | 570.8952 | 1074.0669 | 689.4381
Option 6 SC | SA |  | Solar | 1193.6949 | 3292.8594 | 3500.6431 | 4069.7617 | 4014.1467 | 4022.4828 | 3976.9495 | 4132.4662 | 4265.2976 | 4312.6077 | 4108.3489 | 4112.3228 | 4699.5078 | 6969.7875 | 6559.5256 | 6329.2588 | 6870.4451 | 6820.8276 | 6589.7031 | 6586.767 | 7233.9032 | 7176.4157 | 8439.8712 | 8519.7488
Option 6 SC | SA |  | Wind | 7950.4271 | 8362.986 | 7742.831 | 9778.3967 | 8862.7945 | 8819.5326 | 8339.0857 | 9050.6021 | 9306.2398 | 8177.967 | 8527.874 | 11155.2828 | 14039.1998 | 12002.8007 | 12864.9633 | 12747.0564 | 12709.9209 | 13586.49 | 13666.9918 | 13836.9787 | 13457.9075 | 13987.6397 | 11944.8238 | 12945.8135
Option 6 SC | SA | CSA | 2h | 404.8767 | 2082.0589 | 1104.3855 | 903.9034 | 948.5172 | 1043.6774 | 1089.5588 | 1182.538 | 1256.8792 | 1222.5396 | 1074.9651 | 982.3218 | 788.6264 | 876.5203 | 772.8083 | 807.3929 | 751.4992 | 728.6288 | 603.9523 | 534.7419 | 584.8138 | 90.0772 | 95.7066 | 36.2306
Option 6 SC | SA | CSA | 4h | 0 | 145.4286 | 78.9988 | 67.0202 | 70.3511 | 76.7315 | 78.6934 | 81.6534 | 86.9068 | 87.2906 | 76.3231 | 70.078 | 60.297 | 63.4133 | 54.7581 | 61.2118 | 56.6268 | 57.4228 | 55.784 | 48.2613 | 61.5828 | 0.00011337 | 6.132e-05 | 6.0627e-05
Option 6 SC | SA | CSA | 8h | 0 | 0 | 630.9976 | 999.0081 | 1032.7109 | 1073.8165 | 1092.2348 | 1154.4151 | 1216.8112 | 1165.2166 | 1086.2236 | 1022.6915 | 875.3984 | 906.5173 | 839.986 | 827.7995 | 793.6841 | 780.3786 | 766.1045 | 684.6583 | 817.8763 | 1351.3082 | 931.1539 | 584.4034
Option 6 SC | SA | CSA | CCGT | 1173.6367 | 713.6454 | 695.106 | 548.0694 | 804.5643 | 384.4274 | 765.2244 | 735.594 | 782.7476 | 867.104 | 1240.0458 | 0 | 0 | 0 | 0 | 0 | 0 | 0 | 0 | 0 | 0 | 0 | 0 | 0
Option 6 SC | SA | CSA | Coordinated CER | 66.1194 | 144.5728 | 118.4022 | 124.7722 | 146.8528 | 170.5295 | 195.2586 | 229.4268 | 267.5138 | 298.6611 | 318.3281 | 341.5529 | 344.223 | 365.9205 | 399.2981 | 432.7417 | 469.0969 | 501.8511 | 539.1134 | 564.5904 | 689.9234 | 785.6925 | 824.2239 | 902.1616
Option 6 SC | SA | CSA | Distributed PV | 3641.01 | 4069.5637 | 4404.9705 | 4408.403 | 4805.438 | 5074.4795 | 5249.5605 | 5438.2175 | 5945.8445 | 6203.408 | 6182.1994 | 6389.293 | 6424.4789 | 7144.2919 | 6995.2614 | 7136.8399 | 6745.7139 | 7451.4618 | 7956.5615 | 7876.0555 | 8480.199 | 8866.3505 | 9126.3585 | 9426.4165
Option 6 SC | SA | CSA | Liquid Fuel | 7.8528 | 2.686e-06 | 3.6622e-06 | 6.5171 | 58.6219 | 26.1667 | 70.9786 | 72.7831 | 80.0515 | 135.03 | 199.5566 | 163.8471 | 28.3517 | 57.8806 | 60.5597 | 67.5481 | 56.2497 | 9.433 | 61.2688 | 61.766 | 26.3192 | 11.0444 | 32.9797 | 9.3361
Option 6 SC | SA | CSA | OCGT | 188.1397 | 6.2946 | 16.9674 | 124.7799 | 461.4503 | 160.3795 | 419.9826 | 408.0051 | 431.8608 | 605.6338 | 904.9839 | 851.6613 | 308.9876 | 444.388 | 537.2009 | 481.4119 | 493.493 | 288.0748 | 412.5268 | 445.2877 | 507.6667 | 477.5887 | 912.8967 | 609.4268
Option 6 SC | SA | CSA | Solar | 136.6704 | 1009.7184 | 1343.4142 | 1496.4871 | 1345.2576 | 1375.3219 | 1326.2197 | 1443.698 | 1479.9207 | 1454.0286 | 1394.882 | 1425.8852 | 1408.0206 | 3796.9972 | 3646.9399 | 3413.8729 | 3500.3063 | 3558.6119 | 3396.4738 | 3427.6721 | 3689.2728 | 3728.9461 | 4072.6562 | 4147.5216
Option 6 SC | SA | CSA | Wind | 5394.9554 | 5727.2427 | 5385.085 | 6993.6607 | 6452.3241 | 6666.774 | 6255.433 | 6774.7883 | 6889.5765 | 6242.2936 | 5487.0775 | 8119.9578 | 8096.581 | 6462.8513 | 6854.8253 | 6700.6948 | 6791.1877 | 7329.7837 | 7349.5902 | 7648.487 | 7263.4261 | 7545.3185 | 6174.0006 | 6534.9526
Option 6 SC | SA | NSA | 2h | 2.6282 | 7.8907 | 3.1316 | 2.9506 | 2.9484 | 2.87 | 2.9963 | 3.0563 | 3.2127 | 3.1541 | 3.2987 | 3.1652 | 2.5516 | 2.4796 | 2.1674 | 2.2774 | 2.8783 | 2.373 | 2.6738 | 7.3739e-05 | 7.6788e-05 | 1.3e-05 | 1.5907e-05 | 1.6994e-05
Option 6 SC | SA | NSA | 8h | 0 | 0 | 0.00017923 | 0.00024713 | 0.0002659 | 0.00026901 | 0.00026945 | 0.00027615 | 0.00028589 | 0.00028665 | 0.00025953 | 0.00025087 | 0.00027632 | 46.848 | 46.3924 | 45.82 | 44.788 | 45.3944 | 45.3988 | 42.0626 | 49.7602 | 51.5943 | 794.1773 | 901.3511
Option 6 SC | SA | NSA | Coordinated CER | 3.8873 | 8.6338 | 6.9777 | 7.5799 | 8.9204 | 10.3411 | 11.7325 | 13.5335 | 15.8109 | 17.6869 | 18.8495 | 20.5357 | 17.3823 | 17.3347 | 18.7632 | 21.3229 | 25.4401 | 27.5733 | 29.7618 | 30.1789 | 39.262 | 45.8467 | 46.636 | 52.2454
Option 6 SC | SA | NSA | Distributed PV | 143.752 | 160.0948 | 179.6585 | 188.089 | 303.2695 | 317.251 | 334.5795 | 351.1685 | 396.7178 | 418.6901 | 423.4958 | 442.638 | 456.9364 | 503.0183 | 485.4224 | 502.7886 | 476.7026 | 533.9413 | 573.8173 | 577.8841 | 628.3555 | 644.9981 | 680.6543 | 709.984
Option 6 SC | SA | NSA | Liquid Fuel | 0 | 0 | 0 | 0 | 0 | 0 | 0 | 0 | 0 | 0 | 0 | 0 | 0 | 0 | 0 | 0 | 0 | 0 | 0 | 0 | 0 | 0 | 0 | 0
Option 6 SC | SA | NSA | OCGT | 0 | 0 | 0 | 0 | 5.7362e-06 | 2.2776e-06 | 0 | 0 | 2.801 | 8.5049 | 12.2715 | 11.2099 | 4.2247 | 6.4344 | 14.0369 | 12.4638 | 73.9739 | 31.1505 | 92.6957 | 107.7844 | 120.2476 | 93.3065 | 161.1702 | 80.0113
Option 6 SC | SA | NSA | Solar | 649.4481 | 1839.2702 | 1809.3631 | 2136.7013 | 2218.744 | 2187.9213 | 2198.0875 | 2231.5909 | 2307.3326 | 2383.0163 | 2252.4112 | 2214.4466 | 2834.8218 | 2823.1212 | 2687.4842 | 2756.3687 | 3196.8362 | 3093.9502 | 3005.4242 | 2982.0105 | 3276.1914 | 3198.5849 | 4176.4872 | 4273.3316
Option 6 SC | SA | NSA | Wind | 1826.3577 | 1833.8103 | 1727.3305 | 1987.2145 | 1683.5891 | 1457.9144 | 1400.1125 | 1513.846 | 1640.9441 | 1445.9994 | 2612.2846 | 2576.544 | 4947.6675 | 4492.3658 | 4532.6644 | 4517.0919 | 4473.987 | 4486.6443 | 4581.0576 | 4360.6239 | 4315.9505 | 4348.7111 | 4055.8129 | 4545.5451
Option 6 SC | SA | SESA | 2h | 30.0481 | 49.0764 | 34.6751 | 30.853 | 32.4705 | 35.2159 | 35.8078 | 37.5823 | 24.0431 | 23.9874 | 21.7415 | 21.6046 | 18.8606 | 19.0181 | 18.0873 | 17.9951 | 16.8688 | 16.7709 | 16.0796 | 13.7546 | 16.8293 | 17.4653 | 0 | 0
Option 6 SC | SA | SESA | 4h | 0 | 176.7146 | 120.8597 | 107.6013 | 113.4203 | 123.8612 | 126.0951 | 133.3837 | 137.6635 | 135.4576 | 123.0089 | 114.9944 | 100.6198 | 105.6961 | 97.7266 | 96.3436 | 92.6605 | 93.876 | 86.346 | 76.043 | 91.2489 | 0 | 0 | 0
Option 6 SC | SA | SESA | Coordinated CER | 3.3768 | 5.4609 | 6.1024 | 6.2715 | 7.5747 | 8.872 | 10.3185 | 12.0847 | 13.5892 | 15.6443 | 16.3439 | 18.1067 | 17.9977 | 18.9946 | 20.5979 | 22.5738 | 24.4656 | 26.5576 | 28.615 | 27.5888 | 34.9967 | 41.262 | 42.9564 | 46.7828
Option 6 SC | SA | SESA | Distributed PV | 161.5615 | 186.9864 | 205.4395 | 211.0565 | 246.4088 | 263.2657 | 273.9735 | 285.8861 | 305.0014 | 313.9579 | 321.3995 | 348.2365 | 354.7424 | 383.5604 | 394.2404 | 409.3439 | 390.6839 | 439.1174 | 471.038 | 471.7685 | 509.749 | 536.7025 | 552.9385 | 572.7198
Option 6 SC | SA | SESA | Liquid Fuel | 0 | 0 | 0 | 0 | 0 | 0 | 0 | 0 | 0 | 0 | 0 | 0 | 0 | 0 | 0 | 0 | 0 | 0 | 0 | 0 | 0 | 0 | 0 | 0
Option 6 SC | SA | SESA | OCGT | 4.31e-09 | 2.735e-09 | 1.36e-08 | 1.2856e-07 | 8.7035 | 3.0748e-07 | 6.621 | 13.8626 | 18.0724 | 0 | 0 | 0 | 0 | 0 | 0 | 0 | 0 | 0 | 0 | 0 | 0 | 0 | 0 | 0
Option 6 SC | SA | SESA | Solar | 407.5763 | 443.8708 | 347.8658 | 436.5733 | 450.1451 | 459.2395 | 452.6423 | 457.1774 | 478.0443 | 475.5628 | 461.0557 | 471.991 | 456.6653 | 349.6691 | 225.1015 | 159.0172 | 173.3026 | 168.2654 | 187.805 | 177.0845 | 268.439 | 248.8847 | 190.7277 | 98.8956
Option 6 SC | SA | SESA | Wind | 729.114 | 801.933 | 630.4156 | 797.5215 | 726.8813 | 694.8441 | 683.5403 | 761.9679 | 775.7191 | 489.6741 | 428.5119 | 458.7809 | 994.9512 | 1047.5836 | 1477.4736 | 1529.2697 | 1444.7463 | 1770.062 | 1736.344 | 1827.8678 | 1878.531 | 2093.6101 | 1715.0104 | 1865.3159
Option 6 SC | TAS |  | 24h | 0 | 0 | 0 | 0 | 0 | 0 | 0 | 0 | 0 | 0 | 0 | 0 | 7.0021e-06 | 8.9431e-06 | 1.1079e-05 | 1.2059e-05 | 1.1555e-05 | 1.4345e-05 | 9.7613e-06 | 1.0018e-05 | 1.0153e-05 | 1.083e-05 | 1.0046e-05 | 1.0834e-05
Option 6 SC | TAS |  | 2h | 0 | 3.1985e-08 | 6.0353e-07 | 6.4266e-06 | 4.8322e-06 | 7.2432e-06 | 1.6907e-07 | 1.0969e-07 | 2.7004e-07 | 1.2016e-07 | 8.956e-08 | 4.642e-08 | 2.8095e-05 | 3.4463e-05 | 3.1867e-05 | 3.2874e-05 | 3.4328e-05 | 3.6716e-05 | 2.6461e-05 | 2.6512e-05 | 2.6219e-05 | 2.4384e-05 | 2.3874e-05 | 2.5564e-05
Option 6 SC | TAS |  | 4h | 0 | 7.5315e-08 | 1.3341e-06 | 6.7559e-06 | 6.9759e-06 | 1.0089e-05 | 4.7885e-06 | 5.2496e-06 | 7.13e-06 | 7.2486e-06 | 7.7355e-06 | 7.6272e-06 | 3.6828e-05 | 5.7479e-05 | 6.8681e-05 | 6.8496e-05 | 6.8352e-05 | 7.0668e-05 | 5.2251e-05 | 5.6146e-05 | 5.7339e-05 | 0.00014824 | 0.00014277 | 0.00014532
Option 6 SC | TAS |  | 8h | 0 | 0 | 3.8791e-07 | 2.5939e-06 | 3.3625e-06 | 4.5132e-06 | 1.939e-06 | 2.3869e-06 | 3.0033e-06 | 1.981e-06 | 1.2193e-06 | 7.7513e-07 | 2.737e-05 | 4.6729e-05 | 4.2841e-05 | 4.2923e-05 | 4.106e-05 | 4.2648e-05 | 3.7013e-05 | 3.7336e-05 | 3.7839e-05 | 4.1417e-05 | 3.5382e-05 | 3.6451e-05
Option 6 SC | TAS |  | CCGT | 0 | 0 | 0 | 0 | 0 | 0 | 0 | 0 | 0 | 0 | 0 | 0 | 0 | 0 | 0 | 0 | 0 | 0 | 0 | 0 | 0 | 0 | 0 | 0
Option 6 SC | TAS |  | CST | 0 | 0 | 0 | 0 | 0 | 0 | 0 | 0 | 0 | 0 | 0 | 0 | 0 | 0 | 0 | 0 | 0 | 0 | 0 | 0 | 0 | 0 | 0 | 0
Option 6 SC | TAS |  | Coordinated CER | 0.76689 | 0.69692 | 3.4741 | 25.0369 | 10.9613 | 16.14 | 22.2325 | 26.7727 | 35.9769 | 42.111 | 46.3099 | 50.7874 | 52.0076 | 52.0733 | 64.3181 | 76.3855 | 80.7691 | 91.8339 | 98.7049 | 104.4727 | 131.0664 | 172.1033 | 153.8509 | 177.6106
Option 6 SC | TAS |  | Distributed PV | 473.018 | 535.773 | 606.1805 | 622.585 | 713.2185 | 802.9362 | 831.6725 | 889.0255 | 933.7775 | 949.009 | 982.746 | 1001.5235 | 1094.8345 | 1199.0535 | 1254.0739 | 1245.7489 | 1243.8394 | 1354.3872 | 1486.7745 | 1462.812 | 1591.1326 | 1725.266 | 1771.5929 | 1890.6235
Option 6 SC | TAS |  | Hydro | 8949.9015 | 11397.7248 | 7871.7805 | 7938.8048 | 8132.3023 | 6608.1828 | 7577.8414 | 7021.5833 | 9330.6352 | 9144.7727 | 8986.2661 | 9475.0571 | 8665.3722 | 8929.8438 | 6634.8485 | 6224.2202 | 5835.9738 | 5856.6969 | 6450.0517 | 5886.2403 | 6708.9656 | 6817.6903 | 6231.7322 | 5546.5025
Option 6 SC | TAS |  | OCGT | 7.7725e-08 | 0 | 2.8885e-08 | 1.8576e-07 | 3.912 | 1.8394e-07 | 0.9135 | 5.3931 | 18.5555 | 43.977 | 53.2408 | 50.7487 | 46.7626 | 90.0295 | 38.5833 | 45.2977 | 40.1042 | 25.5106 | 35.9973 | 37.5149 | 41.5132 | 34.4482 | 74.2834 | 42.8426
Option 6 SC | TAS |  | PHES | 0 | 0 | 0 | 0 | 0 | 0 | 0 | 0 | 0 | 0 | 0 | 0 | 3.9609e-05 | 7.6312e-05 | 8.7551e-05 | 9.2796e-05 | 9.3641e-05 | 9.4972e-05 | 7.9081e-05 | 8.0874e-05 | 8.364e-05 | 9.2881e-05 | 8.4727e-05 | 9.0007e-05
Option 6 SC | TAS |  | Solar | 3.6743e-06 | 985.445 | 1142.0767 | 1116.446 | 1202.2659 | 2168.2747 | 1878.3227 | 2207.8784 | 1925.6332 | 1711.5714 | 2127.1094 | 2124.885 | 2134.7156 | 2258.0985 | 1247.2782 | 1159.413 | 1110.2808 | 1213.5224 | 1178.9666 | 1130.0541 | 1225.2189 | 1381.8017 | 1255.8702 | 1267.8385
Option 6 SC | TAS |  | Wind | 1965.7359 | 1950.1219 | 4418.9624 | 5713.2557 | 5936.2132 | 6927.6062 | 7101.6557 | 7437.5128 | 7378.3176 | 7580.6527 | 7029.8785 | 7048.5343 | 8279.0778 | 8310.0042 | 7764.2126 | 8013.3707 | 8157.4345 | 8085.6289 | 7416.4247 | 7782.3669 | 7676.5286 | 7496.4984 | 7797.2295 | 7947.9519
Option 6 SC | TAS | TAS | 24h | 0 | 0 | 0 | 0 | 0 | 0 | 0 | 0 | 0 | 0 | 0 | 0 | 7.0021e-06 | 8.9431e-06 | 1.1079e-05 | 1.2059e-05 | 1.1555e-05 | 1.4345e-05 | 9.7613e-06 | 1.0018e-05 | 1.0153e-05 | 1.083e-05 | 1.0046e-05 | 1.0834e-05
Option 6 SC | TAS | TAS | 2h | 0 | 3.1985e-08 | 6.0353e-07 | 6.4266e-06 | 4.8322e-06 | 7.2432e-06 | 1.6907e-07 | 1.0969e-07 | 2.7004e-07 | 1.2016e-07 | 8.956e-08 | 4.642e-08 | 2.8095e-05 | 3.4463e-05 | 3.1867e-05 | 3.2874e-05 | 3.4328e-05 | 3.6716e-05 | 2.6461e-05 | 2.6512e-05 | 2.6219e-05 | 2.4384e-05 | 2.3874e-05 | 2.5564e-05
Option 6 SC | TAS | TAS | 4h | 0 | 7.5315e-08 | 1.3341e-06 | 6.7559e-06 | 6.9759e-06 | 1.0089e-05 | 4.7885e-06 | 5.2496e-06 | 7.13e-06 | 7.2486e-06 | 7.7355e-06 | 7.6272e-06 | 3.6828e-05 | 5.7479e-05 | 6.8681e-05 | 6.8496e-05 | 6.8352e-05 | 7.0668e-05 | 5.2251e-05 | 5.6146e-05 | 5.7339e-05 | 0.00014824 | 0.00014277 | 0.00014532
Option 6 SC | TAS | TAS | 8h | 0 | 0 | 3.8791e-07 | 2.5939e-06 | 3.3625e-06 | 4.5132e-06 | 1.939e-06 | 2.3869e-06 | 3.0033e-06 | 1.981e-06 | 1.2193e-06 | 7.7513e-07 | 2.737e-05 | 4.6729e-05 | 4.2841e-05 | 4.2923e-05 | 4.106e-05 | 4.2648e-05 | 3.7013e-05 | 3.7336e-05 | 3.7839e-05 | 4.1417e-05 | 3.5382e-05 | 3.6451e-05
Option 6 SC | TAS | TAS | CCGT | 0 | 0 | 0 | 0 | 0 | 0 | 0 | 0 | 0 | 0 | 0 | 0 | 0 | 0 | 0 | 0 | 0 | 0 | 0 | 0 | 0 | 0 | 0 | 0
Option 6 SC | TAS | TAS | CST | 0 | 0 | 0 | 0 | 0 | 0 | 0 | 0 | 0 | 0 | 0 | 0 | 0 | 0 | 0 | 0 | 0 | 0 | 0 | 0 | 0 | 0 | 0 | 0
Option 6 SC | TAS | TAS | Coordinated CER | 0.76689 | 0.69692 | 3.4741 | 25.0369 | 10.9613 | 16.14 | 22.2325 | 26.7727 | 35.9769 | 42.111 | 46.3099 | 50.7874 | 52.0076 | 52.0733 | 64.3181 | 76.3855 | 80.7691 | 91.8339 | 98.7049 | 104.4727 | 131.0664 | 172.1033 | 153.8509 | 177.6106
Option 6 SC | TAS | TAS | Distributed PV | 473.018 | 535.773 | 606.1805 | 622.585 | 713.2185 | 802.9362 | 831.6725 | 889.0255 | 933.7775 | 949.009 | 982.746 | 1001.5235 | 1094.8345 | 1199.0535 | 1254.0739 | 1245.7489 | 1243.8394 | 1354.3872 | 1486.7745 | 1462.812 | 1591.1326 | 1725.266 | 1771.5929 | 1890.6235
Option 6 SC | TAS | TAS | Hydro | 8949.9015 | 11397.7248 | 7871.7805 | 7938.8048 | 8132.3023 | 6608.1828 | 7577.8414 | 7021.5833 | 9330.6352 | 9144.7727 | 8986.2661 | 9475.0571 | 8665.3722 | 8929.8438 | 6634.8485 | 6224.2202 | 5835.9738 | 5856.6969 | 6450.0517 | 5886.2403 | 6708.9656 | 6817.6903 | 6231.7322 | 5546.5025
Option 6 SC | TAS | TAS | OCGT | 7.7725e-08 | 0 | 2.8885e-08 | 1.8576e-07 | 3.912 | 1.8394e-07 | 0.9135 | 5.3931 | 18.5555 | 43.977 | 53.2408 | 50.7487 | 46.7626 | 90.0295 | 38.5833 | 45.2977 | 40.1042 | 25.5106 | 35.9973 | 37.5149 | 41.5132 | 34.4482 | 74.2834 | 42.8426
Option 6 SC | TAS | TAS | PHES | 0 | 0 | 0 | 0 | 0 | 0 | 0 | 0 | 0 | 0 | 0 | 0 | 3.9609e-05 | 7.6312e-05 | 8.7551e-05 | 9.2796e-05 | 9.3641e-05 | 9.4972e-05 | 7.9081e-05 | 8.0874e-05 | 8.364e-05 | 9.2881e-05 | 8.4727e-05 | 9.0007e-05
Option 6 SC | TAS | TAS | Solar | 3.6743e-06 | 985.445 | 1142.0767 | 1116.446 | 1202.2659 | 2168.2747 | 1878.3227 | 2207.8784 | 1925.6332 | 1711.5714 | 2127.1094 | 2124.885 | 2134.7156 | 2258.0985 | 1247.2782 | 1159.413 | 1110.2808 | 1213.5224 | 1178.9666 | 1130.0541 | 1225.2189 | 1381.8017 | 1255.8702 | 1267.8385
Option 6 SC | TAS | TAS | Wind | 1965.7359 | 1950.1219 | 4418.9624 | 5713.2557 | 5936.2132 | 6927.6062 | 7101.6557 | 7437.5128 | 7378.3176 | 7580.6527 | 7029.8785 | 7048.5343 | 8279.0778 | 8310.0042 | 7764.2126 | 8013.3707 | 8157.4345 | 8085.6289 | 7416.4247 | 7782.3669 | 7676.5286 | 7496.4984 | 7797.2295 | 7947.9519
Option 6 SC | VIC |  | 1h | 0 | 5.337 | 7.8958 | 8.5075 | 8.4498 | 8.9732 | 9.1827 | 9.4475 | 9.6862 | 9.3736 | 8.7205 | 8.5978 | 8.0568 | 7.7156 | 7.6097 | 7.7783 | 7.923 | 7.8533 | 7.3203 | 6.8687 | 7.8935 | 8.2879 | 7.8073 | 7.9165
Option 6 SC | VIC |  | 2h | 743.2437 | 1448.9884 | 1408.8199 | 1434.3177 | 1516.1146 | 1896.305 | 2137.1185 | 2210.0758 | 2266.8573 | 2184.4751 | 1933.6344 | 1838.768 | 1625.2868 | 1598.3842 | 1579.1008 | 1446.6316 | 1372.0478 | 1403.0548 | 1252.4227 | 1090.6426 | 1093.0333 | 946.3184 | 894.2552 | 901.0682
Option 6 SC | VIC |  | 4h | 0 | 609.8692 | 1370.5617 | 1559.396 | 1655.4462 | 1892.1364 | 2062.7966 | 2104.0762 | 2165.7442 | 2063.9125 | 1898.8865 | 1819.5999 | 1582.0429 | 1470.554 | 1480.315 | 1475.824 | 1347.0854 | 1412.0948 | 1420.1631 | 1266.6616 | 1403.5482 | 869.4731 | 763.5975 | 793.0372
Option 6 SC | VIC |  | 8h | 0 | 0 | 2.6895e-05 | 3.3794e-05 | 3.5997e-05 | 3.9212e-05 | 3.578e-05 | 3.1915e-05 | 3.2815e-05 | 3.0632e-05 | 2.8053e-05 | 2.639e-05 | 6.7215e-05 | 0.0001889 | 0.00019618 | 0.00020132 | 0.00019792 | 0.00020365 | 0.00015583 | 0.00015763 | 0.00016264 | 0.11362 | 0.1016 | 0.10785
Option 6 SC | VIC |  | Brown Coal | 31665.3111 | 22088.3235 | 15861.1355 | 9608.6774 | 8170.3889 | 7842.7066 | 7821.2784 | 7821.2784 | 0 | 0 | 0 | 0 | 0 | 0 | 0 | 0 | 0 | 0 | 0 | 0 | 0 | 0 | 0 | 0
Option 6 SC | VIC |  | CCGT | 262.8 | 131.76 | 481.8 | 131.4 | 291.0674 | 58.9969 | 106.7529 | 129.3328 | 163.6915 | 320.5438 | 447.6693 | 339.4253 | 208.2461 | 380.7975 | 0 | 0 | 0 | 0 | 0 | 0 | 0 | 0 | 0 | 0
Option 6 SC | VIC |  | Coordinated CER | 49.8779 | 64.6044 | 114.9809 | 175.2104 | 233.4693 | 315.4766 | 412.5052 | 522.5994 | 638.509 | 748.3667 | 784.3838 | 889.9496 | 921.8813 | 950.3245 | 1126.9996 | 1273.359 | 1379.6145 | 1582.8918 | 1667.7321 | 1720.8316 | 2082.9878 | 2600.041 | 2492.2089 | 2900.0647
Option 6 SC | VIC |  | Distributed PV | 6610.5635 | 7786.9467 | 8991.7459 | 9103.6801 | 11687.8233 | 12425.8472 | 13042.8185 | 13996.0196 | 15153.6481 | 15161.3627 | 15457.4167 | 16300.6022 | 17340.0134 | 19510.8319 | 19906.6485 | 20321.4702 | 18697.1022 | 20933.9092 | 23349.7155 | 23100.2221 | 26093.4367 | 27001.6921 | 28228.9061 | 30260.2595
Option 6 SC | VIC |  | Hydro | 3399.0677 | 3219.7045 | 2639.1542 | 2905.3765 | 2866.5863 | 2739.4419 | 2639.9583 | 2108.8884 | 2555.056 | 2579.9281 | 2203.4988 | 3135.8693 | 1857.133 | 1362.2968 | 1657.8003 | 1045.8829 | 2129.6805 | 1887.3001 | 1641.5053 | 1578.3024 | 1673.6884 | 1817.0066 | 2090.9923 | 1454.6674
Option 6 SC | VIC |  | OCGT | 158.4727 | 90.6509 | 337.7856 | 112.168 | 395.259 | 73.8644 | 255.8991 | 225.4411 | 540.7732 | 940.4389 | 1239.641 | 1108.0611 | 732.3359 | 1540.4175 | 2042.7021 | 2074.2646 | 1780.6075 | 1187.613 | 2050.8155 | 2141.151 | 2642.0764 | 1401.3408 | 3856.7793 | 2552.3697
Option 6 SC | VIC |  | Offshore Wind | 0 | 0 | 0 | 0 | 0 | 8386.0285 | 11414.5182 | 13285.2631 | 16932.3321 | 21906.2229 | 25009.3502 | 26696.7865 | 34143.2065 | 35296.3556 | 36819.813 | 35514.2415 | 36548.3891 | 37203.6785 | 36567.6454 | 38384.3483 | 35631.406 | 36153.5769 | 36992.5521 | 38488.883
Option 6 SC | VIC |  | Solar | 2947.0391 | 6451.5607 | 7354.4538 | 6532.7653 | 6800.8813 | 6526.7617 | 6671.7899 | 6922.3275 | 6987.8465 | 6371.7967 | 6002.7022 | 5870.6466 | 6480.8831 | 8053.4336 | 8878.6567 | 8760.1933 | 8778.4838 | 9069.652 | 8589.2734 | 7794.7065 | 8911.6529 | 9142.5894 | 8367.4608 | 8468.9056
Option 6 SC | VIC |  | Wind | 15480.6128 | 18787.0918 | 24485.8599 | 30548.7589 | 30501.4322 | 30096.7883 | 29611.9997 | 31547.2747 | 31227.828 | 31371.4201 | 30157.8061 | 30647.8822 | 26075.5291 | 23380.4217 | 25369.5364 | 27968.0486 | 27187.0271 | 28913.5628 | 29063.295 | 31182.8552 | 31210.9169 | 31231.8775 | 31161.4072 | 31890.3939
Option 6 SC | VIC | MEL | 2h | 437.5354 | 235.0349 | 406.1398 | 485.8567 | 529.2446 | 692.4119 | 819.2188 | 851.2581 | 889.4687 | 853.0393 | 764.5438 | 728.4814 | 642.7896 | 599.4689 | 598.9689 | 495.7692 | 473.1898 | 495.8168 | 415.4135 | 372.85 | 321.6419 | 333.0005 | 298.6422 | 313.0229
Option 6 SC | VIC | MEL | 4h | 0 | 532.6806 | 864.4455 | 994.7375 | 1053.2556 | 1168.2112 | 1254.7367 | 1276.9187 | 1321.2616 | 1261.4223 | 1183.3512 | 1147.9845 | 1013.519 | 929.9731 | 923.8062 | 929.6905 | 827.5347 | 871.4407 | 896.7457 | 802.0092 | 875.097 | 667.9019 | 612.0706 | 640.4237
Option 6 SC | VIC | MEL | 8h | 0 | 0 | 1.3505e-05 | 1.6677e-05 | 1.7653e-05 | 1.9227e-05 | 1.6683e-05 | 1.2971e-05 | 1.27e-05 | 1.1563e-05 | 1.0473e-05 | 9.5569e-06 | 3.4334e-05 | 0.00010287 | 0.00010511 | 0.00010519 | 0.00010264 | 0.00010555 | 8.1602e-05 | 8.1269e-05 | 8.441e-05 | 0.11339 | 0.10139 | 0.10764
Option 6 SC | VIC | MEL | CCGT | 262.8 | 131.76 | 481.8 | 131.4 | 291.0674 | 58.9969 | 106.7529 | 129.3328 | 163.6915 | 320.5438 | 447.6693 | 339.4253 | 208.2461 | 380.7975 | 0 | 0 | 0 | 0 | 0 | 0 | 0 | 0 | 0 | 0
Option 6 SC | VIC | MEL | Coordinated CER | 35.5616 | 41.8751 | 82.2203 | 126.292 | 171.4414 | 234.8909 | 307.1521 | 391.9607 | 479.3942 | 566.8596 | 594.1936 | 673.8409 | 706.6206 | 724.1298 | 867.6121 | 983.2221 | 1062.1662 | 1228.8607 | 1292.4989 | 1334.5179 | 1608.9385 | 2009.1325 | 1918.3875 | 2243.7733
Option 6 SC | VIC | MEL | Distributed PV | 4394.457 | 5173.8801 | 5983.2349 | 6021.2082 | 7850.3957 | 8369.4564 | 8815.0945 | 9450.7015 | 10205.1091 | 10181.6557 | 10350.3958 | 10954.172 | 11594.227 | 13093.0807 | 13380.6555 | 13512.0577 | 12649.9104 | 14139.444 | 15772.9102 | 15407.7926 | 17197.2505 | 17885.8025 | 18809.0717 | 20152.8519
Option 6 SC | VIC | MEL | OCGT | 27.7154 | 13.703 | 81.9936 | 13.6656 | 66.5037 | 4.6109 | 23.7974 | 31.049 | 214.8814 | 353.849 | 513.6799 | 478.9196 | 517.7997 | 1077.6215 | 1530.1503 | 1622.0107 | 1484.8471 | 985.2761 | 1684.2031 | 1623.1335 | 2009.9897 | 1334.2204 | 3473.5099 | 2262.4419
Option 6 SC | VIC | MEL | Solar | 3.4025e-06 | 8.7792e-06 | 1.2764e-05 | 1.2451e-05 | 2.4418e-05 | 3.1716e-05 | 3.5353e-05 | 3.6149e-05 | 3.6317e-05 | 3.2813e-05 | 3.2281e-05 | 3.5485e-05 | 3.2004e-05 | 3.8634e-05 | 4.4475e-05 | 4.6236e-05 | 6.4126e-05 | 8.6517e-05 | 0.00010605 | 9.8465e-05 | 0.00010909 | 0.00011529 | 0.00011871 | 0.0001286
Option 6 SC | VIC | SEV | 2h | 50.8351 | 39.4738 | 85.0582 | 106.4305 | 118.968 | 156.8144 | 177.8793 | 187.9627 | 194.7711 | 186.7351 | 162.4732 | 151.1262 | 129.9409 | 120.0985 | 126.6016 | 120.2898 | 117.7593 | 96.5548 | 93.8475 | 52.7975 | 58.5998 | 26.3377 | 23.5457 | 24.6804
Option 6 SC | VIC | SEV | 4h | 0 | 54.1112 | 209.0304 | 259.5233 | 275.3063 | 338.0993 | 386.6831 | 392.2703 | 400.7003 | 386.4116 | 344.6278 | 325.7676 | 276.3073 | 249.9241 | 259.162 | 254.7977 | 241.4192 | 258.5776 | 261.5482 | 224.512 | 243.818 | 0 | 0 | 0
Option 6 SC | VIC | SEV | 8h | 0 | 0 | 1.339e-05 | 1.7116e-05 | 1.8344e-05 | 1.9985e-05 | 1.9097e-05 | 1.8944e-05 | 2.0115e-05 | 1.9069e-05 | 1.758e-05 | 1.6833e-05 | 3.2882e-05 | 8.6027e-05 | 9.1068e-05 | 9.6133e-05 | 9.5277e-05 | 9.8109e-05 | 7.4227e-05 | 7.6357e-05 | 7.8227e-05 | 0.00022917 | 0.00020701 | 0.00021152
Option 6 SC | VIC | SEV | Brown Coal | 31665.3111 | 22088.3235 | 15861.1355 | 9608.6774 | 8170.3889 | 7842.7066 | 7821.2784 | 7821.2784 | 0 | 0 | 0 | 0 | 0 | 0 | 0 | 0 | 0 | 0 | 0 | 0 | 0 | 0 | 0 | 0
Option 6 SC | VIC | SEV | Coordinated CER | 3.6137 | 3.1756 | 7.4497 | 12.6616 | 15.7809 | 20.5578 | 26.7984 | 33.3922 | 40.4151 | 47.142 | 49.3395 | 55.3104 | 52.7424 | 53.7682 | 63.4143 | 73.9748 | 78.2245 | 90.2882 | 95.7034 | 100.362 | 121.1326 | 150.7466 | 143.4978 | 164.6472
Option 6 SC | VIC | SEV | Distributed PV | 484.2825 | 577.2165 | 674.2345 | 690.138 | 800.151 | 863.719 | 902.034 | 973.3095 | 1053.845 | 1053.0925 | 1079.368 | 1145.3885 | 1227.1359 | 1391.8929 | 1427.5639 | 1486.9709 | 1410.7664 | 1587.1354 | 1775.2521 | 1749.2084 | 1940.3946 | 2032.3143 | 2077.459 | 2229.8485
Option 6 SC | VIC | SEV | OCGT | 2.8613 | 2.7927e-07 | 6.1877e-07 | 17.3074 | 94.5537 | 16.0978 | 36.0509 | 61.4378 | 108.7095 | 231.6381 | 253.155 | 240.1438 | 82.5995 | 110.655 | 95.2572 | 118.4872 | 16.7168 | 9.0234 | 7.131 | 7.9925 | 33.2664 | 1.6251e-07 | 50.0328 | 17.9033
Option 6 SC | VIC | SEV | Offshore Wind | 0 | 0 | 0 | 0 | 0 | 8386.0285 | 9506.63 | 11329.0048 | 14964.7099 | 19561.7785 | 21761.0233 | 23281.3569 | 30773.185 | 32377.2722 | 33767.8858 | 32417.9457 | 33371.6345 | 33783.252 | 33224.6595 | 35048.8547 | 32527.6728 | 33073.7432 | 33782.4374 | 35229.3971
Option 6 SC | VIC | SEV | Solar | 6.5835 | 1037.7453 | 1224.5178 | 1157.3657 | 1173.9638 | 1122.4757 | 1223.3423 | 1244.735 | 1235.7404 | 1139.9746 | 1004.3266 | 987.1228 | 823.5576 | 768.2755 | 864.0161 | 880.9418 | 837.7869 | 902.2974 | 853.3499 | 829.1161 | 899.0077 | 902.1865 | 894.2746 | 938.0716
Option 6 SC | VIC | SEV | Wind | 334.6264 | 354.9657 | 338.0096 | 384.2733 | 335.0582 | 342.1037 | 353.927 | 358.4164 | 332.641 | 382.034 | 336.4118 | 359.0301 | 312.3859 | 282.379 | 6.3822e-05 | 6.7138e-05 | 7.312e-05 | 7.6453e-05 | 8.3282e-05 | 9.7726e-05 | 8.7309e-05 | 9.0021e-05 | 9.1351e-05 | 8.3075e-05
Option 6 SC | VIC | WNV | 1h | 0 | 5.337 | 7.8958 | 8.5075 | 8.4498 | 8.9732 | 9.1827 | 9.4475 | 9.6862 | 9.3736 | 8.7205 | 8.5978 | 8.0568 | 7.7156 | 7.6097 | 7.7783 | 7.923 | 7.8533 | 7.3203 | 6.8687 | 7.8935 | 8.2879 | 7.8073 | 7.9165
Option 6 SC | VIC | WNV | 2h | 254.8731 | 1174.4796 | 917.622 | 842.0305 | 867.902 | 1047.0787 | 1140.0204 | 1170.855 | 1182.6175 | 1144.7007 | 1006.6174 | 959.1604 | 852.5562 | 878.8168 | 853.5303 | 830.5725 | 781.0988 | 810.6831 | 743.1617 | 664.9952 | 712.7916 | 586.9801 | 572.0673 | 563.3649
Option 6 SC | VIC | WNV | 4h | 0 | 23.0773 | 297.0859 | 305.1352 | 326.8843 | 385.826 | 421.3769 | 434.8872 | 443.7823 | 416.0786 | 370.9074 | 345.8479 | 292.2166 | 290.6568 | 297.3468 | 291.3358 | 278.1315 | 282.0765 | 261.8692 | 240.1404 | 284.6332 | 201.5713 | 151.5269 | 152.6135
Option 6 SC | VIC | WNV | Coordinated CER | 10.7026 | 19.5537 | 25.3109 | 36.2568 | 46.247 | 60.0279 | 78.5548 | 97.2465 | 118.6997 | 134.3651 | 140.8507 | 160.7983 | 162.5183 | 172.4265 | 195.9732 | 216.1621 | 239.2238 | 263.7429 | 279.5298 | 285.9517 | 352.9167 | 440.1619 | 430.3236 | 491.6442
Option 6 SC | VIC | WNV | Distributed PV | 1731.824 | 2035.8501 | 2334.2765 | 2392.334 | 3037.2766 | 3192.6718 | 3325.69 | 3572.0086 | 3894.6939 | 3926.6146 | 4027.6529 | 4201.0417 | 4518.6505 | 5025.8582 | 5098.429 | 5322.4417 | 4636.4254 | 5207.3298 | 5801.5532 | 5943.2211 | 6955.7916 | 7083.5753 | 7342.3755 | 7877.5592
Option 6 SC | VIC | WNV | Hydro | 3399.0677 | 3219.7045 | 2639.1542 | 2905.3765 | 2866.5863 | 2739.4419 | 2639.9583 | 2108.8884 | 2555.056 | 2579.9281 | 2203.4988 | 3135.8693 | 1857.133 | 1362.2968 | 1657.8003 | 1045.8829 | 2129.6805 | 1887.3001 | 1641.5053 | 1578.3024 | 1673.6884 | 1817.0066 | 2090.9923 | 1454.6674
Option 6 SC | VIC | WNV | OCGT | 127.896 | 76.9478 | 255.792 | 81.195 | 234.2017 | 53.1557 | 196.0508 | 132.9543 | 217.1823 | 354.9518 | 472.8061 | 388.9977 | 131.9367 | 352.141 | 417.2946 | 333.7667 | 279.0436 | 193.3135 | 359.4815 | 510.0249 | 598.8202 | 67.1204 | 333.2367 | 272.0246
Option 6 SC | VIC | WNV | Offshore Wind | 0 | 0 | 0 | 0 | 0 | 2.9017e-05 | 1907.8882 | 1956.2583 | 1967.6222 | 2344.4445 | 3248.3269 | 3415.4296 | 3370.0215 | 2919.0834 | 3051.9273 | 3096.2957 | 3176.7546 | 3420.4265 | 3342.9859 | 3335.4937 | 3103.7331 | 3079.8337 | 3210.1147 | 3259.4858
Option 6 SC | VIC | WNV | Solar | 2940.4556 | 5413.8154 | 6129.9359 | 5375.3996 | 5626.9175 | 5404.286 | 5448.4476 | 5677.5924 | 5752.106 | 5231.8221 | 4998.3756 | 4883.5238 | 5657.3254 | 7285.158 | 8014.6405 | 7879.2514 | 7940.6968 | 8167.3546 | 7735.9234 | 6965.5902 | 8012.6451 | 8240.4028 | 7473.186 | 7530.8338
Option 6 SC | VIC | WNV | Wind | 15145.9864 | 18432.1262 | 24147.8504 | 30164.4855 | 30166.374 | 29754.6846 | 29258.0727 | 31188.8583 | 30895.1869 | 30989.386 | 29821.3943 | 30288.8521 | 25763.1432 | 23098.0426 | 25369.5364 | 27968.0485 | 27187.0271 | 28913.5627 | 29063.2949 | 31182.8551 | 31210.9168 | 31231.8774 | 31161.4071 | 31890.3938
BaseCase SG | NEM |  | 12h | 0 | 0 | 45.4417 | 1579.1925 | 1681.1313 | 1616.9037 | 1540.2916 | 1612.5274 | 1832.9513 | 1757.688 | 1671.5035 | 1600.3945 | 1734.5167 | 1815.5443 | 1783.959 | 1625.872 | 1548.7398 | 1592.6485 | 1620.0844 | 1498.649 | 1545.756 | 1668.8738 | 1666.034 | 1703.3901
BaseCase SG | NEM |  | 1h | 164.8029 | 331.175 | 355.2304 | 394.6026 | 449.7035 | 459.1746 | 438.454 | 437.7562 | 476.8977 | 465.6724 | 456.9434 | 449.2703 | 473.129 | 487.647 | 493.5599 | 466.8716 | 446.8455 | 445.5025 | 458.2855 | 448.8945 | 432.0916 | 457.5905 | 446.2334 | 321.7901
BaseCase SG | NEM |  | 24h | 0 | 0 | 0 | 0 | 0 | 0 | 0 | 0 | 0 | 0 | 0 | 0 | 0 | 0 | 0 | 0 | 0 | 0 | 0 | 0 | 0 | 0 | 0 | 0
BaseCase SG | NEM |  | 2h | 2531.3113 | 5600.7151 | 4496.606 | 4867.0841 | 5315.9902 | 5323.9895 | 5494.8955 | 4952.148 | 6108.6061 | 5600.5986 | 5453.8591 | 5232.2483 | 5147.0636 | 5432.6019 | 5611.466 | 5213.3733 | 4882.8308 | 5032.8062 | 4678.3584 | 4109.1312 | 4054.6875 | 3226.9769 | 3044.5659 | 2804.3158
BaseCase SG | NEM |  | 4h | 1324.7951 | 3651.2478 | 5707.5922 | 8402.7536 | 8497.1234 | 8526.111 | 8456.1669 | 8106.3948 | 9007.3194 | 8523.2183 | 8287.0383 | 7804.3947 | 7944.0191 | 8304.9446 | 8512.2914 | 8086.9873 | 7569.787 | 7762.8332 | 7938.9786 | 8073.553 | 8344.4266 | 7253.0515 | 5703.3344 | 4875.7501
BaseCase SG | NEM |  | 8h | 502.6705 | 1084.2034 | 2196.5424 | 3271.7857 | 3394.4591 | 3241.083 | 3128.455 | 4672.5374 | 4904.7171 | 5103.608 | 4842.323 | 4589.3031 | 5036.8011 | 5363.0381 | 5326.1412 | 4687.5578 | 4391.7808 | 4617.6903 | 4523.527 | 4414.0076 | 3752.7016 | 3780.312 | 3168.649 | 5637.7079
BaseCase SG | NEM |  | Biomass | 269.1072 | 269.8445 | 246.1566 | 207.7584 | 219.4394 | 217.6654 | 223.083 | 217.0081 | 213.7838 | 213.291 | 200.1956 | 205.1596 | 205.1065 | 205.0259 | 214.0678 | 202.0147 | 213.6223 | 184.0212 | 183.2201 | 164.1037 | 169.1108 | 183.4174 | 168.2258 | 136.9463
BaseCase SG | NEM |  | Black Coal | 72850.3427 | 55610.3635 | 38484.6018 | 22738.4684 | 21089.0045 | 20288.2489 | 21155.7207 | 19450.2477 | 18893.1763 | 19363.0115 | 18150.3361 | 16619.1629 | 18519.1757 | 20114.6983 | 15311.2873 | 14899.2812 | 12988.4498 | 11409.0452 | 10234.1089 | 8732.1537 | 7483.2605 | 7503.7867 | 7534.5002 | 0
BaseCase SG | NEM |  | Brown Coal | 29818.0346 | 21155.5056 | 16120.8992 | 7821.2784 | 7821.2784 | 7842.7066 | 7821.2784 | 7821.2784 | 0 | 0 | 0 | 0 | 0 | 0 | 0 | 0 | 0 | 0 | 0 | 0 | 0 | 0 | 0 | 0
BaseCase SG | NEM |  | CCGT | 2635.7701 | 2361.5339 | 2505.5069 | 1520.4987 | 1093.2689 | 559.3026 | 1616.3979 | 944.8538 | 1011.8661 | 1463.2761 | 2603.874 | 1848.0734 | 1569.1789 | 2505.817 | 3258.287 | 2874.0392 | 3277.1824 | 2254.7391 | 2676.8778 | 1379.3606 | 1453.1878 | 1008.4337 | 1276.3744 | 1408.2714
BaseCase SG | NEM |  | CST | 0 | 0 | 0 | 0 | 0 | 0 | 0 | 0 | 0 | 0 | 0 | 0 | 0 | 0 | 0 | 0 | 0 | 0 | 0 | 0 | 0 | 0 | 0 | 0
BaseCase SG | NEM |  | Coordinated CER | 150.8593 | 278.7165 | 272.6095 | 309.2174 | 423.5028 | 507.5046 | 627.446 | 783.9284 | 945.8661 | 1075.4192 | 1235.882 | 1386.2124 | 1717.1189 | 2003.1942 | 2271.3026 | 2189.3435 | 2235.6568 | 2863.7516 | 3347.6401 | 3878.9246 | 4399.048 | 5462.7318 | 6353.8839 | 7382.8547
BaseCase SG | NEM |  | DSP | 1.9733e-06 | 5.351e-06 | 2.6025e-06 | 2.7053e-06 | 3.5293e-06 | 3.6957e-06 | 0.013875 | 0 | 0 | 0 | 0 | 0 | 3.5781 | 0.051 | 0.46775 | 0.26075 | 1.9204 | 0.40086 | 0.57588 | 0.61538 | 0.7345 | 0.17225 | 0.8035 | 0.48613
BaseCase SG | NEM |  | Distributed PV | 31052.5682 | 34824.0829 | 38604.4025 | 40319.474 | 43232.2126 | 45069.2911 | 45984.0388 | 48645.8671 | 50004.6294 | 50328.9075 | 48284.779 | 48301.4212 | 50566.3344 | 54929.113 | 55579.3858 | 54125.904 | 48723.2403 | 52771.9615 | 56914.1949 | 58592.2145 | 61429.4304 | 64493.0969 | 66922.8204 | 72211.6306
BaseCase SG | NEM |  | H2 Reciprocating Engine | 0 | 0 | 2.8273e-06 | 4.6066e-06 | 6.603e-06 | 8.1893e-06 | 0 | 0 | 0 | 0 | 2.7093 | 37.0185 | 82.7759 | 107.2406 | 204.4205 | 80.4485 | 105.2457 | 183.8127 | 230.1155 | 188.0295 | 158.8026 | 105.7696 | 197.139 | 229.8348
BaseCase SG | NEM |  | Hydro | 15695.1232 | 16589.7936 | 12885.3392 | 12836.5002 | 15425.9825 | 15242.5734 | 15473.3822 | 13076.6484 | 14008.0342 | 12132.7709 | 11512.7371 | 13113.5732 | 13044.6701 | 12869.4569 | 11222.6801 | 10154.5883 | 13086.1017 | 12401.0906 | 11675.4026 | 11456.6456 | 12575.7502 | 14117.6115 | 14711.1369 | 12635.3679
BaseCase SG | NEM |  | Liquid Fuel | 30.2085 | 4.5395e-05 | 8.6785e-06 | 0.0001401 | 42.5223 | 17.5237 | 62.8864 | 19.3939 | 34.5028 | 54.8389 | 76.4141 | 63.8582 | 66.6146 | 171.3602 | 246.8595 | 260.3617 | 194.8711 | 196.3835 | 221.0306 | 274.0814 | 33.291 | 8.1928 | 33.044 | 7.6158
BaseCase SG | NEM |  | OCGT | 224.7659 | 60.8507 | 365.3182 | 155.408 | 573.711 | 204.0041 | 733.2297 | 330.6891 | 550.2311 | 951.1185 | 1244.5232 | 1414.6629 | 1670.271 | 3004.8644 | 5505.1692 | 5520.0264 | 5109.1433 | 5802.6505 | 7583.3951 | 10933.6467 | 10415.4994 | 9195.0497 | 14955.2436 | 13960.5897
BaseCase SG | NEM |  | Offshore Wind | 0 | 0 | 0 | 0 | 0 | 8106.4622 | 11185.5276 | 14668.6343 | 16715.7226 | 20543.9168 | 23479.2149 | 24950.5681 | 31307.1962 | 31943.5426 | 35538.5793 | 34592.301 | 35840.1776 | 36621.0944 | 36365.351 | 38303.7183 | 35545.4898 | 35944.5522 | 36980.6586 | 38271.892
BaseCase SG | NEM |  | PHES | 647.2899 | 708.7492 | 3263.5434 | 5682.5848 | 7011.5221 | 6634.6817 | 6271.7723 | 6183.4477 | 7123.6024 | 7051.5959 | 6497.8256 | 6924.2248 | 6722.9395 | 7142.9399 | 7139.2485 | 9775.3698 | 10162.9632 | 10568.6658 | 10407.0181 | 10086.3546 | 10505.1477 | 11255.7587 | 11170.6529 | 11643.5737
BaseCase SG | NEM |  | Solar | 22525.0833 | 42607.5199 | 49055.7228 | 60120.0168 | 60137.5485 | 58711.7138 | 58388.3779 | 59491.4487 | 64154.7095 | 61242.776 | 60310.1395 | 58745.6086 | 61729.0405 | 65302.2219 | 63214.0225 | 66673.5659 | 65344.6261 | 68801.1741 | 70527.8535 | 70369.0693 | 70274.7475 | 72655.0629 | 71101.8405 | 73959.3292
BaseCase SG | NEM |  | Wind | 41892.1057 | 47212.4684 | 55637.8707 | 64932.6644 | 66469.4473 | 67113.8526 | 66633.5881 | 71465.6875 | 77407.0491 | 78718.9234 | 83769.106 | 88954.7511 | 84729.8613 | 79039.6274 | 83113.2293 | 89573.3973 | 91773.0948 | 95460.1947 | 99182.7515 | 101270.5371 | 109472.3428 | 113150.9018 | 111337.3787 | 121811.2592
BaseCase SG | NSW |  | 12h | 0 | 0 | 45.4417 | 1579.1925 | 1681.1313 | 1616.9037 | 1540.2916 | 1612.5274 | 1832.9513 | 1757.688 | 1671.5035 | 1600.3945 | 1734.5167 | 1815.5443 | 1783.959 | 1625.872 | 1548.7398 | 1592.6485 | 1620.0844 | 1498.649 | 1545.756 | 1668.8738 | 1666.034 | 1703.3901
BaseCase SG | NSW |  | 1h | 73.5157 | 197.9638 | 133.5631 | 138.6889 | 140.8545 | 142.0804 | 133.6061 | 138.7493 | 144.4571 | 141.8127 | 139.1968 | 133.7495 | 138.5884 | 145.3358 | 145.1783 | 135.9509 | 132.5424 | 118.6639 | 120.482 | 115.7055 | 111.5789 | 119.3188 | 116.7943 | 116.4936
BaseCase SG | NSW |  | 2h | 260.4989 | 531.3834 | 560.609 | 729.5112 | 1034.3418 | 1030.0679 | 1003.0128 | 981.197 | 994.1057 | 1001.558 | 930.8089 | 878.8503 | 951.7492 | 997.1352 | 964.5818 | 860.0709 | 795.6472 | 832.0236 | 854.6774 | 855.0102 | 821.5194 | 803.7501 | 804.6612 | 814.3311
BaseCase SG | NSW |  | 4h | 1103.6978 | 2392.2883 | 3634.5002 | 5967.5684 | 6072.8188 | 6162.645 | 5899.4454 | 6040.5515 | 6062.2254 | 5917.9664 | 5741.8594 | 5345.4089 | 5706.9117 | 6000.2513 | 6031.7446 | 5615.6002 | 5217.5169 | 5334.4027 | 5452.7176 | 5085.3622 | 4776.4889 | 4317.1037 | 2370.9488 | 1035.3077
BaseCase SG | NSW |  | 8h | 502.6705 | 1084.2034 | 1597.9713 | 2724.3233 | 2840.9375 | 2708.8538 | 2607.0435 | 4194.9414 | 4285.8429 | 4189.9117 | 3940.246 | 3719.1701 | 4143.0329 | 4391.3896 | 4348.4453 | 3732.4812 | 3459.758 | 3641.3482 | 3665.7581 | 3633.0766 | 2878.4281 | 2713.9426 | 2617.344 | 4857.7234
BaseCase SG | NSW |  | Black Coal | 32632.345 | 27085.5753 | 12030.2832 | 5799.0324 | 2651.7651 | 2649.5179 | 3819.2243 | 3304.4502 | 4350.7502 | 4620.962 | 5303.3141 | 5933.1267 | 5213.2752 | 5684.3078 | 0 | 0 | 0 | 0 | 0 | 0 | 0 | 0 | 0 | 0
BaseCase SG | NSW |  | CCGT | 525.6 | 484.1389 | 525.6 | 175.2 | 408.3586 | 276.2524 | 780.7566 | 458.496 | 517.8162 | 712.5734 | 1168.6631 | 893.2894 | 744.4281 | 1320.0281 | 1954.2008 | 1972.3037 | 1854.2018 | 741.8373 | 754.7146 | 852.9477 | 904.5179 | 879.0232 | 1114.5825 | 1073.6798
BaseCase SG | NSW |  | CST | 0 | 0 | 0 | 0 | 0 | 0 | 0 | 0 | 0 | 0 | 0 | 0 | 0 | 0 | 0 | 0 | 0 | 0 | 0 | 0 | 0 | 0 | 0 | 0
BaseCase SG | NSW |  | Coordinated CER | 59.1877 | 78.9124 | 85.5746 | 102.8856 | 140.0775 | 174.8807 | 224.5621 | 282.9984 | 325.1871 | 390.892 | 434.1434 | 466.3468 | 588.7562 | 683.6283 | 753.4081 | 741.6865 | 710.3029 | 874.9492 | 1089.2982 | 1259.4708 | 1456.8688 | 1826.727 | 2188.4253 | 2547.7615
BaseCase SG | NSW |  | DSP | 1.9733e-06 | 5.351e-06 | 2.6025e-06 | 2.7053e-06 | 3.5293e-06 | 3.6957e-06 | 0.013875 | 0 | 0 | 0 | 0 | 0 | 3.5781 | 0.051 | 0.46775 | 0.26075 | 1.9204 | 0.40086 | 0.57588 | 0.61538 | 0.7345 | 0.17225 | 0.8035 | 0.48613
BaseCase SG | NSW |  | Distributed PV | 11017.8124 | 12049.5553 | 13703.6712 | 14548.0436 | 14674.8835 | 15436.8178 | 15411.7178 | 16657.0729 | 16788.8843 | 16740.7761 | 16029.0888 | 15623.8736 | 16782.5066 | 18132.112 | 18605.1031 | 17669.1588 | 16058.5197 | 16866.1631 | 18680.205 | 19695.3105 | 19973.4616 | 21321.3414 | 21827.1065 | 24184.7239
BaseCase SG | NSW |  | Hydro | 3989.9873 | 4062.1576 | 2644.1251 | 2828.227 | 2137.1905 | 1961.7807 | 1682.4946 | 1039.8918 | 1964.5148 | 1690.4812 | 1710.7707 | 2138.4675 | 2073.398 | 1826.931 | 2045.4649 | 1427.4138 | 2586.3085 | 2827.4092 | 2252.7775 | 2105.0742 | 2401.9881 | 3077.5108 | 3438.4699 | 2676.8481
BaseCase SG | NSW |  | OCGT | 8.3026 | 11.1671 | 66.2551 | 18.1687 | 68.5025 | 56.4964 | 335.0655 | 152.5171 | 201.6854 | 396.4148 | 539.7478 | 701.9027 | 785.5433 | 1248.9238 | 2617.9774 | 2445.0742 | 2371.0432 | 3061.6368 | 3058.036 | 5035.0457 | 4318.485 | 4239.8025 | 6195.715 | 5296.1273
BaseCase SG | NSW |  | Offshore Wind | 0 | 0 | 0 | 0 | 0 | 0 | 0 | 0 | 0 | 0 | 0 | 0 | 0 | 0 | 0 | 0 | 0 | 0 | 0 | 0 | 0 | 0 | 0 | 0
BaseCase SG | NSW |  | PHES | 207.0807 | 183.8211 | 2093.1674 | 4424.527 | 5356.5103 | 4978.7666 | 4859.2526 | 4730.66 | 5620.6922 | 5547.9859 | 5001.5398 | 5307.651 | 4924.9409 | 5343.5031 | 5303.3261 | 4890.6918 | 5279.688 | 5117.683 | 4898.1689 | 4667.2008 | 5474.1548 | 5626.8784 | 5624.2986 | 5825.3867
BaseCase SG | NSW |  | Solar | 10236.1813 | 20285.1735 | 22123.6394 | 34145.4533 | 34209.3157 | 32414.5424 | 32393.7637 | 32920.8618 | 37189.3518 | 35412.6556 | 34455.2356 | 33004.979 | 35590.9404 | 38513.2606 | 37800.5103 | 38105.6596 | 35741.3473 | 36543.0902 | 38570.3067 | 37718.8059 | 37896.8544 | 37656.2136 | 36536.0814 | 37579.9405
BaseCase SG | NSW |  | Wind | 7919.2211 | 8440.8189 | 9879.3161 | 11835.2163 | 15499.5664 | 16425.4336 | 15437.9472 | 15875.7548 | 16984.5706 | 16458.8144 | 19034.2063 | 21453.0354 | 20426.4633 | 17671.9537 | 21170.48 | 25254.6253 | 29039.4148 | 27042.9089 | 29911.3129 | 28439.9185 | 33945.3935 | 36871.3233 | 35630.7267 | 40674.4333
BaseCase SG | NSW | CNSW | 12h | 0 | 0 | 45.4417 | 1579.1925 | 1681.1313 | 1616.9037 | 1540.2916 | 1612.5274 | 1832.9513 | 1757.688 | 1671.5035 | 1600.3945 | 1734.5167 | 1815.5443 | 1783.959 | 1625.872 | 1548.7398 | 1592.6485 | 1620.0844 | 1498.649 | 1545.756 | 1668.8738 | 1666.034 | 1703.3901
BaseCase SG | NSW | CNSW | 2h | 39.509 | 102.6615 | 116.116 | 160.5699 | 170.7806 | 167.4026 | 160.1135 | 162.7837 | 181.6194 | 177.7825 | 173.0714 | 172.9253 | 170.6609 | 176.8964 | 179.0113 | 170.2233 | 166.4466 | 164.6311 | 169.6193 | 153.0388 | 152.7739 | 122.2268 | 121.7214 | 122.9644
BaseCase SG | NSW | CNSW | 4h | 691.8654 | 940.4868 | 639.5262 | 815.3191 | 842.9706 | 834.1591 | 823.3586 | 824.7542 | 878.9009 | 872.8989 | 848.462 | 848.4058 | 829.2216 | 856.5473 | 857.6855 | 831.0163 | 831.9497 | 820.6188 | 835.336 | 817.1074 | 507.5538 | 508.4097 | 512.3917 | 517.5012
BaseCase SG | NSW | CNSW | 8h | 0 | 72.0934 | 84.3349 | 112.5878 | 120.1487 | 117.2531 | 113.6811 | 118.0593 | 125.9276 | 123.7076 | 120.5324 | 117.6031 | 118.828 | 123.8601 | 123.4713 | 117.7469 | 115.1033 | 116.2105 | 118.3683 | 115.2711 | 114.3433 | 0.00025364 | 5.4723e-05 | 494.3473
BaseCase SG | NSW | CNSW | Black Coal | 22550.6252 | 17013.8409 | 8873.5296 | 2642.2788 | 2651.7651 | 2649.5179 | 3819.2243 | 3304.4502 | 4350.7502 | 4620.962 | 5303.3141 | 5933.1267 | 5213.2752 | 5684.3078 | 0 | 0 | 0 | 0 | 0 | 0 | 0 | 0 | 0 | 0
BaseCase SG | NSW | CNSW | CST | 0 | 0 | 0 | 0 | 0 | 0 | 0 | 0 | 0 | 0 | 0 | 0 | 0 | 0 | 0 | 0 | 0 | 0 | 0 | 0 | 0 | 0 | 0 | 0
BaseCase SG | NSW | CNSW | Coordinated CER | 5.5565 | 7.4372 | 8.2342 | 9.0345 | 14.9002 | 17.4732 | 20.9321 | 26.2513 | 31.0743 | 36.0978 | 39.5045 | 43.7077 | 53.7754 | 61.5714 | 68.9596 | 71.4848 | 70.9864 | 85.6867 | 98.887 | 110.1651 | 128.3821 | 146.8735 | 167.9255 | 184.6589
BaseCase SG | NSW | CNSW | Distributed PV | 823.422 | 901.183 | 1029.5481 | 1095.4414 | 1097.508 | 1151.1636 | 1154.9311 | 1251.9298 | 1301.7759 | 1296.3306 | 1238.3863 | 1198.6065 | 1290.0555 | 1413.185 | 1398.911 | 1329.8368 | 1204.8212 | 1266.9815 | 1409.2045 | 1488.6601 | 1499.4433 | 1591.9187 | 1627.71 | 1804.2865
BaseCase SG | NSW | CNSW | OCGT | 0 | 0 | 0 | 0 | 4.6014e-06 | 3.978e-06 | 0 | 0 | 0 | 0 | 0 | 0 | 0 | 0 | 1.2956e-06 | 1.1407e-06 | 8.8962e-07 | 1.4225e-06 | 3.4186e-06 | 4.5053e-06 | 3.1061e-06 | 2.5739e-06 | 4.3458e-06 | 3.7221e-06
BaseCase SG | NSW | CNSW | PHES | 207.0807 | 183.8211 | 278.7187 | 419.0174 | 429.5517 | 450.8906 | 429.9075 | 451.4255 | 428.436 | 428.0291 | 391.0429 | 389.4297 | 417.3049 | 389.1442 | 401.0718 | 355.2873 | 323.3846 | 338.9317 | 371.1831 | 357.6594 | 373.9924 | 438.9186 | 468.1107 | 501.27
BaseCase SG | NSW | CNSW | Solar | 4003.7937 | 7127.8792 | 8103.1991 | 21776.0536 | 22402.3939 | 22728.7247 | 22491.0774 | 23660.9817 | 24880.0474 | 24227.1984 | 23255.3833 | 21845.8302 | 23525.5771 | 25270.1962 | 24467.8856 | 24313.8888 | 22140.7895 | 23000.7567 | 25521.2809 | 25251.6163 | 24969.6436 | 25228.4688 | 24317.9185 | 25753.9123
BaseCase SG | NSW | CNSW | Wind | 1397.6362 | 1640.4015 | 2749.3472 | 4651.4592 | 7981.456 | 7819.593 | 7614.7052 | 8173.1309 | 7929.8965 | 8400.385 | 9298.7137 | 9581.6425 | 9157.7601 | 8200.6843 | 11050.4712 | 14582.2517 | 16154.3752 | 16365.6698 | 18940.0959 | 18244.353 | 23145.0145 | 23969.8779 | 23322.9859 | 27208.6796
BaseCase SG | NSW | NNSW | 1h | 60.5569 | 163.2349 | 119.7437 | 123.5592 | 125.1298 | 127.9567 | 120.0708 | 125.5267 | 128.2779 | 125.9982 | 123.7469 | 118.7995 | 123.6531 | 129.1274 | 129.3177 | 121.0659 | 117.9636 | 118.6639 | 120.482 | 115.7055 | 111.5789 | 119.3188 | 116.7943 | 116.4936
BaseCase SG | NSW | NNSW | 2h | 31.1502 | 138.224 | 214.1677 | 230.3228 | 235.1531 | 240.9693 | 233.2478 | 245.4936 | 253.0941 | 246.8293 | 238.5507 | 230.8986 | 238.74 | 253.2537 | 256.4948 | 233.5551 | 229.3154 | 227.0663 | 234.1557 | 222.246 | 214.7755 | 147.3633 | 143.1548 | 144.8205
BaseCase SG | NSW | NNSW | 8h | 399.4904 | 696.3818 | 846.1414 | 927.8176 | 975.4264 | 969.5819 | 928.815 | 948.2328 | 978.9113 | 962.4146 | 943.0606 | 916.0335 | 946.3214 | 986.1115 | 988.5159 | 936.2536 | 917.9917 | 907.1091 | 925.7154 | 883.4587 | 257.433 | 0.00038149 | 3.5308e-05 | 2.6606e-05
BaseCase SG | NSW | NNSW | CST | 0 | 0 | 0 | 0 | 0 | 0 | 0 | 0 | 0 | 0 | 0 | 0 | 0 | 0 | 0 | 0 | 0 | 0 | 0 | 0 | 0 | 0 | 0 | 0
BaseCase SG | NSW | NNSW | Coordinated CER | 9.4716 | 11.9128 | 13.5886 | 16.5731 | 19.8318 | 23.4389 | 27.1968 | 33.5698 | 38.9278 | 44.8383 | 49.1819 | 56.0721 | 70.5952 | 81.3552 | 92.7771 | 88.1473 | 90.3852 | 110.5068 | 129.0672 | 159.2458 | 181.0934 | 212.1693 | 237.7351 | 275.4562
BaseCase SG | NSW | NNSW | Distributed PV | 1601.085 | 1734.851 | 1961.6215 | 2087.3047 | 2095.1153 | 2200.642 | 2212.3863 | 2393.209 | 2401.4089 | 2419.6235 | 2307.0481 | 2248.7005 | 2417.356 | 2589.6839 | 2656.8758 | 2504.7246 | 2291.889 | 2384.4436 | 2622.7005 | 2776.0021 | 2806.607 | 2985.8785 | 3059.705 | 3382.6155
BaseCase SG | NSW | NNSW | PHES | 0 | 0 | 0 | 0 | 0 | 0 | 0 | 0 | 0 | 0 | 0 | 0 | 0 | 0 | 0 | 0 | 0 | 0 | 0 | 0 | 0 | 0 | 0 | 0
BaseCase SG | NSW | NNSW | Solar | 1540.0011 | 2214.7603 | 2475.5263 | 2110.4441 | 2069.0533 | 1947.3727 | 2339.9054 | 2438.9114 | 2673.7392 | 2441.6342 | 2619.0401 | 2542.2625 | 2821.2397 | 2856.5614 | 2751.8105 | 2976.1284 | 2637.0576 | 2594.4457 | 2633.2121 | 2505.5556 | 2362.7093 | 2214.3152 | 2030.6425 | 1916.5599
BaseCase SG | NSW | NNSW | Wind | 1241.9612 | 1202.611 | 1092.9334 | 1003.827 | 1370.2835 | 1473.8372 | 1550.8993 | 1660.057 | 1834.7706 | 1655.9668 | 3788.1221 | 5482.9661 | 4743.6038 | 4163.3492 | 4445.6549 | 4724.6397 | 6909.527 | 5826.3591 | 5891.547 | 5522.1093 | 5890.3478 | 7519.8251 | 7969.9695 | 8855.8634
BaseCase SG | NSW | SNSW | 1h | 12.9588 | 34.7288 | 13.8194 | 15.1296 | 15.7246 | 14.1236 | 13.5352 | 13.2225 | 16.1792 | 15.8145 | 15.45 | 14.9499 | 14.9353 | 16.2084 | 15.8607 | 14.885 | 14.5788 | 0 | 0 | 0 | 0 | 0 | 0 | 0
BaseCase SG | NSW | SNSW | 2h | 79.1954 | 200.6159 | 145.3712 | 157.1144 | 168.0924 | 148.0352 | 144.1721 | 133.5393 | 165.6431 | 160.9787 | 156.1346 | 151.8159 | 147.4965 | 161.4356 | 159.3656 | 148.7964 | 146.5476 | 150.4078 | 147.7836 | 138.7391 | 143.3849 | 148.8368 | 88.1593 | 95.2426
BaseCase SG | NSW | SNSW | 4h | 0 | 0 | 0 | 0 | 59.8233 | 205.0714 | 203.9248 | 204.4883 | 259.4392 | 254.8692 | 246.6643 | 240.6598 | 235.725 | 250.9534 | 254.3546 | 236.1689 | 233.7121 | 241.3914 | 229.9703 | 216.1336 | 220.3156 | 230.5966 | 225.1584 | 236.8461
BaseCase SG | NSW | SNSW | 8h | 103.1801 | 315.7281 | 422.584 | 603.8895 | 630.3786 | 504.0304 | 475.8791 | 530.1173 | 709.3781 | 702.756 | 648.1626 | 618.3708 | 609.9954 | 677.9949 | 671.0892 | 567.7512 | 557.8586 | 566.7132 | 567.9287 | 511.3789 | 398.4369 | 248.6416 | 251.6384 | 272.6358
BaseCase SG | NSW | SNSW | CST | 0 | 0 | 0 | 0 | 0 | 0 | 0 | 0 | 0 | 0 | 0 | 0 | 0 | 0 | 0 | 0 | 0 | 0 | 0 | 0 | 0 | 0 | 0 | 0
BaseCase SG | NSW | SNSW | Coordinated CER | 7.9113 | 17.5249 | 11.7986 | 13.4908 | 24.1072 | 29.3893 | 34.9831 | 47.6431 | 56.4802 | 66.2965 | 76.6079 | 84.9355 | 105.704 | 122.3658 | 132.8712 | 139.2334 | 142.7758 | 169.9194 | 194.5762 | 214.1161 | 237.0782 | 280.5095 | 316.189 | 362.9324
BaseCase SG | NSW | SNSW | Distributed PV | 1903.669 | 2067.4398 | 2319.054 | 2437.0125 | 2529.7605 | 2647.524 | 2572.0557 | 2790.9751 | 2838.112 | 2790.9925 | 2698.4457 | 2634.4943 | 2840.3262 | 3053.3492 | 3161.1577 | 3038.0861 | 2730.5911 | 2871.8348 | 3178.7177 | 3321.6715 | 3423.1743 | 3619.3028 | 3657.3421 | 4051.2295
BaseCase SG | NSW | SNSW | Hydro | 3989.9873 | 4062.1576 | 2644.1251 | 2828.227 | 2137.1905 | 1961.7807 | 1682.4946 | 1039.8918 | 1964.5148 | 1690.4812 | 1710.7707 | 2138.4675 | 2073.398 | 1826.931 | 2045.4649 | 1427.4138 | 2586.3085 | 2827.4092 | 2252.7775 | 2105.0742 | 2401.9881 | 3077.5108 | 3438.4699 | 2676.8481
BaseCase SG | NSW | SNSW | OCGT | 2.9318e-07 | 1.3283e-07 | 3.9429e-07 | 3.7025e-07 | 1.2845e-06 | 8.842e-07 | 0 | 0 | 0 | 0 | 6.6519 | 31.9891 | 77.2401 | 175.8964 | 404.215 | 449.1353 | 259.5695 | 176.3313 | 0 | 0 | 0 | 0 | 0 | 0
BaseCase SG | NSW | SNSW | PHES | 0 | 0 | 1814.4487 | 4005.5096 | 4926.9586 | 4527.876 | 4429.345 | 4279.2345 | 5192.2562 | 5119.9568 | 4610.4968 | 4918.2213 | 4507.6359 | 4954.3589 | 4902.2543 | 4535.4046 | 4956.3033 | 4778.7513 | 4526.9857 | 4309.5413 | 5100.1624 | 5187.9598 | 5156.1878 | 5324.1166
BaseCase SG | NSW | SNSW | Solar | 4692.3864 | 10942.534 | 11544.914 | 10258.9555 | 9737.8685 | 7738.4449 | 7562.7807 | 6820.9686 | 9635.5651 | 8743.8228 | 8580.812 | 8616.8861 | 8333.8309 | 9507.2855 | 9537.3634 | 9287.7977 | 9316.748 | 9256.682 | 8578.3191 | 8007.9274 | 8730.4223 | 8270.536 | 8283.3316 | 7915.9032
BaseCase SG | NSW | SNSW | Wind | 5279.6237 | 5597.8064 | 6037.0356 | 6179.9301 | 6147.8269 | 7132.0034 | 6272.3427 | 6042.5668 | 7219.9034 | 6402.4626 | 5947.3704 | 6388.4268 | 6317.4012 | 5130.9916 | 5483.1914 | 5761.1795 | 5778.8794 | 4669.788 | 4882.8221 | 4487.2541 | 4723.4769 | 5197.8347 | 4144.4976 | 4416.3012
BaseCase SG | NSW | SNW | 1h | 1.9688e-05 | 1.6146e-05 | 3.3523e-05 | 5.2285e-05 | 5.7371e-05 | 6.7724e-05 | 1.4602e-05 | 1.4913e-05 | 1.1933e-05 | 1.2862e-05 | 1.2906e-05 | 1.2639e-05 | 1.4769e-05 | 1.613e-05 | 1.6293e-05 | 1.5952e-05 | 1.2957e-05 | 1.6964e-05 | 1.4079e-05 | 1.892e-05 | 1.5554e-05 | 1.4148e-05 | 1.1638e-05 | 6.4978e-06
BaseCase SG | NSW | SNW | 2h | 110.6443 | 89.8819 | 84.954 | 181.5041 | 460.3156 | 473.6608 | 465.4794 | 439.3805 | 393.7491 | 415.9675 | 363.0522 | 323.2104 | 394.8519 | 405.5494 | 369.7101 | 307.496 | 253.3375 | 289.9185 | 303.1189 | 340.9864 | 310.5851 | 385.3232 | 451.6257 | 451.3037
BaseCase SG | NSW | SNW | 4h | 411.8324 | 1451.8015 | 2994.9741 | 5152.2493 | 5170.0249 | 5123.4146 | 4872.162 | 5011.309 | 4923.8852 | 4790.1983 | 4646.7332 | 4256.3432 | 4641.9651 | 4892.7506 | 4919.7046 | 4548.4149 | 4151.8552 | 4272.3926 | 4387.4113 | 4052.1213 | 4048.6195 | 3578.0974 | 1633.3987 | 280.9604
BaseCase SG | NSW | SNW | 8h | 2.0826e-05 | 6.5794e-05 | 244.911 | 1080.0284 | 1114.9837 | 1117.9883 | 1088.6683 | 2598.5321 | 2471.626 | 2401.0335 | 2228.4905 | 2067.1628 | 2467.8881 | 2603.4231 | 2565.3689 | 2110.7295 | 1868.8043 | 2051.3154 | 2053.7457 | 2122.968 | 2108.2149 | 2465.3004 | 2365.7055 | 4090.7403
BaseCase SG | NSW | SNW | Black Coal | 10081.7198 | 10071.7344 | 3156.7536 | 3156.7536 | 0 | 0 | 0 | 0 | 0 | 0 | 0 | 0 | 0 | 0 | 0 | 0 | 0 | 0 | 0 | 0 | 0 | 0 | 0 | 0
BaseCase SG | NSW | SNW | CCGT | 525.6 | 484.1389 | 525.6 | 175.2 | 408.3586 | 276.2524 | 780.7566 | 458.496 | 517.8162 | 712.5734 | 1168.6631 | 893.2894 | 744.4281 | 1320.0281 | 1954.2008 | 1972.3037 | 1854.2018 | 741.8373 | 754.7146 | 852.9477 | 904.5179 | 879.0232 | 1114.5825 | 1073.6798
BaseCase SG | NSW | SNW | Coordinated CER | 36.2484 | 42.0375 | 51.9532 | 63.7871 | 81.2383 | 104.5793 | 141.4502 | 175.5343 | 198.7048 | 243.6594 | 268.8491 | 281.6314 | 358.6816 | 418.3359 | 458.8001 | 442.8211 | 406.1555 | 508.8364 | 666.7677 | 775.9438 | 910.3151 | 1187.1747 | 1466.5757 | 1724.7141
BaseCase SG | NSW | SNW | DSP | 1.9733e-06 | 5.351e-06 | 2.6025e-06 | 2.7053e-06 | 3.5293e-06 | 3.6957e-06 | 0.013875 | 0 | 0 | 0 | 0 | 0 | 3.5781 | 0.051 | 0.46775 | 0.26075 | 1.9204 | 0.40086 | 0.57588 | 0.61538 | 0.7345 | 0.17225 | 0.8035 | 0.48613
BaseCase SG | NSW | SNW | Distributed PV | 6689.6365 | 7346.0815 | 8393.4475 | 8928.2851 | 8952.4996 | 9437.4882 | 9472.3446 | 10220.959 | 10247.5875 | 10233.8295 | 9785.2086 | 9542.0723 | 10234.769 | 11075.8939 | 11388.1586 | 10796.5113 | 9831.2185 | 10342.9031 | 11469.5823 | 12108.9767 | 12244.237 | 13124.2414 | 13482.3495 | 14946.5925
BaseCase SG | NSW | SNW | OCGT | 8.3026 | 11.1671 | 66.2551 | 18.1687 | 68.5025 | 56.4964 | 335.0655 | 152.5171 | 201.6854 | 396.4148 | 533.0959 | 669.9136 | 708.3032 | 1073.0274 | 2213.7624 | 1995.9389 | 2111.4737 | 2885.3055 | 3058.036 | 5035.0456 | 4318.485 | 4239.8025 | 6195.715 | 5296.1273
BaseCase SG | NSW | SNW | Offshore Wind | 0 | 0 | 0 | 0 | 0 | 0 | 0 | 0 | 0 | 0 | 0 | 0 | 0 | 0 | 0 | 0 | 0 | 0 | 0 | 0 | 0 | 0 | 0 | 0
BaseCase SG | NSW | SNW | Solar | 1.7459e-05 | 6.8679e-05 | 6.8067e-05 | 6.3655e-05 | 7.3033e-05 | 8.9846e-05 | 0.0001201 | 0.00012611 | 0.0001352 | 0.00012195 | 0.00011522 | 0.00011952 | 910.2928 | 879.2176 | 1043.4508 | 1527.8447 | 1646.7522 | 1691.2059 | 1837.4946 | 1953.7067 | 1834.0792 | 1942.8937 | 1904.1889 | 1993.5651
BaseCase SG | NSW | SNW | Wind | 0 | 0 | 2.7055e-06 | 1.4427e-05 | 1.4265e-05 | 1.9482e-05 | 2.7401e-05 | 2.7265e-05 | 2.7972e-05 | 2.7801e-05 | 2.774e-05 | 2.8653e-05 | 207.6981 | 176.9285 | 191.1625 | 186.5544 | 196.6331 | 181.0921 | 196.8479 | 186.2021 | 186.5542 | 183.7856 | 193.2737 | 193.5891
BaseCase SG | QLD |  | 1h | 91.2872 | 127.6272 | 213.4906 | 247.7549 | 300.9516 | 309.8888 | 297.1704 | 292.7804 | 292.8083 | 289.5226 | 284.8691 | 285.1211 | 307.1277 | 314.3696 | 317.3677 | 300.2493 | 285.6036 | 296.1025 | 306.3952 | 302.7004 | 288.1308 | 299.4168 | 290.2241 | 164.8826
BaseCase SG | QLD |  | 2h | 1197.2394 | 1090.1195 | 1459.7602 | 1620.6333 | 1863.9333 | 1905.2152 | 1853.2202 | 1830.8137 | 1829.5903 | 1816.7622 | 1807.3643 | 1779.9772 | 1807.9331 | 1857.6921 | 1865.2402 | 1790.7844 | 1681.5035 | 1699.3301 | 1635.5362 | 1240.9691 | 1201.6986 | 1072.1281 | 891.7881 | 701.909
BaseCase SG | QLD |  | 4h | 221.0973 | 249.632 | 486.0174 | 634.1372 | 723.2553 | 730.8693 | 712.0296 | 712.9442 | 707.8185 | 706.1851 | 694.1958 | 698.2428 | 722.3352 | 740.3308 | 744.545 | 720.1021 | 689.1786 | 691.3328 | 715.7257 | 1326.738 | 1710.6797 | 2675.5796 | 3119.7156 | 3458.5309
BaseCase SG | QLD |  | 8h | 0 | 0 | 6.8465e-05 | 0.00010953 | 0.00011604 | 0.00012235 | 0.00011503 | 0.00011334 | 0.000112 | 0.00011048 | 0.00010711 | 0.00010671 | 0.00011713 | 0.00012011 | 0.00012289 | 0.00011241 | 0.0001106 | 0.00011288 | 0.00011604 | 0.00011491 | 0.00011359 | 0.0001181 | 4.1321e-05 | 240.6611
BaseCase SG | QLD |  | Biomass | 269.1072 | 269.8445 | 246.1566 | 207.7584 | 219.4394 | 217.6654 | 223.083 | 217.0081 | 213.7838 | 213.291 | 200.1956 | 205.1596 | 205.1065 | 205.0259 | 214.0678 | 202.0147 | 213.6223 | 184.0212 | 183.2201 | 164.1037 | 169.1108 | 183.4174 | 168.2258 | 136.9463
BaseCase SG | QLD |  | Black Coal | 40217.9977 | 28524.7882 | 26454.3186 | 16939.436 | 18437.2393 | 17638.731 | 17336.4963 | 16145.7975 | 14542.426 | 14742.0495 | 12847.022 | 10686.0363 | 13305.9005 | 14430.3905 | 15311.2873 | 14899.2812 | 12988.4498 | 11409.0452 | 10234.1089 | 8732.1537 | 7483.2605 | 7503.7867 | 7534.5002 | 0
BaseCase SG | QLD |  | CCGT | 1225.3471 | 1114.6946 | 1284.8009 | 1050.1036 | 127.2939 | 110.5482 | 271.6824 | 221.5241 | 92.1136 | 212.7284 | 578.2641 | 846.534 | 727.7223 | 939.1841 | 1304.0863 | 901.7355 | 1422.9806 | 1512.9017 | 1922.1632 | 526.413 | 548.6699 | 129.4105 | 161.7919 | 334.5916
BaseCase SG | QLD |  | Coordinated CER | 28.8978 | 35.7682 | 47.1671 | 59.3218 | 89.3876 | 122.1944 | 145.9282 | 191.7043 | 242.9764 | 285.8423 | 327.4069 | 397.2012 | 516.9727 | 592.4495 | 693.9765 | 549.2643 | 582.5867 | 777.2379 | 947.1592 | 1122.4301 | 1085.6293 | 1374.6102 | 1532.9383 | 1877.9744
BaseCase SG | QLD |  | Distributed PV | 9501.309 | 10892.183 | 11694.6874 | 12695.6223 | 13194.9412 | 13641.853 | 14114.104 | 14809.8863 | 15064.7898 | 15623.1394 | 14957.294 | 14650.2353 | 15444.6152 | 16754.9664 | 17183.3985 | 16880.4288 | 14776.8741 | 16503.0905 | 17355.137 | 18579.7 | 19091.9141 | 19775.6404 | 20663.3684 | 21937.7223
BaseCase SG | QLD |  | H2 Reciprocating Engine | 0 | 0 | 2.8273e-06 | 4.6066e-06 | 6.603e-06 | 8.1893e-06 | 0 | 0 | 0 | 0 | 2.7093 | 37.0185 | 82.7759 | 107.2406 | 204.4205 | 80.4485 | 105.2457 | 183.8127 | 230.1155 | 188.0295 | 158.8026 | 105.7696 | 197.139 | 229.8348
BaseCase SG | QLD |  | Hydro | 976.6747 | 858.5337 | 695.0598 | 763.6783 | 690.0115 | 567.252 | 557.0866 | 680.4675 | 859.389 | 674.7152 | 707.2226 | 774.7896 | 764.5251 | 898.7764 | 664.4999 | 719.5222 | 877.6838 | 716.7879 | 637.3607 | 624.8111 | 589.1808 | 557.8693 | 550.7594 | 507.2557
BaseCase SG | QLD |  | Liquid Fuel | 0 | 0 | 0 | 0 | 2.6235e-08 | 5.0085e-08 | 0 | 0 | 0 | 0 | 0 | 0 | 5.2019 | 0 | 0 | 0 | 0 | 0 | 0 | 0 | 0 | 0 | 0 | 0
BaseCase SG | QLD |  | OCGT | 4.4735 | 8.5661 | 13.0479 | 7.2178 | 1.7639e-05 | 2.2841e-05 | 0 | 0 | 0 | 0 | 8.0298 | 66.4615 | 275.7369 | 268.8468 | 593.2359 | 132.327 | 262.0656 | 311.5953 | 1520.1529 | 2459.5233 | 1902.4599 | 1457.3162 | 1960.2303 | 3352.3193
BaseCase SG | QLD |  | PHES | 440.2092 | 524.9282 | 1170.376 | 1258.0578 | 1655.0118 | 1655.915 | 1412.5197 | 1452.7877 | 1502.9101 | 1503.61 | 1496.2859 | 1616.5738 | 1797.9987 | 1799.4368 | 1835.9223 | 4884.678 | 4883.2753 | 5450.9828 | 5508.8493 | 5419.1538 | 5030.9929 | 5628.8803 | 5546.3543 | 5818.187
BaseCase SG | QLD |  | Solar | 8153.628 | 12174.8662 | 14308.6982 | 14006.9932 | 13963.5014 | 14294.8525 | 14109.3208 | 14264.46 | 14419.5773 | 14601.5407 | 13786.0187 | 13809.8086 | 14230.4894 | 13941.9153 | 13913.7938 | 17757.4866 | 19187.858 | 20880.2757 | 21427.2822 | 22232.1514 | 21332.5267 | 24074.7481 | 24114.6926 | 26107.7197
BaseCase SG | QLD |  | Wind | 8586.2835 | 9718.0509 | 11824.3114 | 12579.8634 | 12615.792 | 12435.951 | 13957.3429 | 14764.0638 | 17618.075 | 19746.2134 | 22893.8984 | 25409.516 | 25901.7843 | 26336.5902 | 26437.442 | 27491.1722 | 26272.6629 | 30587.5442 | 30512.9117 | 33823.1882 | 37980.339 | 38300.803 | 39237.8929 | 42515.0031
BaseCase SG | QLD | CQ | 2h | 31.795 | 78.7983 | 111.0369 | 107.3471 | 138.0768 | 140.7272 | 133.3327 | 133.9584 | 132.5849 | 129.1987 | 128.1395 | 131.8103 | 140.4052 | 143.5246 | 147.2501 | 136.8922 | 101.4604 | 106.5386 | 110.1008 | 107.3991 | 111.4437 | 109.4129 | 109.7485 | 101.7058
BaseCase SG | QLD | CQ | 4h | 34.4149 | 92.6179 | 140.4942 | 136.4016 | 177.6954 | 183.0834 | 171.6035 | 172.6176 | 169.9782 | 163.4171 | 163.9212 | 167.4825 | 179.8636 | 185.2954 | 190.6445 | 176.5853 | 167.2947 | 174.2123 | 182.0402 | 171.5353 | 0 | 0 | 0 | 0
BaseCase SG | QLD | CQ | 8h | 0 | 0 | 3.0309e-05 | 4.2971e-05 | 4.5405e-05 | 4.8954e-05 | 4.5337e-05 | 4.4805e-05 | 4.3882e-05 | 4.2814e-05 | 4.0913e-05 | 4.1818e-05 | 4.7642e-05 | 4.8065e-05 | 4.965e-05 | 4.5312e-05 | 4.3989e-05 | 4.4578e-05 | 4.692e-05 | 4.6824e-05 | 4.7374e-05 | 4.8226e-05 | 1.3413e-05 | 240.661
BaseCase SG | QLD | CQ | Black Coal | 12752.8518 | 6291.7332 | 6158.28 | 4931.88 | 4931.88 | 4945.392 | 4931.88 | 4931.88 | 4931.88 | 4945.392 | 4931.88 | 4931.88 | 5901.3807 | 6815.1699 | 7627.0336 | 7283.1861 | 8633.1519 | 7415.8897 | 6179.2608 | 4926.8248 | 3617.5784 | 3624.5886 | 3655.3511 | 0
BaseCase SG | QLD | CQ | Coordinated CER | 1.8249 | 3.1022 | 4.3271 | 5.2034 | 8.119 | 10.5903 | 12.3158 | 15.9442 | 19.3801 | 22.6366 | 25.8698 | 31.6491 | 40.6361 | 45.8787 | 52.4404 | 45.6994 | 48.0452 | 60.9433 | 71.3852 | 87.0638 | 91.2635 | 105.4471 | 121.8161 | 145.025
BaseCase SG | QLD | CQ | Distributed PV | 883.1645 | 1015.3945 | 1094.265 | 1171.8999 | 1220.4699 | 1265.5984 | 1319.57 | 1425.069 | 1452.7129 | 1501.8699 | 1442.743 | 1416.6692 | 1487.52 | 1628.042 | 1671.4345 | 1582.0395 | 1408.819 | 1575.6185 | 1661.913 | 1747.824 | 1796.6528 | 1865.3334 | 1964.0061 | 2148.1058
BaseCase SG | QLD | CQ | OCGT | 3.2758e-07 | 4.9274e-07 | 5.3779e-07 | 5.6671e-07 | 1.9968e-06 | 3.103e-06 | 0 | 0 | 0 | 0 | 0 | 0 | 29.0835 | 5.9612 | 36.4269 | 1.9555 | 19.8667 | 12.3817 | 50.9623 | 34.0579 | 108.0303 | 31.583 | 94.9688 | 181.1747
BaseCase SG | QLD | CQ | PHES | 0 | 0 | 0 | 0 | 0 | 0 | 0 | 0 | 0 | 0 | 0 | 0 | 0 | 0 | 0 | 0 | 0 | 0 | 0 | 0 | 0 | 0 | 0 | 0
BaseCase SG | QLD | CQ | Solar | 1718.1026 | 2333.616 | 2494.2948 | 2081.0756 | 2107.9197 | 2126.0802 | 2185.4151 | 2186.1713 | 2234.9987 | 2200.9083 | 2323.7489 | 2302.6114 | 2367.1768 | 2303.907 | 2350.7548 | 2541.8363 | 2145.7745 | 2332.6559 | 2290.1914 | 2219.3625 | 2215.8818 | 2273.2551 | 1450.1918 | 3220.9579
BaseCase SG | QLD | CQ | Wind | 1392.5019 | 2536.3321 | 3279.8085 | 3504.3513 | 3340.7146 | 3356.078 | 3218.3336 | 3187.7749 | 3601.5871 | 3181.5314 | 3836.9959 | 3727.1859 | 3461.9987 | 3837.6931 | 3781.1436 | 3819.8433 | 3598.2178 | 4632.2905 | 4702.1994 | 6488.4177 | 6197.0688 | 6816.6275 | 6525.191 | 5991.5069
BaseCase SG | QLD | GG | 1h | 0 | 21.3982 | 66.4202 | 100.3194 | 125.3451 | 125.6163 | 118.9322 | 120.6807 | 118.5933 | 119.8725 | 115.7579 | 119.7226 | 127.7032 | 128.8312 | 131.0528 | 125.1314 | 119.9534 | 122.5766 | 126.7113 | 123.4911 | 125.3694 | 125.1139 | 123.0859 | 0
BaseCase SG | QLD | GG | 4h | 0 | 0 | 9.3003e-05 | 0.00028148 | 0.00031492 | 0.00032423 | 0.00024557 | 0.00025076 | 0.00024574 | 0.00024691 | 0.00024088 | 0.0002484 | 0.00026071 | 0.00026448 | 0.00026853 | 0.00025799 | 0.00024815 | 0.00025652 | 0.00026338 | 0.00025827 | 0.0002851 | 0.00029558 | 463.4042 | 435.1568
BaseCase SG | QLD | GG | Black Coal | 2943.36 | 2951.424 | 1959.552 | 0 | 0 | 0 | 0 | 0 | 0 | 0 | 0 | 0 | 0 | 0 | 0 | 0 | 0 | 0 | 0 | 0 | 0 | 0 | 0 | 0
BaseCase SG | QLD | GG | CCGT | 832.3139 | 841.7409 | 841.9954 | 829.8698 | 1.2405e-06 | 1.53e-06 | 0 | 0 | 0 | 0 | 7.5996 | 18.9205 | 33.8108 | 37.9447 | 79.5367 | 31.9441 | 31.1916 | 43.873 | 100.7988 | 86.4997 | 125.4775 | 129.4105 | 161.7919 | 334.5916
BaseCase SG | QLD | GG | Coordinated CER | 0.1353 | 0.25529 | 0.36634 | 0.66955 | 1.0535 | 1.3821 | 1.6779 | 2.1327 | 2.6263 | 3.043 | 3.5174 | 4.2877 | 5.3897 | 6.2499 | 7.2361 | 6.487 | 6.3887 | 8.3072 | 9.9016 | 11.7786 | 13.1222 | 15.1724 | 18.3709 | 19.7471
BaseCase SG | QLD | GG | Distributed PV | 107.84 | 124.326 | 134.251 | 146.6694 | 152.9179 | 158.4662 | 163.8925 | 172.0037 | 175.1135 | 181.187 | 173.5724 | 169.9924 | 179.0232 | 195.464 | 200.5755 | 197.6305 | 172.1879 | 192.574 | 202.997 | 218.2135 | 224.45 | 232.797 | 243.1188 | 258.3145
BaseCase SG | QLD | GG | OCGT | 0 | 0 | 0 | 0 | 1.3309e-06 | 2.6033e-06 | 0 | 0 | 0 | 0 | 0 | 0 | 0 | 0 | 0 | 0 | 0 | 8.636e-08 | 6.6636e-07 | 9.2529e-07 | 2.728e-06 | 2.4879e-06 | 2.8903e-06 | 7.3983e-05
BaseCase SG | QLD | GG | Solar | 772.3376 | 889.3258 | 918.6882 | 860.2927 | 858.6927 | 901.1175 | 898.5146 | 918.3851 | 929.7798 | 949.1168 | 951.8693 | 933.0932 | 959.5052 | 961.1243 | 944.338 | 953.987 | 774.668 | 891.3471 | 917.1325 | 948.0677 | 953.5596 | 975.9031 | 963.1748 | 969.1969
BaseCase SG | QLD | NQ | 2h | 0 | 36.9103 | 200.0572 | 334.4847 | 378.3496 | 378.3074 | 375.3853 | 377.1541 | 377.8911 | 375.8797 | 361.1159 | 369.3671 | 372.4861 | 385.5992 | 385.9091 | 374.9284 | 348.0116 | 334.2205 | 357.2574 | 321.4086 | 348.7049 | 173.3052 | 177.7289 | 0
BaseCase SG | QLD | NQ | 4h | 0 | 0 | 171.5133 | 241.5259 | 260.7462 | 261.069 | 259.6821 | 261.2016 | 261.1074 | 261.5768 | 252.6971 | 257.5814 | 259.4083 | 265.9634 | 265.8316 | 262.0915 | 247.9105 | 241.4377 | 252.4106 | 225.8727 | 242.7525 | 238.9727 | 61.8905 | 57.2126
BaseCase SG | QLD | NQ | Biomass | 269.1072 | 269.8445 | 246.1566 | 207.7584 | 219.4394 | 217.6654 | 223.083 | 217.0081 | 213.7838 | 213.291 | 200.1956 | 205.1596 | 205.1065 | 205.0259 | 214.0678 | 202.0147 | 213.6223 | 184.0212 | 183.2201 | 164.1037 | 169.1108 | 183.4174 | 168.2258 | 136.9463
BaseCase SG | QLD | NQ | CCGT | 17.2597 | 13.7519 | 28.5881 | 8.9037 | 8.9037 | 8.928 | 8.9037 | 8.9037 | 8.9037 | 8.9281 | 29.3471 | 105.3904 | 107.8133 | 156.4938 | 234.8668 | 139.7131 | 251.9213 | 251.3783 | 399.6893 | 439.9132 | 423.1924 | 0 | 0 | 0
BaseCase SG | QLD | NQ | Coordinated CER | 4.3372 | 5.5784 | 7.3179 | 9.4248 | 12.9791 | 17.002 | 20.1598 | 26.2583 | 32.2548 | 37.6781 | 43.2138 | 52.1538 | 64.3442 | 73.5965 | 85.6798 | 81.9752 | 74.1369 | 89.1183 | 110.222 | 129.1897 | 148.0614 | 169.0353 | 222.8403 | 249.2923
BaseCase SG | QLD | NQ | Distributed PV | 1439.5615 | 1653.838 | 1771.0605 | 1921.6159 | 2005.7109 | 2072.8119 | 2135.7245 | 2241.1101 | 2278.3474 | 2367.667 | 2265.0492 | 2224.6705 | 2339.2975 | 2535.424 | 2602.5605 | 2573.1268 | 2246.141 | 2515.6475 | 2634.99 | 2817.2967 | 2910.5247 | 3011.4949 | 3129.2295 | 3321.513
BaseCase SG | QLD | NQ | Hydro | 976.6747 | 858.5337 | 695.0598 | 763.6783 | 690.0115 | 567.252 | 557.0866 | 680.4675 | 859.389 | 674.7152 | 707.2226 | 774.7896 | 764.5251 | 898.7764 | 664.4999 | 719.5222 | 877.6838 | 716.7879 | 637.3607 | 624.8111 | 589.1808 | 557.8693 | 550.7594 | 507.2557
BaseCase SG | QLD | NQ | Liquid Fuel | 0 | 0 | 0 | 0 | 2.6235e-08 | 5.0085e-08 | 0 | 0 | 0 | 0 | 0 | 0 | 5.2019 | 0 | 0 | 0 | 0 | 0 | 0 | 0 | 0 | 0 | 0 | 0
BaseCase SG | QLD | NQ | PHES | 288.0692 | 379.2021 | 587.9348 | 623.7605 | 776.9249 | 780.4667 | 719.3673 | 719.5601 | 728.9544 | 742.9749 | 712.5025 | 740.0008 | 780.9057 | 801.8511 | 805.1953 | 781.3179 | 660.0341 | 669.594 | 699.1675 | 650.2381 | 720.1796 | 720.1214 | 713.2499 | 673.7503
BaseCase SG | QLD | NQ | Solar | 1517.6907 | 2023.9747 | 3238.6291 | 3112.9206 | 3179.4499 | 3349.5419 | 3115.487 | 3073.0702 | 3099.9612 | 3232.9548 | 3012.9602 | 3337.2417 | 3327.095 | 3051.3067 | 3136.557 | 3342.9553 | 2778.6559 | 2793.392 | 2897.6536 | 2619.833 | 2651.1228 | 2577.7019 | 2093.4234 | 1912.1983
BaseCase SG | QLD | NQ | Wind | 940.2598 | 974.8654 | 2179.2547 | 2833.7081 | 2820.7732 | 2655.6484 | 4631.4375 | 5306.6716 | 5111.6532 | 5291.4448 | 5574.9342 | 5291.9314 | 6454.1718 | 7395.915 | 6906.4711 | 7523.1575 | 7467.9243 | 10808.3828 | 11403.277 | 12938.352 | 12570.0897 | 12381.148 | 14361.2334 | 15848.1429
BaseCase SG | QLD | SQ | 1h | 91.2872 | 106.229 | 147.0704 | 147.4355 | 175.6065 | 184.2725 | 178.2382 | 172.0997 | 174.215 | 169.6501 | 169.1112 | 165.3985 | 179.4245 | 185.5384 | 186.3149 | 175.118 | 165.6502 | 173.5258 | 179.6839 | 179.2093 | 162.7614 | 174.3028 | 167.1382 | 164.8826
BaseCase SG | QLD | SQ | 2h | 1165.4444 | 974.4109 | 1148.6662 | 1178.8015 | 1347.5068 | 1386.1806 | 1344.5022 | 1319.7011 | 1319.1144 | 1311.6838 | 1318.1089 | 1278.7997 | 1295.0418 | 1328.5683 | 1332.081 | 1278.9638 | 1232.0315 | 1258.571 | 1168.178 | 812.1614 | 741.5501 | 789.4099 | 604.3108 | 600.2032
BaseCase SG | QLD | SQ | 4h | 186.6824 | 157.0141 | 174.0098 | 256.2095 | 284.8133 | 286.7166 | 280.7438 | 279.1247 | 276.7327 | 281.191 | 277.5772 | 273.1787 | 283.063 | 289.0717 | 288.0686 | 281.4251 | 273.9731 | 275.6825 | 281.2747 | 929.3297 | 1467.9269 | 2436.6066 | 2594.4208 | 2966.1614
BaseCase SG | QLD | SQ | 8h | 0 | 0 | 3.8157e-05 | 6.6556e-05 | 7.0636e-05 | 7.3392e-05 | 6.9695e-05 | 6.8535e-05 | 6.8121e-05 | 6.7662e-05 | 6.6198e-05 | 6.489e-05 | 6.9486e-05 | 7.2043e-05 | 7.3236e-05 | 6.7095e-05 | 6.6607e-05 | 6.8299e-05 | 6.9119e-05 | 6.8084e-05 | 6.6219e-05 | 6.987e-05 | 2.7909e-05 | 7.1581e-05
BaseCase SG | QLD | SQ | Black Coal | 24521.7859 | 19281.631 | 18336.4866 | 12007.556 | 13505.3593 | 12693.339 | 12404.6163 | 11213.9175 | 9610.546 | 9796.6575 | 7915.142 | 5754.1563 | 7404.5198 | 7615.2206 | 7684.2537 | 7616.0951 | 4355.298 | 3993.1555 | 4054.8481 | 3805.329 | 3865.6821 | 3879.198 | 3879.1491 | 0
BaseCase SG | QLD | SQ | CCGT | 375.7736 | 259.2018 | 414.2174 | 211.3301 | 118.3903 | 101.6202 | 262.7787 | 212.6205 | 83.21 | 203.8003 | 541.3175 | 722.2231 | 586.0982 | 744.7456 | 989.6828 | 730.0783 | 1139.8677 | 1217.6504 | 1421.6751 | 0 | 0 | 0 | 0 | 0
BaseCase SG | QLD | SQ | Coordinated CER | 22.6004 | 26.8323 | 35.1558 | 44.024 | 67.2359 | 93.2201 | 111.7747 | 147.3691 | 188.7152 | 222.4845 | 254.8059 | 309.1107 | 406.6028 | 466.7245 | 548.6201 | 415.1028 | 454.0159 | 618.869 | 755.6505 | 894.3981 | 833.1822 | 1084.9553 | 1169.911 | 1463.9099
BaseCase SG | QLD | SQ | Distributed PV | 7070.743 | 8098.6245 | 8695.111 | 9455.4369 | 9815.8424 | 10144.9764 | 10494.917 | 10971.7035 | 11158.6161 | 11572.4155 | 11075.9295 | 10838.9032 | 11438.7745 | 12396.0364 | 12708.828 | 12527.632 | 10949.7262 | 12219.2505 | 12855.237 | 13796.3657 | 14160.2866 | 14666.0152 | 15327.014 | 16209.789
BaseCase SG | QLD | SQ | H2 Reciprocating Engine | 0 | 0 | 2.8273e-06 | 4.6066e-06 | 6.603e-06 | 8.1893e-06 | 0 | 0 | 0 | 0 | 2.7093 | 37.0185 | 82.7759 | 107.2406 | 204.4205 | 80.4485 | 105.2457 | 183.8127 | 230.1155 | 188.0295 | 158.8026 | 105.7696 | 197.139 | 229.8348
BaseCase SG | QLD | SQ | OCGT | 4.4735 | 8.5661 | 13.0479 | 7.2178 | 1.4311e-05 | 1.7135e-05 | 0 | 0 | 0 | 0 | 8.0298 | 66.4615 | 246.6534 | 262.8856 | 556.809 | 130.3715 | 242.1989 | 299.2136 | 1469.1906 | 2425.4654 | 1794.4296 | 1425.7333 | 1865.2615 | 3171.1445
BaseCase SG | QLD | SQ | PHES | 152.14 | 145.7261 | 582.4412 | 634.2973 | 878.0869 | 875.4484 | 693.1525 | 733.2276 | 773.9557 | 760.6351 | 783.7834 | 876.573 | 1017.093 | 997.5857 | 1030.727 | 4103.3601 | 4223.2412 | 4781.3888 | 4809.6817 | 4768.9157 | 4310.8133 | 4908.7589 | 4833.1045 | 5144.4367
BaseCase SG | QLD | SQ | Solar | 4145.4971 | 6927.9496 | 7657.0861 | 7952.7043 | 7817.4391 | 7918.113 | 7909.9041 | 8086.8335 | 8154.8377 | 8218.5608 | 7497.4403 | 7236.8624 | 7576.7124 | 7625.5773 | 7482.1439 | 10918.708 | 13488.7595 | 14862.8807 | 15322.3047 | 16444.8882 | 15511.9625 | 18247.8881 | 19607.9026 | 20005.3665
BaseCase SG | QLD | SQ | Wind | 6253.5218 | 6206.8534 | 6365.2482 | 6241.804 | 6454.3042 | 6424.2246 | 6107.5718 | 6269.6173 | 8904.8347 | 11273.2373 | 13481.9683 | 16390.3987 | 15985.6138 | 15102.982 | 15749.8273 | 16148.1714 | 15206.5207 | 15146.8709 | 14407.4353 | 14396.4185 | 19213.1805 | 19103.0275 | 18351.4686 | 20675.3533
BaseCase SG | SA |  | 2h | 438.0654 | 2416.9275 | 1142.13 | 1023.1814 | 1033.1137 | 978.1391 | 976.5432 | 900.5236 | 1220.3533 | 1052.645 | 1030.1961 | 987.9919 | 986.668 | 1095.6542 | 1138.9474 | 1046.2954 | 995.3676 | 1028.7377 | 749.4648 | 691.6654 | 730.8715 | 133.9108 | 122.8514 | 45.6119
BaseCase SG | SA |  | 4h | 0 | 368.8865 | 204.0588 | 173.9827 | 169.0478 | 163.5074 | 172.88 | 144.1866 | 202.7779 | 181.5181 | 180.0937 | 172.7685 | 172.9194 | 185.9952 | 195.1171 | 180.7531 | 176.9574 | 194.7499 | 176.3434 | 164.5336 | 187.0643 | 0.00017618 | 7.5188e-05 | 164.6955
BaseCase SG | SA |  | 8h | 0 | 0 | 598.5709 | 547.4621 | 553.5213 | 532.2289 | 521.4113 | 477.5958 | 618.8739 | 913.6961 | 902.0767 | 870.1327 | 893.768 | 971.6482 | 977.6957 | 955.0764 | 932.0226 | 976.3419 | 857.7687 | 780.9307 | 874.2733 | 1066.3692 | 551.305 | 539.3234
BaseCase SG | SA |  | CCGT | 814.3926 | 705.9997 | 695.106 | 231.702 | 482.9548 | 172.502 | 563.959 | 245.21 | 333.5459 | 434.5865 | 762.7794 | 0 | 0 | 0 | 0 | 0 | 0 | 0 | 0 | 0 | 0 | 0 | 0 | 0
BaseCase SG | SA |  | Coordinated CER | 45.7803 | 106.6632 | 65.5791 | 56.9068 | 64.6577 | 79.1319 | 89.2885 | 102.4842 | 124.6123 | 137.8636 | 152.7459 | 166.3993 | 201.7102 | 227.3231 | 250.8898 | 253.9458 | 256.1948 | 307.5141 | 326.6505 | 366.7569 | 395.9818 | 481.1151 | 542.0102 | 621.9474
BaseCase SG | SA |  | Distributed PV | 3823.9654 | 4186.5535 | 4500.0146 | 4443.1189 | 4922.2803 | 5099.0933 | 5188.0711 | 5277.9257 | 5652.4129 | 5773.8617 | 5266.2212 | 5705.56 | 5629.3225 | 6103.616 | 5844.718 | 5829.68 | 5381.293 | 5810.7245 | 6088.4585 | 5951.087 | 6354.096 | 6594.9825 | 6771.5285 | 6980.6739
BaseCase SG | SA |  | Liquid Fuel | 30.2085 | 4.5395e-05 | 8.6785e-06 | 0.0001401 | 42.5223 | 17.5237 | 62.8864 | 19.3939 | 34.5028 | 54.8389 | 76.4141 | 63.8582 | 61.4127 | 171.3602 | 246.8595 | 260.3617 | 194.8711 | 196.3835 | 221.0306 | 274.0814 | 33.291 | 8.1928 | 33.044 | 7.6158
BaseCase SG | SA |  | OCGT | 169.1942 | 7.2766 | 5.5056e-05 | 56.4677 | 302.0068 | 117.9438 | 348.4233 | 146.7684 | 219.4664 | 341.3964 | 497.6223 | 420.0582 | 380.8629 | 951.3316 | 1252.4283 | 1272.8667 | 1030.3363 | 1193.3282 | 821.2667 | 776.4406 | 935.6463 | 1021.9598 | 2354.6685 | 1432.8056
BaseCase SG | SA |  | Solar | 1193.5603 | 3298.273 | 3304.383 | 3146.7534 | 3068.4917 | 3445.5794 | 3190.3249 | 2902.7964 | 3394.3099 | 3651.5725 | 3734.9593 | 3777.2421 | 3801.7202 | 3895.2198 | 4074.3676 | 3713.1038 | 3532.6971 | 3818.596 | 3216.792 | 3263.7283 | 3223.7019 | 3103.7572 | 2672.0704 | 2985.8296
BaseCase SG | SA |  | Wind | 7947.6388 | 8311.5336 | 7438.1359 | 8262.9313 | 7403.7818 | 8196.1751 | 7224.5955 | 6878.9964 | 7968.4463 | 7280.4492 | 6749.4573 | 7146.4558 | 6770.8145 | 5238.4049 | 5779.9521 | 5491.2846 | 5466.8028 | 5044.3009 | 8154.8368 | 8856.805 | 8722.9525 | 9876.0064 | 7993.6251 | 10009.4021
BaseCase SG | SA | CSA | 2h | 407.2563 | 1995.0152 | 944.105 | 847.3114 | 851.6649 | 801.4283 | 803.1458 | 741.9022 | 1031.9229 | 894.9361 | 874.8063 | 840.3292 | 833.9782 | 925.736 | 965.0202 | 882.7859 | 837.4281 | 856.7919 | 604.1117 | 551.2395 | 581.4631 | 111.9598 | 122.8513 | 45.6119
BaseCase SG | SA | CSA | 4h | 0 | 157.0262 | 75.6682 | 67.0249 | 67.9627 | 64.378 | 64.8567 | 57.1577 | 78.8194 | 72.0204 | 71.0119 | 67.0656 | 70.5263 | 73.4476 | 77.6813 | 71.3177 | 70.5529 | 75.865 | 66.9114 | 58.2721 | 66.6304 | 0.00017618 | 7.5188e-05 | 164.6955
BaseCase SG | SA | CSA | 8h | 0 | 0 | 598.5695 | 547.4608 | 553.5199 | 532.2277 | 521.4101 | 477.5947 | 618.8725 | 564.895 | 563.6051 | 541.119 | 556.0623 | 606.8112 | 608.9315 | 592.9739 | 568.0006 | 603.2276 | 528.8984 | 465.7239 | 536.9084 | 545.6982 | 1.0169e-05 | 3.8992e-05
BaseCase SG | SA | CSA | CCGT | 814.3926 | 705.9997 | 695.106 | 231.702 | 482.9548 | 172.502 | 563.959 | 245.21 | 333.5459 | 434.5865 | 762.7794 | 0 | 0 | 0 | 0 | 0 | 0 | 0 | 0 | 0 | 0 | 0 | 0 | 0
BaseCase SG | SA | CSA | Coordinated CER | 41.467 | 96.0969 | 59.1445 | 51.0839 | 58.0336 | 71.3042 | 80.5243 | 92.6196 | 112.8982 | 124.9472 | 138.4297 | 151.0713 | 183.1597 | 206.5454 | 227.8988 | 230.3163 | 232.3548 | 279.3394 | 297.0356 | 333.6362 | 360.1862 | 438.992 | 494.0948 | 567.8977
BaseCase SG | SA | CSA | Distributed PV | 3517.312 | 3854.3058 | 4129.5002 | 4070.5974 | 4427.4894 | 4588.7114 | 4659.2295 | 4733.7817 | 5067.5044 | 5176.2381 | 4709.7196 | 5087.691 | 5007.2765 | 5440.872 | 5203.317 | 5182.3165 | 4782.9215 | 5158.026 | 5403.345 | 5274.5635 | 5628.739 | 5848.3685 | 5997.09 | 6179.8275
BaseCase SG | SA | CSA | Liquid Fuel | 30.2085 | 4.5395e-05 | 8.6785e-06 | 0.0001401 | 42.5223 | 17.5237 | 62.8864 | 19.3939 | 34.5028 | 54.8389 | 76.4141 | 63.8582 | 61.4127 | 171.3602 | 246.8595 | 260.3617 | 194.8711 | 196.3835 | 221.0306 | 274.0814 | 33.291 | 8.1928 | 33.044 | 7.6158
BaseCase SG | SA | CSA | OCGT | 169.1942 | 7.2766 | 5.494e-05 | 56.4677 | 302.0068 | 117.9437 | 348.4233 | 146.7684 | 218.3597 | 341.3964 | 497.6223 | 420.0582 | 380.8629 | 951.3316 | 1252.4283 | 1272.8667 | 1030.3363 | 1193.3282 | 821.2667 | 776.4406 | 935.6463 | 1021.9598 | 2354.6685 | 1432.8056
BaseCase SG | SA | CSA | Solar | 136.6643 | 1004.0358 | 1272.6902 | 1365.7537 | 1250.7099 | 1343.433 | 1256.2428 | 1309.5373 | 1419.5064 | 1403.4534 | 1374.5468 | 1395.5885 | 1413.479 | 1307.4937 | 1391.4243 | 1280.1374 | 1244.0355 | 1346.6097 | 1325.2795 | 1406.4004 | 1259.2399 | 1279.4261 | 1168.9898 | 1328.6141
BaseCase SG | SA | CSA | Wind | 5395.6547 | 5689.416 | 5229.1337 | 6012.9041 | 5564.1383 | 6345.808 | 5541.2483 | 5259.6672 | 6105.9222 | 5737.3276 | 5146.9399 | 5399.0981 | 5408.1893 | 3974.3598 | 4541.6365 | 4236.7438 | 4227.9772 | 3783.1331 | 6904.6125 | 8202.4139 | 7471.2582 | 7414.8061 | 5851.613 | 6796.4772
BaseCase SG | SA | NSA | 2h | 2.7214 | 364.0032 | 162.0345 | 145.2113 | 151.9674 | 147.0112 | 141.6986 | 132.5885 | 166.7716 | 138.2456 | 135.4396 | 128.7336 | 133.8751 | 149.5674 | 152.9044 | 143.0809 | 138.4355 | 150.1509 | 125.1845 | 120.8783 | 127.6701 | 1.6299e-05 | 1.6236e-05 | 1.7243e-05
BaseCase SG | SA | NSA | 8h | 0 | 0 | 0.001363 | 0.0013335 | 0.0013862 | 0.001246 | 0.0012064 | 0.0011141 | 0.0014006 | 348.8011 | 338.4716 | 329.0137 | 337.7057 | 364.837 | 368.7642 | 362.1025 | 364.022 | 373.1143 | 328.8703 | 315.2068 | 337.3649 | 520.6709 | 551.3049 | 539.3233
BaseCase SG | SA | NSA | Coordinated CER | 2.3556 | 5.6452 | 3.3017 | 3.0658 | 3.5317 | 4.1413 | 4.5698 | 5.0747 | 6.0772 | 6.6571 | 7.3144 | 7.9157 | 9.4608 | 10.5632 | 11.681 | 11.9033 | 12.0156 | 14.0908 | 15.0074 | 16.779 | 17.9914 | 20.7291 | 23.6313 | 26.5955
BaseCase SG | SA | NSA | Distributed PV | 144.468 | 148.524 | 172.4826 | 174.1386 | 272.6275 | 277.3091 | 290.8256 | 300.822 | 331.7136 | 343.4111 | 321.2085 | 349.7645 | 354.801 | 381.898 | 359.081 | 362.121 | 333.7015 | 363.433 | 381.911 | 377.941 | 406.262 | 413.101 | 432.817 | 448.278
BaseCase SG | SA | NSA | Liquid Fuel | 0 | 0 | 0 | 0 | 0 | 0 | 0 | 0 | 0 | 0 | 0 | 0 | 0 | 0 | 0 | 0 | 0 | 0 | 0 | 0 | 0 | 0 | 0 | 0
BaseCase SG | SA | NSA | Solar | 649.3227 | 1853.1715 | 1723.1532 | 1503.0416 | 1546.6165 | 1696.0126 | 1612.6558 | 1390.3502 | 1684.8556 | 1888.2565 | 1955.8763 | 1909.6639 | 1931.5635 | 2094.7987 | 2187.1413 | 2048.6444 | 1940.3145 | 2093.7569 | 1502.011 | 1486.4371 | 1578.8881 | 1431.1595 | 1279.2959 | 1471.5762
BaseCase SG | SA | NSA | Wind | 1823.6826 | 1817.5132 | 1659.0164 | 1699.1753 | 1438.9903 | 1352.2871 | 1262.1115 | 1257.5089 | 1390.7446 | 1252.2783 | 1275.8653 | 1320.2501 | 1283.7056 | 1199.6843 | 1238.3156 | 1254.5408 | 1238.8256 | 1261.1679 | 1250.2243 | 654.3911 | 1251.6943 | 1737.6202 | 1565.9248 | 2509.1543
BaseCase SG | SA | SESA | 2h | 28.0878 | 57.9092 | 35.9905 | 30.6587 | 29.4814 | 29.6996 | 31.6988 | 26.0329 | 21.6588 | 19.4633 | 19.9502 | 18.9292 | 18.8147 | 20.3509 | 21.0228 | 20.4287 | 19.504 | 21.7949 | 20.1686 | 19.5476 | 21.7383 | 21.9511 | 0 | 0
BaseCase SG | SA | SESA | 4h | 0 | 211.8603 | 128.3906 | 106.9578 | 101.0851 | 99.1294 | 108.0233 | 87.029 | 123.9585 | 109.4976 | 109.0818 | 105.7029 | 102.3931 | 112.5476 | 117.4358 | 109.4353 | 106.4044 | 118.8849 | 109.4319 | 106.2615 | 120.4339 | 0 | 0 | 0
BaseCase SG | SA | SESA | Coordinated CER | 1.9577 | 4.921 | 3.1329 | 2.7571 | 3.0924 | 3.6864 | 4.1945 | 4.7898 | 5.637 | 6.2593 | 7.0018 | 7.4123 | 9.0897 | 10.2145 | 11.31 | 11.7262 | 11.8244 | 14.0839 | 14.6074 | 16.3417 | 17.8041 | 21.394 | 24.284 | 27.4542
BaseCase SG | SA | SESA | Distributed PV | 162.1855 | 183.7237 | 198.0317 | 198.3829 | 222.1634 | 233.0728 | 238.016 | 243.322 | 253.195 | 254.2125 | 235.2931 | 268.1045 | 267.245 | 280.846 | 282.32 | 285.2425 | 264.67 | 289.2655 | 303.2025 | 298.5825 | 319.095 | 333.513 | 341.6215 | 352.5685
BaseCase SG | SA | SESA | Liquid Fuel | 0 | 0 | 0 | 0 | 0 | 0 | 0 | 0 | 0 | 0 | 0 | 0 | 0 | 0 | 0 | 0 | 0 | 0 | 0 | 0 | 0 | 0 | 0 | 0
BaseCase SG | SA | SESA | OCGT | 3.4759e-07 | 5.2345e-08 | 1.166e-07 | 5.1017e-07 | 1.7129e-06 | 8.2689e-07 | 0 | 6.265e-08 | 1.1067 | 0 | 0 | 0 | 0 | 0 | 0 | 0 | 0 | 0 | 0 | 0 | 0 | 0 | 0 | 0
BaseCase SG | SA | SESA | Solar | 407.5733 | 441.0656 | 308.5397 | 277.9581 | 271.1653 | 406.1338 | 321.4262 | 202.9089 | 289.9478 | 359.8627 | 404.5363 | 471.9897 | 456.6777 | 492.9274 | 495.802 | 384.3221 | 348.3471 | 378.2294 | 389.5014 | 370.8908 | 385.5738 | 393.1716 | 223.7847 | 185.6393
BaseCase SG | SA | SESA | Wind | 728.3015 | 804.6043 | 549.9858 | 550.852 | 400.6533 | 498.0799 | 421.2357 | 361.8202 | 471.7794 | 290.8433 | 326.652 | 427.1075 | 78.9195 | 64.3609 | 7.3286e-06 | 8.1376e-06 | 8.0318e-06 | 8.6911e-06 | 7.4688e-06 | 1.1132e-05 | 3.6926e-05 | 723.5801 | 576.0873 | 703.7706
BaseCase SG | TAS |  | 24h | 0 | 0 | 0 | 0 | 0 | 0 | 0 | 0 | 0 | 0 | 0 | 0 | 0 | 0 | 0 | 0 | 0 | 0 | 0 | 0 | 0 | 0 | 0 | 0
BaseCase SG | TAS |  | 2h | 0 | 4.4808e-05 | 5.0027e-05 | 5.1327e-05 | 4.9483e-05 | 4.9445e-05 | 2.2487e-05 | 2.3467e-05 | 2.7113e-05 | 2.7022e-05 | 2.7861e-05 | 2.8108e-05 | 3.1261e-05 | 3.1613e-05 | 2.6132e-05 | 2.5797e-05 | 2.5553e-05 | 2.7032e-05 | 2.3651e-05 | 2.4178e-05 | 2.3067e-05 | 8.4482e-06 | 7.481e-08 | 1.5179e-07
BaseCase SG | TAS |  | 4h | 0 | 4.1401e-05 | 4.2993e-05 | 4.4373e-05 | 4.6653e-05 | 4.5602e-05 | 2.3952e-05 | 2.1863e-05 | 3.1614e-05 | 2.7821e-05 | 2.7789e-05 | 2.9853e-05 | 2.9373e-05 | 3.2123e-05 | 3.1899e-05 | 3.1119e-05 | 3.0702e-05 | 3.1492e-05 | 3.0499e-05 | 3.0238e-05 | 3.0752e-05 | 2.1914e-05 | 1.638e-05 | 1.7016e-05
BaseCase SG | TAS |  | 8h | 0 | 0 | 1.7336e-05 | 2.3914e-05 | 2.3539e-05 | 2.3436e-05 | 1.6305e-05 | 1.5891e-05 | 2.1954e-05 | 2.0742e-05 | 2.0161e-05 | 2.0389e-05 | 2.1094e-05 | 2.104e-05 | 2.0103e-05 | 1.9749e-05 | 1.93e-05 | 1.9257e-05 | 1.9344e-05 | 1.8502e-05 | 1.8876e-05 | 2.1036e-05 | 2.0756e-06 | 2.0662e-06
BaseCase SG | TAS |  | CCGT | 0 | 0 | 0 | 0 | 0 | 0 | 0 | 0 | 0 | 0 | 0 | 0 | 0 | 0 | 0 | 0 | 0 | 0 | 0 | 0 | 0 | 0 | 0 | 0
BaseCase SG | TAS |  | CST | 0 | 0 | 0 | 0 | 0 | 0 | 0 | 0 | 0 | 0 | 0 | 0 | 0 | 0 | 0 | 0 | 0 | 0 | 0 | 0 | 0 | 0 | 0 | 0
BaseCase SG | TAS |  | Coordinated CER | 0.54022 | 24.0771 | 31.0501 | 35.8086 | 43.3239 | 11.8047 | 12.1521 | 13.8237 | 18.702 | 13.8119 | 16.9172 | 23.7009 | 22.0885 | 28.4776 | 33.6348 | 38.6555 | 39.5457 | 46.6574 | 56.1119 | 60.1105 | 84.7388 | 100.3402 | 115.1377 | 129.0891
BaseCase SG | TAS |  | Distributed PV | 444.3815 | 489.2265 | 543.4775 | 536.5488 | 579.22 | 622.755 | 625.46 | 650.548 | 662.34 | 652.841 | 649.8705 | 636.511 | 669.659 | 705.1535 | 708.2263 | 675.2134 | 647.6445 | 676.4255 | 719.706 | 692.9805 | 749.381 | 821.8083 | 859.6522 | 936.087
BaseCase SG | TAS |  | Hydro | 7354.3341 | 8412.3593 | 6933.7882 | 6419.366 | 10391.3359 | 11119.2027 | 11548.0493 | 10301.3159 | 8958.5029 | 7859.8312 | 7383.0413 | 8217.0645 | 8432.8426 | 8735.0012 | 6648.908 | 6748.3132 | 6809.384 | 6447.0919 | 6801.2824 | 6592.4701 | 7457.0702 | 7966.9139 | 8178.0939 | 7488.1495
BaseCase SG | TAS |  | OCGT | 4.872e-08 | 0 | 6.2635e-08 | 1.0556e-07 | 1.375e-06 | 2.2898e-06 | 0 | 0 | 0 | 2.3833 | 7.6671 | 6.6543 | 7.8226 | 19.2483 | 15.9036 | 13.799 | 9.7077 | 9.2165 | 16.3483 | 15.5008 | 14.1137 | 4.6213 | 21.789 | 12.4124
BaseCase SG | TAS |  | PHES | 0 | 0 | 0 | 0 | 0 | 0 | 0 | 0 | 0 | 0 | 0 | 0 | 0 | 0 | 0 | 0 | 0 | 0 | 0 | 0 | 6.113e-08 | 3.3397e-06 | 3.0354e-06 | 3.0765e-06
BaseCase SG | TAS |  | Solar | 2.2734e-06 | 428.7931 | 1911.2996 | 2345.6677 | 2601.0212 | 2860.1187 | 2831.573 | 2884.8085 | 2853.2287 | 2686.9535 | 3423.6391 | 3420.3021 | 3557.5904 | 3776.1067 | 1886.2169 | 1763.9467 | 1665.6941 | 1870.2877 | 1868.4766 | 1812.4854 | 1984.5187 | 2142.7167 | 2034.9426 | 2049.7729
BaseCase SG | TAS |  | Wind | 1965.7355 | 1950.1218 | 1924.9059 | 2099.8483 | 1951.1646 | 1925.9236 | 2050.9177 | 3745.3276 | 5634.9284 | 7435.3742 | 7704.4491 | 7414.1224 | 7554.908 | 7524.7386 | 6307.9067 | 6524.7862 | 6740.7478 | 6711.6008 | 6211.0934 | 6635.1456 | 6648.6894 | 6472.1639 | 6853.7038 | 6950.4664
BaseCase SG | TAS | TAS | 24h | 0 | 0 | 0 | 0 | 0 | 0 | 0 | 0 | 0 | 0 | 0 | 0 | 0 | 0 | 0 | 0 | 0 | 0 | 0 | 0 | 0 | 0 | 0 | 0
BaseCase SG | TAS | TAS | 2h | 0 | 4.4808e-05 | 5.0027e-05 | 5.1327e-05 | 4.9483e-05 | 4.9445e-05 | 2.2487e-05 | 2.3467e-05 | 2.7113e-05 | 2.7022e-05 | 2.7861e-05 | 2.8108e-05 | 3.1261e-05 | 3.1613e-05 | 2.6132e-05 | 2.5797e-05 | 2.5553e-05 | 2.7032e-05 | 2.3651e-05 | 2.4178e-05 | 2.3067e-05 | 8.4482e-06 | 7.481e-08 | 1.5179e-07
BaseCase SG | TAS | TAS | 4h | 0 | 4.1401e-05 | 4.2993e-05 | 4.4373e-05 | 4.6653e-05 | 4.5602e-05 | 2.3952e-05 | 2.1863e-05 | 3.1614e-05 | 2.7821e-05 | 2.7789e-05 | 2.9853e-05 | 2.9373e-05 | 3.2123e-05 | 3.1899e-05 | 3.1119e-05 | 3.0702e-05 | 3.1492e-05 | 3.0499e-05 | 3.0238e-05 | 3.0752e-05 | 2.1914e-05 | 1.638e-05 | 1.7016e-05
BaseCase SG | TAS | TAS | 8h | 0 | 0 | 1.7336e-05 | 2.3914e-05 | 2.3539e-05 | 2.3436e-05 | 1.6305e-05 | 1.5891e-05 | 2.1954e-05 | 2.0742e-05 | 2.0161e-05 | 2.0389e-05 | 2.1094e-05 | 2.104e-05 | 2.0103e-05 | 1.9749e-05 | 1.93e-05 | 1.9257e-05 | 1.9344e-05 | 1.8502e-05 | 1.8876e-05 | 2.1036e-05 | 2.0756e-06 | 2.0662e-06
BaseCase SG | TAS | TAS | CCGT | 0 | 0 | 0 | 0 | 0 | 0 | 0 | 0 | 0 | 0 | 0 | 0 | 0 | 0 | 0 | 0 | 0 | 0 | 0 | 0 | 0 | 0 | 0 | 0
BaseCase SG | TAS | TAS | CST | 0 | 0 | 0 | 0 | 0 | 0 | 0 | 0 | 0 | 0 | 0 | 0 | 0 | 0 | 0 | 0 | 0 | 0 | 0 | 0 | 0 | 0 | 0 | 0
BaseCase SG | TAS | TAS | Coordinated CER | 0.54022 | 24.0771 | 31.0501 | 35.8086 | 43.3239 | 11.8047 | 12.1521 | 13.8237 | 18.702 | 13.8119 | 16.9172 | 23.7009 | 22.0885 | 28.4776 | 33.6348 | 38.6555 | 39.5457 | 46.6574 | 56.1119 | 60.1105 | 84.7388 | 100.3402 | 115.1377 | 129.0891
BaseCase SG | TAS | TAS | Distributed PV | 444.3815 | 489.2265 | 543.4775 | 536.5488 | 579.22 | 622.755 | 625.46 | 650.548 | 662.34 | 652.841 | 649.8705 | 636.511 | 669.659 | 705.1535 | 708.2263 | 675.2134 | 647.6445 | 676.4255 | 719.706 | 692.9805 | 749.381 | 821.8083 | 859.6522 | 936.087
BaseCase SG | TAS | TAS | Hydro | 7354.3341 | 8412.3593 | 6933.7882 | 6419.366 | 10391.3359 | 11119.2027 | 11548.0493 | 10301.3159 | 8958.5029 | 7859.8312 | 7383.0413 | 8217.0645 | 8432.8426 | 8735.0012 | 6648.908 | 6748.3132 | 6809.384 | 6447.0919 | 6801.2824 | 6592.4701 | 7457.0702 | 7966.9139 | 8178.0939 | 7488.1495
BaseCase SG | TAS | TAS | OCGT | 4.872e-08 | 0 | 6.2635e-08 | 1.0556e-07 | 1.375e-06 | 2.2898e-06 | 0 | 0 | 0 | 2.3833 | 7.6671 | 6.6543 | 7.8226 | 19.2483 | 15.9036 | 13.799 | 9.7077 | 9.2165 | 16.3483 | 15.5008 | 14.1137 | 4.6213 | 21.789 | 12.4124
BaseCase SG | TAS | TAS | PHES | 0 | 0 | 0 | 0 | 0 | 0 | 0 | 0 | 0 | 0 | 0 | 0 | 0 | 0 | 0 | 0 | 0 | 0 | 0 | 0 | 6.113e-08 | 3.3397e-06 | 3.0354e-06 | 3.0765e-06
BaseCase SG | TAS | TAS | Solar | 2.2734e-06 | 428.7931 | 1911.2996 | 2345.6677 | 2601.0212 | 2860.1187 | 2831.573 | 2884.8085 | 2853.2287 | 2686.9535 | 3423.6391 | 3420.3021 | 3557.5904 | 3776.1067 | 1886.2169 | 1763.9467 | 1665.6941 | 1870.2877 | 1868.4766 | 1812.4854 | 1984.5187 | 2142.7167 | 2034.9426 | 2049.7729
BaseCase SG | TAS | TAS | Wind | 1965.7355 | 1950.1218 | 1924.9059 | 2099.8483 | 1951.1646 | 1925.9236 | 2050.9177 | 3745.3276 | 5634.9284 | 7435.3742 | 7704.4491 | 7414.1224 | 7554.908 | 7524.7386 | 6307.9067 | 6524.7862 | 6740.7478 | 6711.6008 | 6211.0934 | 6635.1456 | 6648.6894 | 6472.1639 | 6853.7038 | 6950.4664
BaseCase SG | VIC |  | 1h | 0 | 5.5839 | 8.1767 | 8.1588 | 7.8975 | 7.2053 | 7.6775 | 6.2266 | 39.6323 | 34.3371 | 32.8775 | 30.3997 | 27.4129 | 27.9417 | 31.0139 | 30.6714 | 28.6995 | 30.7362 | 31.4083 | 30.4887 | 32.3819 | 38.8549 | 39.215 | 40.4139
BaseCase SG | VIC |  | 2h | 635.5076 | 1562.2847 | 1334.1066 | 1493.7582 | 1384.6014 | 1410.5673 | 1662.1193 | 1239.6137 | 2064.5567 | 1729.6334 | 1685.4898 | 1585.4289 | 1400.7134 | 1482.1204 | 1642.6966 | 1516.2226 | 1410.3125 | 1472.7148 | 1438.68 | 1321.4864 | 1300.598 | 1217.1878 | 1225.2653 | 1242.4639
BaseCase SG | VIC |  | 4h | 0 | 640.4409 | 1383.0157 | 1627.0652 | 1532.0015 | 1469.0892 | 1671.8119 | 1208.7125 | 2034.4976 | 1717.5487 | 1670.8893 | 1587.9744 | 1341.8528 | 1378.3673 | 1540.8847 | 1570.5319 | 1486.1342 | 1542.3477 | 1594.1919 | 1496.9191 | 1670.1936 | 260.368 | 212.6699 | 217.216
BaseCase SG | VIC |  | 8h | 0 | 0 | 9.2068e-05 | 0.00010613 | 0.00010758 | 0.0001169 | 7.2732e-05 | 7.0509e-05 | 0.0001093 | 9.7108e-05 | 9.3354e-05 | 9.114e-05 | 8.6614e-05 | 8.8342e-05 | 9.326e-05 | 9.3701e-05 | 9.1505e-05 | 9.5225e-05 | 9.4976e-05 | 9.1956e-05 | 9.6897e-05 | 0.00012477 | 1.8131e-05 | 2.0157e-05
BaseCase SG | VIC |  | Brown Coal | 29818.0346 | 21155.5056 | 16120.8992 | 7821.2784 | 7821.2784 | 7842.7066 | 7821.2784 | 7821.2784 | 0 | 0 | 0 | 0 | 0 | 0 | 0 | 0 | 0 | 0 | 0 | 0 | 0 | 0 | 0 | 0
BaseCase SG | VIC |  | CCGT | 70.4304 | 56.7007 | 1.9307e-06 | 63.4931 | 74.6616 | 6.5387e-06 | 2.1911e-07 | 19.6236 | 68.3905 | 103.3877 | 94.1673 | 108.2499 | 97.0285 | 246.6048 | 0 | 0 | 0 | 0 | 0 | 0 | 0 | 0 | 0 | 0
BaseCase SG | VIC |  | Coordinated CER | 16.4532 | 33.2956 | 43.2386 | 54.2946 | 86.0562 | 119.4929 | 155.515 | 192.9178 | 234.3882 | 247.0095 | 304.6686 | 332.5642 | 387.5912 | 471.3157 | 539.3933 | 605.7914 | 647.0267 | 857.3929 | 928.4203 | 1070.1562 | 1375.8293 | 1679.9394 | 1975.3724 | 2206.0823
BaseCase SG | VIC |  | Distributed PV | 6265.0999 | 7206.5646 | 8162.5519 | 8096.1405 | 9860.8877 | 10268.7719 | 10644.6859 | 11250.4342 | 11836.2024 | 11538.2893 | 11382.3045 | 11685.2413 | 12040.2311 | 13233.2651 | 13237.9399 | 13071.423 | 11858.9091 | 12915.5579 | 14070.6885 | 13673.1366 | 15260.5777 | 15979.3243 | 16801.1649 | 18172.4235
BaseCase SG | VIC |  | Hydro | 3374.1271 | 3256.7431 | 2612.3661 | 2825.2289 | 2207.4446 | 1594.338 | 1685.7516 | 1054.9731 | 2225.6275 | 1907.7433 | 1711.7024 | 1983.2517 | 1773.9044 | 1408.7483 | 1863.8074 | 1259.339 | 2812.7253 | 2409.8016 | 1983.982 | 2134.2903 | 2127.5112 | 2515.3175 | 2543.8138 | 1963.1146
BaseCase SG | VIC |  | OCGT | 42.7956 | 33.8409 | 286.0151 | 73.5538 | 203.2017 | 29.5639 | 49.741 | 31.4035 | 129.0793 | 210.9241 | 191.4562 | 219.5862 | 220.3052 | 516.5139 | 1025.624 | 1655.9595 | 1435.9907 | 1226.8737 | 2167.5912 | 2647.1364 | 3244.7944 | 2471.3498 | 4422.8408 | 3866.9251
BaseCase SG | VIC |  | Offshore Wind | 0 | 0 | 0 | 0 | 0 | 8106.4622 | 11185.5276 | 14668.6343 | 16715.7226 | 20543.9168 | 23479.2149 | 24950.5681 | 31307.1962 | 31943.5426 | 35538.5793 | 34592.301 | 35840.1776 | 36621.0944 | 36365.351 | 38303.7183 | 35545.4898 | 35944.5522 | 36980.6586 | 38271.892
BaseCase SG | VIC |  | Solar | 2941.7138 | 6420.4141 | 7407.7026 | 6475.1492 | 6295.2185 | 5696.6207 | 5863.3954 | 6518.5221 | 6298.2418 | 4890.0536 | 4910.2867 | 4733.2769 | 4548.3 | 5175.7195 | 5539.134 | 5333.3693 | 5217.0296 | 5688.9245 | 5444.996 | 5341.8982 | 5837.1459 | 5677.6272 | 5744.0534 | 5236.0665
BaseCase SG | VIC |  | Wind | 15473.2268 | 18791.9432 | 24571.2013 | 30154.8051 | 28999.1425 | 28130.3694 | 27962.7848 | 30201.545 | 29201.0288 | 27798.0721 | 27387.095 | 27531.6216 | 24075.8911 | 22267.94 | 23417.4486 | 24811.529 | 24253.4665 | 26073.8398 | 24392.5966 | 23515.4799 | 22174.9684 | 21630.6052 | 21621.4302 | 21661.9543
BaseCase SG | VIC | MEL | 1h | 0 | 2.0731e-05 | 6.2391e-05 | 7.5784e-05 | 8.305e-05 | 0.00011943 | 2.3875e-05 | 2.6871e-05 | 30.055 | 25.631 | 24.4817 | 21.9749 | 19.8817 | 20.3578 | 22.7738 | 22.423 | 20.2767 | 21.8577 | 22.9505 | 22.5184 | 23.6002 | 29.552 | 30.1456 | 30.8684
BaseCase SG | VIC | MEL | 2h | 371.2637 | 308.5821 | 414.6338 | 552.8958 | 529.4349 | 562.2902 | 655.7263 | 470.1117 | 815.4758 | 679.58 | 660.7357 | 603.4531 | 526.5365 | 536.8954 | 606.3443 | 519.3205 | 471.8583 | 501.2279 | 450.1192 | 429.3065 | 371.4557 | 416.3955 | 423.1304 | 427.903
BaseCase SG | VIC | MEL | 4h | 0 | 565.6613 | 908.7856 | 1046.5267 | 1016.3637 | 1011.2762 | 1104.7145 | 804.609 | 1263.2743 | 1091.6672 | 1059.4807 | 1012.6369 | 844.7284 | 861.3489 | 949.9646 | 983.8595 | 933.7068 | 951.8276 | 988.6996 | 945.0577 | 1027.1746 | 6.7265e-05 | 1.5674e-05 | 1.631e-05
BaseCase SG | VIC | MEL | 8h | 0 | 0 | 4.4822e-05 | 5.374e-05 | 5.4426e-05 | 6.0601e-05 | 3.9439e-05 | 3.771e-05 | 5.703e-05 | 5.0498e-05 | 4.8378e-05 | 4.7298e-05 | 4.5102e-05 | 4.6571e-05 | 4.9709e-05 | 4.8937e-05 | 4.7432e-05 | 4.9532e-05 | 4.961e-05 | 4.8342e-05 | 5.0173e-05 | 6.1122e-05 | 8.9934e-06 | 1.0097e-05
BaseCase SG | VIC | MEL | CCGT | 70.4304 | 56.7007 | 1.9307e-06 | 63.4931 | 74.6616 | 6.5387e-06 | 2.1911e-07 | 19.6236 | 68.3905 | 103.3877 | 94.1673 | 108.2499 | 97.0285 | 246.6048 | 0 | 0 | 0 | 0 | 0 | 0 | 0 | 0 | 0 | 0
BaseCase SG | VIC | MEL | Coordinated CER | 11.7993 | 21.4633 | 30.6157 | 37.9211 | 64.2605 | 89.8514 | 116.5012 | 145.1766 | 175.2392 | 182.4675 | 228.2123 | 248.8765 | 287.8439 | 354.6724 | 408.1175 | 458.5088 | 490.797 | 669.493 | 721.4718 | 836.6587 | 1093.2236 | 1340.7893 | 1575.2686 | 1762.7608
BaseCase SG | VIC | MEL | Distributed PV | 4156.2479 | 4782.0587 | 5430.3726 | 5362.0056 | 6698.6385 | 6997.641 | 7287.7236 | 7705.8123 | 8091.5524 | 7880.4164 | 7773.6526 | 7996.1377 | 8233.2983 | 9058.327 | 9104.3393 | 8947.2049 | 8223.7476 | 8949.4753 | 9782.3938 | 9471.9433 | 10521.2245 | 11057.8383 | 11680.572 | 12672.1347
BaseCase SG | VIC | MEL | OCGT | 4.6296 | 3.5491 | 75.0378 | 10.3859 | 17.2488 | 9.6761e-06 | 1.144e-08 | 4.169e-08 | 14.3919 | 20.3663 | 22.696 | 25.7511 | 18.2123 | 70.048 | 328.5643 | 1007.6048 | 992.6134 | 836.8122 | 1456.6857 | 1732.889 | 2579.7102 | 2441.5404 | 4288.5453 | 3815.0738
BaseCase SG | VIC | MEL | Solar | 5.3589e-06 | 1.9948e-05 | 1.9241e-05 | 1.8072e-05 | 2.5596e-05 | 3.3874e-05 | 4.16e-05 | 3.897e-05 | 4.5568e-05 | 3.8008e-05 | 3.8437e-05 | 3.9751e-05 | 3.9047e-05 | 4.237e-05 | 4.4908e-05 | 4.1242e-05 | 3.6414e-05 | 3.9105e-05 | 3.9856e-05 | 3.7473e-05 | 4.2479e-05 | 4.2038e-05 | 4.1507e-05 | 4.6275e-05
BaseCase SG | VIC | SEV | 2h | 37.6204 | 57.3284 | 83.2888 | 125.0737 | 108.4652 | 95.6728 | 121.8912 | 83.0618 | 178.9168 | 139.8087 | 137.0385 | 127.9916 | 105.383 | 111.5796 | 130.0146 | 129.9297 | 119.894 | 97.7412 | 99.9531 | 60.0243 | 67.2678 | 33.6545 | 33.6718 | 34.1534
BaseCase SG | VIC | SEV | 4h | 0 | 53.1781 | 210.8521 | 288.0722 | 240.6805 | 213.4217 | 268.5166 | 174.747 | 372.1487 | 298.9061 | 295.5723 | 269.5007 | 229.0169 | 235.0374 | 273.9982 | 276.3155 | 255.4638 | 275.8475 | 280.8416 | 262.381 | 288.4764 | 0 | 0 | 0
BaseCase SG | VIC | SEV | 8h | 0 | 0 | 4.7247e-05 | 5.2395e-05 | 5.3154e-05 | 5.6298e-05 | 3.3292e-05 | 3.2799e-05 | 5.2267e-05 | 4.6609e-05 | 4.4976e-05 | 4.3842e-05 | 4.1512e-05 | 4.1771e-05 | 4.3551e-05 | 4.4765e-05 | 4.4073e-05 | 4.5693e-05 | 4.5366e-05 | 4.3614e-05 | 4.6724e-05 | 6.3647e-05 | 9.1379e-06 | 1.0061e-05
BaseCase SG | VIC | SEV | Brown Coal | 29818.0346 | 21155.5056 | 16120.8992 | 7821.2784 | 7821.2784 | 7842.7066 | 7821.2784 | 7821.2784 | 0 | 0 | 0 | 0 | 0 | 0 | 0 | 0 | 0 | 0 | 0 | 0 | 0 | 0 | 0 | 0
BaseCase SG | VIC | SEV | Coordinated CER | 1.4264 | 2.1098 | 3.6456 | 5.0105 | 6.1447 | 8.6732 | 11.0076 | 13.4468 | 16.764 | 18.4313 | 21.4498 | 23.2689 | 27.3034 | 31.5824 | 35.038 | 39.9103 | 42.0289 | 49.0377 | 55.7712 | 62.0252 | 72.2453 | 87.3678 | 104.0501 | 112.1934
BaseCase SG | VIC | SEV | Distributed PV | 444.832 | 512.378 | 582.9365 | 580.5574 | 654.0494 | 686.5698 | 707.895 | 749.297 | 789.036 | 766.859 | 757.818 | 781.576 | 806.5775 | 892.884 | 890.1945 | 884.592 | 819.1287 | 889.4136 | 969.2655 | 939.25 | 1035.6208 | 1090.7005 | 1139.6408 | 1230.3225
BaseCase SG | VIC | SEV | OCGT | 0.79482 | 1.0474e-05 | 1.2985e-05 | 19.5555 | 32.3834 | 10.2032 | 15.581 | 5.9358 | 16.6493 | 29.3614 | 32.7918 | 36.18 | 61.0304 | 109.6175 | 189.4447 | 198.5213 | 70.7977 | 18.1447 | 78.7527 | 85.4149 | 117.8016 | 29.8094 | 134.2955 | 51.8513
BaseCase SG | VIC | SEV | Offshore Wind | 0 | 0 | 0 | 0 | 0 | 6144.8235 | 8332.4544 | 11691.3849 | 13730.0331 | 17523.0296 | 20277.7259 | 21550.9976 | 28067.9008 | 29080.5248 | 32491.2773 | 31510.112 | 32663.4102 | 33190.6084 | 33021.3206 | 34954.0721 | 32440.001 | 32842.9847 | 33761.1717 | 35012.3948
BaseCase SG | VIC | SEV | Solar | 6.5835 | 627.0972 | 773.6019 | 731.5163 | 733.9798 | 679.4188 | 705.7816 | 761.026 | 685.9666 | 494.4468 | 462.7669 | 419.1716 | 388.8624 | 419.0646 | 498.0963 | 478.0241 | 480.9188 | 527.2423 | 508.6719 | 524.4977 | 557.3932 | 539.1437 | 560.1232 | 581.3881
BaseCase SG | VIC | SEV | Wind | 334.6263 | 354.9657 | 338.0091 | 384.2716 | 335.0462 | 339.7257 | 345.5233 | 357.3578 | 324.8681 | 353.7998 | 311.6331 | 331.7013 | 266.6629 | 244.6575 | 0.00070847 | 0.00076495 | 0.00077471 | 0.00079057 | 0.00073892 | 0.00089972 | 0.00082904 | 0.00082136 | 0.00086742 | 0.00082895
BaseCase SG | VIC | WNV | 1h | 0 | 5.5839 | 8.1766 | 8.1587 | 7.8974 | 7.2052 | 7.6775 | 6.2265 | 9.5773 | 8.706 | 8.3958 | 8.4248 | 7.5312 | 7.5838 | 8.2401 | 8.2484 | 8.4227 | 8.8785 | 8.4578 | 7.9703 | 8.7816 | 9.3029 | 9.0694 | 9.5455
BaseCase SG | VIC | WNV | 2h | 226.6235 | 1196.3742 | 836.184 | 815.7888 | 746.7012 | 752.6043 | 884.5018 | 686.4402 | 1070.1641 | 910.2447 | 887.7156 | 853.9842 | 768.7938 | 833.6454 | 906.3377 | 866.9724 | 818.5602 | 873.7457 | 888.6077 | 832.1556 | 861.8745 | 767.1377 | 768.463 | 780.4074
BaseCase SG | VIC | WNV | 4h | 0 | 21.6016 | 263.3781 | 292.4663 | 274.9573 | 244.3913 | 298.5808 | 229.3565 | 399.0746 | 326.9755 | 315.8364 | 305.8368 | 268.1074 | 281.981 | 316.9219 | 310.3569 | 296.9636 | 314.6725 | 324.6507 | 289.4804 | 354.5426 | 260.368 | 212.6699 | 217.216
BaseCase SG | VIC | WNV | Coordinated CER | 3.2276 | 9.7225 | 8.9772 | 11.363 | 15.651 | 20.9683 | 28.0063 | 34.2944 | 42.385 | 46.1107 | 55.0066 | 60.4188 | 72.444 | 85.0609 | 96.2378 | 107.3723 | 114.2008 | 138.8622 | 151.1773 | 171.4723 | 210.3604 | 251.7824 | 296.0538 | 331.1281
BaseCase SG | VIC | WNV | Distributed PV | 1664.02 | 1912.128 | 2149.2428 | 2153.5775 | 2508.1998 | 2584.5611 | 2649.0673 | 2795.325 | 2955.614 | 2891.0139 | 2850.8339 | 2907.5277 | 3000.3553 | 3282.0541 | 3243.406 | 3239.6261 | 2816.0328 | 3076.6691 | 3319.0292 | 3261.9433 | 3703.7324 | 3830.7856 | 3980.9521 | 4269.9663
BaseCase SG | VIC | WNV | Hydro | 3374.1271 | 3256.7431 | 2612.3661 | 2825.2289 | 2207.4446 | 1594.338 | 1685.7516 | 1054.9731 | 2225.6275 | 1907.7433 | 1711.7024 | 1983.2517 | 1773.9044 | 1408.7483 | 1863.8074 | 1259.339 | 2812.7253 | 2409.8016 | 1983.982 | 2134.2903 | 2127.5112 | 2515.3175 | 2543.8138 | 1963.1146
BaseCase SG | VIC | WNV | OCGT | 37.3712 | 30.2918 | 210.9772 | 43.6125 | 153.5694 | 19.3607 | 34.16 | 25.4677 | 98.038 | 161.1963 | 135.9685 | 157.6551 | 141.0624 | 336.8484 | 507.615 | 449.8333 | 372.5795 | 371.9168 | 632.1527 | 828.8325 | 547.2827 | 0 | 0 | 0
BaseCase SG | VIC | WNV | Offshore Wind | 0 | 0 | 0 | 0 | 0 | 1961.6387 | 2853.0732 | 2977.2493 | 2985.6895 | 3020.8872 | 3201.489 | 3399.5705 | 3239.2954 | 2863.0178 | 3047.302 | 3082.189 | 3176.7674 | 3430.486 | 3344.0304 | 3349.6462 | 3105.4888 | 3101.5675 | 3219.4869 | 3259.4972
BaseCase SG | VIC | WNV | Solar | 2935.1303 | 5793.3169 | 6634.1006 | 5743.6329 | 5561.2387 | 5017.2019 | 5157.6137 | 5757.4961 | 5612.2752 | 4395.6068 | 4447.5198 | 4314.1053 | 4159.4375 | 4756.6549 | 5041.0376 | 4855.3452 | 4736.1108 | 5161.6821 | 4936.324 | 4817.4004 | 5279.7526 | 5138.4834 | 5183.9301 | 4654.6784
BaseCase SG | VIC | WNV | Wind | 15138.6005 | 18436.9776 | 24233.1922 | 29770.5334 | 28664.0963 | 27790.6437 | 27617.2615 | 29844.1872 | 28876.1608 | 27444.2723 | 27075.4619 | 27199.9203 | 23809.2282 | 22023.2825 | 23417.4479 | 24811.5283 | 24253.4657 | 26073.839 | 24392.5959 | 23515.479 | 22174.9675 | 21630.6043 | 21621.4293 | 21661.9534
Option 2 SG | NEM |  | 12h | 0 | 0 | 45.4439 | 1578.8708 | 1679.3175 | 1608.2477 | 1540.1946 | 1609.4416 | 1834.8216 | 1764.6237 | 1665.5966 | 1608.4428 | 1733.9813 | 1825.179 | 1779.5915 | 1626.2085 | 1538.991 | 1589.9785 | 1620.7986 | 1526.6999 | 1559.2868 | 1680.4881 | 1679.9471 | 1705.2428
Option 2 SG | NEM |  | 1h | 164.7953 | 331.4021 | 354.67 | 394.5852 | 449.44 | 460.0183 | 438.464 | 433.7452 | 476.3964 | 468.5007 | 458.1106 | 452.673 | 473.9471 | 491.102 | 495.4062 | 469.6057 | 447.4557 | 445.8693 | 457.5522 | 447.6834 | 433.4794 | 459.7562 | 446.6332 | 321.8735
Option 2 SG | NEM |  | 24h | 0 | 0 | 0 | 0 | 0 | 0 | 0 | 0 | 0 | 0 | 0 | 0 | 0 | 0 | 0 | 0 | 0 | 0 | 0 | 0 | 0 | 0 | 0 | 0
Option 2 SG | NEM |  | 2h | 2531.3515 | 5600.9507 | 4494.5851 | 4867.493 | 5317.9588 | 5337.5253 | 5520.7688 | 4981.7712 | 6121.0169 | 5656.0528 | 5486.7716 | 5281.7285 | 5169.7689 | 5480.3159 | 5637.7158 | 5232.1226 | 4883.9301 | 5056.8397 | 4680.1349 | 4103.6429 | 4056.7247 | 3245.2388 | 3052.8585 | 2781.3577
Option 2 SG | NEM |  | 4h | 1324.7534 | 3651.4127 | 5716.2344 | 8404.5824 | 8479.4356 | 8497.8164 | 8427.5013 | 8042.8604 | 8937.9004 | 8451.0177 | 8212.1422 | 7766.4089 | 7880.8361 | 8242.5502 | 8417.453 | 8042.4404 | 7492.9817 | 7738.3172 | 7891.5691 | 7982.1936 | 8184.8242 | 7121.4135 | 5655.6917 | 4989.7233
Option 2 SG | NEM |  | 8h | 502.6705 | 1084.2264 | 2198.1098 | 3270.8208 | 3405.0298 | 3255.0718 | 3139.922 | 4706.5932 | 4962.0159 | 5192.9176 | 4930.7592 | 4705.3517 | 5028.8153 | 5389.5009 | 5326.772 | 4731.578 | 4453.6369 | 4675.9594 | 4546.6033 | 4397.2766 | 3770.1987 | 3774.6018 | 3140.2596 | 5811.386
Option 2 SG | NEM |  | Biomass | 269.1072 | 269.8445 | 246.159 | 207.764 | 219.3627 | 218.4131 | 223.1512 | 216.9256 | 213.1392 | 213.2554 | 202.1678 | 207.118 | 206.0955 | 209.4809 | 215.1158 | 201.9994 | 215.3946 | 188.5149 | 185.5725 | 165.6441 | 171.0481 | 185.8379 | 169.6842 | 142.4636
Option 2 SG | NEM |  | Black Coal | 72850.3416 | 55610.9496 | 38481.842 | 22736.9769 | 21050.6124 | 20166.5269 | 21075.7095 | 19270.3971 | 18927.9196 | 19520.2528 | 18254.057 | 16669.5614 | 18879.3142 | 20353.3035 | 15351.9116 | 14772.5563 | 12748.3248 | 11353.7429 | 10255.7505 | 8711.465 | 7540.1855 | 7590.9209 | 7608.9736 | 0
Option 2 SG | NEM |  | Brown Coal | 29817.957 | 21154.9616 | 16121.5916 | 7821.2784 | 7821.2784 | 7842.7066 | 7821.2784 | 7821.2784 | 0 | 0 | 0 | 0 | 0 | 0 | 0 | 0 | 0 | 0 | 0 | 0 | 0 | 0 | 0 | 0
Option 2 SG | NEM |  | CCGT | 2635.77 | 2361.5339 | 2505.5069 | 1520.4774 | 1093.2587 | 558.6826 | 1627.7267 | 876.1966 | 1047.2596 | 1534.7433 | 2737.0654 | 1917.0812 | 1726.9853 | 2672.9158 | 3422.0121 | 2967.5413 | 3439.7291 | 2386.4438 | 2694.2034 | 1443.1497 | 1504.4158 | 1041.3116 | 1306.3233 | 1412.4269
Option 2 SG | NEM |  | CST | 0 | 0 | 0 | 0 | 0 | 0 | 0 | 0 | 0 | 0 | 0 | 0 | 0 | 0 | 0 | 0 | 0 | 0 | 0 | 0 | 0 | 0 | 0 | 0
Option 2 SG | NEM |  | Coordinated CER | 150.8564 | 279.0101 | 272.538 | 309.2096 | 423.2016 | 503.0128 | 626.7981 | 783.2817 | 956.577 | 1089.3384 | 1243.4055 | 1387.3695 | 1707.4375 | 1953.9637 | 2234.8119 | 2184.4792 | 2234.7352 | 2830.3102 | 3282.836 | 3850.3636 | 4402.6611 | 5454.7121 | 6334.3735 | 7296.471
Option 2 SG | NEM |  | DSP | 0 | 1.33e-08 | 0 | 0 | 0 | 0 | 0 | 0 | 0 | 0 | 0 | 0 | 3.5761 | 0.0645 | 0.46188 | 0.29825 | 1.927 | 0.31 | 0.54 | 0.59088 | 0.68837 | 0.15 | 1.3479 | 0.621
Option 2 SG | NEM |  | Distributed PV | 31052.5684 | 34824.083 | 38604.3977 | 40319.477 | 43232.2122 | 45069.5288 | 45983.8909 | 48663.1067 | 50011.667 | 50344.9992 | 48301.7174 | 48316.7257 | 50576.2674 | 54955.5454 | 55582.3033 | 54133.3523 | 48734.8291 | 52783.0122 | 56914.1673 | 58592.0896 | 61430.9899 | 64493.2017 | 66923.0995 | 72218.4944
Option 2 SG | NEM |  | H2 Reciprocating Engine | 0 | 0 | 0 | 0 | 2.7345e-08 | 6.434e-08 | 0 | 0 | 0 | 1.545e-09 | 5.5461 | 33.4885 | 81.553 | 104.0585 | 201.3774 | 78.9387 | 102.7348 | 181.6546 | 210.0535 | 167.7042 | 150.9713 | 92.3627 | 178.9607 | 216.3315
Option 2 SG | NEM |  | Hydro | 15695.1918 | 16589.8316 | 12883.2847 | 12831.2482 | 15468.9414 | 15303.9768 | 15574.9603 | 12991.5329 | 14359.5974 | 12440.8742 | 11666.161 | 13397.7673 | 13190.0843 | 12992.438 | 11300.6494 | 10233.9406 | 13389.2576 | 12489.6778 | 11740.4398 | 11535.2728 | 12587.7545 | 14111.4159 | 14717.0694 | 12607.2362
Option 2 SG | NEM |  | Liquid Fuel | 30.2083 | 3.536e-06 | 0 | 1.1077e-05 | 42.5202 | 17.5236 | 62.7354 | 18.5558 | 34.477 | 54.9115 | 77.8304 | 70.1059 | 70.5189 | 179.7204 | 249.0374 | 274.2775 | 197.6915 | 210.582 | 214.4243 | 278.8916 | 33.1504 | 9.3527 | 34.7237 | 10.7944
Option 2 SG | NEM |  | OCGT | 224.766 | 60.8518 | 365.3181 | 155.3591 | 573.5483 | 196.0821 | 710.7799 | 293.3264 | 524.0659 | 892.7836 | 1236.4882 | 1389.8084 | 1617.6388 | 3062.2174 | 5504.1411 | 5395.4138 | 5005.8035 | 5777.7551 | 7625.9407 | 10746.9048 | 10429.1621 | 9228.2626 | 14868.3642 | 13763.14
Option 2 SG | NEM |  | Offshore Wind | 0 | 0 | 0 | 0 | 0 | 8112.4598 | 11194.1839 | 14678.1188 | 16726.2033 | 20607.5074 | 23614.4657 | 25057.3407 | 31392.6588 | 32014.4627 | 35587.0329 | 34587.6188 | 35841.0666 | 36625.43 | 36371.8655 | 38306.6988 | 35542.2298 | 35961.7163 | 36978.3686 | 38238.6699
Option 2 SG | NEM |  | PHES | 647.2901 | 708.5141 | 3261.1105 | 5684.1728 | 7008.925 | 6608.4194 | 6296.0908 | 6190.9546 | 7003.4873 | 7006.6962 | 6639.2648 | 6975.6087 | 6735.8856 | 7214.7848 | 7116.8557 | 9778.2647 | 10138.6839 | 10647.9932 | 10409.0387 | 10165.5626 | 10538.2971 | 11235.0447 | 11255.0117 | 11595.9044
Option 2 SG | NEM |  | Solar | 22525.1192 | 42607.7316 | 49056.7802 | 60109.2068 | 60142.806 | 58804.2594 | 58510.1673 | 59539.3875 | 64253.3815 | 61408.4224 | 60484.8435 | 58915.7407 | 61582.5772 | 65109.2193 | 62878.4009 | 66705.0867 | 65332.5417 | 68848.6663 | 70434.8311 | 70185.6815 | 70171.6801 | 72487.9375 | 70942.6158 | 73839.0736
Option 2 SG | NEM |  | Wind | 41892.0696 | 47212.3478 | 55639.282 | 64940.7671 | 66472.629 | 67140.3494 | 66601.5816 | 71859.0685 | 77070.3433 | 78301.2862 | 83260.9021 | 88508.7805 | 84319.1162 | 78719.0523 | 83176.3728 | 89683.5692 | 91742.0219 | 95386.9666 | 99107.4252 | 101604.6256 | 109470.5503 | 113206.1022 | 111440.6442 | 122209.6177
Option 2 SG | NSW |  | 12h | 0 | 0 | 45.4439 | 1578.8708 | 1679.3175 | 1608.2477 | 1540.1946 | 1609.4416 | 1834.8216 | 1764.6237 | 1665.5966 | 1608.4428 | 1733.9813 | 1825.179 | 1779.5915 | 1626.2085 | 1538.991 | 1589.9785 | 1620.7986 | 1526.6999 | 1559.2868 | 1680.4881 | 1679.9471 | 1705.2428
Option 2 SG | NSW |  | 1h | 73.5155 | 198.2235 | 133.5658 | 138.6796 | 140.9627 | 142.0775 | 133.6913 | 138.3005 | 144.5042 | 142.7543 | 139.9908 | 136.3749 | 138.2884 | 146.4968 | 145.7041 | 136.8622 | 133.377 | 117.5145 | 119.8603 | 114.8246 | 112.9175 | 120.3184 | 118.0266 | 116.2632
Option 2 SG | NSW |  | 2h | 260.5163 | 531.4235 | 561.151 | 729.9294 | 1039.4779 | 1037.8726 | 1011.5743 | 977.6805 | 1006.0116 | 1008.1486 | 936.3913 | 887.8687 | 930.2428 | 982.5785 | 959.8043 | 850.8804 | 788.8645 | 831.3322 | 851.3645 | 841.7722 | 816.1581 | 820.2441 | 804.3961 | 797.8384
Option 2 SG | NSW |  | 4h | 1103.678 | 2392.2313 | 3643.3269 | 5969.1466 | 6055.1244 | 6123.1567 | 5851.9158 | 5947.6167 | 5994.8342 | 5831.3903 | 5655.4888 | 5285.1769 | 5610.3473 | 5912.8661 | 5923.0212 | 5565.3482 | 5133.4913 | 5288.8353 | 5402.7503 | 5066.2522 | 4694.4805 | 4247.733 | 2372.8771 | 1025.0349
Option 2 SG | NSW |  | 8h | 502.6705 | 1084.2264 | 1599.2056 | 2723.6556 | 2851.4439 | 2722.5688 | 2617.0572 | 4220.7659 | 4340.9158 | 4269.9649 | 4019.0075 | 3813.6591 | 4115.0024 | 4388.2451 | 4332.4288 | 3766.6705 | 3518.4523 | 3698.3709 | 3683.061 | 3615.1703 | 2893.1501 | 2709.9381 | 2595.3418 | 5074.46
Option 2 SG | NSW |  | Black Coal | 32632.3443 | 27085.2721 | 12030.2832 | 5799.0324 | 2650.6679 | 2649.5179 | 3829.0563 | 3188.9222 | 4414.1629 | 4671.4511 | 5365.0761 | 5945.7922 | 5309.5739 | 5754.8413 | 0 | 0 | 0 | 0 | 0 | 0 | 0 | 0 | 0 | 0
Option 2 SG | NSW |  | CCGT | 525.6 | 484.1389 | 525.6 | 175.2 | 408.3666 | 276.2326 | 784.8584 | 455.4225 | 544.3392 | 762.9379 | 1206.3669 | 968.2352 | 885.7721 | 1450.6115 | 2111.0712 | 2066.965 | 2058.4653 | 902.6227 | 832.4877 | 918.6994 | 960.6971 | 913.2279 | 1150.5368 | 1090.201
Option 2 SG | NSW |  | CST | 0 | 0 | 0 | 0 | 0 | 0 | 0 | 0 | 0 | 0 | 0 | 0 | 0 | 0 | 0 | 0 | 0 | 0 | 0 | 0 | 0 | 0 | 0 | 0
Option 2 SG | NSW |  | Coordinated CER | 59.1875 | 79.0452 | 85.4711 | 102.8818 | 139.8099 | 169.6563 | 223.1029 | 281.12 | 327.4045 | 390.9934 | 432.149 | 464.5685 | 568.2486 | 636.8685 | 712.9952 | 724.1776 | 684.6172 | 834.8228 | 1027.1575 | 1220.6797 | 1457.1038 | 1816.3059 | 2158.6486 | 2486.1322
Option 2 SG | NSW |  | DSP | 0 | 1.33e-08 | 0 | 0 | 0 | 0 | 0 | 0 | 0 | 0 | 0 | 0 | 3.5761 | 0.0645 | 0.46188 | 0.29825 | 1.927 | 0.31 | 0.54 | 0.59088 | 0.68837 | 0.15 | 1.3479 | 0.621
Option 2 SG | NSW |  | Distributed PV | 11017.8125 | 12049.5553 | 13703.6713 | 14548.0441 | 14674.8819 | 15437.0407 | 15411.5678 | 16674.4979 | 16790.7903 | 16752.9541 | 16041.4613 | 15635.5827 | 16783.3156 | 18140.8579 | 18605.2622 | 17669.3557 | 16060.5641 | 16870.8987 | 18680.2183 | 19696.1682 | 19974.7242 | 21321.5806 | 21827.1246 | 24184.8719
Option 2 SG | NSW |  | Hydro | 3989.9873 | 4062.1952 | 2641.2184 | 2823.1065 | 2158.4967 | 2017.2744 | 1767.4713 | 1069.2828 | 2210.2195 | 1826.2898 | 1757.3877 | 2277.1762 | 2147.8468 | 1856.4606 | 2060.892 | 1495.8576 | 2763.8695 | 2880.1844 | 2264.1272 | 2168.8683 | 2398.03 | 3066.2062 | 3448.1759 | 2662.2076
Option 2 SG | NSW |  | OCGT | 8.3025 | 11.1683 | 66.2551 | 18.1687 | 68.461 | 48.4986 | 314.2111 | 115.7096 | 177.4755 | 334.232 | 504.0394 | 651.6874 | 671.3356 | 1205.5694 | 2616.8343 | 2270.2012 | 2254.4448 | 2915.1229 | 3205.8986 | 4736.0603 | 4150.4974 | 4126.1792 | 5972.2482 | 5137.4796
Option 2 SG | NSW |  | Offshore Wind | 0 | 0 | 0 | 0 | 0 | 0 | 0 | 0 | 0 | 0 | 0 | 0 | 0 | 0 | 0 | 0 | 0 | 0 | 0 | 0 | 0 | 0 | 0 | 0
Option 2 SG | NSW |  | PHES | 207.081 | 183.8274 | 2088.6987 | 4426.0099 | 5354.0018 | 4953.3304 | 4885.4161 | 4741.157 | 5489.4147 | 5498.8516 | 5138.0396 | 5356.8041 | 4947.5933 | 5427.2055 | 5288.0228 | 4870.7829 | 5243.3022 | 5203.1048 | 4897.7056 | 4733.0212 | 5474.8037 | 5579.9492 | 5671.4876 | 5774.2907
Option 2 SG | NSW |  | Solar | 10236.2376 | 20286.4804 | 22125.5928 | 34135.6548 | 34215.2921 | 32488.0238 | 32459.82 | 32888.8379 | 37238.0819 | 35469.6275 | 34564.6852 | 33095.5394 | 35365.4026 | 38227.5294 | 37397.5281 | 37968.2493 | 35624.7841 | 36467.4107 | 38388.7543 | 37459.8405 | 37765.896 | 37493.3886 | 36404.3246 | 37463.1272
Option 2 SG | NSW |  | Wind | 7919.1627 | 8440.7031 | 9879.4436 | 11836.5714 | 15498.7666 | 16435.7637 | 15503.9565 | 16044.3216 | 17021.6789 | 16697.8012 | 18845.7271 | 21246.2523 | 20193.5 | 17475.9221 | 21386.6456 | 25545.6194 | 29240.0216 | 26835.0605 | 29921.1873 | 28903.2866 | 33993.4532 | 37093.1553 | 35872.9182 | 41129.9388
Option 2 SG | NSW | CNSW | 12h | 0 | 0 | 45.4439 | 1578.8708 | 1679.3175 | 1608.2477 | 1540.1946 | 1609.4416 | 1834.8216 | 1764.6237 | 1665.5966 | 1608.4428 | 1733.9813 | 1825.179 | 1779.5915 | 1626.2085 | 1538.991 | 1589.9785 | 1620.7986 | 1526.6999 | 1559.2868 | 1680.4881 | 1679.9471 | 1705.2428
Option 2 SG | NSW | CNSW | 2h | 39.4971 | 102.6555 | 116.1054 | 160.5711 | 171.1098 | 167.2883 | 159.1869 | 164.0819 | 181.6216 | 178.4158 | 173.6979 | 174.64 | 169.9414 | 177.335 | 179.6454 | 170.4982 | 165.7901 | 166.3874 | 170.1968 | 152.0395 | 153.4015 | 123.2511 | 123.6925 | 121.6155
Option 2 SG | NSW | CNSW | 4h | 691.8656 | 940.484 | 637.7156 | 815.3113 | 844.3246 | 831.8403 | 816.7117 | 821.6247 | 881.2245 | 872.7499 | 849.1129 | 856.7581 | 833.7406 | 855.6436 | 857.9738 | 833.7537 | 831.9395 | 823.3859 | 836.9494 | 814.2199 | 506.9855 | 512.0444 | 516.2266 | 517.2783
Option 2 SG | NSW | CNSW | 8h | 0 | 72.0966 | 84.1037 | 112.5824 | 120.1934 | 117.0256 | 113.46 | 117.3193 | 126.1258 | 123.7694 | 120.5318 | 119.0542 | 119.1087 | 124.5074 | 123.529 | 117.9137 | 115.1033 | 116.8873 | 117.9814 | 113.3007 | 115.0126 | 2.1529e-05 | 2.2631e-05 | 618.6988
Option 2 SG | NSW | CNSW | Black Coal | 22550.6253 | 17013.5377 | 8873.5296 | 2642.2788 | 2650.6679 | 2649.5179 | 3829.0563 | 3188.9222 | 4414.1629 | 4671.4511 | 5365.0761 | 5945.7922 | 5309.5739 | 5754.8413 | 0 | 0 | 0 | 0 | 0 | 0 | 0 | 0 | 0 | 0
Option 2 SG | NSW | CNSW | CST | 0 | 0 | 0 | 0 | 0 | 0 | 0 | 0 | 0 | 0 | 0 | 0 | 0 | 0 | 0 | 0 | 0 | 0 | 0 | 0 | 0 | 0 | 0 | 0
Option 2 SG | NSW | CNSW | Coordinated CER | 5.5563 | 7.4429 | 8.2274 | 9.0248 | 14.873 | 17.358 | 20.8355 | 25.7882 | 30.9954 | 35.9474 | 39.1022 | 43.318 | 53.0078 | 60.607 | 68.272 | 70.9694 | 71.3214 | 85.9126 | 101.5232 | 111.594 | 127.9371 | 147.8976 | 167.5379 | 186.2752
Option 2 SG | NSW | CNSW | Distributed PV | 823.422 | 901.183 | 1029.5482 | 1095.4415 | 1097.5075 | 1151.1922 | 1154.9309 | 1251.9288 | 1301.7758 | 1296.3306 | 1238.3863 | 1198.6065 | 1290.0555 | 1413.2432 | 1398.907 | 1329.8327 | 1204.8197 | 1266.9815 | 1409.2045 | 1488.6711 | 1499.4435 | 1591.9221 | 1627.6665 | 1804.2865
Option 2 SG | NSW | CNSW | OCGT | 0 | 0 | 0 | 0 | 0 | 0 | 0 | 0 | 0 | 0 | 0 | 0 | 0 | 0 | 1.8075e-06 | 1.5411e-06 | 1.2686e-06 | 2.2748e-06 | 3.832e-06 | 7.3126e-06 | 5.2562e-06 | 4.9709e-06 | 3.129e-05 | 2.4673e-05
Option 2 SG | NSW | CNSW | PHES | 207.081 | 183.8274 | 275.6295 | 418.3086 | 422.1534 | 439.816 | 413.7841 | 421.1539 | 382.9748 | 372.5037 | 359.4645 | 338.6789 | 387.1319 | 369.4214 | 378.5235 | 346.2175 | 311.9123 | 330.4006 | 365.1865 | 360.6208 | 364.9994 | 444.0344 | 443.6888 | 472.3508
Option 2 SG | NSW | CNSW | Solar | 4003.7863 | 7127.8774 | 8103.1969 | 21773.3626 | 22401.5554 | 22728.7252 | 22492.8438 | 23652.6969 | 24912.3786 | 24260.8104 | 23292.3756 | 21896.7237 | 23745.9334 | 25491.1542 | 24657.8265 | 24351.011 | 22048.4345 | 22904.6577 | 25389.7274 | 25133.5971 | 24831.1106 | 25072.5152 | 24222.8283 | 25679.0115
Option 2 SG | NSW | CNSW | Wind | 1397.6436 | 1640.4029 | 2749.3578 | 4652.2485 | 7980.4333 | 7816.9773 | 7607.3275 | 8174.8861 | 7926.7169 | 8396.4466 | 9286.398 | 9566.528 | 9163.0213 | 8196.9275 | 11503.1538 | 15183.9908 | 16183.6475 | 15891.9501 | 18751.3721 | 18202.1766 | 23158.3039 | 24178.0624 | 23408.1931 | 27495.0425
Option 2 SG | NSW | NNSW | 1h | 60.5568 | 163.2352 | 119.7417 | 123.5496 | 125.2376 | 127.9322 | 120.0649 | 125.1293 | 128.3249 | 126.8535 | 124.4498 | 121.2501 | 123.3924 | 130.2874 | 129.7976 | 122.0193 | 118.9327 | 117.5145 | 119.8603 | 114.8246 | 112.9175 | 120.3184 | 118.0266 | 116.2632
Option 2 SG | NSW | NNSW | 2h | 31.15 | 138.2126 | 214.6212 | 230.3113 | 235.9099 | 241.9173 | 231.7312 | 241.7827 | 253.5655 | 249.6035 | 240.3706 | 233.7962 | 240.0809 | 255.6863 | 257.067 | 234.8158 | 228.6839 | 227.5719 | 234.8153 | 221.2985 | 217.4688 | 148.8814 | 144.0084 | 144.539
Option 2 SG | NSW | NNSW | 8h | 399.4906 | 696.3803 | 845.7911 | 927.3892 | 975.6671 | 972.151 | 925.7786 | 940.0034 | 980.264 | 963.5732 | 938.8669 | 925.7502 | 946.1156 | 993.3909 | 988.0677 | 941.0973 | 918.2776 | 916.1985 | 923.4846 | 879.0806 | 258.8445 | 3.7879e-05 | 2.9315e-06 | 2.5082e-05
Option 2 SG | NSW | NNSW | CST | 0 | 0 | 0 | 0 | 0 | 0 | 0 | 0 | 0 | 0 | 0 | 0 | 0 | 0 | 0 | 0 | 0 | 0 | 0 | 0 | 0 | 0 | 0 | 0
Option 2 SG | NSW | NNSW | Coordinated CER | 9.4716 | 11.9143 | 13.6041 | 16.57 | 19.8587 | 23.446 | 27.113 | 33.3818 | 38.564 | 44.5275 | 49.2352 | 55.9761 | 70.3788 | 79.9731 | 90.3028 | 88.7722 | 88.7678 | 107.3543 | 129.4377 | 159.188 | 182.908 | 211.2651 | 236.74 | 272.5257
Option 2 SG | NSW | NNSW | Distributed PV | 1601.085 | 1734.851 | 1961.6215 | 2087.3047 | 2095.1154 | 2200.6421 | 2212.3849 | 2393.209 | 2401.4094 | 2419.6235 | 2307.0483 | 2248.7005 | 2417.356 | 2589.681 | 2656.8685 | 2504.7102 | 2291.9007 | 2384.439 | 2622.7005 | 2776.0021 | 2806.607 | 2985.8785 | 3059.6507 | 3382.6155
Option 2 SG | NSW | NNSW | PHES | 0 | 0 | 0 | 0 | 0 | 0 | 0 | 0 | 0 | 0 | 0 | 0 | 0 | 0 | 0 | 0 | 0 | 0 | 0 | 0 | 0 | 0 | 0 | 0
Option 2 SG | NSW | NNSW | Solar | 1540.0654 | 2214.7586 | 2475.8473 | 2111.1768 | 2073.033 | 1956.4297 | 2346.54 | 2453.2226 | 2700.0193 | 2471.7281 | 2642.8743 | 2572.252 | 2869.7082 | 2893.5552 | 2799.6408 | 2974.9766 | 2647.8169 | 2609.0336 | 2634.7567 | 2501.7212 | 2402.8427 | 2227.3021 | 2035.7432 | 1963.0492
Option 2 SG | NSW | NNSW | Wind | 1241.897 | 1202.6126 | 1092.6129 | 1003.6964 | 1369.8433 | 1473.9345 | 1550.5955 | 1662.3952 | 1841.25 | 1661.3308 | 3509.3141 | 5181.0248 | 4458.612 | 3916.6537 | 4170.2154 | 4419.2748 | 7164.9029 | 6070.6563 | 6141.1015 | 5745.9072 | 5918.3988 | 7533.8575 | 8101.8477 | 9015.0548
Option 2 SG | NSW | SNSW | 1h | 12.9587 | 34.9883 | 13.824 | 15.13 | 15.7251 | 14.1453 | 13.6264 | 13.1712 | 16.1793 | 15.9008 | 15.5411 | 15.1249 | 14.896 | 16.2094 | 15.9065 | 14.843 | 14.4443 | 0 | 0 | 0 | 0 | 0 | 0 | 0
Option 2 SG | NSW | SNSW | 2h | 79.2143 | 200.642 | 145.2248 | 157.1166 | 168.0732 | 147.6505 | 146.2908 | 135.0741 | 165.9162 | 161.3418 | 156.1507 | 151.7984 | 146.4642 | 160.9355 | 161.9238 | 150.2742 | 146.3707 | 148.7118 | 149.3886 | 139.5712 | 146.0528 | 150.2819 | 87.9206 | 94.3176
Option 2 SG | NSW | SNSW | 4h | 0 | 0 | 0 | 0 | 59.8254 | 206.1759 | 204.7767 | 198.8523 | 260.116 | 255.3247 | 246.4663 | 247.7764 | 238.5123 | 260.7391 | 257.955 | 234.4563 | 235.0346 | 240.1613 | 232.948 | 218.936 | 220.229 | 235.8344 | 223.9608 | 237.2386
Option 2 SG | NSW | SNSW | 8h | 103.1799 | 315.7495 | 422.0673 | 602.8528 | 631.1846 | 504.8451 | 471.9183 | 513.6324 | 705.1236 | 703.4682 | 649.1145 | 626.3831 | 613.7892 | 683.7459 | 672.5337 | 564.3704 | 557.043 | 573.8134 | 570.0795 | 511.9039 | 400.1605 | 243.7299 | 247.9089 | 266.2066
Option 2 SG | NSW | SNSW | CST | 0 | 0 | 0 | 0 | 0 | 0 | 0 | 0 | 0 | 0 | 0 | 0 | 0 | 0 | 0 | 0 | 0 | 0 | 0 | 0 | 0 | 0 | 0 | 0
Option 2 SG | NSW | SNSW | Coordinated CER | 7.9111 | 17.5293 | 11.8253 | 13.4779 | 24.1078 | 29.4651 | 35.1394 | 47.3053 | 56.4748 | 64.3503 | 72.7787 | 81.1713 | 106.6141 | 117.1346 | 131.8196 | 139.7141 | 142.6088 | 167.3314 | 196.005 | 214.6641 | 237.8506 | 282.2533 | 317.4242 | 362.0805
Option 2 SG | NSW | SNSW | Distributed PV | 1903.669 | 2067.4398 | 2319.0541 | 2437.0126 | 2529.7607 | 2647.7035 | 2571.899 | 2808.4012 | 2840.0176 | 2803.1705 | 2710.8152 | 2646.2834 | 2841.2665 | 3062.2848 | 3161.5281 | 3038.444 | 2732.6697 | 2876.2884 | 3178.7177 | 3322.7179 | 3424.4638 | 3619.4999 | 3657.4579 | 4051.3775
Option 2 SG | NSW | SNSW | Hydro | 3989.9873 | 4062.1952 | 2641.2184 | 2823.1065 | 2158.4967 | 2017.2744 | 1767.4713 | 1069.2828 | 2210.2195 | 1826.2898 | 1757.3877 | 2277.1762 | 2147.8468 | 1856.4606 | 2060.892 | 1495.8576 | 2763.8695 | 2880.1844 | 2264.1272 | 2168.8683 | 2398.03 | 3066.2062 | 3448.1759 | 2662.2076
Option 2 SG | NSW | SNSW | OCGT | 0 | 0 | 0 | 0 | 5.4e-10 | 0 | 0 | 3.81e-09 | 0 | 0 | 6.5514 | 31.5697 | 83.8466 | 251.6971 | 413.114 | 462.7969 | 260.2592 | 192.6127 | 0 | 0 | 0 | 0 | 0 | 0
Option 2 SG | NSW | SNSW | PHES | 0 | 0 | 1813.0692 | 4007.7013 | 4931.8484 | 4513.5144 | 4471.632 | 4320.0031 | 5106.4399 | 5126.3479 | 4778.5751 | 5018.1252 | 4560.4614 | 5057.7841 | 4909.4994 | 4524.5653 | 4931.3899 | 4872.7042 | 4532.5191 | 4372.4004 | 5109.8043 | 5135.9147 | 5227.7988 | 5301.9399
Option 2 SG | NSW | SNSW | Solar | 4692.386 | 10943.8443 | 11546.5486 | 10251.1153 | 9740.7038 | 7802.8688 | 7620.4362 | 6782.9184 | 9625.6839 | 8737.089 | 8629.4353 | 8626.5636 | 8520.4725 | 9617.9724 | 9533.9897 | 9217.2467 | 9281.7806 | 9262.5135 | 8526.7755 | 7870.8155 | 8697.8635 | 8250.6774 | 8241.5639 | 7827.5011
Option 2 SG | NSW | SNSW | Wind | 5279.6222 | 5597.6876 | 6037.473 | 6180.6265 | 6148.4901 | 7144.8519 | 6346.0334 | 6207.0403 | 7253.712 | 6640.0238 | 6050.0151 | 6498.6995 | 6364.1687 | 5185.4123 | 5522.114 | 5755.7994 | 5694.8381 | 4691.3622 | 4831.8657 | 4769.0007 | 4730.1962 | 5197.4497 | 4169.6036 | 4426.2524
Option 2 SG | NSW | SNW | 1h | 0 | 0 | 0 | 6.862e-08 | 8.7714e-07 | 4.2857e-06 | 1.565e-09 | 5.92e-09 | 0 | 0 | 1.01e-09 | 2.605e-09 | 0 | 0 | 5.05e-10 | 1.05e-09 | 2.041e-08 | 1.912e-08 | 1.095e-09 | 4.41e-09 | 1.636e-08 | 6.434e-08 | 1.0757e-06 | 4.591e-06
Option 2 SG | NSW | SNW | 2h | 110.6549 | 89.9134 | 85.1996 | 181.9305 | 464.3851 | 481.0165 | 474.3654 | 436.7418 | 404.9082 | 418.7874 | 366.1722 | 327.6342 | 373.7563 | 388.6217 | 361.168 | 295.2922 | 248.0199 | 288.6611 | 296.9638 | 328.863 | 299.235 | 397.8296 | 448.7747 | 437.3663
Option 2 SG | NSW | SNW | 4h | 411.8124 | 1451.7473 | 3005.6113 | 5153.8353 | 5150.9744 | 5085.1406 | 4830.4273 | 4927.1397 | 4853.4936 | 4703.3157 | 4559.9095 | 4180.6424 | 4538.0944 | 4796.4833 | 4807.0923 | 4497.1382 | 4066.5172 | 4225.2881 | 4332.8529 | 4033.0964 | 3967.266 | 3499.8542 | 1632.6896 | 270.518
Option 2 SG | NSW | SNW | 8h | 0 | 1.4458e-06 | 247.2435 | 1080.8313 | 1124.3989 | 1128.5471 | 1105.9003 | 2649.8108 | 2529.4025 | 2479.1541 | 2310.4943 | 2142.4717 | 2435.9889 | 2586.6009 | 2548.2984 | 2143.289 | 1928.0284 | 2091.4717 | 2071.5155 | 2110.8851 | 2119.1325 | 2466.2081 | 2347.4329 | 4189.5546
Option 2 SG | NSW | SNW | Black Coal | 10081.719 | 10071.7344 | 3156.7536 | 3156.7536 | 0 | 0 | 0 | 0 | 0 | 0 | 0 | 0 | 0 | 0 | 0 | 0 | 0 | 0 | 0 | 0 | 0 | 0 | 0 | 0
Option 2 SG | NSW | SNW | CCGT | 525.6 | 484.1389 | 525.6 | 175.2 | 408.3666 | 276.2326 | 784.8584 | 455.4225 | 544.3392 | 762.9379 | 1206.3669 | 968.2352 | 885.7721 | 1450.6115 | 2111.0712 | 2066.965 | 2058.4653 | 902.6227 | 832.4877 | 918.6994 | 960.6971 | 913.2279 | 1150.5368 | 1090.201
Option 2 SG | NSW | SNW | Coordinated CER | 36.2485 | 42.1586 | 51.8143 | 63.8091 | 80.9704 | 99.3872 | 140.015 | 174.6446 | 201.3703 | 246.1682 | 271.0328 | 284.1031 | 338.248 | 379.1537 | 422.6008 | 424.7219 | 381.9193 | 474.2246 | 600.1916 | 735.2336 | 908.4081 | 1174.8899 | 1436.9464 | 1665.2507
Option 2 SG | NSW | SNW | DSP | 0 | 1.33e-08 | 0 | 0 | 0 | 0 | 0 | 0 | 0 | 0 | 0 | 0 | 3.5761 | 0.0645 | 0.46188 | 0.29825 | 1.927 | 0.31 | 0.54 | 0.59088 | 0.68837 | 0.15 | 1.3479 | 0.621
Option 2 SG | NSW | SNW | Distributed PV | 6689.6365 | 7346.0815 | 8393.4476 | 8928.2853 | 8952.4984 | 9437.5029 | 9472.3531 | 10220.959 | 10247.5875 | 10233.8295 | 9785.2114 | 9541.9924 | 10234.6377 | 11075.6489 | 11387.9586 | 10796.3688 | 9831.174 | 10343.1897 | 11469.5956 | 12108.777 | 12244.2099 | 13124.2802 | 13482.3495 | 14946.5925
Option 2 SG | NSW | SNW | OCGT | 8.3025 | 11.1683 | 66.2551 | 18.1687 | 68.461 | 48.4986 | 314.2111 | 115.7096 | 177.4755 | 334.232 | 497.488 | 620.1177 | 587.489 | 953.8723 | 2203.7204 | 1807.4043 | 1994.1856 | 2722.5102 | 3205.8986 | 4736.0603 | 4150.4974 | 4126.1792 | 5972.2482 | 5137.4796
Option 2 SG | NSW | SNW | Offshore Wind | 0 | 0 | 0 | 0 | 0 | 0 | 0 | 0 | 0 | 0 | 0 | 0 | 0 | 0 | 0 | 0 | 0 | 0 | 0 | 0 | 0 | 0 | 0 | 0
Option 2 SG | NSW | SNW | Solar | 0 | 2.1022e-06 | 2.9766e-06 | 1.6987e-06 | 2.507e-06 | 6.4901e-06 | 3.148e-07 | 5.4861e-07 | 9.9887e-07 | 1.2469e-06 | 3.0395e-06 | 1.4598e-05 | 229.2885 | 224.8476 | 406.0712 | 1425.015 | 1646.7522 | 1691.2058 | 1837.4947 | 1953.7068 | 1834.0792 | 1942.8938 | 1904.1891 | 1993.5653
Option 2 SG | NSW | SNW | Wind | 0 | 0 | 0 | 0 | 0 | 0 | 0 | 0 | 0 | 0 | 0 | 1.1812e-06 | 207.6981 | 176.9285 | 191.1624 | 186.5544 | 196.6331 | 181.092 | 196.848 | 186.2021 | 186.5543 | 183.7857 | 193.2738 | 193.5892
Option 2 SG | QLD |  | 1h | 91.2798 | 127.5934 | 212.9349 | 247.7438 | 300.5832 | 310.7492 | 296.9537 | 289.2447 | 292.5123 | 291.0622 | 284.9573 | 285.8913 | 308.0669 | 316.0621 | 318.479 | 302.0319 | 285.2331 | 297.4515 | 306.2063 | 302.4181 | 288.2629 | 300.6276 | 289.6816 | 165.3122
Option 2 SG | QLD |  | 2h | 1197.2667 | 1090.1188 | 1457.8808 | 1621.5176 | 1862.4735 | 1904.4968 | 1847.239 | 1820.3781 | 1830.6318 | 1831.7483 | 1803.1024 | 1779.9208 | 1810.1918 | 1862.6101 | 1868.3693 | 1797.2076 | 1684.8835 | 1709.6019 | 1633.6145 | 1244.3629 | 1208.5257 | 1077.528 | 900.0468 | 702.0492
Option 2 SG | QLD |  | 4h | 221.0754 | 249.5582 | 485.264 | 634.4264 | 722.8128 | 730.4909 | 711.5332 | 706.5206 | 708.9421 | 711.3668 | 691.5955 | 699.6879 | 726.1292 | 739.9153 | 745.4292 | 719.9367 | 691.8416 | 694.9749 | 714.8949 | 1248.9805 | 1642.9737 | 2612.7988 | 3068.508 | 3453.0157
Option 2 SG | QLD |  | 8h | 0 | 0 | 6.3825e-08 | 3.7502e-06 | 5.7835e-06 | 8.9862e-06 | 7.9279e-06 | 4.3125e-06 | 1.5753e-07 | 6.62e-09 | 1.3635e-08 | 4.2445e-08 | 7.6912e-06 | 7.5965e-06 | 7.4555e-06 | 5.1967e-06 | 5.4883e-06 | 8.8278e-06 | 1.0929e-05 | 1.278e-05 | 1.3881e-05 | 1.6199e-05 | 2.6528e-05 | 209.4123
Option 2 SG | QLD |  | Biomass | 269.1072 | 269.8445 | 246.159 | 207.764 | 219.3627 | 218.4131 | 223.1512 | 216.9256 | 213.1392 | 213.2554 | 202.1678 | 207.118 | 206.0955 | 209.4809 | 215.1158 | 201.9994 | 215.3946 | 188.5149 | 185.5725 | 165.6441 | 171.0481 | 185.8379 | 169.6842 | 142.4636
Option 2 SG | QLD |  | Black Coal | 40217.9973 | 28525.6775 | 26451.5588 | 16937.9445 | 18399.9445 | 17517.009 | 17246.6532 | 16081.4749 | 14513.7567 | 14848.8016 | 12888.9809 | 10723.7692 | 13569.7403 | 14598.4621 | 15351.9116 | 14772.5563 | 12748.3248 | 11353.7429 | 10255.7505 | 8711.465 | 7540.1855 | 7590.9209 | 7608.9736 | 0
Option 2 SG | QLD |  | CCGT | 1225.3471 | 1114.6946 | 1284.8009 | 1050.1035 | 126.9515 | 109.923 | 264.3485 | 149.06 | 96.0991 | 220.2434 | 659.1698 | 837.8236 | 736.7052 | 971.7932 | 1310.9409 | 900.5763 | 1381.2637 | 1483.821 | 1861.7158 | 524.4504 | 543.7188 | 128.0836 | 155.7865 | 322.2259
Option 2 SG | QLD |  | Coordinated CER | 28.8977 | 35.8073 | 47.1557 | 59.3135 | 89.3581 | 122.1919 | 145.7729 | 192.0842 | 243.1973 | 288.6773 | 327.9964 | 397.5507 | 517.7991 | 586.8647 | 688.0054 | 552.8747 | 589.827 | 788.2914 | 951.0647 | 1129.1737 | 1086.5459 | 1387.0438 | 1532.2972 | 1872.1725
Option 2 SG | QLD |  | Distributed PV | 9501.309 | 10892.183 | 11694.6875 | 12695.6225 | 13194.9415 | 13641.8533 | 14114.104 | 14809.8836 | 15064.7233 | 15623.1413 | 14957.2939 | 14650.2531 | 15444.6152 | 16755.0169 | 17183.4133 | 16880.4284 | 14776.8626 | 16503.0905 | 17355.0296 | 18579.6951 | 19091.8314 | 19775.5062 | 20663.3697 | 21937.6458
Option 2 SG | QLD |  | H2 Reciprocating Engine | 0 | 0 | 0 | 0 | 2.7345e-08 | 6.434e-08 | 0 | 0 | 0 | 1.545e-09 | 5.5461 | 33.4885 | 81.553 | 104.0585 | 201.3774 | 78.9387 | 102.7348 | 181.6546 | 210.0535 | 167.7042 | 150.9713 | 92.3627 | 178.9607 | 216.3315
Option 2 SG | QLD |  | Hydro | 976.6747 | 858.5337 | 695.0598 | 763.6798 | 689.7929 | 567.468 | 558.2085 | 680.0568 | 865.8842 | 678.0784 | 717.6624 | 782.6846 | 780.0265 | 913.9907 | 665.8789 | 730.8229 | 886.446 | 723.8604 | 638.4872 | 633.6975 | 592.0112 | 557.6903 | 557.7983 | 528.6978
Option 2 SG | QLD |  | Liquid Fuel | 0 | 0 | 0 | 0 | 0 | 0 | 0 | 0 | 0 | 0 | 0 | 0 | 5.2019 | 0 | 0 | 0 | 0 | 0 | 0 | 0 | 0 | 0 | 0 | 0
Option 2 SG | QLD |  | OCGT | 4.4735 | 8.5661 | 13.0479 | 7.2178 | 0 | 1.723e-08 | 0 | 0 | 0 | 0 | 8.3827 | 61.2914 | 276.539 | 293.3272 | 580.7715 | 132.6711 | 236.8804 | 283.3766 | 1437.3797 | 2467.4818 | 1879.5607 | 1473.6329 | 1943.9564 | 3240.5129
Option 2 SG | QLD |  | PHES | 440.2091 | 524.6868 | 1172.4118 | 1258.1629 | 1654.9232 | 1655.089 | 1410.6747 | 1449.7976 | 1514.0725 | 1507.8447 | 1501.2252 | 1618.8047 | 1788.2922 | 1787.5793 | 1828.8328 | 4907.4819 | 4895.3817 | 5444.8885 | 5511.3332 | 5432.5414 | 5063.4933 | 5655.0955 | 5583.5241 | 5821.6137
Option 2 SG | QLD |  | Solar | 8153.6281 | 12173.8136 | 14307.623 | 14006.1667 | 13963.6045 | 14294.3324 | 14124.8194 | 14263.2064 | 14438.3115 | 14650.7891 | 13807.7014 | 13825.9168 | 14255.8645 | 13969.8874 | 13926.2421 | 17893.3029 | 19276.439 | 20985.897 | 21503.2928 | 22323.6182 | 21357.7249 | 24083.7995 | 24115.3414 | 26097.543
Option 2 SG | QLD |  | Wind | 8586.2836 | 9718.0509 | 11824.3346 | 12579.8751 | 12616.5627 | 12435.985 | 13799.9738 | 14764.21 | 17160.4363 | 19059.6154 | 22491.8412 | 25047.065 | 25690.1017 | 26151.3038 | 26225.9203 | 27279.3287 | 26037.4246 | 30648.7427 | 30504.2465 | 33728.5475 | 37869.7232 | 38147.5664 | 39077.7241 | 42379.6045
Option 2 SG | QLD | CQ | 2h | 31.7986 | 78.7978 | 110.4868 | 107.3375 | 137.6883 | 140.833 | 134.1185 | 129.3067 | 132.5864 | 132.3331 | 128.9189 | 131.7009 | 141.9704 | 143.7024 | 147.1709 | 137.1776 | 101.7351 | 106.7027 | 111.3711 | 106.8248 | 111.0364 | 109.9067 | 109.7023 | 101.5951
Option 2 SG | QLD | CQ | 4h | 34.4106 | 92.595 | 140.6519 | 136.4026 | 177.1452 | 182.5082 | 171.9835 | 165.3023 | 170.9229 | 167.2112 | 164.5513 | 167.9026 | 182.336 | 185.5578 | 190.8981 | 176.7159 | 168.0461 | 174.9479 | 182.1361 | 170.768 | 0 | 0 | 0 | 0
Option 2 SG | QLD | CQ | 8h | 0 | 0 | 0 | 3.2902e-07 | 1.1952e-06 | 1.2011e-06 | 1.1386e-07 | 0 | 0 | 0 | 0 | 1.921e-08 | 1.5382e-07 | 2.0426e-07 | 8.5995e-08 | 5.79e-09 | 7.445e-09 | 1.6643e-06 | 3.753e-06 | 3.971e-06 | 4.7373e-06 | 5.3419e-06 | 1.121e-05 | 209.4122
Option 2 SG | QLD | CQ | Black Coal | 12752.8504 | 6292.1646 | 6158.28 | 4931.88 | 4931.88 | 4945.392 | 4931.88 | 4931.88 | 4931.88 | 4945.392 | 4931.88 | 4931.88 | 6062.5859 | 6890.1598 | 7642.3663 | 7197.8776 | 8434.1831 | 7351.9226 | 6185.3176 | 4887.8267 | 3636.9853 | 3665.6165 | 3679.4339 | 0
Option 2 SG | QLD | CQ | Coordinated CER | 1.8249 | 3.1005 | 4.3406 | 5.2011 | 8.1014 | 10.5781 | 12.3042 | 15.8145 | 19.311 | 22.8679 | 25.9531 | 31.8576 | 40.5201 | 45.2924 | 52.4294 | 45.9882 | 48.9653 | 60.9395 | 72.1245 | 87.6507 | 91.4126 | 105.4438 | 122.9377 | 143.9744
Option 2 SG | QLD | CQ | Distributed PV | 883.1645 | 1015.3945 | 1094.265 | 1171.9 | 1220.47 | 1265.5985 | 1319.57 | 1425.069 | 1452.7128 | 1501.8718 | 1442.743 | 1416.6805 | 1487.52 | 1628.042 | 1671.436 | 1582.0395 | 1408.819 | 1575.6185 | 1661.913 | 1747.8265 | 1796.6496 | 1865.3338 | 1964.0061 | 2148.0293
Option 2 SG | QLD | CQ | OCGT | 0 | 0 | 0 | 0 | 0 | 0 | 0 | 0 | 0 | 0 | 0 | 0 | 29.0498 | 7.8325 | 34.6256 | 0.62768 | 18.416 | 2.8484 | 50.6923 | 33.4289 | 102.2211 | 20.0447 | 82.8393 | 176.1615
Option 2 SG | QLD | CQ | PHES | 0 | 0 | 0 | 0 | 0 | 0 | 0 | 0 | 0 | 0 | 0 | 0 | 0 | 0 | 0 | 0 | 0 | 0 | 0 | 0 | 0 | 0 | 0 | 0
Option 2 SG | QLD | CQ | Solar | 1718.1026 | 2333.6157 | 2494.3424 | 2081.2712 | 2109.0485 | 2126.6891 | 2187.3901 | 2187.1367 | 2247.4164 | 2225.1581 | 2333.5686 | 2312.31 | 2385.1137 | 2322.564 | 2359.1682 | 2538.8681 | 2146.7973 | 2331.6373 | 2281.1174 | 2211.3133 | 2221.9311 | 2279.7047 | 1450.8538 | 3195.501
Option 2 SG | QLD | CQ | Wind | 1392.5019 | 2536.3321 | 3279.8152 | 3504.2978 | 3341.3981 | 3356.086 | 3218.5851 | 3189.0795 | 3605.445 | 3192.9733 | 3823.617 | 3729.2135 | 3469.0586 | 3846.4764 | 3781.3261 | 3818.728 | 3599.1146 | 4763.8106 | 4835.8786 | 6654.3636 | 6356.5856 | 6819.1637 | 6526.0513 | 5993.322
Option 2 SG | QLD | GG | 1h | 0 | 21.3982 | 66.4159 | 100.3177 | 124.768 | 125.9807 | 120.4113 | 118.3838 | 118.1226 | 120.9912 | 116.5131 | 120.4888 | 128.2473 | 129.1937 | 131.2074 | 124.9563 | 119.2657 | 122.1329 | 126.8924 | 123.5786 | 125.9232 | 125.8664 | 122.5024 | 0
Option 2 SG | QLD | GG | 4h | 0 | 0 | 7.2346e-06 | 2.8367e-05 | 3.1941e-05 | 3.2891e-05 | 2.628e-05 | 2.6265e-05 | 2.6147e-05 | 2.7002e-05 | 2.6312e-05 | 2.7124e-05 | 2.8853e-05 | 2.9372e-05 | 2.9826e-05 | 2.7934e-05 | 2.6669e-05 | 3.083e-05 | 3.2576e-05 | 3.592e-05 | 7.0435e-05 | 7.101e-05 | 463.6741 | 436.6464
Option 2 SG | QLD | GG | Black Coal | 2943.36 | 2951.424 | 1959.552 | 0 | 0 | 0 | 0 | 0 | 0 | 0 | 0 | 0 | 0 | 0 | 0 | 0 | 0 | 0 | 0 | 0 | 0 | 0 | 0 | 0
Option 2 SG | QLD | GG | CCGT | 832.3139 | 841.7409 | 841.9954 | 829.8698 | 0 | 0 | 0 | 0 | 0 | 0 | 2.1917 | 18.5407 | 32.9084 | 38.3898 | 73.0449 | 31.148 | 26.871 | 43.671 | 95.0377 | 80.7515 | 119.7911 | 128.0836 | 155.7865 | 322.2259
Option 2 SG | QLD | GG | Coordinated CER | 0.13527 | 0.25526 | 0.36598 | 0.66779 | 1.0497 | 1.376 | 1.6772 | 2.1121 | 2.6117 | 3.0612 | 3.5252 | 4.3022 | 5.3337 | 6.1771 | 7.2244 | 6.5572 | 6.5395 | 8.2851 | 9.9441 | 11.7845 | 13.0855 | 15.1864 | 18.4314 | 19.7075
Option 2 SG | QLD | GG | Distributed PV | 107.84 | 124.326 | 134.251 | 146.6695 | 152.918 | 158.4663 | 163.8925 | 172.0037 | 175.1133 | 181.187 | 173.5724 | 169.9924 | 179.0232 | 195.465 | 200.5799 | 197.6305 | 172.1879 | 192.574 | 202.997 | 218.2135 | 224.45 | 232.797 | 243.1201 | 258.3145
Option 2 SG | QLD | GG | OCGT | 0 | 0 | 0 | 0 | 0 | 0 | 0 | 0 | 0 | 0 | 0 | 0 | 0 | 0 | 0 | 0 | 0 | 9.736e-08 | 6.4274e-07 | 8.8524e-07 | 2.5495e-06 | 2.0923e-06 | 2.6521e-06 | 5.1139e-05
Option 2 SG | QLD | GG | Solar | 772.3376 | 889.3258 | 918.6888 | 860.3283 | 858.7265 | 901.037 | 898.314 | 918.5133 | 931.7844 | 951.6767 | 951.914 | 933.7133 | 959.5049 | 961.7555 | 944.3377 | 953.9868 | 774.668 | 891.3469 | 917.1325 | 948.0677 | 953.5596 | 975.9031 | 963.1748 | 969.1969
Option 2 SG | QLD | NQ | 2h | 0 | 36.91 | 199.6247 | 334.4662 | 378.3565 | 378.8883 | 374.9831 | 375.2673 | 377.0059 | 377.4392 | 358.9671 | 369.0939 | 372.0491 | 387.7531 | 387.3319 | 374.258 | 348.5088 | 338.9801 | 356.7223 | 321.5771 | 348.43 | 174.6853 | 177.9133 | 0
Option 2 SG | QLD | NQ | 4h | 0 | 0 | 171.0288 | 241.5263 | 260.7562 | 261.7577 | 259.5725 | 263.0419 | 260.3777 | 261.1128 | 250.7283 | 258.5302 | 259.0739 | 266.3942 | 266.1887 | 261.7206 | 248.3929 | 241.7776 | 252.3019 | 226.3014 | 242.7442 | 238.7481 | 61.9355 | 57.5301
Option 2 SG | QLD | NQ | Biomass | 269.1072 | 269.8445 | 246.159 | 207.764 | 219.3627 | 218.4131 | 223.1512 | 216.9256 | 213.1392 | 213.2554 | 202.1678 | 207.118 | 206.0955 | 209.4809 | 215.1158 | 201.9994 | 215.3946 | 188.5149 | 185.5725 | 165.6441 | 171.0481 | 185.8379 | 169.6842 | 142.4636
Option 2 SG | QLD | NQ | CCGT | 17.2596 | 13.7519 | 28.5881 | 8.9037 | 8.9037 | 8.9281 | 8.9037 | 8.9037 | 8.9037 | 8.9281 | 29.5926 | 100.4103 | 111.8342 | 172.427 | 233.6084 | 136.1462 | 250.1761 | 244.2528 | 386.7339 | 443.6989 | 423.9277 | 0 | 0 | 0
Option 2 SG | QLD | NQ | Coordinated CER | 4.3372 | 5.5755 | 7.2945 | 9.4224 | 12.9903 | 16.9655 | 20.2319 | 26.2074 | 32.3419 | 38.0995 | 42.99 | 52.5047 | 63.7618 | 72.7624 | 84.789 | 81.6894 | 74.9538 | 88.5628 | 108.0614 | 129.2621 | 145.892 | 170.3468 | 223.1403 | 248.8454
Option 2 SG | QLD | NQ | Distributed PV | 1439.5615 | 1653.838 | 1771.0605 | 1921.616 | 2005.711 | 2072.812 | 2135.7245 | 2241.1074 | 2278.3448 | 2367.667 | 2265.049 | 2224.6784 | 2339.2975 | 2535.4905 | 2602.5864 | 2573.1264 | 2246.1407 | 2515.6475 | 2634.8826 | 2817.296 | 2910.4937 | 3011.3602 | 3129.2295 | 3321.513
Option 2 SG | QLD | NQ | Hydro | 976.6747 | 858.5337 | 695.0598 | 763.6798 | 689.7929 | 567.468 | 558.2085 | 680.0568 | 865.8842 | 678.0784 | 717.6624 | 782.6846 | 780.0265 | 913.9907 | 665.8789 | 730.8229 | 886.446 | 723.8604 | 638.4872 | 633.6975 | 592.0112 | 557.6903 | 557.7983 | 528.6978
Option 2 SG | QLD | NQ | Liquid Fuel | 0 | 0 | 0 | 0 | 0 | 0 | 0 | 0 | 0 | 0 | 0 | 0 | 5.2019 | 0 | 0 | 0 | 0 | 0 | 0 | 0 | 0 | 0 | 0 | 0
Option 2 SG | QLD | NQ | PHES | 288.0691 | 379.1846 | 587.7757 | 623.7517 | 777.4168 | 781.2492 | 717.3986 | 713.7114 | 734.1229 | 742.6367 | 716.0873 | 745.3298 | 778.1619 | 799.8838 | 803.7474 | 784.922 | 664.1336 | 681.8054 | 696.8994 | 652.6471 | 723.5935 | 730.7739 | 717.4392 | 672.2877
Option 2 SG | QLD | NQ | Solar | 1517.6907 | 2023.9677 | 3238.6243 | 3112.9212 | 3179.4324 | 3349.5459 | 3130.328 | 3071.8625 | 3102.0799 | 3238.3348 | 3021.7518 | 3339.6628 | 3328.3596 | 3051.0042 | 3139.3691 | 3341.8516 | 2773.5369 | 2795.3626 | 2887.0366 | 2616.6436 | 2657.97 | 2586.592 | 2100.0977 | 1913.004
Option 2 SG | QLD | NQ | Wind | 940.2598 | 974.8654 | 2179.2636 | 2833.736 | 2820.8233 | 2655.693 | 4474.6174 | 5306.672 | 5111.6531 | 5276.7925 | 5477.0576 | 5201.6972 | 6502.6335 | 7448.9904 | 6958.251 | 7576.2529 | 7482.1547 | 10977.6861 | 11529.0679 | 12958.731 | 12591.7997 | 12390.2329 | 14362.0394 | 15855.943
Option 2 SG | QLD | SQ | 1h | 91.2798 | 106.1952 | 146.519 | 147.4262 | 175.8152 | 184.7686 | 176.5425 | 170.861 | 174.3897 | 170.071 | 168.4443 | 165.4025 | 179.8196 | 186.8685 | 187.2716 | 177.0755 | 165.9674 | 175.3186 | 179.314 | 178.8395 | 162.3397 | 174.7612 | 167.1791 | 165.3122
Option 2 SG | QLD | SQ | 2h | 1165.4682 | 974.4109 | 1147.7693 | 1179.7138 | 1346.4287 | 1384.7755 | 1338.1375 | 1315.8041 | 1321.0394 | 1321.976 | 1315.2164 | 1279.126 | 1296.1724 | 1331.1545 | 1333.8665 | 1285.7721 | 1234.6396 | 1263.9191 | 1165.521 | 815.961 | 749.0593 | 792.9359 | 612.4312 | 600.454
Option 2 SG | QLD | SQ | 4h | 186.6649 | 156.9632 | 173.5833 | 256.4975 | 284.9114 | 286.2249 | 279.9772 | 278.1764 | 277.6415 | 283.0427 | 276.316 | 273.2551 | 284.7192 | 287.9632 | 288.3424 | 281.5002 | 275.4026 | 278.2494 | 280.4568 | 851.9111 | 1400.2294 | 2374.0507 | 2542.8983 | 2958.8391
Option 2 SG | QLD | SQ | 8h | 0 | 0 | 6.3825e-08 | 3.4212e-06 | 4.5883e-06 | 7.7852e-06 | 7.814e-06 | 4.3125e-06 | 1.5753e-07 | 6.62e-09 | 1.3635e-08 | 2.3235e-08 | 7.5374e-06 | 7.3923e-06 | 7.3695e-06 | 5.1909e-06 | 5.4808e-06 | 7.1635e-06 | 7.1764e-06 | 8.8091e-06 | 9.1434e-06 | 1.0857e-05 | 1.5318e-05 | 5.2344e-05
Option 2 SG | QLD | SQ | Black Coal | 24521.7869 | 19282.0889 | 18333.7268 | 12006.0645 | 13468.0645 | 12571.617 | 12314.7732 | 11149.5949 | 9581.8767 | 9903.4096 | 7957.1009 | 5791.8892 | 7507.1544 | 7708.3023 | 7709.5453 | 7574.6788 | 4314.1417 | 4001.8202 | 4070.4329 | 3823.6383 | 3903.2001 | 3925.3043 | 3929.5397 | 0
Option 2 SG | QLD | SQ | CCGT | 375.7735 | 259.2018 | 414.2174 | 211.33 | 118.0478 | 100.995 | 255.4448 | 140.1564 | 87.1955 | 211.3154 | 627.3856 | 718.8725 | 591.9626 | 760.9764 | 1004.2877 | 733.2821 | 1104.2166 | 1195.8973 | 1379.9441 | 0 | 0 | 0 | 0 | 0
Option 2 SG | QLD | SQ | Coordinated CER | 22.6004 | 26.8761 | 35.1546 | 44.0223 | 67.2167 | 93.2723 | 111.5596 | 147.9502 | 188.9327 | 224.6487 | 255.5281 | 308.8863 | 408.1835 | 462.6328 | 543.5626 | 418.6397 | 459.3684 | 630.504 | 760.9348 | 900.4764 | 836.1558 | 1096.0668 | 1167.7878 | 1459.6452
Option 2 SG | QLD | SQ | Distributed PV | 7070.743 | 8098.6245 | 8695.111 | 9455.437 | 9815.8425 | 10144.9765 | 10494.917 | 10971.7035 | 11158.5524 | 11572.4155 | 11075.9295 | 10838.9017 | 11438.7745 | 12396.0194 | 12708.811 | 12527.632 | 10949.715 | 12219.2505 | 12855.237 | 13796.3591 | 14160.2381 | 14666.0152 | 15327.014 | 16209.789
Option 2 SG | QLD | SQ | H2 Reciprocating Engine | 0 | 0 | 0 | 0 | 2.7345e-08 | 6.434e-08 | 0 | 0 | 0 | 1.545e-09 | 5.5461 | 33.4885 | 81.553 | 104.0585 | 201.3774 | 78.9387 | 102.7348 | 181.6546 | 210.0535 | 167.7042 | 150.9713 | 92.3627 | 178.9607 | 216.3315
Option 2 SG | QLD | SQ | OCGT | 4.4735 | 8.5661 | 13.0479 | 7.2178 | 0 | 1.723e-08 | 0 | 0 | 0 | 0 | 8.3827 | 61.2914 | 247.4892 | 285.4947 | 546.1459 | 132.0434 | 218.4644 | 280.5282 | 1386.6874 | 2434.053 | 1777.3396 | 1453.5882 | 1861.1171 | 3064.3513
Option 2 SG | QLD | SQ | PHES | 152.14 | 145.5022 | 584.6362 | 634.4112 | 877.5064 | 873.8397 | 693.2761 | 736.0862 | 779.9496 | 765.2079 | 785.1379 | 873.4748 | 1010.1304 | 987.6956 | 1025.0854 | 4122.5599 | 4231.2481 | 4763.0831 | 4814.4338 | 4779.8942 | 4339.8999 | 4924.3216 | 4866.0849 | 5149.3259
Option 2 SG | QLD | SQ | Solar | 4145.4972 | 6926.9043 | 7655.9674 | 7951.646 | 7816.397 | 7917.0604 | 7908.7873 | 8085.694 | 8157.0309 | 8235.6195 | 7500.4669 | 7240.2306 | 7582.8863 | 7634.5637 | 7483.3671 | 11058.5965 | 13581.4369 | 14967.5502 | 15418.0064 | 16547.5936 | 15524.2642 | 18241.5996 | 19601.215 | 20019.8411
Option 2 SG | QLD | SQ | Wind | 6253.5218 | 6206.8535 | 6365.2558 | 6241.8413 | 6454.3412 | 6424.2061 | 6106.7713 | 6268.4585 | 8443.3383 | 10589.8496 | 13191.1667 | 16116.1543 | 15718.4096 | 14855.8369 | 15486.3432 | 15884.3478 | 14956.1553 | 14907.246 | 14139.3 | 14115.4529 | 18921.3378 | 18938.1697 | 18189.6335 | 20530.3396
Option 2 SG | SA |  | 2h | 438.0649 | 2417.043 | 1141.8638 | 1022.6281 | 1033.1777 | 979.182 | 988.6025 | 915.8947 | 1228.347 | 1074.1981 | 1045.0983 | 1021.0703 | 1001.2335 | 1133.4404 | 1155.6511 | 1066.4203 | 998.3022 | 1041.8462 | 752.295 | 688.6494 | 725.489 | 133.6137 | 122.5879 | 44.392
Option 2 SG | SA |  | 4h | 0 | 368.9082 | 204.1312 | 174.2436 | 169.1271 | 163.3979 | 174.9253 | 147.9827 | 202.8253 | 182.5782 | 182.658 | 176.0834 | 173.8944 | 191.3024 | 197.1682 | 181.6777 | 177.213 | 197.199 | 179.0218 | 164.934 | 186.1797 | 4.7173e-05 | 3.3812e-05 | 295.3393
Option 2 SG | SA |  | 8h | 0 | 0 | 598.9042 | 547.1652 | 553.5859 | 532.503 | 522.8647 | 485.8273 | 621.1001 | 922.9527 | 911.7517 | 891.6925 | 913.8129 | 1001.2558 | 994.3431 | 964.9075 | 935.1847 | 977.5884 | 863.5423 | 782.1062 | 877.0485 | 1064.6637 | 544.9177 | 527.5137
Option 2 SG | SA |  | CCGT | 814.3925 | 705.9997 | 695.106 | 231.702 | 482.4842 | 172.5269 | 578.5198 | 252.0915 | 338.4148 | 447.8099 | 776.9693 | 0 | 0 | 0 | 0 | 0 | 0 | 0 | 0 | 0 | 0 | 0 | 0 | 0
Option 2 SG | SA |  | Coordinated CER | 45.7784 | 106.7553 | 65.646 | 56.8948 | 64.7028 | 79.2026 | 89.3506 | 103.3375 | 124.4075 | 137.9663 | 152.212 | 164.124 | 202.3011 | 226.262 | 251.3938 | 255.8288 | 255.8123 | 305.4722 | 324.2474 | 367.4524 | 395.9675 | 480.1975 | 544.2116 | 618.0081
Option 2 SG | SA |  | Distributed PV | 3823.9655 | 4186.5535 | 4500.0093 | 4443.1192 | 4922.2806 | 5099.1068 | 5188.0732 | 5277.9259 | 5652.6878 | 5774.1516 | 5266.5742 | 5705.56 | 5629.3225 | 6103.616 | 5844.718 | 5829.68 | 5381.293 | 5810.7245 | 6088.4585 | 5951.087 | 6354.096 | 6594.9825 | 6771.5285 | 6980.6739
Option 2 SG | SA |  | Liquid Fuel | 30.2083 | 3.536e-06 | 0 | 1.1077e-05 | 42.5202 | 17.5236 | 62.7354 | 18.5558 | 34.477 | 54.9115 | 77.8304 | 70.1059 | 65.317 | 179.7204 | 249.0374 | 274.2775 | 197.6915 | 210.582 | 214.4243 | 278.8916 | 33.1504 | 9.3527 | 34.7237 | 10.7944
Option 2 SG | SA |  | OCGT | 169.1943 | 7.2765 | 8.28e-09 | 56.4188 | 301.8952 | 118.0186 | 346.8847 | 146.2871 | 216.9385 | 343.0337 | 520.0697 | 442.3136 | 405.0132 | 1003.1587 | 1263.2202 | 1293.523 | 1042.1827 | 1248.4844 | 807.1203 | 801.2012 | 969.22 | 1024.621 | 2376.4715 | 1358.1421
Option 2 SG | SA |  | Solar | 1193.5755 | 3298.3192 | 3304.5212 | 3148.3594 | 3068.8375 | 3451.6012 | 3187.7426 | 2944.9936 | 3398.0299 | 3629.284 | 3710.1671 | 3798.4699 | 3830.3676 | 3916.8082 | 4082.9804 | 3719.0332 | 3532.5279 | 3818.9634 | 3215.2818 | 3260.7638 | 3220.631 | 3083.0779 | 2627.702 | 3020.8199
Option 2 SG | SA |  | Wind | 7947.6583 | 8311.5238 | 7437.8847 | 8261.343 | 7405.5662 | 8190.6859 | 7208.1817 | 7038.4963 | 7962.9726 | 7287.8852 | 6710.4533 | 7169.9511 | 6780.6539 | 5243.6968 | 5792.2631 | 5496.0588 | 5467.1138 | 5108.8765 | 8075.7414 | 8856.0612 | 8815.8872 | 9887.391 | 7994.7495 | 10138.7621
Option 2 SG | SA | CSA | 2h | 407.258 | 1995.1031 | 943.8785 | 846.8063 | 851.5822 | 802.9064 | 813.64 | 756.0156 | 1040.2987 | 915.1174 | 888.6189 | 869.6111 | 845.8942 | 958.6711 | 980.7582 | 899.9359 | 839.3582 | 870.6666 | 607.5248 | 548.7607 | 576.8764 | 111.4454 | 122.5879 | 44.392
Option 2 SG | SA | CSA | 4h | 0 | 157.0311 | 75.7799 | 67.2485 | 67.9773 | 64.0247 | 65.4534 | 57.7714 | 79.0174 | 72.8962 | 71.6174 | 68.5185 | 70.7518 | 76.4113 | 78.1774 | 72.0405 | 70.622 | 77.1049 | 67.7701 | 58.0053 | 66.777 | 4.7173e-05 | 3.3812e-05 | 295.3393
Option 2 SG | SA | CSA | 8h | 0 | 0 | 598.9041 | 547.165 | 553.5858 | 532.5029 | 522.8646 | 485.8272 | 621.1 | 572.3038 | 569.2452 | 557.954 | 566.7767 | 625.286 | 621.1038 | 601.397 | 573.9657 | 601.2076 | 533.5995 | 466.3004 | 539.7285 | 547.9442 | 5.5566e-06 | 2.5977e-05
Option 2 SG | SA | CSA | CCGT | 814.3925 | 705.9997 | 695.106 | 231.702 | 482.4842 | 172.5269 | 578.5198 | 252.0915 | 338.4148 | 447.8099 | 776.9693 | 0 | 0 | 0 | 0 | 0 | 0 | 0 | 0 | 0 | 0 | 0 | 0 | 0
Option 2 SG | SA | CSA | Coordinated CER | 41.4677 | 96.1888 | 59.2447 | 51.0824 | 58.0933 | 71.369 | 80.5675 | 93.4282 | 112.7378 | 125.0361 | 137.8603 | 148.8241 | 183.821 | 205.5489 | 228.3136 | 232.2349 | 232.0572 | 277.4364 | 294.721 | 334.3547 | 360.2513 | 438.1767 | 496.2714 | 564.1835
Option 2 SG | SA | CSA | Distributed PV | 3517.312 | 3854.3058 | 4129.499 | 4070.5975 | 4427.4895 | 4588.7116 | 4659.2295 | 4733.7817 | 5067.5044 | 5176.2381 | 4709.7196 | 5087.691 | 5007.2765 | 5440.872 | 5203.317 | 5182.3165 | 4782.9215 | 5158.026 | 5403.345 | 5274.5635 | 5628.739 | 5848.3685 | 5997.09 | 6179.8275
Option 2 SG | SA | CSA | Liquid Fuel | 30.2083 | 3.536e-06 | 0 | 1.1077e-05 | 42.5202 | 17.5236 | 62.7354 | 18.5558 | 34.477 | 54.9115 | 77.8304 | 70.1059 | 65.317 | 179.7204 | 249.0374 | 274.2775 | 197.6915 | 210.582 | 214.4243 | 278.8916 | 33.1504 | 9.3527 | 34.7237 | 10.7944
Option 2 SG | SA | CSA | OCGT | 169.1943 | 7.2765 | 8.28e-09 | 56.4188 | 301.8952 | 118.0186 | 346.8847 | 146.2871 | 215.8318 | 343.0337 | 520.0697 | 442.3136 | 405.0132 | 1003.1587 | 1263.2202 | 1293.523 | 1042.1827 | 1248.4844 | 807.1203 | 801.2012 | 969.22 | 1024.621 | 2376.4715 | 1358.1421
Option 2 SG | SA | CSA | Solar | 136.6773 | 1004.0301 | 1272.7077 | 1365.4432 | 1251.5903 | 1343.5727 | 1257.9483 | 1321.4016 | 1419.414 | 1401.9287 | 1372.0054 | 1400.0602 | 1416.2999 | 1308.0954 | 1393.5669 | 1280.0158 | 1243.8928 | 1346.6028 | 1326.0054 | 1406.3865 | 1259.1942 | 1266.3838 | 1162.0471 | 1348.8276
Option 2 SG | SA | CSA | Wind | 5395.6903 | 5689.4134 | 5229.0596 | 6013.1705 | 5564.6192 | 6339.0604 | 5524.0816 | 5401.2111 | 6100.9212 | 5738.9224 | 5128.1111 | 5416.0226 | 5416.6693 | 3976.3736 | 4553.8864 | 4239.5734 | 4228.5814 | 3846.3447 | 6823.5805 | 8201.6764 | 7465.5217 | 7356.133 | 5813.1622 | 6863.9324
Option 2 SG | SA | NSA | 2h | 2.7202 | 364.0455 | 162.0311 | 145.2193 | 152.1387 | 146.7955 | 142.9851 | 133.1763 | 166.3701 | 139.4999 | 136.1993 | 132.2125 | 136.6277 | 154.0495 | 153.5644 | 146.0557 | 139.4932 | 149.3387 | 124.3335 | 120.1876 | 126.7155 | 1.351e-05 | 1.3181e-05 | 1.3683e-05
Option 2 SG | SA | NSA | 8h | 0 | 0 | 0.00013035 | 0.00012746 | 0.00013232 | 0.00012037 | 0.00010796 | 9.9853e-05 | 0.00013466 | 350.6489 | 342.5064 | 333.7385 | 347.0362 | 375.9698 | 373.2393 | 363.5105 | 361.2189 | 376.3809 | 329.9427 | 315.8058 | 337.32 | 516.7194 | 544.9177 | 527.5137
Option 2 SG | SA | NSA | Coordinated CER | 2.3541 | 5.6458 | 3.2791 | 3.0618 | 3.5252 | 4.1351 | 4.5803 | 5.113 | 6.0463 | 6.68 | 7.3175 | 7.8621 | 9.4524 | 10.5148 | 11.7112 | 11.9343 | 11.9929 | 14.0396 | 14.8897 | 16.7418 | 17.9382 | 20.7146 | 23.6151 | 26.5209
Option 2 SG | SA | NSA | Distributed PV | 144.468 | 148.524 | 172.4768 | 174.1387 | 272.6277 | 277.3093 | 290.8256 | 300.822 | 331.9885 | 343.701 | 321.2085 | 349.7645 | 354.801 | 381.898 | 359.081 | 362.121 | 333.7015 | 363.433 | 381.911 | 377.941 | 406.262 | 413.101 | 432.817 | 448.278
Option 2 SG | SA | NSA | Liquid Fuel | 0 | 0 | 0 | 0 | 0 | 0 | 0 | 0 | 0 | 0 | 0 | 0 | 0 | 0 | 0 | 0 | 0 | 0 | 0 | 0 | 0 | 0 | 0 | 0
Option 2 SG | SA | NSA | Solar | 649.3197 | 1853.2235 | 1723.3832 | 1504.4131 | 1546.2281 | 1702.6534 | 1621.994 | 1418.3552 | 1685.2819 | 1887.6355 | 1960.5386 | 1926.4201 | 1957.392 | 2115.7873 | 2193.6133 | 2054.696 | 1940.2884 | 2094.1318 | 1499.7751 | 1483.4867 | 1575.8631 | 1427.432 | 1247.5791 | 1479.7895
Option 2 SG | SA | NSA | Wind | 1823.6647 | 1817.5059 | 1659.0018 | 1699.9212 | 1439.782 | 1353.4299 | 1263.8248 | 1270.9031 | 1389.9599 | 1254.1172 | 1275.9303 | 1321.7215 | 1284.9831 | 1202.241 | 1238.3767 | 1256.4855 | 1238.5324 | 1262.5318 | 1252.1609 | 654.3848 | 1350.3655 | 1780.8269 | 1590.4536 | 2528.1729
Option 2 SG | SA | SESA | 2h | 28.0866 | 57.8944 | 35.9542 | 30.6025 | 29.4569 | 29.4801 | 31.9774 | 26.7029 | 21.6782 | 19.5809 | 20.2801 | 19.2467 | 18.7115 | 20.7198 | 21.3286 | 20.4287 | 19.4508 | 21.841 | 20.4367 | 19.7011 | 21.8971 | 22.1683 | 0 | 0
Option 2 SG | SA | SESA | 4h | 0 | 211.8771 | 128.3513 | 106.995 | 101.1498 | 99.3732 | 109.472 | 90.2113 | 123.8079 | 109.6821 | 111.0406 | 107.5649 | 103.1426 | 114.8911 | 118.9907 | 109.6372 | 106.591 | 120.0941 | 111.2517 | 106.9287 | 119.4027 | 0 | 0 | 0
Option 2 SG | SA | SESA | Coordinated CER | 1.9565 | 4.9207 | 3.1222 | 2.7506 | 3.0843 | 3.6985 | 4.2027 | 4.7963 | 5.6234 | 6.2502 | 7.0342 | 7.4378 | 9.0277 | 10.1982 | 11.369 | 11.6596 | 11.7623 | 13.9962 | 14.6367 | 16.356 | 17.778 | 21.3062 | 24.3251 | 27.3037
Option 2 SG | SA | SESA | Distributed PV | 162.1855 | 183.7237 | 198.0335 | 198.383 | 222.1635 | 233.0859 | 238.0181 | 243.3223 | 253.195 | 254.2125 | 235.6461 | 268.1045 | 267.245 | 280.846 | 282.32 | 285.2425 | 264.67 | 289.2655 | 303.2025 | 298.5825 | 319.095 | 333.513 | 341.6215 | 352.5685
Option 2 SG | SA | SESA | Liquid Fuel | 0 | 0 | 0 | 0 | 0 | 0 | 0 | 0 | 0 | 0 | 0 | 0 | 0 | 0 | 0 | 0 | 0 | 0 | 0 | 0 | 0 | 0 | 0 | 0
Option 2 SG | SA | SESA | OCGT | 0 | 0 | 0 | 1.76e-09 | 8.89e-09 | 0 | 0 | 0 | 1.1067 | 0 | 0 | 0 | 0 | 0 | 0 | 0 | 0 | 0 | 0 | 0 | 0 | 0 | 0 | 0
Option 2 SG | SA | SESA | Solar | 407.5785 | 441.0656 | 308.4303 | 278.5032 | 271.0191 | 405.3751 | 307.8003 | 205.2369 | 293.3339 | 339.7198 | 377.623 | 471.9895 | 456.6757 | 492.9256 | 495.8003 | 384.3214 | 348.3467 | 378.2289 | 389.5013 | 370.8906 | 385.5736 | 389.2621 | 218.0758 | 192.2029
Option 2 SG | SA | SESA | Wind | 728.3033 | 804.6044 | 549.8233 | 548.2513 | 401.165 | 498.1957 | 420.2752 | 366.382 | 472.0916 | 294.8457 | 306.4119 | 432.207 | 79.0015 | 65.0822 | 0 | 0 | 0 | 3.2072e-06 | 1.8948e-06 | 6.5036e-06 | 4.3351e-05 | 750.4312 | 591.1337 | 746.6568
Option 2 SG | TAS |  | 24h | 0 | 0 | 0 | 0 | 0 | 0 | 0 | 0 | 0 | 0 | 0 | 0 | 0 | 0 | 0 | 0 | 0 | 0 | 0 | 0 | 0 | 0 | 0 | 0
Option 2 SG | TAS |  | 2h | 0 | 0 | 0 | 0 | 0 | 9.185e-09 | 0 | 0 | 0 | 0 | 0 | 0 | 0 | 0 | 5.055e-09 | 1.4635e-08 | 8.62e-09 | 5.285e-09 | 3.095e-09 | 1.195e-09 | 0 | 2.7365e-08 | 4.0565e-08 | 4.026e-08
Option 2 SG | TAS |  | 4h | 0 | 0 | 0 | 0 | 1.6415e-08 | 7.0035e-08 | 4.635e-09 | 0 | 7.46e-09 | 1.4085e-08 | 2.7005e-08 | 7.11e-09 | 1.246e-08 | 9.43e-09 | 2.0079e-07 | 3.4045e-07 | 2.9301e-07 | 3.0602e-07 | 7.5295e-08 | 5.8625e-08 | 2.1545e-07 | 1.4276e-05 | 1.3955e-05 | 1.4484e-05
Option 2 SG | TAS |  | 8h | 0 | 0 | 0 | 0 | 0 | 2.3015e-08 | 0 | 0 | 0 | 0 | 0 | 0 | 0 | 0 | 2.233e-08 | 1.1681e-07 | 7.0955e-08 | 8.535e-08 | 0 | 0 | 4.586e-08 | 1.8238e-06 | 1.7217e-06 | 1.4919e-06
Option 2 SG | TAS |  | CCGT | 0 | 0 | 0 | 0 | 0 | 0 | 0 | 0 | 0 | 0 | 0 | 0 | 0 | 0 | 0 | 0 | 0 | 0 | 0 | 0 | 0 | 0 | 0 | 0
Option 2 SG | TAS |  | CST | 0 | 0 | 0 | 0 | 0 | 0 | 0 | 0 | 0 | 0 | 0 | 0 | 0 | 0 | 0 | 0 | 0 | 0 | 0 | 0 | 0 | 0 | 0 | 0
Option 2 SG | TAS |  | Coordinated CER | 0.54018 | 24.0772 | 31.053 | 35.8098 | 43.3242 | 11.7471 | 12.2559 | 14.0716 | 18.6086 | 13.7226 | 17.0858 | 23.4104 | 22.186 | 28.1813 | 33.9223 | 38.5416 | 40.1999 | 46.5802 | 55.7357 | 60.4188 | 84.3651 | 100.3907 | 115.8915 | 129.724
Option 2 SG | TAS |  | Distributed PV | 444.3815 | 489.2265 | 543.4775 | 536.5488 | 579.22 | 622.755 | 625.46 | 650.548 | 662.34 | 652.841 | 649.8705 | 636.511 | 669.659 | 705.1535 | 708.2302 | 675.218 | 647.6503 | 676.4304 | 719.706 | 692.9807 | 749.381 | 821.8098 | 859.6635 | 936.087
Option 2 SG | TAS |  | Hydro | 7354.4027 | 8412.3597 | 6933.6933 | 6419.2413 | 10391.3297 | 11119.2027 | 11548.0494 | 10159.5262 | 8918.0698 | 7959.7433 | 7423.8705 | 8248.1791 | 8464.7425 | 8767.3525 | 6698.7361 | 6739.9182 | 6846.2683 | 6432.2034 | 6828.9564 | 6602.1846 | 7470.3803 | 7966.1859 | 8169.4074 | 7463.3401
Option 2 SG | TAS |  | OCGT | 0 | 0 | 0 | 0 | 0 | 0 | 0 | 0 | 0 | 2.3833 | 7.7701 | 6.7509 | 10.2917 | 20.1556 | 15.9272 | 14.1775 | 11.2943 | 9.2551 | 15.2362 | 16.657 | 13.912 | 5.3952 | 22.4879 | 14.7373
Option 2 SG | TAS |  | PHES | 0 | 0 | 0 | 0 | 0 | 0 | 0 | 0 | 0 | 0 | 0 | 0 | 0 | 0 | 0 | 0 | 0 | 0 | 0 | 0 | 0 | 2.068e-06 | 1.774e-06 | 1.865e-06
Option 2 SG | TAS |  | Solar | 0 | 428.7931 | 1911.3942 | 2345.7882 | 2601.0167 | 2860.1168 | 2831.5731 | 2884.2599 | 2849.9507 | 2692.3087 | 3428.2045 | 3417.996 | 3555.3652 | 3774.1396 | 1896.7921 | 1762.999 | 1665.6544 | 1871.9436 | 1876.7854 | 1810.7766 | 1981.9252 | 2141.8927 | 2035.3688 | 2038.6675
Option 2 SG | TAS |  | Wind | 1965.7358 | 1950.1219 | 1924.908 | 2099.8531 | 1951.1668 | 1925.9255 | 2050.9175 | 3887.6659 | 5678.6395 | 7330.107 | 7659.0545 | 7385.3139 | 7525.2333 | 7494.3544 | 6293.5188 | 6504.2463 | 6723.3172 | 6695.7564 | 6188.5495 | 6608.6335 | 6619.6285 | 6443.8284 | 6827.8534 | 6910.4556
Option 2 SG | TAS | TAS | 24h | 0 | 0 | 0 | 0 | 0 | 0 | 0 | 0 | 0 | 0 | 0 | 0 | 0 | 0 | 0 | 0 | 0 | 0 | 0 | 0 | 0 | 0 | 0 | 0
Option 2 SG | TAS | TAS | 2h | 0 | 0 | 0 | 0 | 0 | 9.185e-09 | 0 | 0 | 0 | 0 | 0 | 0 | 0 | 0 | 5.055e-09 | 1.4635e-08 | 8.62e-09 | 5.285e-09 | 3.095e-09 | 1.195e-09 | 0 | 2.7365e-08 | 4.0565e-08 | 4.026e-08
Option 2 SG | TAS | TAS | 4h | 0 | 0 | 0 | 0 | 1.6415e-08 | 7.0035e-08 | 4.635e-09 | 0 | 7.46e-09 | 1.4085e-08 | 2.7005e-08 | 7.11e-09 | 1.246e-08 | 9.43e-09 | 2.0079e-07 | 3.4045e-07 | 2.9301e-07 | 3.0602e-07 | 7.5295e-08 | 5.8625e-08 | 2.1545e-07 | 1.4276e-05 | 1.3955e-05 | 1.4484e-05
Option 2 SG | TAS | TAS | 8h | 0 | 0 | 0 | 0 | 0 | 2.3015e-08 | 0 | 0 | 0 | 0 | 0 | 0 | 0 | 0 | 2.233e-08 | 1.1681e-07 | 7.0955e-08 | 8.535e-08 | 0 | 0 | 4.586e-08 | 1.8238e-06 | 1.7217e-06 | 1.4919e-06
Option 2 SG | TAS | TAS | CCGT | 0 | 0 | 0 | 0 | 0 | 0 | 0 | 0 | 0 | 0 | 0 | 0 | 0 | 0 | 0 | 0 | 0 | 0 | 0 | 0 | 0 | 0 | 0 | 0
Option 2 SG | TAS | TAS | CST | 0 | 0 | 0 | 0 | 0 | 0 | 0 | 0 | 0 | 0 | 0 | 0 | 0 | 0 | 0 | 0 | 0 | 0 | 0 | 0 | 0 | 0 | 0 | 0
Option 2 SG | TAS | TAS | Coordinated CER | 0.54018 | 24.0772 | 31.053 | 35.8098 | 43.3242 | 11.7471 | 12.2559 | 14.0716 | 18.6086 | 13.7226 | 17.0858 | 23.4104 | 22.186 | 28.1813 | 33.9223 | 38.5416 | 40.1999 | 46.5802 | 55.7357 | 60.4188 | 84.3651 | 100.3907 | 115.8915 | 129.724
Option 2 SG | TAS | TAS | Distributed PV | 444.3815 | 489.2265 | 543.4775 | 536.5488 | 579.22 | 622.755 | 625.46 | 650.548 | 662.34 | 652.841 | 649.8705 | 636.511 | 669.659 | 705.1535 | 708.2302 | 675.218 | 647.6503 | 676.4304 | 719.706 | 692.9807 | 749.381 | 821.8098 | 859.6635 | 936.087
Option 2 SG | TAS | TAS | Hydro | 7354.4027 | 8412.3597 | 6933.6933 | 6419.2413 | 10391.3297 | 11119.2027 | 11548.0494 | 10159.5262 | 8918.0698 | 7959.7433 | 7423.8705 | 8248.1791 | 8464.7425 | 8767.3525 | 6698.7361 | 6739.9182 | 6846.2683 | 6432.2034 | 6828.9564 | 6602.1846 | 7470.3803 | 7966.1859 | 8169.4074 | 7463.3401
Option 2 SG | TAS | TAS | OCGT | 0 | 0 | 0 | 0 | 0 | 0 | 0 | 0 | 0 | 2.3833 | 7.7701 | 6.7509 | 10.2917 | 20.1556 | 15.9272 | 14.1775 | 11.2943 | 9.2551 | 15.2362 | 16.657 | 13.912 | 5.3952 | 22.4879 | 14.7373
Option 2 SG | TAS | TAS | PHES | 0 | 0 | 0 | 0 | 0 | 0 | 0 | 0 | 0 | 0 | 0 | 0 | 0 | 0 | 0 | 0 | 0 | 0 | 0 | 0 | 0 | 2.068e-06 | 1.774e-06 | 1.865e-06
Option 2 SG | TAS | TAS | Solar | 0 | 428.7931 | 1911.3942 | 2345.7882 | 2601.0167 | 2860.1168 | 2831.5731 | 2884.2599 | 2849.9507 | 2692.3087 | 3428.2045 | 3417.996 | 3555.3652 | 3774.1396 | 1896.7921 | 1762.999 | 1665.6544 | 1871.9436 | 1876.7854 | 1810.7766 | 1981.9252 | 2141.8927 | 2035.3688 | 2038.6675
Option 2 SG | TAS | TAS | Wind | 1965.7358 | 1950.1219 | 1924.908 | 2099.8531 | 1951.1668 | 1925.9255 | 2050.9175 | 3887.6659 | 5678.6395 | 7330.107 | 7659.0545 | 7385.3139 | 7525.2333 | 7494.3544 | 6293.5188 | 6504.2463 | 6723.3172 | 6695.7564 | 6188.5495 | 6608.6335 | 6619.6285 | 6443.8284 | 6827.8534 | 6910.4556
Option 2 SG | VIC |  | 1h | 0 | 5.5852 | 8.1694 | 8.1617 | 7.8941 | 7.1915 | 7.819 | 6.2 | 39.38 | 34.6842 | 33.1624 | 30.4067 | 27.5918 | 28.5431 | 31.2231 | 30.7116 | 28.8456 | 30.9033 | 31.4855 | 30.4406 | 32.299 | 38.8101 | 38.925 | 40.2981
Option 2 SG | VIC |  | 2h | 635.5035 | 1562.3654 | 1333.6895 | 1493.4179 | 1382.8297 | 1415.9739 | 1673.353 | 1267.8178 | 2056.0265 | 1741.9578 | 1702.1796 | 1592.8686 | 1428.1008 | 1501.687 | 1653.8912 | 1517.6142 | 1411.8799 | 1474.0593 | 1442.8609 | 1328.8584 | 1306.5519 | 1213.8531 | 1225.8277 | 1237.0782
Option 2 SG | VIC |  | 4h | 0 | 640.7151 | 1383.5124 | 1626.7658 | 1532.3713 | 1480.7709 | 1689.127 | 1240.7403 | 2031.2988 | 1725.6824 | 1682.3999 | 1605.4608 | 1370.4652 | 1398.4664 | 1551.8344 | 1575.4778 | 1490.4358 | 1557.308 | 1594.9022 | 1502.0269 | 1661.1903 | 260.8816 | 214.3066 | 216.3334
Option 2 SG | VIC |  | 8h | 0 | 0 | 9.6459e-07 | 2.9148e-06 | 1.6559e-06 | 1.3766e-06 | 2.113e-06 | 1.4182e-07 | 1.8921e-07 | 2.724e-08 | 6.817e-08 | 2.8365e-08 | 2.8386e-06 | 1.6632e-06 | 1.8427e-06 | 1.4127e-06 | 1.0682e-06 | 9.7935e-07 | 3.1856e-06 | 3.0756e-06 | 3.3998e-06 | 2.8641e-05 | 1.5429e-05 | 1.7609e-05
Option 2 SG | VIC |  | Brown Coal | 29817.957 | 21154.9616 | 16121.5916 | 7821.2784 | 7821.2784 | 7842.7066 | 7821.2784 | 7821.2784 | 0 | 0 | 0 | 0 | 0 | 0 | 0 | 0 | 0 | 0 | 0 | 0 | 0 | 0 | 0 | 0
Option 2 SG | VIC |  | CCGT | 70.4304 | 56.7007 | 0 | 63.4718 | 75.4565 | 3.5407e-07 | 2.996e-07 | 19.6225 | 68.4065 | 103.7521 | 94.5594 | 111.0224 | 104.508 | 250.5111 | 0 | 0 | 0 | 0 | 0 | 0 | 0 | 0 | 0 | 0
Option 2 SG | VIC |  | Coordinated CER | 16.4526 | 33.3251 | 43.2122 | 54.3097 | 86.0066 | 120.215 | 156.3158 | 192.6684 | 242.9593 | 257.9787 | 313.9624 | 337.7159 | 396.9027 | 475.7873 | 548.4952 | 613.0566 | 664.2789 | 855.1435 | 924.6307 | 1072.639 | 1378.6789 | 1670.7742 | 1983.3247 | 2190.4342
Option 2 SG | VIC |  | Distributed PV | 6265.1 | 7206.5646 | 8162.5521 | 8096.1424 | 9860.8883 | 10268.7729 | 10644.6859 | 11250.2513 | 11841.1256 | 11541.9113 | 11386.5175 | 11688.8189 | 12049.3551 | 13250.9011 | 13240.6796 | 13078.6702 | 11868.4592 | 12921.8682 | 14070.755 | 13672.1587 | 15260.9573 | 15979.3226 | 16801.4133 | 18179.2157
Option 2 SG | VIC |  | Hydro | 3374.1271 | 3256.743 | 2613.3132 | 2825.2206 | 2229.322 | 1600.0317 | 1701.2311 | 1082.6672 | 2365.4239 | 1976.7627 | 1767.2405 | 2089.7274 | 1797.4685 | 1454.6343 | 1875.1424 | 1267.3419 | 2892.6738 | 2453.4297 | 2008.869 | 2130.5225 | 2127.3329 | 2521.3335 | 2541.6878 | 1952.9906
Option 2 SG | VIC |  | OCGT | 42.7956 | 33.8409 | 286.015 | 73.5538 | 203.192 | 29.565 | 49.6841 | 31.3296 | 129.6519 | 213.1346 | 196.2263 | 227.765 | 254.4593 | 540.0066 | 1027.3878 | 1684.841 | 1461.0014 | 1321.5162 | 2160.3059 | 2725.5045 | 3415.972 | 2598.4344 | 4553.2001 | 4012.2681
Option 2 SG | VIC |  | Offshore Wind | 0 | 0 | 0 | 0 | 0 | 8112.4598 | 11194.1839 | 14678.1188 | 16726.2033 | 20607.5074 | 23614.4657 | 25057.3407 | 31392.6588 | 32014.4627 | 35587.0329 | 34587.6188 | 35841.0666 | 36625.43 | 36371.8655 | 38306.6988 | 35542.2298 | 35961.7163 | 36978.3686 | 38238.6699
Option 2 SG | VIC |  | Solar | 2941.6779 | 6420.3253 | 7407.649 | 6473.2377 | 6294.0552 | 5710.1853 | 5906.2122 | 6558.0896 | 6329.0075 | 4966.4132 | 4974.0852 | 4777.8187 | 4575.5773 | 5220.8548 | 5574.8582 | 5361.5023 | 5233.1363 | 5704.4516 | 5450.7169 | 5330.6824 | 5845.503 | 5685.7788 | 5759.8791 | 5218.9159
Option 2 SG | VIC |  | Wind | 15473.2291 | 18791.9481 | 24572.7111 | 30163.1244 | 29000.5667 | 28151.9892 | 28038.5521 | 30124.3747 | 29246.616 | 27925.8774 | 27553.8259 | 27660.1983 | 24129.6274 | 22353.7752 | 23478.025 | 24858.3159 | 24274.1447 | 26098.5304 | 24417.7006 | 23508.0968 | 22171.8582 | 21634.1611 | 21667.3991 | 21650.8566
Option 2 SG | VIC | MEL | 1h | 0 | 5.2475e-08 | 4.1773e-07 | 4.4084e-06 | 7.2917e-06 | 9.4863e-06 | 6.7155e-06 | 8.0366e-06 | 29.817 | 25.8908 | 24.7048 | 22.0047 | 19.9874 | 20.8081 | 22.8854 | 22.4883 | 20.4335 | 21.9712 | 23.0112 | 22.4947 | 23.4871 | 29.5325 | 29.8653 | 30.7605
Option 2 SG | VIC | MEL | 2h | 371.2632 | 308.6084 | 414.375 | 552.7305 | 528.6569 | 563.382 | 657.239 | 482.6256 | 810.3855 | 679.1158 | 667.9131 | 603.3872 | 532.9752 | 549.1102 | 606.7781 | 520.2696 | 472.6202 | 500.1627 | 451.7127 | 429.2472 | 371.262 | 417.2273 | 421.8265 | 423.4636
Option 2 SG | VIC | MEL | 4h | 0 | 565.9122 | 909.2909 | 1046.4383 | 1016.4695 | 1007.1742 | 1113.0547 | 838.5914 | 1261.0459 | 1097.5549 | 1066.413 | 1024.2119 | 855.8004 | 871.69 | 954.5066 | 987.4735 | 933.8604 | 961.8974 | 987.016 | 946.1257 | 1019.5165 | 2.6808e-05 | 1.228e-05 | 1.3855e-05
Option 2 SG | VIC | MEL | 8h | 0 | 0 | 5.8722e-07 | 1.4185e-06 | 8.0992e-07 | 6.9721e-07 | 1.155e-06 | 0 | 2.589e-08 | 4.205e-09 | 1.0545e-08 | 0 | 1.5994e-06 | 7.1324e-07 | 4.923e-07 | 2.0779e-07 | 1.5929e-07 | 1.6699e-07 | 1.8754e-06 | 1.7239e-06 | 1.8368e-06 | 1.4364e-05 | 7.4268e-06 | 8.6799e-06
Option 2 SG | VIC | MEL | CCGT | 70.4304 | 56.7007 | 0 | 63.4718 | 75.4565 | 3.5407e-07 | 2.996e-07 | 19.6225 | 68.4065 | 103.7521 | 94.5594 | 111.0224 | 104.508 | 250.5111 | 0 | 0 | 0 | 0 | 0 | 0 | 0 | 0 | 0 | 0
Option 2 SG | VIC | MEL | Coordinated CER | 11.7992 | 21.4964 | 30.5649 | 37.9282 | 64.2499 | 90.3622 | 117.1684 | 144.8407 | 184.1055 | 193.315 | 237.3497 | 254.3884 | 297.0769 | 359.4332 | 416.6115 | 465.4375 | 507.7298 | 667.3596 | 717.7528 | 838.4315 | 1095.8074 | 1331.4407 | 1581.7225 | 1749.3481
Option 2 SG | VIC | MEL | Distributed PV | 4156.248 | 4782.0587 | 5430.3727 | 5362.0072 | 6698.6388 | 6997.6415 | 7287.7236 | 7705.6353 | 8096.4756 | 7884.0799 | 7777.8657 | 7999.9579 | 8242.4224 | 9075.8365 | 9107.0632 | 8954.2219 | 8233.1131 | 8955.7298 | 9782.4197 | 9471.0055 | 10521.4953 | 11057.8342 | 11680.6691 | 12678.9841
Option 2 SG | VIC | MEL | OCGT | 4.6296 | 3.5491 | 75.0378 | 10.3859 | 17.2387 | 1.0374e-07 | 1.561e-08 | 3.886e-08 | 14.3669 | 21.5472 | 22.8773 | 28.8052 | 18.2123 | 70.5646 | 329.1571 | 1023.596 | 1011.7723 | 883.209 | 1455.4589 | 1773.7871 | 2759.5239 | 2566.2959 | 4415.1171 | 3959.5192
Option 2 SG | VIC | MEL | Solar | 0 | 0 | 0 | 8.79e-09 | 4.377e-08 | 1.1769e-06 | 0 | 0 | 0 | 0 | 0 | 0 | 0 | 0 | 0 | 0 | 6.735e-09 | 2.9166e-07 | 0 | 0 | 5.1117e-07 | 8.2261e-07 | 2.0805e-06 | 8.5249e-06
Option 2 SG | VIC | SEV | 2h | 37.6171 | 57.3193 | 83.2865 | 125.0114 | 108.3656 | 99.6487 | 124.1243 | 81.7786 | 177.6002 | 141.3652 | 138.1283 | 128.3449 | 110.0446 | 113.7905 | 131.5108 | 130.1175 | 120.7149 | 98.5382 | 99.8786 | 60.4289 | 67.1699 | 33.6972 | 33.3372 | 33.9389
Option 2 SG | VIC | SEV | 4h | 0 | 53.2015 | 210.9324 | 288.0395 | 240.9752 | 228.2607 | 272.7073 | 173.6458 | 372.5499 | 298.3226 | 296.8638 | 270.6837 | 241.0886 | 240.0726 | 276.667 | 275.8031 | 258.8932 | 277.993 | 282.9899 | 266.4546 | 284.6792 | 0 | 0 | 0
Option 2 SG | VIC | SEV | 8h | 0 | 0 | 3.7737e-07 | 1.4962e-06 | 8.4603e-07 | 6.7936e-07 | 9.5805e-07 | 1.4182e-07 | 1.6332e-07 | 2.3035e-08 | 5.7625e-08 | 2.8365e-08 | 1.2393e-06 | 9.5002e-07 | 1.3504e-06 | 1.2049e-06 | 9.0894e-07 | 8.1236e-07 | 1.3102e-06 | 1.3517e-06 | 1.563e-06 | 1.4277e-05 | 8.0027e-06 | 8.9293e-06
Option 2 SG | VIC | SEV | Brown Coal | 29817.957 | 21154.9616 | 16121.5916 | 7821.2784 | 7821.2784 | 7842.7066 | 7821.2784 | 7821.2784 | 0 | 0 | 0 | 0 | 0 | 0 | 0 | 0 | 0 | 0 | 0 | 0 | 0 | 0 | 0 | 0
Option 2 SG | VIC | SEV | Coordinated CER | 1.4264 | 2.109 | 3.6446 | 5.0078 | 6.1199 | 8.6922 | 11.0498 | 13.4713 | 16.6078 | 18.4378 | 21.4578 | 23.0275 | 27.2479 | 31.3158 | 35.063 | 40.1465 | 42.1536 | 48.9168 | 55.2682 | 62.5019 | 72.339 | 87.1478 | 104.2747 | 112.0862
Option 2 SG | VIC | SEV | Distributed PV | 444.832 | 512.378 | 582.9365 | 580.5575 | 654.0495 | 686.57 | 707.895 | 749.297 | 789.036 | 766.859 | 757.818 | 781.576 | 806.5775 | 892.884 | 890.1945 | 884.592 | 819.1287 | 889.4136 | 969.2655 | 939.25 | 1035.6208 | 1090.7005 | 1139.6408 | 1230.3225
Option 2 SG | VIC | SEV | OCGT | 0.79481 | 0 | 0 | 19.5554 | 32.3827 | 10.2052 | 15.5804 | 5.9328 | 16.6479 | 29.333 | 35.2897 | 40.0874 | 82.0447 | 122.5184 | 191.5996 | 202.8653 | 76.0523 | 33.9818 | 76.1416 | 108.7273 | 113.8643 | 32.1385 | 138.083 | 52.7489
Option 2 SG | VIC | SEV | Offshore Wind | 0 | 0 | 0 | 0 | 0 | 6144.3553 | 8349.2624 | 11717.1355 | 13758.043 | 17593.7836 | 20387.2369 | 21648.1541 | 28153.9022 | 29123.6842 | 32545.3417 | 31505.1346 | 32666.2644 | 33202.0573 | 33030.1118 | 34957.0525 | 32437.5632 | 32860.1488 | 33758.8816 | 34979.1729
Option 2 SG | VIC | SEV | Solar | 6.5835 | 627.0962 | 773.6042 | 731.5277 | 734.0096 | 679.7114 | 708.6205 | 763.4988 | 690.1363 | 501.2796 | 465.3743 | 425.6697 | 392.4903 | 421.6727 | 500.5358 | 479.1224 | 482.7723 | 526.1787 | 510.713 | 522.0314 | 562.9181 | 541.2567 | 563.3629 | 580.2117
Option 2 SG | VIC | SEV | Wind | 334.6264 | 354.9657 | 338.0099 | 384.2741 | 335.0588 | 339.7152 | 345.5441 | 356.8845 | 324.9052 | 354.2698 | 313.0336 | 332.7979 | 267.8781 | 245.0931 | 5.4475e-05 | 5.625e-05 | 5.7851e-05 | 5.6696e-05 | 5.7627e-05 | 6.9887e-05 | 6.5149e-05 | 6.5831e-05 | 6.8994e-05 | 6.4833e-05
Option 2 SG | VIC | WNV | 1h | 0 | 5.5852 | 8.1694 | 8.1617 | 7.8941 | 7.1915 | 7.819 | 6.2 | 9.5629 | 8.7934 | 8.4577 | 8.402 | 7.6044 | 7.735 | 8.3377 | 8.2233 | 8.4121 | 8.9321 | 8.4743 | 7.9459 | 8.8118 | 9.2776 | 9.0597 | 9.5377
Option 2 SG | VIC | WNV | 2h | 226.6233 | 1196.4377 | 836.028 | 815.6759 | 745.8071 | 752.9432 | 891.9897 | 703.4136 | 1068.0408 | 921.4768 | 896.1383 | 861.1365 | 785.081 | 838.7863 | 915.6023 | 867.2272 | 818.5448 | 875.3584 | 891.2697 | 839.1824 | 868.12 | 762.9285 | 770.664 | 779.6756
Option 2 SG | VIC | WNV | 4h | 0 | 21.6013 | 263.289 | 292.288 | 274.9266 | 245.3361 | 303.365 | 228.5032 | 397.703 | 329.8049 | 319.1232 | 310.5652 | 273.5762 | 286.7038 | 320.6609 | 312.2013 | 297.6822 | 317.4176 | 324.8963 | 289.4466 | 356.9946 | 260.8816 | 214.3066 | 216.3334
Option 2 SG | VIC | WNV | Coordinated CER | 3.227 | 9.7198 | 9.0028 | 11.3737 | 15.6369 | 21.1606 | 28.0976 | 34.3565 | 42.2459 | 46.226 | 55.1549 | 60.2999 | 72.5779 | 85.0382 | 96.8207 | 107.4726 | 114.3955 | 138.8671 | 151.6097 | 171.7055 | 210.5325 | 252.1858 | 297.3275 | 328.9999
Option 2 SG | VIC | WNV | Distributed PV | 1664.02 | 1912.128 | 2149.2429 | 2153.5777 | 2508.2 | 2584.5615 | 2649.0673 | 2795.3189 | 2955.614 | 2890.9724 | 2850.8339 | 2907.285 | 3000.3553 | 3282.1806 | 3243.4219 | 3239.8562 | 2816.2174 | 3076.7248 | 3319.0698 | 3261.9033 | 3703.8412 | 3830.7879 | 3981.1034 | 4269.9091
Option 2 SG | VIC | WNV | Hydro | 3374.1271 | 3256.743 | 2613.3132 | 2825.2206 | 2229.322 | 1600.0317 | 1701.2311 | 1082.6672 | 2365.4239 | 1976.7627 | 1767.2405 | 2089.7274 | 1797.4685 | 1454.6343 | 1875.1424 | 1267.3419 | 2892.6738 | 2453.4297 | 2008.869 | 2130.5225 | 2127.3329 | 2521.3335 | 2541.6878 | 1952.9906
Option 2 SG | VIC | WNV | OCGT | 37.3712 | 30.2918 | 210.9772 | 43.6125 | 153.5706 | 19.3598 | 34.1037 | 25.3968 | 98.6371 | 162.2544 | 138.0593 | 158.8724 | 154.2022 | 346.9236 | 506.6311 | 458.3797 | 373.1768 | 404.3254 | 628.7054 | 842.9901 | 542.5837 | 0 | 0 | 0
Option 2 SG | VIC | WNV | Offshore Wind | 0 | 0 | 0 | 0 | 0 | 1968.1045 | 2844.9215 | 2960.9833 | 2968.1603 | 3013.7238 | 3227.2288 | 3409.1867 | 3238.7566 | 2890.7785 | 3041.6911 | 3082.4842 | 3174.8022 | 3423.3727 | 3341.7537 | 3349.6463 | 3104.6666 | 3101.5675 | 3219.487 | 3259.497
Option 2 SG | VIC | WNV | Solar | 2935.0944 | 5793.2291 | 6634.0448 | 5741.71 | 5560.0457 | 5030.4739 | 5197.5918 | 5794.5908 | 5638.8712 | 4465.1335 | 4508.7109 | 4352.149 | 4183.0871 | 4799.1821 | 5074.3224 | 4882.3799 | 4750.3639 | 5178.2729 | 4940.0038 | 4808.6511 | 5282.5848 | 5144.5221 | 5196.5162 | 4638.7041
Option 2 SG | VIC | WNV | Wind | 15138.6027 | 18436.9824 | 24234.7012 | 29778.8503 | 28665.5079 | 27812.274 | 27693.008 | 29767.4902 | 28921.7108 | 27571.6077 | 27240.7923 | 27327.4004 | 23861.7493 | 22108.6821 | 23478.025 | 24858.3159 | 24274.1447 | 26098.5304 | 24417.7005 | 23508.0967 | 22171.8581 | 21634.1611 | 21667.399 | 21650.8565
Option 2D SG | NEM |  | 12h | 0 | 0 | 45.4216 | 1577.2963 | 1678.1252 | 1575.8845 | 1541.5907 | 1581.9957 | 1844.0394 | 1766.0089 | 1676.5421 | 1612.2205 | 1747.5389 | 1826.9169 | 1797.2118 | 1620.0061 | 1516.9209 | 1562.9841 | 1627.7054 | 1510.8677 | 1531.8006 | 1654.5151 | 1649.7114 | 1640.2778
Option 2D SG | NEM |  | 1h | 164.7966 | 331.9098 | 354.1949 | 393.5813 | 448.9416 | 460.6078 | 441.1768 | 433.0429 | 483.212 | 470.0739 | 464.722 | 458.1011 | 478.8574 | 493.1191 | 494.5404 | 472.6362 | 450.7163 | 448.5121 | 462.0806 | 452.3731 | 433.0943 | 461.2164 | 446.2825 | 319.195
Option 2D SG | NEM |  | 24h | 0 | 0 | 0 | 0 | 0 | 0 | 0 | 0 | 0 | 0 | 0 | 0 | 0 | 0 | 0 | 0 | 0 | 0 | 6.8389e-07 | 6.8624e-07 | 1.0318e-06 | 2.6071e-06 | 2.4612e-06 | 3.8607e-06
Option 2D SG | NEM |  | 2h | 2531.3346 | 5599.8031 | 4497.5893 | 4865.7158 | 5317.1027 | 5366.2713 | 5544.7387 | 5098.973 | 6168.5066 | 5756.8982 | 5583.5146 | 5375.4723 | 5279.1813 | 5621.1138 | 5669.1322 | 5241.6551 | 4877.9418 | 5044.2693 | 4728.3836 | 4142.1262 | 4069.4139 | 3223.4048 | 3023.8802 | 2763.2661
Option 2D SG | NEM |  | 4h | 1324.7699 | 3652.2407 | 5722.8243 | 8400.8212 | 8530.8456 | 8564.974 | 8502.9233 | 8161.8724 | 9032.9008 | 8538.8028 | 8331.7502 | 7892.2014 | 8055.9594 | 8326.0745 | 8479.78 | 7987.0097 | 7421.1423 | 7690.103 | 7909.0647 | 8076.2921 | 8323.066 | 7179.504 | 5724.6273 | 5133.2309
Option 2D SG | NEM |  | 8h | 502.6705 | 1084.4795 | 2218.8108 | 3276.7575 | 3399.6346 | 3224.4315 | 3071.8378 | 4714.6738 | 5010.0267 | 5239.802 | 4966.3728 | 4721.1476 | 5080.1191 | 5444.3239 | 5365.6591 | 4737.8936 | 4458.2375 | 4689.725 | 4585.1457 | 4425.8225 | 3773.1395 | 3734.8273 | 3074.7016 | 5579.0736
Option 2D SG | NEM |  | Biomass | 269.1072 | 269.8445 | 246.2104 | 207.6076 | 219.0906 | 218.7956 | 223.2613 | 215.5478 | 214.2152 | 213.6358 | 200.4375 | 203.9667 | 208.8101 | 207.7555 | 214.3878 | 203.0017 | 218.1036 | 180.3347 | 182.0397 | 161.0957 | 169.0081 | 178.1826 | 166.6016 | 137.8736
Option 2D SG | NEM |  | Black Coal | 72850.3417 | 55621.3851 | 38476.5821 | 22739.5654 | 20931.5203 | 19876.7761 | 21265.3553 | 19026.9016 | 18593.3532 | 19870.9231 | 18485.5239 | 16720.6963 | 19139.3814 | 20396.3563 | 15233.383 | 14825.7851 | 12484.5009 | 11303.1995 | 10298.2507 | 8678.0875 | 7517.9453 | 7627.2401 | 7669.985 | 0
Option 2D SG | NEM |  | Brown Coal | 29818.8438 | 21144.8237 | 16121.1278 | 7821.2784 | 7821.2784 | 7842.7066 | 7821.2784 | 7821.2784 | 0 | 0 | 0 | 0 | 0 | 0 | 0 | 0 | 0 | 0 | 0 | 0 | 0 | 0 | 0 | 0
Option 2D SG | NEM |  | CCGT | 2635.77 | 2361.5339 | 2505.5069 | 1520.46 | 1091.6219 | 549.5836 | 1613.3601 | 805.8866 | 1029.3969 | 1524.2527 | 2822.1493 | 1976.2501 | 1820.7553 | 2738.4628 | 3337.04 | 2928.7686 | 3232.5204 | 2243.5154 | 2634.6801 | 1398.3967 | 1374.0983 | 924.0929 | 1134.0862 | 1285.8391
Option 2D SG | NEM |  | CST | 0 | 0 | 0 | 0 | 0 | 0 | 0 | 0 | 0 | 0 | 0 | 0 | 0 | 0 | 0 | 0 | 0 | 0 | 0 | 0 | 0 | 0 | 0 | 0
Option 2D SG | NEM |  | Coordinated CER | 150.8568 | 278.9526 | 272.4002 | 309.4757 | 423.0017 | 495.2231 | 620.8091 | 792.124 | 981.3479 | 1123.3093 | 1264.4626 | 1400.023 | 1716.5908 | 2023.9296 | 2272.0068 | 2194.4387 | 2261.5309 | 2827.7259 | 3340.7793 | 3876.4236 | 4297.4643 | 5430.6528 | 6295.4894 | 7288.21
Option 2D SG | NEM |  | DSP | 0 | 3.3975e-08 | 0 | 0 | 1.16e-09 | 2.17e-09 | 0 | 0 | 0 | 0 | 1.11e-09 | 0 | 3.1216 | 0.0645 | 0.92538 | 0.61913 | 0.29687 | 0.30612 | 0.53388 | 0.64887 | 0.67451 | 0.15013 | 1.3061 | 0.34738
Option 2D SG | NEM |  | Distributed PV | 31052.5684 | 34824.0737 | 38604.315 | 40319.4805 | 43234.9891 | 45072.5479 | 46032.0334 | 48705.2539 | 50043.3534 | 50376.3829 | 48404.0647 | 48342.0269 | 50594.8954 | 54975.5327 | 55583.308 | 54146.6796 | 48748.888 | 52794.9242 | 56917.5222 | 58598.2636 | 61437.5847 | 64499.9947 | 66932.3475 | 72225.3015
Option 2D SG | NEM |  | H2 Reciprocating Engine | 0 | 0 | 1.362e-08 | 1.7105e-08 | 7.726e-08 | 1.1196e-07 | 0 | 0 | 0 | 0 | 8.4612 | 37.1257 | 77.996 | 95.9552 | 187.3925 | 79.5648 | 100.151 | 199.7497 | 213.9187 | 238.1965 | 153.4512 | 101.9514 | 193.5486 | 225.8603
Option 2D SG | NEM |  | Hydro | 15694.3949 | 16591.1775 | 12883.8295 | 12818.9047 | 15565.4367 | 15372.3448 | 15806.9774 | 12546.4021 | 15272.6009 | 13442.9652 | 12183.6355 | 14118.3338 | 13464.8277 | 13228.6501 | 11651.682 | 10459.7103 | 14044.8649 | 13021.976 | 12071.4077 | 11765.0685 | 12760.1653 | 13960.1592 | 14737.5941 | 12685.2284
Option 2D SG | NEM |  | Liquid Fuel | 30.2083 | 6.7501e-06 | 2.95e-09 | 2.4183e-05 | 42.4859 | 17.5236 | 63.0783 | 18.5558 | 34.5594 | 55.1229 | 80.4068 | 86.2859 | 82.2849 | 177.4895 | 256.0498 | 274.8672 | 199.8153 | 207.3078 | 221.4452 | 285.5827 | 33.6537 | 9.715 | 34.4036 | 11.1578
Option 2D SG | NEM |  | OCGT | 224.766 | 60.869 | 365.3181 | 155.2194 | 573.3896 | 195.2159 | 689.5601 | 263.3189 | 490.3874 | 870.2818 | 1272.7832 | 1388.7231 | 1549.8602 | 3134.54 | 5439.9822 | 5476.2487 | 5011.4171 | 5825.4751 | 7938.5854 | 10964.247 | 10535.5071 | 9164.1112 | 14818.6311 | 13639.8372
Option 2D SG | NEM |  | Offshore Wind | 0 | 0 | 0 | 0 | 0 | 8112.2656 | 11225.2297 | 14696.9868 | 16765.7132 | 20821.9965 | 23906.7547 | 25226.0777 | 31608.2721 | 32278.7802 | 35702.4824 | 34669.1329 | 35931.822 | 36685.1484 | 36474.5234 | 38376.0998 | 35601.7522 | 36149.5279 | 37096.6299 | 38333.5286
Option 2D SG | NEM |  | PHES | 647.29 | 707.6405 | 3238.4788 | 5682.5554 | 7005.8895 | 6379.1719 | 6365.0354 | 6270.4521 | 6938.8481 | 7017.1667 | 6693.7839 | 6872.5735 | 6718.7705 | 7311.8151 | 7108.1896 | 9841.4831 | 10094.1452 | 10525.156 | 10433.8647 | 10088.7609 | 10542.0131 | 11263.3076 | 11150.9519 | 11552.4005
Option 2D SG | NEM |  | Solar | 22525.1079 | 42610.3026 | 49062.1915 | 60076.9031 | 60137.3147 | 58712.0874 | 58637.312 | 59609.3847 | 64795.3731 | 62109.8313 | 60870.2713 | 59197.1786 | 61924.5778 | 65519.1566 | 63006.7635 | 66771.6008 | 65119.224 | 68636.644 | 70572.9693 | 70068.9632 | 70270.7928 | 72389.1606 | 70790.9741 | 73722.4327
Option 2D SG | NEM |  | Wind | 41892.0806 | 47211.0028 | 55638.3746 | 64954.2134 | 66533.7489 | 67472.5696 | 66298.3316 | 72866.9088 | 76734.7175 | 77123.3532 | 82199.2631 | 87605.7659 | 83502.8508 | 78216.1969 | 83318.5945 | 89554.5615 | 91975.4299 | 95426.5136 | 98582.3042 | 101342.2256 | 109258.7697 | 113418.0083 | 111661.2246 | 122376.1672
Option 2D SG | NSW |  | 12h | 0 | 0 | 45.4216 | 1577.2963 | 1678.1252 | 1575.8845 | 1541.5907 | 1581.9957 | 1844.0394 | 1766.0089 | 1676.5421 | 1612.2205 | 1747.5389 | 1826.9169 | 1797.2118 | 1620.0061 | 1516.9209 | 1562.9841 | 1627.7054 | 1510.8677 | 1531.8006 | 1654.5151 | 1649.7114 | 1640.2778
Option 2D SG | NSW |  | 1h | 73.5155 | 198.9821 | 133.4355 | 138.6753 | 140.6928 | 141.9403 | 132.2491 | 136.8981 | 144.8318 | 142.052 | 139.6102 | 138.52 | 140.5418 | 147.6856 | 145.9893 | 140.0629 | 132.8645 | 120.5351 | 122.3706 | 116.5591 | 112.4402 | 121.1958 | 118.0404 | 114.9826
Option 2D SG | NSW |  | 2h | 260.5126 | 532.2413 | 562.546 | 731.0233 | 1048.4636 | 1042.193 | 1022.3772 | 1002.99 | 1040.473 | 1026.5023 | 964.1076 | 925.4525 | 956.7707 | 1029.0976 | 975.6082 | 868.1439 | 815.7029 | 874.6717 | 889.4634 | 861.8403 | 837.4646 | 808.6147 | 787.4312 | 793.2727
Option 2D SG | NSW |  | 4h | 1103.682 | 2393.1819 | 3651.7975 | 5965.9913 | 6106.6942 | 6168.5959 | 5926.931 | 6003.0247 | 6088.8012 | 5879.6098 | 5750.434 | 5389.2967 | 5696.2389 | 5958.9162 | 5983.4283 | 5507.149 | 5069.2475 | 5238.8403 | 5384.1358 | 5000.8357 | 4678.0538 | 4204.7064 | 2353.0737 | 1049.2038
Option 2D SG | NSW |  | 8h | 502.6705 | 1084.4795 | 1619.9581 | 2729.5296 | 2842.0906 | 2689.6603 | 2545.8487 | 4200.863 | 4387.116 | 4296.3442 | 4028.9701 | 3800.8003 | 4145.4506 | 4409.7334 | 4338.788 | 3777.8039 | 3527.7458 | 3740.4115 | 3724.4915 | 3639.3927 | 2902.141 | 2716.4854 | 2555.1911 | 4926.784
Option 2D SG | NSW |  | Black Coal | 32632.3442 | 27085.7568 | 12030.2832 | 5799.0324 | 2646.6593 | 2649.5179 | 3966.687 | 3077.3853 | 4602.2974 | 4927.5188 | 5387.614 | 5687.638 | 5445.5798 | 5568.4375 | 0 | 0 | 0 | 0 | 0 | 0 | 0 | 0 | 0 | 0
Option 2D SG | NSW |  | CCGT | 525.6 | 484.1389 | 525.6 | 175.2 | 408.1755 | 276.0181 | 778.5243 | 423.6892 | 538.8196 | 752.4653 | 1208.7144 | 996.5732 | 993.5282 | 1486.6821 | 2002.8075 | 1969.1909 | 1853.7168 | 724.0704 | 705.4957 | 851.1692 | 810.4858 | 793.4838 | 978.9232 | 957.5215
Option 2D SG | NSW |  | CST | 0 | 0 | 0 | 0 | 0 | 0 | 0 | 0 | 0 | 0 | 0 | 0 | 0 | 0 | 0 | 0 | 0 | 0 | 0 | 0 | 0 | 0 | 0 | 0
Option 2D SG | NSW |  | Coordinated CER | 59.1875 | 78.9635 | 85.6751 | 103.2089 | 139.4949 | 162.0073 | 217.8266 | 286.6536 | 333.646 | 399.1744 | 437.0958 | 468.5362 | 570.0608 | 678.1923 | 743.4488 | 737.0817 | 713.3854 | 873.239 | 1095.2001 | 1268.202 | 1447.5562 | 1834.7493 | 2149.4431 | 2509.1208
Option 2D SG | NSW |  | DSP | 0 | 3.3975e-08 | 0 | 0 | 1.16e-09 | 2.17e-09 | 0 | 0 | 0 | 0 | 1.11e-09 | 0 | 3.1216 | 0.0645 | 0.92538 | 0.61913 | 0.29687 | 0.30612 | 0.53388 | 0.64887 | 0.67451 | 0.15013 | 1.3061 | 0.34738
Option 2D SG | NSW |  | Distributed PV | 11017.8125 | 12049.5472 | 13703.6868 | 14548.0467 | 14675.4372 | 15437.5988 | 15451.3161 | 16713.5723 | 16794.217 | 16759.2858 | 16052.3118 | 15636.016 | 16784.1904 | 18143.0371 | 18606.1282 | 17670.4907 | 16061.3748 | 16870.2742 | 18680.9245 | 19696.8612 | 19974.9653 | 21321.9098 | 21828.9033 | 24184.9016
Option 2D SG | NSW |  | Hydro | 3989.9873 | 4063.481 | 2637.9786 | 2810.8814 | 2193.4453 | 2072.7195 | 1957.8328 | 1241.9235 | 2778.2622 | 2246.2096 | 1991.2882 | 2667.546 | 2335.325 | 2017.7491 | 2252.3654 | 1577.4877 | 3193.837 | 3020.71 | 2392.2991 | 2242.1145 | 2395.0195 | 3103.7579 | 3428.7179 | 2722.6222
Option 2D SG | NSW |  | OCGT | 8.3025 | 11.1855 | 66.2551 | 18.1687 | 68.4628 | 48.4976 | 294.78 | 86.2885 | 150.6374 | 295.8804 | 493.8237 | 579.5752 | 565.9269 | 1259.1768 | 2444.4776 | 2261.0276 | 2196.5179 | 2883.1636 | 3495.2781 | 4658.5483 | 4121.4743 | 3998.5632 | 5956.3299 | 5003.1267
Option 2D SG | NSW |  | Offshore Wind | 0 | 0 | 0 | 0 | 0 | 0 | 0 | 0 | 0 | 0 | 0 | 0 | 0 | 0 | 0 | 0 | 0 | 0 | 0 | 0 | 0 | 0 | 0 | 0
Option 2D SG | NSW |  | PHES | 207.0809 | 184.1135 | 2064.0666 | 4423.9711 | 5344.5149 | 4738.0477 | 4955.0613 | 4805.3278 | 5386.9805 | 5461.948 | 5193.8583 | 5287.3977 | 4985.7635 | 5534.3482 | 5311.1894 | 4861.9322 | 5264.6603 | 5142.5331 | 4929.9091 | 4754.4575 | 5469.6795 | 5646.6795 | 5626.3622 | 5813.8062
Option 2D SG | NSW |  | Solar | 10236.221 | 20305.9783 | 22145.1697 | 34122.4863 | 34223.9118 | 32353.98 | 32517.3757 | 32713.8149 | 37644.4954 | 35831.4314 | 34869.0185 | 33377.1098 | 35672.0538 | 38598.229 | 37611.9346 | 37665.7497 | 35611.0276 | 36515.8706 | 38693.0195 | 37735.1098 | 37822.3688 | 37807.6814 | 36636.9003 | 37644.7061
Option 2D SG | NSW |  | Wind | 7919.1797 | 8438.8299 | 9883.0906 | 11838.8245 | 15553.2069 | 16692.0677 | 15926.2567 | 16663.9108 | 17414.9461 | 17439.1849 | 18687.9002 | 20893.5623 | 19847.5877 | 17340.4276 | 22132.6102 | 26011.5872 | 29505.9143 | 26307.8196 | 29537.1106 | 28977.9816 | 34401.7982 | 36781.2717 | 35289.0112 | 40417.6114
Option 2D SG | NSW | CNSW | 12h | 0 | 0 | 45.4216 | 1577.2963 | 1678.1252 | 1575.8845 | 1541.5907 | 1581.9957 | 1844.0394 | 1766.0089 | 1676.5421 | 1612.2205 | 1747.5389 | 1826.9169 | 1797.2118 | 1620.0061 | 1516.9209 | 1562.9841 | 1627.7054 | 1510.8677 | 1531.8006 | 1654.5151 | 1649.7114 | 1640.2778
Option 2D SG | NSW | CNSW | 2h | 39.5017 | 102.6975 | 115.7457 | 160.7254 | 170.657 | 166.1046 | 161.4815 | 164.7515 | 182.4571 | 177.6686 | 174.2475 | 173.4207 | 170.4465 | 177.8128 | 178.5085 | 172.2873 | 163.3479 | 166.9954 | 173.3079 | 152.1921 | 151.4724 | 121.6859 | 120.9101 | 121.7607
Option 2D SG | NSW | CNSW | 4h | 691.8656 | 940.4784 | 634.8287 | 815.5753 | 844.1481 | 830.817 | 810.1701 | 819.6241 | 878.6251 | 865.4749 | 849.4211 | 856.9112 | 840.2132 | 858.0876 | 858.738 | 845.4898 | 825.1465 | 818.3335 | 846.3691 | 818.5814 | 505.129 | 510.5363 | 510.0852 | 516.7521
Option 2D SG | NSW | CNSW | 8h | 0 | 72.1284 | 83.454 | 112.1308 | 120.5854 | 116.6768 | 112.5544 | 118.0727 | 126.354 | 122.9734 | 120.4416 | 118.4626 | 120.5476 | 124.2052 | 122.8774 | 120.8224 | 112.3135 | 115.9291 | 120.8858 | 115.3494 | 114.6538 | 4.9205e-05 | 9.1188e-05 | 469.416
Option 2D SG | NSW | CNSW | Black Coal | 22550.6253 | 17014.0224 | 8873.5296 | 2642.2788 | 2646.6593 | 2649.5179 | 3966.687 | 3077.3853 | 4602.2974 | 4927.5188 | 5387.614 | 5687.638 | 5445.5798 | 5568.4375 | 0 | 0 | 0 | 0 | 0 | 0 | 0 | 0 | 0 | 0
Option 2D SG | NSW | CNSW | CST | 0 | 0 | 0 | 0 | 0 | 0 | 0 | 0 | 0 | 0 | 0 | 0 | 0 | 0 | 0 | 0 | 0 | 0 | 0 | 0 | 0 | 0 | 0 | 0
Option 2D SG | NSW | CNSW | Coordinated CER | 5.5566 | 7.4362 | 8.2155 | 9.0401 | 14.7583 | 17.1309 | 20.3371 | 25.8489 | 30.3404 | 35.3201 | 38.0765 | 42.0828 | 52.4041 | 61.445 | 67.0543 | 68.4588 | 66.0332 | 82.1832 | 96.9327 | 107.0862 | 121.3104 | 142.9945 | 161.2225 | 178.5691
Option 2D SG | NSW | CNSW | Distributed PV | 823.422 | 901.183 | 1029.5494 | 1095.4415 | 1097.5058 | 1151.1918 | 1154.9298 | 1251.9233 | 1301.7895 | 1296.3311 | 1238.3826 | 1198.6065 | 1290.0555 | 1413.2326 | 1398.9174 | 1329.8065 | 1204.7826 | 1266.9815 | 1409.2045 | 1488.5808 | 1499.4715 | 1591.986 | 1627.71 | 1804.2071
Option 2D SG | NSW | CNSW | OCGT | 0 | 0 | 0 | 0 | 0 | 0 | 0 | 0 | 0 | 0 | 0 | 0 | 0 | 0 | 1.0366e-05 | 64.0075 | 53.2315 | 95.0806 | 82.844 | 115.6345 | 72.6463 | 80.0491 | 468.222 | 349.0482
Option 2D SG | NSW | CNSW | PHES | 207.0809 | 184.1135 | 258.259 | 416.1582 | 424.9176 | 416.5484 | 415.4053 | 450.5218 | 420.8578 | 421.1854 | 389.7351 | 358.4531 | 437.6717 | 408.5631 | 411.6771 | 364.534 | 348.129 | 351.6765 | 366.2462 | 366.5206 | 380.5048 | 438.5127 | 462.8569 | 480.1711
Option 2D SG | NSW | CNSW | Solar | 4003.7876 | 7127.8751 | 8101.8136 | 21772.1898 | 22391.1495 | 22709.1938 | 22426.507 | 23621.3186 | 24792.5143 | 24134.5778 | 23178.3928 | 21815.3261 | 23741.8575 | 25381.8466 | 24505.9099 | 24368.6985 | 21620.4971 | 22507.4077 | 25022.8414 | 24765.2935 | 24532.4955 | 24770.5553 | 23945.598 | 25392.0133
Option 2D SG | NSW | CNSW | Wind | 1397.6423 | 1640.4027 | 2750.7408 | 4653.3946 | 7994.6585 | 7830.3977 | 7644.3751 | 8244.8138 | 7969.5269 | 8434.3245 | 9056.7625 | 9341.8828 | 9208.4178 | 8222.6519 | 12425.8136 | 15751.6667 | 16761.4969 | 15699.9377 | 17706.5315 | 17838.1754 | 22986.9266 | 23907.9525 | 22972.1359 | 27070.8473
Option 2D SG | NSW | NNSW | 1h | 60.5568 | 163.2271 | 119.5985 | 123.5443 | 125.0069 | 127.8819 | 118.6727 | 123.7073 | 128.7894 | 126.2352 | 124.0691 | 123.4315 | 125.5032 | 131.5963 | 130.2645 | 125.3012 | 118.5102 | 120.5351 | 122.3706 | 116.5591 | 112.4402 | 121.1958 | 118.0404 | 114.9826
Option 2D SG | NSW | NNSW | 2h | 31.15 | 138.1332 | 214.2146 | 230.0952 | 236.7592 | 240.1794 | 228.7525 | 237.5879 | 254.9808 | 247.0341 | 244.8764 | 239.8049 | 243.7065 | 260.2544 | 256.8148 | 241.8996 | 229.625 | 230.1422 | 238.3637 | 224.008 | 218.2066 | 148.7976 | 145.1549 | 141.5987
Option 2D SG | NSW | NNSW | 8h | 399.4906 | 696.2792 | 845.2219 | 927.2829 | 974.3519 | 968.8604 | 904.715 | 933.9389 | 986.2129 | 967.4836 | 946.915 | 936.6262 | 967.0487 | 1003.6337 | 999.2955 | 963.8349 | 917.5429 | 935.2865 | 937.4222 | 898.8928 | 259.4849 | 4.8154e-05 | 4.2237e-05 | 0.00013997
Option 2D SG | NSW | NNSW | CST | 0 | 0 | 0 | 0 | 0 | 0 | 0 | 0 | 0 | 0 | 0 | 0 | 0 | 0 | 0 | 0 | 0 | 0 | 0 | 0 | 0 | 0 | 0 | 0
Option 2D SG | NSW | NNSW | Coordinated CER | 9.4715 | 11.9112 | 13.6042 | 16.5713 | 19.8333 | 23.3788 | 26.5232 | 33.4731 | 39.1666 | 45.2456 | 50.5731 | 56.6186 | 71.3635 | 82.0271 | 93.7463 | 90.7523 | 91.7208 | 111.5441 | 131.4558 | 158.6603 | 179.222 | 216.0978 | 234.0962 | 272.3737
Option 2D SG | NSW | NNSW | Distributed PV | 1601.085 | 1734.851 | 1961.6215 | 2087.3047 | 2095.1154 | 2200.6421 | 2212.394 | 2393.1959 | 2401.4445 | 2419.6235 | 2307.0498 | 2248.7005 | 2417.356 | 2589.7909 | 2656.8781 | 2504.729 | 2291.8527 | 2384.4547 | 2622.7325 | 2775.8994 | 2806.607 | 2986.0297 | 3059.8127 | 3382.5512
Option 2D SG | NSW | NNSW | PHES | 0 | 0 | 0 | 0 | 0 | 0 | 0 | 0 | 0 | 0 | 0 | 0 | 0 | 0 | 0 | 0 | 0 | 0 | 3.2466e-07 | 5.2393e-07 | 9.3464e-07 | 1.1499e-06 | 2.4135e-06 | 3.9928e-06
Option 2D SG | NSW | NNSW | Solar | 1540.0475 | 2215.1433 | 2475.3589 | 2111.3794 | 2068.202 | 1939.8753 | 2340.9807 | 2375.8106 | 2672.5397 | 2462.2393 | 2618.9029 | 2529.3208 | 2889.4645 | 2887.7824 | 2772.6578 | 2997.097 | 2651.9597 | 2638.6048 | 2662.3306 | 2569.2552 | 2384.3543 | 2271.5334 | 2043.8324 | 1899.754
Option 2D SG | NSW | NNSW | Wind | 1241.9148 | 1202.6124 | 1093.8322 | 1003.7498 | 1369.9583 | 1470.6954 | 1550.2085 | 1648.031 | 1834.0669 | 1656.2552 | 2841.4846 | 4288.8975 | 3619.9684 | 3185.7961 | 3381.4697 | 3931.1833 | 6379.1475 | 5344.2497 | 5398.3242 | 5073.3705 | 5896.3023 | 7272.3371 | 7764.0487 | 8448.0695
Option 2D SG | NSW | SNSW | 1h | 12.9587 | 35.7551 | 13.837 | 15.1309 | 15.6859 | 14.0584 | 13.5764 | 13.1908 | 16.0424 | 15.8168 | 15.5411 | 15.0885 | 15.0385 | 16.0893 | 15.7247 | 14.7617 | 14.3544 | 0 | 0 | 0 | 0 | 0 | 0 | 0
Option 2D SG | NSW | SNSW | 2h | 79.2083 | 201.5313 | 145.225 | 156.924 | 167.4077 | 147.7359 | 143.1467 | 132.3881 | 164.5251 | 161.3218 | 158.6649 | 150.9098 | 146.1092 | 165.5374 | 161.9067 | 150.7691 | 143.7096 | 148.4847 | 148.9414 | 140.8358 | 144.4244 | 147.05 | 89.3824 | 95.3478
Option 2D SG | NSW | SNSW | 4h | 0 | 0 | 0 | 0 | 59.8321 | 197.5471 | 203.7326 | 184.4903 | 257.6384 | 254.024 | 250.1399 | 242.4239 | 239.1488 | 261.4197 | 257.327 | 236.0001 | 232.5687 | 235.6994 | 228.4184 | 215.5094 | 216.893 | 234.1941 | 228.3877 | 238.2307
Option 2D SG | NSW | SNSW | 8h | 103.1799 | 316.0718 | 420.1762 | 602.9693 | 624.0853 | 477.7621 | 446.391 | 485.4057 | 681.2628 | 683.3586 | 632.4073 | 593.1609 | 601.8626 | 684.5651 | 653.5927 | 548.111 | 532.7674 | 556.4943 | 520.3868 | 481.897 | 370.4519 | 222.718 | 229.123 | 232.3858
Option 2D SG | NSW | SNSW | CST | 0 | 0 | 0 | 0 | 0 | 0 | 0 | 0 | 0 | 0 | 0 | 0 | 0 | 0 | 0 | 0 | 0 | 0 | 0 | 0 | 0 | 0 | 0 | 0
Option 2D SG | NSW | SNSW | Coordinated CER | 7.9111 | 17.5638 | 11.778 | 13.4465 | 24.115 | 28.3829 | 34.4417 | 45.8703 | 55.5107 | 64.7854 | 72.3122 | 79.2262 | 99.183 | 121.198 | 133.9019 | 138.7294 | 138.9839 | 163.216 | 193.2857 | 208.9471 | 230.5763 | 275.4644 | 313.448 | 360.1174
Option 2D SG | NSW | SNSW | Distributed PV | 1903.669 | 2067.4317 | 2319.0683 | 2437.0152 | 2530.3246 | 2648.3012 | 2611.6657 | 2847.4941 | 2843.3955 | 2809.5018 | 2721.7569 | 2646.7444 | 2842.0848 | 3064.2257 | 3162.0269 | 3039.6781 | 2733.3072 | 2876.3964 | 3179.3709 | 3323.0973 | 3424.65 | 3619.6057 | 3659.0313 | 4051.5509
Option 2D SG | NSW | SNSW | Hydro | 3989.9873 | 4063.481 | 2637.9786 | 2810.8814 | 2193.4453 | 2072.7195 | 1957.8328 | 1241.9235 | 2778.2622 | 2246.2096 | 1991.2882 | 2667.546 | 2335.325 | 2017.7491 | 2252.3654 | 1577.4877 | 3193.837 | 3020.71 | 2392.2991 | 2242.1145 | 2395.0195 | 3103.7579 | 3428.7179 | 2722.6222
Option 2D SG | NSW | SNSW | OCGT | 0 | 0 | 0 | 0 | 0 | 0 | 0 | 0 | 0 | 0 | 6.3743 | 33.4517 | 93.9073 | 260.6087 | 420.7791 | 498.8794 | 261.374 | 236.1842 | 0 | 0 | 0 | 0 | 0 | 0
Option 2D SG | NSW | SNSW | PHES | 0 | 0 | 1805.8076 | 4007.8129 | 4919.5972 | 4321.4993 | 4539.656 | 4354.806 | 4966.1227 | 5040.7626 | 4804.1232 | 4928.9446 | 4548.0918 | 5125.7851 | 4899.5123 | 4497.3982 | 4916.5314 | 4790.8566 | 4563.6629 | 4387.9369 | 5089.1747 | 5208.1668 | 5163.5054 | 5333.635
Option 2D SG | NSW | SNSW | Solar | 4692.3858 | 10962.96 | 11567.9972 | 10238.9172 | 9764.5603 | 7704.911 | 7749.888 | 6716.6858 | 10179.4415 | 9234.6143 | 9071.7227 | 9032.4629 | 9040.7318 | 10328.6 | 10120.864 | 9710.8099 | 9691.8187 | 9678.6524 | 9170.3551 | 8446.8579 | 9071.4459 | 8822.7053 | 8743.2987 | 8359.3883
Option 2D SG | NSW | SNSW | Wind | 5279.6226 | 5595.8148 | 6038.5175 | 6181.6801 | 6188.5901 | 7390.9745 | 6731.6731 | 6771.066 | 7611.3523 | 7348.6052 | 6789.6531 | 7262.7821 | 6811.5035 | 5755.0511 | 6134.1645 | 6142.183 | 6168.6368 | 5082.5401 | 6235.4075 | 5880.2344 | 5332.0161 | 5417.1977 | 4359.5548 | 4705.1075
Option 2D SG | NSW | SNW | 1h | 0 | 0 | 3.8545e-08 | 1.7512e-06 | 4.1971e-06 | 6.1542e-06 | 1.767e-08 | 2.4385e-08 | 6.985e-09 | 4.87e-09 | 2.67e-09 | 2.6e-09 | 4.1065e-08 | 0 | 0 | 0 | 1.04e-09 | 1.03e-09 | 1.0009e-05 | 1.1993e-05 | 1.3185e-05 | 1.3688e-05 | 1.7214e-05 | 2.6956e-05
Option 2D SG | NSW | SNW | 2h | 110.6526 | 89.8793 | 87.3607 | 183.2787 | 473.6396 | 488.1732 | 488.9965 | 468.2626 | 438.51 | 440.4778 | 386.3188 | 361.3172 | 396.5085 | 425.4931 | 378.3782 | 303.1879 | 279.0204 | 329.0495 | 328.8504 | 344.8044 | 323.3611 | 391.0812 | 431.9839 | 434.5655
Option 2D SG | NSW | SNW | 4h | 411.8163 | 1452.7036 | 3016.9689 | 5150.416 | 5202.714 | 5140.2319 | 4913.0282 | 4998.9104 | 4952.5377 | 4760.1109 | 4650.8731 | 4289.9616 | 4616.8769 | 4839.4089 | 4867.3633 | 4425.6591 | 4011.5323 | 4184.8074 | 4309.3482 | 3966.7448 | 3956.0318 | 3459.976 | 1614.6008 | 294.221
Option 2D SG | NSW | SNW | 8h | 0 | 1.9698e-06 | 271.106 | 1087.1466 | 1123.0679 | 1126.361 | 1082.1884 | 2663.4458 | 2593.2863 | 2522.5287 | 2329.2062 | 2152.5505 | 2455.9917 | 2597.3293 | 2563.0224 | 2145.0356 | 1965.1219 | 2132.7016 | 2145.7967 | 2143.2534 | 2157.5504 | 2493.7673 | 2326.068 | 4224.982
Option 2D SG | NSW | SNW | Black Coal | 10081.7189 | 10071.7344 | 3156.7536 | 3156.7536 | 0 | 0 | 0 | 0 | 0 | 0 | 0 | 0 | 0 | 0 | 0 | 0 | 0 | 0 | 0 | 0 | 0 | 0 | 0 | 0
Option 2D SG | NSW | SNW | CCGT | 525.6 | 484.1389 | 525.6 | 175.2 | 408.1755 | 276.0181 | 778.5243 | 423.6892 | 538.8196 | 752.4653 | 1208.7144 | 996.5732 | 993.5282 | 1486.6821 | 2002.8075 | 1969.1909 | 1853.7168 | 724.0704 | 705.4957 | 851.1692 | 810.4858 | 793.4838 | 978.9232 | 957.5215
Option 2D SG | NSW | SNW | Coordinated CER | 36.2482 | 42.0523 | 52.0773 | 64.151 | 80.7882 | 93.1146 | 136.5246 | 181.4612 | 208.6283 | 253.8233 | 276.134 | 290.6085 | 347.1102 | 413.5222 | 448.7461 | 439.1411 | 416.6475 | 516.2957 | 673.5259 | 793.5083 | 916.4475 | 1200.1925 | 1440.6764 | 1698.0606
Option 2D SG | NSW | SNW | DSP | 0 | 3.3975e-08 | 0 | 0 | 1.16e-09 | 2.17e-09 | 0 | 0 | 0 | 0 | 1.11e-09 | 0 | 3.1216 | 0.0645 | 0.92538 | 0.61913 | 0.29687 | 0.30612 | 0.53388 | 0.64887 | 0.67451 | 0.15013 | 1.3061 | 0.34738
Option 2D SG | NSW | SNW | Distributed PV | 6689.6365 | 7346.0815 | 8393.4476 | 8928.2853 | 8952.4914 | 9437.4637 | 9472.3266 | 10220.959 | 10247.5875 | 10233.8295 | 9785.1225 | 9541.9646 | 10234.694 | 11075.7879 | 11388.3059 | 10796.277 | 9831.4324 | 10342.4416 | 11469.6166 | 12109.2836 | 12244.2369 | 13124.2884 | 13482.3494 | 14946.5923
Option 2D SG | NSW | SNW | OCGT | 8.3025 | 11.1855 | 66.2551 | 18.1687 | 68.4628 | 48.4976 | 294.78 | 86.2885 | 150.6374 | 295.8804 | 487.4494 | 546.1235 | 472.0196 | 998.5681 | 2023.6985 | 1698.1407 | 1881.9124 | 2551.8988 | 3412.4341 | 4542.9138 | 4048.8279 | 3918.5141 | 5488.1079 | 4654.0785
Option 2D SG | NSW | SNW | Offshore Wind | 0 | 0 | 0 | 0 | 0 | 0 | 0 | 0 | 0 | 0 | 0 | 0 | 0 | 0 | 0 | 0 | 0 | 0 | 0 | 0 | 0 | 0 | 0 | 0
Option 2D SG | NSW | SNW | Solar | 0 | 5.466e-06 | 5.1938e-06 | 2.7206e-06 | 5.4959e-06 | 9.1302e-06 | 0 | 0 | 0 | 2.6876e-07 | 3.2206e-06 | 1.1454e-05 | 1.6107e-05 | 2.6738e-05 | 212.5028 | 589.1443 | 1646.7521 | 1691.2058 | 1837.4923 | 1953.7032 | 1834.0732 | 1942.8874 | 1904.1712 | 1993.5505
Option 2D SG | NSW | SNW | Wind | 0 | 0 | 0 | 5.9855e-08 | 1.6216e-07 | 4.8059e-07 | 0 | 0 | 0 | 0 | 0 | 8.5189e-07 | 207.6981 | 176.9285 | 191.1624 | 186.5544 | 196.633 | 181.092 | 196.8474 | 186.2012 | 186.5533 | 183.7844 | 193.2719 | 193.587
Option 2D SG | QLD |  | 1h | 91.2811 | 127.3336 | 212.577 | 246.7448 | 300.3704 | 311.4025 | 301.1436 | 289.6224 | 298.8075 | 292.5118 | 291.751 | 288.333 | 309.6544 | 316.9585 | 317.6422 | 301.7071 | 289.1525 | 297.6174 | 308.4621 | 305.309 | 288.6386 | 301.4072 | 289.271 | 164.5677
Option 2D SG | QLD |  | 2h | 1197.2533 | 1088.975 | 1457.7498 | 1620.4603 | 1862.1344 | 1899.0408 | 1860.653 | 1816.5561 | 1850.1694 | 1849.8337 | 1815.9152 | 1798.3911 | 1809.5575 | 1866.1279 | 1859.0922 | 1799.694 | 1690.5942 | 1709.7264 | 1636.641 | 1249.6383 | 1222.3373 | 1074.0973 | 892.7806 | 701.0471
Option 2D SG | QLD |  | 4h | 221.0879 | 249.3567 | 483.8296 | 634.2371 | 723.4999 | 729.4187 | 716.2897 | 702.8152 | 713.846 | 711.3891 | 701.6622 | 705.22 | 723.1398 | 739.2279 | 743.091 | 719.2225 | 689.5889 | 728.4545 | 746.4573 | 1399.7014 | 1803.6298 | 2714.7599 | 3161.505 | 3490.2397
Option 2D SG | QLD |  | 8h | 0 | 0 | 1.1299e-06 | 1.023e-05 | 1.273e-05 | 1.2351e-05 | 1.4086e-05 | 4.3304e-06 | 2.249e-07 | 2.294e-08 | 3.0415e-08 | 5.8345e-08 | 1.3707e-05 | 1.0645e-05 | 8.8555e-06 | 4.5601e-06 | 4.4994e-06 | 8.9373e-06 | 5.9495e-05 | 7.095e-05 | 8.4953e-05 | 9.8016e-05 | 0.00012836 | 156.6158
Option 2D SG | QLD |  | Biomass | 269.1072 | 269.8445 | 246.2104 | 207.6076 | 219.0906 | 218.7956 | 223.2613 | 215.5478 | 214.2152 | 213.6358 | 200.4375 | 203.9667 | 208.8101 | 207.7555 | 214.3878 | 203.0017 | 218.1036 | 180.3347 | 182.0397 | 161.0957 | 169.0081 | 178.1826 | 166.6016 | 137.8736
Option 2D SG | QLD |  | Black Coal | 40217.9975 | 28535.6283 | 26446.2989 | 16940.533 | 18284.861 | 17227.2582 | 17298.6683 | 15949.5163 | 13991.0558 | 14943.4043 | 13097.9099 | 11033.0583 | 13693.8016 | 14827.9188 | 15233.383 | 14825.7851 | 12484.5009 | 11303.1995 | 10298.2507 | 8678.0875 | 7517.9453 | 7627.2401 | 7669.985 | 0
Option 2D SG | QLD |  | CCGT | 1225.3471 | 1114.6946 | 1284.8009 | 1050.1035 | 127.0605 | 101.0041 | 241.9087 | 116.0466 | 87.6977 | 201.6325 | 703.623 | 851.0535 | 709.872 | 998.8383 | 1334.2324 | 959.5777 | 1378.8036 | 1519.445 | 1929.1844 | 547.2275 | 563.6125 | 130.6091 | 155.1629 | 328.3176
Option 2D SG | QLD |  | Coordinated CER | 28.8978 | 35.802 | 47.1081 | 59.3084 | 89.3306 | 122.0982 | 146.4696 | 192.4237 | 248.1987 | 295.7033 | 333.9134 | 396.4674 | 514.2471 | 600.9283 | 693.7466 | 557.1545 | 596.9014 | 770.9189 | 957.617 | 1096.1334 | 1033.968 | 1377.3229 | 1509.2357 | 1873.8738
Option 2D SG | QLD |  | Distributed PV | 9501.309 | 10892.183 | 11694.6875 | 12695.6225 | 13194.9415 | 13641.8533 | 14114.104 | 14809.8903 | 15064.9199 | 15623.1428 | 14957.293 | 14650.3975 | 15444.6154 | 16755.3864 | 17183.4925 | 16880.4282 | 14776.3653 | 16503.0823 | 17354.8373 | 18579.5382 | 19091.7127 | 19775.4798 | 20663.3015 | 21937.2897
Option 2D SG | QLD |  | H2 Reciprocating Engine | 0 | 0 | 1.362e-08 | 1.7105e-08 | 7.726e-08 | 1.1196e-07 | 0 | 0 | 0 | 0 | 8.4612 | 37.1257 | 77.996 | 95.9552 | 187.3925 | 79.5648 | 100.151 | 199.7497 | 213.9187 | 238.1965 | 153.4512 | 101.9514 | 193.5486 | 225.8603
Option 2D SG | QLD |  | Hydro | 976.6747 | 858.5337 | 695.0598 | 763.9538 | 689.1504 | 567.2841 | 560.5931 | 675.348 | 872.982 | 679.037 | 717.1544 | 802.5483 | 771.7713 | 911.8601 | 670.3429 | 747.5485 | 889.2832 | 715.1798 | 636.9019 | 633.4576 | 597.5545 | 554.336 | 543.7315 | 509.6605
Option 2D SG | QLD |  | Liquid Fuel | 0 | 0 | 0 | 0 | 0 | 0 | 0 | 0 | 0 | 0 | 0 | 0 | 5.2019 | 0 | 0 | 0 | 0 | 0 | 0 | 0 | 0 | 0 | 0 | 0
Option 2D SG | QLD |  | OCGT | 4.4735 | 8.5661 | 13.0479 | 7.2178 | 1.0141e-07 | 1.5629e-07 | 0 | 0 | 0 | 0 | 9.6468 | 56.7975 | 249.4488 | 278.9409 | 557.1372 | 131.7675 | 236.572 | 292.6452 | 1507.0493 | 2709.5645 | 1906.4223 | 1502.3588 | 1909.0309 | 3315.5598
Option 2D SG | QLD |  | PHES | 440.2091 | 523.527 | 1174.4122 | 1258.5842 | 1661.3746 | 1641.1242 | 1409.9741 | 1465.1243 | 1551.8675 | 1555.2187 | 1499.9256 | 1585.1758 | 1733.007 | 1777.467 | 1797.0001 | 4979.5509 | 4829.4848 | 5382.6229 | 5503.9556 | 5334.3033 | 5072.3336 | 5616.6281 | 5524.5896 | 5738.5943
Option 2D SG | QLD |  | Solar | 8153.6281 | 12158.0657 | 14291.802 | 13992.1608 | 13948.351 | 14276.9504 | 14190.6476 | 14299.7906 | 14442.1188 | 14732.3917 | 13815.7863 | 13655.0064 | 14091.8776 | 13808.652 | 13740.2912 | 18160.4219 | 18943.5286 | 20641.2907 | 21206.5779 | 21845.9077 | 21344.8477 | 23745.6812 | 23855.8368 | 25837.654
Option 2D SG | QLD |  | Wind | 8586.2836 | 9718.0509 | 11824.4736 | 12581.0171 | 12616.6106 | 12437.1824 | 12908.2557 | 14108.5086 | 16405.151 | 17089.4665 | 21498.5852 | 24192.8188 | 24946.8318 | 25437.4644 | 25465.776 | 26508.0948 | 25864.5005 | 30384.587 | 30204.7874 | 33042.3979 | 36864.2678 | 37917.6635 | 38867.4604 | 42134.9783
Option 2D SG | QLD | CQ | 2h | 31.7979 | 78.7494 | 110.5618 | 107.1783 | 137.8477 | 141.3693 | 134.3644 | 129.392 | 134.5941 | 130.3067 | 130.7615 | 132.677 | 141.2421 | 143.2427 | 146.3121 | 137.9624 | 103.8532 | 106.7102 | 110.1457 | 107.7952 | 112.095 | 111.2488 | 110.774 | 102.1407
Option 2D SG | QLD | CQ | 4h | 34.4113 | 92.4476 | 139.6723 | 136.0982 | 177.6967 | 182.8803 | 172.6618 | 165.2961 | 172.8093 | 166.1121 | 167.8915 | 170.0127 | 181.9145 | 183.7352 | 189.7918 | 177.0336 | 168.9152 | 176.175 | 181.1739 | 174.1156 | 0 | 0 | 0 | 0
Option 2D SG | QLD | CQ | 8h | 0 | 0 | 5.05e-08 | 3.4394e-06 | 4.5026e-06 | 4.1312e-06 | 5.7197e-06 | 1.34e-07 | 6.575e-09 | 0 | 0 | 6.07e-09 | 5.6785e-06 | 3.1073e-06 | 1.8569e-06 | 3.5931e-07 | 4.2975e-07 | 1.5591e-06 | 2.478e-05 | 3.1004e-05 | 3.7191e-05 | 3.8984e-05 | 5.4114e-05 | 156.6156
Option 2D SG | QLD | CQ | Black Coal | 12752.8507 | 6295.9568 | 6158.28 | 4931.88 | 4931.88 | 4945.392 | 4931.88 | 4931.88 | 4931.88 | 4945.392 | 4931.88 | 4931.88 | 6158.6722 | 7104.8742 | 7704.344 | 7292.5224 | 8232.2236 | 7381.7652 | 6255.1078 | 4916.0439 | 3635.0418 | 3741.7386 | 3727.1796 | 0
Option 2D SG | QLD | CQ | Coordinated CER | 1.8249 | 3.1053 | 4.3343 | 5.2015 | 8.1135 | 10.5779 | 12.3637 | 15.8188 | 19.5833 | 23.2289 | 26.3089 | 31.7291 | 39.8658 | 45.5741 | 52.2248 | 46.4349 | 48.9494 | 61.0939 | 71.7791 | 85.557 | 89.9697 | 104.3021 | 120.1868 | 142.3835
Option 2D SG | QLD | CQ | Distributed PV | 883.1645 | 1015.3945 | 1094.265 | 1171.9 | 1220.47 | 1265.5985 | 1319.57 | 1425.069 | 1452.7128 | 1501.8733 | 1442.727 | 1416.6801 | 1487.52 | 1628.042 | 1671.45 | 1582.0395 | 1408.819 | 1575.6185 | 1661.89 | 1747.8189 | 1796.7333 | 1865.3189 | 1963.9688 | 2147.9335
Option 2D SG | QLD | CQ | OCGT | 0 | 0 | 0 | 0 | 0 | 0 | 0 | 0 | 0 | 0 | 0 | 0 | 28.1414 | 5.2027 | 20.5759 | 2.9e-08 | 18.4554 | 3.0285e-08 | 55.1967 | 36.6944 | 103.2223 | 21.5161 | 86.9257 | 177.413
Option 2D SG | QLD | CQ | PHES | 0 | 0 | 0 | 0 | 0 | 0 | 0 | 0 | 0 | 0 | 0 | 0 | 0 | 0 | 0 | 0 | 0 | 0 | 1.8921e-07 | 6.9174e-07 | 1.7221e-06 | 2.9889e-06 | 3.485e-06 | 6.569e-06
Option 2D SG | QLD | CQ | Solar | 1718.1026 | 2333.6157 | 2494.9957 | 2083.4151 | 2109.7019 | 2126.2707 | 2196.8871 | 2175.8118 | 2266.0576 | 2260.4317 | 2347.9357 | 2326.694 | 2415.2552 | 2345.1407 | 2374.9072 | 2531.297 | 2148.4858 | 2328.5826 | 2300.6491 | 2252.6562 | 2227.3201 | 2301.6756 | 1450.2781 | 2929.5796
Option 2D SG | QLD | CQ | Wind | 1392.5019 | 2536.3321 | 3279.9266 | 3504.8064 | 3341.3324 | 3356.5865 | 3220.2964 | 3190.1858 | 3613.6547 | 3203.5599 | 3653.6027 | 3735.8996 | 3483.8545 | 3848.0164 | 3777.6614 | 3815.0555 | 3596.4727 | 5099.9854 | 5177.8467 | 6619.1025 | 6321.6275 | 6828.4793 | 6533.2219 | 5997.9827
Option 2D SG | QLD | GG | 1h | 0 | 21.3982 | 66.0956 | 100.1353 | 124.9985 | 126.4548 | 123.0547 | 120.0802 | 120.8778 | 119.3699 | 118.8604 | 120.3831 | 127.4319 | 128.6905 | 131.4817 | 125.5941 | 119.22 | 120.9551 | 126.7751 | 123.8361 | 126.0601 | 126.3138 | 123.7225 | 0
Option 2D SG | QLD | GG | 4h | 0 | 0 | 1.0828e-05 | 3.7767e-05 | 4.2449e-05 | 4.4169e-05 | 3.4329e-05 | 3.4747e-05 | 3.49e-05 | 3.5211e-05 | 3.4968e-05 | 3.5191e-05 | 3.6283e-05 | 3.7325e-05 | 3.7566e-05 | 3.5628e-05 | 3.3777e-05 | 4.0134e-05 | 0.00011083 | 0.00013102 | 0.00034809 | 0.00035624 | 458.0751 | 428.7397
Option 2D SG | QLD | GG | Black Coal | 2943.36 | 2951.424 | 1959.552 | 0 | 0 | 0 | 0 | 0 | 0 | 0 | 0 | 0 | 0 | 0 | 0 | 0 | 0 | 0 | 0 | 0 | 0 | 0 | 0 | 0
Option 2D SG | QLD | GG | CCGT | 832.3139 | 841.7409 | 841.9954 | 829.8698 | 0 | 0 | 0 | 0 | 0 | 0 | 2.2758 | 13.4472 | 30.3516 | 38.3099 | 62.2427 | 29.3695 | 25.6648 | 43.0918 | 94.4656 | 82.3258 | 122.1801 | 130.6091 | 155.1629 | 328.3176
Option 2D SG | QLD | GG | Coordinated CER | 0.13527 | 0.25526 | 0.36586 | 0.6681 | 1.0515 | 1.3781 | 1.6853 | 2.1193 | 2.6502 | 3.128 | 3.5596 | 4.2925 | 5.2746 | 6.2127 | 7.2378 | 6.6306 | 6.5508 | 8.2719 | 9.9211 | 11.4872 | 12.7026 | 15.0796 | 18.2532 | 19.82
Option 2D SG | QLD | GG | Distributed PV | 107.84 | 124.326 | 134.251 | 146.6695 | 152.918 | 158.4663 | 163.8925 | 172.0037 | 175.1132 | 181.187 | 173.5705 | 169.9924 | 179.0234 | 195.465 | 200.5878 | 197.6305 | 172.1847 | 192.574 | 202.995 | 218.2134 | 224.4509 | 232.7969 | 243.1158 | 258.3144
Option 2D SG | QLD | GG | OCGT | 0 | 0 | 0 | 0 | 0 | 0 | 0 | 0 | 0 | 0 | 0 | 0 | 0 | 0 | 0 | 0 | 0 | 2.372e-08 | 5.5221e-06 | 7.2859e-06 | 1.3788e-05 | 1.4543e-05 | 1.8024e-05 | 0.00030793
Option 2D SG | QLD | GG | Solar | 772.3376 | 889.3258 | 918.6888 | 860.7036 | 859.6068 | 901.498 | 899.7447 | 918.5788 | 934.1382 | 958.4356 | 952.2181 | 934.032 | 960.727 | 961.7572 | 944.3378 | 953.9868 | 774.668 | 891.3469 | 917.1289 | 948.0624 | 953.5526 | 975.8962 | 963.1675 | 969.1877
Option 2D SG | QLD | NQ | 2h | 0 | 36.9058 | 199.5772 | 334.616 | 379.1619 | 377.9934 | 374.357 | 376.9396 | 377.089 | 377.1168 | 361.0183 | 368.4585 | 371.6411 | 384.9879 | 386.6008 | 372.2288 | 342.9054 | 339.552 | 354.394 | 322.6604 | 351.8088 | 174.3314 | 178.4608 | 0
Option 2D SG | QLD | NQ | 4h | 0 | 0 | 170.7412 | 241.5725 | 261.2463 | 261.5585 | 259.388 | 261.2309 | 261.7743 | 261.4913 | 254.0224 | 258.6025 | 257.9557 | 265.9867 | 266.0035 | 261.5383 | 245.73 | 241.5146 | 250.5377 | 225.7542 | 245.1009 | 240.8898 | 62.1573 | 57.1484
Option 2D SG | QLD | NQ | Biomass | 269.1072 | 269.8445 | 246.2104 | 207.6076 | 219.0906 | 218.7956 | 223.2613 | 215.5478 | 214.2152 | 213.6358 | 200.4375 | 203.9667 | 208.8101 | 207.7555 | 214.3878 | 203.0017 | 218.1036 | 180.3347 | 182.0397 | 161.0957 | 169.0081 | 178.1826 | 166.6016 | 137.8736
Option 2D SG | QLD | NQ | CCGT | 17.2596 | 13.7519 | 28.5881 | 8.9037 | 8.9037 | 8.9281 | 8.9037 | 8.9037 | 8.9037 | 8.9281 | 28.8848 | 105.5404 | 105.2576 | 184.4126 | 237.9195 | 138.883 | 258.3051 | 249.6051 | 394.6124 | 464.9017 | 441.4324 | 0 | 0 | 0
Option 2D SG | QLD | NQ | Coordinated CER | 4.3372 | 5.5813 | 7.2946 | 9.4264 | 12.9995 | 16.9538 | 20.4227 | 26.0843 | 32.4897 | 38.6835 | 43.7487 | 52.1506 | 62.8159 | 72.3295 | 84.4132 | 80.3807 | 74.8101 | 88.098 | 108.9955 | 128.6609 | 145.119 | 169.8949 | 224.0145 | 248.7614
Option 2D SG | QLD | NQ | Distributed PV | 1439.5615 | 1653.838 | 1771.0605 | 1921.616 | 2005.711 | 2072.812 | 2135.7245 | 2241.1141 | 2278.3448 | 2367.667 | 2265.066 | 2224.6768 | 2339.2975 | 2535.4854 | 2602.5831 | 2573.1262 | 2246.0341 | 2515.6475 | 2634.8489 | 2817.2956 | 2910.5045 | 3011.3558 | 3129.2294 | 3321.5129
Option 2D SG | QLD | NQ | Hydro | 976.6747 | 858.5337 | 695.0598 | 763.9538 | 689.1504 | 567.2841 | 560.5931 | 675.348 | 872.982 | 679.037 | 717.1544 | 802.5483 | 771.7713 | 911.8601 | 670.3429 | 747.5485 | 889.2832 | 715.1798 | 636.9019 | 633.4576 | 597.5545 | 554.336 | 543.7315 | 509.6605
Option 2D SG | QLD | NQ | Liquid Fuel | 0 | 0 | 0 | 0 | 0 | 0 | 0 | 0 | 0 | 0 | 0 | 0 | 5.2019 | 0 | 0 | 0 | 0 | 0 | 0 | 0 | 0 | 0 | 0 | 0
Option 2D SG | QLD | NQ | PHES | 288.0691 | 378.782 | 586.7747 | 623.6045 | 778.5857 | 773.8708 | 715.9452 | 716.9553 | 744.1888 | 756.1428 | 720.0262 | 736.614 | 769.6909 | 796.5769 | 799.5032 | 781.8493 | 659.3302 | 671.9434 | 697.3764 | 644.7103 | 717.329 | 726.9679 | 709.9706 | 661.6691
Option 2D SG | QLD | NQ | Solar | 1517.6907 | 2023.9685 | 3238.7515 | 3113.1115 | 3179.3808 | 3348.9718 | 3202.0218 | 3138.7161 | 3100.7154 | 3261.4727 | 3027.3912 | 3158.2731 | 3138.3159 | 2883.2537 | 2951.3463 | 3153.3581 | 2728.6237 | 2766.0901 | 2848.5612 | 2617.7425 | 2642.546 | 2546.4335 | 2063.8982 | 1878.5312
Option 2D SG | QLD | NQ | Wind | 940.2598 | 974.8654 | 2179.2622 | 2833.7313 | 2820.8154 | 2655.6862 | 3580.6083 | 4652.5029 | 5095.6688 | 4972.9982 | 5377.1603 | 5109.6695 | 6495.6838 | 7441.2589 | 6950.6932 | 7568.5598 | 8007.913 | 11058.5366 | 11613.6027 | 13004.0199 | 12616.937 | 12394.2889 | 14353.3582 | 15860.0402
Option 2D SG | QLD | SQ | 1h | 91.2811 | 105.9354 | 146.4814 | 146.6095 | 175.3719 | 184.9477 | 178.089 | 169.5423 | 177.9297 | 173.1419 | 172.8905 | 167.9499 | 182.2225 | 188.268 | 186.1605 | 176.1131 | 169.9325 | 176.6624 | 181.687 | 181.473 | 162.5785 | 175.0933 | 165.5485 | 164.5677
Option 2D SG | QLD | SQ | 2h | 1165.4554 | 973.3198 | 1147.6108 | 1178.6659 | 1345.1248 | 1379.6781 | 1351.9316 | 1310.2245 | 1338.4863 | 1342.4101 | 1324.1354 | 1297.2557 | 1296.6743 | 1337.8972 | 1326.1794 | 1289.5028 | 1243.8355 | 1263.4641 | 1172.1013 | 819.1827 | 758.4335 | 788.517 | 603.5458 | 598.9064
Option 2D SG | QLD | SQ | 4h | 186.6766 | 156.9091 | 173.416 | 256.5663 | 284.5568 | 284.9799 | 284.2399 | 276.2881 | 279.2624 | 283.7856 | 279.7482 | 276.6048 | 283.2696 | 289.506 | 287.2957 | 280.6506 | 274.9436 | 310.7648 | 314.7456 | 999.8315 | 1558.5285 | 2473.8697 | 2641.2726 | 3004.3515
Option 2D SG | QLD | SQ | 8h | 0 | 0 | 1.0794e-06 | 6.7903e-06 | 8.2275e-06 | 8.2202e-06 | 8.3666e-06 | 4.1964e-06 | 2.1833e-07 | 2.294e-08 | 3.0415e-08 | 5.2275e-08 | 8.0287e-06 | 7.5376e-06 | 6.9986e-06 | 4.2008e-06 | 4.0696e-06 | 7.3782e-06 | 3.4716e-05 | 3.9946e-05 | 4.7762e-05 | 5.9032e-05 | 7.4243e-05 | 0.00019599
Option 2D SG | QLD | SQ | Black Coal | 24521.7868 | 19288.2475 | 18328.4669 | 12008.653 | 13352.981 | 12281.8662 | 12366.7883 | 11017.6363 | 9059.1758 | 9998.0123 | 8166.0299 | 6101.1783 | 7535.1294 | 7723.0446 | 7529.039 | 7533.2628 | 4252.2773 | 3921.4342 | 4043.1429 | 3762.0435 | 3882.9035 | 3885.5015 | 3942.8054 | 0
Option 2D SG | QLD | SQ | CCGT | 375.7735 | 259.2018 | 414.2174 | 211.33 | 118.1568 | 92.076 | 233.005 | 107.1429 | 78.794 | 192.7045 | 672.4624 | 732.0659 | 574.2628 | 776.1159 | 1034.0702 | 791.3252 | 1094.8337 | 1226.7481 | 1440.1063 | 0 | 0 | 0 | 0 | 0
Option 2D SG | QLD | SQ | Coordinated CER | 22.6004 | 26.8601 | 35.1133 | 44.0124 | 67.166 | 93.1883 | 111.9979 | 148.4013 | 193.4755 | 230.6628 | 260.2962 | 308.2952 | 406.2908 | 476.812 | 549.8707 | 423.7082 | 466.5911 | 613.4552 | 766.9213 | 870.4283 | 786.1768 | 1088.0463 | 1146.7813 | 1462.9089
Option 2D SG | QLD | SQ | Distributed PV | 7070.743 | 8098.6245 | 8695.111 | 9455.437 | 9815.8425 | 10144.9765 | 10494.917 | 10971.7035 | 11158.749 | 11572.4155 | 11075.9295 | 10839.0483 | 11438.7745 | 12396.394 | 12708.8715 | 12527.632 | 10949.3275 | 12219.2423 | 12855.1035 | 13796.2103 | 14160.0239 | 14666.0081 | 15326.9876 | 16209.5289
Option 2D SG | QLD | SQ | H2 Reciprocating Engine | 0 | 0 | 1.362e-08 | 1.7105e-08 | 7.726e-08 | 1.1196e-07 | 0 | 0 | 0 | 0 | 8.4612 | 37.1257 | 77.996 | 95.9552 | 187.3925 | 79.5648 | 100.151 | 199.7497 | 213.9187 | 238.1965 | 153.4512 | 101.9514 | 193.5486 | 225.8603
Option 2D SG | QLD | SQ | OCGT | 4.4735 | 8.5661 | 13.0479 | 7.2178 | 1.0141e-07 | 1.5629e-07 | 0 | 0 | 0 | 0 | 9.6468 | 56.7975 | 221.3075 | 273.7383 | 536.5613 | 131.7675 | 218.1166 | 292.6452 | 1451.8526 | 2672.8702 | 1803.2 | 1480.8427 | 1822.1052 | 3138.1466
Option 2D SG | QLD | SQ | PHES | 152.14 | 144.745 | 587.6375 | 634.9797 | 882.7888 | 867.2533 | 694.0289 | 748.1689 | 807.6787 | 799.0759 | 779.8994 | 848.5618 | 963.316 | 980.89 | 997.497 | 4197.7016 | 4170.1546 | 4710.6795 | 4806.5792 | 4689.593 | 4355.0046 | 4889.6602 | 4814.619 | 5076.9251
Option 2D SG | QLD | SQ | Solar | 4145.4972 | 6911.1557 | 7639.366 | 7934.9307 | 7799.6616 | 7900.2099 | 7891.994 | 8066.6838 | 8141.2075 | 8252.0517 | 7488.2413 | 7236.0074 | 7577.5795 | 7618.5004 | 7469.6999 | 11521.7799 | 13291.7512 | 14655.2711 | 15140.2388 | 16027.4466 | 15521.4289 | 17921.676 | 19378.4929 | 20060.3555
Option 2D SG | QLD | SQ | Wind | 6253.5218 | 6206.8535 | 6365.2848 | 6242.4794 | 6454.4629 | 6424.9096 | 6107.3511 | 6265.82 | 7695.8276 | 8912.9085 | 12467.8222 | 15347.2497 | 14967.2935 | 14148.1891 | 14737.4214 | 15124.4795 | 14260.1148 | 14226.0651 | 13413.338 | 13419.2756 | 17925.7033 | 18694.8953 | 17980.8803 | 20276.9554
Option 2D SG | SA |  | 2h | 438.0647 | 2416.6965 | 1143.301 | 1022.1478 | 1030.6391 | 991.6563 | 995.5604 | 968.8335 | 1226.6575 | 1116.967 | 1081.2876 | 1061.0865 | 1038.6202 | 1190.4913 | 1184.4969 | 1062.7776 | 975.1204 | 1005.4147 | 757.378 | 690.6762 | 710.6924 | 133.1574 | 122.3591 | 43.7197
Option 2D SG | SA |  | 4h | 0 | 368.8081 | 204.2544 | 174.335 | 169.2931 | 166.5709 | 175.5012 | 157.7195 | 203.9382 | 190.9476 | 187.1768 | 179.3624 | 181.8196 | 201.2692 | 202.7366 | 182.3765 | 174.6855 | 192.3817 | 178.2008 | 165.2719 | 185.3563 | 0.00018216 | 0.00016926 | 380.8675
Option 2D SG | SA |  | 8h | 0 | 0 | 598.8526 | 547.2279 | 557.544 | 534.7712 | 525.9891 | 513.8107 | 622.9106 | 943.4578 | 937.4027 | 920.3473 | 934.6685 | 1034.5905 | 1026.871 | 960.0897 | 930.4917 | 949.3135 | 860.6541 | 786.4297 | 870.9983 | 1018.3416 | 519.5102 | 495.6737
Option 2D SG | SA |  | CCGT | 814.3925 | 705.9997 | 695.106 | 231.702 | 480.8793 | 172.5614 | 592.9271 | 259.9077 | 334.7743 | 463.4822 | 805.0618 | 0 | 0 | 0 | 0 | 0 | 0 | 0 | 0 | 0 | 0 | 0 | 0 | 0
Option 2D SG | SA |  | Coordinated CER | 45.7787 | 106.7129 | 65.3873 | 56.8945 | 64.9066 | 79.2994 | 90.0948 | 103.8833 | 122.8606 | 137.8877 | 151.4945 | 165.5262 | 199.0609 | 226.4582 | 252.2266 | 254.5435 | 245.8012 | 295.5818 | 324.8504 | 370.228 | 389.2675 | 473.9042 | 543.5127 | 610.6401
Option 2D SG | SA |  | Distributed PV | 3823.9655 | 4186.5523 | 4499.8839 | 4443.1192 | 4922.2874 | 5099.1164 | 5188.2373 | 5278.0786 | 5654.3878 | 5775.8717 | 5335.4233 | 5705.56 | 5629.3225 | 6103.616 | 5844.718 | 5829.68 | 5381.293 | 5810.7245 | 6088.4583 | 5951.0868 | 6354.0958 | 6594.9823 | 6771.5283 | 6980.6738
Option 2D SG | SA |  | Liquid Fuel | 30.2083 | 6.7501e-06 | 2.95e-09 | 2.4183e-05 | 42.4859 | 17.5236 | 63.0783 | 18.5558 | 34.5594 | 55.1229 | 80.4068 | 86.2859 | 77.083 | 177.4895 | 256.0498 | 274.8672 | 199.8153 | 207.3078 | 221.4452 | 285.5827 | 33.6537 | 9.715 | 34.4036 | 11.1578
Option 2D SG | SA |  | OCGT | 169.1943 | 7.2765 | 1.7834e-07 | 56.2791 | 301.829 | 117.1666 | 343.6745 | 145.7174 | 212.4153 | 348.4852 | 549.9478 | 501.4958 | 453.835 | 1031.9614 | 1283.3913 | 1371.4019 | 1115.2522 | 1305.9727 | 814.5535 | 812.9111 | 1034.5879 | 1022.542 | 2352.864 | 1280.4104
Option 2D SG | SA |  | Solar | 1193.5725 | 3297.8325 | 3306.1712 | 3147.9269 | 3074.9469 | 3458.981 | 3161.0829 | 3206.7578 | 3407.8534 | 3624.0877 | 3623.3121 | 3869.9292 | 3878.6822 | 3977.5316 | 4132.6652 | 3753.3323 | 3552.0395 | 3804.7158 | 3244.3332 | 3238.6485 | 3227.2159 | 2821.3786 | 2319.6795 | 2884.6918
Option 2D SG | SA |  | Wind | 7947.6522 | 8312.0525 | 7435.526 | 8261.4677 | 7406.5216 | 8187.7415 | 7216.9958 | 7546.2219 | 7969.6827 | 7282.6263 | 6644.7857 | 7246.1304 | 6846.1058 | 5311.5718 | 5831.8029 | 5513.5094 | 5478.6774 | 5847.6195 | 8091.0253 | 9085.4663 | 9103.0944 | 10155.9616 | 8378.0463 | 10448.5564
Option 2D SG | SA | CSA | 2h | 407.2575 | 1995.1145 | 945.2074 | 846.3059 | 849.0941 | 812.1759 | 821.3551 | 795.9766 | 1035.7781 | 948.4341 | 920.2406 | 901.9456 | 879.8604 | 1010.5971 | 1004.5675 | 897.769 | 818.8318 | 838.1756 | 611.5666 | 554.7314 | 572.8744 | 111.0217 | 122.359 | 43.7196
Option 2D SG | SA | CSA | 4h | 0 | 156.9081 | 75.8214 | 67.2524 | 67.7965 | 64.8923 | 66.0566 | 59.8259 | 78.8956 | 75.2441 | 74.132 | 70.3882 | 72.8415 | 79.8424 | 80.8929 | 71.7899 | 69.8154 | 73.8053 | 68.9355 | 58.8428 | 65.7319 | 0.00018216 | 0.00016926 | 380.8675
Option 2D SG | SA | CSA | 8h | 0 | 0 | 598.8525 | 547.2277 | 557.5439 | 534.771 | 525.989 | 513.8106 | 622.9105 | 588.7913 | 586.9098 | 571.8436 | 583.2514 | 646.0215 | 641.1824 | 598.3346 | 568.8394 | 586.2258 | 528.2303 | 472.2894 | 544.2054 | 540.9628 | 4.2235e-05 | 0.00013396
Option 2D SG | SA | CSA | CCGT | 814.3925 | 705.9997 | 695.106 | 231.702 | 480.8793 | 172.5614 | 592.9271 | 259.9077 | 334.7743 | 463.4822 | 805.0618 | 0 | 0 | 0 | 0 | 0 | 0 | 0 | 0 | 0 | 0 | 0 | 0 | 0
Option 2D SG | SA | CSA | Coordinated CER | 41.4666 | 96.1459 | 58.9812 | 51.0863 | 58.2851 | 71.4401 | 81.2257 | 93.9238 | 111.2681 | 124.9191 | 137.277 | 150.1078 | 180.7216 | 205.7164 | 229.2406 | 230.9387 | 222.5683 | 268.2354 | 295.573 | 337.2356 | 353.9479 | 432.5426 | 495.759 | 557.3152
Option 2D SG | SA | CSA | Distributed PV | 3517.312 | 3854.3058 | 4129.4912 | 4070.5975 | 4427.4962 | 4588.7212 | 4659.238 | 4733.7817 | 5067.5195 | 5176.241 | 4774.7945 | 5087.691 | 5007.2765 | 5440.872 | 5203.317 | 5182.3165 | 4782.9215 | 5158.026 | 5403.3449 | 5274.5634 | 5628.7389 | 5848.3684 | 5997.0899 | 6179.8274
Option 2D SG | SA | CSA | Liquid Fuel | 30.2083 | 6.7501e-06 | 2.95e-09 | 2.4183e-05 | 42.4859 | 17.5236 | 63.0783 | 18.5558 | 34.5594 | 55.1229 | 80.4068 | 86.2859 | 77.083 | 177.4895 | 256.0498 | 274.8672 | 199.8153 | 207.3078 | 221.4452 | 285.5827 | 33.6537 | 9.715 | 34.4036 | 11.1578
Option 2D SG | SA | CSA | OCGT | 169.1943 | 7.2765 | 1.7834e-07 | 56.2791 | 301.829 | 117.1666 | 343.6745 | 145.7174 | 212.4153 | 348.4852 | 549.9478 | 501.4958 | 453.835 | 1031.9614 | 1283.3913 | 1371.4019 | 1115.2522 | 1305.9727 | 814.5535 | 812.9111 | 1034.5879 | 1022.542 | 2352.864 | 1280.4104
Option 2D SG | SA | CSA | Solar | 136.6747 | 1003.9588 | 1272.8575 | 1365.1555 | 1253.368 | 1341.3919 | 1255.2725 | 1364.4313 | 1418.0251 | 1403.9312 | 1361.8566 | 1410.6386 | 1422.4736 | 1316.6162 | 1395.297 | 1282.5806 | 1244.3864 | 1346.3473 | 1332.6674 | 1400.0078 | 1259.5251 | 1244.3101 | 1090.5955 | 1322.4877
Option 2D SG | SA | CSA | Wind | 5395.6807 | 5689.7483 | 5226.7339 | 6015.0519 | 5569.3366 | 6332.5575 | 5529.666 | 5840.0301 | 6097.7133 | 5729.238 | 5068.0335 | 5480.4424 | 5469.5266 | 4034.8359 | 4583.9944 | 4253.6054 | 4235.6114 | 4590.5119 | 6833.2638 | 8136.0659 | 7487.0846 | 7104.129 | 5668.8221 | 6678.9446
Option 2D SG | SA | NSA | 2h | 2.7205 | 363.6725 | 162.0757 | 145.2474 | 152.0276 | 149.1586 | 142.4165 | 144.0733 | 168.7997 | 147.8168 | 140.694 | 139.5394 | 139.3028 | 158.1187 | 158.2067 | 144.5639 | 136.9853 | 145.535 | 125.6942 | 116.3094 | 115.9048 | 6.5128e-05 | 6.2801e-05 | 6.593e-05
Option 2D SG | SA | NSA | 8h | 0 | 0 | 0.00016767 | 0.00016151 | 0.00016696 | 0.00014861 | 0.0001407 | 0.00013274 | 0.00017397 | 354.6665 | 350.4929 | 348.5037 | 351.4171 | 388.569 | 385.6886 | 361.7551 | 361.6523 | 363.0877 | 332.4238 | 314.1403 | 326.7929 | 477.3788 | 519.5101 | 495.6735
Option 2D SG | SA | NSA | Coordinated CER | 2.3551 | 5.645 | 3.277 | 3.0628 | 3.5263 | 4.1376 | 4.6278 | 5.1638 | 6.0142 | 6.679 | 7.2828 | 7.8966 | 9.3491 | 10.5076 | 11.6337 | 11.9226 | 11.7855 | 13.8132 | 14.7664 | 16.6963 | 17.7113 | 20.1814 | 23.3646 | 26.2871
Option 2D SG | SA | NSA | Distributed PV | 144.468 | 148.5229 | 172.3592 | 174.1387 | 272.6277 | 277.3093 | 290.9813 | 300.9746 | 333.6733 | 345.4182 | 323.2445 | 349.7645 | 354.801 | 381.898 | 359.081 | 362.121 | 333.7015 | 363.433 | 381.911 | 377.9409 | 406.2619 | 413.1009 | 432.8169 | 448.2779
Option 2D SG | SA | NSA | Liquid Fuel | 0 | 0 | 0 | 0 | 0 | 0 | 0 | 0 | 0 | 0 | 0 | 0 | 0 | 0 | 0 | 0 | 0 | 0 | 0 | 0 | 0 | 0 | 0 | 0
Option 2D SG | SA | NSA | Solar | 649.3202 | 1852.8217 | 1724.8158 | 1504.1782 | 1550.419 | 1711.2585 | 1606.7067 | 1581.3676 | 1694.6454 | 1927.7854 | 1949.7591 | 1987.3004 | 1999.5326 | 2167.9893 | 2241.5677 | 2086.4301 | 1959.3064 | 2080.1396 | 1522.1739 | 1467.7658 | 1582.1267 | 1321.2008 | 1050.45 | 1428.7547
Option 2D SG | SA | NSA | Wind | 1823.6685 | 1817.6998 | 1659.1299 | 1699.2987 | 1436.3548 | 1357.7744 | 1258.8168 | 1323.0817 | 1392.1311 | 1255.2125 | 1270.7575 | 1325.5542 | 1297.1526 | 1210.5156 | 1247.8085 | 1259.904 | 1243.0661 | 1257.1076 | 1257.7615 | 949.4003 | 1532.1677 | 1996.3648 | 1781.5686 | 2712.0952
Option 2D SG | SA | SESA | 2h | 28.0867 | 57.9095 | 36.0179 | 30.5945 | 29.5175 | 30.3219 | 31.7888 | 28.7836 | 22.0798 | 20.7161 | 20.3529 | 19.6016 | 19.4569 | 21.7755 | 21.7227 | 20.4447 | 19.3033 | 21.7042 | 20.1171 | 19.6354 | 21.9131 | 22.1357 | 0 | 0
Option 2D SG | SA | SESA | 4h | 0 | 211.9 | 128.433 | 107.0826 | 101.4965 | 101.6786 | 109.4445 | 97.8936 | 125.0426 | 115.7035 | 113.0448 | 108.9742 | 108.9781 | 121.4268 | 121.8437 | 110.5867 | 104.8701 | 118.5764 | 109.2653 | 106.4291 | 119.6244 | 0 | 0 | 0
Option 2D SG | SA | SESA | Coordinated CER | 1.957 | 4.922 | 3.1291 | 2.7455 | 3.0952 | 3.7217 | 4.2414 | 4.7957 | 5.5782 | 6.2895 | 6.9348 | 7.5218 | 8.9902 | 10.2342 | 11.3523 | 11.6822 | 11.4474 | 13.5332 | 14.511 | 16.296 | 17.6083 | 21.1803 | 24.389 | 27.0378
Option 2D SG | SA | SESA | Distributed PV | 162.1855 | 183.7237 | 198.0335 | 198.383 | 222.1635 | 233.0859 | 238.0181 | 243.3223 | 253.195 | 254.2125 | 237.3842 | 268.1045 | 267.245 | 280.846 | 282.32 | 285.2425 | 264.67 | 289.2655 | 303.2024 | 298.5824 | 319.0949 | 333.5129 | 341.6214 | 352.5684
Option 2D SG | SA | SESA | Liquid Fuel | 0 | 0 | 0 | 0 | 0 | 0 | 0 | 0 | 0 | 0 | 0 | 0 | 0 | 0 | 0 | 0 | 0 | 0 | 0 | 0 | 0 | 0 | 0 | 0
Option 2D SG | SA | SESA | OCGT | 0 | 0 | 0 | 4.71e-09 | 2.9435e-08 | 5.21e-09 | 0 | 0 | 1.3886e-07 | 0 | 0 | 0 | 0 | 0 | 0 | 0 | 0 | 0 | 0 | 0 | 0 | 0 | 0 | 0
Option 2D SG | SA | SESA | Solar | 407.5776 | 441.0519 | 308.4979 | 278.5932 | 271.1599 | 406.3305 | 299.1037 | 260.9589 | 295.1829 | 292.371 | 311.6964 | 471.9903 | 456.6759 | 492.9261 | 495.8005 | 384.3215 | 348.3468 | 378.2289 | 389.4919 | 370.8749 | 385.5642 | 255.8677 | 178.6341 | 133.4494
Option 2D SG | SA | SESA | Wind | 728.303 | 804.6044 | 549.6621 | 547.1171 | 400.8302 | 497.4096 | 428.513 | 383.11 | 479.8384 | 298.1757 | 305.9947 | 440.1338 | 79.4266 | 66.2203 | 0 | 0 | 0 | 3.0792e-06 | 2.2508e-05 | 6.8482e-05 | 83.8421 | 1055.4678 | 927.6557 | 1057.5167
Option 2D SG | TAS |  | 24h | 0 | 0 | 0 | 0 | 0 | 0 | 0 | 0 | 0 | 0 | 0 | 0 | 0 | 0 | 0 | 0 | 0 | 0 | 6.8389e-07 | 6.8624e-07 | 1.0318e-06 | 2.6071e-06 | 2.4612e-06 | 3.8607e-06
Option 2D SG | TAS |  | 2h | 0 | 0 | 0 | 0 | 1.1355e-08 | 4.645e-09 | 5.17e-09 | 0 | 0 | 0 | 0 | 2.94e-09 | 3.275e-09 | 0 | 5.425e-09 | 1.0565e-08 | 5.4e-09 | 2.87e-09 | 1.2978e-05 | 1.3065e-05 | 1.3768e-05 | 1.8805e-05 | 1.8631e-05 | 2.0964e-05
Option 2D SG | TAS |  | 4h | 0 | 0 | 0 | 1.827e-08 | 1.3853e-07 | 6.1515e-08 | 6.5605e-08 | 6.29e-08 | 7.551e-08 | 6.8415e-08 | 9.631e-08 | 2.3292e-07 | 8.7315e-08 | 3.993e-08 | 1.3519e-07 | 1.6162e-07 | 1.9215e-07 | 1.3002e-07 | 1.5563e-05 | 1.739e-05 | 1.9862e-05 | 7.9393e-05 | 7.7957e-05 | 8.0555e-05
Option 2D SG | TAS |  | 8h | 0 | 0 | 0 | 0 | 1.804e-08 | 2.817e-08 | 3.8845e-08 | 0 | 0 | 0 | 0 | 1.001e-08 | 1.5982e-07 | 4.926e-08 | 1.5445e-07 | 1.7523e-07 | 7.732e-08 | 1.1051e-07 | 8.4687e-06 | 9.5439e-06 | 1.1669e-05 | 2.6342e-05 | 2.3015e-05 | 2.4836e-05
Option 2D SG | TAS |  | CCGT | 0 | 0 | 0 | 0 | 0 | 0 | 0 | 0 | 0 | 0 | 0 | 0 | 0 | 0 | 0 | 0 | 0 | 0 | 0 | 0 | 0 | 0 | 0 | 0
Option 2D SG | TAS |  | CST | 0 | 0 | 0 | 0 | 0 | 0 | 0 | 0 | 0 | 0 | 0 | 0 | 0 | 0 | 0 | 0 | 0 | 0 | 0 | 0 | 0 | 0 | 0 | 0
Option 2D SG | TAS |  | Coordinated CER | 0.54017 | 24.0772 | 31.0497 | 35.8215 | 43.3105 | 11.6327 | 12.0554 | 16.2442 | 18.1977 | 13.5147 | 16.2199 | 23.2447 | 22.2906 | 28.2465 | 34.1045 | 38.5366 | 40.3931 | 46.5329 | 55.0217 | 59.6477 | 82.3357 | 97.9617 | 115.8522 | 126.6107
Option 2D SG | TAS |  | Distributed PV | 444.3815 | 489.2265 | 543.4775 | 536.5488 | 579.22 | 622.755 | 625.46 | 650.548 | 662.34 | 652.841 | 649.8705 | 636.511 | 669.659 | 705.1535 | 708.2166 | 675.2262 | 647.6599 | 676.4493 | 719.6283 | 692.9814 | 749.4004 | 821.8084 | 859.7011 | 936.0869
Option 2D SG | TAS |  | Hydro | 7353.6059 | 8412.4041 | 6933.6325 | 6419.1817 | 10391.3353 | 11119.2027 | 11548.0494 | 9486.5266 | 9108.003 | 8304.6562 | 7586.5697 | 8211.4034 | 8427.6786 | 8730.7924 | 6779.108 | 6773.7284 | 7033.0979 | 6694.54 | 6934.1726 | 6708.3533 | 7574.6733 | 7781.9939 | 8211.149 | 7490.847
Option 2D SG | TAS |  | OCGT | 0 | 0 | 0 | 0 | 0 | 0 | 0 | 0 | 0 | 4.5157 | 8.1371 | 7.1946 | 9.162 | 20.3818 | 15.9697 | 14.3227 | 14.5854 | 9.2125 | 15.4295 | 17.4297 | 14.0448 | 5.5586 | 22.4091 | 15.0235
Option 2D SG | TAS |  | PHES | 0 | 0 | 0 | 0 | 0 | 0 | 0 | 0 | 0 | 0 | 0 | 0 | 0 | 0 | 0 | 0 | 0 | 0 | 2.853e-06 | 3.1486e-06 | 4.9904e-06 | 1.8198e-05 | 1.7811e-05 | 2.0545e-05
Option 2D SG | TAS |  | Solar | 0 | 428.7931 | 1911.4387 | 2345.8666 | 2601.0101 | 2860.1171 | 2831.5731 | 2875.1873 | 2858.4008 | 2697.9983 | 3420.8649 | 3408.4559 | 3544.6861 | 3761.9051 | 1905.9105 | 1777.9663 | 1687.4335 | 1904.9293 | 1899.0662 | 1845.3611 | 1999.1314 | 2163.6529 | 2087.5815 | 2065.5474
Option 2D SG | TAS |  | Wind | 1965.7358 | 1950.1219 | 1924.9078 | 2099.8526 | 1951.1665 | 1925.9252 | 2050.9175 | 4569.7381 | 5480.2561 | 6979.5045 | 7503.6949 | 7431.6297 | 7572.9763 | 7543.149 | 6331.658 | 6554.1199 | 6770.908 | 6738.7675 | 6238.6851 | 6660.3772 | 6669.3823 | 6490.4961 | 6887.3258 | 6955.2223
Option 2D SG | TAS | TAS | 24h | 0 | 0 | 0 | 0 | 0 | 0 | 0 | 0 | 0 | 0 | 0 | 0 | 0 | 0 | 0 | 0 | 0 | 0 | 6.8389e-07 | 6.8624e-07 | 1.0318e-06 | 2.6071e-06 | 2.4612e-06 | 3.8607e-06
Option 2D SG | TAS | TAS | 2h | 0 | 0 | 0 | 0 | 1.1355e-08 | 4.645e-09 | 5.17e-09 | 0 | 0 | 0 | 0 | 2.94e-09 | 3.275e-09 | 0 | 5.425e-09 | 1.0565e-08 | 5.4e-09 | 2.87e-09 | 1.2978e-05 | 1.3065e-05 | 1.3768e-05 | 1.8805e-05 | 1.8631e-05 | 2.0964e-05
Option 2D SG | TAS | TAS | 4h | 0 | 0 | 0 | 1.827e-08 | 1.3853e-07 | 6.1515e-08 | 6.5605e-08 | 6.29e-08 | 7.551e-08 | 6.8415e-08 | 9.631e-08 | 2.3292e-07 | 8.7315e-08 | 3.993e-08 | 1.3519e-07 | 1.6162e-07 | 1.9215e-07 | 1.3002e-07 | 1.5563e-05 | 1.739e-05 | 1.9862e-05 | 7.9393e-05 | 7.7957e-05 | 8.0555e-05
Option 2D SG | TAS | TAS | 8h | 0 | 0 | 0 | 0 | 1.804e-08 | 2.817e-08 | 3.8845e-08 | 0 | 0 | 0 | 0 | 1.001e-08 | 1.5982e-07 | 4.926e-08 | 1.5445e-07 | 1.7523e-07 | 7.732e-08 | 1.1051e-07 | 8.4687e-06 | 9.5439e-06 | 1.1669e-05 | 2.6342e-05 | 2.3015e-05 | 2.4836e-05
Option 2D SG | TAS | TAS | CCGT | 0 | 0 | 0 | 0 | 0 | 0 | 0 | 0 | 0 | 0 | 0 | 0 | 0 | 0 | 0 | 0 | 0 | 0 | 0 | 0 | 0 | 0 | 0 | 0
Option 2D SG | TAS | TAS | CST | 0 | 0 | 0 | 0 | 0 | 0 | 0 | 0 | 0 | 0 | 0 | 0 | 0 | 0 | 0 | 0 | 0 | 0 | 0 | 0 | 0 | 0 | 0 | 0
Option 2D SG | TAS | TAS | Coordinated CER | 0.54017 | 24.0772 | 31.0497 | 35.8215 | 43.3105 | 11.6327 | 12.0554 | 16.2442 | 18.1977 | 13.5147 | 16.2199 | 23.2447 | 22.2906 | 28.2465 | 34.1045 | 38.5366 | 40.3931 | 46.5329 | 55.0217 | 59.6477 | 82.3357 | 97.9617 | 115.8522 | 126.6107
Option 2D SG | TAS | TAS | Distributed PV | 444.3815 | 489.2265 | 543.4775 | 536.5488 | 579.22 | 622.755 | 625.46 | 650.548 | 662.34 | 652.841 | 649.8705 | 636.511 | 669.659 | 705.1535 | 708.2166 | 675.2262 | 647.6599 | 676.4493 | 719.6283 | 692.9814 | 749.4004 | 821.8084 | 859.7011 | 936.0869
Option 2D SG | TAS | TAS | Hydro | 7353.6059 | 8412.4041 | 6933.6325 | 6419.1817 | 10391.3353 | 11119.2027 | 11548.0494 | 9486.5266 | 9108.003 | 8304.6562 | 7586.5697 | 8211.4034 | 8427.6786 | 8730.7924 | 6779.108 | 6773.7284 | 7033.0979 | 6694.54 | 6934.1726 | 6708.3533 | 7574.6733 | 7781.9939 | 8211.149 | 7490.847
Option 2D SG | TAS | TAS | OCGT | 0 | 0 | 0 | 0 | 0 | 0 | 0 | 0 | 0 | 4.5157 | 8.1371 | 7.1946 | 9.162 | 20.3818 | 15.9697 | 14.3227 | 14.5854 | 9.2125 | 15.4295 | 17.4297 | 14.0448 | 5.5586 | 22.4091 | 15.0235
Option 2D SG | TAS | TAS | PHES | 0 | 0 | 0 | 0 | 0 | 0 | 0 | 0 | 0 | 0 | 0 | 0 | 0 | 0 | 0 | 0 | 0 | 0 | 2.853e-06 | 3.1486e-06 | 4.9904e-06 | 1.8198e-05 | 1.7811e-05 | 2.0545e-05
Option 2D SG | TAS | TAS | Solar | 0 | 428.7931 | 1911.4387 | 2345.8666 | 2601.0101 | 2860.1171 | 2831.5731 | 2875.1873 | 2858.4008 | 2697.9983 | 3420.8649 | 3408.4559 | 3544.6861 | 3761.9051 | 1905.9105 | 1777.9663 | 1687.4335 | 1904.9293 | 1899.0662 | 1845.3611 | 1999.1314 | 2163.6529 | 2087.5815 | 2065.5474
Option 2D SG | TAS | TAS | Wind | 1965.7358 | 1950.1219 | 1924.9078 | 2099.8526 | 1951.1665 | 1925.9252 | 2050.9175 | 4569.7381 | 5480.2561 | 6979.5045 | 7503.6949 | 7431.6297 | 7572.9763 | 7543.149 | 6331.658 | 6554.1199 | 6770.908 | 6738.7675 | 6238.6851 | 6660.3772 | 6669.3823 | 6490.4961 | 6887.3258 | 6955.2223
Option 2D SG | VIC |  | 1h | 0 | 5.5941 | 8.1824 | 8.1613 | 7.8784 | 7.2651 | 7.7841 | 6.5224 | 39.5727 | 35.5102 | 33.3608 | 31.2481 | 28.6613 | 28.475 | 30.9089 | 30.8661 | 28.6993 | 30.3595 | 31.2479 | 30.505 | 32.0155 | 38.6135 | 38.9711 | 39.6446
Option 2D SG | VIC |  | 2h | 635.5041 | 1561.8903 | 1333.9925 | 1492.0844 | 1375.8655 | 1433.3811 | 1666.148 | 1310.5934 | 2051.2067 | 1763.5951 | 1722.2042 | 1590.5421 | 1474.2328 | 1535.3969 | 1649.9349 | 1511.0397 | 1396.5242 | 1454.4565 | 1444.9011 | 1339.9714 | 1298.9197 | 1207.5353 | 1221.3093 | 1225.2266
Option 2D SG | VIC |  | 4h | 0 | 640.894 | 1382.9428 | 1626.2578 | 1531.3585 | 1500.3885 | 1684.2014 | 1298.313 | 2026.3154 | 1756.8562 | 1692.4772 | 1618.3223 | 1454.761 | 1426.6612 | 1550.5239 | 1578.2616 | 1487.6205 | 1530.4265 | 1600.2709 | 1510.4831 | 1656.0261 | 260.0374 | 210.0484 | 212.9199
Option 2D SG | VIC |  | 8h | 0 | 0 | 6.2514e-06 | 8.1591e-06 | 7.3874e-06 | 6.5918e-06 | 4.9665e-06 | 2.3644e-06 | 4.232e-06 | 1.9629e-06 | 1.2723e-06 | 1.0521e-06 | 6.2788e-06 | 5.3828e-06 | 4.9694e-06 | 3.6676e-06 | 3.3996e-06 | 3.3051e-06 | 2.3388e-05 | 2.438e-05 | 2.9413e-05 | 0.00013589 | 0.00012 | 0.00012239
Option 2D SG | VIC |  | Brown Coal | 29818.8438 | 21144.8237 | 16121.1278 | 7821.2784 | 7821.2784 | 7842.7066 | 7821.2784 | 7821.2784 | 0 | 0 | 0 | 0 | 0 | 0 | 0 | 0 | 0 | 0 | 0 | 0 | 0 | 0 | 0 | 0
Option 2D SG | VIC |  | CCGT | 70.4304 | 56.7007 | 0 | 63.4545 | 75.5066 | 3.5876e-07 | 2.9109e-07 | 6.2432 | 68.1053 | 106.6727 | 104.75 | 128.6234 | 117.3551 | 252.9424 | 0 | 0 | 0 | 0 | 0 | 0 | 0 | 0 | 0 | 0
Option 2D SG | VIC |  | Coordinated CER | 16.4527 | 33.397 | 43.1801 | 54.2424 | 85.9592 | 120.1856 | 154.3626 | 192.9193 | 258.445 | 277.0292 | 325.739 | 346.2485 | 410.9313 | 490.1043 | 548.4804 | 607.1226 | 665.05 | 841.4532 | 908.0902 | 1082.2126 | 1344.337 | 1646.7148 | 1977.4457 | 2167.9646
Option 2D SG | VIC |  | Distributed PV | 6265.1 | 7206.5646 | 8162.5794 | 8096.1433 | 9863.1031 | 10271.2244 | 10652.916 | 11253.1647 | 11867.4887 | 11565.2415 | 11409.1661 | 11713.5424 | 12067.1083 | 13268.3398 | 13240.7528 | 13090.8545 | 11882.195 | 12934.394 | 14073.6737 | 13677.796 | 15267.4105 | 15985.8145 | 16808.9133 | 18186.3496
Option 2D SG | VIC |  | Hydro | 3374.1271 | 3256.7588 | 2617.1586 | 2824.8878 | 2291.5057 | 1613.1384 | 1740.502 | 1142.604 | 2513.3536 | 2213.0624 | 1888.6233 | 2436.8362 | 1930.0529 | 1568.2484 | 1949.8658 | 1360.9458 | 2928.6469 | 2591.5462 | 2108.034 | 2181.1432 | 2192.9181 | 2520.0714 | 2553.9957 | 1962.0987
Option 2D SG | VIC |  | OCGT | 42.7956 | 33.8409 | 286.015 | 73.5538 | 203.0978 | 29.5517 | 51.1056 | 31.313 | 127.3347 | 221.4004 | 211.2279 | 243.66 | 271.4874 | 544.0791 | 1139.0064 | 1697.729 | 1448.4896 | 1334.481 | 2106.275 | 2765.7933 | 3458.9778 | 2635.0887 | 4577.9973 | 4025.7167
Option 2D SG | VIC |  | Offshore Wind | 0 | 0 | 0 | 0 | 0 | 8112.2656 | 11225.2297 | 14696.9868 | 16765.7132 | 20821.9965 | 23906.7547 | 25226.0777 | 31608.2721 | 32278.7802 | 35702.4824 | 34669.1329 | 35931.822 | 36685.1484 | 36474.5234 | 38376.0998 | 35601.7522 | 36149.5279 | 37096.6299 | 38333.5286
Option 2D SG | VIC |  | Solar | 2941.6863 | 6419.633 | 7407.61 | 6468.4625 | 6289.0948 | 5762.0589 | 5936.6328 | 6513.8341 | 6442.5046 | 5223.9222 | 5141.2895 | 4886.6773 | 4737.2779 | 5372.8388 | 5615.9621 | 5414.1307 | 5325.1947 | 5769.8374 | 5529.9725 | 5403.9361 | 5877.2291 | 5850.7664 | 5890.976 | 5289.8333
Option 2D SG | VIC |  | Wind | 15473.2294 | 18791.9476 | 24570.3767 | 30173.0514 | 29006.2432 | 28229.6529 | 28195.9058 | 29978.5294 | 29464.6816 | 28332.5711 | 27864.2972 | 27841.6246 | 24289.3492 | 22583.5841 | 23556.7474 | 24967.2501 | 24355.4297 | 26147.7201 | 24510.6958 | 23576.0026 | 22220.2269 | 22072.6154 | 22239.3808 | 22419.7988
Option 2D SG | VIC | MEL | 1h | 0 | 1.7834e-07 | 5.6816e-06 | 9.8517e-06 | 1.0843e-05 | 1.2417e-05 | 7.3286e-06 | 8.8571e-06 | 30.0415 | 26.6369 | 24.851 | 22.8429 | 20.5375 | 20.6128 | 22.554 | 22.4884 | 20.3497 | 21.3681 | 22.7678 | 22.4571 | 23.1984 | 29.3841 | 29.9018 | 30.1156
Option 2D SG | VIC | MEL | 2h | 371.2638 | 308.8134 | 413.4486 | 552.5123 | 525.0874 | 571.4709 | 656.8778 | 505.8606 | 811.1553 | 689.7296 | 672.6356 | 603.5535 | 544.2648 | 553.2797 | 599.7755 | 517.0047 | 469.5443 | 495.6303 | 447.7808 | 428.5246 | 366.6833 | 418.0488 | 420.0035 | 419.2521
Option 2D SG | VIC | MEL | 4h | 0 | 566.4032 | 909.1047 | 1046.0492 | 1015.725 | 1018.5851 | 1115.3774 | 892.2218 | 1258.1294 | 1116.1723 | 1071.5704 | 1033.387 | 921.7248 | 888.1902 | 952.3762 | 990.4884 | 931.9881 | 946.5596 | 992.5722 | 946.5065 | 1019.9727 | 9.2209e-05 | 8.4766e-05 | 8.776e-05
Option 2D SG | VIC | MEL | 8h | 0 | 0 | 3.1228e-06 | 4.236e-06 | 3.3624e-06 | 2.6493e-06 | 2.3339e-06 | 4.8949e-07 | 1.6483e-07 | 3.024e-08 | 3.2845e-08 | 1.3675e-08 | 2.8808e-06 | 1.9773e-06 | 1.1682e-06 | 3.3756e-07 | 2.6073e-07 | 2.0514e-07 | 1.1128e-05 | 1.1567e-05 | 1.408e-05 | 6.7274e-05 | 5.9378e-05 | 6.0827e-05
Option 2D SG | VIC | MEL | CCGT | 70.4304 | 56.7007 | 0 | 63.4545 | 75.5066 | 3.5876e-07 | 2.9109e-07 | 6.2432 | 68.1053 | 106.6727 | 104.75 | 128.6234 | 117.3551 | 252.9424 | 0 | 0 | 0 | 0 | 0 | 0 | 0 | 0 | 0 | 0
Option 2D SG | VIC | MEL | Coordinated CER | 11.7991 | 21.5151 | 30.5234 | 37.8707 | 64.2089 | 90.2763 | 115.6309 | 145.3588 | 200.2636 | 212.5744 | 250.7284 | 264.2998 | 311.8291 | 373.9623 | 417.604 | 462.3571 | 511.4395 | 656.5906 | 704.9035 | 847.8859 | 1068.8762 | 1312.5245 | 1579.4833 | 1732.4499
Option 2D SG | VIC | MEL | Distributed PV | 4156.248 | 4782.0587 | 5430.3976 | 5362.0081 | 6700.8537 | 7000.093 | 7295.9654 | 7708.5646 | 8122.9807 | 7907.412 | 7800.6145 | 8024.5488 | 8260.1851 | 9092.7929 | 9107.1344 | 8966.2659 | 8246.0498 | 8967.6778 | 9784.5877 | 9475.6064 | 10527.8444 | 11064.2719 | 11688.3077 | 12686.0865
Option 2D SG | VIC | MEL | OCGT | 4.6296 | 3.5491 | 75.0378 | 10.3859 | 17.2086 | 1.5327e-07 | 1.633e-08 | 2.127e-08 | 14.5445 | 28.479 | 23.0523 | 29.955 | 18.2123 | 72.0951 | 432.2002 | 1022.6606 | 994.1353 | 890.8954 | 1396.8666 | 1791.3868 | 2806.2025 | 2598.9033 | 4439.9455 | 3972.613
Option 2D SG | VIC | MEL | Solar | 0 | 1.2115e-06 | 1.0453e-06 | 5.6478e-07 | 2.5105e-07 | 7.766e-07 | 0 | 0 | 0 | 0 | 0 | 2.2205e-08 | 0 | 0 | 0 | 0 | 0 | 1.3886e-06 | 7.4344e-06 | 8.846e-06 | 1.6726e-05 | 1.8707e-05 | 2.8673e-05 | 8.3502e-05
Option 2D SG | VIC | SEV | 2h | 37.6178 | 57.3238 | 83.1898 | 124.7537 | 108.2053 | 101.0501 | 122.9684 | 81.2559 | 178.4079 | 144.6379 | 140.8781 | 127.1044 | 114.3185 | 115.072 | 128.9091 | 129.5038 | 119.5272 | 95.8466 | 101.3192 | 60.4405 | 66.1342 | 33.4877 | 33.0029 | 33.613
Option 2D SG | VIC | SEV | 4h | 0 | 53.4007 | 210.683 | 288.4567 | 241.4239 | 234.9607 | 267.1612 | 173.7512 | 371.9831 | 305.9094 | 298.8901 | 275.9656 | 247.46 | 240.8929 | 276.0945 | 275.8938 | 258.9601 | 274.3447 | 284.2337 | 266.2079 | 282.9146 | 0 | 0 | 0
Option 2D SG | VIC | SEV | 8h | 0 | 0 | 3.1287e-06 | 3.923e-06 | 4.025e-06 | 3.9425e-06 | 2.6326e-06 | 1.8749e-06 | 4.0671e-06 | 1.9327e-06 | 1.2395e-06 | 1.0384e-06 | 3.398e-06 | 3.4055e-06 | 3.8012e-06 | 3.3301e-06 | 3.1389e-06 | 3.1e-06 | 1.226e-05 | 1.2813e-05 | 1.5333e-05 | 6.8614e-05 | 6.0624e-05 | 6.1563e-05
Option 2D SG | VIC | SEV | Brown Coal | 29818.8438 | 21144.8237 | 16121.1278 | 7821.2784 | 7821.2784 | 7842.7066 | 7821.2784 | 7821.2784 | 0 | 0 | 0 | 0 | 0 | 0 | 0 | 0 | 0 | 0 | 0 | 0 | 0 | 0 | 0 | 0
Option 2D SG | VIC | SEV | Coordinated CER | 1.4264 | 2.1089 | 3.6575 | 5.0028 | 6.1187 | 8.7069 | 10.9747 | 13.3471 | 16.2111 | 18.4147 | 21.0924 | 22.5227 | 27.0838 | 31.2484 | 34.8003 | 39.0933 | 41.1126 | 48.1651 | 54.933 | 62.6652 | 70.671 | 85.7135 | 103.4602 | 111.2421
Option 2D SG | VIC | SEV | Distributed PV | 444.832 | 512.378 | 582.9365 | 580.5575 | 654.0495 | 686.57 | 707.895 | 749.297 | 789.036 | 766.859 | 757.8105 | 781.576 | 806.5775 | 892.884 | 890.1945 | 884.592 | 819.1287 | 889.4136 | 969.1961 | 939.2499 | 1035.6208 | 1090.7004 | 1139.6143 | 1230.3224
Option 2D SG | VIC | SEV | OCGT | 0.79481 | 0 | 0 | 19.5554 | 32.3817 | 10.2103 | 15.6457 | 5.8983 | 16.6751 | 30.1932 | 36.7171 | 47.5246 | 88.8619 | 116.5177 | 193.1889 | 210.585 | 79.8248 | 36.2757 | 76.2362 | 112.1993 | 112.8644 | 36.1853 | 138.0518 | 53.1037
Option 2D SG | VIC | SEV | Offshore Wind | 0 | 0 | 0 | 0 | 0 | 6141.8034 | 8554.7096 | 11932.7389 | 13995.7799 | 17974.2461 | 20641.1939 | 21802.1248 | 28355.1169 | 29356.6513 | 32648.9107 | 31562.7911 | 32755.0546 | 33258.9343 | 33130.6885 | 35026.4659 | 32490.4724 | 33047.9707 | 33877.1526 | 35074.0439
Option 2D SG | VIC | SEV | Solar | 6.5835 | 626.5246 | 772.9761 | 730.9333 | 733.3914 | 680.3602 | 704.1307 | 754.8282 | 704.7217 | 524.9541 | 486.2331 | 441.8402 | 402.096 | 429.3562 | 505.5049 | 485.5542 | 489.9352 | 532.723 | 520.6915 | 530.3629 | 563.631 | 550.2964 | 573.6216 | 587.2938
Option 2D SG | VIC | SEV | Wind | 334.6264 | 354.9657 | 338.0098 | 384.2737 | 335.0561 | 339.9234 | 345.8302 | 356.9693 | 326.367 | 358.0918 | 317.4299 | 335.5455 | 269.3814 | 246.5023 | 7.9262e-05 | 8.2793e-05 | 8.4922e-05 | 8.4564e-05 | 7.7495e-05 | 9.4261e-05 | 8.6735e-05 | 9.0077e-05 | 9.4332e-05 | 8.701e-05
Option 2D SG | VIC | WNV | 1h | 0 | 5.5941 | 8.1824 | 8.1613 | 7.8784 | 7.2651 | 7.7841 | 6.5224 | 9.5312 | 8.8733 | 8.5098 | 8.4051 | 8.1238 | 7.8622 | 8.3549 | 8.3777 | 8.3495 | 8.9914 | 8.4801 | 8.0479 | 8.8171 | 9.2293 | 9.0693 | 9.5291
Option 2D SG | VIC | WNV | 2h | 226.6225 | 1195.7532 | 837.354 | 814.8184 | 742.5728 | 760.8601 | 886.3018 | 723.477 | 1061.6435 | 929.2276 | 908.6905 | 859.8843 | 815.6496 | 867.0452 | 921.2502 | 864.5312 | 807.4527 | 862.9796 | 895.8012 | 851.0063 | 866.1022 | 755.9988 | 768.3029 | 772.3615
Option 2D SG | VIC | WNV | 4h | 0 | 21.0901 | 263.1551 | 291.752 | 274.2096 | 246.8428 | 301.6628 | 232.34 | 396.2028 | 334.7745 | 322.0167 | 308.9697 | 285.5762 | 297.5781 | 322.0533 | 311.8794 | 296.6723 | 309.5222 | 323.465 | 297.7687 | 353.1388 | 260.0373 | 210.0483 | 212.9198
Option 2D SG | VIC | WNV | Coordinated CER | 3.2273 | 9.773 | 8.9991 | 11.3688 | 15.6315 | 21.2024 | 27.757 | 34.2134 | 41.9703 | 46.04 | 53.9181 | 59.426 | 72.0185 | 84.8936 | 96.0761 | 105.6722 | 112.4978 | 136.6975 | 148.2538 | 171.6615 | 204.7898 | 248.4768 | 294.5021 | 324.2726
Option 2D SG | VIC | WNV | Distributed PV | 1664.02 | 1912.128 | 2149.2453 | 2153.5777 | 2508.2 | 2584.5614 | 2649.0556 | 2795.3031 | 2955.4721 | 2890.9705 | 2850.7411 | 2907.4176 | 3000.3457 | 3282.6629 | 3243.424 | 3239.9966 | 2817.0166 | 3077.3026 | 3319.8899 | 3262.9397 | 3703.9453 | 3830.8422 | 3980.9913 | 4269.9406
Option 2D SG | VIC | WNV | Hydro | 3374.1271 | 3256.7588 | 2617.1586 | 2824.8878 | 2291.5057 | 1613.1384 | 1740.502 | 1142.604 | 2513.3536 | 2213.0624 | 1888.6233 | 2436.8362 | 1930.0529 | 1568.2484 | 1949.8658 | 1360.9458 | 2928.6469 | 2591.5462 | 2108.034 | 2181.1432 | 2192.9181 | 2520.0714 | 2553.9957 | 1962.0987
Option 2D SG | VIC | WNV | OCGT | 37.3712 | 30.2918 | 210.9772 | 43.6125 | 153.5075 | 19.3414 | 35.4599 | 25.4147 | 96.115 | 162.7282 | 151.4585 | 166.1805 | 164.4132 | 355.4663 | 513.6172 | 464.4834 | 374.5295 | 407.3099 | 633.1721 | 862.2072 | 539.9109 | 0 | 0 | 0
Option 2D SG | VIC | WNV | Offshore Wind | 0 | 0 | 0 | 0 | 0 | 1970.4623 | 2670.5201 | 2764.248 | 2769.9333 | 2847.7504 | 3265.5608 | 3423.9529 | 3253.1552 | 2922.1289 | 3053.5717 | 3106.3418 | 3176.7674 | 3426.2141 | 3343.8349 | 3349.6339 | 3111.2798 | 3101.5571 | 3219.4773 | 3259.4848
Option 2D SG | VIC | WNV | Solar | 2935.1028 | 5793.1084 | 6634.6339 | 5737.5293 | 5555.7035 | 5081.6986 | 5232.502 | 5759.0059 | 5737.7829 | 4698.9681 | 4655.0564 | 4444.8372 | 4335.182 | 4943.4826 | 5110.4572 | 4928.5765 | 4835.2595 | 5237.1144 | 5009.281 | 4873.5732 | 5313.598 | 5300.47 | 5317.3544 | 4702.5394
Option 2D SG | VIC | WNV | Wind | 15138.603 | 18436.9819 | 24232.3669 | 29788.7777 | 28671.1871 | 27889.7295 | 27850.0756 | 29621.5601 | 29138.3146 | 27974.4793 | 27546.8672 | 27506.0791 | 24019.9678 | 22337.0818 | 23556.7473 | 24967.25 | 24355.4296 | 26147.72 | 24510.6957 | 23576.0025 | 22220.2268 | 22072.6153 | 22239.3807 | 22419.7987
Option 3 SG | NEM |  | 12h | 0 | 0 | 45.4417 | 1579.2002 | 1681.1313 | 1616.9055 | 1544.6768 | 1591.3903 | 1799.3465 | 1751.9448 | 1702.7101 | 1642.1217 | 1789.085 | 1814.0716 | 1783.986 | 1623.1573 | 1451.2661 | 1503.0324 | 1623.5989 | 1508.8329 | 1540.3387 | 1627.2916 | 1619.2423 | 1656.886
Option 3 SG | NEM |  | 1h | 164.8038 | 331.1748 | 355.2308 | 394.6065 | 449.7008 | 459.1738 | 450.5418 | 435.801 | 488.3464 | 472.4518 | 471.6184 | 465.6921 | 478.7017 | 495.2523 | 493.4721 | 477.7926 | 451.6612 | 448.0084 | 460.4887 | 457.8286 | 434.7525 | 453.3449 | 439.5542 | 314.7401
Option 3 SG | NEM |  | 24h | 0 | 0 | 0 | 0 | 0 | 0 | 0 | 0 | 0 | 0 | 0 | 0 | 0 | 0 | 0 | 0 | 0 | 0 | 0 | 0 | 0 | 0 | 0 | 0
Option 3 SG | NEM |  | 2h | 2531.3592 | 5600.7513 | 4496.5813 | 4867.1233 | 5315.9864 | 5324.0028 | 5559.8018 | 5130.5534 | 6162.1627 | 5739.6979 | 5624.7499 | 5318.8277 | 5389.633 | 5678.8623 | 5697.2423 | 5209.7384 | 4709.7825 | 4832.373 | 4700.8932 | 4152.1096 | 4042.931 | 3187.3582 | 2963.2019 | 2692.14
Option 3 SG | NEM |  | 4h | 1324.7464 | 3651.207 | 5707.6096 | 8402.6986 | 8497.1263 | 8526.0915 | 8476.678 | 8506.9956 | 9319.9911 | 8885.3424 | 8612.6351 | 8256.986 | 8502.2062 | 8704.7438 | 8799.7714 | 8364.0182 | 7644.3862 | 8034.1809 | 8553.6062 | 8941.6741 | 9133.4828 | 7628.6123 | 6071.1713 | 6215.1031
Option 3 SG | NEM |  | 8h | 502.6705 | 1084.2033 | 2196.5378 | 3271.7812 | 3394.4607 | 3241.0859 | 3128.9889 | 4618.1358 | 5001.2776 | 5204.5755 | 4979.5108 | 4702.1565 | 5188.1096 | 5473.0878 | 5344.8281 | 4701.3146 | 4149.7374 | 4381.2841 | 4578.2567 | 4386.988 | 3683.8376 | 3601.2324 | 2952.2738 | 4152.4532
Option 3 SG | NEM |  | Biomass | 269.1072 | 269.8445 | 246.1566 | 207.7583 | 219.4394 | 217.6651 | 225.0099 | 214.2523 | 218.582 | 214.6773 | 218.7908 | 228.2808 | 213.2539 | 213.7742 | 215.0089 | 207.5156 | 223.5113 | 176.6568 | 178.493 | 160.0673 | 173.6108 | 172.3506 | 162.4875 | 130.0137
Option 3 SG | NEM |  | Black Coal | 72850.3427 | 55610.3572 | 38484.5966 | 22738.4689 | 21088.9953 | 20288.2389 | 22344.7941 | 19088.1879 | 18962.1251 | 19993.2476 | 19151.285 | 17161.397 | 20493.2294 | 21077.6389 | 14731.7502 | 14916.562 | 12455.3685 | 11472.1406 | 10175.2653 | 8609.336 | 7469.7588 | 7773.162 | 7672.5391 | 0
Option 3 SG | NEM |  | Brown Coal | 29818.0344 | 21155.5108 | 16120.9017 | 7821.2784 | 7821.2784 | 7842.7066 | 7821.2784 | 7821.2784 | 0 | 0 | 0 | 0 | 0 | 0 | 0 | 0 | 0 | 0 | 0 | 0 | 0 | 0 | 0 | 0
Option 3 SG | NEM |  | CCGT | 2635.7701 | 2361.5339 | 2505.5069 | 1520.4987 | 1093.2689 | 559.3029 | 1613.3987 | 736.5461 | 1011.9135 | 1402.0241 | 2870.694 | 2114.2189 | 2195.6507 | 2849.1524 | 3350.4986 | 2880.904 | 3165.5443 | 2134.4896 | 2716.3299 | 1378.0299 | 1294.904 | 852.492 | 1054.9027 | 1130.3192
Option 3 SG | NEM |  | CST | 0 | 0 | 0 | 0 | 0 | 0 | 0 | 0 | 0 | 0 | 0 | 0 | 0 | 0 | 0 | 0 | 0 | 0 | 0 | 0 | 0 | 0 | 0 | 0
Option 3 SG | NEM |  | Coordinated CER | 150.8592 | 278.6948 | 272.614 | 309.2163 | 423.5023 | 507.5034 | 620.4819 | 787.4149 | 969.4171 | 1152.2048 | 1296.1594 | 1414.0679 | 1746.4707 | 2033.6383 | 2311.1788 | 2201.6192 | 2188.3641 | 2726.8571 | 3183.4137 | 3754.3431 | 4188.7876 | 5383.4377 | 6192.9943 | 7240.8996
Option 3 SG | NEM |  | DSP | 1.8939e-06 | 5.0048e-06 | 2.4149e-06 | 2.5771e-06 | 3.3047e-06 | 3.456e-06 | 0.013875 | 0 | 0 | 0 | 1.74e-09 | 0 | 0.5365 | 0.06875 | 0.5955 | 0.4695 | 0.42275 | 0.02 | 0.44775 | 0.14375 | 0.51438 | 0.065125 | 0.7215 | 0.124
Option 3 SG | NEM |  | Distributed PV | 31052.5682 | 34824.0829 | 38604.4026 | 40319.474 | 43232.2127 | 45069.2912 | 46002.7917 | 48712.2594 | 50090.2531 | 50421.7884 | 48558.6568 | 48379.2086 | 50630.3097 | 55037.2397 | 55590.3393 | 54175.6979 | 48780.029 | 52824.8802 | 56943.8777 | 58608.4198 | 61446.3266 | 64508.9737 | 66954.8745 | 72239.1611
Option 3 SG | NEM |  | H2 Reciprocating Engine | 0 | 0 | 2.6819e-06 | 4.3164e-06 | 6.2444e-06 | 7.4164e-06 | 0 | 0 | 0 | 0 | 14.4875 | 54.5797 | 64.1604 | 107.5595 | 174.7267 | 73.1682 | 81.6492 | 162.9244 | 242.8297 | 273.1505 | 163.8452 | 133.5254 | 207.684 | 248.1202
Option 3 SG | NEM |  | Hydro | 15695.1233 | 16589.7926 | 12885.342 | 12836.4998 | 15425.981 | 15242.5733 | 15423.686 | 11781.9143 | 15099.9173 | 14786.499 | 14630.5412 | 16858.2405 | 14182.3643 | 14908.6532 | 13106.499 | 10469.8536 | 15380.1142 | 13583.9947 | 12784.2678 | 12443.9682 | 13127.1519 | 13806.9275 | 14575.807 | 12711.5215
Option 3 SG | NEM |  | Liquid Fuel | 30.2085 | 4.3689e-05 | 7.969e-06 | 0.00013299 | 42.5223 | 17.5237 | 63.1271 | 20.024 | 33.364 | 55.9767 | 93.5615 | 97.4273 | 96.9843 | 189.7969 | 243.7606 | 265.5239 | 191.9587 | 178.3704 | 225.8256 | 291.7284 | 24.414 | 8.2141 | 24.991 | 11.3711
Option 3 SG | NEM |  | OCGT | 224.7659 | 60.8506 | 365.3182 | 155.408 | 573.711 | 204.004 | 720.9488 | 249.9231 | 469.6556 | 883.2043 | 1563.8835 | 1447.6613 | 1796.4397 | 3492.4869 | 5649.0641 | 5623.4945 | 5096.3644 | 5748.9642 | 8494.421 | 11545.5543 | 10677.4395 | 9156.6792 | 14497.7898 | 13182.2809
Option 3 SG | NEM |  | Offshore Wind | 0 | 0 | 0 | 0 | 0 | 8106.9974 | 11212.207 | 14714.4435 | 16798.2949 | 21000.7694 | 24293.6397 | 25509.3858 | 32088.9773 | 32797.4385 | 36102.2629 | 34845.8561 | 36026.1452 | 36767.7012 | 36713.2927 | 38615.3219 | 35816.0973 | 36270.0435 | 37102.2033 | 38373.9101
Option 3 SG | NEM |  | PHES | 647.2899 | 708.7496 | 3263.5445 | 5682.5809 | 7011.5232 | 6634.6754 | 6314.715 | 6053.7029 | 6615.4864 | 6752.8821 | 6502.0094 | 6640.3992 | 6872.6759 | 7160.2049 | 7055.9412 | 9927.9048 | 9950.1754 | 10264.8819 | 10524.2534 | 10101.1185 | 10491.9034 | 11170.1443 | 11068.2866 | 11578.1071
Option 3 SG | NEM |  | Solar | 22525.075 | 42607.5154 | 49055.6232 | 60119.9281 | 60137.4821 | 58711.3742 | 58463.8899 | 59771.7611 | 65181.9608 | 62909.4325 | 62102.02 | 60270.7504 | 63141.9276 | 66574.5893 | 63917.1929 | 67399.5274 | 63949.8651 | 67684.5543 | 70840.9576 | 70911.6225 | 70804.69 | 72016.2104 | 70209.5799 | 72568.9839
Option 3 SG | NEM |  | Wind | 41892.1138 | 47212.47 | 55637.9637 | 64932.7584 | 66469.5217 | 67113.6693 | 65485.9611 | 73879.1321 | 76411.9194 | 76291.3283 | 78969.1587 | 84739.6639 | 80132.5431 | 75066.5972 | 82153.2044 | 89036.1734 | 92214.5148 | 95920.9789 | 97507.3353 | 99633.3619 | 108628.4691 | 113682.2116 | 112722.9311 | 123999.6161
Option 3 SG | NSW |  | 12h | 0 | 0 | 45.4417 | 1579.2002 | 1681.1313 | 1616.9055 | 1544.6768 | 1591.3903 | 1799.3465 | 1751.9448 | 1702.7101 | 1642.1217 | 1789.085 | 1814.0716 | 1783.986 | 1623.1573 | 1451.2661 | 1503.0324 | 1623.5989 | 1508.8329 | 1540.3387 | 1627.2916 | 1619.2423 | 1656.886
Option 3 SG | NSW |  | 1h | 73.5157 | 197.9637 | 133.5632 | 138.6933 | 140.85 | 142.0775 | 135.0245 | 137.691 | 146.4325 | 141.7779 | 142.3029 | 140.1929 | 143.1427 | 146.4997 | 144.6436 | 139.9897 | 133.1096 | 120.8265 | 124.9545 | 120.7468 | 113.2313 | 120.1933 | 114.1334 | 113.8775
Option 3 SG | NSW |  | 2h | 260.4973 | 531.3799 | 560.6026 | 729.5108 | 1034.3328 | 1030.0703 | 1006.1825 | 976.2694 | 1034.176 | 1018.0402 | 975.5234 | 904.7734 | 995.4343 | 1031.4244 | 986.6033 | 880.3989 | 774.2121 | 821.5904 | 874.2893 | 847.8332 | 826.8546 | 793.5935 | 775.8932 | 795.0925
Option 3 SG | NSW |  | 4h | 1103.6993 | 2392.2913 | 3634.4982 | 5967.5686 | 6072.8289 | 6162.6429 | 5897.1215 | 6287.6273 | 6378.0603 | 6215.2481 | 6004.8851 | 5771.1637 | 6115.9582 | 6292.8918 | 6310.3846 | 5888.3673 | 5338.8829 | 5481.6375 | 5646.3795 | 5368.1928 | 4978.6949 | 4216.714 | 2308.8394 | 1815.2873
Option 3 SG | NSW |  | 8h | 502.6705 | 1084.2033 | 1597.9703 | 2724.3137 | 2840.9409 | 2708.8557 | 2603.0924 | 4096.4305 | 4380.1071 | 4251.8396 | 4027.1787 | 3771.9251 | 4218.6126 | 4427.9794 | 4312.466 | 3765.2159 | 3256.0955 | 3491.2436 | 3726.6956 | 3606.699 | 2845.6265 | 2624.0187 | 2467.877 | 3619.8805
Option 3 SG | NSW |  | Black Coal | 32632.3446 | 27085.5806 | 12030.2832 | 5799.0324 | 2651.7649 | 2649.5179 | 3685.9386 | 3279.159 | 5244.6615 | 5502.2025 | 6191.2757 | 6568.2254 | 6136.7947 | 6340.2834 | 0 | 0 | 0 | 0 | 0 | 0 | 0 | 0 | 0 | 0
Option 3 SG | NSW |  | CCGT | 525.6 | 484.1389 | 525.6 | 175.2 | 408.3586 | 276.2528 | 754.7572 | 366.2269 | 516.1128 | 684.5256 | 1247.603 | 1118.9728 | 1257.0559 | 1630.4292 | 2016.0165 | 1953.1059 | 1911.2385 | 644.6927 | 698.1827 | 812.0467 | 740.3047 | 723.3649 | 879.1879 | 796.1957
Option 3 SG | NSW |  | CST | 0 | 0 | 0 | 0 | 0 | 0 | 0 | 0 | 0 | 0 | 0 | 0 | 0 | 0 | 0 | 0 | 0 | 0 | 0 | 0 | 0 | 0 | 0 | 0
Option 3 SG | NSW |  | Coordinated CER | 59.1877 | 78.8981 | 85.5747 | 102.8846 | 140.078 | 174.8802 | 219.2241 | 279.1134 | 329.1905 | 401.0738 | 444.0705 | 461.0732 | 580.3074 | 704.682 | 770.5032 | 748.9283 | 685.4512 | 832.681 | 1010.0986 | 1174.9292 | 1432.1087 | 1861.8019 | 2139.2363 | 2568.3226
Option 3 SG | NSW |  | DSP | 1.8939e-06 | 5.0048e-06 | 2.4149e-06 | 2.5771e-06 | 3.3047e-06 | 3.456e-06 | 0.013875 | 0 | 0 | 0 | 1.74e-09 | 0 | 0.5365 | 0.06875 | 0.5955 | 0.4695 | 0.42275 | 0.02 | 0.44775 | 0.14375 | 0.51438 | 0.065125 | 0.7215 | 0.124
Option 3 SG | NSW |  | Distributed PV | 11017.8124 | 12049.5553 | 13703.6712 | 14548.0437 | 14674.8835 | 15436.8179 | 15430.3187 | 16714.4829 | 16796.4608 | 16767.5659 | 16053.7673 | 15636.0792 | 16784.3139 | 18144.7456 | 18606.6939 | 17671.5505 | 16061.4377 | 16870.6299 | 18681.0669 | 19697.2876 | 19976.0137 | 21322.0089 | 21830.0354 | 24185.161
Option 3 SG | NSW |  | Hydro | 3989.9873 | 4062.1566 | 2644.1255 | 2828.2269 | 2137.1894 | 1961.7805 | 1712.6074 | 1404.5211 | 2719.0706 | 2944.0768 | 3515.1984 | 4472.5474 | 2548.1388 | 2978.9603 | 2985.9438 | 1585.6335 | 3987.4031 | 3370.9814 | 2755.9023 | 2565.5173 | 2552.4443 | 2995.7649 | 3405.4942 | 2693.7857
Option 3 SG | NSW |  | OCGT | 8.3025 | 11.1671 | 66.2551 | 18.1687 | 68.5025 | 56.4964 | 325.7832 | 72.0154 | 143.4178 | 289.4692 | 686.1115 | 548.8259 | 637.8199 | 1455.1005 | 2775.7483 | 2540.5446 | 2490.2602 | 3358.0889 | 4379.1825 | 5781.1244 | 4643.1843 | 4462.7127 | 6485.3859 | 5184.7354
Option 3 SG | NSW |  | Offshore Wind | 0 | 0 | 0 | 0 | 0 | 0 | 0 | 0 | 0 | 0 | 0 | 0 | 0 | 0 | 0 | 0 | 0 | 0 | 0 | 0 | 0 | 0 | 0 | 0
Option 3 SG | NSW |  | PHES | 207.0807 | 183.8206 | 2093.1685 | 4424.5216 | 5356.5107 | 4978.7596 | 4877.6332 | 4584.8184 | 5045.9602 | 5165.0456 | 4978.9298 | 5043.2866 | 5156.6201 | 5436.8553 | 5296.5344 | 4917.639 | 5219.2557 | 4907.9679 | 5040.5583 | 4806.7465 | 5471.4679 | 5621.1526 | 5639.8789 | 5924.6941
Option 3 SG | NSW |  | Solar | 10236.1697 | 20285.1507 | 22123.5789 | 34145.4377 | 34209.306 | 32414.1126 | 32391.598 | 32613.4542 | 37880.0185 | 36270.4485 | 35738.3783 | 34079.9363 | 36403.0589 | 39171.5096 | 38045.2948 | 37862.6329 | 34317.1849 | 35133.2514 | 38044.2771 | 37827.3869 | 37875.2715 | 37248.5708 | 36038.9277 | 36833.7878
Option 3 SG | NSW |  | Wind | 7919.2326 | 8440.8221 | 9879.3482 | 11835.2491 | 15499.6286 | 16425.4749 | 15465.5963 | 17330.6385 | 17713.0517 | 18204.9778 | 17562.9275 | 19618.9092 | 18390.4066 | 16119.1522 | 22135.9977 | 26118.4624 | 29570.7787 | 26903.184 | 28792.4877 | 27383.7626 | 34346.0379 | 37211.5302 | 35894.1123 | 41939.2581
Option 3 SG | NSW | CNSW | 12h | 0 | 0 | 45.4417 | 1579.2002 | 1681.1313 | 1616.9055 | 1544.6768 | 1591.3903 | 1799.3465 | 1751.9448 | 1702.7101 | 1642.1217 | 1789.085 | 1814.0716 | 1783.986 | 1623.1573 | 1451.2661 | 1503.0324 | 1623.5989 | 1508.8329 | 1540.3387 | 1627.2916 | 1619.2423 | 1656.886
Option 3 SG | NSW | CNSW | 2h | 39.5123 | 102.6616 | 116.1161 | 160.5699 | 170.7806 | 167.4024 | 160.6179 | 163.7967 | 180.5278 | 174.5939 | 172.5084 | 169.1705 | 174.4216 | 176.9285 | 176.0343 | 171.0273 | 158.6066 | 159.8576 | 170.135 | 150.6533 | 152.0962 | 121.4751 | 119.8921 | 123.6168
Option 3 SG | NSW | CNSW | 4h | 691.8655 | 940.4867 | 639.5258 | 815.3192 | 842.9715 | 834.1517 | 824.6582 | 812.9964 | 876.7695 | 863.7164 | 841.1854 | 840.2392 | 849.1921 | 858.9914 | 854.2719 | 849.0705 | 813.1035 | 795.2997 | 839.2597 | 814.8654 | 505.6569 | 509.1823 | 509.6623 | 517.8689
Option 3 SG | NSW | CNSW | 8h | 0 | 72.0934 | 84.3347 | 112.5877 | 120.1487 | 117.2534 | 114.0521 | 117.0507 | 124.5394 | 123.2465 | 119.4049 | 116.8958 | 121.914 | 123.5717 | 121.7465 | 118.6853 | 111.4347 | 112.6028 | 118.5631 | 113.5582 | 113.3419 | 0.00021569 | 1.3864e-05 | 8.7009
Option 3 SG | NSW | CNSW | Black Coal | 22550.6252 | 17013.8462 | 8873.5296 | 2642.2788 | 2651.7649 | 2649.5179 | 3685.9386 | 3279.159 | 5244.6615 | 5502.2025 | 6191.2757 | 6568.2254 | 6136.7947 | 6340.2834 | 0 | 0 | 0 | 0 | 0 | 0 | 0 | 0 | 0 | 0
Option 3 SG | NSW | CNSW | CST | 0 | 0 | 0 | 0 | 0 | 0 | 0 | 0 | 0 | 0 | 0 | 0 | 0 | 0 | 0 | 0 | 0 | 0 | 0 | 0 | 0 | 0 | 0 | 0
Option 3 SG | NSW | CNSW | Coordinated CER | 5.5563 | 7.4335 | 8.2344 | 9.0344 | 14.9 | 17.4725 | 20.7521 | 25.2002 | 28.4563 | 33.8983 | 38.0096 | 40.8941 | 49.2108 | 60.6936 | 63.4392 | 64.1982 | 59.0034 | 71.0402 | 87.4541 | 100.271 | 116.1753 | 141.4499 | 159.0278 | 193.4999
Option 3 SG | NSW | CNSW | Distributed PV | 823.422 | 901.183 | 1029.5481 | 1095.4414 | 1097.508 | 1151.1636 | 1154.9306 | 1251.9305 | 1301.7895 | 1296.3126 | 1238.3521 | 1198.5805 | 1290.0314 | 1413.1333 | 1398.8544 | 1329.6518 | 1204.7368 | 1266.943 | 1409.2045 | 1488.5608 | 1499.4479 | 1591.9008 | 1627.6268 | 1804.304
Option 3 SG | NSW | CNSW | OCGT | 0 | 0 | 0 | 0 | 4.3747e-06 | 3.7101e-06 | 0 | 0 | 0 | 0 | 0 | 0 | 1.1978e-06 | 2.9541e-06 | 4.3063e-06 | 3.793e-06 | 3.1878e-06 | 4.8144e-06 | 6.1394e-06 | 8.2452e-06 | 6.1089e-06 | 5.4636e-06 | 1.3427e-05 | 1.2349e-05
Option 3 SG | NSW | CNSW | PHES | 207.0807 | 183.8206 | 278.7191 | 419.018 | 429.5519 | 450.8909 | 431.1578 | 437.3442 | 401.5891 | 420.0029 | 394.1597 | 374.4234 | 436.8506 | 410.1555 | 454.6513 | 398.645 | 372.7729 | 390.9365 | 403.9663 | 392.3147 | 405.2876 | 456.2641 | 483.218 | 516.9018
Option 3 SG | NSW | CNSW | Solar | 4003.7938 | 7127.8792 | 8103.1995 | 21776.0569 | 22402.3897 | 22728.7039 | 22504.7384 | 23598.2195 | 24769.1087 | 24112.74 | 23199.8658 | 22005.4027 | 23929.7371 | 25307.9643 | 24401.855 | 24495.1487 | 21177.5566 | 22151.3926 | 24671.7704 | 24437.3648 | 23969.0994 | 24112.6797 | 23387.7339 | 24698.8323
Option 3 SG | NSW | CNSW | Wind | 1397.6361 | 1640.4015 | 2749.3468 | 4651.4604 | 7981.4534 | 7819.5938 | 7617.3336 | 8216.228 | 8003.9647 | 8478.713 | 8219.1586 | 8501.8429 | 8148.2982 | 7316.5256 | 12895.8246 | 15419.2789 | 17503.5916 | 16120.8018 | 17471.8986 | 16809.619 | 22929.7919 | 22792.1313 | 21935.8413 | 25684.2607
Option 3 SG | NSW | NNSW | 1h | 60.5569 | 163.2349 | 119.7438 | 123.5636 | 125.1253 | 127.9581 | 121.3341 | 124.9651 | 130.1622 | 126.0121 | 126.6707 | 125.1856 | 127.2454 | 130.5276 | 128.9555 | 124.95 | 118.9522 | 120.8265 | 124.9545 | 120.7467 | 113.2313 | 120.1933 | 114.1334 | 113.8774
Option 3 SG | NSW | NNSW | 2h | 31.1501 | 138.2242 | 214.1619 | 230.323 | 235.151 | 240.9804 | 234.6584 | 240.4468 | 256.8544 | 246.4758 | 249.5258 | 239.5076 | 249.4338 | 258.4953 | 254.8686 | 246.2683 | 227.2483 | 231.7596 | 240.2317 | 232.7874 | 218.5801 | 146.9808 | 140.2131 | 140.7386
Option 3 SG | NSW | NNSW | 8h | 399.4904 | 696.3819 | 846.1415 | 927.8083 | 975.433 | 969.5804 | 931.2554 | 946.1661 | 992.6065 | 963.3677 | 961.3363 | 951.761 | 979.9672 | 1007.3216 | 986.8169 | 968.0707 | 927.7639 | 945.2252 | 963.003 | 923.9491 | 259.7228 | 0.00032873 | 2.5702e-06 | 2.9551e-05
Option 3 SG | NSW | NNSW | CST | 0 | 0 | 0 | 0 | 0 | 0 | 0 | 0 | 0 | 0 | 0 | 0 | 0 | 0 | 0 | 0 | 0 | 0 | 0 | 0 | 0 | 0 | 0 | 0
Option 3 SG | NSW | NNSW | Coordinated CER | 9.4716 | 11.9126 | 13.5885 | 16.5731 | 19.8318 | 23.439 | 26.6065 | 33.6174 | 39.5051 | 45.7244 | 51.5645 | 58.6104 | 71.6307 | 82.9541 | 93.6191 | 90.4875 | 90.1653 | 108.9815 | 131.2524 | 146.9877 | 177.3307 | 208.3437 | 230.4056 | 271.2546
Option 3 SG | NSW | NNSW | Distributed PV | 1601.085 | 1734.851 | 1961.6215 | 2087.3047 | 2095.1153 | 2200.642 | 2212.3788 | 2393.209 | 2401.4445 | 2419.5771 | 2306.9957 | 2248.6999 | 2417.3551 | 2589.6181 | 2656.7903 | 2504.4074 | 2291.7345 | 2384.4089 | 2622.6941 | 2775.7866 | 2806.607 | 2985.8846 | 3059.6694 | 3382.6104
Option 3 SG | NSW | NNSW | PHES | 0 | 0 | 0 | 0 | 0 | 0 | 0 | 0 | 0 | 0 | 0 | 0 | 0 | 0 | 0 | 0 | 0 | 0 | 0 | 0 | 0 | 0 | 0 | 0
Option 3 SG | NSW | NNSW | Solar | 1539.9898 | 2214.7603 | 2475.5121 | 2110.4954 | 2069.0199 | 1947.3035 | 2351.9014 | 2315.3958 | 2634.4387 | 2432.521 | 2626.0219 | 2519.6508 | 2884.2306 | 2845.6573 | 2778.5774 | 3008.5505 | 2664.998 | 2594.3124 | 2732.728 | 2608.5644 | 2438.664 | 2323.045 | 2072.6277 | 1849.6662
Option 3 SG | NSW | NNSW | Wind | 1241.9725 | 1202.611 | 1092.9677 | 1003.8625 | 1370.3658 | 1473.9162 | 1551.3561 | 1636.7424 | 1823.6972 | 1643.9359 | 1766.5661 | 3129.5653 | 2504.6156 | 2214.5854 | 2360.2321 | 3858.2803 | 5090.9275 | 4113.1997 | 4164.8399 | 3922.4743 | 5472.539 | 6002.0627 | 6240.0778 | 7324.81
Option 3 SG | NSW | SNSW | 1h | 12.9588 | 34.7287 | 13.8194 | 15.1296 | 15.7246 | 14.1193 | 13.6904 | 12.7259 | 16.2703 | 15.7658 | 15.6322 | 15.0072 | 15.8973 | 15.9721 | 15.6881 | 15.0397 | 14.1574 | 0 | 0 | 0 | 0 | 0 | 0 | 0
Option 3 SG | NSW | SNSW | 2h | 79.1917 | 200.6152 | 145.3712 | 157.1143 | 168.0922 | 148.0308 | 144.1735 | 131.9871 | 166.1257 | 160.525 | 158.244 | 148.9351 | 159.0472 | 163.253 | 161.4882 | 152.7162 | 138.7646 | 139.856 | 152.6189 | 140.9507 | 142.7969 | 146.5154 | 88.8614 | 89.4466
Option 3 SG | NSW | SNSW | 4h | 0 | 0 | 0 | 0 | 59.8233 | 205.0678 | 204.0541 | 175.1089 | 261.1415 | 255.641 | 250.6717 | 241.1639 | 251.185 | 262.9978 | 256.411 | 236.1356 | 225.4394 | 224.2188 | 236.7936 | 222.0719 | 220.9656 | 226.6535 | 221.754 | 221.8651
Option 3 SG | NSW | SNSW | 8h | 103.1801 | 315.7279 | 422.5837 | 603.8888 | 630.3785 | 504.0426 | 476.4551 | 410.313 | 631.9399 | 644.6822 | 600.525 | 553.6838 | 605.0128 | 649.1131 | 614.0521 | 508.2907 | 455.4623 | 457.2326 | 492.2548 | 443.8752 | 340.5509 | 190.388 | 194.2708 | 194.1739
Option 3 SG | NSW | SNSW | CST | 0 | 0 | 0 | 0 | 0 | 0 | 0 | 0 | 0 | 0 | 0 | 0 | 0 | 0 | 0 | 0 | 0 | 0 | 0 | 0 | 0 | 0 | 0 | 0
Option 3 SG | NSW | SNSW | Coordinated CER | 7.9113 | 17.5137 | 11.7986 | 13.4902 | 24.1073 | 29.3889 | 35.1075 | 43.7754 | 51.7683 | 63.1149 | 69.9489 | 72.9192 | 95.879 | 115.8177 | 123.4762 | 125.8298 | 117.8976 | 144.5678 | 174.7403 | 199.9636 | 214.6229 | 265.7451 | 301.5749 | 355.8718
Option 3 SG | NSW | SNSW | Distributed PV | 1903.669 | 2067.4398 | 2319.054 | 2437.0125 | 2529.7605 | 2647.524 | 2590.6668 | 2848.4283 | 2845.6393 | 2817.8466 | 2723.3104 | 2647.114 | 2842.3628 | 3066.1116 | 3162.8877 | 3041.319 | 2734.5343 | 2877.1292 | 3179.8463 | 3324.8774 | 3425.8129 | 3619.9483 | 3660.3898 | 4051.6543
Option 3 SG | NSW | SNSW | Hydro | 3989.9873 | 4062.1566 | 2644.1255 | 2828.2269 | 2137.1894 | 1961.7805 | 1712.6074 | 1404.5211 | 2719.0706 | 2944.0768 | 3515.1984 | 4472.5474 | 2548.1388 | 2978.9603 | 2985.9438 | 1585.6335 | 3987.4031 | 3370.9814 | 2755.9023 | 2565.5173 | 2552.4443 | 2995.7649 | 3405.4942 | 2693.7857
Option 3 SG | NSW | SNSW | OCGT | 2.5051e-07 | 9.9795e-08 | 2.4922e-07 | 2.2034e-07 | 1.1166e-06 | 7.8733e-07 | 0 | 0 | 0 | 1.81e-09 | 45.3167 | 44.1315 | 119.001 | 291.6811 | 368.4346 | 458.1074 | 221.0095 | 74.377 | 0 | 0 | 0 | 0 | 0 | 0
Option 3 SG | NSW | SNSW | PHES | 0 | 0 | 1814.4495 | 4005.5036 | 4926.9588 | 4527.8686 | 4446.4754 | 4147.4741 | 4644.3711 | 4745.0427 | 4584.7701 | 4668.8633 | 4719.7695 | 5026.6998 | 4841.8831 | 4518.994 | 4846.4829 | 4517.0315 | 4636.592 | 4414.4318 | 5066.1803 | 5164.8886 | 5156.6608 | 5407.7923
Option 3 SG | NSW | SNSW | Solar | 4692.3861 | 10942.5112 | 11544.8673 | 10258.8853 | 9737.8963 | 7738.1051 | 7534.958 | 6699.8387 | 10476.471 | 9725.1873 | 9912.4905 | 9554.8826 | 9589.0911 | 11017.8879 | 10864.8623 | 10144.4923 | 10214.899 | 10120.8039 | 10349.9629 | 9401.9627 | 10006.1896 | 9264.8286 | 9061.3868 | 8696.899
Option 3 SG | NSW | SNSW | Wind | 5279.624 | 5597.8096 | 6037.0337 | 6179.9261 | 6147.8094 | 7131.9648 | 6296.9065 | 7477.668 | 7885.3897 | 8082.329 | 7577.2027 | 7987.501 | 7529.7947 | 6411.1127 | 6688.7786 | 6654.3489 | 6779.6266 | 6488.0905 | 6958.9012 | 6465.4673 | 5757.1528 | 8233.5506 | 7524.9195 | 8736.5985
Option 3 SG | NSW | SNW | 1h | 1.7571e-05 | 1.6036e-05 | 3.4153e-05 | 4.7267e-05 | 5.4655e-05 | 6.6163e-05 | 1.4789e-05 | 1.7775e-05 | 1.3832e-05 | 1.3999e-05 | 1.3599e-05 | 1.3278e-05 | 1.422e-05 | 1.3682e-05 | 1.4868e-05 | 1.5006e-05 | 1.2977e-05 | 1.5143e-05 | 1.4722e-05 | 1.7715e-05 | 1.4363e-05 | 1.2922e-05 | 1.0427e-05 | 1.0487e-05
Option 3 SG | NSW | SNW | 2h | 110.6432 | 89.879 | 84.9535 | 181.5037 | 460.309 | 473.6567 | 466.7326 | 440.0388 | 430.668 | 436.4454 | 395.2452 | 347.1602 | 412.5318 | 432.7475 | 394.2121 | 310.3872 | 249.5925 | 290.1172 | 311.3036 | 323.4418 | 313.3814 | 378.6221 | 426.9265 | 441.2905
Option 3 SG | NSW | SNW | 4h | 411.8338 | 1451.8047 | 2994.9725 | 5152.2494 | 5170.0341 | 5123.4234 | 4868.4092 | 5299.522 | 5240.1494 | 5095.8907 | 4913.028 | 4689.7606 | 5015.581 | 5170.9027 | 5199.7017 | 4803.1612 | 4300.34 | 4462.119 | 4570.3262 | 4331.2555 | 4252.0724 | 3480.8781 | 1577.4231 | 1075.5533
Option 3 SG | NSW | SNW | 8h | 1.9376e-05 | 6.3386e-05 | 244.9104 | 1080.0289 | 1114.9808 | 1117.9794 | 1081.3299 | 2622.9007 | 2631.0213 | 2520.5431 | 2345.9124 | 2149.5845 | 2511.7186 | 2647.9731 | 2589.8505 | 2170.1691 | 1761.4346 | 1976.1829 | 2152.8747 | 2125.3165 | 2132.0109 | 2433.6302 | 2273.6062 | 3417.0056
Option 3 SG | NSW | SNW | Black Coal | 10081.7194 | 10071.7344 | 3156.7536 | 3156.7536 | 0 | 0 | 0 | 0 | 0 | 0 | 0 | 0 | 0 | 0 | 0 | 0 | 0 | 0 | 0 | 0 | 0 | 0 | 0 | 0
Option 3 SG | NSW | SNW | CCGT | 525.6 | 484.1389 | 525.6 | 175.2 | 408.3586 | 276.2528 | 754.7572 | 366.2269 | 516.1128 | 684.5256 | 1247.603 | 1118.9728 | 1257.0559 | 1630.4292 | 2016.0165 | 1953.1059 | 1911.2385 | 644.6927 | 698.1827 | 812.0467 | 740.3047 | 723.3649 | 879.1879 | 796.1957
Option 3 SG | NSW | SNW | Coordinated CER | 36.2485 | 42.0382 | 51.9532 | 63.7869 | 81.2389 | 104.5799 | 136.758 | 176.5204 | 209.4608 | 258.3362 | 284.5475 | 288.6496 | 363.5869 | 445.2166 | 489.9686 | 468.4129 | 418.3849 | 508.0916 | 616.6518 | 727.7069 | 923.9798 | 1246.2632 | 1448.228 | 1747.6964
Option 3 SG | NSW | SNW | DSP | 1.8939e-06 | 5.0048e-06 | 2.4149e-06 | 2.5771e-06 | 3.3047e-06 | 3.456e-06 | 0.013875 | 0 | 0 | 0 | 1.74e-09 | 0 | 0.5365 | 0.06875 | 0.5955 | 0.4695 | 0.42275 | 0.02 | 0.44775 | 0.14375 | 0.51438 | 0.065125 | 0.7215 | 0.124
Option 3 SG | NSW | SNW | Distributed PV | 6689.6365 | 7346.0815 | 8393.4475 | 8928.2851 | 8952.4997 | 9437.4883 | 9472.3425 | 10220.9151 | 10247.5875 | 10233.8295 | 9785.1091 | 9541.6848 | 10234.5646 | 11075.8826 | 11388.1614 | 10796.1722 | 9830.4321 | 10342.1488 | 11469.3221 | 12108.0628 | 12244.146 | 13124.2751 | 13482.3495 | 14946.5925
Option 3 SG | NSW | SNW | OCGT | 8.3025 | 11.1671 | 66.2551 | 18.1687 | 68.5025 | 56.4964 | 325.7832 | 72.0154 | 143.4178 | 289.4692 | 640.7948 | 504.6945 | 518.8189 | 1163.4194 | 2407.3137 | 2082.4372 | 2269.2507 | 3283.7118 | 4379.1825 | 5781.1244 | 4643.1843 | 4462.7127 | 6485.3859 | 5184.7354
Option 3 SG | NSW | SNW | Offshore Wind | 0 | 0 | 0 | 0 | 0 | 0 | 0 | 0 | 0 | 0 | 0 | 0 | 0 | 0 | 0 | 0 | 0 | 0 | 0 | 0 | 0 | 0 | 0 | 0
Option 3 SG | NSW | SNW | Solar | 1.8114e-05 | 5.3176e-05 | 5.0391e-05 | 5.2783e-05 | 5.8418e-05 | 8.5016e-05 | 0.00010374 | 9.5998e-05 | 0.00011546 | 0.00010284 | 0.00010166 | 0.00010571 | 0.00012342 | 0.0001211 | 0.00010728 | 214.4414 | 259.7313 | 266.7425 | 289.8157 | 1379.4951 | 1461.3186 | 1548.0175 | 1517.1793 | 1588.3903
Option 3 SG | NSW | SNW | Wind | 0 | 0 | 3.3503e-06 | 1.1891e-05 | 1.1904e-05 | 1.3469e-05 | 1.8281e-05 | 1.666e-05 | 1.9005e-05 | 1.8948e-05 | 1.9543e-05 | 2.199e-05 | 207.6981 | 176.9285 | 191.1624 | 186.5544 | 196.633 | 181.092 | 196.848 | 186.202 | 186.5541 | 183.7855 | 193.2735 | 193.5888
Option 3 SG | QLD |  | 1h | 91.2881 | 127.6272 | 213.491 | 247.7549 | 300.9528 | 309.8898 | 307.7921 | 291.3878 | 302.7984 | 295.2762 | 295.8916 | 295.1449 | 306.2451 | 319.2066 | 318.2391 | 306.9202 | 290.5273 | 297.0974 | 304.4784 | 305.8631 | 289.4958 | 294.5683 | 287.7401 | 163.4005
Option 3 SG | QLD |  | 2h | 1197.2889 | 1090.1697 | 1459.7477 | 1620.6816 | 1863.9392 | 1905.2147 | 1888.9165 | 1809.0426 | 1865.6965 | 1838.0195 | 1833.4909 | 1832.0993 | 1808.9433 | 1875.6766 | 1858.7033 | 1827.2087 | 1692.1497 | 1714.0513 | 1627.5724 | 1260.5713 | 1223.8309 | 1062.9747 | 883.9574 | 695.5444
Option 3 SG | QLD |  | 4h | 221.0471 | 249.5835 | 486.031 | 634.0791 | 723.2481 | 730.8684 | 724.2509 | 702.1639 | 718.3269 | 707.3673 | 709.3852 | 714.2066 | 724.4931 | 742.4664 | 743.5697 | 726.7444 | 690.0442 | 851.3384 | 1099.424 | 1860.8236 | 2304.512 | 3150.882 | 3557.279 | 3848.2909
Option 3 SG | QLD |  | 8h | 0 | 0 | 6.5137e-05 | 0.00010154 | 0.00010712 | 0.00010945 | 0.00010678 | 9.7431e-05 | 9.621e-05 | 9.1266e-05 | 8.8489e-05 | 8.7097e-05 | 0.00010779 | 0.00010821 | 0.00010722 | 9.8458e-05 | 9.451e-05 | 9.5233e-05 | 0.0001062 | 0.00010233 | 0.00010046 | 0.00010475 | 3.4847e-05 | 72.4288
Option 3 SG | QLD |  | Biomass | 269.1072 | 269.8445 | 246.1566 | 207.7583 | 219.4394 | 217.6651 | 225.0099 | 214.2523 | 218.582 | 214.6773 | 218.7908 | 228.2808 | 213.2539 | 213.7742 | 215.0089 | 207.5156 | 223.5113 | 176.6568 | 178.493 | 160.0673 | 173.6108 | 172.3506 | 162.4875 | 130.0137
Option 3 SG | QLD |  | Black Coal | 40217.9981 | 28524.7766 | 26454.3134 | 16939.4365 | 18437.2303 | 17638.7209 | 18658.8554 | 15809.0289 | 13717.4637 | 14491.0451 | 12960.0093 | 10593.1716 | 14356.4347 | 14737.3555 | 14731.7502 | 14916.562 | 12455.3685 | 11472.1406 | 10175.2653 | 8609.336 | 7469.7588 | 7773.162 | 7672.5391 | 0
Option 3 SG | QLD |  | CCGT | 1225.3471 | 1114.6946 | 1284.8009 | 1050.1036 | 127.2938 | 110.5481 | 311.6518 | 120.9079 | 98.9562 | 147.1042 | 685.3977 | 857.7089 | 803.9058 | 948.3728 | 1334.482 | 927.798 | 1254.3057 | 1489.7968 | 2018.1472 | 565.9832 | 554.5993 | 129.127 | 175.7148 | 334.1234
Option 3 SG | QLD |  | Coordinated CER | 28.8978 | 35.7598 | 47.1671 | 59.3217 | 89.3876 | 122.1945 | 144.9111 | 193.7433 | 250.382 | 305.1785 | 344.9457 | 411.3776 | 517.5968 | 596.8055 | 705.971 | 566.2975 | 577.7703 | 756.0282 | 932.0501 | 1085.2411 | 1005.9665 | 1344.9761 | 1482.365 | 1837.7002
Option 3 SG | QLD |  | Distributed PV | 9501.309 | 10892.183 | 11694.6874 | 12695.6223 | 13194.9412 | 13641.853 | 14114.104 | 14809.8912 | 15064.9318 | 15623.1414 | 14957.0602 | 14650.5059 | 15444.424 | 16755.2202 | 17183.4551 | 16880.2327 | 14776.4378 | 16502.9624 | 17353.525 | 18579.3364 | 19091.5991 | 19775.459 | 20663.7202 | 21937.5379
Option 3 SG | QLD |  | H2 Reciprocating Engine | 0 | 0 | 2.6819e-06 | 4.3164e-06 | 6.2444e-06 | 7.4164e-06 | 0 | 0 | 0 | 0 | 14.4875 | 54.5797 | 64.1604 | 107.5595 | 174.7267 | 73.1682 | 81.6492 | 162.9244 | 242.8297 | 273.1505 | 163.8452 | 133.5254 | 207.684 | 248.1202
Option 3 SG | QLD |  | Hydro | 976.6747 | 858.5337 | 695.0598 | 763.678 | 690.0113 | 567.252 | 565.0507 | 665.7833 | 861.978 | 677.4141 | 711.7433 | 832.6119 | 771.3999 | 946.1269 | 683.3489 | 758.0582 | 921.0115 | 722.2578 | 641.6786 | 634.5583 | 602.1053 | 547.1475 | 539.8491 | 491.6818
Option 3 SG | QLD |  | Liquid Fuel | 0 | 0 | 0 | 0 | 7.505e-09 | 4.655e-08 | 0 | 0 | 0 | 0 | 0 | 0 | 5.2019 | 0 | 0 | 0 | 0 | 0 | 0 | 0 | 0 | 0 | 0 | 0
Option 3 SG | QLD |  | OCGT | 4.4735 | 8.5661 | 13.0479 | 7.2178 | 1.6252e-05 | 2.1276e-05 | 0 | 0 | 0 | 0 | 11.088 | 55.105 | 262.9903 | 288.0758 | 482.5576 | 112.6541 | 185.0876 | 181.6716 | 1288.9439 | 2284.9159 | 1607.8619 | 1225.658 | 1563.5096 | 3017.9418
Option 3 SG | QLD |  | PHES | 440.2092 | 524.9289 | 1170.376 | 1258.0593 | 1655.0125 | 1655.9158 | 1437.0818 | 1468.8846 | 1569.5263 | 1587.8365 | 1523.0795 | 1597.1125 | 1716.0558 | 1723.3496 | 1759.4068 | 5010.2658 | 4730.9196 | 5356.914 | 5483.6951 | 5294.372 | 5020.4355 | 5548.9917 | 5428.4078 | 5653.413
Option 3 SG | QLD |  | Solar | 8153.628 | 12174.8831 | 14308.7168 | 14006.9283 | 13963.5163 | 14294.8807 | 14233.2491 | 14390.8523 | 14468.3271 | 14820.8628 | 13894.6839 | 13704.0721 | 14181.7005 | 13867.4591 | 13773.433 | 18343.6299 | 18885.7282 | 20964.1932 | 21658.5693 | 22271.026 | 21652.7256 | 23892.046 | 23915.9216 | 25662.7453
Option 3 SG | QLD |  | Wind | 8586.2835 | 9718.0509 | 11824.3111 | 12579.8628 | 12615.7839 | 12435.9467 | 12627.499 | 13216.9713 | 15457.8166 | 15268.9162 | 19500.8262 | 22411.7433 | 22935.6319 | 23435.2029 | 24123.902 | 25132.8187 | 25350.3122 | 29151.7878 | 28947.6748 | 32601.5981 | 35861.1892 | 37516.2789 | 38477.7969 | 41419.9306
Option 3 SG | QLD | CQ | 2h | 31.7946 | 78.7992 | 111.037 | 107.3469 | 138.0763 | 140.7269 | 137.6668 | 130.0091 | 137.1337 | 129.2793 | 134.9339 | 135.4403 | 141.9485 | 143.7885 | 147.2781 | 140.2051 | 104.979 | 106.6039 | 110.6802 | 108.5861 | 111.6215 | 110.1294 | 109.3518 | 103.8246
Option 3 SG | QLD | CQ | 4h | 34.4153 | 92.6181 | 140.4946 | 136.4018 | 177.6957 | 183.0837 | 177.4435 | 167.1464 | 176.0775 | 166.995 | 172.6227 | 174.0749 | 182.9029 | 185.378 | 191.3109 | 180.4166 | 171.3528 | 175.8803 | 183.6154 | 175.0859 | 0 | 0 | 0 | 0
Option 3 SG | QLD | CQ | 8h | 0 | 0 | 2.8361e-05 | 4.1738e-05 | 4.342e-05 | 4.3977e-05 | 4.2472e-05 | 3.7352e-05 | 3.4604e-05 | 3.1057e-05 | 2.9218e-05 | 2.857e-05 | 4.3733e-05 | 4.1692e-05 | 4.1592e-05 | 3.7106e-05 | 3.429e-05 | 3.4064e-05 | 4.3209e-05 | 4.1822e-05 | 4.1686e-05 | 4.318e-05 | 1.263e-05 | 72.4288
Option 3 SG | QLD | CQ | Black Coal | 12752.8523 | 6291.7293 | 6158.28 | 4931.88 | 4931.88 | 4945.392 | 4931.88 | 4931.88 | 4931.88 | 4945.392 | 4931.88 | 4931.88 | 6494.3554 | 7016.551 | 7414.1776 | 7247.7582 | 8105.7148 | 7472.4246 | 6254.2103 | 4894.2076 | 3539.543 | 3848.1552 | 3830.1769 | 0
Option 3 SG | QLD | CQ | Coordinated CER | 1.8249 | 3.102 | 4.3271 | 5.2034 | 8.119 | 10.5905 | 12.241 | 16.0236 | 19.8788 | 23.6008 | 26.9483 | 33.1239 | 39.6539 | 45.4764 | 53.1629 | 46.7765 | 47.1831 | 59.9381 | 72.4139 | 85.8363 | 87.7581 | 102.4293 | 119.8188 | 138.2927
Option 3 SG | QLD | CQ | Distributed PV | 883.1645 | 1015.3945 | 1094.265 | 1171.8999 | 1220.4699 | 1265.5984 | 1319.57 | 1425.069 | 1452.7311 | 1501.8719 | 1442.7026 | 1416.671 | 1487.5193 | 1627.9849 | 1671.4144 | 1582.0125 | 1408.819 | 1575.6185 | 1661.742 | 1747.8191 | 1796.7914 | 1865.3265 | 1963.9188 | 2148.0467
Option 3 SG | QLD | CQ | OCGT | 2.118e-07 | 4.2331e-07 | 4.7554e-07 | 5.1793e-07 | 1.8298e-06 | 2.8505e-06 | 0 | 0 | 0 | 0 | 0 | 0 | 33.5315 | 5.3808 | 9.2745 | 1.14e-09 | 14.4546 | 1.1342 | 57.505 | 36.3605 | 107.0894 | 47.0777 | 93.9579 | 180.8118
Option 3 SG | QLD | CQ | PHES | 0 | 0 | 0 | 0 | 0 | 0 | 0 | 0 | 0 | 0 | 0 | 0 | 0 | 0 | 0 | 0 | 0 | 0 | 0 | 0 | 0 | 0 | 0 | 1.4035e-08
Option 3 SG | QLD | CQ | Solar | 1718.1026 | 2333.616 | 2494.2943 | 2080.9958 | 2107.9167 | 2126.0828 | 2199.6289 | 2165.809 | 2264.509 | 2301.3316 | 2370.7619 | 2338.6444 | 2451.7129 | 2361.6825 | 2391.7965 | 2536.4256 | 2152.0077 | 2342.9796 | 2328.8973 | 2232.277 | 2224.5689 | 2299.9972 | 1453.7514 | 2565.3873
Option 3 SG | QLD | CQ | Wind | 1392.5019 | 2536.3321 | 3279.8081 | 3504.3505 | 3340.7118 | 3356.0573 | 3221.7518 | 3190.8784 | 3617.6798 | 3212.0095 | 3517.2954 | 3737.6997 | 3479.771 | 3841.0054 | 3768.4855 | 3801.2276 | 3583.4485 | 4556.0175 | 4650.8575 | 6725.1291 | 6760.6574 | 6833.6121 | 6542.3535 | 6023.447
Option 3 SG | QLD | GG | 1h | 0 | 21.3982 | 66.4203 | 100.3194 | 125.3451 | 125.6163 | 124.1379 | 121.2776 | 123.6281 | 120.2184 | 120.7089 | 122.9389 | 126.5162 | 129.6099 | 130.7386 | 126.9169 | 121.031 | 121.5039 | 125.7888 | 125.298 | 125.3962 | 124.7449 | 121.9085 | 0
Option 3 SG | QLD | GG | 4h | 0 | 0 | 8.133e-05 | 0.00023914 | 0.00026547 | 0.00027287 | 0.00021405 | 0.00020928 | 0.0002119 | 0.00020796 | 0.00020779 | 0.00021182 | 0.00021669 | 0.00022125 | 0.00022177 | 0.00021702 | 0.00020644 | 0.00021409 | 0.00022086 | 0.00021925 | 0.0002166 | 0.00022462 | 486.7295 | 465.2536
Option 3 SG | QLD | GG | Black Coal | 2943.36 | 2951.424 | 1959.552 | 0 | 0 | 0 | 0 | 0 | 0 | 0 | 0 | 0 | 0 | 0 | 0 | 0 | 0 | 0 | 0 | 0 | 0 | 0 | 0 | 0
Option 3 SG | QLD | GG | CCGT | 832.3139 | 841.7409 | 841.9954 | 829.8698 | 1.172e-06 | 1.4415e-06 | 0 | 0 | 0 | 0 | 1.2192 | 10.7253 | 27.4819 | 32.0445 | 57.9496 | 22.1894 | 20.4212 | 28.7647 | 84.0551 | 93.6684 | 122.8381 | 129.127 | 175.7148 | 334.1234
Option 3 SG | QLD | GG | Coordinated CER | 0.1353 | 0.25513 | 0.36635 | 0.66964 | 1.0537 | 1.3823 | 1.68 | 2.1432 | 2.6968 | 3.189 | 3.6554 | 4.4401 | 5.2784 | 6.2681 | 7.3489 | 6.6313 | 6.3203 | 8.1524 | 10.0521 | 11.4597 | 12.3658 | 15.0338 | 17.9327 | 19.4523
Option 3 SG | QLD | GG | Distributed PV | 107.84 | 124.326 | 134.251 | 146.6694 | 152.9179 | 158.4663 | 163.8925 | 172.0037 | 175.113 | 181.187 | 173.5685 | 169.9924 | 179.0194 | 195.4645 | 200.5881 | 197.6305 | 172.1844 | 192.572 | 202.9781 | 218.2134 | 224.451 | 232.797 | 243.1156 | 258.3145
Option 3 SG | QLD | GG | OCGT | 0 | 0 | 0 | 0 | 1.1244e-06 | 2.4006e-06 | 0 | 0 | 0 | 0 | 0 | 0 | 0 | 0 | 0 | 0 | 0 | 8.3075e-08 | 7.5139e-07 | 9.0776e-07 | 2.1809e-06 | 2.1446e-06 | 2.6289e-06 | 3.8057e-05
Option 3 SG | QLD | GG | Solar | 772.3376 | 889.3258 | 918.6882 | 860.2915 | 858.6944 | 901.1236 | 899.8615 | 918.3139 | 936.6921 | 964.0372 | 952.8152 | 937.1617 | 961.6982 | 961.7572 | 944.3379 | 953.9868 | 774.668 | 891.3469 | 917.1325 | 948.0677 | 953.5593 | 975.9028 | 963.1746 | 969.1967
Option 3 SG | QLD | NQ | 2h | 0 | 36.9103 | 200.0671 | 334.5071 | 378.3524 | 378.3082 | 377.6603 | 374.9192 | 378.1131 | 374.7844 | 366.5136 | 374.922 | 370.6893 | 389.0948 | 385.442 | 377.8801 | 342.1547 | 344.0728 | 358.5485 | 330.348 | 352.8836 | 174.4503 | 176.6382 | 0
Option 3 SG | QLD | NQ | 4h | 0 | 0 | 171.5034 | 241.5052 | 260.7434 | 261.0681 | 260.0936 | 260.2849 | 261.7395 | 260.158 | 256.4933 | 259.1431 | 257.2582 | 267.252 | 265.246 | 262.898 | 244.7885 | 245.8582 | 253.626 | 233.071 | 245.0212 | 238.7077 | 61.4894 | 57.2711
Option 3 SG | QLD | NQ | Biomass | 269.1072 | 269.8445 | 246.1566 | 207.7583 | 219.4394 | 217.6651 | 225.0099 | 214.2523 | 218.582 | 214.6773 | 218.7908 | 228.2808 | 213.2539 | 213.7742 | 215.0089 | 207.5156 | 223.5113 | 176.6568 | 178.493 | 160.0673 | 173.6108 | 172.3506 | 162.4875 | 130.0137
Option 3 SG | QLD | NQ | CCGT | 17.2597 | 13.7519 | 28.5881 | 8.9037 | 8.9037 | 8.928 | 8.9037 | 8.9037 | 8.9037 | 8.9281 | 40.8182 | 111.3526 | 126.0773 | 165.1412 | 245.8476 | 135.1382 | 199.8521 | 217.4873 | 403.7314 | 472.3147 | 431.7612 | 0 | 0 | 0
Option 3 SG | QLD | NQ | Coordinated CER | 4.3372 | 5.5784 | 7.3179 | 9.4247 | 12.9792 | 17.0021 | 20.0949 | 26.2319 | 32.7321 | 39.1295 | 45.5209 | 53.7041 | 63.6902 | 73.4937 | 85.7356 | 80.0605 | 72.7517 | 86.8928 | 110.2035 | 127.9365 | 143.1715 | 167.5198 | 222.7392 | 245.7377
Option 3 SG | QLD | NQ | Distributed PV | 1439.5615 | 1653.838 | 1771.0605 | 1921.6159 | 2005.7109 | 2072.8119 | 2135.7245 | 2241.115 | 2278.3419 | 2367.667 | 2265.0542 | 2224.643 | 2339.2231 | 2535.3977 | 2602.5802 | 2573.1129 | 2246.0358 | 2515.6475 | 2634.6763 | 2817.2958 | 2910.4812 | 3011.3444 | 3129.2295 | 3321.513
Option 3 SG | QLD | NQ | Hydro | 976.6747 | 858.5337 | 695.0598 | 763.678 | 690.0113 | 567.252 | 565.0507 | 665.7833 | 861.978 | 677.4141 | 711.7433 | 832.6119 | 771.3999 | 946.1269 | 683.3489 | 758.0582 | 921.0115 | 722.2578 | 641.6786 | 634.5583 | 602.1053 | 547.1475 | 539.8491 | 491.6818
Option 3 SG | QLD | NQ | Liquid Fuel | 0 | 0 | 0 | 0 | 7.505e-09 | 4.655e-08 | 0 | 0 | 0 | 0 | 0 | 0 | 5.2019 | 0 | 0 | 0 | 0 | 0 | 0 | 0 | 0 | 0 | 0 | 0
Option 3 SG | QLD | NQ | PHES | 288.0692 | 379.202 | 587.9349 | 623.761 | 776.9251 | 780.4665 | 728.9398 | 712.1367 | 748.6756 | 758.1068 | 729.5184 | 740.7258 | 784.9908 | 786.8824 | 796.4205 | 778.6811 | 642.6427 | 657.6321 | 700.7079 | 663.0419 | 715.0101 | 715.4033 | 712.1392 | 653.0882
Option 3 SG | QLD | NQ | Solar | 1517.6907 | 2023.9744 | 3238.6284 | 3112.9206 | 3179.4481 | 3349.5412 | 3223.8194 | 3221.7538 | 3103.2996 | 3261.7591 | 3058.2307 | 3162.728 | 3161.1531 | 2897.6568 | 2940.0456 | 3128.7993 | 2644.819 | 2778.8329 | 2903.9023 | 2651.9646 | 2658.2342 | 2573.0968 | 2087.3244 | 1911.4859
Option 3 SG | QLD | NQ | Wind | 940.2598 | 974.8654 | 2179.2549 | 2833.7077 | 2820.774 | 2655.6496 | 3297.6089 | 3758.5125 | 5009.577 | 4972.9952 | 5038.859 | 4797.8277 | 5914.3314 | 6804.4707 | 7044.9766 | 7665.4212 | 8822.2002 | 11167.7078 | 11725.6585 | 12987.4988 | 12593.7782 | 12367.674 | 14302.2199 | 15881.8582
Option 3 SG | QLD | SQ | 1h | 91.2881 | 106.229 | 147.0708 | 147.4355 | 175.6077 | 184.2735 | 183.6542 | 170.1102 | 179.1703 | 175.0578 | 175.1826 | 172.2061 | 179.7288 | 189.5967 | 187.5005 | 180.0033 | 169.4963 | 175.5935 | 178.6896 | 180.5651 | 164.0995 | 169.8234 | 165.8316 | 163.4005
Option 3 SG | QLD | SQ | 2h | 1165.4943 | 974.4602 | 1148.6436 | 1178.8276 | 1347.5104 | 1386.1795 | 1373.5894 | 1304.1144 | 1350.4497 | 1333.9558 | 1332.0434 | 1321.737 | 1296.3055 | 1342.7933 | 1325.9832 | 1309.1235 | 1245.016 | 1263.3746 | 1158.3438 | 821.6371 | 759.3259 | 778.3951 | 597.9674 | 591.7198
Option 3 SG | QLD | SQ | 4h | 186.6318 | 156.9654 | 174.033 | 256.1718 | 284.8087 | 286.7163 | 286.7137 | 274.7324 | 280.5097 | 280.2141 | 280.269 | 280.9884 | 284.3318 | 289.8362 | 287.0126 | 283.4296 | 273.9027 | 429.5997 | 662.1825 | 1452.6665 | 2059.4906 | 2912.1741 | 3009.0601 | 3325.7661
Option 3 SG | QLD | SQ | 8h | 0 | 0 | 3.6776e-05 | 5.9798e-05 | 6.3697e-05 | 6.5469e-05 | 6.4308e-05 | 6.0078e-05 | 6.1606e-05 | 6.0209e-05 | 5.9272e-05 | 5.8527e-05 | 6.4058e-05 | 6.6513e-05 | 6.5631e-05 | 6.1351e-05 | 6.0221e-05 | 6.1169e-05 | 6.2991e-05 | 6.0504e-05 | 5.8774e-05 | 6.1567e-05 | 2.2217e-05 | 3.3158e-05
Option 3 SG | QLD | SQ | Black Coal | 24521.7859 | 19281.6233 | 18336.4814 | 12007.5565 | 13505.3503 | 12693.3289 | 13726.9754 | 10877.1489 | 8785.5837 | 9545.6531 | 8028.1293 | 5661.2916 | 7862.0794 | 7720.8045 | 7317.5726 | 7668.8038 | 4349.6537 | 3999.716 | 3921.055 | 3715.1283 | 3930.2158 | 3925.0068 | 3842.3621 | 0
Option 3 SG | QLD | SQ | CCGT | 375.7736 | 259.2018 | 414.2174 | 211.3301 | 118.3902 | 101.6201 | 302.7482 | 112.0042 | 90.0525 | 138.1762 | 643.3604 | 735.6311 | 650.3465 | 751.187 | 1030.6849 | 770.4703 | 1034.0324 | 1243.5449 | 1530.3607 | 0 | 0 | 0 | 0 | 0
Option 3 SG | QLD | SQ | Coordinated CER | 22.6004 | 26.8243 | 35.1558 | 44.024 | 67.2357 | 93.2197 | 110.8952 | 149.3447 | 195.0743 | 239.2592 | 268.821 | 320.1096 | 408.9743 | 471.5674 | 559.7236 | 432.8292 | 451.5152 | 601.0449 | 739.3805 | 860.0086 | 762.6711 | 1059.9931 | 1121.8743 | 1434.2176
Option 3 SG | QLD | SQ | Distributed PV | 7070.743 | 8098.6245 | 8695.111 | 9455.4369 | 9815.8424 | 10144.9764 | 10494.917 | 10971.7035 | 11158.7457 | 11572.4155 | 11075.7349 | 10839.1995 | 11438.6622 | 12396.3731 | 12708.8725 | 12527.4768 | 10949.3987 | 12219.1244 | 12854.1287 | 13796.0081 | 14159.8755 | 14665.9911 | 15327.4562 | 16209.6638
Option 3 SG | QLD | SQ | H2 Reciprocating Engine | 0 | 0 | 2.6819e-06 | 4.3164e-06 | 6.2444e-06 | 7.4164e-06 | 0 | 0 | 0 | 0 | 14.4875 | 54.5797 | 64.1604 | 107.5595 | 174.7267 | 73.1682 | 81.6492 | 162.9244 | 242.8297 | 273.1505 | 163.8452 | 133.5254 | 207.684 | 248.1202
Option 3 SG | QLD | SQ | OCGT | 4.4735 | 8.5661 | 13.0479 | 7.2178 | 1.3298e-05 | 1.6025e-05 | 0 | 0 | 0 | 0 | 11.088 | 55.105 | 229.4588 | 282.695 | 473.2831 | 112.6541 | 170.633 | 180.5374 | 1231.4389 | 2248.5554 | 1500.7726 | 1178.5802 | 1469.5517 | 2837.13
Option 3 SG | QLD | SQ | PHES | 152.14 | 145.7269 | 582.4411 | 634.2983 | 878.0874 | 875.4493 | 708.142 | 756.7479 | 820.8507 | 829.7298 | 793.5611 | 856.3868 | 931.065 | 936.4672 | 962.9864 | 4231.5846 | 4088.2769 | 4699.2819 | 4782.9872 | 4631.3301 | 4305.4254 | 4833.5884 | 4716.2685 | 5000.3249
Option 3 SG | QLD | SQ | Solar | 4145.4971 | 6927.9669 | 7657.1059 | 7952.7203 | 7817.4571 | 7918.1331 | 7909.9394 | 8084.9756 | 8163.8266 | 8293.735 | 7512.8761 | 7265.538 | 7607.1362 | 7646.3626 | 7497.2529 | 11724.4182 | 13314.2336 | 14951.0338 | 15508.6372 | 16438.7167 | 15816.3632 | 18043.0492 | 19411.6713 | 20216.6754
Option 3 SG | QLD | SQ | Wind | 6253.5218 | 6206.8534 | 6365.2482 | 6241.8046 | 6454.2982 | 6424.2398 | 6108.1383 | 6267.5803 | 6830.5598 | 7083.9115 | 10944.6718 | 13876.2159 | 13541.5296 | 12789.7267 | 13310.4399 | 13666.1698 | 12944.6635 | 13428.0625 | 12571.1589 | 12888.9701 | 16506.7536 | 18314.9928 | 17633.2235 | 19514.6254
Option 3 SG | SA |  | 2h | 438.0657 | 2416.9191 | 1142.1238 | 1023.1728 | 1033.1132 | 978.1458 | 982.3884 | 990.6171 | 1225.1485 | 1119.1487 | 1099.935 | 1054.8624 | 1080.3308 | 1217.6502 | 1205.13 | 1006.106 | 904.6741 | 896.9927 | 751.3585 | 691.2666 | 690.234 | 131.2591 | 119.6106 | 42.6012
Option 3 SG | SA |  | 4h | 0 | 368.8924 | 204.0657 | 173.9879 | 169.0468 | 163.5072 | 174.4237 | 159.4027 | 204.5496 | 192.8305 | 188.4235 | 182.7169 | 189.6426 | 206.1183 | 203.3031 | 176.5988 | 166.0093 | 180.4972 | 176.6699 | 169.3768 | 181.7135 | 0.00011812 | 2.3875e-05 | 350.7257
Option 3 SG | SA |  | 8h | 0 | 0 | 598.5673 | 547.4672 | 553.5196 | 532.23 | 525.8962 | 521.7051 | 621.1703 | 952.7357 | 952.332 | 930.2313 | 969.4967 | 1045.1082 | 1032.362 | 936.0985 | 893.6417 | 890.0403 | 851.561 | 780.2888 | 838.211 | 977.2135 | 484.3968 | 460.1438
Option 3 SG | SA |  | CCGT | 814.3926 | 705.9997 | 695.106 | 231.702 | 482.9548 | 172.502 | 546.9896 | 239.7036 | 333.6581 | 458.846 | 824.4072 | 0 | 0 | 0 | 0 | 0 | 0 | 0 | 0 | 0 | 0 | 0 | 0 | 0
Option 3 SG | SA |  | Coordinated CER | 45.7803 | 106.6733 | 65.5835 | 56.9068 | 64.6572 | 79.1313 | 89.3158 | 104.7348 | 117.8052 | 135.3789 | 146.312 | 161.43 | 195.6357 | 219.3946 | 242.1966 | 243.6312 | 233.2553 | 279.3163 | 297.5801 | 356.6564 | 372.9052 | 462.0581 | 533.4927 | 595.962
Option 3 SG | SA |  | Distributed PV | 3823.9654 | 4186.5535 | 4500.0147 | 4443.1189 | 4922.2803 | 5099.0933 | 5188.2268 | 5278.0782 | 5656.6422 | 5777.9977 | 5453.6052 | 5705.56 | 5629.3225 | 6103.616 | 5844.718 | 5829.68 | 5381.293 | 5810.7245 | 6088.4585 | 5951.0869 | 6354.096 | 6594.9825 | 6771.5284 | 6980.6739
Option 3 SG | SA |  | Liquid Fuel | 30.2085 | 4.3689e-05 | 7.969e-06 | 0.00013299 | 42.5223 | 17.5237 | 63.1271 | 20.024 | 33.364 | 55.9767 | 93.5615 | 97.4273 | 91.7823 | 189.7969 | 243.7606 | 265.5239 | 191.9587 | 178.3704 | 225.8256 | 291.7284 | 24.414 | 8.2141 | 24.991 | 11.3711
Option 3 SG | SA |  | OCGT | 169.1942 | 7.2766 | 5.0558e-05 | 56.4677 | 302.0068 | 117.9437 | 342.2081 | 147.7782 | 202.473 | 351.6802 | 613.6528 | 555.1267 | 559.2068 | 1111.8481 | 1321.7868 | 1300.7935 | 1038.3754 | 1070.069 | 766.8159 | 754.2654 | 1118.1398 | 1081.3033 | 2273.9737 | 1341.107
Option 3 SG | SA |  | Solar | 1193.5603 | 3298.2739 | 3304.3976 | 3146.8253 | 3068.4317 | 3445.6479 | 3208.2951 | 3390.123 | 3421.0526 | 3596.7523 | 3519.5402 | 3950.1681 | 3995.46 | 4085.7608 | 4225.4171 | 3770.0578 | 3558.8254 | 3793.1767 | 3270.2675 | 3181.856 | 3058.0811 | 2531.532 | 2227.5536 | 2636.1628
Option 3 SG | SA |  | Wind | 7947.6341 | 8311.5317 | 7438.1229 | 8262.8657 | 7403.8389 | 8196.1108 | 7247.4559 | 7859.1437 | 7975.1106 | 7337.4563 | 6483.1045 | 7385.9772 | 6957.0326 | 5396.0068 | 5899.1682 | 6321.3408 | 6297.47 | 7147.5056 | 9003.6604 | 9259.7657 | 9460.9041 | 10353.6352 | 8663.9726 | 10588.4783
Option 3 SG | SA | CSA | 2h | 407.2561 | 1995.0121 | 944.1038 | 847.3091 | 851.6648 | 801.4294 | 808.5964 | 815.2854 | 1033.4338 | 949.8957 | 936.6582 | 893.043 | 919.0544 | 1033.0197 | 1022.9782 | 845.1934 | 755.748 | 742.1048 | 607.6443 | 562.4879 | 562.6995 | 109.1693 | 119.6106 | 42.6011
Option 3 SG | SA | CSA | 4h | 0 | 157.0264 | 75.6685 | 67.0272 | 67.9623 | 64.3793 | 65.4724 | 60.4078 | 79.3064 | 75.751 | 74.6064 | 70.3198 | 75.6821 | 82.4217 | 80.9047 | 68.4257 | 65.4725 | 69.2533 | 66.8197 | 59.804 | 65.0799 | 0.00011812 | 2.3875e-05 | 350.7257
Option 3 SG | SA | CSA | 8h | 0 | 0 | 598.5663 | 547.4662 | 553.5185 | 532.229 | 525.8953 | 521.7042 | 621.1692 | 596.276 | 594.9685 | 575.4532 | 601.5914 | 651.8723 | 644.7226 | 581.3576 | 544.3347 | 543.1799 | 524.8178 | 473.7729 | 531.3767 | 536.7211 | 7.4751e-06 | 3.7352e-05
Option 3 SG | SA | CSA | CCGT | 814.3926 | 705.9997 | 695.106 | 231.702 | 482.9548 | 172.502 | 546.9896 | 239.7036 | 333.6581 | 458.846 | 824.4072 | 0 | 0 | 0 | 0 | 0 | 0 | 0 | 0 | 0 | 0 | 0 | 0 | 0
Option 3 SG | SA | CSA | Coordinated CER | 41.4669 | 96.1077 | 59.1497 | 51.084 | 58.0328 | 71.3062 | 80.5554 | 94.7403 | 106.5537 | 122.5858 | 132.4843 | 146.2915 | 177.5356 | 199.1284 | 219.7854 | 221.0004 | 211.0716 | 253.404 | 269.995 | 324.2653 | 338.9736 | 421.4182 | 486.607 | 544.1444
Option 3 SG | SA | CSA | Distributed PV | 3517.312 | 3854.3058 | 4129.5002 | 4070.5974 | 4427.4894 | 4588.7114 | 4659.2295 | 4733.7817 | 5067.5044 | 5176.2381 | 4873.6476 | 5087.691 | 5007.2765 | 5440.872 | 5203.317 | 5182.3165 | 4782.9215 | 5158.026 | 5403.345 | 5274.5635 | 5628.739 | 5848.3685 | 5997.09 | 6179.8275
Option 3 SG | SA | CSA | Liquid Fuel | 30.2085 | 4.3689e-05 | 7.969e-06 | 0.00013299 | 42.5223 | 17.5237 | 63.1271 | 20.024 | 33.364 | 55.9767 | 93.5615 | 97.4273 | 91.7823 | 189.7969 | 243.7606 | 265.5239 | 191.9587 | 178.3704 | 225.8256 | 291.7284 | 24.414 | 8.2141 | 24.991 | 11.3711
Option 3 SG | SA | CSA | OCGT | 169.1942 | 7.2766 | 5.0501e-05 | 56.4677 | 302.0068 | 117.9437 | 342.2081 | 147.7782 | 202.473 | 351.6802 | 613.6528 | 555.1267 | 559.2068 | 1111.8481 | 1321.7868 | 1300.7935 | 1038.3754 | 1070.069 | 766.8159 | 754.2654 | 1118.1398 | 1081.3033 | 2273.9737 | 1341.107
Option 3 SG | SA | CSA | Solar | 136.6639 | 1004.0351 | 1272.6819 | 1365.7467 | 1250.6267 | 1343.4302 | 1259.3232 | 1382.6926 | 1405.4557 | 1413.8542 | 1348.7259 | 1427.0714 | 1435.8221 | 1330.846 | 1402.6827 | 1283.2321 | 1244.5886 | 1347.4239 | 1334.9077 | 1392.9638 | 1241.2102 | 1174.0519 | 1067.0021 | 1278.8647
Option 3 SG | SA | CSA | Wind | 5395.6487 | 5689.4137 | 5229.1407 | 6012.8787 | 5564.2261 | 6345.534 | 5563.6849 | 6088.8618 | 6094.1325 | 5783.8947 | 4902.8131 | 5588.818 | 5557.3209 | 4102.4 | 4625.1813 | 5050.76 | 5048.9895 | 5888.689 | 7739.9663 | 8064.0219 | 7268.0985 | 6925.5149 | 5574.8394 | 6397.8467
Option 3 SG | SA | NSA | 2h | 2.7215 | 364.0037 | 162.0349 | 145.2095 | 151.9663 | 147.0165 | 141.6872 | 145.9672 | 169.4381 | 148.1986 | 142.8021 | 141.9663 | 141.0365 | 162.6939 | 160.4652 | 140.8019 | 130.1154 | 134.3197 | 123.7561 | 108.7582 | 105.7215 | 1.4277e-05 | 1.4116e-05 | 1.5216e-05
Option 3 SG | SA | NSA | 8h | 0 | 0 | 0.0010492 | 0.0010357 | 0.0010739 | 0.00097618 | 0.00088904 | 0.0008813 | 0.001072 | 356.4597 | 357.3634 | 354.778 | 367.9054 | 393.2359 | 387.6393 | 354.7409 | 349.307 | 346.8604 | 326.7432 | 306.5159 | 306.8342 | 440.4924 | 484.3968 | 460.1438
Option 3 SG | SA | NSA | Coordinated CER | 2.3558 | 5.6452 | 3.3017 | 3.0658 | 3.5319 | 4.1399 | 4.5697 | 5.187 | 5.8663 | 6.6067 | 7.0311 | 7.7997 | 9.286 | 10.2628 | 11.409 | 11.4028 | 11.2423 | 13.0983 | 13.8266 | 16.1883 | 16.8378 | 19.7112 | 22.8426 | 25.3705
Option 3 SG | SA | NSA | Distributed PV | 144.468 | 148.524 | 172.4827 | 174.1386 | 272.6275 | 277.3091 | 290.9813 | 300.9746 | 335.9428 | 347.5471 | 334.5885 | 349.7645 | 354.801 | 381.898 | 359.081 | 362.121 | 333.7015 | 363.433 | 381.911 | 377.941 | 406.262 | 413.101 | 432.817 | 448.278
Option 3 SG | SA | NSA | Liquid Fuel | 0 | 0 | 0 | 0 | 0 | 0 | 0 | 0 | 0 | 0 | 0 | 0 | 0 | 0 | 0 | 0 | 0 | 0 | 0 | 0 | 0 | 0 | 0 | 0
Option 3 SG | SA | NSA | Solar | 649.3231 | 1853.1731 | 1723.173 | 1503.1249 | 1546.6228 | 1696.0783 | 1621.828 | 1709.9958 | 1718.0911 | 1893.8862 | 1893.8727 | 2051.109 | 2102.9606 | 2261.9875 | 2326.9328 | 2102.5039 | 1965.89 | 2067.5238 | 1545.8589 | 1469.1485 | 1534.8176 | 1140.9477 | 978.4595 | 1240.5568
Option 3 SG | SA | NSA | Wind | 1823.6841 | 1817.5137 | 1658.9997 | 1699.1337 | 1438.9512 | 1352.2442 | 1261.1299 | 1354.613 | 1398.4732 | 1241.6447 | 1271.0467 | 1347.7335 | 1317.5163 | 1224.6655 | 1273.9869 | 1270.5808 | 1248.4804 | 1258.8166 | 1263.6941 | 1195.7438 | 1794.0312 | 2131.6525 | 1924.7965 | 2936.6011
Option 3 SG | SA | SESA | 2h | 28.0882 | 57.9033 | 35.9851 | 30.6542 | 29.4822 | 29.6999 | 32.1048 | 29.3645 | 22.2766 | 21.0544 | 20.4747 | 19.853 | 20.2399 | 21.9366 | 21.6866 | 20.1108 | 18.8108 | 20.5682 | 19.9581 | 20.0204 | 21.813 | 22.0897 | 0 | 0
Option 3 SG | SA | SESA | 4h | 0 | 211.8661 | 128.3972 | 106.9607 | 101.0845 | 99.128 | 108.9513 | 98.9949 | 125.2432 | 117.0795 | 113.8171 | 112.3971 | 113.9605 | 123.6966 | 122.3984 | 108.173 | 100.5368 | 111.244 | 109.8501 | 109.5728 | 116.6335 | 0 | 0 | 0
Option 3 SG | SA | SESA | Coordinated CER | 1.9576 | 4.9204 | 3.1321 | 2.757 | 3.0925 | 3.6851 | 4.1907 | 4.8076 | 5.3852 | 6.1864 | 6.7967 | 7.3387 | 8.814 | 10.0034 | 11.0021 | 11.228 | 10.9414 | 12.8139 | 13.7585 | 16.2028 | 17.0939 | 20.9287 | 24.0432 | 26.4471
Option 3 SG | SA | SESA | Distributed PV | 162.1855 | 183.7237 | 198.0317 | 198.3829 | 222.1634 | 233.0728 | 238.016 | 243.322 | 253.195 | 254.2125 | 245.3692 | 268.1045 | 267.245 | 280.846 | 282.32 | 285.2425 | 264.67 | 289.2655 | 303.2025 | 298.5825 | 319.095 | 333.513 | 341.6215 | 352.5685
Option 3 SG | SA | SESA | Liquid Fuel | 0 | 0 | 0 | 0 | 0 | 0 | 0 | 0 | 0 | 0 | 0 | 0 | 0 | 0 | 0 | 0 | 0 | 0 | 0 | 0 | 0 | 0 | 0 | 0
Option 3 SG | SA | SESA | OCGT | 3.2322e-07 | 4.018e-08 | 5.7405e-08 | 4.6303e-07 | 1.6202e-06 | 7.8836e-07 | 0 | 0 | 9.05e-10 | 0 | 0 | 0 | 0 | 0 | 0 | 0 | 0 | 0 | 0 | 0 | 0 | 0 | 0 | 0
Option 3 SG | SA | SESA | Solar | 407.5734 | 441.0656 | 308.5427 | 277.9537 | 271.1822 | 406.1394 | 327.1439 | 297.4346 | 297.5059 | 289.0119 | 276.9416 | 471.9877 | 456.6773 | 492.9273 | 495.8016 | 384.3218 | 348.3468 | 378.2289 | 389.501 | 319.7436 | 282.0534 | 216.5325 | 182.092 | 116.7413
Option 3 SG | SA | SESA | Wind | 728.3014 | 804.6043 | 549.9826 | 550.8533 | 400.6616 | 498.3327 | 422.6411 | 415.6689 | 482.5048 | 311.917 | 309.2447 | 449.4258 | 82.1954 | 68.9412 | 1.1919e-05 | 1.2397e-05 | 1.4327e-05 | 1.5141e-05 | 1.5077e-05 | 1.9643e-05 | 398.7744 | 1296.4678 | 1164.3367 | 1254.0304
Option 3 SG | TAS |  | 24h | 0 | 0 | 0 | 0 | 0 | 0 | 0 | 0 | 0 | 0 | 0 | 0 | 0 | 0 | 0 | 0 | 0 | 0 | 0 | 0 | 0 | 0 | 0 | 0
Option 3 SG | TAS |  | 2h | 0 | 4.5088e-05 | 4.344e-05 | 4.5301e-05 | 4.8421e-05 | 4.8755e-05 | 2.5804e-05 | 3.0495e-05 | 2.2678e-05 | 2.206e-05 | 2.0861e-05 | 2.12e-05 | 2.6032e-05 | 2.6041e-05 | 2.0014e-05 | 1.9391e-05 | 1.9239e-05 | 2.0043e-05 | 1.926e-05 | 2.0084e-05 | 1.8853e-05 | 6.5454e-06 | 3.833e-07 | 3.9211e-06
Option 3 SG | TAS |  | 4h | 0 | 4.2593e-05 | 3.7351e-05 | 4.0439e-05 | 4.4614e-05 | 4.4505e-05 | 2.4385e-05 | 2.7112e-05 | 2.5248e-05 | 2.1947e-05 | 2.1997e-05 | 2.3247e-05 | 2.6329e-05 | 2.6056e-05 | 2.5587e-05 | 2.3626e-05 | 2.3849e-05 | 2.4191e-05 | 2.4453e-05 | 2.4959e-05 | 2.4922e-05 | 2.4871e-05 | 2.4621e-05 | 2.5076e-05
Option 3 SG | TAS |  | 8h | 0 | 0 | 1.811e-05 | 1.9734e-05 | 2.2626e-05 | 2.2389e-05 | 1.6413e-05 | 1.8122e-05 | 1.7813e-05 | 1.7493e-05 | 1.6622e-05 | 1.7016e-05 | 1.8959e-05 | 1.892e-05 | 1.6603e-05 | 1.6256e-05 | 1.5758e-05 | 1.5674e-05 | 1.7074e-05 | 1.5975e-05 | 1.6234e-05 | 2.0899e-05 | 1.9728e-06 | 2.7157e-06
Option 3 SG | TAS |  | CCGT | 0 | 0 | 0 | 0 | 0 | 0 | 0 | 0 | 0 | 0 | 0 | 0 | 0 | 0 | 0 | 0 | 0 | 0 | 0 | 0 | 0 | 0 | 0 | 0
Option 3 SG | TAS |  | CST | 0 | 0 | 0 | 0 | 0 | 0 | 0 | 0 | 0 | 0 | 0 | 0 | 0 | 0 | 0 | 0 | 0 | 0 | 0 | 0 | 0 | 0 | 0 | 0
Option 3 SG | TAS |  | Coordinated CER | 0.5402 | 24.0771 | 31.0501 | 35.8086 | 43.3239 | 11.8073 | 12.8772 | 20.1504 | 17.8355 | 13.7927 | 16.2622 | 21.1416 | 24.1641 | 28.5482 | 32.1443 | 35.0976 | 35.8931 | 43.6565 | 49.1067 | 57.9428 | 77.4015 | 92.8706 | 109.5842 | 120.0947
Option 3 SG | TAS |  | Distributed PV | 444.3815 | 489.2265 | 543.4775 | 536.5488 | 579.22 | 622.755 | 625.4564 | 650.2743 | 662.349 | 652.841 | 649.8705 | 636.511 | 669.659 | 705.169 | 708.1268 | 675.2642 | 647.6417 | 676.5005 | 719.5492 | 693.0126 | 749.4005 | 821.7835 | 859.7124 | 936.084
Option 3 SG | TAS |  | Hydro | 7354.3342 | 8412.3593 | 6933.7882 | 6419.366 | 10391.3359 | 11119.2027 | 11440.7011 | 8541.8278 | 8964.5827 | 8712.1058 | 8029.9964 | 8488.319 | 8708.2682 | 9010.9008 | 7207.8072 | 6696.1448 | 7383.1184 | 6793.318 | 7098.5215 | 6974.9655 | 7678.9271 | 7720.7818 | 8093.1279 | 7563.217
Option 3 SG | TAS |  | OCGT | 4.563e-08 | 0 | 5.9955e-08 | 1.0105e-07 | 8.3723e-07 | 1.4051e-06 | 0 | 0 | 0 | 5.0027 | 8.6401 | 9.694 | 12.2817 | 26.7304 | 15.6128 | 13.7708 | 11.6236 | 9.0556 | 12.7767 | 16.1546 | 13.509 | 4.706 | 20.9798 | 10.1382
Option 3 SG | TAS |  | PHES | 0 | 0 | 0 | 0 | 0 | 0 | 0 | 0 | 0 | 0 | 0 | 0 | 0 | 0 | 0 | 0 | 0 | 0 | 0 | 0 | 2.0604e-07 | 3.9942e-06 | 3.8267e-06 | 4.902e-06
Option 3 SG | TAS |  | Solar | 2.3303e-06 | 428.7931 | 1911.2996 | 2345.6676 | 2601.0212 | 2860.1188 | 2831.573 | 2831.1313 | 2841.1961 | 2704.1659 | 3447.4449 | 3404.2264 | 3543.4232 | 3763.0371 | 1971.4169 | 1823.2107 | 1734.0285 | 1937.0147 | 1998.4525 | 1941.1407 | 2077.691 | 2237.4083 | 2112.3977 | 2088.5569
Option 3 SG | TAS |  | Wind | 1965.7355 | 1950.1218 | 1924.906 | 2099.8484 | 1951.1646 | 1925.9235 | 2158.2695 | 5558.7666 | 5640.8722 | 6565.8872 | 7033.6882 | 7158.9436 | 7293.6495 | 7261.893 | 6159.4643 | 6349.077 | 6570.8434 | 6536.0252 | 6047.8892 | 6456.7991 | 6434.8531 | 6277.1074 | 6620.8959 | 6689.0146
Option 3 SG | TAS | TAS | 24h | 0 | 0 | 0 | 0 | 0 | 0 | 0 | 0 | 0 | 0 | 0 | 0 | 0 | 0 | 0 | 0 | 0 | 0 | 0 | 0 | 0 | 0 | 0 | 0
Option 3 SG | TAS | TAS | 2h | 0 | 4.5088e-05 | 4.344e-05 | 4.5301e-05 | 4.8421e-05 | 4.8755e-05 | 2.5804e-05 | 3.0495e-05 | 2.2678e-05 | 2.206e-05 | 2.0861e-05 | 2.12e-05 | 2.6032e-05 | 2.6041e-05 | 2.0014e-05 | 1.9391e-05 | 1.9239e-05 | 2.0043e-05 | 1.926e-05 | 2.0084e-05 | 1.8853e-05 | 6.5454e-06 | 3.833e-07 | 3.9211e-06
Option 3 SG | TAS | TAS | 4h | 0 | 4.2593e-05 | 3.7351e-05 | 4.0439e-05 | 4.4614e-05 | 4.4505e-05 | 2.4385e-05 | 2.7112e-05 | 2.5248e-05 | 2.1947e-05 | 2.1997e-05 | 2.3247e-05 | 2.6329e-05 | 2.6056e-05 | 2.5587e-05 | 2.3626e-05 | 2.3849e-05 | 2.4191e-05 | 2.4453e-05 | 2.4959e-05 | 2.4922e-05 | 2.4871e-05 | 2.4621e-05 | 2.5076e-05
Option 3 SG | TAS | TAS | 8h | 0 | 0 | 1.811e-05 | 1.9734e-05 | 2.2626e-05 | 2.2389e-05 | 1.6413e-05 | 1.8122e-05 | 1.7813e-05 | 1.7493e-05 | 1.6622e-05 | 1.7016e-05 | 1.8959e-05 | 1.892e-05 | 1.6603e-05 | 1.6256e-05 | 1.5758e-05 | 1.5674e-05 | 1.7074e-05 | 1.5975e-05 | 1.6234e-05 | 2.0899e-05 | 1.9728e-06 | 2.7157e-06
Option 3 SG | TAS | TAS | CCGT | 0 | 0 | 0 | 0 | 0 | 0 | 0 | 0 | 0 | 0 | 0 | 0 | 0 | 0 | 0 | 0 | 0 | 0 | 0 | 0 | 0 | 0 | 0 | 0
Option 3 SG | TAS | TAS | CST | 0 | 0 | 0 | 0 | 0 | 0 | 0 | 0 | 0 | 0 | 0 | 0 | 0 | 0 | 0 | 0 | 0 | 0 | 0 | 0 | 0 | 0 | 0 | 0
Option 3 SG | TAS | TAS | Coordinated CER | 0.5402 | 24.0771 | 31.0501 | 35.8086 | 43.3239 | 11.8073 | 12.8772 | 20.1504 | 17.8355 | 13.7927 | 16.2622 | 21.1416 | 24.1641 | 28.5482 | 32.1443 | 35.0976 | 35.8931 | 43.6565 | 49.1067 | 57.9428 | 77.4015 | 92.8706 | 109.5842 | 120.0947
Option 3 SG | TAS | TAS | Distributed PV | 444.3815 | 489.2265 | 543.4775 | 536.5488 | 579.22 | 622.755 | 625.4564 | 650.2743 | 662.349 | 652.841 | 649.8705 | 636.511 | 669.659 | 705.169 | 708.1268 | 675.2642 | 647.6417 | 676.5005 | 719.5492 | 693.0126 | 749.4005 | 821.7835 | 859.7124 | 936.084
Option 3 SG | TAS | TAS | Hydro | 7354.3342 | 8412.3593 | 6933.7882 | 6419.366 | 10391.3359 | 11119.2027 | 11440.7011 | 8541.8278 | 8964.5827 | 8712.1058 | 8029.9964 | 8488.319 | 8708.2682 | 9010.9008 | 7207.8072 | 6696.1448 | 7383.1184 | 6793.318 | 7098.5215 | 6974.9655 | 7678.9271 | 7720.7818 | 8093.1279 | 7563.217
Option 3 SG | TAS | TAS | OCGT | 4.563e-08 | 0 | 5.9955e-08 | 1.0105e-07 | 8.3723e-07 | 1.4051e-06 | 0 | 0 | 0 | 5.0027 | 8.6401 | 9.694 | 12.2817 | 26.7304 | 15.6128 | 13.7708 | 11.6236 | 9.0556 | 12.7767 | 16.1546 | 13.509 | 4.706 | 20.9798 | 10.1382
Option 3 SG | TAS | TAS | PHES | 0 | 0 | 0 | 0 | 0 | 0 | 0 | 0 | 0 | 0 | 0 | 0 | 0 | 0 | 0 | 0 | 0 | 0 | 0 | 0 | 2.0604e-07 | 3.9942e-06 | 3.8267e-06 | 4.902e-06
Option 3 SG | TAS | TAS | Solar | 2.3303e-06 | 428.7931 | 1911.2996 | 2345.6676 | 2601.0212 | 2860.1188 | 2831.573 | 2831.1313 | 2841.1961 | 2704.1659 | 3447.4449 | 3404.2264 | 3543.4232 | 3763.0371 | 1971.4169 | 1823.2107 | 1734.0285 | 1937.0147 | 1998.4525 | 1941.1407 | 2077.691 | 2237.4083 | 2112.3977 | 2088.5569
Option 3 SG | TAS | TAS | Wind | 1965.7355 | 1950.1218 | 1924.906 | 2099.8484 | 1951.1646 | 1925.9235 | 2158.2695 | 5558.7666 | 5640.8722 | 6565.8872 | 7033.6882 | 7158.9436 | 7293.6495 | 7261.893 | 6159.4643 | 6349.077 | 6570.8434 | 6536.0252 | 6047.8892 | 6456.7991 | 6434.8531 | 6277.1074 | 6620.8959 | 6689.0146
Option 3 SG | VIC |  | 1h | 0 | 5.5839 | 8.1766 | 8.1582 | 7.898 | 7.2065 | 7.7252 | 6.7222 | 39.1155 | 35.3977 | 33.424 | 30.3543 | 29.3138 | 29.5459 | 30.5894 | 30.8826 | 28.0244 | 30.0844 | 31.0558 | 31.2187 | 32.0254 | 38.5833 | 37.6807 | 37.4622
Option 3 SG | VIC |  | 2h | 635.5072 | 1562.2826 | 1334.1071 | 1493.7582 | 1384.6011 | 1410.572 | 1682.3145 | 1354.6242 | 2037.1417 | 1764.4895 | 1715.8006 | 1527.0927 | 1504.9246 | 1554.1111 | 1646.8057 | 1496.0248 | 1338.7465 | 1399.7385 | 1447.673 | 1352.4385 | 1302.0115 | 1199.531 | 1183.7407 | 1158.9019
Option 3 SG | VIC |  | 4h | 0 | 640.4397 | 1383.0147 | 1627.063 | 1532.0026 | 1469.073 | 1680.8818 | 1357.8016 | 2019.0542 | 1769.8964 | 1709.9412 | 1588.8988 | 1472.1122 | 1463.2673 | 1542.514 | 1572.3078 | 1449.4498 | 1520.7078 | 1631.1328 | 1543.2808 | 1668.5624 | 261.0162 | 205.0529 | 200.7992
Option 3 SG | VIC |  | 8h | 0 | 0 | 8.7431e-05 | 0.00010042 | 0.0001015 | 0.00010908 | 7.0558e-05 | 6.6645e-05 | 9.4723e-05 | 8.4093e-05 | 8.2117e-05 | 7.6658e-05 | 7.8663e-05 | 8.0583e-05 | 8.2527e-05 | 7.9582e-05 | 7.5726e-05 | 7.9101e-05 | 8.2492e-05 | 8.1707e-05 | 8.2757e-05 | 0.0001208 | 2.2813e-05 | 3.2485e-05
Option 3 SG | VIC |  | Brown Coal | 29818.0344 | 21155.5108 | 16120.9017 | 7821.2784 | 7821.2784 | 7842.7066 | 7821.2784 | 7821.2784 | 0 | 0 | 0 | 0 | 0 | 0 | 0 | 0 | 0 | 0 | 0 | 0 | 0 | 0 | 0 | 0
Option 3 SG | VIC |  | CCGT | 70.4304 | 56.7007 | 1.7512e-06 | 63.4931 | 74.6617 | 6.2819e-06 | 2.7372e-07 | 9.7077 | 63.1865 | 111.5483 | 113.2861 | 137.5372 | 134.689 | 270.3504 | 0 | 0 | 0 | 0 | 0 | 0 | 0 | 0 | 0 | 0
Option 3 SG | VIC |  | Coordinated CER | 16.4532 | 33.2865 | 43.2385 | 54.2946 | 86.0555 | 119.4902 | 154.1537 | 189.6729 | 254.204 | 296.7809 | 344.5689 | 359.0454 | 428.7668 | 484.2079 | 560.3637 | 607.6647 | 655.9942 | 815.1752 | 894.5783 | 1079.5735 | 1300.4056 | 1621.7311 | 1928.316 | 2118.82
Option 3 SG | VIC |  | Distributed PV | 6265.0999 | 7206.5646 | 8162.5519 | 8096.1405 | 9860.8877 | 10268.772 | 10644.6859 | 11259.5326 | 11909.8694 | 11600.2424 | 11444.3535 | 11750.5525 | 12102.5904 | 13328.4889 | 13247.3454 | 13118.9706 | 11913.2189 | 12964.0628 | 14101.2781 | 13687.6963 | 15275.2174 | 15994.7399 | 16829.8781 | 18199.7042
Option 3 SG | VIC |  | Hydro | 3374.1271 | 3256.743 | 2612.3685 | 2825.2289 | 2207.4444 | 1594.338 | 1705.3268 | 1169.7821 | 2554.286 | 2452.9023 | 2373.6031 | 3064.7623 | 2154.5574 | 1972.6652 | 2229.399 | 1430.0171 | 3088.5811 | 2697.4375 | 2288.1655 | 2268.9271 | 2293.6753 | 2543.2333 | 2537.3358 | 1962.837
Option 3 SG | VIC |  | OCGT | 42.7956 | 33.8409 | 286.0151 | 73.5538 | 203.2017 | 29.5638 | 52.9575 | 30.1294 | 123.7648 | 237.0521 | 244.391 | 278.9097 | 324.141 | 610.7321 | 1053.3586 | 1655.7314 | 1371.0174 | 1130.0792 | 2046.7019 | 2709.0941 | 3294.7443 | 2382.2992 | 4153.9408 | 3628.3585
Option 3 SG | VIC |  | Offshore Wind | 0 | 0 | 0 | 0 | 0 | 8106.9974 | 11212.207 | 14714.4435 | 16798.2949 | 21000.7694 | 24293.6397 | 25509.3858 | 32088.9773 | 32797.4385 | 36102.2629 | 34845.8561 | 36026.1452 | 36767.7012 | 36713.2927 | 38615.3219 | 35816.0973 | 36270.0435 | 37102.2033 | 38373.9101
Option 3 SG | VIC |  | Solar | 2941.7169 | 6420.4146 | 7407.6302 | 6475.0692 | 6295.207 | 5696.6142 | 5799.1747 | 6546.2004 | 6571.3664 | 5517.2029 | 5501.9728 | 5132.3474 | 5018.285 | 5686.8227 | 5901.6312 | 5599.9961 | 5454.0981 | 5856.9182 | 5869.3912 | 5690.2129 | 6140.9208 | 6106.6532 | 5914.7793 | 5347.7311
Option 3 SG | VIC |  | Wind | 15473.228 | 18791.9434 | 24571.2755 | 30154.9324 | 28999.1057 | 28130.2134 | 27987.1405 | 29913.6121 | 29625.0684 | 28914.0906 | 28388.6123 | 28164.0905 | 24555.8225 | 22854.3423 | 23834.6722 | 25114.4745 | 24425.1105 | 26182.4764 | 24715.6232 | 23931.4365 | 22525.4848 | 22323.6598 | 23066.1536 | 23362.9346
Option 3 SG | VIC | MEL | 1h | 0 | 2.1156e-05 | 4.9582e-05 | 7.1613e-05 | 8.0467e-05 | 0.00012217 | 2.5456e-05 | 2.7646e-05 | 29.8156 | 26.6077 | 24.9038 | 22.0854 | 21.1086 | 21.4315 | 22.1565 | 22.5111 | 19.8052 | 21.2555 | 22.5081 | 23.0953 | 23.2168 | 29.344 | 28.8041 | 28.3142
Option 3 SG | VIC | MEL | 2h | 371.265 | 308.5802 | 414.6323 | 552.895 | 529.4347 | 562.3182 | 665.7639 | 525.6287 | 807.1954 | 685.7078 | 662.863 | 579.9179 | 564.0261 | 566.2505 | 601.9816 | 513.1264 | 449.3427 | 481.6148 | 452.0147 | 438.5927 | 370.6434 | 416.6565 | 408.5628 | 404.3796
Option 3 SG | VIC | MEL | 4h | 0 | 565.6604 | 908.786 | 1046.525 | 1016.3665 | 1011.2653 | 1112.524 | 927.1497 | 1257.4381 | 1122.4747 | 1082.9049 | 1017.0521 | 930.6108 | 909.7333 | 943.5123 | 990.3324 | 911.8229 | 945.9811 | 1007.7792 | 966.725 | 1020.1794 | 6.1127e-05 | 2.5615e-05 | 2.7323e-05
Option 3 SG | VIC | MEL | 8h | 0 | 0 | 4.4509e-05 | 4.9998e-05 | 5.0713e-05 | 5.5043e-05 | 3.5614e-05 | 3.3219e-05 | 4.5116e-05 | 3.9774e-05 | 3.8828e-05 | 3.6488e-05 | 3.886e-05 | 3.9693e-05 | 4.0702e-05 | 3.898e-05 | 3.7147e-05 | 3.8886e-05 | 4.093e-05 | 4.0384e-05 | 4.0873e-05 | 6.2061e-05 | 1.1875e-05 | 1.6901e-05
Option 3 SG | VIC | MEL | CCGT | 70.4304 | 56.7007 | 1.7512e-06 | 63.4931 | 74.6617 | 6.2819e-06 | 2.7372e-07 | 9.7077 | 63.1865 | 111.5483 | 113.2861 | 137.5372 | 134.689 | 270.3504 | 0 | 0 | 0 | 0 | 0 | 0 | 0 | 0 | 0 | 0
Option 3 SG | VIC | MEL | Coordinated CER | 11.7995 | 21.4588 | 30.6158 | 37.9212 | 64.2599 | 89.8488 | 115.4159 | 142.6791 | 198.9235 | 232.8041 | 268.8764 | 278.411 | 330.6355 | 374.1813 | 432.7302 | 468.0885 | 511.7143 | 638.0207 | 697.7574 | 845.4074 | 1034.8946 | 1292.3114 | 1542.9659 | 1690.8993
Option 3 SG | VIC | MEL | Distributed PV | 4156.2479 | 4782.0587 | 5430.3726 | 5362.0056 | 6698.6385 | 6997.641 | 7287.7236 | 7714.9723 | 8164.6151 | 7942.1451 | 7835.8374 | 8061.5651 | 8295.6099 | 9152.6363 | 9114.2371 | 8994.3227 | 8274.6393 | 8996.3706 | 9810.678 | 9485.1244 | 10535.781 | 11073.2695 | 11709.3645 | 12699.6593
Option 3 SG | VIC | MEL | OCGT | 4.6296 | 3.5491 | 75.0378 | 10.3859 | 17.2488 | 9.2114e-06 | 1.172e-08 | 8.9e-09 | 13.9518 | 41.6757 | 23.0523 | 34.0407 | 20.7687 | 76.5213 | 381.1903 | 1005.0509 | 959.8897 | 765.4238 | 1420.9895 | 1834.3133 | 2706.3102 | 2356.7853 | 4040.2006 | 3573.2383
Option 3 SG | VIC | MEL | Solar | 4.8504e-06 | 1.8315e-05 | 1.6575e-05 | 1.4438e-05 | 2.5602e-05 | 3.5985e-05 | 3.9588e-05 | 3.9452e-05 | 4.8319e-05 | 4.1805e-05 | 4.2628e-05 | 7.8866e-07 | 4.3564e-05 | 4.7332e-05 | 4.9889e-05 | 4.4469e-05 | 4.017e-05 | 4.512e-05 | 4.8208e-05 | 4.3585e-05 | 4.9196e-05 | 4.7697e-05 | 4.5798e-05 | 5.2922e-05
Option 3 SG | VIC | SEV | 2h | 37.6209 | 57.3293 | 83.2906 | 125.0773 | 108.4703 | 95.6698 | 121.7119 | 85.2897 | 177.2693 | 142.3774 | 139.0514 | 122.1957 | 115.7995 | 118.187 | 129.7121 | 127.648 | 115.5105 | 95.4613 | 102.5174 | 62.872 | 66.9955 | 32.9186 | 32.1415 | 31.6827
Option 3 SG | VIC | SEV | 4h | 0 | 53.1777 | 210.852 | 288.0737 | 240.6797 | 213.4226 | 270.1649 | 180.1408 | 368.8717 | 308.0094 | 302.3162 | 268.4845 | 248.5945 | 252.946 | 277.6424 | 273.1944 | 252.3322 | 273.7645 | 290.87 | 272.8255 | 289.1489 | 0 | 0 | 0
Option 3 SG | VIC | SEV | 8h | 0 | 0 | 4.2923e-05 | 5.0422e-05 | 5.0787e-05 | 5.4038e-05 | 3.4944e-05 | 3.3426e-05 | 4.9607e-05 | 4.4319e-05 | 4.3288e-05 | 4.017e-05 | 3.9803e-05 | 4.0889e-05 | 4.1825e-05 | 4.0602e-05 | 3.858e-05 | 4.0215e-05 | 4.1562e-05 | 4.1323e-05 | 4.1884e-05 | 5.8744e-05 | 1.0939e-05 | 1.5584e-05
Option 3 SG | VIC | SEV | Brown Coal | 29818.0344 | 21155.5108 | 16120.9017 | 7821.2784 | 7821.2784 | 7842.7066 | 7821.2784 | 7821.2784 | 0 | 0 | 0 | 0 | 0 | 0 | 0 | 0 | 0 | 0 | 0 | 0 | 0 | 0 | 0 | 0
Option 3 SG | VIC | SEV | Coordinated CER | 1.4264 | 2.1085 | 3.6456 | 5.0105 | 6.1449 | 8.6729 | 10.9332 | 13.1768 | 15.255 | 17.9714 | 20.7774 | 22.176 | 26.317 | 29.4257 | 33.7794 | 38.1317 | 39.7696 | 46.0359 | 52.6683 | 62.0235 | 68.6446 | 85.2612 | 100.184 | 108.2225
Option 3 SG | VIC | SEV | Distributed PV | 444.832 | 512.378 | 582.9365 | 580.5574 | 654.0494 | 686.5698 | 707.895 | 749.297 | 789.036 | 766.859 | 757.8073 | 781.576 | 806.5775 | 892.884 | 890.1384 | 884.592 | 819.1287 | 889.503 | 969.1546 | 939.25 | 1035.6208 | 1090.7005 | 1139.6827 | 1230.1885
Option 3 SG | VIC | SEV | OCGT | 0.79482 | 9.9398e-06 | 1.2205e-05 | 19.5554 | 32.3834 | 10.2032 | 15.5729 | 5.8726 | 16.7012 | 30.5521 | 40.4591 | 58.7643 | 119.6336 | 143.1107 | 176.358 | 195.3551 | 61.2923 | 15.4757 | 54.5509 | 75.1863 | 97.7972 | 25.514 | 113.7401 | 55.1202
Option 3 SG | VIC | SEV | Offshore Wind | 0 | 0 | 0 | 0 | 0 | 6144.9498 | 8848.0842 | 12249.914 | 14327.9844 | 18432.9519 | 21023.1452 | 22064.8544 | 28771.2343 | 29800.5459 | 33010.4825 | 31734.1414 | 32849.3776 | 33337.1886 | 33369.2598 | 35265.6756 | 32704.3822 | 33168.4759 | 33882.7166 | 35114.4134
Option 3 SG | VIC | SEV | Solar | 6.5835 | 627.0972 | 773.602 | 731.5164 | 733.9794 | 679.4363 | 687.2002 | 741.774 | 708.6339 | 547.5679 | 527.6977 | 464.1118 | 421.3027 | 440.4073 | 520.7204 | 497.2737 | 501.7673 | 540.0008 | 543.9144 | 557.7441 | 591.2791 | 567.9026 | 579.3168 | 591.8132
Option 3 SG | VIC | SEV | Wind | 334.6263 | 354.9657 | 338.0091 | 384.2714 | 335.045 | 339.6275 | 344.7936 | 356.8813 | 327.0966 | 362.1407 | 322.7433 | 338.5494 | 274.2605 | 249.8654 | 0.00051659 | 0.00055378 | 0.00056034 | 0.00056946 | 0.00052932 | 0.00064607 | 0.00059356 | 0.00058846 | 0.00061527 | 0.00057902
Option 3 SG | VIC | WNV | 1h | 0 | 5.5839 | 8.1766 | 8.1582 | 7.8979 | 7.2064 | 7.7252 | 6.7221 | 9.2999 | 8.7901 | 8.5202 | 8.2689 | 8.2052 | 8.1145 | 8.4329 | 8.3715 | 8.2192 | 8.829 | 8.5477 | 8.1235 | 8.8086 | 9.2394 | 8.8766 | 9.148
Option 3 SG | VIC | WNV | 2h | 226.6213 | 1196.3731 | 836.1842 | 815.7858 | 746.6961 | 752.5839 | 894.8386 | 743.7058 | 1052.677 | 936.4043 | 913.8861 | 824.9791 | 825.099 | 869.6737 | 915.112 | 855.2504 | 773.8934 | 822.6624 | 893.1408 | 850.9738 | 864.3726 | 749.9558 | 743.0364 | 722.8396
Option 3 SG | VIC | WNV | 4h | 0 | 21.6016 | 263.3767 | 292.4642 | 274.9564 | 244.3851 | 298.1929 | 250.511 | 392.7444 | 339.4123 | 324.72 | 303.3622 | 292.907 | 300.588 | 321.3593 | 308.7809 | 285.2947 | 300.9621 | 332.4835 | 303.7304 | 359.2341 | 261.0162 | 205.0529 | 200.7991
Option 3 SG | VIC | WNV | Coordinated CER | 3.2273 | 9.7191 | 8.9772 | 11.3629 | 15.6508 | 20.9685 | 27.8047 | 33.8171 | 40.0254 | 46.0054 | 54.9151 | 58.4584 | 71.8142 | 80.6008 | 93.8542 | 101.4445 | 104.5103 | 131.1186 | 144.1526 | 172.1427 | 196.8664 | 244.1585 | 285.1662 | 319.6983
Option 3 SG | VIC | WNV | Distributed PV | 1664.02 | 1912.128 | 2149.2428 | 2153.5775 | 2508.1998 | 2584.5611 | 2649.0673 | 2795.2634 | 2956.2184 | 2891.2383 | 2850.7089 | 2907.4114 | 3000.403 | 3282.9686 | 3242.9699 | 3240.0559 | 2819.4509 | 3078.1893 | 3321.4455 | 3263.322 | 3703.8156 | 3830.77 | 3980.8308 | 4269.8564
Option 3 SG | VIC | WNV | Hydro | 3374.1271 | 3256.743 | 2612.3685 | 2825.2289 | 2207.4444 | 1594.338 | 1705.3268 | 1169.7821 | 2554.286 | 2452.9023 | 2373.6031 | 3064.7623 | 2154.5574 | 1972.6652 | 2229.399 | 1430.0171 | 3088.5811 | 2697.4375 | 2288.1655 | 2268.9271 | 2293.6753 | 2543.2333 | 2537.3358 | 1962.837
Option 3 SG | VIC | WNV | OCGT | 37.3712 | 30.2918 | 210.9772 | 43.6125 | 153.5694 | 19.3607 | 37.3846 | 24.2568 | 93.1117 | 164.8243 | 180.8796 | 186.1046 | 183.7388 | 391.1001 | 495.8104 | 455.3254 | 349.8354 | 349.1797 | 571.1615 | 799.5945 | 490.637 | 0 | 0 | 0
Option 3 SG | VIC | WNV | Offshore Wind | 0 | 0 | 0 | 0 | 0 | 1962.0477 | 2364.1229 | 2464.5295 | 2470.3105 | 2567.8175 | 3270.4945 | 3444.5314 | 3317.743 | 2996.8926 | 3091.7804 | 3111.7147 | 3176.7676 | 3430.5126 | 3344.0329 | 3349.6463 | 3111.7151 | 3101.5676 | 3219.4867 | 3259.4967
Option 3 SG | VIC | WNV | Solar | 2935.1334 | 5793.3174 | 6634.0282 | 5743.5528 | 5561.2275 | 5017.1778 | 5111.9745 | 5804.4264 | 5862.7324 | 4969.635 | 4974.275 | 4668.2356 | 4596.9823 | 5246.4154 | 5380.9107 | 5102.7223 | 4952.3308 | 5316.9174 | 5325.4767 | 5132.4688 | 5549.6417 | 5538.7505 | 5335.4625 | 4755.9178
Option 3 SG | VIC | WNV | Wind | 15138.6017 | 18436.9777 | 24233.2663 | 29770.661 | 28664.0607 | 27790.5859 | 27642.3469 | 29556.7308 | 29297.9718 | 28551.9499 | 28065.869 | 27825.5412 | 24281.5619 | 22604.4769 | 23834.6717 | 25114.4739 | 24425.1099 | 26182.4758 | 24715.6226 | 23931.4358 | 22525.4842 | 22323.6593 | 23066.1529 | 23362.934
Option 4 SG | NEM |  | 12h | 0 | 0 | 45.4439 | 1578.8709 | 1679.3175 | 1608.2474 | 1551.9831 | 1587.9235 | 1796.9638 | 1750.8823 | 1702.8159 | 1634.0047 | 1775.9845 | 1810.8165 | 1782.8185 | 1623.4809 | 1453.2272 | 1503.1692 | 1624.2613 | 1508.927 | 1540.9415 | 1627.3485 | 1619.592 | 1657.0571
Option 4 SG | NEM |  | 1h | 164.7954 | 331.4024 | 354.6701 | 394.5853 | 449.4402 | 460.0183 | 451.3701 | 436.0948 | 487.8992 | 471.6094 | 471.9041 | 465.9022 | 477.8496 | 492.7701 | 493.3606 | 478.0778 | 451.762 | 447.9674 | 460.3976 | 457.8789 | 434.7455 | 453.3872 | 439.6237 | 314.876
Option 4 SG | NEM |  | 24h | 0 | 0 | 0 | 0 | 0 | 0 | 0 | 0 | 0 | 2.5038e-07 | 3.171e-07 | 8.3786e-07 | 1.5359e-06 | 1.9365e-06 | 2.0526e-06 | 2.2613e-06 | 1.8078e-06 | 1.7756e-06 | 7.8499e-07 | 9.8044e-07 | 1.3785e-06 | 2.9037e-06 | 3.09e-06 | 5.0027e-06
Option 4 SG | NEM |  | 2h | 2531.3242 | 5600.9431 | 4494.6066 | 4867.4806 | 5317.9644 | 5337.543 | 5586.1371 | 5139.8427 | 6169.304 | 5747.3941 | 5620.8682 | 5313.261 | 5362.3375 | 5680.1674 | 5694.5013 | 5209.5734 | 4710.3635 | 4827.1846 | 4702.4403 | 4151.6021 | 4044.6573 | 3187.5329 | 2963.5169 | 2692.2921
Option 4 SG | NEM |  | 4h | 1324.7807 | 3651.4201 | 5716.2144 | 8404.5952 | 8479.4321 | 8497.8005 | 8450.2413 | 8515.9085 | 9358.7992 | 8952.9061 | 8673.1117 | 8335.01 | 8562.7197 | 8797.0361 | 8793.2554 | 8358.5357 | 7642.6721 | 8035.6892 | 8548.6193 | 8938.4395 | 9123.6232 | 7628.1392 | 6074.3145 | 6215.2955
Option 4 SG | NEM |  | 8h | 502.6705 | 1084.2264 | 2198.1094 | 3270.821 | 3405.029 | 3255.0722 | 3145.5915 | 4623.8704 | 5003.6658 | 5197.5332 | 4999.724 | 4696.8321 | 5158.9999 | 5509.3269 | 5346.6037 | 4703.2454 | 4153.6071 | 4385.3009 | 4584.1839 | 4387.3582 | 3687.3833 | 3603.7879 | 2952.3032 | 4153.8685
Option 4 SG | NEM |  | Biomass | 269.1072 | 269.8445 | 246.159 | 207.764 | 219.3627 | 218.4131 | 225.218 | 214.2622 | 218.8396 | 214.9581 | 218.6162 | 228.2251 | 212.5037 | 212.3911 | 214.9568 | 207.587 | 223.5967 | 176.6568 | 178.5005 | 160.0677 | 173.6608 | 172.2849 | 162.5555 | 130.1401
Option 4 SG | NEM |  | Black Coal | 72850.3416 | 55610.9496 | 38481.8418 | 22736.9774 | 21050.6124 | 20166.5268 | 22299.3259 | 19088.1877 | 18956.7198 | 20020.7304 | 19175.3272 | 17103.0154 | 20478.5261 | 20994.025 | 14727.9844 | 14931.8505 | 12494.7092 | 11488.4858 | 10181.2815 | 8606.2712 | 7469.3526 | 7771.7002 | 7673.3023 | 0
Option 4 SG | NEM |  | Brown Coal | 29817.9571 | 21154.9616 | 16121.5918 | 7821.2784 | 7821.2784 | 7842.7066 | 7821.2784 | 7821.2784 | 0 | 0 | 0 | 0 | 0 | 0 | 0 | 0 | 0 | 0 | 0 | 0 | 0 | 0 | 0 | 0
Option 4 SG | NEM |  | CCGT | 2635.77 | 2361.5339 | 2505.5069 | 1520.4774 | 1093.2587 | 558.6826 | 1625.5039 | 735.4412 | 1010.0146 | 1407.3462 | 2862.0347 | 2091.6137 | 2175.6799 | 2835.9271 | 3347.389 | 2881.9913 | 3147.1483 | 2139.5111 | 2718.398 | 1378.0524 | 1294.9744 | 852.5255 | 1054.9551 | 1130.3438
Option 4 SG | NEM |  | CST | 0 | 0 | 0 | 0 | 0 | 0 | 0 | 0 | 0 | 0 | 0 | 0 | 0 | 0 | 0 | 0 | 0 | 0 | 0 | 0 | 0 | 0 | 0 | 0
Option 4 SG | NEM |  | Coordinated CER | 150.8565 | 278.8742 | 272.5277 | 309.211 | 423.2045 | 503.017 | 620.6947 | 785.4037 | 966.2428 | 1149.6528 | 1294.6641 | 1411.9711 | 1747.4287 | 2028.724 | 2311.7734 | 2201.2296 | 2188.444 | 2724.5384 | 3182.7886 | 3754.8446 | 4190.431 | 5384.2349 | 6193.3953 | 7241.7371
Option 4 SG | NEM |  | DSP | 0 | 1.7775e-08 | 0 | 0 | 0 | 0 | 1.1188e-07 | 1.4075e-07 | 1.9152e-07 | 2.4612e-07 | 5.468e-07 | 5.8449e-07 | 0.5365 | 0.06875 | 0.5955 | 0.46949 | 0.42275 | 0.020001 | 0.448 | 0.14026 | 0.51439 | 0.065128 | 0.72151 | 0.124
Option 4 SG | NEM |  | Distributed PV | 31052.5684 | 34824.083 | 38604.3976 | 40319.477 | 43232.2122 | 45069.5287 | 45999.1612 | 48712.2411 | 50090.9436 | 50423.516 | 48574.287 | 48379.6884 | 50630.7335 | 55037.1351 | 55590.3613 | 54175.7301 | 48780.0286 | 52824.8838 | 56943.2585 | 58608.3618 | 61446.3254 | 64508.9572 | 66954.8661 | 72239.16
Option 4 SG | NEM |  | H2 Reciprocating Engine | 0 | 0 | 9.68e-09 | 5.05e-10 | 4.8435e-08 | 7.4985e-08 | 1.018e-06 | 1.0773e-06 | 1.0873e-06 | 1.208e-06 | 14.6037 | 53.749 | 65.1283 | 105.8675 | 174.4504 | 73.3347 | 82.2101 | 163.5543 | 243.2059 | 273.2111 | 163.9216 | 133.5973 | 207.7695 | 248.4566
Option 4 SG | NEM |  | Hydro | 15695.1918 | 16589.8316 | 12883.2849 | 12831.2482 | 15468.9415 | 15303.9768 | 15510.9906 | 11778.3291 | 15072.281 | 14761.4019 | 14617.9324 | 16831.1408 | 14169.8676 | 14866.0647 | 13103.0378 | 10477.5928 | 15384.7062 | 13599.9178 | 12786.8941 | 12440.8638 | 13127.1565 | 13808.4753 | 14575.1618 | 12712.5309
Option 4 SG | NEM |  | Liquid Fuel | 30.2083 | 4.206e-06 | 0 | 1.433e-05 | 42.5202 | 17.5236 | 63.1269 | 20.024 | 33.3722 | 55.967 | 93.5642 | 97.2115 | 96.7759 | 189.4952 | 243.7342 | 265.6275 | 192.443 | 177.8498 | 225.7546 | 291.622 | 24.4163 | 8.2099 | 24.9888 | 11.3711
Option 4 SG | NEM |  | OCGT | 224.766 | 60.8518 | 365.3181 | 155.359 | 573.5483 | 196.0821 | 710.6829 | 249.7798 | 470.0885 | 882.9187 | 1562.7619 | 1440.856 | 1787.5637 | 3486.794 | 5648.792 | 5625.8399 | 5098.6525 | 5751.0288 | 8492.864 | 11542.078 | 10674.6737 | 9155.5697 | 14500.3877 | 13183.1518
Option 4 SG | NEM |  | Offshore Wind | 0 | 0 | 0 | 0 | 0 | 8111.4654 | 11220.6379 | 14713.4831 | 16797.9755 | 21003.5475 | 24287.818 | 25506.3921 | 32077.7683 | 32830.1272 | 36101.2432 | 34844.9776 | 36023.1653 | 36765.9763 | 36711.0349 | 38613.6692 | 35815.1565 | 36269.2116 | 37102.5014 | 38373.8582
Option 4 SG | NEM |  | PHES | 647.2901 | 708.5142 | 3261.1107 | 5684.1727 | 7008.9249 | 6608.4215 | 6335.063 | 6042.2924 | 6608.2976 | 6759.8209 | 6486.6299 | 6643.4674 | 6874.9584 | 7156.719 | 7058.019 | 9920.2472 | 9940.068 | 10265.6135 | 10523.7618 | 10104.4469 | 10492.1904 | 11172.0536 | 11069.5027 | 11579.3634
Option 4 SG | NEM |  | Solar | 22525.1183 | 42607.732 | 49056.7759 | 60109.2085 | 60142.8113 | 58804.2609 | 58591.6617 | 59750.5882 | 65181.1345 | 62901.126 | 62113.4669 | 60256.4052 | 63074.4669 | 66644.6881 | 63911.9878 | 67375.1197 | 63939.5981 | 67689.1362 | 70841.5635 | 70918.8568 | 70805.9273 | 72024.5222 | 70217.1173 | 72571.9075
Option 4 SG | NEM |  | Wind | 41892.0704 | 47212.3474 | 55639.2869 | 64940.7675 | 66472.6266 | 67141.347 | 65409.4682 | 73904.9849 | 76438.72 | 76266.2032 | 78980.5354 | 84894.6329 | 80282.6329 | 75184.5642 | 82162.3956 | 89035.5568 | 92206.1799 | 95881.8263 | 97500.1701 | 99637.8123 | 108633.1041 | 113678.3139 | 112712.4391 | 123995.4028
Option 4 SG | NSW |  | 12h | 0 | 0 | 45.4439 | 1578.8709 | 1679.3175 | 1608.2474 | 1551.9831 | 1587.9235 | 1796.9638 | 1750.8823 | 1702.8159 | 1634.0047 | 1775.9845 | 1810.8165 | 1782.8185 | 1623.4809 | 1453.2272 | 1503.1692 | 1624.2613 | 1508.927 | 1540.9415 | 1627.3485 | 1619.592 | 1657.0571
Option 4 SG | NSW |  | 1h | 73.5155 | 198.2235 | 133.5658 | 138.6796 | 140.9627 | 142.0774 | 135.036 | 137.765 | 146.3911 | 140.8969 | 142.1367 | 140.4958 | 143.062 | 146.1008 | 144.5415 | 140.1408 | 132.9623 | 120.963 | 124.8989 | 120.7381 | 113.2427 | 120.1929 | 114.1738 | 113.9785
Option 4 SG | NSW |  | 2h | 260.516 | 531.4231 | 561.1511 | 729.9294 | 1039.4773 | 1037.8733 | 1008.7883 | 982.508 | 1043.2537 | 1020.0904 | 976.6356 | 907.1425 | 997.5294 | 1042.137 | 985.7642 | 880.4154 | 774.7993 | 820.158 | 875.9786 | 847.5529 | 828.7096 | 793.627 | 775.7524 | 795.1555
Option 4 SG | NSW |  | 4h | 1103.6783 | 2392.2317 | 3643.3272 | 5969.1468 | 6055.1249 | 6123.1557 | 5848.6677 | 6298.2876 | 6416.8315 | 6282.8919 | 6068.646 | 5854.4872 | 6193.6774 | 6387.7331 | 6304.1893 | 5882.9365 | 5337.7291 | 5481.6028 | 5640.4082 | 5363.1767 | 4968.2182 | 4213.7679 | 2309.2449 | 1814.0506
Option 4 SG | NSW |  | 8h | 502.6705 | 1084.2264 | 1599.2059 | 2723.6559 | 2851.4442 | 2722.5695 | 2616.6829 | 4102.9136 | 4382.5584 | 4244.2605 | 4046.9038 | 3767.2702 | 4194.6605 | 4464.4194 | 4314.211 | 3766.8205 | 3260.0123 | 3495.1037 | 3732.5512 | 3606.9921 | 2848.8941 | 2626.5281 | 2467.9422 | 3621.3812
Option 4 SG | NSW |  | Black Coal | 32632.3443 | 27085.2721 | 12030.2832 | 5799.0324 | 2650.6679 | 2649.5179 | 3756.6016 | 3277.9037 | 5219.6694 | 5378.5106 | 6219.5382 | 6542.6213 | 6140.8381 | 6303.1306 | 0 | 0 | 0 | 0 | 0 | 0 | 0 | 0 | 0 | 0
Option 4 SG | NSW |  | CCGT | 525.6 | 484.1389 | 525.6 | 175.2 | 408.3666 | 276.2327 | 755.889 | 365.3415 | 513.6068 | 685.9031 | 1242.6748 | 1109.0873 | 1245.4239 | 1621.9549 | 2013.9015 | 1953.1635 | 1891.5895 | 645.7051 | 698.3414 | 812.1886 | 740.2787 | 723.3564 | 879.2383 | 796.08
Option 4 SG | NSW |  | CST | 0 | 0 | 0 | 0 | 0 | 0 | 0 | 0 | 0 | 0 | 0 | 0 | 0 | 0 | 0 | 0 | 0 | 0 | 0 | 0 | 0 | 0 | 0 | 0
Option 4 SG | NSW |  | Coordinated CER | 59.1875 | 78.9637 | 85.471 | 102.8822 | 139.8106 | 169.6575 | 217.8629 | 277.3957 | 326.8131 | 401.1487 | 444.5318 | 462.4098 | 585.1794 | 709.8612 | 770.2563 | 748.5306 | 685.4932 | 832.2967 | 1010.8628 | 1174.7279 | 1434.0911 | 1861.8385 | 2138.9206 | 2568.7068
Option 4 SG | NSW |  | DSP | 0 | 1.7775e-08 | 0 | 0 | 0 | 0 | 1.1188e-07 | 1.4075e-07 | 1.9152e-07 | 2.4612e-07 | 5.468e-07 | 5.8449e-07 | 0.5365 | 0.06875 | 0.5955 | 0.46949 | 0.42275 | 0.020001 | 0.448 | 0.14026 | 0.51439 | 0.065128 | 0.72151 | 0.124
Option 4 SG | NSW |  | Distributed PV | 11017.8125 | 12049.5553 | 13703.6713 | 14548.0441 | 14674.8818 | 15437.0407 | 15426.738 | 16714.4656 | 16796.5151 | 16768.8075 | 16053.8148 | 15636.1343 | 16784.3361 | 18144.557 | 18606.7112 | 17671.5672 | 16061.4375 | 16870.6317 | 18681.0665 | 19697.2669 | 19976.0135 | 21321.9997 | 21830.0247 | 24185.1607
Option 4 SG | NSW |  | Hydro | 3989.9873 | 4062.1952 | 2641.2185 | 2823.1065 | 2158.4967 | 2017.2743 | 1785.063 | 1398.5118 | 2694.0559 | 2916.3331 | 3499.116 | 4452.017 | 2540.3373 | 2946.7749 | 2981.6158 | 1586.5596 | 3989.3405 | 3372.5123 | 2757.8623 | 2565.0311 | 2553.6397 | 2996.8057 | 3404.6771 | 2693.6482
Option 4 SG | NSW |  | OCGT | 8.3025 | 11.1683 | 66.2551 | 18.1687 | 68.461 | 48.4986 | 316.5909 | 72.0155 | 143.4178 | 289.4642 | 685.0803 | 545.8965 | 635.5107 | 1455.8527 | 2782.58 | 2540.9509 | 2491.3218 | 3356.8026 | 4377.6961 | 5780.3353 | 4641.863 | 4462.5174 | 6487.0027 | 5184.8893
Option 4 SG | NSW |  | Offshore Wind | 0 | 0 | 0 | 0 | 0 | 0 | 0 | 0 | 0 | 0 | 0 | 0 | 0 | 0 | 0 | 0 | 0 | 0 | 0 | 0 | 0 | 0 | 0 | 1.6724e-07
Option 4 SG | NSW |  | PHES | 207.081 | 183.8274 | 2088.6989 | 4426.0098 | 5354.0018 | 4953.3326 | 4906.0033 | 4573.0636 | 5040.6123 | 5171.5518 | 4961.5449 | 5044.998 | 5159.0186 | 5435.6263 | 5298.5894 | 4917.1647 | 5216.1133 | 4906.8747 | 5042.6059 | 4807.4755 | 5471.4506 | 5620.8908 | 5640.8282 | 5925.5349
Option 4 SG | NSW |  | Solar | 10236.2366 | 20286.4806 | 22125.5899 | 34135.6522 | 34215.2946 | 32488.0191 | 32463.2185 | 32593.07 | 37877.6263 | 36261.2069 | 35765.1331 | 34068.7394 | 36364.247 | 39205.4136 | 38040.9087 | 37869.3253 | 34337.0498 | 35153.3474 | 38059.8059 | 37825.4415 | 37879.5313 | 37248.8764 | 36039.5627 | 36834.2358
Option 4 SG | NSW |  | Wind | 7919.1638 | 8440.703 | 9879.4469 | 11836.5736 | 15498.7715 | 16435.7667 | 15518.3394 | 17354.9801 | 17773.8271 | 18299.2742 | 17637.0531 | 19732.4364 | 18586.3377 | 16275.5943 | 22125.5995 | 26096.8154 | 29541.4206 | 26877.5363 | 28793.6471 | 27387.4138 | 34348.2753 | 37214.2663 | 35897.4231 | 41947.8346
Option 4 SG | NSW | CNSW | 12h | 0 | 0 | 45.4439 | 1578.8709 | 1679.3175 | 1608.2474 | 1551.9831 | 1587.9235 | 1796.9638 | 1750.8823 | 1702.8159 | 1634.0047 | 1775.9845 | 1810.8165 | 1782.8185 | 1623.4809 | 1453.2272 | 1503.1692 | 1624.2613 | 1508.927 | 1540.9415 | 1627.3485 | 1619.592 | 1657.0571
Option 4 SG | NSW | CNSW | 2h | 39.4972 | 102.6555 | 116.1054 | 160.5711 | 171.1099 | 167.2883 | 159.701 | 164.0139 | 180.5268 | 174.3026 | 172.5736 | 168.1691 | 174.1538 | 176.9319 | 175.9773 | 171.0267 | 158.5692 | 159.9085 | 170.0873 | 150.2308 | 152.0165 | 121.4748 | 119.8974 | 123.6192
Option 4 SG | NSW | CNSW | 4h | 691.8656 | 940.484 | 637.7159 | 815.3113 | 844.3246 | 831.84 | 819.5536 | 812.9699 | 876.7796 | 863.6115 | 840.7791 | 840.2556 | 849.1551 | 858.8148 | 853.9969 | 849.1067 | 813.0334 | 795.7553 | 839.217 | 814.8005 | 505.5336 | 509.1774 | 509.7071 | 517.8846
Option 4 SG | NSW | CNSW | 8h | 0 | 72.0966 | 84.1038 | 112.5824 | 120.1934 | 117.0256 | 114.6953 | 117.0515 | 124.5946 | 122.8095 | 119.3293 | 116.0125 | 121.6274 | 123.4909 | 121.7433 | 118.7045 | 111.3389 | 112.6221 | 118.5662 | 113.5436 | 113.3643 | 0.00010345 | 8.5905e-05 | 9.4014
Option 4 SG | NSW | CNSW | Black Coal | 22550.6253 | 17013.5377 | 8873.5296 | 2642.2788 | 2650.6679 | 2649.5179 | 3756.6016 | 3277.9037 | 5219.6694 | 5378.5106 | 6219.5382 | 6542.6213 | 6140.8381 | 6303.1306 | 0 | 0 | 0 | 0 | 0 | 0 | 0 | 0 | 0 | 0
Option 4 SG | NSW | CNSW | CST | 0 | 0 | 0 | 0 | 0 | 0 | 0 | 0 | 0 | 0 | 0 | 0 | 0 | 0 | 0 | 0 | 0 | 0 | 0 | 0 | 0 | 0 | 0 | 0
Option 4 SG | NSW | CNSW | Coordinated CER | 5.5565 | 7.4315 | 8.2272 | 9.0249 | 14.8728 | 17.3589 | 20.6621 | 25.0641 | 27.958 | 33.2409 | 37.2039 | 39.3958 | 48.1007 | 58.0421 | 63.4063 | 64.1972 | 59.1817 | 71.0842 | 87.2092 | 100.3021 | 116.4967 | 141.5086 | 159.0934 | 193.5133
Option 4 SG | NSW | CNSW | Distributed PV | 823.422 | 901.183 | 1029.5482 | 1095.4415 | 1097.5075 | 1151.1922 | 1154.9304 | 1251.9301 | 1301.7895 | 1296.3115 | 1238.3521 | 1198.5797 | 1290.0282 | 1413.0995 | 1398.8539 | 1329.6508 | 1204.7365 | 1266.943 | 1409.2045 | 1488.5608 | 1499.4478 | 1591.9008 | 1627.6267 | 1804.3039
Option 4 SG | NSW | CNSW | OCGT | 0 | 0 | 0 | 0 | 0 | 0 | 3.1984e-07 | 1.2104e-07 | 3.9974e-07 | 6.7209e-07 | 2.0995e-06 | 2.8293e-06 | 5.2358e-06 | 1.2141e-05 | 1.7232e-05 | 1.5276e-05 | 1.3484e-05 | 1.9506e-05 | 2.8671e-05 | 3.7075e-05 | 2.8498e-05 | 2.6529e-05 | 6.4557e-05 | 5.4452e-05
Option 4 SG | NSW | CNSW | PHES | 207.081 | 183.8274 | 275.6295 | 418.3086 | 422.1534 | 439.816 | 417.547 | 442.6972 | 402.7041 | 425.9289 | 406.8393 | 386.1376 | 452.1818 | 428.6489 | 454.2603 | 398.9417 | 372.1128 | 390.0601 | 403.6816 | 392.0899 | 404.7774 | 455.9639 | 483.4772 | 517.0157
Option 4 SG | NSW | CNSW | Solar | 4003.7865 | 7127.8774 | 8103.197 | 21773.3631 | 22401.5536 | 22728.7208 | 22510.7436 | 23594.853 | 24762.7138 | 24098.7371 | 23196.5072 | 22012.5929 | 23908.5857 | 25255.6782 | 24380.4181 | 24489.663 | 21170.5027 | 22148.0094 | 24670.2824 | 24435.0291 | 23970.8007 | 24109.6135 | 23384.3909 | 24694.9203
Option 4 SG | NSW | CNSW | Wind | 1397.6434 | 1640.4029 | 2749.3576 | 4652.2483 | 7980.4329 | 7816.9765 | 7609.0664 | 8218.5071 | 8011.7682 | 8499.2845 | 8224.5354 | 8509.7293 | 8174.1022 | 7345.2775 | 12853.6586 | 15405.4783 | 17483.3463 | 16097.2307 | 17477.0225 | 16816.4535 | 22924.5949 | 22791.6699 | 21936.4769 | 25688.2909
Option 4 SG | NSW | NNSW | 1h | 60.5568 | 163.2352 | 119.7418 | 123.5496 | 125.2375 | 127.9322 | 121.3162 | 124.9518 | 130.1622 | 125.1741 | 126.5501 | 125.5443 | 127.1471 | 130.1682 | 128.8532 | 125.1014 | 118.8062 | 120.963 | 124.8989 | 120.7381 | 113.2426 | 120.1929 | 114.1738 | 113.9785
Option 4 SG | NSW | NNSW | 2h | 31.15 | 138.2126 | 214.6213 | 230.3114 | 235.9097 | 241.918 | 231.8349 | 240.4519 | 256.7745 | 242.7144 | 249.3649 | 240.1137 | 247.9468 | 258.0851 | 254.9088 | 246.2821 | 227.1356 | 231.894 | 240.7012 | 232.7849 | 218.5748 | 146.9871 | 140.2237 | 140.7387
Option 4 SG | NSW | NNSW | 8h | 399.4906 | 696.3803 | 845.7913 | 927.3895 | 975.6673 | 972.1507 | 927.7683 | 946.2277 | 992.8836 | 962.3565 | 961.4758 | 952.5289 | 979.2812 | 1006.952 | 986.9765 | 967.9976 | 927.7079 | 945.8427 | 963.1338 | 924.0206 | 259.7348 | 0.00011853 | 7.5007e-05 | 0.00014245
Option 4 SG | NSW | NNSW | CST | 0 | 0 | 0 | 0 | 0 | 0 | 0 | 0 | 0 | 0 | 0 | 0 | 0 | 0 | 0 | 0 | 0 | 0 | 0 | 0 | 0 | 0 | 0 | 0
Option 4 SG | NSW | NNSW | Coordinated CER | 9.4716 | 11.9113 | 13.6042 | 16.5701 | 19.8588 | 23.4462 | 26.4319 | 33.49 | 39.3458 | 45.6063 | 51.4163 | 57.997 | 71.0611 | 82.1326 | 93.7199 | 90.3195 | 90.2816 | 109.226 | 131.2411 | 147.0214 | 177.2704 | 208.2767 | 230.0321 | 271.3116
Option 4 SG | NSW | NNSW | Distributed PV | 1601.085 | 1734.851 | 1961.6215 | 2087.3047 | 2095.1154 | 2200.6421 | 2212.378 | 2393.1952 | 2401.4445 | 2419.5771 | 2306.9957 | 2248.7 | 2417.3554 | 2589.5865 | 2656.7908 | 2504.4088 | 2291.7346 | 2384.409 | 2622.6939 | 2775.786 | 2806.607 | 2985.8757 | 3059.6589 | 3382.6103
Option 4 SG | NSW | NNSW | PHES | 0 | 0 | 0 | 0 | 0 | 0 | 0 | 0 | 0 | 1.292e-07 | 2.8149e-07 | 7.2219e-07 | 9.6212e-07 | 7.8269e-07 | 9.0187e-07 | 3.3725e-07 | 3.4564e-07 | 4.1043e-07 | 3.0538e-07 | 3.2319e-07 | 8.1828e-07 | 1.1222e-06 | 2.5699e-06 | 5.074e-06
Option 4 SG | NSW | NNSW | Solar | 1540.0641 | 2214.7587 | 2475.8446 | 2111.1758 | 2073.027 | 1956.4259 | 2359.2039 | 2301.9361 | 2632.3884 | 2428.9024 | 2612.8999 | 2512.5576 | 2858.1783 | 2826.5874 | 2779.8801 | 3012.7599 | 2668.1052 | 2597.1807 | 2736.4191 | 2609.9276 | 2440.3641 | 2322.6821 | 2073.2273 | 1849.9592
Option 4 SG | NSW | NNSW | Wind | 1241.8982 | 1202.6126 | 1092.616 | 1003.6996 | 1369.8523 | 1473.944 | 1551.8314 | 1636.3741 | 1822.6639 | 1642.4194 | 1761.8425 | 3165.9237 | 2534.3697 | 2241.823 | 2397.2933 | 3854.4456 | 5092.2049 | 4113.4259 | 4166.8418 | 3924.1366 | 5480.6204 | 6007.2122 | 6244.2855 | 7326.967
Option 4 SG | NSW | SNSW | 1h | 12.9587 | 34.9883 | 13.824 | 15.13 | 15.7251 | 14.1452 | 13.7198 | 12.8131 | 16.2289 | 15.7228 | 15.5865 | 14.9515 | 15.9149 | 15.9326 | 15.6883 | 15.0394 | 14.1561 | 0 | 0 | 0 | 0 | 0 | 0 | 0
Option 4 SG | NSW | SNSW | 2h | 79.2141 | 200.642 | 145.2248 | 157.1166 | 168.0732 | 147.6506 | 145.7374 | 131.9825 | 166.0209 | 160.3035 | 157.8876 | 147.8925 | 158.1165 | 162.5274 | 161.5206 | 152.6882 | 138.7658 | 140.0442 | 152.6168 | 140.7708 | 142.7249 | 146.5344 | 88.7953 | 89.4613
Option 4 SG | NSW | SNSW | 4h | 0 | 0 | 0 | 0 | 59.8254 | 206.1759 | 204.8638 | 173.478 | 261.1415 | 255.6326 | 250.8495 | 241.7122 | 249.4522 | 262.0857 | 256.4146 | 236.1475 | 225.7226 | 224.297 | 237.3138 | 221.534 | 220.9694 | 226.6011 | 221.7661 | 222.0023
Option 4 SG | NSW | SNSW | 8h | 103.1799 | 315.7495 | 422.0673 | 602.8528 | 631.1846 | 504.8457 | 473.0376 | 408.9093 | 624.8532 | 638.549 | 595.2804 | 546.9162 | 585.1089 | 636.2317 | 614.4526 | 508.716 | 456.0233 | 457.6307 | 492.9333 | 443.8483 | 340.6279 | 190.4258 | 194.1982 | 194.4218
Option 4 SG | NSW | SNSW | CST | 0 | 0 | 0 | 0 | 0 | 0 | 0 | 0 | 0 | 0 | 0 | 0 | 0 | 0 | 0 | 0 | 0 | 0 | 0 | 0 | 0 | 0 | 0 | 0
Option 4 SG | NSW | SNSW | Coordinated CER | 7.9111 | 17.5203 | 11.8253 | 13.478 | 24.108 | 29.4654 | 35.0775 | 43.5177 | 50.8117 | 62.8013 | 68.9318 | 72.118 | 94.5696 | 112.3416 | 123.5953 | 125.9418 | 117.8806 | 144.2759 | 174.7441 | 199.513 | 214.9146 | 265.8315 | 301.6085 | 355.9
Option 4 SG | NSW | SNSW | Distributed PV | 1903.669 | 2067.4398 | 2319.0541 | 2437.0126 | 2529.7607 | 2647.7035 | 2587.0353 | 2848.4488 | 2845.6937 | 2819.0894 | 2723.4203 | 2647.117 | 2842.3212 | 3066.0982 | 3162.8958 | 3041.3355 | 2734.5342 | 2877.131 | 3179.8462 | 3324.8773 | 3425.8128 | 3619.9482 | 3660.3897 | 4051.6542
Option 4 SG | NSW | SNSW | Hydro | 3989.9873 | 4062.1952 | 2641.2185 | 2823.1065 | 2158.4967 | 2017.2743 | 1785.063 | 1398.5118 | 2694.0559 | 2916.3331 | 3499.116 | 4452.017 | 2540.3373 | 2946.7749 | 2981.6158 | 1586.5596 | 3989.3405 | 3372.5123 | 2757.8623 | 2565.0311 | 2553.6397 | 2996.8057 | 3404.6771 | 2693.6482
Option 4 SG | NSW | SNSW | OCGT | 0 | 0 | 0 | 0 | 5.85e-10 | 0 | 3.5985e-08 | 1.6195e-07 | 1.2053e-07 | 1.8291e-07 | 45.3458 | 44.1735 | 118.4206 | 291.4937 | 368.5251 | 458.1077 | 221.0537 | 74.6006 | 0 | 0 | 0 | 0 | 0 | 0
Option 4 SG | NSW | SNSW | PHES | 0 | 0 | 1813.0694 | 4007.7012 | 4931.8484 | 4513.5166 | 4488.4563 | 4130.3664 | 4637.9082 | 4745.6229 | 4554.7056 | 4658.8604 | 4706.8368 | 5006.9774 | 4844.3291 | 4518.223 | 4844.0005 | 4516.8147 | 4638.9243 | 4415.3856 | 5066.6732 | 5164.9269 | 5157.351 | 5408.5192
Option 4 SG | NSW | SNSW | Solar | 4692.386 | 10943.8445 | 11546.5483 | 10251.1134 | 9740.714 | 7802.8724 | 7593.271 | 6696.2809 | 10482.5241 | 9733.5674 | 9955.726 | 9543.5889 | 9597.4829 | 11123.1479 | 10880.6104 | 10152.4618 | 10224.1821 | 10126.4946 | 10347.0776 | 9402.3713 | 10004.6821 | 9266.0572 | 9062.3156 | 8698.4001
Option 4 SG | NSW | SNSW | Wind | 5279.6222 | 5597.6875 | 6037.4733 | 6180.6256 | 6148.4863 | 7144.8461 | 6357.4416 | 7500.0989 | 7939.3949 | 8157.5703 | 7650.6751 | 8056.7834 | 7670.1685 | 6511.5659 | 6683.4858 | 6650.3379 | 6769.2368 | 6485.7883 | 6952.9354 | 6460.6226 | 5756.5072 | 8231.6002 | 7523.3897 | 8738.9906
Option 4 SG | NSW | SNW | 1h | 0 | 0 | 0 | 1.0514e-06 | 3.953e-06 | 5.3071e-06 | 1.252e-05 | 1.7544e-05 | 1.2996e-05 | 1.6293e-05 | 1.5966e-05 | 1.6206e-05 | 9.4356e-06 | 7.7875e-06 | 8.3806e-06 | 8.5758e-06 | 7.8334e-06 | 9.5997e-06 | 1.267e-05 | 1.3577e-05 | 1.4427e-05 | 1.5051e-05 | 1.8143e-05 | 3.0617e-05
Option 4 SG | NSW | SNW | 2h | 110.6547 | 89.913 | 85.1996 | 181.9303 | 464.3846 | 481.0165 | 471.515 | 446.0597 | 439.9315 | 442.7699 | 396.8095 | 350.9672 | 417.3123 | 444.5926 | 393.3575 | 310.4184 | 250.3287 | 288.3112 | 312.5733 | 323.7665 | 315.3933 | 378.6306 | 426.836 | 441.3363
Option 4 SG | NSW | SNW | 4h | 411.8127 | 1451.7477 | 3005.6113 | 5153.8355 | 5150.975 | 5085.1398 | 4824.2503 | 5311.8398 | 5278.9104 | 5163.6478 | 4977.0175 | 4772.5194 | 5095.0701 | 5266.8326 | 5193.7778 | 4797.6823 | 4298.9731 | 4461.5505 | 4563.8773 | 4326.8422 | 4241.7151 | 3477.9894 | 1577.7717 | 1074.1637
Option 4 SG | NSW | SNW | 8h | 0 | 2.722e-06 | 247.2435 | 1080.8312 | 1124.3989 | 1128.5476 | 1101.1817 | 2630.725 | 2640.2271 | 2520.5456 | 2370.8183 | 2151.8126 | 2508.643 | 2697.7448 | 2591.0386 | 2171.4024 | 1764.9423 | 1979.0082 | 2157.9179 | 2125.5796 | 2135.1671 | 2436.1021 | 2273.7438 | 3417.5578
Option 4 SG | NSW | SNW | Black Coal | 10081.7191 | 10071.7344 | 3156.7536 | 3156.7536 | 0 | 0 | 0 | 0 | 0 | 0 | 0 | 0 | 0 | 0 | 0 | 0 | 0 | 0 | 0 | 0 | 0 | 0 | 0 | 0
Option 4 SG | NSW | SNW | CCGT | 525.6 | 484.1389 | 525.6 | 175.2 | 408.3666 | 276.2327 | 755.889 | 365.3415 | 513.6068 | 685.9031 | 1242.6748 | 1109.0873 | 1245.4239 | 1621.9549 | 2013.9015 | 1953.1635 | 1891.5895 | 645.7051 | 698.3414 | 812.1886 | 740.2787 | 723.3564 | 879.2383 | 796.08
Option 4 SG | NSW | SNW | Coordinated CER | 36.2483 | 42.1005 | 51.8144 | 63.8092 | 80.971 | 99.3869 | 135.6914 | 175.324 | 208.6976 | 259.5002 | 286.9799 | 292.899 | 371.448 | 457.3449 | 489.5348 | 468.072 | 418.1494 | 507.7106 | 617.6684 | 727.8913 | 925.4094 | 1246.2217 | 1448.1867 | 1747.9818
Option 4 SG | NSW | SNW | DSP | 0 | 1.7775e-08 | 0 | 0 | 0 | 0 | 1.1188e-07 | 1.4075e-07 | 1.9152e-07 | 2.4612e-07 | 5.468e-07 | 5.8449e-07 | 0.5365 | 0.06875 | 0.5955 | 0.46949 | 0.42275 | 0.020001 | 0.448 | 0.14026 | 0.51439 | 0.065128 | 0.72151 | 0.124
Option 4 SG | NSW | SNW | Distributed PV | 6689.6365 | 7346.0815 | 8393.4476 | 8928.2853 | 8952.4984 | 9437.5029 | 9472.3944 | 10220.8915 | 10247.5874 | 10233.8294 | 9785.0468 | 9541.7376 | 10234.6313 | 11075.7729 | 11388.1707 | 10796.1722 | 9830.4321 | 10342.1487 | 11469.322 | 12108.0428 | 12244.1459 | 13124.275 | 13482.3494 | 14946.5923
Option 4 SG | NSW | SNW | OCGT | 8.3025 | 11.1683 | 66.2551 | 18.1687 | 68.461 | 48.4986 | 316.5909 | 72.0155 | 143.4178 | 289.4642 | 639.7345 | 501.7231 | 517.0901 | 1164.359 | 2414.0549 | 2082.8432 | 2270.268 | 3282.202 | 4377.6961 | 5780.3353 | 4641.8629 | 4462.5174 | 6487.0027 | 5184.8893
Option 4 SG | NSW | SNW | Offshore Wind | 0 | 0 | 0 | 0 | 0 | 0 | 0 | 0 | 0 | 0 | 0 | 0 | 0 | 0 | 0 | 0 | 0 | 0 | 0 | 0 | 0 | 0 | 0 | 1.6724e-07
Option 4 SG | NSW | SNW | Solar | 0 | 2.7123e-06 | 2.4362e-06 | 2.4168e-06 | 5.601e-06 | 1.1038e-05 | 4.2685e-06 | 8.2899e-06 | 1.3376e-05 | 1.8504e-05 | 3.2035e-05 | 5.4504e-05 | 5.4424e-05 | 5.8987e-05 | 9.9776e-05 | 214.4406 | 274.2597 | 281.6627 | 306.0267 | 1378.1134 | 1463.6844 | 1550.5236 | 1519.629 | 1590.9563
Option 4 SG | NSW | SNW | Wind | 0 | 0 | 0 | 0 | 0 | 1.3126e-07 | 0 | 4.9e-07 | 1.9725e-06 | 6.3976e-06 | 1.5544e-05 | 2.9878e-05 | 207.6974 | 176.928 | 191.1618 | 186.5537 | 196.6327 | 181.0915 | 196.8473 | 186.2011 | 186.5528 | 183.784 | 193.271 | 193.5861
Option 4 SG | QLD |  | 1h | 91.2799 | 127.5937 | 212.935 | 247.744 | 300.5834 | 310.7494 | 308.4668 | 291.574 | 302.3581 | 295.2313 | 296.5591 | 295.2316 | 305.7949 | 317.1559 | 318.2345 | 307.052 | 290.665 | 296.9549 | 304.4157 | 305.9319 | 289.4698 | 294.6093 | 287.7809 | 163.4298
Option 4 SG | QLD |  | 2h | 1197.2397 | 1090.0995 | 1457.8926 | 1621.4963 | 1862.4709 | 1904.5005 | 1889.6769 | 1809.5382 | 1865.6624 | 1842.7583 | 1834.2468 | 1832.9702 | 1809.7291 | 1872.4368 | 1857.8106 | 1827.1421 | 1692.2427 | 1711.6744 | 1627.1657 | 1261.4088 | 1223.7555 | 1063.0963 | 884.0532 | 695.7041
Option 4 SG | QLD |  | 4h | 221.1024 | 249.5772 | 485.2521 | 634.4473 | 722.8154 | 730.4871 | 723.7986 | 702.1738 | 717.233 | 708.7159 | 709.0542 | 713.6382 | 724.8407 | 741.9319 | 742.9829 | 726.9608 | 689.6445 | 853.2933 | 1100.5211 | 1862.4188 | 2305.9002 | 3153.2963 | 3560.0401 | 3849.2452
Option 4 SG | QLD |  | 8h | 0 | 0 | 7.0106e-07 | 7.3079e-06 | 9.6068e-06 | 9.8089e-06 | 9.2843e-06 | 1.8151e-05 | 2.1657e-05 | 2.324e-05 | 2.4247e-05 | 2.5361e-05 | 2.0551e-05 | 1.6429e-05 | 1.831e-05 | 1.2725e-05 | 1.2144e-05 | 3.9102e-05 | 6.931e-05 | 7.1176e-05 | 7.9719e-05 | 9.536e-05 | 0.00012813 | 72.4266
Option 4 SG | QLD |  | Biomass | 269.1072 | 269.8445 | 246.159 | 207.764 | 219.3627 | 218.4131 | 225.218 | 214.2622 | 218.8396 | 214.9581 | 218.6162 | 228.2251 | 212.5037 | 212.3911 | 214.9568 | 207.587 | 223.5967 | 176.6568 | 178.5005 | 160.0677 | 173.6608 | 172.2849 | 162.5555 | 130.1401
Option 4 SG | QLD |  | Black Coal | 40217.9973 | 28525.6775 | 26451.5586 | 16937.945 | 18399.9445 | 17517.0089 | 18542.7243 | 15810.284 | 13737.0505 | 14642.2198 | 12955.789 | 10560.3942 | 14337.6879 | 14690.8944 | 14727.9844 | 14931.8505 | 12494.7092 | 11488.4858 | 10181.2815 | 8606.2712 | 7469.3526 | 7771.7002 | 7673.3023 | 0
Option 4 SG | QLD |  | CCGT | 1225.3471 | 1114.6946 | 1284.8009 | 1050.1035 | 126.9515 | 109.923 | 303.7791 | 121.3085 | 99.6397 | 150.6386 | 683.0435 | 847.1667 | 795.9806 | 945.4174 | 1333.4875 | 928.8278 | 1255.5588 | 1493.806 | 2020.0566 | 565.8638 | 554.6958 | 129.1691 | 175.7168 | 334.2638
Option 4 SG | QLD |  | Coordinated CER | 28.8978 | 35.7975 | 47.1558 | 59.3138 | 89.3585 | 122.1923 | 145.6267 | 193.7193 | 250.0652 | 305.3415 | 345.4753 | 411.7645 | 515.9169 | 594.3963 | 706.6572 | 566.3942 | 577.5595 | 754.3129 | 930.7489 | 1085.6469 | 1005.599 | 1345.968 | 1482.5143 | 1837.7699
Option 4 SG | QLD |  | Distributed PV | 9501.309 | 10892.183 | 11694.6875 | 12695.6225 | 13194.9415 | 13641.8533 | 14114.1039 | 14809.8911 | 15064.9317 | 15623.1418 | 14957.0668 | 14650.5214 | 15444.4557 | 16755.2177 | 17183.4566 | 16880.2328 | 14776.4377 | 16502.9623 | 17353.5272 | 18579.3373 | 19091.5994 | 19775.4674 | 20663.7109 | 21937.5377
Option 4 SG | QLD |  | H2 Reciprocating Engine | 0 | 0 | 9.68e-09 | 5.05e-10 | 4.8435e-08 | 7.4985e-08 | 1.018e-06 | 1.0773e-06 | 1.0873e-06 | 1.208e-06 | 14.6037 | 53.749 | 65.1283 | 105.8675 | 174.4504 | 73.3347 | 82.2101 | 163.5543 | 243.2059 | 273.2111 | 163.9216 | 133.5973 | 207.7695 | 248.4566
Option 4 SG | QLD |  | Hydro | 976.6747 | 858.5337 | 695.0598 | 763.6798 | 689.7929 | 567.468 | 565.877 | 664.8543 | 855.0719 | 676.9052 | 710.3262 | 828.1556 | 765.4248 | 940.0969 | 683.0547 | 758.5553 | 921.0225 | 723.6816 | 641.9575 | 634.4911 | 602.1056 | 547.2187 | 539.813 | 491.8149
Option 4 SG | QLD |  | Liquid Fuel | 0 | 0 | 0 | 0 | 0 | 0 | 0 | 0 | 0 | 0 | 0 | 0 | 5.2019 | 0 | 0 | 0 | 0 | 0 | 0 | 0 | 0 | 0 | 0 | 0
Option 4 SG | QLD |  | OCGT | 4.4735 | 8.5661 | 13.0479 | 7.2178 | 4.17e-09 | 7.891e-08 | 1.4103e-06 | 1.4326e-06 | 1.5225e-06 | 1.7652e-06 | 11.1332 | 53.6001 | 262.1931 | 286.4846 | 479.573 | 113.9112 | 186.0929 | 184.6474 | 1290.3516 | 2283.0516 | 1608.2311 | 1224.8726 | 1564.0047 | 3017.9413
Option 4 SG | QLD |  | PHES | 440.2091 | 524.6868 | 1172.4118 | 1258.1629 | 1654.9232 | 1655.089 | 1429.0597 | 1469.2288 | 1567.6853 | 1588.2691 | 1525.085 | 1598.4694 | 1715.9398 | 1721.0927 | 1759.4296 | 5003.0825 | 4723.9547 | 5358.7388 | 5481.1559 | 5296.9714 | 5020.7398 | 5551.1628 | 5428.6745 | 5653.8284
Option 4 SG | QLD |  | Solar | 8153.6281 | 12173.8136 | 14307.6233 | 14006.1652 | 13963.6072 | 14294.3332 | 14247.3746 | 14385.0488 | 14469.3281 | 14820.2789 | 13885.7992 | 13694.8678 | 14169.5995 | 13861.4284 | 13772.547 | 18312.5328 | 18856.5654 | 20949.8723 | 21642.5519 | 22283.6579 | 21652.3049 | 23903.0187 | 23923.5757 | 25665.9142
Option 4 SG | QLD |  | Wind | 8586.2836 | 9718.0509 | 11824.3343 | 12579.8744 | 12616.5596 | 12435.9825 | 12450.6116 | 13216.5122 | 15435.948 | 15148.9255 | 19450.9186 | 22426.4127 | 22872.9113 | 23359.2252 | 24134.6229 | 25144.5549 | 25362.3948 | 29133.4274 | 28930.9378 | 32594.2685 | 35854.0993 | 37502.5277 | 38464.2788 | 41413.3872
Option 4 SG | QLD | CQ | 2h | 31.7985 | 78.7978 | 110.4868 | 107.3375 | 137.6883 | 140.833 | 138.0215 | 130.0054 | 136.4667 | 130.085 | 134.892 | 135.4164 | 141.6049 | 143.3666 | 146.7989 | 140.0087 | 105.0362 | 106.5636 | 110.6562 | 108.5983 | 111.6142 | 110.1455 | 109.3439 | 103.8366
Option 4 SG | QLD | CQ | 4h | 34.4106 | 92.5952 | 140.6519 | 136.4026 | 177.1453 | 182.5082 | 178.8176 | 167.1478 | 175.2444 | 167.3528 | 172.6424 | 174.1025 | 182.7529 | 184.8168 | 190.7622 | 180.6135 | 171.0629 | 175.8763 | 183.6021 | 175.0978 | 0 | 0 | 0 | 0
Option 4 SG | QLD | CQ | 8h | 0 | 0 | 0 | 2.1983e-06 | 3.06e-06 | 3.0058e-06 | 2.7869e-06 | 6.7661e-06 | 1.0216e-05 | 1.0432e-05 | 1.0751e-05 | 1.1237e-05 | 9.576e-06 | 6.1469e-06 | 7.6662e-06 | 4.2218e-06 | 3.9936e-06 | 1.41e-05 | 2.6335e-05 | 2.7742e-05 | 3.7049e-05 | 3.7998e-05 | 5.3803e-05 | 72.4265
Option 4 SG | QLD | CQ | Black Coal | 12752.8504 | 6292.1645 | 6158.28 | 4931.88 | 4931.88 | 4945.392 | 4931.88 | 4931.88 | 4931.88 | 4945.392 | 4931.88 | 4931.88 | 6483.8049 | 6963.4586 | 7415.8426 | 7259.8113 | 8141.6815 | 7487.5779 | 6256.8484 | 4891.3924 | 3540.1466 | 3848.8709 | 3830.0812 | 0
Option 4 SG | QLD | CQ | Coordinated CER | 1.8249 | 3.1019 | 4.3406 | 5.2011 | 8.1014 | 10.5782 | 12.2989 | 16.0276 | 19.8499 | 23.6026 | 26.9637 | 33.1746 | 39.4642 | 45.5108 | 53.2179 | 46.8612 | 47.2114 | 60.0095 | 72.461 | 85.9055 | 87.8307 | 102.5417 | 119.8843 | 138.3607
Option 4 SG | QLD | CQ | Distributed PV | 883.1645 | 1015.3945 | 1094.265 | 1171.9 | 1220.47 | 1265.5985 | 1319.57 | 1425.069 | 1452.7311 | 1501.8724 | 1442.7031 | 1416.6725 | 1487.5235 | 1627.9856 | 1671.4158 | 1582.0125 | 1408.819 | 1575.6185 | 1661.7437 | 1747.8191 | 1796.7914 | 1865.3264 | 1963.9188 | 2148.0467
Option 4 SG | QLD | CQ | OCGT | 0 | 0 | 0 | 0 | 0 | 0 | 4.358e-08 | 6.903e-08 | 7.095e-08 | 6.4655e-08 | 2.7307e-07 | 3.6799e-07 | 33.1865 | 5.5645 | 9.2551 | 1.2529e-07 | 14.4735 | 1.1308 | 57.5027 | 36.1993 | 107.1491 | 47.1263 | 94.0475 | 180.8367
Option 4 SG | QLD | CQ | PHES | 0 | 0 | 0 | 0 | 0 | 0 | 0 | 0 | 0 | 6.65e-09 | 3.3546e-07 | 1.2146e-06 | 1.6052e-06 | 1.2753e-06 | 1.4335e-06 | 2.459e-07 | 2.3412e-07 | 7.3889e-07 | 3.5509e-07 | 7.5065e-07 | 1.5443e-06 | 2.0461e-06 | 2.2172e-06 | 6.8233e-06
Option 4 SG | QLD | CQ | Solar | 1718.1026 | 2333.6157 | 2494.3422 | 2081.271 | 2109.0515 | 2126.6919 | 2202.4943 | 2162.7498 | 2264.3393 | 2302.8245 | 2364.052 | 2332.3837 | 2448.0081 | 2354.5626 | 2391.5854 | 2538.3226 | 2152.1827 | 2343.61 | 2329.6386 | 2232.434 | 2224.8197 | 2299.9662 | 1454.2278 | 2567.4491
Option 4 SG | QLD | CQ | Wind | 1392.5019 | 2536.3321 | 3279.8152 | 3504.2977 | 3341.3972 | 3356.0839 | 3223.4713 | 3190.5079 | 3617.744 | 3212.5528 | 3515.7389 | 3732.2304 | 3474.4606 | 3835.9613 | 3763.7241 | 3796.834 | 3579.5786 | 4559.6101 | 4658.8024 | 6718.1435 | 6760.5015 | 6833.455 | 6542.3908 | 6023.2902
Option 4 SG | QLD | GG | 1h | 0 | 21.3982 | 66.4159 | 100.3177 | 124.768 | 125.9807 | 124.5187 | 121.466 | 123.1438 | 120.272 | 120.826 | 122.9385 | 126.6553 | 128.9974 | 130.7338 | 126.921 | 120.9745 | 121.4799 | 125.7906 | 125.3256 | 125.3899 | 124.7383 | 121.9143 | 0
Option 4 SG | QLD | GG | 4h | 0 | 0 | 8.4819e-06 | 3.3155e-05 | 3.73e-05 | 3.8429e-05 | 3.6674e-05 | 3.6397e-05 | 3.5857e-05 | 3.5506e-05 | 3.4878e-05 | 3.5255e-05 | 3.7022e-05 | 3.7692e-05 | 3.8131e-05 | 3.6671e-05 | 3.3701e-05 | 8.2163e-05 | 0.00013024 | 0.00015401 | 0.00037893 | 0.00039228 | 486.7376 | 465.2453
Option 4 SG | QLD | GG | Black Coal | 2943.36 | 2951.424 | 1959.552 | 0 | 0 | 0 | 0 | 0 | 0 | 0 | 0 | 0 | 0 | 0 | 0 | 0 | 0 | 0 | 0 | 0 | 0 | 0 | 0 | 0
Option 4 SG | QLD | GG | CCGT | 832.3139 | 841.7409 | 841.9954 | 829.8698 | 0 | 0 | 4.7395e-08 | 6.2275e-08 | 6.521e-08 | 6.0705e-08 | 1.2192 | 10.6636 | 26.6809 | 30.2852 | 57.3766 | 22.1894 | 20.4416 | 28.8266 | 84.1905 | 93.6048 | 122.8671 | 129.1691 | 175.7168 | 334.2638
Option 4 SG | QLD | GG | Coordinated CER | 0.13527 | 0.25526 | 0.36599 | 0.66783 | 1.0498 | 1.3761 | 1.6848 | 2.1444 | 2.6938 | 3.191 | 3.657 | 4.4478 | 5.262 | 6.2657 | 7.3561 | 6.6448 | 6.3186 | 8.1584 | 10.0473 | 11.4612 | 12.3704 | 15.0406 | 17.937 | 19.4591
Option 4 SG | QLD | GG | Distributed PV | 107.84 | 124.326 | 134.251 | 146.6695 | 152.918 | 158.4663 | 163.8925 | 172.0037 | 175.113 | 181.187 | 173.5685 | 169.9924 | 179.0194 | 195.4644 | 200.5879 | 197.6305 | 172.1843 | 192.572 | 202.978 | 218.2133 | 224.4509 | 232.7969 | 243.1155 | 258.3144
Option 4 SG | QLD | GG | OCGT | 0 | 0 | 0 | 0 | 0 | 0 | 0 | 0 | 0 | 0 | 2.07e-09 | 1.0816e-07 | 1.2887e-07 | 2.592e-08 | 7.907e-08 | 0 | 4.945e-08 | 7.5306e-07 | 5.441e-06 | 7.0884e-06 | 1.2308e-05 | 1.2743e-05 | 1.6429e-05 | 0.00015752
Option 4 SG | QLD | GG | Solar | 772.3376 | 889.3258 | 918.6888 | 860.3281 | 858.7267 | 901.0367 | 899.5588 | 918.3282 | 936.7067 | 964.5334 | 952.8262 | 937.1301 | 961.6955 | 961.7529 | 944.3349 | 953.9847 | 774.667 | 891.345 | 917.1295 | 948.063 | 953.553 | 975.8965 | 963.1679 | 969.1887
Option 4 SG | QLD | NQ | 2h | 0 | 36.91 | 199.6218 | 334.4751 | 378.3503 | 378.8866 | 378.9746 | 374.8994 | 377.5174 | 376.7199 | 366.6664 | 375.1313 | 371.1294 | 389.5077 | 385.0085 | 378.0291 | 342.5159 | 344.0184 | 358.6417 | 330.4163 | 352.886 | 174.4286 | 176.6442 | 0
Option 4 SG | QLD | NQ | 4h | 0 | 0 | 171.0316 | 241.5176 | 260.7624 | 261.7594 | 260.2954 | 260.2864 | 261.4942 | 260.3376 | 256.7526 | 259.1604 | 257.3545 | 267.245 | 265.1964 | 262.9395 | 244.9223 | 245.8634 | 253.6848 | 233.1176 | 245.0038 | 238.7096 | 61.5188 | 57.2859
Option 4 SG | QLD | NQ | Biomass | 269.1072 | 269.8445 | 246.159 | 207.764 | 219.3627 | 218.4131 | 225.218 | 214.2622 | 218.8396 | 214.9581 | 218.6162 | 228.2251 | 212.5037 | 212.3911 | 214.9568 | 207.587 | 223.5967 | 176.6568 | 178.5005 | 160.0677 | 173.6608 | 172.2849 | 162.5555 | 130.1401
Option 4 SG | QLD | NQ | CCGT | 17.2596 | 13.7519 | 28.5881 | 8.9037 | 8.9037 | 8.9281 | 8.9037 | 8.9037 | 8.9037 | 8.9281 | 40.9898 | 110.64 | 126.6639 | 165.0547 | 246.9986 | 135.5587 | 200.6446 | 218.9998 | 404.4484 | 472.259 | 431.8286 | 0 | 0 | 0
Option 4 SG | QLD | NQ | Coordinated CER | 4.3372 | 5.5778 | 7.2946 | 9.4224 | 12.9901 | 16.9655 | 20.0567 | 26.2246 | 32.7204 | 39.117 | 45.5418 | 53.7481 | 63.6261 | 73.998 | 85.8548 | 79.941 | 72.7034 | 86.8774 | 110.089 | 128.0014 | 143.1741 | 167.5535 | 222.7372 | 245.7286
Option 4 SG | QLD | NQ | Distributed PV | 1439.5615 | 1653.838 | 1771.0605 | 1921.616 | 2005.711 | 2072.812 | 2135.7245 | 2241.115 | 2278.3419 | 2367.667 | 2265.0538 | 2224.643 | 2339.2356 | 2535.3946 | 2602.5805 | 2573.1131 | 2246.0361 | 2515.6475 | 2634.6768 | 2817.2958 | 2910.4817 | 3011.3444 | 3129.2294 | 3321.5129
Option 4 SG | QLD | NQ | Hydro | 976.6747 | 858.5337 | 695.0598 | 763.6798 | 689.7929 | 567.468 | 565.877 | 664.8543 | 855.0719 | 676.9052 | 710.3262 | 828.1556 | 765.4248 | 940.0969 | 683.0547 | 758.5553 | 921.0225 | 723.6816 | 641.9575 | 634.4911 | 602.1056 | 547.2187 | 539.813 | 491.8149
Option 4 SG | QLD | NQ | Liquid Fuel | 0 | 0 | 0 | 0 | 0 | 0 | 0 | 0 | 0 | 0 | 0 | 0 | 5.2019 | 0 | 0 | 0 | 0 | 0 | 0 | 0 | 0 | 0 | 0 | 0
Option 4 SG | QLD | NQ | PHES | 288.0691 | 379.1847 | 587.7756 | 623.7517 | 777.4168 | 781.2492 | 726.2279 | 712.6203 | 748.5765 | 758.0644 | 732.0329 | 740.7237 | 786.8889 | 785.3645 | 796.7819 | 778.8986 | 643.0287 | 658.9071 | 700.2521 | 663.0321 | 714.7775 | 715.8073 | 712.1902 | 653.4694
Option 4 SG | QLD | NQ | Solar | 1517.6907 | 2023.9678 | 3238.6246 | 3112.9212 | 3179.4335 | 3349.5457 | 3236.5521 | 3220.1727 | 3105.6324 | 3259.8884 | 3057.0983 | 3161.3737 | 3154.1121 | 2901.71 | 2940.7927 | 3130.1702 | 2646.0751 | 2779.2642 | 2904.0067 | 2651.3579 | 2658.3339 | 2572.9128 | 2087.3189 | 1911.6171
Option 4 SG | QLD | NQ | Wind | 940.2598 | 974.8654 | 2179.2634 | 2833.7353 | 2820.8219 | 2655.6917 | 3119.433 | 3758.5115 | 4987.594 | 4972.9701 | 5015.7894 | 4776.5681 | 5817.7402 | 6698.1146 | 7021.3719 | 7641.2187 | 8799.7736 | 11167.6769 | 11725.6169 | 12987.3249 | 12593.6615 | 12368.3001 | 14302.5537 | 15882.0805
Option 4 SG | QLD | SQ | 1h | 91.2799 | 106.1955 | 146.5191 | 147.4263 | 175.8154 | 184.7687 | 183.948 | 170.108 | 179.2142 | 174.9594 | 175.7331 | 172.2931 | 179.1396 | 188.1584 | 187.5007 | 180.1311 | 169.6905 | 175.475 | 178.6251 | 180.6063 | 164.0798 | 169.871 | 165.8665 | 163.4298
Option 4 SG | QLD | SQ | 2h | 1165.4412 | 974.3916 | 1147.7839 | 1179.6837 | 1346.4323 | 1384.7808 | 1372.6808 | 1304.6333 | 1351.6784 | 1335.9535 | 1332.6884 | 1322.4225 | 1296.9947 | 1339.5625 | 1326.0031 | 1309.1042 | 1244.6906 | 1261.0924 | 1157.8679 | 822.3943 | 759.2554 | 778.5222 | 598.0651 | 591.8675
Option 4 SG | QLD | SQ | 4h | 186.6918 | 156.9821 | 173.5685 | 256.527 | 284.9077 | 286.2195 | 284.6855 | 274.7396 | 280.4943 | 281.0256 | 279.6591 | 280.3752 | 284.7332 | 289.8702 | 287.0242 | 283.4077 | 273.6592 | 431.5535 | 663.2341 | 1454.2033 | 2060.896 | 2914.5863 | 3011.7837 | 3326.7139
Option 4 SG | QLD | SQ | 8h | 0 | 0 | 7.0106e-07 | 5.1095e-06 | 6.5468e-06 | 6.8032e-06 | 6.4974e-06 | 1.1385e-05 | 1.1441e-05 | 1.2808e-05 | 1.3496e-05 | 1.4124e-05 | 1.0975e-05 | 1.0282e-05 | 1.0644e-05 | 8.5033e-06 | 8.1501e-06 | 2.5002e-05 | 4.2975e-05 | 4.3434e-05 | 4.2671e-05 | 5.7362e-05 | 7.4328e-05 | 0.00014419
Option 4 SG | QLD | SQ | Black Coal | 24521.7869 | 19282.089 | 18333.7266 | 12006.065 | 13468.0645 | 12571.6169 | 13610.8443 | 10878.4041 | 8805.1705 | 9696.8278 | 8023.909 | 5628.5142 | 7853.8831 | 7727.4358 | 7312.1417 | 7672.0392 | 4353.0276 | 4000.9079 | 3924.433 | 3714.8788 | 3929.206 | 3922.8293 | 3843.2211 | 0
Option 4 SG | QLD | SQ | CCGT | 375.7735 | 259.2018 | 414.2174 | 211.33 | 118.0478 | 100.995 | 294.8755 | 112.4048 | 90.7361 | 141.7106 | 640.8345 | 725.8632 | 642.6357 | 750.0775 | 1029.1124 | 771.0797 | 1034.4726 | 1245.9796 | 1531.4177 | 0 | 0 | 0 | 0 | 0
Option 4 SG | QLD | SQ | Coordinated CER | 22.6004 | 26.8626 | 35.1546 | 44.0224 | 67.2171 | 93.2724 | 111.5862 | 149.3227 | 194.801 | 239.4309 | 269.3128 | 320.394 | 407.5646 | 468.6218 | 560.2285 | 432.9472 | 451.326 | 599.2677 | 738.1516 | 860.2786 | 762.2237 | 1060.8323 | 1121.9559 | 1434.2214
Option 4 SG | QLD | SQ | Distributed PV | 7070.743 | 8098.6245 | 8695.111 | 9455.437 | 9815.8425 | 10144.9765 | 10494.917 | 10971.7035 | 11158.7457 | 11572.4155 | 11075.7414 | 10839.2136 | 11438.6773 | 12396.373 | 12708.8725 | 12527.4767 | 10949.3983 | 12219.1244 | 12854.1287 | 13796.009 | 14159.8755 | 14665.9997 | 15327.4472 | 16209.6637
Option 4 SG | QLD | SQ | H2 Reciprocating Engine | 0 | 0 | 9.68e-09 | 5.05e-10 | 4.8435e-08 | 7.4985e-08 | 1.018e-06 | 1.0773e-06 | 1.0873e-06 | 1.208e-06 | 14.6037 | 53.749 | 65.1283 | 105.8675 | 174.4504 | 73.3347 | 82.2101 | 163.5543 | 243.2059 | 273.2111 | 163.9216 | 133.5973 | 207.7695 | 248.4566
Option 4 SG | QLD | SQ | OCGT | 4.4735 | 8.5661 | 13.0479 | 7.2178 | 4.17e-09 | 7.891e-08 | 1.3667e-06 | 1.3636e-06 | 1.4515e-06 | 1.7006e-06 | 11.1332 | 53.6001 | 229.0066 | 280.9201 | 470.3179 | 113.9112 | 171.6194 | 183.5166 | 1232.8488 | 2246.8523 | 1501.0821 | 1177.7464 | 1469.9572 | 2837.1044
Option 4 SG | QLD | SQ | PHES | 152.14 | 145.5022 | 584.6362 | 634.4112 | 877.5064 | 873.8397 | 702.8318 | 756.6085 | 819.1088 | 830.2047 | 793.0522 | 857.7458 | 929.0509 | 935.7282 | 962.6478 | 4224.1839 | 4080.926 | 4699.8316 | 4780.9038 | 4633.9393 | 4305.9623 | 4835.3556 | 4716.4843 | 5000.3591
Option 4 SG | QLD | SQ | Solar | 4145.4972 | 6926.9042 | 7655.9677 | 7951.6449 | 7816.3954 | 7917.0588 | 7908.7694 | 8083.7981 | 8162.6496 | 8293.0325 | 7511.8227 | 7263.9804 | 7605.7838 | 7643.4029 | 7495.834 | 11690.0553 | 13283.6407 | 14935.6531 | 15491.7771 | 16451.8029 | 15815.5983 | 18054.2432 | 19418.861 | 20217.6593
Option 4 SG | QLD | SQ | Wind | 6253.5218 | 6206.8535 | 6365.2557 | 6241.8414 | 6454.3404 | 6424.207 | 6107.7074 | 6267.4928 | 6830.61 | 6963.4027 | 10919.3903 | 13917.6142 | 13580.7105 | 12825.1493 | 13349.5268 | 13706.5022 | 12983.0426 | 13406.1404 | 12546.5184 | 12888.8001 | 16499.9364 | 18300.7726 | 17619.3343 | 19508.0165
Option 4 SG | SA |  | 2h | 438.0649 | 2417.055 | 1141.8732 | 1022.6368 | 1033.1846 | 979.1904 | 996.6807 | 989.9445 | 1223.0928 | 1119.8683 | 1097.8273 | 1053.825 | 1071.8459 | 1217.5314 | 1204.7911 | 1006.0654 | 904.0053 | 896.1035 | 750.9859 | 690.986 | 689.481 | 131.2449 | 119.6175 | 42.5964
Option 4 SG | SA |  | 4h | 0 | 368.8961 | 204.1228 | 174.2357 | 169.1207 | 163.3895 | 175.5153 | 159.4596 | 204.3324 | 192.2043 | 188.4281 | 182.1402 | 188.3894 | 205.0985 | 203.0829 | 176.5382 | 166.1129 | 180.8765 | 176.5425 | 169.3321 | 181.6997 | 0.0001532 | 0.00014197 | 350.9211
Option 4 SG | SA |  | 8h | 0 | 0 | 598.9034 | 547.1651 | 553.5847 | 532.5027 | 528.9087 | 520.9569 | 621.1073 | 953.2726 | 952.8201 | 929.5619 | 964.3393 | 1044.9075 | 1032.3926 | 936.4249 | 893.5948 | 890.1971 | 851.6326 | 780.366 | 838.489 | 977.2595 | 484.3607 | 460.0605
Option 4 SG | SA |  | CCGT | 814.3925 | 705.9997 | 695.106 | 231.702 | 482.4842 | 172.5269 | 565.8358 | 239.0721 | 333.6062 | 459.2219 | 823.0504 | 0 | 0 | 0 | 0 | 0 | 0 | 0 | 0 | 0 | 0 | 0 | 0 | 0
Option 4 SG | SA |  | Coordinated CER | 45.7784 | 106.7231 | 65.6356 | 56.8951 | 64.7034 | 79.2033 | 89.6701 | 104.6056 | 117.8081 | 134.8911 | 145.4223 | 159.94 | 195.6736 | 215.3944 | 242.2638 | 243.7311 | 233.3572 | 279.2196 | 297.4227 | 356.6668 | 372.9891 | 462.2338 | 533.4947 | 596
Option 4 SG | SA |  | Distributed PV | 3823.9655 | 4186.5535 | 4500.0093 | 4443.1192 | 4922.2806 | 5099.1068 | 5188.2287 | 5278.0784 | 5656.8067 | 5778.1637 | 5468.8005 | 5705.5599 | 5629.3224 | 6103.6159 | 5844.7179 | 5829.6799 | 5381.2929 | 5810.7244 | 6088.4584 | 5951.0868 | 6354.0958 | 6594.9823 | 6771.5283 | 6980.6737
Option 4 SG | SA |  | Liquid Fuel | 30.2083 | 4.206e-06 | 0 | 1.433e-05 | 42.5202 | 17.5236 | 63.1269 | 20.024 | 33.3722 | 55.967 | 93.5642 | 97.2115 | 91.574 | 189.4952 | 243.7342 | 265.6275 | 192.443 | 177.8498 | 225.7546 | 291.622 | 24.4163 | 8.2099 | 24.9888 | 11.3711
Option 4 SG | SA |  | OCGT | 169.1943 | 7.2765 | 3.468e-08 | 56.4188 | 301.8952 | 118.0186 | 340.1312 | 147.6376 | 202.8765 | 351.4277 | 613.2759 | 553.1449 | 554.1654 | 1109.2416 | 1319.7221 | 1300.9271 | 1038.6039 | 1070.1256 | 766.3326 | 754.2586 | 1117.5915 | 1081.7684 | 2274.1785 | 1341.6981
Option 4 SG | SA |  | Solar | 1193.5751 | 3298.3194 | 3304.5207 | 3148.366 | 3068.8358 | 3451.5942 | 3205.2366 | 3390.9539 | 3420.9857 | 3597.4545 | 3513.0416 | 3959.4516 | 3998.1445 | 4110.6506 | 4225.5727 | 3770.1365 | 3558.8122 | 3793.4077 | 3270.6202 | 3183.1413 | 3058.1583 | 2531.6684 | 2228.2499 | 2636.0009
Option 4 SG | SA |  | Wind | 7947.6581 | 8311.5236 | 7437.8856 | 8261.338 | 7405.5686 | 8190.6937 | 7225.1071 | 7867.5652 | 7973.3148 | 7337.1561 | 6476.1526 | 7406.5629 | 6968.4213 | 5420.4915 | 5899.4257 | 6321.1198 | 6297.3828 | 7142.3862 | 9004.3333 | 9258.7555 | 9461.9188 | 10352.5826 | 8662.8325 | 10587.4766
Option 4 SG | SA | CSA | 2h | 407.258 | 1995.103 | 943.8789 | 846.807 | 851.5829 | 802.9064 | 821.8041 | 814.5862 | 1031.4399 | 950.6252 | 934.4294 | 892.8808 | 910.7966 | 1032.9581 | 1022.5658 | 845.1834 | 755.1523 | 741.0139 | 607.3754 | 562.2926 | 561.9799 | 109.1551 | 119.6174 | 42.5963
Option 4 SG | SA | CSA | 4h | 0 | 157.0313 | 75.7801 | 67.2488 | 67.9776 | 64.0253 | 66.0489 | 60.4005 | 79.183 | 75.4405 | 74.2114 | 69.7303 | 75.3101 | 82.2993 | 80.8042 | 68.4504 | 65.475 | 69.3614 | 66.8253 | 59.7919 | 65.0697 | 0.0001532 | 0.00014197 | 350.9211
Option 4 SG | SA | CSA | 8h | 0 | 0 | 598.9033 | 547.1649 | 553.5846 | 532.5025 | 528.9085 | 520.9567 | 621.1071 | 597.1436 | 595.2187 | 574.6615 | 597.4406 | 651.3891 | 644.7415 | 581.6797 | 544.3143 | 543.1019 | 524.8959 | 473.8416 | 531.6909 | 536.7813 | 4.3983e-05 | 0.00017498
Option 4 SG | SA | CSA | CCGT | 814.3925 | 705.9997 | 695.106 | 231.702 | 482.4842 | 172.5269 | 565.8358 | 239.0721 | 333.6062 | 459.2219 | 823.0504 | 0 | 0 | 0 | 0 | 0 | 0 | 0 | 0 | 0 | 0 | 0 | 0 | 0
Option 4 SG | SA | CSA | Coordinated CER | 41.4673 | 96.1564 | 59.2309 | 51.0822 | 58.0931 | 71.3688 | 80.838 | 94.6083 | 106.5525 | 122.1366 | 131.6651 | 144.7946 | 177.5593 | 195.4043 | 219.8505 | 221.1115 | 211.1876 | 253.3076 | 269.8204 | 324.2695 | 339.0485 | 421.5932 | 486.5911 | 544.1638
Option 4 SG | SA | CSA | Distributed PV | 3517.312 | 3854.3058 | 4129.499 | 4070.5975 | 4427.4895 | 4588.7116 | 4659.2295 | 4733.7816 | 5067.5043 | 5176.238 | 4888.2015 | 5087.691 | 5007.2765 | 5440.872 | 5203.317 | 5182.3165 | 4782.9215 | 5158.026 | 5403.345 | 5274.5634 | 5628.7389 | 5848.3684 | 5997.0899 | 6179.8274
Option 4 SG | SA | CSA | Liquid Fuel | 30.2083 | 4.206e-06 | 0 | 1.433e-05 | 42.5202 | 17.5236 | 63.1269 | 20.024 | 33.3722 | 55.967 | 93.5642 | 97.2115 | 91.574 | 189.4952 | 243.7342 | 265.6275 | 192.443 | 177.8498 | 225.7546 | 291.622 | 24.4163 | 8.2099 | 24.9888 | 11.3711
Option 4 SG | SA | CSA | OCGT | 169.1943 | 7.2765 | 3.468e-08 | 56.4188 | 301.8952 | 118.0186 | 340.1312 | 147.6376 | 202.8765 | 351.4277 | 613.2759 | 553.1449 | 554.1654 | 1109.2416 | 1319.7221 | 1300.9271 | 1038.6039 | 1070.1256 | 766.3326 | 754.2586 | 1117.5915 | 1081.7684 | 2274.1785 | 1341.6981
Option 4 SG | SA | CSA | Solar | 136.677 | 1004.0302 | 1272.7056 | 1365.4408 | 1251.589 | 1343.5686 | 1256.9793 | 1383.4115 | 1407.3207 | 1413.1598 | 1349.2591 | 1428.7615 | 1435.0733 | 1331.4163 | 1402.6474 | 1283.2072 | 1244.5737 | 1347.4035 | 1334.8094 | 1392.9369 | 1241.1523 | 1173.887 | 1066.9931 | 1278.8747
Option 4 SG | SA | CSA | Wind | 5395.6896 | 5689.4134 | 5229.0604 | 6013.1682 | 5564.6212 | 6339.0678 | 5538.7875 | 6098.3135 | 6093.2994 | 5784.4559 | 4897.4721 | 5607.8528 | 5568.3742 | 4120.7999 | 4625.1668 | 5050.7864 | 5048.9595 | 5883.6187 | 7740.3559 | 8063.7099 | 7267.3278 | 6925.7017 | 5574.8678 | 6397.9912
Option 4 SG | SA | NSA | 2h | 2.7202 | 364.0452 | 162.0312 | 145.2195 | 152.1387 | 146.795 | 142.6426 | 145.9416 | 169.3765 | 148.1918 | 142.9196 | 141.1035 | 140.7536 | 162.6101 | 160.5393 | 140.7742 | 130.0463 | 134.4813 | 123.7016 | 108.6697 | 105.7665 | 6.8876e-05 | 6.7539e-05 | 7.1658e-05
Option 4 SG | SA | NSA | 8h | 0 | 0 | 0.00016517 | 0.00016121 | 0.00016717 | 0.0001519 | 0.00014838 | 0.00014866 | 0.00018432 | 356.129 | 357.6014 | 354.9004 | 366.8987 | 393.5184 | 387.6511 | 354.7452 | 349.2805 | 347.0952 | 326.7367 | 306.5244 | 306.7981 | 440.4783 | 484.3607 | 460.0604
Option 4 SG | SA | NSA | Coordinated CER | 2.3545 | 5.6452 | 3.279 | 3.0621 | 3.5256 | 4.1354 | 4.6035 | 5.1855 | 5.8616 | 6.5861 | 6.9814 | 7.7944 | 9.2969 | 10.1344 | 11.4092 | 11.4144 | 11.2276 | 13.096 | 13.8407 | 16.1893 | 16.8407 | 19.7092 | 22.8398 | 25.3789
Option 4 SG | SA | NSA | Distributed PV | 144.468 | 148.524 | 172.4768 | 174.1387 | 272.6277 | 277.3093 | 290.9812 | 300.9746 | 336.1074 | 347.7132 | 335.0145 | 349.7645 | 354.801 | 381.898 | 359.081 | 362.121 | 333.7015 | 363.433 | 381.911 | 377.9409 | 406.2619 | 413.1009 | 432.8169 | 448.2779
Option 4 SG | SA | NSA | Liquid Fuel | 0 | 0 | 0 | 0 | 0 | 0 | 0 | 0 | 0 | 0 | 0 | 0 | 0 | 0 | 0 | 0 | 0 | 0 | 0 | 0 | 0 | 0 | 0 | 0
Option 4 SG | SA | NSA | Solar | 649.3198 | 1853.2235 | 1723.3831 | 1504.422 | 1546.2254 | 1702.6526 | 1629.9054 | 1709.8438 | 1716.3541 | 1897.3777 | 1889.7978 | 2058.7177 | 2106.4101 | 2286.3223 | 2327.1391 | 2102.6148 | 1965.8969 | 2067.7819 | 1546.318 | 1470.3227 | 1534.9893 | 1141.1297 | 979.1451 | 1240.3452
Option 4 SG | SA | NSA | Wind | 1823.6651 | 1817.5058 | 1659.0019 | 1699.9179 | 1439.7805 | 1353.4279 | 1262.5323 | 1354.8527 | 1398.2408 | 1241.2477 | 1270.7336 | 1349.3097 | 1317.8996 | 1230.2679 | 1274.2589 | 1270.3334 | 1248.4233 | 1258.7676 | 1263.9774 | 1195.0456 | 1793.7661 | 2131.4271 | 1924.5802 | 2936.3393
Option 4 SG | SA | SESA | 2h | 28.0866 | 57.9068 | 35.9631 | 30.6104 | 29.463 | 29.489 | 32.234 | 29.4166 | 22.2765 | 21.0514 | 20.4783 | 19.8407 | 20.2957 | 21.9632 | 21.686 | 20.1079 | 18.8066 | 20.6083 | 19.9089 | 20.0237 | 21.7347 | 22.0897 | 0 | 0
Option 4 SG | SA | SESA | 4h | 0 | 211.8648 | 128.3427 | 106.9869 | 101.1432 | 99.3642 | 109.4664 | 99.0591 | 125.1494 | 116.7638 | 114.2167 | 112.4099 | 113.0793 | 122.7993 | 122.2787 | 108.0878 | 100.6379 | 111.5151 | 109.7172 | 109.5402 | 116.63 | 0 | 0 | 0
Option 4 SG | SA | SESA | Coordinated CER | 1.9566 | 4.9215 | 3.1257 | 2.7509 | 3.0847 | 3.6991 | 4.2286 | 4.8118 | 5.394 | 6.1684 | 6.7758 | 7.3511 | 8.8173 | 9.8556 | 11.0041 | 11.2053 | 10.9419 | 12.8161 | 13.7616 | 16.208 | 17.0999 | 20.9314 | 24.0637 | 26.4572
Option 4 SG | SA | SESA | Distributed PV | 162.1855 | 183.7237 | 198.0335 | 198.383 | 222.1635 | 233.0859 | 238.018 | 243.3222 | 253.195 | 254.2124 | 245.5845 | 268.1044 | 267.245 | 280.846 | 282.32 | 285.2425 | 264.67 | 289.2655 | 303.2024 | 298.5824 | 319.0949 | 333.5129 | 341.6214 | 352.5684
Option 4 SG | SA | SESA | Liquid Fuel | 0 | 0 | 0 | 0 | 0 | 0 | 0 | 0 | 0 | 0 | 0 | 0 | 0 | 0 | 0 | 0 | 0 | 0 | 0 | 0 | 0 | 0 | 0 | 0
Option 4 SG | SA | SESA | OCGT | 0 | 0 | 0 | 1.995e-09 | 1.165e-08 | 0 | 5.3365e-08 | 5.273e-08 | 1.5704e-07 | 0 | 0 | 0 | 0 | 0 | 0 | 0 | 0 | 0 | 0 | 0 | 0 | 0 | 0 | 0
Option 4 SG | SA | SESA | Solar | 407.5783 | 441.0656 | 308.432 | 278.5032 | 271.0214 | 405.373 | 318.3518 | 297.6987 | 297.3109 | 286.917 | 273.9847 | 471.9725 | 456.6611 | 492.9119 | 495.7862 | 384.3145 | 348.3416 | 378.2223 | 389.4928 | 319.8817 | 282.0167 | 216.6518 | 182.1117 | 116.7809
Option 4 SG | SA | SESA | Wind | 728.3033 | 804.6044 | 549.8232 | 548.2519 | 401.1669 | 498.1981 | 423.7873 | 414.399 | 481.7747 | 311.4524 | 307.947 | 449.4003 | 82.1475 | 69.4237 | 1.0087e-05 | 1.5251e-05 | 1.5643e-05 | 1.9723e-05 | 2.4607e-05 | 5.6358e-05 | 400.8249 | 1295.4537 | 1163.3845 | 1253.1461
Option 4 SG | TAS |  | 24h | 0 | 0 | 0 | 0 | 0 | 0 | 0 | 0 | 0 | 2.5038e-07 | 3.171e-07 | 8.3786e-07 | 1.5359e-06 | 1.9365e-06 | 2.0526e-06 | 2.2613e-06 | 1.8078e-06 | 1.7756e-06 | 7.8499e-07 | 9.8044e-07 | 1.3785e-06 | 2.9037e-06 | 3.09e-06 | 5.0027e-06
Option 4 SG | TAS |  | 2h | 0 | 0 | 0 | 0 | 0 | 4.66e-09 | 1.2891e-05 | 1.5114e-05 | 1.2809e-05 | 1.3705e-05 | 1.5059e-05 | 1.7417e-05 | 1.5765e-05 | 1.3926e-05 | 1.1477e-05 | 1.0768e-05 | 1.1194e-05 | 1.1534e-05 | 1.3925e-05 | 1.4208e-05 | 1.5167e-05 | 2.1037e-05 | 2.0628e-05 | 2.238e-05
Option 4 SG | TAS |  | 4h | 0 | 0 | 0 | 0 | 2.82e-08 | 6.4695e-08 | 1.1995e-05 | 1.4052e-05 | 1.2811e-05 | 1.3787e-05 | 1.5805e-05 | 1.825e-05 | 1.6664e-05 | 1.5679e-05 | 1.5073e-05 | 1.5045e-05 | 1.5968e-05 | 1.5974e-05 | 1.8301e-05 | 1.8463e-05 | 2.0674e-05 | 0.00010252 | 0.00010332 | 0.00010609
Option 4 SG | TAS |  | 8h | 0 | 0 | 0 | 0 | 0 | 2.4375e-08 | 7.5195e-07 | 1.6417e-06 | 5.4818e-06 | 7.0318e-06 | 9.2002e-06 | 9.8809e-06 | 2.4967e-06 | 2.9309e-06 | 2.6406e-06 | 2.7584e-06 | 2.3122e-06 | 2.1704e-06 | 1.017e-05 | 1.0329e-05 | 1.1863e-05 | 2.8373e-05 | 2.8091e-05 | 2.8282e-05
Option 4 SG | TAS |  | CCGT | 0 | 0 | 0 | 0 | 0 | 0 | 0 | 0 | 0 | 0 | 0 | 0 | 0 | 0 | 0 | 0 | 0 | 0 | 0 | 0 | 0 | 0 | 0 | 0
Option 4 SG | TAS |  | CST | 0 | 0 | 0 | 0 | 0 | 0 | 0 | 0 | 0 | 0 | 0 | 0 | 0 | 0 | 0 | 0 | 0 | 0 | 0 | 0 | 0 | 0 | 0 | 0
Option 4 SG | TAS |  | Coordinated CER | 0.54019 | 24.0772 | 31.053 | 35.8098 | 43.3242 | 11.7473 | 12.8593 | 20.1042 | 17.6972 | 13.6388 | 16.0431 | 21.0997 | 24.2908 | 28.3926 | 32.1079 | 35.107 | 36.0129 | 43.7192 | 49.1 | 57.8652 | 77.4688 | 92.8438 | 109.5681 | 120.076
Option 4 SG | TAS |  | Distributed PV | 444.3815 | 489.2265 | 543.4775 | 536.5488 | 579.22 | 622.755 | 625.4564 | 650.2743 | 662.349 | 652.841 | 649.8705 | 636.511 | 669.659 | 705.169 | 708.1273 | 675.2642 | 647.6417 | 676.5027 | 719.5492 | 693.0125 | 749.4004 | 821.7806 | 859.7122 | 936.0839
Option 4 SG | TAS |  | Hydro | 7354.4027 | 8412.3597 | 6933.6932 | 6419.2413 | 10391.3297 | 11119.2027 | 11440.1685 | 8545.8267 | 8968.6034 | 8712.1057 | 8032.0047 | 8480.9068 | 8700.9315 | 9003.9345 | 7209.3878 | 6702.1582 | 7385.9158 | 6804.4863 | 7098.0774 | 6972.8643 | 7678.2357 | 7721.0159 | 8093.2796 | 7564.1042
Option 4 SG | TAS |  | OCGT | 0 | 0 | 0 | 0 | 0 | 0 | 0 | 0 | 3.9465e-08 | 5.0028 | 8.622 | 9.694 | 12.2605 | 26.6851 | 15.5961 | 13.7662 | 11.5718 | 9.0365 | 12.7719 | 16.1456 | 13.4577 | 4.7008 | 20.9466 | 10.1381
Option 4 SG | TAS |  | PHES | 0 | 0 | 0 | 0 | 0 | 0 | 0 | 0 | 0 | 4.022e-06 | 4.4713e-06 | 4.7903e-06 | 4.0023e-06 | 4.6504e-06 | 5.6867e-06 | 5.5347e-06 | 5.2808e-06 | 5.7731e-06 | 4.3241e-06 | 3.6453e-06 | 7.453e-06 | 2.2879e-05 | 2.2485e-05 | 2.7057e-05
Option 4 SG | TAS |  | Solar | 0 | 428.7931 | 1911.3942 | 2345.7883 | 2601.0168 | 2860.1168 | 2831.5733 | 2831.4065 | 2841.5181 | 2704.1668 | 3447.3487 | 3403.5539 | 3542.6321 | 3762.2216 | 1971.3028 | 1824.0644 | 1733.4599 | 1936.7547 | 1999.3315 | 1940.113 | 2076.6313 | 2236.3692 | 2111.8757 | 2088.1567
Option 4 SG | TAS |  | Wind | 1965.7358 | 1950.1219 | 1924.908 | 2099.853 | 1951.1668 | 1925.9254 | 2158.8019 | 5554.4924 | 5636.5295 | 6565.8865 | 7031.7761 | 7167.0283 | 7301.7774 | 7269.6748 | 6164.4618 | 6354.5086 | 6576.0395 | 6541.4882 | 6053.5111 | 6463.1708 | 6441.5141 | 6283.5654 | 6628.3315 | 6696.4758
Option 4 SG | TAS | TAS | 24h | 0 | 0 | 0 | 0 | 0 | 0 | 0 | 0 | 0 | 2.5038e-07 | 3.171e-07 | 8.3786e-07 | 1.5359e-06 | 1.9365e-06 | 2.0526e-06 | 2.2613e-06 | 1.8078e-06 | 1.7756e-06 | 7.8499e-07 | 9.8044e-07 | 1.3785e-06 | 2.9037e-06 | 3.09e-06 | 5.0027e-06
Option 4 SG | TAS | TAS | 2h | 0 | 0 | 0 | 0 | 0 | 4.66e-09 | 1.2891e-05 | 1.5114e-05 | 1.2809e-05 | 1.3705e-05 | 1.5059e-05 | 1.7417e-05 | 1.5765e-05 | 1.3926e-05 | 1.1477e-05 | 1.0768e-05 | 1.1194e-05 | 1.1534e-05 | 1.3925e-05 | 1.4208e-05 | 1.5167e-05 | 2.1037e-05 | 2.0628e-05 | 2.238e-05
Option 4 SG | TAS | TAS | 4h | 0 | 0 | 0 | 0 | 2.82e-08 | 6.4695e-08 | 1.1995e-05 | 1.4052e-05 | 1.2811e-05 | 1.3787e-05 | 1.5805e-05 | 1.825e-05 | 1.6664e-05 | 1.5679e-05 | 1.5073e-05 | 1.5045e-05 | 1.5968e-05 | 1.5974e-05 | 1.8301e-05 | 1.8463e-05 | 2.0674e-05 | 0.00010252 | 0.00010332 | 0.00010609
Option 4 SG | TAS | TAS | 8h | 0 | 0 | 0 | 0 | 0 | 2.4375e-08 | 7.5195e-07 | 1.6417e-06 | 5.4818e-06 | 7.0318e-06 | 9.2002e-06 | 9.8809e-06 | 2.4967e-06 | 2.9309e-06 | 2.6406e-06 | 2.7584e-06 | 2.3122e-06 | 2.1704e-06 | 1.017e-05 | 1.0329e-05 | 1.1863e-05 | 2.8373e-05 | 2.8091e-05 | 2.8282e-05
Option 4 SG | TAS | TAS | CCGT | 0 | 0 | 0 | 0 | 0 | 0 | 0 | 0 | 0 | 0 | 0 | 0 | 0 | 0 | 0 | 0 | 0 | 0 | 0 | 0 | 0 | 0 | 0 | 0
Option 4 SG | TAS | TAS | CST | 0 | 0 | 0 | 0 | 0 | 0 | 0 | 0 | 0 | 0 | 0 | 0 | 0 | 0 | 0 | 0 | 0 | 0 | 0 | 0 | 0 | 0 | 0 | 0
Option 4 SG | TAS | TAS | Coordinated CER | 0.54019 | 24.0772 | 31.053 | 35.8098 | 43.3242 | 11.7473 | 12.8593 | 20.1042 | 17.6972 | 13.6388 | 16.0431 | 21.0997 | 24.2908 | 28.3926 | 32.1079 | 35.107 | 36.0129 | 43.7192 | 49.1 | 57.8652 | 77.4688 | 92.8438 | 109.5681 | 120.076
Option 4 SG | TAS | TAS | Distributed PV | 444.3815 | 489.2265 | 543.4775 | 536.5488 | 579.22 | 622.755 | 625.4564 | 650.2743 | 662.349 | 652.841 | 649.8705 | 636.511 | 669.659 | 705.169 | 708.1273 | 675.2642 | 647.6417 | 676.5027 | 719.5492 | 693.0125 | 749.4004 | 821.7806 | 859.7122 | 936.0839
Option 4 SG | TAS | TAS | Hydro | 7354.4027 | 8412.3597 | 6933.6932 | 6419.2413 | 10391.3297 | 11119.2027 | 11440.1685 | 8545.8267 | 8968.6034 | 8712.1057 | 8032.0047 | 8480.9068 | 8700.9315 | 9003.9345 | 7209.3878 | 6702.1582 | 7385.9158 | 6804.4863 | 7098.0774 | 6972.8643 | 7678.2357 | 7721.0159 | 8093.2796 | 7564.1042
Option 4 SG | TAS | TAS | OCGT | 0 | 0 | 0 | 0 | 0 | 0 | 0 | 0 | 3.9465e-08 | 5.0028 | 8.622 | 9.694 | 12.2605 | 26.6851 | 15.5961 | 13.7662 | 11.5718 | 9.0365 | 12.7719 | 16.1456 | 13.4577 | 4.7008 | 20.9466 | 10.1381
Option 4 SG | TAS | TAS | PHES | 0 | 0 | 0 | 0 | 0 | 0 | 0 | 0 | 0 | 4.022e-06 | 4.4713e-06 | 4.7903e-06 | 4.0023e-06 | 4.6504e-06 | 5.6867e-06 | 5.5347e-06 | 5.2808e-06 | 5.7731e-06 | 4.3241e-06 | 3.6453e-06 | 7.453e-06 | 2.2879e-05 | 2.2485e-05 | 2.7057e-05
Option 4 SG | TAS | TAS | Solar | 0 | 428.7931 | 1911.3942 | 2345.7883 | 2601.0168 | 2860.1168 | 2831.5733 | 2831.4065 | 2841.5181 | 2704.1668 | 3447.3487 | 3403.5539 | 3542.6321 | 3762.2216 | 1971.3028 | 1824.0644 | 1733.4599 | 1936.7547 | 1999.3315 | 1940.113 | 2076.6313 | 2236.3692 | 2111.8757 | 2088.1567
Option 4 SG | TAS | TAS | Wind | 1965.7358 | 1950.1219 | 1924.908 | 2099.853 | 1951.1668 | 1925.9254 | 2158.8019 | 5554.4924 | 5636.5295 | 6565.8865 | 7031.7761 | 7167.0283 | 7301.7774 | 7269.6748 | 6164.4618 | 6354.5086 | 6576.0395 | 6541.4882 | 6053.5111 | 6463.1708 | 6441.5141 | 6283.5654 | 6628.3315 | 6696.4758
Option 4 SG | VIC |  | 1h | 0 | 5.5852 | 8.1693 | 8.1617 | 7.8942 | 7.1915 | 7.8673 | 6.7558 | 39.15 | 35.4811 | 33.2083 | 30.1747 | 28.9927 | 29.5134 | 30.5846 | 30.8849 | 28.1347 | 30.0496 | 31.0829 | 31.2089 | 32.0331 | 38.5849 | 37.669 | 37.4677
Option 4 SG | VIC |  | 2h | 635.5036 | 1562.3655 | 1333.6897 | 1493.4181 | 1382.8316 | 1415.9788 | 1690.9912 | 1357.8521 | 2037.295 | 1764.677 | 1712.1585 | 1519.3232 | 1483.2332 | 1548.0622 | 1646.1355 | 1495.9505 | 1339.3162 | 1399.2486 | 1448.3101 | 1351.6543 | 1302.7112 | 1199.5646 | 1184.0938 | 1158.8361
Option 4 SG | VIC |  | 4h | 0 | 640.715 | 1383.5123 | 1626.7655 | 1532.371 | 1480.7682 | 1702.2598 | 1355.9874 | 2020.4022 | 1769.094 | 1706.9834 | 1584.7444 | 1455.8123 | 1462.2725 | 1543.0004 | 1572.1002 | 1449.1856 | 1519.9165 | 1631.1475 | 1543.5118 | 1667.8051 | 261.0747 | 205.0292 | 201.0785
Option 4 SG | VIC |  | 8h | 0 | 0 | 1.758e-06 | 4.4041e-06 | 3.4751e-06 | 2.3427e-06 | 1.3258e-06 | 3.2909e-06 | 3.1074e-05 | 3.1541e-05 | 3.0751e-05 | 3.2811e-05 | 2.7352e-05 | 2.52e-05 | 2.3737e-05 | 2.2911e-05 | 2.2615e-05 | 2.2573e-05 | 2.6143e-05 | 2.6485e-05 | 3.3077e-05 | 0.00015943 | 0.00014746 | 0.00016187
Option 4 SG | VIC |  | Brown Coal | 29817.9571 | 21154.9616 | 16121.5918 | 7821.2784 | 7821.2784 | 7842.7066 | 7821.2784 | 7821.2784 | 0 | 0 | 0 | 0 | 0 | 0 | 0 | 0 | 0 | 0 | 0 | 0 | 0 | 0 | 0 | 0
Option 4 SG | VIC |  | CCGT | 70.4304 | 56.7007 | 5.3e-10 | 63.4718 | 75.4564 | 3.8244e-07 | 2.6967e-06 | 9.7191 | 63.1619 | 111.5825 | 113.266 | 135.3598 | 134.2754 | 268.5548 | 0 | 0 | 0 | 0 | 0 | 0 | 0 | 0 | 0 | 0
Option 4 SG | VIC |  | Coordinated CER | 16.4526 | 33.3127 | 43.2123 | 54.3102 | 86.0078 | 120.2166 | 154.6757 | 189.5789 | 253.8592 | 294.6327 | 343.1916 | 356.757 | 426.3681 | 480.6794 | 560.4881 | 607.4666 | 656.0211 | 814.9899 | 894.6542 | 1079.9379 | 1300.283 | 1621.3509 | 1928.8976 | 2119.1845
Option 4 SG | VIC |  | Distributed PV | 6265.1 | 7206.5646 | 8162.5521 | 8096.1424 | 9860.8883 | 10268.7729 | 10644.6341 | 11259.5317 | 11910.3412 | 11600.562 | 11444.7344 | 11750.9618 | 12102.9602 | 13328.5755 | 13247.3483 | 13118.986 | 11913.2188 | 12964.0627 | 14100.6573 | 13687.6583 | 15275.2162 | 15994.7271 | 16829.89 | 18199.7039
Option 4 SG | VIC |  | Hydro | 3374.1271 | 3256.743 | 2613.3133 | 2825.2206 | 2229.3221 | 1600.0317 | 1719.8821 | 1169.1363 | 2554.5498 | 2456.058 | 2376.4855 | 3070.0614 | 2163.1741 | 1975.2583 | 2228.9795 | 1430.3197 | 3088.4274 | 2699.2376 | 2288.9969 | 2268.4773 | 2293.1755 | 2543.4349 | 2537.3921 | 1962.9636
Option 4 SG | VIC |  | OCGT | 42.7956 | 33.8409 | 286.015 | 73.5538 | 203.192 | 29.565 | 53.9608 | 30.1267 | 123.7942 | 237.0239 | 244.6505 | 278.5206 | 323.4341 | 608.53 | 1051.3207 | 1656.2845 | 1371.0621 | 1130.4167 | 2045.7119 | 2708.2869 | 3293.5304 | 2381.7103 | 4154.2552 | 3628.485
Option 4 SG | VIC |  | Offshore Wind | 0 | 0 | 0 | 0 | 0 | 8111.4654 | 11220.6379 | 14713.4831 | 16797.9755 | 21003.5475 | 24287.818 | 25506.3921 | 32077.7683 | 32830.1272 | 36101.2432 | 34844.9776 | 36023.1653 | 36765.9763 | 36711.0349 | 38613.6692 | 35815.1565 | 36269.2116 | 37102.5014 | 38373.8582
Option 4 SG | VIC |  | Solar | 2941.6786 | 6420.3253 | 7407.6478 | 6473.2368 | 6294.0569 | 5710.1976 | 5844.2587 | 6550.109 | 6571.6763 | 5518.0189 | 5502.1442 | 5129.7925 | 4999.8439 | 5704.9739 | 5901.6566 | 5599.0608 | 5453.7108 | 5855.7541 | 5869.254 | 5686.5032 | 6139.3014 | 6104.5895 | 5913.8533 | 5347.5999
Option 4 SG | VIC |  | Wind | 15473.2292 | 18791.948 | 24572.7121 | 30163.1285 | 29000.5601 | 28152.9787 | 28056.6082 | 29911.435 | 29619.1006 | 28914.9609 | 28384.635 | 28162.1926 | 24553.1851 | 22859.5783 | 23838.2858 | 25118.5581 | 24428.9423 | 26186.9882 | 24717.7409 | 23934.2036 | 22527.2966 | 22325.372 | 23059.5731 | 23350.2285
Option 4 SG | VIC | MEL | 1h | 0 | 1.3204e-07 | 2.135e-06 | 5.3496e-06 | 8.3904e-06 | 1.1357e-05 | 1.7376e-05 | 2.0237e-05 | 29.8501 | 26.7148 | 24.7062 | 21.9132 | 20.821 | 21.4312 | 22.1509 | 22.5139 | 19.9117 | 21.2339 | 22.5173 | 23.0839 | 23.2499 | 29.3439 | 28.7872 | 28.3146
Option 4 SG | VIC | MEL | 2h | 371.2631 | 308.6081 | 414.3745 | 552.7301 | 528.6571 | 563.3812 | 666.9063 | 528.6043 | 807.0028 | 685.8939 | 664.1462 | 573.6187 | 550.5458 | 563.9732 | 601.4496 | 513.1475 | 449.5367 | 481.5525 | 452.1514 | 438.54 | 371.1427 | 416.6682 | 408.601 | 404.3692
Option 4 SG | VIC | MEL | 4h | 0 | 565.9121 | 909.2907 | 1046.4378 | 1016.469 | 1007.1741 | 1119.0022 | 927.0757 | 1257.4619 | 1120.7997 | 1082.1427 | 1015.4443 | 919.6681 | 909.8071 | 943.2855 | 990.1474 | 911.4342 | 945.8401 | 1007.6906 | 966.9076 | 1019.9197 | 0.00012578 | 0.00012289 | 0.00012935
Option 4 SG | VIC | MEL | 8h | 0 | 0 | 1.0402e-06 | 2.1544e-06 | 1.7011e-06 | 1.2103e-06 | 6.8451e-07 | 1.8753e-06 | 1.5399e-05 | 1.5711e-05 | 1.5344e-05 | 1.7236e-05 | 1.379e-05 | 1.2188e-05 | 1.1007e-05 | 1.0242e-05 | 9.9422e-06 | 9.9564e-06 | 1.2783e-05 | 1.2669e-05 | 1.7006e-05 | 7.9544e-05 | 7.2966e-05 | 8.4483e-05
Option 4 SG | VIC | MEL | CCGT | 70.4304 | 56.7007 | 5.3e-10 | 63.4718 | 75.4564 | 3.8244e-07 | 2.6967e-06 | 9.7191 | 63.1619 | 111.5825 | 113.266 | 135.3598 | 134.2754 | 268.5548 | 0 | 0 | 0 | 0 | 0 | 0 | 0 | 0 | 0 | 0
Option 4 SG | VIC | MEL | Coordinated CER | 11.7994 | 21.4847 | 30.5645 | 37.927 | 64.2505 | 90.3627 | 115.8048 | 142.5976 | 198.5058 | 230.9869 | 267.7389 | 276.4477 | 328.5492 | 371.1128 | 432.8408 | 467.893 | 511.7333 | 637.841 | 697.9387 | 845.8735 | 1034.8692 | 1292.1036 | 1543.3041 | 1691.1997
Option 4 SG | VIC | MEL | Distributed PV | 4156.248 | 4782.0587 | 5430.3727 | 5362.0072 | 6698.6388 | 6997.6415 | 7287.6798 | 7714.9715 | 8165.0797 | 7942.5256 | 7836.2176 | 8061.974 | 8295.9798 | 9152.68 | 9114.2349 | 8994.3382 | 8274.6393 | 8996.3705 | 9810.0578 | 9485.1489 | 10535.7809 | 11073.2694 | 11709.3683 | 12699.6592
Option 4 SG | VIC | MEL | OCGT | 4.6296 | 3.5491 | 75.0378 | 10.3859 | 17.2387 | 1.5274e-07 | 1.1843e-06 | 1.111e-06 | 13.9534 | 41.6762 | 23.0523 | 34.0407 | 20.7244 | 76.3321 | 379.7926 | 1005.6996 | 959.7649 | 765.6332 | 1420.2342 | 1833.5357 | 2705.2799 | 2356.2006 | 4040.3877 | 3573.3284
Option 4 SG | VIC | MEL | Solar | 0 | 0 | 0 | 5.624e-08 | 1.8924e-07 | 4.5558e-07 | 6.56e-09 | 1.1078e-07 | 3.0098e-06 | 5.821e-06 | 8.6368e-06 | 1.1601e-05 | 1.0744e-05 | 1.3437e-05 | 1.4227e-05 | 1.3615e-05 | 1.3646e-05 | 1.8627e-05 | 2.2403e-05 | 2.173e-05 | 2.9295e-05 | 3.7001e-05 | 4.8022e-05 | 8.2251e-05
Option 4 SG | VIC | SEV | 2h | 37.6171 | 57.3195 | 83.2867 | 125.012 | 108.3664 | 99.6494 | 125.9789 | 85.1637 | 177.3055 | 143.7082 | 138.5258 | 121.498 | 115.2891 | 116.8504 | 129.7168 | 127.5982 | 115.9398 | 95.4839 | 102.6186 | 62.7091 | 67.0025 | 32.9145 | 32.134 | 31.6835
Option 4 SG | VIC | SEV | 4h | 0 | 53.2016 | 210.9324 | 288.0396 | 240.9753 | 228.2586 | 277.5524 | 180.454 | 370.2502 | 308.1026 | 300.942 | 266.7192 | 248.0569 | 252.7015 | 277.6521 | 273.2277 | 252.5796 | 273.5481 | 290.8736 | 272.7585 | 289.0672 | 0 | 0 | 0
Option 4 SG | VIC | SEV | 8h | 0 | 0 | 7.1773e-07 | 2.2497e-06 | 1.774e-06 | 1.1324e-06 | 6.4127e-07 | 1.4157e-06 | 1.5675e-05 | 1.583e-05 | 1.5407e-05 | 1.5575e-05 | 1.3562e-05 | 1.3012e-05 | 1.273e-05 | 1.2669e-05 | 1.2673e-05 | 1.2617e-05 | 1.336e-05 | 1.3816e-05 | 1.6071e-05 | 7.9884e-05 | 7.4497e-05 | 7.7387e-05
Option 4 SG | VIC | SEV | Brown Coal | 29817.9571 | 21154.9616 | 16121.5918 | 7821.2784 | 7821.2784 | 7842.7066 | 7821.2784 | 7821.2784 | 0 | 0 | 0 | 0 | 0 | 0 | 0 | 0 | 0 | 0 | 0 | 0 | 0 | 0 | 0 | 0
Option 4 SG | VIC | SEV | Coordinated CER | 1.4264 | 2.1087 | 3.6449 | 5.0084 | 6.12 | 8.6923 | 10.9627 | 13.1873 | 15.2309 | 17.9032 | 20.6761 | 22.0764 | 26.3046 | 29.2567 | 33.7869 | 38.1336 | 39.7662 | 46.0177 | 52.6632 | 62.0089 | 68.5954 | 85.2297 | 100.1578 | 108.2708
Option 4 SG | VIC | SEV | Distributed PV | 444.832 | 512.378 | 582.9365 | 580.5575 | 654.0495 | 686.57 | 707.8949 | 749.2969 | 789.036 | 766.859 | 757.8072 | 781.576 | 806.5775 | 892.884 | 890.1384 | 884.592 | 819.1286 | 889.503 | 969.1545 | 939.2499 | 1035.6208 | 1090.7004 | 1139.6827 | 1230.1884
Option 4 SG | VIC | SEV | OCGT | 0.79481 | 0 | 0 | 19.5554 | 32.3827 | 10.2052 | 15.5729 | 5.8726 | 16.7214 | 30.552 | 40.4197 | 58.7309 | 119.345 | 143.0109 | 175.7039 | 195.3247 | 61.3813 | 15.4757 | 54.5525 | 75.1855 | 97.7345 | 25.5097 | 113.8675 | 55.1567
Option 4 SG | VIC | SEV | Offshore Wind | 0 | 0 | 0 | 0 | 0 | 6144.2819 | 8833.3706 | 12231.9351 | 14310.7921 | 18418.5137 | 21017.3399 | 22061.0822 | 28759.9617 | 29830.8202 | 33009.4206 | 31733.2746 | 32846.4068 | 33335.5674 | 33367.0116 | 35264.0322 | 32703.4502 | 33167.6527 | 33883.0239 | 35114.3729
Option 4 SG | VIC | SEV | Solar | 6.5835 | 627.0958 | 773.6037 | 731.527 | 734.0083 | 679.7151 | 690.0794 | 741.8859 | 708.9386 | 546.9636 | 527.9722 | 463.4464 | 420.0059 | 440.2903 | 520.7227 | 497.2636 | 501.7799 | 539.878 | 543.8939 | 557.5843 | 591.1941 | 567.9066 | 579.288 | 591.8128
Option 4 SG | VIC | SEV | Wind | 334.6264 | 354.9657 | 338.0098 | 384.2741 | 335.0585 | 339.7919 | 345.2136 | 356.7305 | 327.2083 | 362.3903 | 323.055 | 338.563 | 272.9649 | 249.163 | 7.5818e-05 | 7.7761e-05 | 7.9693e-05 | 7.8506e-05 | 8.0609e-05 | 9.6875e-05 | 9.0069e-05 | 9.1984e-05 | 0.00010096 | 9.549e-05
Option 4 SG | VIC | WNV | 1h | 0 | 5.5852 | 8.1693 | 8.1617 | 7.8942 | 7.1915 | 7.8673 | 6.7558 | 9.2999 | 8.7663 | 8.5021 | 8.2615 | 8.1716 | 8.0823 | 8.4336 | 8.371 | 8.223 | 8.8157 | 8.5656 | 8.125 | 8.7832 | 9.241 | 8.8819 | 9.1531
Option 4 SG | VIC | WNV | 2h | 226.6234 | 1196.438 | 836.0285 | 815.676 | 745.8081 | 752.9481 | 898.106 | 744.084 | 1052.9867 | 935.0749 | 909.4865 | 824.2065 | 817.3983 | 867.2386 | 914.969 | 855.2049 | 773.8397 | 822.2122 | 893.5401 | 850.4052 | 864.566 | 749.9819 | 743.3588 | 722.7834
Option 4 SG | VIC | WNV | 4h | 0 | 21.6013 | 263.2892 | 292.2881 | 274.9267 | 245.3355 | 305.7052 | 248.4577 | 392.6901 | 340.1917 | 323.8986 | 302.581 | 288.0873 | 299.7639 | 322.0628 | 308.725 | 285.1719 | 300.5283 | 332.5833 | 303.8457 | 358.8182 | 261.0746 | 205.0291 | 201.0783
Option 4 SG | VIC | WNV | Coordinated CER | 3.2269 | 9.7193 | 9.0029 | 11.3747 | 15.6374 | 21.1615 | 27.9082 | 33.794 | 40.1226 | 45.7426 | 54.7765 | 58.2329 | 71.5142 | 80.3099 | 93.8604 | 101.4401 | 104.5215 | 131.1312 | 144.0522 | 172.0555 | 196.8184 | 244.0176 | 285.4357 | 319.714
Option 4 SG | VIC | WNV | Distributed PV | 1664.02 | 1912.128 | 2149.2429 | 2153.5777 | 2508.2 | 2584.5615 | 2649.0594 | 2795.2633 | 2956.2255 | 2891.1774 | 2850.7096 | 2907.4118 | 3000.4029 | 3283.0116 | 3242.975 | 3240.0559 | 2819.4509 | 3078.1892 | 3321.445 | 3263.2595 | 3703.8146 | 3830.7573 | 3980.8391 | 4269.8563
Option 4 SG | VIC | WNV | Hydro | 3374.1271 | 3256.743 | 2613.3133 | 2825.2206 | 2229.3221 | 1600.0317 | 1719.8821 | 1169.1363 | 2554.5498 | 2456.058 | 2376.4855 | 3070.0614 | 2163.1741 | 1975.2583 | 2228.9795 | 1430.3197 | 3088.4274 | 2699.2376 | 2288.9969 | 2268.4773 | 2293.1755 | 2543.4349 | 2537.3921 | 1962.9636
Option 4 SG | VIC | WNV | OCGT | 37.3712 | 30.2918 | 210.9772 | 43.6125 | 153.5706 | 19.3598 | 38.3879 | 24.2541 | 93.1194 | 164.7958 | 181.1786 | 185.749 | 183.3646 | 389.1871 | 495.8242 | 455.2601 | 349.9158 | 349.3078 | 570.9251 | 799.5657 | 490.5161 | 0 | 0 | 0
Option 4 SG | VIC | WNV | Offshore Wind | 0 | 0 | 0 | 0 | 0 | 1967.1834 | 2387.2673 | 2481.548 | 2487.1834 | 2585.0338 | 3270.4781 | 3445.3099 | 3317.8066 | 2999.307 | 3091.8225 | 3111.703 | 3176.7585 | 3430.4088 | 3344.0233 | 3349.637 | 3111.7063 | 3101.5589 | 3219.4775 | 3259.4853
Option 4 SG | VIC | WNV | Solar | 2935.095 | 5793.2295 | 6634.0441 | 5741.7098 | 5560.0486 | 5030.4825 | 5154.1793 | 5808.2231 | 5862.7378 | 4971.0553 | 4974.172 | 4666.346 | 4579.838 | 5264.6836 | 5380.9339 | 5101.7972 | 4951.9309 | 5315.8761 | 5325.3601 | 5128.9188 | 5548.1072 | 5536.6828 | 5334.5653 | 4755.7869
Option 4 SG | VIC | WNV | Wind | 15138.6028 | 18436.9823 | 24234.7023 | 29778.8544 | 28665.5016 | 27813.1868 | 27711.3945 | 29554.7045 | 29291.8923 | 28552.5707 | 28061.58 | 27823.6296 | 24280.2202 | 22610.4153 | 23838.2857 | 25118.558 | 24428.9422 | 26186.9881 | 24717.7408 | 23934.2035 | 22527.2965 | 22325.3719 | 23059.573 | 23350.2284
Option 5 SG | NEM |  | 12h | 0 | 0 | 45.4216 | 1577.2964 | 1678.1252 | 1575.887 | 1539.3155 | 1581.5974 | 1841.9614 | 1765.2084 | 1674.9113 | 1642.1934 | 1776.7471 | 1807.4535 | 1783.8226 | 1621.5571 | 1445.4404 | 1499.7771 | 1618.5308 | 1504.5353 | 1538.9981 | 1626.6527 | 1618.2608 | 1649.2399
Option 5 SG | NEM |  | 1h | 164.7955 | 331.9079 | 354.1936 | 393.5772 | 448.9425 | 460.6066 | 441.6768 | 433.1741 | 484.6751 | 471.5637 | 464.0327 | 464.2513 | 475.8815 | 493.0198 | 493.5117 | 477.4414 | 451.6986 | 448.0111 | 460.3365 | 458.0133 | 435.1202 | 453.5067 | 438.5523 | 314.2236
Option 5 SG | NEM |  | 24h | 0 | 0 | 0 | 0 | 0 | 0 | 0 | 0 | 0 | 1.2783e-07 | 2.353e-07 | 6.3208e-07 | 1.7837e-06 | 2.0917e-06 | 2.062e-06 | 2.0397e-06 | 1.7239e-06 | 1.4037e-06 | 3.9273e-07 | 4.2565e-07 | 5.4514e-07 | 1.4193e-06 | 2.1052e-06 | 3.4516e-06
Option 5 SG | NEM |  | 2h | 2531.3211 | 5599.8251 | 4497.5753 | 4865.7588 | 5317.0801 | 5366.1708 | 5554.9905 | 5115.1099 | 6163.8348 | 5756.0998 | 5597.2119 | 5325.0631 | 5324.0902 | 5685.3863 | 5697.331 | 5211.2255 | 4712.8319 | 4822.1971 | 4698.2564 | 4157.1723 | 4043.5582 | 3188.2765 | 2959.6132 | 2687.8337
Option 5 SG | NEM |  | 4h | 1324.7838 | 3652.2189 | 5722.833 | 8400.7774 | 8530.864 | 8564.9792 | 8508.9484 | 8184.4734 | 9027.6833 | 8543.0542 | 8315.6753 | 8364.6359 | 8540.9385 | 8831.6336 | 8821.3153 | 8375.1673 | 7660.5674 | 8061.102 | 8577.8788 | 8951.0925 | 9158.3239 | 7605.2865 | 6053.4914 | 6197.296
Option 5 SG | NEM |  | 8h | 502.6704 | 1084.4795 | 2218.8166 | 3276.7633 | 3399.6339 | 3224.4206 | 3076.05 | 4717.0642 | 5003.493 | 5238.2006 | 4961.1708 | 4697.9976 | 5146.7735 | 5498.4243 | 5341.9907 | 4688.9472 | 4148.1345 | 4375.0231 | 4561.5512 | 4398.0577 | 3668.0451 | 3603.5159 | 2956.5559 | 4139.8585
Option 5 SG | NEM |  | Biomass | 269.1072 | 269.8445 | 246.2104 | 207.6076 | 219.0906 | 218.7955 | 223.4685 | 215.5549 | 214.6886 | 214.5871 | 201.1406 | 224.1609 | 212.77 | 213.0666 | 215.5028 | 207.566 | 223.2393 | 176.4443 | 178.411 | 160.0693 | 173.1445 | 172.3109 | 162.5803 | 130.5209
Option 5 SG | NEM |  | Black Coal | 72850.3416 | 55621.3838 | 38476.5828 | 22739.5632 | 20931.5181 | 19876.7743 | 21408.5306 | 19029.6604 | 18725.8365 | 20110.2644 | 18827.6606 | 16774.7544 | 20442.9843 | 20946.5441 | 14732.8549 | 14980.1414 | 12513.3052 | 11494.4742 | 10168.5068 | 8622.9542 | 7476.0554 | 7786.8946 | 7685.8948 | 0
Option 5 SG | NEM |  | Brown Coal | 29818.8436 | 21144.8247 | 16121.1282 | 7821.2784 | 7821.2784 | 7842.7066 | 7821.2784 | 7821.2784 | 0 | 0 | 0 | 0 | 0 | 0 | 0 | 0 | 0 | 0 | 0 | 0 | 0 | 0 | 0 | 0
Option 5 SG | NEM |  | CCGT | 2635.77 | 2361.5339 | 2505.5069 | 1520.46 | 1091.6219 | 549.5836 | 1608.8811 | 805.4105 | 1026.8967 | 1531.3045 | 2872.3287 | 2052.9365 | 2170.1306 | 2827.8608 | 3339.6419 | 2877.2827 | 3155.4696 | 2138.5073 | 2716.6335 | 1377.5992 | 1301.8763 | 852.0389 | 1056.6094 | 1123.8387
Option 5 SG | NEM |  | CST | 0 | 0 | 0 | 0 | 0 | 0 | 0 | 0 | 0 | 0 | 0 | 0 | 0 | 0 | 0 | 0 | 0 | 0 | 0 | 0 | 0 | 0 | 0 | 0
Option 5 SG | NEM |  | Coordinated CER | 150.8565 | 279.1049 | 272.4162 | 309.4689 | 422.9874 | 495.2068 | 620.1763 | 793.4106 | 984.008 | 1127.7393 | 1270.4123 | 1408.5209 | 1730.5642 | 2005.4032 | 2306.8236 | 2202.5037 | 2189.2245 | 2728.5004 | 3185.5181 | 3767.6052 | 4180.2945 | 5381.7404 | 6203.6548 | 7233.9172
Option 5 SG | NEM |  | DSP | 0 | 1.7085e-08 | 0 | 0 | 0 | 0 | 3.3235e-08 | 6.494e-08 | 1.1131e-07 | 1.6203e-07 | 2.9011e-07 | 3.6115e-07 | 0.5365 | 0.06875 | 0.5955 | 0.46676 | 0.42275 | 0.02 | 0.44775 | 0.14025 | 0.51613 | 0.065628 | 1.1075 | 0.12401
Option 5 SG | NEM |  | Distributed PV | 31052.5684 | 34824.0737 | 38604.3151 | 40319.4805 | 43234.9892 | 45072.548 | 46032.3043 | 48705.2559 | 50056.5353 | 50387.7178 | 48417.9155 | 48352.9495 | 50612.8343 | 55035.2424 | 55590.3252 | 54175.9631 | 48780.794 | 52825.9081 | 56944.9637 | 58608.5968 | 61446.0425 | 64509.0642 | 66954.903 | 72239.1891
Option 5 SG | NEM |  | H2 Reciprocating Engine | 0 | 0 | 0 | 0 | 4.4895e-08 | 6.833e-08 | 6.1881e-07 | 6.1878e-07 | 6.5527e-07 | 8.2195e-07 | 8.4483 | 48.4985 | 65.5211 | 105.9746 | 174.2213 | 73.1848 | 83.5529 | 162.6612 | 239.4779 | 273.8638 | 162.6483 | 130.2845 | 212.035 | 243.4431
Option 5 SG | NEM |  | Hydro | 15694.395 | 16591.1769 | 12883.8281 | 12818.9066 | 15565.4363 | 15372.3448 | 15815.495 | 12309.2567 | 15053.8906 | 13385.8122 | 12374.3968 | 16997.7514 | 14324.7895 | 15002.7358 | 13069.135 | 10370.2282 | 15310.8666 | 13476.1932 | 12777.9203 | 12486.4779 | 13144.1342 | 13825.6874 | 14547.5646 | 12678.2545
Option 5 SG | NEM |  | Liquid Fuel | 30.2083 | 4.2073e-06 | 0 | 1.4591e-05 | 42.4859 | 17.5236 | 63.0818 | 18.5558 | 34.5538 | 55.1229 | 91.8381 | 99.1546 | 96.7969 | 189.5516 | 243.2295 | 265.3665 | 191.5687 | 177.3073 | 226.9724 | 291.4231 | 23.898 | 8.2309 | 25.23 | 11.3265
Option 5 SG | NEM |  | OCGT | 224.766 | 60.869 | 365.3181 | 155.2194 | 573.3896 | 195.2159 | 691.4942 | 263.2306 | 487.989 | 879.6428 | 1418.6638 | 1449.153 | 1781.1294 | 3480.3492 | 5642.2241 | 5593.4381 | 5077.72 | 5716.9218 | 8497.8893 | 11548.2729 | 10661.553 | 9168.9224 | 14466.2391 | 13156.9698
Option 5 SG | NEM |  | Offshore Wind | 0 | 0 | 0 | 0 | 0 | 8113.6128 | 11226.0702 | 14693.7745 | 16759.5017 | 20806.0887 | 23978.668 | 25531.5915 | 32081.9435 | 32842.6747 | 36106.1919 | 34848.7038 | 36027.8865 | 36764.0702 | 36719.1091 | 38621.0964 | 35821.4802 | 36279.5873 | 37098.4809 | 38369.009
Option 5 SG | NEM |  | PHES | 647.2901 | 707.6405 | 3238.478 | 5682.5543 | 7005.8899 | 6379.2632 | 6377.6269 | 6276.0526 | 6937.6322 | 7012.6932 | 6675.7717 | 6663.0213 | 6869.888 | 7170.5567 | 7050.3511 | 9921.0011 | 9933.6992 | 10285.7765 | 10532.0702 | 10112.6112 | 10495.5278 | 11167.1364 | 11062.3488 | 11552.7516
Option 5 SG | NEM |  | Solar | 22525.1188 | 42610.3 | 49062.2189 | 60076.9626 | 60137.0116 | 58712.0619 | 58658.7596 | 59634.1028 | 64858.9934 | 62143.4772 | 60986.2994 | 60255.7977 | 63035.3806 | 66618.2408 | 63899.4676 | 67365.0801 | 63945.6162 | 67643.7361 | 70802.8855 | 70955.1013 | 70773.4504 | 71960.1231 | 70113.2518 | 72447.9127
Option 5 SG | NEM |  | Wind | 41892.07 | 47211.0046 | 55638.3423 | 64954.1456 | 66534.0475 | 67471.2387 | 66138.5547 | 73097.4251 | 76883.1494 | 76969.237 | 81261.6825 | 85103.7974 | 80199.3852 | 75098.209 | 82193.3496 | 89108.4911 | 92238.0122 | 96037.4842 | 97538.4223 | 99532.5791 | 108643.2852 | 113686.9623 | 112884.3574 | 124178.7837
Option 5 SG | NSW |  | 12h | 0 | 0 | 45.4216 | 1577.2964 | 1678.1252 | 1575.887 | 1539.3155 | 1581.5974 | 1841.9614 | 1765.2084 | 1674.9113 | 1642.1934 | 1776.7471 | 1807.4535 | 1783.8226 | 1621.5571 | 1445.4404 | 1499.7771 | 1618.5308 | 1504.5353 | 1538.9981 | 1626.6527 | 1618.2608 | 1649.2399
Option 5 SG | NSW |  | 1h | 73.5155 | 198.9821 | 133.4354 | 138.6723 | 140.6958 | 141.9408 | 132.3975 | 136.96 | 145.4841 | 142.424 | 139.5251 | 140.4394 | 142.8698 | 146.0557 | 144.6144 | 139.7814 | 133.3246 | 120.4561 | 124.2298 | 121.0823 | 113.2257 | 120.1697 | 114.0595 | 113.7649
Option 5 SG | NSW |  | 2h | 260.516 | 532.246 | 562.5477 | 731.0255 | 1048.4741 | 1042.1904 | 1022.4307 | 1003.8502 | 1041.5522 | 1027.0755 | 965.2814 | 908.9742 | 996.6719 | 1041.1042 | 986.0581 | 877.8399 | 777.0023 | 820.1588 | 875.6177 | 849.2442 | 825.7072 | 794.4594 | 776.9695 | 793.9119
Option 5 SG | NSW |  | 4h | 1103.6784 | 2393.1761 | 3651.7972 | 5965.9892 | 6106.6871 | 6168.5921 | 5928.3017 | 6012.1845 | 6090.0613 | 5886.2045 | 5726.5777 | 5872.2168 | 6201.6166 | 6421.1106 | 6326.9797 | 5897.2531 | 5352.1722 | 5516.5389 | 5697.2381 | 5399.9281 | 5015.7337 | 4208.9031 | 2304.4911 | 1851.1033
Option 5 SG | NSW |  | 8h | 502.6704 | 1084.4795 | 1619.9558 | 2729.5346 | 2842.0835 | 2689.6445 | 2547.686 | 4201.8029 | 4382.6489 | 4294.2894 | 4021.9098 | 3770.1501 | 4191.3023 | 4452.2171 | 4309.6416 | 3755.458 | 3254.1068 | 3487.6002 | 3710.4488 | 3615.0163 | 2831.6414 | 2628.132 | 2472.5635 | 3609.6383
Option 5 SG | NSW |  | Black Coal | 32632.3443 | 27085.7579 | 12030.2832 | 5799.0324 | 2646.6593 | 2649.5179 | 3964.1836 | 3066.1808 | 4609.7907 | 4947.6388 | 5458.0087 | 6512.564 | 6134.7251 | 6286.4107 | 0 | 0 | 0 | 0 | 0 | 0 | 0 | 0 | 0 | 0
Option 5 SG | NSW |  | CCGT | 525.6 | 484.1389 | 525.6 | 175.2 | 408.1755 | 276.0181 | 777.9536 | 422.9137 | 537.5166 | 753.3029 | 1233.567 | 1117.8065 | 1243.0225 | 1611.5235 | 2013.0838 | 1950.8416 | 1901.5105 | 641.7811 | 697.1433 | 811.7527 | 746.477 | 723.5725 | 879.6251 | 789.2781
Option 5 SG | NSW |  | CST | 0 | 0 | 0 | 0 | 0 | 0 | 0 | 0 | 0 | 0 | 0 | 0 | 0 | 0 | 0 | 0 | 0 | 0 | 0 | 0 | 0 | 0 | 0 | 0
Option 5 SG | NSW |  | Coordinated CER | 59.1875 | 78.9963 | 85.6746 | 103.2067 | 139.491 | 162.0014 | 217.6145 | 286.4035 | 334.2246 | 399.5644 | 438.6396 | 468.2693 | 583.8749 | 705.4512 | 766.9622 | 749.3982 | 685.1034 | 834.4398 | 1007.6043 | 1182.6523 | 1427.3065 | 1858.3211 | 2147.2523 | 2561.1369
Option 5 SG | NSW |  | DSP | 0 | 1.7085e-08 | 0 | 0 | 0 | 0 | 3.3235e-08 | 6.494e-08 | 1.1131e-07 | 1.6203e-07 | 2.9011e-07 | 3.6115e-07 | 0.5365 | 0.06875 | 0.5955 | 0.46676 | 0.42275 | 0.02 | 0.44775 | 0.14025 | 0.51613 | 0.065628 | 1.1075 | 0.12401
Option 5 SG | NSW |  | Distributed PV | 11017.8125 | 12049.5472 | 13703.6868 | 14548.0467 | 14675.4372 | 15437.5988 | 15451.5873 | 16713.5742 | 16794.4126 | 16759.6934 | 16052.463 | 15636.1405 | 16784.2279 | 18144.5568 | 18606.699 | 17671.5583 | 16061.1622 | 16870.433 | 18681.0123 | 19697.4155 | 19975.7507 | 21321.862 | 21830.182 | 24185.1769
Option 5 SG | NSW |  | Hydro | 3989.9873 | 4063.4804 | 2637.9762 | 2810.8832 | 2193.4457 | 2072.7196 | 1960.2437 | 1242.0933 | 2871.9222 | 2269.1444 | 1988.057 | 4457.6343 | 2538.0584 | 2931.9951 | 2974.0497 | 1586.569 | 3982.498 | 3339.0278 | 2753.9423 | 2573.1624 | 2545.7433 | 2990.9788 | 3407.2417 | 2687.6183
Option 5 SG | NSW |  | OCGT | 8.3025 | 11.1855 | 66.2551 | 18.1687 | 68.4628 | 48.4976 | 294.6322 | 86.199 | 150.6401 | 298.3106 | 588.5203 | 549.9724 | 631.5968 | 1447.3973 | 2782.0418 | 2523.0836 | 2478.4286 | 3340.694 | 4340.6902 | 5721.9105 | 4606.6327 | 4442.1582 | 6427.1794 | 5125.079
Option 5 SG | NSW |  | Offshore Wind | 0 | 0 | 0 | 0 | 0 | 0 | 0 | 0 | 0 | 0 | 0 | 0 | 0 | 0 | 0 | 0 | 0 | 0 | 0 | 0 | 0 | 0 | 0 | 0
Option 5 SG | NSW |  | PHES | 207.081 | 184.1134 | 2064.0663 | 4423.9698 | 5344.5152 | 4738.1388 | 4968.9347 | 4804.9275 | 5388.8301 | 5455.7491 | 5174.6583 | 5067.422 | 5161.0916 | 5449.9155 | 5290.5401 | 4927.0742 | 5206.3186 | 4922.7634 | 5045.4826 | 4813.7744 | 5473.7444 | 5622.6762 | 5637.9835 | 5906.1336
Option 5 SG | NSW |  | Solar | 10236.2371 | 20305.9723 | 22145.2099 | 34122.5374 | 34223.6353 | 32354.0737 | 32526.6319 | 32729.1116 | 37723.6515 | 35854.4862 | 34977.148 | 34065.6346 | 36348.4173 | 39193.3564 | 38034.6378 | 37837.7401 | 34310.8919 | 35116.1669 | 38032.6092 | 37902.7206 | 37838.7759 | 37236.1981 | 35998.853 | 36803.6065
Option 5 SG | NSW |  | Wind | 7919.1634 | 8438.8313 | 9883.0446 | 11838.7903 | 15553.26 | 16692.048 | 15928.0805 | 16669.0902 | 17415.4552 | 17456.171 | 18072.7105 | 19864.4106 | 18723.3129 | 16412.3434 | 22225.607 | 26240.9934 | 29663.805 | 27002.7855 | 28827.1548 | 27368.6331 | 34433.198 | 37346.2179 | 36046.2555 | 42066.1191
Option 5 SG | NSW | CNSW | 12h | 0 | 0 | 45.4216 | 1577.2964 | 1678.1252 | 1575.887 | 1539.3155 | 1581.5974 | 1841.9614 | 1765.2084 | 1674.9113 | 1642.1934 | 1776.7471 | 1807.4535 | 1783.8226 | 1621.5571 | 1445.4404 | 1499.7771 | 1618.5308 | 1504.5353 | 1538.9981 | 1626.6527 | 1618.2608 | 1649.2399
Option 5 SG | NSW | CNSW | 2h | 39.497 | 102.6966 | 115.7455 | 160.7253 | 170.657 | 166.1048 | 161.4968 | 164.8674 | 182.4577 | 177.6683 | 174.0833 | 168.5031 | 174.1802 | 176.9291 | 176.0558 | 171.0272 | 159.183 | 159.1179 | 170.1444 | 151.2876 | 151.7717 | 121.4747 | 120.2313 | 122.8402
Option 5 SG | NSW | CNSW | 4h | 691.8656 | 940.4783 | 634.828 | 815.5762 | 844.1472 | 830.8191 | 811.6544 | 820.1531 | 878.9794 | 867.1667 | 849.0272 | 839.2193 | 849.2482 | 858.4678 | 853.9135 | 848.0289 | 812.1015 | 795.0738 | 838.5709 | 815.5365 | 505.5211 | 509.1111 | 508.6352 | 515.1573
Option 5 SG | NSW | CNSW | 8h | 0 | 72.1284 | 83.4537 | 112.1306 | 120.5854 | 116.683 | 112.925 | 118.073 | 126.3501 | 123.1191 | 120.6795 | 116.4548 | 121.5247 | 123.6429 | 121.7143 | 118.6348 | 111.4555 | 111.8422 | 118.5243 | 113.8493 | 113.2637 | 7.1224e-05 | 5.2038e-05 | 3.2501
Option 5 SG | NSW | CNSW | Black Coal | 22550.6253 | 17014.0235 | 8873.5296 | 2642.2788 | 2646.6593 | 2649.5179 | 3964.1836 | 3066.1808 | 4609.7907 | 4947.6388 | 5458.0087 | 6512.564 | 6134.7251 | 6286.4107 | 0 | 0 | 0 | 0 | 0 | 0 | 0 | 0 | 0 | 0
Option 5 SG | NSW | CNSW | CST | 0 | 0 | 0 | 0 | 0 | 0 | 0 | 0 | 0 | 0 | 0 | 0 | 0 | 0 | 0 | 0 | 0 | 0 | 0 | 0 | 0 | 0 | 0 | 0
Option 5 SG | NSW | CNSW | Coordinated CER | 5.5565 | 7.4291 | 8.2152 | 9.0398 | 14.7576 | 17.13 | 20.3728 | 25.8458 | 30.4561 | 35.3243 | 38.3052 | 39.4658 | 47.736 | 57.3419 | 63.1205 | 63.7964 | 58.0743 | 70.3438 | 86.6263 | 99.9555 | 114.9455 | 140.9115 | 158.2274 | 192.57
Option 5 SG | NSW | CNSW | Distributed PV | 823.422 | 901.183 | 1029.5494 | 1095.4415 | 1097.5058 | 1151.1918 | 1154.9299 | 1251.9233 | 1301.7895 | 1296.3311 | 1238.3826 | 1198.5795 | 1290.0265 | 1413.0951 | 1398.8536 | 1329.6431 | 1204.7332 | 1266.943 | 1409.185 | 1488.5639 | 1499.4477 | 1591.8993 | 1627.6267 | 1804.304
Option 5 SG | NSW | CNSW | OCGT | 0 | 0 | 0 | 0 | 0 | 0 | 7.981e-08 | 5.795e-08 | 2.5179e-07 | 5.5548e-07 | 1.2575e-06 | 2.1897e-06 | 1.2977e-06 | 3.1578e-06 | 4.5847e-06 | 3.9318e-06 | 3.3851e-06 | 5.1783e-06 | 2.3028e-05 | 3.0168e-05 | 2.2302e-05 | 2.038e-05 | 6.8737e-05 | 5.7482e-05
Option 5 SG | NSW | CNSW | PHES | 207.081 | 184.1134 | 258.2591 | 416.1582 | 424.9176 | 416.5484 | 416.1371 | 451.7724 | 417.3819 | 418.9659 | 390.1073 | 398.208 | 454.1078 | 433.0727 | 461.3169 | 398.1985 | 374.5997 | 396.8545 | 406.9481 | 400.5024 | 409.6208 | 459.6182 | 488.097 | 515.8463
Option 5 SG | NSW | CNSW | Solar | 4003.7865 | 7127.875 | 8101.8128 | 21772.1813 | 22391.1653 | 22709.2206 | 22429.5399 | 23627.7399 | 24799.5813 | 24142.5805 | 23203.3856 | 21998.2447 | 23898.6046 | 25286.6749 | 24400.3659 | 24483.1459 | 21166.8286 | 22128.9549 | 24632.7946 | 24419.5724 | 23926.3824 | 24101.1519 | 23360.7109 | 24701.8943
Option 5 SG | NSW | CNSW | Wind | 1397.6434 | 1640.4029 | 2750.7424 | 4653.3973 | 7994.6613 | 7830.4041 | 7645.1377 | 8245.4523 | 7969.9815 | 8433.3499 | 8188.4281 | 8507.0674 | 8163.5775 | 7345.6487 | 12806.1783 | 15534.7378 | 17618.228 | 16237.3231 | 17512.653 | 16821.6187 | 22971.9245 | 22805.8176 | 21962.9255 | 25682.811
Option 5 SG | NSW | NNSW | 1h | 60.5568 | 163.2271 | 119.5984 | 123.5414 | 125.0099 | 127.882 | 118.8221 | 123.7703 | 129.4416 | 126.5161 | 123.9838 | 125.3154 | 127.0418 | 130.1646 | 128.9248 | 124.7873 | 119.1861 | 120.4561 | 124.2298 | 121.0823 | 113.2257 | 120.1697 | 114.0594 | 113.7648
Option 5 SG | NSW | NNSW | 2h | 31.15 | 138.1331 | 214.2145 | 230.0947 | 236.764 | 240.1703 | 228.7706 | 238.3512 | 255.0061 | 247.9064 | 246.2782 | 240.1514 | 247.4935 | 257.4524 | 255.096 | 245.8322 | 226.6788 | 230.3044 | 239.3981 | 232.9557 | 218.4563 | 147.1219 | 139.8132 | 140.8111
Option 5 SG | NSW | NNSW | 8h | 399.4906 | 696.2793 | 845.2207 | 927.2854 | 974.3437 | 968.8663 | 905.6742 | 934.2545 | 986.2292 | 969.244 | 946.4199 | 950.7867 | 978.982 | 1006.8673 | 987.0899 | 967.3567 | 929.7672 | 942.985 | 962.9764 | 925.3664 | 259.5719 | 8.4033e-05 | 4.7158e-05 | 9.7374e-05
Option 5 SG | NSW | NNSW | CST | 0 | 0 | 0 | 0 | 0 | 0 | 0 | 0 | 0 | 0 | 0 | 0 | 0 | 0 | 0 | 0 | 0 | 0 | 0 | 0 | 0 | 0 | 0 | 0
Option 5 SG | NSW | NNSW | Coordinated CER | 9.4716 | 11.9122 | 13.6042 | 16.571 | 19.8329 | 23.3781 | 26.5548 | 33.4835 | 39.2777 | 45.1866 | 50.3963 | 58.095 | 71.008 | 81.8664 | 93.5424 | 90.1015 | 90.1527 | 108.6283 | 131.388 | 146.9918 | 177.3539 | 206.821 | 231.011 | 271.3675
Option 5 SG | NSW | NNSW | Distributed PV | 1601.085 | 1734.851 | 1961.6215 | 2087.3047 | 2095.1154 | 2200.6421 | 2212.394 | 2393.1959 | 2401.4445 | 2419.6235 | 2307.0486 | 2248.6998 | 2417.3554 | 2589.5837 | 2656.7899 | 2504.406 | 2291.7344 | 2384.4089 | 2622.6536 | 2775.793 | 2806.607 | 2985.8846 | 3059.6694 | 3382.6091
Option 5 SG | NSW | NNSW | PHES | 0 | 0 | 0 | 0 | 0 | 0 | 0 | 0 | 0 | 0 | 3.2121e-07 | 3.234e-07 | 1.5947e-06 | 1.3033e-06 | 1.3115e-06 | 6.8776e-07 | 4.614e-07 | 4.0985e-07 | 8.182e-08 | 8.306e-08 | 2.4221e-07 | 3.3151e-07 | 7.1683e-07 | 2.2344e-06
Option 5 SG | NSW | NNSW | Solar | 1540.0645 | 2215.1431 | 2475.3975 | 2111.3992 | 2068.3061 | 1939.8498 | 2341.1372 | 2379.5216 | 2678.7731 | 2466.3858 | 2631.9761 | 2508.6351 | 2861.052 | 2825.1874 | 2774.0124 | 3006.6093 | 2655.4349 | 2589.2956 | 2715.9879 | 2591.9842 | 2437.3911 | 2323.9143 | 2072.1717 | 1852.4244
Option 5 SG | NSW | NNSW | Wind | 1241.8978 | 1202.6126 | 1093.7862 | 1003.7038 | 1369.8299 | 1470.5591 | 1549.9967 | 1648.0702 | 1834.1899 | 1656.965 | 3118.1082 | 3297.5107 | 2660.8978 | 2351.6796 | 2516.1857 | 3854.0071 | 5036.8418 | 4055.6185 | 4103.194 | 3860.9162 | 5496.3772 | 6053.8662 | 6296.4952 | 7308.8069
Option 5 SG | NSW | SNSW | 1h | 12.9587 | 35.7551 | 13.837 | 15.1309 | 15.6859 | 14.0587 | 13.5754 | 13.1898 | 16.0425 | 15.9079 | 15.5413 | 15.124 | 15.8279 | 15.8911 | 15.6896 | 14.9941 | 14.1384 | 0 | 0 | 0 | 0 | 0 | 0 | 0
Option 5 SG | NSW | SNSW | 2h | 79.2143 | 201.5308 | 145.2251 | 156.9239 | 167.4076 | 147.7341 | 143.1484 | 132.5388 | 164.3562 | 161.7091 | 158.9707 | 148.8212 | 158.0803 | 162.5307 | 161.492 | 152.2873 | 138.4416 | 139.0578 | 152.5585 | 140.9865 | 143.0548 | 146.1088 | 88.1148 | 89.2785
Option 5 SG | NSW | SNSW | 4h | 0 | 0 | 0 | 0 | 59.8321 | 197.5416 | 203.7894 | 185.2244 | 258.0837 | 254.5388 | 250.2293 | 242.63 | 248.5108 | 261.9975 | 256.2026 | 236.0087 | 224.1392 | 223.8038 | 237.0313 | 221.7816 | 221.5051 | 226.2236 | 221.7605 | 221.573
Option 5 SG | NSW | SNSW | 8h | 103.1799 | 316.0718 | 420.176 | 602.9693 | 624.0853 | 477.7393 | 447.0612 | 485.6375 | 680.5378 | 684.9933 | 631.5357 | 552.6735 | 584.1832 | 636.8788 | 613.9146 | 507.0712 | 455.8391 | 455.6779 | 490.7913 | 442.1828 | 339.5559 | 189.8534 | 193.8887 | 191.9926
Option 5 SG | NSW | SNSW | CST | 0 | 0 | 0 | 0 | 0 | 0 | 0 | 0 | 0 | 0 | 0 | 0 | 0 | 0 | 0 | 0 | 0 | 0 | 0 | 0 | 0 | 0 | 0 | 0
Option 5 SG | NSW | SNSW | Coordinated CER | 7.9111 | 17.5665 | 11.7779 | 13.4457 | 24.1138 | 28.3813 | 34.4321 | 45.8512 | 55.6819 | 65.327 | 73.2176 | 71.9305 | 94.7339 | 111.733 | 123.2463 | 126.1539 | 116.0809 | 144.1524 | 173.3301 | 199.7512 | 212.3606 | 265.2513 | 301.3787 | 355.4552
Option 5 SG | NSW | SNSW | Distributed PV | 1903.669 | 2067.4317 | 2319.0683 | 2437.0152 | 2530.3246 | 2648.3012 | 2611.9372 | 2847.4962 | 2843.5912 | 2809.9093 | 2721.9222 | 2647.0687 | 2842.3152 | 3066.104 | 3162.8959 | 3041.3355 | 2734.5343 | 2877.1311 | 3179.8347 | 3324.6809 | 3425.5739 | 3619.7871 | 3660.5365 | 4051.6715
Option 5 SG | NSW | SNSW | Hydro | 3989.9873 | 4063.4804 | 2637.9762 | 2810.8832 | 2193.4457 | 2072.7196 | 1960.2437 | 1242.0933 | 2871.9222 | 2269.1444 | 1988.057 | 4457.6343 | 2538.0584 | 2931.9951 | 2974.0497 | 1586.569 | 3982.498 | 3339.0278 | 2753.9423 | 2573.1624 | 2545.7433 | 2990.9788 | 3407.2417 | 2687.6183
Option 5 SG | NSW | SNSW | OCGT | 0 | 0 | 0 | 0 | 5.6e-10 | 0 | 2.326e-08 | 1.1015e-08 | 4.8925e-08 | 1.9275e-07 | 28.1239 | 44.0552 | 118.8139 | 291.2941 | 367.59 | 458.0322 | 220.0567 | 73.3037 | 0 | 0 | 0 | 0 | 0 | 0
Option 5 SG | NSW | SNSW | PHES | 0 | 0 | 1805.8072 | 4007.8116 | 4919.5975 | 4321.5904 | 4552.7976 | 4353.1551 | 4971.4482 | 5036.7832 | 4784.551 | 4669.214 | 4706.9839 | 5016.8428 | 4829.2232 | 4528.8757 | 4831.7188 | 4525.9089 | 4638.5344 | 4413.272 | 5064.1237 | 5163.058 | 5149.8865 | 5390.2874
Option 5 SG | NSW | SNSW | Solar | 4692.386 | 10962.9542 | 11567.9996 | 10238.957 | 9764.1639 | 7705.0033 | 7755.9548 | 6721.8501 | 10245.297 | 9245.5199 | 9141.7862 | 9558.7548 | 9588.7606 | 11081.494 | 10860.2594 | 10133.5435 | 10198.0104 | 10099.4534 | 10359.548 | 9395.8295 | 10041.4501 | 9292.528 | 9077.6231 | 8691.0816
Option 5 SG | NSW | SNSW | Wind | 5279.6222 | 5595.8159 | 6038.5159 | 6181.6892 | 6188.7687 | 7391.0849 | 6732.946 | 6775.5677 | 7611.2839 | 7365.8562 | 6766.1742 | 8059.8324 | 7691.1396 | 6538.0866 | 6712.0806 | 6665.6941 | 6812.1021 | 6528.7519 | 7014.4605 | 6499.8972 | 5778.3433 | 8302.75 | 7593.5635 | 8880.9147
Option 5 SG | NSW | SNW | 1h | 0 | 0 | 0 | 1.3537e-06 | 2.6359e-06 | 5.9924e-06 | 9.9768e-06 | 1.1046e-05 | 8.2132e-06 | 1.0497e-05 | 1.098e-05 | 1.2935e-05 | 3.9836e-06 | 2.5679e-06 | 2.6938e-06 | 3.4789e-06 | 2.57e-06 | 4.1201e-06 | 1.0135e-05 | 1.1442e-05 | 1.0047e-05 | 9.6032e-06 | 1.2403e-05 | 2.0713e-05
Option 5 SG | NSW | SNW | 2h | 110.6546 | 89.8855 | 87.3626 | 183.2815 | 473.6456 | 488.1812 | 489.0149 | 468.0927 | 439.7322 | 439.7917 | 385.9493 | 351.4986 | 416.9179 | 444.1921 | 393.4143 | 308.6932 | 252.6988 | 291.6787 | 313.5168 | 324.0144 | 312.4244 | 379.754 | 428.8102 | 440.9821
Option 5 SG | NSW | SNW | 4h | 411.8128 | 1452.6978 | 3016.9692 | 5150.4129 | 5202.7078 | 5140.2314 | 4912.8579 | 5006.807 | 4952.9982 | 4764.4991 | 4627.3212 | 4790.3675 | 5103.8576 | 5300.6453 | 5216.8636 | 4813.2156 | 4315.9316 | 4497.6613 | 4621.6359 | 4362.61 | 4288.7075 | 3473.5684 | 1574.0955 | 1114.373
Option 5 SG | NSW | SNW | 8h | 0 | 1.7926e-06 | 271.1055 | 1087.1493 | 1123.0691 | 1126.356 | 1082.0256 | 2663.838 | 2589.5318 | 2516.933 | 2323.2747 | 2150.2351 | 2506.6125 | 2684.8281 | 2586.9229 | 2162.3952 | 1757.045 | 1977.095 | 2138.1567 | 2133.6179 | 2119.2499 | 2438.2784 | 2278.6748 | 3414.3956
Option 5 SG | NSW | SNW | Black Coal | 10081.7191 | 10071.7344 | 3156.7536 | 3156.7536 | 0 | 0 | 0 | 0 | 0 | 0 | 0 | 0 | 0 | 0 | 0 | 0 | 0 | 0 | 0 | 0 | 0 | 0 | 0 | 0
Option 5 SG | NSW | SNW | CCGT | 525.6 | 484.1389 | 525.6 | 175.2 | 408.1755 | 276.0181 | 777.9536 | 422.9137 | 537.5166 | 753.3029 | 1233.567 | 1117.8065 | 1243.0225 | 1611.5235 | 2013.0838 | 1950.8416 | 1901.5105 | 641.7811 | 697.1433 | 811.7527 | 746.477 | 723.5725 | 879.6251 | 789.2781
Option 5 SG | NSW | SNW | Coordinated CER | 36.2483 | 42.0885 | 52.0774 | 64.1503 | 80.7866 | 93.1121 | 136.2548 | 181.223 | 208.8089 | 253.7266 | 276.7204 | 298.778 | 370.397 | 454.5099 | 487.053 | 469.3465 | 420.7955 | 511.3154 | 616.2599 | 735.9538 | 922.6465 | 1245.3374 | 1456.6351 | 1741.7442
Option 5 SG | NSW | SNW | DSP | 0 | 1.7085e-08 | 0 | 0 | 0 | 0 | 3.3235e-08 | 6.494e-08 | 1.1131e-07 | 1.6203e-07 | 2.9011e-07 | 3.6115e-07 | 0.5365 | 0.06875 | 0.5955 | 0.46676 | 0.42275 | 0.02 | 0.44775 | 0.14025 | 0.51613 | 0.065628 | 1.1075 | 0.12401
Option 5 SG | NSW | SNW | Distributed PV | 6689.6365 | 7346.0815 | 8393.4476 | 8928.2853 | 8952.4914 | 9437.4637 | 9472.3263 | 10220.9589 | 10247.5875 | 10233.8294 | 9785.1095 | 9541.7924 | 10234.5309 | 11075.7741 | 11388.1596 | 10796.1737 | 9830.1603 | 10341.9501 | 11469.3391 | 12108.3778 | 12244.1222 | 13124.2909 | 13482.3494 | 14946.5924
Option 5 SG | NSW | SNW | OCGT | 8.3025 | 11.1855 | 66.2551 | 18.1687 | 68.4628 | 48.4976 | 294.6322 | 86.199 | 150.6401 | 298.3106 | 560.3964 | 505.9171 | 512.7828 | 1156.1032 | 2414.4518 | 2065.0514 | 2258.3719 | 3267.3903 | 4340.6902 | 5721.9105 | 4606.6327 | 4442.1582 | 6427.1793 | 5125.0789
Option 5 SG | NSW | SNW | Offshore Wind | 0 | 0 | 0 | 0 | 0 | 0 | 0 | 0 | 0 | 0 | 0 | 0 | 0 | 0 | 0 | 0 | 0 | 0 | 0 | 0 | 0 | 0 | 0 | 0
Option 5 SG | NSW | SNW | Solar | 0 | 3.8511e-06 | 2.9472e-06 | 9.337e-07 | 1.2192e-06 | 3.466e-06 | 2.03e-06 | 6.188e-06 | 1.3184e-05 | 1.7623e-05 | 3.0844e-05 | 5.4306e-05 | 5.6994e-05 | 5.5872e-05 | 5.2548e-05 | 214.4414 | 290.6179 | 298.4629 | 324.2787 | 1495.3346 | 1433.5523 | 1518.6039 | 1488.3473 | 1558.2062
Option 5 SG | NSW | SNW | Wind | 0 | 0 | 0 | 0 | 0 | 0 | 0 | 3.3565e-07 | 5.4137e-07 | 2.7726e-06 | 8.1966e-06 | 2.5909e-05 | 207.698 | 176.9285 | 191.1624 | 186.5543 | 196.633 | 181.092 | 196.8473 | 186.2011 | 186.553 | 183.7842 | 193.2713 | 193.5865
Option 5 SG | QLD |  | 1h | 91.28 | 127.3317 | 212.5755 | 246.7428 | 300.369 | 311.4015 | 301.4538 | 289.6568 | 300.0131 | 293.7251 | 291.2119 | 293.3297 | 304.9577 | 317.4214 | 318.1696 | 306.4129 | 290.4432 | 297.3774 | 304.8925 | 305.8382 | 289.693 | 294.8339 | 286.7179 | 163.0129
Option 5 SG | QLD |  | 2h | 1197.2366 | 1088.9962 | 1457.7454 | 1620.5002 | 1862.1198 | 1899.0386 | 1864.5784 | 1816.4829 | 1852.3593 | 1849.2905 | 1817.3393 | 1823.2412 | 1810.3053 | 1871.6628 | 1857.2593 | 1826.265 | 1691.3137 | 1709.3541 | 1630.7316 | 1260.5302 | 1226.8028 | 1062.6876 | 882.1474 | 693.463
Option 5 SG | QLD |  | 4h | 221.1054 | 249.3379 | 483.837 | 634.1997 | 723.516 | 729.4217 | 718.3288 | 702.7643 | 713.8439 | 711.9386 | 701.9006 | 711.518 | 724.7264 | 741.8502 | 742.9181 | 726.9703 | 690.6327 | 839.7504 | 1073.4612 | 1839.739 | 2289.6283 | 3134.6623 | 3542.8733 | 3808.4611
Option 5 SG | QLD |  | 8h | 0 | 0 | 6.3881e-07 | 5.1761e-06 | 7.2845e-06 | 7.3148e-06 | 7.7658e-06 | 1.0931e-05 | 1.2083e-05 | 1.567e-05 | 1.8977e-05 | 2.0323e-05 | 1.7564e-05 | 1.6027e-05 | 1.4254e-05 | 8.9746e-06 | 7.6761e-06 | 7.8756e-06 | 4.6505e-05 | 4.9922e-05 | 6.1493e-05 | 7.0493e-05 | 0.00010789 | 71.2964
Option 5 SG | QLD |  | Biomass | 269.1072 | 269.8445 | 246.2104 | 207.6076 | 219.0906 | 218.7955 | 223.4685 | 215.5549 | 214.6886 | 214.5871 | 201.1406 | 224.1609 | 212.77 | 213.0666 | 215.5028 | 207.566 | 223.2393 | 176.4443 | 178.411 | 160.0693 | 173.1445 | 172.3109 | 162.5803 | 130.5209
Option 5 SG | QLD |  | Black Coal | 40217.9973 | 28535.6259 | 26446.2996 | 16940.5308 | 18284.8588 | 17227.2563 | 17444.347 | 15963.4796 | 14116.0458 | 15162.6256 | 13369.6519 | 10262.1904 | 14308.2592 | 14660.1333 | 14732.8549 | 14980.1414 | 12513.3052 | 11494.4742 | 10168.5068 | 8622.9542 | 7476.0554 | 7786.8946 | 7685.8948 | 0
Option 5 SG | QLD |  | CCGT | 1225.3471 | 1114.6946 | 1284.8009 | 1050.1035 | 127.0605 | 101.0041 | 239.9753 | 116.6204 | 87.6047 | 207.2296 | 716.6965 | 796.1897 | 792.7377 | 946.6891 | 1326.5581 | 926.4412 | 1253.9591 | 1496.7263 | 2019.4902 | 565.8465 | 555.3993 | 128.4663 | 176.9843 | 334.5606
Option 5 SG | QLD |  | Coordinated CER | 28.8978 | 35.8313 | 47.1078 | 59.3074 | 89.3292 | 122.0965 | 146.084 | 192.2933 | 248.319 | 296.6894 | 332.3359 | 416.3534 | 516.1886 | 593.4405 | 705.3181 | 564.6051 | 579.357 | 756.0064 | 933.8354 | 1086.9084 | 1005.8918 | 1341.4467 | 1484.9383 | 1836.9067
Option 5 SG | QLD |  | Distributed PV | 9501.309 | 10892.183 | 11694.6875 | 12695.6225 | 13194.9415 | 13641.8533 | 14114.1039 | 14809.8907 | 15064.9166 | 15623.1427 | 14957.2931 | 14650.5461 | 15444.4962 | 16755.2191 | 17183.4579 | 16880.2273 | 14776.4377 | 16502.9623 | 17353.6338 | 18579.3348 | 19091.6003 | 19775.4136 | 20663.6001 | 21937.5149
Option 5 SG | QLD |  | H2 Reciprocating Engine | 0 | 0 | 0 | 0 | 4.4895e-08 | 6.833e-08 | 6.1881e-07 | 6.1878e-07 | 6.5527e-07 | 8.2195e-07 | 8.4483 | 48.4985 | 65.5211 | 105.9746 | 174.2213 | 73.1848 | 83.5529 | 162.6612 | 239.4779 | 273.8638 | 162.6483 | 130.2845 | 212.035 | 243.4431
Option 5 SG | QLD |  | Hydro | 976.6747 | 858.5337 | 695.0598 | 763.9538 | 689.1504 | 567.2841 | 561.0847 | 674.8826 | 873.1934 | 679.1016 | 718.7306 | 825.74 | 763.6073 | 938.7611 | 683.6717 | 757.9117 | 921.2206 | 721.1786 | 640.7781 | 633.9881 | 601.7965 | 547.6715 | 539.9548 | 491.4276
Option 5 SG | QLD |  | Liquid Fuel | 0 | 0 | 0 | 0 | 0 | 0 | 0 | 0 | 0 | 0 | 0 | 0 | 5.2019 | 0 | 0 | 0 | 0 | 0 | 0 | 0 | 0 | 0 | 0 | 0
Option 5 SG | QLD |  | OCGT | 4.4735 | 8.5661 | 13.0479 | 7.2178 | 0 | 5.664e-08 | 8.3545e-07 | 9.5089e-07 | 9.9632e-07 | 1.1719e-06 | 9.108 | 52.3993 | 261.4582 | 286.7343 | 476.1411 | 112.7843 | 184.9741 | 173.5812 | 1308.4542 | 2312.7513 | 1617.4035 | 1242.25 | 1580.3915 | 3060.05
Option 5 SG | QLD |  | PHES | 440.2091 | 523.5271 | 1174.4117 | 1258.5845 | 1661.3747 | 1641.1244 | 1408.6923 | 1471.1251 | 1548.8021 | 1556.9441 | 1501.1133 | 1595.5993 | 1708.7963 | 1720.6412 | 1759.811 | 4993.9269 | 4727.3806 | 5363.013 | 5486.5877 | 5298.8368 | 5021.7834 | 5544.4602 | 5424.3653 | 5646.618
Option 5 SG | QLD |  | Solar | 8153.6281 | 12158.0694 | 14291.8029 | 13992.1871 | 13948.3241 | 14276.9374 | 14205.6506 | 14300.2145 | 14450.116 | 14746.4685 | 13824.5469 | 13669.1598 | 14156.4403 | 13844.9838 | 13757.0442 | 18333.5365 | 18891.9527 | 20942.9567 | 21637.9853 | 22234.6289 | 21659.1087 | 23847.313 | 23873.1676 | 25582.9093
Option 5 SG | QLD |  | Wind | 8586.2836 | 9718.0509 | 11824.4753 | 12581.0251 | 12616.6351 | 12437.2112 | 12748.007 | 14104.805 | 16258.3641 | 16856.1493 | 21339.6244 | 22632.7125 | 22846.8344 | 23335.3971 | 24122.5109 | 25134.8387 | 25334.4513 | 29232.4949 | 29057.9889 | 32624.781 | 35844.5401 | 37493.509 | 38450.6035 | 41431.059
Option 5 SG | QLD | CQ | 2h | 31.7985 | 78.7496 | 110.5621 | 107.1785 | 137.8481 | 141.3695 | 135.905 | 129.391 | 135.0087 | 131.5368 | 130.7764 | 133.1303 | 141.7035 | 143.9783 | 147.0602 | 139.6791 | 104.8694 | 106.3778 | 111.1528 | 108.525 | 111.6606 | 110.3049 | 109.3797 | 103.8762
Option 5 SG | QLD | CQ | 4h | 34.4107 | 92.4454 | 139.6733 | 136.0979 | 177.6961 | 182.8799 | 174.6252 | 165.2798 | 171.895 | 166.8994 | 167.977 | 172.0461 | 182.7466 | 184.6746 | 190.7584 | 180.5758 | 171.4255 | 175.1536 | 183.9314 | 175.1173 | 0 | 0 | 0 | 0
Option 5 SG | QLD | CQ | 8h | 0 | 0 | 0 | 9.1065e-07 | 1.727e-06 | 1.8226e-06 | 2.2071e-06 | 4.1454e-06 | 4.5417e-06 | 5.4038e-06 | 9.2457e-06 | 9.5051e-06 | 8.7376e-06 | 7.4529e-06 | 6.407e-06 | 3.5128e-06 | 2.3431e-06 | 1.5453e-06 | 1.9087e-05 | 2.1216e-05 | 2.6206e-05 | 2.6533e-05 | 4.6771e-05 | 71.2963
Option 5 SG | QLD | CQ | Black Coal | 12752.8504 | 6295.9562 | 6158.28 | 4931.88 | 4931.88 | 4945.392 | 4931.88 | 4931.88 | 4931.88 | 4945.392 | 4931.88 | 4931.88 | 6465.8458 | 6948.4734 | 7407.9401 | 7292.7299 | 8147.065 | 7488.3032 | 6254.9502 | 4903.9634 | 3545.9298 | 3855.7232 | 3842.8954 | 0
Option 5 SG | QLD | CQ | Coordinated CER | 1.8249 | 3.1053 | 4.3342 | 5.2011 | 8.1131 | 10.5775 | 12.3476 | 15.8196 | 19.5531 | 23.26 | 26.2508 | 33.1779 | 39.5014 | 45.4132 | 53.2194 | 46.9606 | 47.2253 | 60.1585 | 72.4476 | 86.1752 | 86.9657 | 102.3414 | 120.2896 | 138.2383
Option 5 SG | QLD | CQ | Distributed PV | 883.1645 | 1015.3945 | 1094.265 | 1171.9 | 1220.47 | 1265.5985 | 1319.57 | 1425.069 | 1452.7126 | 1501.8733 | 1442.727 | 1416.671 | 1487.5235 | 1627.9858 | 1671.4161 | 1582.0068 | 1408.819 | 1575.6185 | 1661.7441 | 1747.8192 | 1796.7911 | 1865.3264 | 1963.9281 | 2148.0238
Option 5 SG | QLD | CQ | OCGT | 0 | 0 | 0 | 0 | 0 | 0 | 3.295e-08 | 5.086e-08 | 5.1605e-08 | 4.2145e-08 | 7.455e-08 | 1.1977e-07 | 33.2859 | 5.3015 | 8.8652 | 2.59e-09 | 14.9451 | 1.3653 | 57.8988 | 32.4969 | 105.7519 | 46.764 | 93.3146 | 180.6353
Option 5 SG | QLD | CQ | PHES | 0 | 0 | 0 | 0 | 0 | 0 | 0 | 0 | 0 | 1.468e-08 | 4.1576e-07 | 5.9388e-07 | 1.8137e-06 | 1.5905e-06 | 1.7466e-06 | 5.2517e-07 | 3.8402e-07 | 5.1066e-07 | 3.526e-08 | 3.2298e-07 | 8.1815e-07 | 1.139e-06 | 1.4183e-06 | 3.2221e-06
Option 5 SG | QLD | CQ | Solar | 1718.1026 | 2333.6157 | 2494.9982 | 2083.4316 | 2109.6756 | 2126.2491 | 2199.2327 | 2175.9907 | 2270.2228 | 2268.5449 | 2347.2589 | 2332.2349 | 2450.6008 | 2353.6985 | 2392.0594 | 2536.4894 | 2149.763 | 2342.1763 | 2329.7708 | 2231.0831 | 2221.5125 | 2302.8844 | 1455.4282 | 2451.5114
Option 5 SG | QLD | CQ | Wind | 1392.5019 | 2536.3321 | 3279.9265 | 3504.8111 | 3341.344 | 3356.6159 | 3220.8342 | 3190.6364 | 3615.7919 | 3205.7944 | 3676.5508 | 3725.4452 | 3466.6453 | 3827.6294 | 3756.0577 | 3788.4909 | 3572.0314 | 4384.0192 | 4488.1838 | 6748.9865 | 6732.5294 | 6833.5706 | 6541.7929 | 6024.9661
Option 5 SG | QLD | GG | 1h | 0 | 21.3982 | 66.0957 | 100.1353 | 124.9987 | 126.4548 | 123.3524 | 120.1042 | 120.8452 | 120.1306 | 118.7943 | 122.4441 | 126.6939 | 129.203 | 130.7257 | 126.9279 | 120.6305 | 122.1562 | 125.9873 | 125.2249 | 125.4365 | 124.7358 | 121.5204 | 0
Option 5 SG | QLD | GG | 4h | 0 | 0 | 7.7464e-06 | 3.0918e-05 | 3.4897e-05 | 3.6254e-05 | 3.3815e-05 | 3.3943e-05 | 3.4258e-05 | 3.4669e-05 | 3.5006e-05 | 3.547e-05 | 3.1102e-05 | 3.1478e-05 | 3.1573e-05 | 3.0244e-05 | 2.8441e-05 | 3.6737e-05 | 0.00010198 | 0.00010865 | 0.00028856 | 0.00029962 | 481.3119 | 459.5679
Option 5 SG | QLD | GG | Black Coal | 2943.36 | 2951.424 | 1959.552 | 0 | 0 | 0 | 0 | 0 | 0 | 0 | 0 | 0 | 0 | 0 | 0 | 0 | 0 | 0 | 0 | 0 | 0 | 0 | 0 | 0
Option 5 SG | QLD | GG | CCGT | 832.3139 | 841.7409 | 841.9954 | 829.8698 | 0 | 0 | 3.056e-08 | 4.1845e-08 | 4.116e-08 | 4.8525e-08 | 2.1293 | 8.7918 | 26.7251 | 30.277 | 56.586 | 22.1894 | 20.4099 | 28.9033 | 86.8862 | 91.1337 | 122.6606 | 128.4663 | 176.9843 | 334.5606
Option 5 SG | QLD | GG | Coordinated CER | 0.13527 | 0.25525 | 0.36581 | 0.66784 | 1.051 | 1.3776 | 1.685 | 2.1199 | 2.6484 | 3.1317 | 3.5426 | 4.4588 | 5.2685 | 6.2556 | 7.3652 | 6.6573 | 6.3288 | 8.1962 | 10.034 | 11.4848 | 12.2014 | 15.0117 | 17.9833 | 19.459
Option 5 SG | QLD | GG | Distributed PV | 107.84 | 124.326 | 134.251 | 146.6695 | 152.918 | 158.4663 | 163.8925 | 172.0037 | 175.1132 | 181.187 | 173.5707 | 169.9924 | 179.0195 | 195.4646 | 200.5882 | 197.6305 | 172.1846 | 192.572 | 202.9781 | 218.2133 | 224.4509 | 232.7969 | 243.1155 | 258.3144
Option 5 SG | QLD | GG | OCGT | 0 | 0 | 0 | 0 | 0 | 0 | 0 | 0 | 0 | 0 | 0 | 0 | 0 | 0 | 0 | 0 | 0 | 8.738e-08 | 4.1878e-06 | 5.3886e-06 | 9.9281e-06 | 1.0416e-05 | 1.3881e-05 | 0.00014307
Option 5 SG | QLD | GG | Solar | 772.3376 | 889.3258 | 918.6888 | 860.7049 | 859.6028 | 901.4946 | 899.9074 | 918.5717 | 935.8724 | 959.2334 | 952.2346 | 937.2097 | 961.698 | 961.7569 | 944.3376 | 953.9866 | 774.6679 | 891.3467 | 917.1297 | 948.0633 | 953.5535 | 975.8971 | 963.1686 | 969.1895
Option 5 SG | QLD | NQ | 2h | 0 | 36.9058 | 199.5905 | 334.6255 | 379.1652 | 377.99 | 376.0814 | 376.915 | 376.7494 | 376.1309 | 363.106 | 373.814 | 371.3186 | 389.1877 | 385.2732 | 377.6272 | 341.7277 | 344.0347 | 360.7956 | 330.3538 | 353.9676 | 174.5885 | 176.7971 | 0
Option 5 SG | QLD | NQ | 4h | 0 | 0 | 170.7279 | 241.5593 | 261.2429 | 261.5618 | 259.4472 | 261.222 | 261.5008 | 261.2691 | 254.0798 | 258.7159 | 257.32 | 267.1884 | 265.2259 | 262.9171 | 245.1974 | 246.0019 | 254.0572 | 232.4034 | 245.8038 | 238.7219 | 61.5 | 57.071
Option 5 SG | QLD | NQ | Biomass | 269.1072 | 269.8445 | 246.2104 | 207.6076 | 219.0906 | 218.7955 | 223.4685 | 215.5549 | 214.6886 | 214.5871 | 201.1406 | 224.1609 | 212.77 | 213.0666 | 215.5028 | 207.566 | 223.2393 | 176.4443 | 178.411 | 160.0693 | 173.1445 | 172.3109 | 162.5803 | 130.5209
Option 5 SG | QLD | NQ | CCGT | 17.2596 | 13.7519 | 28.5881 | 8.9037 | 8.9037 | 8.9281 | 8.9037 | 8.9037 | 8.9037 | 8.9281 | 32.4969 | 102.8998 | 124.3914 | 166.1094 | 240.8179 | 135.2075 | 201.1747 | 218.6212 | 404.0325 | 474.7128 | 432.7387 | 0 | 0 | 0
Option 5 SG | QLD | NQ | Coordinated CER | 4.3372 | 5.5818 | 7.2946 | 9.4261 | 12.9994 | 16.9534 | 20.3852 | 26.142 | 32.4453 | 38.6715 | 43.9348 | 53.7925 | 63.5454 | 73.7339 | 85.9132 | 80.2473 | 72.6485 | 86.9444 | 110.2702 | 128.0379 | 142.9628 | 167.3769 | 223.2291 | 245.1585
Option 5 SG | QLD | NQ | Distributed PV | 1439.5615 | 1653.838 | 1771.0605 | 1921.616 | 2005.711 | 2072.812 | 2135.7245 | 2241.1146 | 2278.3434 | 2367.667 | 2265.066 | 2224.643 | 2339.2385 | 2535.3962 | 2602.5811 | 2573.1137 | 2246.0367 | 2515.6475 | 2634.715 | 2817.2959 | 2910.4828 | 3011.346 | 3129.2294 | 3321.5129
Option 5 SG | QLD | NQ | Hydro | 976.6747 | 858.5337 | 695.0598 | 763.9538 | 689.1504 | 567.2841 | 561.0847 | 674.8826 | 873.1934 | 679.1016 | 718.7306 | 825.74 | 763.6073 | 938.7611 | 683.6717 | 757.9117 | 921.2206 | 721.1786 | 640.7781 | 633.9881 | 601.7965 | 547.6715 | 539.9548 | 491.4276
Option 5 SG | QLD | NQ | Liquid Fuel | 0 | 0 | 0 | 0 | 0 | 0 | 0 | 0 | 0 | 0 | 0 | 0 | 5.2019 | 0 | 0 | 0 | 0 | 0 | 0 | 0 | 0 | 0 | 0 | 0
Option 5 SG | QLD | NQ | PHES | 288.0691 | 378.7819 | 586.7747 | 623.6045 | 778.5858 | 773.8709 | 714.2137 | 721.1795 | 742.2571 | 757.2502 | 718.5889 | 739.8142 | 785.3364 | 784.7061 | 795.7634 | 778.1372 | 642.3098 | 659.1552 | 705.487 | 663.2743 | 715.3086 | 716.6017 | 710.3397 | 651.8977
Option 5 SG | QLD | NQ | Solar | 1517.6907 | 2023.9678 | 3238.7498 | 3113.1098 | 3179.3726 | 3348.972 | 3214.5319 | 3138.8919 | 3102.3083 | 3262.2162 | 3036.5189 | 3151.1382 | 3153.2852 | 2902.8401 | 2941.0088 | 3129.7539 | 2644.0843 | 2779.3488 | 2906.187 | 2651.7285 | 2659.4236 | 2573.8412 | 2087.7533 | 1912.7779
Option 5 SG | QLD | NQ | Wind | 940.2598 | 974.8654 | 2179.2633 | 2833.7352 | 2820.8218 | 2655.6916 | 3419.7062 | 4647.4869 | 5095.6547 | 4972.9808 | 5257.0926 | 4998.9959 | 5801.3582 | 6680.0834 | 7015.824 | 7635.4976 | 8795.9127 | 11134.5225 | 11690.8432 | 12985.7964 | 12592.6285 | 12369.5595 | 14300.9673 | 15882.4066
Option 5 SG | QLD | SQ | 1h | 91.28 | 105.9335 | 146.4799 | 146.6075 | 175.3703 | 184.9468 | 178.1014 | 169.5527 | 179.1678 | 173.5944 | 172.4176 | 170.8856 | 178.2638 | 188.2184 | 187.444 | 179.485 | 169.8128 | 175.2212 | 178.9052 | 180.6134 | 164.2565 | 170.0981 | 165.1975 | 163.0129
Option 5 SG | QLD | SQ | 2h | 1165.4382 | 973.3407 | 1147.5928 | 1178.6962 | 1345.1065 | 1379.6791 | 1352.5921 | 1310.1768 | 1340.6012 | 1341.6228 | 1323.4569 | 1316.2968 | 1297.2832 | 1338.4968 | 1324.9259 | 1308.9588 | 1244.7166 | 1258.9416 | 1158.7831 | 821.6513 | 761.1746 | 777.7941 | 595.9706 | 589.5868
Option 5 SG | QLD | SQ | 4h | 186.6948 | 156.8925 | 173.4358 | 256.5425 | 284.5769 | 284.98 | 284.2564 | 276.2624 | 280.4481 | 283.77 | 279.8437 | 280.7559 | 284.6597 | 289.9871 | 286.9337 | 283.4774 | 274.0098 | 418.5949 | 635.4725 | 1432.2182 | 2043.8241 | 2895.9401 | 3000.0613 | 3291.8222
Option 5 SG | QLD | SQ | 8h | 0 | 0 | 6.3881e-07 | 4.2654e-06 | 5.5575e-06 | 5.4923e-06 | 5.5587e-06 | 6.7859e-06 | 7.5413e-06 | 1.0266e-05 | 9.7317e-06 | 1.0818e-05 | 8.8263e-06 | 8.5746e-06 | 7.8467e-06 | 5.4618e-06 | 5.3331e-06 | 6.3303e-06 | 2.7419e-05 | 2.8706e-05 | 3.5287e-05 | 4.3961e-05 | 6.1118e-05 | 0.00010936
Option 5 SG | QLD | SQ | Black Coal | 24521.7869 | 19288.2458 | 18328.4676 | 12008.6508 | 13352.9788 | 12281.8644 | 12512.467 | 11031.5996 | 9184.1658 | 10217.2336 | 8437.7719 | 5330.3104 | 7842.4134 | 7711.6599 | 7324.9147 | 7687.4116 | 4366.2402 | 4006.171 | 3913.5566 | 3718.9908 | 3930.1256 | 3931.1714 | 3842.9994 | 0
Option 5 SG | QLD | SQ | CCGT | 375.7735 | 259.2018 | 414.2174 | 211.33 | 118.1568 | 92.076 | 231.0716 | 107.7167 | 78.7011 | 198.3015 | 682.0703 | 684.4981 | 641.6213 | 750.3028 | 1029.1542 | 769.0443 | 1032.3745 | 1249.2017 | 1528.5715 | 0 | 0 | 0 | 0 | 0
Option 5 SG | QLD | SQ | Coordinated CER | 22.6004 | 26.8889 | 35.1132 | 44.0123 | 67.1657 | 93.188 | 111.6662 | 148.2118 | 193.6722 | 231.6262 | 258.6076 | 324.9243 | 407.8733 | 468.0379 | 558.8203 | 430.7399 | 453.1544 | 600.7073 | 741.0837 | 861.2106 | 763.7619 | 1056.7168 | 1123.4363 | 1434.051
Option 5 SG | QLD | SQ | Distributed PV | 7070.743 | 8098.6245 | 8695.111 | 9455.437 | 9815.8425 | 10144.9765 | 10494.917 | 10971.7035 | 11158.7474 | 11572.4155 | 11075.9295 | 10839.2397 | 11438.7147 | 12396.3726 | 12708.8725 | 12527.4763 | 10949.3974 | 12219.1243 | 12854.1967 | 13796.0064 | 14159.8755 | 14665.9442 | 15327.327 | 16209.6637
Option 5 SG | QLD | SQ | H2 Reciprocating Engine | 0 | 0 | 0 | 0 | 4.4895e-08 | 6.833e-08 | 6.1881e-07 | 6.1878e-07 | 6.5527e-07 | 8.2195e-07 | 8.4483 | 48.4985 | 65.5211 | 105.9746 | 174.2213 | 73.1848 | 83.5529 | 162.6612 | 239.4779 | 273.8638 | 162.6483 | 130.2845 | 212.035 | 243.4431
Option 5 SG | QLD | SQ | OCGT | 4.4735 | 8.5661 | 13.0479 | 7.2178 | 0 | 5.664e-08 | 8.025e-07 | 9.0003e-07 | 9.4471e-07 | 1.1298e-06 | 9.108 | 52.3993 | 228.1723 | 281.4328 | 467.276 | 112.7843 | 170.029 | 172.2159 | 1250.5554 | 2280.2544 | 1511.6516 | 1195.486 | 1487.0768 | 2879.4145
Option 5 SG | QLD | SQ | PHES | 152.14 | 144.7452 | 587.637 | 634.9799 | 882.7889 | 867.2535 | 694.4786 | 749.9457 | 806.545 | 799.6939 | 782.5245 | 855.7851 | 923.4599 | 935.935 | 964.0476 | 4215.7897 | 4085.0708 | 4703.8578 | 4781.1007 | 4635.5625 | 4306.4748 | 4827.8585 | 4714.0256 | 4994.7202
Option 5 SG | QLD | SQ | Solar | 4145.4972 | 6911.1601 | 7639.3661 | 7934.9407 | 7799.6731 | 7900.2217 | 7891.9786 | 8066.7603 | 8141.7126 | 8256.4739 | 7488.5345 | 7248.577 | 7590.8563 | 7626.6882 | 7479.6384 | 11713.3066 | 13323.4376 | 14930.0849 | 15484.8977 | 16403.754 | 15824.6191 | 17994.6904 | 19366.8176 | 20249.4306
Option 5 SG | QLD | SQ | Wind | 6253.5218 | 6206.8535 | 6365.2855 | 6242.4788 | 6454.4692 | 6424.9037 | 6107.4666 | 6266.6817 | 7546.9174 | 8677.3741 | 12405.981 | 13908.2714 | 13578.8309 | 12827.6844 | 13350.6291 | 13710.8502 | 12966.5072 | 13713.9532 | 12878.9619 | 12889.9981 | 16519.3822 | 18290.379 | 17607.8434 | 19523.6864
Option 5 SG | SA |  | 2h | 438.0648 | 2416.6936 | 1143.2915 | 1022.1486 | 1030.6336 | 991.6518 | 997.4044 | 970.4303 | 1225.7024 | 1116.9928 | 1090.0282 | 1057.9959 | 1064.7824 | 1219.3386 | 1202.2946 | 1003.624 | 903.607 | 890.5523 | 748.1643 | 692.3268 | 689.727 | 130.4478 | 119.1382 | 42.5646
Option 5 SG | SA |  | 4h | 0 | 368.8108 | 204.255 | 174.3327 | 169.2978 | 166.5744 | 175.8056 | 158.5549 | 203.3511 | 189.6817 | 188.3729 | 182.8759 | 186.052 | 205.0699 | 203.6345 | 175.9178 | 165.6399 | 180.8112 | 176.4621 | 169.5475 | 182.2955 | 9.8572e-05 | 8.954e-05 | 337.3715
Option 5 SG | SA |  | 8h | 0 | 0 | 598.8608 | 547.2287 | 557.5504 | 534.776 | 528.364 | 515.2613 | 620.8441 | 943.9112 | 939.2609 | 927.8474 | 955.4711 | 1046.2072 | 1032.349 | 933.4892 | 894.0277 | 887.4229 | 851.1023 | 783.0413 | 836.4036 | 975.3836 | 483.9922 | 458.9236
Option 5 SG | SA |  | CCGT | 814.3925 | 705.9997 | 695.106 | 231.702 | 480.8793 | 172.5614 | 590.9522 | 259.9188 | 333.6855 | 461.1678 | 809.1857 | 0 | 0 | 0 | 0 | 0 | 0 | 0 | 0 | 0 | 0 | 0 | 0 | 0
Option 5 SG | SA |  | Coordinated CER | 45.7785 | 106.7864 | 65.4045 | 56.8928 | 64.9036 | 79.2957 | 89.9178 | 103.7796 | 121.8806 | 137.4021 | 150.9086 | 161.5426 | 196.163 | 214.4527 | 241.2563 | 243.2643 | 233.3671 | 279.1196 | 295.9205 | 355.8938 | 371.2406 | 462.6864 | 534.0502 | 597.2822
Option 5 SG | SA |  | Distributed PV | 3823.9655 | 4186.5523 | 4499.884 | 4443.1192 | 4922.2874 | 5099.1164 | 5188.2372 | 5278.0785 | 5654.3877 | 5775.8716 | 5338.0789 | 5705.5599 | 5629.3225 | 6103.616 | 5844.718 | 5829.68 | 5381.293 | 5810.7245 | 6088.4584 | 5951.0868 | 6354.0958 | 6594.9823 | 6771.5283 | 6980.6738
Option 5 SG | SA |  | Liquid Fuel | 30.2083 | 4.2073e-06 | 0 | 1.4591e-05 | 42.4859 | 17.5236 | 63.0818 | 18.5558 | 34.5538 | 55.1229 | 91.8381 | 99.1546 | 91.595 | 189.5516 | 243.2295 | 265.3665 | 191.5687 | 177.3073 | 226.9724 | 291.4231 | 23.898 | 8.2309 | 25.23 | 11.3265
Option 5 SG | SA |  | OCGT | 169.1943 | 7.2765 | 8.7e-09 | 56.2792 | 301.829 | 117.1666 | 343.5556 | 145.7189 | 211.8621 | 349.0594 | 587.375 | 553.6281 | 551.7522 | 1110.3526 | 1316.2709 | 1295.4094 | 1036.5494 | 1066.8606 | 771.8857 | 759.5888 | 1113.2934 | 1085.9495 | 2263.8263 | 1339.5816
Option 5 SG | SA |  | Solar | 1193.5751 | 3297.8323 | 3306.1666 | 3147.8383 | 3075.0136 | 3458.9364 | 3162.7891 | 3213.6886 | 3412.9712 | 3627.105 | 3563.822 | 3962.7595 | 3993.3192 | 4112.0125 | 4224.4844 | 3768.5769 | 3557.1222 | 3788.8859 | 3264.0194 | 3175.9761 | 3032.1922 | 2515.2913 | 2225.364 | 2633.4559
Option 5 SG | SA |  | Wind | 7947.6587 | 8312.0525 | 7435.5287 | 8261.5443 | 7406.4585 | 8187.7774 | 7220.2571 | 7539.5816 | 7966.3759 | 7282.4579 | 6604.1633 | 7409.3058 | 6965.1964 | 5419.5485 | 5951.8437 | 6374.3935 | 6352.4627 | 7191.7499 | 8993.7022 | 9255.4461 | 9497.8537 | 10360.9335 | 8684.8231 | 10592.4727
Option 5 SG | SA | CSA | 2h | 407.258 | 1995.1153 | 945.2047 | 846.308 | 849.0902 | 812.1795 | 824.0427 | 797.1677 | 1036.1141 | 948.8942 | 929.7031 | 898.0321 | 904.2315 | 1034.5565 | 1021.7265 | 843.3994 | 755.2849 | 735.7308 | 605.4148 | 563.7368 | 562.7719 | 108.358 | 119.1382 | 42.5646
Option 5 SG | SA | CSA | 4h | 0 | 156.9068 | 75.8197 | 67.2511 | 67.7947 | 64.885 | 66.4243 | 60.1087 | 78.7234 | 75.3964 | 74.8747 | 70.5173 | 75.2845 | 82.4149 | 81.0987 | 67.9619 | 65.5193 | 68.5708 | 66.6786 | 59.76 | 65.4509 | 9.8572e-05 | 8.954e-05 | 337.3715
Option 5 SG | SA | CSA | 8h | 0 | 0 | 598.8606 | 547.2285 | 557.5502 | 534.7759 | 528.3638 | 515.2612 | 620.8439 | 588.8201 | 587.4399 | 573.2727 | 589.8569 | 652.4405 | 644.2503 | 580.4247 | 543.3792 | 541.2607 | 523.459 | 475.9186 | 530.4072 | 536.5048 | 2.8268e-05 | 0.0001239
Option 5 SG | SA | CSA | CCGT | 814.3925 | 705.9997 | 695.106 | 231.702 | 480.8793 | 172.5614 | 590.9522 | 259.9188 | 333.6855 | 461.1678 | 809.1857 | 0 | 0 | 0 | 0 | 0 | 0 | 0 | 0 | 0 | 0 | 0 | 0 | 0
Option 5 SG | SA | CSA | Coordinated CER | 41.4675 | 96.2197 | 59.0073 | 51.0859 | 58.2855 | 71.4398 | 81.0603 | 93.8257 | 110.3309 | 124.4616 | 136.7127 | 146.3662 | 177.9997 | 194.4944 | 218.9386 | 220.6551 | 211.2031 | 253.2671 | 268.4804 | 323.5664 | 337.3072 | 422.1367 | 487.1619 | 545.4676
Option 5 SG | SA | CSA | Distributed PV | 3517.312 | 3854.3058 | 4129.4912 | 4070.5975 | 4427.4962 | 4588.7212 | 4659.238 | 4733.7817 | 5067.5195 | 5176.2409 | 4777.4502 | 5087.691 | 5007.2765 | 5440.872 | 5203.317 | 5182.3165 | 4782.9215 | 5158.026 | 5403.345 | 5274.5634 | 5628.739 | 5848.3685 | 5997.0899 | 6179.8274
Option 5 SG | SA | CSA | Liquid Fuel | 30.2083 | 4.2073e-06 | 0 | 1.4591e-05 | 42.4859 | 17.5236 | 63.0818 | 18.5558 | 34.5538 | 55.1229 | 91.8381 | 99.1546 | 91.595 | 189.5516 | 243.2295 | 265.3665 | 191.5687 | 177.3073 | 226.9724 | 291.4231 | 23.898 | 8.2309 | 25.23 | 11.3265
Option 5 SG | SA | CSA | OCGT | 169.1943 | 7.2765 | 8.7e-09 | 56.2792 | 301.829 | 117.1666 | 343.5556 | 145.7189 | 211.8621 | 349.0594 | 587.375 | 553.6281 | 551.7522 | 1110.3526 | 1316.2709 | 1295.4094 | 1036.5494 | 1066.8606 | 771.8857 | 759.5888 | 1113.2934 | 1085.9495 | 2263.8263 | 1339.5816
Option 5 SG | SA | CSA | Solar | 136.6769 | 1003.9584 | 1272.8752 | 1365.1805 | 1253.4627 | 1341.425 | 1254.9925 | 1364.8206 | 1418.174 | 1403.6909 | 1360.8339 | 1429.3252 | 1435.8588 | 1331.3267 | 1402.6742 | 1283.2251 | 1244.5833 | 1347.4177 | 1334.236 | 1392.939 | 1237.4862 | 1167.5076 | 1066.6385 | 1278.8261
Option 5 SG | SA | CSA | Wind | 5395.6903 | 5689.7479 | 5226.7228 | 6015.077 | 5569.2271 | 6332.5507 | 5531.3733 | 5830.287 | 6098.5447 | 5729.8546 | 5034.1886 | 5610.9996 | 5566.7528 | 4120.1015 | 4679.4063 | 5103.8152 | 5104.234 | 5934.706 | 7733.7897 | 8059.653 | 7246.1472 | 6908.6748 | 5572.1276 | 6390.1177
Option 5 SG | SA | NSA | 2h | 2.7202 | 363.6731 | 162.0748 | 145.2473 | 152.0306 | 149.1608 | 141.5013 | 144.331 | 167.6615 | 147.5808 | 140.0955 | 139.9528 | 140.4879 | 162.8298 | 158.6969 | 140.1388 | 129.5768 | 133.9563 | 122.7814 | 108.6087 | 105.2189 | 4.933e-05 | 4.7569e-05 | 5.0321e-05
Option 5 SG | SA | NSA | 8h | 0 | 0 | 0.00015699 | 0.0001536 | 0.00015959 | 0.00014555 | 0.0001386 | 0.00013523 | 0.00017411 | 355.0911 | 351.821 | 354.5747 | 365.6142 | 393.7667 | 388.0987 | 353.0645 | 350.6485 | 346.1622 | 327.6434 | 307.1227 | 305.9964 | 438.8788 | 483.9922 | 458.9235
Option 5 SG | SA | NSA | Coordinated CER | 2.3543 | 5.6454 | 3.2768 | 3.0621 | 3.5244 | 4.1363 | 4.6213 | 5.1622 | 5.9869 | 6.6675 | 7.2619 | 7.8204 | 9.323 | 10.1169 | 11.372 | 11.3666 | 11.2263 | 13.0409 | 13.7546 | 16.1129 | 16.7897 | 19.679 | 22.8295 | 25.4269
Option 5 SG | SA | NSA | Distributed PV | 144.468 | 148.5229 | 172.3593 | 174.1387 | 272.6277 | 277.3093 | 290.9812 | 300.9746 | 333.6733 | 345.4182 | 323.2445 | 349.7645 | 354.801 | 381.898 | 359.081 | 362.121 | 333.7015 | 363.433 | 381.911 | 377.9409 | 406.262 | 413.101 | 432.8169 | 448.2779
Option 5 SG | SA | NSA | Liquid Fuel | 0 | 0 | 0 | 0 | 0 | 0 | 0 | 0 | 0 | 0 | 0 | 0 | 0 | 0 | 0 | 0 | 0 | 0 | 0 | 0 | 0 | 0 | 0 | 0
Option 5 SG | SA | NSA | Solar | 649.3198 | 1852.822 | 1724.8029 | 1504.0739 | 1550.4181 | 1711.1937 | 1608.9214 | 1587.516 | 1698.3763 | 1929.1956 | 1911.1461 | 2061.4559 | 2100.7846 | 2287.7599 | 2326.01 | 2101.0308 | 1964.1926 | 2063.2399 | 1540.2917 | 1467.0786 | 1528.8191 | 1132.964 | 977.2012 | 1238.9445
Option 5 SG | SA | NSA | Wind | 1823.6651 | 1817.7002 | 1659.14 | 1699.3537 | 1436.424 | 1357.8303 | 1259.0272 | 1324.3953 | 1391.692 | 1254.683 | 1264.4823 | 1349.7068 | 1316.8138 | 1230.2407 | 1272.4374 | 1270.5783 | 1248.2287 | 1257.0438 | 1259.9125 | 1195.793 | 1813.1769 | 2141.4166 | 1937.7927 | 2934.8696
Option 5 SG | SA | SESA | 2h | 28.0866 | 57.9052 | 36.012 | 30.5933 | 29.5128 | 30.3115 | 31.8604 | 28.9316 | 21.9268 | 20.5178 | 20.2296 | 20.011 | 20.0631 | 21.9523 | 21.8712 | 20.0858 | 18.7452 | 20.8652 | 19.9681 | 19.9812 | 21.7362 | 22.0897 | 0 | 0
Option 5 SG | SA | SESA | 4h | 0 | 211.904 | 128.4354 | 107.0816 | 101.5031 | 101.6894 | 109.3813 | 98.4462 | 124.6277 | 114.2853 | 113.4982 | 112.3586 | 110.7675 | 122.655 | 122.5359 | 107.9559 | 100.1205 | 112.2404 | 109.7835 | 109.7875 | 116.8446 | 0 | 0 | 0
Option 5 SG | SA | SESA | Coordinated CER | 1.9566 | 4.9213 | 3.1205 | 2.7448 | 3.0937 | 3.7196 | 4.2362 | 4.7916 | 5.5629 | 6.273 | 6.9339 | 7.3561 | 8.8403 | 9.8414 | 10.9458 | 11.2426 | 10.9377 | 12.8116 | 13.6855 | 16.2145 | 17.1437 | 20.8708 | 24.0588 | 26.3876
Option 5 SG | SA | SESA | Distributed PV | 162.1855 | 183.7237 | 198.0335 | 198.383 | 222.1635 | 233.0859 | 238.018 | 243.3222 | 253.195 | 254.2124 | 237.3842 | 268.1045 | 267.245 | 280.846 | 282.32 | 285.2425 | 264.67 | 289.2655 | 303.2025 | 298.5824 | 319.0949 | 333.5129 | 341.6214 | 352.5684
Option 5 SG | SA | SESA | Liquid Fuel | 0 | 0 | 0 | 0 | 0 | 0 | 0 | 0 | 0 | 0 | 0 | 0 | 0 | 0 | 0 | 0 | 0 | 0 | 0 | 0 | 0 | 0 | 0 | 0
Option 5 SG | SA | SESA | OCGT | 0 | 0 | 0 | 1.855e-09 | 9.34e-09 | 0 | 3.1775e-08 | 2.327e-08 | 5.8781e-07 | 0 | 0 | 0 | 0 | 0 | 0 | 0 | 0 | 0 | 0 | 0 | 0 | 0 | 0 | 0
Option 5 SG | SA | SESA | Solar | 407.5783 | 441.0519 | 308.4884 | 278.5839 | 271.1328 | 406.3178 | 298.8752 | 261.352 | 296.421 | 294.2184 | 291.842 | 471.9784 | 456.6757 | 492.9259 | 495.8002 | 384.3211 | 348.3463 | 378.2283 | 389.4918 | 315.9586 | 265.887 | 214.8197 | 181.5243 | 115.6853
Option 5 SG | SA | SESA | Wind | 728.3033 | 804.6044 | 549.6659 | 547.1136 | 400.8074 | 497.3965 | 429.8566 | 384.8993 | 476.1392 | 297.9203 | 305.4924 | 448.5993 | 81.6297 | 69.2064 | 3.1702e-06 | 3.1806e-06 | 3.5408e-06 | 4.1777e-06 | 1.4194e-05 | 0.00010173 | 438.5296 | 1310.8421 | 1174.9028 | 1267.4854
Option 5 SG | TAS |  | 24h | 0 | 0 | 0 | 0 | 0 | 0 | 0 | 0 | 0 | 1.2783e-07 | 2.353e-07 | 6.3208e-07 | 1.7837e-06 | 2.0917e-06 | 2.062e-06 | 2.0397e-06 | 1.7239e-06 | 1.4037e-06 | 3.9273e-07 | 4.2565e-07 | 5.4514e-07 | 1.4193e-06 | 2.1052e-06 | 3.4516e-06
Option 5 SG | TAS |  | 2h | 0 | 0 | 0 | 0 | 0 | 4.335e-09 | 9.7499e-06 | 1.1873e-05 | 1.1198e-05 | 1.1639e-05 | 1.3347e-05 | 1.3508e-05 | 7.4981e-06 | 6.7231e-06 | 3.2075e-06 | 8.6199e-07 | 2.9338e-07 | 2.5477e-07 | 8.8871e-06 | 8.912e-06 | 8.6916e-06 | 1.3316e-05 | 1.335e-05 | 1.45e-05
Option 5 SG | TAS |  | 4h | 0 | 0 | 0 | 0 | 2.834e-08 | 4.33e-08 | 8.598e-06 | 1.0065e-05 | 1.0361e-05 | 1.1584e-05 | 1.2738e-05 | 1.4081e-05 | 9.4509e-06 | 8.9214e-06 | 7.3103e-06 | 6.6101e-06 | 5.7775e-06 | 6.0987e-06 | 1.2453e-05 | 1.246e-05 | 1.3828e-05 | 7.1961e-05 | 7.25e-05 | 7.3018e-05
Option 5 SG | TAS |  | 8h | 0 | 0 | 0 | 0 | 0 | 1.424e-08 | 9.8775e-08 | 4.3893e-07 | 2.9777e-06 | 3.9519e-06 | 5.5256e-06 | 6.4429e-06 | 1.8158e-06 | 8.9396e-07 | 3.1045e-07 | 9.875e-09 | 1.6125e-08 | 1.066e-08 | 3.6503e-06 | 3.8454e-06 | 6.8016e-06 | 1.9197e-05 | 1.9046e-05 | 1.9232e-05
Option 5 SG | TAS |  | CCGT | 0 | 0 | 0 | 0 | 0 | 0 | 0 | 0 | 0 | 0 | 0 | 0 | 0 | 0 | 0 | 0 | 0 | 0 | 0 | 0 | 0 | 0 | 0 | 0
Option 5 SG | TAS |  | CST | 0 | 0 | 0 | 0 | 0 | 0 | 0 | 0 | 0 | 0 | 0 | 0 | 0 | 0 | 0 | 0 | 0 | 0 | 0 | 0 | 0 | 0 | 0 | 0
Option 5 SG | TAS |  | Coordinated CER | 0.54019 | 24.0772 | 31.0497 | 35.8215 | 43.3105 | 11.6349 | 11.9745 | 17.8804 | 18.4814 | 13.4013 | 16.2676 | 19.4725 | 24.1101 | 27.4874 | 31.7823 | 34.7258 | 35.1288 | 42.909 | 49.0442 | 58.1488 | 76.7545 | 92.8031 | 108.9106 | 120.0865
Option 5 SG | TAS |  | Distributed PV | 444.3815 | 489.2265 | 543.4775 | 536.5488 | 579.22 | 622.755 | 625.46 | 650.548 | 662.3393 | 652.841 | 649.8705 | 636.511 | 669.659 | 705.169 | 708.112 | 675.2628 | 647.6386 | 676.4648 | 719.5492 | 693.0125 | 749.4004 | 821.8594 | 859.6531 | 936.0839
Option 5 SG | TAS |  | Hydro | 7353.606 | 8412.4041 | 6933.6325 | 6419.1818 | 10391.3353 | 11119.2027 | 11548.0493 | 9247.9446 | 8796.3038 | 8223.3458 | 7753.7991 | 8639.0619 | 8857.2485 | 9152.4913 | 7179.6399 | 6597.2849 | 7315.7978 | 6718.149 | 7101.2111 | 7004.5124 | 7700.2206 | 7742.0455 | 8065.845 | 7539.5187
Option 5 SG | TAS |  | OCGT | 0 | 0 | 0 | 0 | 0 | 0 | 0 | 0 | 2.4785e-08 | 4.5011 | 8.1385 | 9.1561 | 12.6977 | 27.4558 | 15.7613 | 13.8544 | 11.6873 | 9.374 | 12.8763 | 16.6567 | 14.1155 | 4.7666 | 21.4018 | 10.3306
Option 5 SG | TAS |  | PHES | 0 | 0 | 0 | 0 | 0 | 0 | 0 | 0 | 0 | 1.8903e-06 | 1.3256e-06 | 3.6143e-06 | 4.7808e-06 | 4.8704e-06 | 5.3139e-06 | 4.9365e-06 | 5.0797e-06 | 4.7799e-06 | 3.17e-06 | 3.1809e-06 | 4.099e-06 | 1.4378e-05 | 1.4409e-05 | 1.8965e-05
Option 5 SG | TAS |  | Solar | 0 | 428.7931 | 1911.4385 | 2345.8661 | 2601.0099 | 2860.1169 | 2831.5733 | 2867.9568 | 2836.7843 | 2697.229 | 3436.5994 | 3420.2473 | 3561.93 | 3782.5617 | 1979.7622 | 1830.5464 | 1741.8428 | 1944.4821 | 2006.4112 | 1953.8154 | 2090.6856 | 2250.1 | 2116.8236 | 2095.1562
Option 5 SG | TAS |  | Wind | 1965.7358 | 1950.1219 | 1924.908 | 2099.853 | 1951.1668 | 1925.9254 | 2050.9174 | 4815.5506 | 5813.5726 | 7061.5842 | 7320.731 | 6992.1798 | 7126.1625 | 7100.7779 | 6043.0259 | 6228.7823 | 6446.1847 | 6410.5643 | 5918.9093 | 6319.4709 | 6295.4781 | 6138.8435 | 6462.8788 | 6534.5834
Option 5 SG | TAS | TAS | 24h | 0 | 0 | 0 | 0 | 0 | 0 | 0 | 0 | 0 | 1.2783e-07 | 2.353e-07 | 6.3208e-07 | 1.7837e-06 | 2.0917e-06 | 2.062e-06 | 2.0397e-06 | 1.7239e-06 | 1.4037e-06 | 3.9273e-07 | 4.2565e-07 | 5.4514e-07 | 1.4193e-06 | 2.1052e-06 | 3.4516e-06
Option 5 SG | TAS | TAS | 2h | 0 | 0 | 0 | 0 | 0 | 4.335e-09 | 9.7499e-06 | 1.1873e-05 | 1.1198e-05 | 1.1639e-05 | 1.3347e-05 | 1.3508e-05 | 7.4981e-06 | 6.7231e-06 | 3.2075e-06 | 8.6199e-07 | 2.9338e-07 | 2.5477e-07 | 8.8871e-06 | 8.912e-06 | 8.6916e-06 | 1.3316e-05 | 1.335e-05 | 1.45e-05
Option 5 SG | TAS | TAS | 4h | 0 | 0 | 0 | 0 | 2.834e-08 | 4.33e-08 | 8.598e-06 | 1.0065e-05 | 1.0361e-05 | 1.1584e-05 | 1.2738e-05 | 1.4081e-05 | 9.4509e-06 | 8.9214e-06 | 7.3103e-06 | 6.6101e-06 | 5.7775e-06 | 6.0987e-06 | 1.2453e-05 | 1.246e-05 | 1.3828e-05 | 7.1961e-05 | 7.25e-05 | 7.3018e-05
Option 5 SG | TAS | TAS | 8h | 0 | 0 | 0 | 0 | 0 | 1.424e-08 | 9.8775e-08 | 4.3893e-07 | 2.9777e-06 | 3.9519e-06 | 5.5256e-06 | 6.4429e-06 | 1.8158e-06 | 8.9396e-07 | 3.1045e-07 | 9.875e-09 | 1.6125e-08 | 1.066e-08 | 3.6503e-06 | 3.8454e-06 | 6.8016e-06 | 1.9197e-05 | 1.9046e-05 | 1.9232e-05
Option 5 SG | TAS | TAS | CCGT | 0 | 0 | 0 | 0 | 0 | 0 | 0 | 0 | 0 | 0 | 0 | 0 | 0 | 0 | 0 | 0 | 0 | 0 | 0 | 0 | 0 | 0 | 0 | 0
Option 5 SG | TAS | TAS | CST | 0 | 0 | 0 | 0 | 0 | 0 | 0 | 0 | 0 | 0 | 0 | 0 | 0 | 0 | 0 | 0 | 0 | 0 | 0 | 0 | 0 | 0 | 0 | 0
Option 5 SG | TAS | TAS | Coordinated CER | 0.54019 | 24.0772 | 31.0497 | 35.8215 | 43.3105 | 11.6349 | 11.9745 | 17.8804 | 18.4814 | 13.4013 | 16.2676 | 19.4725 | 24.1101 | 27.4874 | 31.7823 | 34.7258 | 35.1288 | 42.909 | 49.0442 | 58.1488 | 76.7545 | 92.8031 | 108.9106 | 120.0865
Option 5 SG | TAS | TAS | Distributed PV | 444.3815 | 489.2265 | 543.4775 | 536.5488 | 579.22 | 622.755 | 625.46 | 650.548 | 662.3393 | 652.841 | 649.8705 | 636.511 | 669.659 | 705.169 | 708.112 | 675.2628 | 647.6386 | 676.4648 | 719.5492 | 693.0125 | 749.4004 | 821.8594 | 859.6531 | 936.0839
Option 5 SG | TAS | TAS | Hydro | 7353.606 | 8412.4041 | 6933.6325 | 6419.1818 | 10391.3353 | 11119.2027 | 11548.0493 | 9247.9446 | 8796.3038 | 8223.3458 | 7753.7991 | 8639.0619 | 8857.2485 | 9152.4913 | 7179.6399 | 6597.2849 | 7315.7978 | 6718.149 | 7101.2111 | 7004.5124 | 7700.2206 | 7742.0455 | 8065.845 | 7539.5187
Option 5 SG | TAS | TAS | OCGT | 0 | 0 | 0 | 0 | 0 | 0 | 0 | 0 | 2.4785e-08 | 4.5011 | 8.1385 | 9.1561 | 12.6977 | 27.4558 | 15.7613 | 13.8544 | 11.6873 | 9.374 | 12.8763 | 16.6567 | 14.1155 | 4.7666 | 21.4018 | 10.3306
Option 5 SG | TAS | TAS | PHES | 0 | 0 | 0 | 0 | 0 | 0 | 0 | 0 | 0 | 1.8903e-06 | 1.3256e-06 | 3.6143e-06 | 4.7808e-06 | 4.8704e-06 | 5.3139e-06 | 4.9365e-06 | 5.0797e-06 | 4.7799e-06 | 3.17e-06 | 3.1809e-06 | 4.099e-06 | 1.4378e-05 | 1.4409e-05 | 1.8965e-05
Option 5 SG | TAS | TAS | Solar | 0 | 428.7931 | 1911.4385 | 2345.8661 | 2601.0099 | 2860.1169 | 2831.5733 | 2867.9568 | 2836.7843 | 2697.229 | 3436.5994 | 3420.2473 | 3561.93 | 3782.5617 | 1979.7622 | 1830.5464 | 1741.8428 | 1944.4821 | 2006.4112 | 1953.8154 | 2090.6856 | 2250.1 | 2116.8236 | 2095.1562
Option 5 SG | TAS | TAS | Wind | 1965.7358 | 1950.1219 | 1924.908 | 2099.853 | 1951.1668 | 1925.9254 | 2050.9174 | 4815.5506 | 5813.5726 | 7061.5842 | 7320.731 | 6992.1798 | 7126.1625 | 7100.7779 | 6043.0259 | 6228.7823 | 6446.1847 | 6410.5643 | 5918.9093 | 6319.4709 | 6295.4781 | 6138.8435 | 6462.8788 | 6534.5834
Option 5 SG | VIC |  | 1h | 0 | 5.5941 | 8.1826 | 8.1621 | 7.8777 | 7.2644 | 7.8255 | 6.5572 | 39.1779 | 35.4146 | 33.2957 | 30.4821 | 28.0541 | 29.5426 | 30.7276 | 31.2472 | 27.9308 | 30.1776 | 31.2142 | 31.0928 | 32.2015 | 38.5031 | 37.7749 | 37.4459
Option 5 SG | VIC |  | 2h | 635.5037 | 1561.8894 | 1333.9907 | 1492.0846 | 1375.8525 | 1433.29 | 1670.577 | 1324.3465 | 2044.2209 | 1762.741 | 1724.563 | 1534.8518 | 1452.3306 | 1553.2807 | 1651.719 | 1503.4965 | 1340.9089 | 1402.1319 | 1443.7429 | 1355.0712 | 1301.3213 | 1200.6817 | 1181.358 | 1157.8942
Option 5 SG | VIC |  | 4h | 0 | 640.8941 | 1382.9438 | 1626.2558 | 1531.3632 | 1500.391 | 1686.5123 | 1310.9697 | 2020.427 | 1755.2294 | 1698.8242 | 1598.0252 | 1428.5436 | 1463.6028 | 1547.783 | 1575.026 | 1452.1227 | 1524.0015 | 1630.7174 | 1541.8779 | 1670.6664 | 261.7208 | 206.1268 | 200.3602
Option 5 SG | VIC |  | 8h | 0 | 0 | 1.5009e-06 | 3.3135e-06 | 2.3602e-06 | 1.7443e-06 | 7.887e-07 | 1.2217e-06 | 2.2524e-05 | 2.2388e-05 | 2.2549e-05 | 2.2034e-05 | 1.6203e-05 | 1.6488e-05 | 1.808e-05 | 1.6866e-05 | 1.5966e-05 | 1.6607e-05 | 2.0757e-05 | 2.0831e-05 | 2.2795e-05 | 0.00011328 | 0.00010073 | 0.00011738
Option 5 SG | VIC |  | Brown Coal | 29818.8436 | 21144.8247 | 16121.1282 | 7821.2784 | 7821.2784 | 7842.7066 | 7821.2784 | 7821.2784 | 0 | 0 | 0 | 0 | 0 | 0 | 0 | 0 | 0 | 0 | 0 | 0 | 0 | 0 | 0 | 0
Option 5 SG | VIC |  | CCGT | 70.4304 | 56.7007 | 5e-10 | 63.4545 | 75.5066 | 3.6934e-07 | 2.0041e-06 | 5.9577 | 68.0898 | 109.6043 | 112.8795 | 138.9403 | 134.3703 | 269.6482 | 0 | 0 | 0 | 0 | 0 | 0 | 0 | 0 | 0 | 0
Option 5 SG | VIC |  | Coordinated CER | 16.4526 | 33.4137 | 43.1796 | 54.2405 | 85.9531 | 120.1783 | 154.5855 | 193.0539 | 261.1023 | 280.6821 | 332.2607 | 342.883 | 410.2276 | 464.5714 | 561.5046 | 610.5103 | 656.2681 | 816.0255 | 899.1136 | 1084.0019 | 1299.101 | 1626.4829 | 1928.5035 | 2118.5049
Option 5 SG | VIC |  | Distributed PV | 6265.1 | 7206.5646 | 8162.5794 | 8096.1433 | 9863.1031 | 10271.2244 | 10652.9159 | 11253.1645 | 11880.4791 | 11576.1692 | 11420.2101 | 11724.192 | 12085.1287 | 13326.6815 | 13247.3384 | 13119.2348 | 11914.2625 | 12965.3235 | 14102.31 | 13687.7471 | 15275.1953 | 15994.9469 | 16829.9394 | 18199.7396
Option 5 SG | VIC |  | Hydro | 3374.1271 | 3256.7588 | 2617.1595 | 2824.8878 | 2291.5049 | 1613.1384 | 1746.1172 | 1144.3362 | 2512.4713 | 2214.2205 | 1913.8102 | 3075.3152 | 2165.8753 | 1979.4883 | 2231.7737 | 1428.4626 | 3091.3502 | 2697.8378 | 2281.9888 | 2274.8149 | 2296.3738 | 2544.9917 | 2534.5231 | 1959.6899
Option 5 SG | VIC |  | OCGT | 42.7956 | 33.8409 | 286.015 | 73.5538 | 203.0979 | 29.5517 | 53.3063 | 31.3127 | 125.4868 | 227.7716 | 225.522 | 283.9971 | 323.6245 | 608.4093 | 1052.0088 | 1648.3064 | 1366.0806 | 1126.4121 | 2063.9828 | 2737.3656 | 3310.1078 | 2393.7981 | 4173.4401 | 3621.9287
Option 5 SG | VIC |  | Offshore Wind | 0 | 0 | 0 | 0 | 0 | 8113.6128 | 11226.0702 | 14693.7745 | 16759.5017 | 20806.0887 | 23978.668 | 25531.5915 | 32081.9435 | 32842.6747 | 36106.1919 | 34848.7038 | 36027.8865 | 36764.0702 | 36719.1091 | 38621.0964 | 35821.4802 | 36279.5873 | 37098.4809 | 38369.009
Option 5 SG | VIC |  | Solar | 2941.6786 | 6419.6328 | 7407.6011 | 6468.5337 | 6289.0286 | 5761.9975 | 5932.1147 | 6523.1314 | 6435.4704 | 5218.1885 | 5184.183 | 5137.9965 | 4975.2739 | 5685.3264 | 5903.539 | 5594.6802 | 5443.8066 | 5851.2446 | 5861.8605 | 5687.9602 | 6152.6881 | 6111.2207 | 5899.0436 | 5332.7847
Option 5 SG | VIC |  | Wind | 15473.2285 | 18791.9479 | 24570.3857 | 30172.9329 | 29006.5271 | 28228.2767 | 28191.2927 | 29968.3976 | 29429.3816 | 28312.8745 | 27924.4534 | 28205.1889 | 24537.879 | 22830.142 | 23850.3621 | 25129.4832 | 24441.1086 | 26199.8897 | 24740.6672 | 23964.2479 | 22572.2154 | 22347.4583 | 23239.7965 | 23554.5495
Option 5 SG | VIC | MEL | 1h | 0 | 2.1485e-08 | 2.4896e-07 | 4.6096e-06 | 9.9158e-06 | 1.2028e-05 | 1.3365e-05 | 1.7474e-05 | 29.6889 | 26.5723 | 24.8046 | 22.1796 | 20.0737 | 21.4469 | 22.2592 | 22.8377 | 19.7247 | 21.3858 | 22.6895 | 22.9526 | 23.4 | 29.2932 | 28.8862 | 28.3166
Option 5 SG | VIC | MEL | 2h | 371.2631 | 308.8163 | 413.4521 | 552.5208 | 525.084 | 571.4051 | 658.5932 | 514.9855 | 806.952 | 689.4614 | 671.8707 | 580.0478 | 538.2725 | 565.3824 | 602.9434 | 518.7811 | 448.385 | 482.3836 | 448.1436 | 441.0739 | 372.0507 | 415.8365 | 409.8191 | 404.4005
Option 5 SG | VIC | MEL | 4h | 0 | 566.4035 | 909.1057 | 1046.051 | 1015.7286 | 1018.5825 | 1115.4201 | 899.614 | 1252.7317 | 1116.4386 | 1071.6997 | 1024.1308 | 895.4214 | 911.2496 | 945.9507 | 992.5893 | 913.7308 | 950.4399 | 1008.1794 | 965.7019 | 1021.2219 | 9.8416e-05 | 7.95e-05 | 8.405e-05
Option 5 SG | VIC | MEL | 8h | 0 | 0 | 7.7463e-07 | 1.6981e-06 | 1.2811e-06 | 9.3039e-07 | 4.3322e-07 | 5.6277e-07 | 1.1336e-05 | 1.1239e-05 | 1.1235e-05 | 1.1034e-05 | 8.5748e-06 | 8.2378e-06 | 9.3663e-06 | 8.8568e-06 | 8.1561e-06 | 8.5105e-06 | 1.079e-05 | 1.0842e-05 | 1.2191e-05 | 5.911e-05 | 5.2418e-05 | 5.5213e-05
Option 5 SG | VIC | MEL | CCGT | 70.4304 | 56.7007 | 5e-10 | 63.4545 | 75.5066 | 3.6934e-07 | 2.0041e-06 | 5.9577 | 68.0898 | 109.6043 | 112.8795 | 138.9403 | 134.3703 | 269.6482 | 0 | 0 | 0 | 0 | 0 | 0 | 0 | 0 | 0 | 0
Option 5 SG | VIC | MEL | Coordinated CER | 11.7994 | 21.5312 | 30.5239 | 37.8712 | 64.2078 | 90.2759 | 115.8241 | 145.5072 | 203.4888 | 216.5626 | 256.615 | 262.7195 | 312.5209 | 355.4464 | 433.3811 | 470.7249 | 511.8834 | 638.7986 | 701.9716 | 848.3941 | 1033.8901 | 1296.4857 | 1543.4494 | 1688.7862
Option 5 SG | VIC | MEL | Distributed PV | 4156.248 | 4782.0587 | 5430.3976 | 5362.0081 | 6700.8537 | 7000.093 | 7295.9654 | 7708.5645 | 8135.9622 | 7918.3398 | 7811.6586 | 8035.2679 | 8278.1576 | 9150.9047 | 9114.2253 | 8994.5891 | 8275.5667 | 8997.569 | 9811.6442 | 9485.1524 | 10535.7809 | 11073.4805 | 11709.3973 | 12699.6902
Option 5 SG | VIC | MEL | OCGT | 4.6296 | 3.5491 | 75.0378 | 10.3859 | 17.2086 | 1.3919e-07 | 9.4684e-07 | 6.9728e-07 | 14.733 | 33.5125 | 23.0523 | 34.0407 | 20.834 | 76.3402 | 380.3335 | 1000.5829 | 955.4392 | 762.8621 | 1436.5238 | 1861.1627 | 2724.4512 | 2367.7105 | 4057.2975 | 3566.7908
Option 5 SG | VIC | MEL | Solar | 0 | 0 | 0 | 8.86e-09 | 3.5706e-07 | 1.4245e-06 | 0 | 0 | 1.1213e-06 | 3.5347e-06 | 7.349e-06 | 1.279e-05 | 8.934e-06 | 1.0128e-05 | 1.1424e-05 | 9.8334e-06 | 8.9034e-06 | 1.0553e-05 | 1.2392e-05 | 1.3823e-05 | 1.9927e-05 | 2.0951e-05 | 2.5222e-05 | 4.59e-05
Option 5 SG | VIC | SEV | 2h | 37.6171 | 57.3219 | 83.186 | 124.7433 | 108.1974 | 101.0267 | 123.3861 | 81.8046 | 177.58 | 144.5315 | 142.4373 | 122.6063 | 112.9453 | 117.7229 | 130.3116 | 128.226 | 115.3654 | 95.0658 | 102.9054 | 62.9963 | 67.2213 | 33.1295 | 32.1698 | 31.4998
Option 5 SG | VIC | SEV | 4h | 0 | 53.4006 | 210.683 | 288.455 | 241.4258 | 234.9709 | 267.8249 | 173.696 | 371.904 | 306.6914 | 302.75 | 267.482 | 247.859 | 252.2108 | 278.7025 | 274.3232 | 252.5253 | 271.2942 | 290.4145 | 272.9521 | 290.9772 | 0 | 0 | 0
Option 5 SG | VIC | SEV | 8h | 0 | 0 | 7.2625e-07 | 1.6154e-06 | 1.0792e-06 | 8.1387e-07 | 3.5548e-07 | 6.5897e-07 | 1.1189e-05 | 1.1149e-05 | 1.1313e-05 | 1.1e-05 | 7.6282e-06 | 8.2497e-06 | 8.7136e-06 | 8.0095e-06 | 7.8095e-06 | 8.0962e-06 | 9.9669e-06 | 9.9899e-06 | 1.0604e-05 | 5.4172e-05 | 4.8315e-05 | 6.2169e-05
Option 5 SG | VIC | SEV | Brown Coal | 29818.8436 | 21144.8247 | 16121.1282 | 7821.2784 | 7821.2784 | 7842.7066 | 7821.2784 | 7821.2784 | 0 | 0 | 0 | 0 | 0 | 0 | 0 | 0 | 0 | 0 | 0 | 0 | 0 | 0 | 0 | 0
Option 5 SG | VIC | SEV | Coordinated CER | 1.4264 | 2.1091 | 3.6569 | 5.0025 | 6.1172 | 8.706 | 10.9877 | 13.343 | 16.1614 | 18.3534 | 21.2914 | 22.2559 | 26.4774 | 29.1858 | 33.8199 | 38.1745 | 39.6033 | 45.981 | 52.8346 | 62.2271 | 68.9237 | 85.2017 | 100.1039 | 108.2304
Option 5 SG | VIC | SEV | Distributed PV | 444.832 | 512.378 | 582.9365 | 580.5575 | 654.0495 | 686.57 | 707.895 | 749.2969 | 789.036 | 766.859 | 757.8104 | 781.576 | 806.5775 | 892.884 | 890.1384 | 884.592 | 819.1287 | 889.503 | 969.1546 | 939.2499 | 1035.6208 | 1090.7005 | 1139.6827 | 1230.1884
Option 5 SG | VIC | SEV | OCGT | 0.79481 | 0 | 0 | 19.5554 | 32.3817 | 10.2103 | 15.656 | 5.8978 | 16.6732 | 29.9712 | 38.9255 | 58.3365 | 118.6744 | 144.1234 | 176.0465 | 194.381 | 61.061 | 15.4757 | 54.4242 | 74.7418 | 97.2029 | 26.0876 | 116.1426 | 55.1379
Option 5 SG | VIC | SEV | Offshore Wind | 0 | 0 | 0 | 0 | 0 | 6141.829 | 8558.1157 | 11932.4185 | 13992.3234 | 17959.7148 | 20710.7884 | 22086.1698 | 28764.8524 | 29843.0809 | 33014.4881 | 31736.9898 | 32851.1194 | 33333.2795 | 33375.0859 | 35271.4589 | 32709.7727 | 33178.0273 | 33879.0023 | 35109.5229
Option 5 SG | VIC | SEV | Solar | 6.5835 | 626.5246 | 772.9764 | 730.9346 | 733.3951 | 680.3403 | 704.0208 | 753.624 | 702.0289 | 523.8959 | 497.0222 | 466.4637 | 414.5202 | 439.4205 | 521.3855 | 496.869 | 501.7029 | 540.2239 | 544.8549 | 558.3725 | 591.7474 | 568.5723 | 578.2645 | 591.3729
Option 5 SG | VIC | SEV | Wind | 334.6264 | 354.9657 | 338.0098 | 384.274 | 335.0584 | 339.8365 | 345.7253 | 356.9954 | 325.8405 | 357.3824 | 318.2544 | 338.8364 | 272.465 | 248.0901 | 4.9601e-05 | 5.1572e-05 | 5.3843e-05 | 5.369e-05 | 5.0281e-05 | 6.1299e-05 | 5.6295e-05 | 6.0942e-05 | 6.525e-05 | 6.1394e-05
Option 5 SG | VIC | WNV | 1h | 0 | 5.5941 | 8.1826 | 8.1621 | 7.8777 | 7.2643 | 7.8255 | 6.5572 | 9.489 | 8.8423 | 8.4911 | 8.3026 | 7.9804 | 8.0957 | 8.4685 | 8.4095 | 8.206 | 8.7918 | 8.5247 | 8.1402 | 8.8015 | 9.2099 | 8.8887 | 9.1293
Option 5 SG | VIC | WNV | 2h | 226.6234 | 1195.7512 | 837.3527 | 814.8204 | 742.5711 | 760.8582 | 888.5977 | 727.5564 | 1059.6888 | 928.7481 | 910.255 | 832.1977 | 801.1128 | 870.1754 | 918.4641 | 856.4895 | 777.1585 | 824.6825 | 892.6939 | 851.001 | 862.0493 | 751.7157 | 739.3691 | 721.9938
Option 5 SG | VIC | WNV | 4h | 0 | 21.09 | 263.1551 | 291.7498 | 274.2088 | 246.8376 | 303.2673 | 237.6596 | 395.7913 | 332.0993 | 324.3744 | 306.4125 | 285.2632 | 300.1425 | 323.1299 | 308.1135 | 285.8666 | 302.2674 | 332.1235 | 303.2239 | 358.4674 | 261.7207 | 206.1267 | 200.3601
Option 5 SG | VIC | WNV | Coordinated CER | 3.2268 | 9.7734 | 8.9987 | 11.3668 | 15.6281 | 21.1964 | 27.7737 | 34.2036 | 41.4522 | 45.7661 | 54.3543 | 57.9077 | 71.2293 | 79.9392 | 94.3036 | 101.6109 | 104.7814 | 131.2459 | 144.3074 | 173.3808 | 196.2872 | 244.7955 | 284.9502 | 321.4883
Option 5 SG | VIC | WNV | Distributed PV | 1664.02 | 1912.128 | 2149.2453 | 2153.5777 | 2508.2 | 2584.5615 | 2649.0556 | 2795.303 | 2955.4809 | 2890.9704 | 2850.741 | 2907.3481 | 3000.3936 | 3282.8929 | 3242.9747 | 3240.0536 | 2819.5671 | 3078.2515 | 3321.5112 | 3263.3447 | 3703.7936 | 3830.7659 | 3980.8594 | 4269.861
Option 5 SG | VIC | WNV | Hydro | 3374.1271 | 3256.7588 | 2617.1595 | 2824.8878 | 2291.5049 | 1613.1384 | 1746.1172 | 1144.3362 | 2512.4713 | 2214.2205 | 1913.8102 | 3075.3152 | 2165.8753 | 1979.4883 | 2231.7737 | 1428.4626 | 3091.3502 | 2697.8378 | 2281.9888 | 2274.8149 | 2296.3738 | 2544.9917 | 2534.5231 | 1959.6899
Option 5 SG | VIC | WNV | OCGT | 37.3712 | 30.2918 | 210.9772 | 43.6125 | 153.5075 | 19.3414 | 37.6503 | 25.4149 | 94.0806 | 164.288 | 163.5442 | 191.6199 | 184.1161 | 387.9457 | 495.6288 | 453.3425 | 349.5805 | 348.0743 | 573.0349 | 801.4611 | 488.4537 | 0 | 0 | 0
Option 5 SG | VIC | WNV | Offshore Wind | 0 | 0 | 0 | 0 | 0 | 1971.7838 | 2667.9546 | 2761.356 | 2767.1783 | 2846.3739 | 3267.8796 | 3445.4217 | 3317.091 | 2999.5938 | 3091.7038 | 3111.714 | 3176.7671 | 3430.7907 | 3344.0232 | 3349.6375 | 3111.7075 | 3101.56 | 3219.4786 | 3259.4861
Option 5 SG | VIC | WNV | Solar | 2935.0951 | 5793.1083 | 6634.6247 | 5737.5991 | 5555.6335 | 5081.6573 | 5228.0939 | 5769.5073 | 5733.4415 | 4694.2927 | 4687.1608 | 4671.5328 | 4560.7537 | 5245.9058 | 5382.1535 | 5097.8112 | 4942.1037 | 5311.0207 | 5317.0056 | 5129.5877 | 5560.9406 | 5542.6484 | 5320.7791 | 4741.4117
Option 5 SG | VIC | WNV | Wind | 15138.6021 | 18436.9823 | 24232.3759 | 29788.6589 | 28671.4687 | 27888.4401 | 27845.5674 | 29611.4023 | 29103.541 | 27955.492 | 27606.199 | 27866.3524 | 24265.414 | 22582.0518 | 23850.3621 | 25129.4832 | 24441.1085 | 26199.8896 | 24740.6671 | 23964.2479 | 22572.2153 | 22347.4583 | 23239.7964 | 23554.5495
Option 6 SG | NEM |  | 12h | 0 | 0 | 45.4212 | 1577.2294 | 1680.324 | 1579.4271 | 1537.9627 | 1585.7736 | 1797.5592 | 1749.3658 | 1702.2483 | 1633.8683 | 1776.9954 | 1808.7673 | 1782.3974 | 1625.0966 | 1448.0766 | 1501.3189 | 1617.8733 | 1502.2034 | 1538.8043 | 1626.0221 | 1619.9738 | 1655.6571
Option 6 SG | NEM |  | 1h | 164.7998 | 331.9919 | 354.1967 | 393.5881 | 449.3999 | 459.8168 | 449.4854 | 436.4185 | 487.1886 | 471.3872 | 471.7133 | 465.9923 | 478.3037 | 493.6534 | 493.3381 | 478.2754 | 452.2206 | 447.4017 | 460.1255 | 457.6507 | 434.7814 | 453.802 | 439.3873 | 315.2248
Option 6 SG | NEM |  | 24h | 0 | 0 | 0 | 0 | 0 | 0 | 0 | 0 | 0 | 0 | 0 | 0 | 0 | 0 | 0 | 0 | 0 | 0 | 7.705e-09 | 0 | 1.5747e-07 | 9.7498e-07 | 1.0513e-06 | 2.202e-06
Option 6 SG | NEM |  | 2h | 2531.3457 | 5599.781 | 4497.2205 | 4866.1432 | 5318.6003 | 5362.2319 | 5610.4224 | 5146.6353 | 6164.2254 | 5751.1345 | 5625.0929 | 5305.2075 | 5366.7413 | 5676.7069 | 5690.3005 | 5210.224 | 4711.535 | 4828.1783 | 4701.3788 | 4146.6583 | 4039.6276 | 3188.2195 | 2961.7282 | 2691.7892
Option 6 SG | NEM |  | 4h | 1324.7606 | 3652.2409 | 5718.4352 | 8399.5733 | 8536.324 | 8551.95 | 8535.6719 | 8530.9416 | 9362.1364 | 8951.6424 | 8681.6428 | 8336.3456 | 8571.7042 | 8831.5217 | 8814.2095 | 8379.3306 | 7656.3975 | 8052.8621 | 8575.9616 | 8936.3335 | 9148.0124 | 7604.1261 | 6055.371 | 6182.7161
Option 6 SG | NEM |  | 8h | 502.6705 | 1084.482 | 2225.3602 | 3277.9311 | 3403.6593 | 3219.6391 | 3087.0775 | 4626.5424 | 4998.7781 | 5195.5176 | 4995.3359 | 4691.0192 | 5162.7505 | 5496.7121 | 5341.77 | 4698.7881 | 4140.2692 | 4371.8142 | 4554.6815 | 4381.8018 | 3665.2688 | 3605.1223 | 2960.7291 | 4168.5247
Option 6 SG | NEM |  | Biomass | 269.1072 | 269.8445 | 246.2176 | 207.6077 | 219.0907 | 218.7342 | 225.0353 | 214.4002 | 218.6881 | 215.0854 | 220.2153 | 228.4559 | 212.6414 | 212.9099 | 215.5268 | 207.5246 | 223.3007 | 176.6568 | 178.5804 | 160.131 | 173.2037 | 172.1793 | 162.5817 | 130.3725
Option 6 SG | NEM |  | Black Coal | 72850.3423 | 55621.3913 | 38476.0726 | 22739.7875 | 20906.6081 | 19847.2802 | 22002.8102 | 19106.2848 | 19091.9143 | 20148.0877 | 19229.7119 | 17159.1025 | 20506.1357 | 21010.8108 | 14746.4592 | 14919.1166 | 12472.9996 | 11477.1191 | 10165.3598 | 8614.851 | 7465.0649 | 7780.4465 | 7677.1305 | 0
Option 6 SG | NEM |  | Brown Coal | 29817.8397 | 21144.8133 | 16120.4829 | 7821.2784 | 7821.2784 | 7842.7066 | 7821.2784 | 7821.2784 | 0 | 0 | 0 | 0 | 0 | 0 | 0 | 0 | 0 | 0 | 0 | 0 | 0 | 0 | 0 | 0
Option 6 SG | NEM |  | CCGT | 2635.7701 | 2361.5339 | 2505.5069 | 1520.4712 | 1091.4403 | 549.5755 | 1636.9001 | 731.8031 | 1006.0842 | 1431.5326 | 2863.7034 | 2104.3743 | 2178.6374 | 2831.3434 | 3347.077 | 2881.4246 | 3161.6572 | 2134.7022 | 2719.2132 | 1376.4611 | 1296.829 | 853.3391 | 1055.7924 | 1119.0126
Option 6 SG | NEM |  | CST | 0 | 0 | 0 | 0 | 0 | 0 | 0 | 0 | 0 | 0 | 0 | 0 | 0 | 0 | 0 | 0 | 0 | 0 | 0 | 0 | 0 | 0 | 0 | 0
Option 6 SG | NEM |  | Coordinated CER | 150.8581 | 278.9614 | 272.5814 | 309.5474 | 422.9726 | 493.3315 | 614.6517 | 779.1064 | 966.9821 | 1147.9244 | 1293.4895 | 1410.0166 | 1748.0301 | 2022.6005 | 2307.1149 | 2200.8888 | 2190.3305 | 2720.8849 | 3177.1967 | 3755.3154 | 4180.8128 | 5378.7161 | 6202.7184 | 7238.9451
Option 6 SG | NEM |  | DSP | 8.0956e-07 | 2.7517e-06 | 1.2829e-06 | 1.4298e-06 | 1.8538e-06 | 1.8769e-06 | 0 | 0 | 0 | 0 | 1.46e-09 | 0 | 0.5365 | 0.06875 | 0.5955 | 0.46949 | 0.42275 | 0.02 | 0.44775 | 0.14025 | 0.51613 | 0.065626 | 1.1158 | 0.12625
Option 6 SG | NEM |  | Distributed PV | 31052.5683 | 34824.0736 | 38604.31 | 40319.4799 | 43234.9794 | 45072.4089 | 46035.2949 | 48712.2573 | 50090.9565 | 50423.5204 | 48574.4371 | 48379.7379 | 50630.6572 | 55037.0059 | 55590.3296 | 54175.5361 | 48779.7507 | 52824.6686 | 56943.3437 | 58609.3193 | 61446.6638 | 64509.1376 | 66955.0691 | 72239.1932
Option 6 SG | NEM |  | H2 Reciprocating Engine | 0 | 0 | 1.7833e-06 | 2.8544e-06 | 4.1125e-06 | 4.8279e-06 | 0 | 0 | 0 | 0 | 14.662 | 53.8108 | 65.0408 | 105.9298 | 174.2551 | 73.3172 | 81.5936 | 163.023 | 240.6198 | 273.2604 | 162.3162 | 130.2352 | 212.1399 | 243.5364
Option 6 SG | NEM |  | Hydro | 15695.298 | 16591.1794 | 12883.5509 | 12818.2675 | 15601.5712 | 15386.1194 | 15773.3507 | 11786.7959 | 15075.0395 | 14760.7977 | 14619.3815 | 16822.8807 | 14152.1046 | 14851.6047 | 13103.8071 | 10496.7553 | 15391.8901 | 13587.3256 | 12770.058 | 12439.9238 | 13111.8582 | 13821.0522 | 14570.9747 | 12709.6565
Option 6 SG | NEM |  | Liquid Fuel | 30.2084 | 2.796e-05 | 4.8341e-06 | 9.3646e-05 | 42.4937 | 17.5237 | 62.6622 | 20.024 | 32.5718 | 56.0439 | 93.5457 | 96.91 | 96.7759 | 189.4212 | 243.8496 | 265.4566 | 192.3752 | 178.3374 | 226.1244 | 290.9044 | 24.3286 | 8.1708 | 25.3997 | 11.367
Option 6 SG | NEM |  | OCGT | 224.766 | 60.869 | 365.3181 | 155.2386 | 573.4788 | 195.2203 | 687.0535 | 249.8863 | 467.3898 | 883.6362 | 1560.6796 | 1437.64 | 1787.5816 | 3483.2492 | 5655.2551 | 5626.6314 | 5100.7228 | 5754.0571 | 8497.737 | 11526.3943 | 10666.1154 | 9179.9212 | 14500.9674 | 13192.9825
Option 6 SG | NEM |  | Offshore Wind | 0 | 0 | 0 | 0 | 0 | 8114.4097 | 11245.9232 | 14708.4811 | 16798.2893 | 21019.2856 | 24291.5127 | 25506.5259 | 32070.1914 | 32821.7882 | 36092.7997 | 34842.7779 | 36023.3651 | 36763.6369 | 36714.8631 | 38606.8878 | 35814.8802 | 36266.798 | 37099.5721 | 38366.4717
Option 6 SG | NEM |  | PHES | 647.29 | 707.6321 | 3237.8365 | 5682.263 | 7007.3576 | 6363.0994 | 6468.1558 | 6045.0725 | 6614.15 | 6761.0232 | 6497.5259 | 6643.7001 | 6869.0048 | 7162.1374 | 7048.3624 | 9937.6598 | 9952.7616 | 10258.6724 | 10532.8935 | 10110.143 | 10501.192 | 11170.2528 | 11068.0987 | 11564.0059
Option 6 SG | NEM |  | Solar | 22525.1032 | 42610.3277 | 49062.9447 | 60077.392 | 60143.6989 | 58719.3871 | 58798.8256 | 59754.0939 | 65172.9136 | 62898.6289 | 62103.5853 | 60253.324 | 63065.3857 | 66637.6855 | 63906.8338 | 67405.8875 | 63909.6899 | 67610.8215 | 70748.6984 | 70840.277 | 70739.4588 | 71936.8901 | 70121.4429 | 72492.7235
Option 6 SG | NEM |  | Wind | 41892.0861 | 47210.9647 | 55638.9002 | 64953.5388 | 66529.641 | 67492.4593 | 65539.3207 | 73891.0177 | 76309.6123 | 76100.2958 | 78942.6194 | 84844.9919 | 80291.8112 | 75212.72 | 82166.4492 | 89016.2193 | 92230.672 | 95987.3889 | 97632.8355 | 99741.5247 | 108719.4773 | 113737.4841 | 112834.784 | 124103.0424
Option 6 SG | NSW |  | 12h | 0 | 0 | 45.4212 | 1577.2294 | 1680.324 | 1579.4271 | 1537.9627 | 1585.7736 | 1797.5592 | 1749.3658 | 1702.2483 | 1633.8683 | 1776.9954 | 1808.7673 | 1782.3974 | 1625.0966 | 1448.0766 | 1501.3189 | 1617.8733 | 1502.2034 | 1538.8043 | 1626.0221 | 1619.9738 | 1655.6571
Option 6 SG | NSW |  | 1h | 73.5156 | 199.0586 | 133.4587 | 138.6782 | 141.1004 | 141.4144 | 133.5632 | 137.7938 | 146.3414 | 140.9726 | 141.9155 | 140.4129 | 143.1643 | 146.4654 | 144.6277 | 140.2652 | 133.4472 | 120.4263 | 124.5517 | 120.7649 | 113.0761 | 120.1828 | 114.0752 | 114.31
Option 6 SG | NSW |  | 2h | 260.5074 | 532.2373 | 562.4836 | 731.075 | 1046.7757 | 1038.4937 | 1020.3101 | 982.9539 | 1041.4433 | 1024.0262 | 977.1541 | 904.557 | 999.0912 | 1041.6354 | 984.988 | 880.2373 | 776.4908 | 820.5191 | 875.3808 | 849.1902 | 826.0732 | 795.0705 | 776.9596 | 794.5458
Option 6 SG | NSW |  | 4h | 1103.6884 | 2393.1849 | 3647.3043 | 5965.1278 | 6109.3036 | 6157.8554 | 5929.8634 | 6302.3456 | 6420.2417 | 6282.8755 | 6073.5778 | 5855.3226 | 6202.9674 | 6422.0701 | 6326.1057 | 5905.6167 | 5348.9992 | 5500.2233 | 5689.1094 | 5389.9306 | 5013.5806 | 4209.7889 | 2307.9179 | 1828.0509
Option 6 SG | NSW |  | 8h | 502.6705 | 1084.482 | 1626.5084 | 2730.7226 | 2844.773 | 2682.6826 | 2555.4891 | 4105.5611 | 4377.1277 | 4243.3491 | 4041.7422 | 3761.2739 | 4199.5766 | 4451.8666 | 4310.1603 | 3761.092 | 3247.9767 | 3482.7711 | 3703.1021 | 3602.1678 | 2829.3964 | 2626.0837 | 2473.4985 | 3636.6786
Option 6 SG | NSW |  | Black Coal | 32632.3447 | 27085.7385 | 12030.2832 | 5799.0324 | 2647.2342 | 2649.5179 | 3888.9757 | 3279.4689 | 5181.6627 | 5391.2073 | 6210.7435 | 6534.1295 | 6154.1596 | 6302.2224 | 0 | 0 | 0 | 0 | 0 | 0 | 0 | 0 | 0 | 0
Option 6 SG | NSW |  | CCGT | 525.6 | 484.1389 | 525.6 | 175.2 | 408.1804 | 276.022 | 766.3048 | 361.6082 | 507.2836 | 688.4309 | 1241.6129 | 1106.3088 | 1247.7681 | 1615.51 | 2012.1001 | 1950.6817 | 1906.0657 | 645.7488 | 698.1108 | 811.8024 | 743.2101 | 724.0435 | 878.7895 | 784.1854
Option 6 SG | NSW |  | CST | 0 | 0 | 0 | 0 | 0 | 0 | 0 | 0 | 0 | 0 | 0 | 0 | 0 | 0 | 0 | 0 | 0 | 0 | 0 | 0 | 0 | 0 | 0 | 0
Option 6 SG | NSW |  | Coordinated CER | 59.1876 | 78.9359 | 85.8706 | 103.2487 | 139.2783 | 161.2355 | 212.7844 | 271.5285 | 326.8237 | 400.4205 | 443.9834 | 462.5104 | 584.4944 | 705.3284 | 767.5966 | 746.7596 | 687.8491 | 829.6976 | 1002.4483 | 1176.1918 | 1428.185 | 1860.8242 | 2145.2076 | 2563.8014
Option 6 SG | NSW |  | DSP | 8.0956e-07 | 2.7517e-06 | 1.2829e-06 | 1.4298e-06 | 1.8538e-06 | 1.8769e-06 | 0 | 0 | 0 | 0 | 1.46e-09 | 0 | 0.5365 | 0.06875 | 0.5955 | 0.46949 | 0.42275 | 0.02 | 0.44775 | 0.14025 | 0.51613 | 0.065626 | 1.1158 | 0.12625
Option 6 SG | NSW |  | Distributed PV | 11017.8124 | 12049.5471 | 13703.6867 | 14548.0464 | 14675.4282 | 15437.461 | 15454.5812 | 16714.4791 | 16796.5134 | 16768.8083 | 16053.8573 | 15636.1863 | 16784.2632 | 18144.5621 | 18606.6994 | 17671.5106 | 16061.1606 | 16870.4511 | 18681.015 | 19698.1309 | 19976.3385 | 21322.1439 | 21830.218 | 24185.1821
Option 6 SG | NSW |  | Hydro | 3989.9873 | 4063.4838 | 2637.856 | 2810.3873 | 2206.2317 | 2085.4386 | 2009.5573 | 1400.3206 | 2689.8375 | 2914.7021 | 3498.8068 | 4454.4184 | 2536.433 | 2943.0716 | 2983.8055 | 1586.0934 | 3984.874 | 3369.8136 | 2750.2454 | 2569.4265 | 2545.1357 | 2997.2685 | 3408.9275 | 2690.8516
Option 6 SG | NSW |  | OCGT | 8.3025 | 11.1855 | 66.2551 | 18.1687 | 68.4651 | 48.4979 | 293.916 | 72.0158 | 143.418 | 289.4558 | 683.9185 | 538.5137 | 636.1486 | 1451.2971 | 2791.2403 | 2542.6862 | 2493.7863 | 3363.5648 | 4344.1447 | 5725.8811 | 4610.9825 | 4451.4158 | 6448.9625 | 5139.6669
Option 6 SG | NSW |  | Offshore Wind | 0 | 0 | 0 | 0 | 0 | 0 | 0 | 0 | 0 | 0 | 0 | 0 | 0 | 0 | 0 | 0 | 0 | 0 | 0 | 0 | 0 | 0 | 0 | 0
Option 6 SG | NSW |  | PHES | 207.0808 | 184.1068 | 2063.0105 | 4423.6096 | 5345.9379 | 4725.4414 | 5038.4066 | 4575.9554 | 5052.1873 | 5174.7332 | 4970.8515 | 5041.8122 | 5156.057 | 5441.2206 | 5291.8018 | 4925.6503 | 5219.5537 | 4906.9058 | 5050.0041 | 4816.3855 | 5483.0679 | 5622.2407 | 5644.8113 | 5909.6977
Option 6 SG | NSW |  | Solar | 10236.2102 | 20306.0269 | 22145.7903 | 34121.8363 | 34228.2657 | 32350.7107 | 32593.0235 | 32598.3118 | 37869.772 | 36271.2789 | 35768.8097 | 34079.0209 | 36373.7875 | 39221.1853 | 38054.1077 | 37855.6739 | 34283.4516 | 35098.3281 | 37999.5003 | 37808.1147 | 37827.149 | 37221.4187 | 36003.1595 | 36816.6458
Option 6 SG | NSW |  | Wind | 7919.1913 | 8438.8044 | 9882.6415 | 11838.9982 | 15546.1021 | 16701.5406 | 15958.6598 | 17354.0452 | 17784.2081 | 18320.2123 | 17649.1317 | 19783.363 | 18643.6601 | 16341.9232 | 22161.009 | 26148.0397 | 29624.0247 | 26968.1225 | 28922.7971 | 27460.2028 | 34397.0862 | 37285.274 | 35994.7456 | 42008.9348
Option 6 SG | NSW | CNSW | 12h | 0 | 0 | 45.4212 | 1577.2294 | 1680.324 | 1579.4271 | 1537.9627 | 1585.7736 | 1797.5592 | 1749.3658 | 1702.2483 | 1633.8683 | 1776.9954 | 1808.7673 | 1782.3974 | 1625.0966 | 1448.0766 | 1501.3189 | 1617.8733 | 1502.2034 | 1538.8043 | 1626.0221 | 1619.9738 | 1655.6571
Option 6 SG | NSW | CNSW | 2h | 39.5034 | 102.7049 | 115.6478 | 160.7264 | 170.8496 | 165.3529 | 162.8909 | 164.0132 | 180.525 | 174.2797 | 172.5712 | 168.3418 | 174.1845 | 176.9288 | 175.9515 | 171.0273 | 159.1973 | 159.3748 | 170.1255 | 151.1332 | 152.0304 | 121.475 | 120.1752 | 122.8403
Option 6 SG | NSW | CNSW | 4h | 691.8655 | 940.4788 | 634.8876 | 815.5757 | 844.7769 | 828.7148 | 811.5663 | 812.9018 | 876.703 | 866.4111 | 841.0345 | 840.6197 | 849.2419 | 858.6101 | 853.9277 | 849.0915 | 812.0252 | 795.2138 | 838.7214 | 815.4471 | 505.3959 | 509.0528 | 509.6117 | 516.2467
Option 6 SG | NSW | CNSW | 8h | 0 | 72.1286 | 83.4546 | 112.1306 | 120.5533 | 116.4555 | 113.7553 | 117.0703 | 124.6709 | 122.6552 | 119.3128 | 116.1718 | 121.6271 | 123.4478 | 121.6911 | 118.6839 | 111.7214 | 112.0271 | 118.5936 | 113.8904 | 113.2493 | 0.00017609 | 3.2374e-05 | 4.4843
Option 6 SG | NSW | CNSW | Black Coal | 22550.6252 | 17014.0041 | 8873.5296 | 2642.2788 | 2647.2342 | 2649.5179 | 3888.9757 | 3279.4689 | 5181.6627 | 5391.2073 | 6210.7435 | 6534.1295 | 6154.1596 | 6302.2224 | 0 | 0 | 0 | 0 | 0 | 0 | 0 | 0 | 0 | 0
Option 6 SG | NSW | CNSW | CST | 0 | 0 | 0 | 0 | 0 | 0 | 0 | 0 | 0 | 0 | 0 | 0 | 0 | 0 | 0 | 0 | 0 | 0 | 0 | 0 | 0 | 0 | 0 | 0
Option 6 SG | NSW | CNSW | Coordinated CER | 5.5566 | 7.4247 | 8.2298 | 9.0511 | 14.7618 | 17.1154 | 20.3486 | 24.8696 | 27.9276 | 33.1782 | 37.0752 | 39.1715 | 47.8634 | 57.3181 | 63.0992 | 63.5703 | 58.199 | 70.234 | 86.5159 | 99.914 | 114.8365 | 141.2762 | 158.4493 | 192.6895
Option 6 SG | NSW | CNSW | Distributed PV | 823.422 | 901.183 | 1029.5493 | 1095.4414 | 1097.5057 | 1151.1917 | 1154.9295 | 1251.9187 | 1301.7895 | 1296.3111 | 1238.3521 | 1198.5797 | 1290.0282 | 1413.0948 | 1398.8536 | 1329.6141 | 1204.7332 | 1266.943 | 1409.185 | 1488.562 | 1499.4479 | 1591.9008 | 1627.6268 | 1804.304
Option 6 SG | NSW | CNSW | OCGT | 0 | 0 | 0 | 0 | 2.4682e-06 | 2.5559e-06 | 0 | 0 | 0 | 0 | 0 | 0 | 1.2637e-06 | 3.1347e-06 | 4.5108e-06 | 3.8408e-06 | 3.1733e-06 | 4.7777e-06 | 1.5131e-05 | 1.9652e-05 | 1.4953e-05 | 1.3738e-05 | 4.2581e-05 | 3.3485e-05
Option 6 SG | NSW | CNSW | PHES | 207.0808 | 184.1068 | 257.1832 | 416.0328 | 424.6385 | 415.5178 | 425.1783 | 443.7867 | 403.8645 | 427.6985 | 410.0869 | 384.7781 | 453.865 | 433.4055 | 460.9677 | 400.0343 | 374.889 | 395.956 | 408.6552 | 400.3541 | 411.1517 | 460.2262 | 489.4417 | 517.7427
Option 6 SG | NSW | CNSW | Solar | 4003.7902 | 7127.8864 | 8102.3185 | 21771.9158 | 22390.1753 | 22709.2513 | 22449.5547 | 23595.9508 | 24763.9054 | 24107.2264 | 23195.8313 | 22014.959 | 23918.1769 | 25287.7998 | 24400.1527 | 24485.1771 | 21164.7263 | 22129.5473 | 24639.7597 | 24430.2245 | 23926.9972 | 24101.3671 | 23365.5836 | 24713.8749
Option 6 SG | NSW | CNSW | Wind | 1397.6396 | 1640.3916 | 2750.232 | 4653.3294 | 7994.0605 | 7829.2908 | 7633.0777 | 8216.8357 | 8008.8973 | 8491.0246 | 8224.4705 | 8508.8276 | 8166.9475 | 7345.6753 | 12816.1708 | 15435.3986 | 17517.7589 | 16144.643 | 17541.6138 | 16851.284 | 22971.7891 | 22806.934 | 21967.5914 | 25698.5165
Option 6 SG | NSW | NNSW | 1h | 60.5568 | 163.227 | 119.62 | 123.5471 | 125.3685 | 127.402 | 119.9825 | 124.884 | 130.1622 | 125.2834 | 126.3289 | 125.3409 | 127.2455 | 130.5281 | 128.9382 | 125.2255 | 119.281 | 120.4263 | 124.5517 | 120.7649 | 113.0761 | 120.1828 | 114.0752 | 114.31
Option 6 SG | NSW | NNSW | 2h | 31.1501 | 138.1388 | 214.2154 | 230.0961 | 236.7576 | 238.7481 | 231.3693 | 240.9556 | 254.7693 | 241.4187 | 249.6126 | 240.2958 | 248.5529 | 257.6436 | 254.834 | 246.3164 | 227.1311 | 231.065 | 239.9299 | 232.5804 | 218.5298 | 147.1443 | 140.1742 | 140.7443
Option 6 SG | NSW | NNSW | 8h | 399.4904 | 696.2788 | 845.6755 | 927.2491 | 974.1933 | 966.1958 | 918.0344 | 946.2682 | 992.6582 | 962.5272 | 961.5791 | 952.7855 | 979.8957 | 1006.8214 | 987.0189 | 968.0893 | 929.3589 | 941.9725 | 964.2782 | 923.3981 | 259.5917 | 0.00026529 | 1.8798e-05 | 6.6817e-05
Option 6 SG | NSW | NNSW | CST | 0 | 0 | 0 | 0 | 0 | 0 | 0 | 0 | 0 | 0 | 0 | 0 | 0 | 0 | 0 | 0 | 0 | 0 | 0 | 0 | 0 | 0 | 0 | 0
Option 6 SG | NSW | NNSW | Coordinated CER | 9.4716 | 11.9099 | 13.6065 | 16.5722 | 19.8095 | 23.2904 | 25.9852 | 32.9727 | 39.3004 | 45.443 | 51.3057 | 57.5374 | 71.1314 | 81.8051 | 93.5235 | 89.6608 | 90.4353 | 108.696 | 131.1218 | 146.647 | 177.1727 | 208.1235 | 230.7157 | 271.3816
Option 6 SG | NSW | NNSW | Distributed PV | 1601.085 | 1734.851 | 1961.6215 | 2087.3047 | 2095.1153 | 2200.642 | 2212.3937 | 2393.1891 | 2401.4445 | 2419.5771 | 2307.014 | 2248.7002 | 2417.356 | 2589.5851 | 2656.7903 | 2504.3873 | 2291.7345 | 2384.4089 | 2622.6523 | 2775.7889 | 2806.607 | 2985.8859 | 3059.6621 | 3382.6092
Option 6 SG | NSW | NNSW | PHES | 0 | 0 | 0 | 0 | 0 | 0 | 0 | 0 | 0 | 0 | 0 | 0 | 0 | 0 | 0 | 0 | 0 | 0 | 0 | 0 | 2.8255e-08 | 6.45e-09 | 8e-08 | 1.202e-06
Option 6 SG | NSW | NNSW | Solar | 1540.0337 | 2215.144 | 2475.3661 | 2111.3357 | 2068.4872 | 1943.6352 | 2357.226 | 2303.2495 | 2634.6729 | 2429.7256 | 2614.7248 | 2511.5158 | 2860.6125 | 2828.3127 | 2778.2628 | 3007.8966 | 2655.8963 | 2594.7082 | 2723.706 | 2593.0915 | 2437.3831 | 2325.2243 | 2074.5991 | 1853.0476
Option 6 SG | NSW | NNSW | Wind | 1241.9287 | 1202.6117 | 1093.8351 | 1003.7836 | 1369.9867 | 1471.2984 | 1551.7422 | 1636.8712 | 1823.3443 | 1642.5562 | 1762.4929 | 3211.8431 | 2577.8917 | 2280.3748 | 2437.7632 | 3870.4563 | 5107.6409 | 4123.9715 | 4172.7291 | 3923.6234 | 5461.2939 | 6047.0698 | 6294.7833 | 7313.2704
Option 6 SG | NSW | SNSW | 1h | 12.9588 | 35.8316 | 13.8386 | 15.1311 | 15.7319 | 14.0124 | 13.5806 | 12.9098 | 16.1791 | 15.6892 | 15.5866 | 15.072 | 15.9188 | 15.9372 | 15.6894 | 15.0397 | 14.1662 | 0 | 0 | 0 | 0 | 0 | 0 | 0
Option 6 SG | NSW | SNSW | 2h | 79.2048 | 201.5277 | 145.2254 | 156.9285 | 168.0244 | 147.0509 | 144.2012 | 132.1046 | 165.5288 | 160.1229 | 157.7202 | 147.9985 | 158.2647 | 162.5501 | 161.4501 | 152.6897 | 138.4858 | 139.8501 | 152.4049 | 140.879 | 142.7244 | 146.3297 | 88.8464 | 89.5518
Option 6 SG | NSW | SNSW | 4h | 0 | 0 | 0 | 0 | 59.8328 | 195.1496 | 203.6077 | 173.5497 | 261.1415 | 255.6182 | 250.9038 | 241.7249 | 249.5748 | 262.0686 | 256.3213 | 236.1256 | 225.5458 | 223.967 | 237.1875 | 219.6296 | 221.2816 | 226.2792 | 221.8441 | 222.4147
Option 6 SG | NSW | SNSW | 8h | 103.18 | 316.0746 | 420.0892 | 602.9878 | 626.4219 | 473.8044 | 445.9426 | 410.2004 | 622.64 | 637.9572 | 594.8682 | 546.9531 | 588.0101 | 636.0187 | 613.2704 | 506.823 | 453.7273 | 457.6313 | 491.5414 | 439.6786 | 339.8352 | 189.6726 | 193.808 | 192.5263
Option 6 SG | NSW | SNSW | CST | 0 | 0 | 0 | 0 | 0 | 0 | 0 | 0 | 0 | 0 | 0 | 0 | 0 | 0 | 0 | 0 | 0 | 0 | 0 | 0 | 0 | 0 | 0 | 0
Option 6 SG | NSW | SNSW | Coordinated CER | 7.9112 | 17.5605 | 11.7784 | 13.4696 | 24.1128 | 28.565 | 34.3409 | 43.7099 | 50.7863 | 62.7793 | 68.9343 | 71.898 | 94.671 | 111.7609 | 123.2754 | 125.9093 | 117.3875 | 143.8703 | 173.3484 | 199.5322 | 212.7736 | 266.0791 | 301.8521 | 355.4371
Option 6 SG | NSW | SNSW | Distributed PV | 1903.669 | 2067.4316 | 2319.0683 | 2437.0151 | 2530.3245 | 2648.16 | 2614.9717 | 2848.4934 | 2845.692 | 2819.0905 | 2723.4203 | 2647.1498 | 2842.3152 | 3066.1081 | 3162.8959 | 3041.3355 | 2734.5326 | 2877.1311 | 3179.8462 | 3325.5783 | 3426.1602 | 3620.069 | 3660.5797 | 4051.6766
Option 6 SG | NSW | SNSW | Hydro | 3989.9873 | 4063.4838 | 2637.856 | 2810.3873 | 2206.2317 | 2085.4386 | 2009.5573 | 1400.3206 | 2689.8375 | 2914.7021 | 3498.8068 | 4454.4184 | 2536.433 | 2943.0716 | 2983.8055 | 1586.0934 | 3984.874 | 3369.8136 | 2750.2454 | 2569.4265 | 2545.1357 | 2997.2685 | 3408.9275 | 2690.8516
Option 6 SG | NSW | SNSW | OCGT | 1.178e-08 | 2.444e-08 | 2.8285e-08 | 4.592e-08 | 4.8899e-07 | 2.4278e-07 | 0 | 0 | 0 | 2.005e-09 | 45.4437 | 43.3332 | 118.3129 | 291.5574 | 366.8907 | 458.0991 | 220.7189 | 74.1721 | 0 | 0 | 0 | 0 | 0 | 0
Option 6 SG | NSW | SNSW | PHES | 0 | 0 | 1805.8273 | 4007.5768 | 4921.2994 | 4309.9236 | 4613.2284 | 4132.1688 | 4648.3229 | 4747.0347 | 4560.7647 | 4657.0341 | 4702.192 | 5007.8151 | 4830.8341 | 4525.616 | 4844.6646 | 4510.9498 | 4641.3489 | 4416.0314 | 5071.9162 | 5162.0145 | 5155.3697 | 5391.955
Option 6 SG | NSW | SNSW | Solar | 4692.3863 | 10962.9965 | 11568.1057 | 10238.5848 | 9769.6032 | 7697.8241 | 7786.2426 | 6699.1115 | 10471.1935 | 9734.3268 | 9958.2534 | 9552.546 | 9594.998 | 11105.0727 | 10875.6921 | 10148.1587 | 10216.3424 | 10120.9322 | 10360.998 | 9400.4344 | 10035.0436 | 9282.3962 | 9080.6766 | 8697.8487
Option 6 SG | NSW | SNSW | Wind | 5279.623 | 5595.8011 | 6038.5744 | 6181.8853 | 6182.0549 | 7400.9514 | 6773.8399 | 7500.3383 | 7951.9665 | 8186.6315 | 7662.1683 | 8062.6923 | 7691.1229 | 6538.9446 | 6715.9126 | 6655.6305 | 6801.9919 | 6518.416 | 7011.6066 | 6499.0938 | 5777.4496 | 8247.4852 | 7539.0982 | 8803.5599
Option 6 SG | NSW | SNW | 1h | 1.3385e-05 | 8.8335e-06 | 2.4469e-05 | 3.4892e-05 | 3.9801e-05 | 5.0338e-05 | 1.3034e-05 | 1.5201e-05 | 1.1028e-05 | 1.2304e-05 | 1.1519e-05 | 1.0836e-05 | 1.1548e-05 | 1.1083e-05 | 1.1151e-05 | 1.1278e-05 | 9.3661e-06 | 1.1602e-05 | 1.7873e-05 | 2.1791e-05 | 1.5728e-05 | 1.3176e-05 | 1.0549e-05 | 1.4158e-05
Option 6 SG | NSW | SNW | 2h | 110.6491 | 89.8657 | 87.395 | 183.3241 | 471.144 | 487.3418 | 481.8487 | 445.8805 | 440.62 | 448.2049 | 397.2501 | 347.9209 | 418.0892 | 444.5128 | 392.7524 | 310.204 | 251.6765 | 290.2292 | 312.9205 | 324.5977 | 312.7886 | 380.1215 | 427.7638 | 441.4094
Option 6 SG | NSW | SNW | 4h | 411.8228 | 1452.7061 | 3012.4167 | 5149.5521 | 5204.6938 | 5133.991 | 4914.6895 | 5315.8942 | 5282.3973 | 5160.8462 | 4981.6394 | 4772.9781 | 5104.1506 | 5301.3913 | 5215.8568 | 4820.3996 | 4311.4282 | 4481.0425 | 4613.2005 | 4354.8539 | 4286.903 | 3474.457 | 1576.462 | 1089.3895
Option 6 SG | NSW | SNW | 8h | 1.0477e-05 | 4.4404e-05 | 277.2892 | 1088.3551 | 1123.6044 | 1126.2269 | 1077.7567 | 2632.0222 | 2637.1585 | 2520.2096 | 2365.9821 | 2145.3634 | 2510.0437 | 2685.5787 | 2588.1799 | 2167.4958 | 1753.1691 | 1971.1402 | 2128.6889 | 2125.2008 | 2116.7203 | 2436.4106 | 2279.6904 | 3439.668
Option 6 SG | NSW | SNW | Black Coal | 10081.7195 | 10071.7344 | 3156.7536 | 3156.7536 | 0 | 0 | 0 | 0 | 0 | 0 | 0 | 0 | 0 | 0 | 0 | 0 | 0 | 0 | 0 | 0 | 0 | 0 | 0 | 0
Option 6 SG | NSW | SNW | CCGT | 525.6 | 484.1389 | 525.6 | 175.2 | 408.1804 | 276.022 | 766.3048 | 361.6082 | 507.2836 | 688.4309 | 1241.6129 | 1106.3088 | 1247.7681 | 1615.51 | 2012.1001 | 1950.6817 | 1906.0657 | 645.7488 | 698.1108 | 811.8024 | 743.2101 | 724.0435 | 878.7895 | 784.1854
Option 6 SG | NSW | SNW | Coordinated CER | 36.2482 | 42.0409 | 52.256 | 64.1558 | 80.5942 | 92.2648 | 132.1097 | 169.9764 | 208.8094 | 259.0199 | 286.6682 | 293.9035 | 370.8286 | 454.4443 | 487.6985 | 467.6192 | 421.8272 | 506.8973 | 611.4623 | 730.0986 | 923.4022 | 1245.3455 | 1454.1905 | 1744.2932
Option 6 SG | NSW | SNW | DSP | 8.0956e-07 | 2.7517e-06 | 1.2829e-06 | 1.4298e-06 | 1.8538e-06 | 1.8769e-06 | 0 | 0 | 0 | 0 | 1.46e-09 | 0 | 0.5365 | 0.06875 | 0.5955 | 0.46949 | 0.42275 | 0.02 | 0.44775 | 0.14025 | 0.51613 | 0.065626 | 1.1158 | 0.12625
Option 6 SG | NSW | SNW | Distributed PV | 6689.6365 | 7346.0815 | 8393.4476 | 8928.2852 | 8952.4828 | 9437.4673 | 9472.2863 | 10220.8778 | 10247.5875 | 10233.8295 | 9785.0709 | 9541.7566 | 10234.5638 | 11075.7741 | 11388.1596 | 10796.1737 | 9830.1603 | 10341.9682 | 11469.3314 | 12108.2016 | 12244.1234 | 13124.2883 | 13482.3494 | 14946.5924
Option 6 SG | NSW | SNW | OCGT | 8.3025 | 11.1855 | 66.2551 | 18.1687 | 68.4651 | 48.4979 | 293.916 | 72.0158 | 143.418 | 289.4558 | 638.4748 | 495.1805 | 517.8357 | 1159.7397 | 2424.3496 | 2084.5871 | 2273.0674 | 3289.3927 | 4344.1447 | 5725.8811 | 4610.9825 | 4451.4157 | 6448.9624 | 5139.6668
Option 6 SG | NSW | SNW | Offshore Wind | 0 | 0 | 0 | 0 | 0 | 0 | 0 | 0 | 0 | 0 | 0 | 0 | 0 | 0 | 0 | 0 | 0 | 0 | 0 | 0 | 0 | 0 | 0 | 0
Option 6 SG | NSW | SNW | Solar | 1.2768e-05 | 3.984e-05 | 4.0553e-05 | 4.1703e-05 | 4.7952e-05 | 7.0124e-05 | 9.3954e-05 | 9.3988e-05 | 0.00010385 | 9.3824e-05 | 8.964e-05 | 9.3043e-05 | 9.7631e-05 | 9.5251e-05 | 8.9575e-05 | 214.4414 | 246.4867 | 253.1404 | 275.0366 | 1384.3643 | 1427.7252 | 1512.4311 | 1482.3002 | 1551.8745
Option 6 SG | NSW | SNW | Wind | 0 | 0 | 1.6695e-06 | 8.6021e-06 | 8.5322e-06 | 9.8598e-06 | 1.481e-05 | 1.391e-05 | 1.5273e-05 | 1.4963e-05 | 1.5575e-05 | 1.8133e-05 | 207.698 | 176.9285 | 191.1624 | 186.5544 | 196.633 | 181.092 | 196.8477 | 186.2016 | 186.5537 | 183.785 | 193.2727 | 193.5879
Option 6 SG | QLD |  | 1h | 91.2841 | 127.3392 | 212.5614 | 246.7492 | 300.4207 | 311.1158 | 308.0681 | 291.8659 | 301.6506 | 294.7478 | 296.5626 | 295.4103 | 306.1376 | 317.6627 | 318.1553 | 307.147 | 290.753 | 296.9209 | 304.5237 | 305.8484 | 289.8378 | 295.0673 | 287.5247 | 163.349
Option 6 SG | QLD |  | 2h | 1197.2669 | 1088.9655 | 1457.3843 | 1620.4547 | 1861.9093 | 1897.8217 | 1894.8442 | 1810.0091 | 1863.8082 | 1843.8829 | 1837.588 | 1832.9648 | 1810.7704 | 1871.5485 | 1857.2964 | 1827.5795 | 1691.8835 | 1713.9483 | 1628.02 | 1260.507 | 1225.5759 | 1064.1242 | 883.7965 | 695.1076
Option 6 SG | QLD |  | 4h | 221.0722 | 249.3567 | 483.738 | 634.1436 | 723.6038 | 728.5002 | 725.0599 | 702.5652 | 715.8672 | 707.8364 | 710.9472 | 714.2621 | 724.8729 | 742.0737 | 742.8942 | 726.8327 | 690.6695 | 852.3811 | 1079.4765 | 1839.0021 | 2285.387 | 3133.049 | 3541.7155 | 3808.3574
Option 6 SG | QLD |  | 8h | 0 | 0 | 4.9003e-05 | 7.5129e-05 | 7.986e-05 | 8.1298e-05 | 8.0765e-05 | 7.3947e-05 | 7.3545e-05 | 7.061e-05 | 6.9267e-05 | 6.7989e-05 | 8.052e-05 | 8.2059e-05 | 8.1306e-05 | 7.4996e-05 | 7.2788e-05 | 7.3119e-05 | 8.1265e-05 | 8.0593e-05 | 8.2523e-05 | 8.4459e-05 | 6.6498e-05 | 71.4045
Option 6 SG | QLD |  | Biomass | 269.1072 | 269.8445 | 246.2176 | 207.6077 | 219.0907 | 218.7342 | 225.0353 | 214.4002 | 218.6881 | 215.0854 | 220.2153 | 228.4559 | 212.6414 | 212.9099 | 215.5268 | 207.5246 | 223.3007 | 176.6568 | 178.5804 | 160.131 | 173.2037 | 172.1793 | 162.5817 | 130.3725
Option 6 SG | QLD |  | Black Coal | 40217.9976 | 28535.6528 | 26445.7894 | 16940.7551 | 18259.3739 | 17197.7623 | 18113.8345 | 15826.8158 | 13910.2516 | 14756.8805 | 13018.9684 | 10624.973 | 14351.9761 | 14708.5883 | 14746.4592 | 14919.1166 | 12472.9996 | 11477.1191 | 10165.3598 | 8614.851 | 7465.0649 | 7780.4465 | 7677.1305 | 0
Option 6 SG | QLD |  | CCGT | 1225.3471 | 1114.6946 | 1284.8009 | 1050.1036 | 127.0616 | 101.0046 | 284.0495 | 121.6387 | 102.9056 | 172.305 | 687.7688 | 862.5462 | 796.5803 | 945.8496 | 1334.9769 | 930.7429 | 1255.5916 | 1488.9534 | 2021.1024 | 564.6587 | 553.6189 | 129.2956 | 177.0029 | 334.8272
Option 6 SG | QLD |  | Coordinated CER | 28.8978 | 35.8213 | 47.1089 | 59.3117 | 89.2362 | 121.8683 | 145.0973 | 193.4685 | 250.5537 | 304.8533 | 344.8265 | 410.2328 | 516.0919 | 593.1007 | 706.5782 | 567.9407 | 578.3081 | 754.0243 | 935.6417 | 1087.0227 | 1005.6325 | 1342.2112 | 1482.9113 | 1837.1727
Option 6 SG | QLD |  | Distributed PV | 9501.309 | 10892.183 | 11694.6874 | 12695.6223 | 13194.9413 | 13641.8531 | 14114.104 | 14809.8912 | 15064.9311 | 15623.1424 | 14957.0671 | 14650.5216 | 15444.4385 | 16755.2149 | 17183.4556 | 16880.232 | 14776.4367 | 16502.9624 | 17353.5625 | 18579.3341 | 19091.5972 | 19775.4111 | 20663.5943 | 21937.515
Option 6 SG | QLD |  | H2 Reciprocating Engine | 0 | 0 | 1.7833e-06 | 2.8544e-06 | 4.1125e-06 | 4.8279e-06 | 0 | 0 | 0 | 0 | 14.662 | 53.8108 | 65.0408 | 105.9298 | 174.2551 | 73.3172 | 81.5936 | 163.023 | 240.6198 | 273.2604 | 162.3162 | 130.2352 | 212.1399 | 243.5364
Option 6 SG | QLD |  | Hydro | 976.6747 | 858.5337 | 695.0598 | 763.9537 | 689.0876 | 567.3472 | 564.7646 | 664.8425 | 855.71 | 677.4513 | 708.4218 | 827.5163 | 763.785 | 938.9428 | 684.0216 | 757.7865 | 921.0183 | 722.2852 | 640.6835 | 632.8415 | 602.2853 | 547.2172 | 540.1616 | 491.8883
Option 6 SG | QLD |  | Liquid Fuel | 0 | 0 | 0 | 0 | 0 | 0 | 0 | 0 | 0 | 0 | 0 | 0 | 5.2019 | 0 | 0 | 0 | 0 | 0 | 0 | 0 | 0 | 0 | 0 | 0
Option 6 SG | QLD |  | OCGT | 4.4735 | 8.5661 | 13.0479 | 7.2178 | 9.3086e-06 | 1.2548e-05 | 0 | 0 | 0 | 0 | 11.1176 | 59.3974 | 262.1387 | 287.0323 | 479.7699 | 113.4939 | 186.0775 | 181.8854 | 1315.161 | 2300.8014 | 1618.6921 | 1243.2296 | 1584.1646 | 3062.1716
Option 6 SG | QLD |  | PHES | 440.2092 | 523.5253 | 1174.826 | 1258.6534 | 1661.4197 | 1637.658 | 1429.7492 | 1469.1171 | 1561.9627 | 1586.29 | 1526.6744 | 1601.8879 | 1712.9478 | 1720.9168 | 1756.5606 | 5012.0095 | 4733.2079 | 5351.7665 | 5482.8894 | 5293.7576 | 5018.1241 | 5548.0121 | 5423.2873 | 5654.3081
Option 6 SG | QLD |  | Solar | 8153.628 | 12158.0327 | 14291.7723 | 13992.2145 | 13948.4531 | 14277.8203 | 14281.8363 | 14371.6475 | 14470.0581 | 14811.6064 | 13872.2238 | 13683.9771 | 14153.9937 | 13845.5556 | 13759.0359 | 18363.4881 | 18893.8458 | 20934.4755 | 21630.1398 | 22235.4246 | 21642.5884 | 23846.777 | 23872.1805 | 25600.4545
Option 6 SG | QLD |  | Wind | 8586.2835 | 9718.0509 | 11824.4696 | 12581.0067 | 12616.5742 | 12437.2016 | 11941.3919 | 13218.4513 | 15300.0379 | 14986.7128 | 19397.6249 | 22314.6834 | 22809.3902 | 23306.977 | 24063.4562 | 25068.5752 | 25297.8781 | 29142.2649 | 28931.3665 | 32614.3771 | 35872.2999 | 37496.7766 | 38454.8515 | 41435.0372
Option 6 SG | QLD | CQ | 2h | 31.7967 | 78.748 | 110.1821 | 107.1781 | 137.8483 | 141.0927 | 139.0515 | 130.0737 | 135.3029 | 129.5015 | 135.1466 | 135.4131 | 141.6372 | 143.6102 | 146.7832 | 140.4731 | 104.6186 | 106.1884 | 110.6023 | 108.558 | 111.6319 | 110.3215 | 109.3843 | 104.1877
Option 6 SG | QLD | CQ | 4h | 34.4129 | 92.4508 | 139.576 | 136.0923 | 177.698 | 182.8941 | 179.3891 | 167.3312 | 173.5939 | 167.2976 | 173.1149 | 174.0387 | 182.7564 | 185.0514 | 190.8338 | 180.5622 | 171.3887 | 175.3128 | 183.3924 | 175.1042 | 0 | 0 | 0 | 0
Option 6 SG | QLD | CQ | 8h | 0 | 0 | 2.1203e-05 | 3.0144e-05 | 3.1527e-05 | 3.2025e-05 | 3.1876e-05 | 2.8717e-05 | 2.7603e-05 | 2.5549e-05 | 2.4872e-05 | 2.4545e-05 | 3.2196e-05 | 3.2061e-05 | 3.1988e-05 | 2.9224e-05 | 2.7714e-05 | 2.7598e-05 | 3.2119e-05 | 3.2555e-05 | 3.4268e-05 | 3.45e-05 | 2.8526e-05 | 71.4044
Option 6 SG | QLD | CQ | Black Coal | 12752.8514 | 6295.9626 | 6158.28 | 4931.88 | 4931.88 | 4945.392 | 4931.88 | 4931.88 | 4931.88 | 4945.392 | 4931.88 | 4931.88 | 6482.8636 | 6970.3262 | 7411.8231 | 7259.9476 | 8113.1985 | 7476.1965 | 6250.6164 | 4900.753 | 3538.5009 | 3853.7134 | 3834.8278 | 0
Option 6 SG | QLD | CQ | Coordinated CER | 1.8249 | 3.105 | 4.3345 | 5.2024 | 8.1145 | 10.5646 | 12.3932 | 15.999 | 20.0183 | 23.6629 | 26.9969 | 33.0512 | 39.5339 | 45.4268 | 53.2085 | 46.9235 | 47.2398 | 59.8914 | 72.3635 | 86.0664 | 86.934 | 102.2827 | 120.1468 | 138.1851
Option 6 SG | QLD | CQ | Distributed PV | 883.1645 | 1015.3945 | 1094.265 | 1171.9 | 1220.47 | 1265.5984 | 1319.57 | 1425.069 | 1452.7311 | 1501.873 | 1442.7036 | 1416.6726 | 1487.52 | 1627.9856 | 1671.4158 | 1582.0125 | 1408.819 | 1575.6185 | 1661.7437 | 1747.8192 | 1796.7911 | 1865.3265 | 1963.9282 | 2148.0239
Option 6 SG | QLD | CQ | OCGT | 8.185e-09 | 3.144e-08 | 3.074e-08 | 4.7805e-08 | 7.1304e-07 | 1.6599e-06 | 0 | 0 | 0 | 0 | 0 | 0 | 33.1553 | 5.5587 | 9.1195 | 5.4e-10 | 14.1469 | 1.0603 | 57.2467 | 32.0666 | 105.5453 | 46.7167 | 93.2175 | 180.293
Option 6 SG | QLD | CQ | PHES | 0 | 0 | 0 | 0 | 0 | 0 | 0 | 0 | 0 | 0 | 0 | 0 | 0 | 0 | 0 | 0 | 0 | 0 | 9.105e-09 | 7.447e-08 | 1.3095e-07 | 4.043e-07 | 7.2051e-07 | 1.2637e-06
Option 6 SG | QLD | CQ | Solar | 1718.1026 | 2333.6159 | 2494.998 | 2083.5285 | 2109.7526 | 2127.2207 | 2215.788 | 2165.8304 | 2268.1806 | 2309.2986 | 2367.0401 | 2335.4936 | 2450.9848 | 2357.6943 | 2394.6121 | 2536.1167 | 2150.0732 | 2339.305 | 2328.1342 | 2231.8136 | 2222.6616 | 2302.1539 | 1455.2042 | 2460.3665
Option 6 SG | QLD | CQ | Wind | 1392.5019 | 2536.3321 | 3279.9276 | 3504.8034 | 3341.3261 | 3356.6316 | 3223.6583 | 3191.334 | 3618.4903 | 3214.2516 | 3516.5841 | 3738.6817 | 3478.8945 | 3841.8198 | 3769.0399 | 3801.1333 | 3583.4623 | 4627.031 | 4722.4803 | 6737.6991 | 6754.8653 | 6833.6682 | 6542.7755 | 6024.8178
Option 6 SG | QLD | GG | 1h | 0 | 21.3982 | 66.0739 | 100.1354 | 125.0454 | 126.1657 | 124.9574 | 121.4484 | 122.7212 | 120.4337 | 120.8428 | 122.9655 | 126.5441 | 129.239 | 130.7386 | 126.9168 | 121.1525 | 121.3221 | 125.8055 | 125.272 | 125.5112 | 124.9695 | 121.8844 | 0
Option 6 SG | QLD | GG | 4h | 0 | 0 | 6.4404e-05 | 0.00020285 | 0.00022771 | 0.00023534 | 0.0001895 | 0.0001856 | 0.00018728 | 0.00018518 | 0.00018567 | 0.00018898 | 0.00019312 | 0.0001961 | 0.00019685 | 0.00019245 | 0.0001832 | 0.00019057 | 0.00021133 | 0.00021527 | 0.00022797 | 0.00023497 | 481.2887 | 460.3596
Option 6 SG | QLD | GG | Black Coal | 2943.36 | 2951.424 | 1959.552 | 0 | 0 | 0 | 0 | 0 | 0 | 0 | 0 | 0 | 0 | 0 | 0 | 0 | 0 | 0 | 0 | 0 | 0 | 0 | 0 | 0
Option 6 SG | QLD | GG | CCGT | 832.3139 | 841.7409 | 841.9954 | 829.8698 | 6.3871e-07 | 8.5197e-07 | 0 | 0 | 0 | 0 | 1.2192 | 10.9465 | 26.544 | 30.2395 | 56.5821 | 22.1894 | 20.4065 | 28.6549 | 85.9888 | 90.8014 | 122.492 | 129.2956 | 177.0029 | 334.8272
Option 6 SG | QLD | GG | Coordinated CER | 0.13529 | 0.25505 | 0.36599 | 0.66876 | 1.0527 | 1.3783 | 1.6948 | 2.1396 | 2.7126 | 3.1939 | 3.6617 | 4.4317 | 5.2612 | 6.2464 | 7.348 | 6.6451 | 6.3231 | 8.1471 | 10.0145 | 11.4668 | 12.1907 | 15.0163 | 17.9792 | 19.4575
Option 6 SG | QLD | GG | Distributed PV | 107.84 | 124.326 | 134.251 | 146.6695 | 152.9179 | 158.4663 | 163.8925 | 172.0037 | 175.1128 | 181.187 | 173.5685 | 169.9924 | 179.0193 | 195.4644 | 200.5879 | 197.6305 | 172.1842 | 192.572 | 202.9782 | 218.2134 | 224.451 | 232.797 | 243.1156 | 258.3144
Option 6 SG | QLD | GG | OCGT | 0 | 0 | 0 | 0 | 5.1434e-07 | 1.0919e-06 | 0 | 0 | 0 | 0 | 0 | 0 | 0 | 0 | 0 | 0 | 0 | 7.231e-08 | 2.0331e-06 | 2.7431e-06 | 5.6041e-06 | 5.3636e-06 | 6.7724e-06 | 7.9327e-05
Option 6 SG | QLD | GG | Solar | 772.3376 | 889.3258 | 918.6885 | 860.7005 | 859.6086 | 901.4938 | 901.8614 | 918.6779 | 937.0219 | 966.0115 | 952.9736 | 937.5233 | 961.6981 | 961.7571 | 944.3378 | 953.9867 | 774.6679 | 891.3468 | 917.1313 | 948.0658 | 953.5569 | 975.9004 | 963.1721 | 969.1936
Option 6 SG | QLD | NQ | 2h | 0 | 36.9058 | 199.5871 | 334.6268 | 379.1838 | 378.2613 | 379.7741 | 375.5283 | 377.4945 | 378.4258 | 367.2172 | 375.2829 | 370.9331 | 388.9149 | 385.437 | 377.8316 | 342.1143 | 343.4802 | 358.5339 | 330.2451 | 352.9786 | 174.665 | 176.7264 | 0
Option 6 SG | QLD | NQ | 4h | 0 | 0 | 170.7312 | 241.5636 | 261.2826 | 261.0037 | 261.1062 | 260.2884 | 261.897 | 260.6299 | 257.5812 | 259.4751 | 257.2288 | 267.1259 | 265.0781 | 262.8532 | 245.0919 | 245.8102 | 253.5362 | 232.3742 | 245.7173 | 238.7566 | 61.4904 | 57.3308
Option 6 SG | QLD | NQ | Biomass | 269.1072 | 269.8445 | 246.2176 | 207.6077 | 219.0907 | 218.7342 | 225.0353 | 214.4002 | 218.6881 | 215.0854 | 220.2153 | 228.4559 | 212.6414 | 212.9099 | 215.5268 | 207.5246 | 223.3007 | 176.6568 | 178.5804 | 160.131 | 173.2037 | 172.1793 | 162.5817 | 130.3725
Option 6 SG | QLD | NQ | CCGT | 17.2597 | 13.7519 | 28.5881 | 8.9037 | 8.9037 | 8.9281 | 8.9037 | 8.9037 | 8.9037 | 8.9281 | 40.9943 | 115.2472 | 125.674 | 164.8136 | 246.7094 | 135.0611 | 199.5368 | 217.2542 | 403.5709 | 473.8573 | 431.1269 | 0 | 0 | 0
Option 6 SG | QLD | NQ | Coordinated CER | 4.3372 | 5.5815 | 7.2949 | 9.4274 | 13.001 | 16.9292 | 20.1996 | 26.2664 | 32.9167 | 39.1283 | 45.6545 | 53.5698 | 63.644 | 73.6948 | 85.5994 | 80.0219 | 72.7215 | 86.9406 | 110.1346 | 127.9439 | 142.9511 | 167.3811 | 223.1624 | 245.1213
Option 6 SG | QLD | NQ | Distributed PV | 1439.5615 | 1653.838 | 1771.0605 | 1921.616 | 2005.711 | 2072.8119 | 2135.7245 | 2241.115 | 2278.3414 | 2367.667 | 2265.0536 | 2224.643 | 2339.2228 | 2535.3918 | 2602.5794 | 2573.1122 | 2246.0349 | 2515.6475 | 2634.7119 | 2817.2957 | 2910.4797 | 3011.3444 | 3129.2295 | 3321.5129
Option 6 SG | QLD | NQ | Hydro | 976.6747 | 858.5337 | 695.0598 | 763.9537 | 689.0876 | 567.3472 | 564.7646 | 664.8425 | 855.71 | 677.4513 | 708.4218 | 827.5163 | 763.785 | 938.9428 | 684.0216 | 757.7865 | 921.0183 | 722.2852 | 640.6835 | 632.8415 | 602.2853 | 547.2172 | 540.1616 | 491.8883
Option 6 SG | QLD | NQ | Liquid Fuel | 0 | 0 | 0 | 0 | 0 | 0 | 0 | 0 | 0 | 0 | 0 | 0 | 5.2019 | 0 | 0 | 0 | 0 | 0 | 0 | 0 | 0 | 0 | 0 | 0
Option 6 SG | QLD | NQ | PHES | 288.0692 | 378.7818 | 586.7748 | 623.6036 | 778.8107 | 772.4572 | 733.1078 | 714.7213 | 747.801 | 757.2046 | 731.7583 | 743.0131 | 786.3507 | 785.0354 | 795.5977 | 778.3241 | 643.4967 | 655.4941 | 700.06 | 662.0983 | 714.5736 | 717.6154 | 710.663 | 653.4127
Option 6 SG | QLD | NQ | Solar | 1517.6907 | 2023.9719 | 3238.7617 | 3113.1164 | 3179.5014 | 3348.9715 | 3269.8295 | 3220.474 | 3119.4658 | 3257.5958 | 3056.6676 | 3161.2684 | 3150.7832 | 2898.6175 | 2939.6492 | 3127.7416 | 2643.2189 | 2775.9199 | 2902.404 | 2650.5603 | 2657.8636 | 2573.8077 | 2087.8287 | 1912.9059
Option 6 SG | QLD | NQ | Wind | 940.2598 | 974.8654 | 2179.2591 | 2833.7207 | 2820.7957 | 2655.668 | 2606.016 | 3758.7441 | 4850.293 | 4972.9976 | 5024.3356 | 4784.44 | 5870.7215 | 6756.4551 | 7068.7186 | 7689.7946 | 8845.6342 | 11168.087 | 11726.0166 | 12987.6137 | 12594.635 | 12371.5353 | 14301.1296 | 15883.8702
Option 6 SG | QLD | SQ | 1h | 91.2841 | 105.941 | 146.4875 | 146.6138 | 175.3753 | 184.9501 | 183.1107 | 170.4175 | 178.9294 | 174.314 | 175.7198 | 172.4448 | 179.5936 | 188.4238 | 187.4167 | 180.2302 | 169.6005 | 175.5988 | 178.7181 | 180.5764 | 164.3266 | 170.0978 | 165.6403 | 163.349
Option 6 SG | QLD | SQ | 2h | 1165.4702 | 973.3118 | 1147.6152 | 1178.6498 | 1344.8772 | 1378.4676 | 1376.0186 | 1304.4071 | 1351.0107 | 1335.9556 | 1335.2242 | 1322.2688 | 1298.2001 | 1339.0234 | 1325.0763 | 1309.2747 | 1245.1506 | 1264.2797 | 1158.8838 | 821.704 | 760.9654 | 779.1377 | 597.6858 | 590.9199
Option 6 SG | QLD | SQ | 4h | 186.6593 | 156.9059 | 173.4308 | 256.4874 | 284.623 | 284.6022 | 284.5644 | 274.9454 | 280.3761 | 279.9087 | 280.2509 | 280.7481 | 284.8875 | 289.8962 | 286.9821 | 283.4171 | 274.1887 | 431.2579 | 642.5477 | 1431.5234 | 2039.6695 | 2894.2922 | 2998.9364 | 3290.667
Option 6 SG | QLD | SQ | 8h | 0 | 0 | 2.78e-05 | 4.4985e-05 | 4.8334e-05 | 4.9273e-05 | 4.8889e-05 | 4.523e-05 | 4.5942e-05 | 4.5061e-05 | 4.4395e-05 | 4.3444e-05 | 4.8324e-05 | 4.9998e-05 | 4.9318e-05 | 4.5772e-05 | 4.5074e-05 | 4.5522e-05 | 4.9146e-05 | 4.8038e-05 | 4.8255e-05 | 4.996e-05 | 3.7971e-05 | 7.1173e-05
Option 6 SG | QLD | SQ | Black Coal | 24521.7862 | 19288.2662 | 18327.9574 | 12008.8751 | 13327.4939 | 12252.3703 | 13181.9545 | 10894.9359 | 8978.3716 | 9811.4885 | 8087.0885 | 5693.093 | 7869.1125 | 7738.2621 | 7334.6361 | 7659.169 | 4359.8011 | 4000.9226 | 3914.7434 | 3714.098 | 3926.564 | 3926.7331 | 3842.3027 | 0
Option 6 SG | QLD | SQ | CCGT | 375.7736 | 259.2018 | 414.2174 | 211.3301 | 118.158 | 92.0766 | 275.1458 | 112.735 | 94.0019 | 163.3769 | 645.5553 | 736.3525 | 644.3622 | 750.7965 | 1031.6854 | 773.4923 | 1035.6483 | 1243.0443 | 1531.5428 | 0 | 0 | 0 | 0 | 0
Option 6 SG | QLD | SQ | Coordinated CER | 22.6004 | 26.8798 | 35.1135 | 44.0132 | 67.0681 | 92.9963 | 110.8098 | 149.0635 | 194.906 | 238.8683 | 268.5134 | 319.1801 | 407.6527 | 467.7327 | 560.4224 | 434.3502 | 452.0237 | 599.0452 | 743.1291 | 861.5456 | 763.5567 | 1057.5311 | 1121.6229 | 1434.4089
Option 6 SG | QLD | SQ | Distributed PV | 7070.743 | 8098.6245 | 8695.111 | 9455.437 | 9815.8425 | 10144.9764 | 10494.917 | 10971.7035 | 11158.7457 | 11572.4155 | 11075.7414 | 10839.2136 | 11438.6764 | 12396.3731 | 12708.8725 | 12527.4768 | 10949.3987 | 12219.1244 | 12854.1287 | 13796.0059 | 14159.8755 | 14665.9432 | 15327.3211 | 16209.6637
Option 6 SG | QLD | SQ | H2 Reciprocating Engine | 0 | 0 | 1.7833e-06 | 2.8544e-06 | 4.1125e-06 | 4.8279e-06 | 0 | 0 | 0 | 0 | 14.662 | 53.8108 | 65.0408 | 105.9298 | 174.2551 | 73.3172 | 81.5936 | 163.023 | 240.6198 | 273.2604 | 162.3162 | 130.2352 | 212.1399 | 243.5364
Option 6 SG | QLD | SQ | OCGT | 4.4735 | 8.5661 | 13.0479 | 7.2178 | 8.0812e-06 | 9.7963e-06 | 0 | 0 | 0 | 0 | 11.1176 | 59.3974 | 228.9834 | 281.4736 | 470.6504 | 113.4939 | 171.9306 | 180.8251 | 1257.9143 | 2268.7348 | 1513.1468 | 1196.5129 | 1490.947 | 2881.8786
Option 6 SG | QLD | SQ | PHES | 152.14 | 144.7434 | 588.0512 | 635.0498 | 882.609 | 865.2009 | 696.6413 | 754.3958 | 814.1617 | 829.0854 | 794.916 | 858.8749 | 926.597 | 935.8814 | 960.9629 | 4233.6854 | 4089.7112 | 4696.2724 | 4782.8294 | 4631.6592 | 4303.5505 | 4830.3967 | 4712.6244 | 5000.8954
Option 6 SG | QLD | SQ | Solar | 4145.4971 | 6911.119 | 7639.3241 | 7934.8691 | 7799.5906 | 7900.1343 | 7894.3573 | 8066.6651 | 8145.3898 | 8278.7005 | 7495.5425 | 7249.6919 | 7590.5276 | 7627.4867 | 7480.4369 | 11745.6431 | 13325.8858 | 14927.9038 | 15482.4702 | 16404.9848 | 15808.5063 | 17994.915 | 19365.9756 | 20257.9884
Option 6 SG | QLD | SQ | Wind | 6253.5218 | 6206.8534 | 6365.2829 | 6242.4827 | 6454.4524 | 6424.9021 | 6111.7176 | 6268.3732 | 6831.2546 | 6799.4637 | 10856.7052 | 13791.5617 | 13459.7742 | 12708.7021 | 13225.6977 | 13577.6474 | 12868.7816 | 13347.1469 | 12482.8697 | 12889.0643 | 16522.7996 | 18291.573 | 17610.9464 | 19526.3492
Option 6 SG | SA |  | 2h | 438.0652 | 2416.6958 | 1143.274 | 1022.131 | 1031.7551 | 993.0288 | 1003.1288 | 990.1849 | 1222.6464 | 1117.887 | 1097.9736 | 1053.1811 | 1070.6288 | 1216.7612 | 1202.2326 | 1006.3828 | 905.7672 | 894.905 | 749.5404 | 689.634 | 688.427 | 130.5887 | 119.0532 | 42.617
Option 6 SG | SA |  | 4h | 0 | 368.8064 | 204.2803 | 174.3204 | 169.5976 | 166.5292 | 176.2612 | 159.4367 | 204.5891 | 192.1091 | 188.4152 | 182.2847 | 188.0336 | 205.0993 | 202.5685 | 176.3803 | 166.1491 | 180.6339 | 177.1519 | 168.4563 | 181.8448 | 0.00013685 | 5.4054e-05 | 345.1845
Option 6 SG | SA |  | 8h | 0 | 0 | 598.8517 | 547.2083 | 558.8862 | 536.9563 | 531.5883 | 520.9812 | 621.6503 | 952.1684 | 953.5936 | 929.7452 | 963.1738 | 1044.8453 | 1031.6096 | 937.696 | 892.2923 | 889.043 | 851.5792 | 779.6339 | 835.8723 | 979.0384 | 487.2305 | 460.4415
Option 6 SG | SA |  | CCGT | 814.3926 | 705.9997 | 695.106 | 231.702 | 480.6768 | 172.5488 | 586.5459 | 238.7769 | 332.4295 | 458.9846 | 821.0457 | 0 | 0 | 0 | 0 | 0 | 0 | 0 | 0 | 0 | 0 | 0 | 0 | 0
Option 6 SG | SA |  | Coordinated CER | 45.7795 | 106.73 | 65.3768 | 56.9014 | 64.9398 | 79.5504 | 90.0588 | 104.4979 | 117.6511 | 134.6376 | 145.5343 | 161.0235 | 196.3142 | 214.4643 | 241.3918 | 243.9132 | 233.3355 | 278.7927 | 296.7069 | 355.0052 | 372.4048 | 462.488 | 534.292 | 596.7239
Option 6 SG | SA |  | Distributed PV | 3823.9654 | 4186.5523 | 4499.8791 | 4443.119 | 4922.2871 | 5099.1161 | 5188.2373 | 5278.0786 | 5656.8219 | 5778.1667 | 5468.9076 | 5705.56 | 5629.3225 | 6103.616 | 5844.718 | 5829.68 | 5381.293 | 5810.7245 | 6088.4584 | 5951.0869 | 6354.0959 | 6594.9824 | 6771.5284 | 6980.6739
Option 6 SG | SA |  | Liquid Fuel | 30.2084 | 2.796e-05 | 4.8341e-06 | 9.3646e-05 | 42.4937 | 17.5237 | 62.6622 | 20.024 | 32.5718 | 56.0439 | 93.5457 | 96.91 | 91.5739 | 189.4212 | 243.8496 | 265.4566 | 192.3752 | 178.3374 | 226.1244 | 290.9044 | 24.3286 | 8.1708 | 25.3997 | 11.367
Option 6 SG | SA |  | OCGT | 169.1943 | 7.2766 | 3.0559e-05 | 56.2983 | 301.8817 | 117.1701 | 339.9888 | 147.7554 | 199.0663 | 352.5904 | 612.6473 | 552.8579 | 553.5597 | 1110.7015 | 1319.3213 | 1301.1336 | 1038.4897 | 1070.1213 | 765.8951 | 753.4634 | 1113.1903 | 1087.7269 | 2273.0427 | 1341.8652
Option 6 SG | SA |  | Solar | 1193.5682 | 3297.8367 | 3306.238 | 3147.8817 | 3075.3149 | 3462.783 | 3162.762 | 3389.3725 | 3420.5401 | 3596.7471 | 3514.8969 | 3961.4921 | 3997.562 | 4111.6484 | 4226.9743 | 3771.071 | 3558.4894 | 3792.6501 | 3270.9467 | 3183.1989 | 3054.2602 | 2537.6108 | 2237.3355 | 2647.0573
Option 6 SG | SA |  | Wind | 7947.6506 | 8312.0423 | 7435.5077 | 8261.589 | 7409.3516 | 8185.7831 | 7237.9798 | 7867.1715 | 7985.3259 | 7334.2085 | 6478.7734 | 7409.6951 | 6969.1004 | 5420.2253 | 5939.4721 | 6322.2197 | 6297.3853 | 7146.7144 | 9003.1817 | 9259.5276 | 9473.9422 | 10334.5344 | 8653.7574 | 10576.1308
Option 6 SG | SA | CSA | 2h | 407.2574 | 1995.1038 | 945.1585 | 846.3023 | 850.1157 | 813.7248 | 828.2315 | 814.8551 | 1031.1731 | 948.5633 | 934.5738 | 891.9477 | 909.8187 | 1032.2103 | 1020.965 | 845.4353 | 757.3519 | 740.1309 | 606.4246 | 561.1731 | 561.1152 | 108.4772 | 119.0532 | 42.617
Option 6 SG | SA | CSA | 4h | 0 | 156.9067 | 75.8324 | 67.2615 | 67.6914 | 65.0824 | 66.784 | 60.505 | 79.2917 | 75.657 | 74.195 | 70.0594 | 75.2784 | 82.2815 | 80.5663 | 68.4031 | 65.9279 | 69.4183 | 66.7184 | 59.3759 | 65.2675 | 0.00013685 | 5.4054e-05 | 345.1845
Option 6 SG | SA | CSA | 8h | 0 | 0 | 598.8507 | 547.2074 | 558.8852 | 536.9555 | 531.5875 | 520.9804 | 621.6493 | 595.7753 | 596.4688 | 574.8368 | 596.1877 | 651.3767 | 644.2845 | 581.7601 | 542.8299 | 542.1752 | 524.331 | 473.2273 | 529.6998 | 537.3084 | 1.9168e-05 | 8.5817e-05
Option 6 SG | SA | CSA | CCGT | 814.3926 | 705.9997 | 695.106 | 231.702 | 480.6768 | 172.5488 | 586.5459 | 238.7769 | 332.4295 | 458.9846 | 821.0457 | 0 | 0 | 0 | 0 | 0 | 0 | 0 | 0 | 0 | 0 | 0 | 0 | 0
Option 6 SG | SA | CSA | Coordinated CER | 41.4676 | 96.1649 | 58.9747 | 51.0909 | 58.3122 | 71.6633 | 81.1965 | 94.5196 | 106.3905 | 121.9132 | 131.7639 | 145.8854 | 178.1447 | 194.4919 | 219.0155 | 221.2749 | 211.1691 | 252.8907 | 269.2456 | 322.6706 | 338.5074 | 421.8505 | 487.4219 | 544.8499
Option 6 SG | SA | CSA | Distributed PV | 3517.312 | 3854.3058 | 4129.4908 | 4070.5974 | 4427.4961 | 4588.7211 | 4659.238 | 4733.7817 | 5067.5195 | 5176.241 | 4888.2016 | 5087.691 | 5007.2765 | 5440.872 | 5203.317 | 5182.3165 | 4782.9215 | 5158.026 | 5403.345 | 5274.5635 | 5628.739 | 5848.3685 | 5997.09 | 6179.8275
Option 6 SG | SA | CSA | Liquid Fuel | 30.2084 | 2.796e-05 | 4.8341e-06 | 9.3646e-05 | 42.4937 | 17.5237 | 62.6622 | 20.024 | 32.5718 | 56.0439 | 93.5457 | 96.91 | 91.5739 | 189.4212 | 243.8496 | 265.4566 | 192.3752 | 178.3374 | 226.1244 | 290.9044 | 24.3286 | 8.1708 | 25.3997 | 11.367
Option 6 SG | SA | CSA | OCGT | 169.1943 | 7.2766 | 3.0534e-05 | 56.2983 | 301.8817 | 117.1701 | 339.9888 | 147.7554 | 199.0663 | 352.5904 | 612.6473 | 552.8579 | 553.5597 | 1110.7015 | 1319.3213 | 1301.1336 | 1038.4897 | 1070.1213 | 765.8951 | 753.4634 | 1113.1903 | 1087.7269 | 2273.0427 | 1341.8652
Option 6 SG | SA | CSA | Solar | 136.6704 | 1003.9635 | 1272.8561 | 1365.1204 | 1252.9081 | 1342.1585 | 1256.0431 | 1383.1765 | 1405.3875 | 1414.2942 | 1348.9027 | 1429.3506 | 1435.0933 | 1331.3561 | 1402.6785 | 1283.2285 | 1244.5859 | 1347.4207 | 1334.6933 | 1392.9548 | 1240.6036 | 1177.3702 | 1068.7188 | 1280.5708
Option 6 SG | SA | CSA | Wind | 5395.6745 | 5689.7346 | 5226.8663 | 6014.8693 | 5572.2373 | 6330.4151 | 5547.8062 | 6099.0249 | 6105.3058 | 5782.6681 | 4898.4071 | 5610.7821 | 5569.1054 | 4120.7877 | 4665.2091 | 5051.0263 | 5048.9868 | 5888.6879 | 7738.7846 | 8063.2943 | 7256.8022 | 6928.4633 | 5581.0453 | 6403.4496
Option 6 SG | SA | NSA | 2h | 2.7208 | 363.6806 | 162.0856 | 145.2258 | 152.0158 | 149.1424 | 143.02 | 145.7528 | 169.1966 | 148.2797 | 142.9094 | 141.4682 | 140.5176 | 162.5447 | 159.6494 | 140.7607 | 129.6842 | 134.2827 | 122.9927 | 108.6336 | 105.6081 | 3.5705e-05 | 3.1874e-05 | 3.4087e-05
Option 6 SG | SA | NSA | 8h | 0 | 0 | 0.0009352 | 0.00091871 | 0.00095486 | 0.00087245 | 0.00082271 | 0.00079796 | 0.00096219 | 356.3931 | 357.1248 | 354.9084 | 366.9861 | 393.4686 | 387.3251 | 355.9359 | 349.4624 | 346.8677 | 327.2482 | 306.4065 | 306.1725 | 441.7299 | 487.2305 | 460.4415
Option 6 SG | SA | NSA | Coordinated CER | 2.3549 | 5.6445 | 3.2774 | 3.0637 | 3.5288 | 4.1468 | 4.613 | 5.172 | 5.8577 | 6.5658 | 6.9851 | 7.7934 | 9.3122 | 10.1179 | 11.4156 | 11.4357 | 11.2165 | 13.084 | 13.7856 | 16.1426 | 16.742 | 19.7086 | 22.8441 | 25.3735
Option 6 SG | SA | NSA | Distributed PV | 144.468 | 148.5228 | 172.3548 | 174.1387 | 272.6276 | 277.3092 | 290.9813 | 300.9746 | 336.1074 | 347.7132 | 335.0145 | 349.7645 | 354.801 | 381.898 | 359.081 | 362.121 | 333.7015 | 363.433 | 381.911 | 377.941 | 406.262 | 413.101 | 432.817 | 448.278
Option 6 SG | SA | NSA | Liquid Fuel | 0 | 0 | 0 | 0 | 0 | 0 | 0 | 0 | 0 | 0 | 0 | 0 | 0 | 0 | 0 | 0 | 0 | 0 | 0 | 0 | 0 | 0 | 0 | 0
Option 6 SG | SA | NSA | Solar | 649.3221 | 1852.8207 | 1724.8891 | 1504.1914 | 1551.1497 | 1712.2022 | 1607.4336 | 1708.7157 | 1717.6277 | 1895.2739 | 1891.9487 | 2060.1509 | 2105.7923 | 2287.3658 | 2328.495 | 2103.5212 | 1965.5571 | 2067.0008 | 1546.756 | 1469.3918 | 1532.6938 | 1141.9368 | 986.7897 | 1249.1352
Option 6 SG | SA | NSA | Wind | 1823.6737 | 1817.7034 | 1659.1135 | 1699.1424 | 1436.414 | 1357.4651 | 1255.3062 | 1354.4279 | 1398.2829 | 1240.6037 | 1272.4298 | 1349.6154 | 1317.9269 | 1230.2363 | 1274.263 | 1271.1934 | 1248.3985 | 1258.0265 | 1264.3971 | 1196.2332 | 1803.7096 | 2131.4497 | 1927.5696 | 2936.5343
Option 6 SG | SA | SESA | 2h | 28.087 | 57.9114 | 36.0298 | 30.603 | 29.6237 | 30.1616 | 31.8773 | 29.577 | 22.2767 | 21.044 | 20.4904 | 19.7652 | 20.2925 | 22.0062 | 21.6182 | 20.1868 | 18.7311 | 20.4915 | 20.123 | 19.8273 | 21.7037 | 22.1115 | 0 | 0
Option 6 SG | SA | SESA | 4h | 0 | 211.8997 | 128.4479 | 107.0589 | 101.9061 | 101.4467 | 109.4772 | 98.9318 | 125.2974 | 116.4521 | 114.2202 | 112.2252 | 112.7552 | 122.8178 | 122.0022 | 107.9772 | 100.2213 | 111.2156 | 110.4335 | 109.0804 | 116.5773 | 0 | 0 | 0
Option 6 SG | SA | SESA | Coordinated CER | 1.9569 | 4.9206 | 3.1248 | 2.7469 | 3.0989 | 3.7404 | 4.2492 | 4.8063 | 5.4028 | 6.1586 | 6.7853 | 7.3448 | 8.8572 | 9.8546 | 10.9607 | 11.2027 | 10.95 | 12.818 | 13.6757 | 16.1921 | 17.1554 | 20.9289 | 24.026 | 26.5004
Option 6 SG | SA | SESA | Distributed PV | 162.1855 | 183.7237 | 198.0335 | 198.3829 | 222.1634 | 233.0858 | 238.0181 | 243.3223 | 253.195 | 254.2125 | 245.6915 | 268.1045 | 267.245 | 280.846 | 282.32 | 285.2425 | 264.67 | 289.2655 | 303.2025 | 298.5825 | 319.095 | 333.513 | 341.6215 | 352.5684
Option 6 SG | SA | SESA | Liquid Fuel | 0 | 0 | 0 | 0 | 0 | 0 | 0 | 0 | 0 | 0 | 0 | 0 | 0 | 0 | 0 | 0 | 0 | 0 | 0 | 0 | 0 | 0 | 0 | 0
Option 6 SG | SA | SESA | OCGT | 1.2105e-07 | 1.975e-08 | 2.4505e-08 | 1.9316e-07 | 7.8032e-07 | 2.2825e-07 | 0 | 0 | 8.95e-10 | 0 | 0 | 0 | 0 | 0 | 0 | 0 | 0 | 0 | 0 | 0 | 0 | 0 | 0 | 0
Option 6 SG | SA | SESA | Solar | 407.5756 | 441.0525 | 308.4928 | 278.5699 | 271.2571 | 408.4223 | 299.2853 | 297.4803 | 297.5249 | 287.179 | 274.0454 | 471.9905 | 456.6765 | 492.9265 | 495.8008 | 384.3213 | 348.3465 | 378.2286 | 389.4975 | 320.8524 | 280.9628 | 218.3037 | 181.8269 | 117.3512
Option 6 SG | SA | SESA | Wind | 728.3024 | 804.6043 | 549.5279 | 547.5773 | 400.7003 | 497.9028 | 434.8674 | 413.7186 | 481.7371 | 310.9367 | 307.9365 | 449.2976 | 82.068 | 69.2014 | 1.2704e-05 | 1.2823e-05 | 1.2983e-05 | 1.1115e-05 | 1.4771e-05 | 6.6302e-05 | 413.4304 | 1274.6213 | 1145.1425 | 1236.1469
Option 6 SG | TAS |  | 24h | 0 | 0 | 0 | 0 | 0 | 0 | 0 | 0 | 0 | 0 | 0 | 0 | 0 | 0 | 0 | 0 | 0 | 0 | 7.705e-09 | 0 | 1.5747e-07 | 9.7498e-07 | 1.0513e-06 | 2.202e-06
Option 6 SG | TAS |  | 2h | 0 | 2.7637e-05 | 3.2611e-05 | 3.4532e-05 | 4.0946e-05 | 4.1879e-05 | 2.0615e-05 | 2.7554e-05 | 1.9978e-05 | 2.0306e-05 | 1.9349e-05 | 1.9685e-05 | 2.1947e-05 | 2.2331e-05 | 1.7379e-05 | 1.7148e-05 | 1.7136e-05 | 1.7743e-05 | 2.2959e-05 | 2.3908e-05 | 2.2566e-05 | 1.3056e-05 | 8.133e-06 | 1.1702e-05
Option 6 SG | TAS |  | 4h | 0 | 2.5109e-05 | 2.8994e-05 | 3.2491e-05 | 3.5172e-05 | 3.7712e-05 | 2.1425e-05 | 2.4818e-05 | 2.3907e-05 | 2.2024e-05 | 2.1351e-05 | 2.1968e-05 | 2.3849e-05 | 2.3797e-05 | 2.3054e-05 | 2.2188e-05 | 2.1859e-05 | 2.1775e-05 | 2.7704e-05 | 2.7996e-05 | 2.7055e-05 | 5.1682e-05 | 4.7216e-05 | 4.6101e-05
Option 6 SG | TAS |  | 8h | 0 | 0 | 1.2767e-05 | 1.4891e-05 | 1.6002e-05 | 1.7347e-05 | 9.3448e-06 | 1.1671e-05 | 9.9843e-06 | 9.4164e-06 | 9.2191e-06 | 9.6672e-06 | 1.1022e-05 | 8.2469e-06 | 4.4761e-06 | 2.8046e-06 | 2.2523e-06 | 1.3896e-06 | 9.8973e-06 | 9.5489e-06 | 1.0342e-05 | 1.6303e-05 | 9.353e-06 | 1.1619e-05
Option 6 SG | TAS |  | CCGT | 0 | 0 | 0 | 0 | 0 | 0 | 0 | 0 | 0 | 0 | 0 | 0 | 0 | 0 | 0 | 0 | 0 | 0 | 0 | 0 | 0 | 0 | 0 | 0
Option 6 SG | TAS |  | CST | 0 | 0 | 0 | 0 | 0 | 0 | 0 | 0 | 0 | 0 | 0 | 0 | 0 | 0 | 0 | 0 | 0 | 0 | 0 | 0 | 0 | 0 | 0 | 0
Option 6 SG | TAS |  | Coordinated CER | 0.54022 | 24.0772 | 31.0496 | 35.8215 | 43.3108 | 10.2137 | 12.7741 | 20.0354 | 17.6109 | 13.5964 | 16.0141 | 21.0136 | 24.338 | 28.4536 | 32.0525 | 35.1327 | 35.6688 | 43.7297 | 49.0895 | 58.0559 | 77.6329 | 93.2125 | 110.274 | 120.3194
Option 6 SG | TAS |  | Distributed PV | 444.3815 | 489.2265 | 543.4775 | 536.5488 | 579.22 | 622.755 | 625.4564 | 650.2743 | 662.349 | 652.841 | 649.8705 | 636.511 | 669.659 | 705.169 | 708.126 | 675.2641 | 647.6415 | 676.5062 | 719.5492 | 693.0219 | 749.4005 | 821.801 | 859.7439 | 936.084
Option 6 SG | TAS |  | Hydro | 7354.5089 | 8412.4043 | 6933.6941 | 6419.1824 | 10390.2642 | 11119.2027 | 11439.2194 | 8552.0394 | 8974.821 | 8712.1058 | 8034.3351 | 8468.8812 | 8689.028 | 8992.5744 | 7206.5676 | 6721.1212 | 7397.8767 | 6797.6927 | 7097.4838 | 6970.8008 | 7671.7451 | 7730.8258 | 8085.7257 | 7566.6845
Option 6 SG | TAS |  | OCGT | 1.986e-08 | 0 | 4.4205e-08 | 7.439e-08 | 1.6014e-07 | 7.1124e-07 | 0 | 0 | 0 | 5.003 | 8.5972 | 8.9887 | 12.2529 | 26.6129 | 15.5763 | 13.7592 | 11.4736 | 9.0076 | 12.659 | 16.2733 | 13.4237 | 4.6923 | 20.8845 | 10.1375
Option 6 SG | TAS |  | PHES | 0 | 0 | 0 | 0 | 0 | 0 | 0 | 0 | 0 | 0 | 0 | 0 | 0 | 0 | 0 | 0 | 0 | 0 | 1.4676e-06 | 1.4605e-06 | 2.692e-06 | 1.0647e-05 | 1.0496e-05 | 1.3862e-05
Option 6 SG | TAS |  | Solar | 1.2228e-06 | 428.7931 | 1911.3797 | 2345.8712 | 2601.0127 | 2860.1179 | 2831.573 | 2831.8243 | 2842.0362 | 2704.1658 | 3447.1419 | 3402.48 | 3541.3619 | 3760.888 | 1970.8952 | 1821.4313 | 1730.1635 | 1935.7162 | 1994.0798 | 1936.7753 | 2075.8808 | 2234.8994 | 2106.9675 | 2084.762
Option 6 SG | TAS |  | Wind | 1965.7356 | 1950.1219 | 1924.9068 | 2099.8503 | 1951.1655 | 1925.9243 | 2159.7512 | 5547.862 | 5629.7937 | 6565.8873 | 7029.6525 | 7180.1278 | 7314.951 | 7282.3687 | 6172.7004 | 6362.3108 | 6585.4728 | 6550.4791 | 6063.4577 | 6474.7853 | 6452.8908 | 6294.7576 | 6637.8317 | 6706.7473
Option 6 SG | TAS | TAS | 24h | 0 | 0 | 0 | 0 | 0 | 0 | 0 | 0 | 0 | 0 | 0 | 0 | 0 | 0 | 0 | 0 | 0 | 0 | 7.705e-09 | 0 | 1.5747e-07 | 9.7498e-07 | 1.0513e-06 | 2.202e-06
Option 6 SG | TAS | TAS | 2h | 0 | 2.7637e-05 | 3.2611e-05 | 3.4532e-05 | 4.0946e-05 | 4.1879e-05 | 2.0615e-05 | 2.7554e-05 | 1.9978e-05 | 2.0306e-05 | 1.9349e-05 | 1.9685e-05 | 2.1947e-05 | 2.2331e-05 | 1.7379e-05 | 1.7148e-05 | 1.7136e-05 | 1.7743e-05 | 2.2959e-05 | 2.3908e-05 | 2.2566e-05 | 1.3056e-05 | 8.133e-06 | 1.1702e-05
Option 6 SG | TAS | TAS | 4h | 0 | 2.5109e-05 | 2.8994e-05 | 3.2491e-05 | 3.5172e-05 | 3.7712e-05 | 2.1425e-05 | 2.4818e-05 | 2.3907e-05 | 2.2024e-05 | 2.1351e-05 | 2.1968e-05 | 2.3849e-05 | 2.3797e-05 | 2.3054e-05 | 2.2188e-05 | 2.1859e-05 | 2.1775e-05 | 2.7704e-05 | 2.7996e-05 | 2.7055e-05 | 5.1682e-05 | 4.7216e-05 | 4.6101e-05
Option 6 SG | TAS | TAS | 8h | 0 | 0 | 1.2767e-05 | 1.4891e-05 | 1.6002e-05 | 1.7347e-05 | 9.3448e-06 | 1.1671e-05 | 9.9843e-06 | 9.4164e-06 | 9.2191e-06 | 9.6672e-06 | 1.1022e-05 | 8.2469e-06 | 4.4761e-06 | 2.8046e-06 | 2.2523e-06 | 1.3896e-06 | 9.8973e-06 | 9.5489e-06 | 1.0342e-05 | 1.6303e-05 | 9.353e-06 | 1.1619e-05
Option 6 SG | TAS | TAS | CCGT | 0 | 0 | 0 | 0 | 0 | 0 | 0 | 0 | 0 | 0 | 0 | 0 | 0 | 0 | 0 | 0 | 0 | 0 | 0 | 0 | 0 | 0 | 0 | 0
Option 6 SG | TAS | TAS | CST | 0 | 0 | 0 | 0 | 0 | 0 | 0 | 0 | 0 | 0 | 0 | 0 | 0 | 0 | 0 | 0 | 0 | 0 | 0 | 0 | 0 | 0 | 0 | 0
Option 6 SG | TAS | TAS | Coordinated CER | 0.54022 | 24.0772 | 31.0496 | 35.8215 | 43.3108 | 10.2137 | 12.7741 | 20.0354 | 17.6109 | 13.5964 | 16.0141 | 21.0136 | 24.338 | 28.4536 | 32.0525 | 35.1327 | 35.6688 | 43.7297 | 49.0895 | 58.0559 | 77.6329 | 93.2125 | 110.274 | 120.3194
Option 6 SG | TAS | TAS | Distributed PV | 444.3815 | 489.2265 | 543.4775 | 536.5488 | 579.22 | 622.755 | 625.4564 | 650.2743 | 662.349 | 652.841 | 649.8705 | 636.511 | 669.659 | 705.169 | 708.126 | 675.2641 | 647.6415 | 676.5062 | 719.5492 | 693.0219 | 749.4005 | 821.801 | 859.7439 | 936.084
Option 6 SG | TAS | TAS | Hydro | 7354.5089 | 8412.4043 | 6933.6941 | 6419.1824 | 10390.2642 | 11119.2027 | 11439.2194 | 8552.0394 | 8974.821 | 8712.1058 | 8034.3351 | 8468.8812 | 8689.028 | 8992.5744 | 7206.5676 | 6721.1212 | 7397.8767 | 6797.6927 | 7097.4838 | 6970.8008 | 7671.7451 | 7730.8258 | 8085.7257 | 7566.6845
Option 6 SG | TAS | TAS | OCGT | 1.986e-08 | 0 | 4.4205e-08 | 7.439e-08 | 1.6014e-07 | 7.1124e-07 | 0 | 0 | 0 | 5.003 | 8.5972 | 8.9887 | 12.2529 | 26.6129 | 15.5763 | 13.7592 | 11.4736 | 9.0076 | 12.659 | 16.2733 | 13.4237 | 4.6923 | 20.8845 | 10.1375
Option 6 SG | TAS | TAS | PHES | 0 | 0 | 0 | 0 | 0 | 0 | 0 | 0 | 0 | 0 | 0 | 0 | 0 | 0 | 0 | 0 | 0 | 0 | 1.4676e-06 | 1.4605e-06 | 2.692e-06 | 1.0647e-05 | 1.0496e-05 | 1.3862e-05
Option 6 SG | TAS | TAS | Solar | 1.2228e-06 | 428.7931 | 1911.3797 | 2345.8712 | 2601.0127 | 2860.1179 | 2831.573 | 2831.8243 | 2842.0362 | 2704.1658 | 3447.1419 | 3402.48 | 3541.3619 | 3760.888 | 1970.8952 | 1821.4313 | 1730.1635 | 1935.7162 | 1994.0798 | 1936.7753 | 2075.8808 | 2234.8994 | 2106.9675 | 2084.762
Option 6 SG | TAS | TAS | Wind | 1965.7356 | 1950.1219 | 1924.9068 | 2099.8503 | 1951.1655 | 1925.9243 | 2159.7512 | 5547.862 | 5629.7937 | 6565.8873 | 7029.6525 | 7180.1278 | 7314.951 | 7282.3687 | 6172.7004 | 6362.3108 | 6585.4728 | 6550.4791 | 6063.4577 | 6474.7853 | 6452.8908 | 6294.7576 | 6637.8317 | 6706.7473
Option 6 SG | VIC |  | 1h | 0 | 5.5941 | 8.1767 | 8.1607 | 7.8788 | 7.2866 | 7.8542 | 6.7588 | 39.1966 | 35.6669 | 33.2352 | 30.1691 | 29.0018 | 29.5253 | 30.5551 | 30.8632 | 28.0205 | 30.0545 | 31.0501 | 31.0373 | 31.8676 | 38.5519 | 37.7874 | 37.5659
Option 6 SG | VIC |  | 2h | 635.5063 | 1561.8824 | 1334.0786 | 1492.4824 | 1378.1602 | 1432.8876 | 1692.1392 | 1363.4873 | 2036.3276 | 1765.3384 | 1712.3772 | 1514.5046 | 1486.2508 | 1546.7618 | 1645.7835 | 1496.0244 | 1337.3935 | 1398.8058 | 1448.4376 | 1347.327 | 1299.5516 | 1198.436 | 1181.9188 | 1159.5187
Option 6 SG | VIC |  | 4h | 0 | 640.8929 | 1383.1125 | 1625.9815 | 1533.8191 | 1499.0651 | 1704.4874 | 1366.594 | 2021.4384 | 1768.8214 | 1708.7027 | 1584.4761 | 1455.8303 | 1462.2786 | 1542.641 | 1570.5009 | 1450.5797 | 1519.6238 | 1630.2238 | 1538.9444 | 1667.2 | 261.288 | 205.7375 | 201.1233
Option 6 SG | VIC |  | 8h | 0 | 0 | 6.3892e-05 | 7.4623e-05 | 7.6798e-05 | 8.1372e-05 | 5.0759e-05 | 4.8885e-05 | 6.9656e-05 | 6.2719e-05 | 6.0022e-05 | 5.6613e-05 | 5.8201e-05 | 6.0358e-05 | 6.3175e-05 | 6.0642e-05 | 5.6866e-05 | 5.9224e-05 | 6.7211e-05 | 6.724e-05 | 6.8657e-05 | 0.00012884 | 5.4717e-05 | 7.4149e-05
Option 6 SG | VIC |  | Brown Coal | 29817.8397 | 21144.8133 | 16120.4829 | 7821.2784 | 7821.2784 | 7842.7066 | 7821.2784 | 7821.2784 | 0 | 0 | 0 | 0 | 0 | 0 | 0 | 0 | 0 | 0 | 0 | 0 | 0 | 0 | 0 | 0
Option 6 SG | VIC |  | CCGT | 70.4304 | 56.7007 | 9.7711e-07 | 63.4656 | 75.5215 | 4.3662e-06 | 2.8619e-07 | 9.7793 | 63.4655 | 111.812 | 113.2759 | 135.5194 | 134.289 | 269.9838 | 0 | 0 | 0 | 0 | 0 | 0 | 0 | 0 | 0 | 0
Option 6 SG | VIC |  | Coordinated CER | 16.453 | 33.397 | 43.1754 | 54.264 | 86.2075 | 120.4635 | 153.9371 | 189.5762 | 254.3427 | 294.4165 | 343.1312 | 355.2362 | 426.7916 | 481.2535 | 559.4957 | 607.1425 | 655.169 | 814.6407 | 893.3103 | 1079.0398 | 1296.9576 | 1619.9801 | 1930.0336 | 2120.9277
Option 6 SG | VIC |  | Distributed PV | 6265.1 | 7206.5646 | 8162.5793 | 8096.1435 | 9863.1027 | 10271.2238 | 10652.916 | 11259.534 | 11910.341 | 11600.562 | 11444.7345 | 11750.959 | 12102.974 | 13328.444 | 13247.3306 | 13118.8494 | 11913.2189 | 12964.0245 | 14100.7586 | 13687.7455 | 15275.2316 | 15994.7992 | 16829.9846 | 18199.7383
Option 6 SG | VIC |  | Hydro | 3374.1271 | 3256.7577 | 2616.941 | 2824.7441 | 2315.9878 | 1614.1309 | 1759.8094 | 1169.5935 | 2554.671 | 2456.5385 | 2377.8178 | 3072.0648 | 2162.8586 | 1977.0159 | 2229.4123 | 1431.7542 | 3088.1211 | 2697.5341 | 2281.6452 | 2266.855 | 2292.6921 | 2545.7407 | 2536.16 | 1960.2322
Option 6 SG | VIC |  | OCGT | 42.7956 | 33.8409 | 286.015 | 73.5538 | 203.132 | 29.5523 | 53.1488 | 30.1151 | 124.9055 | 236.5869 | 244.399 | 277.8823 | 323.4818 | 607.6054 | 1049.3473 | 1655.5586 | 1370.8957 | 1129.4781 | 2059.8773 | 2729.9751 | 3309.8267 | 2392.8567 | 4173.9132 | 3639.1414
Option 6 SG | VIC |  | Offshore Wind | 0 | 0 | 0 | 0 | 0 | 8114.4097 | 11245.9232 | 14708.4811 | 16798.2893 | 21019.2856 | 24291.5127 | 25506.5259 | 32070.1914 | 32821.7882 | 36092.7997 | 34842.7779 | 36023.3651 | 36763.6369 | 36714.8631 | 38606.8878 | 35814.8802 | 36266.798 | 37099.5721 | 38366.4717
Option 6 SG | VIC |  | Solar | 2941.6969 | 6419.6383 | 7407.7644 | 6469.5882 | 6290.6524 | 5767.9552 | 5929.6309 | 6562.9377 | 6570.5072 | 5514.8306 | 5500.5131 | 5126.3539 | 4998.6806 | 5698.4081 | 5895.8206 | 5594.2234 | 5443.7396 | 5849.6516 | 5854.0319 | 5676.7636 | 6139.5804 | 6096.1842 | 5901.7999 | 5343.804
Option 6 SG | VIC |  | Wind | 15473.225 | 18791.9453 | 24571.3747 | 30172.0945 | 29006.4476 | 28242.0096 | 28241.538 | 29903.4877 | 29610.2467 | 28893.2748 | 28387.437 | 28157.1225 | 24554.7096 | 22861.2258 | 23829.8115 | 25115.0738 | 24425.9111 | 26179.8081 | 24712.0325 | 23932.6318 | 22523.2583 | 22326.1416 | 23093.5978 | 23376.1923
Option 6 SG | VIC | MEL | 1h | 0 | 1.3794e-05 | 4.1507e-05 | 5.0315e-05 | 5.8238e-05 | 0.00010697 | 2.37e-05 | 2.4933e-05 | 29.8834 | 26.8949 | 24.7052 | 21.9078 | 20.8372 | 21.4449 | 22.1212 | 22.4982 | 19.8026 | 21.2326 | 22.5204 | 22.9472 | 23.1117 | 29.3392 | 28.9023 | 28.4167
Option 6 SG | VIC | MEL | 2h | 371.2624 | 308.8045 | 413.3842 | 552.4168 | 527.669 | 570.8182 | 670.146 | 531.078 | 806.5491 | 687.2133 | 663.3382 | 572.3187 | 554.0796 | 562.4469 | 601.3988 | 513.7748 | 447.5161 | 480.7467 | 451.7348 | 438.0823 | 370.5409 | 415.2936 | 409.3564 | 404.3495
Option 6 SG | VIC | MEL | 4h | 0 | 566.4023 | 909.3242 | 1046.0539 | 1017.8611 | 1017.1239 | 1126.5898 | 930.8711 | 1258.2788 | 1120.9663 | 1083.6769 | 1015.1064 | 919.3619 | 909.9105 | 943.0445 | 989.2076 | 912.2185 | 945.4189 | 1007.4585 | 965.0114 | 1019.2773 | 0.00010897 | 4.8127e-05 | 5.6323e-05
Option 6 SG | VIC | MEL | 8h | 0 | 0 | 3.2429e-05 | 3.7262e-05 | 3.869e-05 | 4.0927e-05 | 2.5198e-05 | 2.3923e-05 | 3.2495e-05 | 2.8721e-05 | 2.6934e-05 | 2.515e-05 | 2.8337e-05 | 2.9722e-05 | 3.0877e-05 | 2.9761e-05 | 2.7394e-05 | 2.8694e-05 | 3.255e-05 | 3.2448e-05 | 3.351e-05 | 6.611e-05 | 2.8153e-05 | 3.9269e-05
Option 6 SG | VIC | MEL | CCGT | 70.4304 | 56.7007 | 9.7711e-07 | 63.4656 | 75.5215 | 4.3662e-06 | 2.8619e-07 | 9.7793 | 63.4655 | 111.812 | 113.2759 | 135.5194 | 134.289 | 269.9838 | 0 | 0 | 0 | 0 | 0 | 0 | 0 | 0 | 0 | 0
Option 6 SG | VIC | MEL | Coordinated CER | 11.7998 | 21.5157 | 30.5184 | 37.8877 | 64.3946 | 90.5191 | 115.4328 | 142.4886 | 198.957 | 230.798 | 267.7786 | 275.1695 | 328.7612 | 371.3827 | 431.8089 | 467.5137 | 511.07 | 637.5553 | 696.7878 | 845.1342 | 1032.6812 | 1290.6392 | 1544.6515 | 1691.4018
Option 6 SG | VIC | MEL | Distributed PV | 4156.248 | 4782.0587 | 5430.3975 | 5362.0085 | 6700.8535 | 7000.0927 | 7295.9654 | 7714.9736 | 8165.0798 | 7942.5257 | 7836.2177 | 8061.9712 | 8295.9935 | 9152.5913 | 9114.2171 | 8994.2015 | 8274.6393 | 8996.3322 | 9810.1531 | 9485.148 | 10535.7809 | 11073.3014 | 11709.3645 | 12699.6902
Option 6 SG | VIC | MEL | OCGT | 4.6296 | 3.5491 | 75.0378 | 10.3859 | 17.2145 | 5.7161e-06 | 1.394e-08 | 9.2e-09 | 13.9914 | 41.6741 | 23.0523 | 33.6765 | 20.6422 | 76.3868 | 378.8771 | 1005.3286 | 959.8508 | 765.3887 | 1433.3963 | 1854.2845 | 2723.0155 | 2366.6377 | 4055.9602 | 3583.9534
Option 6 SG | VIC | MEL | Solar | 3.0915e-06 | 1.2928e-05 | 1.176e-05 | 9.2715e-06 | 2.4935e-05 | 3.9815e-05 | 5.0676e-05 | 5.1763e-05 | 5.7683e-05 | 4.9845e-05 | 4.8829e-05 | 5.0179e-05 | 4.556e-05 | 4.9802e-05 | 5.257e-05 | 4.7229e-05 | 4.309e-05 | 4.7207e-05 | 4.823e-05 | 4.3944e-05 | 5.0672e-05 | 5.1431e-05 | 5.3125e-05 | 5.9125e-05
Option 6 SG | VIC | SEV | 2h | 37.6189 | 57.3243 | 83.2297 | 124.8006 | 108.3526 | 100.125 | 124.8869 | 86.5182 | 176.9538 | 143.4459 | 138.418 | 121.0242 | 115.2734 | 116.9998 | 129.7161 | 127.5989 | 115.5838 | 95.4984 | 102.4274 | 62.7335 | 67.0217 | 32.8921 | 32.2205 | 31.7061
Option 6 SG | VIC | SEV | 4h | 0 | 53.4003 | 210.6157 | 288.1093 | 241.7672 | 234.038 | 271.8719 | 187.4986 | 370.4915 | 308.0422 | 301.1411 | 267.6646 | 247.4121 | 252.7071 | 277.6116 | 272.7295 | 252.562 | 273.7987 | 290.7452 | 272.1473 | 289.1006 | 0 | 0 | 0
Option 6 SG | VIC | SEV | 8h | 0 | 0 | 3.1463e-05 | 3.736e-05 | 3.8108e-05 | 4.0445e-05 | 2.556e-05 | 2.4962e-05 | 3.716e-05 | 3.3998e-05 | 3.3088e-05 | 3.1463e-05 | 2.9864e-05 | 3.0636e-05 | 3.2298e-05 | 3.0881e-05 | 2.9472e-05 | 3.053e-05 | 3.4662e-05 | 3.4793e-05 | 3.5147e-05 | 6.2728e-05 | 2.6563e-05 | 3.488e-05
Option 6 SG | VIC | SEV | Brown Coal | 29817.8397 | 21144.8133 | 16120.4829 | 7821.2784 | 7821.2784 | 7842.7066 | 7821.2784 | 7821.2784 | 0 | 0 | 0 | 0 | 0 | 0 | 0 | 0 | 0 | 0 | 0 | 0 | 0 | 0 | 0 | 0
Option 6 SG | VIC | SEV | Coordinated CER | 1.4264 | 2.1087 | 3.6577 | 5.006 | 6.1379 | 8.736 | 10.944 | 13.2182 | 15.2493 | 17.9056 | 20.6782 | 22.0142 | 26.3067 | 29.3332 | 33.7862 | 38.1235 | 39.7703 | 46.0108 | 52.6674 | 61.9709 | 68.3753 | 85.1742 | 100.2265 | 108.4707
Option 6 SG | VIC | SEV | Distributed PV | 444.832 | 512.378 | 582.9365 | 580.5574 | 654.0494 | 686.5698 | 707.895 | 749.297 | 789.036 | 766.859 | 757.8073 | 781.576 | 806.5775 | 892.884 | 890.1384 | 884.592 | 819.1287 | 889.503 | 969.1546 | 939.25 | 1035.6208 | 1090.7005 | 1139.6827 | 1230.1885
Option 6 SG | VIC | SEV | OCGT | 0.79482 | 5.5012e-06 | 6.3916e-06 | 19.5554 | 32.3819 | 10.2073 | 15.754 | 5.8726 | 16.7427 | 30.5481 | 40.3754 | 58.4662 | 119.3865 | 142.9191 | 174.7132 | 195.1699 | 61.1421 | 15.4757 | 54.4425 | 74.7427 | 97.8214 | 26.2189 | 117.953 | 55.1879
Option 6 SG | VIC | SEV | Offshore Wind | 0 | 0 | 0 | 0 | 0 | 6145.932 | 8758.1482 | 12140.2855 | 14224.3464 | 18343.6497 | 21021.0173 | 22060.4132 | 28752.4474 | 29822.2422 | 33001.0377 | 31731.0635 | 32846.5978 | 33333.0491 | 33370.8343 | 35257.2451 | 32703.1682 | 33165.2336 | 33880.0887 | 35106.9794
Option 6 SG | VIC | SEV | Solar | 6.5835 | 626.5246 | 772.9746 | 730.9275 | 733.3781 | 680.2974 | 701.5278 | 748.4203 | 709.5795 | 547.483 | 527.5069 | 463.0225 | 420.8471 | 439.5912 | 520.061 | 496.6239 | 501.3295 | 539.4645 | 543.7069 | 556.7054 | 590.9635 | 567.4394 | 578.5799 | 591.4493
Option 6 SG | VIC | SEV | Wind | 334.6264 | 354.9657 | 338.0095 | 384.2726 | 335.0516 | 339.8814 | 345.866 | 356.8879 | 327.2099 | 362.1379 | 322.841 | 338.2726 | 272.6794 | 249.0264 | 0.00034874 | 0.00036891 | 0.00037478 | 0.00037709 | 0.00035981 | 0.0004354 | 0.00040147 | 0.00039988 | 0.00041397 | 0.00038944
Option 6 SG | VIC | WNV | 1h | 0 | 5.5941 | 8.1766 | 8.1606 | 7.8788 | 7.2865 | 7.8541 | 6.7588 | 9.3133 | 8.7719 | 8.5299 | 8.2614 | 8.1646 | 8.0804 | 8.434 | 8.365 | 8.2178 | 8.8219 | 8.5298 | 8.0901 | 8.7559 | 9.2127 | 8.8851 | 9.1492
Option 6 SG | VIC | WNV | 2h | 226.625 | 1195.7535 | 837.4648 | 815.265 | 742.1385 | 761.9444 | 897.1063 | 745.8911 | 1052.8247 | 934.6793 | 910.621 | 821.1617 | 816.8978 | 867.315 | 914.6686 | 854.6506 | 774.2935 | 822.5607 | 894.2755 | 846.5113 | 861.9891 | 750.2503 | 740.3419 | 723.4632
Option 6 SG | VIC | WNV | 4h | 0 | 21.0902 | 263.1726 | 291.8183 | 274.1907 | 247.9032 | 306.0257 | 248.2243 | 392.6682 | 339.8129 | 323.8847 | 301.7052 | 289.0563 | 299.6611 | 321.9849 | 308.5638 | 285.7991 | 300.4061 | 332.0201 | 301.7857 | 358.8221 | 261.2879 | 205.7375 | 201.1233
Option 6 SG | VIC | WNV | Coordinated CER | 3.2268 | 9.7725 | 8.9993 | 11.3703 | 15.675 | 21.2085 | 27.5603 | 33.8693 | 40.1364 | 45.7129 | 54.6744 | 58.0526 | 71.7236 | 80.5375 | 93.9007 | 101.5054 | 104.3287 | 131.0746 | 143.8551 | 171.9347 | 195.901 | 244.1668 | 285.1557 | 321.0552
Option 6 SG | VIC | WNV | Distributed PV | 1664.02 | 1912.128 | 2149.2452 | 2153.5776 | 2508.1999 | 2584.5612 | 2649.0556 | 2795.2634 | 2956.2252 | 2891.1773 | 2850.7096 | 2907.4119 | 3000.403 | 3282.9686 | 3242.975 | 3240.0559 | 2819.4509 | 3078.1893 | 3321.451 | 3263.3475 | 3703.8299 | 3830.7973 | 3980.9374 | 4269.8596
Option 6 SG | VIC | WNV | Hydro | 3374.1271 | 3256.7577 | 2616.941 | 2824.7441 | 2315.9878 | 1614.1309 | 1759.8094 | 1169.5935 | 2554.671 | 2456.5385 | 2377.8178 | 3072.0648 | 2162.8586 | 1977.0159 | 2229.4123 | 1431.7542 | 3088.1211 | 2697.5341 | 2281.6452 | 2266.855 | 2292.6921 | 2545.7407 | 2536.16 | 1960.2322
Option 6 SG | VIC | WNV | OCGT | 37.3712 | 30.2918 | 210.9772 | 43.6125 | 153.5357 | 19.345 | 37.3948 | 24.2425 | 94.1714 | 164.3648 | 180.9713 | 185.7397 | 183.4532 | 388.2995 | 495.757 | 455.0602 | 349.9027 | 348.6136 | 572.0385 | 800.948 | 488.9898 | 0 | 0 | 0
Option 6 SG | VIC | WNV | Offshore Wind | 0 | 0 | 0 | 0 | 0 | 1968.4776 | 2487.775 | 2568.1955 | 2573.9428 | 2675.6359 | 3270.4954 | 3446.1126 | 3317.7439 | 2999.546 | 3091.762 | 3111.7144 | 3176.7674 | 3430.5879 | 3344.0288 | 3349.6427 | 3111.712 | 3101.5644 | 3219.4834 | 3259.4923
Option 6 SG | VIC | WNV | Solar | 2935.1134 | 5793.1137 | 6634.7899 | 5738.6607 | 5557.2743 | 5087.6578 | 5228.103 | 5814.5173 | 5860.9276 | 4967.3476 | 4973.0062 | 4663.3313 | 4577.8334 | 5258.8169 | 5375.7596 | 5097.5994 | 4942.41 | 5310.1871 | 5310.3249 | 5120.0582 | 5548.6168 | 5528.7448 | 5323.2199 | 4752.3547
Option 6 SG | VIC | WNV | Wind | 15138.5986 | 18436.9796 | 24233.3652 | 29787.8219 | 28671.396 | 27902.1282 | 27895.672 | 29546.5999 | 29283.0368 | 28531.1369 | 28064.596 | 27818.8499 | 24282.0301 | 22612.1994 | 23829.8111 | 25115.0734 | 24425.9107 | 26179.8077 | 24712.0321 | 23932.6314 | 22523.2579 | 22326.1412 | 23093.5974 | 23376.1919
BaseCase AT | NEM |  | 12h | 0 | 0 | 53.9649 | 1559.6705 | 1545.1304 | 1605.3835 | 1481.1967 | 1422.7882 | 1605.2142 | 1488.574 | 1203.7388 | 1245.4293 | 918.699 | 836.566 | 726.583 | 769.7318 | 672.6863 | 625.3996 | 592.2307 | 548.7421 | 627.4175 | 730.1332 | 618.6414 | 603.516
BaseCase AT | NEM |  | 1h | 74.6793 | 282.8785 | 344.0928 | 397.8346 | 364.5397 | 361.3268 | 300.0975 | 260.8521 | 320.5069 | 338.8897 | 276.4611 | 272.3991 | 208.6846 | 184.1819 | 166.3182 | 163.494 | 172.3923 | 140.448 | 126.7465 | 126.1634 | 122.323 | 167.8931 | 159.7917 | 169.379
BaseCase AT | NEM |  | 24h | 0 | 0 | 0 | 0 | 0 | 0 | 0 | 0 | 0 | 0 | 3.739e-07 | 4.5627e-07 | 9.0629e-07 | 5.977e-07 | 5.7316e-07 | 6.9585e-07 | 4.4587e-07 | 6.5367e-07 | 0 | 4.2295e-08 | 2.331e-08 | 3.0213e-07 | 2.5098e-07 | 1.164e-07
BaseCase AT | NEM |  | 2h | 1404.727 | 3888.5617 | 4603.2607 | 5135.1076 | 5546.2397 | 6074.6882 | 6222.1457 | 5939.449 | 6425.5435 | 6345.9244 | 5216.8719 | 5054.2246 | 4143.8345 | 3876.7717 | 3836.3048 | 3750.1795 | 3747.5926 | 4217.2494 | 3903.2459 | 3531.7701 | 3632.8014 | 3796.4894 | 3095.1512 | 3302.7817
BaseCase AT | NEM |  | 4h | 626.539 | 3223.4059 | 4446.7144 | 5192.9446 | 5479.7775 | 5720.8969 | 5481.9279 | 5407.0965 | 5785.2064 | 5600.2146 | 4759.4882 | 4662.64 | 4025.4692 | 3904.2832 | 3952.1897 | 4041.639 | 3725.8678 | 3847.1264 | 3853.9666 | 3328.476 | 3178.8292 | 1276.1864 | 888.9436 | 1006.281
BaseCase AT | NEM |  | 8h | 321.687 | 1295.2043 | 5802.1645 | 9848.1721 | 13205.1833 | 13762.0785 | 16545.885 | 19528.0698 | 22895.7441 | 24305.2793 | 21053.0407 | 20994.8662 | 19880.852 | 27940.762 | 30872.8737 | 32049.2709 | 33165.1645 | 37982.335 | 36647.1217 | 36513.5272 | 40454.5053 | 45607.4884 | 45598.4699 | 46508.5
BaseCase AT | NEM |  | Biomass | 266.4499 | 231.6531 | 206.1977 | 164.6008 | 145.8117 | 144.0248 | 85.5782 | 85.0581 | 89.9177 | 85.7691 | 81.3823 | 72.4365 | 18.6459 | 25.104 | 31.087 | 30.2737 | 40.6579 | 36.1569 | 41.141 | 33.0457 | 39.3216 | 44.1084 | 38.87 | 31.3327
BaseCase AT | NEM |  | Black Coal | 61722.2281 | 52646.0036 | 22211.8894 | 6817.9283 | 1953.089 | 0 | 0 | 0 | 0 | 0 | 0 | 0 | 0 | 0 | 0 | 0 | 0 | 0 | 0 | 0 | 0 | 0 | 0 | 0
BaseCase AT | NEM |  | Brown Coal | 22898.2101 | 18847.3018 | 11377.8384 | 7821.2784 | 7821.2784 | 7842.7066 | 7821.2784 | 0 | 0 | 0 | 0 | 0 | 0 | 0 | 0 | 0 | 0 | 0 | 0 | 0 | 0 | 0 | 0 | 0
BaseCase AT | NEM |  | CCGT | 14855.1904 | 11213.7852 | 7323.2699 | 6725.8252 | 5879.719 | 5105.1566 | 4154.5442 | 3331.8006 | 3461.0727 | 3646.3447 | 3357.7563 | 2166.7002 | 708.0875 | 1115.083 | 835.9885 | 821.6267 | 952.3719 | 639.3015 | 956.0606 | 1042.4575 | 1481.5706 | 1258.069 | 1635.24 | 1651.3856
BaseCase AT | NEM |  | CST | 0 | 0 | 0 | 0 | 0 | 2.8375e-05 | 3.4901e-05 | 3.8564e-05 | 3.85e-05 | 3.49e-05 | 3.1498e-05 | 2.0465e-05 | 3.0873e-05 | 3.2869e-05 | 2.9065e-05 | 2.592e-05 | 2.0679e-05 | 2.2273e-05 | 2.9553e-05 | 3.0529e-05 | 2.8989e-05 | 2.9677e-05 | 2.7057e-05 | 2.9426e-05
BaseCase AT | NEM |  | Coordinated CER | 227.1231 | 534.3798 | 908.7856 | 1395.7524 | 1888.554 | 2414.5931 | 2808.1861 | 3390.5012 | 4406.634 | 5117.3289 | 4889.4318 | 5543.6742 | 5335.8635 | 5785.4874 | 6623.7986 | 7356.7779 | 7895.916 | 9013.728 | 9485.016 | 9987.0094 | 11400.5302 | 14006.4501 | 13242.8663 | 14957.3483
BaseCase AT | NEM |  | DSP | 2.0029e-05 | 2.1162e-05 | 2.333e-05 | 3.8027 | 0.47976 | 0.25005 | 4.3277 | 3.4733 | 3.6715 | 4.817 | 6.3708 | 5.997 | 22.1541 | 4.41 | 4.2979 | 4.6785 | 5.0745 | 7.3746 | 7.3225 | 14.9878 | 6.7524 | 7.3965 | 10.2894 | 8.122
BaseCase AT | NEM |  | Distributed PV | 32451.619 | 37600.2315 | 42767.4202 | 46051.7671 | 53550.2022 | 57907.0224 | 60682.9797 | 66090.8857 | 69756.6811 | 72327.1041 | 72289.1362 | 75009.2627 | 81589.4315 | 92160.4004 | 97207.195 | 98186.1267 | 91332.0006 | 102538.07 | 114653.3283 | 120471.3201 | 128136.3964 | 134931.7114 | 140820.7535 | 152422.5266
BaseCase AT | NEM |  | H2 Reciprocating Engine | 0 | 0 | 1.8829e-05 | 165.6463 | 472.9664 | 486.566 | 317.6253 | 185.9855 | 191.2626 | 213.541 | 164.4873 | 219.8859 | 56.896 | 48.0125 | 84.1699 | 73.5552 | 73.651 | 106.8717 | 148.3053 | 128.7358 | 200.0626 | 105.2293 | 167.9581 | 142.9836
BaseCase AT | NEM |  | Hydro | 19038.6366 | 18162.7854 | 14153.3716 | 13833.901 | 14116.9014 | 12988.7921 | 11899.6195 | 10758.1617 | 12941.754 | 12379.3009 | 11154.0786 | 12404.8664 | 10577.6179 | 9214.7812 | 6856.2059 | 5522.3547 | 6162.7375 | 6945.2627 | 7415.0796 | 7468.9916 | 7354.1904 | 8117.2586 | 7293.7566 | 5678.1605
BaseCase AT | NEM |  | Liquid Fuel | 71.9375 | 0.00021861 | 7.7002 | 182.7969 | 274.8868 | 135.307 | 156.3177 | 91.4756 | 84.5603 | 111.8437 | 86.9643 | 97.0346 | 39.4274 | 58.6085 | 69.2204 | 60.7041 | 96.0847 | 23.5927 | 93.9277 | 102.1613 | 30.3159 | 3.6757 | 12.0806 | 10.4263
BaseCase AT | NEM |  | OCGT | 1505.8212 | 1037.4051 | 1188.0774 | 4199.791 | 5583.4947 | 4867.4336 | 7028.7464 | 5245.3008 | 5587.9123 | 6009.6782 | 6220.4103 | 5949.801 | 2396.7262 | 3119.8884 | 3350.5112 | 3898.9463 | 3215.9004 | 2472.3865 | 3529.8918 | 4613.827 | 6642.0241 | 3820.3354 | 6808.329 | 5857.9828
BaseCase AT | NEM |  | Offshore Wind | 0 | 0 | 0 | 0 | 0 | 8389.0975 | 11349.3795 | 14724.702 | 16925.3011 | 21985.1391 | 26204.4274 | 29718.3892 | 49219.8433 | 50506.7976 | 56116.2139 | 55444.548 | 61235.3279 | 59601.2088 | 61073.6066 | 62460.6345 | 61390.9868 | 64363.8609 | 70177.8831 | 71297.5514
BaseCase AT | NEM |  | PHES | 463.5619 | 1352.8896 | 3335.3322 | 7084.6475 | 7359.9339 | 7449.5868 | 7346.0718 | 7366.1416 | 7850.8041 | 9535.0368 | 8866.5174 | 9568.8023 | 7857.6902 | 6482.7936 | 6073.1985 | 6127.9717 | 7506.2886 | 7309.679 | 5851.186 | 5743.082 | 6282.767 | 7559.6986 | 6718.4473 | 6822.7016
BaseCase AT | NEM |  | Solar | 33414.068 | 54199.1377 | 60910.4758 | 70371.7129 | 75987.2352 | 77052.0314 | 86160.0444 | 93268.6409 | 104539.4738 | 113939.0203 | 109302.6115 | 111338.4405 | 106957.9918 | 124186.5908 | 128067.539 | 134983.0515 | 138379.5291 | 147836.2669 | 146523.9776 | 147636.4039 | 158210.1613 | 169156.3955 | 170757.3024 | 174493.1266
BaseCase AT | NEM |  | Wind | 41847.3222 | 45999.107 | 92202.5504 | 109914.139 | 116079.9375 | 121383.6875 | 125181.0834 | 142124.2488 | 148052.9406 | 147240.9977 | 161397.2907 | 167122.9514 | 166444.0305 | 154611.8881 | 159053.3554 | 166854.0657 | 166854.5274 | 169070.1511 | 173606.6081 | 181414.164 | 180601.0106 | 183682.8785 | 183042.9885 | 191145.4643
BaseCase AT | NSW |  | 12h | 0 | 0 | 53.9649 | 1559.6705 | 1545.1304 | 1605.3835 | 1481.1967 | 1422.7882 | 1605.2142 | 1488.574 | 1203.7388 | 1245.4293 | 918.699 | 836.566 | 726.583 | 769.7318 | 672.6863 | 625.3996 | 592.2307 | 548.7421 | 627.4175 | 730.1332 | 618.6414 | 603.516
BaseCase AT | NSW |  | 1h | 47.5417 | 118.4737 | 123.6619 | 134.354 | 121.5251 | 122.1199 | 104.1575 | 88.9305 | 105.9535 | 102.087 | 83.3793 | 81.1632 | 60.7412 | 64.2388 | 57.488 | 51.968 | 65.0138 | 50.2836 | 48.5591 | 49.2041 | 49.4499 | 62.8987 | 60.6952 | 63.3509
BaseCase AT | NSW |  | 2h | 105.2196 | 490.2781 | 605.1234 | 729.5978 | 1051.3148 | 1374.0983 | 1554.2109 | 1569.8735 | 1671.5702 | 1628.4505 | 1440.6012 | 1402.4053 | 1261.7415 | 1245.9925 | 1257.016 | 1261.3733 | 1141.4436 | 1633.0289 | 1588.2726 | 1579.5859 | 1611.9721 | 2129.1992 | 1735.0834 | 2063.7209
BaseCase AT | NSW |  | 4h | 479.8271 | 1918.7882 | 2178.4777 | 2402.8358 | 2547.8181 | 2701.0996 | 2544.4768 | 2558.4624 | 2730.4868 | 2681.5051 | 2349.3043 | 2354.4487 | 2112.6871 | 2092.8223 | 2063.4968 | 2130.8539 | 1830.2602 | 1871.7718 | 1872.1373 | 1512.0695 | 1335.1343 | 727.1975 | 626.3583 | 737.6825
BaseCase AT | NSW |  | 8h | 321.687 | 1295.2043 | 2742.5679 | 4076.2411 | 4077.9568 | 4612.6169 | 5225.6919 | 7158.9011 | 9129.5805 | 9991.7221 | 8277.7968 | 8461.4745 | 8294.1111 | 10459.3449 | 10772.8547 | 11282.6052 | 11940.4058 | 14037.1133 | 13483.1256 | 13656.8352 | 14476.525 | 15461.7035 | 13757.2263 | 14651.1506
BaseCase AT | NSW |  | Black Coal | 33406.906 | 30108.2539 | 12266.9254 | 2959.5502 | 1263.971 | 0 | 0 | 0 | 0 | 0 | 0 | 0 | 0 | 0 | 0 | 0 | 0 | 0 | 0 | 0 | 0 | 0 | 0 | 0
BaseCase AT | NSW |  | CCGT | 1999.6173 | 1953.5443 | 1945.6798 | 1007.2019 | 925.8729 | 843.076 | 615.7426 | 552.1619 | 601.3208 | 717.0895 | 757.5341 | 644.219 | 255.9934 | 365.0638 | 364.5539 | 354.1204 | 356.3065 | 210.3081 | 203.3881 | 263.3618 | 263.2447 | 272.9915 | 301.0431 | 227.3606
BaseCase AT | NSW |  | CST | 0 | 0 | 0 | 0 | 0 | 2.5365e-05 | 3.0206e-05 | 3.2876e-05 | 3.4066e-05 | 3.1065e-05 | 2.6516e-05 | 1.5914e-05 | 2.5961e-05 | 2.7427e-05 | 2.5553e-05 | 2.3204e-05 | 1.8645e-05 | 2.0148e-05 | 2.6663e-05 | 2.811e-05 | 2.5853e-05 | 2.6378e-05 | 2.4226e-05 | 2.6477e-05
BaseCase AT | NSW |  | Coordinated CER | 66.9664 | 205.5388 | 348.0505 | 528.7814 | 737.5627 | 939.0677 | 1062.3643 | 1301.2658 | 1669.6985 | 1925.6332 | 1878.9966 | 2201.3225 | 2221.185 | 2460.6782 | 2702.0203 | 2941.6574 | 2988.0776 | 3290.4544 | 3449.9911 | 3552.2358 | 4035.2185 | 4852.0291 | 4668.4628 | 5298.1105
BaseCase AT | NSW |  | DSP | 2.0029e-05 | 2.1162e-05 | 2.333e-05 | 3.8027 | 0.47976 | 0.25005 | 4.3277 | 3.4733 | 3.6715 | 4.817 | 6.3708 | 5.997 | 22.1541 | 4.41 | 4.2979 | 4.6785 | 5.0745 | 7.3746 | 7.3225 | 14.9878 | 6.7524 | 7.3965 | 10.2894 | 8.122
BaseCase AT | NSW |  | Distributed PV | 11296.0407 | 12774.8312 | 14834.4954 | 16318.7518 | 18640.0997 | 20537.142 | 21223.3594 | 23787.6248 | 24699.4723 | 25522.5669 | 25590.0605 | 26085.3879 | 29167.8981 | 33042.2999 | 35446.5879 | 35051.078 | 32923.5899 | 35992.5391 | 41364.8907 | 44456.2143 | 45814.5052 | 49036.3204 | 50076.8258 | 55583.9926
BaseCase AT | NSW |  | Hydro | 3965.9694 | 4037.9294 | 2788.1831 | 3217.8348 | 3123.8535 | 3051.9235 | 2264.8683 | 1770.5039 | 2427.5346 | 2435.0219 | 1882.341 | 1973.7159 | 1221.8955 | 1047.3056 | 1217.1825 | 771.7741 | 1043.4736 | 1517.0617 | 1075.6 | 1387.014 | 1189.3021 | 1563.2297 | 1488.1593 | 938.0542
BaseCase AT | NSW |  | OCGT | 103.4243 | 569.654 | 238.2492 | 2268.0852 | 3409.3348 | 3568.7778 | 4896.0716 | 3281.5595 | 3598.1818 | 3971.8632 | 4171.2924 | 3798.6238 | 1280.382 | 1771.0121 | 1892.0543 | 2225.9186 | 1273.1494 | 1267.0091 | 1746.587 | 2844.0815 | 3287.2763 | 2098.9177 | 3173.1744 | 2106.4148
BaseCase AT | NSW |  | Offshore Wind | 0 | 0 | 0 | 0 | 0 | 0 | 0 | 0 | 0 | 0 | 0 | 0 | 13931.4521 | 13598.1326 | 17998.3142 | 18567.6106 | 23285.1361 | 20779.8285 | 22779.6117 | 22567.6141 | 24400.7106 | 26902.0028 | 32083.058 | 31660.1047
BaseCase AT | NSW |  | PHES | 17.4239 | 237.2847 | 1966.6339 | 5437.2823 | 5714.2815 | 5849.8702 | 5874.0176 | 6036.4768 | 6322.012 | 6242.692 | 4888.4926 | 5460.8795 | 4444.4599 | 3499.7901 | 3349.6831 | 3483.5984 | 4088.2805 | 4083.4862 | 3235.2459 | 3182.6046 | 3491.3435 | 4202.6418 | 3499.0884 | 3129.4354
BaseCase AT | NSW |  | Solar | 14958.3921 | 21590.3374 | 26037.8303 | 32430.68 | 31472.3032 | 31922.4004 | 34597.3483 | 38087.8715 | 44436.023 | 45580.7855 | 42200.2285 | 42679.6213 | 40581.4751 | 43627.548 | 43502.2181 | 46893.5998 | 46845.92 | 50887.4495 | 51412.3413 | 51080.8715 | 53182.9683 | 55633.762 | 54484.6078 | 56312.242
BaseCase AT | NSW |  | Wind | 7917.1513 | 8178.2248 | 22496.2907 | 33180.5176 | 38260.7006 | 40642.0773 | 44303.8332 | 52565.3287 | 52137.4577 | 53534.5959 | 60849.9016 | 61694.7848 | 57399.4635 | 50689.9736 | 52812.7739 | 55710.1564 | 57126.45 | 55141.7578 | 56144.0913 | 54281.8097 | 55228.9237 | 55869.7324 | 50457.2619 | 54997.5862
BaseCase AT | NSW | CNSW | 12h | 0 | 0 | 53.9649 | 1559.6705 | 1545.1304 | 1605.3835 | 1481.1967 | 1422.7882 | 1605.2142 | 1488.574 | 1203.7388 | 1245.4293 | 918.699 | 836.566 | 726.583 | 769.7318 | 672.6863 | 625.3996 | 592.2307 | 548.7421 | 627.4175 | 730.1332 | 618.6414 | 603.516
BaseCase AT | NSW | CNSW | 2h | 6.2566 | 116.5383 | 135.4593 | 158.3431 | 166.7725 | 161.3074 | 151.3558 | 139.9148 | 158.1461 | 148.0856 | 126.113 | 124.1225 | 98.0107 | 98.4355 | 155.4923 | 175.2338 | 221.5705 | 226.5901 | 220.5419 | 203.3378 | 227.3721 | 221.6866 | 190.3814 | 188.5956
BaseCase AT | NSW | CNSW | 4h | 373.9728 | 697.7853 | 728.4807 | 839.089 | 836.3891 | 828.56 | 785.6788 | 768.9878 | 828.6194 | 813.9512 | 679.5603 | 690.7553 | 582.7354 | 600.3662 | 565.5499 | 612.4841 | 538.5872 | 547.5731 | 544.3945 | 529.3558 | 319.8178 | 327.3094 | 278.8808 | 266.2334
BaseCase AT | NSW | CNSW | 8h | 0 | 82.1709 | 895.9464 | 1328.0531 | 1346.4815 | 1957.8165 | 2939.5638 | 4871.3814 | 6358.982 | 7309.8465 | 6022.0312 | 6204.7396 | 6431.5903 | 8191.3346 | 8601.8531 | 9193.6685 | 9362.8283 | 11241.1322 | 10774.198 | 10912.6336 | 11882.7509 | 12838.5254 | 11090.8846 | 12271.3268
BaseCase AT | NSW | CNSW | Black Coal | 20351.6747 | 20036.5195 | 9110.1718 | 2959.5502 | 1263.971 | 0 | 0 | 0 | 0 | 0 | 0 | 0 | 0 | 0 | 0 | 0 | 0 | 0 | 0 | 0 | 0 | 0 | 0 | 0
BaseCase AT | NSW | CNSW | CST | 0 | 0 | 0 | 0 | 0 | 1.0175e-05 | 1.1334e-05 | 1.3021e-05 | 1.3357e-05 | 1.1763e-05 | 1.0181e-05 | 8.8584e-06 | 1.0422e-05 | 1.0572e-05 | 9.3142e-06 | 9.3821e-06 | 7.5008e-06 | 8.2493e-06 | 1.0986e-05 | 1.1682e-05 | 1.0591e-05 | 1.0645e-05 | 9.747e-06 | 1.073e-05
BaseCase AT | NSW | CNSW | Coordinated CER | 5.2302 | 21.4844 | 35.7859 | 51.171 | 70.2726 | 86.5754 | 97.4148 | 111.2778 | 145.9308 | 165.6938 | 155.2697 | 178.1749 | 166.46 | 190.2495 | 203.6982 | 223.1426 | 241.7166 | 268.8954 | 284.3709 | 298.873 | 336.9073 | 404.2379 | 379.2831 | 399.4243
BaseCase AT | NSW | CNSW | Distributed PV | 878.6835 | 1003.7577 | 1188.5155 | 1298.2532 | 1418.8451 | 1563.8547 | 1612.9706 | 1813.18 | 1971.2994 | 2011.5392 | 2026.0364 | 2044.135 | 2290.8322 | 2626.6871 | 2698.4526 | 2677.9788 | 2509.4051 | 2763.926 | 3206.8285 | 3424.8824 | 3519.8478 | 3762.6511 | 3830.0799 | 4291.4084
BaseCase AT | NSW | CNSW | OCGT | 0 | 0 | 0 | 0 | 5.8258e-05 | 6.1416e-05 | 5.283e-07 | 3.0759e-07 | 3.0698e-07 | 2.1192e-07 | 2.0961e-07 | 2.0166e-07 | 0 | 0 | 0 | 0 | 0 | 0 | 0 | 0 | 0 | 0 | 0 | 0
BaseCase AT | NSW | CNSW | PHES | 17.4239 | 237.2847 | 314.395 | 468.6441 | 491.9932 | 515.0568 | 523.5109 | 512.4475 | 545.8212 | 526.3092 | 497.5058 | 488.5569 | 423.5321 | 353.5557 | 318.4742 | 329.2778 | 328.8481 | 300.4969 | 252.8981 | 245.5317 | 305.8126 | 351.2552 | 273.1615 | 279.314
BaseCase AT | NSW | CNSW | Solar | 5483.9359 | 8607.6861 | 12064.2112 | 19631.7513 | 19310.787 | 21003.9565 | 25228.4607 | 28733.2594 | 33379.4307 | 36001.3031 | 33249.018 | 33737.0794 | 32007.3147 | 34792.2355 | 33209.7896 | 36168.2299 | 35515.9033 | 39471.5788 | 40337.0447 | 39747.0251 | 41293.4087 | 42979.7589 | 40909.3573 | 43008.8537
BaseCase AT | NSW | CNSW | Wind | 1397.3092 | 1641.6615 | 9744.6824 | 20271.9022 | 25253.3595 | 26377.5755 | 25267.0769 | 32641.6172 | 31644.6623 | 33929.3726 | 39631.0826 | 40647.465 | 38564.494 | 34315.8352 | 35363.5023 | 37440.0857 | 38636.7718 | 35904.0036 | 36803.0545 | 35302.2926 | 36518.599 | 36656.5473 | 33374.4312 | 36810.0938
BaseCase AT | NSW | NNSW | 1h | 39.4747 | 104.9698 | 108.7666 | 119.3098 | 106.5554 | 107.5208 | 90.8003 | 76.3752 | 91.7163 | 88.6339 | 72.9326 | 70.0782 | 52.2403 | 56.147 | 49.8599 | 43.375 | 56.1254 | 50.2835 | 48.559 | 49.2041 | 49.4498 | 62.8986 | 60.6952 | 63.3509
BaseCase AT | NSW | NNSW | 2h | 15.7429 | 157.4216 | 198.6156 | 223.5936 | 203.1688 | 201.1878 | 166.923 | 144.1936 | 177.6439 | 171.5874 | 157.4872 | 140.7453 | 102.1965 | 101.4318 | 87.72 | 80.6754 | 96.9458 | 99.4147 | 89.3783 | 94.2399 | 105.4657 | 85.8616 | 78.6454 | 81.1159
BaseCase AT | NSW | NNSW | 8h | 229.6565 | 768.992 | 1258.2659 | 1362.0825 | 1269.6784 | 1221.8979 | 1021.2491 | 988.8535 | 1366.5139 | 1318.1496 | 1100.937 | 1130.1424 | 847.6397 | 1273.2939 | 1168.7827 | 1092.942 | 1449.5032 | 1401.2766 | 1334.2551 | 1304.1634 | 1149.2034 | 1285.8065 | 1193.7886 | 1330.1828
BaseCase AT | NSW | NNSW | CST | 0 | 0 | 0 | 0 | 0 | 7.5284e-06 | 9.9648e-06 | 1.081e-05 | 1.0326e-05 | 9.5776e-06 | 7.9327e-06 | 7.0558e-06 | 8.1677e-06 | 8.3989e-06 | 7.7097e-06 | 7.1477e-06 | 5.4881e-06 | 5.9906e-06 | 7.8044e-06 | 9.0088e-06 | 7.4208e-06 | 8.0384e-06 | 7.3829e-06 | 8.4718e-06
BaseCase AT | NSW | NNSW | Coordinated CER | 17.2557 | 32.1118 | 47.2621 | 73.4039 | 88.6807 | 108.8158 | 110.2088 | 111.8872 | 154.1822 | 182.9026 | 162.0529 | 191.6071 | 173.3931 | 198.5779 | 209.32 | 234.4856 | 288.1001 | 297.4732 | 308.0607 | 342.4221 | 352.7576 | 489.846 | 525.8133 | 541.9324
BaseCase AT | NSW | NNSW | Distributed PV | 1701.718 | 1915.6094 | 2238.2708 | 2489.5857 | 2654.2065 | 2918.8124 | 3032.0618 | 3380.5105 | 3499.9402 | 3668.2965 | 3650.069 | 3698.1705 | 4141.42 | 4592.2336 | 4927.2809 | 4825.6049 | 4578.7619 | 4928.6519 | 5592.4129 | 6078.9182 | 6254.5053 | 6681.3931 | 6894.0936 | 7656.4087
BaseCase AT | NSW | NNSW | PHES | 0 | 0 | 0 | 0 | 0 | 0 | 0 | 0 | 0 | 0 | 2.339e-07 | 7.413e-07 | 9.9423e-07 | 8.4866e-07 | 6.9271e-07 | 6.7759e-07 | 8.7796e-07 | 1.3497e-06 | 7.5415e-08 | 6.155e-08 | 1.0744e-07 | 2.6476e-07 | 2.8722e-07 | 4.7275e-07
BaseCase AT | NSW | NNSW | Solar | 1532.7256 | 1756.6111 | 2200.0845 | 1798.7185 | 1563.9972 | 1500.4481 | 1501.5629 | 1791.9502 | 2559.9142 | 2334.0874 | 2248.8032 | 2393.2625 | 2974.7138 | 3658.7828 | 4625.7809 | 4665.8876 | 5489.9344 | 5671.0004 | 5216.8221 | 5326.8626 | 5476.1943 | 5940.4958 | 6252.0497 | 6719.8316
BaseCase AT | NSW | NNSW | Wind | 1240.6506 | 1122.8578 | 1383.6296 | 1286.8717 | 1610.8774 | 1715.8513 | 7110.8971 | 7226.4567 | 7885.7123 | 7116.0362 | 9151.8387 | 9261.324 | 7131.3557 | 6718.0001 | 7231.9088 | 7847.0129 | 7833.2036 | 9423.1254 | 9438.1126 | 9099.6026 | 9373.2694 | 9795.5323 | 8986.3172 | 9465.9091
BaseCase AT | NSW | SNSW | 1h | 8.067 | 13.5038 | 14.8952 | 15.0441 | 14.9695 | 14.5989 | 13.3571 | 12.5552 | 14.2371 | 13.453 | 10.4466 | 11.0848 | 8.5008 | 8.0916 | 7.6279 | 8.5929 | 8.8882 | 0 | 0 | 0 | 0 | 0 | 0 | 0
BaseCase AT | NSW | SNSW | 2h | 48.8682 | 115.4477 | 151.4646 | 151.7926 | 154.8823 | 152.0476 | 144.0201 | 134.6905 | 148.1943 | 136.9496 | 106.566 | 110.507 | 88.6801 | 85.8258 | 81.7979 | 90.888 | 93.6365 | 96.131 | 83.0846 | 68.1688 | 86.1665 | 104.8657 | 56.9721 | 56.7949
BaseCase AT | NSW | SNSW | 4h | 0 | 0 | 0 | 0 | 53.0059 | 225.3034 | 206.8799 | 196.8019 | 226.2379 | 214.0427 | 151.5963 | 167.3442 | 105.3465 | 93.3971 | 95.985 | 99.8127 | 103.7525 | 118.3819 | 108.3007 | 88.2323 | 101.0883 | 129.3455 | 111.291 | 100.8334
BaseCase AT | NSW | SNSW | 8h | 92.0305 | 290.8763 | 396.9751 | 505.4601 | 519.0831 | 484.9841 | 364.6949 | 369.5264 | 429.6428 | 415.1868 | 291.099 | 289.1426 | 206.3965 | 193.717 | 184.6133 | 186.6079 | 192.9527 | 214.6793 | 183.9518 | 178.0983 | 151.7601 | 46.8517 | 82.6889 | 52.3827
BaseCase AT | NSW | SNSW | CST | 0 | 0 | 0 | 0 | 0 | 7.662e-06 | 8.9071e-06 | 9.044e-06 | 1.0383e-05 | 9.7239e-06 | 8.4016e-06 | 0 | 7.3707e-06 | 8.4554e-06 | 8.5292e-06 | 6.6738e-06 | 5.6558e-06 | 5.9081e-06 | 7.8722e-06 | 7.4196e-06 | 7.8415e-06 | 7.6947e-06 | 7.0961e-06 | 7.2746e-06
BaseCase AT | NSW | SNSW | Coordinated CER | 16.0685 | 37.6877 | 58.8505 | 83.7722 | 110.87 | 138.1236 | 153.556 | 186.1439 | 250.4214 | 274.4922 | 231.3572 | 264.4486 | 253.8193 | 281.9494 | 306.8772 | 352.4549 | 401.3724 | 460.4347 | 426.639 | 422.3986 | 567.4205 | 681.0467 | 710.5835 | 665.7744
BaseCase AT | NSW | SNSW | Distributed PV | 2005.2329 | 2252.1371 | 2603.4099 | 2817.3912 | 3238.4842 | 3529.5133 | 3584.8066 | 4010.7781 | 4128.5802 | 4253.851 | 4236.7477 | 4322.7777 | 4804.7589 | 5450.1155 | 5881.8316 | 5880.043 | 5417.4252 | 5850.4981 | 6862.7305 | 7277.8704 | 7724.8468 | 8124.4612 | 8145.66 | 9110.3785
BaseCase AT | NSW | SNSW | Hydro | 3965.9694 | 4037.9294 | 2788.1831 | 3217.8348 | 3123.8535 | 3051.9235 | 2264.8683 | 1770.5039 | 2427.5346 | 2435.0219 | 1882.341 | 1973.7159 | 1221.8955 | 1047.3056 | 1217.1825 | 771.7741 | 1043.4736 | 1517.0617 | 1075.6 | 1387.014 | 1189.3021 | 1563.2297 | 1488.1593 | 938.0542
BaseCase AT | NSW | SNSW | OCGT | 1.7444e-05 | 1.669e-05 | 1.0608e-05 | 80.9727 | 337.5229 | 97.531 | 404.6363 | 240.0151 | 222.506 | 327.9201 | 266.085 | 208.0531 | 52.0522 | 141.7816 | 160.6997 | 298.2203 | 176.3079 | 18.9508 | 0 | 0 | 0 | 0 | 0 | 0
BaseCase AT | NSW | SNSW | PHES | 0 | 0 | 1652.2389 | 4968.6383 | 5222.2883 | 5334.8133 | 5350.5067 | 5524.0293 | 5776.1908 | 5716.3828 | 4390.9868 | 4972.3226 | 4020.9278 | 3146.2344 | 3031.209 | 3154.3205 | 3759.4324 | 3782.9893 | 2982.3478 | 2937.0729 | 3185.531 | 3851.3866 | 3225.9269 | 2850.1213
BaseCase AT | NSW | SNSW | Solar | 6299.1967 | 9540.1679 | 9942.8336 | 9045.0654 | 8766.1321 | 7478.6874 | 5960.3328 | 5571.6738 | 6511.7703 | 5360.7549 | 4903.5952 | 4785.8856 | 3693.7586 | 3292.0007 | 3874.4187 | 4229.2784 | 4221.6689 | 4091.3635 | 4064.9293 | 4101.8182 | 4591.6797 | 4801.7586 | 5681.5451 | 4757.9963
BaseCase AT | NSW | SNSW | Wind | 5279.1914 | 5413.7055 | 10378.2025 | 10685.5198 | 10458.478 | 11624.5914 | 10954.0436 | 11723.8535 | 11654.6609 | 11533.1689 | 11112.5868 | 10756.7182 | 10659.2744 | 8766.5142 | 9256.1691 | 9485.6706 | 9667.8373 | 8904.0702 | 8913.1395 | 8943.6587 | 8399.6917 | 8498.7226 | 7135.9375 | 7771.6488
BaseCase AT | NSW | SNW | 1h | 5.3447e-05 | 6.2403e-05 | 7.3429e-05 | 0.00013382 | 0.00014039 | 0.00017504 | 6.6842e-05 | 7.9093e-05 | 7.7877e-05 | 8.1971e-05 | 0.0001001 | 0.0001086 | 0.00010165 | 0.00010804 | 0.00012071 | 0.00013067 | 0.00013681 | 0.00013715 | 6.0269e-05 | 6.4849e-05 | 6.3169e-05 | 6.3998e-05 | 6.0006e-05 | 4.6326e-05
BaseCase AT | NSW | SNW | 2h | 34.3519 | 100.8704 | 119.584 | 195.8685 | 526.4912 | 859.5555 | 1091.9121 | 1151.0746 | 1187.586 | 1171.8278 | 1050.435 | 1027.0305 | 972.8542 | 960.2994 | 932.0058 | 914.576 | 729.2907 | 1210.8932 | 1195.2678 | 1213.8394 | 1192.9678 | 1716.7853 | 1409.0845 | 1737.2144
BaseCase AT | NSW | SNW | 4h | 105.8543 | 1221.0029 | 1449.9969 | 1563.7468 | 1658.4231 | 1647.2362 | 1551.918 | 1592.6726 | 1675.6295 | 1653.5112 | 1518.1477 | 1496.3493 | 1424.6052 | 1399.059 | 1401.962 | 1418.5572 | 1187.9205 | 1205.8168 | 1219.4422 | 894.4814 | 914.2282 | 270.5426 | 236.1865 | 370.6158
BaseCase AT | NSW | SNW | 8h | 7.1878e-05 | 153.1652 | 191.3805 | 880.6454 | 942.7138 | 947.9184 | 900.1841 | 929.1398 | 974.4418 | 948.5392 | 863.7296 | 837.45 | 808.4847 | 800.9995 | 817.6055 | 809.3867 | 935.1216 | 1180.0252 | 1190.7207 | 1261.9399 | 1292.8106 | 1290.5199 | 1389.8642 | 997.2583
BaseCase AT | NSW | SNW | Black Coal | 13055.2313 | 10071.7344 | 3156.7536 | 0 | 0 | 0 | 0 | 0 | 0 | 0 | 0 | 0 | 0 | 0 | 0 | 0 | 0 | 0 | 0 | 0 | 0 | 0 | 0 | 0
BaseCase AT | NSW | SNW | CCGT | 1999.6173 | 1953.5443 | 1945.6798 | 1007.2019 | 925.8729 | 843.076 | 615.7426 | 552.1619 | 601.3208 | 717.0895 | 757.5341 | 644.219 | 255.9934 | 365.0638 | 364.5539 | 354.1204 | 356.3065 | 210.3081 | 203.3881 | 263.3618 | 263.2447 | 272.9915 | 301.0431 | 227.3606
BaseCase AT | NSW | SNW | Coordinated CER | 28.412 | 114.2549 | 206.1519 | 320.4342 | 467.7394 | 605.5529 | 701.1845 | 891.957 | 1119.1641 | 1302.5446 | 1330.3168 | 1567.0919 | 1627.5127 | 1789.9014 | 1982.1248 | 2131.5742 | 2056.8885 | 2263.651 | 2430.9206 | 2488.5421 | 2778.1332 | 3276.8985 | 3052.7829 | 3690.9794
BaseCase AT | NSW | SNW | DSP | 2.0029e-05 | 2.1162e-05 | 2.333e-05 | 3.8027 | 0.47976 | 0.25005 | 4.3277 | 3.4733 | 3.6715 | 4.817 | 6.3708 | 5.997 | 22.1541 | 4.41 | 4.2979 | 4.6785 | 5.0745 | 7.3746 | 7.3225 | 14.9878 | 6.7524 | 7.3965 | 10.2894 | 8.122
BaseCase AT | NSW | SNW | Distributed PV | 6710.4064 | 7603.3271 | 8804.2992 | 9713.5218 | 11328.5639 | 12524.9615 | 12993.5203 | 14583.1562 | 15099.6525 | 15588.8802 | 15677.2075 | 16020.3048 | 17930.8871 | 20373.2638 | 21939.0227 | 21667.4513 | 20417.9976 | 22449.4631 | 25702.9188 | 27674.5432 | 28315.3052 | 30467.815 | 31206.9923 | 34525.7969
BaseCase AT | NSW | SNW | OCGT | 103.4242 | 569.654 | 238.2492 | 2187.1125 | 3071.8118 | 3471.2467 | 4491.4352 | 3041.5444 | 3375.6758 | 3643.9431 | 3905.2074 | 3590.5707 | 1228.3297 | 1629.2305 | 1731.3546 | 1927.6983 | 1096.8415 | 1248.0583 | 1746.587 | 2844.0815 | 3287.2763 | 2098.9177 | 3173.1744 | 2106.4148
BaseCase AT | NSW | SNW | Offshore Wind | 0 | 0 | 0 | 0 | 0 | 0 | 0 | 0 | 0 | 0 | 0 | 0 | 13931.4521 | 13598.1326 | 17998.3142 | 18567.6106 | 23285.1361 | 20779.8285 | 22779.6117 | 22567.6141 | 24400.7106 | 26902.0028 | 32083.058 | 31660.1047
BaseCase AT | NSW | SNW | Solar | 1642.5339 | 1685.8722 | 1830.7011 | 1955.1447 | 1831.387 | 1939.3084 | 1906.9918 | 1990.988 | 1984.9079 | 1884.6401 | 1798.8121 | 1763.3937 | 1905.688 | 1884.5289 | 1792.2289 | 1830.2039 | 1618.4134 | 1653.5069 | 1793.5452 | 1905.1655 | 1821.6855 | 1911.7487 | 1641.6558 | 1825.5605
BaseCase AT | NSW | SNW | Wind | 0 | 0 | 989.7762 | 936.2239 | 937.9857 | 924.0591 | 971.8156 | 973.4013 | 952.4221 | 956.0183 | 954.3935 | 1029.2776 | 1044.3394 | 889.6242 | 961.1938 | 937.3872 | 988.6374 | 910.5587 | 989.7847 | 936.2557 | 937.3637 | 918.9302 | 960.576 | 949.9345
BaseCase AT | QLD |  | 1h | 27.1376 | 159.0807 | 212.6388 | 254.6774 | 233.8549 | 230.139 | 187.2288 | 162.9405 | 205.0543 | 227.5271 | 185.0878 | 183.2119 | 140.8034 | 114.6737 | 103.9322 | 105.9324 | 101.8674 | 84.6934 | 72.7926 | 72.153 | 67.3555 | 98.6306 | 95.1199 | 101.4758
BaseCase AT | QLD |  | 2h | 552.6315 | 1195.535 | 1434.4569 | 1659.4229 | 1571.8114 | 1592.6548 | 1390.0025 | 1226.8142 | 1335.0706 | 1370.6829 | 1198.9526 | 1138.5766 | 850.8828 | 776.8405 | 790.3798 | 716.9237 | 895.8375 | 849.9489 | 730.0352 | 634.5768 | 581.6792 | 700.4197 | 575.8995 | 485.512
BaseCase AT | QLD |  | 4h | 146.7118 | 302.9916 | 510.5759 | 612.2926 | 601.7606 | 581.1608 | 513.9175 | 444.9655 | 488.2557 | 479.9035 | 431.5841 | 434.3238 | 301.7199 | 263.8781 | 284.3547 | 278.6668 | 338.1474 | 313.9664 | 284.8617 | 325.2479 | 208.6335 | 281.8523 | 155.5548 | 157.4931
BaseCase AT | QLD |  | 8h | 0 | 0 | 2485.3636 | 5209.3313 | 8031.3642 | 8057.4339 | 10220.106 | 10798.9608 | 12046.6338 | 12319.235 | 11245.8793 | 10967.2811 | 8726.3466 | 9583.7144 | 10885.5744 | 11074.0829 | 11441.7493 | 13600.6408 | 13038.9007 | 13848.001 | 13596.8657 | 15305.8132 | 14463.0179 | 14084.22
BaseCase AT | QLD |  | Biomass | 266.4499 | 231.6531 | 206.1977 | 164.6008 | 145.8117 | 144.0248 | 85.5782 | 85.0581 | 89.9177 | 85.7691 | 81.3823 | 72.4365 | 18.6459 | 25.104 | 31.087 | 30.2737 | 40.6579 | 36.1569 | 41.141 | 33.0457 | 39.3216 | 44.1084 | 38.87 | 31.3327
BaseCase AT | QLD |  | Black Coal | 28315.3221 | 22537.7497 | 9944.964 | 3858.3781 | 689.118 | 0 | 0 | 0 | 0 | 0 | 0 | 0 | 0 | 0 | 0 | 0 | 0 | 0 | 0 | 0 | 0 | 0 | 0 | 0
BaseCase AT | QLD |  | CCGT | 8249.0499 | 7681.8874 | 3567.1805 | 3862.7194 | 3213.804 | 3088.4915 | 2064.155 | 1531.3645 | 1568.5526 | 1666.455 | 1145.5717 | 1102.2385 | 172.0299 | 404.079 | 471.4346 | 467.5063 | 596.0654 | 428.9933 | 752.6725 | 779.0957 | 1218.326 | 985.0775 | 1334.1969 | 1424.025
BaseCase AT | QLD |  | Coordinated CER | 50.2449 | 113.8373 | 191.263 | 325.7256 | 412.5 | 528.8143 | 614.523 | 725.5782 | 915.0163 | 1115.5191 | 1134.1656 | 1295.9905 | 1165.0003 | 1241.0028 | 1490.1099 | 1605.5316 | 1998.1527 | 2336.3201 | 2326.8478 | 2694.2626 | 2761.7544 | 3800.537 | 3703.5232 | 4300.6855
BaseCase AT | QLD |  | Distributed PV | 9983.5874 | 11817.76 | 13053.0926 | 14556.9364 | 15649.0817 | 16725.0294 | 17775.4557 | 19089.4935 | 19803.4024 | 20987.7233 | 20732.0916 | 20933.4135 | 22738.0997 | 25555.4468 | 27365.3722 | 27590.0636 | 25220.0496 | 29131.0937 | 31487.9643 | 34368.5564 | 35642.9772 | 37291.0174 | 39716.0101 | 42551.2689
BaseCase AT | QLD |  | H2 Reciprocating Engine | 0 | 0 | 1.8829e-05 | 165.6463 | 472.9664 | 486.566 | 317.6253 | 185.9855 | 191.2626 | 213.541 | 164.4873 | 219.8859 | 56.896 | 48.0125 | 84.1699 | 73.5552 | 73.651 | 106.8717 | 148.3053 | 128.7358 | 200.0626 | 105.2293 | 167.9581 | 142.9836
BaseCase AT | QLD |  | Hydro | 980.5225 | 822.6281 | 651.5668 | 655.6863 | 532.1505 | 485.1941 | 313.9271 | 337.5907 | 420.8414 | 358.7617 | 338.5976 | 327.0093 | 96.1957 | 136.4434 | 128.0641 | 132.3923 | 169.0286 | 167.9757 | 149.4877 | 177.4 | 146.8178 | 166.9659 | 135.1561 | 137.584
BaseCase AT | QLD |  | Liquid Fuel | 9.2279e-07 | 1.2973e-06 | 1.1718e-06 | 19.6747 | 68.0844 | 26.7139 | 22.2123 | 3.5171 | 0 | 0 | 0 | 3.6847 | 14.6846 | 0 | 0 | 0 | 0 | 0 | 0 | 0 | 0 | 0 | 0 | 0
BaseCase AT | QLD |  | OCGT | 7.0232e-05 | 71.7654 | 101.8789 | 262.688 | 417.2872 | 422.303 | 266.8425 | 147.5133 | 137.7238 | 77.5656 | 110.8676 | 249.0959 | 103.9814 | 62.4667 | 81.0015 | 72.0833 | 58.0628 | 103.5066 | 162.6923 | 441.9552 | 1055.4877 | 653.1206 | 1483.9611 | 2243.8044
BaseCase AT | QLD |  | PHES | 446.138 | 1115.6048 | 1368.6982 | 1647.3652 | 1645.6524 | 1599.7166 | 1472.0542 | 1329.6649 | 1528.7921 | 3292.3448 | 3978.0248 | 4107.9228 | 3413.2302 | 2983.0035 | 2723.5153 | 2644.3733 | 3418.0081 | 3226.1927 | 2615.9401 | 2560.4774 | 2791.4235 | 3357.0567 | 3219.3589 | 3693.2662
BaseCase AT | QLD |  | Solar | 11806.017 | 18791.5859 | 20130.0759 | 23842.5511 | 28287.866 | 28621.9163 | 32730.369 | 33862.0348 | 37444.7379 | 44025.0287 | 43614.8292 | 44845.4123 | 41173.4288 | 41865.7902 | 43026.2985 | 46220.9128 | 48020.7246 | 51248.4859 | 49711.8926 | 52243.8366 | 52413.7472 | 57818.9644 | 57463.7524 | 57639.6999
BaseCase AT | QLD |  | Wind | 8586.2759 | 9667.4148 | 29081.0171 | 30216.5869 | 30423.9695 | 32740.0977 | 34602.3564 | 37075.6089 | 40475.262 | 37933.038 | 39881.73 | 43916.68 | 49733.1133 | 51323.3656 | 52304.1857 | 54489.6537 | 53659.6414 | 54199.503 | 56003.4827 | 58932.6295 | 60156.7696 | 59537.1053 | 63430.3753 | 63820.0608
BaseCase AT | QLD | CQ | 2h | 42.8019 | 110.3154 | 122.1424 | 127.3167 | 128.6118 | 123.8655 | 105.8052 | 90.1049 | 107.3505 | 117.2745 | 106.6125 | 111.8192 | 75.8247 | 64.0441 | 75.106 | 85.129 | 72.5587 | 81.7706 | 80.3016 | 85.2772 | 86.1051 | 101.4179 | 84.1193 | 90.0216
BaseCase AT | QLD | CQ | 4h | 49.6476 | 141.5331 | 154.9051 | 158.5582 | 161.0104 | 154.7248 | 133.7463 | 115.0513 | 134.9603 | 141.7504 | 118.5411 | 117.3771 | 82.5011 | 69.568 | 79.3327 | 83.336 | 94.6477 | 83.9741 | 72.077 | 82.8099 | 0 | 0 | 0 | 0
BaseCase AT | QLD | CQ | 8h | 0 | 0 | 0.00096464 | 0.0030167 | 168.4287 | 161.959 | 546.0302 | 603.1524 | 714.3209 | 779.2577 | 741.178 | 750.8469 | 508.6826 | 504.9624 | 943.4869 | 1642.9573 | 2194.7374 | 3670.3994 | 3394.3741 | 4002.1061 | 4067.8842 | 4866.0726 | 4782.9098 | 5342.7467
BaseCase AT | QLD | CQ | Black Coal | 8124.0558 | 6772.265 | 3947.256 | 2068.236 | 0 | 0 | 0 | 0 | 0 | 0 | 0 | 0 | 0 | 0 | 0 | 0 | 0 | 0 | 0 | 0 | 0 | 0 | 0 | 0
BaseCase AT | QLD | CQ | Coordinated CER | 4.5213 | 10.0482 | 17.554 | 29.1245 | 36.6828 | 45.6834 | 52.3016 | 55.0774 | 75.1088 | 96.4383 | 98.8833 | 116.5161 | 88.2714 | 90.0554 | 117.464 | 148.4353 | 188.9158 | 229.3771 | 231.786 | 278.3042 | 301.9538 | 378.265 | 362.0708 | 435.9993
BaseCase AT | QLD | CQ | Distributed PV | 933.5065 | 1117.2989 | 1248.7363 | 1371.3312 | 1488.081 | 1604.7793 | 1731.4597 | 1963.3321 | 2042.053 | 2152.6415 | 2145.7622 | 2176.2526 | 2339.9384 | 2686.1414 | 2908.8944 | 2717.9227 | 2583.5494 | 3006.2599 | 3297.0571 | 3453.6903 | 3582.4378 | 3770.8865 | 4122.8362 | 4817.4585
BaseCase AT | QLD | CQ | OCGT | 2.3505e-06 | 2.971e-06 | 2.4621e-06 | 2.3327e-06 | 111.742 | 85.8673 | 74.8904 | 27.9706 | 32.087 | 1.5159 | 1.0905 | 44.2539 | 26.654 | 7.2647 | 6.1463 | 1.5819 | 2.835e-09 | 3.387 | 10.0591 | 25.7979 | 0 | 0 | 0 | 20.9611
BaseCase AT | QLD | CQ | PHES | 0 | 0 | 0 | 0 | 0 | 0 | 0 | 0 | 0 | 0 | 3.8278e-07 | 1.0023e-06 | 6.87e-07 | 5.4785e-07 | 6.6537e-07 | 8.9262e-07 | 9.909e-07 | 1.4941e-06 | 0 | 0 | 1.9379e-07 | 2.0389e-07 | 3.3609e-07 | 7.296e-07
BaseCase AT | QLD | CQ | Solar | 2126.267 | 2430.9742 | 2343.0402 | 2363.8959 | 6654.9555 | 6884.2384 | 7268.2215 | 7836.6448 | 9404.1262 | 12891.2353 | 14092.7172 | 15402.4194 | 11850.5778 | 12103.9973 | 13543.7963 | 15933.9447 | 17270.8527 | 19168.7736 | 18122.3853 | 19564.4927 | 20183.4885 | 22240.4358 | 20199.0136 | 20463.0138
BaseCase AT | QLD | CQ | Wind | 1392.4997 | 2506.2292 | 6096.2061 | 6494.3129 | 6294.8924 | 6303.5779 | 6091.9457 | 6594.3894 | 7478.74 | 6642.1427 | 7099.2759 | 6931.1641 | 11018.0196 | 12253.9816 | 11941.5338 | 12215.8723 | 12587.5848 | 12659.9912 | 13631.0749 | 15265.8413 | 14764.2016 | 15301.0054 | 16387.5954 | 15289.7152
BaseCase AT | QLD | GG | 1h | 0 | 24.2912 | 74.169 | 109.212 | 99.9045 | 92.1005 | 68.3925 | 56.5565 | 81.7383 | 98.7223 | 77.1083 | 84.7874 | 57.1127 | 35.2165 | 31.2405 | 43.0516 | 16.9405 | 9.5532 | 8.0433 | 4.0206 | 2.1895 | 2.9149 | 1.4584 | 0
BaseCase AT | QLD | GG | 2h | 0 | 6.1848e-05 | 8.4298e-05 | 0.00017023 | 0.00067439 | 0.00071636 | 0.00029139 | 0.00031059 | 0.00033663 | 0.0003802 | 0.00036761 | 0.00038664 | 0.00034604 | 0.00032445 | 0.00032257 | 0.00033407 | 0.00033346 | 28.4449 | 31.0353 | 13.8006 | 11.6977 | 13.0897 | 13.3843 | 11.1315
BaseCase AT | QLD | GG | 4h | 0 | 0 | 0.00024987 | 0.00056007 | 0.00064305 | 0.00066103 | 0.00042459 | 0.00040736 | 0.00044106 | 0.00044828 | 0.00041827 | 0.00042233 | 0.00034157 | 0.00037097 | 0.00037738 | 0.00040337 | 0.00039824 | 0.00048791 | 0.00032524 | 0.00040906 | 0.00045578 | 0.00043759 | 0.00015941 | 1.9483e-06
BaseCase AT | QLD | GG | 8h | 0 | 0 | 0.00016809 | 609.7832 | 2177.8606 | 2101.827 | 2952.0239 | 2578.8775 | 3324.0583 | 3575.4822 | 3271.3035 | 3353.7204 | 2450.6785 | 2308.2204 | 2521.8447 | 2865.5602 | 1943.0655 | 1879.0622 | 1564.5579 | 2079.9889 | 1998.1735 | 872.8434 | 858.5511 | 533.8307
BaseCase AT | QLD | GG | Black Coal | 2207.52 | 2213.568 | 1469.664 | 0 | 0 | 0 | 0 | 0 | 0 | 0 | 0 | 0 | 0 | 0 | 0 | 0 | 0 | 0 | 0 | 0 | 0 | 0 | 0 | 0
BaseCase AT | QLD | GG | CCGT | 1230.6513 | 1084.4562 | 662.256 | 883.008 | 372.8313 | 365.6286 | 335.9017 | 208.314 | 276.1743 | 270.9245 | 233.1541 | 212.1206 | 34.0058 | 106.0102 | 118.632 | 136.6464 | 174.523 | 133.4803 | 207.9931 | 714.9725 | 1100.2187 | 985.0775 | 1334.1969 | 1424.025
BaseCase AT | QLD | GG | Coordinated CER | 0.56015 | 0.90284 | 1.6102 | 3.9829 | 5.1069 | 6.3475 | 7.563 | 8.9367 | 11.2285 | 13.6385 | 14.5826 | 16.3523 | 13.4934 | 15.6748 | 17.2729 | 21.6901 | 21.7417 | 23.5178 | 25.1328 | 28.6453 | 30.2805 | 31.7905 | 33.1233 | 28.5071
BaseCase AT | QLD | GG | Distributed PV | 113.457 | 134.7874 | 149.3603 | 167.4765 | 179.8211 | 192.1954 | 203.995 | 219.244 | 227.815 | 239.5855 | 236.708 | 238.9596 | 259.1359 | 295.2525 | 315.3939 | 319.1204 | 287.9098 | 331.9539 | 358.551 | 394.35 | 408.839 | 427.677 | 451.8075 | 482.791
BaseCase AT | QLD | GG | OCGT | 0 | 0 | 0 | 0 | 52.3279 | 51.8683 | 34.5228 | 13.0534 | 17.1444 | 8.3217 | 8.6772 | 17.3043 | 11.4364 | 3.8248 | 6.1259 | 10.844 | 9.87 | 13.8202 | 39.9218 | 170.0254 | 776.5225 | 561.2811 | 1281.3036 | 2106.7569
BaseCase AT | QLD | GG | Solar | 1047.4852 | 1200.999 | 1236.2829 | 1280.9395 | 1286.4514 | 1316.1671 | 1300.7631 | 1329.2591 | 1331.0082 | 1375.4811 | 1313.3178 | 1356.5498 | 1478.1348 | 1505.5392 | 1491.7181 | 1508.0745 | 1240.0603 | 1447.3203 | 1482.4381 | 1552.2468 | 1556.6906 | 1592.397 | 1567.9319 | 1586.1353
BaseCase AT | QLD | NQ | 2h | 0 | 39.7402 | 205.8163 | 353.7019 | 326.6921 | 302.096 | 272.0025 | 233.7108 | 234.0907 | 242.1836 | 231.3832 | 250.2518 | 150.0073 | 122.9387 | 143.4828 | 135.8352 | 164.1793 | 159.4305 | 143.8417 | 184.7053 | 148.2562 | 121.3637 | 99.8467 | 0
BaseCase AT | QLD | NQ | 4h | 0 | 0 | 175.5633 | 253.3036 | 245.9398 | 232.0268 | 210.2053 | 181.6369 | 190.3726 | 178.5005 | 175.0068 | 192.3177 | 117.2114 | 99.1885 | 109.1714 | 108.4608 | 129.9667 | 128.5627 | 121.3542 | 147.9781 | 118.9638 | 163.0415 | 34.7783 | 38.696
BaseCase AT | QLD | NQ | 8h | 0 | 0 | 0.019168 | 190.2538 | 889.9794 | 832.5684 | 748.8361 | 652.3563 | 694.4224 | 692.8884 | 681.8792 | 798.9294 | 594.8472 | 479.5411 | 566.3021 | 611.7297 | 715.2304 | 700.9473 | 642.504 | 825.7425 | 635.3364 | 868.7991 | 703.0721 | 724.8518
BaseCase AT | QLD | NQ | Biomass | 266.4499 | 231.6531 | 206.1977 | 164.6008 | 145.8117 | 144.0248 | 85.5782 | 85.0581 | 89.9177 | 85.7691 | 81.3823 | 72.4365 | 18.6459 | 25.104 | 31.087 | 30.2737 | 40.6579 | 36.1569 | 41.141 | 33.0457 | 39.3216 | 44.1084 | 38.87 | 31.3327
BaseCase AT | QLD | NQ | CCGT | 1513.2128 | 1251.3153 | 106.872 | 204.9207 | 412.9908 | 407.3189 | 182.0399 | 112.043 | 83.8942 | 125.9067 | 120.6741 | 145.9668 | 64.1232 | 64.2989 | 64.1232 | 64.1232 | 64.1232 | 66.4721 | 112.1444 | 64.1232 | 118.1072 | 0 | 0 | 0
BaseCase AT | QLD | NQ | Coordinated CER | 10.6145 | 17.875 | 28.9947 | 46.3229 | 59.5681 | 72.625 | 79.7682 | 85.1217 | 112.0014 | 142.7421 | 145.6243 | 179.7544 | 128.3476 | 131.5338 | 161.7296 | 208.2021 | 247.7456 | 269.1364 | 276.7707 | 381.6667 | 343.6037 | 512.357 | 419.828 | 575.545
BaseCase AT | QLD | NQ | Distributed PV | 1515.1605 | 1802.9214 | 1987.6528 | 2216.7751 | 2410.5612 | 2578.6954 | 2714.84 | 2917.114 | 3021.32 | 3216.7685 | 3174.0745 | 3225.0428 | 3481.1249 | 3906.3864 | 4199.2379 | 4301.6589 | 3917.9139 | 4562.9589 | 4886.89 | 5317.914 | 5608.681 | 5852.128 | 6138.6974 | 6591.1244
BaseCase AT | QLD | NQ | Hydro | 980.5225 | 822.6281 | 651.5668 | 655.6863 | 532.1505 | 485.1941 | 313.9271 | 337.5907 | 420.8414 | 358.7617 | 338.5976 | 327.0093 | 96.1957 | 136.4434 | 128.0641 | 132.3923 | 169.0286 | 167.9757 | 149.4877 | 177.4 | 146.8178 | 166.9659 | 135.1561 | 137.584
BaseCase AT | QLD | NQ | Liquid Fuel | 9.2279e-07 | 1.2973e-06 | 1.1718e-06 | 19.6747 | 68.0844 | 26.7139 | 22.2123 | 3.5171 | 0 | 0 | 0 | 3.6847 | 14.6846 | 0 | 0 | 0 | 0 | 0 | 0 | 0 | 0 | 0 | 0 | 0
BaseCase AT | QLD | NQ | PHES | 399.1228 | 591.578 | 692.181 | 763.1796 | 720.3302 | 663.8603 | 583.6627 | 517.6086 | 578.2169 | 577.3704 | 517.2258 | 543.5431 | 364.4549 | 308.1881 | 326.0061 | 328.9842 | 401.8 | 408.4394 | 323.5303 | 422.5682 | 358.6147 | 483.1278 | 378.4893 | 459.7195
BaseCase AT | QLD | NQ | Solar | 3111.4243 | 3382.7326 | 3798.4242 | 4036.134 | 4157.0319 | 4287.683 | 3547.2833 | 3299.8746 | 3554.393 | 3765.0694 | 3963.1299 | 5309.9161 | 3621.8031 | 3152.7604 | 3735.4353 | 3810.191 | 4939.3809 | 5198.1341 | 5289.228 | 4777.031 | 5398.5848 | 6073.1482 | 5948.5663 | 4868.8887
BaseCase AT | QLD | NQ | Wind | 940.2558 | 974.7969 | 7697.922 | 8586.5954 | 8587.2073 | 8666.8523 | 11868.6889 | 14067.7426 | 14968.5944 | 14562.0778 | 14154.9247 | 13496.1592 | 16757.4286 | 18186.1791 | 18158.9943 | 19294.16 | 18755.3739 | 19042.5973 | 20096.9264 | 21258.0093 | 21107.999 | 20012.7747 | 20809.7389 | 22205.8419
BaseCase AT | QLD | SQ | 1h | 27.1376 | 134.7895 | 138.4698 | 145.4654 | 133.9504 | 138.0384 | 118.8363 | 106.384 | 123.316 | 128.8048 | 107.9794 | 98.4245 | 83.6907 | 79.4572 | 72.6917 | 62.8809 | 84.9269 | 75.1403 | 64.7493 | 68.1323 | 65.1659 | 95.7157 | 93.6614 | 101.4758
BaseCase AT | QLD | SQ | 2h | 509.8295 | 1045.4794 | 1106.4981 | 1178.4041 | 1116.5068 | 1166.6926 | 1012.1945 | 902.9981 | 993.629 | 1011.2244 | 860.9565 | 776.5052 | 625.0505 | 589.8574 | 571.7906 | 495.9592 | 659.0991 | 580.3029 | 474.8565 | 350.7937 | 335.6202 | 464.5485 | 378.5491 | 384.3589
BaseCase AT | QLD | SQ | 4h | 97.0643 | 161.4585 | 180.1072 | 200.4303 | 194.8097 | 194.4085 | 169.9655 | 148.2769 | 162.9223 | 159.6522 | 138.0359 | 124.6286 | 102.0071 | 95.1211 | 95.8502 | 86.8696 | 113.5325 | 101.4292 | 91.4301 | 94.4596 | 89.6693 | 118.8104 | 120.7763 | 118.7971
BaseCase AT | QLD | SQ | 8h | 0 | 0 | 2485.3433 | 4409.2912 | 4795.0955 | 4961.0795 | 5973.2157 | 6964.5746 | 7313.8323 | 7271.6067 | 6551.5186 | 6063.7843 | 5172.1384 | 6290.9905 | 6853.9407 | 5953.8357 | 6588.7159 | 7350.2318 | 7437.4647 | 6940.1634 | 6895.4715 | 8698.0981 | 8118.4848 | 7482.7908
BaseCase AT | QLD | SQ | Black Coal | 17983.7462 | 13551.9167 | 4528.044 | 1790.1421 | 689.118 | 0 | 0 | 0 | 0 | 0 | 0 | 0 | 0 | 0 | 0 | 0 | 0 | 0 | 0 | 0 | 0 | 0 | 0 | 0
BaseCase AT | QLD | SQ | CCGT | 5505.1859 | 5346.1159 | 2798.0525 | 2774.7907 | 2427.9818 | 2315.544 | 1546.2133 | 1211.0075 | 1208.484 | 1269.6238 | 791.7435 | 744.1512 | 73.9008 | 233.77 | 288.6794 | 266.7367 | 357.4192 | 229.0409 | 432.5349 | 0 | 0 | 0 | 0 | 0
BaseCase AT | QLD | SQ | Coordinated CER | 34.5489 | 85.0113 | 143.104 | 246.2952 | 311.1421 | 404.1584 | 474.8902 | 576.4425 | 716.6777 | 862.7001 | 875.0754 | 983.3677 | 934.8878 | 1003.7388 | 1193.6433 | 1227.2041 | 1539.7496 | 1814.2888 | 1793.1583 | 2005.6465 | 2085.9163 | 2878.1245 | 2888.5011 | 3260.6341
BaseCase AT | QLD | SQ | Distributed PV | 7421.4635 | 8762.7524 | 9667.3433 | 10801.3537 | 11570.6184 | 12349.3594 | 13125.161 | 13989.8035 | 14512.2145 | 15378.728 | 15175.547 | 15293.1585 | 16657.9004 | 18667.6664 | 19941.8459 | 20251.3616 | 18430.6764 | 21229.9209 | 22945.4662 | 25202.6022 | 26043.0195 | 27240.326 | 29002.6689 | 30659.895
BaseCase AT | QLD | SQ | H2 Reciprocating Engine | 0 | 0 | 1.8829e-05 | 165.6463 | 472.9664 | 486.566 | 317.6253 | 185.9855 | 191.2626 | 213.541 | 164.4873 | 219.8859 | 56.896 | 48.0125 | 84.1699 | 73.5552 | 73.651 | 106.8717 | 148.3053 | 128.7358 | 200.0626 | 105.2293 | 167.9581 | 142.9836
BaseCase AT | QLD | SQ | OCGT | 6.7882e-05 | 71.7654 | 101.8789 | 262.688 | 253.2174 | 284.5674 | 157.4293 | 106.4893 | 88.4924 | 67.728 | 101.0999 | 187.5376 | 65.891 | 51.3772 | 68.7293 | 59.6573 | 48.1928 | 86.2994 | 112.7113 | 246.1318 | 278.9653 | 91.8394 | 202.6574 | 116.0864
BaseCase AT | QLD | SQ | PHES | 47.0152 | 524.0269 | 676.5172 | 884.1855 | 925.3222 | 935.8564 | 888.3915 | 812.0563 | 950.5752 | 2714.9744 | 3460.799 | 3564.3797 | 3048.7753 | 2674.8153 | 2397.5092 | 2315.3891 | 3016.2081 | 2817.7533 | 2292.4098 | 2137.9093 | 2432.8088 | 2873.929 | 2840.8695 | 3233.5466
BaseCase AT | QLD | SQ | Solar | 5520.8405 | 11776.8801 | 12752.3286 | 16161.5817 | 16189.4272 | 16133.8278 | 20614.1011 | 21396.2562 | 23155.2105 | 25993.2429 | 24245.6643 | 22776.527 | 24222.913 | 25103.4934 | 24255.3488 | 24968.7027 | 24570.4307 | 25434.2579 | 24817.8412 | 26350.0661 | 25274.9833 | 27912.9835 | 29748.2406 | 30721.6621
BaseCase AT | QLD | SQ | Wind | 6253.5203 | 6186.3886 | 15286.889 | 15135.6787 | 15541.8699 | 17769.6675 | 16641.7219 | 16413.4768 | 18027.9276 | 16728.8175 | 18627.5294 | 23489.3567 | 21957.6651 | 20883.2048 | 22203.6576 | 22979.6214 | 22316.6826 | 22496.9146 | 22275.4815 | 22408.7789 | 24284.5689 | 24223.3252 | 26233.0409 | 26324.5037
BaseCase AT | SA |  | 2h | 406.6398 | 1110.3485 | 1094.0307 | 1051.4135 | 1114.9297 | 1148.4782 | 1252.0879 | 1104.5793 | 1206.0179 | 1252.6995 | 947.7388 | 940.716 | 732.3331 | 765.6509 | 688.6455 | 746.5074 | 724.0276 | 683.5597 | 617.2725 | 520.419 | 601.1602 | 150.8234 | 119.7543 | 66.836
BaseCase AT | SA |  | 4h | 0 | 185.6546 | 184.8081 | 182.5846 | 190.6912 | 198.482 | 202.7978 | 191.322 | 210.6742 | 215.4774 | 164.9305 | 157.8822 | 130.5982 | 134.6536 | 126.863 | 131.6654 | 121.3585 | 125.1659 | 123.595 | 104.5209 | 127.0836 | 0.00014438 | 3.9746e-05 | 3.3706e-05
BaseCase AT | SA |  | 8h | 0 | 0 | 574.2315 | 562.5979 | 1095.8603 | 1092.0255 | 1100.0852 | 1570.2059 | 1719.5276 | 1994.3203 | 1529.3629 | 1566.1089 | 2057.6264 | 2708.0357 | 3058.0696 | 3429.9734 | 3675.3133 | 3998.9827 | 4036.0149 | 3672.0019 | 5661.5593 | 6801.2664 | 8983.4972 | 9190.4363
BaseCase AT | SA |  | CCGT | 4343.7232 | 1007.3935 | 1153.4096 | 1304.2234 | 1224.7833 | 999.0147 | 1060.3704 | 795.9426 | 827.5985 | 835.2985 | 950.279 | 0 | 0 | 0 | 0 | 0 | 0 | 0 | 0 | 0 | 0 | 0 | 0 | 0
BaseCase AT | SA |  | Coordinated CER | 80.0992 | 117.8284 | 158.8541 | 184.3778 | 230.5634 | 274.0344 | 316.6901 | 349.3728 | 455.8882 | 530.1889 | 476.9723 | 533.6225 | 488.6698 | 582.3982 | 634.3645 | 699.3944 | 775.912 | 864.2701 | 952.7394 | 915.106 | 1159.2393 | 1361.3052 | 1308.1548 | 1344.5919
BaseCase AT | SA |  | Distributed PV | 3951.9636 | 4402.4153 | 4824.8601 | 4867.818 | 5662.9622 | 6027.0819 | 6268.0704 | 6529.3698 | 7170.1774 | 7509.5565 | 7043.7603 | 7901.5404 | 8040.6533 | 9015.3058 | 8949.0698 | 9215.6643 | 8761.2862 | 9761.7504 | 10523.7352 | 10490.9078 | 11345.5341 | 11897.7486 | 12342.259 | 12832.9299
BaseCase AT | SA |  | Liquid Fuel | 71.9375 | 0.00021731 | 7.7002 | 163.1222 | 206.8024 | 108.5931 | 134.1055 | 87.9585 | 84.5603 | 111.8437 | 86.9643 | 93.3499 | 24.7428 | 58.6085 | 69.2204 | 60.7041 | 96.0847 | 23.5927 | 93.9277 | 102.1613 | 30.3159 | 3.6757 | 12.0806 | 10.4263
BaseCase AT | SA |  | OCGT | 1266.863 | 41.8146 | 167.1218 | 890.2382 | 817.5377 | 571.2708 | 997.2201 | 700.843 | 697.2941 | 671.1554 | 643.2977 | 620.1174 | 292.689 | 440.2572 | 412.0571 | 380.8033 | 462.5224 | 273.1387 | 258.6708 | 201.8354 | 482.809 | 404.2587 | 524.1888 | 391.251
BaseCase AT | SA |  | Solar | 1906.6385 | 3606.4888 | 3576.561 | 3799.6258 | 5657.6951 | 6102.9795 | 7860.1343 | 8011.3593 | 8869.78 | 10917.7516 | 10488.2532 | 11322.6355 | 12011.5173 | 15210.0644 | 15989.3657 | 16209.8441 | 18015.7987 | 18774.2627 | 19669.8871 | 19711.9117 | 23120.3592 | 25027.2253 | 30029.8213 | 31024.3783
BaseCase AT | SA |  | Wind | 7914.3324 | 7473.4245 | 7764.7365 | 9153.6957 | 10788.2093 | 11414.723 | 10397.0662 | 12970.1064 | 14824.9939 | 13638.8315 | 14958.314 | 16196.2199 | 16945.4817 | 14476.6951 | 15052.9531 | 15094.4548 | 14934.5167 | 16601.1407 | 17460.3234 | 19606.2685 | 18626.7328 | 19766.0082 | 17258.7621 | 19018.9409
BaseCase AT | SA | CSA | 2h | 377.432 | 871.2457 | 874.4352 | 833.7927 | 881.9382 | 918.5303 | 1003.3683 | 879.1103 | 976.2932 | 1016.9228 | 762.972 | 758.4185 | 583.6802 | 606.5158 | 522.6627 | 542.7643 | 509.9371 | 466.2832 | 401.7016 | 329.4871 | 360.3747 | 86.1582 | 75.28 | 16.9756
BaseCase AT | SA | CSA | 4h | 0 | 73.7542 | 70.5195 | 69.6571 | 71.0565 | 73.4516 | 80.3081 | 70.2907 | 77.4456 | 83.1775 | 66.1366 | 61.7381 | 50.3658 | 52.1377 | 44.5087 | 49.7905 | 45.1584 | 46.9025 | 48.3523 | 40.2186 | 47.0719 | 0.00014438 | 3.9746e-05 | 3.3706e-05
BaseCase AT | SA | CSA | 8h | 0 | 0 | 240.3495 | 238.5236 | 253.186 | 252.6389 | 254.1901 | 239.5693 | 257.2897 | 261.9954 | 213.7373 | 202.7924 | 743.2229 | 1081.2613 | 1509.6453 | 1733.8402 | 1680.2666 | 1901.031 | 1901.6679 | 1668.7969 | 2808.0757 | 3291.3803 | 3503.1074 | 3650.866
BaseCase AT | SA | CSA | CCGT | 4343.7232 | 1007.3935 | 1153.4096 | 1304.2234 | 1224.7833 | 999.0147 | 1060.3704 | 795.9426 | 827.5985 | 835.2985 | 950.279 | 0 | 0 | 0 | 0 | 0 | 0 | 0 | 0 | 0 | 0 | 0 | 0 | 0
BaseCase AT | SA | CSA | Coordinated CER | 72.3518 | 106.3102 | 142.8482 | 165.9436 | 207.1381 | 246.3685 | 284.767 | 314.5948 | 411.5097 | 478.992 | 431.5066 | 481.3612 | 441.3199 | 527.9943 | 573.6079 | 630.6122 | 698.0686 | 776.9185 | 858.0637 | 822.5652 | 1043.8183 | 1221.24 | 1169.1124 | 1206.6908
BaseCase AT | SA | CSA | Distributed PV | 3637.8979 | 4044.7257 | 4423.7162 | 4454.2878 | 5057.8327 | 5380.7606 | 5588.6185 | 5815.672 | 6385.314 | 6689.3092 | 6252.4625 | 6997.2405 | 7104.275 | 7982.3719 | 7905.9124 | 8121.4064 | 7715.2574 | 8574.5494 | 9229.3265 | 9177.135 | 9916.464 | 10408.5945 | 10772.3775 | 11187.73
BaseCase AT | SA | CSA | Liquid Fuel | 71.9375 | 0.00021731 | 7.7002 | 163.1222 | 206.8024 | 108.5931 | 134.1055 | 87.9585 | 84.5603 | 111.8437 | 86.9643 | 93.3499 | 24.7428 | 58.6085 | 69.2204 | 60.7041 | 96.0847 | 23.5927 | 93.9277 | 102.1613 | 30.3159 | 3.6757 | 12.0806 | 10.4263
BaseCase AT | SA | CSA | OCGT | 1266.8629 | 41.8146 | 167.1218 | 840.1178 | 752.1034 | 550.5827 | 816.6419 | 532.1976 | 529.471 | 570.3409 | 570.6538 | 548.4851 | 238.2657 | 385.7801 | 357.7064 | 326.3833 | 393.3434 | 218.7021 | 192.694 | 125.78 | 318.7371 | 257.3914 | 399.3295 | 317.2849
BaseCase AT | SA | CSA | Solar | 136.5293 | 964.1237 | 1218.8436 | 1333.6798 | 1311.5404 | 1376.2103 | 1884.8051 | 2036.3094 | 2174.714 | 2974.7536 | 4053.0823 | 4564.2115 | 5324.399 | 8054.6151 | 8583.3714 | 8433.57 | 9393.166 | 9670.7869 | 10249.8379 | 10141.3433 | 11590.8644 | 12681.9246 | 12993.8941 | 13704.2625
BaseCase AT | SA | CSA | Wind | 5394.1537 | 5215.8327 | 5650.8721 | 6777.6033 | 7900.4137 | 8593.7542 | 7861.0565 | 9666.1501 | 10757.0201 | 10054.987 | 9267.5305 | 10298.766 | 9780.7898 | 7527.3905 | 7994.9622 | 7906.1291 | 7943.6106 | 9061.4953 | 9575.3713 | 11285.6155 | 10433.4309 | 11111.4608 | 9610.4462 | 10567.1293
BaseCase AT | SA | NSA | 2h | 2.6859 | 208.3506 | 186.9464 | 185.624 | 198.4474 | 194.7249 | 214.2896 | 190.9953 | 206.6333 | 212.4814 | 167.1658 | 164.9495 | 133.6606 | 143.6004 | 150.5651 | 187.9706 | 199.2058 | 202.3365 | 200.6326 | 178.5317 | 225.7751 | 48.8627 | 44.4742 | 49.8603
BaseCase AT | SA | NSA | 8h | 0 | 0 | 333.8821 | 324.0743 | 842.6743 | 839.3867 | 845.8951 | 1330.6366 | 1462.2379 | 1732.3249 | 1315.6256 | 1363.3165 | 1314.4035 | 1626.7744 | 1548.4243 | 1696.1332 | 1995.0467 | 2097.9517 | 2134.347 | 2003.205 | 2853.4836 | 3509.8861 | 5480.3898 | 5539.5703
BaseCase AT | SA | NSA | Coordinated CER | 4.4681 | 6.5674 | 8.6002 | 10.0209 | 12.4842 | 14.8122 | 17.2845 | 18.3624 | 23.0766 | 26.7128 | 24.1544 | 28.0462 | 24.4133 | 29.1548 | 31.189 | 36.2472 | 42.7203 | 47.1092 | 51.0616 | 51.352 | 64.3804 | 78.0319 | 77.9147 | 82.0089
BaseCase AT | SA | NSA | Distributed PV | 147.9823 | 163.7281 | 187.3836 | 193.7809 | 335.7455 | 354.7837 | 375.8544 | 395.8743 | 446.665 | 472.0333 | 454.0329 | 509.069 | 529.8339 | 589.6994 | 578.0359 | 605.887 | 577.1614 | 654.379 | 715.1112 | 728.7139 | 795.2911 | 817.7638 | 874.5357 | 920.0205
BaseCase AT | SA | NSA | Liquid Fuel | 0 | 0 | 0 | 0 | 0 | 0 | 0 | 0 | 0 | 0 | 0 | 0 | 0 | 0 | 0 | 0 | 0 | 0 | 0 | 0 | 0 | 0 | 0 | 0
BaseCase AT | SA | NSA | OCGT | 0 | 0 | 0 | 0 | 0.00024088 | 0.00013526 | 80.0932 | 89.8752 | 90.5873 | 100.8145 | 72.6439 | 71.6324 | 54.4233 | 54.4771 | 54.3508 | 54.4199 | 69.179 | 54.4366 | 65.9768 | 76.0554 | 164.0719 | 146.8673 | 124.8593 | 73.9661
BaseCase AT | SA | NSA | Solar | 1362.5805 | 2305.6286 | 2083.3882 | 2207.9801 | 4019.9136 | 4267.8519 | 5522.692 | 5688.1849 | 6285.4001 | 7467.4454 | 6238.1564 | 6420.1644 | 6359.6353 | 6837.6388 | 7073.1029 | 7529.1964 | 8228.4697 | 8789.4815 | 8982.1117 | 9187.0334 | 11277.9011 | 12003.7057 | 16589.1426 | 17014.7958
BaseCase AT | SA | NSA | Wind | 1791.4282 | 1677.6095 | 1602.0249 | 1779.9782 | 2295.3141 | 2149.9691 | 1894.3196 | 2773.061 | 3478.0544 | 3180.3388 | 3725.0494 | 3786.5604 | 5525.4516 | 5435.748 | 5531.1187 | 5532.5992 | 5394.5343 | 5549.2671 | 5972.424 | 6124.9382 | 5962.8896 | 6064.5886 | 5500.8521 | 6120.242
BaseCase AT | SA | SESA | 2h | 26.5219 | 30.7521 | 32.6492 | 31.9968 | 34.5442 | 35.2231 | 34.4301 | 34.4737 | 23.0914 | 23.2953 | 17.6011 | 17.3481 | 14.9923 | 15.5347 | 15.4178 | 15.7725 | 14.8847 | 14.94 | 14.9384 | 12.4002 | 15.0104 | 15.8025 | 0 | 0
BaseCase AT | SA | SESA | 4h | 0 | 111.9005 | 114.2886 | 112.9275 | 119.6347 | 125.0304 | 122.4897 | 121.0313 | 133.2286 | 132.2999 | 98.7939 | 96.1441 | 80.2324 | 82.5159 | 82.3543 | 81.8749 | 76.2001 | 78.2634 | 75.2426 | 64.3023 | 80.0117 | 0 | 0 | 0
BaseCase AT | SA | SESA | Coordinated CER | 3.2792 | 4.9507 | 7.4057 | 8.4134 | 10.9411 | 12.8537 | 14.6385 | 16.4156 | 21.3019 | 24.4841 | 21.3113 | 24.2151 | 22.9366 | 25.2491 | 29.5676 | 32.535 | 35.1232 | 40.2423 | 43.6141 | 41.1888 | 51.0405 | 62.0334 | 61.1278 | 55.8921
BaseCase AT | SA | SESA | Distributed PV | 166.0833 | 193.9615 | 213.7603 | 219.7493 | 269.3841 | 291.5376 | 303.5975 | 317.8235 | 338.1985 | 348.214 | 337.2649 | 395.231 | 406.5444 | 443.2344 | 465.1214 | 488.3709 | 468.8674 | 532.8219 | 579.2975 | 585.059 | 633.779 | 671.3904 | 695.3458 | 725.1795
BaseCase AT | SA | SESA | Liquid Fuel | 0 | 0 | 0 | 0 | 0 | 0 | 0 | 0 | 0 | 0 | 0 | 0 | 0 | 0 | 0 | 0 | 0 | 0 | 0 | 0 | 0 | 0 | 0 | 0
BaseCase AT | SA | SESA | OCGT | 2.8427e-05 | 1.053e-05 | 1.0347e-05 | 50.1205 | 65.434 | 20.6881 | 100.4849 | 78.7702 | 77.2358 | 0 | 0 | 0 | 0 | 0 | 0 | 0 | 0 | 0 | 0 | 0 | 0 | 0 | 0 | 0
BaseCase AT | SA | SESA | Solar | 407.5287 | 336.7364 | 274.3292 | 257.9659 | 326.2411 | 458.9173 | 452.6373 | 286.865 | 409.6659 | 475.5526 | 197.0144 | 338.2596 | 327.4829 | 317.8105 | 332.8914 | 247.0777 | 394.1629 | 313.9943 | 437.9375 | 383.5349 | 251.5937 | 341.5951 | 446.7846 | 305.32
BaseCase AT | SA | SESA | Wind | 728.7505 | 579.9822 | 511.8396 | 596.1141 | 592.4815 | 670.9997 | 641.6901 | 530.8954 | 589.9194 | 403.5057 | 1965.7342 | 2110.8935 | 1639.2403 | 1513.5566 | 1526.8722 | 1655.7265 | 1596.3718 | 1990.3783 | 1912.5281 | 2195.7147 | 2230.4123 | 2589.9588 | 2147.4638 | 2331.5696
BaseCase AT | TAS |  | 24h | 0 | 0 | 0 | 0 | 0 | 0 | 0 | 0 | 0 | 0 | 3.739e-07 | 4.5627e-07 | 9.0629e-07 | 5.977e-07 | 5.7316e-07 | 6.9585e-07 | 4.4587e-07 | 6.5367e-07 | 0 | 4.2295e-08 | 2.331e-08 | 3.0213e-07 | 2.5098e-07 | 1.164e-07
BaseCase AT | TAS |  | 2h | 0 | 9.5698e-05 | 0.00014822 | 0.00025589 | 0.0002765 | 0.00040474 | 0.00019044 | 0.0002621 | 0.00022736 | 0.0002395 | 0.00029413 | 0.00030278 | 0.00041534 | 0.00045637 | 0.00032534 | 0.00033309 | 0.00034133 | 0.0003524 | 0.00017812 | 0.00017928 | 0.00022844 | 35.8468 | 30.6734 | 30.6771
BaseCase AT | TAS |  | 4h | 0 | 5.4069e-05 | 8.8091e-05 | 0.00014216 | 0.00019518 | 0.00024958 | 0.00015152 | 0.00018229 | 0.00017849 | 0.00017725 | 0.00017264 | 0.00017417 | 0.00017694 | 0.00017436 | 0.00017665 | 0.00017873 | 0.00017514 | 0.00018052 | 0.00011855 | 0.00012102 | 0.00013406 | 0.00012919 | 0.00011101 | 0.0001018
BaseCase AT | TAS |  | 8h | 0 | 0 | 6.4065e-05 | 0.00010166 | 0.00012495 | 0.00014592 | 0.00012318 | 0.00013764 | 0.0001386 | 0.00013261 | 0.000135 | 0.00013329 | 0.00013244 | 0.00014406 | 0.00011887 | 0.00011941 | 0.00011453 | 0.00012051 | 8.9955e-05 | 9.003e-05 | 9.9458e-05 | 0.00010922 | 5.9641e-05 | 4.0118e-05
BaseCase AT | TAS |  | CCGT | 0 | 0 | 0 | 0 | 0 | 0 | 0 | 0 | 0 | 0 | 0 | 0 | 0 | 0 | 0 | 0 | 0 | 0 | 0 | 0 | 0 | 0 | 0 | 0
BaseCase AT | TAS |  | CST | 0 | 0 | 0 | 0 | 0 | 3.0101e-06 | 4.6957e-06 | 5.6886e-06 | 4.4332e-06 | 3.8356e-06 | 4.9829e-06 | 4.551e-06 | 4.9126e-06 | 5.4424e-06 | 3.5117e-06 | 2.7163e-06 | 2.0346e-06 | 2.1251e-06 | 2.8901e-06 | 2.4191e-06 | 3.1355e-06 | 3.2983e-06 | 2.8309e-06 | 2.9496e-06
BaseCase AT | TAS |  | Coordinated CER | 0.86707 | 3.7921 | 9.4948 | 25.4804 | 25.3621 | 35.9488 | 42.909 | 58.1329 | 76.9209 | 83.6805 | 80.7668 | 85.887 | 75.7167 | 73.2454 | 105.6459 | 124.1111 | 119.804 | 155.739 | 172.8511 | 179.2175 | 232.9438 | 261.8859 | 231.759 | 264.9645
BaseCase AT | TAS |  | Distributed PV | 484.899 | 572.335 | 674.0819 | 715.0875 | 849.8881 | 963.5585 | 998.6772 | 1075.2882 | 1134.006 | 1154.3575 | 1210.3834 | 1238.775 | 1357.313 | 1498.201 | 1592.1582 | 1620.7781 | 1634.8752 | 1818.2601 | 2044.9707 | 2027.0353 | 2225.2473 | 2406.0668 | 2498.1168 | 2705.2421
BaseCase AT | TAS |  | Hydro | 10684.7562 | 10068.9588 | 8036.7822 | 7075.5037 | 7613.0992 | 6823.573 | 6962.4816 | 7227.2014 | 8038.8593 | 7500.5177 | 7493.4132 | 8428.8594 | 8129.1704 | 7288.8846 | 4390.6655 | 3949.4448 | 3900.9241 | 3924.8626 | 4997.5358 | 4863.5667 | 4841.6393 | 5043.0871 | 4518.7737 | 3807.4303
BaseCase AT | TAS |  | OCGT | 1.9278e-05 | 1.8229e-05 | 1.4409e-05 | 0.45 | 2.1685 | 2.9266e-05 | 1.6109e-06 | 59.8388 | 66.02 | 52.9496 | 58.5503 | 64.4474 | 84.6678 | 53.6059 | 57.6229 | 58.5741 | 61.3849 | 66.3214 | 88.4311 | 61.3629 | 80.3157 | 64.9734 | 81.417 | 61.3836
BaseCase AT | TAS |  | PHES | 0 | 0 | 0 | 0 | 0 | 0 | 0 | 0 | 0 | 4.3938e-06 | 3.4048e-06 | 5.4628e-06 | 2.9749e-05 | 2.8112e-05 | 2.8951e-05 | 2.9426e-05 | 2.8448e-05 | 2.9899e-05 | 2.6107e-05 | 2.7736e-05 | 2.9451e-05 | 3.0706e-05 | 2.9846e-05 | 3.0669e-05
BaseCase AT | TAS |  | Solar | 727.0323 | 1795.3763 | 1853.2721 | 1708.6044 | 1758.8467 | 2076.0074 | 2071.1252 | 2110.8548 | 1808.3439 | 1479.7544 | 1938.157 | 1953.3082 | 2471.8156 | 2610.5004 | 1627.7926 | 1556.4146 | 1537.2494 | 1667.884 | 1629.7999 | 1559.2957 | 1709.4844 | 1854.5014 | 1541.9332 | 1615.1497
BaseCase AT | TAS |  | Wind | 1965.7342 | 1950.0168 | 5293.2901 | 5961.8044 | 5886.6409 | 6643.8612 | 6999.7159 | 7142.6554 | 7439.8663 | 9099.1341 | 8484.0463 | 8029.0573 | 8215.701 | 9299.4139 | 9017.6844 | 9728.2202 | 9925.8706 | 9861.8592 | 9571.0076 | 10198.7492 | 9949.5733 | 11263.2937 | 12705.9189 | 12792.2749
BaseCase AT | TAS | TAS | 24h | 0 | 0 | 0 | 0 | 0 | 0 | 0 | 0 | 0 | 0 | 3.739e-07 | 4.5627e-07 | 9.0629e-07 | 5.977e-07 | 5.7316e-07 | 6.9585e-07 | 4.4587e-07 | 6.5367e-07 | 0 | 4.2295e-08 | 2.331e-08 | 3.0213e-07 | 2.5098e-07 | 1.164e-07
BaseCase AT | TAS | TAS | 2h | 0 | 9.5698e-05 | 0.00014822 | 0.00025589 | 0.0002765 | 0.00040474 | 0.00019044 | 0.0002621 | 0.00022736 | 0.0002395 | 0.00029413 | 0.00030278 | 0.00041534 | 0.00045637 | 0.00032534 | 0.00033309 | 0.00034133 | 0.0003524 | 0.00017812 | 0.00017928 | 0.00022844 | 35.8468 | 30.6734 | 30.6771
BaseCase AT | TAS | TAS | 4h | 0 | 5.4069e-05 | 8.8091e-05 | 0.00014216 | 0.00019518 | 0.00024958 | 0.00015152 | 0.00018229 | 0.00017849 | 0.00017725 | 0.00017264 | 0.00017417 | 0.00017694 | 0.00017436 | 0.00017665 | 0.00017873 | 0.00017514 | 0.00018052 | 0.00011855 | 0.00012102 | 0.00013406 | 0.00012919 | 0.00011101 | 0.0001018
BaseCase AT | TAS | TAS | 8h | 0 | 0 | 6.4065e-05 | 0.00010166 | 0.00012495 | 0.00014592 | 0.00012318 | 0.00013764 | 0.0001386 | 0.00013261 | 0.000135 | 0.00013329 | 0.00013244 | 0.00014406 | 0.00011887 | 0.00011941 | 0.00011453 | 0.00012051 | 8.9955e-05 | 9.003e-05 | 9.9458e-05 | 0.00010922 | 5.9641e-05 | 4.0118e-05
BaseCase AT | TAS | TAS | CCGT | 0 | 0 | 0 | 0 | 0 | 0 | 0 | 0 | 0 | 0 | 0 | 0 | 0 | 0 | 0 | 0 | 0 | 0 | 0 | 0 | 0 | 0 | 0 | 0
BaseCase AT | TAS | TAS | CST | 0 | 0 | 0 | 0 | 0 | 3.0101e-06 | 4.6957e-06 | 5.6886e-06 | 4.4332e-06 | 3.8356e-06 | 4.9829e-06 | 4.551e-06 | 4.9126e-06 | 5.4424e-06 | 3.5117e-06 | 2.7163e-06 | 2.0346e-06 | 2.1251e-06 | 2.8901e-06 | 2.4191e-06 | 3.1355e-06 | 3.2983e-06 | 2.8309e-06 | 2.9496e-06
BaseCase AT | TAS | TAS | Coordinated CER | 0.86707 | 3.7921 | 9.4948 | 25.4804 | 25.3621 | 35.9488 | 42.909 | 58.1329 | 76.9209 | 83.6805 | 80.7668 | 85.887 | 75.7167 | 73.2454 | 105.6459 | 124.1111 | 119.804 | 155.739 | 172.8511 | 179.2175 | 232.9438 | 261.8859 | 231.759 | 264.9645
BaseCase AT | TAS | TAS | Distributed PV | 484.899 | 572.335 | 674.0819 | 715.0875 | 849.8881 | 963.5585 | 998.6772 | 1075.2882 | 1134.006 | 1154.3575 | 1210.3834 | 1238.775 | 1357.313 | 1498.201 | 1592.1582 | 1620.7781 | 1634.8752 | 1818.2601 | 2044.9707 | 2027.0353 | 2225.2473 | 2406.0668 | 2498.1168 | 2705.2421
BaseCase AT | TAS | TAS | Hydro | 10684.7562 | 10068.9588 | 8036.7822 | 7075.5037 | 7613.0992 | 6823.573 | 6962.4816 | 7227.2014 | 8038.8593 | 7500.5177 | 7493.4132 | 8428.8594 | 8129.1704 | 7288.8846 | 4390.6655 | 3949.4448 | 3900.9241 | 3924.8626 | 4997.5358 | 4863.5667 | 4841.6393 | 5043.0871 | 4518.7737 | 3807.4303
BaseCase AT | TAS | TAS | OCGT | 1.9278e-05 | 1.8229e-05 | 1.4409e-05 | 0.45 | 2.1685 | 2.9266e-05 | 1.6109e-06 | 59.8388 | 66.02 | 52.9496 | 58.5503 | 64.4474 | 84.6678 | 53.6059 | 57.6229 | 58.5741 | 61.3849 | 66.3214 | 88.4311 | 61.3629 | 80.3157 | 64.9734 | 81.417 | 61.3836
BaseCase AT | TAS | TAS | PHES | 0 | 0 | 0 | 0 | 0 | 0 | 0 | 0 | 0 | 4.3938e-06 | 3.4048e-06 | 5.4628e-06 | 2.9749e-05 | 2.8112e-05 | 2.8951e-05 | 2.9426e-05 | 2.8448e-05 | 2.9899e-05 | 2.6107e-05 | 2.7736e-05 | 2.9451e-05 | 3.0706e-05 | 2.9846e-05 | 3.0669e-05
BaseCase AT | TAS | TAS | Solar | 727.0323 | 1795.3763 | 1853.2721 | 1708.6044 | 1758.8467 | 2076.0074 | 2071.1252 | 2110.8548 | 1808.3439 | 1479.7544 | 1938.157 | 1953.3082 | 2471.8156 | 2610.5004 | 1627.7926 | 1556.4146 | 1537.2494 | 1667.884 | 1629.7999 | 1559.2957 | 1709.4844 | 1854.5014 | 1541.9332 | 1615.1497
BaseCase AT | TAS | TAS | Wind | 1965.7342 | 1950.0168 | 5293.2901 | 5961.8044 | 5886.6409 | 6643.8612 | 6999.7159 | 7142.6554 | 7439.8663 | 9099.1341 | 8484.0463 | 8029.0573 | 8215.701 | 9299.4139 | 9017.6844 | 9728.2202 | 9925.8706 | 9861.8592 | 9571.0076 | 10198.7492 | 9949.5733 | 11263.2937 | 12705.9189 | 12792.2749
BaseCase AT | VIC |  | 1h | 0 | 5.3242 | 7.7921 | 8.8032 | 9.1598 | 9.068 | 8.7113 | 8.9812 | 9.4991 | 9.2756 | 7.994 | 8.0241 | 7.1399 | 5.2695 | 4.898 | 5.5935 | 5.5111 | 5.471 | 5.3949 | 4.8063 | 5.5176 | 6.3638 | 3.9766 | 4.5523
BaseCase AT | VIC |  | 2h | 340.2361 | 1092.4001 | 1469.6495 | 1694.6731 | 1808.1834 | 1959.4565 | 2025.8442 | 2038.1817 | 2212.8845 | 2094.0913 | 1629.5789 | 1572.5263 | 1298.8766 | 1088.2873 | 1100.2632 | 1025.3747 | 986.2835 | 1050.7115 | 967.6654 | 797.1882 | 837.9897 | 780.2003 | 633.7406 | 656.0358
BaseCase AT | VIC |  | 4h | 0 | 815.9714 | 1572.8527 | 1995.2314 | 2139.5075 | 2240.1542 | 2220.7357 | 2212.3463 | 2355.7896 | 2223.3284 | 1813.669 | 1715.9851 | 1480.4638 | 1412.9291 | 1477.475 | 1500.4527 | 1436.1017 | 1536.2221 | 1573.3725 | 1386.6375 | 1507.9777 | 267.1363 | 107.0304 | 111.1052
BaseCase AT | VIC |  | 8h | 0 | 0 | 0.0014538 | 0.0017095 | 0.0018499 | 0.0020695 | 0.0017269 | 0.0018385 | 0.0019031 | 0.001815 | 0.0015794 | 0.0015606 | 802.7677 | 5189.6668 | 6156.3748 | 6262.6093 | 6107.696 | 6345.5981 | 6089.0804 | 5336.689 | 6719.5552 | 8038.7051 | 8394.7286 | 8582.693
BaseCase AT | VIC |  | Brown Coal | 22898.2101 | 18847.3018 | 11377.8384 | 7821.2784 | 7821.2784 | 7842.7066 | 7821.2784 | 0 | 0 | 0 | 0 | 0 | 0 | 0 | 0 | 0 | 0 | 0 | 0 | 0 | 0 | 0 | 0 | 0
BaseCase AT | VIC |  | CCGT | 262.8 | 570.96 | 657 | 551.6804 | 515.2588 | 174.5744 | 414.2763 | 452.3316 | 463.6009 | 427.5017 | 504.3716 | 420.2427 | 280.0643 | 345.9402 | 0 | 0 | 0 | 0 | 0 | 0 | 0 | 0 | 0 | 0
BaseCase AT | VIC |  | Coordinated CER | 28.9455 | 93.3832 | 201.1232 | 331.3872 | 482.5658 | 636.7279 | 771.6997 | 956.1515 | 1289.1101 | 1462.3073 | 1318.5305 | 1426.8516 | 1385.2918 | 1428.1628 | 1691.6581 | 1986.0835 | 2013.9696 | 2366.9445 | 2582.5865 | 2646.1874 | 3211.3742 | 3730.693 | 3330.9665 | 3748.996
BaseCase AT | VIC |  | Distributed PV | 6735.1282 | 8032.8901 | 9380.8901 | 9593.1735 | 12748.1705 | 13654.2106 | 14417.417 | 15609.1094 | 16949.6231 | 17152.8999 | 17712.8404 | 18850.146 | 20285.4673 | 23049.1469 | 23854.0069 | 24708.5426 | 22792.1997 | 25834.4267 | 29231.7675 | 29128.6064 | 33108.1325 | 34300.5583 | 36187.5418 | 38749.0932
BaseCase AT | VIC |  | Hydro | 3407.3885 | 3233.2691 | 2676.8395 | 2884.8762 | 2847.7982 | 2628.1015 | 2358.3426 | 1422.8657 | 2054.5187 | 2084.9997 | 1439.7269 | 1675.2819 | 1130.3563 | 742.1475 | 1120.2937 | 668.7435 | 1049.3112 | 1335.3626 | 1192.4561 | 1041.0109 | 1176.4312 | 1343.9759 | 1151.6675 | 795.0919
BaseCase AT | VIC |  | OCGT | 135.5339 | 354.1711 | 680.8274 | 778.3296 | 937.1665 | 305.0819 | 868.6122 | 1055.5461 | 1088.6927 | 1236.1443 | 1236.4024 | 1217.5165 | 635.006 | 792.5464 | 907.7753 | 1161.5671 | 1360.7808 | 762.4107 | 1273.5106 | 1064.592 | 1736.1354 | 599.065 | 1545.5877 | 1055.1291
BaseCase AT | VIC |  | Offshore Wind | 0 | 0 | 0 | 0 | 0 | 8389.0975 | 11349.3795 | 14724.702 | 16925.3011 | 21985.1391 | 26204.4274 | 29718.3892 | 35288.3912 | 36908.6651 | 38117.8997 | 36876.9375 | 37950.1918 | 38821.3803 | 38293.9949 | 39893.0203 | 36990.2762 | 37461.8581 | 38094.825 | 39637.4467
BaseCase AT | VIC |  | Solar | 4015.9881 | 8415.3493 | 9312.7365 | 8590.2515 | 8810.5241 | 8328.7278 | 8901.0675 | 11196.5205 | 11980.5889 | 11935.7001 | 11061.1436 | 10537.4632 | 10719.7551 | 20872.6878 | 23921.864 | 24102.2802 | 23959.8364 | 25258.1848 | 24100.0567 | 23040.4885 | 27783.6022 | 28821.9424 | 27237.1878 | 27901.6567
BaseCase AT | VIC |  | Wind | 15463.8284 | 18730.0261 | 27567.2159 | 31401.5344 | 30720.4172 | 29942.9284 | 28878.1118 | 32370.5494 | 33175.3607 | 33035.3983 | 37223.2988 | 37286.2093 | 34150.271 | 28822.4399 | 29865.7582 | 31831.5806 | 31208.0487 | 33265.8905 | 34427.7031 | 38394.707 | 36639.0112 | 37246.7389 | 39190.6702 | 40516.6015
BaseCase AT | VIC | MEL | 2h | 152.2366 | 300.133 | 449.0961 | 611.2239 | 681.1916 | 732.4574 | 781.6138 | 811.5295 | 868.9968 | 827.0738 | 639.4944 | 609.6604 | 492.9609 | 428.2848 | 428.9826 | 363.5247 | 359.5798 | 396.7119 | 360.3674 | 300.311 | 262.6105 | 282.1191 | 240.7616 | 238.4394
BaseCase AT | VIC | MEL | 4h | 0 | 696.3944 | 1096.4261 | 1377.9284 | 1471.3301 | 1531.6284 | 1510.7592 | 1505.9313 | 1589.9481 | 1511.0951 | 1249.2194 | 1171.2797 | 1063.0696 | 1044.1934 | 1096.4885 | 1101.718 | 1054.4539 | 1120.8882 | 1171.8465 | 1029.4028 | 1087.3273 | 132.0359 | 4.8119e-05 | 5.0644e-05
BaseCase AT | VIC | MEL | 8h | 0 | 0 | 0.00035577 | 0.000441 | 0.00045638 | 0.00051587 | 0.00042557 | 0.00045308 | 0.00047337 | 0.00045192 | 0.00038358 | 0.00037391 | 802.7665 | 1228.5112 | 1296.3455 | 1272.7454 | 1255.1032 | 1341.6395 | 1384.0428 | 1243.6662 | 1282.3647 | 2256.0675 | 2056.3674 | 2028.8286
BaseCase AT | VIC | MEL | CCGT | 262.8 | 570.96 | 657 | 551.6804 | 515.2588 | 174.5744 | 414.2763 | 452.3316 | 463.6009 | 427.5017 | 504.3716 | 420.2427 | 280.0643 | 345.9402 | 0 | 0 | 0 | 0 | 0 | 0 | 0 | 0 | 0 | 0
BaseCase AT | VIC | MEL | Coordinated CER | 19.7424 | 66.1192 | 146.0366 | 240.9078 | 361.149 | 482.0604 | 586.575 | 732.0235 | 990.364 | 1126.8907 | 1022.2734 | 1103.7886 | 1079.938 | 1100.5959 | 1298.7487 | 1549.0661 | 1549.7448 | 1817.5208 | 1999.1704 | 2088.4608 | 2468.605 | 2815.6599 | 2524.2569 | 2904.9542
BaseCase AT | VIC | MEL | Distributed PV | 4482.4923 | 5343.7817 | 6251.5407 | 6354.5989 | 8421.9657 | 9041.7774 | 9595.5099 | 10393.1119 | 11259.9154 | 11361.2227 | 11703.7541 | 12524.8284 | 13421.1465 | 15309.4077 | 15857.1741 | 16239.6129 | 15320.2608 | 17248.4605 | 19485.7009 | 19126.0785 | 21501.3237 | 22406.6499 | 23743.7846 | 25460.4872
BaseCase AT | VIC | MEL | OCGT | 31.6614 | 123.3274 | 245.9808 | 168.5047 | 242.3478 | 93.5741 | 189.5601 | 242.4143 | 249.9451 | 331.0536 | 318.6013 | 296.7474 | 198.3332 | 263.343 | 319.43 | 526.2006 | 731.7483 | 393.144 | 565.6441 | 426.8787 | 792.8498 | 404.6188 | 842.482 | 581.3379
BaseCase AT | VIC | MEL | Solar | 561.6553 | 608.303 | 657.8043 | 608.7166 | 642.5124 | 623.9287 | 634.0191 | 696.804 | 702.4884 | 660.8472 | 637.6715 | 649.1439 | 650.7918 | 698.4919 | 715.6468 | 642.5619 | 557.3313 | 602.2261 | 655.1488 | 609.9477 | 644.1595 | 658.5446 | 658.0861 | 696.1719
BaseCase AT | VIC | SEV | 2h | 18.1267 | 61.3464 | 105.5699 | 142.8338 | 156.9771 | 173.6384 | 173.9074 | 181.7299 | 191.4171 | 180.2544 | 143.9006 | 131.7546 | 100.1151 | 90.481 | 95.6177 | 96.8087 | 92.446 | 79.2007 | 77.5461 | 45.5257 | 50.1293 | 23.1112 | 18.7571 | 18.5403
BaseCase AT | VIC | SEV | 4h | 0 | 100.3376 | 235.1288 | 331.4398 | 348.9941 | 367.3124 | 366.0076 | 376.7012 | 395.3822 | 366.8441 | 299.6514 | 276.3208 | 219.3307 | 193.1341 | 207.149 | 212.9333 | 206.9799 | 227.5458 | 231.0803 | 208.1003 | 227.6529 | 0 | 0 | 0
BaseCase AT | VIC | SEV | 8h | 0 | 0 | 0.00034412 | 0.0004328 | 0.00045617 | 0.00051089 | 0.00041808 | 0.00044579 | 0.00046522 | 0.00044125 | 0.00037675 | 0.00036391 | 0.00033881 | 0.00032202 | 0.00034142 | 0.00034688 | 0.00033065 | 0.00034687 | 0.00029238 | 0.00028172 | 0.0003148 | 0.00048608 | 0.00019894 | 0.0002038
BaseCase AT | VIC | SEV | Brown Coal | 22898.2101 | 18847.3018 | 11377.8384 | 7821.2784 | 7821.2784 | 7842.7066 | 7821.2784 | 0 | 0 | 0 | 0 | 0 | 0 | 0 | 0 | 0 | 0 | 0 | 0 | 0 | 0 | 0 | 0 | 0
BaseCase AT | VIC | SEV | Coordinated CER | 1.8916 | 6.1984 | 13.0142 | 23.363 | 31.6363 | 40.3295 | 48.8006 | 59.1314 | 77.1263 | 86.0653 | 79.9858 | 84.5631 | 77.9032 | 80.2583 | 97.3443 | 116.2059 | 121.0377 | 143.9536 | 159.5387 | 165.7404 | 191.1061 | 230.3393 | 208.1398 | 232.0273
BaseCase AT | VIC | SEV | Distributed PV | 498.0585 | 608.8215 | 728.2099 | 760.9127 | 897.9946 | 980.839 | 1025.591 | 1112.8866 | 1212.2327 | 1219.2094 | 1269.0845 | 1360.2391 | 1471.456 | 1681.6819 | 1748.7264 | 1854.632 | 1760.9217 | 2009.2764 | 2279.9691 | 2271.7553 | 2528.0566 | 2639.2038 | 2721.316 | 2921.7046
BaseCase AT | VIC | SEV | OCGT | 1.5557 | 0.00024611 | 0.00024471 | 21.0529 | 70.3325 | 12.134 | 60.8431 | 85.2543 | 114.3006 | 85.2579 | 87.4966 | 206.1618 | 73.8969 | 66.8693 | 126.4022 | 125.6964 | 146.9766 | 76.8967 | 90.6841 | 101.9289 | 158.8398 | 93.0468 | 210.8175 | 115.6348
BaseCase AT | VIC | SEV | Offshore Wind | 0 | 0 | 0 | 0 | 0 | 7963.5008 | 8699.1711 | 11991.3341 | 14178.8515 | 19118.6939 | 20785.3677 | 22567.9438 | 28256.2402 | 30721.9051 | 31797.1443 | 30393.2334 | 31304.1649 | 31648.4735 | 31304.4418 | 32909.9394 | 30506.5546 | 30978.7764 | 31381.1114 | 32852.7979
BaseCase AT | VIC | SEV | Solar | 518.6459 | 2294.709 | 2609.013 | 2456.3576 | 2502.4271 | 2349.7345 | 2458.0331 | 2601.09 | 2643.9076 | 2393.2072 | 2144.1487 | 2042.8683 | 2045.3408 | 1766.4657 | 1872.4386 | 1985.412 | 2034.9226 | 2065.8922 | 1969.1932 | 1994.8601 | 2060.4563 | 2115.981 | 1978.6665 | 2128.98
BaseCase AT | VIC | SEV | Wind | 334.6255 | 354.9637 | 643.6813 | 746.028 | 650.9115 | 641.6634 | 668.6547 | 675.4766 | 656.4362 | 725.5901 | 652.0393 | 664.0219 | 617.9571 | 543.5202 | 247.642 | 277.1643 | 303.4013 | 293.0521 | 269.3952 | 331.1539 | 285.7184 | 284.6713 | 287.9106 | 292.7654
BaseCase AT | VIC | WNV | 1h | 0 | 5.3242 | 7.7921 | 8.8032 | 9.1598 | 9.068 | 8.7113 | 8.9812 | 9.4991 | 9.2756 | 7.994 | 8.0241 | 7.1399 | 5.2695 | 4.898 | 5.5935 | 5.5111 | 5.471 | 5.3949 | 4.8063 | 5.5176 | 6.3638 | 3.9766 | 4.5523
BaseCase AT | VIC | WNV | 2h | 169.8728 | 730.9206 | 914.9836 | 940.6154 | 970.0147 | 1053.3607 | 1070.323 | 1044.9223 | 1152.4706 | 1086.7631 | 846.1839 | 831.1113 | 705.8005 | 569.5216 | 575.6629 | 565.0413 | 534.2577 | 574.7989 | 529.7519 | 451.3515 | 525.25 | 474.97 | 374.2219 | 399.056
BaseCase AT | VIC | WNV | 4h | 0 | 19.2394 | 241.2978 | 285.8632 | 319.1833 | 341.2135 | 343.9689 | 329.7138 | 370.4593 | 345.3892 | 264.7982 | 268.3846 | 198.0635 | 175.6016 | 173.8375 | 185.8014 | 174.6679 | 187.7881 | 170.4456 | 149.1345 | 192.9975 | 135.1004 | 107.0304 | 111.1052
BaseCase AT | VIC | WNV | 8h | 0 | 0 | 0.00075389 | 0.00083574 | 0.00093735 | 0.0010428 | 0.00088325 | 0.00093963 | 0.00096452 | 0.00092185 | 0.00081903 | 0.00082282 | 0.00085041 | 3961.1553 | 4860.029 | 4989.8635 | 4852.5925 | 5003.9583 | 4705.0373 | 4093.0225 | 5437.1902 | 5782.6371 | 6338.3609 | 6553.8642
BaseCase AT | VIC | WNV | Coordinated CER | 7.3116 | 21.0655 | 42.0724 | 67.1165 | 89.7805 | 114.338 | 136.324 | 164.9965 | 221.6198 | 249.3513 | 216.2713 | 238.4999 | 227.4507 | 247.3087 | 295.565 | 320.8115 | 343.1871 | 405.4701 | 423.8774 | 391.9862 | 551.6631 | 684.6937 | 598.5698 | 612.0144
BaseCase AT | VIC | WNV | Distributed PV | 1754.5774 | 2080.2869 | 2401.1395 | 2477.6619 | 3428.2101 | 3631.5941 | 3796.3161 | 4103.111 | 4477.475 | 4572.4678 | 4740.0019 | 4965.0784 | 5392.8649 | 6058.0572 | 6248.1064 | 6614.2977 | 5711.0172 | 6576.6898 | 7466.0975 | 7730.7726 | 9078.7522 | 9254.7046 | 9722.4413 | 10366.9014
BaseCase AT | VIC | WNV | Hydro | 3407.3885 | 3233.2691 | 2676.8395 | 2884.8762 | 2847.7982 | 2628.1015 | 2358.3426 | 1422.8657 | 2054.5187 | 2084.9997 | 1439.7269 | 1675.2819 | 1130.3563 | 742.1475 | 1120.2937 | 668.7435 | 1049.3112 | 1335.3626 | 1192.4561 | 1041.0109 | 1176.4312 | 1343.9759 | 1151.6675 | 795.0919
BaseCase AT | VIC | WNV | OCGT | 102.3168 | 230.8435 | 434.8464 | 588.772 | 624.4862 | 199.3738 | 618.209 | 727.8775 | 724.4469 | 819.8328 | 830.3045 | 714.6073 | 362.7758 | 462.3341 | 461.9431 | 509.6701 | 482.056 | 292.37 | 617.1824 | 535.7844 | 784.4458 | 101.3994 | 492.2882 | 358.1564
BaseCase AT | VIC | WNV | Offshore Wind | 0 | 0 | 0 | 0 | 0 | 425.5967 | 2650.2084 | 2733.3679 | 2746.4497 | 2866.4451 | 5419.0597 | 7150.4454 | 7032.151 | 6186.7599 | 6320.7554 | 6483.7041 | 6646.0269 | 7172.9068 | 6989.5531 | 6983.0809 | 6483.7216 | 6483.0817 | 6713.7137 | 6784.6489
BaseCase AT | VIC | WNV | Solar | 2935.6869 | 5512.3372 | 6045.9192 | 5525.1773 | 5665.5846 | 5355.0646 | 5809.0153 | 7898.6265 | 8634.193 | 8881.6457 | 8279.3234 | 7845.4511 | 8023.6225 | 18407.7302 | 21333.7787 | 21474.3063 | 21367.5825 | 22590.0665 | 21475.7146 | 20435.6807 | 25078.9863 | 26047.4167 | 24600.4352 | 25076.5048
BaseCase AT | VIC | WNV | Wind | 15129.2029 | 18375.0625 | 26923.5346 | 30655.5064 | 30069.5057 | 29301.265 | 28209.4571 | 31695.0728 | 32518.9245 | 32309.8082 | 36571.2594 | 36622.1874 | 33532.3139 | 28278.9197 | 29618.1163 | 31554.4163 | 30904.6475 | 32972.8384 | 34158.3079 | 38063.5531 | 36353.2927 | 36962.0675 | 38902.7596 | 40223.8361
Option 2 AT | NEM |  | 12h | 0 | 0 | 53.5522 | 1560.5587 | 1558.1877 | 1614.2697 | 1498.872 | 1409.1648 | 1612.3709 | 1469.1793 | 1242.0751 | 1273.1267 | 903.8316 | 848.333 | 749.5746 | 805.5706 | 693.3946 | 671.4722 | 586.3886 | 561.3307 | 676.395 | 774.8146 | 665.2886 | 666.8177
Option 2 AT | NEM |  | 1h | 73.868 | 282.4779 | 343.6825 | 397.6816 | 364.9225 | 363.4135 | 299.031 | 267.8558 | 324.7103 | 341.3599 | 286.5993 | 278.4306 | 218.3762 | 187.3297 | 171.4272 | 171.8545 | 166.8666 | 142.0713 | 127.117 | 126.8555 | 121.7695 | 161.9261 | 168.4614 | 172.9248
Option 2 AT | NEM |  | 24h | 0 | 0 | 0 | 0 | 0 | 0 | 0 | 0 | 0 | 0 | 3.1965e-07 | 4.7279e-07 | 4.4864e-06 | 3.5941e-06 | 6.9968e-06 | 8.8598e-06 | 9.2094e-06 | 1.0089e-05 | 5.092e-06 | 5.0736e-06 | 4.9408e-06 | 4.9392e-06 | 4.6178e-06 | 4.4166e-06
Option 2 AT | NEM |  | 2h | 1398.9851 | 3887.7214 | 4601.0765 | 5134.7041 | 5539.0641 | 5761.9236 | 5648.7439 | 5326.2086 | 5822.7482 | 5701.1416 | 4674.4609 | 4526.3132 | 3644.1034 | 3399.7687 | 3373.4829 | 3319.6315 | 3325.0405 | 3387.0784 | 3087.3171 | 2737.5537 | 2816.471 | 2571.1334 | 2092.4357 | 2060.0577
Option 2 AT | NEM |  | 4h | 625.0825 | 3243.6006 | 4473.8304 | 5221.529 | 5503.282 | 5768.5767 | 5547.5997 | 5444.9442 | 5831.186 | 5605.9234 | 4807.5398 | 4666.939 | 4040.1162 | 3971.3839 | 4059.8555 | 4068.9456 | 3722.7702 | 3875.6903 | 3849.0403 | 3372.4534 | 3227.0359 | 1322.0692 | 879.7103 | 918.07
Option 2 AT | NEM |  | 8h | 321.8121 | 1260.171 | 5762.8676 | 9789.9732 | 13103.675 | 13732.6977 | 16798.8195 | 20091.5775 | 23620.1762 | 24531.9331 | 21370.6757 | 21349.7045 | 20452.3193 | 28305.7974 | 31421.8085 | 32032.4262 | 33078.7997 | 39026.4145 | 37638.1756 | 37401.668 | 41161.4164 | 46707.5714 | 45412.4518 | 46553.0263
Option 2 AT | NEM |  | Biomass | 266.6439 | 231.7738 | 206.2855 | 164.674 | 144.1262 | 142.9024 | 87.0519 | 85.0411 | 91.6473 | 90.3098 | 84.7409 | 76.983 | 19.5902 | 26.1492 | 33.57 | 35.1534 | 41.9125 | 38.041 | 43.8127 | 33.9233 | 39.6733 | 44.0077 | 39.145 | 32.9586
Option 2 AT | NEM |  | Black Coal | 61767.2518 | 52684.6208 | 22230.9666 | 6824.1367 | 1943.731 | 0 | 0 | 0 | 0 | 0 | 0 | 0 | 0 | 0 | 0 | 0 | 0 | 0 | 0 | 0 | 0 | 0 | 0 | 0
Option 2 AT | NEM |  | Brown Coal | 22927.7492 | 18847.3018 | 11377.8384 | 7821.2784 | 7821.2784 | 7842.7066 | 7821.2784 | 0 | 0 | 0 | 0 | 0 | 0 | 0 | 0 | 0 | 0 | 0 | 0 | 0 | 0 | 0 | 0 | 0
Option 2 AT | NEM |  | CCGT | 14853.3147 | 11212.4698 | 7306.7436 | 6721.6332 | 5872.9784 | 5140.6714 | 4254.5315 | 3410.1813 | 3564.8599 | 3723.6827 | 3364.0306 | 2194.8556 | 719.6073 | 1145.6315 | 869.9819 | 832.4856 | 910.66 | 645.2038 | 952.8646 | 1052.7929 | 1482.0922 | 1256.4925 | 1595.9108 | 1639.7506
Option 2 AT | NEM |  | CST | 0 | 0 | 0 | 0 | 0 | 2.6561e-06 | 4.1129e-06 | 4.5246e-06 | 4.5928e-06 | 4.23e-06 | 2.8291e-06 | 0 | 1.3141e-06 | 1.4474e-06 | 1.1315e-06 | 8.623e-07 | 9.9495e-07 | 1.0025e-06 | 1.2023e-06 | 1.3649e-06 | 1.1065e-06 | 1.7474e-06 | 1.2832e-06 | 6.0952e-07
Option 2 AT | NEM |  | Coordinated CER | 227.4056 | 533.8433 | 907.8466 | 1411.8653 | 1890.8298 | 2422.3714 | 2829.5746 | 3404.9985 | 4442.7651 | 5137.914 | 4955.3733 | 5641.6689 | 5386.6794 | 5870.7082 | 6720.1638 | 7418.4875 | 7884.5104 | 9105.7786 | 9744.4483 | 10192.1063 | 11515.556 | 14540.1627 | 13783.1495 | 15649.5916
Option 2 AT | NEM |  | DSP | 2.1611e-06 | 3.0201e-06 | 3.2118e-06 | 3.8465 | 0.52676 | 0.27651 | 3.7025 | 3.8678 | 3.5962 | 4.7239 | 6.0523 | 5.7967 | 22.7564 | 4.5293 | 4.465 | 4.6176 | 5.1074 | 7.5245 | 7.1145 | 14.7815 | 6.6215 | 7.2664 | 9.0999 | 7.8519
Option 2 AT | NEM |  | Distributed PV | 32451.6194 | 37600.1835 | 42767.4941 | 46051.7298 | 53550.7879 | 57911.278 | 60686.6622 | 66113.0991 | 69766.65 | 72321.1995 | 72280.9762 | 75001.2532 | 81580.1074 | 92160.1255 | 97204.1957 | 98163.3815 | 91323.2096 | 102530.5945 | 114646.286 | 120447.8684 | 128179.5532 | 134953.6738 | 140761.7468 | 152364.6995
Option 2 AT | NEM |  | H2 Reciprocating Engine | 0 | 0 | 7.5637e-06 | 165.6184 | 466.0185 | 496.6683 | 317.5668 | 190.7079 | 193.9768 | 200.4361 | 156.5718 | 213.544 | 55.3528 | 43.8261 | 85.4992 | 69.093 | 66.2276 | 97.6904 | 145.8646 | 127.9691 | 192.0118 | 87.9382 | 188.623 | 143.4107
Option 2 AT | NEM |  | Hydro | 19031.4187 | 18168.5419 | 14153.929 | 13811.8859 | 14130.3672 | 13079.5749 | 12019.4577 | 10795.8819 | 13031.7402 | 12449.1981 | 11205.4934 | 12471.3081 | 10599.5227 | 9263.5098 | 6874.1515 | 5532.4691 | 6135.9469 | 6891.9619 | 7223.3599 | 7374.0631 | 7203.4144 | 8128.5452 | 7226.9992 | 5649.2989
Option 2 AT | NEM |  | Liquid Fuel | 71.8383 | 4.7551e-05 | 7.5234 | 183.1143 | 278.8172 | 140.3615 | 169.9748 | 92.3918 | 86.4006 | 112.285 | 86.4035 | 97.3269 | 39.94 | 60.637 | 69.3382 | 60.9087 | 95.6494 | 24.3042 | 97.2729 | 103.9239 | 24.6797 | 3.9843 | 12.6346 | 7.5991
Option 2 AT | NEM |  | OCGT | 1497.7719 | 1035.912 | 1188.4419 | 4184.0426 | 5452.1935 | 4794.5533 | 7048.4231 | 5255.361 | 5579.5031 | 5902.4962 | 6143.0251 | 5864.8191 | 2373.4403 | 3101.7676 | 3404.158 | 3906.0984 | 3141.4203 | 2473.2793 | 3596.4631 | 4617.9241 | 6668.5224 | 3778.0744 | 6908.2209 | 5758.4829
Option 2 AT | NEM |  | Offshore Wind | 0 | 0 | 0 | 0 | 0 | 8394.4234 | 11354.5631 | 14730.7003 | 16927.2657 | 21978.5169 | 26199.8292 | 29745.7568 | 49018.7936 | 50241.1998 | 55353.0509 | 55771.6021 | 60685.3626 | 58806.4922 | 60228.6325 | 62477.6348 | 60278.2266 | 62584.5503 | 70066.3626 | 71252.4489
Option 2 AT | NEM |  | PHES | 460.4271 | 1351.2248 | 3329.5174 | 7097.7989 | 7349.4041 | 7474.8134 | 7390.4295 | 7387.2205 | 7871.2396 | 9576.2667 | 8978.4115 | 9635.3876 | 7937.955 | 6634.615 | 6183.8282 | 6170.3099 | 7449.0239 | 7359.8436 | 5849.72 | 5764.9166 | 6247.4829 | 7608.8506 | 7004.8878 | 6987.2785
Option 2 AT | NEM |  | Solar | 33354.9236 | 54148.0746 | 60814.0286 | 70271.8474 | 75891.0499 | 76757.8769 | 85792.946 | 93182.7226 | 104615.03 | 112838.6622 | 109198.7634 | 111201.1002 | 107037.9096 | 124347.844 | 128334.2393 | 134486.2691 | 138010.7667 | 148791.2477 | 147646.625 | 148709.9981 | 159246.1322 | 170913.4746 | 171373.554 | 175674.4733
Option 2 AT | NEM |  | Wind | 41846.9674 | 46001.6092 | 92281.9845 | 110050.0909 | 116351.2056 | 121680.7798 | 125349.7522 | 142105.3747 | 147934.3373 | 148374.7779 | 161790.6176 | 167503.3497 | 167064.3141 | 154984.4447 | 159981.9209 | 167216.0043 | 168267.775 | 169485.107 | 174016.8423 | 180918.9082 | 181417.6254 | 184644.8804 | 183225.9764 | 190766.3363
Option 2 AT | NSW |  | 12h | 0 | 0 | 53.5522 | 1560.5587 | 1558.1877 | 1614.2697 | 1498.872 | 1409.1648 | 1612.3709 | 1469.1793 | 1242.0751 | 1273.1267 | 903.8316 | 848.333 | 749.5746 | 805.5706 | 693.3946 | 671.4722 | 586.3886 | 561.3307 | 676.395 | 774.8146 | 665.2886 | 666.8177
Option 2 AT | NSW |  | 1h | 47.3805 | 118.2193 | 123.3919 | 134.2623 | 120.6026 | 122.3843 | 104.49 | 90.488 | 106.5613 | 102.3801 | 87.2441 | 83.4643 | 63.0302 | 63.6492 | 56.9434 | 52.7342 | 61.5875 | 50.2708 | 47.8053 | 47.6481 | 49.0007 | 61.0226 | 61.5685 | 64.8923
Option 2 AT | NSW |  | 2h | 105.4382 | 490.7675 | 605.2579 | 726.7571 | 1049.0495 | 1054.7699 | 972.3827 | 933.3643 | 1027.2318 | 990.9745 | 871.1567 | 848.5745 | 739.3048 | 727.8445 | 780.3623 | 780.9942 | 696.1601 | 777.7171 | 766.5907 | 757.1638 | 775.8552 | 884.3988 | 689.1853 | 781.3277
Option 2 AT | NSW |  | 4h | 479.588 | 1941.7752 | 2203.2208 | 2430.7055 | 2577.2501 | 2744.9013 | 2585.9824 | 2592.9717 | 2755.6245 | 2697.4338 | 2391.2048 | 2360.9018 | 2123.9494 | 2157.0866 | 2161.8627 | 2157.1228 | 1828.8058 | 1890.1235 | 1855.4102 | 1516.9106 | 1359.7827 | 766.9988 | 609.4279 | 647.4867
Option 2 AT | NSW |  | 8h | 321.8121 | 1260.171 | 2688.6437 | 4034.9399 | 4043.332 | 4639.1765 | 5338.7604 | 7670.9568 | 9833.4819 | 10327.697 | 8705.8758 | 8874.7714 | 8894.3657 | 11011.4898 | 11281.3809 | 11496.8589 | 12133.1927 | 14912.2317 | 14295.4438 | 14245.3963 | 15293.8163 | 16738.2973 | 14075.0605 | 14956.7502
Option 2 AT | NSW |  | Black Coal | 33406.2226 | 30133.501 | 12286.0026 | 2956.8648 | 1262.7858 | 0 | 0 | 0 | 0 | 0 | 0 | 0 | 0 | 0 | 0 | 0 | 0 | 0 | 0 | 0 | 0 | 0 | 0 | 0
Option 2 AT | NSW |  | CCGT | 1999.6176 | 1953.5446 | 1945.2677 | 1002.7994 | 939.9137 | 871.1643 | 660.5727 | 604.4819 | 689.8081 | 802.0191 | 792.663 | 698.5407 | 269.4873 | 404.5263 | 385.5264 | 365.0689 | 367.0875 | 220.8286 | 189.6219 | 264.4548 | 252.7178 | 262.72 | 264.1653 | 215.7256
Option 2 AT | NSW |  | CST | 0 | 0 | 0 | 0 | 0 | 2.6561e-06 | 4.1129e-06 | 4.5246e-06 | 4.5928e-06 | 4.23e-06 | 2.8291e-06 | 0 | 1.3141e-06 | 1.4474e-06 | 1.1315e-06 | 8.623e-07 | 9.9495e-07 | 1.0025e-06 | 1.2023e-06 | 1.3649e-06 | 1.1065e-06 | 1.7474e-06 | 1.2832e-06 | 6.0952e-07
Option 2 AT | NSW |  | Coordinated CER | 67.1675 | 205.3422 | 347.2499 | 528.7259 | 739.6544 | 944.9168 | 1075.3474 | 1313.4062 | 1679.7399 | 1943.051 | 1937.3706 | 2289.318 | 2248.1991 | 2542.1913 | 2806.4963 | 2995.3044 | 3018.6628 | 3379.8869 | 3679.1542 | 3706.4687 | 4175.6513 | 5251.2108 | 4997.0866 | 5795.1276
Option 2 AT | NSW |  | DSP | 2.1611e-06 | 3.0201e-06 | 3.2118e-06 | 3.8465 | 0.52676 | 0.27651 | 3.7025 | 3.8678 | 3.5962 | 4.7239 | 6.0523 | 5.7967 | 22.7564 | 4.5293 | 4.465 | 4.6176 | 5.1074 | 7.5245 | 7.1145 | 14.7815 | 6.6215 | 7.2664 | 9.0999 | 7.8519
Option 2 AT | NSW |  | Distributed PV | 11296.0408 | 12774.8275 | 14834.5684 | 16318.7113 | 18640.703 | 20541.3449 | 21226.7611 | 23809.6598 | 24709.4101 | 25517.1084 | 25582.2491 | 26077.5144 | 29159.3416 | 33042.0258 | 35443.627 | 35054.8883 | 32916.6982 | 35985.9899 | 41355.7953 | 44429.2534 | 45854.8844 | 49022.812 | 50015.0175 | 55523.8233
Option 2 AT | NSW |  | Hydro | 3963.9603 | 4037.7435 | 2788.7776 | 3206.6237 | 3137.6112 | 3123.9899 | 2332.8308 | 1786.8324 | 2476.1396 | 2451.2047 | 1887.8109 | 1971.6426 | 1223.4515 | 1032.9559 | 1229.3008 | 766.4116 | 1050.4817 | 1473.0743 | 999.9104 | 1377.1633 | 1135.7073 | 1604.7196 | 1460.6863 | 881.3262
Option 2 AT | NSW |  | OCGT | 102.7248 | 568.2408 | 236.0426 | 2252.9168 | 3196.2026 | 3443.3091 | 4888.4518 | 3263.8963 | 3548.6051 | 3832.5313 | 4044.1585 | 3668.5877 | 1233.0995 | 1739.5389 | 1907.2763 | 2214.0618 | 1186.8752 | 1251.7896 | 1756.5862 | 2791.9221 | 3325.1533 | 2040.4855 | 3134.8363 | 2013.0258
Option 2 AT | NSW |  | Offshore Wind | 0 | 0 | 0 | 0 | 0 | 0 | 0 | 0 | 0 | 0 | 0 | 0 | 13752.5934 | 13435.4952 | 17192.4147 | 18886.8933 | 22740.8075 | 19986.7888 | 21910.917 | 22570.3585 | 23274.9799 | 25129.3656 | 31945.4822 | 31590.3903
Option 2 AT | NSW |  | PHES | 18.7095 | 236.8961 | 1963.9798 | 5447.7682 | 5705.5483 | 5868.7693 | 5900.2473 | 6037.6407 | 6327.1963 | 6251.1082 | 4940.7991 | 5455.6872 | 4419.4235 | 3588.6067 | 3397.8784 | 3480.0888 | 4070.3878 | 4136.6575 | 3251.1883 | 3202.8427 | 3491.4471 | 4282.1962 | 3615.2867 | 3247.3784
Option 2 AT | NSW |  | Solar | 14959.1213 | 21565.2692 | 25957.6864 | 32325.7683 | 31495.5261 | 31687.8257 | 33769.2489 | 37934.5215 | 44412.3131 | 44938.5172 | 41985.4701 | 42522.337 | 40485.3426 | 43602.9145 | 43754.5399 | 46538.4036 | 47033.5183 | 51968.4307 | 52532.7521 | 52145.4359 | 54875.876 | 58051.6863 | 55128.8735 | 57359.8084
Option 2 AT | NSW |  | Wind | 7916.9138 | 8178.7527 | 22627.9083 | 33352.2735 | 38368.5271 | 40790.9978 | 44446.7291 | 52439.1022 | 52005.7261 | 54580.5941 | 61125.8079 | 61898.8388 | 57448.2159 | 50631.339 | 53157.668 | 55717.854 | 57873.9281 | 54627.5986 | 55680.7853 | 53543.2254 | 54843.8424 | 55458.9194 | 51227.6123 | 55541.5286
Option 2 AT | NSW | CNSW | 12h | 0 | 0 | 53.5522 | 1560.5587 | 1558.1877 | 1614.2697 | 1498.872 | 1409.1648 | 1612.3709 | 1469.1793 | 1242.0751 | 1273.1267 | 903.8316 | 848.333 | 749.5746 | 805.5706 | 693.3946 | 671.4722 | 586.3886 | 561.3307 | 676.395 | 774.8146 | 665.2886 | 666.8177
Option 2 AT | NSW | CNSW | 2h | 6.3051 | 116.7927 | 135.7715 | 158.111 | 165.5868 | 161.8512 | 151.6619 | 140.2509 | 159.8606 | 147.7987 | 126.2813 | 125.7616 | 96.6011 | 101.9516 | 194.9867 | 199.9564 | 192.7487 | 207.3225 | 209.1716 | 194.5478 | 216.767 | 210.8596 | 177.0073 | 184.2563
Option 2 AT | NSW | CNSW | 4h | 373.7201 | 697.6192 | 726.316 | 838.8356 | 837.5156 | 833.4341 | 784.5817 | 768.6603 | 831.6086 | 808.8856 | 686.8575 | 693.6982 | 582.8042 | 617.1203 | 589.8192 | 620.2374 | 545.3755 | 561.8105 | 578.1576 | 565.7356 | 355.7572 | 390.5055 | 310.505 | 311.4862
Option 2 AT | NSW | CNSW | 8h | 0 | 82.2626 | 882.3803 | 1282.6117 | 1298.7402 | 1965.1752 | 3031.1952 | 5363.9937 | 7034.8078 | 7645.9674 | 6420.0145 | 6617.4815 | 7069.9077 | 8678.1545 | 8926.2739 | 9270.9152 | 9231.7594 | 11517.8337 | 10937.7835 | 10974.7872 | 12080.4524 | 13464.3975 | 11107.9104 | 12239.4785
Option 2 AT | NSW | CNSW | Black Coal | 20354.9444 | 20061.7666 | 9129.249 | 2956.8648 | 1262.7858 | 0 | 0 | 0 | 0 | 0 | 0 | 0 | 0 | 0 | 0 | 0 | 0 | 0 | 0 | 0 | 0 | 0 | 0 | 0
Option 2 AT | NSW | CNSW | CST | 0 | 0 | 0 | 0 | 0 | 1.9191e-06 | 2.0564e-06 | 2.3506e-06 | 2.467e-06 | 2.2391e-06 | 1.4827e-06 | 0 | 7.3484e-07 | 7.377e-07 | 6.1896e-07 | 5.2804e-07 | 5.7216e-07 | 5.7826e-07 | 7.2253e-07 | 8.0478e-07 | 6.7017e-07 | 1.002e-06 | 8.1517e-07 | 0
Option 2 AT | NSW | CNSW | Coordinated CER | 5.2738 | 21.4722 | 35.7775 | 51.2133 | 70.1132 | 86.8269 | 97.4478 | 111.5287 | 147.0262 | 165.6408 | 157.5076 | 180.9606 | 170.3539 | 197.171 | 207.7513 | 228.1745 | 247.9724 | 274.928 | 295.4929 | 312.9984 | 355.6213 | 441.8975 | 403.8135 | 432.0081
Option 2 AT | NSW | CNSW | Distributed PV | 878.6835 | 1003.7578 | 1188.5155 | 1298.2557 | 1418.8895 | 1563.8621 | 1613.0733 | 1813.18 | 1971.3943 | 2011.5392 | 2026.0364 | 2044.135 | 2290.8321 | 2626.687 | 2698.4525 | 2677.9787 | 2509.4051 | 2762.8249 | 3206.8285 | 3422.7941 | 3518.3195 | 3761.8206 | 3828.3672 | 4291.0274
Option 2 AT | NSW | CNSW | OCGT | 0 | 0 | 0 | 0 | 1.942e-05 | 1.8664e-05 | 0 | 3.8798e-07 | 3.6257e-07 | 2.9839e-07 | 2.8856e-07 | 3.1075e-07 | 1.3491e-07 | 8.43e-09 | 5.585e-09 | 1.884e-08 | 4.859e-08 | 5.4e-10 | 0 | 0 | 0 | 0 | 0 | 0
Option 2 AT | NSW | CNSW | PHES | 18.7095 | 236.8961 | 314.4896 | 469.0595 | 486.069 | 513.0663 | 518.9137 | 515.3155 | 547.2472 | 523.1873 | 514.7483 | 508.5692 | 457.5255 | 413.811 | 337.7102 | 343.4385 | 325.8699 | 284.3604 | 247.7884 | 229.0046 | 264.9482 | 310.7105 | 278.0258 | 277.8529
Option 2 AT | NSW | CNSW | Solar | 5483.9546 | 8608.4398 | 12018.0741 | 19592.5735 | 19273.0567 | 20810.6548 | 24426.658 | 28522.6199 | 33380.5132 | 35431.04 | 33332.7845 | 33983.9234 | 32160.8062 | 35315.0891 | 33947.165 | 36175.1638 | 36199.9833 | 40848.6651 | 41717.4509 | 40943.9387 | 43107.7405 | 45381.9561 | 41868.2642 | 44189.1762
Option 2 AT | NSW | CNSW | Wind | 1397.3591 | 1641.7273 | 9750.623 | 20316.8756 | 25233.9938 | 26391.0863 | 25263.4537 | 32327.5751 | 31367.7719 | 34886.371 | 39700.5898 | 40709.9981 | 38390.8815 | 34126.3825 | 35270.979 | 37008.0495 | 38227.869 | 35615.0184 | 36542.0126 | 34794.535 | 36339.8382 | 36393.2709 | 33422.2687 | 36725.4156
Option 2 AT | NSW | NNSW | 1h | 39.3135 | 104.716 | 108.5037 | 119.2481 | 105.672 | 107.7818 | 90.9998 | 77.9397 | 92.3229 | 89.2029 | 76.7027 | 72.3205 | 54.689 | 55.6077 | 49.6862 | 44.1811 | 52.2344 | 50.2706 | 47.8053 | 47.6481 | 49.0007 | 61.0226 | 61.5685 | 64.8923
Option 2 AT | NSW | NNSW | 2h | 15.6799 | 156.8044 | 198.5271 | 223.7662 | 200.6136 | 202.3328 | 169.7972 | 145.6485 | 180.6217 | 172.0459 | 150.9282 | 142.9002 | 104.9004 | 101.984 | 89.5119 | 84.3671 | 98.6109 | 93.5638 | 88.5131 | 96.3036 | 92.236 | 93.0081 | 85.0604 | 82.6685
Option 2 AT | NSW | NNSW | 8h | 229.3516 | 768.9843 | 1261.1845 | 1364.3859 | 1270.7772 | 1225.7827 | 1027.5369 | 997.0752 | 1395.0312 | 1323.8783 | 1129.6552 | 1142.9086 | 807.1147 | 1331.6808 | 1315.274 | 1235.3833 | 1506.6215 | 1487.5659 | 1418.9407 | 1374.3035 | 1237.6233 | 1398.5422 | 1434.3953 | 1577.5425
Option 2 AT | NSW | NNSW | CST | 0 | 0 | 0 | 0 | 0 | 7.37e-07 | 1.6778e-06 | 1.6291e-06 | 1.4423e-06 | 1.5112e-06 | 9.8038e-07 | 0 | 4.6964e-07 | 5.0139e-07 | 3.9888e-07 | 2.4636e-07 | 3.4882e-07 | 4.2421e-07 | 3.741e-07 | 3.7694e-07 | 2.9599e-07 | 6.1961e-07 | 3.4998e-07 | 5.2001e-07
Option 2 AT | NSW | NNSW | Coordinated CER | 17.1979 | 31.8864 | 47.2755 | 73.3902 | 88.5921 | 109.2419 | 111.3467 | 113.7331 | 156.1007 | 182.046 | 167.5559 | 195.7601 | 180.5596 | 194.7841 | 208.4061 | 226.4824 | 273.5365 | 308.5469 | 318.329 | 335.0296 | 357.9025 | 499.1956 | 527.9854 | 548.9152
Option 2 AT | NSW | NNSW | Distributed PV | 1701.718 | 1915.6095 | 2238.2709 | 2489.5859 | 2654.2068 | 2918.8128 | 3031.9808 | 3380.5105 | 3499.9402 | 3668.1815 | 3650.069 | 3697.9738 | 4141.4199 | 4592.2335 | 4927.2809 | 4825.6049 | 4578.7619 | 4928.6519 | 5591.7616 | 6079.5645 | 6254.1392 | 6681.3307 | 6894.0615 | 7656.4087
Option 2 AT | NSW | NNSW | PHES | 0 | 0 | 0 | 0 | 0 | 0 | 0 | 0 | 0 | 0 | 5.31e-08 | 7.2454e-07 | 3.6759e-06 | 3.3281e-06 | 3.1007e-06 | 3.098e-06 | 7.3821e-06 | 9.7884e-06 | 3.3509e-06 | 3.2559e-06 | 3.2806e-06 | 4.3054e-06 | 4.0802e-06 | 4.4223e-06
Option 2 AT | NSW | NNSW | Solar | 1533.5142 | 1764.0134 | 2208.8495 | 1788.9168 | 1551.4251 | 1486.7901 | 1507.8502 | 1809.6028 | 2578.5991 | 2304.1516 | 2239.0159 | 2329.9788 | 3044.8339 | 3617.1391 | 4803.5953 | 4802.5005 | 5516.9924 | 5982.2182 | 5528.9306 | 5645.7665 | 5771.9537 | 6359.7726 | 6840.3965 | 7296.4756
Option 2 AT | NSW | NNSW | Wind | 1240.3449 | 1122.1634 | 1382.0082 | 1284.8695 | 1607.6431 | 1712.5308 | 7149.4977 | 7286.7794 | 7941.0155 | 7148.4452 | 9274.2191 | 9325.1495 | 7283.0245 | 6769.2137 | 7372.8975 | 8124.6871 | 8865.1987 | 9026.2174 | 9020.5343 | 8654.7997 | 9028.4183 | 9380.7602 | 9508.5329 | 9945.7655
Option 2 AT | NSW | SNSW | 1h | 8.0669 | 13.5032 | 14.8882 | 15.0142 | 14.9305 | 14.6024 | 13.4901 | 12.5483 | 14.2383 | 13.1772 | 10.5414 | 11.1438 | 8.341 | 8.0413 | 7.2571 | 8.553 | 9.353 | 0 | 0 | 0 | 0 | 0 | 0 | 0
Option 2 AT | NSW | SNSW | 2h | 48.7154 | 116.0904 | 150.9601 | 151.5636 | 153.591 | 152.1767 | 143.911 | 129.0692 | 147.663 | 135.5315 | 107.1836 | 109.0957 | 85.2461 | 84.9712 | 79.9042 | 90.5766 | 94.6721 | 98.3286 | 86.9813 | 76.0636 | 86.6389 | 106.8841 | 54.9621 | 54.1047
Option 2 AT | NSW | SNSW | 4h | 0 | 0 | 0 | 0 | 53.736 | 225.1527 | 210.4214 | 195.2459 | 226.0983 | 212.7894 | 157.1783 | 167.7475 | 104.0258 | 94.0803 | 93.6789 | 98.9392 | 108.7662 | 115.804 | 106.2199 | 88.9733 | 100.719 | 132.1465 | 102.9276 | 95.1004
Option 2 AT | NSW | SNSW | 8h | 92.4605 | 291.0167 | 396.7536 | 500.8678 | 514.031 | 490.5959 | 371.8342 | 372.3384 | 428.7199 | 408.6891 | 294.823 | 281.2663 | 203.4322 | 188.2225 | 185.4779 | 179.5866 | 194.5455 | 213.8251 | 186.672 | 181.6262 | 147.7191 | 50.0993 | 72.4408 | 45.194
Option 2 AT | NSW | SNSW | CST | 0 | 0 | 0 | 0 | 0 | 0 | 3.7867e-07 | 5.4487e-07 | 6.8352e-07 | 4.7968e-07 | 3.6602e-07 | 0 | 1.0957e-07 | 2.0835e-07 | 1.1371e-07 | 8.7905e-08 | 7.397e-08 | 0 | 1.0569e-07 | 1.8314e-07 | 1.4029e-07 | 1.2585e-07 | 1.1805e-07 | 8.951e-08
Option 2 AT | NSW | SNSW | Coordinated CER | 16.0683 | 37.6424 | 58.582 | 83.8928 | 110.4756 | 138.0088 | 155.2803 | 180.4456 | 248.8281 | 270.1535 | 231.6424 | 264.5904 | 241.6076 | 278.7335 | 303.6608 | 343.9663 | 398.1746 | 475.862 | 444.6566 | 445.8025 | 562.0792 | 722.4613 | 685.2853 | 673.9642
Option 2 AT | NSW | SNSW | Distributed PV | 2005.2329 | 2252.1372 | 2603.4101 | 2817.4158 | 3239.0421 | 3533.863 | 3591.0256 | 4034.1087 | 4138.4231 | 4252.8628 | 4231.6808 | 4316.7902 | 4800.5883 | 5450.5156 | 5868.1289 | 5883.8286 | 5410.6185 | 5845.0503 | 6854.786 | 7253.6565 | 7760.2716 | 8128.3935 | 8137.2127 | 9087.6687
Option 2 AT | NSW | SNSW | Hydro | 3963.9603 | 4037.7435 | 2788.7776 | 3206.6237 | 3137.6112 | 3123.9899 | 2332.8308 | 1786.8324 | 2476.1396 | 2451.2047 | 1887.8109 | 1971.6426 | 1223.4515 | 1032.9559 | 1229.3008 | 766.4116 | 1050.4817 | 1473.0743 | 999.9104 | 1377.1633 | 1135.7073 | 1604.7196 | 1460.6863 | 881.3262
Option 2 AT | NSW | SNSW | OCGT | 4.5992e-06 | 3.5832e-06 | 2.3997e-06 | 74.1596 | 346.4548 | 100.4876 | 424.3084 | 246.2454 | 242.3377 | 329.1543 | 254.4861 | 220.7303 | 61.6657 | 148.9503 | 169.8031 | 298.6216 | 149.1016 | 40.4604 | 0 | 0 | 0 | 0 | 0 | 0
Option 2 AT | NSW | SNSW | PHES | 0 | 0 | 1649.4902 | 4978.7088 | 5219.4793 | 5355.703 | 5381.3336 | 5522.3252 | 5779.9491 | 5727.9208 | 4426.0507 | 4947.118 | 3961.8981 | 3174.7956 | 3060.1682 | 3136.6503 | 3744.5179 | 3852.297 | 3003.3999 | 2973.8381 | 3226.4989 | 3971.4857 | 3337.2609 | 2969.5255
Option 2 AT | NSW | SNSW | Solar | 6299.1183 | 9506.9297 | 9900.0332 | 8989.0133 | 8839.4928 | 7450.9057 | 5927.7491 | 5611.3101 | 6468.2928 | 5318.6854 | 4614.8577 | 4445.0409 | 3370.8876 | 2788.6804 | 3214.8707 | 3737.0015 | 3698.1138 | 3488.8002 | 3508.0439 | 3742.4923 | 4213.4284 | 4384.0472 | 4803.5121 | 4072.3961
Option 2 AT | NSW | SNSW | Wind | 5279.2098 | 5414.862 | 10505.4936 | 10814.2792 | 10588.8716 | 11763.2851 | 11061.9619 | 11851.3462 | 11744.5163 | 11589.7596 | 11196.6055 | 10834.4135 | 10729.9726 | 8846.1206 | 9552.6017 | 9647.9918 | 9792.164 | 9075.8075 | 9128.454 | 9157.6355 | 8537.5598 | 8760.7841 | 7348.8888 | 7930.3916
Option 2 AT | NSW | SNW | 1h | 1.7625e-05 | 2.5268e-05 | 3.4626e-05 | 6.0744e-05 | 6.3753e-05 | 8.0536e-05 | 4.8002e-05 | 5.9357e-05 | 5.7564e-05 | 5.9533e-05 | 6.8881e-05 | 7.1203e-05 | 0.00011284 | 0.00011265 | 0.00011553 | 0.00011624 | 0.00011862 | 0.00011595 | 3.7936e-05 | 4.0241e-05 | 3.3173e-05 | 4.3407e-05 | 3.6016e-05 | 2.5786e-05
Option 2 AT | NSW | SNW | 2h | 34.7378 | 101.0801 | 119.9991 | 193.3163 | 529.258 | 538.4092 | 507.0127 | 518.3956 | 539.0865 | 535.5984 | 486.7636 | 470.817 | 452.5572 | 438.9377 | 415.9594 | 406.0941 | 310.1284 | 378.5022 | 381.9247 | 390.2488 | 380.2134 | 473.647 | 372.1555 | 460.2982
Option 2 AT | NSW | SNW | 4h | 105.8679 | 1244.1561 | 1476.9048 | 1591.8699 | 1685.9984 | 1686.3144 | 1590.9792 | 1629.0654 | 1697.9176 | 1675.7589 | 1547.169 | 1499.4561 | 1437.1194 | 1445.886 | 1478.3645 | 1437.9462 | 1174.6642 | 1212.5089 | 1171.0327 | 862.2016 | 903.3065 | 244.3468 | 195.9953 | 240.9001
Option 2 AT | NSW | SNW | 8h | 2.2864e-05 | 117.9074 | 148.3253 | 887.0745 | 959.7835 | 957.6228 | 908.1942 | 937.5495 | 974.9229 | 949.1621 | 861.3831 | 833.115 | 813.9111 | 813.432 | 854.355 | 810.9738 | 1200.2663 | 1693.007 | 1752.0476 | 1714.6794 | 1828.0215 | 1825.2584 | 1460.3139 | 1094.5352
Option 2 AT | NSW | SNW | Black Coal | 13051.2781 | 10071.7344 | 3156.7536 | 0 | 0 | 0 | 0 | 0 | 0 | 0 | 0 | 0 | 0 | 0 | 0 | 0 | 0 | 0 | 0 | 0 | 0 | 0 | 0 | 0
Option 2 AT | NSW | SNW | CCGT | 1999.6176 | 1953.5446 | 1945.2677 | 1002.7994 | 939.9137 | 871.1643 | 660.5727 | 604.4819 | 689.8081 | 802.0191 | 792.663 | 698.5407 | 269.4873 | 404.5263 | 385.5264 | 365.0689 | 367.0875 | 220.8286 | 189.6219 | 264.4548 | 252.7178 | 262.72 | 264.1653 | 215.7256
Option 2 AT | NSW | SNW | Coordinated CER | 28.6275 | 114.3412 | 205.6149 | 320.2295 | 470.4735 | 610.8393 | 711.2728 | 907.6987 | 1127.785 | 1325.2107 | 1380.6648 | 1648.0069 | 1655.678 | 1871.5026 | 2086.6781 | 2196.6812 | 2098.9793 | 2320.55 | 2620.6757 | 2612.6382 | 2900.0484 | 3587.6563 | 3380.0023 | 4140.2401
Option 2 AT | NSW | SNW | DSP | 2.1611e-06 | 3.0201e-06 | 3.2118e-06 | 3.8465 | 0.52676 | 0.27651 | 3.7025 | 3.8678 | 3.5962 | 4.7239 | 6.0523 | 5.7967 | 22.7564 | 4.5293 | 4.465 | 4.6176 | 5.1074 | 7.5245 | 7.1145 | 14.7815 | 6.6215 | 7.2664 | 9.0999 | 7.8519
Option 2 AT | NSW | SNW | Distributed PV | 6710.4064 | 7603.3231 | 8804.3718 | 9713.4539 | 11328.5645 | 12524.807 | 12990.6813 | 14581.8606 | 15099.6525 | 15584.5249 | 15674.4629 | 16018.6155 | 17926.5012 | 20372.5896 | 21949.7647 | 21667.4762 | 20417.9127 | 22449.4629 | 25702.4192 | 27673.2384 | 28322.1541 | 30451.2671 | 31155.3761 | 34488.7185
Option 2 AT | NSW | SNW | OCGT | 102.7248 | 568.2408 | 236.0426 | 2178.7572 | 2849.7478 | 3342.8215 | 4464.1434 | 3017.6509 | 3306.2674 | 3503.377 | 3789.6725 | 3447.8574 | 1171.4338 | 1590.5886 | 1737.4732 | 1915.4402 | 1037.7736 | 1211.3293 | 1756.5862 | 2791.9221 | 3325.1533 | 2040.4855 | 3134.8363 | 2013.0258
Option 2 AT | NSW | SNW | Offshore Wind | 0 | 0 | 0 | 0 | 0 | 0 | 0 | 0 | 0 | 0 | 0 | 0 | 13752.5934 | 13435.4952 | 17192.4147 | 18886.8933 | 22740.8075 | 19986.7888 | 21910.917 | 22570.3585 | 23274.9799 | 25129.3656 | 31945.4822 | 31590.3903
Option 2 AT | NSW | SNW | Solar | 1642.5342 | 1685.8862 | 1830.7297 | 1955.2647 | 1831.5515 | 1939.4751 | 1906.9915 | 1990.9888 | 1984.908 | 1884.6401 | 1798.812 | 1763.3939 | 1908.815 | 1882.006 | 1788.9089 | 1823.7378 | 1618.4287 | 1648.7472 | 1778.3268 | 1813.2384 | 1782.7534 | 1925.9105 | 1616.7008 | 1801.7605
Option 2 AT | NSW | SNW | Wind | 0 | 0 | 989.7834 | 936.2492 | 938.0186 | 924.0956 | 971.8158 | 973.4015 | 952.4223 | 956.0184 | 954.3936 | 1029.2777 | 1044.3373 | 889.6222 | 961.1899 | 937.1256 | 988.6963 | 910.5552 | 989.7843 | 936.2553 | 938.0261 | 924.1042 | 947.9219 | 939.9559
Option 2 AT | QLD |  | 1h | 26.4875 | 158.9163 | 212.4779 | 254.6325 | 235.1326 | 231.9556 | 185.7476 | 168.3389 | 208.7393 | 229.7254 | 191.3647 | 186.9897 | 148.2416 | 118.3472 | 109.2906 | 113.4318 | 99.7208 | 86.0746 | 73.7892 | 74.2071 | 66.9651 | 94.0343 | 102.5805 | 103.257
Option 2 AT | QLD |  | 2h | 547.5752 | 1194.9618 | 1433.9498 | 1660.9386 | 1576.5575 | 1597.2656 | 1398.491 | 1244.0931 | 1360.3811 | 1382.3164 | 1213.0364 | 1163.3538 | 885.8045 | 801.5477 | 820.0855 | 754.8167 | 893.6745 | 858.9766 | 736.4708 | 650.9216 | 576.1343 | 687.8406 | 604.7529 | 493.5491
Option 2 AT | QLD |  | 4h | 145.4946 | 302.908 | 510.2516 | 612.9551 | 603.479 | 583.2646 | 516.5015 | 452.0161 | 498.081 | 483.7202 | 434.8013 | 441.0276 | 313.3692 | 271.7108 | 295.0542 | 287.4847 | 338.2509 | 319.0262 | 284.9262 | 333.1551 | 208.1643 | 280.8449 | 162.4974 | 160.1104
Option 2 AT | QLD |  | 8h | 0 | 0 | 2500.7602 | 5193.0531 | 7972.8981 | 8004.9376 | 10361.6112 | 10867.0473 | 12087.9438 | 12268.7465 | 11157.3679 | 10940.6145 | 8748.62 | 9551.0403 | 10846.3115 | 10879.1718 | 11133.6572 | 13743.4501 | 13143.1227 | 13993.7549 | 13433.5249 | 15085.8317 | 14282.6474 | 14041.1281
Option 2 AT | QLD |  | Biomass | 266.6439 | 231.7738 | 206.2855 | 164.674 | 144.1262 | 142.9024 | 87.0519 | 85.0411 | 91.6473 | 90.3098 | 84.7409 | 76.983 | 19.5902 | 26.1492 | 33.57 | 35.1534 | 41.9125 | 38.041 | 43.8127 | 33.9233 | 39.6733 | 44.0077 | 39.145 | 32.9586
Option 2 AT | QLD |  | Black Coal | 28361.0293 | 22551.1198 | 9944.964 | 3867.2719 | 680.9452 | 0 | 0 | 0 | 0 | 0 | 0 | 0 | 0 | 0 | 0 | 0 | 0 | 0 | 0 | 0 | 0 | 0 | 0 | 0
Option 2 AT | QLD |  | CCGT | 8251.0891 | 7682.0952 | 3557.5859 | 3864.2646 | 3182.8644 | 3078.4494 | 2099.2276 | 1556.4614 | 1566.2402 | 1638.5846 | 1098.911 | 1073.3824 | 173.1689 | 393.8661 | 484.4555 | 467.4168 | 543.5724 | 424.3752 | 763.2427 | 788.3381 | 1229.3744 | 993.7725 | 1331.7455 | 1424.025
Option 2 AT | QLD |  | Coordinated CER | 49.9199 | 113.5151 | 191.1617 | 326.2214 | 413.3017 | 531.4462 | 615.1509 | 726.9737 | 928.052 | 1125.1112 | 1143.1686 | 1297.2549 | 1194.0053 | 1240.5938 | 1487.0937 | 1613.3663 | 1955.1185 | 2341.685 | 2325.6396 | 2698.8428 | 2701.7929 | 3776.574 | 3862.0483 | 4389.9705
Option 2 AT | QLD |  | Distributed PV | 9983.5875 | 11817.7603 | 13053.0932 | 14556.9374 | 15649.0838 | 16725.0321 | 17775.4791 | 19089.4935 | 19803.4024 | 20987.7234 | 20732.1035 | 20933.4197 | 22738.0994 | 25555.4465 | 27365.3719 | 27590.1582 | 25220.0574 | 29131.1708 | 31488.3965 | 34368.5177 | 35642.9772 | 37291.0174 | 39714.4653 | 42551.1624
Option 2 AT | QLD |  | H2 Reciprocating Engine | 0 | 0 | 7.5637e-06 | 165.6184 | 466.0185 | 496.6683 | 317.5668 | 190.7079 | 193.9768 | 200.4361 | 156.5718 | 213.544 | 55.3528 | 43.8261 | 85.4992 | 69.093 | 66.2276 | 97.6904 | 145.8646 | 127.9691 | 192.0118 | 87.9382 | 188.623 | 143.4107
Option 2 AT | QLD |  | Hydro | 980.6301 | 822.7035 | 651.885 | 652.3546 | 533.6321 | 486.7562 | 314.6085 | 340.4558 | 431.2577 | 370.0394 | 346.3079 | 352.3033 | 100.0856 | 145.4404 | 134.295 | 140.2045 | 169.685 | 171.7867 | 154.5824 | 182.6594 | 148.4293 | 173.6752 | 139.766 | 148.7402
Option 2 AT | QLD |  | Liquid Fuel | 1.433e-08 | 4.4675e-08 | 5.009e-08 | 19.6747 | 68.9281 | 26.9706 | 21.5278 | 3.5171 | 0 | 0 | 0 | 3.1771 | 14.6846 | 0 | 0 | 0 | 0 | 0 | 0 | 0 | 0 | 0 | 0 | 0
Option 2 AT | QLD |  | OCGT | 2.2199e-05 | 71.7653 | 101.8788 | 262.8 | 432.5271 | 434.2368 | 274.1453 | 151.351 | 149.6118 | 52.0268 | 116.3997 | 229.008 | 104.1562 | 60.0034 | 85.8293 | 70.2034 | 45.3894 | 97.5582 | 167.0789 | 440.9792 | 1034.7565 | 640.339 | 1490.344 | 2226.3952
Option 2 AT | QLD |  | PHES | 441.7176 | 1114.3287 | 1365.5376 | 1650.0306 | 1643.8558 | 1606.0442 | 1490.1822 | 1349.5798 | 1544.0433 | 3325.1586 | 4037.6125 | 4179.7004 | 3518.5314 | 3046.0083 | 2785.9497 | 2690.2211 | 3378.636 | 3223.1861 | 2598.5316 | 2562.0739 | 2756.0358 | 3326.6543 | 3389.601 | 3739.9001
Option 2 AT | QLD |  | Solar | 11747.02 | 18770.5398 | 20117.31 | 23855.4701 | 28241.0905 | 28566.3527 | 32964.877 | 33922.1108 | 37475.2292 | 44096.8876 | 43729.0766 | 44892.2443 | 41496.6146 | 41911.467 | 42971.2502 | 46061.5473 | 47534.7692 | 51379.2301 | 49881.7206 | 52436.3368 | 52001.8278 | 57349.6917 | 57811.0915 | 58154.6171
Option 2 AT | QLD |  | Wind | 8586.2821 | 9668.0139 | 29045.3096 | 30173.6696 | 30442.3474 | 32725.036 | 34502.8109 | 37011.9492 | 40520.9953 | 37882.9939 | 40279.7688 | 44499.5152 | 50273.7312 | 51871.227 | 52892.8931 | 54888.8268 | 54401.4618 | 55071.7157 | 56986.8789 | 59633.9591 | 61807.3104 | 61197.9644 | 63385.4168 | 63538.5914
Option 2 AT | QLD | CQ | 2h | 42.5042 | 110.2078 | 122.0794 | 127.6005 | 129.7424 | 123.6372 | 106.4574 | 92.3829 | 110.1123 | 118.2006 | 106.4974 | 111.5266 | 76.8597 | 65.3462 | 74.5867 | 86.4091 | 72.5629 | 83.5374 | 81.1971 | 88.3205 | 85.2609 | 101.7586 | 85.3572 | 91.2277
Option 2 AT | QLD | CQ | 4h | 49.1455 | 141.4616 | 154.6876 | 159.0682 | 161.6045 | 156.5156 | 134.722 | 118.2726 | 139.4664 | 142.8305 | 119.6122 | 118.3978 | 86.1373 | 71.5492 | 80.2281 | 84.5502 | 91.3855 | 83.751 | 69.8528 | 83.6379 | 0 | 0 | 0 | 0
Option 2 AT | QLD | CQ | 8h | 0 | 0 | 0.00047402 | 0.0011854 | 167.5618 | 159.7917 | 544.0662 | 599.7206 | 704.1163 | 768.0402 | 717.2867 | 726.1881 | 498.5202 | 503.4115 | 987.8807 | 1539.4223 | 2198.0694 | 3731.4206 | 3439.3211 | 4098.0214 | 4011.6708 | 4756.668 | 4970.1973 | 5462.1769
Option 2 AT | QLD | CQ | Black Coal | 8136.0803 | 6777.8635 | 3947.256 | 2068.236 | 0 | 0 | 0 | 0 | 0 | 0 | 0 | 0 | 0 | 0 | 0 | 0 | 0 | 0 | 0 | 0 | 0 | 0 | 0 | 0
Option 2 AT | QLD | CQ | Coordinated CER | 4.4816 | 10.0129 | 17.5407 | 29.1698 | 36.644 | 45.6892 | 52.35 | 55.3672 | 76.2235 | 97.1079 | 98.7978 | 118.8414 | 91.1966 | 91.7976 | 117.8522 | 150.7702 | 187.0894 | 232.3529 | 230.1941 | 279.2738 | 305.7787 | 381.3467 | 366.4915 | 440.2028
Option 2 AT | QLD | CQ | Distributed PV | 933.5065 | 1117.299 | 1248.7364 | 1371.3314 | 1488.0815 | 1604.7799 | 1731.4597 | 1963.3321 | 2042.053 | 2152.6415 | 2145.7622 | 2176.2526 | 2339.9384 | 2686.1414 | 2908.8944 | 2717.9226 | 2583.5494 | 3006.2598 | 3297.0571 | 3453.6903 | 3582.4378 | 3770.8865 | 4122.6204 | 4817.4585
Option 2 AT | QLD | CQ | OCGT | 4.269e-07 | 5.9501e-07 | 5.3369e-07 | 3.8699e-07 | 113.8383 | 84.6287 | 77.1864 | 27.9686 | 33.5165 | 1.7761 | 0.97416 | 41.0281 | 26.654 | 7.1874 | 4.5463 | 0.091866 | 2.2275e-08 | 3.5694 | 8.9586 | 26.5523 | 5.1e-10 | 0 | 0 | 20.9611
Option 2 AT | QLD | CQ | PHES | 0 | 0 | 0 | 0 | 0 | 0 | 0 | 0 | 0 | 5.1725e-08 | 7.83e-08 | 6.7004e-07 | 1.769e-06 | 2.6808e-06 | 6.3887e-06 | 6.1397e-06 | 5.8931e-06 | 1.2077e-05 | 8.7054e-06 | 9.208e-06 | 9.2773e-06 | 9.5037e-06 | 9.0186e-06 | 9.8461e-06
Option 2 AT | QLD | CQ | Solar | 2137.102 | 2441.6811 | 2353.6618 | 2370.6994 | 6615.7817 | 6845.6836 | 7260.2962 | 8018.6495 | 9306.0035 | 12819.3156 | 13879.3303 | 15148.6889 | 11776.3945 | 11993.4491 | 13360.5434 | 15782.2722 | 17203.5989 | 19250.8406 | 18269.1196 | 19601.8669 | 19790.3432 | 22001.9464 | 20342.9299 | 20408.0758
Option 2 AT | QLD | CQ | Wind | 1392.5015 | 2506.5991 | 6079.2387 | 6476.2496 | 6289.0424 | 6295.0612 | 6067.1582 | 6612.0896 | 7528.3776 | 6651.2871 | 7118.9043 | 6952.4007 | 11082.5909 | 12343.8953 | 12042.1844 | 12222.6159 | 12539.1872 | 12698.3453 | 13734.9086 | 15009.4208 | 14428.681 | 14977.8328 | 16487.362 | 15273.9953
Option 2 AT | QLD | GG | 1h | 0 | 24.2929 | 74.1627 | 109.1782 | 100.4228 | 93.157 | 67.4923 | 57.9697 | 83.5178 | 99.299 | 79.1591 | 85.48 | 58.8116 | 37.8926 | 33.516 | 45.0974 | 16.9998 | 10.6806 | 7.6934 | 3.6759 | 2.1903 | 2.9141 | 1.4584 | 0
Option 2 AT | QLD | GG | 2h | 0 | 2.9512e-05 | 4.2082e-05 | 8.6809e-05 | 0.00029546 | 0.00031089 | 0.00015863 | 0.0001743 | 0.00018034 | 0.00021602 | 0.00022212 | 0.00023456 | 0.00028165 | 0.00028394 | 0.00028193 | 0.0003057 | 0.0003003 | 30.1979 | 32.4752 | 16.1073 | 13.9324 | 15.1752 | 15.4669 | 11.2007
Option 2 AT | QLD | GG | 4h | 0 | 0 | 0.00010246 | 0.00027592 | 0.00029879 | 0.00030665 | 0.00021785 | 0.00021776 | 0.00023528 | 0.00023815 | 0.00022753 | 0.0002301 | 0.00026436 | 0.00026269 | 0.00026378 | 0.00027129 | 0.00026729 | 0.0007699 | 0.00051192 | 0.00060993 | 0.00065681 | 0.00063209 | 0.00049931 | 0.00032684
Option 2 AT | QLD | GG | 8h | 0 | 0 | 7.205e-05 | 610.5872 | 2166.2775 | 2090.1482 | 2963.0835 | 2632.678 | 3302.7347 | 3530.5578 | 3231.4235 | 3285.336 | 2435.6819 | 2306.0771 | 2527.4541 | 2855.6787 | 1934.7474 | 1882.8017 | 1575.0486 | 2079.282 | 1996.4577 | 869.4556 | 856.5767 | 533.8966
Option 2 AT | QLD | GG | Black Coal | 2207.52 | 2213.568 | 1469.664 | 0 | 0 | 0 | 0 | 0 | 0 | 0 | 0 | 0 | 0 | 0 | 0 | 0 | 0 | 0 | 0 | 0 | 0 | 0 | 0 | 0
Option 2 AT | QLD | GG | CCGT | 1230.9294 | 1084.4142 | 662.256 | 883.008 | 372.5734 | 365.4377 | 336.9161 | 210.0907 | 278.6546 | 266.3481 | 234.65 | 213.6901 | 34.4439 | 102.0974 | 127.6582 | 135.7794 | 169.9247 | 133.9341 | 206.6853 | 724.2149 | 1115.6445 | 993.7725 | 1331.7455 | 1424.025
Option 2 AT | QLD | GG | Coordinated CER | 0.55568 | 0.89761 | 1.609 | 3.9835 | 5.1006 | 6.4017 | 7.5887 | 8.9537 | 11.3734 | 13.7339 | 14.6136 | 16.6035 | 14.0022 | 15.9284 | 17.4108 | 21.7855 | 21.1784 | 23.6334 | 25.0541 | 28.5102 | 30.3193 | 31.7459 | 33.1217 | 28.5517
Option 2 AT | QLD | GG | Distributed PV | 113.457 | 134.7875 | 149.3604 | 167.4768 | 179.8217 | 192.1962 | 203.995 | 219.244 | 227.815 | 239.5855 | 236.708 | 238.9596 | 259.1359 | 295.2524 | 315.3938 | 319.1203 | 287.9178 | 331.9538 | 358.551 | 394.35 | 408.839 | 427.677 | 451.8075 | 482.791
Option 2 AT | QLD | GG | OCGT | 0 | 0 | 0 | 0 | 54.7003 | 54.0172 | 33.7272 | 15.5907 | 17.3742 | 8.2423 | 8.7935 | 18.3856 | 11.5704 | 3.902 | 7.7259 | 12.3002 | 9.7254 | 13.6378 | 39.9341 | 168.6029 | 787.1746 | 554.0461 | 1269.5957 | 2091.0322
Option 2 AT | QLD | GG | Solar | 1047.4244 | 1200.9607 | 1236.2894 | 1280.991 | 1286.4908 | 1316.2106 | 1300.7632 | 1329.2593 | 1331.0085 | 1375.4813 | 1313.3179 | 1299.0557 | 1452.0355 | 1504.6536 | 1492.8775 | 1509.3562 | 1240.8744 | 1450.006 | 1485.3209 | 1552.2428 | 1556.6925 | 1592.3979 | 1567.9353 | 1586.1353
Option 2 AT | QLD | NQ | 2h | 0 | 39.7135 | 205.7944 | 353.8442 | 327.6525 | 301.4902 | 273.0258 | 236.6073 | 239.7408 | 245.6089 | 232.7655 | 253.101 | 158.1061 | 123.592 | 146.9069 | 140.7323 | 162.3226 | 164.1946 | 145.7557 | 186.5148 | 151.6678 | 124.193 | 100.701 | 0
Option 2 AT | QLD | NQ | 4h | 0 | 0 | 175.5109 | 253.5193 | 246.8874 | 231.6505 | 209.6743 | 183.3716 | 192.2513 | 181.2361 | 176.7914 | 194.7636 | 123.1423 | 100.5726 | 112.5216 | 111.545 | 131.5674 | 133.6389 | 121.7191 | 152.6703 | 120.9885 | 167.2404 | 34.998 | 39.9321
Option 2 AT | QLD | NQ | 8h | 0 | 0 | 0.0070435 | 200.9219 | 896.5912 | 836.0299 | 751.4628 | 661.2827 | 703.0699 | 702.0684 | 683.5569 | 794.8277 | 593.9985 | 494.0441 | 575.1205 | 621.7186 | 709.2976 | 727.456 | 637.8006 | 843.4966 | 635.6326 | 874.0386 | 704.5695 | 729.3023
Option 2 AT | QLD | NQ | Biomass | 266.6439 | 231.7738 | 206.2855 | 164.674 | 144.1262 | 142.9024 | 87.0519 | 85.0411 | 91.6473 | 90.3098 | 84.7409 | 76.983 | 19.5902 | 26.1492 | 33.57 | 35.1534 | 41.9125 | 38.041 | 43.8127 | 33.9233 | 39.6733 | 44.0077 | 39.145 | 32.9586
Option 2 AT | QLD | NQ | CCGT | 1514.345 | 1251.587 | 106.872 | 204.2319 | 408.3974 | 401.646 | 185.341 | 112.1004 | 86.6356 | 112.2572 | 119.2182 | 142.1531 | 64.1232 | 64.2989 | 64.1232 | 64.1232 | 64.1232 | 64.2989 | 114.0209 | 64.1232 | 113.7299 | 0 | 0 | 0
Option 2 AT | QLD | NQ | Coordinated CER | 10.6063 | 17.871 | 28.952 | 46.4241 | 59.6073 | 72.7228 | 79.8801 | 86.0084 | 113.5418 | 143.9798 | 147.3302 | 180.9526 | 133.7944 | 134.4439 | 162.2392 | 213.4313 | 250.3862 | 277.8823 | 281.4649 | 394.1711 | 339.8345 | 511.124 | 435.0517 | 591.1388
Option 2 AT | QLD | NQ | Distributed PV | 1515.1605 | 1802.9214 | 1987.6529 | 2216.7753 | 2410.5617 | 2578.6963 | 2714.8634 | 2917.114 | 3021.32 | 3216.7685 | 3174.0864 | 3225.049 | 3481.1249 | 3906.3864 | 4199.2378 | 4301.6588 | 3917.9138 | 4563.0363 | 4886.89 | 5317.914 | 5608.681 | 5852.128 | 6138.6974 | 6591.1244
Option 2 AT | QLD | NQ | Hydro | 980.6301 | 822.7035 | 651.885 | 652.3546 | 533.6321 | 486.7562 | 314.6085 | 340.4558 | 431.2577 | 370.0394 | 346.3079 | 352.3033 | 100.0856 | 145.4404 | 134.295 | 140.2045 | 169.685 | 171.7867 | 154.5824 | 182.6594 | 148.4293 | 173.6752 | 139.766 | 148.7402
Option 2 AT | QLD | NQ | Liquid Fuel | 1.433e-08 | 4.4675e-08 | 5.009e-08 | 19.6747 | 68.9281 | 26.9706 | 21.5278 | 3.5171 | 0 | 0 | 0 | 3.1771 | 14.6846 | 0 | 0 | 0 | 0 | 0 | 0 | 0 | 0 | 0 | 0 | 0
Option 2 AT | QLD | NQ | PHES | 397.1396 | 591.2576 | 691.6705 | 764.4372 | 718.5894 | 663.7967 | 590.5618 | 526.8403 | 580.2063 | 580.2413 | 518.8318 | 550.133 | 373.731 | 311.1693 | 324.1577 | 337.5664 | 405.5671 | 422.0733 | 314.6763 | 418.862 | 357.9158 | 490.8205 | 386.6465 | 470.4861
Option 2 AT | QLD | NQ | Solar | 3102.5492 | 3375.7647 | 3797.4376 | 4059.1982 | 4168.7009 | 4280.2729 | 3581.6272 | 3324.0282 | 3609.5781 | 3788.6815 | 3967.4368 | 5276.142 | 3693.1143 | 3242.6443 | 3771.0645 | 3852.8588 | 4929.6714 | 5247.113 | 5257.1239 | 4795.3478 | 5362.8032 | 6026.3941 | 5902.8478 | 4901.9079
Option 2 AT | QLD | NQ | Wind | 940.259 | 974.8507 | 7698.9042 | 8585.6766 | 8579.3128 | 8770.1424 | 11879.4179 | 14007.6459 | 14987.323 | 14569.5014 | 14185.5513 | 13516.8568 | 16691.1085 | 18117.9664 | 18105.2063 | 19164.8992 | 18579.1416 | 18879.5921 | 19934.0858 | 21211.7896 | 21002.005 | 19913.0445 | 20809.2135 | 22218.2209
Option 2 AT | QLD | SQ | 1h | 26.4875 | 134.6234 | 138.3152 | 145.4543 | 134.7099 | 138.7986 | 118.2553 | 110.3692 | 125.2215 | 130.4263 | 112.2057 | 101.5097 | 89.43 | 80.4546 | 75.7746 | 68.3344 | 82.721 | 75.3939 | 66.0959 | 70.5311 | 64.7748 | 91.1202 | 101.1221 | 103.257
Option 2 AT | QLD | SQ | 2h | 505.071 | 1045.0405 | 1106.0759 | 1179.4938 | 1119.1623 | 1172.1379 | 1019.0077 | 915.1027 | 1010.5278 | 1018.5066 | 873.7732 | 798.726 | 650.8385 | 612.6092 | 598.5916 | 527.6749 | 658.7887 | 581.0467 | 477.0427 | 359.979 | 325.2732 | 446.7137 | 403.2278 | 391.1207
Option 2 AT | QLD | SQ | 4h | 96.3491 | 161.4465 | 180.053 | 200.3673 | 194.9868 | 195.0983 | 172.1049 | 150.3717 | 166.363 | 159.6534 | 138.3975 | 127.866 | 104.0893 | 99.5887 | 102.3043 | 91.3893 | 115.2977 | 101.6356 | 93.3538 | 96.8462 | 87.1751 | 113.6038 | 127.4989 | 120.1779
Option 2 AT | QLD | SQ | 8h | 0 | 0 | 2500.7527 | 4381.5429 | 4742.4677 | 4918.9678 | 6102.9988 | 6973.366 | 7378.0229 | 7268.08 | 6525.1008 | 6134.2627 | 5220.4194 | 6247.5076 | 6755.8562 | 5862.3522 | 6291.5428 | 7401.7718 | 7490.9524 | 6972.955 | 6789.7638 | 8585.6696 | 7751.304 | 7315.7524
Option 2 AT | QLD | SQ | Black Coal | 18017.429 | 13559.6884 | 4528.044 | 1799.0359 | 680.9452 | 0 | 0 | 0 | 0 | 0 | 0 | 0 | 0 | 0 | 0 | 0 | 0 | 0 | 0 | 0 | 0 | 0 | 0 | 0
Option 2 AT | QLD | SQ | CCGT | 5505.8147 | 5346.094 | 2788.4579 | 2777.0247 | 2401.8937 | 2311.3657 | 1576.9705 | 1234.2703 | 1200.9499 | 1259.9794 | 745.0427 | 717.5393 | 74.6017 | 227.4698 | 292.6741 | 267.5142 | 309.5245 | 226.1423 | 442.5365 | 0 | 0 | 0 | 0 | 0
Option 2 AT | QLD | SQ | Coordinated CER | 34.2764 | 84.7335 | 143.0599 | 246.644 | 311.9498 | 406.6326 | 475.3321 | 576.6443 | 726.9133 | 870.2895 | 882.4269 | 980.8573 | 955.0121 | 998.4238 | 1189.5914 | 1227.3794 | 1496.4645 | 1807.8163 | 1788.9265 | 1996.8876 | 2025.8604 | 2852.3574 | 3027.3834 | 3330.0772
Option 2 AT | QLD | SQ | Distributed PV | 7421.4635 | 8762.7524 | 9667.3434 | 10801.3539 | 11570.6188 | 12349.3598 | 13125.161 | 13989.8035 | 14512.2145 | 15378.728 | 15175.547 | 15293.1585 | 16657.9004 | 18667.6664 | 19941.8459 | 20251.4564 | 18430.6764 | 21229.9208 | 22945.8985 | 25202.5634 | 26043.0195 | 27240.326 | 29001.34 | 30659.7885
Option 2 AT | QLD | SQ | H2 Reciprocating Engine | 0 | 0 | 7.5637e-06 | 165.6184 | 466.0185 | 496.6683 | 317.5668 | 190.7079 | 193.9768 | 200.4361 | 156.5718 | 213.544 | 55.3528 | 43.8261 | 85.4992 | 69.093 | 66.2276 | 97.6904 | 145.8646 | 127.9691 | 192.0118 | 87.9382 | 188.623 | 143.4107
Option 2 AT | QLD | SQ | OCGT | 2.1772e-05 | 71.7653 | 101.8788 | 262.8 | 263.9885 | 295.5909 | 163.2317 | 107.7917 | 98.7211 | 42.0085 | 106.632 | 169.5942 | 65.9317 | 48.914 | 73.5572 | 57.8114 | 35.664 | 80.351 | 118.1862 | 245.8241 | 247.5818 | 86.2929 | 220.7483 | 114.4018
Option 2 AT | QLD | SQ | PHES | 44.578 | 523.0711 | 673.8672 | 885.5934 | 925.2664 | 942.2475 | 899.6204 | 822.7395 | 963.837 | 2744.9172 | 3518.7807 | 3629.5674 | 3144.8004 | 2734.8389 | 2461.792 | 2352.6547 | 2973.0689 | 2801.1128 | 2283.8554 | 2143.2119 | 2398.12 | 2835.8338 | 3002.9545 | 3269.414
Option 2 AT | QLD | SQ | Solar | 5459.9444 | 11752.1333 | 12729.9213 | 16144.5816 | 16170.1171 | 16124.1856 | 20822.1905 | 21250.1737 | 23228.6392 | 26113.4092 | 24568.9916 | 23168.3577 | 24575.0702 | 25170.7199 | 24346.7648 | 24917.0601 | 24160.6246 | 25431.2705 | 24870.1561 | 26486.8793 | 25291.9889 | 27728.9533 | 29997.3786 | 31258.498
Option 2 AT | QLD | SQ | Wind | 6253.5215 | 6186.5641 | 15267.1668 | 15111.7434 | 15573.9921 | 17659.8324 | 16556.2348 | 16392.2137 | 18005.2947 | 16662.2054 | 18975.3133 | 24030.2576 | 22500.0318 | 21409.3654 | 22745.5025 | 23501.3117 | 23283.1331 | 23493.7784 | 23317.8845 | 23412.7488 | 26376.6244 | 26307.087 | 26088.8413 | 26046.3752
Option 2 AT | SA |  | 2h | 406.089 | 1109.958 | 1093.1467 | 1050.9583 | 1109.6087 | 1149.3401 | 1246.5943 | 1109.2703 | 1205.2331 | 1238.8065 | 952.3533 | 940.7922 | 731.9797 | 779.663 | 688.7879 | 763.1909 | 753.4921 | 696.2133 | 627.9138 | 530.7913 | 608.0316 | 152.4474 | 122.4404 | 67.1995
Option 2 AT | SA |  | 4h | 0 | 185.1774 | 184.9226 | 182.5155 | 190.0685 | 197.8621 | 203.5433 | 191.2371 | 211.2892 | 212.2306 | 166.4211 | 156.8346 | 129.4798 | 135.4033 | 127.5761 | 132.1161 | 124.1168 | 127.205 | 125.993 | 107.9432 | 128.6658 | 9.3369e-05 | 2.4966e-05 | 2.5941e-05
Option 2 AT | SA |  | 8h | 0 | 0 | 573.4629 | 561.9793 | 1087.444 | 1088.5825 | 1098.4469 | 1553.5724 | 1698.7496 | 1935.4887 | 1507.4311 | 1534.3177 | 2040.7775 | 2614.2961 | 3109.6827 | 3396.8031 | 3676.8941 | 3992.7956 | 4053.9785 | 3692.5677 | 5619.7694 | 6825.6393 | 8867.4801 | 9122.9204
Option 2 AT | SA |  | CCGT | 4339.808 | 1005.87 | 1146.89 | 1303.0594 | 1234.9569 | 1009.2941 | 1064.7278 | 797.1176 | 836.0968 | 846.4546 | 957.5456 | 0 | 0 | 0 | 0 | 0 | 0 | 0 | 0 | 0 | 0 | 0 | 0 | 0
Option 2 AT | SA |  | Coordinated CER | 80.4463 | 117.8076 | 158.9255 | 184.5724 | 230.1304 | 274.1623 | 315.4777 | 348.5865 | 458.0829 | 527.2178 | 474.4516 | 529.3063 | 489.038 | 587.4806 | 638.1016 | 705.4198 | 786.0543 | 867.5482 | 965.8216 | 927.4678 | 1163.3251 | 1378.9013 | 1325.0833 | 1371.5953
Option 2 AT | SA |  | Distributed PV | 3951.9639 | 4402.3704 | 4824.8601 | 4867.8191 | 5662.963 | 6027.0828 | 6268.0704 | 6529.3698 | 7170.2022 | 7509.5844 | 7043.7603 | 7901.5404 | 8040.6532 | 9015.3056 | 8949.0696 | 9215.6641 | 8761.286 | 9761.7501 | 10523.7351 | 10490.9078 | 11345.534 | 11897.7486 | 12342.259 | 12832.9299
Option 2 AT | SA |  | Liquid Fuel | 71.8383 | 4.7506e-05 | 7.5234 | 163.4396 | 209.8891 | 113.3909 | 148.447 | 88.8748 | 86.4006 | 112.285 | 86.4035 | 94.1498 | 25.2554 | 60.637 | 69.3382 | 60.9087 | 95.6494 | 24.3042 | 97.2729 | 103.9239 | 24.6797 | 3.9843 | 12.6346 | 7.5991
Option 2 AT | SA |  | OCGT | 1259.4937 | 41.735 | 169.6932 | 892.0407 | 842.7685 | 592.0037 | 1004.8551 | 717.2447 | 701.7291 | 705.2919 | 660.0448 | 648.2421 | 294.296 | 443.2282 | 419.7173 | 382.7628 | 464.4507 | 279.2154 | 278.6664 | 208.9139 | 479.2554 | 413.751 | 552.1741 | 362.6861
Option 2 AT | SA |  | Solar | 1907.0424 | 3607.9721 | 3579.1767 | 3799.5414 | 5550.1904 | 6118.9588 | 7764.2104 | 7972.8122 | 8820.5323 | 10485.109 | 10454.3594 | 11295.3187 | 11925.4036 | 15253.0148 | 16070.4441 | 16299.0222 | 18087.493 | 18753.7312 | 19735.8341 | 19681.4495 | 23042.8184 | 24952.0168 | 29914.3072 | 30984.7081
Option 2 AT | SA |  | Wind | 7914.022 | 7474.543 | 7769.4689 | 9152.003 | 10820.9484 | 11594.0843 | 10505.9044 | 12971.8247 | 14841.7652 | 13970.1916 | 14945.3475 | 16159.589 | 17027.4828 | 14413.9001 | 14973.0549 | 15009.0363 | 14876.6463 | 16609.7996 | 17363.2343 | 19624.1152 | 18715.6826 | 19833.8386 | 17298.6756 | 19111.8546
Option 2 AT | SA | CSA | 2h | 376.9534 | 871.1408 | 872.7773 | 833.3007 | 878.4603 | 918.6197 | 999.4167 | 883.7532 | 975.7293 | 1006.3582 | 769.2808 | 758.8489 | 583.3499 | 620.5052 | 521.5933 | 558.2923 | 537.0273 | 477.7248 | 411.3723 | 336.0753 | 363.8388 | 86.5988 | 77.0167 | 17.0085
Option 2 AT | SA | CSA | 4h | 0 | 73.6349 | 70.5966 | 69.5472 | 70.2119 | 73.6471 | 80.2438 | 69.8641 | 78.3169 | 81.7688 | 66.2204 | 61.745 | 49.6933 | 53.2871 | 44.9576 | 50.0036 | 46.7887 | 46.4734 | 49.391 | 40.84 | 46.7673 | 9.3369e-05 | 2.4966e-05 | 2.5941e-05
Option 2 AT | SA | CSA | 8h | 0 | 0 | 246.4913 | 244.3674 | 258.8256 | 258.9569 | 260.5552 | 246.5625 | 266.3618 | 264.1854 | 221.3437 | 208.8253 | 703.7362 | 1017.2796 | 1550.1304 | 1694.5429 | 1644.1392 | 1856.9585 | 1868.8713 | 1657.3467 | 2817.3507 | 3377.0511 | 3459.2991 | 3607.7667
Option 2 AT | SA | CSA | CCGT | 4339.808 | 1005.87 | 1146.89 | 1303.0594 | 1234.9569 | 1009.2941 | 1064.7278 | 797.1176 | 836.0968 | 846.4546 | 957.5456 | 0 | 0 | 0 | 0 | 0 | 0 | 0 | 0 | 0 | 0 | 0 | 0 | 0
Option 2 AT | SA | CSA | Coordinated CER | 72.6578 | 106.3061 | 142.8956 | 166.1286 | 206.7005 | 246.5707 | 283.6616 | 314.0224 | 413.6864 | 476.2151 | 428.7686 | 477.5313 | 441.9472 | 532.1642 | 576.722 | 636.6975 | 708.0606 | 779.3429 | 870.2307 | 833.2107 | 1047.2028 | 1236.6992 | 1184.2497 | 1231.191
Option 2 AT | SA | CSA | Distributed PV | 3637.898 | 4044.6802 | 4423.7164 | 4454.288 | 5057.8329 | 5380.7608 | 5588.6185 | 5815.672 | 6385.314 | 6689.3092 | 6252.4625 | 6997.2405 | 7104.2749 | 7982.3719 | 7905.9124 | 8121.4064 | 7715.2574 | 8574.5493 | 9229.3265 | 9177.135 | 9916.464 | 10408.5945 | 10772.3775 | 11187.73
Option 2 AT | SA | CSA | Liquid Fuel | 71.8383 | 4.7506e-05 | 7.5234 | 163.4396 | 209.8891 | 113.3909 | 148.447 | 88.8748 | 86.4006 | 112.285 | 86.4035 | 94.1498 | 25.2554 | 60.637 | 69.3382 | 60.9087 | 95.6494 | 24.3042 | 97.2729 | 103.9239 | 24.6797 | 3.9843 | 12.6346 | 7.5991
Option 2 AT | SA | CSA | OCGT | 1259.4937 | 41.735 | 169.6932 | 841.1895 | 776.3602 | 570.1445 | 823.3782 | 548.1976 | 542.476 | 597.778 | 583.1905 | 572.2686 | 245.2182 | 393.2003 | 370.1722 | 334.0279 | 401.0943 | 230.3861 | 214.1095 | 119.9495 | 290.3119 | 236.9307 | 407.7126 | 268.286
Option 2 AT | SA | CSA | Solar | 136.6491 | 964.9182 | 1219.8553 | 1334.7466 | 1303.3049 | 1377.3984 | 1909.5811 | 2083.7416 | 2224.1957 | 2467.117 | 4095.9309 | 4622.9318 | 5102.6684 | 8122.2441 | 8650.4805 | 8493.0917 | 9400.9548 | 9578.0012 | 10196.8952 | 10072.3861 | 11602.1223 | 12688.8919 | 12993.9752 | 13721.9054
Option 2 AT | SA | CSA | Wind | 5394.3626 | 5216.5642 | 5653.8188 | 6775.4838 | 7900.2827 | 8726.9614 | 7950.0256 | 9630.1733 | 10696.0801 | 10249.3103 | 9110.1543 | 10119.5434 | 9780.4135 | 7424.9266 | 7874.1726 | 7795.8946 | 7854.1911 | 9151.2504 | 9551.7353 | 11353.0483 | 10488.3924 | 11139.2293 | 9631.0147 | 10610.1457
Option 2 AT | SA | NSA | 2h | 2.6822 | 208.1673 | 187.7097 | 185.7565 | 196.9196 | 195.7792 | 212.2072 | 191.0957 | 206.3565 | 209.4401 | 165.4187 | 164.7184 | 133.725 | 143.8516 | 151.5868 | 189.1271 | 201.6971 | 203.1867 | 201.4355 | 181.7864 | 228.8006 | 49.4173 | 45.4237 | 50.191
Option 2 AT | SA | NSA | 8h | 0 | 0 | 326.9717 | 317.6119 | 828.6184 | 829.6257 | 837.8916 | 1307.01 | 1432.3878 | 1671.3033 | 1286.0874 | 1325.4924 | 1337.0413 | 1597.0164 | 1559.5523 | 1702.2602 | 2032.7549 | 2135.8371 | 2185.1072 | 2035.221 | 2802.4188 | 3448.5882 | 5408.181 | 5515.1537
Option 2 AT | SA | NSA | Coordinated CER | 4.4829 | 6.5659 | 8.605 | 10.0295 | 12.4819 | 14.7905 | 17.152 | 18.2088 | 23.0635 | 26.6185 | 24.0506 | 27.6127 | 24.4092 | 29.6423 | 31.6278 | 36.3596 | 42.4025 | 47.7874 | 51.4164 | 51.8858 | 64.9689 | 78.6669 | 79.1389 | 82.5142
Option 2 AT | SA | NSA | Distributed PV | 147.9824 | 163.7284 | 187.3829 | 193.7813 | 335.7458 | 354.7841 | 375.8544 | 395.8743 | 446.6898 | 472.0612 | 454.0329 | 509.069 | 529.8339 | 589.6994 | 578.0359 | 605.8869 | 577.1613 | 654.3789 | 715.1112 | 728.7139 | 795.2911 | 817.7637 | 874.5357 | 920.0204
Option 2 AT | SA | NSA | Liquid Fuel | 0 | 0 | 0 | 0 | 0 | 0 | 0 | 0 | 0 | 0 | 0 | 0 | 0 | 0 | 0 | 0 | 0 | 0 | 0 | 0 | 0 | 0 | 0 | 0
Option 2 AT | SA | NSA | OCGT | 0 | 0 | 0 | 0 | 7.4849e-05 | 4.1285e-05 | 78.8686 | 90.2347 | 81.907 | 107.5139 | 76.8543 | 75.9735 | 49.0778 | 50.0279 | 49.545 | 48.7349 | 63.3563 | 48.8293 | 64.5569 | 88.9644 | 188.9435 | 176.8203 | 144.4615 | 94.4002
Option 2 AT | SA | NSA | Solar | 1362.825 | 2306.3233 | 2084.7576 | 2207.7354 | 3945.2147 | 4282.3739 | 5401.9932 | 5619.028 | 6233.1114 | 7542.4363 | 6162.2156 | 6334.3431 | 6481.2257 | 6799.7938 | 7091.4555 | 7552.2716 | 8281.1466 | 8825.511 | 9036.128 | 9221.8113 | 11183.4743 | 11926.5083 | 16482.4474 | 16937.4489
Option 2 AT | SA | NSA | Wind | 1790.9075 | 1678.0832 | 1603.5564 | 1780.3971 | 2334.6074 | 2195.5619 | 1938.6937 | 2814.1442 | 3562.5381 | 3285.759 | 3884.8991 | 3947.9409 | 5577.6218 | 5478.9953 | 5574.2528 | 5574.1163 | 5434.0649 | 5588.8002 | 5991.5329 | 6124.9611 | 5975.4979 | 6081.8741 | 5508.9324 | 6131.5715
Option 2 AT | SA | SESA | 2h | 26.4533 | 30.6499 | 32.6598 | 31.9011 | 34.2288 | 34.9412 | 34.9704 | 34.4214 | 23.1472 | 23.0082 | 17.6538 | 17.2249 | 14.9048 | 15.3063 | 15.6078 | 15.7715 | 14.7676 | 15.3018 | 15.106 | 12.9296 | 15.3923 | 16.4313 | 0 | 0
Option 2 AT | SA | SESA | 4h | 0 | 111.5425 | 114.326 | 112.9683 | 119.8566 | 124.215 | 123.2995 | 121.373 | 132.9723 | 130.4619 | 100.2008 | 95.0896 | 79.7865 | 82.1162 | 82.6185 | 82.1125 | 77.3281 | 80.7315 | 76.602 | 67.1032 | 81.8984 | 0 | 0 | 0
Option 2 AT | SA | SESA | Coordinated CER | 3.3055 | 4.9356 | 7.4249 | 8.4143 | 10.948 | 12.8012 | 14.664 | 16.3554 | 21.3331 | 24.3842 | 21.6324 | 24.1623 | 22.6816 | 25.6741 | 29.7518 | 32.3627 | 35.5912 | 40.4179 | 44.1746 | 42.3714 | 51.1534 | 63.5353 | 61.6948 | 57.8901
Option 2 AT | SA | SESA | Distributed PV | 166.0834 | 193.9618 | 213.7608 | 219.7498 | 269.3844 | 291.5379 | 303.5975 | 317.8235 | 338.1985 | 348.214 | 337.265 | 395.231 | 406.5444 | 443.2344 | 465.1214 | 488.3708 | 468.8674 | 532.8218 | 579.2975 | 585.059 | 633.779 | 671.3904 | 695.3458 | 725.1794
Option 2 AT | SA | SESA | Liquid Fuel | 0 | 0 | 0 | 0 | 0 | 0 | 0 | 0 | 0 | 0 | 0 | 0 | 0 | 0 | 0 | 0 | 0 | 0 | 0 | 0 | 0 | 0 | 0 | 0
Option 2 AT | SA | SESA | OCGT | 6.3149e-06 | 1.3089e-06 | 1.2971e-06 | 50.8512 | 66.4083 | 21.8591 | 102.6083 | 78.8123 | 77.346 | 0 | 0 | 0 | 0 | 0 | 0 | 0 | 0 | 0 | 0 | 0 | 0 | 0 | 0 | 0
Option 2 AT | SA | SESA | Solar | 407.5682 | 336.7306 | 274.5638 | 257.0593 | 301.6709 | 459.1866 | 452.6361 | 270.0427 | 363.2252 | 475.5556 | 196.2129 | 338.0438 | 341.5095 | 330.9769 | 328.5081 | 253.6588 | 405.3917 | 350.219 | 502.8109 | 387.2522 | 257.2218 | 336.6166 | 437.8847 | 325.3538
Option 2 AT | SA | SESA | Wind | 728.7519 | 579.8956 | 512.0937 | 596.1221 | 586.0584 | 671.561 | 617.1852 | 527.5072 | 583.1469 | 435.1223 | 1950.2941 | 2092.1046 | 1669.4475 | 1509.9782 | 1524.6294 | 1639.0253 | 1588.3902 | 1869.7491 | 1819.9661 | 2146.1057 | 2251.7923 | 2612.7352 | 2158.7286 | 2370.1374
Option 2 AT | TAS |  | 24h | 0 | 0 | 0 | 0 | 0 | 0 | 0 | 0 | 0 | 0 | 3.1965e-07 | 4.7279e-07 | 4.4864e-06 | 3.5941e-06 | 6.9968e-06 | 8.8598e-06 | 9.2094e-06 | 1.0089e-05 | 5.092e-06 | 5.0736e-06 | 4.9408e-06 | 4.9392e-06 | 4.6178e-06 | 4.4166e-06
Option 2 AT | TAS |  | 2h | 0 | 4.1175e-05 | 7.1829e-05 | 0.0001251 | 0.00013844 | 0.00020469 | 0.00012232 | 0.00016943 | 0.0001515 | 0.00016093 | 0.00019449 | 0.00020275 | 0.00072729 | 0.00078348 | 0.00058217 | 0.00059171 | 0.00060655 | 0.00062682 | 0.00023316 | 0.00022822 | 0.00027559 | 36.2527 | 30.7153 | 31.1064
Option 2 AT | TAS |  | 4h | 0 | 2.0791e-05 | 3.8606e-05 | 6.4431e-05 | 8.8774e-05 | 0.00012809 | 9.5504e-05 | 0.00011733 | 0.00011485 | 0.00011434 | 0.00011521 | 0.0001177 | 0.00014868 | 0.00014991 | 0.00014744 | 0.00014701 | 0.00014653 | 0.00015007 | 7.3441e-05 | 7.4853e-05 | 9.0168e-05 | 9.2187e-05 | 8.438e-05 | 7.8435e-05
Option 2 AT | TAS |  | 8h | 0 | 0 | 3.2127e-05 | 5.1748e-05 | 6.3715e-05 | 7.8197e-05 | 6.9799e-05 | 7.7492e-05 | 7.7307e-05 | 7.4342e-05 | 7.592e-05 | 7.5068e-05 | 7.9813e-05 | 8.4272e-05 | 7.8386e-05 | 7.8527e-05 | 7.5892e-05 | 7.8308e-05 | 5.1156e-05 | 5.2053e-05 | 6.188e-05 | 6.6959e-05 | 3.734e-05 | 2.623e-05
Option 2 AT | TAS |  | CCGT | 0 | 0 | 0 | 0 | 0 | 0 | 0 | 0 | 0 | 0 | 0 | 0 | 0 | 0 | 0 | 0 | 0 | 0 | 0 | 0 | 0 | 0 | 0 | 0
Option 2 AT | TAS |  | CST | 0 | 0 | 0 | 0 | 0 | 0 | 0 | 0 | 0 | 0 | 0 | 0 | 0 | 0 | 0 | 0 | 0 | 0 | 0 | 0 | 0 | 0 | 0 | 0
Option 2 AT | TAS |  | Coordinated CER | 0.86862 | 3.7544 | 9.4803 | 40.4936 | 25.4526 | 35.2625 | 43.253 | 58.085 | 77.9903 | 84.3051 | 81.2524 | 86.1417 | 74.1354 | 70.039 | 104.5681 | 121.6473 | 119.7296 | 154.8598 | 172.3456 | 180.4812 | 233.8656 | 268.5805 | 233.4321 | 272.9058
Option 2 AT | TAS |  | Distributed PV | 484.899 | 572.335 | 674.082 | 715.0875 | 849.8666 | 963.5585 | 998.6772 | 1075.335 | 1134.0122 | 1154.35 | 1210.3973 | 1238.775 | 1357.313 | 1498.201 | 1592.0616 | 1620.5989 | 1633.9312 | 1818.2601 | 2044.9707 | 2027.0353 | 2225.3023 | 2406.0668 | 2498.3892 | 2705.525
Option 2 AT | TAS |  | Hydro | 10679.4398 | 10074.8402 | 8036.3666 | 7070.3607 | 7612.3054 | 6836.3594 | 6974.7062 | 7240.2841 | 8058.9232 | 7535.3461 | 7515.2513 | 8449.4584 | 8150.093 | 7350.2453 | 4387.9862 | 3966.3254 | 3854.6007 | 3931.2071 | 4888.1136 | 4766.8471 | 4732.9657 | 5017.2108 | 4519.513 | 3809.5474
Option 2 AT | TAS |  | OCGT | 2.5468e-06 | 2.8332e-06 | 2.2198e-06 | 0.46644 | 1.3648 | 4.0098e-06 | 1.4398e-06 | 58.6166 | 64.3862 | 53.5461 | 58.9508 | 65.6995 | 87.4174 | 51.6701 | 57.8009 | 58.4542 | 62.8384 | 67.4744 | 90.6893 | 65.6198 | 83.0281 | 68.4011 | 93.0185 | 64.818
Option 2 AT | TAS |  | PHES | 0 | 0 | 0 | 0 | 0 | 0 | 0 | 0 | 0 | 4.6079e-06 | 3.1546e-06 | 4.9269e-06 | 7.6067e-05 | 7.1474e-05 | 7.476e-05 | 7.5502e-05 | 7.2526e-05 | 7.6189e-05 | 6.0013e-05 | 5.9911e-05 | 6.4303e-05 | 6.6634e-05 | 6.2213e-05 | 6.4089e-05
Option 2 AT | TAS |  | Solar | 726.0022 | 1788.8901 | 1847.6258 | 1702.7766 | 1757.9271 | 2069.0693 | 2064.1991 | 2103.7167 | 1808.6621 | 1482.7475 | 1936.8089 | 1950.4557 | 2470.1275 | 2604.7369 | 1632.0456 | 1565.6331 | 1542.9914 | 1672.7579 | 1631.746 | 1569.1579 | 1704.5001 | 1857.3246 | 1535.631 | 1623.685
Option 2 AT | TAS |  | Wind | 1965.7355 | 1950.0149 | 5299.3786 | 5972.7752 | 5916.6149 | 6638.0128 | 6994.4174 | 7136.6641 | 7475.8148 | 9079.9474 | 8463.5425 | 8011.3108 | 8196.4665 | 9243.8168 | 8971.1925 | 9662.7683 | 9856.6382 | 9795.2157 | 9501.7671 | 10137.0896 | 9879.3639 | 11271.0847 | 12712.6791 | 12795.9187
Option 2 AT | TAS | TAS | 24h | 0 | 0 | 0 | 0 | 0 | 0 | 0 | 0 | 0 | 0 | 3.1965e-07 | 4.7279e-07 | 4.4864e-06 | 3.5941e-06 | 6.9968e-06 | 8.8598e-06 | 9.2094e-06 | 1.0089e-05 | 5.092e-06 | 5.0736e-06 | 4.9408e-06 | 4.9392e-06 | 4.6178e-06 | 4.4166e-06
Option 2 AT | TAS | TAS | 2h | 0 | 4.1175e-05 | 7.1829e-05 | 0.0001251 | 0.00013844 | 0.00020469 | 0.00012232 | 0.00016943 | 0.0001515 | 0.00016093 | 0.00019449 | 0.00020275 | 0.00072729 | 0.00078348 | 0.00058217 | 0.00059171 | 0.00060655 | 0.00062682 | 0.00023316 | 0.00022822 | 0.00027559 | 36.2527 | 30.7153 | 31.1064
Option 2 AT | TAS | TAS | 4h | 0 | 2.0791e-05 | 3.8606e-05 | 6.4431e-05 | 8.8774e-05 | 0.00012809 | 9.5504e-05 | 0.00011733 | 0.00011485 | 0.00011434 | 0.00011521 | 0.0001177 | 0.00014868 | 0.00014991 | 0.00014744 | 0.00014701 | 0.00014653 | 0.00015007 | 7.3441e-05 | 7.4853e-05 | 9.0168e-05 | 9.2187e-05 | 8.438e-05 | 7.8435e-05
Option 2 AT | TAS | TAS | 8h | 0 | 0 | 3.2127e-05 | 5.1748e-05 | 6.3715e-05 | 7.8197e-05 | 6.9799e-05 | 7.7492e-05 | 7.7307e-05 | 7.4342e-05 | 7.592e-05 | 7.5068e-05 | 7.9813e-05 | 8.4272e-05 | 7.8386e-05 | 7.8527e-05 | 7.5892e-05 | 7.8308e-05 | 5.1156e-05 | 5.2053e-05 | 6.188e-05 | 6.6959e-05 | 3.734e-05 | 2.623e-05
Option 2 AT | TAS | TAS | CCGT | 0 | 0 | 0 | 0 | 0 | 0 | 0 | 0 | 0 | 0 | 0 | 0 | 0 | 0 | 0 | 0 | 0 | 0 | 0 | 0 | 0 | 0 | 0 | 0
Option 2 AT | TAS | TAS | CST | 0 | 0 | 0 | 0 | 0 | 0 | 0 | 0 | 0 | 0 | 0 | 0 | 0 | 0 | 0 | 0 | 0 | 0 | 0 | 0 | 0 | 0 | 0 | 0
Option 2 AT | TAS | TAS | Coordinated CER | 0.86862 | 3.7544 | 9.4803 | 40.4936 | 25.4526 | 35.2625 | 43.253 | 58.085 | 77.9903 | 84.3051 | 81.2524 | 86.1417 | 74.1354 | 70.039 | 104.5681 | 121.6473 | 119.7296 | 154.8598 | 172.3456 | 180.4812 | 233.8656 | 268.5805 | 233.4321 | 272.9058
Option 2 AT | TAS | TAS | Distributed PV | 484.899 | 572.335 | 674.082 | 715.0875 | 849.8666 | 963.5585 | 998.6772 | 1075.335 | 1134.0122 | 1154.35 | 1210.3973 | 1238.775 | 1357.313 | 1498.201 | 1592.0616 | 1620.5989 | 1633.9312 | 1818.2601 | 2044.9707 | 2027.0353 | 2225.3023 | 2406.0668 | 2498.3892 | 2705.525
Option 2 AT | TAS | TAS | Hydro | 10679.4398 | 10074.8402 | 8036.3666 | 7070.3607 | 7612.3054 | 6836.3594 | 6974.7062 | 7240.2841 | 8058.9232 | 7535.3461 | 7515.2513 | 8449.4584 | 8150.093 | 7350.2453 | 4387.9862 | 3966.3254 | 3854.6007 | 3931.2071 | 4888.1136 | 4766.8471 | 4732.9657 | 5017.2108 | 4519.513 | 3809.5474
Option 2 AT | TAS | TAS | OCGT | 2.5468e-06 | 2.8332e-06 | 2.2198e-06 | 0.46644 | 1.3648 | 4.0098e-06 | 1.4398e-06 | 58.6166 | 64.3862 | 53.5461 | 58.9508 | 65.6995 | 87.4174 | 51.6701 | 57.8009 | 58.4542 | 62.8384 | 67.4744 | 90.6893 | 65.6198 | 83.0281 | 68.4011 | 93.0185 | 64.818
Option 2 AT | TAS | TAS | PHES | 0 | 0 | 0 | 0 | 0 | 0 | 0 | 0 | 0 | 4.6079e-06 | 3.1546e-06 | 4.9269e-06 | 7.6067e-05 | 7.1474e-05 | 7.476e-05 | 7.5502e-05 | 7.2526e-05 | 7.6189e-05 | 6.0013e-05 | 5.9911e-05 | 6.4303e-05 | 6.6634e-05 | 6.2213e-05 | 6.4089e-05
Option 2 AT | TAS | TAS | Solar | 726.0022 | 1788.8901 | 1847.6258 | 1702.7766 | 1757.9271 | 2069.0693 | 2064.1991 | 2103.7167 | 1808.6621 | 1482.7475 | 1936.8089 | 1950.4557 | 2470.1275 | 2604.7369 | 1632.0456 | 1565.6331 | 1542.9914 | 1672.7579 | 1631.746 | 1569.1579 | 1704.5001 | 1857.3246 | 1535.631 | 1623.685
Option 2 AT | TAS | TAS | Wind | 1965.7355 | 1950.0149 | 5299.3786 | 5972.7752 | 5916.6149 | 6638.0128 | 6994.4174 | 7136.6641 | 7475.8148 | 9079.9474 | 8463.5425 | 8011.3108 | 8196.4665 | 9243.8168 | 8971.1925 | 9662.7683 | 9856.6382 | 9795.2157 | 9501.7671 | 10137.0896 | 9879.3639 | 11271.0847 | 12712.6791 | 12795.9187
Option 2 AT | VIC |  | 1h | 0 | 5.3423 | 7.8127 | 8.7867 | 9.1873 | 9.0736 | 8.7934 | 9.0289 | 9.4097 | 9.2544 | 7.9904 | 7.9766 | 7.1044 | 5.3333 | 5.1932 | 5.6885 | 5.5583 | 5.7259 | 5.5224 | 5.0003 | 5.8036 | 6.8692 | 4.3124 | 4.7755
Option 2 AT | VIC |  | 2h | 339.8827 | 1092.0341 | 1468.722 | 1696.0499 | 1803.8484 | 1960.5477 | 2031.2757 | 2039.4808 | 2229.9021 | 2089.044 | 1637.9142 | 1573.5925 | 1287.0137 | 1090.7127 | 1084.2466 | 1020.6291 | 981.7132 | 1054.1708 | 956.3416 | 798.6767 | 856.4495 | 810.1939 | 645.3417 | 686.8749
Option 2 AT | VIC |  | 4h | 0 | 813.7399 | 1575.4354 | 1995.353 | 2132.4844 | 2242.5486 | 2241.5723 | 2208.7191 | 2366.1912 | 2212.5386 | 1815.1125 | 1708.1748 | 1473.3176 | 1407.1831 | 1475.3624 | 1492.2219 | 1431.5965 | 1539.3356 | 1582.7109 | 1414.4444 | 1530.423 | 274.2253 | 107.7849 | 110.4728
Option 2 AT | VIC |  | 8h | 0 | 0 | 0.00066367 | 0.00078076 | 0.00085218 | 0.00093672 | 0.00083669 | 0.00085655 | 0.00084088 | 0.000802 | 0.00072524 | 0.00071974 | 768.5559 | 5128.9711 | 6184.4333 | 6259.5924 | 6135.0557 | 6377.937 | 6145.6306 | 5469.949 | 6814.3057 | 8057.8029 | 8187.2638 | 8432.2277
Option 2 AT | VIC |  | Brown Coal | 22927.7492 | 18847.3018 | 11377.8384 | 7821.2784 | 7821.2784 | 7842.7066 | 7821.2784 | 0 | 0 | 0 | 0 | 0 | 0 | 0 | 0 | 0 | 0 | 0 | 0 | 0 | 0 | 0 | 0 | 0
Option 2 AT | VIC |  | CCGT | 262.8 | 570.96 | 657 | 551.5098 | 515.2433 | 181.7636 | 430.0034 | 452.1203 | 472.7148 | 436.6244 | 514.911 | 422.9325 | 276.9511 | 347.2391 | 0 | 0 | 0 | 0 | 0 | 0 | 0 | 0 | 0 | 0
Option 2 AT | VIC |  | Coordinated CER | 29.0032 | 93.424 | 201.0292 | 331.852 | 482.2906 | 636.5835 | 780.3456 | 957.9472 | 1298.8999 | 1458.229 | 1319.1301 | 1439.6481 | 1381.3017 | 1430.4036 | 1683.9042 | 1982.7496 | 2004.9452 | 2361.7987 | 2601.4874 | 2678.8458 | 3240.9211 | 3864.8961 | 3365.4991 | 3819.9924
Option 2 AT | VIC |  | Distributed PV | 6735.1283 | 8032.8902 | 9380.8905 | 9593.1744 | 12748.1715 | 13654.2597 | 14417.6745 | 15609.2411 | 16949.6231 | 17152.4334 | 17712.4661 | 18850.0038 | 20284.7003 | 23049.1466 | 23854.0656 | 24682.0721 | 22791.2369 | 25833.4236 | 29233.3884 | 29132.1542 | 33110.8554 | 34336.029 | 36191.6158 | 38751.259
Option 2 AT | VIC |  | Hydro | 3407.3885 | 3233.2547 | 2676.8998 | 2882.547 | 2846.8185 | 2632.4694 | 2397.3121 | 1428.3095 | 2065.4197 | 2092.6079 | 1456.1234 | 1697.9037 | 1125.8926 | 734.8683 | 1122.5694 | 659.5275 | 1061.1795 | 1315.8938 | 1180.7534 | 1047.3934 | 1186.3121 | 1332.9397 | 1107.0339 | 809.685
Option 2 AT | VIC |  | OCGT | 135.5534 | 354.1709 | 680.8272 | 775.8186 | 979.3305 | 325.0036 | 880.9709 | 1064.2525 | 1115.171 | 1259.1002 | 1263.4712 | 1253.2818 | 654.4713 | 807.3271 | 933.5341 | 1180.6163 | 1381.8667 | 777.2415 | 1303.4424 | 1110.4891 | 1746.3291 | 615.0979 | 1637.848 | 1091.5579
Option 2 AT | VIC |  | Offshore Wind | 0 | 0 | 0 | 0 | 0 | 8394.4234 | 11354.5631 | 14730.7003 | 16927.2657 | 21978.5169 | 26199.8292 | 29745.7568 | 35266.2002 | 36805.7046 | 38160.6362 | 36884.7088 | 37944.5551 | 38819.7035 | 38317.7155 | 39907.2763 | 37003.2467 | 37455.1847 | 38120.8805 | 39662.0586
Option 2 AT | VIC |  | Solar | 4015.7376 | 8415.4034 | 9312.2296 | 8588.291 | 8846.3158 | 8315.6705 | 9230.4105 | 11249.5613 | 12098.2934 | 11835.401 | 11093.0484 | 10540.7445 | 10660.4214 | 20975.7108 | 23905.9596 | 24021.663 | 23811.9948 | 25017.0978 | 23864.5723 | 22877.618 | 27621.11 | 28702.7552 | 26983.6508 | 27551.6547
Option 2 AT | VIC |  | Wind | 15464.0141 | 18730.2846 | 27539.9192 | 31399.3696 | 30802.7678 | 29932.649 | 28899.8904 | 32545.8345 | 33090.0359 | 32861.0509 | 36976.1508 | 36934.0959 | 34118.4177 | 28824.1617 | 29987.1124 | 31937.519 | 31259.1006 | 33380.7774 | 34484.1767 | 37980.5189 | 36171.4261 | 36883.0732 | 38601.5926 | 39778.4429
Option 2 AT | VIC | MEL | 2h | 152.2203 | 300.0557 | 449.137 | 613.2627 | 680.8786 | 731.8368 | 782.414 | 809.1653 | 874.1168 | 822.6207 | 639.9752 | 609.4681 | 488.4952 | 431.1297 | 418.9937 | 361.5823 | 351.8419 | 396.2314 | 351.4503 | 298.1449 | 267.0793 | 290.4432 | 243.6723 | 251.6247
Option 2 AT | VIC | MEL | 4h | 0 | 694.299 | 1098.2595 | 1377.5595 | 1470.9244 | 1532.3672 | 1524.7893 | 1504.1789 | 1598.4581 | 1502.8568 | 1249.5756 | 1163.2624 | 1064.2216 | 1040.8313 | 1095.6043 | 1092.99 | 1053.9602 | 1126.1084 | 1183.8379 | 1050.214 | 1101.385 | 135.8398 | 3.574e-05 | 3.6787e-05
Option 2 AT | VIC | MEL | 8h | 0 | 0 | 0.00015513 | 0.00018937 | 0.00020166 | 0.00022479 | 0.00019602 | 0.00021375 | 0.00022195 | 0.00021349 | 0.00019155 | 0.00018851 | 768.5547 | 1239.0904 | 1375.0239 | 1358.1111 | 1352.4807 | 1439.8416 | 1473.8362 | 1349.7977 | 1391.2477 | 2203.0549 | 1947.4373 | 1978.0878
Option 2 AT | VIC | MEL | CCGT | 262.8 | 570.96 | 657 | 551.5098 | 515.2433 | 181.7636 | 430.0034 | 452.1203 | 472.7148 | 436.6244 | 514.911 | 422.9325 | 276.9511 | 347.2391 | 0 | 0 | 0 | 0 | 0 | 0 | 0 | 0 | 0 | 0
Option 2 AT | VIC | MEL | Coordinated CER | 19.7454 | 66.1086 | 146.0115 | 241.2594 | 361.0785 | 482.0069 | 592.9808 | 732.6951 | 997.6996 | 1125.5059 | 1023.0794 | 1114.2317 | 1078.2864 | 1105.4321 | 1293.8954 | 1543.1672 | 1538.3444 | 1805.408 | 2009.1712 | 2113.6748 | 2487.5775 | 2912.1396 | 2557.4569 | 2950.9974
Option 2 AT | VIC | MEL | Distributed PV | 4482.4923 | 5343.7818 | 6251.5409 | 6354.5993 | 8421.9661 | 9041.8257 | 9595.7674 | 10393.2381 | 11259.9154 | 11361.2227 | 11703.8421 | 12525.2134 | 13420.7889 | 15309.4076 | 15857.174 | 16211.0221 | 15319.2982 | 17247.4575 | 19484.791 | 19127.9753 | 21502.028 | 22411.2403 | 23747.8586 | 25462.653
Option 2 AT | VIC | MEL | OCGT | 31.6811 | 123.3274 | 245.9808 | 167.6227 | 247.2511 | 94.4065 | 195.3855 | 243.9129 | 263.0223 | 334.5525 | 323.5685 | 303.5593 | 201.2702 | 279.3837 | 323.1657 | 536.7708 | 747.1817 | 401.19 | 611.9244 | 465.5479 | 806.8842 | 415.1028 | 884.5807 | 610.9991
Option 2 AT | VIC | MEL | Solar | 561.6572 | 608.3068 | 657.8207 | 608.7458 | 642.5804 | 623.8503 | 634.0192 | 696.8046 | 702.4889 | 660.8463 | 637.6723 | 649.1411 | 650.7311 | 698.3748 | 715.5552 | 642.5247 | 557.3099 | 602.2063 | 655.1292 | 609.9378 | 644.1544 | 658.5309 | 658.0642 | 696.147
Option 2 AT | VIC | SEV | 2h | 18.0953 | 61.0468 | 105.2206 | 142.8545 | 156.7467 | 172.5959 | 175.5788 | 181.6213 | 192.0977 | 179.2433 | 144.4429 | 132.029 | 97.3826 | 89.5432 | 95.5356 | 96.7285 | 91.824 | 78.2621 | 76.3573 | 45.6308 | 50.7611 | 23.6493 | 18.8748 | 19.9571
Option 2 AT | VIC | SEV | 4h | 0 | 100.2607 | 235.2797 | 332.3008 | 345.0386 | 369.2862 | 370.3533 | 374.8097 | 394.9952 | 365.2072 | 300.0322 | 276.2183 | 213.1426 | 192.2231 | 207.3738 | 212.1203 | 206.4645 | 223.5523 | 229.5003 | 213.7331 | 231.4305 | 0 | 0 | 0
Option 2 AT | VIC | SEV | 8h | 0 | 0 | 0.00014905 | 0.00018675 | 0.0002008 | 0.00022135 | 0.00019433 | 0.00021118 | 0.00021785 | 0.00020798 | 0.0001858 | 0.00018329 | 0.00044466 | 0.00060491 | 0.00064574 | 0.00064137 | 0.00062974 | 0.00065493 | 0.00052642 | 0.00051435 | 0.00055583 | 0.0006204 | 0.00043919 | 0.00043319
Option 2 AT | VIC | SEV | Brown Coal | 22927.7492 | 18847.3018 | 11377.8384 | 7821.2784 | 7821.2784 | 7842.7066 | 7821.2784 | 0 | 0 | 0 | 0 | 0 | 0 | 0 | 0 | 0 | 0 | 0 | 0 | 0 | 0 | 0 | 0 | 0
Option 2 AT | VIC | SEV | Coordinated CER | 1.8889 | 6.1945 | 13.0073 | 23.3637 | 31.5486 | 40.2153 | 49.2427 | 59.4919 | 77.5282 | 85.9572 | 79.5949 | 84.4165 | 76.1097 | 77.8689 | 97.2831 | 115.6822 | 118.8811 | 143.8853 | 159.2597 | 166.7747 | 196.788 | 235.9893 | 207.8611 | 241.0269
Option 2 AT | VIC | SEV | Distributed PV | 498.0585 | 608.8215 | 728.21 | 760.9129 | 897.9949 | 980.8393 | 1025.591 | 1112.892 | 1212.2327 | 1219.2094 | 1269.0845 | 1360.2305 | 1471.4534 | 1681.6819 | 1748.7853 | 1854.6319 | 1760.9216 | 2009.2764 | 2280.1797 | 2271.7553 | 2528.0566 | 2639.2038 | 2721.316 | 2921.7046
Option 2 AT | VIC | SEV | OCGT | 1.5555 | 4.3197e-05 | 4.513e-05 | 21.0316 | 103.8043 | 21.0742 | 62.9401 | 83.5243 | 115.5396 | 90.4226 | 90.6884 | 208.4527 | 75.0106 | 66.3896 | 128.5216 | 129.387 | 147.3642 | 80.7114 | 99.3047 | 106.5178 | 163.9105 | 96.404 | 223.4432 | 119.778
Option 2 AT | VIC | SEV | Offshore Wind | 0 | 0 | 0 | 0 | 0 | 8044.9492 | 8751.3938 | 12045.6198 | 14230.302 | 19164.0587 | 20810.031 | 22522.3801 | 28170.3778 | 30554.3071 | 31775.2802 | 30335.3831 | 31231.0125 | 31572.7189 | 31257.2013 | 32853.4701 | 30453.8884 | 30906.2811 | 31334.7384 | 32808.794
Option 2 AT | VIC | SEV | Solar | 518.6468 | 2294.7149 | 2609.0416 | 2456.4106 | 2502.554 | 2347.9777 | 2458.5677 | 2606.6919 | 2652.5349 | 2388.1939 | 2150.9749 | 2045.1713 | 2042.3139 | 1756.1949 | 1899.4962 | 2010.8503 | 2039.4779 | 2075.4016 | 1968.5228 | 2009.607 | 2066.7009 | 2121.484 | 1981.131 | 2134.3352
Option 2 AT | VIC | SEV | Wind | 334.6262 | 354.9652 | 643.6944 | 746.0521 | 650.9675 | 641.34 | 668.6312 | 676.1174 | 656.6287 | 725.4436 | 652.5936 | 664.5137 | 618.4696 | 543.2181 | 248.134 | 279.305 | 305.2476 | 293.4268 | 269.2133 | 335.0756 | 285.641 | 285.0786 | 288.6299 | 293.2275
Option 2 AT | VIC | WNV | 1h | 0 | 5.3423 | 7.8127 | 8.7867 | 9.1873 | 9.0736 | 8.7934 | 9.0289 | 9.4097 | 9.2544 | 7.9904 | 7.9766 | 7.1044 | 5.3333 | 5.1932 | 5.6885 | 5.5583 | 5.7259 | 5.5224 | 5.0003 | 5.8036 | 6.8692 | 4.3124 | 4.7755
Option 2 AT | VIC | WNV | 2h | 169.5671 | 730.9316 | 914.3644 | 939.9327 | 966.2231 | 1056.1151 | 1073.2829 | 1048.6942 | 1163.6876 | 1087.18 | 853.4962 | 832.0955 | 701.1358 | 570.0398 | 569.7173 | 562.3183 | 538.0474 | 579.6773 | 528.534 | 454.901 | 538.6092 | 496.1014 | 382.7947 | 415.2931
Option 2 AT | VIC | WNV | 4h | 0 | 19.1803 | 241.8962 | 285.4927 | 316.5214 | 340.8952 | 346.4297 | 329.7305 | 372.7379 | 344.4746 | 265.5047 | 268.6941 | 195.9535 | 174.1287 | 172.3844 | 187.1115 | 171.1718 | 189.6749 | 169.3726 | 150.4973 | 197.6074 | 138.3855 | 107.7848 | 110.4728
Option 2 AT | VIC | WNV | 8h | 0 | 0 | 0.00035949 | 0.00040465 | 0.00044972 | 0.00049057 | 0.00044633 | 0.00043162 | 0.00040108 | 0.00038053 | 0.00034789 | 0.00034793 | 0.00076571 | 3889.88 | 4809.4088 | 4901.4807 | 4782.5743 | 4938.0947 | 4671.7939 | 4120.1508 | 5423.0575 | 5854.7474 | 6239.826 | 6454.1394
Option 2 AT | VIC | WNV | Coordinated CER | 7.3689 | 21.1209 | 42.0105 | 67.229 | 89.6635 | 114.3613 | 138.1221 | 165.7601 | 223.6721 | 246.7659 | 216.4557 | 241 | 226.9056 | 247.1025 | 292.7257 | 323.9002 | 347.7197 | 412.5054 | 433.0564 | 398.3963 | 556.5555 | 716.7672 | 600.1811 | 627.968
Option 2 AT | VIC | WNV | Distributed PV | 1754.5775 | 2080.287 | 2401.1397 | 2477.6623 | 3428.2106 | 3631.5948 | 3796.3161 | 4103.111 | 4477.475 | 4572.0013 | 4739.5396 | 4964.5599 | 5392.458 | 6058.0571 | 6248.1063 | 6616.418 | 5711.0171 | 6576.6897 | 7468.4177 | 7732.4235 | 9080.7707 | 9285.5849 | 9722.4413 | 10366.9014
Option 2 AT | VIC | WNV | Hydro | 3407.3885 | 3233.2547 | 2676.8998 | 2882.547 | 2846.8185 | 2632.4694 | 2397.3121 | 1428.3095 | 2065.4197 | 2092.6079 | 1456.1234 | 1697.9037 | 1125.8926 | 734.8683 | 1122.5694 | 659.5275 | 1061.1795 | 1315.8938 | 1180.7534 | 1047.3934 | 1186.3121 | 1332.9397 | 1107.0339 | 809.685
Option 2 AT | VIC | WNV | OCGT | 102.3168 | 230.8435 | 434.8464 | 587.1642 | 628.2751 | 209.523 | 622.6453 | 736.8153 | 736.6091 | 834.1251 | 849.2143 | 741.2698 | 378.1904 | 461.5538 | 481.8467 | 514.4585 | 487.3208 | 295.3401 | 592.2133 | 538.4234 | 775.5344 | 103.591 | 529.8242 | 360.7808
Option 2 AT | VIC | WNV | Offshore Wind | 0 | 0 | 0 | 0 | 0 | 349.4742 | 2603.1693 | 2685.0805 | 2696.9637 | 2814.4582 | 5389.7983 | 7223.3767 | 7095.8224 | 6251.3974 | 6385.356 | 6549.3257 | 6713.5426 | 7246.9845 | 7060.5142 | 7053.8062 | 6549.3583 | 6548.9036 | 6786.1421 | 6853.2646
Option 2 AT | VIC | WNV | Solar | 2935.4336 | 5512.3817 | 6045.3672 | 5523.1346 | 5701.1814 | 5343.8425 | 6137.8235 | 7946.0648 | 8743.2697 | 8786.3608 | 8304.4012 | 7846.4321 | 7967.3764 | 18521.1411 | 21290.9082 | 21368.2879 | 21215.207 | 22339.4899 | 21240.9203 | 20258.0732 | 24910.2547 | 25922.7402 | 24344.4556 | 24721.1725
Option 2 AT | VIC | WNV | Wind | 15129.3879 | 18375.3194 | 26896.2248 | 30653.3174 | 30151.8003 | 29291.309 | 28231.2591 | 31869.7172 | 32433.4072 | 32135.6073 | 36323.5573 | 36269.5822 | 33499.9481 | 28280.9436 | 29738.9784 | 31658.214 | 30953.853 | 33087.3506 | 34214.9634 | 37645.4432 | 35885.7851 | 36597.9946 | 38312.9626 | 39485.2154
Option 2D AT | NEM |  | 12h | 0 | 0 | 51.2482 | 1564.7008 | 1575.8088 | 1614.4643 | 1496.6595 | 1428.5531 | 1619.2801 | 1498.7144 | 1211.8689 | 1266.9242 | 936.1864 | 869.7631 | 739.7222 | 768.4919 | 680.2962 | 672.1065 | 602.5028 | 585.2764 | 694.554 | 743.2236 | 617.9282 | 621.211
Option 2D AT | NEM |  | 1h | 74.374 | 282.8563 | 344.1092 | 396.0919 | 369.4125 | 369.4546 | 304.101 | 266.219 | 326.7418 | 346.6524 | 284.7072 | 279.0053 | 218.3957 | 188.4154 | 174.3996 | 170.1464 | 173.2126 | 141.3808 | 128.9006 | 124.2415 | 122.7136 | 170.4692 | 169.6992 | 172.9959
Option 2D AT | NEM |  | 24h | 0 | 0 | 0 | 0 | 0 | 0 | 0 | 0 | 0 | 2.0267e-07 | 3.7638e-07 | 4.6618e-07 | 6.6551e-07 | 4.5416e-07 | 4.2387e-07 | 5.2627e-07 | 3.5862e-07 | 5.2811e-07 | 8.34e-09 | 2.4922e-07 | 1.3335e-07 | 3.7258e-07 | 2.2273e-07 | 1.0542e-07
Option 2D AT | NEM |  | 2h | 1390.3922 | 3884.7152 | 4593.3502 | 5127.2068 | 5571.9576 | 5791.2257 | 5656.428 | 5356.5264 | 5826.6458 | 5767.813 | 4707.2894 | 4553.407 | 3711.1564 | 3479.5196 | 3374.5767 | 3336.1228 | 3406.4746 | 4052.5566 | 3759.6407 | 3374.1955 | 3473.2339 | 3602.2717 | 3018.5845 | 3213.0222
Option 2D AT | NEM |  | 4h | 625.4832 | 3211.6216 | 4426.6288 | 5164.0135 | 5459.9281 | 5719.3883 | 5508.5577 | 5376.1515 | 5762.6108 | 5577.9177 | 4795.0786 | 4672.1547 | 4077.2354 | 3962.8217 | 3997.663 | 4068.6969 | 3740.2772 | 3879.8719 | 3924.5479 | 3400.5144 | 3221.6774 | 1298.7876 | 896.6285 | 942.1402
Option 2D AT | NEM |  | 8h | 319.9901 | 1311.7439 | 5846.4707 | 9868.7899 | 13005.4219 | 13449.5883 | 16731.1678 | 19574.2937 | 22610.8093 | 24180.1601 | 20997.6775 | 20856.7446 | 20126.8221 | 27864.3871 | 31166.215 | 32381.172 | 33499.14 | 37438.5244 | 36530.7302 | 36567.7587 | 40291.7278 | 45683.3472 | 45002.3023 | 45898.4393
Option 2D AT | NEM |  | Biomass | 266.6649 | 231.7863 | 207.1563 | 164.6713 | 143.5081 | 143.8048 | 85.741 | 83.0198 | 90.0611 | 84.5137 | 82.0377 | 73.8187 | 18.4905 | 23.9632 | 30.0213 | 30.6734 | 40.4421 | 36.9096 | 42.2387 | 36.2379 | 39.8934 | 42.4858 | 39.1521 | 31.2448
Option 2D AT | NEM |  | Black Coal | 61933.3982 | 52672.6505 | 22227.4223 | 6845.7292 | 1943.7988 | 0 | 0 | 0 | 0 | 0 | 0 | 0 | 0 | 0 | 0 | 0 | 0 | 0 | 0 | 0 | 0 | 0 | 0 | 0
Option 2D AT | NEM |  | Brown Coal | 22963.6985 | 18847.3019 | 11377.8384 | 7821.2784 | 7821.2784 | 7842.7066 | 7821.2784 | 0 | 0 | 0 | 0 | 0 | 0 | 0 | 0 | 0 | 0 | 0 | 0 | 0 | 0 | 0 | 0 | 0
Option 2D AT | NEM |  | CCGT | 14844.0936 | 11209.0413 | 7273.4247 | 6716.7458 | 5873.9576 | 5203.6268 | 4263.7848 | 3428.2591 | 3575.3418 | 3652.3104 | 3403.2282 | 2137.177 | 714.5333 | 1097.1491 | 835.1398 | 811.9847 | 935.6871 | 647.9228 | 989.1811 | 1035.626 | 1478.5899 | 1249.2973 | 1601.1596 | 1650.3372
Option 2D AT | NEM |  | CST | 0 | 0 | 0 | 0 | 0 | 0.00027113 | 0.0003409 | 0.00037774 | 0.0003797 | 0.00034441 | 0.00031568 | 0.00027599 | 0.00033284 | 0.00035585 | 0.00032158 | 0.00029515 | 0.00023224 | 0.00025107 | 0.00032082 | 0.00032576 | 0.00031191 | 0.00032064 | 0.0002962 | 0.00033192
Option 2D AT | NEM |  | Coordinated CER | 226.8517 | 532.9054 | 905.4674 | 1406.5118 | 1898.1551 | 2424.379 | 2836.2451 | 3389.4965 | 4431.6079 | 5156.0307 | 4924.2112 | 5568.6082 | 5460.8435 | 5911.1999 | 6736.7755 | 7490.7381 | 8051.7985 | 9190.5468 | 9786.7418 | 10240.2039 | 11686.8953 | 14211.6612 | 13393.2522 | 15159.9669
Option 2D AT | NEM |  | DSP | 0.00025089 | 0.00026106 | 0.00026666 | 4.4267 | 0.6586 | 0.3948 | 3.582 | 5.6333 | 3.5525 | 4.5501 | 6.147 | 5.7724 | 22.0605 | 4.2146 | 4.2641 | 4.4869 | 4.808 | 7.1365 | 7.307 | 13.0159 | 6.8509 | 7.4364 | 9.7027 | 7.9687
Option 2D AT | NEM |  | Distributed PV | 32451.6138 | 37600.1695 | 42767.5012 | 46052.7922 | 53551.9636 | 57913.3407 | 60694.6282 | 66116.7784 | 69774.501 | 72327.8862 | 72295.0759 | 75012.2866 | 81583.3904 | 92161.2151 | 97188.685 | 98175.2441 | 91344.5221 | 102596.1106 | 114683.0745 | 120488.5252 | 128170.4642 | 134967.6131 | 140813.5355 | 152449.6643
Option 2D AT | NEM |  | H2 Reciprocating Engine | 0 | 0 | 0.00018981 | 165.4921 | 450.3476 | 499.3937 | 330.8932 | 196.8374 | 201.2242 | 216.793 | 168.333 | 244.9466 | 56.1346 | 50.3655 | 86.9845 | 74.7803 | 70.4783 | 105.135 | 153.3117 | 130.2987 | 198.5063 | 101.4431 | 184.2017 | 158.1348
Option 2D AT | NEM |  | Hydro | 19019.0757 | 18180.5737 | 14149.2374 | 13772.3034 | 14179.8047 | 13162.8386 | 11994.7418 | 10811.8747 | 12907.6992 | 12470.3317 | 11122.1451 | 12424.3326 | 10636.4174 | 9306.5637 | 6912.1992 | 5476.2182 | 6089.4406 | 7037.7239 | 7422.7207 | 7637.8179 | 7417.0102 | 8186.4481 | 7337.6564 | 5684.2668
Option 2D AT | NEM |  | Liquid Fuel | 71.8428 | 0.0018898 | 7.578 | 183.2172 | 285.2506 | 149.0633 | 169.1591 | 92.468 | 85.28 | 112.461 | 88.7887 | 90.7106 | 40.1067 | 57.8579 | 64.6705 | 58.4326 | 94.5117 | 18.8027 | 95.9429 | 99.3002 | 29.0318 | 3.6112 | 13.3021 | 10.0454
Option 2D AT | NEM |  | OCGT | 1494.9393 | 1031.5767 | 1188.2274 | 4171.5858 | 5271.4401 | 4629.3814 | 6841.2524 | 5215.711 | 5593.3689 | 5988.9549 | 6198.4895 | 5920.691 | 2403.6817 | 3210.2847 | 3372.3306 | 3889.4716 | 3267.2643 | 2373.8693 | 3596.1228 | 4658.0117 | 6647.2942 | 3819.3652 | 6764.6775 | 5844.3267
Option 2D AT | NEM |  | Offshore Wind | 0 | 0 | 0 | 0 | 0 | 8399.4491 | 11374.8852 | 14731.3537 | 16927.4029 | 22005.4802 | 26194.9023 | 29677.6757 | 48221.3749 | 50137.3833 | 55146.9794 | 54655.9771 | 60233.3851 | 58841.7247 | 60196.1821 | 61357.796 | 60039.9519 | 63017.1807 | 70526.9736 | 71724.7835
Option 2D AT | NEM |  | PHES | 455.4428 | 1351.8091 | 3325.7136 | 7103.3891 | 7365.7612 | 7503.1501 | 7399.4441 | 7378.6365 | 7904.5459 | 9598.3693 | 8980.1289 | 9649.0984 | 8079.4491 | 6570.9635 | 6133.8855 | 6130.1904 | 7608.8661 | 7396.505 | 5949.4895 | 5756.6111 | 6339.5781 | 7551.4612 | 6870.1396 | 6932.8195
Option 2D AT | NEM |  | Solar | 33282.2515 | 54155.9642 | 60785.7213 | 70279.9392 | 75936.3482 | 76337.4309 | 85745.4019 | 92519.605 | 103199.0099 | 112895.1707 | 108584.8726 | 110302.7492 | 107321.3783 | 123941.3111 | 128364.3375 | 135375.9995 | 138934.0045 | 147349.3297 | 146714.5806 | 147934.9348 | 158548.6107 | 169482.3642 | 169476.1771 | 172728.424
Option 2D AT | NEM |  | Wind | 41848.8735 | 46002.5796 | 92355.1461 | 110074.872 | 116599.5993 | 122241.9296 | 125617.7495 | 142662.553 | 149066.6725 | 148191.7977 | 162175.0852 | 168185.751 | 167489.4605 | 155263.5711 | 159883.3908 | 167524.0539 | 167570.5396 | 170448.2616 | 174523.7877 | 182274.664 | 181862.1493 | 184932.1827 | 184221.1113 | 192459.4533
Option 2D AT | NSW |  | 12h | 0 | 0 | 51.2482 | 1564.7008 | 1575.8088 | 1614.4643 | 1496.6595 | 1428.5531 | 1619.2801 | 1498.7144 | 1211.8689 | 1266.9242 | 936.1864 | 869.7631 | 739.7222 | 768.4919 | 680.2962 | 672.1065 | 602.5028 | 585.2764 | 694.554 | 743.2236 | 617.9282 | 621.211
Option 2D AT | NSW |  | 1h | 48.1583 | 118.2709 | 123.1159 | 133.6082 | 121.7764 | 123.7233 | 104.1589 | 90.4649 | 106.887 | 103.6867 | 83.652 | 81.9842 | 62.3726 | 65.2835 | 58.659 | 53.1178 | 66.0716 | 51.5024 | 48.0383 | 47.5125 | 49.7401 | 67.255 | 64.6781 | 66.393
Option 2D AT | NSW |  | 2h | 104.9961 | 490.1201 | 603.51 | 726.714 | 1057.9197 | 1067.2139 | 962.0535 | 974.929 | 1066.4745 | 1034.2141 | 903.9046 | 873.6364 | 783.7176 | 831.3409 | 791.7141 | 801.3492 | 756.3917 | 1410.6513 | 1365.1977 | 1373.1426 | 1413.8266 | 1920.3394 | 1610.2763 | 1909.7319
Option 2D AT | NSW |  | 4h | 481.0162 | 1903.7718 | 2155.2651 | 2377.816 | 2527.3407 | 2703.8792 | 2540.946 | 2534.2371 | 2707.9824 | 2650.6053 | 2358.0704 | 2340.1934 | 2129.8914 | 2136.1285 | 2097.5486 | 2159.1472 | 1850.3926 | 1915.99 | 1933.3989 | 1550.6699 | 1367.1829 | 767.1512 | 633.2216 | 674.3942
Option 2D AT | NSW |  | 8h | 319.9901 | 1311.7439 | 2735.1064 | 4038.7364 | 4079.5427 | 4475.4044 | 5421.1696 | 7172.3341 | 9055.5643 | 10072.7457 | 8415.031 | 8509.7792 | 8664.2534 | 10469.4374 | 11103.8245 | 11656.0789 | 12177.2569 | 13536.3673 | 13083.9786 | 13259.8797 | 14141.531 | 15216.3366 | 13566.0645 | 14519.1595
Option 2D AT | NSW |  | Black Coal | 32769.4548 | 30122.8931 | 12282.4583 | 2968.5234 | 1277.2105 | 0 | 0 | 0 | 0 | 0 | 0 | 0 | 0 | 0 | 0 | 0 | 0 | 0 | 0 | 0 | 0 | 0 | 0 | 0
Option 2D AT | NSW |  | CCGT | 1999.6144 | 1953.5414 | 1944.0075 | 995.9516 | 976.9369 | 943.3948 | 666.7542 | 587.9917 | 651.6825 | 671.299 | 736.6444 | 577.8767 | 260.5056 | 346.8955 | 344.62 | 332.1132 | 324.9727 | 205.1395 | 190.1765 | 249.1831 | 255.0877 | 260.5241 | 265.8505 | 226.3123
Option 2D AT | NSW |  | CST | 0 | 0 | 0 | 0 | 0 | 0.00023808 | 0.00029211 | 0.00032288 | 0.0003339 | 0.00030376 | 0.0002668 | 0.00023096 | 0.00028201 | 0.0002971 | 0.00027917 | 0.0002606 | 0.00020552 | 0.00022338 | 0.00028543 | 0.00029479 | 0.00027425 | 0.00028103 | 0.00026097 | 0.00029485
Option 2D AT | NSW |  | Coordinated CER | 67.8888 | 205.3092 | 344.7706 | 525.4746 | 747.7183 | 944.5274 | 1078.5469 | 1300.3964 | 1687.8311 | 1956.4359 | 1894.904 | 2245.0509 | 2301.2619 | 2551.0396 | 2822.7605 | 3080.8494 | 3109.7468 | 3441.6717 | 3677.2488 | 3790.9887 | 4301.1896 | 5127.0596 | 4788.9068 | 5500.1142
Option 2D AT | NSW |  | DSP | 0.00025089 | 0.00026106 | 0.00026666 | 4.4267 | 0.6586 | 0.3948 | 3.582 | 5.6333 | 3.5525 | 4.5501 | 6.147 | 5.7724 | 22.0605 | 4.2146 | 4.2641 | 4.4869 | 4.808 | 7.1365 | 7.307 | 13.0159 | 6.8509 | 7.4364 | 9.7027 | 7.9687
Option 2D AT | NSW |  | Distributed PV | 11296.0398 | 12774.819 | 14834.5992 | 16319.8122 | 18641.263 | 20543.1682 | 21233.7393 | 23813.2255 | 24710.9523 | 25520.5888 | 25588.2431 | 26084.0213 | 29164.676 | 33042.8854 | 35428.3081 | 35068.6278 | 32937.217 | 36049.7455 | 41393.7123 | 44468.4581 | 45845.2668 | 49044.641 | 50067.8285 | 55610.2305
Option 2D AT | NSW |  | Hydro | 3962.275 | 4036.5842 | 2789.213 | 3196.6254 | 3180.7374 | 3188.2161 | 2355.5457 | 1793.1067 | 2447.1648 | 2504.3452 | 1878.5595 | 2041.9654 | 1329.0064 | 1106.0938 | 1298.0581 | 789.0948 | 1067.0299 | 1572.9781 | 1112.563 | 1447.1977 | 1225.2828 | 1638.6917 | 1568.1674 | 944.1193
Option 2D AT | NSW |  | OCGT | 102.6788 | 564.1032 | 229.1663 | 2242.1055 | 2896.3092 | 3188.5894 | 4640.5331 | 3202.8524 | 3587.6422 | 3902.7931 | 4090.9974 | 3726.0339 | 1317.9383 | 1832.5188 | 1932.6408 | 2258.5261 | 1356.2815 | 1206.5973 | 1792.4989 | 2862.343 | 3349.3473 | 2143.5518 | 3108.667 | 2094.8387
Option 2D AT | NSW |  | Offshore Wind | 0 | 0 | 0 | 0 | 0 | 0 | 0 | 0 | 0 | 0 | 0 | 0 | 12955.6039 | 13257.0778 | 17155.0797 | 17814.1875 | 22280.8211 | 20031.8588 | 21936.8019 | 21467.8526 | 23043.1006 | 25532.4221 | 32490.9159 | 32031.6503
Option 2D AT | NSW |  | PHES | 18.2571 | 236.2919 | 1964.6658 | 5457.5787 | 5711.6684 | 5879.813 | 5918.7035 | 6020.7898 | 6355.8434 | 6243.7715 | 4964.8145 | 5538.4392 | 4531.0982 | 3602.5199 | 3381.2637 | 3466.4127 | 4148.3737 | 4183.9933 | 3306.4458 | 3218.9125 | 3581.8189 | 4247.6875 | 3571.6622 | 3179.3326
Option 2D AT | NSW |  | Solar | 14959.7001 | 21573.4949 | 25857.9634 | 32241.0356 | 31749.9437 | 31351.3407 | 33336.4412 | 37117.9846 | 43133.4326 | 44776.1709 | 41826.0036 | 42176.0036 | 40660.9285 | 43629.6363 | 44075.6255 | 47440.3701 | 47195.5057 | 50533.6096 | 51032.8434 | 50781.2693 | 53340.2587 | 55748.7106 | 53689.0974 | 55272.8394
Option 2D AT | NSW |  | Wind | 7918.4554 | 8182.2735 | 22842.9806 | 33472.1698 | 38329.056 | 41158.8292 | 44700.5527 | 52985.2901 | 52827.6207 | 53997.4089 | 60481.6207 | 61457.5161 | 57089.3607 | 50113.1584 | 52324.7555 | 55130.5602 | 57119.5371 | 55233.7111 | 56894.1279 | 54859.2086 | 55549.8309 | 55975.0014 | 50030.7541 | 54543.8638
Option 2D AT | NSW | CNSW | 12h | 0 | 0 | 51.2482 | 1564.7008 | 1575.8088 | 1614.4643 | 1496.6595 | 1428.5531 | 1619.2801 | 1498.7144 | 1211.8689 | 1266.9242 | 936.1864 | 869.7631 | 739.7222 | 768.4919 | 680.2962 | 672.1065 | 602.5028 | 585.2764 | 694.554 | 743.2236 | 617.9282 | 621.211
Option 2D AT | NSW | CNSW | 2h | 6.7227 | 116.8881 | 136.0014 | 158.1518 | 164.5591 | 162.6769 | 148.736 | 136.9543 | 159.0391 | 148.5544 | 129.7095 | 129.4222 | 101.856 | 164.4904 | 161.5162 | 178.8627 | 200.8468 | 199.0132 | 196.7511 | 186.9371 | 200.5817 | 188.391 | 162.2153 | 164.2321
Option 2D AT | NSW | CNSW | 4h | 373.3558 | 698.1351 | 726.6242 | 837.5318 | 837.2653 | 834.4876 | 779.531 | 760.8344 | 826.6353 | 812.4762 | 684.3934 | 692.4238 | 591.6857 | 617.9532 | 584.3357 | 619.3314 | 553.6164 | 566.8061 | 576.6135 | 561.5537 | 341.6452 | 362.5628 | 290.1047 | 298.2332
Option 2D AT | NSW | CNSW | 8h | 0 | 81.8894 | 857.3414 | 1225.9467 | 1244.4261 | 1707.6622 | 3054.1806 | 4793.7589 | 6198.6449 | 7323.6341 | 6099.4252 | 6219.0864 | 6699.4793 | 8249.0734 | 8950.262 | 9583.0726 | 9877.7222 | 11342.1348 | 10946.7897 | 11133.3417 | 12162.1519 | 13132.0783 | 11357.5019 | 12596.9342
Option 2D AT | NSW | CNSW | Black Coal | 20359.8918 | 20051.1587 | 9125.7047 | 2968.5234 | 1277.2105 | 0 | 0 | 0 | 0 | 0 | 0 | 0 | 0 | 0 | 0 | 0 | 0 | 0 | 0 | 0 | 0 | 0 | 0 | 0
Option 2D AT | NSW | CNSW | CST | 0 | 0 | 0 | 0 | 0 | 9.0134e-05 | 0.00010833 | 0.00012344 | 0.00012573 | 0.00011095 | 0.00010037 | 8.7752e-05 | 0.00011131 | 0.00011254 | 9.9807e-05 | 0.00010072 | 7.9053e-05 | 8.7162e-05 | 0.00011411 | 0.00011745 | 0.00010843 | 0.00010829 | 0.00010015 | 0.00011604
Option 2D AT | NSW | CNSW | Coordinated CER | 5.3536 | 21.4881 | 35.5579 | 50.7383 | 70.5609 | 86.502 | 97.5112 | 112.0807 | 147.281 | 165.6323 | 160.8005 | 185.4922 | 174.602 | 197.18 | 214.6953 | 236.0639 | 249.4592 | 277.3968 | 305.7964 | 327.4242 | 363.4086 | 433.1388 | 379.4159 | 410.6708
Option 2D AT | NSW | CNSW | Distributed PV | 878.6834 | 1003.757 | 1188.5146 | 1298.3239 | 1418.9591 | 1563.8695 | 1613.0152 | 1813.18 | 1971.328 | 2011.5392 | 2026.0364 | 2044.135 | 2290.8322 | 2626.6871 | 2698.4526 | 2677.9788 | 2509.4051 | 2763.454 | 3206.8285 | 3424.1038 | 3519.2774 | 3762.3464 | 3829.8992 | 4291.3685
Option 2D AT | NSW | CNSW | OCGT | 0 | 0 | 0 | 0 | 0.00061995 | 0.00058129 | 0.00023093 | 0.00010658 | 9.0803e-05 | 9.2847e-05 | 9.226e-05 | 8.0519e-05 | 2.9336e-05 | 0 | 0 | 2.72e-09 | 7.8357e-06 | 0 | 1.8846e-05 | 5.349e-05 | 0.00015007 | 1.5845e-05 | 6.321e-05 | 5.4043e-05
Option 2D AT | NSW | CNSW | PHES | 18.2571 | 236.2919 | 313.6346 | 468.7971 | 486.6592 | 524.9903 | 524.3425 | 512.6312 | 545.8162 | 531.1311 | 481.5702 | 492.5465 | 418.7344 | 331.8135 | 300.7976 | 303.9395 | 331.8641 | 305.2986 | 288.6972 | 260.6183 | 308.5922 | 334.1127 | 286.6445 | 273.0418
Option 2D AT | NSW | CNSW | Solar | 5485.5326 | 8609.8006 | 11907.4143 | 19564.4005 | 19250.3307 | 20448.262 | 24027.7483 | 27582.1914 | 31879.762 | 34947.9828 | 32597.595 | 32952.7556 | 32067.6341 | 34413.7003 | 33451.4656 | 36368.02 | 35649.1824 | 38935.396 | 39624.5111 | 38871.4942 | 40806.9603 | 42561.4201 | 39618.4041 | 41706.294
Option 2D AT | NSW | CNSW | Wind | 1396.9361 | 1641.2119 | 9758.2354 | 20230.3909 | 24960.3071 | 26043.3615 | 24926.1894 | 32248.7403 | 31454.3348 | 33564.2795 | 38279.3191 | 39307.3635 | 37169.271 | 32968.3323 | 34011.6928 | 36130.729 | 37427.0674 | 34785.6711 | 35901.5499 | 34526.1246 | 35626.9672 | 35478.6289 | 31700.0363 | 35092.0691
Option 2D AT | NSW | NNSW | 1h | 39.1898 | 104.7614 | 108.1894 | 118.5253 | 106.8602 | 109.1209 | 90.6383 | 77.9737 | 92.5543 | 89.9344 | 72.8951 | 70.6712 | 53.2431 | 56.8064 | 50.9367 | 44.5035 | 57.2792 | 51.502 | 48.038 | 47.5122 | 49.7399 | 67.2548 | 64.6779 | 66.3929
Option 2D AT | NSW | NNSW | 2h | 15.8251 | 157.3088 | 197.7532 | 221.8173 | 200.9029 | 207.039 | 164.6654 | 149.2231 | 179.2156 | 173.8758 | 149.5425 | 140.3714 | 103.1926 | 99.9322 | 93.1026 | 82.0947 | 104.25 | 98.1629 | 89.6958 | 94.8716 | 108.1724 | 88.5771 | 81.2725 | 86.9628
Option 2D AT | NSW | NNSW | 8h | 227.4719 | 768.4874 | 1268.2605 | 1368.0883 | 1280.1631 | 1241.6776 | 1026.9539 | 1006.1457 | 1381.1478 | 1312.7056 | 1079.8024 | 1102.3654 | 855.9426 | 1114.2534 | 1053.2605 | 984.9811 | 1208.7687 | 1099.7152 | 1081.402 | 1029.8247 | 894.9307 | 975.2208 | 993.7921 | 1128.38
Option 2D AT | NSW | NNSW | CST | 0 | 0 | 0 | 0 | 0 | 7.4341e-05 | 9.6754e-05 | 0.00010745 | 0.00010449 | 9.5184e-05 | 8.1845e-05 | 7.3022e-05 | 9.0306e-05 | 9.2522e-05 | 8.5861e-05 | 8.0769e-05 | 6.1503e-05 | 6.6818e-05 | 8.7958e-05 | 9.7276e-05 | 8.111e-05 | 8.9398e-05 | 8.1918e-05 | 9.5315e-05
Option 2D AT | NSW | NNSW | Coordinated CER | 17.1071 | 31.9869 | 47.1324 | 73.3976 | 89.0445 | 109.3536 | 111.7176 | 114.0468 | 157.9988 | 184.8456 | 165.3392 | 190.3853 | 180.1884 | 192.8674 | 215.48 | 232.9919 | 285.4964 | 298.6486 | 307.8427 | 335.3136 | 352.1596 | 501.2457 | 523.7663 | 554.277
Option 2D AT | NSW | NNSW | Distributed PV | 1701.7179 | 1915.6084 | 2238.2693 | 2489.5833 | 2654.203 | 2918.8084 | 3031.9808 | 3380.5105 | 3499.8625 | 3668.2965 | 3650.069 | 3698.1705 | 4141.42 | 4592.2336 | 4927.281 | 4825.605 | 4578.762 | 4928.652 | 5591.8691 | 6079.384 | 6254.8496 | 6681.3931 | 6894.113 | 7656.4087
Option 2D AT | NSW | NNSW | PHES | 0 | 0 | 0 | 0 | 0 | 0 | 0 | 0 | 0 | 0 | 2.6914e-07 | 5.9081e-07 | 6.7364e-07 | 4.3723e-07 | 2.7262e-07 | 3.4865e-07 | 4.1569e-07 | 9.2166e-07 | 0 | 1.584e-08 | 4.4235e-08 | 1.4856e-07 | 2.5319e-07 | 3.4647e-07
Option 2D AT | NSW | NNSW | Solar | 1531.9406 | 1757.2305 | 2217.2084 | 1792.6813 | 1548.8152 | 1488.1846 | 1489.2634 | 1790.2185 | 2513.9323 | 2285.8685 | 2164.4868 | 2282.332 | 2892.6933 | 3338.0181 | 4363.5216 | 4388.5188 | 5015.6526 | 5067.6157 | 4772.2395 | 4824.8338 | 4979.7344 | 5386.7763 | 5964.6921 | 6483.8243
Option 2D AT | NSW | NNSW | Wind | 1242.48 | 1125.539 | 1374.2796 | 1276.441 | 1604.7236 | 1710.8368 | 6961.9518 | 7094.2937 | 7722.388 | 6981.9306 | 9128.5433 | 9158.3192 | 7242.5818 | 6726.2795 | 7280.1958 | 7852.0123 | 8273.7501 | 9795.1188 | 9814.0727 | 9475.3501 | 9736.6132 | 10194.4902 | 9374.0384 | 9841.9639
Option 2D AT | NSW | SNSW | 1h | 8.968 | 13.5089 | 14.9258 | 15.0817 | 14.9149 | 14.6008 | 13.5202 | 12.4908 | 14.3323 | 13.752 | 10.7565 | 11.3126 | 9.1292 | 8.4767 | 7.7219 | 8.614 | 8.792 | 0 | 0 | 0 | 0 | 0 | 0 | 0
Option 2D AT | NSW | SNSW | 2h | 48.9238 | 115.7442 | 151.1878 | 152.3913 | 155.3446 | 152.0193 | 142.1623 | 129.6768 | 149.8672 | 136.1666 | 108.4819 | 109.458 | 93.0414 | 89.3986 | 83.2117 | 92.1442 | 94.2859 | 93.2782 | 83.0128 | 72.7476 | 89.7047 | 104.1875 | 120.4011 | 115.0714
Option 2D AT | NSW | SNSW | 4h | 0 | 0 | 0 | 0 | 52.8622 | 224.0205 | 207.8484 | 193.5925 | 224.8692 | 214.7824 | 153.8633 | 164.5335 | 108.56 | 96.522 | 96.9822 | 100.3854 | 104.86 | 114.7798 | 103.5961 | 85.6708 | 102.355 | 129.5187 | 108.2942 | 95.5611
Option 2D AT | NSW | SNSW | 8h | 92.5176 | 290.7866 | 396.1532 | 491.1954 | 512.894 | 492.5683 | 366.8469 | 369.6042 | 429.083 | 414.2072 | 297.2749 | 289.8202 | 220.5154 | 206.3312 | 191.6035 | 194.6548 | 193.4499 | 213.8716 | 181.7033 | 186.0586 | 162.4186 | 48.7269 | 79.9089 | 51.2036
Option 2D AT | NSW | SNSW | CST | 0 | 0 | 0 | 0 | 0 | 7.3601e-05 | 8.7027e-05 | 9.1988e-05 | 0.00010368 | 9.7624e-05 | 8.4579e-05 | 7.0187e-05 | 8.039e-05 | 9.2043e-05 | 9.3498e-05 | 7.9111e-05 | 6.4968e-05 | 6.94e-05 | 8.3364e-05 | 8.0063e-05 | 8.4707e-05 | 8.3344e-05 | 7.8896e-05 | 8.35e-05
Option 2D AT | NSW | SNSW | Coordinated CER | 16.6948 | 37.627 | 58.4653 | 83.6502 | 110.8513 | 137.199 | 152.4237 | 176.268 | 249.6345 | 274.8169 | 235.9263 | 264.7845 | 267.5706 | 292.5898 | 309.2858 | 353.163 | 405.8986 | 458.635 | 435.0803 | 447.0744 | 582.9629 | 697.4331 | 697.4097 | 659.4954
Option 2D AT | NSW | SNSW | Distributed PV | 2005.2324 | 2252.1356 | 2603.406 | 2817.4149 | 3239.5441 | 3535.6941 | 3601.5573 | 4039.3367 | 4140.1094 | 4256.2282 | 4237.6749 | 4323.2054 | 4805.9225 | 5450.7548 | 5884.245 | 5897.5677 | 5439.6898 | 5914.5033 | 6896.1539 | 7290.4272 | 7756.0726 | 8137.3987 | 8152.4419 | 9147.5342
Option 2D AT | NSW | SNSW | Hydro | 3962.275 | 4036.5842 | 2789.213 | 3196.6254 | 3180.7374 | 3188.2161 | 2355.5457 | 1793.1067 | 2447.1648 | 2504.3452 | 1878.5595 | 2041.9654 | 1329.0064 | 1106.0938 | 1298.0581 | 789.0948 | 1067.0299 | 1572.9781 | 1112.563 | 1447.1977 | 1225.2828 | 1638.6917 | 1568.1674 | 944.1193
Option 2D AT | NSW | SNSW | OCGT | 0.00017185 | 0.00016443 | 0.00012072 | 68.7272 | 380.8221 | 130.1651 | 438.0752 | 252.8293 | 244.6306 | 342.2445 | 265.4835 | 257.695 | 74.9972 | 161.9171 | 166.1704 | 317.1823 | 231.0748 | 13.0163 | 0 | 0 | 0 | 0 | 0 | 0
Option 2D AT | NSW | SNSW | PHES | 0 | 0 | 1651.0312 | 4988.7816 | 5225.0092 | 5354.8227 | 5394.361 | 5508.1586 | 5810.0271 | 5712.6404 | 4483.2443 | 5045.8927 | 4112.3637 | 3270.7063 | 3080.4662 | 3162.4732 | 3816.5095 | 3878.6947 | 3017.7485 | 2958.2942 | 3273.2266 | 3913.5748 | 3285.0177 | 2906.2909
Option 2D AT | NSW | SNSW | Solar | 6299.6964 | 9520.7205 | 9902.8948 | 8929.8685 | 9120.8253 | 7477.1725 | 5912.4381 | 5754.5865 | 6754.8307 | 5657.6797 | 5265.1104 | 5177.5224 | 3790.3119 | 3989.1612 | 4465.4682 | 4852.8366 | 4906.5121 | 4856.4916 | 4799.5732 | 5133.7137 | 5725.7376 | 5878.7426 | 6410.5832 | 5263.4417
Option 2D AT | NSW | SNSW | Wind | 5279.0392 | 5415.5227 | 10720.7541 | 11029.3358 | 10826.3149 | 12480.8985 | 11840.596 | 12668.8549 | 12698.4758 | 12495.1805 | 12119.3649 | 11962.5559 | 11633.1675 | 9528.9215 | 10071.6717 | 10210.6678 | 10430.3878 | 9743.0896 | 10189.8514 | 9921.4783 | 9251.0472 | 9386.7615 | 8027.2011 | 8695.2212
Option 2D AT | NSW | SNW | 1h | 0.00046397 | 0.00059477 | 0.0007271 | 0.0012762 | 0.0012814 | 0.0016171 | 0.00033687 | 0.00035497 | 0.0003652 | 0.00036112 | 0.00036763 | 0.00037264 | 0.0003571 | 0.00034962 | 0.00035944 | 0.00034319 | 0.0003603 | 0.00036355 | 0.00026712 | 0.00026636 | 0.00018829 | 0.00019159 | 0.00014745 | 0.00014414
Option 2D AT | NSW | SNW | 2h | 33.5245 | 100.179 | 118.5677 | 194.3537 | 537.113 | 545.4788 | 506.4898 | 559.0748 | 578.3527 | 575.6174 | 516.1707 | 494.3848 | 485.6276 | 477.5197 | 453.8835 | 448.2476 | 357.0091 | 1020.197 | 995.738 | 1018.5864 | 1015.3678 | 1539.1838 | 1246.3874 | 1543.4656
Option 2D AT | NSW | SNW | 4h | 107.6604 | 1205.6366 | 1428.6408 | 1540.2843 | 1637.2132 | 1645.3711 | 1553.5665 | 1579.8102 | 1656.478 | 1623.3467 | 1519.8137 | 1483.2361 | 1429.6457 | 1421.6532 | 1416.2307 | 1439.4304 | 1191.9162 | 1234.4041 | 1253.1893 | 903.4454 | 923.1826 | 275.0697 | 234.8227 | 280.5999
Option 2D AT | NSW | SNW | 8h | 0.00065563 | 170.5804 | 213.3513 | 953.506 | 1042.0595 | 1033.4963 | 973.1882 | 1002.8253 | 1046.6886 | 1022.1988 | 938.5286 | 898.5072 | 888.3162 | 899.7793 | 908.6984 | 893.3705 | 897.3161 | 880.6457 | 874.0836 | 910.6546 | 922.0297 | 1060.3106 | 1134.8617 | 742.6418
Option 2D AT | NSW | SNW | Black Coal | 12409.5631 | 10071.7344 | 3156.7536 | 0 | 0 | 0 | 0 | 0 | 0 | 0 | 0 | 0 | 0 | 0 | 0 | 0 | 0 | 0 | 0 | 0 | 0 | 0 | 0 | 0
Option 2D AT | NSW | SNW | CCGT | 1999.6144 | 1953.5414 | 1944.0075 | 995.9516 | 976.9369 | 943.3948 | 666.7542 | 587.9917 | 651.6825 | 671.299 | 736.6444 | 577.8767 | 260.5056 | 346.8955 | 344.62 | 332.1132 | 324.9727 | 205.1395 | 190.1765 | 249.1831 | 255.0877 | 260.5241 | 265.8505 | 226.3123
Option 2D AT | NSW | SNW | Coordinated CER | 28.7333 | 114.2071 | 203.615 | 317.6886 | 477.2616 | 611.4729 | 716.8943 | 898.0009 | 1132.9167 | 1331.1411 | 1332.838 | 1604.3889 | 1678.9009 | 1868.4024 | 2083.2994 | 2258.6307 | 2168.8926 | 2406.9913 | 2628.5294 | 2681.1764 | 3002.6585 | 3495.242 | 3188.3149 | 3875.671
Option 2D AT | NSW | SNW | DSP | 0.00025089 | 0.00026106 | 0.00026666 | 4.4267 | 0.6586 | 0.3948 | 3.582 | 5.6333 | 3.5525 | 4.5501 | 6.147 | 5.7724 | 22.0605 | 4.2146 | 4.2641 | 4.4869 | 4.808 | 7.1365 | 7.307 | 13.0159 | 6.8509 | 7.4364 | 9.7027 | 7.9687
Option 2D AT | NSW | SNW | Distributed PV | 6710.4061 | 7603.3179 | 8804.4093 | 9714.4901 | 11328.5568 | 12524.7961 | 12987.1859 | 14580.1984 | 15099.6525 | 15584.5249 | 15674.4629 | 16018.5105 | 17926.5014 | 20373.2099 | 21918.3296 | 21667.4764 | 20409.3601 | 22443.1363 | 25698.8608 | 27674.5432 | 28315.0673 | 30463.5028 | 31191.3744 | 34514.9191
Option 2D AT | NSW | SNW | OCGT | 102.6786 | 564.1031 | 229.1662 | 2173.3782 | 2515.4865 | 3058.4238 | 4202.4577 | 2950.023 | 3343.0116 | 3560.5485 | 3825.5138 | 3468.3389 | 1242.9411 | 1670.6017 | 1766.4704 | 1941.3438 | 1125.2067 | 1193.581 | 1792.4989 | 2862.343 | 3349.3471 | 2143.5518 | 3108.6669 | 2094.8386
Option 2D AT | NSW | SNW | Offshore Wind | 0 | 0 | 0 | 0 | 0 | 0 | 0 | 0 | 0 | 0 | 0 | 0 | 12955.6039 | 13257.0778 | 17155.0797 | 17814.1875 | 22280.8211 | 20031.8588 | 21936.8019 | 21467.8526 | 23043.1006 | 25532.4221 | 32490.9159 | 32031.6503
Option 2D AT | NSW | SNW | Solar | 1642.5305 | 1685.7434 | 1830.4459 | 1954.0853 | 1829.9725 | 1937.7215 | 1906.9914 | 1990.9883 | 1984.9076 | 1884.6399 | 1798.8115 | 1763.3936 | 1910.2892 | 1888.7566 | 1795.1701 | 1830.9948 | 1624.1586 | 1674.1063 | 1836.5196 | 1951.2276 | 1827.8263 | 1921.7715 | 1695.4179 | 1819.2794
Option 2D AT | NSW | SNW | Wind | 0 | 0 | 989.7115 | 936.002 | 937.7105 | 923.7324 | 971.8155 | 973.4012 | 952.4221 | 956.0183 | 954.3934 | 1029.2776 | 1044.3404 | 889.6251 | 961.1952 | 937.1511 | 988.3317 | 909.8316 | 988.654 | 936.2555 | 935.2033 | 915.1209 | 929.4784 | 914.6095
Option 2D AT | QLD |  | 1h | 26.2157 | 159.2399 | 213.2689 | 253.7271 | 238.5063 | 236.6916 | 191.0828 | 166.7256 | 210.3541 | 233.6342 | 193.0511 | 188.9111 | 148.9114 | 117.7 | 110.8304 | 111.4444 | 101.3798 | 84.3694 | 75.5608 | 71.9139 | 67.6029 | 97.0603 | 100.8222 | 101.9035
Option 2D AT | QLD |  | 2h | 539.5066 | 1194.5218 | 1432.4293 | 1651.2342 | 1596.1497 | 1615 | 1395.3822 | 1249.9796 | 1340.81 | 1397.361 | 1216.1376 | 1163.8905 | 891.2983 | 773.8789 | 800.6023 | 732.969 | 895.9076 | 859.8245 | 737.1319 | 634.5575 | 573.9491 | 691.9906 | 597.5724 | 498.6031
Option 2D AT | QLD |  | 4h | 144.467 | 303.1712 | 511.5196 | 610.891 | 608.9152 | 588.0134 | 514.7199 | 455.3727 | 489.094 | 486.9029 | 441.0091 | 439.1525 | 316.9246 | 266.3853 | 293.9233 | 282.7715 | 339.027 | 318.0093 | 288.7653 | 327.3503 | 206.846 | 280.4026 | 161.1151 | 162.0433
Option 2D AT | QLD |  | 8h | 0 | 0 | 2538.7736 | 5270.7189 | 7847.7314 | 7894.338 | 10221.1655 | 10762.1771 | 11778.9846 | 12104.8693 | 11006.3755 | 10718.003 | 8645.958 | 9723.7203 | 10994.6191 | 11208.5664 | 11750.544 | 14019.0191 | 13609.4291 | 14249.9729 | 13749.8528 | 15476.2096 | 14471.6319 | 14031.2127
Option 2D AT | QLD |  | Biomass | 266.6649 | 231.7863 | 207.1563 | 164.6713 | 143.5081 | 143.8048 | 85.741 | 83.0198 | 90.0611 | 84.5137 | 82.0377 | 73.8187 | 18.4905 | 23.9632 | 30.0213 | 30.6734 | 40.4421 | 36.9096 | 42.2387 | 36.2379 | 39.8934 | 42.4858 | 39.1521 | 31.2448
Option 2D AT | QLD |  | Black Coal | 29163.9433 | 22549.7574 | 9944.964 | 3877.2058 | 666.5883 | 0 | 0 | 0 | 0 | 0 | 0 | 0 | 0 | 0 | 0 | 0 | 0 | 0 | 0 | 0 | 0 | 0 | 0 | 0
Option 2D AT | QLD |  | CCGT | 8245.2953 | 7681.0795 | 3525.2885 | 3864.5743 | 3116.1626 | 3030.7828 | 2089.9871 | 1590.9198 | 1625.4647 | 1717.0574 | 1197.9682 | 1137.9279 | 182.0143 | 407.0934 | 490.5198 | 479.8715 | 610.7144 | 442.7833 | 799.0046 | 786.4429 | 1223.5023 | 988.7733 | 1335.3091 | 1424.025
Option 2D AT | QLD |  | Coordinated CER | 48.9856 | 113.4719 | 191.1087 | 325.0027 | 415.5478 | 535.1634 | 615.6988 | 730.1244 | 926.6597 | 1132.7446 | 1141.4403 | 1285.2221 | 1189.1612 | 1253.8545 | 1496.4759 | 1601.4742 | 2018.5026 | 2368.6417 | 2393.0311 | 2681.9623 | 2751.1896 | 3773.4086 | 3798.3496 | 4359.8298
Option 2D AT | QLD |  | Distributed PV | 9983.587 | 11817.7561 | 13053.0864 | 14556.9248 | 15649.0593 | 16725.0068 | 17775.4787 | 19089.4935 | 19803.4024 | 20987.7233 | 20732.1035 | 20933.4039 | 22738.0998 | 25555.4469 | 27365.3723 | 27590.2948 | 25220.0497 | 29131.1713 | 31488.2602 | 34368.5564 | 35642.9772 | 37291.0174 | 39715.62 | 42551.2688
Option 2D AT | QLD |  | H2 Reciprocating Engine | 0 | 0 | 0.00018981 | 165.4921 | 450.3476 | 499.3937 | 330.8932 | 196.8374 | 201.2242 | 216.793 | 168.333 | 244.9466 | 56.1346 | 50.3655 | 86.9845 | 74.7803 | 70.4783 | 105.135 | 153.3117 | 130.2987 | 198.5063 | 101.4431 | 184.2017 | 158.1348
Option 2D AT | QLD |  | Hydro | 980.9551 | 822.5501 | 652.4017 | 650.2033 | 533.9865 | 490.2848 | 311.3307 | 337.218 | 428.6901 | 353.3329 | 337.8451 | 317.0987 | 93.6149 | 134.8501 | 130.028 | 125.4833 | 158.9046 | 163.1816 | 151.6547 | 185.0829 | 147.6392 | 174.9396 | 139.5502 | 138.7994
Option 2D AT | QLD |  | Liquid Fuel | 3.5193e-05 | 4.4077e-05 | 4.1888e-05 | 19.6747 | 68.1364 | 27.733 | 21.4876 | 3.5171 | 0 | 0 | 0 | 1.003e-08 | 14.6846 | 0 | 0 | 0 | 0 | 0 | 0 | 0 | 0 | 0 | 0 | 0
Option 2D AT | QLD |  | OCGT | 0.00080069 | 71.7661 | 101.8795 | 262.9718 | 448.4655 | 451.8632 | 286.7514 | 157.2054 | 153.8801 | 78.4083 | 121.6913 | 259.617 | 103.8225 | 71.4734 | 92.4744 | 72.6034 | 65.0852 | 97.9487 | 183.5333 | 445.4537 | 1059.83 | 646.9407 | 1502.0293 | 2263.0727
Option 2D AT | QLD |  | PHES | 437.1858 | 1115.5172 | 1361.0477 | 1645.8104 | 1654.0928 | 1623.337 | 1480.7406 | 1357.8467 | 1548.7025 | 3354.5979 | 4015.3144 | 4110.6592 | 3548.351 | 2968.4436 | 2752.6217 | 2663.7777 | 3460.4924 | 3212.5117 | 2643.0438 | 2537.6986 | 2757.7592 | 3303.7737 | 3298.4773 | 3753.4868
Option 2D AT | QLD |  | Solar | 11673.8769 | 18776.9883 | 20166.2384 | 23938.3731 | 28139.2962 | 28497.1588 | 32744.8621 | 33799.4233 | 37064.7319 | 43807.7302 | 43363.6751 | 44343.3056 | 41472.4991 | 41978.9933 | 43081.3591 | 46466.4453 | 48602.156 | 51838.4516 | 50630.4132 | 52743.39 | 52588.8098 | 57983.0364 | 57729.0465 | 57574.762
Option 2D AT | QLD |  | Wind | 8586.2331 | 9665.044 | 28965.242 | 30081.7291 | 30554.774 | 32698.5142 | 34447.5291 | 36891.3155 | 40335.1422 | 37832.5768 | 39812.8377 | 43861.7392 | 49683.8619 | 51292.4043 | 52255.2826 | 54297.07 | 53104.8735 | 53626.7291 | 55170.0723 | 58472.7498 | 60200.3259 | 59583.8378 | 63208.4897 | 63731.4637
Option 2D AT | QLD | CQ | 2h | 41.0593 | 110.1524 | 122.3887 | 126.0057 | 133.9882 | 127.27 | 108.0218 | 92.6275 | 105.977 | 118.9223 | 107.9797 | 111.7645 | 77.882 | 64.4987 | 75.8384 | 85.7755 | 73.3664 | 83.8098 | 83.228 | 87.0148 | 85.4229 | 101.7575 | 84.3084 | 90.4772
Option 2D AT | QLD | CQ | 4h | 48.7633 | 141.6213 | 155.9495 | 158.0918 | 167.8253 | 159.6874 | 134.7649 | 119.2244 | 136.2015 | 144.1102 | 124.0623 | 119.5782 | 88.5801 | 69.5267 | 82.4903 | 82.4157 | 94.3261 | 85.4181 | 74.0876 | 84.0501 | 0 | 0 | 0 | 0
Option 2D AT | QLD | CQ | 8h | 0 | 0 | 0.0085358 | 0.02411 | 9.0537 | 8.8357 | 481.7348 | 586.5213 | 664.999 | 746.5593 | 696.1755 | 708.9821 | 488.7853 | 539.6678 | 889.3936 | 1624.1283 | 2364.9416 | 3680.8602 | 3489.7533 | 3983.1623 | 3983.7958 | 4746.6238 | 4731.4699 | 5224.9328
Option 2D AT | QLD | CQ | Black Coal | 8154.9233 | 6775.1419 | 3947.256 | 2068.236 | 0 | 0 | 0 | 0 | 0 | 0 | 0 | 0 | 0 | 0 | 0 | 0 | 0 | 0 | 0 | 0 | 0 | 0 | 0 | 0
Option 2D AT | QLD | CQ | Coordinated CER | 4.237 | 9.9546 | 17.5649 | 29.0836 | 36.8947 | 45.9554 | 52.5688 | 55.4903 | 76.0983 | 98.398 | 97.6103 | 116.3855 | 90.7372 | 92.1974 | 117.4368 | 147.7549 | 190.368 | 233.0986 | 234.7685 | 271.756 | 303.2542 | 376.9714 | 362.4689 | 439.6882
Option 2D AT | QLD | CQ | Distributed PV | 933.5064 | 1117.298 | 1248.7348 | 1371.3289 | 1488.0754 | 1604.773 | 1731.4597 | 1963.3321 | 2042.053 | 2152.6415 | 2145.7622 | 2176.2369 | 2339.9385 | 2686.1415 | 2908.8944 | 2718.0589 | 2583.5494 | 3006.2599 | 3297.0571 | 3453.6903 | 3582.4378 | 3770.8865 | 4122.8362 | 4817.4585
Option 2D AT | QLD | CQ | OCGT | 6.01e-05 | 5.984e-05 | 5.6029e-05 | 5.2473e-05 | 114.4759 | 83.7726 | 75.3338 | 26.994 | 32.8343 | 1.965e-09 | 0.2489 | 43.6338 | 26.654 | 6.4198 | 3.4728 | 0 | 1.96e-09 | 2.428 | 14.7422 | 28.1104 | 0 | 0 | 0 | 20.9611
Option 2D AT | QLD | CQ | PHES | 0 | 0 | 0 | 0 | 0 | 0 | 0 | 0 | 0 | 2.0259e-07 | 2.0168e-07 | 8.697e-07 | 5.4694e-07 | 3.2584e-07 | 3.7851e-07 | 4.4264e-07 | 5.9178e-07 | 1.0592e-06 | 6.014e-08 | 1.0834e-07 | 3.1031e-07 | 3.2511e-07 | 3.1685e-07 | 6.6993e-07
Option 2D AT | QLD | CQ | Solar | 2115.244 | 2420.3839 | 2354.1786 | 2374.1475 | 6455.1579 | 6705.5084 | 7177.6526 | 8148.5948 | 9056.4189 | 12781.9664 | 13871.703 | 14962.9347 | 11657.5169 | 11851.6686 | 13227.3938 | 15864.252 | 17446.3847 | 19330.2393 | 18394.8374 | 19619.8343 | 20103.7635 | 22185.5082 | 20261.4846 | 20596.6489
Option 2D AT | QLD | CQ | Wind | 1392.487 | 2505.9211 | 6048.449 | 6434.5381 | 6308.7269 | 6322.9888 | 6116.4316 | 6605.542 | 7489.8136 | 6654.8494 | 7130.6036 | 6970.1238 | 11114.4779 | 12350.9764 | 12040.443 | 12215.0884 | 12656.3333 | 12713.7621 | 13417.5689 | 15462.9849 | 14912.7895 | 15463.6362 | 16409.3029 | 15294.2802
Option 2D AT | QLD | GG | 1h | 0 | 24.3093 | 74.3058 | 109.4463 | 101.5299 | 95.2462 | 69.748 | 57.1197 | 84.0727 | 100.8506 | 82.8323 | 88.0701 | 60.9068 | 40.0859 | 35.9642 | 47.085 | 17.1767 | 9.525 | 7.9658 | 4.0329 | 2.1891 | 2.9154 | 1.4584 | 0
Option 2D AT | QLD | GG | 2h | 0 | 0.00058473 | 0.00076604 | 0.0014528 | 0.0058398 | 0.0061917 | 0.0022165 | 0.0022312 | 0.0023764 | 0.0026528 | 0.0024385 | 0.0025194 | 0.0022522 | 0.0021033 | 0.0021343 | 0.0023127 | 0.0020181 | 28.4056 | 30.9997 | 14.1217 | 11.7987 | 13.1857 | 13.3846 | 11.1315
Option 2D AT | QLD | GG | 4h | 0 | 0 | 0.0024622 | 0.0050478 | 0.006017 | 0.0061926 | 0.0036502 | 0.0034053 | 0.003809 | 0.0038672 | 0.0035921 | 0.0035872 | 0.0028033 | 0.002776 | 0.002768 | 0.0031195 | 0.0028249 | 0.0027065 | 0.0027983 | 0.0036808 | 0.0041031 | 0.003945 | 0.0011487 | 1.3907e-05
Option 2D AT | QLD | GG | 8h | 0 | 0 | 0.0015452 | 609.1219 | 2182.9457 | 2108.9959 | 2937.195 | 2701.9694 | 3246.6265 | 3493.8541 | 3207.9138 | 3258.3934 | 2432.3655 | 2283.8709 | 2516.2054 | 2844.8147 | 1937.2818 | 1880.9239 | 1573.2863 | 2080.8423 | 1999.4336 | 873.6861 | 858.754 | 534.7878
Option 2D AT | QLD | GG | Black Coal | 2207.52 | 2213.568 | 1469.664 | 0 | 0 | 0 | 0 | 0 | 0 | 0 | 0 | 0 | 0 | 0 | 0 | 0 | 0 | 0 | 0 | 0 | 0 | 0 | 0 | 0
Option 2D AT | QLD | GG | CCGT | 1230.5872 | 1084.3323 | 662.256 | 883.008 | 361.6091 | 361.4705 | 338.5438 | 212.9325 | 286.4463 | 275.9087 | 240.575 | 216.4612 | 36.843 | 104.8231 | 125.4197 | 134.0639 | 178.0461 | 138.8074 | 229.2746 | 722.3197 | 1099.6702 | 988.7733 | 1335.3091 | 1424.025
Option 2D AT | QLD | GG | Coordinated CER | 0.4028 | 0.89998 | 1.617 | 3.9961 | 5.1388 | 6.413 | 7.5722 | 8.9285 | 11.3949 | 13.7859 | 14.7942 | 16.5167 | 14.2163 | 16.1457 | 17.3319 | 22.1259 | 21.7033 | 23.2281 | 25.3764 | 28.5906 | 30.2552 | 31.8184 | 33.1233 | 28.483
Option 2D AT | QLD | GG | Distributed PV | 113.4569 | 134.7864 | 149.359 | 167.4728 | 179.8147 | 192.1882 | 203.995 | 219.244 | 227.815 | 239.5855 | 236.708 | 238.9596 | 259.136 | 295.2526 | 315.3939 | 319.1204 | 287.9098 | 331.9539 | 358.551 | 394.35 | 408.839 | 427.677 | 451.8075 | 482.791
Option 2D AT | QLD | GG | OCGT | 0 | 0 | 0 | 0 | 59.7058 | 60.6272 | 41.2923 | 17.6813 | 20.3934 | 10.2299 | 9.5188 | 19.4561 | 12.5247 | 4.6697 | 8.7994 | 12.3856 | 9.6978 | 14.7792 | 40.0104 | 171.1268 | 779.7408 | 560.8009 | 1276.1426 | 2119.4786
Option 2D AT | QLD | GG | Solar | 1047.1398 | 1200.4143 | 1235.7771 | 1279.7669 | 1285.1556 | 1314.7971 | 1300.8853 | 1330.3572 | 1331.0115 | 1375.4844 | 1313.3207 | 1296.0501 | 1447.2794 | 1504.3153 | 1491.7202 | 1508.0766 | 1240.0619 | 1447.4097 | 1482.6618 | 1552.2352 | 1556.685 | 1592.3926 | 1567.9319 | 1586.1353
Option 2D AT | QLD | NQ | 2h | 0 | 39.72 | 206.1387 | 351.3651 | 327.507 | 304.3487 | 270.4393 | 236.5866 | 233.0956 | 244.0092 | 230.2548 | 247.9663 | 156.11 | 125.2938 | 144.8943 | 139.8619 | 162.733 | 160.5786 | 144.7897 | 182.8784 | 149.2173 | 121.7061 | 99.8458 | 0
Option 2D AT | QLD | NQ | 4h | 0 | 0 | 175.5918 | 252.206 | 245.6507 | 232.0088 | 210.0825 | 184.8583 | 189.9677 | 182.0384 | 177.6323 | 191.4139 | 122.6289 | 102.4196 | 113.6665 | 112.1345 | 130.1395 | 130.1166 | 122.9568 | 148.0697 | 119.3316 | 164.2474 | 34.8452 | 39.7842
Option 2D AT | QLD | NQ | 8h | 0 | 0 | 11.8578 | 225.8259 | 1016.5946 | 955.8663 | 845.8262 | 748.3236 | 773.2271 | 798.9985 | 757.2866 | 873.1786 | 641.3668 | 535.7313 | 625.054 | 663.6671 | 764.941 | 755.0716 | 683.8078 | 881.0659 | 674.0791 | 920.9459 | 748.9057 | 781.8467
Option 2D AT | QLD | NQ | Biomass | 266.6649 | 231.7863 | 207.1563 | 164.6713 | 143.5081 | 143.8048 | 85.741 | 83.0198 | 90.0611 | 84.5137 | 82.0377 | 73.8187 | 18.4905 | 23.9632 | 30.0213 | 30.6734 | 40.4421 | 36.9096 | 42.2387 | 36.2379 | 39.8934 | 42.4858 | 39.1521 | 31.2448
Option 2D AT | QLD | NQ | CCGT | 1508.3 | 1250.6034 | 106.872 | 203.6333 | 403.1827 | 389.3151 | 196.0252 | 112.8629 | 90.7906 | 134.8672 | 125.9554 | 148.453 | 64.1232 | 64.2989 | 64.1232 | 64.1232 | 64.1232 | 67.4816 | 119.2435 | 64.1232 | 123.832 | 0 | 0 | 0
Option 2D AT | QLD | NQ | Coordinated CER | 10.5138 | 17.9089 | 29.0035 | 46.1989 | 59.7565 | 72.9805 | 79.7699 | 86.2306 | 112.5334 | 143.0144 | 146.4967 | 178.6305 | 133.8157 | 133.0453 | 163.8115 | 206.222 | 248.6619 | 273.3229 | 282.4895 | 379.9807 | 340.1927 | 509.1993 | 428.6086 | 585.5566
Option 2D AT | QLD | NQ | Distributed PV | 1515.1604 | 1802.9205 | 1987.651 | 2216.7722 | 2410.5551 | 2578.6909 | 2714.863 | 2917.114 | 3021.32 | 3216.7685 | 3174.0864 | 3225.0489 | 3481.1249 | 3906.3864 | 4199.2379 | 4301.6589 | 3917.9139 | 4563.0364 | 4886.89 | 5317.914 | 5608.681 | 5852.128 | 6138.6974 | 6591.1244
Option 2D AT | QLD | NQ | Hydro | 980.9551 | 822.5501 | 652.4017 | 650.2033 | 533.9865 | 490.2848 | 311.3307 | 337.218 | 428.6901 | 353.3329 | 337.8451 | 317.0987 | 93.6149 | 134.8501 | 130.028 | 125.4833 | 158.9046 | 163.1816 | 151.6547 | 185.0829 | 147.6392 | 174.9396 | 139.5502 | 138.7994
Option 2D AT | QLD | NQ | Liquid Fuel | 3.5193e-05 | 4.4077e-05 | 4.1888e-05 | 19.6747 | 68.1364 | 27.733 | 21.4876 | 3.5171 | 0 | 0 | 0 | 1.003e-08 | 14.6846 | 0 | 0 | 0 | 0 | 0 | 0 | 0 | 0 | 0 | 0 | 0
Option 2D AT | QLD | NQ | PHES | 395.4782 | 592.1055 | 691.5444 | 762.839 | 718.3804 | 667.4778 | 581.4656 | 524.2235 | 575.4187 | 579.0175 | 516.0575 | 547.9973 | 368.8925 | 308.8305 | 325.939 | 330.8498 | 407.386 | 412.3362 | 324.9391 | 401.1971 | 360.4655 | 480.9778 | 380.4927 | 465.7568
Option 2D AT | QLD | NQ | Solar | 3138.046 | 3411.1928 | 3848.1975 | 4108.948 | 4289.7923 | 4401.0373 | 3653.0344 | 3399.7679 | 3660.2667 | 3870.8271 | 4038.7824 | 5368.5794 | 3727.4987 | 3268.6453 | 3801.4864 | 3866.3928 | 4986.7485 | 5211.5401 | 5310.3002 | 4756.7634 | 5359.2593 | 6065.4836 | 5962.7308 | 4905.9693
Option 2D AT | QLD | NQ | Wind | 940.234 | 974.3561 | 7694.9012 | 8579.1265 | 8565.4167 | 8765.6386 | 11827.0084 | 13904.119 | 14906.4249 | 14535.0151 | 14104.1516 | 13436.4922 | 16665.2625 | 18115.1809 | 18042.2414 | 19156.1207 | 18724.1255 | 19011.9422 | 20055.9162 | 21214.6533 | 21050.1374 | 19957.1468 | 20788.9526 | 22195.867
Option 2D AT | QLD | SQ | 1h | 26.2157 | 134.9306 | 138.9631 | 144.2808 | 136.9765 | 141.4454 | 121.3348 | 109.6059 | 126.2814 | 132.7836 | 110.2188 | 100.841 | 88.0046 | 77.6141 | 74.8662 | 64.3594 | 84.2031 | 74.8444 | 67.5949 | 67.881 | 65.4138 | 94.145 | 99.3638 | 101.9035
Option 2D AT | QLD | SQ | 2h | 498.4473 | 1044.6488 | 1103.9011 | 1173.8619 | 1134.6487 | 1183.3752 | 1016.919 | 920.7633 | 1001.7351 | 1034.4268 | 877.9006 | 804.1572 | 657.3041 | 584.0844 | 579.8675 | 507.3293 | 659.8062 | 587.0305 | 478.1145 | 350.5427 | 327.5102 | 455.3412 | 400.0336 | 396.9943
Option 2D AT | QLD | SQ | 4h | 95.7037 | 161.5499 | 179.9757 | 200.5882 | 195.4332 | 196.311 | 169.8688 | 151.2866 | 162.921 | 160.7505 | 139.3109 | 128.1568 | 105.7128 | 94.4362 | 97.7637 | 88.2182 | 114.5586 | 102.472 | 91.718 | 95.2268 | 87.5104 | 116.1513 | 126.2688 | 122.2591
Option 2D AT | QLD | SQ | 8h | 0 | 0 | 2526.9057 | 4435.7469 | 4639.1374 | 4820.6401 | 5956.4095 | 6725.3628 | 7094.132 | 7065.4574 | 6344.9995 | 5877.449 | 5083.4404 | 6364.4503 | 6963.9661 | 6075.9563 | 6683.3796 | 7702.1633 | 7862.5818 | 7304.9024 | 7092.5444 | 8934.9538 | 8132.5023 | 7489.6454
Option 2D AT | QLD | SQ | Black Coal | 18801.5 | 13561.0474 | 4528.044 | 1808.9698 | 666.5883 | 0 | 0 | 0 | 0 | 0 | 0 | 0 | 0 | 0 | 0 | 0 | 0 | 0 | 0 | 0 | 0 | 0 | 0 | 0
Option 2D AT | QLD | SQ | CCGT | 5506.4081 | 5346.1439 | 2756.1605 | 2777.933 | 2351.3709 | 2279.9972 | 1555.4182 | 1265.1244 | 1248.2278 | 1306.2814 | 831.4377 | 773.0137 | 81.0481 | 237.9714 | 300.9769 | 281.6844 | 368.5451 | 236.4943 | 450.4865 | 0 | 0 | 0 | 0 | 0
Option 2D AT | QLD | SQ | Coordinated CER | 33.832 | 84.7085 | 142.9233 | 245.7242 | 313.7579 | 409.8145 | 475.7879 | 579.4751 | 726.6331 | 877.5463 | 882.539 | 973.6894 | 950.3919 | 1012.4662 | 1197.8958 | 1225.3714 | 1557.7694 | 1838.9921 | 1850.3968 | 2001.6351 | 2077.4874 | 2855.4195 | 2974.1488 | 3306.102
Option 2D AT | QLD | SQ | Distributed PV | 7421.4634 | 8762.7512 | 9667.3415 | 10801.3509 | 11570.6141 | 12349.3547 | 13125.161 | 13989.8035 | 14512.2145 | 15378.728 | 15175.547 | 15293.1585 | 16657.9005 | 18667.6665 | 19941.8459 | 20251.4564 | 18430.6764 | 21229.9209 | 22945.7622 | 25202.6022 | 26043.0195 | 27240.326 | 29002.2788 | 30659.8949
Option 2D AT | QLD | SQ | H2 Reciprocating Engine | 0 | 0 | 0.00018981 | 165.4921 | 450.3476 | 499.3937 | 330.8932 | 196.8374 | 201.2242 | 216.793 | 168.333 | 244.9466 | 56.1346 | 50.3655 | 86.9845 | 74.7803 | 70.4783 | 105.135 | 153.3117 | 130.2987 | 198.5063 | 101.4431 | 184.2017 | 158.1348
Option 2D AT | QLD | SQ | OCGT | 0.00074059 | 71.766 | 101.8794 | 262.9717 | 274.2838 | 307.4634 | 170.1254 | 112.5301 | 100.6523 | 68.1784 | 111.9236 | 196.5271 | 64.6437 | 60.3839 | 80.2022 | 60.2179 | 55.3874 | 80.7414 | 128.7807 | 246.2165 | 280.0892 | 86.1398 | 225.8867 | 122.633
Option 2D AT | QLD | SQ | PHES | 41.7076 | 523.4117 | 669.5034 | 882.9714 | 935.7124 | 955.8592 | 899.275 | 833.6232 | 973.2838 | 2775.5804 | 3499.257 | 3562.6619 | 3179.4584 | 2659.6131 | 2426.6828 | 2332.9279 | 3053.1064 | 2800.1756 | 2318.1046 | 2136.5015 | 2397.2936 | 2822.7959 | 2917.9847 | 3287.73
Option 2D AT | QLD | SQ | Solar | 5373.447 | 11744.9973 | 12728.0853 | 16175.5106 | 16109.1903 | 16075.816 | 20613.2898 | 20920.7034 | 23017.0348 | 25779.4522 | 24139.869 | 22715.7414 | 24640.2042 | 25354.3642 | 24560.7586 | 25227.724 | 24928.9609 | 25849.2624 | 25442.6138 | 26814.5572 | 25569.102 | 28139.652 | 29936.8992 | 30486.0085
Option 2D AT | QLD | SQ | Wind | 6253.5121 | 6184.7668 | 15221.8918 | 15068.0646 | 15680.6305 | 17609.8868 | 16504.089 | 16381.6546 | 17938.9037 | 16642.7123 | 18578.0825 | 23455.1232 | 21904.1214 | 20826.247 | 22172.5982 | 22925.8609 | 21724.4147 | 21901.0248 | 21696.5872 | 21795.1116 | 24237.399 | 24163.0548 | 26010.2342 | 26241.3164
Option 2D AT | SA |  | 2h | 406.2118 | 1110.7613 | 1088.9409 | 1053.7559 | 1111.8293 | 1150.7519 | 1238.2237 | 1102.3772 | 1204.0325 | 1249.1193 | 940.8314 | 941.7105 | 720.2187 | 770.1443 | 666.767 | 760.362 | 763.9936 | 721.1695 | 687.7305 | 557.636 | 645.2979 | 185.276 | 155.3667 | 106.6723
Option 2D AT | SA |  | 4h | 0 | 185.8958 | 187.0771 | 183.4815 | 192.1416 | 199.6426 | 203.5038 | 190.5096 | 209.1733 | 214.6225 | 162.7586 | 157.8399 | 130.8719 | 135.0466 | 126.0342 | 133.7641 | 122.4725 | 123.6506 | 127.1138 | 106.6668 | 126.9883 | 0.0010865 | 0.00021236 | 0.00016066
Option 2D AT | SA |  | 8h | 0 | 0 | 572.5765 | 559.3179 | 1078.1292 | 1079.8253 | 1088.8148 | 1639.7651 | 1776.2413 | 2002.5271 | 1576.2566 | 1628.9484 | 2092.3671 | 2612.9546 | 2919.3077 | 3217.7839 | 3436.3985 | 3577.066 | 3775.1541 | 3665.3299 | 5611.7703 | 6777.4853 | 8878.5289 | 9067.5052
Option 2D AT | SA |  | CCGT | 4336.384 | 1003.4603 | 1147.1287 | 1303.5075 | 1255.0121 | 1032.2629 | 1068.1187 | 799.5506 | 833.6659 | 830.3438 | 954.2304 | 0 | 0 | 0 | 0 | 0 | 0 | 0 | 0 | 0 | 0 | 0 | 0 | 0
Option 2D AT | SA |  | Coordinated CER | 80.2672 | 117.7472 | 159.8657 | 185.2711 | 229.5195 | 273.0868 | 314.6317 | 348.7986 | 456.5032 | 528.7689 | 477.6678 | 539.6303 | 492.2589 | 583.3664 | 623.168 | 697.62 | 770.4091 | 850.7618 | 953.5591 | 909.4418 | 1163.1462 | 1332.0743 | 1305.205 | 1329.1529
Option 2D AT | SA |  | Distributed PV | 3951.9606 | 4402.3711 | 4824.8482 | 4867.8068 | 5663.0329 | 6027.1077 | 6268.0729 | 6529.371 | 7170.2737 | 7509.6638 | 7047.6057 | 7901.5404 | 8040.6534 | 9015.3059 | 8949.0699 | 9215.7736 | 8761.4021 | 9762.0877 | 10524.1056 | 10491.056 | 11345.7505 | 11898.2024 | 12342.6518 | 12832.9299
Option 2D AT | SA |  | Liquid Fuel | 71.8427 | 0.0018457 | 7.5779 | 163.5425 | 217.1142 | 121.3303 | 147.6715 | 88.9509 | 85.28 | 112.461 | 88.7887 | 90.7106 | 25.4221 | 57.8579 | 64.6705 | 58.4326 | 94.5117 | 18.8027 | 95.9429 | 99.3002 | 29.0318 | 3.6112 | 13.3021 | 10.0454
Option 2D AT | SA |  | OCGT | 1256.7872 | 41.5339 | 176.3519 | 893.2736 | 899.3556 | 626.2759 | 1031.0204 | 724.0912 | 692.0837 | 700.5603 | 673.8178 | 638.5637 | 279.2222 | 441.4575 | 409.8456 | 378.8449 | 459.5442 | 254.9056 | 272.7001 | 190.6829 | 465.5264 | 395.2247 | 499.0728 | 365.9234
Option 2D AT | SA |  | Solar | 1905.2166 | 3611.2387 | 3588.3836 | 3793.9654 | 5350.5056 | 6112.1722 | 7625.9299 | 8174.8635 | 8983.7589 | 10896.5456 | 10306.628 | 11167.8638 | 11850.3939 | 14855.1178 | 15597.1601 | 15754.5623 | 17605.2355 | 17927.8231 | 19356.1551 | 19626.1629 | 23012.0321 | 24878.4438 | 29952.1292 | 30962.7965
Option 2D AT | SA |  | Wind | 7915.6828 | 7477.0738 | 7746.5061 | 9153.0873 | 10858.0669 | 11861.1825 | 10567.8951 | 12766.2893 | 14729.38 | 13605.2452 | 15093.3365 | 16349.7048 | 17158.6968 | 14819.4791 | 15425.7796 | 15525.9668 | 15314.8137 | 17399.1265 | 17706.6786 | 19723.4381 | 18777.5738 | 19925.5931 | 17368.9927 | 19111.8738
Option 2D AT | SA | CSA | 2h | 376.9536 | 871.8089 | 868.6446 | 836.7315 | 878.0552 | 919.5872 | 991.2884 | 878.6334 | 978.1815 | 1014.1444 | 759.9942 | 757.1096 | 574.9653 | 616.3119 | 514.3853 | 559.5607 | 531.052 | 485.2778 | 438.0175 | 337.9128 | 368.907 | 82.7351 | 74.716 | 17.3086
Option 2D AT | SA | CSA | 4h | 0 | 74.1807 | 71.4229 | 70.4038 | 72.4613 | 74.2072 | 79.0645 | 69.7561 | 77.826 | 82.5852 | 64.6669 | 61.8835 | 50.2522 | 52.4658 | 45.1065 | 50.8742 | 46.0886 | 48.0802 | 51.2919 | 41.4301 | 47.7145 | 0.0010865 | 0.00021236 | 0.00016066
Option 2D AT | SA | CSA | 8h | 0 | 0 | 246.8433 | 244.5194 | 261.5885 | 258.638 | 261.5917 | 248.7418 | 270.0065 | 268.9407 | 224.1802 | 213.4447 | 791.266 | 972.5747 | 1387.2236 | 1515.7257 | 1487.74 | 1540.9609 | 1603.6912 | 1643.4899 | 2791.2749 | 3367.7054 | 3406.164 | 3571.3407
Option 2D AT | SA | CSA | CCGT | 4336.384 | 1003.4603 | 1147.1287 | 1303.5075 | 1255.0121 | 1032.2629 | 1068.1187 | 799.5506 | 833.6659 | 830.3438 | 954.2304 | 0 | 0 | 0 | 0 | 0 | 0 | 0 | 0 | 0 | 0 | 0 | 0 | 0
Option 2D AT | SA | CSA | Coordinated CER | 72.4931 | 106.2404 | 143.799 | 166.8256 | 206.0066 | 245.3689 | 282.8852 | 314.3295 | 412.6624 | 477.6042 | 432.1587 | 487.114 | 445.827 | 530.1009 | 563.5285 | 629.8477 | 694.6289 | 765.7267 | 859.4452 | 817.1493 | 1047.556 | 1193.1917 | 1166.4609 | 1191.2321
Option 2D AT | SA | CSA | Distributed PV | 3637.8972 | 4044.6876 | 4423.7138 | 4454.2851 | 5057.8814 | 5380.7938 | 5588.621 | 5815.6732 | 6385.3152 | 6689.3092 | 6252.4625 | 6997.2405 | 7104.275 | 7982.372 | 7905.9125 | 8121.4064 | 7715.2574 | 8574.5494 | 9229.3265 | 9177.135 | 9916.464 | 10408.5945 | 10772.3775 | 11187.73
Option 2D AT | SA | CSA | Liquid Fuel | 71.8427 | 0.0018457 | 7.5779 | 163.5425 | 217.1142 | 121.3303 | 147.6715 | 88.9509 | 85.28 | 112.461 | 88.7887 | 90.7106 | 25.4221 | 57.8579 | 64.6705 | 58.4326 | 94.5117 | 18.8027 | 95.9429 | 99.3002 | 29.0318 | 3.6112 | 13.3021 | 10.0454
Option 2D AT | SA | CSA | OCGT | 1256.787 | 41.5338 | 176.3518 | 842.3429 | 829.5457 | 602.9537 | 857.1951 | 575.1704 | 553.6748 | 614.4931 | 605.6904 | 580.8541 | 243.2457 | 405.1959 | 372.3627 | 341.1013 | 410.1664 | 217.983 | 220.443 | 115.3035 | 301.1362 | 246.3385 | 374.893 | 288.6445
Option 2D AT | SA | CSA | Solar | 135.6708 | 960.6764 | 1215.4346 | 1330.2991 | 1271.0599 | 1376.2037 | 2017.1579 | 2220.5348 | 2393.3913 | 3094.9108 | 3924.1049 | 4463.9913 | 5343.7397 | 7755.9189 | 8309.3876 | 8059.826 | 9127.1829 | 8974.5978 | 9970.9453 | 10059.7771 | 11500.3981 | 12588.2697 | 12931.9005 | 13672.3281
Option 2D AT | SA | CSA | Wind | 5393.2143 | 5219.5841 | 5631.6663 | 6765.6527 | 7962.2343 | 8991.3738 | 8059.641 | 9434.7835 | 10459.8426 | 9827.2542 | 9372.5026 | 10429.1671 | 9786.5636 | 7695.4222 | 8163.9958 | 8112.5929 | 8113.1965 | 9623.8978 | 9740.7538 | 11397.0269 | 10573.2349 | 11263.4955 | 9730.547 | 10671.7949
Option 2D AT | SA | NSA | 2h | 2.7164 | 208.177 | 187.4401 | 184.9201 | 199.1892 | 195.9119 | 211.7698 | 189.6657 | 203.117 | 211.7717 | 163.0759 | 167.1553 | 129.7815 | 138.4597 | 136.5275 | 185.1272 | 218.3071 | 221.0681 | 234.9802 | 207.1571 | 261.1532 | 86.4297 | 80.6506 | 89.3637
Option 2D AT | SA | NSA | 8h | 0 | 0 | 325.7332 | 314.7984 | 816.5407 | 821.1873 | 827.2231 | 1391.0234 | 1506.2348 | 1733.5863 | 1352.0764 | 1415.5037 | 1301.1012 | 1640.3799 | 1532.0841 | 1702.0582 | 1948.6585 | 2036.1051 | 2171.4629 | 2021.8401 | 2820.4954 | 3409.7799 | 5472.3649 | 5496.1645
Option 2D AT | SA | NSA | Coordinated CER | 4.4804 | 6.5679 | 8.6199 | 9.9776 | 12.397 | 14.8278 | 17.0205 | 18.1757 | 22.8298 | 26.5747 | 24.0713 | 28.187 | 23.5233 | 27.9422 | 30.0926 | 34.9148 | 41.2203 | 45.4215 | 50.7334 | 51.4191 | 64.3774 | 76.8815 | 77.9757 | 81.5836
Option 2D AT | SA | NSA | Distributed PV | 147.9812 | 163.7254 | 187.3783 | 193.7768 | 335.7703 | 354.7799 | 375.8544 | 395.8743 | 446.76 | 472.1406 | 457.8783 | 509.069 | 529.834 | 589.6995 | 578.036 | 605.9963 | 577.2772 | 654.7163 | 715.4817 | 728.862 | 795.5076 | 818.2176 | 874.9286 | 920.0204
Option 2D AT | SA | NSA | Liquid Fuel | 0 | 0 | 0 | 0 | 0 | 0 | 0 | 0 | 0 | 0 | 0 | 0 | 0 | 0 | 0 | 0 | 0 | 0 | 0 | 0 | 0 | 0 | 0 | 0
Option 2D AT | SA | NSA | OCGT | 0 | 0 | 0 | 0 | 0.0023746 | 0.0014007 | 71.6067 | 72.3565 | 60.7609 | 86.0672 | 68.1275 | 57.7096 | 35.9765 | 36.2616 | 37.483 | 37.7436 | 49.3778 | 36.9226 | 52.2571 | 75.3795 | 164.3901 | 148.8861 | 124.1798 | 77.2789
Option 2D AT | SA | NSA | Solar | 1362.333 | 2312.8529 | 2095.8996 | 2204.2861 | 3797.8362 | 4279.1624 | 5187.8262 | 5688.5176 | 6268.9254 | 7380.2464 | 6199.6189 | 6440.3803 | 6257.1584 | 6784.5795 | 6967.4317 | 7468.7349 | 8164.0805 | 8661.714 | 8979.3026 | 9212.7969 | 11264.5116 | 11957.5872 | 16572.5732 | 16983.5043
Option 2D AT | SA | NSA | Wind | 1793.7639 | 1676.4545 | 1600.7048 | 1782.9212 | 2322.8512 | 2199.2424 | 1946.4798 | 2814.8075 | 3662.3757 | 3381.8854 | 3737.0885 | 3792.9423 | 5721.3888 | 5634.6667 | 5741.9652 | 5733.766 | 5594.0418 | 5720.2854 | 5981.9837 | 6118.607 | 5967.5373 | 6060.9899 | 5501.5583 | 6115.4664
Option 2D AT | SA | SESA | 2h | 26.5419 | 30.7753 | 32.8562 | 32.1043 | 34.5849 | 35.2527 | 35.1655 | 34.0781 | 22.734 | 23.2033 | 17.7613 | 17.4456 | 15.472 | 15.3727 | 15.8542 | 15.6741 | 14.6345 | 14.8237 | 14.7328 | 12.5661 | 15.2378 | 16.1111 | 0 | 0
Option 2D AT | SA | SESA | 4h | 0 | 111.7151 | 115.6542 | 113.0777 | 119.6803 | 125.4354 | 124.4393 | 120.7536 | 131.3473 | 132.0372 | 98.0917 | 95.9564 | 80.6197 | 82.5808 | 80.9277 | 82.8899 | 76.384 | 75.5704 | 75.8219 | 65.2367 | 79.2739 | 0 | 0 | 0
Option 2D AT | SA | SESA | Coordinated CER | 3.2937 | 4.9389 | 7.4467 | 8.4678 | 11.1159 | 12.8901 | 14.726 | 16.2934 | 21.011 | 24.5899 | 21.4378 | 24.3293 | 22.9085 | 25.3234 | 29.5469 | 32.8576 | 34.5598 | 39.6135 | 43.3805 | 40.8735 | 51.2128 | 62.0011 | 60.7684 | 56.3372
Option 2D AT | SA | SESA | Distributed PV | 166.0822 | 193.9581 | 213.756 | 219.7449 | 269.3812 | 291.534 | 303.5975 | 317.8235 | 338.1985 | 348.214 | 337.2649 | 395.231 | 406.5445 | 443.2345 | 465.1215 | 488.3709 | 468.8674 | 532.8219 | 579.2975 | 585.059 | 633.779 | 671.3904 | 695.3458 | 725.1794
Option 2D AT | SA | SESA | Liquid Fuel | 0 | 0 | 0 | 0 | 0 | 0 | 0 | 0 | 0 | 0 | 0 | 0 | 0 | 0 | 0 | 0 | 0 | 0 | 0 | 0 | 0 | 0 | 0 | 0
Option 2D AT | SA | SESA | OCGT | 0.00023613 | 0.00010476 | 0.00010399 | 50.9308 | 69.8075 | 23.3208 | 102.2186 | 76.5643 | 77.6481 | 0 | 0 | 0 | 0 | 0 | 0 | 0 | 0 | 0 | 0 | 0 | 0 | 0 | 0 | 0
Option 2D AT | SA | SESA | Solar | 407.2127 | 337.7094 | 277.0494 | 259.3803 | 281.6095 | 456.8061 | 420.9458 | 265.8111 | 321.4422 | 421.3884 | 182.9041 | 263.4923 | 249.4958 | 314.6194 | 320.3408 | 226.0014 | 313.9721 | 291.5113 | 405.9072 | 353.589 | 247.1224 | 332.5869 | 447.6555 | 306.9642
Option 2D AT | SA | SESA | Wind | 728.7046 | 581.0352 | 514.135 | 604.5134 | 572.9815 | 670.5663 | 561.7743 | 516.6983 | 607.1616 | 396.1056 | 1983.7454 | 2127.5953 | 1650.7444 | 1489.3902 | 1519.8186 | 1679.6079 | 1607.5753 | 2054.9433 | 1983.9411 | 2207.8043 | 2236.8015 | 2601.1077 | 2136.8874 | 2324.6125
Option 2D AT | TAS |  | 24h | 0 | 0 | 0 | 0 | 0 | 0 | 0 | 0 | 0 | 2.0267e-07 | 3.7638e-07 | 4.6618e-07 | 6.6551e-07 | 4.5416e-07 | 4.2387e-07 | 5.2627e-07 | 3.5862e-07 | 5.2811e-07 | 8.34e-09 | 2.4922e-07 | 1.3335e-07 | 3.7258e-07 | 2.2273e-07 | 1.0542e-07
Option 2D AT | TAS |  | 2h | 0 | 0.00090463 | 0.0014022 | 0.0024137 | 0.0025772 | 0.0035996 | 0.0012962 | 0.0015971 | 0.0014297 | 0.001362 | 0.0017625 | 0.0017145 | 0.0023665 | 0.0028922 | 0.0011552 | 0.0011738 | 0.0011108 | 0.0012084 | 0.00095635 | 0.00090432 | 0.001061 | 37.1971 | 31.193 | 30.8115
Option 2D AT | TAS |  | 4h | 0 | 0.00050032 | 0.0008552 | 0.0013905 | 0.0018647 | 0.002354 | 0.0012936 | 0.0013672 | 0.0014334 | 0.0013323 | 0.0011526 | 0.0010945 | 0.00097723 | 0.00094875 | 0.0009999 | 0.0010145 | 0.00092393 | 0.0010151 | 0.00092205 | 0.0008829 | 0.00098641 | 0.00078782 | 0.00058467 | 0.00052006
Option 2D AT | TAS |  | 8h | 0 | 0 | 0.00059841 | 0.00094342 | 0.0011514 | 0.0013645 | 0.0010973 | 0.0011302 | 0.0012112 | 0.0011054 | 0.001113 | 0.0010663 | 0.000972 | 0.0011371 | 0.00073461 | 0.00073075 | 0.00065792 | 0.00074078 | 0.0006873 | 0.00066763 | 0.00073758 | 0.00080314 | 0.00036392 | 0.00025863
Option 2D AT | TAS |  | CCGT | 0 | 0 | 0 | 0 | 0 | 0 | 0 | 0 | 0 | 0 | 0 | 0 | 0 | 0 | 0 | 0 | 0 | 0 | 0 | 0 | 0 | 0 | 0 | 0
Option 2D AT | TAS |  | CST | 0 | 0 | 0 | 0 | 0 | 3.305e-05 | 4.8798e-05 | 5.4858e-05 | 4.58e-05 | 4.0651e-05 | 4.888e-05 | 4.5024e-05 | 5.0827e-05 | 5.8744e-05 | 4.2412e-05 | 3.4551e-05 | 2.6717e-05 | 2.7695e-05 | 3.5389e-05 | 3.097e-05 | 3.7665e-05 | 3.9605e-05 | 3.5231e-05 | 3.7065e-05
Option 2D AT | TAS |  | Coordinated CER | 0.85535 | 3.0076 | 9.4526 | 41.732 | 25.4709 | 34.9847 | 43.4939 | 57.7874 | 77.147 | 83.4552 | 80.938 | 85.2818 | 74.5063 | 74.1014 | 104.8293 | 122.2258 | 120.3444 | 156.6289 | 174.5926 | 186.6632 | 236.1221 | 259.0678 | 230.108 | 260.8027
Option 2D AT | TAS |  | Distributed PV | 484.8989 | 572.3348 | 674.0811 | 715.0869 | 849.8668 | 963.5973 | 998.7114 | 1075.3454 | 1133.9549 | 1154.3575 | 1210.3808 | 1238.775 | 1357.313 | 1498.201 | 1591.8687 | 1620.4645 | 1633.3691 | 1818.2602 | 2044.9707 | 2027.0353 | 2225.1193 | 2406.0668 | 2498.1168 | 2705.2421
Option 2D AT | TAS |  | Hydro | 10668.4573 | 10088.422 | 8031.174 | 7044.4501 | 7616.1496 | 6847.0286 | 6982.8082 | 7250.8822 | 7996.0337 | 7517.9612 | 7453.8479 | 8389.0498 | 8089.8315 | 7320.0313 | 4365.0351 | 3900.1342 | 3813.9956 | 3976.1802 | 4967.6211 | 4953.8015 | 4869.9127 | 5024.9629 | 4504.0878 | 3811.3656
Option 2D AT | TAS |  | OCGT | 0.00021332 | 0.00020426 | 0.00018294 | 0.40592 | 1.1409 | 0.0003148 | 1.7293e-06 | 58.7855 | 61.5817 | 53.9651 | 57.1783 | 63.8716 | 83.4241 | 51.5364 | 57.23 | 58.531 | 61.6776 | 68.4405 | 88.5012 | 61.0385 | 80.707 | 63.8363 | 82.399 | 61.875
Option 2D AT | TAS |  | PHES | 0 | 0 | 0 | 0 | 0 | 0 | 0 | 0 | 0 | 4.8647e-06 | 3.6623e-06 | 4.688e-06 | 2.542e-05 | 2.461e-05 | 2.5718e-05 | 2.6434e-05 | 2.5587e-05 | 2.7072e-05 | 2.3968e-05 | 2.4611e-05 | 2.5809e-05 | 2.6705e-05 | 2.5901e-05 | 2.6459e-05
Option 2D AT | TAS |  | Solar | 726.4067 | 1768.7296 | 1829.0283 | 1686.7934 | 1750.4129 | 2047.667 | 2042.4182 | 2081.291 | 1795.5959 | 1463.86 | 1908.1469 | 1924.2841 | 2441.408 | 2580.8779 | 1597.3619 | 1533.1874 | 1521.6717 | 1653.7704 | 1611.3633 | 1549.6744 | 1696.0727 | 1839.0685 | 1516.6438 | 1599.5126
Option 2D AT | TAS |  | Wind | 1965.7231 | 1950.0061 | 5318.793 | 6014.6708 | 6019.1922 | 6648.707 | 7008.0621 | 7148.4813 | 7424.3088 | 9179.8847 | 8553.6243 | 8097.8911 | 8285.4474 | 9297.8898 | 9007.2904 | 9650.567 | 9846.769 | 9778.6034 | 9430.7412 | 10124.8429 | 9873.6769 | 11265.829 | 12681.0478 | 12773.4735
Option 2D AT | TAS | TAS | 24h | 0 | 0 | 0 | 0 | 0 | 0 | 0 | 0 | 0 | 2.0267e-07 | 3.7638e-07 | 4.6618e-07 | 6.6551e-07 | 4.5416e-07 | 4.2387e-07 | 5.2627e-07 | 3.5862e-07 | 5.2811e-07 | 8.34e-09 | 2.4922e-07 | 1.3335e-07 | 3.7258e-07 | 2.2273e-07 | 1.0542e-07
Option 2D AT | TAS | TAS | 2h | 0 | 0.00090463 | 0.0014022 | 0.0024137 | 0.0025772 | 0.0035996 | 0.0012962 | 0.0015971 | 0.0014297 | 0.001362 | 0.0017625 | 0.0017145 | 0.0023665 | 0.0028922 | 0.0011552 | 0.0011738 | 0.0011108 | 0.0012084 | 0.00095635 | 0.00090432 | 0.001061 | 37.1971 | 31.193 | 30.8115
Option 2D AT | TAS | TAS | 4h | 0 | 0.00050032 | 0.0008552 | 0.0013905 | 0.0018647 | 0.002354 | 0.0012936 | 0.0013672 | 0.0014334 | 0.0013323 | 0.0011526 | 0.0010945 | 0.00097723 | 0.00094875 | 0.0009999 | 0.0010145 | 0.00092393 | 0.0010151 | 0.00092205 | 0.0008829 | 0.00098641 | 0.00078782 | 0.00058467 | 0.00052006
Option 2D AT | TAS | TAS | 8h | 0 | 0 | 0.00059841 | 0.00094342 | 0.0011514 | 0.0013645 | 0.0010973 | 0.0011302 | 0.0012112 | 0.0011054 | 0.001113 | 0.0010663 | 0.000972 | 0.0011371 | 0.00073461 | 0.00073075 | 0.00065792 | 0.00074078 | 0.0006873 | 0.00066763 | 0.00073758 | 0.00080314 | 0.00036392 | 0.00025863
Option 2D AT | TAS | TAS | CCGT | 0 | 0 | 0 | 0 | 0 | 0 | 0 | 0 | 0 | 0 | 0 | 0 | 0 | 0 | 0 | 0 | 0 | 0 | 0 | 0 | 0 | 0 | 0 | 0
Option 2D AT | TAS | TAS | CST | 0 | 0 | 0 | 0 | 0 | 3.305e-05 | 4.8798e-05 | 5.4858e-05 | 4.58e-05 | 4.0651e-05 | 4.888e-05 | 4.5024e-05 | 5.0827e-05 | 5.8744e-05 | 4.2412e-05 | 3.4551e-05 | 2.6717e-05 | 2.7695e-05 | 3.5389e-05 | 3.097e-05 | 3.7665e-05 | 3.9605e-05 | 3.5231e-05 | 3.7065e-05
Option 2D AT | TAS | TAS | Coordinated CER | 0.85535 | 3.0076 | 9.4526 | 41.732 | 25.4709 | 34.9847 | 43.4939 | 57.7874 | 77.147 | 83.4552 | 80.938 | 85.2818 | 74.5063 | 74.1014 | 104.8293 | 122.2258 | 120.3444 | 156.6289 | 174.5926 | 186.6632 | 236.1221 | 259.0678 | 230.108 | 260.8027
Option 2D AT | TAS | TAS | Distributed PV | 484.8989 | 572.3348 | 674.0811 | 715.0869 | 849.8668 | 963.5973 | 998.7114 | 1075.3454 | 1133.9549 | 1154.3575 | 1210.3808 | 1238.775 | 1357.313 | 1498.201 | 1591.8687 | 1620.4645 | 1633.3691 | 1818.2602 | 2044.9707 | 2027.0353 | 2225.1193 | 2406.0668 | 2498.1168 | 2705.2421
Option 2D AT | TAS | TAS | Hydro | 10668.4573 | 10088.422 | 8031.174 | 7044.4501 | 7616.1496 | 6847.0286 | 6982.8082 | 7250.8822 | 7996.0337 | 7517.9612 | 7453.8479 | 8389.0498 | 8089.8315 | 7320.0313 | 4365.0351 | 3900.1342 | 3813.9956 | 3976.1802 | 4967.6211 | 4953.8015 | 4869.9127 | 5024.9629 | 4504.0878 | 3811.3656
Option 2D AT | TAS | TAS | OCGT | 0.00021332 | 0.00020426 | 0.00018294 | 0.40592 | 1.1409 | 0.0003148 | 1.7293e-06 | 58.7855 | 61.5817 | 53.9651 | 57.1783 | 63.8716 | 83.4241 | 51.5364 | 57.23 | 58.531 | 61.6776 | 68.4405 | 88.5012 | 61.0385 | 80.707 | 63.8363 | 82.399 | 61.875
Option 2D AT | TAS | TAS | PHES | 0 | 0 | 0 | 0 | 0 | 0 | 0 | 0 | 0 | 4.8647e-06 | 3.6623e-06 | 4.688e-06 | 2.542e-05 | 2.461e-05 | 2.5718e-05 | 2.6434e-05 | 2.5587e-05 | 2.7072e-05 | 2.3968e-05 | 2.4611e-05 | 2.5809e-05 | 2.6705e-05 | 2.5901e-05 | 2.6459e-05
Option 2D AT | TAS | TAS | Solar | 726.4067 | 1768.7296 | 1829.0283 | 1686.7934 | 1750.4129 | 2047.667 | 2042.4182 | 2081.291 | 1795.5959 | 1463.86 | 1908.1469 | 1924.2841 | 2441.408 | 2580.8779 | 1597.3619 | 1533.1874 | 1521.6717 | 1653.7704 | 1611.3633 | 1549.6744 | 1696.0727 | 1839.0685 | 1516.6438 | 1599.5126
Option 2D AT | TAS | TAS | Wind | 1965.7231 | 1950.0061 | 5318.793 | 6014.6708 | 6019.1922 | 6648.707 | 7008.0621 | 7148.4813 | 7424.3088 | 9179.8847 | 8553.6243 | 8097.8911 | 8285.4474 | 9297.8898 | 9007.2904 | 9650.567 | 9846.769 | 9778.6034 | 9430.7412 | 10124.8429 | 9873.6769 | 11265.829 | 12681.0478 | 12773.4735
Option 2D AT | VIC |  | 1h | 0 | 5.3455 | 7.7245 | 8.7566 | 9.1298 | 9.0397 | 8.8594 | 9.0286 | 9.5006 | 9.3315 | 8.0041 | 8.11 | 7.1117 | 5.4319 | 4.9102 | 5.5841 | 5.7612 | 5.509 | 5.3016 | 4.8151 | 5.3706 | 6.1539 | 4.1989 | 4.6994
Option 2D AT | VIC |  | 2h | 339.6777 | 1089.3112 | 1468.4685 | 1695.5003 | 1806.0563 | 1958.2563 | 2060.7673 | 2029.239 | 2215.3274 | 2087.1172 | 1646.414 | 1574.1679 | 1315.9194 | 1104.1526 | 1115.4921 | 1041.4414 | 990.1805 | 1060.91 | 969.5797 | 808.8585 | 840.1592 | 767.4687 | 624.1761 | 667.2034
Option 2D AT | VIC |  | 4h | 0 | 818.7824 | 1572.7662 | 1991.8235 | 2131.5289 | 2227.8507 | 2249.3868 | 2196.0307 | 2356.3597 | 2225.7857 | 1833.2394 | 1734.9677 | 1499.5465 | 1425.2605 | 1480.1559 | 1493.013 | 1428.3842 | 1522.2209 | 1575.269 | 1415.8266 | 1520.6591 | 251.2319 | 102.291 | 105.702
Option 2D AT | VIC |  | 8h | 0 | 0 | 0.013555 | 0.015816 | 0.017454 | 0.019263 | 0.016797 | 0.016258 | 0.017843 | 0.0169 | 0.013391 | 0.012911 | 724.2426 | 5058.2736 | 6148.463 | 6298.7419 | 6134.9399 | 6306.0712 | 6062.1677 | 5392.5754 | 6788.5729 | 8213.3148 | 8086.0766 | 8280.5616
Option 2D AT | VIC |  | Brown Coal | 22963.6985 | 18847.3019 | 11377.8384 | 7821.2784 | 7821.2784 | 7842.7066 | 7821.2784 | 0 | 0 | 0 | 0 | 0 | 0 | 0 | 0 | 0 | 0 | 0 | 0 | 0 | 0 | 0 | 0 | 0
Option 2D AT | VIC |  | CCGT | 262.8 | 570.96 | 657 | 552.7124 | 525.846 | 197.1864 | 438.9247 | 449.7971 | 464.5288 | 433.6102 | 514.3852 | 421.3725 | 272.0134 | 343.1602 | 0 | 0 | 0 | 0 | 0 | 0 | 0 | 0 | 0 | 0
Option 2D AT | VIC |  | Coordinated CER | 28.8547 | 93.3696 | 200.2698 | 329.0315 | 479.8985 | 636.6167 | 783.8739 | 952.3897 | 1283.4669 | 1454.6261 | 1329.2611 | 1413.4231 | 1403.6552 | 1448.8379 | 1689.5419 | 1988.5687 | 2032.7956 | 2372.8427 | 2588.3101 | 2671.1479 | 3235.2477 | 3720.0509 | 3270.6828 | 3710.0673
Option 2D AT | VIC |  | Distributed PV | 6735.1275 | 8032.8886 | 9380.8863 | 9593.1615 | 12748.7415 | 13654.4607 | 14418.6258 | 15609.3429 | 16955.9177 | 17155.5529 | 17716.7427 | 18854.546 | 20282.6482 | 23049.376 | 23854.0659 | 24680.0833 | 22792.4842 | 25834.846 | 29232.0257 | 29133.4194 | 33111.3503 | 34327.6856 | 36189.3184 | 38749.993
Option 2D AT | VIC |  | Hydro | 3407.3883 | 3233.0174 | 2676.4487 | 2881.0246 | 2848.9312 | 2637.309 | 2345.0572 | 1430.6678 | 2035.8106 | 2094.6925 | 1451.8926 | 1676.2188 | 1123.9646 | 745.5886 | 1119.0779 | 661.5059 | 1049.5105 | 1325.3841 | 1190.8818 | 1051.7359 | 1174.1755 | 1347.8539 | 1125.851 | 789.9825
Option 2D AT | VIC |  | OCGT | 135.4723 | 354.1732 | 680.8295 | 772.829 | 1026.1689 | 362.6526 | 882.9475 | 1072.7764 | 1098.1811 | 1253.2281 | 1254.8047 | 1232.6049 | 619.2748 | 813.2986 | 880.1397 | 1120.9661 | 1324.6758 | 745.9772 | 1258.8893 | 1098.4935 | 1691.8836 | 569.8117 | 1572.5094 | 1058.6169
Option 2D AT | VIC |  | Offshore Wind | 0 | 0 | 0 | 0 | 0 | 8399.4491 | 11374.8852 | 14731.3537 | 16927.4029 | 22005.4802 | 26194.9023 | 29677.6757 | 35265.771 | 36880.3055 | 37991.8998 | 36841.7897 | 37952.564 | 38809.8659 | 38259.3802 | 39889.9434 | 36996.8513 | 37484.7586 | 38036.0577 | 39693.1332
Option 2D AT | VIC |  | Solar | 4017.0512 | 8425.5127 | 9344.1077 | 8619.7718 | 8946.1899 | 8329.0922 | 9995.7505 | 11346.0425 | 12221.4906 | 11950.8642 | 11180.4189 | 10691.2921 | 10896.1488 | 20896.6858 | 24012.8309 | 24181.4344 | 24009.4356 | 25395.675 | 24083.8055 | 23234.4381 | 27911.4374 | 29033.1049 | 26589.2602 | 27318.5134
Option 2D AT | VIC |  | Wind | 15462.779 | 18728.1822 | 27481.6244 | 31353.215 | 30838.5103 | 29874.6967 | 28893.7106 | 32871.1769 | 33750.2208 | 33576.6821 | 38233.666 | 38418.8998 | 35272.0938 | 29740.6394 | 30870.2827 | 32919.8899 | 32184.5463 | 34410.0914 | 35322.1677 | 39094.4246 | 37460.7418 | 38181.9214 | 40931.8269 | 42298.7785
Option 2D AT | VIC | MEL | 2h | 152.1208 | 297.5067 | 447.7886 | 614.6472 | 677.9076 | 727.0764 | 796.7681 | 807.6112 | 869.9781 | 824.5384 | 653.993 | 611.4455 | 506.031 | 441.7133 | 447.3733 | 377.4818 | 371.6919 | 410.4683 | 363.3252 | 308.3039 | 271.9788 | 281.5991 | 237.8973 | 243.7834
Option 2D AT | VIC | MEL | 4h | 0 | 700.0369 | 1095.0373 | 1375.8361 | 1465.541 | 1518.9522 | 1527.0234 | 1496.2909 | 1587.1157 | 1516.0959 | 1266.3152 | 1191.323 | 1082.1356 | 1057.426 | 1095.3812 | 1099.8622 | 1047.3363 | 1118.2036 | 1169.473 | 1050.2483 | 1096.5228 | 122.6494 | 8.6873e-05 | 8.4562e-05
Option 2D AT | VIC | MEL | 8h | 0 | 0 | 0.0032569 | 0.0039925 | 0.0040339 | 0.0045177 | 0.0038953 | 0.0038483 | 0.0041188 | 0.003928 | 0.0031988 | 0.0030067 | 724.2342 | 1038.558 | 1086.1818 | 1061.2971 | 1066.0014 | 1113.6548 | 1152.1584 | 1050.4256 | 1082.5233 | 2210.7503 | 1973.161 | 2003.5922
Option 2D AT | VIC | MEL | CCGT | 262.8 | 570.96 | 657 | 552.7124 | 525.846 | 197.1864 | 438.9247 | 449.7971 | 464.5288 | 433.6102 | 514.3852 | 421.3725 | 272.0134 | 343.1602 | 0 | 0 | 0 | 0 | 0 | 0 | 0 | 0 | 0 | 0
Option 2D AT | VIC | MEL | Coordinated CER | 19.5906 | 66.0393 | 145.5345 | 238.9482 | 358.8787 | 482.8635 | 595.6122 | 730.2294 | 985.0103 | 1119.8 | 1032.8397 | 1091.3437 | 1092.8659 | 1119.191 | 1297.7822 | 1548.8933 | 1571.0041 | 1822.4955 | 2005.4834 | 2106.5234 | 2484.1696 | 2814.2061 | 2475.5226 | 2869.226
Option 2D AT | VIC | MEL | Distributed PV | 4482.4921 | 5343.7812 | 6251.5394 | 6354.5942 | 8422.0507 | 9041.7919 | 9596.462 | 10393.34 | 11264.1319 | 11363.8757 | 11707.0274 | 12528.5321 | 13417.7798 | 15309.6368 | 15857.1742 | 16211.1536 | 15320.5453 | 17248.8797 | 19485.959 | 19128.6272 | 21501.7856 | 22408.0824 | 23745.5612 | 25461.387
Option 2D AT | VIC | MEL | OCGT | 31.5979 | 123.3275 | 245.9809 | 166.0595 | 252.34 | 96.494 | 200.7073 | 237.7924 | 257.1007 | 332.6034 | 322.5628 | 304.6623 | 184.6447 | 276.2899 | 299.5636 | 520.7361 | 710.424 | 394.2416 | 585.7109 | 462.5781 | 778.6988 | 399.2862 | 866.6299 | 600.9065
Option 2D AT | VIC | MEL | Solar | 561.6363 | 608.2675 | 657.6566 | 608.439 | 641.9896 | 623.1799 | 634.0191 | 696.8038 | 702.4884 | 660.8513 | 637.6717 | 649.1504 | 650.8177 | 698.5387 | 715.6907 | 642.5754 | 557.3372 | 602.2332 | 655.1375 | 609.943 | 644.1558 | 658.538 | 658.0742 | 696.1688
Option 2D AT | VIC | SEV | 2h | 18.2551 | 60.8582 | 105.9016 | 143.8548 | 156.8041 | 172.271 | 177.2639 | 179.8484 | 190.8842 | 178.5482 | 145.0415 | 134.4095 | 98.2018 | 90.2876 | 97.4397 | 97.9982 | 93.1219 | 78.7426 | 79.4427 | 46.5411 | 51.7575 | 22.7974 | 18.3448 | 19.1066
Option 2D AT | VIC | SEV | 4h | 0 | 99.6381 | 235.3205 | 330.1667 | 348.7851 | 367.0877 | 376.1344 | 373.6994 | 396.5512 | 366.8688 | 303.5178 | 279.0534 | 218.8094 | 194.3431 | 215.0523 | 211.4277 | 206.7407 | 222.6174 | 235.7278 | 214.4643 | 231.9365 | 0 | 0 | 0
Option 2D AT | VIC | SEV | 8h | 0 | 0 | 0.0031285 | 0.0038975 | 0.0040689 | 0.0044674 | 0.0038106 | 0.0037223 | 0.0040158 | 0.0037966 | 0.0030846 | 0.0028926 | 0.0023708 | 0.0021944 | 0.0023319 | 0.0023287 | 0.0021831 | 0.0023551 | 0.0023805 | 0.0022339 | 0.0024053 | 0.002866 | 0.00018211 | 0.00016785
Option 2D AT | VIC | SEV | Brown Coal | 22963.6985 | 18847.3019 | 11377.8384 | 7821.2784 | 7821.2784 | 7842.7066 | 7821.2784 | 0 | 0 | 0 | 0 | 0 | 0 | 0 | 0 | 0 | 0 | 0 | 0 | 0 | 0 | 0 | 0 | 0
Option 2D AT | VIC | SEV | Coordinated CER | 1.8872 | 6.2115 | 12.9642 | 23.322 | 31.2324 | 40.2196 | 49.2338 | 59.0923 | 77.0118 | 85.4931 | 81.3148 | 85.8757 | 77.9667 | 81.1031 | 96.6354 | 115.9542 | 120.9829 | 144.5601 | 162.2908 | 168.2701 | 194.4521 | 229.8813 | 202.975 | 231.0694
Option 2D AT | VIC | SEV | Distributed PV | 498.0584 | 608.8212 | 728.2093 | 760.9104 | 897.9921 | 980.8355 | 1025.591 | 1112.892 | 1212.2327 | 1219.2094 | 1269.0845 | 1360.2305 | 1471.4535 | 1681.682 | 1748.7854 | 1854.632 | 1760.9217 | 2009.2765 | 2279.9691 | 2271.7553 | 2528.0566 | 2639.2038 | 2721.316 | 2921.7046
Option 2D AT | VIC | SEV | OCGT | 1.5576 | 0.0022134 | 0.0022273 | 21.5237 | 129.106 | 39.3704 | 71.8165 | 94.0397 | 114.961 | 98.3803 | 85.924 | 200.5832 | 67.6629 | 66.9488 | 122.1012 | 120.8044 | 145.4642 | 65.7064 | 90.1116 | 98.0477 | 154.4337 | 76.9021 | 212.6613 | 113.3633
Option 2D AT | VIC | SEV | Offshore Wind | 0 | 0 | 0 | 0 | 0 | 8121.7256 | 8776.0755 | 12061.9673 | 14246.1334 | 19189.8807 | 20765.5038 | 22653.8694 | 28395.3499 | 30848.0591 | 31826.7387 | 30503.7379 | 31456.3927 | 31795.5627 | 31427.3049 | 33063.8194 | 30658.7921 | 31147.7501 | 31482.8713 | 33060.765
Option 2D AT | VIC | SEV | Solar | 518.636 | 2294.6546 | 2608.7655 | 2455.8748 | 2501.5042 | 2346.3663 | 2455.2448 | 2604.3956 | 2653.672 | 2404.1759 | 2137.5492 | 2057.9604 | 2021.5669 | 1782.0419 | 1866.1124 | 1944.5743 | 2014.3928 | 2049.4902 | 1949.9484 | 1997.2832 | 2046.3921 | 2104.4096 | 1949.7777 | 2100.347
Option 2D AT | VIC | SEV | Wind | 334.6198 | 354.9508 | 643.5702 | 745.8131 | 650.5003 | 642.0035 | 668.5018 | 676.5507 | 657.3547 | 728.0023 | 651.7367 | 666.6442 | 618.0804 | 543.7896 | 246.0927 | 276.2082 | 302.582 | 291.5698 | 268.0546 | 330.3571 | 285.2276 | 284.6669 | 286.1959 | 289.7022
Option 2D AT | VIC | WNV | 1h | 0 | 5.3455 | 7.7245 | 8.7566 | 9.1298 | 9.0397 | 8.8594 | 9.0286 | 9.5006 | 9.3315 | 8.0041 | 8.11 | 7.1117 | 5.4319 | 4.9102 | 5.5841 | 5.7612 | 5.509 | 5.3016 | 4.8151 | 5.3706 | 6.1539 | 4.1989 | 4.6994
Option 2D AT | VIC | WNV | 2h | 169.3018 | 730.9463 | 914.7783 | 936.9983 | 971.3446 | 1058.9088 | 1086.7352 | 1041.7794 | 1154.4651 | 1084.0306 | 847.3796 | 828.3128 | 711.6867 | 572.1516 | 570.679 | 565.9614 | 525.3667 | 571.6992 | 526.8118 | 454.0135 | 516.4229 | 463.0722 | 367.934 | 404.3134
Option 2D AT | VIC | WNV | 4h | 0 | 19.1073 | 242.4085 | 285.8207 | 317.2028 | 341.8107 | 346.229 | 326.0404 | 372.6928 | 342.821 | 263.4064 | 264.5913 | 198.6016 | 173.4914 | 169.7224 | 181.723 | 174.3072 | 181.3999 | 170.0681 | 151.114 | 192.1998 | 128.5825 | 102.2909 | 105.7019
Option 2D AT | VIC | WNV | 8h | 0 | 0 | 0.0071694 | 0.0079255 | 0.0093515 | 0.010278 | 0.0090912 | 0.0086869 | 0.0097079 | 0.0091753 | 0.007108 | 0.0070116 | 0.0059676 | 4019.7133 | 5062.2788 | 5237.4425 | 5068.9362 | 5192.414 | 4910.0069 | 4342.1476 | 5706.0472 | 6002.5617 | 6112.9154 | 6276.9692
Option 2D AT | VIC | WNV | Coordinated CER | 7.3769 | 21.1188 | 41.771 | 66.7613 | 89.7874 | 113.5336 | 139.0279 | 163.068 | 221.4449 | 249.3331 | 215.1066 | 236.2037 | 232.8226 | 248.5438 | 295.1243 | 323.7213 | 340.8087 | 405.7871 | 420.5359 | 396.3544 | 556.626 | 675.9635 | 592.1852 | 609.7719
Option 2D AT | VIC | WNV | Distributed PV | 1754.5771 | 2080.2861 | 2401.1376 | 2477.6569 | 3428.6988 | 3631.8334 | 3796.5729 | 4103.111 | 4479.5532 | 4572.4678 | 4740.6309 | 4965.7834 | 5393.415 | 6058.0572 | 6248.1064 | 6614.2977 | 5711.0173 | 6576.6898 | 7466.0975 | 7733.0369 | 9081.5081 | 9280.3993 | 9722.4412 | 10366.9014
Option 2D AT | VIC | WNV | Hydro | 3407.3883 | 3233.0174 | 2676.4487 | 2881.0246 | 2848.9312 | 2637.309 | 2345.0572 | 1430.6678 | 2035.8106 | 2094.6925 | 1451.8926 | 1676.2188 | 1123.9646 | 745.5886 | 1119.0779 | 661.5059 | 1049.5105 | 1325.3841 | 1190.8818 | 1051.7359 | 1174.1755 | 1347.8539 | 1125.851 | 789.9825
Option 2D AT | VIC | WNV | OCGT | 102.3168 | 230.8435 | 434.8464 | 585.2458 | 644.723 | 226.7882 | 610.4237 | 740.9443 | 726.1193 | 822.2444 | 846.3179 | 727.3593 | 366.9673 | 470.0599 | 458.4749 | 479.4255 | 468.7876 | 286.0292 | 583.0669 | 537.8677 | 758.7511 | 93.6234 | 493.2181 | 344.3472
Option 2D AT | VIC | WNV | Offshore Wind | 0 | 0 | 0 | 0 | 0 | 277.7235 | 2598.8097 | 2669.3865 | 2681.2695 | 2815.5994 | 5429.3985 | 7023.8063 | 6870.4211 | 6032.2464 | 6165.1611 | 6338.0518 | 6496.1713 | 7014.3032 | 6832.0752 | 6826.124 | 6338.0592 | 6337.0084 | 6553.1864 | 6632.3682
Option 2D AT | VIC | WNV | Solar | 2936.7789 | 5522.5906 | 6077.6856 | 5555.458 | 5802.6961 | 5359.546 | 6906.4866 | 8044.8432 | 8865.3303 | 8885.837 | 8405.1981 | 7984.1813 | 8223.7643 | 18416.1052 | 21431.0278 | 21594.2847 | 21437.7056 | 22743.9516 | 21478.7196 | 20627.212 | 25220.8895 | 26270.1573 | 23981.4083 | 24521.9976
Option 2D AT | VIC | WNV | Wind | 15128.1593 | 18373.2314 | 26838.0542 | 30607.4019 | 30188.01 | 29232.6933 | 28225.2088 | 32194.6262 | 33092.8661 | 32848.6798 | 37581.9293 | 37752.2556 | 34654.0134 | 29196.8498 | 30624.19 | 32643.6816 | 31881.9643 | 34118.5216 | 35054.1131 | 38764.0675 | 37175.5142 | 37897.2545 | 40645.631 | 42009.0763
Option 3 AT | NEM |  | 12h | 0 | 0 | 53.9386 | 1559.7004 | 1545.1185 | 1605.2832 | 1497.9236 | 1401.6795 | 1611.7091 | 1498.1482 | 1202.091 | 1230.5706 | 1018.8784 | 930.9754 | 762.9996 | 802.2446 | 763.5743 | 684.6855 | 646.6079 | 595.7711 | 725.9091 | 799.9615 | 710.0466 | 741.7271
Option 3 AT | NEM |  | 1h | 74.6134 | 282.849 | 344.0029 | 397.8194 | 364.2645 | 361.2917 | 296.1274 | 274.0312 | 335.3337 | 355.9829 | 289.5467 | 282.7807 | 236.7194 | 201.5981 | 177.9315 | 181.0619 | 177.557 | 145.6612 | 137.2647 | 131.2036 | 140.1507 | 175.284 | 168.0004 | 170.5765
Option 3 AT | NEM |  | 24h | 0 | 0 | 0 | 0 | 0 | 0 | 0 | 0 | 0 | 0 | 6.7727e-07 | 6.5181e-07 | 1.9254e-05 | 1.914e-05 | 2.2547e-05 | 2.5487e-05 | 2.5062e-05 | 2.6543e-05 | 2.2596e-05 | 2.3326e-05 | 2.3336e-05 | 2.3837e-05 | 2.3668e-05 | 2.3689e-05
Option 3 AT | NEM |  | 2h | 1405.0273 | 3888.6491 | 4603.3403 | 5135.0619 | 5545.3101 | 6074.308 | 5934.4728 | 5660.4125 | 6130.2378 | 6035.6191 | 4982.3743 | 4895.599 | 3975.4976 | 3872.5608 | 3739.2772 | 3759.5655 | 3775.8827 | 3663.6107 | 3460.905 | 3054.1165 | 3333.2041 | 2915.8283 | 2822.2158 | 2796.3291
Option 3 AT | NEM |  | 4h | 626.2792 | 3223.3051 | 4446.42 | 5192.4986 | 5479.7043 | 5720.5224 | 5469.86 | 5386.9181 | 5774.4746 | 5513.0744 | 4777.6975 | 4697.5899 | 4103.0444 | 4120.1777 | 4121.194 | 4168.3163 | 3935.2241 | 4628.3193 | 4790.1376 | 4297.9839 | 4160.7632 | 1935.5197 | 1515.5081 | 1372.5041
Option 3 AT | NEM |  | 8h | 321.6864 | 1295.1228 | 5802.3315 | 9848.4645 | 13206.2122 | 13762.4437 | 16556.8425 | 18379.4708 | 20434.9156 | 21850.4723 | 18785.7123 | 18872.2894 | 20573.299 | 28197.5443 | 30837.4519 | 32057.223 | 31919.8269 | 35564.1302 | 35225.3395 | 34485.4368 | 39767.7438 | 44179.8053 | 42341.6015 | 43067.2637
Option 3 AT | NEM |  | Biomass | 266.4499 | 231.6529 | 206.1977 | 164.6008 | 145.8105 | 144.0248 | 87.3337 | 87.9122 | 86.8224 | 87.7758 | 85.2227 | 70.3066 | 24.745 | 28.4326 | 33.1776 | 33.3574 | 43.0234 | 34.6446 | 43.0738 | 42.9563 | 38.805 | 46.3857 | 42.4764 | 37.4784
Option 3 AT | NEM |  | Black Coal | 61722.216 | 52646.0467 | 22211.8652 | 6817.9269 | 1953.09 | 0 | 0 | 0 | 0 | 0 | 0 | 0 | 0 | 0 | 0 | 0 | 0 | 0 | 0 | 0 | 0 | 0 | 0 | 0
Option 3 AT | NEM |  | Brown Coal | 22898.2194 | 18847.3018 | 11377.8384 | 7821.2784 | 7821.2784 | 7842.7066 | 7821.2784 | 0 | 0 | 0 | 0 | 0 | 0 | 0 | 0 | 0 | 0 | 0 | 0 | 0 | 0 | 0 | 0 | 0
Option 3 AT | NEM |  | CCGT | 14855.1942 | 11213.7882 | 7323.2652 | 6725.7812 | 5879.7063 | 5105.1572 | 4170.42 | 3650.9832 | 3771.4153 | 3671.2519 | 3389.9501 | 2130.1679 | 716.0646 | 1112.6555 | 829.334 | 836.1147 | 846.6543 | 615.6391 | 1039.6502 | 1001.9922 | 1446.0529 | 1209.8304 | 1567.3951 | 1619.8779
Option 3 AT | NEM |  | CST | 0 | 0 | 0 | 0 | 0 | 3.3298e-06 | 4.6469e-06 | 5.1146e-06 | 5.5044e-06 | 5.1871e-06 | 3.4464e-06 | 1.435e-06 | 1.5594e-06 | 1.5514e-06 | 1.1865e-06 | 9.3258e-07 | 9.9943e-07 | 2.539e-06 | 1.6128e-06 | 1.9725e-06 | 1.4982e-06 | 2.1594e-06 | 1.7243e-06 | 1.7381e-06
Option 3 AT | NEM |  | Coordinated CER | 227.1231 | 534.3755 | 908.762 | 1395.6722 | 1888.5514 | 2414.5189 | 2808.6959 | 3398.9602 | 4416.4239 | 5090.0697 | 4908.4289 | 5596.9472 | 5666.1742 | 6128.655 | 6867.6082 | 7669.331 | 8354.0332 | 9443.3123 | 10256.7291 | 10806.0403 | 12678.5683 | 15338.9719 | 14447.2338 | 16682.0613
Option 3 AT | NEM |  | DSP | 2.5682e-06 | 3.6995e-06 | 3.583e-06 | 3.8027 | 0.47975 | 0.25001 | 5.7108 | 2.61 | 2.9578 | 3.8657 | 5.5385 | 5.337 | 13.4588 | 3.888 | 3.8273 | 3.7425 | 4.0886 | 5.484 | 7.5735 | 16.1362 | 5.8766 | 6.1817 | 8.5074 | 6.3062
Option 3 AT | NEM |  | Distributed PV | 32451.6194 | 37600.2329 | 42767.4219 | 46051.7723 | 53550.2075 | 57907.0289 | 60683.7252 | 66130.2724 | 69779.2539 | 72328.09 | 72395.7892 | 75017.1549 | 81582.2853 | 92162.4438 | 97191.1645 | 98188.8589 | 91341.975 | 102673.4477 | 114691.6693 | 120429.4624 | 128169.0472 | 135057.0513 | 140751.808 | 152419.2889
Option 3 AT | NEM |  | H2 Reciprocating Engine | 0 | 0 | 8.5207e-06 | 165.6467 | 472.9667 | 486.5658 | 324.5984 | 214.2271 | 203.5131 | 216.2672 | 171.8561 | 283.2937 | 52.288 | 97.0309 | 118.3273 | 77.9322 | 77.7449 | 93.9625 | 231.692 | 135.7362 | 218.9367 | 80.2923 | 188.9179 | 161.7843
Option 3 AT | NEM |  | Hydro | 19038.6322 | 18162.7978 | 14153.3712 | 13833.8826 | 14116.9047 | 12988.7771 | 11897.3362 | 10875.7892 | 12794.8733 | 12654.6383 | 11127.3836 | 12361.8124 | 10681.8102 | 9325.9724 | 7033.1943 | 5457.783 | 6389.1565 | 7177.5198 | 7462.456 | 7659.0321 | 7133.1419 | 8286.5028 | 7269.8167 | 5692.8866
Option 3 AT | NEM |  | Liquid Fuel | 71.9414 | 5.4829e-05 | 7.7002 | 182.7966 | 274.8868 | 135.3045 | 163.4407 | 99.7311 | 84.2858 | 110.1025 | 86.7718 | 97.1166 | 27.9653 | 58.0541 | 62.5654 | 62.9566 | 96.6429 | 13.525 | 98.6556 | 103.1158 | 26.9879 | 3.9127 | 13.1046 | 7.6415
Option 3 AT | NEM |  | OCGT | 1505.8194 | 1037.4007 | 1188.0767 | 4199.814 | 5583.4885 | 4867.4348 | 7175.1272 | 5107.1808 | 5385.9844 | 5746.1567 | 6133.943 | 5951.2431 | 2131.835 | 3346.2493 | 3545.361 | 3949.6614 | 3346.122 | 2156.3342 | 3891.8438 | 4707.0891 | 6775.6019 | 3654.6403 | 6695.0951 | 5650.4491
Option 3 AT | NEM |  | Offshore Wind | 0 | 0 | 0 | 0 | 0 | 8388.4532 | 11368.5021 | 14743.9967 | 16929.2825 | 21988.4409 | 26104.7114 | 29511.4736 | 44448.4973 | 46200.4559 | 52395.1822 | 50975.1404 | 55947.8271 | 54634.2765 | 55712.7153 | 58026.7065 | 55164.6133 | 57205.5392 | 63944.5883 | 65422.7876
Option 3 AT | NEM |  | PHES | 463.5595 | 1352.889 | 3335.3918 | 7084.5719 | 7359.8118 | 7449.6781 | 7370.3857 | 7403.2265 | 7796.3458 | 9596.9744 | 9014.768 | 10139.6206 | 8315.1052 | 6960.0291 | 6284.4983 | 6426.6444 | 8074.617 | 7606.1314 | 6271.0181 | 5979.9797 | 6949.5537 | 8000.697 | 7027.037 | 7284.9485
Option 3 AT | NEM |  | Solar | 33414.5081 | 54199.3534 | 60906.0246 | 70366.518 | 75987.8737 | 77053.2987 | 85786.0171 | 91654.9145 | 101185.9271 | 110056.0005 | 105780.913 | 108907.9908 | 112062.0264 | 127070.303 | 130235.8339 | 137940.9568 | 140039.0158 | 147693.9873 | 148113.4367 | 148521.178 | 162792.1889 | 171258.9121 | 170908.2442 | 174168.5053
Option 3 AT | NEM |  | Wind | 41846.8329 | 45998.6796 | 92206.6948 | 109918.9305 | 116078.6125 | 121382.2916 | 125322.3447 | 143403.4335 | 151023.177 | 151228.1453 | 165202.0043 | 169996.2763 | 168438.9656 | 157060.2558 | 161434.2767 | 169889.0754 | 171697.969 | 175811.7204 | 178682.4603 | 186355.5215 | 185064.564 | 190992.8889 | 191051.1166 | 199214.8672
Option 3 AT | NSW |  | 12h | 0 | 0 | 53.9386 | 1559.7004 | 1545.1185 | 1605.2832 | 1497.9236 | 1401.6795 | 1611.7091 | 1498.1482 | 1202.091 | 1230.5706 | 1018.8784 | 930.9754 | 762.9996 | 802.2446 | 763.5743 | 684.6855 | 646.6079 | 595.7711 | 725.9091 | 799.9615 | 710.0466 | 741.7271
Option 3 AT | NSW |  | 1h | 47.5412 | 118.4712 | 123.6629 | 134.3612 | 121.4743 | 122.0953 | 103.5965 | 91.7527 | 107.5429 | 106.248 | 86.2713 | 78.4955 | 63.8987 | 68.6974 | 57.1074 | 52.5533 | 64.6438 | 49.4041 | 48.9698 | 46.8669 | 55.2509 | 66.0568 | 61.3055 | 65.4801
Option 3 AT | NSW |  | 2h | 105.4482 | 490.3479 | 605.2977 | 729.8338 | 1051.2484 | 1374.0436 | 1284.6124 | 1246.8635 | 1375.3712 | 1318.3711 | 1152.1256 | 1110.8028 | 1062.6844 | 1150.8787 | 1085.9457 | 1090.9214 | 1015.8804 | 1008.6927 | 1017.6944 | 969.5859 | 1106.0895 | 1142.8692 | 1344.9381 | 1456.588
Option 3 AT | NSW |  | 4h | 479.5812 | 1918.6979 | 2178.3223 | 2402.5475 | 2547.7087 | 2700.9006 | 2543.6461 | 2545.9906 | 2748.37 | 2639.7359 | 2337.3678 | 2315.8066 | 2190.6628 | 2275.0296 | 2233.8328 | 2234.9765 | 2032.2172 | 2047.6046 | 2116.9077 | 1663.1528 | 1513.615 | 820.055 | 677.1649 | 736.318
Option 3 AT | NSW |  | 8h | 321.6864 | 1295.1228 | 2742.5441 | 4076.2329 | 4078.0048 | 4612.6897 | 5322.7111 | 6878.7457 | 7872.066 | 8549.2302 | 7175.8254 | 7128.9653 | 7802.3544 | 10290.3716 | 10575.4278 | 11087.3084 | 11005.1166 | 12799.6699 | 12521.7277 | 12590.3334 | 13867.429 | 15132.728 | 12642.3423 | 13293.1935
Option 3 AT | NSW |  | Black Coal | 33406.8952 | 30108.2777 | 12266.9012 | 2959.5492 | 1263.9716 | 0 | 0 | 0 | 0 | 0 | 0 | 0 | 0 | 0 | 0 | 0 | 0 | 0 | 0 | 0 | 0 | 0 | 0 | 0
Option 3 AT | NSW |  | CCGT | 1999.6176 | 1953.5445 | 1945.6791 | 1007.1877 | 925.8728 | 843.0732 | 610.7013 | 665.2396 | 755.3099 | 727.5337 | 745.8101 | 554.6235 | 325.7232 | 336.0955 | 328.8013 | 295.9442 | 272.9667 | 167.9167 | 167.7385 | 205.0241 | 213.3465 | 229.2077 | 241.331 | 195.853
Option 3 AT | NSW |  | CST | 0 | 0 | 0 | 0 | 0 | 3.3298e-06 | 4.6469e-06 | 5.1146e-06 | 5.5044e-06 | 5.1871e-06 | 3.4464e-06 | 1.435e-06 | 1.5594e-06 | 1.5514e-06 | 1.1865e-06 | 9.3258e-07 | 9.9943e-07 | 2.539e-06 | 1.6128e-06 | 1.9725e-06 | 1.4982e-06 | 2.1594e-06 | 1.7243e-06 | 1.7381e-06
Option 3 AT | NSW |  | Coordinated CER | 66.9657 | 205.5376 | 348.0483 | 528.7776 | 737.6069 | 939.0468 | 1070.952 | 1303.8174 | 1696.866 | 1943.9049 | 1903.1688 | 2229.4904 | 2398.4364 | 2670.6616 | 2894.0661 | 3185.1537 | 3312.554 | 3741.8957 | 4013.929 | 4243.0599 | 4923.8142 | 5916.687 | 5678.4767 | 6649.7889
Option 3 AT | NSW |  | DSP | 2.5682e-06 | 3.6995e-06 | 3.583e-06 | 3.8027 | 0.47975 | 0.25001 | 5.7108 | 2.61 | 2.9578 | 3.8657 | 5.5385 | 5.337 | 13.4588 | 3.888 | 3.8273 | 3.7425 | 4.0886 | 5.484 | 7.5735 | 16.1362 | 5.8766 | 6.1817 | 8.5074 | 6.3062
Option 3 AT | NSW |  | Distributed PV | 11296.0408 | 12774.8317 | 14834.4952 | 16318.7539 | 18640.101 | 20537.1438 | 21224.9506 | 23824.9092 | 24710.2554 | 25517.2643 | 25583.9913 | 26080.8561 | 29158.029 | 33044.1171 | 35430.7956 | 35080.5705 | 32935.9053 | 36068.3261 | 41403.3819 | 44395.5606 | 45837.2593 | 49035.6309 | 50048.3626 | 55579.6687
Option 3 AT | NSW |  | Hydro | 3965.9581 | 4037.9462 | 2788.1825 | 3217.8306 | 3123.8554 | 3051.9246 | 2244.01 | 1842.4212 | 2525.863 | 2713.8629 | 1972.1502 | 2245.2035 | 1526.4999 | 1130.1005 | 1413.0242 | 825.8907 | 1226.6809 | 1682.1403 | 1149.9647 | 1500.5249 | 1117.1848 | 1736.1472 | 1559.55 | 904.9085
Option 3 AT | NSW |  | OCGT | 103.424 | 569.651 | 238.2493 | 2268.0819 | 3409.3336 | 3568.7793 | 5018.6242 | 3040.8676 | 3466.4872 | 3687.5017 | 4000.7968 | 3785.2214 | 1231.2817 | 1949.8375 | 2024.3248 | 2270.7833 | 1443.2725 | 1067.4781 | 2007.6545 | 2793.5013 | 3320.617 | 1950.2001 | 2892.0868 | 1888.214
Option 3 AT | NSW |  | Offshore Wind | 0 | 0 | 0 | 0 | 0 | 0 | 0 | 0 | 0 | 0 | 0 | 0 | 9444.4206 | 9445.5635 | 14522.9636 | 14177.1265 | 18000.9289 | 15813.707 | 17385.4264 | 18122.0256 | 18149.7565 | 19648.0323 | 25944.3099 | 25715.1893
Option 3 AT | NSW |  | PHES | 17.4234 | 237.2871 | 1966.6603 | 5437.1393 | 5714.2777 | 5849.9142 | 5876.9372 | 5986.3309 | 6225.1392 | 6197.8963 | 4988.3298 | 5788.0151 | 4466.2502 | 3826.9504 | 3398.3076 | 3633.76 | 4496.5832 | 4257.6279 | 3411.2651 | 3354.3716 | 3872.776 | 4482.0602 | 3659.2585 | 3433.3027
Option 3 AT | NSW |  | Solar | 14958.6892 | 21591.2113 | 26038.3115 | 32430.5398 | 31472.5755 | 31921.0876 | 34728.1199 | 37349.0832 | 42217.2967 | 43059.5601 | 40700.2713 | 41060.117 | 40346.8364 | 45578.9613 | 44921.3738 | 48302.2598 | 47769.248 | 51015.9695 | 51608.0148 | 51293.1909 | 55539.4609 | 57413.098 | 56806.9971 | 57958.6673
Option 3 AT | NSW |  | Wind | 7916.7983 | 8177.5009 | 22495.8585 | 33180.6865 | 38260.5189 | 40641.8366 | 44348.1683 | 52006.3266 | 52147.4419 | 54748.5966 | 60697.1146 | 62066.6461 | 57967.845 | 51285.0989 | 53128.8491 | 56881.7644 | 58976.1778 | 57205.2619 | 58837.7748 | 56621.8432 | 58172.462 | 59757.2998 | 53091.1136 | 57824.8017
Option 3 AT | NSW | CNSW | 12h | 0 | 0 | 53.9386 | 1559.7004 | 1545.1185 | 1605.2832 | 1497.9236 | 1401.6795 | 1611.7091 | 1498.1482 | 1202.091 | 1230.5706 | 1018.8784 | 930.9754 | 762.9996 | 802.2446 | 763.5743 | 684.6855 | 646.6079 | 595.7711 | 725.9091 | 799.9615 | 710.0466 | 741.7271
Option 3 AT | NSW | CNSW | 2h | 6.2464 | 116.4918 | 135.4473 | 158.3449 | 166.7641 | 161.2848 | 152.6809 | 135.4559 | 152.5714 | 145.9022 | 124.5644 | 121.9561 | 104.5539 | 155.2483 | 172.0587 | 181.4546 | 197.3203 | 205.2919 | 199.2252 | 187.049 | 213.8148 | 200.399 | 177.1077 | 194.2349
Option 3 AT | NSW | CNSW | 4h | 373.9726 | 697.783 | 728.504 | 839.0452 | 836.3918 | 828.5475 | 784.2713 | 755.0335 | 820.592 | 794.7568 | 679.7485 | 676.8173 | 606.9261 | 631.654 | 607.5135 | 643.6253 | 579.7308 | 584.2814 | 594.5066 | 599.9722 | 376.2352 | 405.7202 | 337.3161 | 355.8499
Option 3 AT | NSW | CNSW | 8h | 0 | 82.1665 | 896.0255 | 1328.1019 | 1346.4778 | 1957.8086 | 3037.1585 | 4595.2289 | 5102.4191 | 5880.6494 | 4940.7754 | 4956.7884 | 5917.5445 | 8249.2147 | 8436.7001 | 9043.1759 | 8991.6818 | 10851.0562 | 10593.4863 | 10709.7567 | 12138.8137 | 13524.9937 | 11060.505 | 12183.9954
Option 3 AT | NSW | CNSW | Black Coal | 20351.6744 | 20036.5433 | 9110.1477 | 2959.5492 | 1263.9716 | 0 | 0 | 0 | 0 | 0 | 0 | 0 | 0 | 0 | 0 | 0 | 0 | 0 | 0 | 0 | 0 | 0 | 0 | 0
Option 3 AT | NSW | CNSW | CST | 0 | 0 | 0 | 0 | 0 | 2.2861e-06 | 2.2412e-06 | 2.5026e-06 | 2.806e-06 | 2.4711e-06 | 1.6623e-06 | 7.3678e-07 | 8.2064e-07 | 7.1123e-07 | 5.4889e-07 | 4.9248e-07 | 4.3603e-07 | 1.3255e-06 | 8.7038e-07 | 1.0438e-06 | 8.4502e-07 | 1.1596e-06 | 9.3707e-07 | 9.4492e-07
Option 3 AT | NSW | CNSW | Coordinated CER | 5.2243 | 21.4826 | 35.7846 | 51.1671 | 70.2751 | 86.558 | 97.5237 | 112.2296 | 146.9522 | 163.9053 | 154.0534 | 181.2806 | 183.441 | 208.537 | 219.9845 | 241.8182 | 258.9896 | 282.4297 | 313.1029 | 332.8121 | 380.8868 | 442.2511 | 431.9598 | 457.2301
Option 3 AT | NSW | CNSW | Distributed PV | 878.6835 | 1003.7578 | 1188.5155 | 1298.2537 | 1418.8452 | 1563.855 | 1612.9706 | 1813.18 | 1971.2994 | 2011.891 | 2026.2305 | 2044.135 | 2290.8968 | 2626.6869 | 2698.332 | 2677.9786 | 2509.4049 | 2762.1872 | 3207.0535 | 3415.22 | 3512.724 | 3758.5065 | 3828.3672 | 4291.0274
Option 3 AT | NSW | CNSW | OCGT | 0 | 0 | 0 | 0 | 1.9823e-05 | 1.881e-05 | 9.1635e-08 | 4.6567e-07 | 4.4195e-07 | 4.2105e-07 | 3.7817e-07 | 5.7904e-07 | 1.1355e-06 | 4.1522e-07 | 2.9247e-07 | 6.1072e-07 | 6.278e-07 | 2.6771e-07 | 1.5305e-07 | 2.7551e-07 | 5.5913e-07 | 6.588e-08 | 3.3559e-07 | 2.364e-07
Option 3 AT | NSW | CNSW | PHES | 17.4234 | 237.2871 | 314.4275 | 468.6082 | 491.993 | 515.0972 | 523.9999 | 506.8124 | 556.5375 | 516.2632 | 446.7808 | 488.0951 | 397.8415 | 328.7257 | 297.8256 | 278.5735 | 321.6846 | 301.8477 | 253.9952 | 264.741 | 274.4382 | 311.1101 | 276.3813 | 278.3193
Option 3 AT | NSW | CNSW | Solar | 5483.8916 | 8607.6728 | 12063.8731 | 19631.4994 | 19310.8566 | 21004.0428 | 25289.4921 | 27615.8199 | 30501.2559 | 32576.691 | 30258.2607 | 30277.9604 | 31161.9297 | 35775.9076 | 33750.4094 | 36506.348 | 35690.3482 | 38754.7229 | 39520.9551 | 38627.9592 | 41810.009 | 43319.0104 | 42212.0041 | 43942.4606
Option 3 AT | NSW | CNSW | Wind | 1397.3579 | 1641.7251 | 9745.253 | 20272.5055 | 25254.2684 | 26378.2907 | 25080.0788 | 30882.8234 | 30106.9418 | 33560.3374 | 38275.5724 | 39321.7474 | 37606.7923 | 33731.1418 | 34400.0162 | 36696.9649 | 37867.16 | 35150.364 | 36584.0339 | 35317.3163 | 36661.3826 | 37993.663 | 33217.0631 | 36665.6723
Option 3 AT | NSW | NNSW | 1h | 39.4744 | 104.9679 | 108.7685 | 119.3185 | 106.503 | 107.4956 | 90.1485 | 79.2287 | 93.4193 | 92.4668 | 74.7907 | 67.0415 | 54.5516 | 59.3538 | 49.0409 | 43.5287 | 55.188 | 49.404 | 48.9697 | 46.8669 | 55.2508 | 66.0567 | 61.3055 | 65.4801
Option 3 AT | NSW | NNSW | 2h | 15.7398 | 157.4141 | 198.5879 | 223.6077 | 202.9886 | 201.0762 | 166.73 | 146.5936 | 181.1375 | 174.4588 | 141.98 | 129.3752 | 105.7917 | 105.6912 | 91.4754 | 80.1189 | 97.3176 | 89.6405 | 88.6943 | 84.9741 | 102.958 | 80.9713 | 73.0994 | 78.7313
Option 3 AT | NSW | NNSW | 8h | 229.6569 | 768.993 | 1258.262 | 1362.0256 | 1269.7765 | 1221.8732 | 1022.696 | 983.9715 | 1331.4035 | 1275.0051 | 1041.6003 | 1030.1845 | 800.1624 | 919.5451 | 1039.8585 | 981.6072 | 1027.8662 | 946.853 | 913.5315 | 893.5839 | 735.3234 | 873.419 | 937.6832 | 1054.2273
Option 3 AT | NSW | NNSW | CST | 0 | 0 | 0 | 0 | 0 | 1.036e-06 | 1.9131e-06 | 1.833e-06 | 1.8258e-06 | 1.8407e-06 | 1.0908e-06 | 6.9822e-07 | 5.2955e-07 | 4.706e-07 | 3.6212e-07 | 2.7026e-07 | 4.4566e-07 | 9.5862e-07 | 5.618e-07 | 6.1947e-07 | 4.1971e-07 | 8.3611e-07 | 5.7145e-07 | 6.4402e-07
Option 3 AT | NSW | NNSW | Coordinated CER | 17.2555 | 32.1115 | 47.2621 | 73.4092 | 88.7222 | 108.8095 | 111.3244 | 116.0396 | 161.4153 | 186.1692 | 164.8119 | 185.5819 | 191.1006 | 199.8306 | 206.7033 | 219.8589 | 279.3783 | 289.6479 | 313.5861 | 322.5969 | 366.6994 | 508.7435 | 517.3069 | 582.4383
Option 3 AT | NSW | NNSW | Distributed PV | 1701.718 | 1915.6095 | 2238.2709 | 2489.5859 | 2654.2068 | 2918.8128 | 3032.0618 | 3380.5105 | 3499.9495 | 3668.2965 | 3650.069 | 3698.1705 | 4141.4197 | 4592.2333 | 4927.2807 | 4825.6047 | 4578.5303 | 4928.6517 | 5592.4129 | 6079.5645 | 6253.4982 | 6681.5738 | 6895.8052 | 7656.422
Option 3 AT | NSW | NNSW | PHES | 0 | 0 | 0 | 0 | 0 | 0 | 0 | 0 | 0 | 0 | 1.309e-08 | 7.4545e-07 | 1.9202e-05 | 1.872e-05 | 1.8354e-05 | 1.8267e-05 | 2.0326e-05 | 2.3143e-05 | 1.9688e-05 | 1.9378e-05 | 1.9308e-05 | 2.0888e-05 | 2.091e-05 | 2.0917e-05
Option 3 AT | NSW | NNSW | Solar | 1533.1447 | 1758.4374 | 2201.2239 | 1799.1707 | 1564.6288 | 1501.1374 | 1515.8543 | 1730.2599 | 2392.2982 | 2292.3475 | 2093.043 | 2252.7824 | 2483.9924 | 2510.9938 | 3757.7571 | 3797.2698 | 4009.9676 | 4022.1163 | 3936.6641 | 4320.3153 | 4701.5387 | 5030.7788 | 5549.086 | 6071.4172
Option 3 AT | NSW | NNSW | Wind | 1240.2316 | 1122.0506 | 1382.4634 | 1285.9043 | 1608.7974 | 1714.0282 | 7367.0888 | 7448.3856 | 8087.0232 | 7324.6683 | 9239.7918 | 9442.5082 | 7707.0848 | 7027.7724 | 7629.1917 | 8828.715 | 9640.1601 | 10534.0015 | 10656.9111 | 10018.9701 | 10783.3011 | 11047.5286 | 10354.2781 | 10869.6714
Option 3 AT | NSW | SNSW | 1h | 8.0668 | 13.5033 | 14.8944 | 15.0426 | 14.9712 | 14.5996 | 13.448 | 12.5239 | 14.1235 | 13.7812 | 11.4805 | 11.454 | 9.3469 | 9.3435 | 8.0663 | 9.0245 | 9.4556 | 0 | 0 | 0 | 0 | 0 | 0 | 0
Option 3 AT | NSW | SNSW | 2h | 48.8549 | 115.4698 | 151.4581 | 151.7704 | 154.8648 | 152.0876 | 143.1402 | 125.2053 | 145.7759 | 135.9094 | 114.2191 | 111.388 | 95.9108 | 96.2492 | 86.1685 | 95.6008 | 94.0754 | 93.3187 | 87.2845 | 82.3382 | 101.7407 | 111.2706 | 485.3817 | 436.1955
Option 3 AT | NSW | SNSW | 4h | 0 | 0 | 0 | 0 | 53.0057 | 225.2942 | 210.2553 | 194.5174 | 223.1373 | 206.0703 | 159.0813 | 167.5456 | 119.2925 | 102.7863 | 97.7129 | 103.4034 | 113.5099 | 112.28 | 107.8095 | 95.9785 | 112.2416 | 135.1121 | 107.1759 | 95.8255
Option 3 AT | NSW | SNSW | 8h | 92.0295 | 290.8722 | 396.9752 | 505.4568 | 519.0788 | 484.9405 | 367.2741 | 366.2103 | 434.5746 | 439.3522 | 323.2565 | 309.7513 | 242.137 | 226.4814 | 203.4871 | 208.3476 | 206.6155 | 226.1015 | 197.6989 | 203.1107 | 171.9845 | 45.778 | 74.5766 | 54.9708
Option 3 AT | NSW | SNSW | CST | 0 | 0 | 0 | 0 | 0 | 7.79e-09 | 4.9256e-07 | 7.7893e-07 | 8.726e-07 | 8.7532e-07 | 6.9323e-07 | 0 | 2.0917e-07 | 3.6953e-07 | 2.7547e-07 | 1.6984e-07 | 1.1774e-07 | 2.5485e-07 | 1.8063e-07 | 3.092e-07 | 2.3349e-07 | 1.6369e-07 | 2.1582e-07 | 1.4913e-07
Option 3 AT | NSW | SNSW | Coordinated CER | 16.0682 | 37.6863 | 58.8492 | 83.7694 | 110.8641 | 138.1221 | 152.9233 | 170.6712 | 238.5494 | 266.0644 | 242.7537 | 272.8499 | 282.9218 | 306.314 | 319.7487 | 352.3752 | 407.9347 | 454.035 | 461.8066 | 488.8751 | 637.4778 | 737.9236 | 670.6038 | 694.6038
Option 3 AT | NSW | SNSW | Distributed PV | 2005.2329 | 2252.1372 | 2603.4101 | 2817.3915 | 3238.4844 | 3529.5137 | 3586.3978 | 4048.0626 | 4139.354 | 4260.3615 | 4238.3362 | 4323.3916 | 4807.1413 | 5452.7204 | 5887.1906 | 5908.6843 | 5466.722 | 5966.4197 | 6906.2109 | 7284.359 | 7764.3764 | 8146.8553 | 8210.5253 | 9175.5381
Option 3 AT | NSW | SNSW | Hydro | 3965.9581 | 4037.9462 | 2788.1825 | 3217.8306 | 3123.8554 | 3051.9246 | 2244.01 | 1842.4212 | 2525.863 | 2713.8629 | 1972.1502 | 2245.2035 | 1526.4999 | 1130.1005 | 1413.0242 | 825.8907 | 1226.6809 | 1682.1403 | 1149.9647 | 1500.5249 | 1117.1848 | 1736.1472 | 1559.55 | 904.9085
Option 3 AT | NSW | SNSW | OCGT | 5.3317e-06 | 4.0931e-06 | 2.6794e-06 | 80.9733 | 337.5224 | 97.5315 | 413.2641 | 276.7887 | 291.789 | 357.8625 | 284.1076 | 297.9504 | 74.0653 | 251.5949 | 254.5335 | 344.4076 | 270.034 | 1.1179e-07 | 0 | 0 | 0 | 0 | 0 | 0
Option 3 AT | NSW | SNSW | PHES | 0 | 0 | 1652.2328 | 4968.5311 | 5222.2847 | 5334.817 | 5352.9373 | 5479.5185 | 5668.6018 | 5681.6331 | 4541.5491 | 5299.9201 | 4068.4086 | 3498.2246 | 3100.482 | 3355.1865 | 4174.8986 | 3955.7801 | 3157.2699 | 3089.6306 | 3598.3379 | 4170.95 | 3382.8772 | 3154.9834
Option 3 AT | NSW | SNSW | Solar | 6299.1188 | 9539.2156 | 9942.486 | 9044.6092 | 8765.5451 | 7476.4349 | 6019.1259 | 6012.0124 | 7338.8336 | 6305.88 | 6550.156 | 6765.9799 | 4779.4405 | 5371.6506 | 5605.4595 | 6167.1283 | 6440.6675 | 6556.3308 | 6313.0495 | 6391.2231 | 7193.8396 | 7120.4202 | 7403.3909 | 6087.5867
Option 3 AT | NSW | SNSW | Wind | 5279.2089 | 5413.7252 | 10378.3589 | 10686.0285 | 10459.4359 | 11625.4231 | 10929.1847 | 12701.716 | 13001.0543 | 12907.5723 | 12227.3568 | 12273.1129 | 11609.6374 | 9636.5699 | 10138.4625 | 10418.0726 | 10480.439 | 10610.3502 | 10608.6951 | 10349.3011 | 9789.7519 | 9792.0024 | 8548.4878 | 9316.0585
Option 3 AT | NSW | SNW | 1h | 1.872e-05 | 2.7484e-05 | 3.8012e-05 | 6.4113e-05 | 7.2603e-05 | 8.7237e-05 | 5.0004e-05 | 6.2639e-05 | 6.1596e-05 | 6.2797e-05 | 7.5507e-05 | 7.7555e-05 | 0.00013652 | 0.00013428 | 0.0001365 | 0.00013892 | 0.00014476 | 0.00014335 | 4.734e-05 | 4.8512e-05 | 4.8643e-05 | 4.9618e-05 | 4.6969e-05 | 3.9666e-05
Option 3 AT | NSW | SNW | 2h | 34.6072 | 100.9723 | 119.8044 | 196.1108 | 526.6309 | 859.5949 | 822.0613 | 839.6088 | 895.8864 | 862.1007 | 771.3621 | 748.0834 | 756.428 | 793.69 | 736.2431 | 733.7472 | 627.1671 | 620.4416 | 642.4905 | 615.2246 | 687.576 | 750.2283 | 609.3493 | 747.4263
Option 3 AT | NSW | SNW | 4h | 105.6085 | 1220.9149 | 1449.8183 | 1563.5023 | 1658.3113 | 1647.0589 | 1549.1195 | 1596.4397 | 1704.6408 | 1638.9088 | 1498.538 | 1471.4436 | 1464.4442 | 1540.5893 | 1528.6064 | 1487.9478 | 1338.9765 | 1351.0431 | 1414.5916 | 967.202 | 1025.1381 | 279.2227 | 232.6728 | 284.6426
Option 3 AT | NSW | SNW | 8h | 2.5259e-05 | 153.091 | 191.2813 | 880.6486 | 942.6716 | 948.0674 | 895.5826 | 933.335 | 1003.6688 | 954.2235 | 870.1932 | 832.2411 | 842.5105 | 895.1303 | 895.3821 | 854.1777 | 778.9532 | 775.6591 | 817.0109 | 783.8822 | 821.3075 | 688.5372 | 569.5776 | 7.7402e-05
Option 3 AT | NSW | SNW | Black Coal | 13055.2208 | 10071.7344 | 3156.7536 | 0 | 0 | 0 | 0 | 0 | 0 | 0 | 0 | 0 | 0 | 0 | 0 | 0 | 0 | 0 | 0 | 0 | 0 | 0 | 0 | 0
Option 3 AT | NSW | SNW | CCGT | 1999.6176 | 1953.5445 | 1945.6791 | 1007.1877 | 925.8728 | 843.0732 | 610.7013 | 665.2396 | 755.3099 | 727.5337 | 745.8101 | 554.6235 | 325.7232 | 336.0955 | 328.8013 | 295.9442 | 272.9667 | 167.9167 | 167.7385 | 205.0241 | 213.3465 | 229.2077 | 241.331 | 195.853
Option 3 AT | NSW | SNW | Coordinated CER | 28.4176 | 114.2572 | 206.1523 | 320.4319 | 467.7455 | 605.5572 | 709.1806 | 904.877 | 1149.9492 | 1327.766 | 1341.5498 | 1589.778 | 1740.9731 | 1955.98 | 2147.6296 | 2371.1014 | 2366.2514 | 2715.7831 | 2925.4334 | 3098.7758 | 3538.7502 | 4227.7688 | 4058.6061 | 4915.5167
Option 3 AT | NSW | SNW | DSP | 2.5682e-06 | 3.6995e-06 | 3.583e-06 | 3.8027 | 0.47975 | 0.25001 | 5.7108 | 2.61 | 2.9578 | 3.8657 | 5.5385 | 5.337 | 13.4588 | 3.888 | 3.8273 | 3.7425 | 4.0886 | 5.484 | 7.5735 | 16.1362 | 5.8766 | 6.1817 | 8.5074 | 6.3062
Option 3 AT | NSW | SNW | Distributed PV | 6710.4064 | 7603.3273 | 8804.2986 | 9713.5228 | 11328.5645 | 12524.9624 | 12993.5203 | 14583.1562 | 15099.6525 | 15576.7153 | 15669.3556 | 16015.1591 | 17918.5712 | 20372.4765 | 21917.9923 | 21668.3029 | 20381.2481 | 22411.0675 | 25697.7045 | 27616.4172 | 28306.6607 | 30448.6953 | 31113.6648 | 34456.6813
Option 3 AT | NSW | SNW | OCGT | 103.4239 | 569.651 | 238.2493 | 2187.1086 | 3071.8112 | 3471.2478 | 4605.3601 | 2764.0789 | 3174.6982 | 3329.6392 | 3716.6892 | 3487.2711 | 1157.2164 | 1698.2426 | 1769.7913 | 1926.3757 | 1173.2385 | 1067.4781 | 2007.6545 | 2793.5013 | 3320.617 | 1950.2001 | 2892.0868 | 1888.214
Option 3 AT | NSW | SNW | Offshore Wind | 0 | 0 | 0 | 0 | 0 | 0 | 0 | 0 | 0 | 0 | 0 | 0 | 9444.4206 | 9445.5635 | 14522.9636 | 14177.1265 | 18000.9289 | 15813.707 | 17385.4264 | 18122.0256 | 18149.7565 | 19648.0323 | 25944.3099 | 25715.1893
Option 3 AT | NSW | SNW | Solar | 1642.5342 | 1685.8855 | 1830.7285 | 1955.2605 | 1831.5451 | 1939.4726 | 1903.6476 | 1990.991 | 1984.9091 | 1884.6418 | 1798.8117 | 1763.3943 | 1921.4738 | 1920.4093 | 1807.7478 | 1831.5136 | 1628.2647 | 1682.7995 | 1837.3462 | 1953.6934 | 1834.0736 | 1942.8886 | 1642.5161 | 1857.2028
Option 3 AT | NSW | SNW | Wind | 0 | 0 | 989.7832 | 936.2482 | 938.0172 | 924.0946 | 971.816 | 973.4017 | 952.4226 | 956.0187 | 954.3937 | 1029.2777 | 1044.3305 | 889.6148 | 961.1787 | 938.0119 | 988.4188 | 910.5462 | 988.1347 | 936.2556 | 938.0264 | 924.1058 | 971.2847 | 973.3994
Option 3 AT | QLD |  | 1h | 27.0722 | 159.0536 | 212.5407 | 254.6535 | 233.6204 | 230.1173 | 183.8463 | 173.1845 | 218.3614 | 240.4702 | 195.3387 | 196.1289 | 166.0769 | 127.4113 | 115.6104 | 122.5332 | 106.8365 | 90.3857 | 82.6533 | 79.0475 | 78.6549 | 102.2177 | 101.7631 | 99.9255
Option 3 AT | QLD |  | 2h | 552.7127 | 1195.5431 | 1434.5547 | 1659.3949 | 1571.0398 | 1592.4152 | 1390.2661 | 1291.7614 | 1401.1516 | 1447.752 | 1233.0584 | 1249.3448 | 995.5197 | 849.1457 | 868.4684 | 830.2122 | 945.9627 | 941.8441 | 839.6677 | 716.9378 | 688.5781 | 754.6781 | 639.2951 | 511.5659
Option 3 AT | QLD |  | 4h | 146.698 | 303.0081 | 510.5247 | 612.2138 | 602.0033 | 581.0774 | 515.578 | 458.4952 | 498.8334 | 501.1215 | 438.803 | 455.8909 | 352.477 | 285.1083 | 312.001 | 311.968 | 349.9853 | 956.4599 | 972.1244 | 1098.4692 | 974.3721 | 846.4175 | 734.3759 | 525.7028
Option 3 AT | QLD |  | 8h | 0 | 0 | 2485.3754 | 5209.4201 | 8032.2082 | 8057.6243 | 10136.0952 | 9741.7873 | 10698.4958 | 11080.4343 | 9929.7706 | 10019.8524 | 8895.1965 | 10474.9263 | 11751.3574 | 11835.9111 | 11622.4587 | 13274.4982 | 13153.7217 | 13154.9218 | 13867.6351 | 14700.3428 | 13373.1492 | 12903.1067
Option 3 AT | QLD |  | Biomass | 266.4499 | 231.6529 | 206.1977 | 164.6008 | 145.8105 | 144.0248 | 87.3337 | 87.9122 | 86.8224 | 87.7758 | 85.2227 | 70.3066 | 24.745 | 28.4326 | 33.1776 | 33.3574 | 43.0234 | 34.6446 | 43.0738 | 42.9563 | 38.805 | 46.3857 | 42.4764 | 37.4784
Option 3 AT | QLD |  | Black Coal | 28315.3208 | 22537.769 | 9944.964 | 3858.3777 | 689.1183 | 0 | 0 | 0 | 0 | 0 | 0 | 0 | 0 | 0 | 0 | 0 | 0 | 0 | 0 | 0 | 0 | 0 | 0 | 0
Option 3 AT | QLD |  | CCGT | 8249.0509 | 7681.8887 | 3567.1789 | 3862.7184 | 3213.8019 | 3088.4936 | 2074.6507 | 1699.2384 | 1694.1636 | 1692.0824 | 1201.6105 | 1163.2166 | 206.2113 | 430.3714 | 500.5327 | 540.1705 | 573.6876 | 447.7224 | 871.9117 | 796.9682 | 1232.7064 | 980.6226 | 1326.064 | 1424.025
Option 3 AT | QLD |  | Coordinated CER | 50.2449 | 113.8341 | 191.2249 | 325.6609 | 412.4463 | 528.8095 | 613.4323 | 740.6266 | 944.022 | 1135.2894 | 1135.9616 | 1276.8589 | 1345.6961 | 1333.0096 | 1572.794 | 1668.1412 | 2041.6181 | 2391.5351 | 2518.0784 | 2744.8209 | 2989.7915 | 3924.1811 | 3894.704 | 4547.6959
Option 3 AT | QLD |  | Distributed PV | 9983.5875 | 11817.7603 | 13053.0932 | 14556.9374 | 15649.0837 | 16725.0317 | 17775.4748 | 19089.4935 | 19803.4024 | 20987.718 | 20732.1122 | 20933.4197 | 22737.8644 | 25555.4458 | 27365.3665 | 27590.1572 | 25220.0334 | 29130.801 | 31488.237 | 34368.3505 | 35642.9038 | 37291.0174 | 39715.5778 | 42548.4332
Option 3 AT | QLD |  | H2 Reciprocating Engine | 0 | 0 | 8.5207e-06 | 165.6467 | 472.9667 | 486.5658 | 324.5984 | 214.2271 | 203.5131 | 216.2672 | 171.8561 | 283.2937 | 52.288 | 97.0309 | 118.3273 | 77.9322 | 77.7449 | 93.9625 | 231.692 | 135.7362 | 218.9367 | 80.2923 | 188.9179 | 161.7843
Option 3 AT | QLD |  | Hydro | 980.5225 | 822.6285 | 651.5669 | 655.7829 | 532.1502 | 485.1941 | 317.2988 | 344.5835 | 418.1011 | 372.2755 | 319.2682 | 308.5614 | 127.9812 | 150.868 | 138.3441 | 138.1594 | 175.6941 | 173.3722 | 159.2414 | 194.1901 | 149.0723 | 183.2711 | 146.1179 | 161.8865
Option 3 AT | QLD |  | Liquid Fuel | 1.523e-08 | 4.8805e-08 | 5.45e-08 | 19.6747 | 68.0845 | 26.714 | 23.4559 | 3.5171 | 0.99087 | 0 | 0 | 0 | 14.6846 | 0 | 0 | 0 | 0 | 0 | 0 | 0 | 0 | 0 | 0 | 0
Option 3 AT | QLD |  | OCGT | 2.4803e-05 | 71.7653 | 101.8788 | 262.6879 | 417.2872 | 422.3037 | 272.7811 | 168.9566 | 129.5128 | 80.6462 | 145.0378 | 237.8717 | 99.8984 | 79.0504 | 94.5264 | 72.1467 | 51.5331 | 82.1197 | 216.6659 | 446.8062 | 1126.5307 | 640.8145 | 1502.1633 | 2263.755
Option 3 AT | QLD |  | PHES | 446.1361 | 1115.602 | 1368.7315 | 1647.4326 | 1645.5341 | 1599.7639 | 1493.4485 | 1416.8956 | 1571.2066 | 3399.0781 | 4026.4382 | 4351.6055 | 3848.8549 | 3133.0786 | 2886.1905 | 2792.8841 | 3578.0336 | 3348.5033 | 2859.7528 | 2625.608 | 3076.7774 | 3518.6366 | 3367.7783 | 3851.6456
Option 3 AT | QLD |  | Solar | 11806 | 18791.0598 | 20128.3801 | 23840.0002 | 28291.298 | 28626.6441 | 32578.6235 | 32320.7663 | 35707.5485 | 42227.2781 | 41792.735 | 43855.8223 | 43486.3399 | 43629.1054 | 44792.5776 | 48469.8176 | 49115.1117 | 52605.2117 | 52136.5711 | 53467.6885 | 55251.3045 | 58990.1901 | 57239.5867 | 57120.6195
Option 3 AT | QLD |  | Wind | 8586.2816 | 9667.6406 | 29082.4252 | 30218.7987 | 30419.8594 | 32734.8743 | 34664.2885 | 37448.1321 | 40786.8718 | 38061.4191 | 40754.3182 | 42663.0785 | 48270.2127 | 49923.4174 | 50830.147 | 52464.2881 | 53158.1276 | 53661.1397 | 54841.9289 | 58854.2118 | 59157.6832 | 60265.773 | 64522.9053 | 64722.2088
Option 3 AT | QLD | CQ | 2h | 42.8346 | 110.3248 | 122.1512 | 127.3422 | 128.5526 | 123.8668 | 107.037 | 93.2421 | 108.0474 | 121.1047 | 106.209 | 114.6985 | 82.6831 | 68.8344 | 81.9816 | 95.0988 | 76.5646 | 85.177 | 87.8908 | 88.9703 | 90.8375 | 100.4668 | 88.4318 | 92.7084
Option 3 AT | QLD | CQ | 4h | 49.6134 | 141.521 | 154.8682 | 158.5393 | 160.8951 | 154.6863 | 135.1124 | 118.3913 | 138.2785 | 149.4898 | 122.3265 | 125.8985 | 96.4482 | 72.5826 | 82.9439 | 89.3223 | 95.0688 | 92.2328 | 87.8122 | 92.55 | 0 | 0 | 0 | 0
Option 3 AT | QLD | CQ | 8h | 0 | 0 | 0.00050776 | 0.0013302 | 168.4524 | 161.8914 | 548.614 | 601.9687 | 679.4378 | 750.7189 | 680.8835 | 713.2653 | 512.9477 | 651.9491 | 1053.2882 | 1634.5668 | 2245.9723 | 3036.925 | 3021.3573 | 3376.4007 | 3540.3047 | 3922.897 | 4741.4291 | 5275.5588
Option 3 AT | QLD | CQ | Black Coal | 8124.0602 | 6772.2739 | 3947.256 | 2068.236 | 0 | 0 | 0 | 0 | 0 | 0 | 0 | 0 | 0 | 0 | 0 | 0 | 0 | 0 | 0 | 0 | 0 | 0 | 0 | 0
Option 3 AT | QLD | CQ | Coordinated CER | 4.5208 | 10.0473 | 17.5461 | 29.1356 | 36.6609 | 45.6774 | 52.5203 | 56.7081 | 76.5305 | 97.9874 | 96.7804 | 115.3572 | 104.41 | 96.5047 | 120.6735 | 160.7862 | 198.0991 | 244.0767 | 247.0128 | 278.6124 | 324.2377 | 394.2589 | 382.7766 | 454.3114
Option 3 AT | QLD | CQ | Distributed PV | 933.5065 | 1117.2989 | 1248.7364 | 1371.3314 | 1488.0815 | 1604.7798 | 1731.4597 | 1963.3321 | 2042.053 | 2152.6415 | 2145.7622 | 2176.2526 | 2339.9382 | 2686.1412 | 2908.8941 | 2717.9224 | 2583.526 | 3006.0311 | 3296.8977 | 3453.4936 | 3582.3644 | 3770.8865 | 4122.8921 | 4817.154
Option 3 AT | QLD | CQ | OCGT | 4.6498e-07 | 6.6131e-07 | 5.8349e-07 | 4.5936e-07 | 111.7419 | 85.8674 | 78.2729 | 25.0011 | 21.4267 | 5.35e-10 | 7.4796 | 9.8566 | 26.654 | 7.2033 | 4.1465 | 1.9695 | 1.2499 | 2.8784 | 27.4122 | 25.7979 | 6e-10 | 0 | 0 | 20.9611
Option 3 AT | QLD | CQ | PHES | 0 | 0 | 0 | 0 | 0 | 0 | 0 | 0 | 0 | 0 | 0 | 9.2966e-07 | 1.8802e-05 | 1.8676e-05 | 1.8829e-05 | 2.1377e-05 | 2.3735e-05 | 2.9101e-05 | 2.4562e-05 | 2.5971e-05 | 2.5801e-05 | 2.7688e-05 | 2.6008e-05 | 2.7818e-05
Option 3 AT | QLD | CQ | Solar | 2126.2708 | 2431.5628 | 2342.099 | 2362.1275 | 6659.3249 | 6889.8146 | 7378.4517 | 7727.7549 | 8745.6564 | 12745.5771 | 13254.9238 | 14795.299 | 11582.2682 | 11869.9404 | 13065.3211 | 16118.5497 | 17253.988 | 18870.2032 | 18311.754 | 19106.1173 | 20140.2473 | 21861.0611 | 20096.927 | 20348.2181
Option 3 AT | QLD | CQ | Wind | 1392.5014 | 2506.2981 | 6096.6586 | 6495.7087 | 6288.7381 | 6296.5901 | 6050.6528 | 6690.1104 | 7548.6242 | 6695.9599 | 7202.0922 | 7084.7769 | 11377.3201 | 12553.0984 | 12375.7142 | 12313.088 | 12669.0206 | 12654.778 | 13052.8385 | 15721.0546 | 15279.1865 | 15657.8986 | 15583.7766 | 14326.9983
Option 3 AT | QLD | GG | 1h | 0 | 24.2911 | 74.1633 | 109.142 | 99.921 | 92.2223 | 66.6879 | 58.1299 | 86.1522 | 100.9564 | 81.4355 | 86.2098 | 65.5818 | 40.6725 | 34.0533 | 47.9819 | 17.153 | 14.3624 | 10.1639 | 7.6663 | 3.6477 | 3.6443 | 1.4584 | 0
Option 3 AT | QLD | GG | 2h | 0 | 3.1939e-05 | 4.5049e-05 | 8.7735e-05 | 0.00031405 | 0.00033035 | 0.00016752 | 0.00018992 | 0.00019765 | 0.00022841 | 0.00023696 | 0.0002487 | 0.00047656 | 0.00049842 | 0.00048539 | 0.00051748 | 0.00068565 | 98.2775 | 81.3176 | 75.4848 | 53.0651 | 56.6584 | 49.504 | 34.1849
Option 3 AT | QLD | GG | 4h | 0 | 0 | 0.0001128 | 0.00027333 | 0.00031712 | 0.00032487 | 0.00021948 | 0.00022415 | 0.00024132 | 0.00024661 | 0.00023385 | 0.00023507 | 0.00038384 | 0.00041404 | 0.00040673 | 0.00041314 | 0.00045239 | 623.3685 | 654.4149 | 756.9867 | 744.5826 | 556.6436 | 572.7939 | 366.5858
Option 3 AT | QLD | GG | 8h | 0 | 0 | 7.5648e-05 | 609.8506 | 2178.1624 | 2101.9238 | 2983.6151 | 2664.4764 | 3208.1905 | 3508.7501 | 3180.9843 | 3261.0556 | 2599.7974 | 2404.9012 | 2621.8789 | 2960.6315 | 1958.1082 | 1164.9895 | 875.9437 | 1260.1591 | 1209.7119 | 271.5426 | 245.9121 | 150.5227
Option 3 AT | QLD | GG | Black Coal | 2207.52 | 2213.568 | 1469.664 | 0 | 0 | 0 | 0 | 0 | 0 | 0 | 0 | 0 | 0 | 0 | 0 | 0 | 0 | 0 | 0 | 0 | 0 | 0 | 0 | 0
Option 3 AT | QLD | GG | CCGT | 1230.6514 | 1084.4565 | 662.256 | 883.008 | 372.8312 | 365.629 | 337.0393 | 240.1781 | 312.0511 | 274.6758 | 250.5925 | 231.9496 | 38.296 | 104.7602 | 131.3776 | 141.5855 | 171.5252 | 120.1987 | 244.9026 | 732.845 | 1103.8562 | 980.6226 | 1326.064 | 1424.025
Option 3 AT | QLD | GG | Coordinated CER | 0.5605 | 0.90227 | 1.6102 | 3.9848 | 5.1001 | 6.3459 | 7.5289 | 8.9755 | 11.4406 | 13.671 | 14.5482 | 16.3723 | 15.1397 | 16.6478 | 17.9567 | 22.4579 | 21.712 | 23.9139 | 25.9224 | 29.0605 | 30.6418 | 31.7924 | 33.1486 | 29.1312
Option 3 AT | QLD | GG | Distributed PV | 113.457 | 134.7874 | 149.3604 | 167.4768 | 179.8217 | 192.1962 | 203.995 | 219.244 | 227.815 | 239.5801 | 236.708 | 238.9596 | 259.1356 | 295.2524 | 315.3891 | 319.1201 | 287.9176 | 331.9536 | 358.551 | 394.35 | 408.839 | 427.677 | 451.8075 | 482.791
Option 3 AT | QLD | GG | OCGT | 0 | 0 | 0 | 0 | 52.3279 | 51.8683 | 34.089 | 17.8901 | 15.7782 | 10.9698 | 7.7016 | 17.0518 | 11.4364 | 3.8862 | 8.1256 | 10.4564 | 8.6201 | 14.3288 | 51.4768 | 176.5952 | 818.5453 | 561.779 | 1274.8266 | 2111.4464
Option 3 AT | QLD | GG | Solar | 1047.4864 | 1201.0249 | 1236.3495 | 1281.0371 | 1286.5501 | 1316.2734 | 1300.7637 | 1329.2601 | 1330.3963 | 1374.8324 | 1313.3185 | 1296.048 | 1478.1109 | 1505.5148 | 1492.8636 | 1509.3425 | 1240.8654 | 1457.5939 | 1497.2873 | 1552.3268 | 1556.7323 | 1592.4046 | 1567.9381 | 1586.1353
Option 3 AT | QLD | NQ | 2h | 0 | 39.7401 | 205.8055 | 353.7117 | 326.4794 | 302.0066 | 272.8018 | 239.7134 | 235.1263 | 250.2171 | 233.0438 | 249.8008 | 175.6399 | 138.6653 | 156.6225 | 151.8103 | 172.7437 | 165.7564 | 162.1281 | 185.4725 | 160.4519 | 125.0831 | 101.8681 | 0
Option 3 AT | QLD | NQ | 4h | 0 | 0 | 175.5456 | 253.293 | 246.2827 | 232.0205 | 210.842 | 185.8349 | 189.8097 | 184.3567 | 177.4525 | 190.6776 | 137.8152 | 110.2127 | 122.6654 | 122.5685 | 136.0888 | 138.8317 | 132.3496 | 150.7139 | 127.0868 | 169.3414 | 35.5834 | 41.5662
Option 3 AT | QLD | NQ | 8h | 0 | 0 | 0.0069263 | 190.2365 | 889.8596 | 832.4617 | 756.1464 | 678.378 | 694.7986 | 728.2418 | 698.362 | 802.1027 | 695.2971 | 556.0502 | 649.2225 | 655.1548 | 727.8093 | 750.3936 | 705.2403 | 845.9199 | 680.8687 | 896.2686 | 725.5838 | 773.6701
Option 3 AT | QLD | NQ | Biomass | 266.4499 | 231.6529 | 206.1977 | 164.6008 | 145.8105 | 144.0248 | 87.3337 | 87.9122 | 86.8224 | 87.7758 | 85.2227 | 70.3066 | 24.745 | 28.4326 | 33.1776 | 33.3574 | 43.0234 | 34.6446 | 43.0738 | 42.9563 | 38.805 | 46.3857 | 42.4764 | 37.4784
Option 3 AT | QLD | NQ | CCGT | 1513.2137 | 1251.3163 | 106.872 | 204.9206 | 412.9909 | 407.3192 | 184.9185 | 111.3731 | 99.4614 | 123.3007 | 121.6212 | 148.9887 | 64.1232 | 64.2989 | 64.1232 | 64.1232 | 64.1232 | 69.5129 | 136.9566 | 64.1232 | 128.8502 | 0 | 0 | 0
Option 3 AT | QLD | NQ | Coordinated CER | 10.6145 | 17.8741 | 28.9801 | 46.3359 | 59.5674 | 72.6475 | 79.9128 | 88.1945 | 112.4084 | 144.3327 | 147.9715 | 179.4236 | 152.3921 | 142.5404 | 169.3312 | 220.1665 | 260.8796 | 299.3351 | 308.2497 | 389.9271 | 370.5933 | 526.981 | 451.1585 | 628.4781
Option 3 AT | QLD | NQ | Distributed PV | 1515.1605 | 1802.9214 | 1987.6529 | 2216.7753 | 2410.5617 | 2578.6959 | 2714.8591 | 2917.114 | 3021.32 | 3216.7685 | 3174.0951 | 3225.049 | 3480.8904 | 3906.3861 | 4199.2376 | 4301.6586 | 3917.9136 | 4563.0361 | 4886.89 | 5317.9047 | 5608.681 | 5852.128 | 6138.6974 | 6591.1244
Option 3 AT | QLD | NQ | Hydro | 980.5225 | 822.6285 | 651.5669 | 655.7829 | 532.1502 | 485.1941 | 317.2988 | 344.5835 | 418.1011 | 372.2755 | 319.2682 | 308.5614 | 127.9812 | 150.868 | 138.3441 | 138.1594 | 175.6941 | 173.3722 | 159.2414 | 194.1901 | 149.0723 | 183.2711 | 146.1179 | 161.8865
Option 3 AT | QLD | NQ | Liquid Fuel | 1.523e-08 | 4.8805e-08 | 5.45e-08 | 19.6747 | 68.0845 | 26.714 | 23.4559 | 3.5171 | 0.99087 | 0 | 0 | 0 | 14.6846 | 0 | 0 | 0 | 0 | 0 | 0 | 0 | 0 | 0 | 0 | 0
Option 3 AT | QLD | NQ | PHES | 399.1213 | 591.5762 | 692.2399 | 763.1484 | 720.2037 | 663.9305 | 587.7942 | 540.9639 | 577.5485 | 592.7225 | 518.3095 | 555.466 | 426.5159 | 332.7193 | 351.3767 | 359.8216 | 422.7005 | 432.0759 | 376.6396 | 423.5129 | 401.9681 | 502.1706 | 398.0021 | 497.916
Option 3 AT | QLD | NQ | Solar | 3111.3854 | 3381.3034 | 3797.3766 | 4034.6944 | 4154.3667 | 4285.0497 | 3580.5522 | 3364.7646 | 3559.0971 | 3797.6249 | 4059.2516 | 5360.5976 | 4021.0836 | 3494.7099 | 3999.0706 | 4030.2962 | 4823.7369 | 5046.221 | 5221.2429 | 4441.6627 | 5166.0709 | 5673.5351 | 5757.6023 | 4845.8023
Option 3 AT | QLD | NQ | Wind | 940.2588 | 974.8489 | 7698.258 | 8587.5324 | 8589.0324 | 8668.648 | 11855.9605 | 14073.329 | 14975.5354 | 14616.4049 | 14179.6368 | 13596.9296 | 16367.969 | 17861.1014 | 17729.2059 | 18723.6325 | 18444.3217 | 18755.6775 | 19764.8556 | 21434.7828 | 21292.3244 | 20091.9413 | 20712.9196 | 22126.658
Option 3 AT | QLD | SQ | 1h | 27.0722 | 134.7625 | 138.3774 | 145.5115 | 133.6994 | 137.8951 | 117.1584 | 115.0546 | 132.2093 | 139.5137 | 113.9032 | 109.9192 | 100.4951 | 86.7388 | 81.5571 | 74.5513 | 89.6835 | 76.0233 | 72.4893 | 71.3812 | 75.0072 | 98.5733 | 100.3047 | 99.9255
Option 3 AT | QLD | SQ | 2h | 509.8781 | 1045.4781 | 1106.598 | 1178.3409 | 1116.0075 | 1166.5414 | 1010.4271 | 958.8056 | 1057.9777 | 1076.4299 | 893.8053 | 884.8453 | 737.1963 | 641.6456 | 629.8639 | 583.3025 | 696.6537 | 592.6332 | 508.3312 | 367.0102 | 384.2236 | 472.4697 | 399.4912 | 384.6726
Option 3 AT | QLD | SQ | 4h | 97.0846 | 161.4871 | 180.1108 | 200.3813 | 194.8251 | 194.3702 | 169.6234 | 154.2688 | 170.745 | 167.2747 | 139.0237 | 139.3146 | 118.2132 | 102.3126 | 106.3913 | 100.0767 | 118.8272 | 102.027 | 97.5477 | 98.2186 | 102.7028 | 120.4325 | 125.9987 | 117.5509
Option 3 AT | QLD | SQ | 8h | 0 | 0 | 2485.3679 | 4409.3317 | 4795.7337 | 4961.3475 | 5847.7197 | 5796.9641 | 6116.0688 | 6092.7235 | 5369.5408 | 5243.4288 | 5087.1543 | 6862.0257 | 7426.9678 | 6585.558 | 6690.569 | 8322.1901 | 8551.1803 | 7672.4422 | 8436.7498 | 9609.6346 | 7660.2242 | 6703.3551
Option 3 AT | QLD | SQ | Black Coal | 17983.7406 | 13551.9271 | 4528.044 | 1790.1417 | 689.1183 | 0 | 0 | 0 | 0 | 0 | 0 | 0 | 0 | 0 | 0 | 0 | 0 | 0 | 0 | 0 | 0 | 0 | 0 | 0
Option 3 AT | QLD | SQ | CCGT | 5505.1858 | 5346.1159 | 2798.0509 | 2774.7898 | 2427.9798 | 2315.5454 | 1552.6929 | 1347.6872 | 1282.6511 | 1294.1058 | 829.3969 | 782.2784 | 103.792 | 261.3122 | 305.0319 | 334.4618 | 338.0391 | 258.0108 | 490.0525 | 0 | 0 | 0 | 0 | 0
Option 3 AT | QLD | SQ | Coordinated CER | 34.5491 | 85.0105 | 143.0885 | 246.2046 | 311.118 | 404.1387 | 473.4703 | 586.7485 | 743.6425 | 879.2983 | 876.6615 | 965.7057 | 1073.7543 | 1077.3166 | 1264.8326 | 1264.7305 | 1560.9274 | 1824.2094 | 1936.8935 | 2047.2209 | 2264.3186 | 2971.1489 | 3027.6203 | 3435.7751
Option 3 AT | QLD | SQ | Distributed PV | 7421.4635 | 8762.7524 | 9667.3434 | 10801.3539 | 11570.6188 | 12349.3597 | 13125.161 | 13989.8035 | 14512.2145 | 15378.728 | 15175.547 | 15293.1585 | 16657.9002 | 18667.6662 | 19941.8457 | 20251.4561 | 18430.6761 | 21229.7802 | 22945.8985 | 25202.6022 | 26043.0195 | 27240.326 | 29002.1807 | 30657.3638
Option 3 AT | QLD | SQ | H2 Reciprocating Engine | 0 | 0 | 8.5207e-06 | 165.6467 | 472.9667 | 486.5658 | 324.5984 | 214.2271 | 203.5131 | 216.2672 | 171.8561 | 283.2937 | 52.288 | 97.0309 | 118.3273 | 77.9322 | 77.7449 | 93.9625 | 231.692 | 135.7362 | 218.9367 | 80.2923 | 188.9179 | 161.7843
Option 3 AT | QLD | SQ | OCGT | 2.4338e-05 | 71.7653 | 101.8788 | 262.6879 | 253.2175 | 284.568 | 160.4192 | 126.0655 | 92.308 | 69.6765 | 129.8566 | 210.9634 | 61.808 | 67.961 | 82.2542 | 59.7208 | 41.6631 | 64.9125 | 137.7769 | 244.4131 | 307.9853 | 79.0355 | 227.3367 | 131.3475
Option 3 AT | QLD | SQ | PHES | 47.0148 | 524.0258 | 676.4916 | 884.2842 | 925.3304 | 935.8334 | 905.6543 | 875.9317 | 993.6581 | 2806.3556 | 3508.1287 | 3796.1395 | 3422.339 | 2800.3593 | 2534.8138 | 2433.0625 | 3155.3331 | 2916.4273 | 2483.1131 | 2202.0951 | 2674.8093 | 3016.466 | 2969.7762 | 3353.7296
Option 3 AT | QLD | SQ | Solar | 5520.8574 | 11777.1687 | 12752.5551 | 16162.1412 | 16191.0563 | 16135.5064 | 20318.8558 | 19898.9867 | 22072.3987 | 24309.2437 | 23165.241 | 22403.8777 | 26404.8772 | 26758.9402 | 26235.3223 | 26811.6292 | 25796.5214 | 27231.1936 | 27106.2869 | 28367.5817 | 28388.254 | 29863.1893 | 29817.1192 | 30340.4638
Option 3 AT | QLD | SQ | Wind | 6253.5214 | 6186.4936 | 15287.5086 | 15135.5576 | 15542.0889 | 17769.6363 | 16757.6752 | 16684.6927 | 18262.7122 | 16749.0543 | 19372.5893 | 21981.372 | 20524.9236 | 19509.2175 | 20725.227 | 21427.5676 | 22044.7853 | 22250.6842 | 22024.2347 | 21698.3745 | 22586.1723 | 24515.9331 | 28226.209 | 28268.5525
Option 3 AT | SA |  | 2h | 406.6329 | 1110.3717 | 1093.8594 | 1051.2414 | 1114.8503 | 1148.4875 | 1250.6003 | 1099.5179 | 1190.7492 | 1224.5988 | 941.3914 | 942.6057 | 706.8101 | 761.4276 | 681.1833 | 775.5669 | 791.0834 | 657.9002 | 633.8108 | 548.1875 | 649.5646 | 182.3465 | 162.7206 | 108.4627
Option 3 AT | SA |  | 4h | 0 | 185.6007 | 184.7266 | 182.4815 | 190.5562 | 198.3486 | 203.5171 | 189.523 | 207.3977 | 212.6919 | 162.674 | 158.3994 | 128.8913 | 140.2288 | 124.9831 | 136.6668 | 128.0964 | 114.4349 | 120.7219 | 104.1139 | 127.7955 | 0.00017241 | 0.00013415 | 0.00013036
Option 3 AT | SA |  | 8h | 0 | 0 | 574.4113 | 562.8105 | 1095.9983 | 1092.1285 | 1098.0353 | 1758.9367 | 1864.3527 | 2220.8067 | 1680.1154 | 1723.4707 | 2396.7444 | 2820.4338 | 2979.5734 | 3351.6441 | 3624.7734 | 3740.003 | 3932.2798 | 3674.6989 | 5620.65 | 6767.1573 | 8889.7887 | 9164.8628
Option 3 AT | SA |  | CCGT | 4343.7257 | 1007.395 | 1153.4072 | 1304.2221 | 1224.772 | 999.0152 | 1062.5519 | 834.072 | 867.3509 | 827.4676 | 931.2901 | 0 | 0 | 0 | 0 | 0 | 0 | 0 | 0 | 0 | 0 | 0 | 0 | 0
Option 3 AT | SA |  | Coordinated CER | 80.0987 | 117.8301 | 158.8736 | 184.3917 | 230.5718 | 273.9829 | 316.093 | 347.7896 | 447.1797 | 514.6852 | 471.5648 | 549.1859 | 496.2227 | 592.1453 | 627.8974 | 706.2971 | 803.5686 | 813.5785 | 929.8875 | 897.4573 | 1184.496 | 1367.0332 | 1311.8668 | 1355.7177
Option 3 AT | SA |  | Distributed PV | 3951.9638 | 4402.4158 | 4824.8611 | 4867.8191 | 5662.963 | 6027.0828 | 6268.0704 | 6529.3698 | 7170.7112 | 7510.1512 | 7145.7046 | 7901.5404 | 8040.6526 | 9015.3051 | 8949.069 | 9215.7917 | 8761.4314 | 9762.1933 | 10524.2219 | 10491.0988 | 11345.7985 | 11898.3625 | 12343.3127 | 12832.409
Option 3 AT | SA |  | Liquid Fuel | 71.9414 | 5.4781e-05 | 7.7002 | 163.1219 | 206.8023 | 108.5905 | 139.9847 | 96.214 | 83.2949 | 110.1025 | 86.7718 | 97.1166 | 13.2807 | 58.0541 | 62.5654 | 62.9566 | 96.6429 | 13.525 | 98.6556 | 103.1158 | 26.9879 | 3.9127 | 13.1046 | 7.6415
Option 3 AT | SA |  | OCGT | 1266.8618 | 41.8134 | 167.1213 | 890.2653 | 817.5328 | 571.2671 | 1006.2845 | 732.3849 | 682.5928 | 680.9408 | 652.5336 | 624.5362 | 213.5779 | 426.5663 | 416.7791 | 376.6063 | 441.2599 | 196.3113 | 256.544 | 219.9527 | 452.4495 | 383.1718 | 486.5032 | 324.0258
Option 3 AT | SA |  | Solar | 1907.0583 | 3606.5591 | 3575.9701 | 3800.9392 | 5658.5481 | 6104.6136 | 7911.9053 | 8320.6034 | 9096.9571 | 11296.9498 | 10204.9079 | 11195.2168 | 12215.9047 | 14930.4157 | 15529.106 | 15814.134 | 17832.4976 | 17355.6982 | 18644.943 | 19035.9948 | 22672.9096 | 24461.6697 | 29566.8463 | 30757.2693
Option 3 AT | SA |  | Wind | 7914.0084 | 7473.255 | 7765.2002 | 9152.2096 | 10787.1864 | 11414.9318 | 10369.5123 | 12557.8453 | 14597.0095 | 13285.9694 | 15240.2444 | 16381.5393 | 17024.8102 | 14832.4687 | 15520.2921 | 15524.2863 | 15207.9425 | 18109.6825 | 18475.2078 | 20240.2591 | 19150.3311 | 20366.0837 | 17765.9296 | 19434.5073
Option 3 AT | SA | CSA | 2h | 377.4224 | 871.2599 | 874.2433 | 833.5243 | 881.7922 | 918.46 | 1002.3861 | 875.658 | 971.7878 | 995.6248 | 764.3344 | 763.8569 | 563.4702 | 611.8184 | 526.6177 | 577.1657 | 563.5243 | 438.9898 | 394.1541 | 333.7332 | 375.1584 | 83.1997 | 76.357 | 16.8883
Option 3 AT | SA | CSA | 4h | 0 | 73.6977 | 70.4178 | 69.5483 | 70.9459 | 73.3362 | 80.2761 | 69.8132 | 77.4284 | 83.2492 | 64.129 | 61.8806 | 49.9979 | 53.6521 | 44.7037 | 52.6043 | 48.908 | 43.3053 | 48.0838 | 40.7007 | 47.5436 | 0.00017241 | 0.00013415 | 0.00013036
Option 3 AT | SA | CSA | 8h | 0 | 0 | 240.4467 | 238.621 | 253.2935 | 252.8749 | 252.5775 | 240.7606 | 261.8008 | 374.4962 | 313.6746 | 302.7112 | 870.3517 | 1190.5201 | 1465.7199 | 1591.357 | 1586.194 | 1725.8062 | 1796.3422 | 1633.8277 | 2797.7502 | 3403.527 | 3552.7966 | 3726.1943
Option 3 AT | SA | CSA | CCGT | 4343.7257 | 1007.395 | 1153.4072 | 1304.2221 | 1224.772 | 999.0152 | 1062.5519 | 834.072 | 867.3509 | 827.4676 | 931.2901 | 0 | 0 | 0 | 0 | 0 | 0 | 0 | 0 | 0 | 0 | 0 | 0 | 0
Option 3 AT | SA | CSA | Coordinated CER | 72.3513 | 106.313 | 142.8675 | 165.9503 | 207.1393 | 246.3176 | 284.1871 | 313.1819 | 404.2687 | 464.8246 | 426.9864 | 496.7482 | 449.7184 | 538.7105 | 568.2524 | 637.9936 | 725.8909 | 733.6676 | 839.0777 | 806.5167 | 1068.3962 | 1227.4016 | 1175.09 | 1217.1683
Option 3 AT | SA | CSA | Distributed PV | 3637.898 | 4044.7256 | 4423.7164 | 4454.288 | 5057.8329 | 5380.7608 | 5588.6185 | 5815.672 | 6385.314 | 6689.3092 | 6342.2615 | 6997.2405 | 7104.2747 | 7982.3717 | 7905.9122 | 8121.4061 | 7715.2571 | 8574.5491 | 9229.3265 | 9177.135 | 9916.464 | 10408.5945 | 10772.3775 | 11187.73
Option 3 AT | SA | CSA | Liquid Fuel | 71.9414 | 5.4781e-05 | 7.7002 | 163.1219 | 206.8023 | 108.5905 | 139.9847 | 96.214 | 83.2949 | 110.1025 | 86.7718 | 97.1166 | 13.2807 | 58.0541 | 62.5654 | 62.9566 | 96.6429 | 13.525 | 98.6556 | 103.1158 | 26.9879 | 3.9127 | 13.1046 | 7.6415
Option 3 AT | SA | CSA | OCGT | 1266.8618 | 41.8134 | 167.1213 | 840.1449 | 752.0987 | 550.5788 | 823.4392 | 597.9592 | 559.9408 | 630.6961 | 613.1338 | 589.0279 | 183.8224 | 391.3177 | 388.2832 | 344.205 | 410.527 | 163.7975 | 212.5303 | 127.5418 | 275.9922 | 227.4361 | 367.1354 | 236.9811
Option 3 AT | SA | CSA | Solar | 136.6479 | 964.8438 | 1219.5512 | 1334.797 | 1313.0623 | 1376.8985 | 2139.0397 | 2372.4176 | 2582.9018 | 3800.396 | 3981.9209 | 4599.8909 | 5314.1286 | 7820.6167 | 8304.6607 | 8166.9219 | 9422.6722 | 8811.0964 | 9606.6406 | 9716.528 | 11417.0517 | 12466.9922 | 12942.1002 | 13732.9409
Option 3 AT | SA | CSA | Wind | 5394.3647 | 5215.394 | 5650.0701 | 6775.6118 | 7899.1092 | 8594.5634 | 7822.1492 | 9502.6457 | 10049.9372 | 9254.4032 | 9117.9407 | 10063.3623 | 9634.5832 | 7573.0148 | 8069.6124 | 7964.2775 | 7901.8394 | 9976.794 | 10091.9884 | 11658.8126 | 10717.8664 | 11445.8597 | 9904.8648 | 10849.8779
Option 3 AT | SA | NSA | 2h | 2.6822 | 208.3531 | 187.002 | 185.7201 | 198.5109 | 194.8005 | 213.4822 | 189.997 | 196.3643 | 206.2089 | 159.2347 | 161.2935 | 128.7488 | 133.9696 | 138.8694 | 182.7004 | 212.1378 | 205.3136 | 225.64 | 202.6745 | 259.511 | 83.1247 | 86.3636 | 91.5744
Option 3 AT | SA | NSA | 8h | 0 | 0 | 333.9647 | 324.1895 | 842.7047 | 839.2536 | 845.4577 | 1518.176 | 1602.5519 | 1846.3106 | 1366.4408 | 1420.7596 | 1526.3928 | 1629.9138 | 1513.8535 | 1760.2871 | 2038.5794 | 2014.1968 | 2135.9376 | 2040.8713 | 2822.8997 | 3363.6303 | 5336.9921 | 5438.6685
Option 3 AT | SA | NSA | Coordinated CER | 4.4685 | 6.566 | 8.6048 | 10.0317 | 12.4882 | 14.8158 | 17.2713 | 18.2066 | 22.3775 | 26.0533 | 23.41 | 27.6141 | 23.3164 | 27.5541 | 30.6166 | 35.1955 | 41.4416 | 42.9026 | 49.2896 | 51.0896 | 65.0472 | 76.8599 | 78.2002 | 82.4179
Option 3 AT | SA | NSA | Distributed PV | 147.9824 | 163.7284 | 187.384 | 193.7813 | 335.7458 | 354.7841 | 375.8544 | 395.8743 | 447.1988 | 472.6281 | 459.265 | 509.069 | 529.8337 | 589.6992 | 578.0357 | 606.0149 | 577.3071 | 654.8226 | 715.598 | 728.9049 | 795.5556 | 818.3481 | 875.056 | 919.4996
Option 3 AT | SA | NSA | Liquid Fuel | 0 | 0 | 0 | 0 | 0 | 0 | 0 | 0 | 0 | 0 | 0 | 0 | 0 | 0 | 0 | 0 | 0 | 0 | 0 | 0 | 0 | 0 | 0 | 0
Option 3 AT | SA | NSA | OCGT | 0 | 0 | 0 | 0 | 7.3552e-05 | 4.1063e-05 | 81.2036 | 54.7764 | 48.8812 | 50.2447 | 39.3998 | 35.5083 | 29.7555 | 35.2486 | 28.4958 | 32.4012 | 30.7329 | 32.5139 | 44.0136 | 92.4109 | 176.4573 | 155.7357 | 119.3678 | 87.0446
Option 3 AT | SA | NSA | Solar | 1362.8431 | 2305.1547 | 2082.2928 | 2208.4399 | 4019.6382 | 4268.5327 | 5320.2254 | 5714.5775 | 6239.6856 | 7215.5276 | 6056.99 | 6367.9551 | 6681.0944 | 6850.7689 | 6979.7087 | 7492.5963 | 8218.5973 | 8417.1937 | 8851.1445 | 9149.3717 | 11108.7445 | 11815.9542 | 16361.242 | 16891.9757
Option 3 AT | SA | NSA | Wind | 1790.8922 | 1677.9728 | 1603.3625 | 1780.604 | 2295.9016 | 2149.5714 | 1903.8812 | 2545.7498 | 3956.9747 | 3650.0402 | 4192.3286 | 4270.3066 | 5774.5018 | 5782.0794 | 5921.6785 | 5918.6512 | 5732.6262 | 5828.0428 | 6040.565 | 6178.7864 | 6015.2342 | 6117.1464 | 5562.3928 | 6150.3764
Option 3 AT | SA | SESA | 2h | 26.5283 | 30.7586 | 32.6141 | 31.997 | 34.5472 | 35.2271 | 34.7319 | 33.8629 | 22.5972 | 22.7651 | 17.8222 | 17.4553 | 14.5911 | 15.6396 | 15.6962 | 15.7008 | 15.4213 | 13.5968 | 14.0167 | 11.7799 | 14.8952 | 16.0221 | 0 | 0
Option 3 AT | SA | SESA | 4h | 0 | 111.9029 | 114.3089 | 112.9332 | 119.6103 | 125.0123 | 123.241 | 119.7098 | 129.9692 | 129.4427 | 98.545 | 96.5188 | 78.8934 | 86.5767 | 80.2793 | 84.0625 | 79.1884 | 71.1295 | 72.6381 | 63.4132 | 80.2519 | 0 | 0 | 0
Option 3 AT | SA | SESA | Coordinated CER | 3.2789 | 4.9511 | 7.4013 | 8.4097 | 10.9443 | 12.8495 | 14.6346 | 16.4011 | 20.5335 | 23.8073 | 21.1683 | 24.8236 | 23.1879 | 25.8807 | 29.0283 | 33.108 | 36.2361 | 37.0084 | 41.5202 | 39.851 | 51.0526 | 62.7717 | 58.5766 | 56.1316
Option 3 AT | SA | SESA | Distributed PV | 166.0834 | 193.9618 | 213.7608 | 219.7498 | 269.3843 | 291.5379 | 303.5975 | 317.8235 | 338.1985 | 348.214 | 344.1782 | 395.231 | 406.5442 | 443.2342 | 465.1212 | 488.3707 | 468.8671 | 532.8216 | 579.2975 | 585.059 | 633.779 | 671.4199 | 695.8792 | 725.1795
Option 3 AT | SA | SESA | Liquid Fuel | 0 | 0 | 0 | 0 | 0 | 0 | 0 | 0 | 0 | 0 | 0 | 0 | 0 | 0 | 0 | 0 | 0 | 0 | 0 | 0 | 0 | 0 | 0 | 0
Option 3 AT | SA | SESA | OCGT | 7.1413e-06 | 1.495e-06 | 1.5111e-06 | 50.1204 | 65.434 | 20.6883 | 101.6417 | 79.6493 | 73.7708 | 0 | 0 | 0 | 0 | 0 | 0 | 0 | 0 | 0 | 0 | 0 | 0 | 0 | 0 | 0
Option 3 AT | SA | SESA | Solar | 407.5673 | 336.5606 | 274.1261 | 257.7023 | 325.8476 | 459.1824 | 452.6402 | 233.6083 | 274.3697 | 281.0262 | 165.997 | 227.3707 | 220.6817 | 259.0301 | 244.7367 | 154.6158 | 191.2281 | 127.4081 | 187.1579 | 170.0952 | 147.1135 | 178.7234 | 263.5041 | 132.3527
Option 3 AT | SA | SESA | Wind | 728.7516 | 579.8882 | 511.7676 | 595.9938 | 592.1755 | 670.7971 | 643.4818 | 509.4497 | 590.0977 | 381.5261 | 1929.9751 | 2047.8704 | 1615.7252 | 1477.3745 | 1529.0012 | 1641.3575 | 1573.4769 | 2304.8456 | 2342.6543 | 2402.6601 | 2417.2304 | 2803.0777 | 2298.6719 | 2434.253
Option 3 AT | TAS |  | 24h | 0 | 0 | 0 | 0 | 0 | 0 | 0 | 0 | 0 | 0 | 6.7727e-07 | 6.5181e-07 | 1.9254e-05 | 1.914e-05 | 2.2547e-05 | 2.5487e-05 | 2.5062e-05 | 2.6543e-05 | 2.2596e-05 | 2.3326e-05 | 2.3336e-05 | 2.3837e-05 | 2.3668e-05 | 2.3689e-05
Option 3 AT | TAS |  | 2h | 0 | 4.3881e-05 | 8.0097e-05 | 0.00013281 | 0.00014615 | 0.00022246 | 0.00014332 | 0.00017006 | 0.0001475 | 0.000168 | 0.00021755 | 0.0002283 | 0.0012187 | 0.0016518 | 0.0012851 | 0.0012978 | 0.0013062 | 0.0013678 | 0.00040141 | 0.00039791 | 0.00050724 | 24.6002 | 20.9111 | 21.613
Option 3 AT | TAS |  | 4h | 0 | 2.2329e-05 | 4.3432e-05 | 7.1419e-05 | 9.2317e-05 | 0.00015067 | 0.00010755 | 0.00013291 | 0.00013341 | 0.00013186 | 0.00013211 | 0.0001351 | 0.00024038 | 0.00026089 | 0.00031073 | 0.00032054 | 0.00031664 | 0.00032111 | 0.00013899 | 0.00014296 | 0.00015926 | 0.00016912 | 0.00016009 | 0.00016108
Option 3 AT | TAS |  | 8h | 0 | 0 | 3.2568e-05 | 6.3093e-05 | 6.9035e-05 | 8.452e-05 | 7.5166e-05 | 8.2741e-05 | 8.3987e-05 | 8.0861e-05 | 8.4517e-05 | 8.4068e-05 | 0.00013297 | 0.00014875 | 0.00014168 | 0.00015551 | 0.00015168 | 0.0001542 | 9.8386e-05 | 9.8459e-05 | 0.00011462 | 0.00012109 | 9.7664e-05 | 8.4016e-05
Option 3 AT | TAS |  | CCGT | 0 | 0 | 0 | 0 | 0 | 0 | 0 | 0 | 0 | 0 | 0 | 0 | 0 | 0 | 0 | 0 | 0 | 0 | 0 | 0 | 0 | 0 | 0 | 0
Option 3 AT | TAS |  | CST | 0 | 0 | 0 | 0 | 0 | 0 | 0 | 0 | 0 | 0 | 0 | 0 | 0 | 0 | 0 | 0 | 0 | 0 | 0 | 0 | 0 | 0 | 0 | 0
Option 3 AT | TAS |  | Coordinated CER | 0.86868 | 3.7919 | 9.4936 | 25.4606 | 25.369 | 35.9493 | 42.7872 | 57.2905 | 75.3175 | 81.6378 | 79.3957 | 85.428 | 69.9042 | 76.1672 | 102.4274 | 124.64 | 122.8053 | 152.3435 | 175.556 | 185.4775 | 240.7027 | 264.27 | 228.6651 | 264.9979
Option 3 AT | TAS |  | Distributed PV | 484.899 | 572.335 | 674.082 | 715.0875 | 849.8883 | 963.5585 | 998.6772 | 1075.338 | 1133.908 | 1154.3575 | 1210.3885 | 1238.775 | 1357.313 | 1498.201 | 1591.8685 | 1620.4642 | 1633.3687 | 1818.2598 | 2044.9707 | 2024.4297 | 2223.3217 | 2406.2815 | 2498.3892 | 2705.525
Option 3 AT | TAS |  | Hydro | 10684.7631 | 10068.9539 | 8036.782 | 7075.5144 | 7613.1017 | 6823.5581 | 6962.5084 | 7227.137 | 7870.9061 | 7519.1826 | 7378.3748 | 8140.1278 | 7942.3733 | 7305.9989 | 4338.7847 | 3841.0509 | 3904.0574 | 4019.2337 | 4953.7081 | 4907.2881 | 4705.5797 | 5040.2782 | 4441.5036 | 3818.1326
Option 3 AT | TAS |  | OCGT | 2.9283e-06 | 3.1739e-06 | 2.4476e-06 | 0.45004 | 2.1685 | 4.858e-06 | 1.1438e-06 | 55.2623 | 58.2166 | 53.336 | 55.2843 | 62.4432 | 76.5367 | 52.9225 | 55.8933 | 58.3578 | 57.1948 | 68.1694 | 85.9137 | 68.6078 | 86.0822 | 72.3631 | 91.0134 | 68.1845
Option 3 AT | TAS |  | PHES | 0 | 0 | 0 | 0 | 0 | 0 | 0 | 0 | 0 | 7.2823e-06 | 8.8237e-06 | 8.4493e-06 | 0.00015185 | 0.00014697 | 0.00015086 | 0.00023422 | 0.00022356 | 0.00023718 | 0.00018306 | 0.00018911 | 0.00019162 | 0.00020053 | 0.00018421 | 0.0001848
Option 3 AT | TAS |  | Solar | 727.0326 | 1795.4033 | 1853.6271 | 1708.5485 | 1759.3376 | 2076.0197 | 2071.0996 | 2110.8689 | 1813.9228 | 1465.8461 | 1947.0433 | 1966.9936 | 2258.118 | 2608.0066 | 1587.8814 | 1521.0173 | 1524.6327 | 1666.6159 | 1619.8043 | 1556.9877 | 1714.6461 | 1848.1039 | 1519.2734 | 1611.6687
Option 3 AT | TAS |  | Wind | 1965.7354 | 1950.0146 | 5292.9641 | 5961.8496 | 5886.2892 | 6643.8636 | 6999.7147 | 7142.6561 | 7278.1086 | 9226.4133 | 8590.1934 | 8304.1035 | 8616.1958 | 9284.7935 | 8976.4907 | 9632.9487 | 9829.1736 | 9769.2888 | 9411.4134 | 10093.5546 | 9842.9329 | 11201.1436 | 12589.0257 | 12691.0525
Option 3 AT | TAS | TAS | 24h | 0 | 0 | 0 | 0 | 0 | 0 | 0 | 0 | 0 | 0 | 6.7727e-07 | 6.5181e-07 | 1.9254e-05 | 1.914e-05 | 2.2547e-05 | 2.5487e-05 | 2.5062e-05 | 2.6543e-05 | 2.2596e-05 | 2.3326e-05 | 2.3336e-05 | 2.3837e-05 | 2.3668e-05 | 2.3689e-05
Option 3 AT | TAS | TAS | 2h | 0 | 4.3881e-05 | 8.0097e-05 | 0.00013281 | 0.00014615 | 0.00022246 | 0.00014332 | 0.00017006 | 0.0001475 | 0.000168 | 0.00021755 | 0.0002283 | 0.0012187 | 0.0016518 | 0.0012851 | 0.0012978 | 0.0013062 | 0.0013678 | 0.00040141 | 0.00039791 | 0.00050724 | 24.6002 | 20.9111 | 21.613
Option 3 AT | TAS | TAS | 4h | 0 | 2.2329e-05 | 4.3432e-05 | 7.1419e-05 | 9.2317e-05 | 0.00015067 | 0.00010755 | 0.00013291 | 0.00013341 | 0.00013186 | 0.00013211 | 0.0001351 | 0.00024038 | 0.00026089 | 0.00031073 | 0.00032054 | 0.00031664 | 0.00032111 | 0.00013899 | 0.00014296 | 0.00015926 | 0.00016912 | 0.00016009 | 0.00016108
Option 3 AT | TAS | TAS | 8h | 0 | 0 | 3.2568e-05 | 6.3093e-05 | 6.9035e-05 | 8.452e-05 | 7.5166e-05 | 8.2741e-05 | 8.3987e-05 | 8.0861e-05 | 8.4517e-05 | 8.4068e-05 | 0.00013297 | 0.00014875 | 0.00014168 | 0.00015551 | 0.00015168 | 0.0001542 | 9.8386e-05 | 9.8459e-05 | 0.00011462 | 0.00012109 | 9.7664e-05 | 8.4016e-05
Option 3 AT | TAS | TAS | CCGT | 0 | 0 | 0 | 0 | 0 | 0 | 0 | 0 | 0 | 0 | 0 | 0 | 0 | 0 | 0 | 0 | 0 | 0 | 0 | 0 | 0 | 0 | 0 | 0
Option 3 AT | TAS | TAS | CST | 0 | 0 | 0 | 0 | 0 | 0 | 0 | 0 | 0 | 0 | 0 | 0 | 0 | 0 | 0 | 0 | 0 | 0 | 0 | 0 | 0 | 0 | 0 | 0
Option 3 AT | TAS | TAS | Coordinated CER | 0.86868 | 3.7919 | 9.4936 | 25.4606 | 25.369 | 35.9493 | 42.7872 | 57.2905 | 75.3175 | 81.6378 | 79.3957 | 85.428 | 69.9042 | 76.1672 | 102.4274 | 124.64 | 122.8053 | 152.3435 | 175.556 | 185.4775 | 240.7027 | 264.27 | 228.6651 | 264.9979
Option 3 AT | TAS | TAS | Distributed PV | 484.899 | 572.335 | 674.082 | 715.0875 | 849.8883 | 963.5585 | 998.6772 | 1075.338 | 1133.908 | 1154.3575 | 1210.3885 | 1238.775 | 1357.313 | 1498.201 | 1591.8685 | 1620.4642 | 1633.3687 | 1818.2598 | 2044.9707 | 2024.4297 | 2223.3217 | 2406.2815 | 2498.3892 | 2705.525
Option 3 AT | TAS | TAS | Hydro | 10684.7631 | 10068.9539 | 8036.782 | 7075.5144 | 7613.1017 | 6823.5581 | 6962.5084 | 7227.137 | 7870.9061 | 7519.1826 | 7378.3748 | 8140.1278 | 7942.3733 | 7305.9989 | 4338.7847 | 3841.0509 | 3904.0574 | 4019.2337 | 4953.7081 | 4907.2881 | 4705.5797 | 5040.2782 | 4441.5036 | 3818.1326
Option 3 AT | TAS | TAS | OCGT | 2.9283e-06 | 3.1739e-06 | 2.4476e-06 | 0.45004 | 2.1685 | 4.858e-06 | 1.1438e-06 | 55.2623 | 58.2166 | 53.336 | 55.2843 | 62.4432 | 76.5367 | 52.9225 | 55.8933 | 58.3578 | 57.1948 | 68.1694 | 85.9137 | 68.6078 | 86.0822 | 72.3631 | 91.0134 | 68.1845
Option 3 AT | TAS | TAS | PHES | 0 | 0 | 0 | 0 | 0 | 0 | 0 | 0 | 0 | 7.2823e-06 | 8.8237e-06 | 8.4493e-06 | 0.00015185 | 0.00014697 | 0.00015086 | 0.00023422 | 0.00022356 | 0.00023718 | 0.00018306 | 0.00018911 | 0.00019162 | 0.00020053 | 0.00018421 | 0.0001848
Option 3 AT | TAS | TAS | Solar | 727.0326 | 1795.4033 | 1853.6271 | 1708.5485 | 1759.3376 | 2076.0197 | 2071.0996 | 2110.8689 | 1813.9228 | 1465.8461 | 1947.0433 | 1966.9936 | 2258.118 | 2608.0066 | 1587.8814 | 1521.0173 | 1524.6327 | 1666.6159 | 1619.8043 | 1556.9877 | 1714.6461 | 1848.1039 | 1519.2734 | 1611.6687
Option 3 AT | TAS | TAS | Wind | 1965.7354 | 1950.0146 | 5292.9641 | 5961.8496 | 5886.2892 | 6643.8636 | 6999.7147 | 7142.6561 | 7278.1086 | 9226.4133 | 8590.1934 | 8304.1035 | 8616.1958 | 9284.7935 | 8976.4907 | 9632.9487 | 9829.1736 | 9769.2888 | 9411.4134 | 10093.5546 | 9842.9329 | 11201.1436 | 12589.0257 | 12691.0525
Option 3 AT | VIC |  | 1h | 0 | 5.3243 | 7.7993 | 8.8047 | 9.1698 | 9.0791 | 8.6845 | 9.0941 | 9.4294 | 9.2647 | 7.9367 | 8.1563 | 6.7438 | 5.4894 | 5.2136 | 5.9754 | 6.0767 | 5.8714 | 5.6416 | 5.2892 | 6.2449 | 7.0096 | 4.9317 | 5.1709
Option 3 AT | VIC |  | 2h | 340.2334 | 1092.3864 | 1469.6285 | 1694.5917 | 1808.1714 | 1959.3614 | 2008.9939 | 2022.2696 | 2162.9656 | 2044.8971 | 1655.7987 | 1592.8455 | 1210.4822 | 1111.1072 | 1103.6785 | 1062.8637 | 1022.9549 | 1055.1724 | 969.7317 | 819.4048 | 888.9714 | 811.3344 | 654.3509 | 698.0995
Option 3 AT | VIC |  | 4h | 0 | 815.9984 | 1572.8463 | 1995.2557 | 2139.436 | 2240.1958 | 2207.1188 | 2192.9091 | 2319.8734 | 2159.5249 | 1838.8526 | 1767.493 | 1431.013 | 1419.8107 | 1450.3768 | 1484.7047 | 1424.9249 | 1509.8197 | 1580.3835 | 1432.2479 | 1544.9805 | 269.0468 | 103.967 | 110.483
Option 3 AT | VIC |  | 8h | 0 | 0 | 0.0007182 | 0.00085554 | 0.00090734 | 0.0010245 | 0.0009039 | 0.00098528 | 0.0010311 | 0.00099343 | 0.00090514 | 0.00089779 | 1479.0035 | 4611.8124 | 5531.0931 | 5782.3592 | 5667.4781 | 5749.959 | 5617.6103 | 5065.4825 | 6412.0295 | 7579.577 | 7436.3211 | 7706.1006
Option 3 AT | VIC |  | Brown Coal | 22898.2194 | 18847.3018 | 11377.8384 | 7821.2784 | 7821.2784 | 7842.7066 | 7821.2784 | 0 | 0 | 0 | 0 | 0 | 0 | 0 | 0 | 0 | 0 | 0 | 0 | 0 | 0 | 0 | 0 | 0
Option 3 AT | VIC |  | CCGT | 262.8 | 570.96 | 657 | 551.653 | 515.2595 | 174.5752 | 422.516 | 452.4332 | 454.5909 | 424.1681 | 511.2393 | 412.3277 | 184.1302 | 346.1886 | 0 | 0 | 0 | 0 | 0 | 0 | 0 | 0 | 0 | 0
Option 3 AT | VIC |  | Coordinated CER | 28.9451 | 93.3818 | 201.1216 | 331.3814 | 482.5574 | 636.7303 | 765.4314 | 949.4361 | 1253.0387 | 1414.5524 | 1318.338 | 1455.984 | 1355.9148 | 1456.6714 | 1670.4233 | 1985.099 | 2073.4871 | 2343.9595 | 2619.2782 | 2735.2247 | 3339.764 | 3866.8006 | 3333.5213 | 3863.8609
Option 3 AT | VIC |  | Distributed PV | 6735.1283 | 8032.8902 | 9380.8905 | 9593.1744 | 12748.1715 | 13654.2121 | 14416.5521 | 15611.1619 | 16960.9769 | 17158.5991 | 17723.5927 | 18862.5637 | 20288.4263 | 23049.3748 | 23854.0649 | 24681.8752 | 22791.2363 | 25893.8674 | 29230.8578 | 29150.0228 | 33119.7639 | 34425.7592 | 36146.1657 | 38753.253
Option 3 AT | VIC |  | Hydro | 3407.3885 | 3233.2692 | 2676.8398 | 2884.7548 | 2847.7974 | 2628.1003 | 2373.519 | 1461.6475 | 1980.0031 | 2049.3173 | 1457.5904 | 1667.9196 | 1084.9559 | 739.005 | 1143.0413 | 652.6819 | 1082.7241 | 1302.7736 | 1199.5418 | 1057.0289 | 1161.3051 | 1326.8063 | 1122.6453 | 807.959
Option 3 AT | VIC |  | OCGT | 135.5337 | 354.1709 | 680.8272 | 778.3289 | 937.1665 | 305.0847 | 877.4375 | 1109.7093 | 1049.175 | 1243.732 | 1280.2905 | 1241.1706 | 510.5403 | 837.8726 | 953.8374 | 1171.7673 | 1352.8616 | 742.2556 | 1325.0658 | 1178.2211 | 1789.9225 | 608.0908 | 1723.3283 | 1106.2698
Option 3 AT | VIC |  | Offshore Wind | 0 | 0 | 0 | 0 | 0 | 8388.4532 | 11368.5021 | 14743.9967 | 16929.2825 | 21988.4409 | 26104.7114 | 29511.4736 | 35004.0768 | 36754.8924 | 37872.2186 | 36798.0139 | 37946.8981 | 38820.5695 | 38327.2889 | 39904.6808 | 37014.8568 | 37557.5069 | 38000.2784 | 39707.5984
Option 3 AT | VIC |  | Solar | 4015.728 | 8415.1199 | 9309.7358 | 8586.4903 | 8806.1144 | 8324.9337 | 8496.2688 | 11553.5927 | 12350.202 | 12006.3664 | 11135.9555 | 10829.8411 | 13754.8273 | 20323.814 | 23404.8951 | 23833.728 | 23797.5258 | 25050.492 | 24104.1035 | 23167.3161 | 27613.8677 | 28545.8505 | 25775.5408 | 26720.2805
Option 3 AT | VIC |  | Wind | 15464.0091 | 18730.2685 | 27570.2468 | 31405.3861 | 30724.7585 | 29946.7853 | 28940.6609 | 34248.4735 | 36213.7452 | 35905.7468 | 39920.1336 | 40580.9089 | 36559.9019 | 31734.4773 | 32978.4978 | 35385.7879 | 34526.5474 | 37066.3475 | 37116.1355 | 40545.6528 | 38741.1549 | 39402.5888 | 43082.1425 | 44542.297
Option 3 AT | VIC | MEL | 2h | 152.2623 | 300.168 | 449.1596 | 611.4003 | 681.45 | 732.53 | 775.2724 | 804.4976 | 842.9836 | 801.8635 | 656.8891 | 624.2078 | 463.9948 | 439.7521 | 440.9649 | 377.1403 | 373.4627 | 397.0289 | 353.9229 | 310.9551 | 274.8292 | 292.7701 | 250.2391 | 257.5889
Option 3 AT | VIC | MEL | 4h | 0 | 696.4306 | 1096.4598 | 1377.9735 | 1471.3622 | 1531.7203 | 1500.9621 | 1491.3055 | 1570.6127 | 1469.9196 | 1271.0271 | 1221.446 | 1042.7448 | 1051.0591 | 1076.803 | 1095.7104 | 1034.0265 | 1117.8452 | 1175.6316 | 1071.0242 | 1108.9245 | 135.2797 | 3.424e-05 | 3.6066e-05
Option 3 AT | VIC | MEL | 8h | 0 | 0 | 0.00016708 | 0.00020671 | 0.00021214 | 0.00024008 | 0.00020663 | 0.00022136 | 0.0002319 | 0.00022393 | 0.00019963 | 0.00019688 | 921.6518 | 1114.7215 | 1154.6458 | 1160.1679 | 1138.2152 | 1216.9579 | 1248.2138 | 1153.5255 | 1211.5653 | 2094.6967 | 1797.5793 | 1890.0571
Option 3 AT | VIC | MEL | CCGT | 262.8 | 570.96 | 657 | 551.653 | 515.2595 | 174.5752 | 422.516 | 452.4332 | 454.5909 | 424.1681 | 511.2393 | 412.3277 | 184.1302 | 346.1886 | 0 | 0 | 0 | 0 | 0 | 0 | 0 | 0 | 0 | 0
Option 3 AT | VIC | MEL | Coordinated CER | 19.7452 | 66.1225 | 146.0387 | 240.9204 | 361.1608 | 482.0842 | 580.0741 | 727.9686 | 963.819 | 1094.5608 | 1022.1842 | 1127.7486 | 1047.1986 | 1122.3226 | 1282.0416 | 1538.2167 | 1596.1744 | 1804.1719 | 2027.7404 | 2159.5875 | 2560.1433 | 2921.7795 | 2545.2503 | 2995.3085
Option 3 AT | VIC | MEL | Distributed PV | 4482.4923 | 5343.7818 | 6251.5409 | 6354.5992 | 8421.9661 | 9041.7781 | 9594.645 | 10393.3209 | 11264.4112 | 11363.7742 | 11707.0418 | 12528.8168 | 13417.8148 | 15309.6364 | 15857.1738 | 16210.8259 | 15319.2981 | 17247.2415 | 19484.7912 | 19142.1712 | 21506.7948 | 22481.9364 | 23702.3913 | 25464.6279
Option 3 AT | VIC | MEL | OCGT | 31.6614 | 123.3274 | 245.9808 | 168.5047 | 242.3476 | 93.5739 | 181.3192 | 249.3938 | 243.2487 | 329.0495 | 305.9855 | 310.7101 | 191.0467 | 334.8562 | 357.1447 | 565.0445 | 731.2607 | 435.1098 | 623.0186 | 515.5046 | 842.5283 | 513.7462 | 977.2217 | 659.1257
Option 3 AT | VIC | MEL | Solar | 561.6572 | 608.3067 | 657.8203 | 608.7451 | 642.5778 | 624.0006 | 634.0203 | 696.8086 | 702.491 | 660.8569 | 637.6797 | 649.1686 | 650.4864 | 698.1819 | 715.3387 | 642.435 | 557.246 | 602.1521 | 655.152 | 609.9463 | 644.1596 | 658.5476 | 658.08 | 696.1752
Option 3 AT | VIC | SEV | 2h | 18.1006 | 61.3222 | 105.5106 | 142.6326 | 156.8311 | 173.5775 | 172.677 | 177.5846 | 185.1914 | 173.3559 | 146.8541 | 136.3091 | 91.102 | 90.8087 | 96.326 | 97.3993 | 94.736 | 76.7005 | 78.1576 | 46.3158 | 51.2634 | 23.3341 | 19.0793 | 19.9205
Option 3 AT | VIC | SEV | 4h | 0 | 100.3301 | 235.1081 | 331.4665 | 348.9416 | 367.2957 | 366.1605 | 373.3779 | 386.0552 | 354.0851 | 301.6463 | 282.9401 | 208.3147 | 195.2039 | 209.1538 | 212.0901 | 211.9799 | 215.5646 | 229.4554 | 210.9684 | 237.1964 | 0 | 0 | 0
Option 3 AT | VIC | SEV | 8h | 0 | 0 | 0.00015774 | 0.00019766 | 0.00020794 | 0.00025625 | 0.00022505 | 0.00024279 | 0.00025469 | 0.00024376 | 0.00021716 | 0.00021219 | 0.0010276 | 0.0013865 | 0.0015417 | 0.001562 | 0.0015087 | 0.0016105 | 0.0012618 | 0.001184 | 0.0012968 | 0.0014616 | 0.0010965 | 0.0011379
Option 3 AT | VIC | SEV | Brown Coal | 22898.2194 | 18847.3018 | 11377.8384 | 7821.2784 | 7821.2784 | 7842.7066 | 7821.2784 | 0 | 0 | 0 | 0 | 0 | 0 | 0 | 0 | 0 | 0 | 0 | 0 | 0 | 0 | 0 | 0 | 0
Option 3 AT | VIC | SEV | Coordinated CER | 1.8889 | 6.1945 | 13.0112 | 23.3493 | 31.6288 | 40.325 | 49.0385 | 58.7804 | 75.2612 | 83.6975 | 79.8151 | 87.3977 | 74.8606 | 82.0943 | 94.7327 | 116.3758 | 119.9347 | 141.1735 | 162.0319 | 168.9336 | 200.4937 | 235.5716 | 200.567 | 236.5983
Option 3 AT | VIC | SEV | Distributed PV | 498.0585 | 608.8215 | 728.21 | 760.9129 | 897.9949 | 980.8393 | 1025.591 | 1112.892 | 1212.2327 | 1219.2094 | 1269.0845 | 1360.2305 | 1471.4532 | 1681.6817 | 1748.7851 | 1854.6317 | 1760.9214 | 2009.2762 | 2279.9691 | 2272.2608 | 2528.3795 | 2639.2038 | 2721.3332 | 2921.7237
Option 3 AT | VIC | SEV | OCGT | 1.5555 | 4.7144e-05 | 4.9028e-05 | 21.0526 | 70.332 | 12.1337 | 63.3078 | 95.9765 | 100.2853 | 104.5805 | 85.9647 | 202.3689 | 57.9895 | 44.4941 | 123.4755 | 123.6714 | 147.8301 | 17.0252 | 101.4616 | 97.2145 | 146.5705 | 59.3588 | 197.1154 | 105.4302
Option 3 AT | VIC | SEV | Offshore Wind | 0 | 0 | 0 | 0 | 0 | 7963.4948 | 8947.5285 | 12250.0635 | 14424.1762 | 19350.3967 | 20843.8965 | 22856.7777 | 28540.0795 | 31068.779 | 32041.0051 | 30798.9617 | 31798.8936 | 32182.6955 | 31860.9679 | 33447.3845 | 31015.1101 | 31559.765 | 31804.8887 | 33428.9068
Option 3 AT | VIC | SEV | Solar | 518.6467 | 2294.7147 | 2609.0406 | 2456.4092 | 2502.5495 | 2349.499 | 2448.4707 | 2619.5243 | 2645.1976 | 2417.123 | 2112.0055 | 2116.3442 | 1901.6622 | 1752.0883 | 1818.2516 | 1938.4814 | 1968.7312 | 2049.1935 | 1968.1817 | 1984.0854 | 2064.7775 | 2130.6395 | 1948.6189 | 2145.6646
Option 3 AT | VIC | SEV | Wind | 334.6262 | 354.9652 | 643.694 | 746.0515 | 650.9655 | 641.4028 | 668.522 | 676.8694 | 658.1332 | 726.3157 | 651.5713 | 672.682 | 608.1168 | 542.2609 | 244.8602 | 276.0757 | 295.6894 | 291.3352 | 269.6374 | 332.9692 | 289.268 | 285.6522 | 286.8352 | 292.8863
Option 3 AT | VIC | WNV | 1h | 0 | 5.3243 | 7.7993 | 8.8047 | 9.1698 | 9.0791 | 8.6845 | 9.0941 | 9.4294 | 9.2647 | 7.9367 | 8.1563 | 6.7438 | 5.4894 | 5.2136 | 5.9754 | 6.0767 | 5.8714 | 5.6416 | 5.2892 | 6.2449 | 7.0096 | 4.9317 | 5.1709
Option 3 AT | VIC | WNV | 2h | 169.8706 | 730.8962 | 914.9582 | 940.5588 | 969.8903 | 1053.2539 | 1061.0445 | 1040.1873 | 1134.7906 | 1069.6777 | 852.0554 | 832.3286 | 655.3854 | 580.5465 | 566.3876 | 588.3241 | 554.7563 | 581.443 | 537.6512 | 462.134 | 562.8788 | 495.2302 | 385.0325 | 420.5901
Option 3 AT | VIC | WNV | 4h | 0 | 19.2378 | 241.2784 | 285.8158 | 319.1322 | 341.1798 | 339.9961 | 328.2257 | 363.2055 | 335.5202 | 266.1792 | 263.1068 | 179.9535 | 173.5477 | 164.4201 | 176.9041 | 178.9185 | 176.4099 | 175.2965 | 150.2553 | 198.8595 | 133.7671 | 103.967 | 110.483
Option 3 AT | VIC | WNV | 8h | 0 | 0 | 0.00039338 | 0.00045117 | 0.00048726 | 0.00052818 | 0.00047223 | 0.00052112 | 0.00054453 | 0.00052574 | 0.00048835 | 0.00048872 | 557.3507 | 3497.0895 | 4376.4458 | 4622.1897 | 4529.2613 | 4532.9994 | 4369.3952 | 3911.9558 | 5200.4629 | 5484.8788 | 5638.7407 | 5816.0423
Option 3 AT | VIC | WNV | Coordinated CER | 7.311 | 21.0648 | 42.0718 | 67.1118 | 89.7679 | 114.3211 | 136.3188 | 162.6871 | 213.9585 | 236.294 | 216.3388 | 240.8377 | 233.8556 | 252.2545 | 293.649 | 330.5065 | 357.378 | 398.614 | 429.506 | 406.7036 | 579.127 | 709.4495 | 587.7039 | 631.9541
Option 3 AT | VIC | WNV | Distributed PV | 1754.5775 | 2080.287 | 2401.1396 | 2477.6623 | 3428.2106 | 3631.5947 | 3796.3161 | 4104.949 | 4484.3329 | 4575.6155 | 4747.4664 | 4973.5164 | 5399.1583 | 6058.0568 | 6248.106 | 6616.4176 | 5711.0168 | 6637.3497 | 7466.0975 | 7735.5908 | 9084.5896 | 9304.619 | 9722.4413 | 10366.9014
Option 3 AT | VIC | WNV | Hydro | 3407.3885 | 3233.2692 | 2676.8398 | 2884.7548 | 2847.7974 | 2628.1003 | 2373.519 | 1461.6475 | 1980.0031 | 2049.3173 | 1457.5904 | 1667.9196 | 1084.9559 | 739.005 | 1143.0413 | 652.6819 | 1082.7241 | 1302.7736 | 1199.5418 | 1057.0289 | 1161.3051 | 1326.8063 | 1122.6453 | 807.959
Option 3 AT | VIC | WNV | OCGT | 102.3168 | 230.8435 | 434.8464 | 588.7716 | 624.4868 | 199.377 | 632.8104 | 764.339 | 705.6411 | 810.102 | 888.3403 | 728.0916 | 261.504 | 458.5222 | 473.2173 | 483.0515 | 473.7708 | 290.1206 | 600.5856 | 565.5019 | 800.8238 | 34.9859 | 548.9912 | 341.7139
Option 3 AT | VIC | WNV | Offshore Wind | 0 | 0 | 0 | 0 | 0 | 424.9584 | 2420.9736 | 2493.9331 | 2505.1064 | 2638.0442 | 5260.8149 | 6654.6958 | 6463.9973 | 5686.1134 | 5831.2134 | 5999.0521 | 6148.0046 | 6637.874 | 6466.321 | 6457.2963 | 5999.7467 | 5997.7419 | 6195.3897 | 6278.6916
Option 3 AT | VIC | WNV | Solar | 2935.4241 | 5512.0985 | 6042.8749 | 5521.336 | 5660.9872 | 5351.4341 | 5413.7778 | 8237.2598 | 9002.5134 | 8928.3864 | 8386.2702 | 8064.3283 | 11202.6787 | 17873.5437 | 20871.3048 | 21252.8116 | 21271.5486 | 22399.1464 | 21480.7698 | 20573.2844 | 24904.9307 | 25756.6634 | 23168.8419 | 23878.4407
Option 3 AT | VIC | WNV | Wind | 15129.3829 | 18375.3033 | 26926.5528 | 30659.3346 | 30073.793 | 29305.3825 | 28272.139 | 33571.6041 | 35555.6119 | 35179.4312 | 39268.5623 | 39908.227 | 35951.7852 | 31192.2164 | 32733.6376 | 35109.7122 | 34230.858 | 36775.0123 | 36846.4981 | 40212.6836 | 38451.8869 | 39116.9366 | 42795.3073 | 44249.4107
Option 4 AT | NEM |  | 12h | 0 | 0 | 53.5525 | 1560.5588 | 1558.1872 | 1614.2703 | 1503.8711 | 1392.962 | 1602.3084 | 1474.4036 | 1181.6259 | 1221.5766 | 1003.345 | 919.0212 | 778.0693 | 813.5756 | 771.7524 | 697.9816 | 655.0046 | 600.6649 | 740.6518 | 801.5141 | 712.3316 | 749.0181
Option 4 AT | NEM |  | 1h | 73.8674 | 282.4764 | 343.676 | 397.6783 | 364.9102 | 363.4266 | 301.3097 | 274.1073 | 333.3346 | 355.7372 | 284.9221 | 281.688 | 238.7693 | 200.0259 | 179.3798 | 185.4032 | 176.8408 | 147.4383 | 137.0736 | 130.7006 | 139.7008 | 174.7724 | 166.0692 | 172.0029
Option 4 AT | NEM |  | 24h | 0 | 0 | 0 | 0 | 0 | 0 | 0 | 0 | 0 | 2.6104e-06 | 2.7668e-06 | 2.7948e-06 | 1.9665e-05 | 2.2548e-05 | 2.3086e-05 | 2.7171e-05 | 2.6981e-05 | 2.9835e-05 | 2.6843e-05 | 2.8176e-05 | 2.8271e-05 | 2.8685e-05 | 2.8438e-05 | 2.8586e-05
Option 4 AT | NEM |  | 2h | 1399.0694 | 3887.717 | 4601.0802 | 5134.6931 | 5539.0182 | 5761.9041 | 5637.3022 | 5326.0216 | 5755.85 | 5719.76 | 4657.0106 | 4577.6825 | 3675.2718 | 3493.1502 | 3450.9389 | 3475.3685 | 3531.3345 | 3415.8849 | 3196.5416 | 2811.7629 | 3049.8345 | 2623.0622 | 2572.7896 | 2485.5906
Option 4 AT | NEM |  | 4h | 624.997 | 3243.5996 | 4473.8361 | 5221.4945 | 5503.2785 | 5768.5138 | 5528.9364 | 5396.2775 | 5778.083 | 5559.3894 | 4820.5423 | 4755.9557 | 4117.0263 | 4123.2143 | 4156.5583 | 4192.0849 | 3969.3404 | 4649.9367 | 4811.3424 | 4321.8225 | 4174.3964 | 1940.801 | 1513.0609 | 1373.4425
Option 4 AT | NEM |  | 8h | 321.8121 | 1260.1746 | 5762.8609 | 9790.0141 | 13103.7254 | 13732.7198 | 16687.6146 | 18472.2453 | 20519.6171 | 22245.8974 | 19005.2601 | 19095.43 | 20781.0068 | 28034.6981 | 31126.3714 | 32330.1432 | 32176.5938 | 35666.0127 | 35277.1544 | 34559.6164 | 39833.4995 | 44453.1562 | 42655.5189 | 43245.2519
Option 4 AT | NEM |  | Biomass | 266.6439 | 231.7738 | 206.2856 | 164.674 | 144.1262 | 142.9027 | 87.6414 | 88.2387 | 85.9253 | 89.4665 | 83.6865 | 64.8142 | 24.53 | 26.3059 | 34.391 | 33.3455 | 42.9637 | 34.5525 | 42.715 | 42.9204 | 38.3599 | 46.8218 | 43.439 | 37.5
Option 4 AT | NEM |  | Black Coal | 61767.2524 | 52684.6197 | 22230.9668 | 6824.1362 | 1943.731 | 0 | 0 | 0 | 0 | 0 | 0 | 0 | 0 | 0 | 0 | 0 | 0 | 0 | 0 | 0 | 0 | 0 | 0 | 0
Option 4 AT | NEM |  | Brown Coal | 22927.7476 | 18847.3018 | 11377.8384 | 7821.2784 | 7821.2784 | 7842.7066 | 7821.2784 | 0 | 0 | 0 | 0 | 0 | 0 | 0 | 0 | 0 | 0 | 0 | 0 | 0 | 0 | 0 | 0 | 0
Option 4 AT | NEM |  | CCGT | 14853.3127 | 11212.4694 | 7306.7436 | 6721.6326 | 5872.9787 | 5140.6734 | 4289.1759 | 3657.596 | 3790.9672 | 3649.417 | 3389.5763 | 2140.381 | 702.5849 | 1112.4174 | 838.5505 | 849.3817 | 857.6238 | 610.3838 | 1032.7273 | 1001.6317 | 1445.8247 | 1210.5499 | 1569.1597 | 1621.9148
Option 4 AT | NEM |  | CST | 0 | 0 | 0 | 0 | 0 | 3.089e-06 | 3.6684e-06 | 4.1636e-06 | 4.4707e-06 | 4.173e-06 | 3.0447e-06 | 7.2929e-07 | 1.4927e-06 | 1.4025e-06 | 1.0854e-06 | 8.8791e-07 | 9.5398e-07 | 1.4133e-06 | 1.4757e-06 | 1.7681e-06 | 1.3215e-06 | 1.9946e-06 | 1.614e-06 | 1.4695e-06
Option 4 AT | NEM |  | Coordinated CER | 227.4057 | 533.8431 | 907.8439 | 1411.8671 | 1890.8278 | 2422.3754 | 2825.0368 | 3398.2618 | 4412.7894 | 5110.7313 | 4902.7144 | 5553.5818 | 5631.2586 | 6094.1347 | 6916.5287 | 7717.3624 | 8387.1752 | 9464.4262 | 10264.1467 | 10838.757 | 12702.7303 | 15424.7782 | 14474.624 | 16854.3129
Option 4 AT | NEM |  | DSP | 2.2217e-06 | 3.1685e-06 | 3.3453e-06 | 3.8465 | 0.52676 | 0.27651 | 4.8333 | 2.533 | 2.971 | 3.7884 | 5.3754 | 5.1893 | 14.6265 | 4.0466 | 3.8441 | 3.7531 | 4.1481 | 5.5195 | 7.5675 | 21.434 | 5.8766 | 6.1607 | 8.5041 | 6.3075
Option 4 AT | NEM |  | Distributed PV | 32451.6194 | 37600.1834 | 42767.4941 | 46051.7298 | 53550.7879 | 57911.2781 | 60685.5016 | 66126.4842 | 69778.3636 | 72329.3516 | 72395.9951 | 75020.9876 | 81582.6582 | 92161.7125 | 97191.1966 | 98176.573 | 91341.7852 | 102665.1966 | 114692.1249 | 120429.9394 | 128169.9414 | 135054.1231 | 140750.9153 | 152417.1163
Option 4 AT | NEM |  | H2 Reciprocating Engine | 0 | 0 | 8.8348e-06 | 165.6185 | 466.0187 | 496.6681 | 331.0243 | 214.6695 | 209.6768 | 221.7831 | 175.5933 | 287.1681 | 52.5636 | 102.2276 | 121.6334 | 87.3812 | 77.4332 | 93.5728 | 232.171 | 137.3268 | 217.331 | 82.5616 | 190.6574 | 163.5546
Option 4 AT | NEM |  | Hydro | 19031.4189 | 18168.5416 | 14153.9295 | 13811.8852 | 14130.3662 | 13079.5736 | 11998.2347 | 10881.815 | 12761.2953 | 12558.6672 | 11137.9618 | 12294.6167 | 10658.4581 | 9326.3712 | 7042.3342 | 5471.2809 | 6414.5299 | 7167.7601 | 7450.7481 | 7654.0257 | 7127.5689 | 8279.1335 | 7267.1474 | 5694.401
Option 4 AT | NEM |  | Liquid Fuel | 71.8383 | 5.1579e-05 | 7.5234 | 183.1143 | 278.8173 | 140.3617 | 169.109 | 97.8262 | 84.6199 | 110.4133 | 86.3785 | 98.8582 | 37.8979 | 58.1502 | 65.0117 | 64.5126 | 97.7762 | 17.3275 | 98.1906 | 105.4586 | 28.6445 | 3.9127 | 12.9598 | 7.3446
Option 4 AT | NEM |  | OCGT | 1497.772 | 1035.9126 | 1188.4418 | 4184.0432 | 5452.1942 | 4794.5564 | 7103.4954 | 5080.5756 | 5389.4627 | 5730.4487 | 6114.1401 | 5953.1311 | 2070.882 | 3284.1274 | 3578.8819 | 3954.6264 | 3380.3861 | 2177.4288 | 3883.3128 | 4697.6468 | 6766.2763 | 3677.2215 | 6682.2231 | 5666.5671
Option 4 AT | NEM |  | Offshore Wind | 0 | 0 | 0 | 0 | 0 | 8394.1842 | 11367.8977 | 14743.792 | 16929.0603 | 22002.4131 | 26106.6608 | 29455.7603 | 44989.188 | 47527.3558 | 52500.5321 | 51093.8328 | 55940.786 | 54625.8249 | 55695.1926 | 58452.3831 | 55591.2207 | 57066.3888 | 63986.5374 | 65467.4114
Option 4 AT | NEM |  | PHES | 460.4271 | 1351.2247 | 3329.5205 | 7097.7953 | 7349.4076 | 7474.8475 | 7401.8049 | 7414.7142 | 7773.3037 | 9600.4655 | 8881.647 | 10056.4297 | 8278.3029 | 6909.7486 | 6320.4192 | 6461.4748 | 8073.6278 | 7624.564 | 6274.3561 | 5997.9773 | 6956.4284 | 8035.6044 | 7002.9375 | 7311.4176
Option 4 AT | NEM |  | Solar | 33354.9499 | 54148.0835 | 60813.9488 | 70271.9353 | 75891.1983 | 76758.0743 | 85682.8895 | 91120.5461 | 100530.6344 | 110426.2549 | 105650.2845 | 108907.5474 | 111549.4682 | 125931.6418 | 130334.3562 | 137983.6216 | 140034.9862 | 147580.9106 | 147836.271 | 148242.6411 | 162378.7245 | 171311.2069 | 171015.9833 | 174235.4117
Option 4 AT | NEM |  | Wind | 41846.9417 | 46001.5972 | 92282.0554 | 110049.9933 | 116351.0434 | 121680.803 | 125299.4932 | 143876.9517 | 151533.2256 | 151021.6915 | 165294.6458 | 170072.2857 | 168295.6269 | 156595.7076 | 161234.4421 | 169759.1575 | 171673.1658 | 175937.0656 | 178998.6383 | 186134.2167 | 184998.78 | 191120.2861 | 190927.9574 | 199137.4557
Option 4 AT | NSW |  | 12h | 0 | 0 | 53.5525 | 1560.5588 | 1558.1872 | 1614.2703 | 1503.8711 | 1392.962 | 1602.3084 | 1474.4036 | 1181.6259 | 1221.5766 | 1003.345 | 919.0212 | 778.0693 | 813.5756 | 771.7524 | 697.9816 | 655.0046 | 600.6649 | 740.6518 | 801.5141 | 712.3316 | 749.0181
Option 4 AT | NSW |  | 1h | 47.3805 | 118.2192 | 123.3917 | 134.2622 | 120.599 | 122.3803 | 104.42 | 91.2587 | 107.2103 | 106.5845 | 84.4453 | 78.7805 | 64.7325 | 66.6578 | 58.1147 | 55.0053 | 65.0295 | 50.1843 | 49.4658 | 47.2452 | 55.4019 | 65.3456 | 61.0761 | 65.4496
Option 4 AT | NSW |  | 2h | 105.4423 | 490.7682 | 605.2638 | 726.7666 | 1049.0246 | 1054.7577 | 971.9798 | 923.2387 | 1031.8953 | 990.4171 | 839.7726 | 809.757 | 755.788 | 821.1659 | 789.8636 | 788.2881 | 769.0423 | 762.7968 | 767.3408 | 721.6301 | 829.498 | 840.358 | 1097.3535 | 1142.5521
Option 4 AT | NSW |  | 4h | 479.5836 | 1941.7733 | 2203.2279 | 2430.681 | 2577.2531 | 2744.8665 | 2586.3711 | 2562.7619 | 2769.1366 | 2688.4743 | 2393.0795 | 2387.729 | 2217.5879 | 2289.4005 | 2268.1904 | 2259.6312 | 2061.9142 | 2080.2111 | 2140.1872 | 1689.9086 | 1538.6139 | 820.6711 | 678.6997 | 736.8732
Option 4 AT | NSW |  | 8h | 321.8121 | 1260.1746 | 2688.6283 | 4034.9551 | 4043.3478 | 4639.2045 | 5403.0551 | 6881.5551 | 7863.4375 | 8787.917 | 7350.9067 | 7299.2745 | 7958.0419 | 10090.2609 | 10676.6461 | 11210.7918 | 11160.9813 | 12901.4835 | 12659.0832 | 12670.616 | 13949.3081 | 15468.037 | 12815.0221 | 13444.5593
Option 4 AT | NSW |  | Black Coal | 33406.225 | 30133.5033 | 12286.0028 | 2956.8646 | 1262.7861 | 0 | 0 | 0 | 0 | 0 | 0 | 0 | 0 | 0 | 0 | 0 | 0 | 0 | 0 | 0 | 0 | 0 | 0 | 0
Option 4 AT | NSW |  | CCGT | 1999.6176 | 1953.5445 | 1945.2677 | 1002.7993 | 939.914 | 871.1646 | 659.3528 | 672.6751 | 757.1676 | 721.1148 | 732.928 | 542.0054 | 297.4391 | 327.8434 | 328.5363 | 300.566 | 276.4444 | 169.2176 | 168.0868 | 204.7647 | 213.4341 | 230.4355 | 243.0867 | 197.8898
Option 4 AT | NSW |  | CST | 0 | 0 | 0 | 0 | 0 | 3.089e-06 | 3.6684e-06 | 4.1636e-06 | 4.4707e-06 | 4.173e-06 | 3.0447e-06 | 7.2929e-07 | 1.4927e-06 | 1.4025e-06 | 1.0854e-06 | 8.8791e-07 | 9.5398e-07 | 1.4133e-06 | 1.4757e-06 | 1.7681e-06 | 1.3215e-06 | 1.9946e-06 | 1.614e-06 | 1.4695e-06
Option 4 AT | NSW |  | Coordinated CER | 67.1675 | 205.342 | 347.2482 | 528.727 | 739.6557 | 944.9142 | 1076.8476 | 1305.8533 | 1704.9894 | 1968.74 | 1919.409 | 2225.0687 | 2379.9886 | 2659.5349 | 2930.4413 | 3231.0577 | 3350.7795 | 3777.0035 | 4051.0677 | 4294.3249 | 4967.8027 | 5979.6276 | 5713.0258 | 6777.6083
Option 4 AT | NSW |  | DSP | 2.2217e-06 | 3.1685e-06 | 3.3453e-06 | 3.8465 | 0.52676 | 0.27651 | 4.8333 | 2.533 | 2.971 | 3.7884 | 5.3754 | 5.1893 | 14.6265 | 4.0466 | 3.8441 | 3.7531 | 4.1481 | 5.5195 | 7.5675 | 21.434 | 5.8766 | 6.1607 | 8.5041 | 6.3075
Option 4 AT | NSW |  | Distributed PV | 11296.0408 | 12774.8275 | 14834.5684 | 16318.7113 | 18640.7029 | 20541.3448 | 21226.2207 | 23823.0646 | 24710.255 | 25517.5156 | 25584.1327 | 26085.4192 | 29158.3102 | 33043.3858 | 35430.7956 | 35068.088 | 32935.6868 | 36059.6925 | 41403.9501 | 44395.5606 | 45837.189 | 49031.4961 | 50046.1708 | 55577.344
Option 4 AT | NSW |  | Hydro | 3963.9603 | 4037.7435 | 2788.7781 | 3206.6229 | 3137.6104 | 3123.9889 | 2300.7406 | 1847.9591 | 2513.2824 | 2706.5925 | 1969.3981 | 2200.2094 | 1519.0138 | 1121.514 | 1423.7233 | 832.8191 | 1234.9127 | 1679.8086 | 1152.182 | 1504.1714 | 1117.008 | 1739.7738 | 1558.0569 | 905.1888
Option 4 AT | NSW |  | OCGT | 102.7248 | 568.2414 | 236.0423 | 2252.9174 | 3196.2021 | 3443.312 | 4922.783 | 3003.7274 | 3449.5686 | 3678.1063 | 3955.7205 | 3766.4141 | 1200.5199 | 1900.357 | 2064.9997 | 2286.3402 | 1475.996 | 1089.5959 | 2015.1199 | 2786.6955 | 3295.0539 | 1969.1892 | 2909.9492 | 1899.4052
Option 4 AT | NSW |  | Offshore Wind | 0 | 0 | 0 | 0 | 0 | 0 | 0 | 0 | 0 | 0 | 0 | 0 | 9981.6249 | 10789.0791 | 14629.5271 | 14293.86 | 17987.4274 | 15801.9589 | 17376.7337 | 18543.7071 | 18572.2314 | 19500.7971 | 25981.6412 | 25749.4641
Option 4 AT | NSW |  | PHES | 18.7096 | 236.8961 | 1963.9816 | 5447.7664 | 5705.5485 | 5868.7684 | 5898.4515 | 5992.8683 | 6214.5083 | 6202.9532 | 4890.1894 | 5743.2646 | 4430.5855 | 3773.5658 | 3412.4649 | 3631.0905 | 4493.9218 | 4256.0389 | 3408.7059 | 3363.9197 | 3879.3485 | 4508.8708 | 3654.208 | 3440.0232
Option 4 AT | NSW |  | Solar | 14959.1374 | 21565.3951 | 25957.7172 | 32325.8075 | 31495.5386 | 31687.9829 | 34210.4596 | 36735.468 | 41582.5148 | 43047.0549 | 40688.8407 | 41241.8758 | 40069.9001 | 44657.7666 | 44940.7805 | 48323.6944 | 47927.9253 | 51156.3034 | 51679.4285 | 51112.6768 | 55310.7765 | 57524.2822 | 56721.8086 | 57934.8837
Option 4 AT | NSW |  | Wind | 7916.8955 | 8178.7217 | 22627.8877 | 33352.267 | 38368.5822 | 40790.8739 | 44350.2966 | 52759.7696 | 52705.1723 | 54591.0904 | 60743.5886 | 62319.8596 | 57882.5864 | 51059.7432 | 53030.0003 | 56927.5904 | 58763.7555 | 57121.405 | 58739.1806 | 56385.9598 | 58008.5111 | 59839.3729 | 53160.0754 | 57881.0712
Option 4 AT | NSW | CNSW | 12h | 0 | 0 | 53.5525 | 1560.5588 | 1558.1872 | 1614.2703 | 1503.8711 | 1392.962 | 1602.3084 | 1474.4036 | 1181.6259 | 1221.5766 | 1003.345 | 919.0212 | 778.0693 | 813.5756 | 771.7524 | 697.9816 | 655.0046 | 600.6649 | 740.6518 | 801.5141 | 712.3316 | 749.0181
Option 4 AT | NSW | CNSW | 2h | 6.3049 | 116.7863 | 135.7727 | 158.109 | 165.5865 | 161.8506 | 150.8298 | 133.0761 | 150.8235 | 144.2819 | 119.0018 | 117.7636 | 102.6129 | 147.273 | 164.5243 | 175.6257 | 197.1095 | 207.2392 | 199.6037 | 189.1708 | 214.6282 | 200.9806 | 177.3204 | 194.2386
Option 4 AT | NSW | CNSW | 4h | 373.7201 | 697.6192 | 726.3288 | 838.8222 | 837.5156 | 833.4119 | 782.8848 | 749.8167 | 815.3989 | 799.2161 | 680.5418 | 684.6957 | 611.5244 | 632.2864 | 609.0995 | 643.5246 | 582.6895 | 591.2145 | 597.6589 | 603.1297 | 375.9312 | 407.7319 | 340.3054 | 357.7669
Option 4 AT | NSW | CNSW | 8h | 0 | 82.2626 | 882.3651 | 1282.6274 | 1298.7409 | 1965.1827 | 3095.174 | 4593.4291 | 5083.3595 | 6092.3153 | 5111.0922 | 5109.6163 | 6067.6664 | 8059.008 | 8524.6711 | 9145.801 | 9121.4734 | 10938.8741 | 10715.7591 | 10792.6542 | 12205.1087 | 13791.3689 | 11177.5605 | 12322.6006
Option 4 AT | NSW | CNSW | Black Coal | 20354.9458 | 20061.7689 | 9129.2492 | 2956.8646 | 1262.7861 | 0 | 0 | 0 | 0 | 0 | 0 | 0 | 0 | 0 | 0 | 0 | 0 | 0 | 0 | 0 | 0 | 0 | 0 | 0
Option 4 AT | NSW | CNSW | CST | 0 | 0 | 0 | 0 | 0 | 2.1428e-06 | 1.9767e-06 | 2.1114e-06 | 2.4988e-06 | 2.1779e-06 | 1.5028e-06 | 7.2929e-07 | 7.7586e-07 | 6.3988e-07 | 5.0204e-07 | 4.8456e-07 | 4.2155e-07 | 5.8239e-07 | 8.0524e-07 | 9.7465e-07 | 7.8149e-07 | 1.0768e-06 | 8.7209e-07 | 8.5986e-07
Option 4 AT | NSW | CNSW | Coordinated CER | 5.2738 | 21.472 | 35.777 | 51.2137 | 70.1133 | 86.8269 | 97.8218 | 111.9744 | 146.0053 | 164.5684 | 153.6491 | 180.998 | 180.5147 | 207.8284 | 220.4028 | 242.6434 | 261.6412 | 285.6075 | 315.4088 | 337.4264 | 385.9161 | 446.8772 | 432.5218 | 463.9477
Option 4 AT | NSW | CNSW | Distributed PV | 878.6835 | 1003.7578 | 1188.5155 | 1298.2557 | 1418.8895 | 1563.8621 | 1612.9497 | 1813.1799 | 1971.2994 | 2012.0607 | 2026.3233 | 2044.1349 | 2290.9274 | 2626.601 | 2698.332 | 2677.9785 | 2509.4049 | 2762.1872 | 3207.6218 | 3415.22 | 3512.724 | 3758.5065 | 3828.3672 | 4291.0274
Option 4 AT | NSW | CNSW | OCGT | 0 | 0 | 0 | 0 | 1.8641e-05 | 2.2603e-05 | 2.3228e-06 | 2.676e-06 | 2.6902e-06 | 2.4165e-06 | 2.1049e-06 | 2.4731e-06 | 1.5391e-06 | 4.2708e-07 | 2.8899e-07 | 6.596e-07 | 8.0698e-07 | 2.7646e-07 | 1.4245e-07 | 2.0478e-07 | 5.2762e-07 | 6.247e-08 | 3.0604e-07 | 2.1643e-07
Option 4 AT | NSW | CNSW | PHES | 18.7096 | 236.8961 | 314.4916 | 469.0576 | 486.0687 | 513.0662 | 518.8978 | 510.6686 | 555.4355 | 521.1254 | 428.1759 | 486.9827 | 381.6582 | 318.4851 | 302.7239 | 286.2584 | 327.3557 | 304.3946 | 255.9152 | 269.6557 | 276.7176 | 312.961 | 276.9528 | 279.2512
Option 4 AT | NSW | CNSW | Solar | 5483.9535 | 8608.4371 | 12018.0603 | 19592.6105 | 19273.1156 | 20810.7368 | 24758.4653 | 27108.9684 | 29722.5053 | 32443.0431 | 29975.1036 | 29953.7436 | 30641.5061 | 34706.7055 | 33599.4758 | 36325.9969 | 35598.1719 | 38654.6052 | 39409.0165 | 38483.3006 | 41618.8939 | 43422.0686 | 42113.8998 | 43886.4587
Option 4 AT | NSW | CNSW | Wind | 1397.3601 | 1641.729 | 9750.6397 | 20316.8936 | 25234.0319 | 26391.0479 | 25167.5516 | 31463.4939 | 30736.8453 | 33320.1451 | 38166.2869 | 39218.2139 | 37426.067 | 33425.5582 | 34212.3651 | 36511.1041 | 37698.8259 | 34980.2236 | 36409.0306 | 35107.7209 | 36463.9076 | 38074.656 | 33273.4333 | 36708.2555
Option 4 AT | NSW | NNSW | 1h | 39.3135 | 104.716 | 108.5036 | 119.2481 | 105.6685 | 107.7785 | 90.9654 | 78.9176 | 93.1384 | 92.6574 | 73.0298 | 67.4233 | 55.416 | 57.5046 | 50.0272 | 45.9814 | 55.5921 | 50.1841 | 49.4657 | 47.2451 | 55.4019 | 65.3455 | 61.0761 | 65.4495
Option 4 AT | NSW | NNSW | 2h | 15.6798 | 156.804 | 198.5257 | 223.7683 | 200.6002 | 202.3232 | 170.9054 | 146.4132 | 183.1378 | 174.1766 | 135.0817 | 124.4987 | 103.8878 | 103.1103 | 93.7552 | 85.4453 | 99.7625 | 91.6206 | 90.9999 | 85.282 | 103.2498 | 81.989 | 72.6318 | 79.8157
Option 4 AT | NSW | NNSW | 8h | 229.3516 | 768.9874 | 1261.184 | 1364.3833 | 1270.7856 | 1225.7972 | 1032.5254 | 986.4243 | 1339.0394 | 1281.4835 | 1027.1044 | 1002.4885 | 801.6019 | 922.6414 | 1051.6278 | 991.9694 | 1047.1674 | 957.5708 | 921.8511 | 895.3411 | 740.472 | 886.6851 | 948.5056 | 1068.4809
Option 4 AT | NSW | NNSW | CST | 0 | 0 | 0 | 0 | 0 | 9.3852e-07 | 1.3168e-06 | 1.4494e-06 | 1.2906e-06 | 1.32e-06 | 9.8621e-07 | 0 | 5.1121e-07 | 3.9948e-07 | 3.3208e-07 | 2.5282e-07 | 4.1377e-07 | 5.7854e-07 | 5.0506e-07 | 5.0912e-07 | 3.2631e-07 | 7.6481e-07 | 5.3412e-07 | 6.097e-07
Option 4 AT | NSW | NNSW | Coordinated CER | 17.1979 | 31.8864 | 47.2754 | 73.3902 | 88.5934 | 109.2401 | 111.9561 | 116.9735 | 160.4163 | 186.6296 | 160.785 | 181.1887 | 193.3149 | 198.9232 | 211.4697 | 223.2877 | 284.4977 | 292.2938 | 314.5206 | 321.2181 | 366.2187 | 507.5246 | 513.141 | 585.8294
Option 4 AT | NSW | NNSW | Distributed PV | 1701.718 | 1915.6094 | 2238.2709 | 2489.5859 | 2654.2068 | 2918.8128 | 3031.9808 | 3380.5104 | 3499.9494 | 3668.2964 | 3650.0689 | 3698.1704 | 4141.4197 | 4592.3482 | 4927.2807 | 4825.6047 | 4578.5303 | 4928.6517 | 5592.4129 | 6079.5645 | 6253.4613 | 6681.5657 | 6896.2581 | 7656.422
Option 4 AT | NSW | NNSW | PHES | 0 | 0 | 0 | 0 | 0 | 0 | 0 | 0 | 0 | 1.5165e-06 | 2.6054e-06 | 2.5988e-06 | 1.7527e-05 | 1.7393e-05 | 1.706e-05 | 1.7e-05 | 1.9311e-05 | 2.6284e-05 | 2.288e-05 | 2.2312e-05 | 2.2361e-05 | 2.4156e-05 | 2.3985e-05 | 2.4053e-05
Option 4 AT | NSW | NNSW | Solar | 1533.5339 | 1764.1761 | 2208.9188 | 1788.9929 | 1551.5337 | 1486.8909 | 1517.7074 | 1713.226 | 2407.823 | 2265.368 | 2070.9341 | 2243.1513 | 2589.0779 | 2537.4114 | 3955.9967 | 4022.7505 | 4280.882 | 4290.0236 | 4150.7545 | 4305.7013 | 4689.0335 | 5040.4736 | 5574.8858 | 6107.005
Option 4 AT | NSW | NNSW | Wind | 1240.3256 | 1122.1214 | 1381.9517 | 1284.8058 | 1607.5133 | 1712.4175 | 7142.9527 | 7204.1848 | 7829.5577 | 7107.6052 | 9159.8495 | 9372.09 | 7604.4553 | 6963.9463 | 7606.7902 | 8939.9262 | 9484.9162 | 10504.9103 | 10605.9164 | 9976.3674 | 10754.6428 | 11045.895 | 10358.7156 | 10878.3896
Option 4 AT | NSW | SNSW | 1h | 8.0669 | 13.5032 | 14.8881 | 15.0141 | 14.9305 | 14.6017 | 13.4545 | 12.341 | 14.0719 | 13.927 | 11.4154 | 11.357 | 9.3164 | 9.1531 | 8.0873 | 9.0238 | 9.4372 | 0 | 0 | 0 | 0 | 0 | 0 | 0
Option 4 AT | NSW | SNSW | 2h | 48.7151 | 116.0958 | 150.9598 | 151.5629 | 153.5907 | 152.1703 | 142.2675 | 124.3613 | 144.2132 | 134.4628 | 112.6368 | 108.9778 | 93.4212 | 94.5509 | 85.8109 | 96.1166 | 93.885 | 94.0366 | 86.8985 | 82.3868 | 102.6937 | 111.2994 | 486.6259 | 429.3755
Option 4 AT | NSW | SNSW | 4h | 0 | 0 | 0 | 0 | 53.736 | 225.1537 | 209.6887 | 193.4096 | 222.4863 | 208.2753 | 157.064 | 161.9634 | 115.2506 | 99.4326 | 99.1346 | 104.5867 | 113.6546 | 113.1591 | 108.1424 | 98.0857 | 112.0672 | 135.2124 | 107.5763 | 95.8238
Option 4 AT | NSW | SNSW | 8h | 92.4604 | 291.0167 | 396.7534 | 500.8692 | 514.0308 | 490.5948 | 369.7641 | 362.9116 | 428.6112 | 434.7316 | 320.7066 | 308.7088 | 237.1083 | 216.3653 | 203.0384 | 209.3875 | 205.6502 | 227.2141 | 196.346 | 202.7354 | 172.9348 | 45.2713 | 73.5062 | 53.4777
Option 4 AT | NSW | SNSW | CST | 0 | 0 | 0 | 0 | 0 | 7.68e-09 | 3.7489e-07 | 6.0282e-07 | 6.8131e-07 | 6.7511e-07 | 5.5568e-07 | 0 | 2.0562e-07 | 3.6319e-07 | 2.513e-07 | 1.5053e-07 | 1.1865e-07 | 2.5235e-07 | 1.6536e-07 | 2.8433e-07 | 2.1367e-07 | 1.5304e-07 | 2.0781e-07 | 0
Option 4 AT | NSW | SNSW | Coordinated CER | 16.0682 | 37.6423 | 58.582 | 83.8927 | 110.4754 | 138.0087 | 153.2 | 170.1326 | 235.3891 | 266.4881 | 240.7844 | 265.7189 | 278.7707 | 299.3633 | 319.3813 | 355.9791 | 414.1759 | 455.2613 | 463.64 | 492.8699 | 635.409 | 738.4552 | 672.7019 | 700.0817
Option 4 AT | NSW | SNSW | Distributed PV | 2005.2329 | 2252.1372 | 2603.4101 | 2817.4158 | 3239.0421 | 3533.863 | 3591.7748 | 4048.0625 | 4139.3539 | 4260.4433 | 4238.3851 | 4327.955 | 4807.3919 | 5452.6579 | 5887.1906 | 5896.2018 | 5466.5035 | 5966.2122 | 6906.2109 | 7284.359 | 7764.3764 | 8142.7286 | 8207.8806 | 9173.2134
Option 4 AT | NSW | SNSW | Hydro | 3963.9603 | 4037.7435 | 2788.7781 | 3206.6229 | 3137.6104 | 3123.9889 | 2300.7406 | 1847.9591 | 2513.2824 | 2706.5925 | 1969.3981 | 2200.2094 | 1519.0138 | 1121.514 | 1423.7233 | 832.8191 | 1234.9127 | 1679.8086 | 1152.182 | 1504.1714 | 1117.008 | 1739.7738 | 1558.0569 | 905.1888
Option 4 AT | NSW | SNSW | OCGT | 4.9183e-06 | 4.3511e-06 | 3.1164e-06 | 74.1603 | 346.4548 | 100.4876 | 429.4416 | 283.7569 | 297.3628 | 379.3947 | 278.7939 | 307.0976 | 71.3893 | 239.3824 | 262.2484 | 350.6432 | 269.7512 | 8.644e-08 | 0 | 0 | 0 | 0 | 0 | 0
Option 4 AT | NSW | SNSW | PHES | 0 | 0 | 1649.49 | 4978.7088 | 5219.4797 | 5355.7022 | 5379.5537 | 5482.1997 | 5659.0729 | 5681.8277 | 4462.0135 | 5256.2819 | 4048.9272 | 3455.0807 | 3109.741 | 3344.832 | 4166.5661 | 3951.6443 | 3152.7906 | 3094.264 | 3602.6309 | 4195.9098 | 3377.2552 | 3160.772
Option 4 AT | NSW | SNSW | Solar | 6299.1159 | 9506.8959 | 9900.0088 | 8988.9397 | 8839.3373 | 7450.8774 | 6027.3407 | 5922.2976 | 7467.2854 | 6454.0137 | 6844.004 | 7281.5965 | 4932.1704 | 5498.1413 | 5578.4038 | 6143.4179 | 6421.3063 | 6529.3322 | 6282.3158 | 6369.9807 | 7168.9061 | 7118.8505 | 7389.9697 | 6084.6713
Option 4 AT | NSW | SNSW | Wind | 5279.2098 | 5414.8713 | 10505.5129 | 10814.3184 | 10589.0191 | 11763.3125 | 11067.9778 | 13118.6913 | 13186.3486 | 13207.3239 | 12463.0613 | 12700.2802 | 11807.7302 | 9780.6216 | 10249.6623 | 10538.545 | 10591.757 | 10725.7232 | 10736.0569 | 10365.6158 | 9851.9717 | 9794.716 | 8556.4806 | 9321.0265
Option 4 AT | NSW | SNW | 1h | 1.8344e-05 | 2.7011e-05 | 3.6264e-05 | 6.6368e-05 | 6.5464e-05 | 8.566e-05 | 7.3181e-05 | 8.873e-05 | 8.7171e-05 | 8.9266e-05 | 0.00010198 | 0.00011014 | 0.00013906 | 0.00014299 | 0.00014514 | 0.0001478 | 0.00015398 | 0.00015545 | 6.3494e-05 | 6.5337e-05 | 6.9231e-05 | 6.6376e-05 | 5.6183e-05 | 4.2015e-05
Option 4 AT | NSW | SNW | 2h | 34.7425 | 101.0822 | 120.0056 | 193.3264 | 529.2472 | 538.4136 | 507.9771 | 519.3881 | 553.7208 | 537.4959 | 473.0523 | 458.517 | 455.8661 | 476.2317 | 445.7732 | 431.1006 | 378.2854 | 369.9004 | 389.8387 | 364.7905 | 408.9263 | 446.089 | 360.7755 | 439.1223
Option 4 AT | NSW | SNW | 4h | 105.8635 | 1244.1541 | 1476.8991 | 1591.8588 | 1686.0015 | 1686.3009 | 1593.7977 | 1619.5355 | 1731.2515 | 1680.9829 | 1555.4738 | 1541.07 | 1490.8129 | 1557.6815 | 1559.9563 | 1511.5199 | 1365.5701 | 1375.8376 | 1434.3859 | 988.6932 | 1050.6155 | 277.7269 | 230.818 | 283.2826
Option 4 AT | NSW | SNW | 8h | 2.4536e-05 | 117.9078 | 148.3258 | 887.0752 | 959.7905 | 957.6299 | 905.5917 | 938.7901 | 1012.4275 | 979.3866 | 892.0035 | 878.4609 | 851.6654 | 892.2462 | 897.3089 | 863.6339 | 786.6903 | 777.8245 | 825.127 | 779.8853 | 830.7925 | 744.7117 | 615.4497 | 0.00010878
Option 4 AT | NSW | SNW | Black Coal | 13051.2793 | 10071.7344 | 3156.7536 | 0 | 0 | 0 | 0 | 0 | 0 | 0 | 0 | 0 | 0 | 0 | 0 | 0 | 0 | 0 | 0 | 0 | 0 | 0 | 0 | 0
Option 4 AT | NSW | SNW | CCGT | 1999.6176 | 1953.5445 | 1945.2677 | 1002.7993 | 939.914 | 871.1646 | 659.3528 | 672.6751 | 757.1676 | 721.1148 | 732.928 | 542.0054 | 297.4391 | 327.8434 | 328.5363 | 300.566 | 276.4444 | 169.2176 | 168.0868 | 204.7647 | 213.4341 | 230.4355 | 243.0867 | 197.8898
Option 4 AT | NSW | SNW | Coordinated CER | 28.6275 | 114.3413 | 205.6138 | 320.2305 | 470.4736 | 610.8385 | 713.8697 | 906.7727 | 1163.1787 | 1351.0539 | 1364.1905 | 1597.1632 | 1727.3883 | 1953.42 | 2179.1875 | 2409.1475 | 2390.4647 | 2743.841 | 2957.4984 | 3142.8105 | 3580.259 | 4286.7705 | 4094.6611 | 5027.7495
Option 4 AT | NSW | SNW | DSP | 2.2217e-06 | 3.1685e-06 | 3.3453e-06 | 3.8465 | 0.52676 | 0.27651 | 4.8333 | 2.533 | 2.971 | 3.7884 | 5.3754 | 5.1893 | 14.6265 | 4.0466 | 3.8441 | 3.7531 | 4.1481 | 5.5195 | 7.5675 | 21.434 | 5.8766 | 6.1607 | 8.5041 | 6.3075
Option 4 AT | NSW | SNW | Distributed PV | 6710.4064 | 7603.3231 | 8804.3718 | 9713.454 | 11328.5645 | 12524.807 | 12989.5155 | 14581.3117 | 15099.6524 | 15576.7152 | 15669.3555 | 16015.1589 | 17918.5711 | 20371.7788 | 21917.9923 | 21668.3029 | 20381.2481 | 22402.6415 | 25697.7045 | 27616.4172 | 28306.6273 | 30448.6953 | 31113.6648 | 34456.6813
Option 4 AT | NSW | SNW | OCGT | 102.7248 | 568.2414 | 236.0423 | 2178.7571 | 2849.7473 | 3342.8244 | 4493.3414 | 2719.9705 | 3152.2057 | 3298.7115 | 3676.9266 | 3459.3166 | 1129.1305 | 1660.9746 | 1802.7513 | 1935.697 | 1206.2448 | 1089.5959 | 2015.1199 | 2786.6955 | 3295.0539 | 1969.1892 | 2909.9492 | 1899.4052
Option 4 AT | NSW | SNW | Offshore Wind | 0 | 0 | 0 | 0 | 0 | 0 | 0 | 0 | 0 | 0 | 0 | 0 | 9981.6249 | 10789.0791 | 14629.5271 | 14293.86 | 17987.4274 | 15801.9589 | 17376.7337 | 18543.7071 | 18572.2314 | 19500.7971 | 25981.6412 | 25749.4641
Option 4 AT | NSW | SNW | Solar | 1642.5341 | 1685.8859 | 1830.7293 | 1955.2644 | 1831.552 | 1939.4778 | 1906.9463 | 1990.976 | 1984.901 | 1884.6302 | 1798.799 | 1763.3844 | 1907.1458 | 1915.5084 | 1806.9043 | 1831.529 | 1627.5652 | 1682.3424 | 1837.3418 | 1953.6943 | 1833.943 | 1942.8895 | 1643.0533 | 1856.7487
Option 4 AT | NSW | SNW | Wind | 0 | 0 | 989.7835 | 936.2493 | 938.018 | 924.096 | 971.8145 | 973.3995 | 952.4207 | 956.0162 | 954.391 | 1029.2754 | 1044.3338 | 889.6171 | 961.1829 | 938.015 | 988.2564 | 910.5478 | 988.1768 | 936.2558 | 937.989 | 924.106 | 971.4458 | 973.3997
Option 4 AT | QLD |  | 1h | 26.4869 | 158.915 | 212.4714 | 254.6294 | 235.1236 | 231.9722 | 188.1722 | 173.7519 | 216.7767 | 239.9346 | 192.5061 | 194.7245 | 167.4096 | 127.8967 | 116.0632 | 124.4611 | 105.714 | 91.4089 | 81.9662 | 78.1897 | 78.0869 | 102.3959 | 100.0618 | 101.3717
Option 4 AT | QLD |  | 2h | 547.6574 | 1194.9567 | 1433.9552 | 1660.9354 | 1576.5379 | 1597.2702 | 1398.8553 | 1290.5269 | 1390.8612 | 1449.3555 | 1228.3826 | 1235.1539 | 1000.2963 | 850.7197 | 877.4939 | 838.6028 | 947.1191 | 948.0521 | 837.2263 | 719.142 | 688.9198 | 760.6425 | 635.0685 | 512.2654
Option 4 AT | QLD |  | 4h | 145.4134 | 302.9145 | 510.2532 | 612.9527 | 603.4778 | 583.2344 | 516.5626 | 457.9148 | 494.742 | 501.3091 | 434.8783 | 452.9277 | 352.249 | 287.9402 | 314.3903 | 315.0578 | 351.8758 | 953.9076 | 968.0353 | 1096.554 | 969.2648 | 847.6145 | 730.5496 | 524.7706
Option 4 AT | QLD |  | 8h | 0 | 0 | 2500.7612 | 5193.0589 | 7972.9292 | 8004.9283 | 10187.8255 | 9835.6531 | 10791.6873 | 11221.2295 | 9983.3307 | 10061.0237 | 8943.0272 | 10431.4958 | 11901.4355 | 11939.9255 | 11663.9266 | 13238.7592 | 13011.2837 | 13076.9809 | 13780.1317 | 14655.8752 | 13463.9557 | 12879.733
Option 4 AT | QLD |  | Biomass | 266.6439 | 231.7738 | 206.2856 | 164.674 | 144.1262 | 142.9027 | 87.6414 | 88.2387 | 85.9253 | 89.4665 | 83.6865 | 64.8142 | 24.53 | 26.3059 | 34.391 | 33.3455 | 42.9637 | 34.5525 | 42.715 | 42.9204 | 38.3599 | 46.8218 | 43.439 | 37.5
Option 4 AT | QLD |  | Black Coal | 28361.0274 | 22551.1165 | 9944.964 | 3867.2716 | 680.9449 | 0 | 0 | 0 | 0 | 0 | 0 | 0 | 0 | 0 | 0 | 0 | 0 | 0 | 0 | 0 | 0 | 0 | 0 | 0
Option 4 AT | QLD |  | CCGT | 8251.0891 | 7682.0954 | 3557.5857 | 3864.2641 | 3182.8643 | 3078.4492 | 2130.587 | 1699.49 | 1711.1872 | 1676.268 | 1215.0765 | 1187.903 | 214.1959 | 437.2387 | 510.0142 | 548.8157 | 581.1794 | 441.1662 | 864.6406 | 796.867 | 1232.3906 | 980.1143 | 1326.0729 | 1424.025
Option 4 AT | QLD |  | Coordinated CER | 49.92 | 113.515 | 191.1601 | 326.2217 | 413.2992 | 531.4468 | 616.0379 | 743.7458 | 941.2863 | 1140.1542 | 1123.0077 | 1260.5184 | 1335.1811 | 1333.8938 | 1585.945 | 1680.5768 | 2044.7958 | 2394.266 | 2500.4147 | 2739.2739 | 2980.0448 | 3928.5461 | 3878.1173 | 4569.4165
Option 4 AT | QLD |  | Distributed PV | 9983.5875 | 11817.7603 | 13053.0932 | 14556.9374 | 15649.0838 | 16725.0321 | 17775.4529 | 19089.4933 | 19803.4022 | 20987.7177 | 20732.1127 | 20933.4193 | 22737.9561 | 25555.4458 | 27365.3665 | 27590.1572 | 25220.0334 | 29130.801 | 31488.2371 | 34368.3597 | 35642.9038 | 37291.0174 | 39715.5213 | 42548.1393
Option 4 AT | QLD |  | H2 Reciprocating Engine | 0 | 0 | 8.8348e-06 | 165.6185 | 466.0187 | 496.6681 | 331.0243 | 214.6695 | 209.6768 | 221.7831 | 175.5933 | 287.1681 | 52.5636 | 102.2276 | 121.6334 | 87.3812 | 77.4332 | 93.5728 | 232.171 | 137.3268 | 217.331 | 82.5616 | 190.6574 | 163.5546
Option 4 AT | QLD |  | Hydro | 980.6301 | 822.7035 | 651.885 | 652.3545 | 533.6321 | 486.7561 | 315.596 | 344.4087 | 415.1583 | 367.9094 | 319.5626 | 276.5824 | 128.9951 | 145.1386 | 139.3615 | 139.0742 | 175.5974 | 174.2245 | 159.1403 | 194.6502 | 148.2044 | 183.3227 | 146.0154 | 162.709
Option 4 AT | QLD |  | Liquid Fuel | 1.5555e-08 | 4.918e-08 | 5.4825e-08 | 19.6747 | 68.9282 | 26.9706 | 23.1522 | 3.5171 | 0.96429 | 0 | 0 | 0 | 14.6846 | 0 | 0 | 0 | 0 | 0 | 0 | 0 | 0 | 0 | 0 | 0
Option 4 AT | QLD |  | OCGT | 2.4882e-05 | 71.7653 | 101.8788 | 262.8 | 432.5271 | 434.2372 | 275.9521 | 168.1782 | 137.1981 | 81.6966 | 152.4538 | 255.8547 | 100.1179 | 81.5067 | 93.0715 | 71.394 | 51.5929 | 85.3622 | 209.3693 | 448.8031 | 1126.1141 | 648.4814 | 1500.9278 | 2269.1546
Option 4 AT | QLD |  | PHES | 441.7175 | 1114.3285 | 1365.5389 | 1650.0289 | 1643.8591 | 1606.0791 | 1503.3534 | 1421.8459 | 1558.7954 | 3397.5123 | 3991.4576 | 4313.165 | 3847.7172 | 3136.1826 | 2907.9542 | 2830.3841 | 3579.7058 | 3368.5248 | 2865.65 | 2634.0574 | 3077.0797 | 3526.7334 | 3348.7293 | 3871.3943
Option 4 AT | QLD |  | Solar | 11747.0222 | 18770.4341 | 20117.2794 | 23855.4563 | 28241.3165 | 28566.5479 | 32733.5482 | 32471.7287 | 35727.6242 | 42390.2011 | 41708.2518 | 43708.5027 | 43398.2667 | 43454.5588 | 44813.0692 | 48517.3326 | 48978.6935 | 52394.6521 | 51800.6414 | 53305.6537 | 55044.5312 | 58900.564 | 57289.8709 | 57068.7879
Option 4 AT | QLD |  | Wind | 8586.2821 | 9668.023 | 29045.3206 | 30173.6408 | 30442.037 | 32724.7985 | 34535.327 | 37284.092 | 40596.6042 | 37997.7631 | 40708.0126 | 42368.199 | 48009.2347 | 49672.7872 | 50676.2777 | 52222.6177 | 53248.8117 | 53731.6844 | 55149.0612 | 59001.733 | 59367.4376 | 60360.3507 | 64463.9445 | 64714.4369
Option 4 AT | QLD | CQ | 2h | 42.5047 | 110.2079 | 122.0796 | 127.6012 | 129.7472 | 123.634 | 107.1782 | 92.7725 | 106.8914 | 121.1926 | 105.6968 | 113.5925 | 80.5689 | 68.6234 | 82.19 | 96.0302 | 76.4578 | 85.5967 | 86.8574 | 88.9682 | 90.9519 | 100.5302 | 88.4868 | 92.0176
Option 4 AT | QLD | CQ | 4h | 49.1451 | 141.4614 | 154.6878 | 159.0684 | 161.6011 | 156.511 | 135.8487 | 117.7475 | 136.9408 | 149.9292 | 120.789 | 125.3117 | 95.6572 | 74.818 | 83.0213 | 90.2409 | 95.6846 | 92.8347 | 85.712 | 92.642 | 0 | 0 | 0 | 0
Option 4 AT | QLD | CQ | 8h | 0 | 0 | 0.00053395 | 0.0014622 | 167.5596 | 159.783 | 558.3563 | 609.3917 | 680.9959 | 761.7374 | 682.7099 | 718.519 | 512.3859 | 585.7911 | 1094.5596 | 1667.494 | 2269.9746 | 3039.9262 | 2976.9712 | 3362.2851 | 3544.1932 | 3931.5255 | 4631.198 | 5259.8636
Option 4 AT | QLD | CQ | Black Coal | 8136.0799 | 6777.8636 | 3947.256 | 2068.236 | 0 | 0 | 0 | 0 | 0 | 0 | 0 | 0 | 0 | 0 | 0 | 0 | 0 | 0 | 0 | 0 | 0 | 0 | 0 | 0
Option 4 AT | QLD | CQ | Coordinated CER | 4.4816 | 10.0129 | 17.54 | 29.1706 | 36.6426 | 45.6894 | 52.6179 | 56.5065 | 76.4036 | 97.8928 | 96.3105 | 113.8911 | 104.2384 | 96.6957 | 123.3855 | 162.7278 | 199.2157 | 244.0827 | 246.5347 | 276.9659 | 324.2314 | 394.6106 | 383.3267 | 457.5049
Option 4 AT | QLD | CQ | Distributed PV | 933.5065 | 1117.299 | 1248.7364 | 1371.3314 | 1488.0815 | 1604.7799 | 1731.4597 | 1963.3321 | 2042.0529 | 2152.6414 | 2145.7621 | 2176.2525 | 2339.9382 | 2686.1411 | 2908.8941 | 2717.9224 | 2583.526 | 3006.0311 | 3296.8977 | 3453.4936 | 3582.3644 | 3770.8865 | 4122.8362 | 4816.822
Option 4 AT | QLD | CQ | OCGT | 4.4812e-07 | 6.2933e-07 | 5.6336e-07 | 4.2972e-07 | 113.8383 | 84.6289 | 78.3837 | 25.0754 | 21.2817 | 4.2705e-08 | 11.8355 | 21.5018 | 26.619 | 7.1533 | 3.4525 | 2.1235 | 1.4248 | 2.6863 | 27.4122 | 26.5522 | 5.35e-10 | 0 | 0 | 20.9611
Option 4 AT | QLD | CQ | PHES | 0 | 0 | 0 | 0 | 0 | 0 | 0 | 0 | 0 | 1.6732e-06 | 2.0419e-06 | 1.1545e-05 | 1.7837e-05 | 1.8683e-05 | 1.9231e-05 | 2.1612e-05 | 2.1298e-05 | 3.0113e-05 | 2.5751e-05 | 2.6822e-05 | 2.6883e-05 | 2.8509e-05 | 2.7034e-05 | 2.8194e-05
Option 4 AT | QLD | CQ | Solar | 2137.1057 | 2441.7042 | 2353.6435 | 2370.6895 | 6616.0191 | 6845.9401 | 7338.3609 | 7708.1461 | 8701.785 | 12723.3177 | 13291.9339 | 14833.3754 | 11682.8266 | 11890.1944 | 13229.8316 | 16293.9837 | 17321.3317 | 18918.6195 | 18293.684 | 19127.0028 | 20148.375 | 21907.9289 | 20064.3086 | 20393.0635
Option 4 AT | QLD | CQ | Wind | 1392.5016 | 2506.6024 | 6079.2518 | 6476.2559 | 6288.7809 | 6294.7265 | 6069.5936 | 6690.087 | 7557.1674 | 6699.2322 | 7215.8674 | 7094.2669 | 11393.6545 | 12556.2026 | 12452.7005 | 12329.1246 | 12683 | 12658.1572 | 13288.6672 | 15744.0417 | 15296.931 | 15680.9998 | 15544.4197 | 14301.7175
Option 4 AT | QLD | GG | 1h | 0 | 24.2929 | 74.1626 | 109.1698 | 100.4294 | 93.1756 | 68.825 | 58.7102 | 84.8163 | 100.8026 | 81.296 | 86.2192 | 66.1119 | 41.2694 | 33.5231 | 48.1702 | 16.849 | 14.3323 | 10.1538 | 7.6651 | 3.6473 | 3.6447 | 1.4584 | 0
Option 4 AT | QLD | GG | 2h | 0 | 3.1177e-05 | 4.5915e-05 | 8.8791e-05 | 0.00029985 | 0.00031177 | 0.00022747 | 0.00027218 | 0.00028144 | 0.00031561 | 0.0003431 | 0.00036664 | 0.00043311 | 0.00048558 | 0.00047579 | 0.00051415 | 0.00050573 | 99.2435 | 82.5565 | 75.6064 | 53.0609 | 57.0509 | 49.5042 | 34.1849
Option 4 AT | QLD | GG | 4h | 0 | 0 | 0.00011808 | 0.00028396 | 0.00033049 | 0.00033735 | 0.00027936 | 0.0002867 | 0.0003013 | 0.00029432 | 0.00028605 | 0.00029267 | 0.00039595 | 0.00040346 | 0.0003981 | 0.00040623 | 0.00039262 | 619.6625 | 652.3751 | 754.3528 | 739.8626 | 555.7196 | 570.3388 | 365.1159
Option 4 AT | QLD | GG | 8h | 0 | 0 | 7.7459e-05 | 610.5955 | 2166.2873 | 2090.158 | 2959.1155 | 2644.0397 | 3202.9358 | 3516.1147 | 3186.6518 | 3260.782 | 2612.2764 | 2410.3591 | 2636.3648 | 2974.7258 | 1962.1807 | 1168.2284 | 876.2954 | 1262.001 | 1214.3673 | 272.1901 | 248.3496 | 152.3681
Option 4 AT | QLD | GG | Black Coal | 2207.52 | 2213.568 | 1469.664 | 0 | 0 | 0 | 0 | 0 | 0 | 0 | 0 | 0 | 0 | 0 | 0 | 0 | 0 | 0 | 0 | 0 | 0 | 0 | 0 | 0
Option 4 AT | QLD | GG | CCGT | 1230.9293 | 1084.4142 | 662.256 | 883.008 | 372.5734 | 365.4377 | 340.2309 | 238.9703 | 316.8491 | 272.2773 | 253.6254 | 236.4466 | 46.0535 | 108.1085 | 134.4177 | 146.6604 | 174.3658 | 120.3004 | 245.6132 | 732.7438 | 1103.8909 | 980.1143 | 1326.0729 | 1424.025
Option 4 AT | QLD | GG | Coordinated CER | 0.55569 | 0.89759 | 1.6092 | 3.9836 | 5.1002 | 6.4017 | 7.5897 | 8.9729 | 11.3475 | 13.7128 | 14.3508 | 16.2774 | 15.3513 | 16.6857 | 18.0241 | 22.4245 | 21.7354 | 23.781 | 25.9365 | 29.1259 | 30.666 | 31.7924 | 33.1486 | 29.0251
Option 4 AT | QLD | GG | Distributed PV | 113.457 | 134.7875 | 149.3604 | 167.4768 | 179.8217 | 192.1962 | 203.9949 | 219.2439 | 227.8149 | 239.58 | 236.7079 | 238.9595 | 259.1357 | 295.2524 | 315.3891 | 319.1201 | 287.9176 | 331.9536 | 358.551 | 394.35 | 408.839 | 427.677 | 451.8075 | 482.791
Option 4 AT | QLD | GG | OCGT | 0 | 0 | 0 | 0 | 54.7003 | 54.0172 | 34.4853 | 18.5329 | 16.284 | 10.9619 | 7.1284 | 20.5684 | 11.4364 | 3.9361 | 8.8197 | 10.2685 | 8.3006 | 14.5209 | 51.1449 | 176.2611 | 821.3548 | 562.3146 | 1275.8204 | 2115.9798
Option 4 AT | QLD | GG | Solar | 1047.4244 | 1200.9607 | 1236.2907 | 1280.9926 | 1286.4928 | 1316.2128 | 1300.8767 | 1329.253 | 1330.3902 | 1374.8257 | 1313.3117 | 1297.3757 | 1478.1139 | 1505.5177 | 1492.8658 | 1509.3444 | 1240.8667 | 1457.5947 | 1497.2874 | 1552.3269 | 1556.7323 | 1592.4046 | 1567.9381 | 1586.1353
Option 4 AT | QLD | NQ | 2h | 0 | 39.7135 | 205.795 | 353.8507 | 327.6454 | 301.4872 | 272.8621 | 239.6543 | 233.6862 | 248.7774 | 233.785 | 249.6062 | 176.1466 | 140.0542 | 158.7111 | 154.3926 | 173.0849 | 167.0813 | 162.0149 | 185.6961 | 160.9061 | 125.7008 | 101.1493 | 0
Option 4 AT | QLD | NQ | 4h | 0 | 0 | 175.5087 | 253.5134 | 246.9038 | 231.6364 | 210.5961 | 185.7966 | 187.9732 | 183.428 | 175.903 | 190.0472 | 137.7487 | 110.3232 | 124.2132 | 124.1642 | 136.3933 | 139.3446 | 132.5862 | 150.5235 | 126.9245 | 169.8749 | 35.2609 | 41.5367
Option 4 AT | QLD | NQ | 8h | 0 | 0 | 0.0084206 | 200.9153 | 896.5799 | 836.0309 | 756.1671 | 681.4964 | 689.5123 | 728.6999 | 689.2191 | 789.2771 | 708.6321 | 551.4039 | 647.1453 | 659.2757 | 728.329 | 753.0091 | 703.2711 | 844.0904 | 676.5675 | 894.8168 | 723.6701 | 768.9804
Option 4 AT | QLD | NQ | Biomass | 266.6439 | 231.7738 | 206.2856 | 164.674 | 144.1262 | 142.9027 | 87.6414 | 88.2387 | 85.9253 | 89.4665 | 83.6865 | 64.8142 | 24.53 | 26.3059 | 34.391 | 33.3455 | 42.9637 | 34.5525 | 42.715 | 42.9204 | 38.3599 | 46.8218 | 43.439 | 37.5
Option 4 AT | QLD | NQ | CCGT | 1514.3451 | 1251.5871 | 106.872 | 204.2314 | 408.3974 | 401.6457 | 190.5446 | 111.0206 | 100.6297 | 125.5072 | 124.548 | 151.2041 | 64.1232 | 64.2989 | 64.1232 | 64.1232 | 64.1232 | 69.45 | 134.737 | 64.1232 | 128.4997 | 0 | 0 | 0
Option 4 AT | QLD | NQ | Coordinated CER | 10.6063 | 17.871 | 28.9513 | 46.4233 | 59.6077 | 72.7225 | 80.2337 | 88.1216 | 111.5709 | 144.9748 | 146.0186 | 177.471 | 152.0452 | 142.5598 | 172.8049 | 221.9189 | 261.5071 | 299.7638 | 303.5451 | 388.1807 | 370.9275 | 525.6332 | 451.7213 | 630.241
Option 4 AT | QLD | NQ | Distributed PV | 1515.1605 | 1802.9214 | 1987.6529 | 2216.7753 | 2410.5617 | 2578.6963 | 2714.8374 | 2917.1139 | 3021.3199 | 3216.7684 | 3174.0959 | 3225.0489 | 3480.9821 | 3906.3861 | 4199.2376 | 4301.6586 | 3917.9136 | 4563.0361 | 4886.89 | 5317.914 | 5608.681 | 5852.128 | 6138.6975 | 6591.1244
Option 4 AT | QLD | NQ | Hydro | 980.6301 | 822.7035 | 651.885 | 652.3545 | 533.6321 | 486.7561 | 315.596 | 344.4087 | 415.1583 | 367.9094 | 319.5626 | 276.5824 | 128.9951 | 145.1386 | 139.3615 | 139.0742 | 175.5974 | 174.2245 | 159.1403 | 194.6502 | 148.2044 | 183.3227 | 146.0154 | 162.709
Option 4 AT | QLD | NQ | Liquid Fuel | 1.5555e-08 | 4.918e-08 | 5.4825e-08 | 19.6747 | 68.9282 | 26.9706 | 23.1522 | 3.5171 | 0.96429 | 0 | 0 | 0 | 14.6846 | 0 | 0 | 0 | 0 | 0 | 0 | 0 | 0 | 0 | 0 | 0
Option 4 AT | QLD | NQ | PHES | 397.1394 | 591.2575 | 691.6721 | 764.4353 | 718.5864 | 663.8288 | 592.5318 | 542.3386 | 568.7343 | 591.762 | 518.9229 | 558.307 | 422.2348 | 330.7141 | 355.4649 | 363.0407 | 426.6949 | 434.9604 | 374.2508 | 424.6218 | 401.1342 | 505.12 | 400.2591 | 500.1875
Option 4 AT | QLD | NQ | Solar | 3102.5449 | 3375.6359 | 3797.4127 | 4059.1852 | 4168.6661 | 4280.228 | 3590.6406 | 3364.5678 | 3565.8322 | 3779.1913 | 4079.9093 | 5348.1277 | 4043.3349 | 3496.4853 | 4028.3364 | 4054.8171 | 4842.6697 | 5060.5401 | 5229.3866 | 4446.2793 | 5169.4519 | 5689.7569 | 5753.7534 | 4843.3687
Option 4 AT | QLD | NQ | Wind | 940.2591 | 974.852 | 7698.9036 | 8585.671 | 8579.3359 | 8770.187 | 11868.2486 | 14081.6518 | 14967.1027 | 14614.7041 | 14157.8576 | 13583.0779 | 16321.089 | 17835.2014 | 17705.8212 | 18695.0894 | 18437.3357 | 18738.107 | 19746.2251 | 21442.5366 | 21298.8453 | 20098.3558 | 20711.1774 | 22127.3413
Option 4 AT | QLD | SQ | 1h | 26.4869 | 134.6221 | 138.3088 | 145.4596 | 134.6942 | 138.7966 | 119.3472 | 115.0417 | 131.9604 | 139.132 | 111.21 | 108.5053 | 101.2977 | 86.6273 | 82.5402 | 76.2908 | 88.8649 | 77.0766 | 71.8124 | 70.5246 | 74.4395 | 98.7512 | 98.6034 | 101.3717
Option 4 AT | QLD | SQ | 2h | 505.1527 | 1045.0353 | 1106.0805 | 1179.4835 | 1119.145 | 1172.1487 | 1018.8147 | 958.0998 | 1050.2834 | 1079.3852 | 888.9004 | 871.9548 | 743.5804 | 642.0417 | 636.5924 | 588.1795 | 697.5759 | 596.1307 | 505.7975 | 368.8713 | 384.0009 | 477.3605 | 395.9283 | 386.063
Option 4 AT | QLD | SQ | 4h | 96.2683 | 161.4531 | 180.0566 | 200.3706 | 194.9726 | 195.0867 | 170.1175 | 154.3704 | 169.8277 | 167.9516 | 138.186 | 137.5685 | 118.8427 | 102.7986 | 107.1554 | 100.6522 | 119.7975 | 102.0658 | 97.3619 | 99.0356 | 102.4778 | 122.0201 | 124.9499 | 118.1181
Option 4 AT | QLD | SQ | 8h | 0 | 0 | 2500.7522 | 4381.5466 | 4742.5024 | 4918.9564 | 5914.1865 | 5900.7253 | 6218.2433 | 6214.6775 | 5424.7499 | 5292.4456 | 5109.7328 | 6883.9416 | 7523.3659 | 6638.43 | 6703.4423 | 8277.5955 | 8454.746 | 7608.6044 | 8345.0036 | 9557.3428 | 7860.7381 | 6698.5209
Option 4 AT | QLD | SQ | Black Coal | 18017.4274 | 13559.6849 | 4528.044 | 1799.0356 | 680.9449 | 0 | 0 | 0 | 0 | 0 | 0 | 0 | 0 | 0 | 0 | 0 | 0 | 0 | 0 | 0 | 0 | 0 | 0 | 0
Option 4 AT | QLD | SQ | CCGT | 5505.8147 | 5346.094 | 2788.4577 | 2777.0247 | 2401.8935 | 2311.3658 | 1599.8115 | 1349.4992 | 1293.7084 | 1278.4835 | 836.9031 | 800.2522 | 104.0193 | 264.8313 | 311.4733 | 338.0322 | 342.6904 | 251.4159 | 484.2904 | 0 | 0 | 0 | 0 | 0
Option 4 AT | QLD | SQ | Coordinated CER | 34.2764 | 84.7335 | 143.0596 | 246.6443 | 311.9487 | 406.6332 | 475.5965 | 590.1448 | 741.9644 | 883.5738 | 866.3278 | 952.8789 | 1063.5462 | 1077.9526 | 1271.7305 | 1273.5057 | 1562.3376 | 1826.6384 | 1924.3985 | 2045.0014 | 2254.22 | 2976.5099 | 3009.9208 | 3452.6454
Option 4 AT | QLD | SQ | Distributed PV | 7421.4635 | 8762.7524 | 9667.3434 | 10801.3539 | 11570.6188 | 12349.3598 | 13125.1609 | 13989.8034 | 14512.2144 | 15378.7279 | 15175.5469 | 15293.1584 | 16657.9002 | 18667.6662 | 19941.8456 | 20251.4561 | 18430.6761 | 21229.7802 | 22945.8985 | 25202.6022 | 26043.0195 | 27240.326 | 29002.1801 | 30657.4019
Option 4 AT | QLD | SQ | H2 Reciprocating Engine | 0 | 0 | 8.8348e-06 | 165.6185 | 466.0187 | 496.6681 | 331.0243 | 214.6695 | 209.6768 | 221.7831 | 175.5933 | 287.1681 | 52.5636 | 102.2276 | 121.6334 | 87.3812 | 77.4332 | 93.5728 | 232.171 | 137.3268 | 217.331 | 82.5616 | 190.6574 | 163.5546
Option 4 AT | QLD | SQ | OCGT | 2.4434e-05 | 71.7653 | 101.8788 | 262.8 | 263.9885 | 295.5911 | 163.0832 | 124.5699 | 99.6323 | 70.7347 | 133.4899 | 213.7845 | 62.0626 | 70.4172 | 80.7993 | 59.002 | 41.8675 | 68.1549 | 130.8122 | 245.9897 | 304.7594 | 86.1668 | 225.1074 | 132.2137
Option 4 AT | QLD | SQ | PHES | 44.5781 | 523.071 | 673.8668 | 885.5935 | 925.2727 | 942.2503 | 910.8217 | 879.5073 | 990.0611 | 2805.7503 | 3472.5347 | 3754.858 | 3425.4824 | 2805.4685 | 2552.4892 | 2467.3434 | 3153.0109 | 2933.5644 | 2491.3992 | 2209.4355 | 2675.9455 | 3021.6134 | 2948.4702 | 3371.2067
Option 4 AT | QLD | SQ | Solar | 5459.9471 | 11752.1333 | 12729.9325 | 16144.589 | 16170.1385 | 16124.167 | 20503.67 | 20069.7618 | 22129.6168 | 24512.8664 | 23023.0969 | 22229.6239 | 26193.9914 | 26562.3615 | 26062.0354 | 26659.1874 | 25573.8253 | 26957.8977 | 26780.2834 | 28180.0447 | 28169.972 | 29710.4736 | 29903.8708 | 30246.2203
Option 4 AT | QLD | SQ | Wind | 6253.5215 | 6186.5686 | 15267.1652 | 15111.7139 | 15573.9202 | 17659.8851 | 16597.4849 | 16512.3532 | 18072.3341 | 16683.8267 | 19334.2876 | 21690.8542 | 20294.4912 | 19281.3832 | 20517.756 | 21198.4037 | 22128.476 | 22335.4202 | 22114.1689 | 21815.1548 | 22771.6613 | 24580.9951 | 28208.3475 | 28285.3781
Option 4 AT | SA |  | 2h | 406.0872 | 1109.9581 | 1093.1397 | 1050.9564 | 1109.608 | 1149.3357 | 1246.0738 | 1098.5766 | 1185.4627 | 1231.6494 | 930.216 | 941.5556 | 723.3396 | 734.785 | 685.6757 | 782.9949 | 794.1886 | 656.3032 | 633.6694 | 551.403 | 651.7674 | 183.338 | 163.3849 | 110.4054
Option 4 AT | SA |  | 4h | 0 | 185.1741 | 184.9199 | 182.5064 | 190.0644 | 197.8622 | 202.4176 | 189.5875 | 205.3602 | 210.8775 | 161.6439 | 158.7368 | 129.857 | 137.6288 | 125.4918 | 134.6814 | 128.4566 | 112.921 | 121.7635 | 104.1927 | 127.264 | 0.00020259 | 0.00015078 | 0.00014624
Option 4 AT | SA |  | 8h | 0 | 0 | 573.4706 | 561.9992 | 1087.4474 | 1088.5859 | 1096.733 | 1755.0357 | 1864.4908 | 2236.7494 | 1671.0214 | 1735.1305 | 2327.9872 | 2959.773 | 2974.3748 | 3350.9372 | 3630.9267 | 3730.7803 | 3934.713 | 3677.8976 | 5643.0943 | 6787.8473 | 8910.1232 | 9190.5119
Option 4 AT | SA |  | CCGT | 4339.8061 | 1005.8695 | 1146.8903 | 1303.0595 | 1234.957 | 1009.2959 | 1065.6326 | 832.5652 | 859.78 | 829.3976 | 928.9576 | 0 | 0 | 0 | 0 | 0 | 0 | 0 | 0 | 0 | 0 | 0 | 0 | 0
Option 4 AT | SA |  | Coordinated CER | 80.4463 | 117.8077 | 158.9261 | 184.5728 | 230.1302 | 274.1677 | 316.2846 | 346.5999 | 444.6636 | 511.8368 | 468.894 | 546.4742 | 495.9143 | 584.8129 | 630.2515 | 706.9227 | 806.9694 | 816.6558 | 931.3488 | 900.7107 | 1186.1566 | 1368.6213 | 1311.546 | 1361.0131
Option 4 AT | SA |  | Distributed PV | 3951.9639 | 4402.3704 | 4824.8601 | 4867.8191 | 5662.963 | 6027.0829 | 6268.0703 | 6529.3696 | 7170.7111 | 7510.151 | 7145.7043 | 7901.5401 | 8040.6526 | 9015.305 | 8949.069 | 9215.7917 | 8761.4314 | 9762.1933 | 10524.2219 | 10491.0988 | 11345.7985 | 11898.3625 | 12343.3127 | 12832.409
Option 4 AT | SA |  | Liquid Fuel | 71.8383 | 5.1529e-05 | 7.5234 | 163.4396 | 209.8891 | 113.3911 | 145.9568 | 94.3091 | 83.6556 | 110.4133 | 86.3785 | 98.8582 | 23.2133 | 58.1502 | 65.0117 | 64.5126 | 97.7762 | 17.3275 | 98.1906 | 105.4586 | 28.6445 | 3.9127 | 12.9598 | 7.3446
Option 4 AT | SA |  | OCGT | 1259.4937 | 41.735 | 169.6934 | 892.0409 | 842.7691 | 592.0032 | 1011.4572 | 734.5521 | 690.2527 | 677.2165 | 670.6267 | 628.4476 | 221.4951 | 423.0496 | 420.2209 | 381.8391 | 443.5368 | 208.5186 | 256.3334 | 221.1549 | 473.5056 | 384.9725 | 483.7248 | 326.4859
Option 4 AT | SA |  | Solar | 1907.0682 | 3607.9692 | 3579.1231 | 3799.5656 | 5550.1302 | 6118.9935 | 7821.7655 | 8326.492 | 9114.5932 | 11500.8659 | 10183.7644 | 11187.4671 | 12163.8137 | 15006.6138 | 15567.9826 | 15835.6855 | 17868.3912 | 17337.0696 | 18650.6502 | 19055.3302 | 22651.4042 | 24496.8437 | 29597.7237 | 30782.5163
Option 4 AT | SA |  | Wind | 7914.003 | 7474.5441 | 7769.5176 | 9151.9775 | 10821.0052 | 11594.0996 | 10434.9065 | 12552.1407 | 14576.5964 | 13091.0624 | 15214.6058 | 16376.1652 | 17022.872 | 14784.4573 | 15470.0387 | 15490.482 | 15167.4384 | 18098.186 | 18471.6511 | 20214.3594 | 19135.4363 | 20332.882 | 17745.1113 | 19410.7011
Option 4 AT | SA | CSA | 2h | 376.9517 | 871.1401 | 872.7744 | 833.2912 | 878.4589 | 918.6166 | 999.4622 | 875.4172 | 966.9971 | 1002.3918 | 754.1687 | 761.8626 | 580.8273 | 585.2901 | 530.1813 | 582.6913 | 564.3929 | 437.4945 | 394.2862 | 334.9634 | 375.4367 | 82.9154 | 76.3401 | 17.1423
Option 4 AT | SA | CSA | 4h | 0 | 73.6335 | 70.5932 | 69.5428 | 70.2075 | 73.649 | 79.7829 | 69.6946 | 76.7573 | 83.0411 | 63.6544 | 61.779 | 51.597 | 51.7116 | 44.8324 | 52.0891 | 48.9606 | 43.0142 | 48.0619 | 40.6945 | 47.4849 | 0.00020259 | 0.00015078 | 0.00014624
Option 4 AT | SA | CSA | 8h | 0 | 0 | 246.4929 | 244.38 | 258.8275 | 258.9612 | 261.4139 | 246.0872 | 267.7992 | 414.8155 | 341.7585 | 334.6186 | 766.3261 | 1389.6256 | 1470.2624 | 1591.1706 | 1583.0336 | 1720.0306 | 1793.2546 | 1637.8421 | 2822.0788 | 3426.5381 | 3574.0985 | 3756.7584
Option 4 AT | SA | CSA | CCGT | 4339.8061 | 1005.8695 | 1146.8903 | 1303.0595 | 1234.957 | 1009.2959 | 1065.6326 | 832.5652 | 859.78 | 829.3976 | 928.9576 | 0 | 0 | 0 | 0 | 0 | 0 | 0 | 0 | 0 | 0 | 0 | 0 | 0
Option 4 AT | SA | CSA | Coordinated CER | 72.6578 | 106.3062 | 142.8961 | 166.1288 | 206.7004 | 246.5758 | 284.5085 | 312.1449 | 402.0054 | 462.2136 | 424.4605 | 494.1563 | 449.1064 | 531.553 | 570.499 | 638.6015 | 729.3467 | 736.7196 | 840.6825 | 809.6416 | 1070.1302 | 1228.5859 | 1174.814 | 1221.8975
Option 4 AT | SA | CSA | Distributed PV | 3637.898 | 4044.6802 | 4423.7164 | 4454.288 | 5057.8329 | 5380.7608 | 5588.6184 | 5815.6719 | 6385.3139 | 6689.3091 | 6342.2614 | 6997.2404 | 7104.2747 | 7982.3717 | 7905.9122 | 8121.4061 | 7715.2571 | 8574.5491 | 9229.3265 | 9177.135 | 9916.464 | 10408.5945 | 10772.3775 | 11187.73
Option 4 AT | SA | CSA | Liquid Fuel | 71.8383 | 5.1529e-05 | 7.5234 | 163.4396 | 209.8891 | 113.3911 | 145.9568 | 94.3091 | 83.6556 | 110.4133 | 86.3785 | 98.8582 | 23.2133 | 58.1502 | 65.0117 | 64.5126 | 97.7762 | 17.3275 | 98.1906 | 105.4586 | 28.6445 | 3.9127 | 12.9598 | 7.3446
Option 4 AT | SA | CSA | OCGT | 1259.4937 | 41.735 | 169.6934 | 841.1897 | 776.3607 | 570.144 | 826.9704 | 599.8973 | 565.8907 | 626.4042 | 630.038 | 590.9213 | 194.512 | 388.246 | 392.5229 | 350.6529 | 413.5297 | 177.149 | 212.4922 | 127.6083 | 277.6386 | 224.8104 | 365.81 | 237.754
Option 4 AT | SA | CSA | Solar | 136.6517 | 964.94 | 1219.8832 | 1334.7922 | 1303.3382 | 1377.4094 | 2170.1047 | 2404.529 | 2623.8145 | 4130.7855 | 4018.1975 | 4616.7104 | 5147.4119 | 7937.9953 | 8331.7739 | 8166.9885 | 9436.6378 | 8800.5027 | 9609.6202 | 9727.0496 | 11394.0092 | 12488.6213 | 12970.9396 | 13760.1594
Option 4 AT | SA | CSA | Wind | 5394.3753 | 5216.5459 | 5653.7804 | 6775.425 | 7900.2572 | 8726.9657 | 7881.8561 | 9481.0283 | 10036.0671 | 9069.0673 | 9028.6573 | 9985.384 | 9634.5684 | 7524.8526 | 8009.1481 | 7909.3571 | 7854.0081 | 9966.8451 | 10095.1663 | 11626.7774 | 10689.913 | 11414.8603 | 9880.106 | 10820.2168
Option 4 AT | SA | NSA | 2h | 2.6821 | 208.1676 | 187.7099 | 185.7596 | 196.9194 | 195.7766 | 211.6656 | 189.3173 | 195.8799 | 206.4812 | 158.3263 | 162.0129 | 127.7785 | 133.7039 | 139.7958 | 184.4447 | 214.4725 | 205.3157 | 225.4507 | 204.5949 | 261.3962 | 84.524 | 87.0448 | 93.2631
Option 4 AT | SA | NSA | 8h | 0 | 0 | 326.9777 | 317.6192 | 828.6199 | 829.6247 | 835.3191 | 1508.9485 | 1596.6917 | 1821.9339 | 1329.2629 | 1400.5119 | 1561.6611 | 1570.1475 | 1504.1124 | 1759.7666 | 2047.8931 | 2010.7498 | 2141.4585 | 2040.0555 | 2821.0155 | 3361.3092 | 5336.0248 | 5433.7535
Option 4 AT | SA | NSA | Coordinated CER | 4.4829 | 6.5659 | 8.6052 | 10.0297 | 12.4818 | 14.7908 | 17.1006 | 18.0867 | 22.2352 | 25.9433 | 23.3172 | 27.5701 | 23.3946 | 27.5945 | 30.7524 | 35.3735 | 41.6248 | 42.8481 | 49.2024 | 51.311 | 64.845 | 77.062 | 78.2321 | 82.8379
Option 4 AT | SA | NSA | Distributed PV | 147.9824 | 163.7284 | 187.3829 | 193.7813 | 335.7458 | 354.7841 | 375.8544 | 395.8743 | 447.1987 | 472.628 | 459.2649 | 509.0689 | 529.8337 | 589.6992 | 578.0357 | 606.0149 | 577.3071 | 654.8226 | 715.598 | 728.9049 | 795.5556 | 818.3481 | 875.056 | 919.4996
Option 4 AT | SA | NSA | Liquid Fuel | 0 | 0 | 0 | 0 | 0 | 0 | 0 | 0 | 0 | 0 | 0 | 0 | 0 | 0 | 0 | 0 | 0 | 0 | 0 | 0 | 0 | 0 | 0 | 0
Option 4 AT | SA | NSA | OCGT | 0 | 0 | 0 | 0 | 7.485e-05 | 4.3859e-05 | 81.2854 | 55.05 | 47.0489 | 50.8123 | 40.5888 | 37.5263 | 26.983 | 34.8036 | 27.6981 | 31.1862 | 30.0071 | 31.3696 | 43.8412 | 93.5466 | 195.867 | 160.162 | 117.9148 | 88.7319
Option 4 AT | SA | NSA | Solar | 1362.8472 | 2306.3021 | 2084.6815 | 2207.7163 | 3945.17 | 4282.3908 | 5199.0423 | 5686.5123 | 6217.5183 | 7095.6378 | 5999.509 | 6346.0219 | 6794.9984 | 6811.0256 | 6988.9193 | 7514.3537 | 8234.0172 | 8410.7443 | 8848.0151 | 9158.051 | 11110.0674 | 11819.4195 | 16362.8307 | 16889.0867
Option 4 AT | SA | NSA | Wind | 1790.8759 | 1678.1061 | 1603.6466 | 1780.4374 | 2334.6949 | 2195.5779 | 1945.702 | 2563.8231 | 3997.1034 | 3683.7097 | 4253.0764 | 4338.7126 | 5769.2108 | 5784.9766 | 5923.2561 | 5918.7222 | 5732.7041 | 5822.7713 | 6035.1372 | 6177.9808 | 6015.2829 | 6118.6207 | 5562.6848 | 6152.9573
Option 4 AT | SA | SESA | 2h | 26.4534 | 30.6503 | 32.6554 | 31.9057 | 34.2298 | 34.9425 | 34.9461 | 33.8422 | 22.5857 | 22.7764 | 17.721 | 17.6802 | 14.7338 | 15.7909 | 15.6985 | 15.8589 | 15.3232 | 13.493 | 13.9325 | 11.8447 | 14.9346 | 15.8986 | 0 | 0
Option 4 AT | SA | SESA | 4h | 0 | 111.5406 | 114.3267 | 112.9636 | 119.8569 | 124.2132 | 122.6347 | 119.893 | 128.6029 | 127.8364 | 97.9895 | 96.9578 | 78.2601 | 85.9172 | 80.6595 | 82.5922 | 79.496 | 69.9068 | 73.7016 | 63.4982 | 79.7792 | 0 | 0 | 0
Option 4 AT | SA | SESA | Coordinated CER | 3.3055 | 4.9356 | 7.4248 | 8.4143 | 10.9479 | 12.8011 | 14.6755 | 16.3683 | 20.423 | 23.6799 | 21.1163 | 24.7479 | 23.4132 | 25.6654 | 29.0001 | 32.9478 | 35.9979 | 37.0881 | 41.4638 | 39.7581 | 51.1814 | 62.9733 | 58.4999 | 56.2777
Option 4 AT | SA | SESA | Distributed PV | 166.0834 | 193.9618 | 213.7608 | 219.7498 | 269.3844 | 291.5379 | 303.5974 | 317.8234 | 338.1984 | 348.2139 | 344.1781 | 395.2309 | 406.5442 | 443.2342 | 465.1212 | 488.3706 | 468.8671 | 532.8216 | 579.2975 | 585.059 | 633.779 | 671.4199 | 695.8792 | 725.1795
Option 4 AT | SA | SESA | Liquid Fuel | 0 | 0 | 0 | 0 | 0 | 0 | 0 | 0 | 0 | 0 | 0 | 0 | 0 | 0 | 0 | 0 | 0 | 0 | 0 | 0 | 0 | 0 | 0 | 0
Option 4 AT | SA | SESA | OCGT | 6.7059e-06 | 1.3823e-06 | 1.3974e-06 | 50.8512 | 66.4083 | 21.8592 | 103.2015 | 79.6048 | 77.3131 | 0 | 0 | 0 | 0 | 0 | 0 | 0 | 0 | 0 | 0 | 0 | 0 | 0 | 0 | 0
Option 4 AT | SA | SESA | Solar | 407.5692 | 336.7271 | 274.5584 | 257.0572 | 301.622 | 459.1933 | 452.6186 | 235.4507 | 273.2604 | 274.4426 | 166.058 | 224.7349 | 221.4033 | 257.5929 | 247.2894 | 154.3433 | 197.7362 | 125.8226 | 193.0149 | 170.2297 | 147.3277 | 188.8029 | 263.9534 | 133.2702
Option 4 AT | SA | SESA | Wind | 728.7518 | 579.8921 | 512.0905 | 596.1151 | 586.0531 | 671.5561 | 607.3484 | 507.2892 | 543.4259 | 338.2855 | 1932.872 | 2052.0687 | 1619.0928 | 1474.628 | 1537.6345 | 1662.4027 | 1580.7262 | 2308.5696 | 2341.3476 | 2409.6011 | 2430.2404 | 2799.401 | 2302.3205 | 2437.527
Option 4 AT | TAS |  | 24h | 0 | 0 | 0 | 0 | 0 | 0 | 0 | 0 | 0 | 2.6104e-06 | 2.7668e-06 | 2.7948e-06 | 1.9665e-05 | 2.2548e-05 | 2.3086e-05 | 2.7171e-05 | 2.6981e-05 | 2.9835e-05 | 2.6843e-05 | 2.8176e-05 | 2.8271e-05 | 2.8685e-05 | 2.8438e-05 | 2.8586e-05
Option 4 AT | TAS |  | 2h | 0 | 4.3117e-05 | 7.508e-05 | 0.0001353 | 0.00015243 | 0.0002118 | 0.00019548 | 0.00025307 | 0.000221 | 0.00023287 | 0.00026481 | 0.00027503 | 0.0010894 | 0.0015327 | 0.0011945 | 0.0011997 | 0.0012157 | 0.0012731 | 0.0004173 | 0.00041701 | 0.00049154 | 23.9755 | 20.4365 | 20.9128
Option 4 AT | TAS |  | 4h | 0 | 2.1639e-05 | 4.2523e-05 | 6.569e-05 | 0.00010477 | 0.00013281 | 0.0001246 | 0.00014784 | 0.0001404 | 0.00014076 | 0.00014359 | 0.00014648 | 0.00024244 | 0.00024587 | 0.00028934 | 0.00030449 | 0.00030084 | 0.00030255 | 0.00013793 | 0.00014346 | 0.00016464 | 0.00016377 | 0.00015556 | 0.00015898
Option 4 AT | TAS |  | 8h | 0 | 0 | 3.0223e-05 | 6.355e-05 | 7.6497e-05 | 8.7366e-05 | 8.3949e-05 | 8.8655e-05 | 8.891e-05 | 8.6038e-05 | 8.6779e-05 | 8.5575e-05 | 0.00013126 | 0.00014341 | 0.00013548 | 0.00015037 | 0.00014644 | 0.00014952 | 0.0001038 | 0.00010737 | 0.00012253 | 0.00012058 | 9.6296e-05 | 7.8619e-05
Option 4 AT | TAS |  | CCGT | 0 | 0 | 0 | 0 | 0 | 0 | 0 | 0 | 0 | 0 | 0 | 0 | 0 | 0 | 0 | 0 | 0 | 0 | 0 | 0 | 0 | 0 | 0 | 0
Option 4 AT | TAS |  | CST | 0 | 0 | 0 | 0 | 0 | 0 | 0 | 0 | 0 | 0 | 0 | 0 | 0 | 0 | 0 | 0 | 0 | 0 | 0 | 0 | 0 | 0 | 0 | 0
Option 4 AT | TAS |  | Coordinated CER | 0.86871 | 3.7544 | 9.4802 | 40.4937 | 25.4528 | 35.2627 | 42.3642 | 56.7976 | 75.4523 | 81.2908 | 79.3579 | 85.8604 | 69.1726 | 75.4498 | 102.1337 | 123.8382 | 122.2834 | 152.4173 | 173.2679 | 185.3932 | 238.7386 | 264.8885 | 228.8759 | 265.1063
Option 4 AT | TAS |  | Distributed PV | 484.899 | 572.335 | 674.082 | 715.0875 | 849.8666 | 963.5585 | 998.6772 | 1075.335 | 1133.9088 | 1154.3574 | 1210.3895 | 1238.775 | 1357.313 | 1498.201 | 1591.9007 | 1620.4952 | 1633.5097 | 1818.2598 | 2044.9707 | 2026.3106 | 2224.7589 | 2406.0668 | 2498.3892 | 2705.525
Option 4 AT | TAS |  | Hydro | 10679.4401 | 10074.8399 | 8036.3666 | 7070.3608 | 7612.3054 | 6836.3593 | 6980.4657 | 7240.2842 | 7863.6977 | 7444.904 | 7392.6846 | 8139.8269 | 7931.8668 | 7315.7177 | 4336.8911 | 3845.3583 | 3920.208 | 4015.3462 | 4939.9022 | 4897.8185 | 4702.4243 | 5028.6141 | 4439.3943 | 3820.4334
Option 4 AT | TAS |  | OCGT | 2.6729e-06 | 2.992e-06 | 2.3132e-06 | 0.46644 | 1.3648 | 4.5094e-06 | 3.533e-06 | 54.9907 | 57.3216 | 52.917 | 55.3199 | 62.387 | 77.7485 | 52.7965 | 55.5004 | 57.8699 | 57.2419 | 68.5047 | 85.6505 | 68.9196 | 85.9447 | 72.3759 | 89.9917 | 67.4987
Option 4 AT | TAS |  | PHES | 0 | 0 | 0 | 0 | 0 | 0 | 0 | 0 | 0 | 2.6101e-05 | 2.486e-05 | 2.691e-05 | 0.00017096 | 0.00016563 | 0.00016941 | 0.0002482 | 0.00023793 | 0.00025467 | 0.00019491 | 0.00020352 | 0.00020406 | 0.00021349 | 0.00019833 | 0.00019763
Option 4 AT | TAS |  | Solar | 726.0022 | 1788.8907 | 1847.6273 | 1702.7763 | 1757.9254 | 2069.0698 | 2062.9183 | 2103.7173 | 1825.1076 | 1467.1167 | 1937.9021 | 1957.1969 | 2253.4889 | 2601.9581 | 1586.4972 | 1516.0766 | 1521.0253 | 1663.9344 | 1614.9123 | 1556.8686 | 1715.6627 | 1842.812 | 1516.5384 | 1606.6534
Option 4 AT | TAS |  | Wind | 1965.7355 | 1950.0147 | 5299.3779 | 5972.7754 | 5916.6142 | 6638.0124 | 6989.9388 | 7136.6636 | 7256.2862 | 9227.3692 | 8585.0238 | 8314.2012 | 8631.3314 | 9281.1232 | 8973.4387 | 9632.6956 | 9827.918 | 9771.8664 | 9415.6053 | 10087.0855 | 9836.0636 | 11200.7097 | 12587.723 | 12688.8637
Option 4 AT | TAS | TAS | 24h | 0 | 0 | 0 | 0 | 0 | 0 | 0 | 0 | 0 | 2.6104e-06 | 2.7668e-06 | 2.7948e-06 | 1.9665e-05 | 2.2548e-05 | 2.3086e-05 | 2.7171e-05 | 2.6981e-05 | 2.9835e-05 | 2.6843e-05 | 2.8176e-05 | 2.8271e-05 | 2.8685e-05 | 2.8438e-05 | 2.8586e-05
Option 4 AT | TAS | TAS | 2h | 0 | 4.3117e-05 | 7.508e-05 | 0.0001353 | 0.00015243 | 0.0002118 | 0.00019548 | 0.00025307 | 0.000221 | 0.00023287 | 0.00026481 | 0.00027503 | 0.0010894 | 0.0015327 | 0.0011945 | 0.0011997 | 0.0012157 | 0.0012731 | 0.0004173 | 0.00041701 | 0.00049154 | 23.9755 | 20.4365 | 20.9128
Option 4 AT | TAS | TAS | 4h | 0 | 2.1639e-05 | 4.2523e-05 | 6.569e-05 | 0.00010477 | 0.00013281 | 0.0001246 | 0.00014784 | 0.0001404 | 0.00014076 | 0.00014359 | 0.00014648 | 0.00024244 | 0.00024587 | 0.00028934 | 0.00030449 | 0.00030084 | 0.00030255 | 0.00013793 | 0.00014346 | 0.00016464 | 0.00016377 | 0.00015556 | 0.00015898
Option 4 AT | TAS | TAS | 8h | 0 | 0 | 3.0223e-05 | 6.355e-05 | 7.6497e-05 | 8.7366e-05 | 8.3949e-05 | 8.8655e-05 | 8.891e-05 | 8.6038e-05 | 8.6779e-05 | 8.5575e-05 | 0.00013126 | 0.00014341 | 0.00013548 | 0.00015037 | 0.00014644 | 0.00014952 | 0.0001038 | 0.00010737 | 0.00012253 | 0.00012058 | 9.6296e-05 | 7.8619e-05
Option 4 AT | TAS | TAS | CCGT | 0 | 0 | 0 | 0 | 0 | 0 | 0 | 0 | 0 | 0 | 0 | 0 | 0 | 0 | 0 | 0 | 0 | 0 | 0 | 0 | 0 | 0 | 0 | 0
Option 4 AT | TAS | TAS | CST | 0 | 0 | 0 | 0 | 0 | 0 | 0 | 0 | 0 | 0 | 0 | 0 | 0 | 0 | 0 | 0 | 0 | 0 | 0 | 0 | 0 | 0 | 0 | 0
Option 4 AT | TAS | TAS | Coordinated CER | 0.86871 | 3.7544 | 9.4802 | 40.4937 | 25.4528 | 35.2627 | 42.3642 | 56.7976 | 75.4523 | 81.2908 | 79.3579 | 85.8604 | 69.1726 | 75.4498 | 102.1337 | 123.8382 | 122.2834 | 152.4173 | 173.2679 | 185.3932 | 238.7386 | 264.8885 | 228.8759 | 265.1063
Option 4 AT | TAS | TAS | Distributed PV | 484.899 | 572.335 | 674.082 | 715.0875 | 849.8666 | 963.5585 | 998.6772 | 1075.335 | 1133.9088 | 1154.3574 | 1210.3895 | 1238.775 | 1357.313 | 1498.201 | 1591.9007 | 1620.4952 | 1633.5097 | 1818.2598 | 2044.9707 | 2026.3106 | 2224.7589 | 2406.0668 | 2498.3892 | 2705.525
Option 4 AT | TAS | TAS | Hydro | 10679.4401 | 10074.8399 | 8036.3666 | 7070.3608 | 7612.3054 | 6836.3593 | 6980.4657 | 7240.2842 | 7863.6977 | 7444.904 | 7392.6846 | 8139.8269 | 7931.8668 | 7315.7177 | 4336.8911 | 3845.3583 | 3920.208 | 4015.3462 | 4939.9022 | 4897.8185 | 4702.4243 | 5028.6141 | 4439.3943 | 3820.4334
Option 4 AT | TAS | TAS | OCGT | 2.6729e-06 | 2.992e-06 | 2.3132e-06 | 0.46644 | 1.3648 | 4.5094e-06 | 3.533e-06 | 54.9907 | 57.3216 | 52.917 | 55.3199 | 62.387 | 77.7485 | 52.7965 | 55.5004 | 57.8699 | 57.2419 | 68.5047 | 85.6505 | 68.9196 | 85.9447 | 72.3759 | 89.9917 | 67.4987
Option 4 AT | TAS | TAS | PHES | 0 | 0 | 0 | 0 | 0 | 0 | 0 | 0 | 0 | 2.6101e-05 | 2.486e-05 | 2.691e-05 | 0.00017096 | 0.00016563 | 0.00016941 | 0.0002482 | 0.00023793 | 0.00025467 | 0.00019491 | 0.00020352 | 0.00020406 | 0.00021349 | 0.00019833 | 0.00019763
Option 4 AT | TAS | TAS | Solar | 726.0022 | 1788.8907 | 1847.6273 | 1702.7763 | 1757.9254 | 2069.0698 | 2062.9183 | 2103.7173 | 1825.1076 | 1467.1167 | 1937.9021 | 1957.1969 | 2253.4889 | 2601.9581 | 1586.4972 | 1516.0766 | 1521.0253 | 1663.9344 | 1614.9123 | 1556.8686 | 1715.6627 | 1842.812 | 1516.5384 | 1606.6534
Option 4 AT | TAS | TAS | Wind | 1965.7355 | 1950.0147 | 5299.3779 | 5972.7754 | 5916.6142 | 6638.0124 | 6989.9388 | 7136.6636 | 7256.2862 | 9227.3692 | 8585.0238 | 8314.2012 | 8631.3314 | 9281.1232 | 8973.4387 | 9632.6956 | 9827.918 | 9771.8664 | 9415.6053 | 10087.0855 | 9836.0636 | 11200.7097 | 12587.723 | 12688.8637
Option 4 AT | VIC |  | 1h | 0 | 5.3423 | 7.8129 | 8.7866 | 9.1876 | 9.0741 | 8.7175 | 9.0967 | 9.3476 | 9.2181 | 7.9708 | 8.183 | 6.6272 | 5.4714 | 5.2019 | 5.9368 | 6.0974 | 5.8451 | 5.6416 | 5.2657 | 6.212 | 7.0309 | 4.9312 | 5.1816
Option 4 AT | VIC |  | 2h | 339.8825 | 1092.034 | 1468.7213 | 1696.0344 | 1803.8475 | 1960.5403 | 2020.3931 | 2013.6792 | 2147.6306 | 2048.3378 | 1658.6392 | 1591.2157 | 1195.8468 | 1086.478 | 1097.9045 | 1065.4815 | 1020.9832 | 1048.7316 | 958.3048 | 819.5874 | 879.6488 | 814.7483 | 656.5461 | 699.4549
Option 4 AT | VIC |  | 4h | 0 | 813.7377 | 1575.4351 | 1995.3544 | 2132.4831 | 2242.5506 | 2223.5849 | 2186.0131 | 2308.8439 | 2158.7283 | 1830.9404 | 1756.562 | 1417.3321 | 1408.2445 | 1448.4855 | 1482.7143 | 1427.0936 | 1502.8966 | 1581.3563 | 1431.167 | 1539.2535 | 272.5149 | 103.8113 | 111.7984
Option 4 AT | VIC |  | 8h | 0 | 0 | 0.00072479 | 0.00084927 | 0.0009172 | 0.0010252 | 0.00095896 | 0.0012908 | 0.0013251 | 0.0012887 | 0.001193 | 0.0011845 | 1551.9503 | 4553.1683 | 5573.9148 | 5828.4885 | 5720.759 | 5794.9896 | 5672.0743 | 5134.1219 | 6460.9653 | 7541.3966 | 7466.4178 | 7730.4475
Option 4 AT | VIC |  | Brown Coal | 22927.7476 | 18847.3018 | 11377.8384 | 7821.2784 | 7821.2784 | 7842.7066 | 7821.2784 | 0 | 0 | 0 | 0 | 0 | 0 | 0 | 0 | 0 | 0 | 0 | 0 | 0 | 0 | 0 | 0 | 0
Option 4 AT | VIC |  | CCGT | 262.8 | 570.96 | 657 | 551.5098 | 515.2434 | 181.7636 | 433.6035 | 452.8656 | 462.8324 | 422.6366 | 512.6142 | 410.4727 | 190.9499 | 347.3353 | 0 | 0 | 0 | 0 | 0 | 0 | 0 | 0 | 0 | 0
Option 4 AT | VIC |  | Coordinated CER | 29.0032 | 93.424 | 201.0292 | 331.8519 | 482.29 | 636.5841 | 773.5026 | 945.2652 | 1246.3977 | 1408.7095 | 1312.0458 | 1435.6601 | 1351.002 | 1440.4433 | 1667.7573 | 1974.9669 | 2062.347 | 2324.0836 | 2608.0476 | 2719.0543 | 3329.9875 | 3883.0948 | 3343.059 | 3881.1687
Option 4 AT | VIC |  | Distributed PV | 6735.1283 | 8032.8902 | 9380.8905 | 9593.1744 | 12748.1716 | 13654.2597 | 14417.0805 | 15609.2218 | 16960.0866 | 17159.6099 | 17723.6558 | 18861.834 | 20288.4264 | 23049.3748 | 23854.0648 | 24682.041 | 22791.124 | 25894.2499 | 29230.7451 | 29148.6096 | 33119.2913 | 34427.1804 | 36147.5214 | 38753.6989
Option 4 AT | VIC |  | Hydro | 3407.3885 | 3233.2547 | 2676.8998 | 2882.547 | 2846.8184 | 2632.4694 | 2401.4325 | 1449.163 | 1969.1568 | 2039.2614 | 1456.3166 | 1677.998 | 1078.5824 | 744.001 | 1142.3584 | 654.0293 | 1083.8118 | 1298.3808 | 1199.5236 | 1057.3857 | 1159.9322 | 1327.423 | 1123.6808 | 806.0698
Option 4 AT | VIC |  | OCGT | 135.5534 | 354.1709 | 680.8272 | 775.8185 | 979.3311 | 325.004 | 893.3032 | 1119.1272 | 1055.1218 | 1240.5124 | 1280.0192 | 1240.0277 | 471.0006 | 826.4176 | 945.0893 | 1157.1832 | 1352.0186 | 725.4473 | 1316.8397 | 1172.0738 | 1785.658 | 602.2025 | 1697.6296 | 1104.0227
Option 4 AT | VIC |  | Offshore Wind | 0 | 0 | 0 | 0 | 0 | 8394.1842 | 11367.8977 | 14743.792 | 16929.0603 | 22002.4131 | 26106.6608 | 29455.7603 | 35007.5631 | 36738.2767 | 37871.0049 | 36799.9728 | 37953.3586 | 38823.8659 | 38318.4589 | 39908.676 | 37018.9893 | 37565.5917 | 38004.8962 | 39717.9474
Option 4 AT | VIC |  | Solar | 4015.7199 | 8415.3945 | 9312.2019 | 8588.3296 | 8846.2876 | 8315.4802 | 8854.1979 | 11483.1401 | 12280.7948 | 12021.0162 | 11131.5255 | 10812.5049 | 13663.9988 | 20210.7445 | 23426.0266 | 23790.8325 | 23738.951 | 25028.9511 | 24090.6385 | 23212.1118 | 27656.3498 | 28546.705 | 25890.0417 | 26842.5705
Option 4 AT | VIC |  | Wind | 15464.0256 | 18730.2937 | 27539.9516 | 31399.3326 | 30802.8048 | 29933.0186 | 28989.0243 | 34144.286 | 36398.5664 | 36114.4064 | 40043.4151 | 40693.8607 | 36749.6025 | 31797.5967 | 33084.6868 | 35485.7718 | 34665.2422 | 37213.9238 | 37223.1401 | 40445.079 | 38651.3314 | 39386.9708 | 42971.1033 | 44442.3828
Option 4 AT | VIC | MEL | 2h | 152.2214 | 300.0566 | 449.139 | 613.2584 | 680.8848 | 731.8394 | 778.4017 | 802.4306 | 835.4776 | 801.1017 | 659.7463 | 620.7557 | 462.7786 | 424.6554 | 434.5891 | 376.6164 | 369.1493 | 388.7889 | 343.4503 | 308.4693 | 268.2914 | 293.3484 | 250.8662 | 257.8912
Option 4 AT | VIC | MEL | 4h | 0 | 694.2967 | 1098.2603 | 1377.5609 | 1470.9244 | 1532.3685 | 1514.5525 | 1488.0202 | 1565.5412 | 1467.2113 | 1269.0446 | 1212.698 | 1033.1278 | 1042.7601 | 1074.4627 | 1093.0173 | 1037.4794 | 1112.5891 | 1179.6808 | 1071.0629 | 1106.5744 | 137.6696 | 3.3731e-05 | 3.3281e-05
Option 4 AT | VIC | MEL | 8h | 0 | 0 | 0.0001787 | 0.00021733 | 0.00023165 | 0.00025978 | 0.00023832 | 0.00042624 | 0.00043429 | 0.00042167 | 0.00038423 | 0.00037654 | 749.9762 | 1220.5799 | 1247.8078 | 1263.4612 | 1231.3904 | 1315.1984 | 1347.1272 | 1248.0583 | 1310.7787 | 2098.1814 | 1799.0776 | 1893.6117
Option 4 AT | VIC | MEL | CCGT | 262.8 | 570.96 | 657 | 551.5098 | 515.2434 | 181.7636 | 433.6035 | 452.8656 | 462.8324 | 422.6366 | 512.6142 | 410.4727 | 190.9499 | 347.3353 | 0 | 0 | 0 | 0 | 0 | 0 | 0 | 0 | 0 | 0
Option 4 AT | VIC | MEL | Coordinated CER | 19.7454 | 66.1088 | 146.0115 | 241.2598 | 361.0788 | 482.0074 | 586.5061 | 726.4295 | 959.6645 | 1090.9626 | 1017.5722 | 1111.4215 | 1044.242 | 1112.2916 | 1279.5994 | 1529.8563 | 1583.6939 | 1787.0429 | 2017.8218 | 2147.013 | 2550.4405 | 2934.4466 | 2555.6594 | 3011.0408
Option 4 AT | VIC | MEL | Distributed PV | 4482.4923 | 5343.7818 | 6251.5409 | 6354.5993 | 8421.9661 | 9041.8257 | 9595.1735 | 10393.219 | 11264.4152 | 11363.7741 | 11707.1051 | 12528.0873 | 13417.8148 | 15309.6364 | 15857.1737 | 16210.9916 | 15319.1858 | 17247.6241 | 19484.6785 | 19141.2635 | 21506.645 | 22483.3576 | 23703.7469 | 25465.0737
Option 4 AT | VIC | MEL | OCGT | 31.6811 | 123.3274 | 245.9808 | 167.6227 | 247.2515 | 94.4064 | 198.5244 | 253.673 | 246.1724 | 329.6539 | 305.1506 | 312.7567 | 185.0319 | 323.6952 | 351.5838 | 539.4597 | 725.7481 | 417.0866 | 570.3743 | 497.1593 | 837.4459 | 452.8542 | 963.4233 | 658.6476
Option 4 AT | VIC | MEL | Solar | 561.6572 | 608.3068 | 657.821 | 608.7463 | 642.5817 | 623.8524 | 634.0124 | 696.79 | 702.4794 | 660.824 | 637.6223 | 649.1168 | 650.4543 | 698.1761 | 715.3113 | 642.4146 | 557.2445 | 602.1501 | 655.151 | 609.9478 | 644.1621 | 658.5473 | 658.0793 | 696.1749
Option 4 AT | VIC | SEV | 2h | 18.0943 | 61.0464 | 105.2187 | 142.8468 | 156.7423 | 172.5928 | 173.8812 | 177.1911 | 184.5611 | 173.6688 | 145.8882 | 136.7644 | 92.4413 | 89.6648 | 96.1218 | 96.5755 | 93.4122 | 75.8336 | 77.4635 | 46.04 | 50.7017 | 23.5673 | 19.1498 | 20.2259
Option 4 AT | VIC | SEV | 4h | 0 | 100.2606 | 235.2791 | 332.3013 | 345.0381 | 369.2869 | 367.0597 | 371.0602 | 383.8247 | 353.8344 | 300.8034 | 281.7741 | 206.6719 | 192.2291 | 208.4178 | 214.0165 | 209.575 | 212.9906 | 227.0466 | 209.445 | 233.6318 | 0 | 0 | 0
Option 4 AT | VIC | SEV | 8h | 0 | 0 | 0.00016184 | 0.00020437 | 0.00021781 | 0.00025703 | 0.00023576 | 0.00027255 | 0.00027724 | 0.00026956 | 0.00025101 | 0.00024789 | 0.00099844 | 0.0013848 | 0.0014162 | 0.0014501 | 0.0014247 | 0.0014758 | 0.0010868 | 0.0010453 | 0.0011279 | 0.0012543 | 0.00095193 | 0.00097509
Option 4 AT | VIC | SEV | Brown Coal | 22927.7476 | 18847.3018 | 11377.8384 | 7821.2784 | 7821.2784 | 7842.7066 | 7821.2784 | 0 | 0 | 0 | 0 | 0 | 0 | 0 | 0 | 0 | 0 | 0 | 0 | 0 | 0 | 0 | 0 | 0
Option 4 AT | VIC | SEV | Coordinated CER | 1.8889 | 6.1944 | 13.0072 | 23.3632 | 31.5483 | 40.2152 | 49.0608 | 58.2976 | 74.3784 | 83.3642 | 79.37 | 87.2446 | 74.0224 | 80.7662 | 93.6407 | 115.6451 | 119.1614 | 140.3614 | 161.8605 | 168.165 | 199.0497 | 236.4237 | 200.7059 | 236.2809
Option 4 AT | VIC | SEV | Distributed PV | 498.0585 | 608.8215 | 728.21 | 760.9129 | 897.9949 | 980.8393 | 1025.5909 | 1112.8919 | 1212.2327 | 1219.2093 | 1269.0844 | 1360.2304 | 1471.4532 | 1681.6817 | 1748.7851 | 1854.6317 | 1760.9214 | 2009.2762 | 2279.9691 | 2271.7553 | 2528.0566 | 2639.2038 | 2721.3332 | 2921.7237
Option 4 AT | VIC | SEV | OCGT | 1.5555 | 4.5395e-05 | 4.7551e-05 | 21.0316 | 103.8044 | 21.0742 | 64.2633 | 100.4213 | 103.6227 | 107.3762 | 88.6126 | 200.5907 | 58.7778 | 43.3319 | 126.1634 | 125.3153 | 151.5061 | 19.5362 | 101.7931 | 100.3482 | 146.7849 | 57.3365 | 196.3532 | 105.3974
Option 4 AT | VIC | SEV | Offshore Wind | 0 | 0 | 0 | 0 | 0 | 8044.8023 | 8946.3133 | 12247.6818 | 14421.9118 | 19362.0264 | 20845.029 | 22898.4545 | 28627.2005 | 31133.8253 | 32129.8881 | 30883.6825 | 31890.3935 | 32277.7181 | 31941.5094 | 33538.432 | 31101.9077 | 31650.7484 | 31894.2739 | 33525.6761
Option 4 AT | VIC | SEV | Solar | 518.6467 | 2294.7149 | 2609.042 | 2456.4115 | 2502.5565 | 2347.9033 | 2457.5503 | 2617.1243 | 2644.5964 | 2422.649 | 2111.7252 | 2111.4012 | 1881.1911 | 1749.866 | 1817.2456 | 1937.0757 | 1962.1405 | 2051.0045 | 1966.5608 | 1987.094 | 2069.0095 | 2126.295 | 1949.2053 | 2143.1386
Option 4 AT | VIC | SEV | Wind | 334.6262 | 354.9653 | 643.6947 | 746.0527 | 650.9686 | 641.4617 | 668.717 | 676.8664 | 658.152 | 728.048 | 651.2875 | 671.8497 | 607.1148 | 541.8488 | 244.4407 | 276.1288 | 295.4626 | 291.3442 | 269.6056 | 333.2766 | 289.3826 | 285.1934 | 286.8317 | 292.4654
Option 4 AT | VIC | WNV | 1h | 0 | 5.3423 | 7.8129 | 8.7866 | 9.1876 | 9.0741 | 8.7175 | 9.0967 | 9.3476 | 9.2181 | 7.9708 | 8.183 | 6.6272 | 5.4714 | 5.2019 | 5.9368 | 6.0974 | 5.8451 | 5.6416 | 5.2657 | 6.212 | 7.0309 | 4.9312 | 5.1816
Option 4 AT | VIC | WNV | 2h | 169.5668 | 730.931 | 914.3637 | 939.9292 | 966.2204 | 1056.108 | 1068.1102 | 1034.0574 | 1127.5919 | 1073.5674 | 853.0047 | 833.6956 | 640.6269 | 572.1578 | 567.1935 | 592.2895 | 558.4218 | 584.1091 | 537.3909 | 465.0781 | 560.6557 | 497.8326 | 386.5301 | 421.3378
Option 4 AT | VIC | WNV | 4h | 0 | 19.1805 | 241.8956 | 285.4922 | 316.5206 | 340.8951 | 341.9726 | 326.9328 | 359.478 | 337.6827 | 261.0925 | 262.0899 | 177.5324 | 173.2553 | 165.6049 | 175.6805 | 180.0393 | 177.3169 | 174.6289 | 150.6592 | 199.0473 | 134.8453 | 103.8112 | 111.7983
Option 4 AT | VIC | WNV | 8h | 0 | 0 | 0.00038425 | 0.00042757 | 0.00046774 | 0.00050834 | 0.00048488 | 0.00059199 | 0.00061355 | 0.00059745 | 0.00055772 | 0.00056009 | 801.9732 | 3332.587 | 4326.1056 | 4565.0258 | 4489.3672 | 4479.7897 | 4324.9461 | 3886.0625 | 5150.1854 | 5443.2139 | 5667.3393 | 5836.8348
Option 4 AT | VIC | WNV | Coordinated CER | 7.3689 | 21.1208 | 42.0105 | 67.2289 | 89.6628 | 114.3615 | 137.9357 | 160.538 | 212.3548 | 234.3827 | 215.1036 | 236.994 | 232.7376 | 247.3855 | 294.5172 | 329.4655 | 359.4917 | 396.6793 | 428.3654 | 403.8763 | 580.4973 | 712.2245 | 586.6938 | 633.847
Option 4 AT | VIC | WNV | Distributed PV | 1754.5775 | 2080.287 | 2401.1397 | 2477.6623 | 3428.2106 | 3631.5948 | 3796.316 | 4103.1109 | 4483.4387 | 4576.6264 | 4747.4663 | 4973.5163 | 5399.1583 | 6058.0568 | 6248.106 | 6616.4176 | 5711.0167 | 6637.3497 | 7466.0975 | 7735.5908 | 9084.5896 | 9304.619 | 9722.4413 | 10366.9014
Option 4 AT | VIC | WNV | Hydro | 3407.3885 | 3233.2547 | 2676.8998 | 2882.547 | 2846.8184 | 2632.4694 | 2401.4325 | 1449.163 | 1969.1568 | 2039.2614 | 1456.3166 | 1677.998 | 1078.5824 | 744.001 | 1142.3584 | 654.0293 | 1083.8118 | 1298.3808 | 1199.5236 | 1057.3857 | 1159.9322 | 1327.423 | 1123.6808 | 806.0698
Option 4 AT | VIC | WNV | OCGT | 102.3168 | 230.8435 | 434.8464 | 587.1641 | 628.2752 | 209.5235 | 630.5155 | 765.0329 | 705.3267 | 803.4823 | 886.256 | 726.6802 | 227.1909 | 459.3905 | 467.3422 | 492.4082 | 474.7643 | 288.8246 | 644.6723 | 574.5662 | 801.4271 | 92.0118 | 537.853 | 339.9777
Option 4 AT | VIC | WNV | Offshore Wind | 0 | 0 | 0 | 0 | 0 | 349.3819 | 2421.5845 | 2496.1102 | 2507.1486 | 2640.3868 | 5261.6317 | 6557.3058 | 6380.3626 | 5604.4514 | 5741.1168 | 5916.2903 | 6062.965 | 6546.1478 | 6376.9495 | 6370.244 | 5917.0816 | 5914.8433 | 6110.6223 | 6192.2713
Option 4 AT | VIC | WNV | Solar | 2935.416 | 5512.3728 | 6045.3389 | 5523.1717 | 5701.1495 | 5343.7245 | 5762.6352 | 8169.2258 | 8933.719 | 8937.5432 | 8382.178 | 8051.9869 | 11132.3534 | 17762.7024 | 20893.4697 | 21211.3423 | 21219.566 | 22375.7965 | 21468.9267 | 20615.0699 | 24943.1783 | 25761.8626 | 23282.7571 | 24003.257
Option 4 AT | VIC | WNV | Wind | 15129.3994 | 18375.3284 | 26896.2569 | 30653.2799 | 30151.8362 | 29291.557 | 28320.3073 | 33467.4196 | 35740.4144 | 35386.3584 | 39392.1276 | 40022.0109 | 36142.4877 | 31255.7479 | 32840.246 | 35209.643 | 34369.7796 | 36922.5796 | 36953.5344 | 40111.8024 | 38361.9489 | 39101.7774 | 42684.2716 | 44149.9174
Option 5 AT | NEM |  | 12h | 0 | 0 | 51.0977 | 1564.919 | 1575.8643 | 1614.472 | 1496.6228 | 1420.5791 | 1599.4639 | 1507.0786 | 1253.7579 | 1234.1247 | 1024.2947 | 903.4501 | 780.4693 | 847.3447 | 746.5948 | 715.985 | 660.5891 | 587.091 | 709.65 | 780.4652 | 724.8445 | 734.5118
Option 5 AT | NEM |  | 1h | 73.7626 | 282.5842 | 343.652 | 396.1592 | 367.3064 | 366.9632 | 303.7945 | 266.0927 | 324.38 | 347.1266 | 294.4621 | 279.5389 | 235.7848 | 203.7274 | 183.4897 | 184.6261 | 175.7616 | 147.3187 | 139.4563 | 130.545 | 138.6004 | 176.6121 | 168.6986 | 169.2168
Option 5 AT | NEM |  | 24h | 0 | 0 | 0 | 0 | 0 | 0 | 0 | 0 | 0 | 3.6952e-07 | 4.385e-07 | 5.8071e-07 | 2.1794e-05 | 2.132e-05 | 2.1487e-05 | 2.5602e-05 | 2.668e-05 | 2.8354e-05 | 2.4288e-05 | 2.4956e-05 | 2.4651e-05 | 2.547e-05 | 2.5105e-05 | 2.5323e-05
Option 5 AT | NEM |  | 2h | 1392.249 | 3885.418 | 4594.1346 | 5126.6092 | 5569.5708 | 5787.0939 | 5651.4584 | 5310.1371 | 5775.1838 | 5729.066 | 4704.0071 | 4618.9963 | 3674.7038 | 3551.9 | 3498.4416 | 3496.1349 | 3527.1069 | 3416.8835 | 3210.6841 | 2791.5645 | 3022.4511 | 2617.7094 | 2578.1792 | 2470.8059
Option 5 AT | NEM |  | 4h | 624.0355 | 3210.5117 | 4424.1573 | 5160.6342 | 5456.2407 | 5718.5194 | 5505.086 | 5371.2891 | 5754.8803 | 5569.1231 | 4795.1936 | 4775.9716 | 4077.1872 | 4069.7605 | 4189.4012 | 4222.8541 | 4017.7153 | 4734.6559 | 4812.0442 | 4305.2463 | 4149.197 | 1936.4465 | 1532.3167 | 1382.7902
Option 5 AT | NEM |  | 8h | 319.9779 | 1311.9339 | 5847.78 | 9871.0107 | 13010.0735 | 13451.1925 | 16726.1763 | 19674.6908 | 22742.5406 | 23703.4689 | 20764.6839 | 20782.6446 | 21353.0661 | 28440.212 | 32526.9247 | 33382.9315 | 32741.4176 | 36398.5949 | 35836.2351 | 34977.4646 | 40471.4303 | 44525.0611 | 42429.96 | 43244.5624
Option 5 AT | NEM |  | Biomass | 266.665 | 231.7865 | 207.1569 | 164.6701 | 143.5087 | 143.7889 | 85.7414 | 82.7561 | 89.763 | 83.6265 | 84.1811 | 62.3616 | 22.8454 | 25.8673 | 36.9921 | 34.3726 | 41.0803 | 32.1905 | 41.9536 | 41.6819 | 39.24 | 42.7776 | 42.3782 | 33.7766
Option 5 AT | NEM |  | Black Coal | 61932.961 | 52672.5207 | 22227.6882 | 6845.7454 | 1943.6995 | 0 | 0 | 0 | 0 | 0 | 0 | 0 | 0 | 0 | 0 | 0 | 0 | 0 | 0 | 0 | 0 | 0 | 0 | 0
Option 5 AT | NEM |  | Brown Coal | 22963.6299 | 18847.3018 | 11377.8384 | 7821.2784 | 7821.2784 | 7842.7066 | 7821.2784 | 0 | 0 | 0 | 0 | 0 | 0 | 0 | 0 | 0 | 0 | 0 | 0 | 0 | 0 | 0 | 0 | 0
Option 5 AT | NEM |  | CCGT | 14844.1025 | 11209.0149 | 7273.5325 | 6716.724 | 5874.0745 | 5203.6861 | 4263.0194 | 3412.8967 | 3553.2447 | 3684.635 | 3420.8174 | 2071.119 | 682.1253 | 1116.8224 | 845.1131 | 848.2038 | 850.5327 | 597.1005 | 1024.1752 | 1011.7021 | 1448.7571 | 1204.3489 | 1557.5886 | 1601.0346
Option 5 AT | NEM |  | CST | 0 | 0 | 0 | 0 | 0 | 1.1956e-05 | 1.5345e-05 | 1.6352e-05 | 1.6358e-05 | 1.4479e-05 | 1.1992e-05 | 7.9347e-06 | 9.4297e-06 | 9.4319e-06 | 8.679e-06 | 7.8908e-06 | 5.9083e-06 | 7.3166e-06 | 8.7548e-06 | 9.6516e-06 | 8.3198e-06 | 9.2221e-06 | 8.522e-06 | 9.1671e-06
Option 5 AT | NEM |  | Coordinated CER | 226.82 | 532.8283 | 905.1073 | 1406.2855 | 1897.485 | 2424.545 | 2835.9151 | 3387.6988 | 4417.0295 | 5156.9729 | 4985.0204 | 5594.5211 | 5677.0707 | 6125.2241 | 7023.2184 | 7846.3334 | 8440.4415 | 9604.2599 | 10297.2002 | 10846.1988 | 12660.6973 | 15361.0465 | 14554.6556 | 16859.2053
Option 5 AT | NEM |  | DSP | 6.576e-06 | 7.6679e-06 | 7.5444e-06 | 4.4275 | 0.65826 | 0.38976 | 3.584 | 5.6287 | 3.5167 | 4.6473 | 6.2989 | 5.07 | 14.6073 | 4.143 | 3.8869 | 3.6605 | 4.1926 | 5.4895 | 7.336 | 14.323 | 5.769 | 6.2513 | 8.4919 | 6.1081
Option 5 AT | NEM |  | Distributed PV | 32451.6193 | 37600.1924 | 42767.5318 | 46052.8483 | 53552.0273 | 57913.4239 | 60694.8369 | 66117.0283 | 69774.6066 | 72328.0269 | 72291.393 | 75017.9099 | 81584.9612 | 92163.1811 | 97193.0017 | 98192.0821 | 91362.4988 | 102586.6978 | 114672.0263 | 120444.3063 | 128177.1764 | 135084.7425 | 140750.127 | 152444.3571
Option 5 AT | NEM |  | H2 Reciprocating Engine | 0 | 0 | 1.4007e-05 | 165.4804 | 450.3715 | 499.4866 | 330.4903 | 195.7325 | 200.2685 | 215.7793 | 171.1901 | 284.489 | 52.0192 | 95.8066 | 120.5626 | 92.6978 | 69.193 | 97.992 | 230.1326 | 142.6052 | 232.2178 | 101.7048 | 192.6717 | 163.4932
Option 5 AT | NEM |  | Hydro | 19019.098 | 18180.5298 | 14149.0765 | 13772.3438 | 14179.8596 | 13162.6635 | 11984.0531 | 10777.8726 | 12859.9815 | 12542.3812 | 11181.4466 | 11804.9098 | 10327.6216 | 9262.5824 | 7032.6131 | 5482.1903 | 6387.8985 | 7182.9874 | 7407.6981 | 7639.1088 | 7078.8359 | 8251.3625 | 7202.1023 | 5592.025
Option 5 AT | NEM |  | Liquid Fuel | 71.8384 | 0.00010741 | 7.5772 | 183.2113 | 285.2061 | 149.0203 | 169.1216 | 92.2709 | 84.8825 | 112.2733 | 87.598 | 98.8194 | 31.7166 | 58.2053 | 64.8971 | 64.1364 | 96.0768 | 15.9719 | 95.4697 | 103.9375 | 28.6425 | 3.9127 | 11.8864 | 8.3565
Option 5 AT | NEM |  | OCGT | 1495.0679 | 1031.5593 | 1188.1814 | 4171.7124 | 5271.4228 | 4629.7691 | 6837.6267 | 5178.7975 | 5550.9115 | 6059.5577 | 6331.6461 | 5844.9579 | 2063.5891 | 3236.0399 | 3532.5928 | 3985.9285 | 3454.881 | 2196.3031 | 3848.6047 | 4686.4306 | 6802.0158 | 3670.317 | 6703.5392 | 5664.306
Option 5 AT | NEM |  | Offshore Wind | 0 | 0 | 0 | 0 | 0 | 8401.2744 | 11376.9446 | 14732.293 | 16927.6933 | 22004.2105 | 26169.2848 | 29597.6731 | 46007.7058 | 48441.8081 | 51465.7448 | 49880.2041 | 54596.4149 | 53456.2522 | 55435.781 | 57332.0179 | 54675.8512 | 55859.3905 | 62800.9365 | 64241.2961
Option 5 AT | NEM |  | PHES | 455.4737 | 1351.8142 | 3325.9012 | 7103.0071 | 7363.9724 | 7502.3309 | 7397.8162 | 7366.3267 | 7882.8338 | 9628.0016 | 9044.6172 | 9943.7188 | 8194.6363 | 6895.2418 | 6264.5929 | 6454.3724 | 7902.3394 | 7549.8739 | 6228.3649 | 5897.7528 | 6884.0664 | 7958.7979 | 7034.3818 | 7247.7048
Option 5 AT | NEM |  | Solar | 33283.9208 | 54154.3454 | 60748.2008 | 70237.9774 | 75913.0097 | 76316.1316 | 85720.2893 | 92571.42 | 103235.926 | 112102.3165 | 108727.2763 | 111257.3243 | 112460.4737 | 126584.3376 | 133049.4195 | 140524.7629 | 141794.8809 | 149940.9185 | 149214.387 | 148973.7504 | 163145.2534 | 171357.4026 | 171044.081 | 174265.1625
Option 5 AT | NEM |  | Wind | 41847.263 | 46002.8992 | 92389.5069 | 110112.2584 | 116615.1271 | 122252.8247 | 125651.9184 | 142690.3502 | 149091.5317 | 148752.6332 | 162043.1709 | 168415.323 | 166665.4808 | 155072.2326 | 160022.4698 | 168856.2609 | 171411.6975 | 175143.0731 | 178094.6959 | 186727.2431 | 185179.0263 | 192282.6008 | 192215.4568 | 200570.1886
Option 5 AT | NSW |  | 12h | 0 | 0 | 51.0977 | 1564.919 | 1575.8643 | 1614.472 | 1496.6228 | 1420.5791 | 1599.4639 | 1507.0786 | 1253.7579 | 1234.1247 | 1024.2947 | 903.4501 | 780.4693 | 847.3447 | 746.5948 | 715.985 | 660.5891 | 587.091 | 709.65 | 780.4652 | 724.8445 | 734.5118
Option 5 AT | NSW |  | 1h | 48.1616 | 118.2541 | 123.1223 | 133.6661 | 121.3038 | 123.5769 | 103.8855 | 90.3925 | 106.6421 | 104.4878 | 86.7492 | 77.288 | 64.2393 | 66.0903 | 59.3362 | 53.1651 | 64.2056 | 49.8691 | 49.1848 | 45.9052 | 53.147 | 66.4184 | 61.5779 | 64.5718
Option 5 AT | NSW |  | 2h | 106.0172 | 490.3879 | 604.4192 | 728.225 | 1059.4805 | 1067.0607 | 961.7293 | 934.1454 | 1026.613 | 995.0254 | 873.4185 | 823.1435 | 750.3017 | 849.3235 | 820.5417 | 814.1452 | 769.3916 | 761.3721 | 761.7595 | 725.2212 | 820.5027 | 830.4316 | 1101.2774 | 1129.5795
Option 5 AT | NSW |  | 4h | 479.7958 | 1903.2027 | 2153.9273 | 2375.7712 | 2523.7929 | 2702.5542 | 2540.2333 | 2532.9924 | 2705.9421 | 2642.1595 | 2365.0168 | 2380.3946 | 2152.2619 | 2225.3059 | 2287.2776 | 2274.7043 | 2100.357 | 2127.375 | 2130.1812 | 1671.4336 | 1502.006 | 826.7252 | 689.5437 | 743.9228
Option 5 AT | NSW |  | 8h | 319.9779 | 1311.9339 | 2735.452 | 4038.6038 | 4080.4978 | 4474.6272 | 5417.6818 | 7313.4486 | 9261.8731 | 9616.0748 | 8108.2319 | 8074.5432 | 7740.7671 | 10100.0504 | 10955.5306 | 11536.1303 | 11504.6878 | 13393.199 | 12982.7695 | 12973.7411 | 14467.7511 | 15463.5906 | 12571.0614 | 13204.5246
Option 5 AT | NSW |  | Black Coal | 32768.8954 | 30122.8309 | 12282.7242 | 2968.5353 | 1277.1581 | 0 | 0 | 0 | 0 | 0 | 0 | 0 | 0 | 0 | 0 | 0 | 0 | 0 | 0 | 0 | 0 | 0 | 0 | 0
Option 5 AT | NSW |  | CCGT | 1999.6174 | 1953.5445 | 1944.0121 | 995.9113 | 976.9782 | 943.397 | 666.7557 | 586.1133 | 644.6818 | 676.7779 | 745.9856 | 504.0153 | 282.5946 | 324.9023 | 337.7531 | 293.4123 | 254.1798 | 159.2832 | 159.3699 | 208.0959 | 212.8266 | 215.1303 | 231.7193 | 177.0096
Option 5 AT | NSW |  | CST | 0 | 0 | 0 | 0 | 0 | 1.1921e-05 | 1.4092e-05 | 1.4721e-05 | 1.5069e-05 | 1.3714e-05 | 1.0785e-05 | 7.1438e-06 | 9.2413e-06 | 9.2076e-06 | 8.5545e-06 | 7.7049e-06 | 5.8303e-06 | 7.2384e-06 | 8.6442e-06 | 9.5216e-06 | 8.1286e-06 | 9.0795e-06 | 8.4136e-06 | 9.0929e-06
Option 5 AT | NSW |  | Coordinated CER | 67.8914 | 205.2774 | 344.6381 | 525.2941 | 747.6322 | 944.6803 | 1078.7415 | 1299.3251 | 1681.4536 | 1957.2117 | 1938.3148 | 2245.3515 | 2385.4796 | 2677.7184 | 3011.9556 | 3301.7325 | 3439.5157 | 3876.8877 | 4086.2253 | 4318.3998 | 4971.342 | 5979.1467 | 5802.3493 | 6819.5987
Option 5 AT | NSW |  | DSP | 6.576e-06 | 7.6679e-06 | 7.5444e-06 | 4.4275 | 0.65826 | 0.38976 | 3.584 | 5.6287 | 3.5167 | 4.6473 | 6.2989 | 5.07 | 14.6073 | 4.143 | 3.8869 | 3.6605 | 4.1926 | 5.4895 | 7.336 | 14.323 | 5.769 | 6.2513 | 8.4919 | 6.1081
Option 5 AT | NSW |  | Distributed PV | 11296.0408 | 12774.8252 | 14834.6071 | 16319.8309 | 18641.2808 | 20543.1925 | 21233.9488 | 23813.4755 | 24711.0793 | 25520.7982 | 25587.6908 | 26088.4134 | 29165.015 | 33044.8277 | 35432.692 | 35083.8301 | 32956.506 | 36026.283 | 41383.8074 | 44409.0188 | 45845.0043 | 49056.8542 | 50048.4015 | 55604.694
Option 5 AT | NSW |  | Hydro | 3962.2685 | 4036.5722 | 2789.0449 | 3196.6246 | 3180.649 | 3188.1918 | 2349.2716 | 1778.0089 | 2414.8578 | 2519.8527 | 1902.0294 | 2138.2071 | 1517.9324 | 1131.2133 | 1417.7333 | 827.798 | 1222.803 | 1684.8343 | 1179.5732 | 1503.2665 | 1099.8515 | 1715.4348 | 1521.142 | 888.7413
Option 5 AT | NSW |  | OCGT | 102.6782 | 564.1013 | 229.1687 | 2242.2281 | 2896.3566 | 3188.7857 | 4636.0547 | 3173.9602 | 3543.3778 | 3954.2921 | 4210.7609 | 3643.0426 | 1178.8554 | 1836.1778 | 2041.3686 | 2329.1093 | 1538.3261 | 1108.9709 | 1992.5245 | 2811.3582 | 3325.9178 | 1981.7749 | 2907.3495 | 1889.6605
Option 5 AT | NSW |  | Offshore Wind | 0 | 0 | 0 | 0 | 0 | 0 | 0 | 0 | 0 | 0 | 0 | 0 | 10993.3067 | 11629.3549 | 13507.8951 | 13046.6186 | 16625.9947 | 14610.8268 | 17117.1728 | 17428.0242 | 17645.6632 | 18305.7434 | 24779.6301 | 24521.7294
Option 5 AT | NSW |  | PHES | 18.2587 | 236.2877 | 1964.8159 | 5457.405 | 5711.5032 | 5879.7288 | 5918.0827 | 6010.421 | 6342.1171 | 6256.6854 | 4975.8892 | 5755.0616 | 4420.8056 | 3745.7819 | 3401.5978 | 3621.0199 | 4378.179 | 4158.4586 | 3356.6042 | 3252.794 | 3816.0605 | 4411.1825 | 3655.9748 | 3420.5512
Option 5 AT | NSW |  | Solar | 14960.496 | 21574.5457 | 25857.7257 | 32234.5945 | 31733.1603 | 31326.942 | 33357.84 | 37272.4504 | 43288.9876 | 43887.8239 | 41527.6007 | 42313.4091 | 39224.889 | 44482.0317 | 45611.6866 | 49089.2468 | 48711.5395 | 52188.9895 | 51982.9791 | 51520.9037 | 55972.2904 | 57669.6997 | 56744.0893 | 57826.979
Option 5 AT | NSW |  | Wind | 7917.1786 | 8179.2069 | 22842.7557 | 33475.9166 | 38333.037 | 41164.104 | 44719.3619 | 53020.206 | 52878.7225 | 54575.7337 | 59997.3378 | 62307.0613 | 57722.8933 | 50823.8538 | 53265.169 | 57509.5763 | 59287.0141 | 57207.5636 | 58676.9925 | 56901.2432 | 58346.8275 | 60871.688 | 54430.177 | 59315.3282
Option 5 AT | NSW | CNSW | 12h | 0 | 0 | 51.0977 | 1564.919 | 1575.8643 | 1614.472 | 1496.6228 | 1420.5791 | 1599.4639 | 1507.0786 | 1253.7579 | 1234.1247 | 1024.2947 | 903.4501 | 780.4693 | 847.3447 | 746.5948 | 715.985 | 660.5891 | 587.091 | 709.65 | 780.4652 | 724.8445 | 734.5118
Option 5 AT | NSW | CNSW | 2h | 6.6306 | 116.7609 | 135.838 | 158.1307 | 164.511 | 162.4938 | 148.6605 | 135.1589 | 158.358 | 148.3172 | 131.4872 | 117.0549 | 102.4469 | 180.2536 | 176.3689 | 191.2899 | 182.0468 | 191.4799 | 186.4295 | 174.2948 | 204.5144 | 186.666 | 166.1628 | 185.0007
Option 5 AT | NSW | CNSW | 4h | 373.354 | 698.1082 | 726.6485 | 837.489 | 837.2598 | 834.6762 | 779.4262 | 760.0977 | 825.3548 | 803.8007 | 689.3846 | 702.5997 | 613.7117 | 639.8149 | 637.0992 | 663.9808 | 598.4748 | 603.503 | 612.9465 | 610.2694 | 385.7989 | 403.5372 | 332.6511 | 360.341
Option 5 AT | NSW | CNSW | 8h | 0 | 81.8617 | 857.2253 | 1225.9306 | 1244.2516 | 1708.3093 | 3052.0725 | 4937.4778 | 6427.2465 | 6862.5602 | 5747.6273 | 5792.0084 | 5783.0028 | 8015.945 | 8679.9546 | 9394.1467 | 9369.2183 | 11310.841 | 10927.4721 | 11027.8005 | 12635.0051 | 13774.5635 | 10915.9664 | 12085.2475
Option 5 AT | NSW | CNSW | Black Coal | 20359.8653 | 20051.0965 | 9125.9706 | 2968.5353 | 1277.1581 | 0 | 0 | 0 | 0 | 0 | 0 | 0 | 0 | 0 | 0 | 0 | 0 | 0 | 0 | 0 | 0 | 0 | 0 | 0
Option 5 AT | NSW | CNSW | CST | 0 | 0 | 0 | 0 | 0 | 5.1902e-06 | 5.6854e-06 | 6.3052e-06 | 6.3799e-06 | 5.7509e-06 | 5.021e-06 | 3.9876e-06 | 4.7299e-06 | 4.5551e-06 | 4.1882e-06 | 4.0722e-06 | 3.0576e-06 | 3.6213e-06 | 4.5496e-06 | 4.8835e-06 | 4.2026e-06 | 4.4813e-06 | 4.0297e-06 | 4.6316e-06
Option 5 AT | NSW | CNSW | Coordinated CER | 5.3085 | 21.4784 | 35.5531 | 50.7149 | 70.5814 | 86.4624 | 97.3541 | 111.6407 | 146.3593 | 165.8132 | 162.9291 | 182.4047 | 182.9087 | 207.0121 | 224.6612 | 246.4483 | 260.8448 | 285.5397 | 314.2214 | 333.4756 | 374.0865 | 433.7356 | 429.1239 | 473.7779
Option 5 AT | NSW | CNSW | Distributed PV | 878.6835 | 1003.7578 | 1188.5155 | 1298.3295 | 1418.9613 | 1563.8727 | 1613.0152 | 1813.18 | 1971.3279 | 2011.5392 | 2026.0364 | 2044.135 | 2290.832 | 2626.601 | 2698.332 | 2677.9785 | 2509.4049 | 2760.7554 | 3206.8284 | 3415.3114 | 3512.7922 | 3758.5496 | 3828.3672 | 4291.0274
Option 5 AT | NSW | CNSW | OCGT | 0 | 0 | 0 | 0 | 4.048e-05 | 4.0244e-05 | 9.9782e-07 | 5.0114e-07 | 4.4794e-07 | 4.4349e-07 | 4.4612e-07 | 6.3662e-07 | 1.7191e-06 | 4.3652e-07 | 2.9421e-07 | 8.9177e-07 | 9.0469e-07 | 2.86e-07 | 3.5102e-07 | 5.3392e-07 | 1.277e-06 | 1.5735e-07 | 7.1547e-07 | 4.6555e-07
Option 5 AT | NSW | CNSW | PHES | 18.2587 | 236.2877 | 313.7968 | 468.6317 | 486.6635 | 525.1204 | 524.125 | 508.694 | 540.7405 | 529.9937 | 492.7307 | 478.6314 | 380.4127 | 312.3551 | 289.7262 | 287.1253 | 312.345 | 297.8048 | 248.8649 | 248.2055 | 262.566 | 281.24 | 266.3975 | 249.8187
Option 5 AT | NSW | CNSW | Solar | 5485.1265 | 8609.8216 | 11905.3849 | 19558.6972 | 19244.3369 | 20442.9823 | 24046.1622 | 27765.9199 | 32047.6657 | 34047.1757 | 32042.701 | 32137.045 | 30578.9916 | 34806.3269 | 34377.3308 | 37409.1534 | 36818.5021 | 39900.141 | 40004.0126 | 38824.3327 | 42032.695 | 43347.2167 | 41784.2086 | 43329.5271
Option 5 AT | NSW | CNSW | Wind | 1397.3518 | 1641.7181 | 9762.0896 | 20236.0459 | 24968.8724 | 26051.0606 | 24920.6884 | 32262.5997 | 31476.789 | 34110.0763 | 37740.628 | 38919.7369 | 37023.9889 | 32982.1682 | 34118.12 | 36252.6368 | 37452.6536 | 34722.1281 | 36093.829 | 34869.9979 | 36164.7833 | 38393.7206 | 33905.1605 | 37450.0565
Option 5 AT | NSW | NNSW | 1h | 39.1881 | 104.7507 | 108.2046 | 118.5948 | 106.3747 | 109.0193 | 90.3996 | 77.8831 | 92.3011 | 90.5572 | 75.5396 | 66.1638 | 55.1072 | 56.9348 | 50.9933 | 43.9973 | 54.8281 | 49.8689 | 49.1847 | 45.9051 | 53.1469 | 66.4183 | 61.5779 | 64.5718
Option 5 AT | NSW | NNSW | 2h | 15.7848 | 157.2468 | 197.4953 | 221.6644 | 199.6946 | 206.2018 | 164.3924 | 147.8786 | 178.6941 | 173.7997 | 149.1744 | 129.0692 | 103.2969 | 102.1823 | 95.176 | 84.145 | 96.4287 | 89.6049 | 87.6409 | 83.6769 | 98.6146 | 82.9547 | 73.333 | 79.1548
Option 5 AT | NSW | NNSW | 8h | 227.4687 | 768.4963 | 1268.475 | 1367.0075 | 1280.9367 | 1240.5953 | 1025.8342 | 1002.5236 | 1360.9733 | 1312.1539 | 1108.0656 | 1031.6325 | 816.5852 | 926.3924 | 1073.4367 | 988.2679 | 1046.2879 | 974.936 | 941.5382 | 885.3259 | 747.8723 | 902.3947 | 952.9807 | 1068.3422
Option 5 AT | NSW | NNSW | CST | 0 | 0 | 0 | 0 | 0 | 3.9593e-06 | 4.9386e-06 | 5.3766e-06 | 5.0698e-06 | 4.755e-06 | 3.7184e-06 | 3.1562e-06 | 3.5814e-06 | 3.6179e-06 | 3.3504e-06 | 2.9297e-06 | 2.2608e-06 | 2.8307e-06 | 3.1118e-06 | 3.6061e-06 | 2.8009e-06 | 3.482e-06 | 3.0545e-06 | 3.5694e-06
Option 5 AT | NSW | NNSW | Coordinated CER | 17.1094 | 31.9844 | 47.0124 | 73.4168 | 88.9561 | 109.3678 | 111.5716 | 113.3493 | 156.3223 | 185.6344 | 170.1413 | 179.7292 | 187.7919 | 195.4584 | 212.2119 | 216.6193 | 280.0938 | 299.0079 | 311.053 | 326.6673 | 370.6502 | 504.2203 | 525.1299 | 579.4801
Option 5 AT | NSW | NNSW | Distributed PV | 1701.718 | 1915.6094 | 2238.2709 | 2489.5858 | 2654.2067 | 2918.8127 | 3031.9808 | 3380.5105 | 3499.8625 | 3668.2965 | 3650.069 | 3698.0106 | 4141.4198 | 4592.3482 | 4927.2807 | 4825.6047 | 4578.5304 | 4928.6517 | 5591.8691 | 6079.5645 | 6253.4982 | 6681.5693 | 6896.0162 | 7656.4219
Option 5 AT | NSW | NNSW | PHES | 0 | 0 | 0 | 0 | 0 | 0 | 0 | 0 | 0 | 0 | 2.3032e-07 | 5.9772e-07 | 1.8901e-05 | 1.8567e-05 | 1.828e-05 | 1.8015e-05 | 1.8522e-05 | 2.2752e-05 | 2.1842e-05 | 2.132e-05 | 2.1403e-05 | 2.3148e-05 | 2.3191e-05 | 2.3351e-05
Option 5 AT | NSW | NNSW | Solar | 1533.7038 | 1764.8059 | 2220.1736 | 1790.3067 | 1548.6045 | 1487.7646 | 1487.9286 | 1778.0649 | 2494.1583 | 2281.1786 | 2201.4556 | 2222.0999 | 2201.8746 | 2231.6847 | 3468.7916 | 3489.6758 | 3664.9997 | 3683.8539 | 3636.9271 | 4220.3081 | 4607.9464 | 4962.9614 | 5656.9662 | 6132.3795
Option 5 AT | NSW | NNSW | Wind | 1240.6197 | 1122.2288 | 1369.2465 | 1272.367 | 1594.6076 | 1702.11 | 6987.0558 | 7116.5816 | 7743.7773 | 7005.2797 | 9306.7521 | 9337.2122 | 7602.6145 | 6945.712 | 7576.1134 | 9440.0326 | 9854.1197 | 10504.5721 | 10588.9344 | 10002.1431 | 10699.0449 | 10972.1764 | 10279.7382 | 10775.3199
Option 5 AT | NSW | SNSW | 1h | 8.9735 | 13.5034 | 14.9177 | 15.0712 | 14.9289 | 14.5574 | 13.4858 | 12.5093 | 14.3409 | 13.9305 | 11.2095 | 11.1241 | 9.1319 | 9.1553 | 8.3427 | 9.1676 | 9.3773 | 0 | 0 | 0 | 0 | 0 | 0 | 0
Option 5 AT | NSW | SNSW | 2h | 48.7703 | 115.6326 | 151.1253 | 152.2215 | 155.2343 | 151.5956 | 142.1036 | 128.4418 | 149.0605 | 136.5938 | 112.0343 | 107.6307 | 93.1117 | 94.8674 | 89.1082 | 95.6854 | 91.5225 | 91.1254 | 86.6245 | 81.1031 | 98.8666 | 110.7052 | 479.2 | 423.5652
Option 5 AT | NSW | SNSW | 4h | 0 | 0 | 0 | 0 | 52.7523 | 224.0616 | 207.7665 | 193.4811 | 224.6285 | 215.6919 | 160.2166 | 161.6401 | 113.2767 | 98.1743 | 100.3964 | 102.161 | 110.0145 | 114.2272 | 110.0178 | 91.5339 | 104.0308 | 130.6026 | 109.5049 | 95.6683
Option 5 AT | NSW | SNSW | 8h | 92.5091 | 290.7709 | 396.1334 | 491.1398 | 512.7885 | 492.4058 | 366.377 | 368.5526 | 426.8534 | 415.6686 | 314.4339 | 294.3672 | 233.1818 | 215.5577 | 209.3534 | 207.2803 | 202.3771 | 211.3538 | 192.572 | 193.8515 | 167.9075 | 42.1054 | 70.1529 | 50.9348
Option 5 AT | NSW | SNSW | CST | 0 | 0 | 0 | 0 | 0 | 2.771e-06 | 3.4681e-06 | 3.0386e-06 | 3.6197e-06 | 3.2085e-06 | 2.046e-06 | 0 | 9.2993e-07 | 1.0346e-06 | 1.0159e-06 | 7.0296e-07 | 5.1189e-07 | 7.8643e-07 | 9.8283e-07 | 1.0319e-06 | 1.1252e-06 | 1.1162e-06 | 1.3294e-06 | 8.9199e-07
Option 5 AT | NSW | SNSW | Coordinated CER | 16.6936 | 37.6179 | 58.4464 | 83.6368 | 110.8406 | 137.2309 | 152.3691 | 175.6632 | 248.1301 | 273.03 | 242.4393 | 262.2518 | 276.6221 | 296.4267 | 326.9346 | 364.563 | 401.5515 | 436.8319 | 466.2361 | 477.7511 | 631.4405 | 713.9404 | 652.8757 | 668.496
Option 5 AT | NSW | SNSW | Distributed PV | 2005.2329 | 2252.1371 | 2603.4079 | 2817.4213 | 3239.5485 | 3535.7004 | 3601.7668 | 4039.5866 | 4140.2363 | 4257.0942 | 4237.5444 | 4327.9289 | 4806.9255 | 5454.0997 | 5888.7504 | 5911.9439 | 5487.3226 | 5973.681 | 6911.9019 | 7291.1127 | 7770.1994 | 8168.0401 | 8210.3841 | 9200.5635
Option 5 AT | NSW | SNSW | Hydro | 3962.2685 | 4036.5722 | 2789.0449 | 3196.6246 | 3180.649 | 3188.1918 | 2349.2716 | 1778.0089 | 2414.8578 | 2519.8527 | 1902.0294 | 2138.2071 | 1517.9324 | 1131.2133 | 1417.7333 | 827.798 | 1222.803 | 1684.8343 | 1179.5732 | 1503.2665 | 1099.8515 | 1715.4348 | 1521.142 | 888.7413
Option 5 AT | NSW | SNSW | OCGT | 1.0441e-05 | 8.3615e-06 | 5.2312e-06 | 67.8414 | 380.73 | 130.2764 | 438.1979 | 249.6907 | 250.0778 | 344.7353 | 294.5097 | 314.0441 | 73.569 | 223.0632 | 251.4453 | 340.7643 | 272.1511 | 1.0112e-07 | 0 | 0 | 0 | 0 | 0 | 0
Option 5 AT | NSW | SNSW | PHES | 0 | 0 | 1651.0191 | 4988.7732 | 5224.8397 | 5354.6084 | 5393.9577 | 5501.727 | 5801.3766 | 5726.6917 | 4483.1585 | 5276.4302 | 4040.3929 | 3433.4268 | 3111.8716 | 3333.8946 | 4065.834 | 3860.6538 | 3107.7393 | 3004.5885 | 3553.4944 | 4129.9424 | 3389.5773 | 3170.7325
Option 5 AT | NSW | SNSW | Solar | 6299.1316 | 9514.0356 | 9901.4437 | 8930.3482 | 9108.7016 | 7456.7583 | 5916.7565 | 5737.4759 | 6762.2551 | 5674.8289 | 5484.6316 | 6190.8708 | 4545.0253 | 5544.4833 | 5955.5032 | 6358.8949 | 6593.3912 | 6916.6879 | 6504.5541 | 6522.5656 | 7497.5783 | 7416.6359 | 7642.4859 | 6497.9425
Option 5 AT | NSW | SNSW | Wind | 5279.207 | 5415.26 | 10721.6379 | 11031.2605 | 10831.5437 | 12486.8461 | 11839.8019 | 12667.6232 | 12705.7338 | 12504.3592 | 11995.5641 | 13020.8347 | 12051.9617 | 10006.3608 | 10609.7563 | 10878.8943 | 10991.5511 | 11070.3164 | 11004.4454 | 11092.8473 | 10544.9737 | 10581.6859 | 9273.466 | 10116.5538
Option 5 AT | NSW | SNW | 1h | 2.9785e-05 | 4.2295e-05 | 5.8925e-05 | 0.00010631 | 0.00011244 | 0.00014024 | 6.0307e-05 | 7.3578e-05 | 7.4084e-05 | 7.5741e-05 | 8.3714e-05 | 9.5048e-05 | 0.00020419 | 0.00020256 | 0.00020332 | 0.00020967 | 0.00020999 | 0.00020999 | 0.00010013 | 0.00010235 | 0.00010266 | 9.9561e-05 | 8.8425e-05 | 6.0515e-05
Option 5 AT | NSW | SNW | 2h | 34.8315 | 100.7476 | 119.9606 | 196.2083 | 540.0405 | 546.7696 | 506.5728 | 522.6662 | 540.5004 | 536.3148 | 480.7226 | 469.3887 | 451.4462 | 472.0202 | 459.8887 | 443.0249 | 399.3935 | 389.1618 | 401.0647 | 386.1464 | 418.507 | 450.1058 | 382.5817 | 441.8589
Option 5 AT | NSW | SNW | 4h | 106.4419 | 1205.0945 | 1427.2788 | 1538.2822 | 1633.7808 | 1643.8164 | 1553.0407 | 1579.4137 | 1655.9589 | 1622.667 | 1515.4155 | 1516.1548 | 1425.2735 | 1487.3166 | 1549.782 | 1508.5625 | 1391.8677 | 1409.6449 | 1407.2169 | 969.6303 | 1012.1763 | 292.5855 | 247.3877 | 287.9136
Option 5 AT | NSW | SNW | 8h | 4.3939e-05 | 170.805 | 213.6182 | 954.526 | 1042.5211 | 1033.3168 | 973.3982 | 1004.8946 | 1046.8 | 1025.6921 | 938.1051 | 956.5352 | 907.9973 | 942.1553 | 992.7859 | 946.4355 | 886.8045 | 896.0681 | 921.1871 | 866.7631 | 916.9661 | 744.527 | 631.9615 | 5.4837e-05
Option 5 AT | NSW | SNW | Black Coal | 12409.0301 | 10071.7344 | 3156.7536 | 0 | 0 | 0 | 0 | 0 | 0 | 0 | 0 | 0 | 0 | 0 | 0 | 0 | 0 | 0 | 0 | 0 | 0 | 0 | 0 | 0
Option 5 AT | NSW | SNW | CCGT | 1999.6174 | 1953.5445 | 1944.0121 | 995.9113 | 976.9782 | 943.397 | 666.7557 | 586.1133 | 644.6818 | 676.7779 | 745.9856 | 504.0153 | 282.5946 | 324.9023 | 337.7531 | 293.4123 | 254.1798 | 159.2832 | 159.3699 | 208.0959 | 212.8266 | 215.1303 | 231.7193 | 177.0096
Option 5 AT | NSW | SNW | Coordinated CER | 28.7798 | 114.1966 | 203.6262 | 317.5255 | 477.2541 | 611.6191 | 717.4468 | 898.672 | 1130.642 | 1332.7341 | 1362.8051 | 1620.9659 | 1738.1569 | 1978.8211 | 2248.1479 | 2474.1019 | 2497.0256 | 2855.5082 | 2994.7148 | 3180.5058 | 3595.1648 | 4327.2505 | 4195.2197 | 5097.8446
Option 5 AT | NSW | SNW | DSP | 6.576e-06 | 7.6679e-06 | 7.5444e-06 | 4.4275 | 0.65826 | 0.38976 | 3.584 | 5.6287 | 3.5167 | 4.6473 | 6.2989 | 5.07 | 14.6073 | 4.143 | 3.8869 | 3.6605 | 4.1926 | 5.4895 | 7.336 | 14.323 | 5.769 | 6.2513 | 8.4919 | 6.1081
Option 5 AT | NSW | SNW | Distributed PV | 6710.4064 | 7603.3208 | 8804.4128 | 9714.4943 | 11328.5643 | 12524.8067 | 12987.1859 | 14580.1984 | 15099.6525 | 15583.8684 | 15674.0411 | 16018.3389 | 17925.8378 | 20371.7788 | 21918.3289 | 21668.3029 | 20381.2481 | 22363.1949 | 25673.208 | 27623.0303 | 28308.5145 | 30448.6952 | 31113.634 | 34456.6812
Option 5 AT | NSW | SNW | OCGT | 102.6782 | 564.1013 | 229.1687 | 2174.3867 | 2515.6265 | 3058.5092 | 4197.8568 | 2924.2695 | 3293.3 | 3609.5568 | 3916.2512 | 3328.9986 | 1105.2864 | 1613.1146 | 1789.9233 | 1988.3451 | 1266.1751 | 1108.9709 | 1992.5245 | 2811.3582 | 3325.9178 | 1981.7749 | 2907.3495 | 1889.6605
Option 5 AT | NSW | SNW | Offshore Wind | 0 | 0 | 0 | 0 | 0 | 0 | 0 | 0 | 0 | 0 | 0 | 0 | 10993.3067 | 11629.3549 | 13507.8951 | 13046.6186 | 16625.9947 | 14610.8268 | 17117.1728 | 17428.0242 | 17645.6632 | 18305.7434 | 24779.6301 | 24521.7294
Option 5 AT | NSW | SNW | Solar | 1642.5341 | 1685.8825 | 1830.7235 | 1955.2424 | 1831.5173 | 1939.4367 | 1906.9925 | 1990.9897 | 1984.9085 | 1884.6407 | 1798.8125 | 1763.3934 | 1898.9975 | 1899.5368 | 1810.061 | 1831.5227 | 1634.6466 | 1688.3067 | 1837.4853 | 1953.6973 | 1834.0707 | 1942.8857 | 1660.4286 | 1867.1299
Option 5 AT | NSW | SNW | Wind | 0 | 0 | 989.7817 | 936.2432 | 938.0133 | 924.0872 | 971.8158 | 973.4014 | 952.4224 | 956.0184 | 954.3937 | 1029.2775 | 1044.3282 | 889.6128 | 961.1793 | 938.0126 | 988.6896 | 910.547 | 989.7837 | 936.2549 | 938.0256 | 924.1051 | 971.8123 | 973.3981
Option 5 AT | QLD |  | 1h | 25.6011 | 158.9845 | 212.7426 | 253.6914 | 236.8511 | 234.2625 | 191.0401 | 166.6756 | 208.2607 | 233.2801 | 199.6182 | 193.9911 | 164.8149 | 132.1227 | 118.9675 | 125.5313 | 105.5458 | 91.6228 | 84.7724 | 79.4558 | 79.4362 | 103.2758 | 102.3373 | 99.4611
Option 5 AT | QLD |  | 2h | 540.421 | 1194.8412 | 1432.9714 | 1650.6446 | 1593.3249 | 1612.4725 | 1395.1251 | 1250.0093 | 1337.5154 | 1401.4455 | 1243.9694 | 1220.938 | 983.147 | 861.7596 | 889.2608 | 836.5291 | 942.4542 | 950.3506 | 857.7744 | 714.6566 | 690.3486 | 765.6365 | 644.6839 | 511.4323
Option 5 AT | QLD |  | 4h | 144.2396 | 303.0688 | 511.1549 | 610.7139 | 610.2976 | 589.4641 | 514.9226 | 455.4861 | 486.0336 | 487.2178 | 448.8446 | 451.7227 | 349.0174 | 292.1271 | 311.4064 | 316.6486 | 351.3336 | 967.449 | 984.5767 | 1109.0749 | 983.6907 | 850.6906 | 740.8431 | 528.7689
Option 5 AT | QLD |  | 8h | 0 | 0 | 2539.0492 | 5271.5385 | 7850.4148 | 7896.215 | 10219.6908 | 10715.5638 | 11702.6959 | 12070.8524 | 11088.7946 | 11047.7265 | 9692.4839 | 10916.49 | 12746.8936 | 12420.8945 | 11794.1352 | 13268.6834 | 13118.2929 | 13173.9203 | 13810.0413 | 14589.064 | 13464.6933 | 13066.8007
Option 5 AT | QLD |  | Biomass | 266.665 | 231.7865 | 207.1569 | 164.6701 | 143.5087 | 143.7889 | 85.7414 | 82.7561 | 89.763 | 83.6265 | 84.1811 | 62.3616 | 22.8454 | 25.8673 | 36.9921 | 34.3726 | 41.0803 | 32.1905 | 41.9536 | 41.6819 | 39.24 | 42.7776 | 42.3782 | 33.7766
Option 5 AT | QLD |  | Black Coal | 29164.0655 | 22549.6898 | 9944.964 | 3877.2101 | 666.5414 | 0 | 0 | 0 | 0 | 0 | 0 | 0 | 0 | 0 | 0 | 0 | 0 | 0 | 0 | 0 | 0 | 0 | 0 | 0
Option 5 AT | QLD |  | CCGT | 8245.2562 | 7681.0781 | 3525.3058 | 3864.5323 | 3116.2349 | 3030.8007 | 2089.1132 | 1585.2238 | 1617.5715 | 1738.2262 | 1234.957 | 1148.5974 | 209.2003 | 444.7485 | 507.36 | 554.7915 | 596.3529 | 437.8173 | 864.8053 | 803.6062 | 1235.9304 | 989.2186 | 1325.8694 | 1424.025
Option 5 AT | QLD |  | Coordinated CER | 48.963 | 113.4405 | 190.9517 | 324.9973 | 414.9882 | 534.9219 | 615.7228 | 731.599 | 922.8723 | 1133.8478 | 1159.912 | 1264.0471 | 1334.1436 | 1343.9984 | 1594.0861 | 1723.5842 | 2003.7097 | 2436.3382 | 2517.5686 | 2759.691 | 2965.1832 | 3925.2055 | 3918.4634 | 4548.4743
Option 5 AT | QLD |  | Distributed PV | 9983.5875 | 11817.7602 | 13053.093 | 14556.937 | 15649.0831 | 16725.033 | 17775.4787 | 19089.4935 | 19803.4209 | 20987.7233 | 20732.1035 | 20933.4196 | 22737.9549 | 25555.4456 | 27365.3665 | 27590.1572 | 25220.0334 | 29130.8229 | 31488.2536 | 34368.7713 | 35642.9037 | 37290.9639 | 39715.5681 | 42548.6862
Option 5 AT | QLD |  | H2 Reciprocating Engine | 0 | 0 | 1.4007e-05 | 165.4804 | 450.3715 | 499.4866 | 330.4903 | 195.7325 | 200.2685 | 215.7793 | 171.1901 | 284.489 | 52.0192 | 95.8066 | 120.5626 | 92.6978 | 69.193 | 97.992 | 230.1326 | 142.6052 | 232.2178 | 101.7048 | 192.6717 | 163.4932
Option 5 AT | QLD |  | Hydro | 980.9534 | 822.5498 | 652.4022 | 650.1993 | 533.9762 | 490.2945 | 311.4049 | 336.4798 | 425.2309 | 359.9868 | 342.9035 | 275.6867 | 121.3255 | 143.0246 | 140.3162 | 138.8531 | 168.4899 | 174.4166 | 154.977 | 194.8 | 148.7464 | 173.9258 | 140.6848 | 148.0837
Option 5 AT | QLD |  | Liquid Fuel | 4.6903e-07 | 7.3617e-07 | 5.8355e-07 | 19.6747 | 68.1115 | 27.7386 | 21.4776 | 3.5171 | 0 | 0 | 0 | 0 | 14.6846 | 0 | 0 | 0 | 0 | 0 | 0 | 0 | 0 | 0 | 0 | 0
Option 5 AT | QLD |  | OCGT | 5.5442e-05 | 71.7653 | 101.8788 | 262.9704 | 448.3818 | 452.0266 | 286.503 | 156.9984 | 154.6627 | 79.8077 | 139.6738 | 234.05 | 97.3623 | 77.1197 | 89.8726 | 71.5474 | 48.7039 | 87.0275 | 211.1285 | 449.541 | 1137.542 | 647.606 | 1504.2555 | 2277.3274
Option 5 AT | QLD |  | PHES | 437.215 | 1115.5265 | 1361.0853 | 1645.6021 | 1652.4692 | 1622.6021 | 1479.7335 | 1355.9057 | 1540.7167 | 3371.3162 | 4068.7279 | 4188.6572 | 3773.8305 | 3149.4597 | 2862.9949 | 2833.3522 | 3524.1602 | 3391.4151 | 2871.7605 | 2644.9586 | 3068.0057 | 3547.6153 | 3378.4068 | 3827.1534
Option 5 AT | QLD |  | Solar | 11674.2966 | 18776.0477 | 20151.4181 | 23918.4519 | 28145.835 | 28510.7885 | 32738.391 | 33736.4927 | 36998.6022 | 43831.263 | 43778.2421 | 44974.1777 | 44619.6563 | 44429.2026 | 46454.6306 | 49711.5902 | 49633.2835 | 53133.2019 | 52517.1385 | 53511.0652 | 55127.2207 | 58775.4281 | 57309.1662 | 57044.4126
Option 5 AT | QLD |  | Wind | 8586.2812 | 9667.1868 | 28978.2232 | 30101.5988 | 30546.1776 | 32684.686 | 34446.9791 | 36909.3132 | 40296.7777 | 37876.5801 | 39682.9235 | 41217.9841 | 47025.2411 | 48767.1352 | 49635.4045 | 51281.4589 | 53004.9502 | 53510.2961 | 54619.0462 | 58734.7112 | 58988.5466 | 60237.6311 | 64323.4239 | 64601.1229
Option 5 AT | QLD | CQ | 2h | 41.2865 | 110.2021 | 122.4754 | 126.3003 | 134.4687 | 126.9007 | 108.0717 | 92.7249 | 105.8177 | 118.7363 | 108.893 | 115.0139 | 80.6422 | 70.4356 | 82.819 | 99.9757 | 77.4164 | 85.5355 | 89.3492 | 88.1861 | 91.3821 | 101.9143 | 88.851 | 93.7874
Option 5 AT | QLD | CQ | 4h | 48.5306 | 141.5518 | 155.649 | 157.9242 | 167.1742 | 159.5458 | 134.8017 | 119.4549 | 135.6922 | 143.8003 | 125.5672 | 124.5346 | 94.8486 | 75.8478 | 80.1953 | 91.6106 | 97.0824 | 91.5912 | 87.1332 | 91.1908 | 0 | 0 | 0 | 0
Option 5 AT | QLD | CQ | 8h | 0 | 0 | 0.00078688 | 0.0019702 | 6.8368 | 6.638 | 479.7881 | 593.5631 | 674.9662 | 755.5288 | 710.8445 | 731.3654 | 518.2996 | 555.8392 | 1341.2979 | 1707.4977 | 2064.5521 | 3156.4016 | 3141.3515 | 3515.2107 | 3677.5738 | 4045.2532 | 4792.6288 | 5324.9875
Option 5 AT | QLD | CQ | Black Coal | 8154.807 | 6775.1559 | 3947.256 | 2068.236 | 0 | 0 | 0 | 0 | 0 | 0 | 0 | 0 | 0 | 0 | 0 | 0 | 0 | 0 | 0 | 0 | 0 | 0 | 0 | 0
Option 5 AT | QLD | CQ | Coordinated CER | 4.2349 | 9.9446 | 17.5219 | 29.1153 | 36.7732 | 45.8273 | 52.578 | 55.5756 | 76.1582 | 98.1299 | 99.3806 | 114.597 | 104.6074 | 97.4223 | 122.1862 | 164.341 | 197.6539 | 243.4889 | 247.8621 | 280.492 | 326.2929 | 392.7324 | 383.8311 | 450.1168
Option 5 AT | QLD | CQ | Distributed PV | 933.5065 | 1117.2989 | 1248.7364 | 1371.3313 | 1488.0814 | 1604.7797 | 1731.4597 | 1963.3321 | 2042.053 | 2152.6415 | 2145.7622 | 2176.2526 | 2339.9382 | 2686.1411 | 2908.8941 | 2717.9224 | 2583.526 | 3006.053 | 3296.9143 | 3453.5123 | 3582.3643 | 3770.8864 | 4122.8921 | 4817.1539
Option 5 AT | QLD | CQ | OCGT | 1.2964e-06 | 1.5431e-06 | 1.3915e-06 | 1.2054e-06 | 114.5017 | 83.789 | 75.3409 | 26.9102 | 33.3414 | 5.82e-09 | 10.6824 | 19.1295 | 25.3668 | 6.8337 | 2.9009 | 2.1235 | 0.87763 | 1.474 | 27.4122 | 28.1274 | 6.77e-09 | 1.15e-09 | 1.59e-09 | 22.446
Option 5 AT | QLD | CQ | PHES | 0 | 0 | 0 | 0 | 0 | 0 | 0 | 0 | 0 | 1.0225e-07 | 3.2029e-07 | 5.5351e-07 | 1.7943e-05 | 1.8113e-05 | 2.0271e-05 | 2.0264e-05 | 2.1807e-05 | 3.0913e-05 | 2.8235e-05 | 2.9614e-05 | 2.9737e-05 | 3.1416e-05 | 3.023e-05 | 3.1416e-05
Option 5 AT | QLD | CQ | Solar | 2115.259 | 2423.9135 | 2345.8931 | 2361.5268 | 6470.541 | 6729.2695 | 7177.2404 | 8164.7439 | 9029.9204 | 12778.3747 | 13903.9703 | 14937.5728 | 11911.568 | 12050.6753 | 13875.5703 | 16424.0346 | 17121.0026 | 18863.5305 | 18303.969 | 19240.6943 | 20230.5039 | 21883.5882 | 20094.3699 | 20427.4191
Option 5 AT | QLD | CQ | Wind | 1392.5013 | 2506.4605 | 6051.4654 | 6442.7152 | 6277.8616 | 6287.3764 | 6120.1261 | 6602.9261 | 7490.2104 | 6655.9945 | 7178.5238 | 7077.6395 | 11337.2013 | 12496.5955 | 12356.7717 | 12357.6952 | 12628.6804 | 12675.3689 | 13044.3101 | 15672.6803 | 15204.4716 | 15593.8618 | 15396.4635 | 14143.0502
Option 5 AT | QLD | GG | 1h | 0 | 24.3085 | 74.216 | 109.4436 | 100.5934 | 94.1657 | 69.6869 | 57.2019 | 82.8747 | 100.3295 | 85.1379 | 88.3765 | 66.2515 | 43.7675 | 36.6787 | 49.9599 | 17.1102 | 14.5142 | 10.7461 | 7.6683 | 3.6487 | 3.6434 | 1.4585 | 0
Option 5 AT | QLD | GG | 2h | 0 | 4.9061e-05 | 7.0476e-05 | 0.00015023 | 0.000503 | 0.00052511 | 0.00022861 | 0.00025121 | 0.00025655 | 0.00031388 | 0.00031304 | 0.00033434 | 0.00062102 | 0.00067082 | 0.00065746 | 0.00068058 | 0.00068299 | 99.5362 | 83.2328 | 75.0789 | 53.1661 | 55.6488 | 49.5037 | 34.1849
Option 5 AT | QLD | GG | 4h | 0 | 0 | 0.00017848 | 0.0004325 | 0.00048912 | 0.00049771 | 0.00034019 | 0.00033261 | 0.00035749 | 0.00035987 | 0.00034011 | 0.00033495 | 0.00049551 | 0.00051717 | 0.00051228 | 0.00052543 | 0.00051161 | 632.6204 | 659.8766 | 766.1944 | 752.4057 | 558.8104 | 577.2388 | 369.3467
Option 5 AT | QLD | GG | 8h | 0 | 0 | 0.00010929 | 609.1856 | 2184.3766 | 2110.1516 | 2937.6792 | 2696.4983 | 3239.064 | 3490.7406 | 3228.4699 | 3284.5095 | 2615.6748 | 2425.5623 | 2656.3249 | 2982.6039 | 1972.0086 | 1154.053 | 870.4128 | 1249.6589 | 1204.4691 | 269.1165 | 241.6266 | 147.763
Option 5 AT | QLD | GG | Black Coal | 2207.52 | 2213.568 | 1469.664 | 0 | 0 | 0 | 0 | 0 | 0 | 0 | 0 | 0 | 0 | 0 | 0 | 0 | 0 | 0 | 0 | 0 | 0 | 0 | 0 | 0
Option 5 AT | QLD | GG | CCGT | 1230.5613 | 1084.3342 | 662.256 | 883.008 | 361.6261 | 361.4975 | 338.4773 | 212.2407 | 285.7253 | 277.898 | 247.4574 | 229.8621 | 41.018 | 108.299 | 136.1027 | 144.3774 | 178.4644 | 120.8208 | 245.3414 | 739.483 | 1103.0972 | 989.2186 | 1325.8694 | 1424.025
Option 5 AT | QLD | GG | Coordinated CER | 0.38641 | 0.89294 | 1.6089 | 3.978 | 5.102 | 6.3981 | 7.5722 | 8.919 | 11.3948 | 13.8006 | 14.8788 | 15.9791 | 15.4595 | 16.7622 | 18.0863 | 22.8054 | 21.5815 | 23.6738 | 25.7704 | 29.0837 | 30.6258 | 31.7253 | 33.1234 | 28.9865
Option 5 AT | QLD | GG | Distributed PV | 113.457 | 134.7874 | 149.3604 | 167.4767 | 179.8215 | 192.196 | 203.995 | 219.244 | 227.815 | 239.5855 | 236.708 | 238.9596 | 259.1356 | 295.2522 | 315.3891 | 319.1201 | 287.9176 | 331.9536 | 358.5509 | 394.35 | 408.839 | 427.677 | 451.8075 | 482.791
Option 5 AT | QLD | GG | OCGT | 0 | 0 | 0 | 0 | 59.7717 | 61.1049 | 41.1417 | 17.9107 | 20.6008 | 10.2362 | 9.5277 | 16.5627 | 11.4364 | 4.2558 | 9.3713 | 10.2617 | 8.8186 | 15.7332 | 52.0935 | 176.3139 | 820.8707 | 567.3887 | 1278.5657 | 2123.3657
Option 5 AT | QLD | GG | Solar | 1047.151 | 1200.6689 | 1236.0126 | 1280.6828 | 1286.1877 | 1315.8898 | 1300.8822 | 1330.3547 | 1331.0088 | 1375.4817 | 1313.3183 | 1296.0477 | 1478.1106 | 1504.5233 | 1492.8635 | 1509.3426 | 1240.8654 | 1457.594 | 1497.2866 | 1552.3266 | 1556.7323 | 1592.4046 | 1567.9381 | 1586.1353
Option 5 AT | QLD | NQ | 2h | 0 | 39.7205 | 205.8589 | 351.2631 | 326.5433 | 303.4021 | 270.2273 | 236.1115 | 231.6083 | 243.719 | 236.1015 | 249.1071 | 173.5198 | 139.3296 | 154.6425 | 150.208 | 172.9874 | 168.1954 | 164.9579 | 185.5466 | 161.9978 | 125.5727 | 103.9565 | 0
Option 5 AT | QLD | NQ | 4h | 0 | 0 | 175.5222 | 252.2998 | 247.8148 | 233.5427 | 210.1889 | 184.7268 | 187.9509 | 182.2012 | 181.0547 | 190.9703 | 137.0072 | 111.4624 | 121.2366 | 123.614 | 135.4225 | 140.0462 | 135.8625 | 152.9047 | 128.5307 | 169.1784 | 36.1886 | 41.6899
Option 5 AT | QLD | NQ | 8h | 0 | 0 | 11.9766 | 225.4119 | 1016.9313 | 955.7549 | 848.662 | 749.3858 | 768.8806 | 804.4919 | 782.68 | 864.901 | 744.5433 | 598.2872 | 686.7766 | 704.6524 | 776.1949 | 803.4887 | 752.8186 | 912.9518 | 740.9194 | 950.8023 | 777.4788 | 819.1406
Option 5 AT | QLD | NQ | Biomass | 266.665 | 231.7865 | 207.1569 | 164.6701 | 143.5087 | 143.7889 | 85.7414 | 82.7561 | 89.763 | 83.6265 | 84.1811 | 62.3616 | 22.8454 | 25.8673 | 36.9921 | 34.3726 | 41.0803 | 32.1905 | 41.9536 | 41.6819 | 39.24 | 42.7776 | 42.3782 | 33.7766
Option 5 AT | QLD | NQ | CCGT | 1508.2869 | 1250.599 | 106.872 | 203.6282 | 403.1729 | 389.2501 | 195.7979 | 112.2047 | 90.4162 | 144.3381 | 130.4167 | 146.8557 | 64.1232 | 64.2989 | 64.1232 | 64.1232 | 64.1232 | 68.9353 | 135.9037 | 64.1232 | 132.8332 | 0 | 0 | 0
Option 5 AT | QLD | NQ | Coordinated CER | 10.5137 | 17.8993 | 28.9526 | 46.2196 | 59.7243 | 73.0934 | 79.7783 | 86.5241 | 111.5101 | 142.4498 | 149.5947 | 177.7509 | 148.7791 | 140.9505 | 171.4296 | 225.7122 | 257.96 | 297.0891 | 309.2148 | 390.9079 | 364.5022 | 528.8425 | 450.667 | 628.5811
Option 5 AT | QLD | NQ | Distributed PV | 1515.1605 | 1802.9214 | 1987.6528 | 2216.7753 | 2410.5615 | 2578.6978 | 2714.863 | 2917.114 | 3021.3385 | 3216.7685 | 3174.0864 | 3225.0489 | 3480.9809 | 3906.3861 | 4199.2376 | 4301.6586 | 3917.9136 | 4563.0361 | 4886.8899 | 5317.9139 | 5608.6809 | 5852.1279 | 6138.6974 | 6591.1244
Option 5 AT | QLD | NQ | Hydro | 980.9534 | 822.5498 | 652.4022 | 650.1993 | 533.9762 | 490.2945 | 311.4049 | 336.4798 | 425.2309 | 359.9868 | 342.9035 | 275.6867 | 121.3255 | 143.0246 | 140.3162 | 138.8531 | 168.4899 | 174.4166 | 154.977 | 194.8 | 148.7464 | 173.9258 | 140.6848 | 148.0837
Option 5 AT | QLD | NQ | Liquid Fuel | 4.6903e-07 | 7.3617e-07 | 5.8355e-07 | 19.6747 | 68.1115 | 27.7386 | 21.4776 | 3.5171 | 0 | 0 | 0 | 0 | 14.6846 | 0 | 0 | 0 | 0 | 0 | 0 | 0 | 0 | 0 | 0 | 0
Option 5 AT | QLD | NQ | PHES | 395.497 | 592.1119 | 691.6625 | 762.6435 | 717.5167 | 666.4816 | 580.7068 | 521.7416 | 570.3573 | 579.4315 | 521.8787 | 544.5153 | 413.9828 | 322.8521 | 342.7204 | 356.4906 | 420.1303 | 429.5419 | 372.3413 | 423.8374 | 401.3513 | 500.1293 | 394.2582 | 503.3758
Option 5 AT | QLD | NQ | Solar | 3138.1326 | 3403.758 | 3838.8199 | 4095.2204 | 4267.0268 | 4376.2903 | 3653.6347 | 3391.4596 | 3644.6793 | 3881.9779 | 4163.8116 | 5344.5743 | 4047.1451 | 3495.5225 | 4019.2557 | 4055.4732 | 4911.4426 | 5163.2799 | 5341.3625 | 4598.2456 | 5299.2819 | 5808.1135 | 5865.7697 | 4958.4492
Option 5 AT | QLD | NQ | Wind | 940.2586 | 974.8418 | 7699.2031 | 8588.2412 | 8580.7131 | 8780.6326 | 11821.2129 | 13917.3507 | 14908.0167 | 14544.5021 | 14083.5433 | 13503.8667 | 16396.562 | 17907.1446 | 17740.7589 | 18748.5617 | 18362.666 | 18636.7848 | 19642.917 | 21345.2152 | 21205.4396 | 20002.0653 | 20629.6142 | 22043.2174
Option 5 AT | QLD | SQ | 1h | 25.6011 | 134.676 | 138.5266 | 144.2478 | 136.2577 | 140.0968 | 121.3532 | 109.4737 | 125.3861 | 132.9506 | 114.4803 | 105.6146 | 98.5634 | 88.3552 | 82.2888 | 75.5714 | 88.4356 | 77.1086 | 74.0263 | 71.7875 | 75.7875 | 99.6324 | 100.8788 | 99.4611
Option 5 AT | QLD | SQ | 2h | 499.1345 | 1044.9186 | 1104.637 | 1173.081 | 1132.3123 | 1182.1692 | 1016.8259 | 921.1727 | 1000.0891 | 1038.9899 | 898.9745 | 856.8167 | 728.9844 | 651.9937 | 651.7987 | 586.3446 | 692.0497 | 597.0836 | 520.2346 | 365.845 | 383.8027 | 482.5007 | 402.3727 | 383.46
Option 5 AT | QLD | SQ | 4h | 95.709 | 161.517 | 179.9835 | 200.4895 | 195.3081 | 196.3752 | 169.9317 | 151.304 | 162.3901 | 161.216 | 142.2224 | 136.2175 | 117.1611 | 104.8164 | 109.974 | 101.4234 | 118.8282 | 103.1912 | 101.7043 | 98.785 | 102.7543 | 122.7018 | 127.4157 | 117.7323
Option 5 AT | QLD | SQ | 8h | 0 | 0 | 2527.0717 | 4436.9391 | 4642.2701 | 4823.6706 | 5953.5615 | 6676.1165 | 7019.7852 | 7020.0911 | 6366.8002 | 6166.9506 | 5813.9662 | 7336.8014 | 8062.4941 | 7026.1405 | 6981.3795 | 8154.7402 | 8353.71 | 7496.0988 | 8187.079 | 9323.892 | 7652.959 | 6774.9096
Option 5 AT | QLD | SQ | Black Coal | 18801.7385 | 13560.9659 | 4528.044 | 1808.9741 | 666.5414 | 0 | 0 | 0 | 0 | 0 | 0 | 0 | 0 | 0 | 0 | 0 | 0 | 0 | 0 | 0 | 0 | 0 | 0 | 0
Option 5 AT | QLD | SQ | CCGT | 5506.408 | 5346.145 | 2756.1778 | 2777.896 | 2351.4359 | 2280.053 | 1554.838 | 1260.7784 | 1241.43 | 1315.9901 | 857.0828 | 771.8797 | 104.0591 | 272.1506 | 307.1341 | 346.2909 | 353.7653 | 248.0612 | 483.5602 | 0 | 0 | 0 | 0 | 0
Option 5 AT | QLD | SQ | Coordinated CER | 33.828 | 84.7037 | 142.8683 | 245.6844 | 313.3887 | 409.6031 | 475.7944 | 580.5803 | 723.8092 | 879.4675 | 896.058 | 955.72 | 1065.2976 | 1088.8633 | 1282.384 | 1310.7256 | 1526.5143 | 1872.0864 | 1934.7214 | 2059.2073 | 2243.7624 | 2971.9052 | 3050.8418 | 3440.79
Option 5 AT | QLD | SQ | Distributed PV | 7421.4635 | 8762.7524 | 9667.3434 | 10801.3538 | 11570.6187 | 12349.3596 | 13125.161 | 13989.8035 | 14512.2145 | 15378.728 | 15175.547 | 15293.1585 | 16657.9002 | 18667.6662 | 19941.8457 | 20251.4561 | 18430.6761 | 21229.7802 | 22945.8984 | 25202.9951 | 26043.0194 | 27240.2726 | 29002.1711 | 30657.6169
Option 5 AT | QLD | SQ | H2 Reciprocating Engine | 0 | 0 | 1.4007e-05 | 165.4804 | 450.3715 | 499.4866 | 330.4903 | 195.7325 | 200.2685 | 215.7793 | 171.1901 | 284.489 | 52.0192 | 95.8066 | 120.5626 | 92.6978 | 69.193 | 97.992 | 230.1326 | 142.6052 | 232.2178 | 101.7048 | 192.6717 | 163.4932
Option 5 AT | QLD | SQ | OCGT | 5.4146e-05 | 71.7653 | 101.8788 | 262.9704 | 274.1084 | 307.1327 | 170.0204 | 112.1774 | 100.7205 | 69.5715 | 119.4637 | 198.3578 | 60.5591 | 66.0302 | 77.6004 | 59.1623 | 39.0077 | 69.8203 | 131.6228 | 245.0997 | 316.6713 | 80.2172 | 225.6898 | 131.5156
Option 5 AT | QLD | SQ | PHES | 41.718 | 523.4146 | 669.4227 | 882.9587 | 934.9525 | 956.1205 | 899.0267 | 834.1642 | 970.3595 | 2791.8847 | 3546.8492 | 3644.1419 | 3359.8477 | 2826.6076 | 2520.2745 | 2476.8616 | 3104.0299 | 2961.8732 | 2499.4193 | 2221.1211 | 2666.6543 | 3047.4859 | 2984.1485 | 3323.7776
Option 5 AT | QLD | SQ | Solar | 5373.754 | 11747.7073 | 12730.6926 | 16181.022 | 16122.0794 | 16089.3389 | 20606.6337 | 20849.9344 | 22992.9937 | 25795.4288 | 24397.142 | 23395.9829 | 27182.8327 | 27378.4815 | 27066.9411 | 27722.7398 | 26359.973 | 27648.7976 | 27374.5204 | 28119.7987 | 28040.7025 | 29491.3218 | 29781.0884 | 30072.409
Option 5 AT | QLD | SQ | Wind | 6253.5213 | 6185.8844 | 15227.5547 | 15070.6424 | 15687.603 | 17616.6771 | 16505.6402 | 16389.0364 | 17898.5506 | 16676.0835 | 18420.8563 | 20636.4778 | 19291.4779 | 18363.3951 | 19537.8739 | 20175.202 | 22013.6038 | 22198.1424 | 21931.8191 | 21716.8157 | 22578.6354 | 24641.7039 | 28297.3462 | 28414.8553
Option 5 AT | SA |  | 2h | 406.1162 | 1110.9636 | 1088.5309 | 1052.7312 | 1110.9159 | 1150.2372 | 1238.202 | 1100.3389 | 1201.136 | 1247.0428 | 947.3587 | 965.8945 | 723.8497 | 742.595 | 685.0334 | 776.0928 | 795.5999 | 654.0874 | 637.2274 | 549.6778 | 653.056 | 183.3574 | 161.5271 | 109.35
Option 5 AT | SA |  | 4h | 0 | 185.4242 | 186.3852 | 182.4368 | 191.336 | 198.6977 | 203.2302 | 190.0908 | 208.3837 | 214.6595 | 163.8721 | 161.0081 | 129.3543 | 137.0895 | 126.3513 | 136.082 | 128.3351 | 113.3542 | 120.754 | 104.7145 | 127.4702 | 0.00021545 | 0.00010945 | 8.3877e-05
Option 5 AT | SA |  | 8h | 0 | 0 | 573.2776 | 560.867 | 1079.1593 | 1080.3486 | 1088.8021 | 1645.6767 | 1777.9698 | 2016.5401 | 1567.6559 | 1660.3733 | 2238.4803 | 2812.7215 | 2966.5576 | 3341.7647 | 3558.6667 | 3675.8683 | 3877.6429 | 3600.0715 | 5561.7743 | 6716.7042 | 8860.9815 | 9120.8434
Option 5 AT | SA |  | CCGT | 4336.4289 | 1003.4324 | 1147.2146 | 1303.5633 | 1255.0057 | 1032.2636 | 1068.0693 | 794.5365 | 828.3181 | 831.6551 | 941.3574 | 0 | 0 | 0 | 0 | 0 | 0 | 0 | 0 | 0 | 0 | 0 | 0 | 0
Option 5 AT | SA |  | Coordinated CER | 80.2608 | 117.7481 | 159.8219 | 185.355 | 229.526 | 273.3285 | 314.6107 | 348.6606 | 455.2156 | 528.7029 | 477.3809 | 550.9368 | 499.8567 | 581.2828 | 632.4807 | 715.6279 | 804.5462 | 808.5604 | 927.7493 | 895.2213 | 1184.885 | 1362.1765 | 1309.074 | 1371.1276
Option 5 AT | SA |  | Distributed PV | 3951.9638 | 4402.3819 | 4824.8594 | 4867.8187 | 5663.0422 | 6027.1187 | 6268.0729 | 6529.371 | 7170.2737 | 7509.6638 | 7043.7603 | 7901.5404 | 8040.6526 | 9015.305 | 8949.069 | 9215.6634 | 8761.2853 | 9761.7493 | 10523.735 | 10490.9077 | 11345.5339 | 11897.7485 | 12342.2589 | 12832.4089
Option 5 AT | SA |  | Liquid Fuel | 71.8384 | 0.00010667 | 7.5772 | 163.5366 | 217.0946 | 121.2816 | 147.644 | 88.7539 | 84.8825 | 112.2733 | 87.598 | 98.8194 | 17.032 | 58.2053 | 64.8971 | 64.1364 | 96.0768 | 15.9719 | 95.4697 | 103.9375 | 28.6425 | 3.9127 | 11.8864 | 8.3565
Option 5 AT | SA |  | OCGT | 1256.9197 | 41.5217 | 176.3066 | 893.2752 | 899.4126 | 626.3096 | 1031.2546 | 720.1952 | 690.5308 | 709.3829 | 676.1844 | 657.3779 | 226.3066 | 422.9045 | 419.8211 | 376.7233 | 473.8462 | 204.4777 | 262.2104 | 227.9267 | 466.4209 | 388.5064 | 472.9088 | 319.6478
Option 5 AT | SA |  | Solar | 1906.9478 | 3611.5106 | 3587.7861 | 3804.6636 | 5358.1849 | 6125.3772 | 7628.5796 | 8186.0819 | 8998.3051 | 10944.0138 | 10419.7887 | 11108.1901 | 11929.9257 | 14756.9475 | 15393.4992 | 15715.7152 | 17617.7155 | 17160.7785 | 18490.8681 | 18966.4553 | 22539.5359 | 24375.5264 | 29523.035 | 30699.2233
Option 5 AT | SA |  | Wind | 7914.0901 | 7476.0379 | 7745.9409 | 9141.0368 | 10848.8917 | 11862.8588 | 10564.4002 | 12774.7778 | 14728.8953 | 13535.6912 | 14991.6533 | 16382.604 | 17233.4765 | 14997.4854 | 15643.0099 | 15620.031 | 15333.589 | 18265.8689 | 18608.3722 | 20283.5422 | 19246.3917 | 20427.8672 | 17830.2686 | 19497.2091
Option 5 AT | SA | CSA | 2h | 376.8494 | 871.9674 | 867.8108 | 835.0736 | 876.6887 | 918.8177 | 991.2639 | 877.0224 | 976.3733 | 1014.3591 | 766.9331 | 779.7049 | 581.9286 | 593.3915 | 532.3426 | 576.7864 | 566.2976 | 437.9089 | 400.0844 | 336.7157 | 377.5372 | 81.8027 | 75.4836 | 16.9391
Option 5 AT | SA | CSA | 4h | 0 | 73.7397 | 70.7345 | 69.4114 | 71.7328 | 73.3688 | 79.0026 | 69.4074 | 77.835 | 82.8559 | 65.6427 | 62.3782 | 51.0052 | 52.0428 | 45.0459 | 51.7644 | 48.8393 | 43.0831 | 48.0836 | 40.519 | 47.4694 | 0.00021545 | 0.00010945 | 8.3877e-05
Option 5 AT | SA | CSA | 8h | 0 | 0 | 247.6461 | 245.658 | 263.2619 | 259.9362 | 261.5059 | 248.877 | 270.0289 | 270.0002 | 225.2473 | 223.5171 | 721.1332 | 1274.9614 | 1431.0226 | 1591.1895 | 1582.6734 | 1722.3997 | 1806.622 | 1631.4826 | 2751.7433 | 3383.2702 | 3523.8809 | 3705.7341
Option 5 AT | SA | CSA | CCGT | 4336.4289 | 1003.4324 | 1147.2146 | 1303.5633 | 1255.0057 | 1032.2636 | 1068.0693 | 794.5365 | 828.3181 | 831.6551 | 941.3574 | 0 | 0 | 0 | 0 | 0 | 0 | 0 | 0 | 0 | 0 | 0 | 0 | 0
Option 5 AT | SA | CSA | Coordinated CER | 72.4858 | 106.2661 | 143.7626 | 166.8844 | 206.012 | 245.628 | 282.8498 | 314.1926 | 411.3846 | 477.5794 | 431.9549 | 497.8391 | 453.0418 | 528.0979 | 572.4506 | 647.1458 | 726.8941 | 729.1349 | 837.339 | 804.7129 | 1069.8926 | 1224.5176 | 1173.2838 | 1232.5287
Option 5 AT | SA | CSA | Distributed PV | 3637.8979 | 4044.6919 | 4423.7163 | 4454.2879 | 5057.884 | 5380.797 | 5588.621 | 5815.6732 | 6385.3152 | 6689.3092 | 6252.4624 | 6997.2405 | 7104.2747 | 7982.3717 | 7905.9122 | 8121.4061 | 7715.2571 | 8574.5491 | 9229.3264 | 9177.1349 | 9916.4639 | 10408.5944 | 10772.3774 | 11187.7299
Option 5 AT | SA | CSA | Liquid Fuel | 71.8384 | 0.00010667 | 7.5772 | 163.5366 | 217.0946 | 121.2816 | 147.644 | 88.7539 | 84.8825 | 112.2733 | 87.598 | 98.8194 | 17.032 | 58.2053 | 64.8971 | 64.1364 | 96.0768 | 15.9719 | 95.4697 | 103.9375 | 28.6425 | 3.9127 | 11.8864 | 8.3565
Option 5 AT | SA | CSA | OCGT | 1256.9197 | 41.5217 | 176.3066 | 842.3439 | 829.6051 | 602.9889 | 857.3862 | 573.3911 | 554.5482 | 624.5659 | 607.8442 | 598.564 | 192.7522 | 386.9245 | 380.7791 | 343.46 | 421.3146 | 168.4304 | 209.9752 | 126.9827 | 277.0698 | 225.2376 | 353.4629 | 229.8675
Option 5 AT | SA | CSA | Solar | 136.6313 | 964.8534 | 1220.074 | 1335.269 | 1276.8889 | 1382.6359 | 2029.5341 | 2228.8201 | 2404.3717 | 3222.652 | 4083.5584 | 4501.4318 | 5119.8966 | 7843.4463 | 8210.2661 | 8138.8874 | 9377.6 | 8780.1919 | 9631.2826 | 9792.6468 | 11387.3429 | 12499.3244 | 12901.9382 | 13697.3869
Option 5 AT | SA | CSA | Wind | 5394.322 | 5217.8481 | 5625.9894 | 6753.9381 | 7954.2913 | 8998.156 | 8056.5642 | 9453.0707 | 10455.4807 | 9759.9336 | 9231.8188 | 10249.8638 | 9753.0739 | 7651.5854 | 8126.2921 | 8015.3762 | 7937.3179 | 10033.5508 | 10177.3523 | 11683.8014 | 10781.7742 | 11478.4628 | 9955.4526 | 10892.0772
Option 5 AT | SA | NSA | 2h | 2.6921 | 208.1693 | 187.8384 | 185.5215 | 199.64 | 196.0341 | 211.8029 | 189.2595 | 202.0375 | 209.5257 | 162.8308 | 168.5554 | 127.1141 | 133.4825 | 137.1082 | 183.5657 | 214.0802 | 202.5392 | 223.3462 | 201.2977 | 260.5389 | 85.7009 | 86.0436 | 92.4108
Option 5 AT | SA | NSA | 8h | 0 | 0 | 325.6315 | 315.2091 | 815.8975 | 820.4123 | 827.2961 | 1396.7998 | 1507.9409 | 1746.5398 | 1342.4086 | 1436.8562 | 1517.3471 | 1537.7601 | 1535.535 | 1750.5752 | 1975.9933 | 1953.4686 | 2071.021 | 1968.5889 | 2810.031 | 3333.434 | 5337.1007 | 5415.1093
Option 5 AT | SA | NSA | Coordinated CER | 4.4828 | 6.5464 | 8.6299 | 10.0397 | 12.4033 | 14.8455 | 17.0205 | 18.1757 | 22.7319 | 26.5721 | 23.8501 | 28.1287 | 23.3854 | 27.5541 | 30.7092 | 35.3241 | 41.1885 | 42.7807 | 48.6664 | 51.5185 | 64.1141 | 76.0296 | 77.8387 | 82.7248
Option 5 AT | SA | NSA | Distributed PV | 147.9824 | 163.7283 | 187.3825 | 193.7812 | 335.7739 | 354.784 | 375.8544 | 395.8743 | 446.76 | 472.1406 | 454.0329 | 509.069 | 529.8337 | 589.6992 | 578.0357 | 605.8867 | 577.1611 | 654.3786 | 715.1112 | 728.7138 | 795.2911 | 817.7637 | 874.5357 | 919.4996
Option 5 AT | SA | NSA | Liquid Fuel | 0 | 0 | 0 | 0 | 0 | 0 | 0 | 0 | 0 | 0 | 0 | 0 | 0 | 0 | 0 | 0 | 0 | 0 | 0 | 0 | 0 | 0 | 0 | 0
Option 5 AT | SA | NSA | OCGT | 0 | 0 | 0 | 0 | 0.00015233 | 8.6913e-05 | 71.5885 | 69.8851 | 58.5717 | 84.817 | 68.3402 | 58.8139 | 33.5544 | 35.98 | 39.042 | 33.2633 | 52.5315 | 36.0473 | 52.2352 | 100.944 | 189.351 | 163.2687 | 119.4459 | 89.7802
Option 5 AT | SA | NSA | Solar | 1362.7547 | 2309.6892 | 2091.8175 | 2211.4977 | 3801.9532 | 4283.6003 | 5178.3191 | 5690.9123 | 6271.8037 | 7313.0517 | 6154.5293 | 6378.6745 | 6588.2565 | 6655.6822 | 6950.5092 | 7440.7237 | 8052.3975 | 8249.4369 | 8679.8847 | 9002.3801 | 11005.8112 | 11690.6683 | 16365.7358 | 16876.1246
Option 5 AT | SA | NSA | Wind | 1791.0166 | 1678.0753 | 1606.5427 | 1783.3624 | 2323.348 | 2194.7354 | 1946.4218 | 2805.8007 | 3697.9105 | 3416.4993 | 3862.0096 | 3982.8451 | 5803.7794 | 5819.8084 | 5927.404 | 5928.7884 | 5759.7662 | 5865.2729 | 6068.8084 | 6184.8014 | 6022.0193 | 6126.9995 | 5560.3044 | 6147.202
Option 5 AT | SA | SESA | 2h | 26.5747 | 30.8269 | 32.8818 | 32.1361 | 34.5872 | 35.3853 | 35.1352 | 34.057 | 22.7251 | 23.158 | 17.5948 | 17.6342 | 14.8069 | 15.721 | 15.5825 | 15.7408 | 15.222 | 13.6394 | 13.7968 | 11.6645 | 14.9799 | 15.8538 | 0 | 0
Option 5 AT | SA | SESA | 4h | 0 | 111.6845 | 115.6507 | 113.0254 | 119.6033 | 125.3289 | 124.2276 | 120.6834 | 130.5487 | 131.8036 | 98.2294 | 98.6298 | 78.3492 | 85.0466 | 81.3053 | 84.3176 | 79.4958 | 70.2711 | 72.6704 | 64.1955 | 80.0008 | 0 | 0 | 0
Option 5 AT | SA | SESA | Coordinated CER | 3.2922 | 4.9356 | 7.4294 | 8.4308 | 11.1108 | 12.855 | 14.7403 | 16.2924 | 21.099 | 24.5513 | 21.5758 | 24.969 | 23.4295 | 25.6308 | 29.3208 | 33.158 | 36.4636 | 36.6447 | 41.7439 | 38.9899 | 50.8783 | 61.6293 | 57.9516 | 55.874
Option 5 AT | SA | SESA | Distributed PV | 166.0834 | 193.9617 | 213.7607 | 219.7497 | 269.3843 | 291.5378 | 303.5975 | 317.8235 | 338.1985 | 348.214 | 337.2649 | 395.231 | 406.5442 | 443.2342 | 465.1212 | 488.3706 | 468.8671 | 532.8216 | 579.2974 | 585.0589 | 633.7789 | 671.3904 | 695.3458 | 725.1794
Option 5 AT | SA | SESA | Liquid Fuel | 0 | 0 | 0 | 0 | 0 | 0 | 0 | 0 | 0 | 0 | 0 | 0 | 0 | 0 | 0 | 0 | 0 | 0 | 0 | 0 | 0 | 0 | 0 | 0
Option 5 AT | SA | SESA | OCGT | 1.46e-05 | 3.1392e-06 | 3.0768e-06 | 50.9313 | 69.8073 | 23.3206 | 102.2799 | 76.919 | 77.4109 | 0 | 0 | 0 | 0 | 0 | 0 | 0 | 0 | 0 | 0 | 0 | 0 | 0 | 0 | 0
Option 5 AT | SA | SESA | Solar | 407.5619 | 336.968 | 275.8946 | 257.8969 | 279.3427 | 459.141 | 420.7264 | 266.3495 | 322.1296 | 408.3101 | 181.701 | 228.0838 | 221.7726 | 257.8189 | 232.7239 | 136.104 | 187.718 | 131.1497 | 179.7008 | 171.4284 | 146.3818 | 185.5337 | 255.361 | 125.7117
Option 5 AT | SA | SESA | Wind | 728.7515 | 580.1145 | 513.4088 | 603.7363 | 571.2525 | 669.9673 | 561.4142 | 515.9064 | 575.5041 | 359.2583 | 1897.8249 | 2149.8951 | 1676.6232 | 1526.0916 | 1589.3138 | 1675.8664 | 1636.5049 | 2367.0452 | 2362.2115 | 2414.9394 | 2442.5982 | 2822.4049 | 2314.5116 | 2457.9299
Option 5 AT | TAS |  | 24h | 0 | 0 | 0 | 0 | 0 | 0 | 0 | 0 | 0 | 3.6952e-07 | 4.385e-07 | 5.8071e-07 | 2.1794e-05 | 2.132e-05 | 2.1487e-05 | 2.5602e-05 | 2.668e-05 | 2.8354e-05 | 2.4288e-05 | 2.4956e-05 | 2.4651e-05 | 2.547e-05 | 2.5105e-05 | 2.5323e-05
Option 5 AT | TAS |  | 2h | 0 | 6.8237e-05 | 0.00011912 | 0.00021777 | 0.00024713 | 0.00036228 | 0.00017778 | 0.00024728 | 0.00022171 | 0.00023339 | 0.00029864 | 0.00031489 | 0.0011445 | 0.0016238 | 0.0012467 | 0.00127 | 0.0012779 | 0.0013153 | 0.00051381 | 0.00051436 | 0.00064869 | 28.5378 | 24.1282 | 24.5799
Option 5 AT | TAS |  | 4h | 0 | 3.4301e-05 | 6.3015e-05 | 0.00012739 | 0.00014067 | 0.00022193 | 0.00014859 | 0.00017508 | 0.00017562 | 0.00017382 | 0.00016968 | 0.00017272 | 0.00027575 | 0.00027028 | 0.00027899 | 0.00028505 | 0.00028665 | 0.00028623 | 0.00016393 | 0.00017496 | 0.00019925 | 0.00019154 | 0.00017455 | 0.00014711
Option 5 AT | TAS |  | 8h | 0 | 0 | 4.6553e-05 | 8.9588e-05 | 0.00010949 | 0.00014362 | 0.00012273 | 0.00013516 | 0.00013839 | 0.00013237 | 0.00013672 | 0.00013309 | 0.00014898 | 0.00015225 | 0.00014196 | 0.00014353 | 0.0001412 | 0.00014322 | 0.00011607 | 0.00011719 | 0.00012716 | 0.00012801 | 8.6616e-05 | 5.6065e-05
Option 5 AT | TAS |  | CCGT | 0 | 0 | 0 | 0 | 0 | 0 | 0 | 0 | 0 | 0 | 0 | 0 | 0 | 0 | 0 | 0 | 0 | 0 | 0 | 0 | 0 | 0 | 0 | 0
Option 5 AT | TAS |  | CST | 0 | 0 | 0 | 0 | 0 | 3.505e-08 | 1.2533e-06 | 1.6319e-06 | 1.2885e-06 | 7.6422e-07 | 1.2065e-06 | 7.9089e-07 | 1.8841e-07 | 2.2429e-07 | 1.2456e-07 | 1.8592e-07 | 7.8045e-08 | 7.8215e-08 | 1.1064e-07 | 1.3002e-07 | 1.912e-07 | 1.4253e-07 | 1.0842e-07 | 7.419e-08
Option 5 AT | TAS |  | Coordinated CER | 0.85413 | 3.0044 | 9.4449 | 41.7271 | 25.4472 | 35.0085 | 43.403 | 57.6906 | 76.7885 | 83.2311 | 81.1271 | 87.6703 | 71.2285 | 74.1649 | 102.2014 | 123.9022 | 121.4094 | 151.3221 | 171.9168 | 184.0283 | 235.2907 | 265.8376 | 226.7292 | 263.7231
Option 5 AT | TAS |  | Distributed PV | 484.899 | 572.335 | 674.082 | 715.0875 | 849.8637 | 963.5975 | 998.7114 | 1075.3454 | 1133.9151 | 1154.3575 | 1210.3851 | 1238.775 | 1357.313 | 1498.201 | 1591.8685 | 1620.4577 | 1633.3687 | 1818.2598 | 2044.9707 | 2026.4549 | 2224.8669 | 2406.5564 | 2498.3891 | 2705.525
Option 5 AT | TAS |  | Hydro | 10668.4876 | 10088.3903 | 8031.1792 | 7044.4961 | 7616.266 | 6846.8789 | 6982.6583 | 7250.7273 | 7998.002 | 7557.2675 | 7483.1592 | 7715.6533 | 7609.6154 | 7239.5858 | 4333.1971 | 3861.6381 | 3920.1189 | 4029.615 | 4881.0175 | 4890.1313 | 4665.764 | 5037.113 | 4430.388 | 3758.6512
Option 5 AT | TAS |  | OCGT | 6.7428e-06 | 6.225e-06 | 5.1847e-06 | 0.40621 | 1.1405 | 9.568e-06 | 1.7315e-06 | 58.8712 | 62.6752 | 53.9651 | 56.6698 | 62.8003 | 77.6424 | 52.7397 | 55.2343 | 57.2479 | 55.8477 | 69.9319 | 84.9732 | 67.1239 | 86.2076 | 71.2903 | 91.2843 | 67.4237
Option 5 AT | TAS |  | PHES | 0 | 0 | 0 | 0 | 0 | 0 | 0 | 0 | 0 | 5.2438e-06 | 6.9068e-06 | 8.467e-06 | 0.00015223 | 0.00014833 | 0.00015229 | 0.00022035 | 0.00020863 | 0.00022413 | 0.00017735 | 0.00018575 | 0.00018954 | 0.00019239 | 0.00018487 | 0.0001847
Option 5 AT | TAS |  | Solar | 726.389 | 1768.8431 | 1830.3846 | 1686.2739 | 1752.591 | 2047.6652 | 2042.4296 | 2081.3026 | 1797.951 | 1470.3099 | 1923.3035 | 1945.4819 | 2252.3037 | 2570.5874 | 1580.5426 | 1507.1433 | 1518.5608 | 1652.0272 | 1614.0442 | 1539.7794 | 1700.1095 | 1834.5145 | 1519.096 | 1606.4143
Option 5 AT | TAS |  | Wind | 1965.7353 | 1950.0195 | 5317.798 | 6015.1425 | 6019.1015 | 6648.8584 | 7008.2007 | 7148.6247 | 7389.2274 | 9133.5938 | 8509.1521 | 8750.0898 | 8954.768 | 9388.6258 | 9086.1856 | 9749.1767 | 9955.5476 | 9897.5871 | 9434.445 | 10088.7008 | 9841.033 | 11196.5947 | 12592.4176 | 12691.0956
Option 5 AT | TAS | TAS | 24h | 0 | 0 | 0 | 0 | 0 | 0 | 0 | 0 | 0 | 3.6952e-07 | 4.385e-07 | 5.8071e-07 | 2.1794e-05 | 2.132e-05 | 2.1487e-05 | 2.5602e-05 | 2.668e-05 | 2.8354e-05 | 2.4288e-05 | 2.4956e-05 | 2.4651e-05 | 2.547e-05 | 2.5105e-05 | 2.5323e-05
Option 5 AT | TAS | TAS | 2h | 0 | 6.8237e-05 | 0.00011912 | 0.00021777 | 0.00024713 | 0.00036228 | 0.00017778 | 0.00024728 | 0.00022171 | 0.00023339 | 0.00029864 | 0.00031489 | 0.0011445 | 0.0016238 | 0.0012467 | 0.00127 | 0.0012779 | 0.0013153 | 0.00051381 | 0.00051436 | 0.00064869 | 28.5378 | 24.1282 | 24.5799
Option 5 AT | TAS | TAS | 4h | 0 | 3.4301e-05 | 6.3015e-05 | 0.00012739 | 0.00014067 | 0.00022193 | 0.00014859 | 0.00017508 | 0.00017562 | 0.00017382 | 0.00016968 | 0.00017272 | 0.00027575 | 0.00027028 | 0.00027899 | 0.00028505 | 0.00028665 | 0.00028623 | 0.00016393 | 0.00017496 | 0.00019925 | 0.00019154 | 0.00017455 | 0.00014711
Option 5 AT | TAS | TAS | 8h | 0 | 0 | 4.6553e-05 | 8.9588e-05 | 0.00010949 | 0.00014362 | 0.00012273 | 0.00013516 | 0.00013839 | 0.00013237 | 0.00013672 | 0.00013309 | 0.00014898 | 0.00015225 | 0.00014196 | 0.00014353 | 0.0001412 | 0.00014322 | 0.00011607 | 0.00011719 | 0.00012716 | 0.00012801 | 8.6616e-05 | 5.6065e-05
Option 5 AT | TAS | TAS | CCGT | 0 | 0 | 0 | 0 | 0 | 0 | 0 | 0 | 0 | 0 | 0 | 0 | 0 | 0 | 0 | 0 | 0 | 0 | 0 | 0 | 0 | 0 | 0 | 0
Option 5 AT | TAS | TAS | CST | 0 | 0 | 0 | 0 | 0 | 3.505e-08 | 1.2533e-06 | 1.6319e-06 | 1.2885e-06 | 7.6422e-07 | 1.2065e-06 | 7.9089e-07 | 1.8841e-07 | 2.2429e-07 | 1.2456e-07 | 1.8592e-07 | 7.8045e-08 | 7.8215e-08 | 1.1064e-07 | 1.3002e-07 | 1.912e-07 | 1.4253e-07 | 1.0842e-07 | 7.419e-08
Option 5 AT | TAS | TAS | Coordinated CER | 0.85413 | 3.0044 | 9.4449 | 41.7271 | 25.4472 | 35.0085 | 43.403 | 57.6906 | 76.7885 | 83.2311 | 81.1271 | 87.6703 | 71.2285 | 74.1649 | 102.2014 | 123.9022 | 121.4094 | 151.3221 | 171.9168 | 184.0283 | 235.2907 | 265.8376 | 226.7292 | 263.7231
Option 5 AT | TAS | TAS | Distributed PV | 484.899 | 572.335 | 674.082 | 715.0875 | 849.8637 | 963.5975 | 998.7114 | 1075.3454 | 1133.9151 | 1154.3575 | 1210.3851 | 1238.775 | 1357.313 | 1498.201 | 1591.8685 | 1620.4577 | 1633.3687 | 1818.2598 | 2044.9707 | 2026.4549 | 2224.8669 | 2406.5564 | 2498.3891 | 2705.525
Option 5 AT | TAS | TAS | Hydro | 10668.4876 | 10088.3903 | 8031.1792 | 7044.4961 | 7616.266 | 6846.8789 | 6982.6583 | 7250.7273 | 7998.002 | 7557.2675 | 7483.1592 | 7715.6533 | 7609.6154 | 7239.5858 | 4333.1971 | 3861.6381 | 3920.1189 | 4029.615 | 4881.0175 | 4890.1313 | 4665.764 | 5037.113 | 4430.388 | 3758.6512
Option 5 AT | TAS | TAS | OCGT | 6.7428e-06 | 6.225e-06 | 5.1847e-06 | 0.40621 | 1.1405 | 9.568e-06 | 1.7315e-06 | 58.8712 | 62.6752 | 53.9651 | 56.6698 | 62.8003 | 77.6424 | 52.7397 | 55.2343 | 57.2479 | 55.8477 | 69.9319 | 84.9732 | 67.1239 | 86.2076 | 71.2903 | 91.2843 | 67.4237
Option 5 AT | TAS | TAS | PHES | 0 | 0 | 0 | 0 | 0 | 0 | 0 | 0 | 0 | 5.2438e-06 | 6.9068e-06 | 8.467e-06 | 0.00015223 | 0.00014833 | 0.00015229 | 0.00022035 | 0.00020863 | 0.00022413 | 0.00017735 | 0.00018575 | 0.00018954 | 0.00019239 | 0.00018487 | 0.0001847
Option 5 AT | TAS | TAS | Solar | 726.389 | 1768.8431 | 1830.3846 | 1686.2739 | 1752.591 | 2047.6652 | 2042.4296 | 2081.3026 | 1797.951 | 1470.3099 | 1923.3035 | 1945.4819 | 2252.3037 | 2570.5874 | 1580.5426 | 1507.1433 | 1518.5608 | 1652.0272 | 1614.0442 | 1539.7794 | 1700.1095 | 1834.5145 | 1519.096 | 1606.4143
Option 5 AT | TAS | TAS | Wind | 1965.7353 | 1950.0195 | 5317.798 | 6015.1425 | 6019.1015 | 6648.8584 | 7008.2007 | 7148.6247 | 7389.2274 | 9133.5938 | 8509.1521 | 8750.0898 | 8954.768 | 9388.6258 | 9086.1856 | 9749.1767 | 9955.5476 | 9897.5871 | 9434.445 | 10088.7008 | 9841.033 | 11196.5947 | 12592.4176 | 12691.0956
Option 5 AT | VIC |  | 1h | 0 | 5.3456 | 7.7871 | 8.8016 | 9.1516 | 9.1238 | 8.8689 | 9.0247 | 9.4772 | 9.3588 | 8.0948 | 8.2598 | 6.7306 | 5.5144 | 5.186 | 5.9297 | 6.0101 | 5.8269 | 5.499 | 5.184 | 6.0172 | 6.9179 | 4.7834 | 5.1838
Option 5 AT | VIC |  | 2h | 339.6945 | 1089.2252 | 1468.2129 | 1695.0082 | 1805.8493 | 1957.3231 | 2056.4019 | 2025.6432 | 2209.9192 | 2085.552 | 1639.2603 | 1609.02 | 1217.4043 | 1098.2203 | 1103.6044 | 1069.3666 | 1019.66 | 1051.0721 | 953.9223 | 802.0083 | 858.5432 | 809.7461 | 646.5626 | 695.8643
Option 5 AT | VIC |  | 4h | 0 | 818.816 | 1572.6898 | 1991.7122 | 2130.814 | 2227.8032 | 2246.6997 | 2192.7197 | 2354.5207 | 2225.0861 | 1817.4599 | 1782.8462 | 1446.5533 | 1415.2378 | 1464.3658 | 1495.4191 | 1437.6893 | 1526.4774 | 1576.5323 | 1420.023 | 1536.0299 | 259.0303 | 101.9296 | 110.0983
Option 5 AT | VIC |  | 8h | 0 | 0 | 0.0011195 | 0.0013051 | 0.0014622 | 0.0016131 | 0.0014313 | 0.0014984 | 0.0015693 | 0.0015269 | 0.0013356 | 0.0013059 | 1681.3346 | 4610.9499 | 5857.9429 | 6084.1418 | 5883.9278 | 6060.8441 | 5857.5297 | 5229.7316 | 6631.8635 | 7755.7022 | 7533.2237 | 7852.3937
Option 5 AT | VIC |  | Brown Coal | 22963.6299 | 18847.3018 | 11377.8384 | 7821.2784 | 7821.2784 | 7842.7066 | 7821.2784 | 0 | 0 | 0 | 0 | 0 | 0 | 0 | 0 | 0 | 0 | 0 | 0 | 0 | 0 | 0 | 0 | 0
Option 5 AT | VIC |  | CCGT | 262.8 | 570.96 | 657 | 552.7171 | 525.8557 | 197.2248 | 439.0812 | 447.0231 | 462.6733 | 437.9758 | 498.5174 | 418.5063 | 190.3304 | 347.1716 | 0 | 0 | 0 | 0 | 0 | 0 | 0 | 0 | 0 | 0
Option 5 AT | VIC |  | Coordinated CER | 28.8507 | 93.358 | 200.2508 | 328.9121 | 479.8914 | 636.6058 | 783.4371 | 950.4235 | 1280.6996 | 1453.9794 | 1328.2856 | 1446.5154 | 1386.3623 | 1448.0597 | 1682.4946 | 1981.4866 | 2071.2605 | 2331.1514 | 2593.7401 | 2688.8584 | 3303.9963 | 3828.6802 | 3298.0398 | 3856.2816
Option 5 AT | VIC |  | Distributed PV | 6735.1283 | 8032.8902 | 9380.8904 | 9593.1741 | 12748.7575 | 13654.4822 | 14418.6252 | 15609.3429 | 16955.9177 | 17155.4841 | 17717.4534 | 18855.7615 | 20284.0257 | 23049.4017 | 23854.0058 | 24681.9737 | 22791.3056 | 25849.5827 | 29231.2596 | 29149.1536 | 33118.8676 | 34432.6195 | 36145.5093 | 38753.043
Option 5 AT | VIC |  | Hydro | 3407.3885 | 3233.0175 | 2676.4501 | 2881.0238 | 2848.9684 | 2637.2983 | 2340.7183 | 1412.6566 | 2021.8908 | 2105.2742 | 1453.3545 | 1675.3627 | 1078.7483 | 748.7586 | 1141.3666 | 653.9011 | 1076.4868 | 1294.1216 | 1192.1304 | 1050.9109 | 1164.474 | 1324.889 | 1109.8875 | 796.5488
Option 5 AT | VIC |  | OCGT | 135.4699 | 354.171 | 680.8273 | 772.8325 | 1026.1313 | 362.6473 | 883.8145 | 1068.7726 | 1099.665 | 1262.1099 | 1248.3571 | 1247.687 | 483.4224 | 847.0983 | 926.2963 | 1151.3005 | 1338.1571 | 725.895 | 1297.7681 | 1130.4808 | 1785.9275 | 581.1395 | 1727.7411 | 1110.2467
Option 5 AT | VIC |  | Offshore Wind | 0 | 0 | 0 | 0 | 0 | 8401.2744 | 11376.9446 | 14732.293 | 16927.6933 | 22004.2105 | 26169.2848 | 29597.6731 | 35014.3991 | 36812.4532 | 37957.8497 | 36833.5855 | 37970.4202 | 38845.4253 | 38318.6082 | 39903.9937 | 37030.188 | 37553.6471 | 38021.3064 | 39719.5667
Option 5 AT | VIC |  | Solar | 4015.7914 | 8423.3983 | 9320.8862 | 8593.9936 | 8923.2386 | 8305.3588 | 9953.049 | 11295.0924 | 12152.08 | 11968.9059 | 11078.3413 | 10916.0655 | 14433.6991 | 20345.5684 | 24009.0604 | 24501.0674 | 24313.7816 | 25805.9213 | 24609.3572 | 23435.5468 | 27806.0969 | 28702.2339 | 25948.6946 | 27088.1333
Option 5 AT | VIC |  | Wind | 15463.9779 | 18730.4482 | 27504.789 | 31378.5637 | 30867.9193 | 29892.3175 | 28912.9765 | 32837.4286 | 33797.9088 | 33631.0344 | 38862.1041 | 39757.5839 | 35729.1019 | 31095.1324 | 32392.7008 | 34696.018 | 33830.5967 | 36261.7575 | 36755.84 | 40719.0457 | 38756.2275 | 39548.8198 | 43039.1697 | 44465.4329
Option 5 AT | VIC | MEL | 2h | 152.3064 | 297.876 | 448.3155 | 616.1914 | 679.846 | 728.3319 | 794.4581 | 806.7537 | 867.5739 | 824.5215 | 644.7447 | 638.1578 | 475.2241 | 432.9562 | 433.2248 | 380.0741 | 369.0204 | 394.5987 | 341.9381 | 303.3244 | 264.2476 | 295.7977 | 244.6627 | 255.6054
Option 5 AT | VIC | MEL | 4h | 0 | 700.1464 | 1095.2616 | 1376.2518 | 1465.8597 | 1519.7336 | 1525.7768 | 1495.1953 | 1587.25 | 1515.8105 | 1252.7382 | 1233.2862 | 1056.1802 | 1050.3215 | 1087.0952 | 1103.82 | 1049.1327 | 1126.5135 | 1177.7477 | 1064.9831 | 1113.2128 | 124.6168 | 8.7276e-05 | 8.8957e-05
Option 5 AT | VIC | MEL | 8h | 0 | 0 | 0.00026663 | 0.00031805 | 0.00034034 | 0.00038029 | 0.00033889 | 0.00034874 | 0.00036493 | 0.00035631 | 0.00031046 | 0.00030015 | 750.4713 | 1256.0768 | 1307.6147 | 1301.2993 | 1271.4029 | 1369.0711 | 1390.5121 | 1266.1617 | 1332.1327 | 2152.3041 | 1845.6898 | 1947.9386
Option 5 AT | VIC | MEL | CCGT | 262.8 | 570.96 | 657 | 552.7171 | 525.8557 | 197.2248 | 439.0812 | 447.0231 | 462.6733 | 437.9758 | 498.5174 | 418.5063 | 190.3304 | 347.1716 | 0 | 0 | 0 | 0 | 0 | 0 | 0 | 0 | 0 | 0
Option 5 AT | VIC | MEL | Coordinated CER | 19.6096 | 66.0519 | 145.5381 | 238.986 | 359.0026 | 483.0857 | 595.46 | 728.2613 | 982.4983 | 1119.5367 | 1031.4507 | 1116.4916 | 1072.9508 | 1117.6875 | 1294.1503 | 1532.8406 | 1593.9798 | 1790.9373 | 2005.7799 | 2118.0592 | 2529.9602 | 2893.3076 | 2520.6321 | 2989.1768
Option 5 AT | VIC | MEL | Distributed PV | 4482.4923 | 5343.7817 | 6251.5408 | 6354.5991 | 8422.0582 | 9041.8025 | 9596.462 | 10393.34 | 11264.1319 | 11363.8069 | 11707.356 | 12527.7868 | 13417.8148 | 15309.6633 | 15857.1737 | 16210.9245 | 15319.3675 | 17248.1542 | 19485.1931 | 19141.8076 | 21506.2214 | 22481.2646 | 23701.735 | 25464.418
Option 5 AT | VIC | MEL | OCGT | 31.5974 | 123.3274 | 245.9808 | 166.0547 | 252.3344 | 96.494 | 201.5404 | 237.5155 | 258.0219 | 334.4787 | 324.2367 | 318.2683 | 180.9502 | 339.2687 | 342.4457 | 519.4632 | 702.632 | 417.5326 | 553.7093 | 482.8816 | 840.7924 | 451.815 | 971.6729 | 659.3336
Option 5 AT | VIC | MEL | Solar | 561.6567 | 608.3059 | 657.8171 | 608.7386 | 642.5692 | 623.8297 | 634.0196 | 696.8057 | 702.4896 | 660.8522 | 637.6737 | 649.1633 | 650.3315 | 698.1079 | 715.2122 | 642.397 | 557.2206 | 602.1363 | 655.1372 | 609.935 | 644.1536 | 658.5375 | 658.057 | 696.17
Option 5 AT | VIC | SEV | 2h | 18.1017 | 60.5979 | 105.4088 | 142.5107 | 155.8027 | 171.4976 | 176.4293 | 179.3428 | 189.8663 | 179.0801 | 144.5044 | 137.638 | 93.7215 | 89.8043 | 96.0323 | 96.6144 | 93.4857 | 77.1019 | 77.5799 | 45.2058 | 49.6483 | 23.451 | 18.8255 | 20.056
Option 5 AT | VIC | SEV | 4h | 0 | 99.5842 | 235.1546 | 330.0595 | 348.6367 | 366.9577 | 375.5146 | 372.6794 | 394.7937 | 366.1634 | 300.331 | 285.4465 | 211.6919 | 190.7786 | 209.8286 | 213.533 | 209.2945 | 218.3516 | 225.875 | 208.5388 | 228.9636 | 0 | 0 | 0
Option 5 AT | VIC | SEV | 8h | 0 | 0 | 0.00024529 | 0.0003011 | 0.00032342 | 0.000358 | 0.00031701 | 0.00032836 | 0.00034292 | 0.00033173 | 0.00028478 | 0.00027552 | 0.00092802 | 0.0013166 | 0.0013766 | 0.0013672 | 0.0013313 | 0.0013903 | 0.0011244 | 0.0010907 | 0.0011541 | 0.0012398 | 0.00094365 | 0.00095614
Option 5 AT | VIC | SEV | Brown Coal | 22963.6299 | 18847.3018 | 11377.8384 | 7821.2784 | 7821.2784 | 7842.7066 | 7821.2784 | 0 | 0 | 0 | 0 | 0 | 0 | 0 | 0 | 0 | 0 | 0 | 0 | 0 | 0 | 0 | 0 | 0
Option 5 AT | VIC | SEV | Coordinated CER | 1.8692 | 6.1931 | 12.9488 | 23.2579 | 31.1815 | 40.2266 | 49.1724 | 58.8765 | 76.8224 | 85.6938 | 80.1292 | 87.8826 | 76.0461 | 81.0971 | 94.7161 | 116.7502 | 120.8711 | 139.5417 | 161.18 | 167.4276 | 197.2785 | 233.4915 | 199.4722 | 237.3906
Option 5 AT | VIC | SEV | Distributed PV | 498.0585 | 608.8215 | 728.21 | 760.9128 | 897.9948 | 980.8392 | 1025.591 | 1112.892 | 1212.2327 | 1219.2094 | 1269.0845 | 1360.2305 | 1471.4532 | 1681.6817 | 1748.7261 | 1854.6317 | 1760.9214 | 2009.2762 | 2279.9691 | 2271.7553 | 2528.0566 | 2646.736 | 2721.3331 | 2921.7237
Option 5 AT | VIC | SEV | OCGT | 1.5556 | 8.6776e-05 | 0.00010294 | 21.5218 | 129.1119 | 39.3725 | 71.8592 | 93.6515 | 115.9412 | 100.9388 | 87.6788 | 195.6278 | 60.0526 | 43.4828 | 122.5528 | 127.0986 | 151.6644 | 17.0252 | 98.7232 | 90.3845 | 147.0127 | 56.3993 | 192.842 | 105.5765
Option 5 AT | VIC | SEV | Offshore Wind | 0 | 0 | 0 | 0 | 0 | 8123.8964 | 8794.0572 | 12080.5334 | 14264.0566 | 19206.7219 | 20745.3175 | 22804.0626 | 28389.2078 | 30998.5923 | 31990.0466 | 30708.9259 | 31693.7602 | 32066.9006 | 31717.1041 | 33314.8288 | 30905.3992 | 31430.5106 | 31700.7068 | 33310.1597
Option 5 AT | VIC | SEV | Solar | 518.6465 | 2294.7136 | 2609.0358 | 2456.3983 | 2502.5358 | 2346.7395 | 2454.3951 | 2604.8937 | 2654.3178 | 2403.939 | 2114.8689 | 2118.3758 | 1895.784 | 1764.7067 | 1843.9842 | 1956.701 | 1999.9344 | 2062.5242 | 1972.892 | 1973.7879 | 2071.3937 | 2119.6753 | 1947.0982 | 2151.2789
Option 5 AT | VIC | SEV | Wind | 334.6261 | 354.965 | 643.6921 | 746.0472 | 650.9596 | 641.2563 | 668.5081 | 676.4415 | 657.3466 | 728.0466 | 650.4189 | 672.7446 | 607.1475 | 543.3562 | 245.6523 | 276.6957 | 298.6678 | 292.6551 | 269.6886 | 328.6526 | 289.3658 | 285.2353 | 286.5995 | 293.4153
Option 5 AT | VIC | WNV | 1h | 0 | 5.3456 | 7.7871 | 8.8016 | 9.1516 | 9.1238 | 8.8689 | 9.0247 | 9.4772 | 9.3588 | 8.0948 | 8.2598 | 6.7306 | 5.5144 | 5.186 | 5.9297 | 6.0101 | 5.8269 | 5.499 | 5.184 | 6.0172 | 6.9179 | 4.7834 | 5.1838
Option 5 AT | VIC | WNV | 2h | 169.2864 | 730.7513 | 914.4886 | 936.3061 | 970.2006 | 1057.4936 | 1085.5146 | 1039.5466 | 1152.479 | 1081.9504 | 850.0111 | 833.2241 | 648.4587 | 575.4598 | 574.3473 | 592.6781 | 557.1539 | 579.3715 | 534.4043 | 453.4781 | 544.6473 | 490.4974 | 383.0744 | 420.2029
Option 5 AT | VIC | WNV | 4h | 0 | 19.0854 | 242.2737 | 285.4009 | 316.3176 | 341.112 | 345.4083 | 324.8449 | 372.477 | 343.1122 | 264.3907 | 264.1135 | 178.6812 | 174.1377 | 167.442 | 178.066 | 179.2621 | 181.6122 | 172.9095 | 146.5011 | 193.8536 | 134.4135 | 101.9295 | 110.0982
Option 5 AT | VIC | WNV | 8h | 0 | 0 | 0.00060754 | 0.00068592 | 0.00079848 | 0.00087485 | 0.00077542 | 0.00082126 | 0.00086142 | 0.0008389 | 0.00074032 | 0.00073021 | 930.8624 | 3354.8718 | 4550.3268 | 4782.8411 | 4612.5235 | 4691.7715 | 4467.0165 | 3963.5688 | 5299.7297 | 5603.3969 | 5687.533 | 5904.4541
Option 5 AT | VIC | WNV | Coordinated CER | 7.3719 | 21.1129 | 41.7639 | 66.6682 | 89.7072 | 113.2935 | 138.8047 | 163.2856 | 221.3788 | 248.7489 | 216.7057 | 242.1413 | 237.3654 | 249.275 | 293.6282 | 331.8959 | 356.4095 | 400.6724 | 426.7802 | 403.3716 | 576.7577 | 701.8811 | 577.9355 | 629.7142
Option 5 AT | VIC | WNV | Distributed PV | 1754.5775 | 2080.2869 | 2401.1396 | 2477.6621 | 3428.7045 | 3631.8405 | 3796.5722 | 4103.111 | 4479.5531 | 4572.4678 | 4741.0129 | 4967.7443 | 5394.7577 | 6058.0567 | 6248.1059 | 6616.4175 | 5711.0167 | 6592.1524 | 7466.0974 | 7735.5907 | 9084.5895 | 9304.6189 | 9722.4412 | 10366.9013
Option 5 AT | VIC | WNV | Hydro | 3407.3885 | 3233.0175 | 2676.4501 | 2881.0238 | 2848.9684 | 2637.2983 | 2340.7183 | 1412.6566 | 2021.8908 | 2105.2742 | 1453.3545 | 1675.3627 | 1078.7483 | 748.7586 | 1141.3666 | 653.9011 | 1076.4868 | 1294.1216 | 1192.1304 | 1050.9109 | 1164.474 | 1324.889 | 1109.8875 | 796.5488
Option 5 AT | VIC | WNV | OCGT | 102.3168 | 230.8435 | 434.8464 | 585.256 | 644.685 | 226.7808 | 610.415 | 737.6056 | 725.702 | 826.6924 | 836.4416 | 733.7909 | 242.4196 | 464.3468 | 461.2978 | 504.7387 | 483.8607 | 291.3372 | 645.3356 | 557.2146 | 798.1224 | 72.9251 | 563.2261 | 345.3366
Option 5 AT | VIC | WNV | Offshore Wind | 0 | 0 | 0 | 0 | 0 | 277.378 | 2582.8874 | 2651.7596 | 2663.6367 | 2797.4886 | 5423.9673 | 6793.6105 | 6625.1913 | 5813.8609 | 5967.8031 | 6124.6595 | 6276.66 | 6778.5248 | 6601.504 | 6589.1649 | 6124.7888 | 6123.1365 | 6320.5996 | 6409.407
Option 5 AT | VIC | WNV | Solar | 2935.4882 | 5520.3789 | 6054.0334 | 5528.8566 | 5778.1336 | 5334.7897 | 6864.6343 | 7993.393 | 8795.2727 | 8904.1147 | 8325.7988 | 8148.5264 | 11887.5836 | 17882.7538 | 21449.8639 | 21901.9695 | 21756.6266 | 23141.2608 | 21981.3279 | 20851.8239 | 25090.5496 | 25924.0211 | 23343.5393 | 24240.6844
Option 5 AT | VIC | WNV | Wind | 15129.3518 | 18375.4832 | 26861.0969 | 30632.5165 | 30216.9597 | 29251.0613 | 28244.4684 | 32160.9871 | 33140.5623 | 32902.9879 | 38211.6852 | 39084.8393 | 35121.9544 | 30551.7761 | 32147.0485 | 34419.3223 | 33531.9289 | 35969.1024 | 36486.1514 | 40390.3931 | 38466.8617 | 39263.5846 | 42752.5702 | 44172.0176
Option 6 AT | NEM |  | 12h | 0 | 0 | 50.006 | 1563.3207 | 1576.6192 | 1598.3863 | 1509.0495 | 1367.0213 | 1577.5132 | 1459.5363 | 1163.8326 | 1221.8334 | 996.8104 | 898.6147 | 766.9459 | 815.6508 | 747.7212 | 711.4742 | 658.2595 | 600.7023 | 734.5754 | 799.1353 | 716.2617 | 731.1487
Option 6 AT | NEM |  | 1h | 72.9416 | 282.5055 | 343.9941 | 394.2649 | 367.1019 | 365.8849 | 306 | 272.3194 | 328.943 | 355.4116 | 286.792 | 282.6 | 238.592 | 201.9274 | 181.2529 | 186.1878 | 175.7152 | 150.1889 | 141.4963 | 134.763 | 135.744 | 176.5403 | 168.5237 | 170.073
Option 6 AT | NEM |  | 24h | 0 | 0 | 0 | 0 | 0 | 0 | 0 | 0 | 0 | 1.2141e-05 | 1.443e-05 | 1.7359e-05 | 1.9958e-05 | 2.1748e-05 | 2.2997e-05 | 2.5847e-05 | 2.5736e-05 | 2.9333e-05 | 2.5025e-05 | 2.6196e-05 | 2.5989e-05 | 2.6392e-05 | 2.5944e-05 | 2.6062e-05
Option 6 AT | NEM |  | 2h | 1386.4003 | 3882.2563 | 4587.8683 | 5114.1865 | 5571.8182 | 5774.9457 | 5679.6357 | 5302.2476 | 5704.7943 | 5707.7047 | 4658.9024 | 4570.539 | 3676.787 | 3484.0779 | 3457.6945 | 3488.6921 | 3518.3981 | 3386.5601 | 3202.5023 | 2791.9046 | 3013.0587 | 2617.5356 | 2572.9303 | 2464.9515
Option 6 AT | NEM |  | 4h | 622.3676 | 3194.083 | 4399.4313 | 5130.9344 | 5428.9743 | 5690.1205 | 5508.1611 | 5289.6472 | 5672.7655 | 5496.6801 | 4754.5572 | 4689.1999 | 4047.1796 | 4044.9322 | 4104.2553 | 4139.4161 | 3930.0362 | 4612.374 | 4772.7169 | 4253.1231 | 4099.8102 | 1926.6444 | 1527.4336 | 1370.7395
Option 6 AT | NEM |  | 8h | 319.532 | 1332.5119 | 5893.3901 | 9920.1028 | 13020.0082 | 13430.0428 | 16605.4862 | 18585.9701 | 20629.5314 | 22607.8978 | 19349.8467 | 19500.1925 | 21088.9826 | 28268.7797 | 31523.9213 | 32728.3555 | 32243.7935 | 35562.7947 | 35312.5339 | 34478.6001 | 39808.4652 | 43945.9308 | 42367.7597 | 43021.1896
Option 6 AT | NEM |  | Biomass | 266.7098 | 231.8426 | 207.7948 | 164.7624 | 143.7559 | 142.9822 | 86.3438 | 86.0766 | 85.8538 | 89.5383 | 84.8438 | 65.0342 | 22.9258 | 25.8765 | 35.0875 | 31.394 | 42.9804 | 34.7955 | 42.455 | 39.3649 | 38.1906 | 46.464 | 42.4324 | 33.7766
Option 6 AT | NEM |  | Black Coal | 61992.4811 | 52675.167 | 22228.819 | 6853.8119 | 1941.2292 | 0 | 0 | 0 | 0 | 0 | 0 | 0 | 0 | 0 | 0 | 0 | 0 | 0 | 0 | 0 | 0 | 0 | 0 | 0
Option 6 AT | NEM |  | Brown Coal | 22998.4157 | 18847.3018 | 11377.8384 | 7821.2784 | 7821.2784 | 7842.7066 | 7821.2784 | 0 | 0 | 0 | 0 | 0 | 0 | 0 | 0 | 0 | 0 | 0 | 0 | 0 | 0 | 0 | 0 | 0
Option 6 AT | NEM |  | CCGT | 14843.6223 | 11210.5436 | 7271.2447 | 6712.2148 | 5859.1034 | 5220.1302 | 4361.7088 | 3667.5901 | 3797.6425 | 3643.6081 | 3409.2388 | 2184.7933 | 698.7623 | 1111.3157 | 837.6702 | 852.2515 | 840.75 | 593.7049 | 1029.4833 | 998.9474 | 1439.8705 | 1193.7603 | 1551.4291 | 1599.7428
Option 6 AT | NEM |  | CST | 0 | 0 | 0 | 0 | 0 | 4.399e-08 | 4.7026e-07 | 4.6556e-07 | 6.2292e-07 | 4.5185e-07 | 6.1257e-07 | 4.6298e-07 | 2.6374e-07 | 3.8195e-07 | 2.419e-07 | 2.6529e-07 | 4.9516e-07 | 1.0283e-06 | 1.8051e-07 | 2.4506e-07 | 1.4577e-07 | 2.119e-07 | 1.5147e-07 | 0
Option 6 AT | NEM |  | Coordinated CER | 226.2294 | 532.4963 | 904.2963 | 1405.717 | 1899.6661 | 2426.0555 | 2852.14 | 3383.9465 | 4376.1918 | 5118.7066 | 4885.6219 | 5554.7966 | 5635.4592 | 6091.3823 | 6949.3797 | 7766.0422 | 8420.7708 | 9518.0292 | 10307.8376 | 10862.0354 | 12662.8032 | 15400.7868 | 14531.9201 | 16841.9362
Option 6 AT | NEM |  | DSP | 9.9089e-07 | 1.5908e-06 | 1.7089e-06 | 4.5572 | 0.69876 | 0.38325 | 3.4127 | 6.9469 | 2.84 | 3.7725 | 5.364 | 5.1862 | 14.6168 | 4.0234 | 3.8096 | 3.6605 | 4.2814 | 5.4325 | 7.501 | 21.4578 | 5.8375 | 5.9945 | 8.4628 | 6.1169
Option 6 AT | NEM |  | Distributed PV | 32451.6195 | 37600.1833 | 42767.6008 | 46052.8549 | 53552.2794 | 57914.2296 | 60694.8936 | 66128.8071 | 69779.9566 | 72329.3497 | 72395.9712 | 75021.0725 | 81582.7571 | 92163.1681 | 97192.6654 | 98191.318 | 91347.1215 | 102632.0134 | 114691.7641 | 120433.9572 | 128172.2268 | 135067.6847 | 140750.9348 | 152443.9675
Option 6 AT | NEM |  | H2 Reciprocating Engine | 0 | 0 | 2.7466e-06 | 165.8363 | 450.1237 | 503.7111 | 355.8228 | 216.5406 | 214.2772 | 224.1628 | 180.0087 | 294.4441 | 52.0192 | 100.2203 | 122.5192 | 95.8296 | 75.1164 | 94.0487 | 233.1988 | 144.6718 | 223.8028 | 103.3158 | 198.4061 | 166.386
Option 6 AT | NEM |  | Hydro | 19011.3028 | 18188.4326 | 14148.2233 | 13757.6733 | 14161.5087 | 13189.9995 | 12105.9316 | 10890.0242 | 12757.4673 | 12585.7245 | 11120.2214 | 12283.1763 | 10626.7942 | 9335.5203 | 7041.6188 | 5477.9254 | 6390.4412 | 7081.2535 | 7437.1801 | 7599.5855 | 7082.2482 | 8205.1434 | 7183.9306 | 5596.4492
Option 6 AT | NEM |  | Liquid Fuel | 71.4646 | 2.7319e-05 | 7.5273 | 183.1165 | 281.5096 | 154.9673 | 176.0622 | 98.3642 | 87.4338 | 109.4713 | 86.8096 | 102.4311 | 34.6139 | 57.7216 | 64.4877 | 67.5161 | 94.5134 | 9.7086 | 99.6229 | 104.9764 | 27.6819 | 3.9127 | 11.8293 | 8.1247
Option 6 AT | NEM |  | OCGT | 1471.1609 | 1028.57 | 1190.2351 | 4164.3942 | 5221.0512 | 4524.9235 | 6834.7748 | 5126.2303 | 5386.0343 | 5779.3148 | 6128.0135 | 5949.1037 | 2071.7249 | 3263.3468 | 3568.6806 | 3980.2228 | 3399.5911 | 2189.6484 | 3907.8253 | 4702.4231 | 6782.1107 | 3678.9961 | 6681.0307 | 5659.1338
Option 6 AT | NEM |  | Offshore Wind | 0 | 0 | 0 | 0 | 0 | 8408.0872 | 11397.7931 | 14741.5559 | 16928.7644 | 22006.8087 | 26113.4749 | 29492.3035 | 44855.3605 | 47607.9459 | 52147.008 | 50732.7229 | 55805.2076 | 54478.9723 | 55492.8309 | 58161.6679 | 55310.4594 | 56697.1106 | 63248.9216 | 64721.5394
Option 6 AT | NEM |  | PHES | 451.3253 | 1350.9526 | 3323.468 | 7098.4363 | 7354.8161 | 7509.4497 | 7437.4204 | 7372.8002 | 7708.4811 | 9560.468 | 8852.7112 | 9979.1719 | 8224.1312 | 6896.3855 | 6281.8047 | 6481.6781 | 7993.2535 | 7507.5041 | 6272.2332 | 5973.0368 | 6847.6211 | 7945.217 | 7054.7459 | 7255.312
Option 6 AT | NEM |  | Solar | 33219.1102 | 54141.9513 | 60741.9729 | 70216.2455 | 75898.2478 | 76228.9247 | 85590.8362 | 90660.4453 | 100450.2083 | 110728.3696 | 105971.8944 | 109242.8127 | 112133.7695 | 126148.9761 | 131064.3191 | 138815.2069 | 140350.3525 | 148004.3355 | 148288.0653 | 148197.7908 | 162151.1146 | 170601.6799 | 170924.7078 | 173974.8924
Option 6 AT | NEM |  | Wind | 41847.3618 | 46003.8199 | 92399.1473 | 110141.0088 | 116742.5201 | 122398.9986 | 125555.8086 | 144174.2884 | 151387.7035 | 150654.349 | 165013.0282 | 169720.8763 | 167932.153 | 156312.7867 | 160992.0727 | 169369.4621 | 171521.2613 | 175761.9101 | 178759.2505 | 186495.1759 | 185392.7864 | 192128.2609 | 191844.8041 | 200278.3525
Option 6 AT | NSW |  | 12h | 0 | 0 | 50.006 | 1563.3207 | 1576.6192 | 1598.3863 | 1509.0495 | 1367.0213 | 1577.5132 | 1459.5363 | 1163.8326 | 1221.8334 | 996.8104 | 898.6147 | 766.9459 | 815.6508 | 747.7212 | 711.4742 | 658.2595 | 600.7023 | 734.5754 | 799.1353 | 716.2617 | 731.1487
Option 6 AT | NSW |  | 1h | 47.9873 | 118.2516 | 123.128 | 132.8591 | 121.1132 | 122.875 | 104.2128 | 90.1355 | 105.8559 | 104.6632 | 84.5862 | 77.9221 | 63.6475 | 66.2034 | 57.9114 | 53.9616 | 64.3662 | 50.098 | 51.1978 | 48.803 | 51.6507 | 65.6598 | 61.6143 | 64.2879
Option 6 AT | NSW |  | 2h | 106.1671 | 489.9505 | 603.6144 | 725.3861 | 1061.9725 | 1062.1732 | 965.3439 | 913.1856 | 1015.4334 | 985.5216 | 845.6523 | 813.9139 | 751.5591 | 817.999 | 790.6187 | 788.6751 | 760.259 | 741.3039 | 761.1983 | 712.7731 | 809.9383 | 831.3315 | 1097.3614 | 1125.3614
Option 6 AT | NSW |  | 4h | 479.5358 | 1883.2722 | 2127.7377 | 2348.3212 | 2501.6779 | 2671.0797 | 2521.4525 | 2463.5484 | 2672.6214 | 2623.58 | 2320.2993 | 2322.2991 | 2143.7981 | 2212.2045 | 2210.4307 | 2200.081 | 2016.6514 | 2045.2189 | 2092.1532 | 1624.8109 | 1471.3103 | 827.4844 | 685.7978 | 729.7996
Option 6 AT | NSW |  | 8h | 319.532 | 1332.5119 | 2758.0954 | 4074.9468 | 4113.9694 | 4461.9781 | 5451.9586 | 6821.3868 | 7871.7747 | 8945.0228 | 7515.0413 | 7484.8115 | 8145.0317 | 10207.3022 | 10831.5386 | 11413.0281 | 11229.9661 | 12893.5979 | 12695.56 | 12690.4497 | 14010.2911 | 15118.4481 | 12587.0169 | 13207.8578
Option 6 AT | NSW |  | Black Coal | 32779.0665 | 30112.665 | 12283.855 | 2969.0631 | 1272.0399 | 0 | 0 | 0 | 0 | 0 | 0 | 0 | 0 | 0 | 0 | 0 | 0 | 0 | 0 | 0 | 0 | 0 | 0 | 0
Option 6 AT | NSW |  | CCGT | 1999.6175 | 1953.5446 | 1943.6096 | 993.7609 | 977.0294 | 948.1284 | 674.7391 | 688.8035 | 756.0308 | 715.3835 | 741.4988 | 553.7402 | 292.9548 | 326.7897 | 328.148 | 296.0859 | 256.3347 | 153.8771 | 160.0207 | 200.386 | 209.4514 | 207.8296 | 225.6001 | 175.7179
Option 6 AT | NSW |  | CST | 0 | 0 | 0 | 0 | 0 | 4.399e-08 | 4.7026e-07 | 4.6556e-07 | 6.2292e-07 | 4.5185e-07 | 6.1257e-07 | 4.6298e-07 | 2.6374e-07 | 3.8195e-07 | 2.419e-07 | 2.6529e-07 | 4.9516e-07 | 1.0283e-06 | 1.8051e-07 | 2.4506e-07 | 1.4577e-07 | 2.119e-07 | 1.5147e-07 | 0
Option 6 AT | NSW |  | Coordinated CER | 67.5173 | 205.08 | 344.2156 | 524.778 | 751.7766 | 946.5627 | 1090.2386 | 1298.4086 | 1696.9286 | 1971.6422 | 1905.7523 | 2233.1119 | 2379.7201 | 2662.2334 | 2956.3446 | 3257.5424 | 3388.995 | 3849.1112 | 4086.5246 | 4326.2577 | 4986.8606 | 6032.8542 | 5780.2441 | 6790.4524
Option 6 AT | NSW |  | DSP | 9.9089e-07 | 1.5908e-06 | 1.7089e-06 | 4.5572 | 0.69876 | 0.38325 | 3.4127 | 6.9469 | 2.84 | 3.7725 | 5.364 | 5.1862 | 14.6168 | 4.0234 | 3.8096 | 3.6605 | 4.2814 | 5.4325 | 7.501 | 21.4578 | 5.8375 | 5.9945 | 8.4628 | 6.1169
Option 6 AT | NSW |  | Distributed PV | 11296.0408 | 12774.824 | 14834.6626 | 16319.8359 | 18641.6084 | 20543.5682 | 21234.14 | 23823.8667 | 24711.8661 | 25517.515 | 25584.1739 | 26085.5401 | 29158.4101 | 33044.8278 | 35432.3555 | 35082.7522 | 32941.0919 | 36026.0506 | 41403.1569 | 44399.0925 | 45839.7364 | 49046.991 | 50047.9883 | 55604.3712
Option 6 AT | NSW |  | Hydro | 3961.6829 | 4036.3194 | 2788.3415 | 3185.6821 | 3171.1154 | 3204.6104 | 2428.0732 | 1833.0961 | 2505.3726 | 2714.6877 | 1967.9497 | 2194.7019 | 1514.6687 | 1117.0916 | 1423.1915 | 814.2038 | 1235.2471 | 1677.7857 | 1157.298 | 1480.1986 | 1093.0971 | 1722.0877 | 1524.179 | 890.7001
Option 6 AT | NSW |  | OCGT | 102.7049 | 560.9993 | 229.1941 | 2237.4649 | 2800.0767 | 3062.7578 | 4546.4097 | 2989.8836 | 3390.1444 | 3613.1573 | 3889.1305 | 3675.8729 | 1198.5988 | 1888.6102 | 2061.3739 | 2318.0193 | 1480.7628 | 1098.6351 | 2023.809 | 2786.9984 | 3309.8118 | 1974.8687 | 2893.1537 | 1883.163
Option 6 AT | NSW |  | Offshore Wind | 0 | 0 | 0 | 0 | 0 | 0 | 0 | 0 | 0 | 0 | 0 | 0 | 9876.1387 | 10863.6798 | 14272.4955 | 13932.7757 | 17847.7334 | 15679.3052 | 17239.6029 | 18256.632 | 18290.3947 | 19139.4257 | 25245.5467 | 25008.0959
Option 6 AT | NSW |  | PHES | 18.0456 | 236.4792 | 1965.2517 | 5453.7034 | 5701.5366 | 5883.0334 | 5929.3334 | 5972.1027 | 6180.9769 | 6184.6437 | 4875.8953 | 5677.0537 | 4397.2103 | 3763.8723 | 3381.6394 | 3606.7933 | 4415.4528 | 4130.2179 | 3382.1283 | 3322.2 | 3827.66 | 4406.7882 | 3663.7274 | 3396.7318
Option 6 AT | NSW |  | Solar | 14960.984 | 21576.1785 | 25846.9463 | 32208.8412 | 31803.4766 | 31282.0537 | 33269.9752 | 36111.0691 | 41231.5096 | 43153.7089 | 40740.7528 | 41292.9195 | 40217.484 | 44671.2289 | 45139.4095 | 48623.7606 | 48064.7644 | 51379.0609 | 51822.7577 | 50930.375 | 55231.9625 | 57191.2301 | 56584.0569 | 57731.0033
Option 6 AT | NSW |  | Wind | 7917.2992 | 8179.3897 | 22884.7738 | 33514.9027 | 38352.003 | 41284.1208 | 44465.4827 | 53384.5948 | 53217.7592 | 54500.7626 | 60922.0574 | 62540.9187 | 58050.0593 | 51175.2265 | 53255.9218 | 57035.8588 | 58933.5537 | 57304.8985 | 58891.5735 | 56891.2297 | 58465.8372 | 60756.7191 | 54105.1188 | 58983.071
Option 6 AT | NSW | CNSW | 12h | 0 | 0 | 50.006 | 1563.3207 | 1576.6192 | 1598.3863 | 1509.0495 | 1367.0213 | 1577.5132 | 1459.5363 | 1163.8326 | 1221.8334 | 996.8104 | 898.6147 | 766.9459 | 815.6508 | 747.7212 | 711.4742 | 658.2595 | 600.7023 | 734.5754 | 799.1353 | 716.2617 | 731.1487
Option 6 AT | NSW | CNSW | 2h | 6.7054 | 116.8198 | 135.8439 | 157.7009 | 164.6733 | 161.8733 | 148.7963 | 130.7636 | 148.5348 | 140.6668 | 118.5302 | 116.3459 | 100.3491 | 145.9852 | 161.2188 | 175.644 | 182.7461 | 185.4127 | 188.6511 | 169.606 | 201.0907 | 188.5905 | 163.3905 | 183.6042
Option 6 AT | NSW | CNSW | 4h | 373.1462 | 697.5664 | 726.7474 | 837.4194 | 841.228 | 831.1381 | 783.8592 | 736.6353 | 806.8408 | 799.4191 | 682.047 | 687.1986 | 607.6477 | 632.4441 | 614.2324 | 640.6874 | 585.1958 | 591.7937 | 604.348 | 596.413 | 376.6686 | 407.413 | 333.2544 | 349.1435
Option 6 AT | NSW | CNSW | 8h | 0 | 81.7768 | 854.2109 | 1252.0158 | 1262.8725 | 1690.2731 | 3041.8681 | 4440.5667 | 5015.4086 | 6151.3931 | 5183.2635 | 5196.8802 | 6181.1217 | 8105.7175 | 8578.4214 | 9266.3984 | 9109.2128 | 10860.3267 | 10644.1564 | 10740.6504 | 12185.1901 | 13478.1263 | 10973.3176 | 12110.2503
Option 6 AT | NSW | CNSW | Black Coal | 20362.7422 | 20040.9306 | 9127.1014 | 2969.0631 | 1272.0399 | 0 | 0 | 0 | 0 | 0 | 0 | 0 | 0 | 0 | 0 | 0 | 0 | 0 | 0 | 0 | 0 | 0 | 0 | 0
Option 6 AT | NSW | CNSW | CST | 0 | 0 | 0 | 0 | 0 | 4.399e-08 | 4.7026e-07 | 4.6556e-07 | 6.2292e-07 | 4.5185e-07 | 6.1257e-07 | 4.6298e-07 | 2.6374e-07 | 1.895e-07 | 1.228e-07 | 1.8158e-07 | 1.9715e-07 | 4.7618e-07 | 1.8051e-07 | 2.4506e-07 | 1.4577e-07 | 2.119e-07 | 1.5147e-07 | 0
Option 6 AT | NSW | CNSW | Coordinated CER | 5.2582 | 21.4638 | 35.5448 | 50.7574 | 70.9424 | 86.5959 | 99.1864 | 111.9806 | 143.4907 | 162.933 | 153.71 | 180.2521 | 179.8874 | 204.6827 | 220.4788 | 239.4311 | 261.5534 | 286.4116 | 316.4222 | 334.6903 | 374.2542 | 438.8422 | 425.734 | 465.73
Option 6 AT | NSW | CNSW | Distributed PV | 878.6835 | 1003.7578 | 1188.5155 | 1298.3296 | 1418.9614 | 1563.8729 | 1612.832 | 1813.1798 | 1971.1938 | 2012.0606 | 2026.3232 | 2044.1348 | 2290.9274 | 2626.601 | 2698.3321 | 2677.9786 | 2509.4049 | 2760.7554 | 3206.8285 | 3415.1024 | 3512.6357 | 3758.451 | 3828.3672 | 4291.0274
Option 6 AT | NSW | CNSW | OCGT | 0 | 0 | 0 | 0 | 1.6501e-05 | 1.4996e-05 | 1.1128e-05 | 8.402e-06 | 8.5404e-06 | 7.9857e-06 | 7.0513e-06 | 8.722e-06 | 1.5396e-06 | 4.0563e-07 | 2.7973e-07 | 7.1244e-07 | 8.1575e-07 | 2.6884e-07 | 1.7147e-07 | 2.4773e-07 | 6.3024e-07 | 7.385e-08 | 3.5096e-07 | 2.3242e-07
Option 6 AT | NSW | CNSW | PHES | 18.0456 | 236.4792 | 313.2171 | 469.5086 | 487.1474 | 521.8665 | 524.7283 | 505.859 | 557.9429 | 516.2772 | 424.9946 | 477.9573 | 378.4036 | 321.4951 | 289.7436 | 278.2431 | 320.2849 | 292.73 | 246.3922 | 259.7851 | 260.2293 | 294.7528 | 264.876 | 250.7769
Option 6 AT | NSW | CNSW | Solar | 5485.1205 | 8609.8771 | 11895.4343 | 19563.948 | 19233.6906 | 20350.9582 | 23797.2809 | 26250.979 | 29346.0286 | 32510.5742 | 30023.5466 | 29991.2436 | 30790.4436 | 34645.0277 | 33613.768 | 36486.105 | 35638.8509 | 38677.7962 | 39393.4141 | 38290.9444 | 41405.0121 | 42922.5986 | 41800.8444 | 43403.6737
Option 6 AT | NSW | CNSW | Wind | 1397.3579 | 1641.7263 | 9720.4688 | 20188.2622 | 24898.7458 | 26052.9812 | 24959.2339 | 32227.9123 | 31525.015 | 33414.3742 | 37961.4224 | 39029.8444 | 37239.5059 | 33240.2703 | 34075.6077 | 36333.1337 | 37474.1148 | 34754.185 | 36156.8699 | 34891.9585 | 36261.9322 | 38294.188 | 33557.0052 | 36970.4633
Option 6 AT | NSW | NNSW | 1h | 39.0136 | 104.7885 | 108.1975 | 117.7769 | 106.1375 | 108.3189 | 90.7019 | 77.8324 | 91.92 | 90.8388 | 73.3543 | 66.6117 | 54.4827 | 57.1845 | 49.7547 | 44.9476 | 55.0315 | 50.0978 | 51.1977 | 48.803 | 51.6507 | 65.6598 | 61.6142 | 64.2878
Option 6 AT | NSW | NNSW | 2h | 15.85 | 156.828 | 197.2615 | 219.3808 | 199.6972 | 203.6509 | 167.984 | 144.9849 | 179.22 | 170.0709 | 134.1093 | 124.3214 | 101.8847 | 102.5448 | 93.2607 | 83.7209 | 98.2846 | 91.2213 | 90.1545 | 81.7353 | 96.7037 | 81.4147 | 71.0745 | 78.6881
Option 6 AT | NSW | NNSW | 8h | 227.0231 | 768.9044 | 1269.1352 | 1378.6332 | 1292.0911 | 1244.668 | 1054.7987 | 1021.2277 | 1350.0698 | 1299.2826 | 1042.0593 | 1021.8538 | 808.7324 | 927.4167 | 1059.7298 | 1004.6053 | 1057.3511 | 951.1092 | 945.7549 | 892.3772 | 741.1689 | 885.9692 | 944.1128 | 1047.8674
Option 6 AT | NSW | NNSW | CST | 0 | 0 | 0 | 0 | 0 | 0 | 0 | 0 | 0 | 0 | 0 | 0 | 0 | 0 | 0 | 0 | 2.085e-07 | 4.3627e-07 | 0 | 0 | 0 | 0 | 0 | 0
Option 6 AT | NSW | NNSW | Coordinated CER | 16.9989 | 31.9853 | 47.2653 | 73.401 | 88.9659 | 109.4966 | 114.677 | 117.7968 | 157.9142 | 187.3193 | 160.5845 | 179.8873 | 192.238 | 198.439 | 210.2704 | 222.7459 | 281.7147 | 290.3982 | 310.4008 | 326.4979 | 360.5878 | 501.662 | 518.0719 | 573.4304
Option 6 AT | NSW | NNSW | Distributed PV | 1701.718 | 1915.6095 | 2238.271 | 2489.5859 | 2654.2069 | 2918.8129 | 3032.0617 | 3380.5103 | 3499.9493 | 3668.2963 | 3650.0688 | 3698.1703 | 4141.4198 | 4592.3482 | 4927.2807 | 4825.6047 | 4578.5304 | 4928.6517 | 5592.4129 | 6079.5645 | 6253.3427 | 6681.548 | 6896.0162 | 7656.422
Option 6 AT | NSW | NNSW | PHES | 0 | 0 | 0 | 0 | 0 | 0 | 0 | 0 | 0 | 1.0008e-05 | 1.1856e-05 | 1.3989e-05 | 1.6609e-05 | 1.6733e-05 | 1.76e-05 | 1.7658e-05 | 1.8454e-05 | 2.5315e-05 | 2.0729e-05 | 2.0415e-05 | 2.0101e-05 | 2.2229e-05 | 2.2155e-05 | 2.1751e-05
Option 6 AT | NSW | NNSW | Solar | 1534.2069 | 1765.177 | 2222.889 | 1794.1 | 1548.5029 | 1490.5067 | 1503.543 | 1799.8551 | 2409.8791 | 2272.289 | 2069.7677 | 2244.3321 | 2563.6985 | 2516.4143 | 3922.7823 | 4004.2139 | 4242.4921 | 4235.3963 | 4099.6256 | 4208.225 | 4581.8294 | 4939.0191 | 5511.6734 | 5996.5232
Option 6 AT | NSW | NNSW | Wind | 1240.7325 | 1122.2037 | 1356.9515 | 1261.3708 | 1584.8963 | 1694.1403 | 6575.0444 | 6688.3967 | 7240.1194 | 6573.6155 | 9193.5842 | 9409.4635 | 7640.5217 | 6991.2265 | 7641.1843 | 8875.434 | 9520.8001 | 10557.0459 | 10695.5157 | 10070.365 | 10804.5638 | 11085.8725 | 10409.3085 | 10900.514
Option 6 AT | NSW | SNSW | 1h | 8.9737 | 13.463 | 14.9304 | 15.0822 | 14.9757 | 14.556 | 13.5109 | 12.3031 | 13.9358 | 13.8244 | 11.2319 | 11.3102 | 9.1648 | 9.0188 | 8.1566 | 9.0139 | 9.3346 | 0 | 0 | 0 | 0 | 0 | 0 | 0
Option 6 AT | NSW | SNSW | 2h | 48.766 | 115.6103 | 150.5722 | 151.8895 | 155.6206 | 149.7851 | 143.5424 | 124.7026 | 140.4161 | 133.4634 | 111.2924 | 108.4153 | 92.2471 | 93.5115 | 87.1895 | 93.9952 | 92.8054 | 90.7841 | 86.4473 | 81.2818 | 99.5099 | 109.9425 | 482.789 | 424.7948
Option 6 AT | NSW | SNSW | 4h | 0 | 0 | 0 | 0 | 55.1436 | 224.3936 | 210.5751 | 193.8399 | 221.3061 | 206.1751 | 156.6716 | 162.537 | 114.229 | 99.0362 | 99.0693 | 100.7672 | 110.9214 | 110.827 | 109.2083 | 93.5474 | 106.4803 | 133.341 | 110.2417 | 94.9394
Option 6 AT | NSW | SNSW | 8h | 92.5089 | 290.9039 | 395.068 | 483.5848 | 514.4733 | 486.1149 | 373.0332 | 359.631 | 419.3348 | 429.805 | 313.8702 | 302.3003 | 233.6395 | 214.4682 | 206.0861 | 205.8461 | 200.861 | 210.1279 | 192.1779 | 190.5798 | 167.9135 | 41.4791 | 67.0262 | 49.74
Option 6 AT | NSW | SNSW | CST | 0 | 0 | 0 | 0 | 0 | 0 | 0 | 0 | 0 | 0 | 0 | 0 | 0 | 1.9245e-07 | 1.191e-07 | 8.372e-08 | 8.9515e-08 | 1.1585e-07 | 0 | 0 | 0 | 0 | 0 | 0
Option 6 AT | NSW | SNSW | Coordinated CER | 16.6936 | 37.6155 | 58.2813 | 83.4806 | 111.9096 | 137.1274 | 153.5145 | 168.631 | 233.99 | 266.7153 | 238.6909 | 262.2224 | 276.8752 | 292.7474 | 322.5352 | 352.881 | 408.1185 | 438.5303 | 463.1993 | 480.6601 | 619.5062 | 728.3015 | 652.872 | 666.5941
Option 6 AT | NSW | SNSW | Distributed PV | 2005.2329 | 2252.1372 | 2603.408 | 2817.4216 | 3239.8755 | 3536.0753 | 3602.0606 | 4049.9785 | 4141.0709 | 4260.4432 | 4238.4268 | 4328.0766 | 4807.4918 | 5454.0998 | 5888.7504 | 5910.8659 | 5471.9085 | 5973.4485 | 6906.2109 | 7288.0084 | 7767.1306 | 8164.5205 | 8210.3842 | 9200.5636
Option 6 AT | NSW | SNSW | Hydro | 3961.6829 | 4036.3194 | 2788.3415 | 3185.6821 | 3171.1154 | 3204.6104 | 2428.0732 | 1833.0961 | 2505.3726 | 2714.6877 | 1967.9497 | 2194.7019 | 1514.6687 | 1117.0916 | 1423.1915 | 814.2038 | 1235.2471 | 1677.7857 | 1157.298 | 1480.1986 | 1093.0971 | 1722.0877 | 1524.179 | 890.7001
Option 6 AT | NSW | SNSW | OCGT | 1.2225e-06 | 1.5634e-06 | 1.0225e-06 | 67.4417 | 400.8538 | 140.6625 | 465.1053 | 318.5828 | 321.9712 | 385.0767 | 296.645 | 327.933 | 70.7268 | 230.997 | 266.7136 | 350.3188 | 269.5947 | 9.9785e-08 | 0 | 0 | 0 | 0 | 0 | 0
Option 6 AT | NSW | SNSW | PHES | 0 | 0 | 1652.0346 | 4984.1949 | 5214.3892 | 5361.1669 | 5404.6051 | 5466.2436 | 5623.0339 | 5668.3665 | 4450.9007 | 5199.0964 | 4018.8067 | 3442.3772 | 3091.8958 | 3328.5502 | 4095.1679 | 3837.4878 | 3135.7361 | 3062.4148 | 3567.4307 | 4112.0354 | 3398.8513 | 3145.9549
Option 6 AT | NSW | SNSW | Solar | 6299.1223 | 9515.2376 | 9897.8921 | 8895.5258 | 9189.7284 | 7501.1076 | 6062.1842 | 6069.2764 | 7490.7129 | 6486.2291 | 6848.6558 | 7293.9724 | 4954.2597 | 5593.3677 | 5793.6081 | 6301.9111 | 6556.7213 | 6783.4545 | 6492.3781 | 6477.5133 | 7411.1308 | 7386.7248 | 7622.7338 | 6463.8961
Option 6 AT | NSW | SNSW | Wind | 5279.2088 | 5415.4597 | 10817.5697 | 11129.02 | 10930.3424 | 12612.9031 | 11959.3921 | 13494.8891 | 13500.207 | 13556.7597 | 12812.6634 | 13072.3388 | 12125.6984 | 10054.1117 | 10577.9472 | 10889.2765 | 10950.3 | 11083.1195 | 11051.2654 | 10992.6507 | 10461.3151 | 10452.553 | 9167.1742 | 10138.6946
Option 6 AT | NSW | SNW | 1h | 1.1465e-05 | 1.5317e-05 | 1.5856e-05 | 2.9056e-05 | 3.1839e-05 | 3.9026e-05 | 5.2521e-05 | 6.0443e-05 | 6.273e-05 | 6.4334e-05 | 7.9873e-05 | 8.8418e-05 | 0.00010373 | 0.00010569 | 0.00010987 | 0.00012127 | 0.00013034 | 0.0001441 | 4.5919e-05 | 4.6163e-05 | 4.6338e-05 | 5.2777e-05 | 5.4682e-05 | 6.149e-05
Option 6 AT | NSW | SNW | 2h | 34.8458 | 100.6924 | 119.9368 | 196.4149 | 541.9815 | 546.8639 | 505.0212 | 512.7346 | 547.2626 | 541.3205 | 481.7204 | 464.8313 | 457.0782 | 475.9575 | 448.9497 | 435.315 | 386.4229 | 373.8858 | 395.9454 | 380.15 | 412.634 | 451.3839 | 380.1074 | 438.2744
Option 6 AT | NSW | SNW | 4h | 106.3897 | 1185.7058 | 1400.9904 | 1510.9018 | 1605.3063 | 1615.548 | 1527.0183 | 1533.0731 | 1644.4745 | 1617.9858 | 1481.5807 | 1472.5636 | 1421.9214 | 1480.7242 | 1497.129 | 1458.6264 | 1320.5342 | 1342.5982 | 1378.5969 | 934.8504 | 988.1613 | 286.7304 | 242.3017 | 285.7167
Option 6 AT | NSW | SNW | 8h | 9.0138e-06 | 190.9267 | 239.6813 | 960.713 | 1044.5325 | 1040.9221 | 982.2586 | 999.9614 | 1086.9615 | 1064.5421 | 975.8482 | 963.7772 | 921.538 | 959.6998 | 987.3013 | 936.1782 | 862.5411 | 872.0341 | 913.4708 | 866.8423 | 916.0186 | 712.8736 | 602.5603 | 7.0799e-05
Option 6 AT | NSW | SNW | Black Coal | 12416.3243 | 10071.7344 | 3156.7536 | 0 | 0 | 0 | 0 | 0 | 0 | 0 | 0 | 0 | 0 | 0 | 0 | 0 | 0 | 0 | 0 | 0 | 0 | 0 | 0 | 0
Option 6 AT | NSW | SNW | CCGT | 1999.6175 | 1953.5446 | 1943.6096 | 993.7609 | 977.0294 | 948.1284 | 674.7391 | 688.8035 | 756.0308 | 715.3835 | 741.4988 | 553.7402 | 292.9548 | 326.7897 | 328.148 | 296.0859 | 256.3347 | 153.8771 | 160.0207 | 200.386 | 209.4514 | 207.8296 | 225.6001 | 175.7179
Option 6 AT | NSW | SNW | Coordinated CER | 28.5665 | 114.0154 | 203.1242 | 317.1391 | 479.9587 | 613.3429 | 722.8606 | 900.0003 | 1161.5336 | 1354.6745 | 1352.7668 | 1610.75 | 1730.7194 | 1966.3643 | 2203.0603 | 2442.4844 | 2437.6083 | 2833.771 | 2996.5023 | 3184.4094 | 3632.5125 | 4364.0485 | 4183.5661 | 5084.6979
Option 6 AT | NSW | SNW | DSP | 9.9089e-07 | 1.5908e-06 | 1.7089e-06 | 4.5572 | 0.69876 | 0.38325 | 3.4127 | 6.9469 | 2.84 | 3.7725 | 5.364 | 5.1862 | 14.6168 | 4.0234 | 3.8096 | 3.6605 | 4.2814 | 5.4325 | 7.501 | 21.4578 | 5.8375 | 5.9945 | 8.4628 | 6.1169
Option 6 AT | NSW | SNW | Distributed PV | 6710.4064 | 7603.3196 | 8804.4681 | 9714.4988 | 11328.5646 | 12524.8072 | 12987.1857 | 14580.198 | 15099.6521 | 15576.7149 | 15669.3551 | 16015.1585 | 17918.5712 | 20371.7788 | 21917.9923 | 21668.303 | 20381.2481 | 22363.195 | 25697.7046 | 27616.4172 | 28306.6273 | 30442.4715 | 31113.2207 | 34456.3582
Option 6 AT | NSW | SNW | OCGT | 102.7049 | 560.9993 | 229.1941 | 2170.0232 | 2399.2229 | 2922.0953 | 4081.3044 | 2671.3008 | 3068.1732 | 3228.0806 | 3592.4855 | 3347.9398 | 1127.8719 | 1657.6132 | 1794.6603 | 1967.7004 | 1211.1682 | 1098.6351 | 2023.809 | 2786.9984 | 3309.8118 | 1974.8687 | 2893.1537 | 1883.163
Option 6 AT | NSW | SNW | Offshore Wind | 0 | 0 | 0 | 0 | 0 | 0 | 0 | 0 | 0 | 0 | 0 | 0 | 9876.1387 | 10863.6798 | 14272.4955 | 13932.7757 | 17847.7334 | 15679.3052 | 17239.6029 | 18256.632 | 18290.3947 | 19139.4257 | 25245.5467 | 25008.0959
Option 6 AT | NSW | SNW | Solar | 1642.5343 | 1685.8868 | 1830.7309 | 1955.2674 | 1831.5547 | 1939.4811 | 1906.9671 | 1990.9587 | 1984.889 | 1884.6166 | 1798.7826 | 1763.3714 | 1909.0822 | 1916.4191 | 1809.2511 | 1831.5306 | 1626.7 | 1682.414 | 1837.34 | 1953.6923 | 1833.9902 | 1942.8877 | 1648.8051 | 1866.9103
Option 6 AT | NSW | SNW | Wind | 0 | 0 | 989.7838 | 936.2496 | 938.0185 | 924.0962 | 971.8124 | 973.3967 | 952.4178 | 956.0131 | 954.3874 | 1029.2721 | 1044.3333 | 889.6181 | 961.1826 | 938.0146 | 988.3388 | 910.5482 | 987.9225 | 936.2554 | 938.0262 | 924.1056 | 971.6309 | 973.3991
Option 6 AT | QLD |  | 1h | 24.9543 | 158.8972 | 213.0682 | 252.6016 | 236.8114 | 233.913 | 192.9111 | 173.1872 | 213.7433 | 241.4971 | 194.2224 | 196.503 | 168.324 | 130.242 | 118.1336 | 126.303 | 105.2843 | 94.2575 | 84.6529 | 80.7315 | 77.9993 | 103.8221 | 102.1116 | 100.6917
Option 6 AT | QLD |  | 2h | 535.6012 | 1194.3843 | 1430.8933 | 1647.7466 | 1596.46 | 1613.3038 | 1405.2017 | 1279.1479 | 1366.6093 | 1448.7741 | 1228.6821 | 1234.1034 | 997.2796 | 851.0102 | 884.1927 | 842.7565 | 944.6959 | 953.6194 | 847.841 | 722.2828 | 691.6333 | 763.1515 | 648.9663 | 517.3271
Option 6 AT | QLD |  | 4h | 142.8318 | 303.0019 | 511.8362 | 609.61 | 610.103 | 591.6087 | 519.5507 | 457.4484 | 485.0358 | 499.5302 | 438.3285 | 455.5704 | 352.1393 | 289.4984 | 316.4059 | 317.7946 | 353.5298 | 955.458 | 977.8592 | 1102.9193 | 975.0514 | 846.3982 | 738.6262 | 529.2819
Option 6 AT | QLD |  | 8h | 0 | 0 | 2562.2218 | 5283.7787 | 7835.3708 | 7890.4542 | 10066.0939 | 10064.5038 | 10954.3828 | 11438.3902 | 10165.4984 | 10283.6227 | 9132.2943 | 10570.0473 | 12135.1702 | 12133.1787 | 11753.1932 | 13209.0722 | 13012.2118 | 13020.6876 | 13718.5543 | 14539.0662 | 13446.5226 | 12934.9125
Option 6 AT | QLD |  | Biomass | 266.7098 | 231.8426 | 207.7948 | 164.7624 | 143.7559 | 142.9822 | 86.3438 | 86.0766 | 85.8538 | 89.5383 | 84.8438 | 65.0342 | 22.9258 | 25.8765 | 35.0875 | 31.394 | 42.9804 | 34.7955 | 42.455 | 39.3649 | 38.1906 | 46.464 | 42.4324 | 33.7766
Option 6 AT | QLD |  | Black Coal | 29213.4146 | 22562.502 | 9944.964 | 3884.7488 | 669.1894 | 0 | 0 | 0 | 0 | 0 | 0 | 0 | 0 | 0 | 0 | 0 | 0 | 0 | 0 | 0 | 0 | 0 | 0 | 0
Option 6 AT | QLD |  | CCGT | 8247.0635 | 7681.365 | 3525.4852 | 3865.1115 | 3100.5352 | 3024.8328 | 2168.0537 | 1688.9716 | 1706.9168 | 1673.942 | 1219.2377 | 1212.7688 | 210.542 | 436.6482 | 509.5221 | 556.1656 | 584.4153 | 439.8278 | 869.4625 | 798.5615 | 1230.4191 | 985.9308 | 1325.829 | 1424.025
Option 6 AT | QLD |  | Coordinated CER | 48.9538 | 113.3866 | 190.9541 | 324.7191 | 415.4459 | 535.4908 | 619.8393 | 739.6123 | 921.4766 | 1138.0056 | 1120.3807 | 1266.5562 | 1333.179 | 1336.139 | 1593.2835 | 1700.5073 | 2042.879 | 2409.3009 | 2516.6891 | 2749.1015 | 2950.3675 | 3883.4703 | 3920.9892 | 4573.0568
Option 6 AT | QLD |  | Distributed PV | 9983.5875 | 11817.7604 | 13053.0933 | 14556.9376 | 15649.0841 | 16725.0386 | 17775.4766 | 19089.4929 | 19803.4017 | 20987.7173 | 20732.1122 | 20933.4187 | 22737.955 | 25555.4459 | 27365.3666 | 27590.1573 | 25220.0335 | 29130.893 | 31488.3064 | 34368.8695 | 35642.9038 | 37291.0174 | 39715.5807 | 42548.5724
Option 6 AT | QLD |  | H2 Reciprocating Engine | 0 | 0 | 2.7466e-06 | 165.8363 | 450.1237 | 503.7111 | 355.8228 | 216.5406 | 214.2772 | 224.1628 | 180.0087 | 294.4441 | 52.0192 | 100.2203 | 122.5192 | 95.8296 | 75.1164 | 94.0487 | 233.1988 | 144.6718 | 223.8028 | 103.3158 | 198.4061 | 166.386
Option 6 AT | QLD |  | Hydro | 981.1912 | 822.4934 | 652.7597 | 649.3895 | 533.7649 | 491.6765 | 315.1888 | 335.8923 | 410.8842 | 366.7247 | 317.0018 | 275.5303 | 125.7717 | 138.7632 | 140.3524 | 139.4001 | 169.5618 | 168.8851 | 155.9853 | 193.9712 | 145.5884 | 172.6484 | 141.8197 | 148.6487
Option 6 AT | QLD |  | Liquid Fuel | 0 | 0 | 0 | 19.6747 | 63.3356 | 27.7725 | 23.9288 | 3.5171 | 0.04547 | 0 | 0 | 5.75e-10 | 14.6846 | 0 | 0 | 0 | 0 | 0 | 0 | 0 | 0 | 0 | 0 | 0
Option 6 AT | QLD |  | OCGT | 7.6748e-06 | 71.7653 | 101.8788 | 263.2712 | 452.8515 | 448.1768 | 310.8866 | 176.3005 | 148.6199 | 92.2899 | 164.1607 | 286.9458 | 99.8726 | 80.1078 | 93.165 | 73.1998 | 51.7101 | 84.6268 | 212.6355 | 449.8993 | 1129.3936 | 641.8005 | 1505.7957 | 2285.3572
Option 6 AT | QLD |  | PHES | 433.2797 | 1114.4733 | 1358.2163 | 1644.7328 | 1653.2795 | 1626.4162 | 1508.0871 | 1400.6975 | 1527.5043 | 3375.8242 | 3976.8158 | 4302.1181 | 3826.9208 | 3132.513 | 2900.1652 | 2874.8846 | 3577.8005 | 3377.286 | 2890.1048 | 2650.8366 | 3019.9608 | 3538.4286 | 3391.0183 | 3858.58
Option 6 AT | QLD |  | Solar | 11609.5287 | 18766.6931 | 20158.2302 | 23927.8314 | 28138.9645 | 28519.8177 | 32568.0484 | 32685.6767 | 36021.086 | 42669.0279 | 41996.5864 | 44022.1897 | 43715.4807 | 43716.8134 | 45174.9485 | 48879.3016 | 49208.2956 | 52499.2961 | 52003.6416 | 53400.1561 | 54922.4316 | 58604.0381 | 57390.9147 | 56960.7358
Option 6 AT | QLD |  | Wind | 8586.2822 | 9666.8383 | 28967.0939 | 30081.9955 | 30532.6294 | 32616.5513 | 34508.4404 | 37193.9737 | 40342.3056 | 37951.8039 | 40407.321 | 41969.7205 | 47678.8174 | 49361.8133 | 50348.2262 | 51878.5137 | 53048.2708 | 53498.2628 | 54793.9184 | 58863.0304 | 59204.0329 | 60388.133 | 64221.4412 | 64572.5467
Option 6 AT | QLD | CQ | 2h | 40.9486 | 110.0359 | 122.2352 | 125.5368 | 134.3373 | 127.0043 | 108.9105 | 92.3098 | 103.846 | 122.2275 | 106.2724 | 114.1642 | 80.473 | 69.1383 | 82.1609 | 98.5217 | 76.6152 | 85.8311 | 86.9855 | 88.6454 | 90.8854 | 99.7072 | 89.1364 | 93.2203
Option 6 AT | QLD | CQ | 4h | 47.8062 | 141.5004 | 155.6109 | 157.5915 | 166.9905 | 160.2799 | 137.7429 | 117.4899 | 132.5442 | 148.2706 | 121.6417 | 126.5751 | 95.1538 | 75.0776 | 83.4174 | 91.6997 | 96.6298 | 91.7988 | 88.0212 | 93.0521 | 0 | 0 | 0 | 0
Option 6 AT | QLD | CQ | 8h | 0 | 0 | 0.00035551 | 0.0010316 | 6.4895 | 6.2789 | 512.2552 | 623.0226 | 686.1194 | 781.7186 | 703.4127 | 740.7633 | 524.2083 | 570.1816 | 1137.6014 | 1615.4149 | 2219.938 | 3161.3005 | 3116.0723 | 3462.6188 | 3682.4987 | 4081.3499 | 4737.9535 | 5282.9122
Option 6 AT | QLD | CQ | Black Coal | 8170.9955 | 6779.9709 | 3947.256 | 2068.236 | 0 | 0 | 0 | 0 | 0 | 0 | 0 | 0 | 0 | 0 | 0 | 0 | 0 | 0 | 0 | 0 | 0 | 0 | 0 | 0
Option 6 AT | QLD | CQ | Coordinated CER | 4.1993 | 9.9423 | 17.5621 | 28.9965 | 36.7766 | 45.9541 | 52.9173 | 56.4424 | 75.5097 | 97.6938 | 95.194 | 114.9769 | 104.791 | 96.6852 | 124.0276 | 163.0625 | 198.7325 | 243.5958 | 246.6682 | 277.4588 | 323.596 | 388.2226 | 383.5091 | 453.31
Option 6 AT | QLD | CQ | Distributed PV | 933.5065 | 1117.299 | 1248.7365 | 1371.3314 | 1488.0816 | 1604.78 | 1731.4596 | 1963.3319 | 2042.0528 | 2152.6413 | 2145.762 | 2176.2524 | 2339.9382 | 2686.1412 | 2908.8941 | 2717.9224 | 2583.5261 | 3006.1231 | 3296.967 | 3453.573 | 3582.3644 | 3770.8865 | 4122.8921 | 4816.822
Option 6 AT | QLD | CQ | OCGT | 1.336e-08 | 4.4845e-08 | 5.427e-08 | 5.2065e-08 | 115.1467 | 80.559 | 84.9772 | 23.3372 | 20.8824 | 3.7822e-07 | 18.078 | 44.5415 | 26.2033 | 6.6435 | 1.5792 | 1.9759 | 1.565 | 0.74736 | 27.4122 | 28.6125 | 5.3e-10 | 0 | 0 | 20.9611
Option 6 AT | QLD | CQ | PHES | 0 | 0 | 0 | 0 | 0 | 0 | 0 | 0 | 0 | 1.0689e-05 | 1.3079e-05 | 1.7594e-05 | 1.8132e-05 | 1.8956e-05 | 2.0595e-05 | 2.0545e-05 | 2.0557e-05 | 2.8069e-05 | 2.2385e-05 | 2.3138e-05 | 2.3037e-05 | 2.4324e-05 | 2.2975e-05 | 2.4148e-05
Option 6 AT | QLD | CQ | Solar | 2118.6923 | 2427.2309 | 2351.5675 | 2365.6944 | 6449.117 | 6719.3151 | 7320.9278 | 7971.5957 | 8660.3703 | 12772.5911 | 13286.1402 | 14921.5167 | 11732.4447 | 11924.0183 | 13317.1594 | 16292.6094 | 17265.0151 | 18861.936 | 18314.4258 | 19095.8231 | 20193.4166 | 21879.9595 | 20133.526 | 20528.3362
Option 6 AT | QLD | CQ | Wind | 1392.5015 | 2506.563 | 6029.1829 | 6417.4944 | 6277.6269 | 6288.8029 | 6079.3345 | 6682.3645 | 7524.386 | 6698.7083 | 7212.3114 | 7106.2506 | 11382.5737 | 12546.5031 | 12466.8831 | 12332.4634 | 12673.4395 | 12667.6523 | 13211.7756 | 15811.7007 | 15360.5591 | 15769.4687 | 15515.1445 | 14285.0516
Option 6 AT | QLD | GG | 1h | 0 | 24.3009 | 74.5716 | 109.0947 | 100.1531 | 94.4556 | 71.4243 | 58.2181 | 83.6059 | 101.6098 | 82.2481 | 87.2397 | 67.5295 | 43.2427 | 35.4328 | 49.4917 | 17.3665 | 14.4325 | 10.4869 | 7.6694 | 3.7296 | 3.6431 | 1.4584 | 0
Option 6 AT | QLD | GG | 2h | 0 | 1.4027e-05 | 1.9303e-05 | 4.3325e-05 | 0.00015427 | 0.0001614 | 0.00019234 | 0.00027908 | 0.0002858 | 0.00058748 | 0.00064252 | 0.0006891 | 0.0007439 | 0.00074683 | 0.00073409 | 0.00076526 | 0.00075181 | 99.468 | 83.1558 | 75.9983 | 52.8542 | 57.2214 | 49.0734 | 34.1989
Option 6 AT | QLD | GG | 4h | 0 | 0 | 7.0775e-05 | 0.00019939 | 0.00022171 | 0.00022481 | 0.00024706 | 0.00025819 | 0.00026573 | 0.00027241 | 0.00028645 | 0.00029737 | 0.00031396 | 0.0003175 | 0.00030965 | 0.00031657 | 0.00030324 | 621.0942 | 655.1087 | 759.5355 | 745.6847 | 555.69 | 573.7957 | 367.1601
Option 6 AT | QLD | GG | 8h | 0 | 0 | 5.2641e-05 | 609.3824 | 2169.707 | 2101.7829 | 2946.3024 | 2668.1194 | 3177.7216 | 3479.7077 | 3160.9144 | 3246.8228 | 2588.3392 | 2399.3475 | 2639.09 | 2980.6778 | 1959.6157 | 1163.4837 | 873.3114 | 1255.4259 | 1209.3893 | 271.4753 | 245.434 | 150.7121
Option 6 AT | QLD | GG | Black Coal | 2207.52 | 2213.568 | 1469.664 | 0 | 0 | 0 | 0 | 0 | 0 | 0 | 0 | 0 | 0 | 0 | 0 | 0 | 0 | 0 | 0 | 0 | 0 | 0 | 0 | 0
Option 6 AT | QLD | GG | CCGT | 1231.3494 | 1084.3896 | 662.256 | 883.008 | 360.6715 | 362.3848 | 352.1377 | 234.9213 | 313.2242 | 269.7729 | 253.5934 | 238.9217 | 42.4049 | 107.9492 | 134.0707 | 148.6595 | 178.2763 | 120.4816 | 244.9593 | 734.4383 | 1102.94 | 985.9308 | 1325.829 | 1424.025
Option 6 AT | QLD | GG | Coordinated CER | 0.38893 | 0.89195 | 1.61 | 3.9767 | 5.1056 | 6.4189 | 7.6146 | 8.9411 | 11.3247 | 13.7046 | 14.4107 | 16.4386 | 15.4646 | 16.7683 | 18.2286 | 22.7107 | 21.6938 | 23.8066 | 25.8632 | 29.1258 | 30.666 | 31.7923 | 33.1487 | 29.0251
Option 6 AT | QLD | GG | Distributed PV | 113.457 | 134.7875 | 149.3605 | 167.4769 | 179.8218 | 192.1963 | 203.9948 | 219.2438 | 227.8148 | 239.5799 | 236.7078 | 238.9594 | 259.1357 | 295.2524 | 315.3891 | 319.1201 | 287.9176 | 331.9536 | 358.551 | 394.35 | 408.839 | 427.677 | 451.8075 | 482.791
Option 6 AT | QLD | GG | OCGT | 0 | 0 | 0 | 0 | 62.8295 | 64.9146 | 43.2331 | 20.7824 | 22.0309 | 12.1117 | 8.9841 | 23.265 | 11.4364 | 4.446 | 10.6929 | 10.4463 | 8.289 | 16.4599 | 52.6951 | 178.3502 | 815.5825 | 564.3752 | 1278.7813 | 2131.1461
Option 6 AT | QLD | GG | Solar | 1047.1193 | 1200.6404 | 1235.9928 | 1280.6689 | 1286.1813 | 1315.8829 | 1300.8697 | 1329.7342 | 1330.3825 | 1374.8181 | 1312.6788 | 1296.0337 | 1472.3227 | 1504.5274 | 1493.4049 | 1509.9458 | 1241.2448 | 1457.5951 | 1497.2872 | 1552.3268 | 1556.7323 | 1592.4046 | 1567.9381 | 1586.1353
Option 6 AT | QLD | NQ | 2h | 0 | 39.7025 | 205.3341 | 350.4648 | 326.3761 | 303.7883 | 272.8513 | 236.2808 | 224.6588 | 245.6084 | 233.9755 | 249.3488 | 175.9822 | 140.1247 | 158.9258 | 152.642 | 174.9669 | 167.3773 | 163.865 | 184.9515 | 159.7723 | 125.2939 | 104.8767 | 0
Option 6 AT | QLD | NQ | 4h | 0 | 0 | 176.2842 | 251.5379 | 247.7779 | 234.6008 | 211.1824 | 185.4662 | 184.8657 | 183.3547 | 178.2063 | 191.5126 | 138.0276 | 111.2478 | 124.4315 | 124.7175 | 137.529 | 139.8554 | 135.6815 | 151.2502 | 126.0169 | 168.9144 | 36.5452 | 41.7972
Option 6 AT | QLD | NQ | 8h | 0 | 0 | 23.6786 | 233.4647 | 1024.3134 | 965.0175 | 858.8294 | 773.125 | 762.68 | 819.2697 | 770.3424 | 872.8602 | 758.2686 | 598.1872 | 688.7177 | 721.1333 | 790.8354 | 812.2005 | 760.6803 | 915.0363 | 729.2599 | 956.8254 | 779.4786 | 828.8166
Option 6 AT | QLD | NQ | Biomass | 266.7098 | 231.8426 | 207.7948 | 164.7624 | 143.7559 | 142.9822 | 86.3438 | 86.0766 | 85.8538 | 89.5383 | 84.8438 | 65.0342 | 22.9258 | 25.8765 | 35.0875 | 31.394 | 42.9804 | 34.7955 | 42.455 | 39.3649 | 38.1906 | 46.464 | 42.4324 | 33.7766
Option 6 AT | QLD | NQ | CCGT | 1509.3098 | 1250.8124 | 106.872 | 202.9154 | 403.7043 | 388.7803 | 207.4835 | 113.0295 | 105.8302 | 126.6793 | 125.6066 | 152.3681 | 64.1232 | 64.2989 | 64.1232 | 64.1232 | 64.1232 | 69.0728 | 135.5581 | 64.1232 | 127.4792 | 0 | 0 | 0
Option 6 AT | QLD | NQ | Coordinated CER | 10.5136 | 17.8879 | 29.1538 | 46.2333 | 59.8632 | 73.221 | 80.0509 | 87.6808 | 109.8832 | 143.0106 | 145.4878 | 176.6913 | 150.2057 | 140.3424 | 171.8994 | 222.2485 | 261.6342 | 297.406 | 307.9213 | 388.3815 | 359.0031 | 518.343 | 447.303 | 628.2046
Option 6 AT | QLD | NQ | Distributed PV | 1515.1605 | 1802.9215 | 1987.6529 | 2216.7754 | 2410.5618 | 2578.7025 | 2714.8613 | 2917.1138 | 3021.3198 | 3216.7683 | 3174.0957 | 3225.0487 | 3480.981 | 3906.3861 | 4199.2376 | 4301.6586 | 3917.9136 | 4563.0361 | 4886.89 | 5317.914 | 5608.681 | 5852.128 | 6138.6975 | 6591.1244
Option 6 AT | QLD | NQ | Hydro | 981.1912 | 822.4934 | 652.7597 | 649.3895 | 533.7649 | 491.6765 | 315.1888 | 335.8923 | 410.8842 | 366.7247 | 317.0018 | 275.5303 | 125.7717 | 138.7632 | 140.3524 | 139.4001 | 169.5618 | 168.8851 | 155.9853 | 193.9712 | 145.5884 | 172.6484 | 141.8197 | 148.6487
Option 6 AT | QLD | NQ | Liquid Fuel | 0 | 0 | 0 | 19.6747 | 63.3356 | 27.7725 | 23.9288 | 3.5171 | 0.04547 | 0 | 0 | 5.75e-10 | 14.6846 | 0 | 0 | 0 | 0 | 0 | 0 | 0 | 0 | 0 | 0 | 0
Option 6 AT | QLD | NQ | PHES | 393.1215 | 591.6584 | 690.4883 | 761.9872 | 719.0233 | 666.9296 | 589.4554 | 534.3367 | 547.386 | 588.9992 | 515.5596 | 554.5874 | 416.9791 | 324.6275 | 351.6844 | 359.3284 | 428.4164 | 432.9537 | 370.1483 | 418.8215 | 392.97 | 497.9621 | 395.7013 | 503.078
Option 6 AT | QLD | NQ | Solar | 3131.56 | 3398.5468 | 3845.5509 | 4105.3351 | 4266.7666 | 4378.3942 | 3686.274 | 3448.5983 | 3597.949 | 3860.7226 | 4199.1361 | 5383.3616 | 4070.3035 | 3514.7503 | 4050.3348 | 4090.8073 | 4960.3984 | 5169.4856 | 5366.0482 | 4561.5304 | 5240.3241 | 5787.3807 | 5835.931 | 4942.6159
Option 6 AT | QLD | NQ | Wind | 940.2591 | 974.8508 | 7700.8044 | 8585.2787 | 8582.3475 | 8751.6547 | 11867.6014 | 14011.0858 | 14912.0788 | 14594.0865 | 14067.7438 | 13497.9664 | 16320.7954 | 17834.5238 | 17673.0699 | 18667.647 | 18327.9765 | 18594.7181 | 19588.1889 | 21353.671 | 21218.8467 | 20014.724 | 20632.3837 | 22047.1065
Option 6 AT | QLD | SQ | 1h | 24.9543 | 134.5964 | 138.4966 | 143.507 | 136.6583 | 139.4574 | 121.4868 | 114.9692 | 130.1374 | 139.8873 | 111.9743 | 109.2633 | 100.7945 | 86.9994 | 82.7008 | 76.8113 | 87.9179 | 79.825 | 74.166 | 73.0621 | 74.2697 | 100.1789 | 100.6532 | 100.6917
Option 6 AT | QLD | SQ | 2h | 494.6526 | 1044.6458 | 1103.324 | 1171.7448 | 1135.7465 | 1182.511 | 1023.4398 | 950.5571 | 1038.1042 | 1080.9376 | 888.4336 | 870.5896 | 740.8237 | 641.7464 | 643.1053 | 591.592 | 693.113 | 600.943 | 513.8346 | 372.6877 | 388.1214 | 480.9291 | 405.8798 | 389.908
Option 6 AT | QLD | SQ | 4h | 95.0256 | 161.5015 | 179.9411 | 200.4804 | 195.3344 | 196.7277 | 170.6252 | 154.492 | 167.6255 | 167.9046 | 138.4802 | 137.4824 | 118.9576 | 103.1726 | 108.5566 | 101.377 | 119.3707 | 102.7096 | 99.0478 | 99.0816 | 103.3498 | 121.7938 | 128.2852 | 120.3246
Option 6 AT | QLD | SQ | 8h | 0 | 0 | 2538.5428 | 4440.9305 | 4634.8609 | 4817.3749 | 5748.707 | 6000.2367 | 6327.8619 | 6357.6943 | 5530.8289 | 5423.1764 | 5261.4782 | 7002.331 | 7669.761 | 6815.9528 | 6782.8042 | 8072.0874 | 8262.1477 | 7387.6066 | 8097.4064 | 9229.4156 | 7683.6565 | 6672.4715
Option 6 AT | QLD | SQ | Black Coal | 18834.8991 | 13568.9631 | 4528.044 | 1816.5128 | 669.1894 | 0 | 0 | 0 | 0 | 0 | 0 | 0 | 0 | 0 | 0 | 0 | 0 | 0 | 0 | 0 | 0 | 0 | 0 | 0
Option 6 AT | QLD | SQ | CCGT | 5506.4042 | 5346.163 | 2756.3572 | 2779.1881 | 2336.1594 | 2273.6677 | 1608.4325 | 1341.0208 | 1287.8624 | 1277.4898 | 840.0378 | 821.4791 | 104.0139 | 264.4001 | 311.3282 | 343.3829 | 342.0159 | 250.2735 | 488.9451 | 0 | 0 | 0 | 0 | 0
Option 6 AT | QLD | SQ | Coordinated CER | 33.8519 | 84.6646 | 142.6283 | 245.5126 | 313.7006 | 409.8968 | 479.2565 | 586.548 | 724.759 | 883.5966 | 865.2881 | 958.4494 | 1062.7178 | 1082.3431 | 1279.1279 | 1292.4856 | 1560.8184 | 1844.4925 | 1936.2364 | 2054.1352 | 2237.1024 | 2945.1124 | 3057.0284 | 3462.5171
Option 6 AT | QLD | SQ | Distributed PV | 7421.4635 | 8762.7525 | 9667.3434 | 10801.3539 | 11570.6189 | 12349.3598 | 13125.1608 | 13989.8033 | 14512.2143 | 15378.7278 | 15175.5468 | 15293.1582 | 16657.9002 | 18667.6662 | 19941.8457 | 20251.4561 | 18430.6762 | 21229.7802 | 22945.8985 | 25203.0326 | 26043.0195 | 27240.326 | 29002.1836 | 30657.835
Option 6 AT | QLD | SQ | H2 Reciprocating Engine | 0 | 0 | 2.7466e-06 | 165.8363 | 450.1237 | 503.7111 | 355.8228 | 216.5406 | 214.2772 | 224.1628 | 180.0087 | 294.4441 | 52.0192 | 100.2203 | 122.5192 | 95.8296 | 75.1164 | 94.0487 | 233.1988 | 144.6718 | 223.8028 | 103.3158 | 198.4061 | 166.386
Option 6 AT | QLD | SQ | OCGT | 7.6615e-06 | 71.7653 | 101.8788 | 263.2712 | 274.8753 | 302.7032 | 182.6763 | 132.1809 | 105.7066 | 80.1782 | 137.0986 | 219.1392 | 62.2328 | 69.0184 | 80.8928 | 60.7776 | 41.856 | 67.4196 | 132.5281 | 242.9366 | 313.8111 | 77.4253 | 227.0144 | 133.25
Option 6 AT | QLD | SQ | PHES | 40.1582 | 522.8149 | 667.728 | 882.7457 | 934.2562 | 959.4866 | 918.6317 | 866.3608 | 980.1183 | 2786.8249 | 3461.2563 | 3747.5307 | 3409.9416 | 2807.8855 | 2548.4807 | 2515.5561 | 3149.3841 | 2944.3322 | 2519.9564 | 2232.0151 | 2626.9908 | 3040.4665 | 2995.317 | 3355.5019
Option 6 AT | QLD | SQ | Solar | 5312.1572 | 11740.275 | 12725.1189 | 16176.1331 | 16136.8996 | 16106.2254 | 20259.9769 | 19935.7485 | 22432.3842 | 24660.8962 | 23198.6313 | 22421.2777 | 26440.4098 | 26773.5174 | 26314.0494 | 26985.9392 | 25741.6374 | 27010.2794 | 26825.8803 | 28190.4759 | 27931.9586 | 29344.2933 | 29853.5196 | 29903.6485
Option 6 AT | QLD | SQ | Wind | 6253.5216 | 6185.4245 | 15237.1066 | 15079.2224 | 15672.655 | 17576.0937 | 16561.5044 | 16500.5234 | 17905.8409 | 16659.009 | 19127.2658 | 21365.5035 | 19975.4483 | 18980.7863 | 20208.2732 | 20878.4032 | 22046.8548 | 22235.8924 | 21993.954 | 21697.6587 | 22624.627 | 24603.9403 | 28073.9131 | 28240.3887
Option 6 AT | SA |  | 2h | 406.1044 | 1110.5221 | 1085.2154 | 1053.2329 | 1110.6527 | 1145.0332 | 1238.6575 | 1100.4603 | 1182.2063 | 1227.1317 | 931.4855 | 940.4439 | 724.7172 | 732.2472 | 691.763 | 792.3543 | 799.7566 | 651.9753 | 637.0127 | 548.8006 | 651.9938 | 181.7888 | 160.4074 | 107.9589
Option 6 AT | SA |  | 4h | 0 | 185.6709 | 186.6078 | 182.8165 | 188.9564 | 199.3672 | 204.9337 | 188.0622 | 206.2514 | 211.5396 | 161.7212 | 157.9131 | 130.6605 | 136.9608 | 127.2236 | 135.8378 | 128.3417 | 113.9851 | 122.1013 | 104.2076 | 126.5109 | 0.00017166 | 0.00014291 | 0.00014136
Option 6 AT | SA |  | 8h | 0 | 0 | 573.0724 | 561.3767 | 1070.6674 | 1077.6099 | 1087.433 | 1700.0775 | 1803.3717 | 2224.4828 | 1669.305 | 1731.7564 | 2301.248 | 2917.9239 | 2940.9506 | 3305.7172 | 3545.8802 | 3645.0195 | 3877.6749 | 3614.0321 | 5599.1894 | 6754.3153 | 8894.6594 | 9143.0252
Option 6 AT | SA |  | CCGT | 4334.1413 | 1004.6739 | 1145.1499 | 1300.558 | 1256.8672 | 1041.8191 | 1066.1577 | 833.0768 | 861.4501 | 829.0666 | 931.6205 | 0 | 0 | 0 | 0 | 0 | 0 | 0 | 0 | 0 | 0 | 0 | 0 | 0
Option 6 AT | SA |  | Coordinated CER | 80.0542 | 117.7004 | 159.5146 | 185.3476 | 228.9994 | 271.4201 | 314.5744 | 344.7806 | 442.3275 | 512.621 | 468.913 | 541.7331 | 497.246 | 581.9328 | 631.9188 | 711.2321 | 806.8427 | 807.5256 | 921.4775 | 900.3446 | 1184.4849 | 1366.1869 | 1307.7131 | 1366.48
Option 6 AT | SA |  | Distributed PV | 3951.9639 | 4402.3736 | 4824.8597 | 4867.8193 | 5662.9913 | 6027.083 | 6268.07 | 6529.3693 | 7170.7108 | 7510.1507 | 7145.7039 | 7901.5397 | 8040.6526 | 9015.3051 | 8949.069 | 9215.7917 | 8761.4314 | 9762.1933 | 10524.2219 | 10491.0988 | 11345.7985 | 11898.3625 | 12343.3127 | 12832.409
Option 6 AT | SA |  | Liquid Fuel | 71.4646 | 2.7319e-05 | 7.5273 | 163.4418 | 218.1739 | 127.1947 | 152.1334 | 94.8472 | 87.3883 | 109.4713 | 86.8096 | 102.4311 | 19.9293 | 57.7216 | 64.4877 | 67.5161 | 94.5134 | 9.7086 | 99.6229 | 104.9764 | 27.6819 | 3.9127 | 11.8293 | 8.1247
Option 6 AT | SA |  | OCGT | 1232.9863 | 41.6345 | 178.335 | 891.0326 | 901.7751 | 643.1915 | 1052.2973 | 778.1327 | 713.9178 | 728.2649 | 705.4791 | 678.1259 | 221.8895 | 421.6231 | 422.1438 | 382.2889 | 466.7174 | 205.6376 | 269.5172 | 224.5966 | 456.9765 | 384.5979 | 472.8337 | 321.9474
Option 6 AT | SA |  | Solar | 1907.017 | 3607.1953 | 3585.3764 | 3801.7744 | 5276.2479 | 6065.2268 | 7648.3015 | 8311.2298 | 9145.5621 | 11429.4086 | 10167.373 | 11153.8029 | 12159.2672 | 14973.0861 | 15541.8785 | 15791.2738 | 17770.2895 | 17240.3065 | 18480.7712 | 18979.9508 | 22622.3959 | 24448.7553 | 29575.8498 | 30759.2835
Option 6 AT | SA |  | Wind | 7914.0415 | 7476.9657 | 7747.5845 | 9153.0412 | 10921.1546 | 11899.8261 | 10491.2354 | 12471.417 | 14470.6824 | 13059.9658 | 15157.5747 | 16317.3493 | 17028.1314 | 14810.6505 | 15484.6685 | 15521.8964 | 15205.8287 | 18188.6121 | 18594.159 | 20263.9169 | 19186.0606 | 20372.8221 | 17784.9055 | 19438.777
Option 6 AT | SA | CSA | 2h | 376.9805 | 871.5292 | 864.4339 | 835.4694 | 878.2634 | 914.063 | 992.8264 | 878.3166 | 963.141 | 999.0193 | 754.3008 | 759.928 | 581.7721 | 583.0521 | 536.5739 | 592.1534 | 568.4383 | 434.999 | 399.167 | 334.7469 | 376.1891 | 81.7298 | 75.6009 | 16.8727
Option 6 AT | SA | CSA | 4h | 0 | 73.8263 | 70.464 | 69.5141 | 70.7288 | 73.976 | 78.7119 | 68.7023 | 76.8426 | 82.7784 | 63.9011 | 61.4362 | 51.011 | 51.6238 | 45.8181 | 53.2606 | 49.0131 | 42.9516 | 48.3469 | 40.609 | 47.3993 | 0.00017166 | 0.00014291 | 0.00014136
Option 6 AT | SA | CSA | 8h | 0 | 0 | 248.9937 | 247.1847 | 263.8871 | 261.8041 | 262.9277 | 249.648 | 270.6529 | 435.5196 | 359.6487 | 352.6804 | 759.5931 | 1361.7589 | 1413.1301 | 1526.6745 | 1516.2282 | 1675.0068 | 1757.5789 | 1604.2746 | 2780.1444 | 3408.9559 | 3533.6538 | 3711.073
Option 6 AT | SA | CSA | CCGT | 4334.1413 | 1004.6739 | 1145.1499 | 1300.558 | 1256.8672 | 1041.8191 | 1066.1577 | 833.0768 | 861.4501 | 829.0666 | 931.6205 | 0 | 0 | 0 | 0 | 0 | 0 | 0 | 0 | 0 | 0 | 0 | 0 | 0
Option 6 AT | SA | CSA | Coordinated CER | 72.2902 | 106.2188 | 143.4443 | 166.8543 | 205.6067 | 243.7386 | 282.8959 | 310.4372 | 399.8528 | 462.9073 | 424.264 | 489.5841 | 450.5693 | 528.8287 | 571.8244 | 642.542 | 729.3933 | 728.6208 | 830.6008 | 809.4894 | 1069.048 | 1227.9471 | 1172.0526 | 1228.3963
Option 6 AT | SA | CSA | Distributed PV | 3637.898 | 4044.6834 | 4423.7164 | 4454.288 | 5057.8329 | 5380.7609 | 5588.6184 | 5815.6718 | 6385.3138 | 6689.309 | 6342.2612 | 6997.2403 | 7104.2747 | 7982.3717 | 7905.9122 | 8121.4061 | 7715.2571 | 8574.5491 | 9229.3265 | 9177.135 | 9916.464 | 10408.5945 | 10772.3775 | 11187.73
Option 6 AT | SA | CSA | Liquid Fuel | 71.4646 | 2.7319e-05 | 7.5273 | 163.4418 | 218.1739 | 127.1947 | 152.1334 | 94.8472 | 87.3883 | 109.4713 | 86.8096 | 102.4311 | 19.9293 | 57.7216 | 64.4877 | 67.5161 | 94.5134 | 9.7086 | 99.6229 | 104.9764 | 27.6819 | 3.9127 | 11.8293 | 8.1247
Option 6 AT | SA | CSA | OCGT | 1232.9863 | 41.6345 | 178.335 | 840.0948 | 831.9309 | 619.5562 | 880.3802 | 626.3684 | 587.5851 | 659.4976 | 654.9967 | 629.437 | 199.6122 | 395.4862 | 391.5506 | 356.335 | 428.6179 | 175.8931 | 227.7806 | 130.6946 | 272.2696 | 224.6519 | 355.631 | 231.8746
Option 6 AT | SA | CSA | Solar | 136.6456 | 964.9733 | 1220.1889 | 1336.0241 | 1294.9249 | 1404.2198 | 2250.2438 | 2500.3443 | 2761.6335 | 4106.1986 | 4039.359 | 4623.6938 | 5201.892 | 7956.7661 | 8302.0746 | 8119.3651 | 9389.5538 | 8770.6898 | 9510.4842 | 9717.6776 | 11399.9834 | 12497.6165 | 12925.728 | 13734.3018
Option 6 AT | SA | CSA | Wind | 5394.3559 | 5218.3104 | 5626.5499 | 6762.1758 | 8024.6395 | 9082.7263 | 8004.7831 | 9313.2427 | 9972.3216 | 9067.074 | 9068.4483 | 10028.6049 | 9651.4764 | 7563.0187 | 8046.5838 | 7950.8075 | 7895.6198 | 10037.6282 | 10196.7758 | 11659.4656 | 10724.1247 | 11424.6932 | 9906.1291 | 10837.0229
Option 6 AT | SA | NSA | 2h | 2.6918 | 208.1409 | 187.8637 | 185.6037 | 198.1286 | 195.6732 | 210.2772 | 188.1356 | 196.3021 | 205.441 | 159.3822 | 162.9454 | 128.0791 | 133.4446 | 139.4964 | 184.3432 | 215.9417 | 203.4258 | 224.1158 | 202.3926 | 260.9737 | 84.3305 | 84.8065 | 91.0862
Option 6 AT | SA | NSA | 8h | 0 | 0 | 324.0788 | 314.192 | 806.7803 | 815.8057 | 824.5053 | 1450.4295 | 1532.7188 | 1788.9632 | 1309.6564 | 1379.076 | 1541.6549 | 1556.1649 | 1527.8205 | 1779.0427 | 2029.652 | 1970.0127 | 2120.096 | 2009.7575 | 2819.0451 | 3345.3594 | 5361.0056 | 5431.9522
Option 6 AT | SA | NSA | Coordinated CER | 4.4828 | 6.5461 | 8.63 | 10.0374 | 12.3277 | 14.7934 | 16.9002 | 17.9693 | 22.0117 | 25.9468 | 23.4818 | 27.5577 | 23.3954 | 27.5294 | 30.6874 | 35.5194 | 41.4132 | 42.5984 | 48.7175 | 51.251 | 64.4253 | 76.7157 | 77.9875 | 82.7406
Option 6 AT | SA | NSA | Distributed PV | 147.9825 | 163.7284 | 187.3824 | 193.7814 | 335.774 | 354.7842 | 375.8543 | 395.8742 | 447.1986 | 472.6279 | 459.2647 | 509.0687 | 529.8337 | 589.6992 | 578.0357 | 606.0149 | 577.3071 | 654.8226 | 715.598 | 728.9049 | 795.5556 | 818.3481 | 875.056 | 919.4996
Option 6 AT | SA | NSA | Liquid Fuel | 0 | 0 | 0 | 0 | 0 | 0 | 0 | 0 | 0 | 0 | 0 | 0 | 0 | 0 | 0 | 0 | 0 | 0 | 0 | 0 | 0 | 0 | 0 | 0
Option 6 AT | SA | NSA | OCGT | 0 | 0 | 0 | 0 | 6.8064e-05 | 4.0112e-05 | 69.7987 | 71.8525 | 48.0344 | 68.7673 | 50.4824 | 48.6889 | 22.2773 | 26.1369 | 30.5932 | 25.9539 | 38.0996 | 29.7445 | 41.7366 | 93.9021 | 184.7069 | 159.9461 | 117.2028 | 90.0729
Option 6 AT | SA | NSA | Solar | 1362.8034 | 2305.1823 | 2089.0647 | 2207.2867 | 3706.4157 | 4201.8956 | 5005.5721 | 5577.2947 | 6112.8452 | 7055.127 | 5963.1505 | 6307.257 | 6734.478 | 6759.4767 | 6989.9208 | 7518.5909 | 8179.117 | 8339.4304 | 8784.8857 | 9090.2385 | 11076.0315 | 11783.2518 | 16392.9673 | 16896.5263
Option 6 AT | SA | NSA | Wind | 1790.9332 | 1678.4036 | 1607.2561 | 1784.7533 | 2328.3834 | 2183.0584 | 1956.4619 | 2651.749 | 3955.4632 | 3655.4952 | 4164.3907 | 4242.6733 | 5766.4492 | 5783.3401 | 5916.3106 | 5915.4239 | 5736.6416 | 5823.8155 | 6037.5036 | 6183.0151 | 6020.6838 | 6118.1879 | 5559.6186 | 6148.1424
Option 6 AT | SA | SESA | 2h | 26.4321 | 30.852 | 32.9178 | 32.1598 | 34.2607 | 35.297 | 35.554 | 34.0081 | 22.7631 | 22.6714 | 17.8024 | 17.5705 | 14.866 | 15.7505 | 15.6926 | 15.8577 | 15.3767 | 13.5504 | 13.7299 | 11.6611 | 14.8311 | 15.7285 | 0 | 0
Option 6 AT | SA | SESA | 4h | 0 | 111.8446 | 116.1438 | 113.3024 | 118.2276 | 125.3912 | 126.2218 | 119.3599 | 129.4087 | 128.7611 | 97.8201 | 96.4769 | 79.6495 | 85.337 | 81.4055 | 82.5773 | 79.3286 | 71.0336 | 73.7544 | 63.5986 | 79.1116 | 0 | 0 | 0
Option 6 AT | SA | SESA | Coordinated CER | 3.2813 | 4.9354 | 7.4403 | 8.4558 | 11.0651 | 12.8881 | 14.7783 | 16.3741 | 20.463 | 23.7668 | 21.1672 | 24.5913 | 23.2814 | 25.5747 | 29.4069 | 33.1706 | 36.0362 | 36.3064 | 42.1592 | 39.6042 | 51.0116 | 61.5241 | 57.6731 | 55.3431
Option 6 AT | SA | SESA | Distributed PV | 166.0835 | 193.9619 | 213.7608 | 219.7499 | 269.3844 | 291.538 | 303.5974 | 317.8233 | 338.1983 | 348.2138 | 344.1779 | 395.2307 | 406.5442 | 443.2342 | 465.1212 | 488.3707 | 468.8671 | 532.8216 | 579.2975 | 585.059 | 633.779 | 671.4199 | 695.8792 | 725.1795
Option 6 AT | SA | SESA | Liquid Fuel | 0 | 0 | 0 | 0 | 0 | 0 | 0 | 0 | 0 | 0 | 0 | 0 | 0 | 0 | 0 | 0 | 0 | 0 | 0 | 0 | 0 | 0 | 0 | 0
Option 6 AT | SA | SESA | OCGT | 3.7613e-06 | 8.3226e-07 | 7.1737e-07 | 50.9378 | 69.844 | 23.6352 | 102.1184 | 79.9118 | 78.2983 | 0 | 0 | 0 | 0 | 0 | 0 | 0 | 0 | 0 | 0 | 0 | 0 | 0 | 0 | 0
Option 6 AT | SA | SESA | Solar | 407.568 | 337.0397 | 276.1228 | 258.4636 | 274.9073 | 459.1115 | 392.4856 | 233.5907 | 271.0834 | 268.0831 | 164.8635 | 222.8521 | 222.8972 | 256.8433 | 249.8832 | 153.3179 | 201.6187 | 130.1864 | 185.4013 | 172.0347 | 146.3811 | 167.8871 | 257.1546 | 128.4554
Option 6 AT | SA | SESA | Wind | 728.7524 | 580.2517 | 513.7786 | 606.1121 | 568.1317 | 634.0414 | 529.9905 | 506.4253 | 542.8976 | 337.3966 | 1924.7357 | 2046.0711 | 1610.2058 | 1464.2917 | 1521.7741 | 1655.665 | 1573.5674 | 2327.1684 | 2359.8796 | 2421.4361 | 2441.2521 | 2829.941 | 2319.1578 | 2453.6118
Option 6 AT | TAS |  | 24h | 0 | 0 | 0 | 0 | 0 | 0 | 0 | 0 | 0 | 1.2141e-05 | 1.443e-05 | 1.7359e-05 | 1.9958e-05 | 2.1748e-05 | 2.2997e-05 | 2.5847e-05 | 2.5736e-05 | 2.9333e-05 | 2.5025e-05 | 2.6196e-05 | 2.5989e-05 | 2.6392e-05 | 2.5944e-05 | 2.6062e-05
Option 6 AT | TAS |  | 2h | 0 | 2.5515e-05 | 4.2825e-05 | 7.7242e-05 | 7.9879e-05 | 0.00011353 | 0.00015666 | 0.00023764 | 0.00021984 | 0.00023839 | 0.00025721 | 0.00026614 | 0.001067 | 0.0014064 | 0.001119 | 0.0011425 | 0.0011468 | 0.0011911 | 0.00034107 | 0.00033543 | 0.00043756 | 24.0852 | 20.2966 | 20.6835
Option 6 AT | TAS |  | 4h | 0 | 9.9781e-06 | 2.2015e-05 | 3.9344e-05 | 5.3916e-05 | 7.0668e-05 | 9.3156e-05 | 0.00012916 | 0.00014582 | 0.0001503 | 0.00015885 | 0.00016116 | 0.00023082 | 0.00025691 | 0.00031344 | 0.00031734 | 0.00031361 | 0.00031823 | 0.00013642 | 0.00013888 | 0.00015704 | 0.00016535 | 0.00015512 | 0.00015844
Option 6 AT | TAS |  | 8h | 0 | 0 | 2.2075e-05 | 3.678e-05 | 4.4642e-05 | 5.3034e-05 | 5.2725e-05 | 6.872e-05 | 7.6879e-05 | 8.2041e-05 | 8.9871e-05 | 8.869e-05 | 0.00013292 | 0.0001468 | 0.00014226 | 0.000153 | 0.00014848 | 0.00015155 | 9.4594e-05 | 9.8481e-05 | 0.00010727 | 0.00011482 | 9.5333e-05 | 9.1238e-05
Option 6 AT | TAS |  | CCGT | 0 | 0 | 0 | 0 | 0 | 0 | 0 | 0 | 0 | 0 | 0 | 0 | 0 | 0 | 0 | 0 | 0 | 0 | 0 | 0 | 0 | 0 | 0 | 0
Option 6 AT | TAS |  | CST | 0 | 0 | 0 | 0 | 0 | 0 | 0 | 0 | 0 | 0 | 0 | 0 | 0 | 0 | 0 | 0 | 0 | 0 | 0 | 0 | 0 | 0 | 0 | 0
Option 6 AT | TAS |  | Coordinated CER | 0.85409 | 2.9997 | 9.293 | 42.0904 | 25.3746 | 34.38 | 42.8927 | 56.3832 | 74.9783 | 81.2888 | 79.4273 | 85.7753 | 68.8926 | 74.9514 | 101.3875 | 123.2417 | 121.4404 | 150.5359 | 171.1451 | 184.6514 | 234.2302 | 264.1344 | 225.3642 | 264.327
Option 6 AT | TAS |  | Distributed PV | 484.899 | 572.335 | 674.082 | 715.0875 | 849.8896 | 963.636 | 998.7471 | 1075.3143 | 1133.8918 | 1154.3573 | 1210.3857 | 1238.775 | 1357.313 | 1498.201 | 1591.8685 | 1620.4847 | 1633.3687 | 1818.2599 | 2044.9707 | 2026.4549 | 2224.8669 | 2406.0668 | 2498.3892 | 2705.525
Option 6 AT | TAS |  | Hydro | 10661.0402 | 10096.603 | 8030.6321 | 7041.8395 | 7609.0051 | 6856.6038 | 6992.2943 | 7260.9093 | 7866.9467 | 7460.4334 | 7381.3521 | 8133.6033 | 7908.9806 | 7334.934 | 4336.1114 | 3863.5834 | 3908.4281 | 3944.1092 | 4922.8748 | 4867.1243 | 4685.4623 | 4999.5358 | 4416.0786 | 3760.6641
Option 6 AT | TAS |  | OCGT | 1.2243e-06 | 1.6439e-06 | 1.1586e-06 | 0.3714 | 1.1405 | 2.573e-06 | 8.9838e-06 | 54.7149 | 57.5503 | 53.3848 | 55.3872 | 60.9359 | 76.4673 | 52.7965 | 55.5004 | 57.9043 | 57.1285 | 69.5861 | 85.5099 | 68.9014 | 88.0864 | 73.4397 | 90.8296 | 67.7884
Option 6 AT | TAS |  | PHES | 0 | 0 | 0 | 0 | 0 | 0 | 0 | 0 | 0 | 5.5411e-05 | 5.5785e-05 | 6.4364e-05 | 0.00016476 | 0.00016111 | 0.00016527 | 0.00022134 | 0.00021103 | 0.00022571 | 0.00017292 | 0.00018077 | 0.00018094 | 0.00018891 | 0.000173 | 0.00017337
Option 6 AT | TAS |  | Solar | 725.8255 | 1764.8937 | 1827.0288 | 1682.7193 | 1748.2578 | 2043.4875 | 2038.2157 | 2076.9619 | 1848.4441 | 1453.1618 | 1913.3228 | 1932.2465 | 2226.4757 | 2574.5517 | 1572.3449 | 1505.2176 | 1505.8782 | 1643.9953 | 1607.1534 | 1547.4231 | 1710.529 | 1833.6957 | 1512.1536 | 1603.1909
Option 6 AT | TAS |  | Wind | 1965.7355 | 1950.0233 | 5320.8428 | 6021.3537 | 6041.9735 | 6643.2727 | 7002.743 | 7142.8145 | 7229.7175 | 9266.438 | 8620.9394 | 8345.3753 | 8681.2307 | 9289.3133 | 8982.6244 | 9636.7761 | 9833.3248 | 9774.2904 | 9409.724 | 10048.1188 | 9796.4008 | 11165.498 | 12580.6525 | 12677.7638
Option 6 AT | TAS | TAS | 24h | 0 | 0 | 0 | 0 | 0 | 0 | 0 | 0 | 0 | 1.2141e-05 | 1.443e-05 | 1.7359e-05 | 1.9958e-05 | 2.1748e-05 | 2.2997e-05 | 2.5847e-05 | 2.5736e-05 | 2.9333e-05 | 2.5025e-05 | 2.6196e-05 | 2.5989e-05 | 2.6392e-05 | 2.5944e-05 | 2.6062e-05
Option 6 AT | TAS | TAS | 2h | 0 | 2.5515e-05 | 4.2825e-05 | 7.7242e-05 | 7.9879e-05 | 0.00011353 | 0.00015666 | 0.00023764 | 0.00021984 | 0.00023839 | 0.00025721 | 0.00026614 | 0.001067 | 0.0014064 | 0.001119 | 0.0011425 | 0.0011468 | 0.0011911 | 0.00034107 | 0.00033543 | 0.00043756 | 24.0852 | 20.2966 | 20.6835
Option 6 AT | TAS | TAS | 4h | 0 | 9.9781e-06 | 2.2015e-05 | 3.9344e-05 | 5.3916e-05 | 7.0668e-05 | 9.3156e-05 | 0.00012916 | 0.00014582 | 0.0001503 | 0.00015885 | 0.00016116 | 0.00023082 | 0.00025691 | 0.00031344 | 0.00031734 | 0.00031361 | 0.00031823 | 0.00013642 | 0.00013888 | 0.00015704 | 0.00016535 | 0.00015512 | 0.00015844
Option 6 AT | TAS | TAS | 8h | 0 | 0 | 2.2075e-05 | 3.678e-05 | 4.4642e-05 | 5.3034e-05 | 5.2725e-05 | 6.872e-05 | 7.6879e-05 | 8.2041e-05 | 8.9871e-05 | 8.869e-05 | 0.00013292 | 0.0001468 | 0.00014226 | 0.000153 | 0.00014848 | 0.00015155 | 9.4594e-05 | 9.8481e-05 | 0.00010727 | 0.00011482 | 9.5333e-05 | 9.1238e-05
Option 6 AT | TAS | TAS | CCGT | 0 | 0 | 0 | 0 | 0 | 0 | 0 | 0 | 0 | 0 | 0 | 0 | 0 | 0 | 0 | 0 | 0 | 0 | 0 | 0 | 0 | 0 | 0 | 0
Option 6 AT | TAS | TAS | CST | 0 | 0 | 0 | 0 | 0 | 0 | 0 | 0 | 0 | 0 | 0 | 0 | 0 | 0 | 0 | 0 | 0 | 0 | 0 | 0 | 0 | 0 | 0 | 0
Option 6 AT | TAS | TAS | Coordinated CER | 0.85409 | 2.9997 | 9.293 | 42.0904 | 25.3746 | 34.38 | 42.8927 | 56.3832 | 74.9783 | 81.2888 | 79.4273 | 85.7753 | 68.8926 | 74.9514 | 101.3875 | 123.2417 | 121.4404 | 150.5359 | 171.1451 | 184.6514 | 234.2302 | 264.1344 | 225.3642 | 264.327
Option 6 AT | TAS | TAS | Distributed PV | 484.899 | 572.335 | 674.082 | 715.0875 | 849.8896 | 963.636 | 998.7471 | 1075.3143 | 1133.8918 | 1154.3573 | 1210.3857 | 1238.775 | 1357.313 | 1498.201 | 1591.8685 | 1620.4847 | 1633.3687 | 1818.2599 | 2044.9707 | 2026.4549 | 2224.8669 | 2406.0668 | 2498.3892 | 2705.525
Option 6 AT | TAS | TAS | Hydro | 10661.0402 | 10096.603 | 8030.6321 | 7041.8395 | 7609.0051 | 6856.6038 | 6992.2943 | 7260.9093 | 7866.9467 | 7460.4334 | 7381.3521 | 8133.6033 | 7908.9806 | 7334.934 | 4336.1114 | 3863.5834 | 3908.4281 | 3944.1092 | 4922.8748 | 4867.1243 | 4685.4623 | 4999.5358 | 4416.0786 | 3760.6641
Option 6 AT | TAS | TAS | OCGT | 1.2243e-06 | 1.6439e-06 | 1.1586e-06 | 0.3714 | 1.1405 | 2.573e-06 | 8.9838e-06 | 54.7149 | 57.5503 | 53.3848 | 55.3872 | 60.9359 | 76.4673 | 52.7965 | 55.5004 | 57.9043 | 57.1285 | 69.5861 | 85.5099 | 68.9014 | 88.0864 | 73.4397 | 90.8296 | 67.7884
Option 6 AT | TAS | TAS | PHES | 0 | 0 | 0 | 0 | 0 | 0 | 0 | 0 | 0 | 5.5411e-05 | 5.5785e-05 | 6.4364e-05 | 0.00016476 | 0.00016111 | 0.00016527 | 0.00022134 | 0.00021103 | 0.00022571 | 0.00017292 | 0.00018077 | 0.00018094 | 0.00018891 | 0.000173 | 0.00017337
Option 6 AT | TAS | TAS | Solar | 725.8255 | 1764.8937 | 1827.0288 | 1682.7193 | 1748.2578 | 2043.4875 | 2038.2157 | 2076.9619 | 1848.4441 | 1453.1618 | 1913.3228 | 1932.2465 | 2226.4757 | 2574.5517 | 1572.3449 | 1505.2176 | 1505.8782 | 1643.9953 | 1607.1534 | 1547.4231 | 1710.529 | 1833.6957 | 1512.1536 | 1603.1909
Option 6 AT | TAS | TAS | Wind | 1965.7355 | 1950.0233 | 5320.8428 | 6021.3537 | 6041.9735 | 6643.2727 | 7002.743 | 7142.8145 | 7229.7175 | 9266.438 | 8620.9394 | 8345.3753 | 8681.2307 | 9289.3133 | 8982.6244 | 9636.7761 | 9833.3248 | 9774.2904 | 9409.724 | 10048.1188 | 9796.4008 | 11165.498 | 12580.6525 | 12677.7638
Option 6 AT | VIC |  | 1h | 0 | 5.3567 | 7.7979 | 8.8042 | 9.1773 | 9.0968 | 8.8761 | 8.9966 | 9.3439 | 9.2513 | 7.9834 | 8.1749 | 6.6205 | 5.482 | 5.2079 | 5.9231 | 6.0647 | 5.8334 | 5.6456 | 5.2286 | 6.0939 | 7.0584 | 4.7978 | 5.0934
Option 6 AT | VIC |  | 2h | 338.5276 | 1087.3994 | 1468.1451 | 1687.8209 | 1802.7329 | 1954.4354 | 2070.4325 | 2009.4534 | 2140.5451 | 2046.2771 | 1653.0822 | 1582.0775 | 1203.23 | 1082.8202 | 1091.119 | 1064.905 | 1013.6854 | 1039.6603 | 956.45 | 808.0478 | 859.4928 | 817.1785 | 645.8985 | 693.6206
Option 6 AT | VIC |  | 4h | 0 | 822.1379 | 1573.2494 | 1990.1866 | 2128.237 | 2228.0649 | 2262.2241 | 2180.5881 | 2308.8568 | 2162.0302 | 1834.2081 | 1753.4171 | 1420.5814 | 1406.2682 | 1450.1948 | 1485.7023 | 1431.5131 | 1497.7117 | 1580.6032 | 1421.1851 | 1526.9375 | 252.7615 | 103.0094 | 111.6577
Option 6 AT | VIC |  | 8h | 0 | 0 | 0.00042481 | 0.00050516 | 0.00053615 | 0.00063193 | 0.00065395 | 0.0019399 | 0.0020562 | 0.0020093 | 0.0018854 | 0.0018657 | 1510.4085 | 4573.5062 | 5616.2618 | 5876.4313 | 5714.7539 | 5815.105 | 5727.0872 | 5153.4307 | 6480.4302 | 7534.1011 | 7439.5607 | 7735.3941
Option 6 AT | VIC |  | Brown Coal | 22998.4157 | 18847.3018 | 11377.8384 | 7821.2784 | 7821.2784 | 7842.7066 | 7821.2784 | 0 | 0 | 0 | 0 | 0 | 0 | 0 | 0 | 0 | 0 | 0 | 0 | 0 | 0 | 0 | 0 | 0
Option 6 AT | VIC |  | CCGT | 262.8 | 570.96 | 657 | 552.7844 | 524.6716 | 205.35 | 452.7583 | 456.7382 | 473.2447 | 425.2161 | 516.8818 | 418.2843 | 195.2656 | 347.8779 | 0 | 0 | 0 | 0 | 0 | 0 | 0 | 0 | 0 | 0
Option 6 AT | VIC |  | Coordinated CER | 28.85 | 93.3296 | 200.3189 | 328.7819 | 478.0696 | 638.2018 | 784.595 | 944.7617 | 1240.4809 | 1415.149 | 1311.1487 | 1427.6202 | 1356.4214 | 1436.1257 | 1666.4453 | 1973.5187 | 2060.6137 | 2301.5556 | 2612.0013 | 2701.6802 | 3306.86 | 3854.141 | 3297.6095 | 3847.6199
Option 6 AT | VIC |  | Distributed PV | 6735.1283 | 8032.8902 | 9380.9032 | 9593.1746 | 12748.706 | 13654.9038 | 14418.4599 | 15610.7639 | 16960.0862 | 17159.6094 | 17723.5954 | 18861.7989 | 20288.4264 | 23049.3884 | 23854.0058 | 24682.1321 | 22791.196 | 25894.6166 | 29231.1083 | 29148.4414 | 33118.9211 | 34425.2472 | 36145.664 | 38753.0898
Option 6 AT | VIC |  | Hydro | 3407.3885 | 3233.0168 | 2676.4899 | 2880.7622 | 2847.6232 | 2637.1088 | 2370.3753 | 1460.1266 | 1974.2639 | 2043.8787 | 1453.9179 | 1679.3408 | 1077.3733 | 744.7314 | 1141.9634 | 660.7381 | 1077.2041 | 1290.4735 | 1201.0221 | 1058.2915 | 1158.1005 | 1310.8714 | 1101.8533 | 796.4362
Option 6 AT | VIC |  | OCGT | 135.4697 | 354.1709 | 680.8272 | 772.254 | 1065.2074 | 370.7974 | 925.1813 | 1127.1986 | 1075.802 | 1292.2178 | 1313.8561 | 1247.2232 | 474.8968 | 820.2091 | 936.4975 | 1148.8105 | 1343.2722 | 731.1628 | 1316.3539 | 1172.0274 | 1797.8424 | 604.2891 | 1718.418 | 1100.8777
Option 6 AT | VIC |  | Offshore Wind | 0 | 0 | 0 | 0 | 0 | 8408.0872 | 11397.7931 | 14741.5559 | 16928.7644 | 22006.8087 | 26113.4749 | 29492.3035 | 34979.2217 | 36744.2661 | 37874.5125 | 36799.9472 | 37957.4743 | 38799.6671 | 38253.228 | 39905.0358 | 37020.0647 | 37557.6849 | 38003.3749 | 39713.4434
Option 6 AT | VIC |  | Solar | 4015.755 | 8426.9907 | 9324.3911 | 8595.0791 | 8931.301 | 8318.3391 | 10066.2954 | 11475.5078 | 12203.6064 | 12023.0622 | 11153.8593 | 10841.6542 | 13815.0619 | 20213.2961 | 23635.7376 | 24015.6533 | 23801.1249 | 25241.6767 | 24373.7413 | 23339.8858 | 27663.7956 | 28523.9608 | 25861.7328 | 26920.6789
Option 6 AT | VIC |  | Wind | 15464.0034 | 18730.6028 | 27478.8522 | 31369.7156 | 30894.7596 | 29955.2278 | 29087.907 | 33981.4885 | 36127.2388 | 35875.3787 | 39905.1356 | 40547.5125 | 36493.9142 | 31675.783 | 32920.6319 | 35296.4172 | 34500.2832 | 36995.8464 | 37069.8756 | 40428.8801 | 38740.4549 | 39445.0888 | 43152.6861 | 44606.1939
Option 6 AT | VIC | MEL | 2h | 151.164 | 296.7339 | 448.2629 | 616.2022 | 677.5054 | 724.4262 | 797.2258 | 799.9691 | 835.0418 | 799.1078 | 658.2075 | 618.7498 | 465.7513 | 422.4568 | 430.2479 | 374.3733 | 365.9423 | 388.0817 | 338.0553 | 303.1059 | 260.9554 | 294.755 | 245.4922 | 255.3384
Option 6 AT | VIC | MEL | 4h | 0 | 704.2804 | 1095.5593 | 1376.8816 | 1462.9989 | 1520.0431 | 1535.6333 | 1484.365 | 1565.603 | 1468.6511 | 1271.244 | 1212.6872 | 1035.1886 | 1042.0587 | 1074.9704 | 1091.9578 | 1044.071 | 1110.1588 | 1178.928 | 1063.0249 | 1103.6459 | 115.8697 | 2.5439e-05 | 2.7513e-05
Option 6 AT | VIC | MEL | 8h | 0 | 0 | 0.00010643 | 0.00013792 | 0.0001479 | 0.00016277 | 0.00017237 | 0.00057227 | 0.00059837 | 0.00058451 | 0.00054055 | 0.00052782 | 785.9985 | 1265.6027 | 1303.3057 | 1322.9231 | 1282.7682 | 1371.9805 | 1411.9047 | 1294.4431 | 1360.396 | 2138.0394 | 1819.389 | 1913.6412
Option 6 AT | VIC | MEL | CCGT | 262.8 | 570.96 | 657 | 552.7844 | 524.6716 | 205.35 | 452.7583 | 456.7382 | 473.2447 | 425.2161 | 516.8818 | 418.2843 | 195.2656 | 347.8779 | 0 | 0 | 0 | 0 | 0 | 0 | 0 | 0 | 0 | 0
Option 6 AT | VIC | MEL | Coordinated CER | 19.6099 | 66.0513 | 145.6465 | 239.0256 | 357.4878 | 484.1447 | 596.5266 | 727.8393 | 954.2247 | 1095.9265 | 1017.7885 | 1103.0332 | 1047.929 | 1109.4307 | 1280.0757 | 1526.385 | 1588.8802 | 1769.8598 | 2017.1273 | 2127.6386 | 2533.3563 | 2913.9824 | 2520.4529 | 2986.6701
Option 6 AT | VIC | MEL | Distributed PV | 4482.4923 | 5343.7818 | 6251.5409 | 6354.5993 | 8421.9983 | 9042.1448 | 9596.215 | 10392.9696 | 11264.4151 | 11363.774 | 11707.0451 | 12528.0527 | 13417.8148 | 15309.6499 | 15857.1738 | 16211.0828 | 15319.2579 | 17247.9908 | 19485.0417 | 19141.3572 | 21506.5941 | 22481.4244 | 23701.8895 | 25464.4647
Option 6 AT | VIC | MEL | OCGT | 31.5974 | 123.3274 | 245.9808 | 166.3806 | 254.1704 | 97.0845 | 206.0034 | 253.262 | 252.9331 | 328.3382 | 315.4178 | 314.729 | 179.4062 | 316.0476 | 341.6955 | 540.3462 | 725.9298 | 421.9189 | 563.6306 | 494.8668 | 846.772 | 474.2789 | 981.2941 | 658.1137
Option 6 AT | VIC | MEL | Solar | 561.6574 | 608.3071 | 657.8216 | 608.7469 | 642.5849 | 623.9545 | 636.441 | 696.7683 | 702.4661 | 660.7837 | 637.553 | 649.066 | 650.457 | 698.1934 | 715.3203 | 642.4236 | 557.248 | 602.1502 | 655.1321 | 609.936 | 644.1586 | 658.5347 | 658.0465 | 696.1679
Option 6 AT | VIC | SEV | 2h | 18.0957 | 60.1789 | 105.1969 | 142.6885 | 155.0753 | 170.7347 | 178.3149 | 176.8118 | 183.6931 | 172.603 | 145.2371 | 136.84 | 92.7493 | 89.0457 | 95.9325 | 96.2414 | 93.0593 | 75.9347 | 77.4494 | 45.0196 | 49.5442 | 23.5675 | 18.7001 | 19.8198
Option 6 AT | VIC | SEV | 4h | 0 | 98.811 | 235.0483 | 329.6737 | 346.7074 | 366.9943 | 379.2494 | 370.1318 | 383.2376 | 355.4209 | 302.1323 | 282.3403 | 207.0869 | 191.5074 | 209.1974 | 214.8871 | 208.5069 | 212.6028 | 227.7387 | 208.1837 | 226.4419 | 0 | 0 | 0
Option 6 AT | VIC | SEV | 8h | 0 | 0 | 9.8453e-05 | 0.00012602 | 0.00013599 | 0.00015355 | 0.00016551 | 0.00039288 | 0.00040759 | 0.0003959 | 0.00037235 | 0.00036185 | 0.0010288 | 0.0014916 | 0.0015478 | 0.0015658 | 0.0014618 | 0.0015407 | 0.0011845 | 0.0011137 | 0.0011954 | 0.0013698 | 0.0010655 | 0.0011043
Option 6 AT | VIC | SEV | Brown Coal | 22998.4157 | 18847.3018 | 11377.8384 | 7821.2784 | 7821.2784 | 7842.7066 | 7821.2784 | 0 | 0 | 0 | 0 | 0 | 0 | 0 | 0 | 0 | 0 | 0 | 0 | 0 | 0 | 0 | 0 | 0
Option 6 AT | VIC | SEV | Coordinated CER | 1.8689 | 6.1928 | 12.9478 | 23.2922 | 31.0388 | 40.2963 | 49.3274 | 58.4294 | 74.7054 | 83.2306 | 79.5703 | 86.7071 | 74.976 | 80.8652 | 93.2991 | 115.5723 | 118.8819 | 137.9718 | 162.1042 | 167.5582 | 197.7533 | 234.1754 | 201.3909 | 236.2144
Option 6 AT | VIC | SEV | Distributed PV | 498.0585 | 608.8215 | 728.21 | 760.9129 | 897.9949 | 980.8394 | 1025.5909 | 1112.8456 | 1212.2326 | 1219.2093 | 1269.0843 | 1360.2303 | 1471.4532 | 1681.6817 | 1748.7261 | 1854.6317 | 1760.9214 | 2009.2762 | 2279.9691 | 2271.7553 | 2528.0566 | 2639.2038 | 2721.3332 | 2921.7237
Option 6 AT | VIC | SEV | OCGT | 1.5555 | 2.3566e-05 | 2.3923e-05 | 21.5058 | 163.2655 | 40.7383 | 92.5718 | 104.9931 | 110.3655 | 138.3775 | 95.6997 | 200.5004 | 59.5842 | 43.7202 | 124.3977 | 127.1338 | 151.3112 | 17.0252 | 100.6976 | 100.3029 | 148.383 | 58.0383 | 195.0491 | 105.4908
Option 6 AT | VIC | SEV | Offshore Wind | 0 | 0 | 0 | 0 | 0 | 8208.4918 | 8930.5875 | 12217.404 | 14393.1386 | 19336.4367 | 20850.7942 | 22871.953 | 28551.1382 | 31087.554 | 32078.9348 | 30829.6382 | 31839.6265 | 32193.6463 | 31818.604 | 33478.926 | 31049.6365 | 31589.3443 | 31840.4745 | 33465.4048
Option 6 AT | VIC | SEV | Solar | 518.6468 | 2294.7153 | 2609.0429 | 2456.4122 | 2502.5618 | 2347.0312 | 2460.0842 | 2623.2944 | 2632.9476 | 2421.0476 | 2121.2105 | 2119.4202 | 1881.3132 | 1753.3763 | 1814.2337 | 1920.2419 | 1968.6014 | 2050.133 | 1964.2502 | 1976.9236 | 2067.9381 | 2124.496 | 1942.5079 | 2144.1171
Option 6 AT | VIC | SEV | Wind | 334.6262 | 354.9653 | 643.6947 | 746.0524 | 650.9691 | 641.4601 | 669.9002 | 677.8093 | 656.5562 | 728.7285 | 651.9739 | 673.1679 | 607.0284 | 541.6733 | 244.1693 | 275.4227 | 295.0725 | 290.8934 | 269.6586 | 328.6939 | 289.2311 | 284.202 | 286.6049 | 292.5919
Option 6 AT | VIC | WNV | 1h | 0 | 5.3567 | 7.7979 | 8.8042 | 9.1773 | 9.0968 | 8.8761 | 8.9966 | 9.3439 | 9.2513 | 7.9834 | 8.1749 | 6.6205 | 5.482 | 5.2079 | 5.9231 | 6.0647 | 5.8334 | 5.6456 | 5.2286 | 6.0939 | 7.0584 | 4.7978 | 5.0934
Option 6 AT | VIC | WNV | 2h | 169.268 | 730.4867 | 914.6853 | 928.9301 | 970.1522 | 1059.2745 | 1094.8918 | 1032.6725 | 1121.8102 | 1074.5663 | 849.6376 | 826.4877 | 644.7295 | 571.3176 | 564.9385 | 594.2903 | 554.6838 | 575.644 | 540.9453 | 459.9224 | 548.9932 | 498.856 | 381.7062 | 418.4623
Option 6 AT | VIC | WNV | 4h | 0 | 19.0465 | 242.6418 | 283.6313 | 318.5307 | 341.0275 | 347.3414 | 326.0913 | 360.0162 | 337.9582 | 260.8318 | 258.3896 | 178.3059 | 172.702 | 166.0269 | 178.8574 | 178.9352 | 174.9501 | 173.9365 | 149.9765 | 196.8497 | 136.8918 | 103.0094 | 111.6577
Option 6 AT | VIC | WNV | 8h | 0 | 0 | 0.00021992 | 0.00024122 | 0.00025226 | 0.00031562 | 0.00031607 | 0.00097471 | 0.0010502 | 0.0010289 | 0.00097247 | 0.00097602 | 724.409 | 3307.902 | 4312.9545 | 4553.5065 | 4431.9842 | 4443.1229 | 4315.1813 | 3858.9865 | 5120.033 | 5396.0603 | 5620.1706 | 5821.7518
Option 6 AT | VIC | WNV | Coordinated CER | 7.3711 | 21.0855 | 41.7246 | 66.4641 | 89.5429 | 113.7609 | 138.7411 | 158.493 | 211.5508 | 235.9919 | 213.7899 | 237.8799 | 233.5165 | 245.8298 | 293.0706 | 331.5614 | 352.8517 | 393.724 | 432.7698 | 406.4834 | 575.7503 | 705.9832 | 575.7657 | 624.7355
Option 6 AT | VIC | WNV | Distributed PV | 1754.5775 | 2080.287 | 2401.1524 | 2477.6623 | 3428.7129 | 3631.9196 | 3796.6541 | 4104.9487 | 4483.4385 | 4576.6262 | 4747.4661 | 4973.516 | 5399.1583 | 6058.0567 | 6248.1059 | 6616.4176 | 5711.0167 | 6637.3496 | 7466.0975 | 7735.3289 | 9084.2704 | 9304.619 | 9722.4412 | 10366.9014
Option 6 AT | VIC | WNV | Hydro | 3407.3885 | 3233.0168 | 2676.4899 | 2880.7622 | 2847.6232 | 2637.1088 | 2370.3753 | 1460.1266 | 1974.2639 | 2043.8787 | 1453.9179 | 1679.3408 | 1077.3733 | 744.7314 | 1141.9634 | 660.7381 | 1077.2041 | 1290.4735 | 1201.0221 | 1058.2915 | 1158.1005 | 1310.8714 | 1101.8533 | 796.4362
Option 6 AT | VIC | WNV | OCGT | 102.3168 | 230.8435 | 434.8464 | 584.3676 | 647.7715 | 232.9746 | 626.6061 | 768.9435 | 712.5034 | 825.502 | 902.7385 | 731.9938 | 235.9064 | 460.4412 | 470.4043 | 481.3305 | 466.0312 | 292.2187 | 652.0256 | 576.8576 | 802.6874 | 71.9719 | 542.0748 | 337.2732
Option 6 AT | VIC | WNV | Offshore Wind | 0 | 0 | 0 | 0 | 0 | 199.5954 | 2467.2056 | 2524.1519 | 2535.6258 | 2670.372 | 5262.6807 | 6620.3505 | 6428.0835 | 5656.7122 | 5795.5777 | 5970.3089 | 6117.8478 | 6606.0207 | 6434.624 | 6426.1099 | 5970.4282 | 5968.3406 | 6162.9004 | 6248.0387
Option 6 AT | VIC | WNV | Solar | 2935.4507 | 5523.9684 | 6057.5266 | 5529.92 | 5786.1543 | 5347.3534 | 6969.7702 | 8155.4451 | 8868.1927 | 8941.2309 | 8395.0959 | 8073.1679 | 11283.2917 | 17761.7264 | 21106.1836 | 21452.9878 | 21275.2755 | 22589.3935 | 21754.359 | 20753.0263 | 24951.6989 | 25740.9301 | 23261.1784 | 24080.3939
Option 6 AT | VIC | WNV | Wind | 15129.3772 | 18375.6375 | 26835.1575 | 30623.6633 | 30243.7906 | 29313.7677 | 28418.0068 | 33303.6792 | 35470.6826 | 35146.6502 | 39253.1617 | 39874.3446 | 35886.8858 | 31134.1097 | 32676.4626 | 35020.9946 | 34205.2107 | 36704.953 | 36800.2169 | 40100.1862 | 38451.2238 | 39160.8868 | 42866.0813 | 44313.602

## Load (hidden)
Capacity by technology of pumping (MW) - Step Change Scenario

## Emissions (hidden)
Emissions by Region (t CO2-e) - Step Change Scenario
Model | Region | 2026-27 | 2027-28 | 2028-29 | 2029-30 | 2030-31 | 2031-32 | 2032-33 | 2033-34 | 2034-35 | 2035-36 | 2036-37 | 2037-38 | 2038-39 | 2039-40 | 2040-41 | 2041-42 | 2042-43 | 2043-44 | 2044-45 | 2045-46 | 2046-47 | 2047-48 | 2048-49 | 2049-50
BaseCase SC | NEM | 104409952.6178 | 79032187.1641 | 60824229.1323 | 40665115.0154 | 37258255.9403 | 32964339.186 | 34012508.9182 | 28336678.213 | 15908427.9884 | 18351895.7329 | 18689884.1086 | 15317884.8107 | 10331110.3433 | 11347033.1545 | 10021229.6114 | 9972288.2493 | 8217810.2885 | 7008428.2451 | 7432429.1307 | 7431688.9164 | 7144343.3123 | 5616559.2573 | 8423096.5235 | 4282632.8229
BaseCase SC | NSW | 30963928.719 | 25113764.9988 | 18367684.6663 | 9752097.5225 | 7927110.7728 | 6849327.9537 | 8418959.4176 | 3769274.1409 | 3492766.2484 | 4250402.4066 | 5178868.7879 | 4934378.1327 | 2724455.3695 | 3351788.0833 | 1780910.0124 | 1740164.4201 | 1201732.6625 | 1254034.6269 | 1430063.31 | 2201927.2206 | 2104926.915 | 1741366.8703 | 2677331.2308 | 2051497.1239
BaseCase SC | QLD | 34751835.4408 | 26906778.728 | 23279778.7981 | 19193895.5446 | 18806751.1685 | 16524881.1174 | 15576036.0414 | 14600530.6937 | 11385754.1981 | 12633239.5125 | 11387444.348 | 8816995.1383 | 6811528.2224 | 6732957.6804 | 6829893.6312 | 6748676.9415 | 5728758.1348 | 4972066.2008 | 4586106.5252 | 3709088.5776 | 3086189.9335 | 2741085.1609 | 2894179.272 | 486584.6026
BaseCase SC | SA | 585749.1691 | 287101.4392 | 284482.4451 | 290701.318 | 620768.9675 | 256016.32 | 588031.8663 | 540846.0922 | 619198.8011 | 753864.686 | 1143789.8479 | 728018.336 | 216938.1994 | 287458.2961 | 333568.5571 | 313218.5126 | 314104.1601 | 152715.9964 | 259070.1451 | 239061.4479 | 368590.4117 | 318619.7451 | 626630.4092 | 355842.2625
BaseCase SC | TAS | 0.00084028 | 0.00060357 | 0.00079478 | 0.00097393 | 1843.247 | 0.0043093 | 370.8215 | 2308.3866 | 8612.5676 | 19522.6142 | 24718.399 | 22600.6614 | 23652.4774 | 40543.5792 | 18209.2356 | 21663.3351 | 18836.9663 | 11646.8258 | 17533.3864 | 17673.0831 | 19031.9563 | 15772.6685 | 30567.8501 | 18551.163
BaseCase SC | VIC | 38108439.2881 | 26724541.9976 | 18892283.2221 | 11428420.6293 | 9901781.7845 | 9334113.7906 | 9429110.7714 | 9423718.8996 | 402096.1732 | 694866.5137 | 955062.7257 | 815892.5422 | 554536.0745 | 934285.5155 | 1058648.1751 | 1148565.0399 | 954378.3647 | 617964.5951 | 1139655.7639 | 1263938.5873 | 1565604.0958 | 799714.8126 | 2194387.7614 | 1370157.6709
Option 2 SC | NEM | 104411864.5363 | 79033884.5873 | 60874762.2209 | 40628014.2151 | 37217201.9002 | 32988351.7803 | 34150755.1327 | 28299113.9797 | 15917421.0893 | 18302359.657 | 18712489.0486 | 15235140.3558 | 10321659.7427 | 11382978.6276 | 10026972.8326 | 9975712.3237 | 8212463.8647 | 6978112.2458 | 7420972.2853 | 7414695.6414 | 7140983.0415 | 5626204.7292 | 8416615.4336 | 4311278.8303
Option 2 SC | NSW | 30965030.04 | 25117146.2398 | 18367930.5897 | 9753327.7244 | 7860108.3248 | 6849973.8541 | 8321026.0764 | 3686431.4144 | 3572070.0178 | 4332383.1352 | 5209590.8083 | 4872618.588 | 2700535.739 | 3305903.4722 | 1694533.4429 | 1686183.27 | 1161002.5775 | 1194233.3092 | 1285727.0734 | 2049697.0483 | 1979419.3889 | 1672190.5154 | 2513263.3869 | 1949531.0933
Option 2 SC | QLD | 34752266.8941 | 26897357.4957 | 23330856.4618 | 19162285.5852 | 18806022.7888 | 16548722.6969 | 15808670.7637 | 14621635.1178 | 11307562.6318 | 12487707.5728 | 11374771.0282 | 8799652.7153 | 6812840.464 | 6737527.363 | 6835380.4112 | 6746517.4681 | 5721857.8437 | 4970510.5567 | 4616023.4676 | 3730441.6283 | 3107661.6916 | 2735439.9534 | 2869791.4352 | 508429.7161
Option 2 SC | SA | 585691.3929 | 287117.664 | 284506.7309 | 290680.4385 | 619580.5336 | 255518.826 | 589004.0071 | 558233.8149 | 626269.1841 | 765500.2736 | 1139490.5679 | 707969.6456 | 213491.2044 | 293178.9302 | 333248.7401 | 320578.2148 | 326074.9813 | 163086.1059 | 263910.3025 | 256126.0387 | 384707.1287 | 334673.1685 | 637989.3349 | 372321.3562
Option 2 SC | TAS | 5.3639e-05 | 9.6218e-06 | 2.9768e-05 | 0.0001163 | 1840.5124 | 0.0012934 | 390.0195 | 2313.8358 | 8616.6896 | 19888.3782 | 25380.9252 | 22420.5539 | 23491.6939 | 42517.9773 | 18594.0142 | 22045.6675 | 18916.7113 | 11644.577 | 19487.1839 | 21110.3531 | 21105.133 | 17072.5949 | 32761.3045 | 19951.6383
Option 2 SC | VIC | 38108876.2093 | 26732263.1878 | 18891468.4385 | 11421720.4669 | 9929649.7405 | 9334136.4021 | 9431664.2661 | 9430499.7969 | 402902.5662 | 696880.2971 | 963255.7189 | 832478.8531 | 571300.6414 | 1003850.8848 | 1145216.2243 | 1200387.7034 | 984611.751 | 638637.6968 | 1235824.2579 | 1357320.5731 | 1648089.6992 | 866828.4971 | 2362809.9721 | 1461045.0264
Option 2D SC | NEM | 104418504.3912 | 79035709.234 | 60954798.2628 | 40603268.326 | 37170989.9068 | 32970809.5198 | 34126133.0847 | 28141962.9119 | 15823748.7819 | 18392580.3847 | 18777384.894 | 15355469.2856 | 10317540.841 | 11438015.3484 | 10069619.0745 | 10001790.8249 | 8193422.6252 | 6877511.0413 | 7440858.7526 | 7432525.9385 | 7123211.3328 | 5579091.2567 | 8428960.9693 | 4326101.7136
Option 2D SC | NSW | 30966022.2082 | 25107164.2862 | 18381542.0385 | 9748488.3398 | 7748878.7171 | 6850417.4663 | 8151617.623 | 3631035.4083 | 3632551.9997 | 4436669.3688 | 5199521.0532 | 4893111.4734 | 2706316.8956 | 3323660.9604 | 1720850.295 | 1731439.7611 | 1130014.3399 | 1106032.9834 | 1299385.9573 | 2081903.1041 | 1963004.7351 | 1646011.3873 | 2545483.7174 | 1970766.1825
Option 2D SC | QLD | 34752601.7519 | 26903453.0343 | 23397309.0922 | 19161946.2126 | 18801215.9635 | 16529601.6584 | 15948799.7985 | 14493021.3173 | 11153111.0624 | 12447908.7477 | 11414615.911 | 8942543.0078 | 6809986.497 | 6745901.1781 | 6843368.833 | 6750657.9409 | 5718603.1375 | 4957564.9586 | 4612696.9909 | 3745999.9638 | 3130461.8692 | 2740507.4277 | 2894905.1113 | 520946.9215
Option 2D SC | SA | 585561.8929 | 287137.5126 | 284511.4669 | 290618.8526 | 619137.6989 | 256609.1473 | 591501.1655 | 580292.1267 | 624999.6433 | 781574.3662 | 1165463.3714 | 652345.9683 | 202098.396 | 278562.0986 | 315527.7688 | 301689.4686 | 326253.4153 | 165035.8655 | 284964.272 | 267974.8974 | 384211.6239 | 335131.41 | 652573.4937 | 375832.4584
Option 2D SC | TAS | 7.0231e-06 | 0 | 0 | 1.703e-05 | 1840.4528 | 0.00030581 | 407.7391 | 2511.2032 | 8621.3737 | 20068.281 | 25844.3085 | 22294.3482 | 23291.0811 | 42125.6003 | 18409.7017 | 21899.4853 | 18753.8049 | 12028.3324 | 19489.3588 | 20505.1168 | 20839.8837 | 16325.7947 | 32309.8653 | 18785.0422
Option 2D SC | VIC | 38114318.5381 | 26737954.4009 | 18891435.6652 | 11402214.9209 | 9999917.0746 | 9334181.2474 | 9433806.7586 | 9435102.8564 | 404464.7029 | 706359.6211 | 971940.2498 | 845174.488 | 575847.9713 | 1047765.5111 | 1171462.4759 | 1196104.169 | 999797.9275 | 636848.9014 | 1224322.1736 | 1316142.8564 | 1624693.2208 | 841115.2371 | 2303688.7816 | 1439771.1089
Option 3 SC | NEM | 104409952.5084 | 79032187.5252 | 60824233.8695 | 40665113.6844 | 37258263.091 | 32964328.4045 | 35477736.6194 | 27875070.9243 | 14986261.6971 | 18202228.4189 | 18780909.6645 | 15295072.4191 | 10285031.4186 | 11559077.6049 | 10063396.8531 | 9783690.0956 | 8309355.7745 | 6897348.1802 | 7643121.1064 | 7631608.5911 | 6907124.9871 | 5496157.7791 | 8347973.2482 | 4304764.2496
Option 3 SC | NSW | 30963927.763 | 25113765.4022 | 18367684.2032 | 9752097.1238 | 7927111.7269 | 6849327.973 | 8618092.5461 | 3559427.0471 | 3510252.5426 | 4427395.3756 | 5169823.8157 | 4839512.1954 | 2756442.2216 | 3368462.7339 | 1772608.7671 | 1558395.8339 | 1215963.656 | 1086263.5673 | 1585269.4005 | 2395169.7558 | 2006657.861 | 1680822.0882 | 2739246.2703 | 1977217.8139
Option 3 SC | QLD | 34751836.693 | 26906777.1226 | 23279784.4502 | 19193892.2991 | 18806756.9419 | 16524870.3307 | 16844026.0558 | 14313649.883 | 10457574.1263 | 12261307.3981 | 11508665.2877 | 9014777.1736 | 6790588.3653 | 6788688.7085 | 6811605.0669 | 6741162.8946 | 5730665.7336 | 4962578.0511 | 4588594.6109 | 3704918.0299 | 3076702.3508 | 2703320.6209 | 2842580.2102 | 536927.0643
Option 3 SC | SA | 585748.9243 | 287101.4308 | 284482.3944 | 290701.2544 | 620769.0655 | 256016.3245 | 584588.2851 | 567185.2478 | 614277.0689 | 777492.0449 | 1127566.3286 | 595821.1716 | 199404.5086 | 301867.4024 | 327559.3054 | 302779.2699 | 350930.7715 | 177933.8359 | 317121.8399 | 348386.6067 | 368920.9045 | 325881.6659 | 613340.4728 | 375488.5787
Option 3 SC | TAS | 0.00047242 | 0.00026766 | 0.00036649 | 0.00059023 | 1843.2422 | 0.0030954 | 411.4157 | 2490.6868 | 8612.5678 | 20226.6338 | 24385.7272 | 23501.3218 | 21349.4214 | 41161.8105 | 17653.665 | 20637.0132 | 17883.6526 | 11418.1181 | 15917.4182 | 16149.4171 | 17164.4489 | 13906.7594 | 28480.1331 | 15950.8143
Option 3 SC | VIC | 38108439.1276 | 26724543.5692 | 18892282.8212 | 11428423.0065 | 9901782.1145 | 9334113.7732 | 9430618.3168 | 9432318.0597 | 395545.3915 | 715806.9666 | 950468.5053 | 821460.5567 | 517246.9017 | 1058896.9495 | 1133970.0487 | 1160715.084 | 993911.9607 | 659154.6079 | 1136217.8368 | 1166984.7815 | 1437679.4218 | 772226.6447 | 2124326.1618 | 1399179.9784
Option 4 SC | NEM | 104411864.0303 | 79033884.7689 | 60874760.3769 | 40628015.198 | 37217203.742 | 32988351.6062 | 35400384.9169 | 27914122.4062 | 15016473.2219 | 18233657.0979 | 18783075.4078 | 15269566.5868 | 10308720.9558 | 11568255.7493 | 10060593.7579 | 9775707.3127 | 8296287.2143 | 6888334.6834 | 7641963.1399 | 7630557.4655 | 6903221.3476 | 5491679.1175 | 8352553.3245 | 4310775.5649
Option 4 SC | NSW | 30965029.7907 | 25117144.9877 | 18367936.7881 | 9753329.02 | 7860110.7191 | 6849973.6634 | 8540469.1861 | 3589851.2726 | 3523011.012 | 4454835.4454 | 5164292.5719 | 4841921.0657 | 2782733.9752 | 3399566.8454 | 1754009.9156 | 1542148.0726 | 1207680.3545 | 1079718.3582 | 1584042.7861 | 2388419.3692 | 2000076.9596 | 1675761.1596 | 2735022.5278 | 1978484.94
Option 4 SC | QLD | 34752267.267 | 26897359.1401 | 23330851.2277 | 19162285.2188 | 18806020.3594 | 16548722.9767 | 16841627.1268 | 14321695.5562 | 10472813.5337 | 12261914.836 | 11515727.1017 | 8986221.7473 | 6790569.3135 | 6786775.181 | 6815024.6138 | 6741979.9341 | 5730412.5024 | 4961430.8721 | 4587338.2465 | 3706147.7597 | 3078074.4754 | 2704378.7066 | 2844558.8716 | 537375.3659
Option 4 SC | SA | 585691.0411 | 287117.6392 | 284506.721 | 290680.1911 | 619580.3855 | 255518.5994 | 586197.8189 | 566957.1018 | 614867.9426 | 780442.002 | 1130671.8137 | 598625.5864 | 193198.6108 | 285798.6371 | 337567.9548 | 310747.8141 | 348146.268 | 176828.5163 | 314524.3884 | 346605.1541 | 366979.432 | 323636.3062 | 612139.2245 | 376594.9596
Option 4 SC | TAS | 0 | 0 | 0 | 9.6304e-06 | 1840.5111 | 0.00021837 | 419.0859 | 2508.7152 | 8616.6866 | 20344.6975 | 24158.6338 | 23491.4487 | 21522.9021 | 41234.7876 | 17646.8198 | 20613.9838 | 18159.0783 | 11422.5709 | 15911.6295 | 16125.58 | 17186.8677 | 13926.156 | 28624.5335 | 15956.7658
Option 4 SC | VIC | 38108875.9315 | 26732263.0018 | 18891465.6401 | 11421720.7681 | 9929651.7669 | 9334136.3665 | 9431671.6992 | 9433109.7605 | 397164.0472 | 716120.1169 | 948225.2868 | 819306.7386 | 520696.1542 | 1054880.2982 | 1136344.4539 | 1160217.5081 | 991889.0111 | 658934.3661 | 1140146.0895 | 1173259.6025 | 1440903.6129 | 773976.7891 | 2132208.167 | 1402363.5335
Option 5 SC | NEM | 104418505.4642 | 79035709.1102 | 60954797.8864 | 40603266.8363 | 37170991.5396 | 32970808.691 | 34285314.6436 | 28176956.126 | 15864077.4914 | 18508989.2275 | 18880149.8712 | 14901791.9144 | 10301823.9343 | 11570274.4395 | 10056123.4256 | 9774715.1228 | 8307833.2916 | 6887129.518 | 7636337.7317 | 7631358.2164 | 6903966.7734 | 5466671.5234 | 8384144.7608 | 4308270.9526
Option 5 SC | NSW | 30966022.242 | 25107164.355 | 18381541.7925 | 9748486.9977 | 7748878.3805 | 6850417.459 | 8190067.7798 | 3643660.4667 | 3643531.8563 | 4492933.5678 | 5218738.7756 | 4836647.0404 | 2776273.6032 | 3396323.8565 | 1745628.2968 | 1537349.0477 | 1207547.614 | 1074986.6754 | 1578081.5818 | 2386145.4118 | 1990903.0476 | 1638531.3232 | 2743842.4536 | 1958818.2767
Option 5 SC | QLD | 34752601.7344 | 26903453.2441 | 23397308.9684 | 19161946.3211 | 18801217.7391 | 16529600.8202 | 16070053.0386 | 14523123.6476 | 11184959.2617 | 12509517.8321 | 11529366.7429 | 8582979.3084 | 6789944.3582 | 6785525.6727 | 6817639.1286 | 6743126.7397 | 5733798.6244 | 4962763.544 | 4592748.8616 | 3712114.3295 | 3084976.3684 | 2708930.0123 | 2854591.1021 | 539513.7341
Option 5 SC | SA | 585561.9223 | 287137.5139 | 284511.4698 | 290618.8556 | 619137.7208 | 256609.1637 | 591187.5629 | 574375.1083 | 623426.8392 | 779785.0249 | 1149228.5757 | 610144.4237 | 191522.6269 | 285076.5193 | 339556.3752 | 313836.0374 | 350581.3717 | 177920.6439 | 315914.6438 | 348639.0909 | 369722.7529 | 325631.9647 | 616047.8485 | 382900.1199
Option 5 SC | TAS | 1.5284e-05 | 0 | 0 | 2.8422e-05 | 1840.4531 | 0.00048261 | 413.2399 | 2511.2046 | 8621.3751 | 19937.2247 | 25749.8296 | 23711.7574 | 21556.1425 | 41406.6793 | 17839.5813 | 20574.7332 | 17986.3353 | 11378.9823 | 15968.9655 | 16188.1318 | 17347.8949 | 14121.3705 | 28767.2439 | 15933.7242
Option 5 SC | VIC | 38114319.5654 | 26737953.9972 | 18891435.6557 | 11402214.6618 | 9999917.2462 | 9334181.2476 | 9433593.0224 | 9433285.6989 | 403538.159 | 706815.578 | 957065.9474 | 848309.3845 | 522527.2036 | 1061941.7117 | 1135460.0438 | 1159828.5647 | 997919.3463 | 660079.6723 | 1133623.679 | 1168271.2524 | 1441016.7096 | 779456.8527 | 2140896.1128 | 1411105.0977
Option 6 SC | NEM | 104421640.5296 | 79035936.0079 | 60976603.4361 | 40602931.6694 | 37167669.1879 | 32949298.4822 | 34910666.3262 | 28062101.9698 | 15151514.4825 | 18359660.2842 | 18849426.3268 | 15283910.3457 | 10310954.5298 | 11584093.2589 | 10053762.4929 | 9769237.858 | 8292471.7024 | 6887379.8496 | 7637727.2695 | 7636352.8778 | 6900141.4209 | 5459210.8036 | 8387617.0786 | 4309700.4717
Option 6 SC | NSW | 30965422.3048 | 25106318.8746 | 18381497.0208 | 9746324.7642 | 7726416.4884 | 6850241.643 | 8184185.4002 | 3665791.4136 | 3566483.7825 | 4602987.435 | 5217349.7728 | 4862045.8784 | 2783245.8886 | 3410789.5634 | 1738596.627 | 1530090.3592 | 1195993.538 | 1071348.5297 | 1576671.9481 | 2384072.6994 | 1986213.4664 | 1632272.981 | 2737223.1945 | 1953890.575
Option 6 SC | QLD | 34752403.6614 | 26903756.9791 | 23417527.4095 | 19163308.3849 | 18793541.9147 | 16507240.6418 | 16708704.3517 | 14384395.0928 | 10564211.0833 | 12236469.0788 | 11526387.2672 | 8979833.0497 | 6790628.8018 | 6788707.9238 | 6817018.0878 | 6743901.7814 | 5732353.4896 | 4963274.9762 | 4590703.8246 | 3711270.516 | 3084408.8249 | 2708833.2376 | 2856082.1228 | 539404.5779
Option 6 SC | SA | 585490.5034 | 287136.2311 | 284510.5807 | 290622.871 | 619226.2091 | 257629.9305 | 584167.9824 | 575596.1443 | 615412.7274 | 782873.8399 | 1134902.9736 | 600672.5449 | 193809.3767 | 287147.6403 | 342846.3326 | 314617.871 | 348941.5088 | 178337.6391 | 314760.7681 | 348886.8031 | 367907.5427 | 323583.7292 | 615742.4602 | 384980.4753
Option 6 SC | TAS | 3.7166e-05 | 0 | 1.368e-05 | 8.7741e-05 | 1840.3662 | 0.0011137 | 426.4279 | 2511.7565 | 8622.2819 | 20388.912 | 24631.8208 | 23425.9648 | 21527.2489 | 41311.2277 | 17634.2552 | 20598.2076 | 18115.045 | 11417.5327 | 15891.1721 | 16189.0848 | 17383.7324 | 13888.3721 | 28745.0021 | 15835.5794
Option 6 SC | VIC | 38118324.06 | 26738723.9232 | 18893068.4251 | 11402675.6493 | 10026644.2095 | 9334186.2657 | 9433182.1639 | 9433807.5625 | 396784.6074 | 716941.0185 | 946154.4924 | 817932.9079 | 521743.2137 | 1056136.9037 | 1137667.1903 | 1160029.6389 | 997068.121 | 663001.1719 | 1139699.5565 | 1175933.7746 | 1444227.8545 | 780632.4837 | 2149824.299 | 1415589.2642
BaseCase SG | NEM | 100866727.5236 | 75407451.563 | 53731420.4339 | 29636432.6948 | 27962337.295 | 26858167.23 | 28392077.4419 | 26381377.5916 | 16864494.843 | 17719198.1493 | 17360343.3297 | 15864817.4747 | 17481295.1883 | 20127815.6285 | 17880698.0424 | 17266650.4302 | 15640601.1926 | 14336354.2058 | 14495144.2288 | 14569002.9591 | 13034536.676 | 12094207.8201 | 15537117.0033 | 8567691.214
BaseCase SG | NSW | 29059743.2423 | 24164120.018 | 11064487.5022 | 5403233.25 | 2482497.2305 | 2422042.5812 | 3810920.8222 | 3115590.7726 | 4062880.5479 | 4506794.1414 | 5375611.6533 | 5893741.8828 | 5245932.4524 | 6175677.3578 | 2394099.9013 | 2288325.6142 | 2187003.0658 | 2181581.7733 | 2127514.7588 | 3293520.7275 | 2901243.6791 | 2833561.9922 | 4038402.4103 | 3476600.8632
BaseCase SG | QLD | 35540533.2503 | 25250174.5801 | 23375082.8821 | 14796253.7743 | 15696672.9299 | 15009347.5018 | 14851422.7066 | 13806354.0617 | 12413232.5077 | 12635506.4065 | 11188269.7395 | 9505214.5175 | 11789226.7702 | 12852171.1488 | 14015294.3637 | 13137889.8262 | 11929122.3611 | 10676295.4893 | 10543971.0669 | 9178584.1149 | 7758320.9741 | 7282211.9777 | 7641731.1441 | 2100620.9633
BaseCase SG | SA | 447924.6799 | 286674.6556 | 277286.7324 | 124188.6815 | 392746.1414 | 147616.7242 | 464857.2765 | 193991.4921 | 280165.0308 | 403594.0947 | 636407.7698 | 282969.5121 | 262439.7137 | 665726.2975 | 874048.6004 | 890629.1333 | 704957.9306 | 788683.5489 | 600417.6611 | 616821.1643 | 551191.0993 | 579809.5443 | 1345204.0863 | 806556.428
BaseCase SG | TAS | 2.3424e-05 | 0 | 2.9986e-05 | 5.038e-05 | 0.0023409 | 0.002807 | 9.553e-05 | 0.00010146 | 0.00011824 | 1131.8627 | 3637.9505 | 3152.5433 | 3692.9401 | 9044.0225 | 7436.3257 | 6415.5415 | 4477.9486 | 4213.2283 | 7414.2815 | 6944.9766 | 6215.0893 | 1994.0803 | 9174.7954 | 5046.6237
BaseCase SG | VIC | 35818526.351 | 25706482.3093 | 19014563.3171 | 9312756.9889 | 9390420.9909 | 9279160.42 | 9264876.6365 | 9265441.2651 | 108216.7564 | 172171.6439 | 156416.2167 | 179739.0189 | 180003.3118 | 425196.8019 | 589818.8512 | 943390.315 | 815039.8865 | 685580.166 | 1215826.4605 | 1473131.9757 | 1817565.8342 | 1396630.2255 | 2502604.5673 | 2178866.3357
Option 2 SG | NEM | 100866638.1616 | 75407332.5476 | 53729854.5979 | 29635161.3468 | 27929342.8364 | 26746726.4307 | 28310673.1308 | 26168169.9544 | 16892621.0948 | 17840123.1151 | 17509869.6017 | 15918616.6201 | 17826748.4057 | 20441825.5026 | 17979898.5113 | 17131247.8047 | 15435719.7233 | 14350596.8338 | 14533301.7148 | 14468694.712 | 13107193.8347 | 12191795.7857 | 15548086.5598 | 8448627.2954
Option 2 SG | NSW | 29059742.6507 | 24163853.9438 | 11064487.4711 | 5403233.2331 | 2481534.33 | 2416338.9597 | 3806610.7457 | 2990392.4113 | 4112106.9798 | 4528652.3981 | 5422936.1937 | 5901540.0876 | 5318592.704 | 6264902.301 | 2456275.6048 | 2223881.0447 | 2198267.9937 | 2177915.8782 | 2247527.6873 | 3153122.2652 | 2828216.9489 | 2781318.8081 | 3917106.8173 | 3387145.8385
Option 2 SG | QLD | 35540532.9122 | 25250964.2164 | 23372712.8441 | 14795021.0377 | 15664473.6873 | 14903552.4114 | 14769553.1374 | 13716496.6214 | 12391341.2354 | 12726869.4906 | 11268275.4901 | 9527463.9621 | 12017545.0232 | 13022724.5608 | 14044042.2526 | 13028538.0733 | 11688694.1656 | 10598455.8865 | 10479196.3184 | 9153808.5829 | 7788998.2541 | 7357623.9793 | 7686299.3536 | 2028096.6297
Option 2 SG | SA | 447924.524 | 286674.6117 | 277286.6929 | 124161.5536 | 392494.4353 | 147674.0997 | 469664.0958 | 195881.0597 | 280632.929 | 409811.532 | 655763.0893 | 299893.8504 | 279451.4936 | 702469.7059 | 881422.4671 | 911899.8741 | 713447.0566 | 829261.3435 | 588263.0159 | 634095.9243 | 570071.7502 | 582046.8714 | 1358792.2757 | 766730.1472
Option 2 SG | TAS | 0 | 0 | 0 | 0 | 0.00021159 | 0.00024364 | 0.00010638 | 0.00011061 | 0.00012543 | 1131.8627 | 3686.833 | 3198.2901 | 4858.5713 | 9470.324 | 7447.3556 | 6591.5458 | 5209.8165 | 4230.8579 | 6909.9304 | 7463.006 | 6126.2463 | 2328.0086 | 9469.0873 | 5991.8968
Option 2 SG | VIC | 35818438.0747 | 25705839.7757 | 19015367.5899 | 9312745.5225 | 9390840.3836 | 9279160.9597 | 9264845.1518 | 9265399.8619 | 108539.9505 | 173657.8317 | 159207.9956 | 186520.4299 | 206300.6136 | 442258.6107 | 590710.8312 | 960337.2668 | 830100.6909 | 740732.8678 | 1211404.7627 | 1520204.9335 | 1913780.6353 | 1468478.1184 | 2576419.0257 | 2260662.7832
Option 2D SG | NEM | 100867646.9334 | 75404529.4966 | 53724969.8682 | 29637196.7823 | 27825649.3535 | 26489779.1808 | 28445919.4762 | 25909597.9182 | 16592412.8328 | 18116134.5877 | 17765621.9832 | 15997945.6039 | 18054792.249 | 20548492.1736 | 17814503.3383 | 17215995.0934 | 15128870.7116 | 14261959.1121 | 14712819.9511 | 14576609.3362 | 13077307.6729 | 12128250.6875 | 15485212.1773 | 8317499.9482
Option 2D SG | NSW | 29059742.5681 | 24164290.3629 | 11064487.4679 | 5403233.2322 | 2478032.4486 | 2416244.7014 | 3907283.4018 | 2862107.0805 | 4251885.8278 | 4716551.8832 | 5437253.002 | 5654106.9623 | 5418589.3553 | 6159098.8056 | 2318566.3337 | 2183752.0231 | 2081871.7554 | 2061313.9157 | 2341036.9197 | 3067937.9183 | 2730259.9386 | 2643288.8434 | 3814703.8318 | 3242356.73
Option 2D SG | QLD | 35540533.0818 | 25259698.6505 | 23368423.5112 | 14797144.1905 | 15565006.7505 | 14647198.4032 | 14799202.261 | 13590594.5123 | 11956628.8431 | 12797989.142 | 11466028.8358 | 9789556.3392 | 12093296.422 | 13219115.1083 | 13937366.5657 | 13100994.7874 | 11460684.5553 | 10588542.5236 | 10586984.5762 | 9312632.0178 | 7795564.8055 | 7411745.6238 | 7725329.4238 | 2076741.0535
Option 2D SG | SA | 447924.5296 | 286674.6122 | 277286.6927 | 124083.1486 | 391796.8771 | 147182.576 | 473803.7727 | 198655.8926 | 276788.3035 | 419275.6111 | 685583.4411 | 344888.8344 | 314857.9634 | 716726.1474 | 897037.7509 | 956075.0498 | 755844.0939 | 859458.9271 | 597256.8244 | 645378.5851 | 607251.7094 | 581190.3118 | 1345322.3124 | 723600.2057
Option 2D SG | TAS | 0 | 0 | 0 | 0 | 0.00032552 | 0.00035978 | 0.00011107 | 0.0001148 | 0.0001356 | 2144.5804 | 3860.9498 | 3408.4977 | 4325.2367 | 9576.6041 | 7467.2095 | 6659.0317 | 6727.9766 | 4211.4141 | 6997.5922 | 7809.2191 | 6184.7213 | 2398.509 | 9435.8842 | 6108.2714
Option 2D SG | VIC | 35819446.7538 | 25693865.8711 | 19014772.1965 | 9312736.2111 | 9390813.2771 | 9279153.4998 | 9265630.0406 | 9258240.4326 | 107109.8583 | 180173.3711 | 172895.7545 | 205984.9703 | 223723.2717 | 443975.5082 | 654065.4785 | 968514.2013 | 823742.3303 | 748432.3316 | 1180544.0386 | 1542851.5959 | 1938046.498 | 1489627.3995 | 2590420.725 | 2268693.6877
Option 3 SG | NEM | 100866727.5105 | 75407452.1705 | 53731418.9552 | 29636433.0782 | 27962329.491 | 26858158.7234 | 29402930.7118 | 25930705.1097 | 16895234.7547 | 18186060.7018 | 18544572.6735 | 16496946.8932 | 19514942.0959 | 21401056.8211 | 17489607.6752 | 17337775.1465 | 15086228.6583 | 14248076.9641 | 14969469.2263 | 14835152.3462 | 13065116.0074 | 12209264.6459 | 15235052.0886 | 7983645.5825
Option 3 SG | NSW | 29059742.9365 | 24164124.6452 | 11064487.4869 | 5403233.2448 | 2482497.0676 | 2422042.752 | 3680235.1877 | 3002602.6384 | 4786111.118 | 5174141.7692 | 6254589.7804 | 6440884.2913 | 6160412.4508 | 6994351.7726 | 2506525.3752 | 2333565.9639 | 2262251.355 | 2273519.408 | 2827537.1686 | 3660093.263 | 2979332.3924 | 2852141.5475 | 4037634.6344 | 3255791.5835
Option 3 SG | QLD | 35540533.6309 | 25250164.4519 | 23375078.5137 | 14796254.1831 | 15696665.2504 | 15009338.8626 | 16001264.2313 | 13475883.916 | 11736729.7302 | 12397412.9077 | 11351875.0646 | 9436834.0865 | 12696311.2833 | 13129526.9093 | 13462105.1363 | 13146141.244 | 11334522.9782 | 10631392.406 | 10418291.1905 | 9044266.2707 | 7586504.0795 | 7396056.9744 | 7544948.5274 | 1921268.6431
Option 3 SG | SA | 447924.6689 | 286674.6521 | 277286.7291 | 124188.6771 | 392746.1468 | 147616.6986 | 454774.9018 | 192780.2176 | 269915.7911 | 419934.1013 | 738352.8627 | 383098.5691 | 385727.2453 | 771152.5189 | 910318.8271 | 909698.0007 | 706833.0945 | 707998.2558 | 572454.5788 | 615858.3197 | 647368.1576 | 613040.8266 | 1294209.6187 | 757068.48
Option 3 SG | TAS | 2.1939e-05 | 0 | 2.8688e-05 | 4.819e-05 | 0.0020087 | 0.0024661 | 0.00010908 | 0.0001148 | 0.00014987 | 2375.8577 | 4099.6487 | 4592.5994 | 5798.0224 | 12559.6028 | 7300.3189 | 6402.4669 | 5361.7583 | 4139.6647 | 5794.4878 | 7237.9092 | 5948.8044 | 2030.6403 | 8834.0559 | 4121.9852
Option 3 SG | VIC | 35818526.2742 | 25706488.4213 | 19014566.2255 | 9312756.9731 | 9390421.0242 | 9279160.4077 | 9266656.3909 | 9259438.3377 | 102478.1152 | 192196.066 | 195655.317 | 231537.3468 | 266693.0941 | 493466.0174 | 603358.0177 | 941967.4709 | 777259.4723 | 631027.2296 | 1145391.8006 | 1507696.5836 | 1845962.5735 | 1345994.6572 | 2349425.2522 | 2045394.8906
Option 4 SG | NEM | 100866638.1988 | 75407332.546 | 53729854.5868 | 29635161.7646 | 27929342.8562 | 26746726.3468 | 29357654.8362 | 25930061.4876 | 16889554.5744 | 18207390.0928 | 18560624.5668 | 16433107.5869 | 19489493.0285 | 21318777.4822 | 17484615.1269 | 17352874.1678 | 15114892.3622 | 14265485.6099 | 14974808.5949 | 14830558.2241 | 13063316.188 | 12207511.2673 | 15237186.4202 | 7984319.0748
Option 4 SG | NSW | 29059742.659 | 24163853.9381 | 11064487.4708 | 5403233.2327 | 2481534.3409 | 2416338.987 | 3733968.3916 | 3001093.2776 | 4763753.9484 | 5069109.2739 | 6276167.5227 | 6412945.1633 | 6157860.2098 | 6959356.1951 | 2509243.9778 | 2333818.3854 | 2255053.6748 | 2273113.399 | 2826799.9969 | 3659733.6434 | 2978574.2363 | 2852031.1703 | 4038545.3518 | 3255842.3662
Option 4 SG | QLD | 35540532.9145 | 25250964.2224 | 23372712.6436 | 14795021.451 | 15664473.6985 | 14903552.3005 | 15895398.8076 | 13477075.2974 | 11753190.4227 | 12523773.6332 | 11346973.6771 | 9403588.0147 | 12677213.457 | 13086104.5768 | 13456885.4544 | 13160540.6364 | 11369915.271 | 10649340.5151 | 10425246.7375 | 9040567.2187 | 7586478.6616 | 7394489.3531 | 7545884.0191 | 1921463.5702
Option 4 SG | SA | 447924.5251 | 286674.6118 | 277286.6927 | 124161.5534 | 392494.4384 | 147674.0996 | 461076.1861 | 192449.9581 | 270129.3624 | 419932.4326 | 737603.5738 | 381825.1681 | 382598.8726 | 769486.4004 | 909141.8969 | 909823.1842 | 707285.0288 | 707687.3414 | 572125.5091 | 615785.8676 | 647061.2084 | 613300.2782 | 1294322.6681 | 757404.4152
Option 4 SG | TAS | 0 | 0 | 0 | 0 | 0.00024343 | 0.000269 | 0.00062424 | 0.00064741 | 0.00084388 | 2375.9116 | 4091.036 | 4592.5985 | 5787.9787 | 12538.2854 | 7292.5408 | 6400.3278 | 5337.864 | 4130.9252 | 5792.3312 | 7233.8995 | 5926.1962 | 2028.4047 | 8820.0743 | 4121.9388
Option 4 SG | VIC | 35818438.1002 | 25705839.7737 | 19015367.7797 | 9312745.5275 | 9390840.3781 | 9279160.9595 | 9267211.4502 | 9259442.9538 | 102480.84 | 192198.8415 | 195788.7571 | 230156.6423 | 266032.5103 | 491292.0245 | 602051.2571 | 942291.634 | 777300.5236 | 631213.4291 | 1144844.0203 | 1507237.595 | 1845275.8855 | 1345662.061 | 2349614.307 | 2045486.7844
Option 5 SG | NEM | 100867646.6039 | 75404529.5762 | 53724971.0037 | 29637195.0229 | 27825647.5339 | 26489777.5905 | 28568105.6862 | 25911429.6333 | 16699636.3032 | 18324530.7075 | 18172467.5028 | 16145317.2487 | 19453104.0648 | 21271176.5947 | 17480507.3703 | 17373279.3868 | 15122501.1558 | 14249203.6951 | 14964359.3139 | 14848265.4068 | 13064139.8009 | 12225585.0748 | 15231212.8724 | 7964137.3227
Option 5 SG | NSW | 29059742.6647 | 24164291.3562 | 11064487.4696 | 5403233.2328 | 2478032.4349 | 2416244.6985 | 3904704.4904 | 2852174.3851 | 4257755.1539 | 4735409.3526 | 5564988.5236 | 6393384.1305 | 6149468.353 | 6935315.9462 | 2508919.2433 | 2322440.1185 | 2251995.05 | 2261731.7645 | 2805236.9448 | 3626474.4225 | 2961856.297 | 2840196.0437 | 4004225.4107 | 3218533.1658
Option 5 SG | QLD | 35540532.8985 | 25259696.6042 | 23368424.1423 | 14797142.4168 | 15565004.9275 | 14647196.8183 | 14923595.4663 | 13602506.4085 | 12059753.4305 | 12982743.9128 | 11702337.0085 | 9129063.6407 | 12650309.0114 | 13060958.5852 | 13454927.0267 | 13199995.2804 | 11385140.5665 | 10648669.4912 | 10422117.2972 | 9072134.0931 | 7597123.5957 | 7415102.8619 | 7568671.2258 | 1943049.3866
Option 5 SG | SA | 447924.5252 | 286674.6118 | 277286.6928 | 124083.1549 | 391796.8773 | 147182.5729 | 472958.3849 | 198661.1355 | 276035.0182 | 418678.3337 | 716215.5008 | 383451.2832 | 381117.6868 | 770177.8715 | 906819.109 | 906528.6661 | 705589.6627 | 705522.48 | 576135.251 | 618658.0672 | 644281.8893 | 615678.9088 | 1288665.0335 | 756580.8024
Option 5 SG | TAS | 0 | 0 | 0 | 0 | 0.00022365 | 0.0002475 | 0.00051237 | 0.00052705 | 0.00064247 | 2137.6296 | 3861.6326 | 4337.7857 | 5994.3727 | 12900.3958 | 7369.7891 | 6441.3028 | 5391.1004 | 4285.2065 | 5839.6808 | 7462.875 | 6215.8902 | 2056.7865 | 9011.7582 | 4200.2135
Option 5 SG | VIC | 35819446.5156 | 25693867.004 | 19014772.699 | 9312736.2184 | 9390813.2939 | 9279153.5005 | 9266847.3441 | 9258087.7037 | 106092.6999 | 185561.4788 | 185064.8373 | 235080.4086 | 266214.6409 | 491823.7961 | 602472.2021 | 937874.019 | 774384.7761 | 628994.753 | 1155030.1401 | 1523535.949 | 1854662.1288 | 1352550.4739 | 2360639.4442 | 2041773.7545
Option 6 SG | NEM | 100866505.4525 | 75404522.4552 | 53723766.6452 | 29637396.3796 | 27804185.4629 | 26464140.7721 | 29082483.1201 | 25943208.1339 | 16996535.2119 | 18324504.7635 | 18605561.0346 | 16484157.3179 | 19513855.9679 | 21329301.7009 | 17503370.2663 | 17342348.7098 | 15102488.2631 | 14255502.642 | 14962918.3173 | 14828010.8802 | 13055034.9742 | 12226823.7983 | 15242890.0611 | 7982021.8
Option 6 SG | NSW | 29059743.0333 | 24164274.3546 | 11064487.4826 | 5403233.2408 | 2478527.1255 | 2416246.4679 | 3834282.1973 | 3000421.7188 | 4728689.6557 | 5080776.4106 | 6267510.0879 | 6400258.0832 | 6170579.4956 | 6953400.6598 | 2513580.7844 | 2333767.4361 | 2262424.2154 | 2277196.0171 | 2807726.4311 | 3628756.7135 | 2962622.7426 | 2845633.1264 | 4015848.4311 | 3224223.5815
Option 6 SG | QLD | 35540533.1541 | 25259719.9064 | 23367977.2174 | 14797326.9508 | 15543066.0261 | 14621560.6934 | 15512550.5041 | 13490918.9502 | 11897633.4315 | 12628717.4971 | 11401870.1762 | 9468309.373 | 12689155.1232 | 13101619.8154 | 13472813.6808 | 13150494.534 | 11350437.8267 | 10635478.98 | 10424501.1318 | 9057707.3106 | 7587439.6202 | 7410492.2021 | 7563203.8989 | 1944373.6883
Option 6 SG | SA | 447924.6149 | 286674.6342 | 277286.7141 | 124093.9659 | 391751.731 | 147179.68 | 468892.5696 | 192398.7924 | 266953.9578 | 420554.8746 | 736445.1522 | 381467.5429 | 382244.5492 | 770239.3108 | 908924.2908 | 909813.4854 | 707175.6129 | 708004.069 | 572193.7266 | 614874.2128 | 644506.5647 | 616640.1723 | 1293965.2417 | 757820.0487
Option 6 SG | TAS | 9.5478e-06 | 0 | 2.1182e-05 | 3.5506e-05 | 0.0014611 | 0.0016895 | 0.00012132 | 0.00012616 | 0.00016121 | 2376.0048 | 4079.276 | 4258.4475 | 5784.4158 | 12504.3734 | 7283.2645 | 6397.0364 | 5292.5416 | 4117.7363 | 5741.1042 | 7291.0862 | 5911.252 | 2024.7365 | 8793.912 | 4121.7141
Option 6 SG | VIC | 35818304.6502 | 25693853.5601 | 19014015.2311 | 9312742.2221 | 9390840.5788 | 9279153.929 | 9266757.8491 | 9259468.6725 | 103258.1668 | 192079.9764 | 195656.3422 | 229863.8712 | 266092.384 | 491537.5416 | 600768.2459 | 941876.2179 | 777158.0665 | 630705.8396 | 1152755.9236 | 1519381.557 | 1854554.7947 | 1352033.561 | 2361078.5774 | 2051482.7673
BaseCase AT | NEM | 88820291.7207 | 74407886.9843 | 36660443.6414 | 20032778.1942 | 16405162.33 | 13783716.7306 | 14126521.7662 | 3392499.4135 | 3403472.1462 | 3576754.7139 | 3501494.4442 | 3081297.4057 | 897378.3602 | 1181422.1497 | 1170125.8179 | 1411095.6789 | 1166244.4526 | 792153.5042 | 1435743.7064 | 2040222.422 | 3262714.6159 | 1791880.5047 | 3508715.7277 | 3149973.0088
BaseCase AT | NSW | 30361154.9724 | 27671317.1443 | 11891192.5476 | 4090092.2902 | 3161970.7845 | 2017430.448 | 2473990.8049 | 1482713.5455 | 1502950.7338 | 1638145.016 | 1718252.1371 | 1526310.1136 | 378703.147 | 509695.0002 | 551763.5047 | 703332.9957 | 433145.9425 | 343294.9396 | 533004.477 | 1028464.6539 | 1418862.9448 | 668631.5307 | 1309819.7218 | 840692.7768
BaseCase AT | QLD | 28164035.603 | 22893685.1191 | 10260077.6512 | 5003571.0127 | 2349790.3195 | 1621541.67 | 1010412.9163 | 661844.9547 | 643883.3239 | 631365.9575 | 469717.7043 | 557620.1086 | 142124.0514 | 148584.384 | 181813.0876 | 168700.0385 | 195353.1283 | 182372.6701 | 322126.6548 | 456963.3252 | 932075.0028 | 628426.5645 | 1199000.0072 | 1679778.0181
BaseCase AT | SA | 2542431.8966 | 414907.569 | 525769.3507 | 1035112.8514 | 945072.8794 | 659255.5634 | 828068.5102 | 561245.1482 | 552478.3333 | 558886.616 | 553955.1389 | 281460.8111 | 103854.9986 | 168629.399 | 158010.2241 | 139801.0812 | 188213.1117 | 85855.2498 | 117942.0152 | 116526.5722 | 248963.8019 | 187776.1303 | 258179.0075 | 191924.5382
BaseCase AT | TAS | 0.0091842 | 0.0084814 | 0.0064629 | 193.3535 | 886.8841 | 0.016515 | 0.00013257 | 2880.6583 | 5007.9933 | 339.9567 | 2227.6509 | 4114.1094 | 10392.46 | 2191.6059 | 3325.9743 | 3534.9667 | 4327.4084 | 5782.2066 | 12443.7078 | 4590.2562 | 12723.5864 | 6028.6146 | 13658.8333 | 5022.2713
BaseCase AT | VIC | 27752669.2396 | 23427977.1434 | 13983404.0853 | 9903808.6864 | 9947441.4625 | 9485489.0327 | 9814049.5346 | 683815.1068 | 699151.7618 | 748017.1677 | 757341.813 | 711792.2629 | 262303.7031 | 352321.7605 | 275213.0272 | 395726.5968 | 345204.8617 | 174848.438 | 450226.8516 | 433677.6145 | 650089.28 | 301017.6646 | 728058.1579 | 432555.4044
Option 2 AT | NEM | 88888842.7296 | 74439877.2903 | 36671262.7633 | 20028337.0595 | 16324001.3254 | 13757957.9335 | 14178753.085 | 3423767.9907 | 3429143.3378 | 3547084.873 | 3465282.9296 | 3038007.6804 | 891132.6717 | 1182896.4819 | 1196606.1304 | 1420513.9284 | 1130995.0484 | 796275.6674 | 1453757.6177 | 2045078.6957 | 3276146.8403 | 1758443.5443 | 3557272.1257 | 3098551.1606
Option 2 AT | NSW | 30360185.8116 | 27692403.0735 | 11906657.9742 | 4078080.9651 | 3046246.9585 | 1954722.3483 | 2484331.3297 | 1486958.0372 | 1501302.1934 | 1600492.9686 | 1669358.4445 | 1475071.6173 | 376884.9317 | 514413.4093 | 569300.4898 | 710120.219 | 406932.6928 | 322455.7989 | 543921.8865 | 1010968.6207 | 1455923.9185 | 633321.0921 | 1295636.4735 | 815385.0171
Option 2 AT | QLD | 28204838.7566 | 22905225.0906 | 10256618.6124 | 5011853.1153 | 2337580.4633 | 1628883.6678 | 1026011.8439 | 674517.7856 | 650452.9852 | 603803.284 | 454226.103 | 535427.2434 | 141978.6223 | 143588.6012 | 187131.6304 | 166620.9094 | 174872.5137 | 175744.354 | 325197.4266 | 458137.4143 | 924084.1798 | 617812.3113 | 1206938.5697 | 1670044.8196
Option 2 AT | SA | 2536384.4953 | 414272.1358 | 524582.233 | 1035777.8867 | 966068.3349 | 674987.1843 | 841627.3601 | 570997.7107 | 558121.53 | 578957.2307 | 564572.0992 | 295133.8562 | 105134.1199 | 170557.7686 | 160831.2147 | 140436.4629 | 189003.5253 | 88276.2642 | 127956.7043 | 120773.1544 | 242999.2205 | 193006.2617 | 274262.2193 | 174013.9023
Option 2 AT | TAS | 0.0012134 | 0.0013182 | 0.0009957 | 200.417 | 558.1786 | 0.0041609 | 0.00012241 | 2433.377 | 4425.7487 | 546.3027 | 2363.2011 | 4526.8778 | 11266.2788 | 1601.4437 | 3378.8199 | 3500.0955 | 4747.6169 | 6117.1761 | 13112.5249 | 5897.677 | 12512.1133 | 7142.2277 | 17518.4275 | 6164.0464
Option 2 AT | VIC | 27787433.6649 | 23427976.9891 | 13983403.9428 | 9902424.6755 | 9973547.39 | 9499364.7289 | 9826782.5512 | 688861.0802 | 714840.8804 | 763285.087 | 774763.0818 | 727848.0856 | 255868.7189 | 352735.2591 | 275963.9757 | 399836.2417 | 355438.6995 | 203682.0742 | 443569.0753 | 449301.8293 | 640627.4081 | 307161.6515 | 762916.4357 | 432943.3752
Option 2D AT | NEM | 89069951.6305 | 74425545.8832 | 36655797.9225 | 20039162.473 | 16227560.6147 | 13692261.4911 | 14089897.1715 | 3411196.4348 | 3438645.2534 | 3574259.2544 | 3507003.9608 | 3061037.8156 | 903697.249 | 1212487.5789 | 1175165.3783 | 1405015.0713 | 1174066.6073 | 747988.0884 | 1468675.9002 | 2055833.5002 | 3264740.8605 | 1781068.5451 | 3475856.8521 | 3143074.3263
Option 2D AT | NSW | 29808355.3595 | 27680803.7799 | 11899281.4136 | 4079879.6673 | 2904328.8185 | 1839343.6207 | 2358558.9109 | 1445468.9978 | 1502557.7261 | 1590969.5711 | 1669651.9393 | 1471711.7797 | 396320.9942 | 533977.7644 | 570833.3423 | 714620.9388 | 465626.5343 | 319616.8925 | 558215.6458 | 1046412.0247 | 1445782.7063 | 684340.826 | 1275269.2845 | 840785.6016
Option 2D AT | QLD | 28898298.9444 | 22903535.8031 | 10244874.0574 | 5020313.8364 | 2304001.6245 | 1622688.3598 | 1039245.8537 | 692361.6623 | 675474.2259 | 649465.8342 | 493319.9524 | 579569.6416 | 144611.0436 | 153470.1109 | 191769.2045 | 172665.0167 | 200562.3697 | 183245.2927 | 345618.6044 | 461654.6696 | 935503.2849 | 625407.9437 | 1212356.2708 | 1697610.7176
Option 2D AT | SA | 2533453.3399 | 413227.4141 | 528236.8241 | 1037278.1072 | 1012575.3394 | 703540.4389 | 858410.027 | 576182.5347 | 552490.0474 | 573869.2896 | 572136.2583 | 289266.1191 | 99754.4073 | 168559.146 | 155288.6293 | 138171.7751 | 187190.3799 | 77343.7729 | 125266.5469 | 109297.9597 | 238634.4037 | 182686.2109 | 244814.9977 | 176531.9181
Option 2D AT | TAS | 0.10163 | 0.095034 | 0.082055 | 174.4135 | 466.6295 | 0.15897 | 0.00013084 | 2495.1976 | 3426.335 | 691.2842 | 1763.3835 | 3924.2922 | 9997.188 | 1560.6881 | 3209.372 | 3522.4375 | 4412.0226 | 6397.8147 | 12464.4609 | 4490.6317 | 12549.412 | 5659.1923 | 13663.032 | 5178.1987
Option 2D AT | VIC | 27829843.8851 | 23427978.7911 | 13983405.5454 | 9901516.4485 | 10006188.2028 | 9526688.9127 | 9833682.3797 | 694688.0424 | 704696.9189 | 759263.2753 | 770132.4273 | 716565.983 | 253013.6159 | 354919.8695 | 254064.8302 | 376034.9033 | 316275.3007 | 161384.3156 | 427110.6422 | 433978.2145 | 632271.0536 | 282974.3723 | 729753.2671 | 422967.8904
Option 3 AT | NEM | 88820296.0062 | 74407922.2638 | 36660420.2679 | 20032768.2801 | 16405156.2528 | 13783716.0285 | 14211685.0093 | 3444772.3563 | 3398881.7512 | 3473263.5961 | 3479096.4426 | 3074340.7395 | 786898.5864 | 1291625.9091 | 1240099.1185 | 1460688.7917 | 1193747.919 | 645359.5217 | 1640250.6788 | 2072769.5079 | 3333090.8511 | 1670929.6936 | 3441676.9886 | 3030532.2631
Option 3 AT | NSW | 30361145.517 | 27671335.7109 | 11891171.1033 | 4090084.3075 | 3161971.2354 | 2017430.2294 | 2531889.2369 | 1395774.157 | 1481705.7378 | 1517828.7426 | 1639008.0444 | 1496953.1466 | 377412.5312 | 599497.1945 | 607805.8613 | 751825.714 | 487695.4264 | 277774.0234 | 646212.995 | 1023130.4872 | 1461295.9305 | 640035.4925 | 1218539.4244 | 750581.1001
Option 3 AT | QLD | 28164035.2231 | 22893702.2344 | 10260077.1431 | 5003570.3395 | 2349790.0091 | 1621542.7202 | 1022118.9892 | 740263.627 | 679942.4812 | 641758.5877 | 508284.1215 | 572627.0579 | 148393.0107 | 179665.8228 | 205227.9461 | 189225.7099 | 188919.5249 | 176014.2906 | 413957.001 | 467131.0089 | 983246.0411 | 612963.789 | 1211837.9975 | 1701671.8594
Option 3 AT | SA | 2542435.2665 | 414907.3283 | 525768.0738 | 1035125.188 | 945066.4589 | 659252.4785 | 836418.7648 | 592375.5632 | 557967.6669 | 560711.3102 | 552460.444 | 283777.7376 | 69047.8983 | 161847.7282 | 155716.7123 | 139279.3334 | 177989.0638 | 54295.2764 | 118494.3813 | 127493.258 | 230098.6424 | 175634.8456 | 236821.3935 | 151376.9094
Option 3 AT | TAS | 0.0013952 | 0.0014767 | 0.0010978 | 193.3712 | 886.8744 | 0.0046511 | 0.00012642 | 1205.8734 | 2227.1118 | 473.6272 | 1122.5085 | 3453.4459 | 7808.3462 | 1983.2593 | 2812.618 | 3472.091 | 3115.9828 | 6319.0535 | 11698.0908 | 6815.3749 | 13577.8911 | 8429.4192 | 16162.1217 | 7291.7996
Option 3 AT | VIC | 27752679.9982 | 23427976.9888 | 13983403.9466 | 9903795.0739 | 9947441.675 | 9485490.5957 | 9821258.0183 | 715153.1356 | 677038.7535 | 752491.3284 | 778221.3243 | 717529.3514 | 184236.8 | 348631.9042 | 268535.9808 | 376885.9433 | 336027.9212 | 130956.8777 | 449888.2108 | 448199.3789 | 644872.3461 | 233866.1473 | 758316.0516 | 419610.5946
Option 4 AT | NEM | 88888840.628 | 74439876.5072 | 36671262.924 | 20028336.8454 | 16324002.0483 | 13757960.1533 | 14223507.5641 | 3433548.3709 | 3408637.2216 | 3459759.929 | 3471790.8133 | 3084795.8776 | 761610.1249 | 1263916.8237 | 1260196.4929 | 1466725.927 | 1212886.8126 | 653083.6662 | 1634572.8129 | 2064616.6234 | 3327862.8292 | 1685461.9518 | 3435948.3331 | 3040787.4344
Option 4 AT | NSW | 30360187.9602 | 27692405.3371 | 11906658.0054 | 4078081.1094 | 3046247.0421 | 1954723.7793 | 2499844.922 | 1377845.4956 | 1470639.4815 | 1508131.2477 | 1612924.6548 | 1483827.5292 | 338279.428 | 569060.5827 | 602654.7194 | 738188.1943 | 483640.3334 | 277969.0334 | 616751.5863 | 1006138.5705 | 1443215.0129 | 618310.9165 | 1221242.7183 | 756559.1193
Option 4 AT | QLD | 28204837.1247 | 22905222.2394 | 10256618.4922 | 5011852.704 | 2337580.4093 | 1628883.7683 | 1045868.4333 | 741267.4184 | 692567.4068 | 640201.9917 | 518577.7162 | 594329.5996 | 150538.0372 | 184302.8211 | 208283.9571 | 194267.3282 | 190693.09 | 175281.89 | 409154.9256 | 468901.1959 | 982401.3699 | 616880.8218 | 1212224.5255 | 1705893.8996
Option 4 AT | SA | 2536383.7732 | 414271.9443 | 524582.4814 | 1035777.99 | 966068.669 | 674987.698 | 843567.8224 | 592224.9469 | 559698.6867 | 560538.5376 | 560030.2774 | 287107.1768 | 76612.5578 | 159934.0902 | 157954.3178 | 141810.2429 | 179371.7246 | 60173.5584 | 118428.4389 | 129320.3505 | 243112.9305 | 176896.1948 | 235146.0307 | 152474.4108
Option 4 AT | TAS | 0.0012734 | 0.0013921 | 0.0010375 | 200.4178 | 558.1827 | 0.00447 | 0.00033902 | 1106.4921 | 1908.173 | 328.6461 | 1134.5357 | 3434.917 | 8193.4629 | 1944.8688 | 2696.0158 | 3330.2089 | 3129.5906 | 6416.4714 | 11620.1315 | 6911.119 | 13572.5315 | 8433.5552 | 15957.0234 | 7062.0473
Option 4 AT | VIC | 27787431.7685 | 23427976.9849 | 13983403.9441 | 9902424.6241 | 9973547.7452 | 9499364.9032 | 9834226.3861 | 721104.018 | 683823.4736 | 750559.5059 | 779123.6292 | 716096.655 | 187986.639 | 348674.4609 | 288607.4828 | 389129.9528 | 356052.074 | 133242.7129 | 478617.7306 | 453345.3875 | 645560.9845 | 264940.4634 | 751378.0351 | 418797.9574
Option 5 AT | NEM | 89069558.9395 | 74425410.6474 | 36656043.3845 | 20039187.1065 | 16227523.8928 | 13692555.1791 | 14087545.1124 | 3387220.8071 | 3409044.441 | 3617306.096 | 3576435.2872 | 3004488.1459 | 747795.1738 | 1242372.6949 | 1240413.2971 | 1488944.4642 | 1242988.9631 | 655905.2511 | 1613402.1067 | 2066430.324 | 3353147.9193 | 1682679.9308 | 3443167.8267 | 3030421.8595
Option 5 AT | NSW | 29807871.0412 | 27680750.9217 | 11899518.1647 | 4079905.1708 | 2904356.3275 | 1839443.5532 | 2356241.1305 | 1430403.4927 | 1477204.6375 | 1615052.6314 | 1726300.7102 | 1407321.9514 | 327600.785 | 548803.6573 | 597117.7314 | 745397.1782 | 491101.5482 | 282845.1006 | 596633.556 | 1011845.2648 | 1457108.5838 | 623095.0212 | 1220467.4074 | 743934.6399
Option 5 AT | QLD | 28898386.3054 | 22903474.7533 | 10244878.5239 | 5020294.0009 | 2303937.3271 | 1622879.9366 | 1038613.1654 | 689844.3262 | 673196.8808 | 657047.3559 | 517591.7607 | 570064.5772 | 147817.3262 | 182269.981 | 206019.3467 | 197831.5665 | 190742.7506 | 176338.2328 | 409099.1078 | 472677.1747 | 995362.1999 | 626937.673 | 1214775.3771 | 1710741.3309
Option 5 AT | SA | 2533540.4819 | 413207.9448 | 528242.7079 | 1037293.6239 | 1012588.2143 | 703527.8423 | 858516.5355 | 572887.1983 | 550025.401 | 578804.4248 | 569364.9922 | 301387.8228 | 75616.5152 | 159887.7282 | 157737.9383 | 140051.4596 | 193939.7395 | 58092.4972 | 119474.7038 | 132516.2392 | 238989.2692 | 178719.5984 | 228411.8552 | 149172.2154
Option 5 AT | TAS | 0.0032125 | 0.0028963 | 0.0023256 | 174.539 | 466.4572 | 0.0077646 | 0.00013257 | 2526.5403 | 3816.0114 | 691.2842 | 1591.3368 | 3571.1672 | 8159.7559 | 1927.5237 | 2617.0181 | 3149.3519 | 2726.5215 | 6831.0812 | 11419.5409 | 6359.616 | 13724.2904 | 8080.8687 | 16175.1817 | 7036.9228
Option 5 AT | VIC | 27829761.1077 | 23427977.0247 | 13983403.9856 | 9901519.7718 | 10006175.5665 | 9526703.8392 | 9834174.2808 | 691559.2496 | 704801.5103 | 765710.3997 | 761586.4873 | 722142.6273 | 188600.7915 | 349483.8046 | 276921.2626 | 402514.908 | 364478.4033 | 131798.3394 | 476775.1983 | 443032.0294 | 647963.576 | 245846.7695 | 763338.0052 | 419536.7505
Option 6 AT | NEM | 89148535.6144 | 74426680.4503 | 36657273.8375 | 20040796.4573 | 16192006.2491 | 13644986.4891 | 14135207.2292 | 3465738.6154 | 3409212.3073 | 3481171.1478 | 3484997.3351 | 3105712.9917 | 759205.5783 | 1254703.1403 | 1254679.4301 | 1484312.6075 | 1217279.8194 | 648239.2768 | 1645252.6171 | 2070547.3849 | 3328461.8257 | 1685112.0025 | 3430747.8945 | 3029128.2584
Option 6 AT | NSW | 29816740.1167 | 27670287.7441 | 11900379.602 | 4077099.4778 | 2845236.3024 | 1772574.0554 | 2306632.3676 | 1375106.6317 | 1431942.2597 | 1468255.0279 | 1575702.897 | 1435238.8145 | 336112.8676 | 562343.4806 | 602270.871 | 748843.673 | 478559.8737 | 278400.4555 | 615312.45 | 1005463.4627 | 1444511.3271 | 623525.9279 | 1215576.8716 | 739713.397
Option 6 AT | QLD | 28942201.1243 | 22914663.4841 | 10244945.346 | 5027167.9677 | 2299034.4913 | 1620047.9259 | 1095325.3416 | 743439.7422 | 701331.0496 | 646146.3025 | 528965.1025 | 628897.1959 | 149226.9189 | 182815.7545 | 208504.7193 | 199626.1267 | 190650.9257 | 174789.1509 | 412458.2792 | 473001.503 | 984873.9083 | 623985.5879 | 1217698.8545 | 1716614.929
Option 6 AT | SA | 2518791.6347 | 413752.2598 | 528544.9652 | 1035088.3175 | 1016525.6418 | 718244.6183 | 871505.6174 | 617652.1656 | 575080.7149 | 587962.9028 | 580113.7667 | 314158.9643 | 75258.4185 | 159251.321 | 158424.1284 | 143358.5178 | 190085.2864 | 55903.1865 | 125434.992 | 130900.4905 | 233132.2403 | 176453.1743 | 228332.8589 | 150313.3246
Option 6 AT | TAS | 0.00058324 | 0.00076491 | 0.0005197 | 159.581 | 466.4214 | 0.0031251 | 0.00074125 | 1005.5809 | 1989.6605 | 490.5297 | 1157.3101 | 2956.5716 | 7786.2846 | 1944.8684 | 2696.0158 | 3340.2248 | 3096.8162 | 6730.621 | 11578.4954 | 6905.5233 | 14315.5814 | 8779.1918 | 16140.7447 | 7159.1125
Option 6 AT | VIC | 27870802.7381 | 23427976.9615 | 13983403.9238 | 9901281.1133 | 10030743.3922 | 9534119.8864 | 9861743.9019 | 728534.495 | 698868.6226 | 778316.385 | 799058.2588 | 724461.4454 | 190821.0887 | 348347.7158 | 282783.6957 | 389144.0653 | 354886.9174 | 132415.863 | 480468.4005 | 454276.4055 | 651628.7686 | 252368.1205 | 752998.5648 | 415327.4953

## Annualized Build Cost (hidden)
New generation annualized build cost (CAPEX) by technology ($000s)
*Build cost does not includes Landholder Payments and Resource Limits
Model | Region | Node | Technology | 2026-27 | 2027-28 | 2028-29 | 2029-30 | 2030-31 | 2031-32 | 2032-33 | 2033-34 | 2034-35 | 2035-36 | 2036-37 | 2037-38 | 2038-39 | 2039-40 | 2040-41 | 2041-42 | 2042-43 | 2043-44 | 2044-45 | 2045-46 | 2046-47 | 2047-48 | 2048-49 | 2049-50
BaseCase SC | NEM |  | 12h | 0 | 0 | 0 | 0 | 0 | 0 | 0 | 0 | 0 | 0 | 0 | 0 | 0 | 0 | 0 | 0 | 0 | 0 | 0 | 0 | 0 | 0 | 0 | 0
BaseCase SC | NEM |  | 1h | 0.0014154 | 0.001634 | 0.0022325 | 0.0028484 | 0.003297 | 0.0035613 | 0.0035613 | 0.0035613 | 0.0035613 | 0.0035613 | 0.0035613 | 0.0035613 | 0.0035613 | 0.0035613 | 0.0035613 | 0.0035613 | 0.0035613 | 0.0035613 | 0.0035613 | 0.0035613 | 0.0021459 | 0.0019274 | 0.0013288 | 0.00071292
BaseCase SC | NEM |  | 24h | 0 | 0 | 0 | 0 | 0 | 0 | 0 | 0 | 0 | 0 | 0 | 0 | 0.0005715 | 0.0005715 | 0.0005715 | 0.0005715 | 0.0005715 | 0.0005715 | 0.0005715 | 0.0005715 | 0.0005715 | 0.0005715 | 0.0005715 | 0.0005715
BaseCase SC | NEM |  | 2h | 0.0055137 | 158840.6018 | 158840.6149 | 158840.6307 | 158840.6334 | 158840.6355 | 158840.6355 | 158840.6355 | 158840.6355 | 158840.6355 | 158840.6355 | 158840.6355 | 158840.6355 | 158840.6355 | 158840.6355 | 158840.6355 | 158840.6363 | 158840.6368 | 158840.6368 | 158840.6368 | 158840.6313 | 0.042072 | 0.029202 | 0.019527
BaseCase SC | NEM |  | 4h | 0.0048194 | 321370.3322 | 521165.7059 | 625310.5393 | 625310.5403 | 625310.5411 | 625310.5411 | 625310.5411 | 625310.5412 | 625310.5412 | 625310.5412 | 625310.5412 | 625310.5414 | 625310.5414 | 625310.5414 | 625310.5414 | 633465.9239 | 643317.0534 | 698431.9577 | 698431.9579 | 713635.3451 | 532741.9571 | 332946.5834 | 362164.6031
BaseCase SC | NEM |  | 8h | 0.0034652 | 0.011885 | 215067.5933 | 399894.8449 | 399894.8452 | 451802.3957 | 612623.4669 | 773312.0544 | 773312.0544 | 773312.0544 | 773312.0544 | 773312.0544 | 903609.2218 | 903609.2241 | 903609.2241 | 903609.2241 | 1022094.918 | 1084723.305 | 1084723.305 | 1112994.9393 | 1112994.9358 | 1585864.7108 | 1494180.6974 | 1688341.4422
BaseCase SC | NEM |  | Biomass | 0 | 0 | 0 | 0 | 0 | 0 | 0 | 0 | 0 | 0 | 0 | 0 | 0 | 0 | 0 | 0 | 0 | 0 | 0 | 0 | 0 | 0 | 0 | 0
BaseCase SC | NEM |  | Black Coal | 0 | 0 | 0 | 0 | 0 | 0 | 0 | 0 | 0 | 0 | 0 | 0 | 0 | 0 | 0 | 0 | 0 | 0 | 0 | 0 | 0 | 0 | 0 | 0
BaseCase SC | NEM |  | Brown Coal | 0 | 0 | 0 | 0 | 0 | 0 | 0 | 0 | 0 | 0 | 0 | 0 | 0 | 0 | 0 | 0 | 0 | 0 | 0 | 0 | 0 | 0 | 0 | 0
BaseCase SC | NEM |  | CCGT | 0 | 0 | 0 | 0 | 0 | 0 | 0 | 0 | 0 | 0 | 0 | 0 | 0 | 0 | 0 | 0 | 0 | 0 | 0 | 0 | 0 | 0 | 0 | 0
BaseCase SC | NEM |  | CST | 0 | 0 | 0 | 0 | 0 | 0 | 0 | 0 | 0 | 0 | 0 | 0 | 0.01505 | 0.01505 | 0.01505 | 0.01505 | 0.01505 | 0.01505 | 0.01505 | 0.01505 | 0.01505 | 0.01505 | 0.01505 | 0.01505
BaseCase SC | NEM |  | Coordinated CER | 0 | 0 | 0 | 0 | 0 | 0 | 0 | 0 | 0 | 0 | 0 | 0 | 0 | 0 | 0 | 0 | 0 | 0 | 0 | 0 | 0 | 0 | 0 | 0
BaseCase SC | NEM |  | DSP | 0 | 0 | 0 | 0 | 0 | 0 | 0 | 0 | 0 | 0 | 0 | 0 | 0 | 0 | 0 | 0 | 0 | 0 | 0 | 0 | 0 | 0 | 0 | 0
BaseCase SC | NEM |  | Distributed PV | 0 | 0 | 0 | 0 | 0 | 0 | 0 | 0 | 0 | 0 | 0 | 0 | 0 | 0 | 0 | 0 | 0 | 0 | 0 | 0 | 0 | 0 | 0 | 0
BaseCase SC | NEM |  | Gas System Costs | 0 | 0 | 0 | 0 | 0 | 0 | 0 | 0 | 0 | 0 | 0 | 0 | 3.9908 | 3.9908 | 3.9908 | 10.6104 | 10.6104 | 10.6104 | 22.115 | 22.8437 | 30.0652 | 30.0652 | 30.0652 | 33.2221
BaseCase SC | NEM |  | H2 Reciprocating Engine | 0 | 0 | 0 | 0 | 0 | 0 | 0 | 0 | 0 | 0 | 0 | 0 | 0 | 0 | 0 | 0 | 0 | 0 | 0 | 0 | 0 | 0 | 0 | 0
BaseCase SC | NEM |  | Hydro | 0 | 0 | 0 | 0 | 0 | 0 | 0 | 0 | 0 | 0 | 0 | 0 | 0 | 0 | 0 | 0 | 0 | 0 | 0 | 0 | 0 | 0 | 0 | 0
BaseCase SC | NEM |  | Liquid Fuel | 0 | 0 | 0 | 0 | 0 | 0 | 0 | 0 | 0 | 0 | 0 | 0 | 0 | 0 | 0 | 0 | 0 | 0 | 0 | 0 | 0 | 0 | 0 | 0
BaseCase SC | NEM |  | OCGT | 0 | 0 | 0 | 0 | 0 | 49064.4065 | 49064.4065 | 49064.4065 | 83279.8891 | 84498.0938 | 87355.2167 | 131031.7151 | 608255.8152 | 608255.8152 | 663132.5714 | 685700.407 | 753070.1375 | 775403.5868 | 815573.8038 | 846024.3258 | 917664.4556 | 1076010.7459 | 1076010.7459 | 1280795.5619
BaseCase SC | NEM |  | Offshore Wind | 0 | 0 | 0 | 0 | 0 | 855528.6922 | 1141334.6077 | 1427198.4017 | 1713917.6337 | 2144420.55 | 2575653.7469 | 2998488.6709 | 4030577.6854 | 4430591.2103 | 4430591.2103 | 4430591.2103 | 4679385.8782 | 4679385.8782 | 4679385.8782 | 4679385.8782 | 4679385.8782 | 4693472.0157 | 4695105.7324 | 4695105.7324
BaseCase SC | NEM |  | PHES | 0 | 0 | 0 | 0 | 0 | 0 | 0 | 0 | 0 | 0 | 0 | 0 | 0.0040186 | 0.0055276 | 0.0055276 | 0.0055276 | 0.0055276 | 0.011934 | 0.011934 | 0.011934 | 0.011934 | 0.011934 | 0.011934 | 0.011934
BaseCase SC | NEM |  | Solar | 0.016971 | 703636.2414 | 1241292.2934 | 1672356.5578 | 1691507.7746 | 1776518.234 | 2122497.1906 | 2122497.1907 | 2382191.4756 | 2481780.7943 | 2667582.2727 | 2816431.0188 | 3231670.6891 | 3689176.0457 | 3802927.8358 | 3866259.6336 | 4391601.5383 | 4391601.5421 | 4391601.5421 | 4483211.6788 | 4483211.68 | 4566458.3783 | 4988288.0704 | 5151434.0578
BaseCase SC | NEM |  | Wind | 0 | 0 | 802833.9653 | 2124427.2267 | 2667425.2786 | 3209148.4849 | 3507095.9511 | 3838785.3649 | 4439248.1219 | 4583600.2702 | 5037429.4483 | 5322628.6347 | 6402316.5066 | 6895841.7179 | 7103777.2483 | 7563775.3637 | 7969793.0872 | 8519766.8816 | 8685771.621 | 9017131.8975 | 9017131.8987 | 9182207.3184 | 9432694.919 | 9478770.8455
BaseCase SC | NSW |  | 12h | 0 | 0 | 0 | 0 | 0 | 0 | 0 | 0 | 0 | 0 | 0 | 0 | 0 | 0 | 0 | 0 | 0 | 0 | 0 | 0 | 0 | 0 | 0 | 0
BaseCase SC | NSW |  | 1h | 0.0014154 | 0.001634 | 0.0022325 | 0.0028484 | 0.003297 | 0.0035613 | 0.0035613 | 0.0035613 | 0.0035613 | 0.0035613 | 0.0035613 | 0.0035613 | 0.0035613 | 0.0035613 | 0.0035613 | 0.0035613 | 0.0035613 | 0.0035613 | 0.0035613 | 0.0035613 | 0.0021459 | 0.0019274 | 0.0013288 | 0.00071292
BaseCase SC | NSW |  | 2h | 0.0055137 | 0.038292 | 0.047899 | 0.060017 | 0.061903 | 0.063325 | 0.063325 | 0.063325 | 0.063325 | 0.063325 | 0.063325 | 0.063325 | 0.063325 | 0.063325 | 0.063325 | 0.063325 | 0.063696 | 0.064101 | 0.064101 | 0.064101 | 0.058587 | 0.031253 | 0.021795 | 0.011615
BaseCase SC | NSW |  | 4h | 0.0048194 | 151044.9931 | 305585.9761 | 321531.4051 | 321531.4051 | 321531.4052 | 321531.4052 | 321531.4052 | 321531.4052 | 321531.4052 | 321531.4052 | 321531.4052 | 321531.4054 | 321531.4054 | 321531.4054 | 321531.4054 | 321531.4054 | 321531.4054 | 321531.4054 | 321531.4054 | 321531.4006 | 170486.4127 | 15945.4297 | 0.0037628
BaseCase SC | NSW |  | 8h | 0.0034652 | 0.011885 | 146501.5141 | 280641.7079 | 280641.7079 | 332549.2581 | 493370.3293 | 654058.9168 | 654058.9168 | 654058.9168 | 654058.9168 | 654058.9168 | 784356.0842 | 784356.0842 | 784356.0842 | 784356.0842 | 902841.7502 | 908069.6864 | 908069.6864 | 908069.6864 | 908069.6829 | 1087910.8839 | 956834.3774 | 861711.1121
BaseCase SC | NSW |  | Black Coal | 0 | 0 | 0 | 0 | 0 | 0 | 0 | 0 | 0 | 0 | 0 | 0 | 0 | 0 | 0 | 0 | 0 | 0 | 0 | 0 | 0 | 0 | 0 | 0
BaseCase SC | NSW |  | CCGT | 0 | 0 | 0 | 0 | 0 | 0 | 0 | 0 | 0 | 0 | 0 | 0 | 0 | 0 | 0 | 0 | 0 | 0 | 0 | 0 | 0 | 0 | 0 | 0
BaseCase SC | NSW |  | CST | 0 | 0 | 0 | 0 | 0 | 0 | 0 | 0 | 0 | 0 | 0 | 0 | 0.01505 | 0.01505 | 0.01505 | 0.01505 | 0.01505 | 0.01505 | 0.01505 | 0.01505 | 0.01505 | 0.01505 | 0.01505 | 0.01505
BaseCase SC | NSW |  | Coordinated CER | 0 | 0 | 0 | 0 | 0 | 0 | 0 | 0 | 0 | 0 | 0 | 0 | 0 | 0 | 0 | 0 | 0 | 0 | 0 | 0 | 0 | 0 | 0 | 0
BaseCase SC | NSW |  | DSP | 0 | 0 | 0 | 0 | 0 | 0 | 0 | 0 | 0 | 0 | 0 | 0 | 0 | 0 | 0 | 0 | 0 | 0 | 0 | 0 | 0 | 0 | 0 | 0
BaseCase SC | NSW |  | Distributed PV | 0 | 0 | 0 | 0 | 0 | 0 | 0 | 0 | 0 | 0 | 0 | 0 | 0 | 0 | 0 | 0 | 0 | 0 | 0 | 0 | 0 | 0 | 0 | 0
BaseCase SC | NSW |  | Gas System Costs | 0 | 0 | 0 | 0 | 0 | 0 | 0 | 0 | 0 | 0 | 0 | 0 | 3.9908 | 3.9908 | 3.9908 | 10.6104 | 10.6104 | 10.6104 | 22.115 | 22.115 | 29.3365 | 29.3365 | 29.3365 | 29.3365
BaseCase SC | NSW |  | Hydro | 0 | 0 | 0 | 0 | 0 | 0 | 0 | 0 | 0 | 0 | 0 | 0 | 0 | 0 | 0 | 0 | 0 | 0 | 0 | 0 | 0 | 0 | 0 | 0
BaseCase SC | NSW |  | OCGT | 0 | 0 | 0 | 0 | 0 | 0 | 0 | 0 | 0 | 0 | 0 | 26452.1158 | 280266.6668 | 280266.6668 | 280266.6668 | 292770.6724 | 343878.9834 | 343878.9834 | 343878.9834 | 353009.2163 | 353009.2163 | 353009.2163 | 353009.2163 | 353009.2163
BaseCase SC | NSW |  | Offshore Wind | 0 | 0 | 0 | 0 | 0 | 0 | 0 | 0 | 0 | 0 | 0 | 0 | 619660.6549 | 619660.6549 | 619660.6549 | 619660.6549 | 868455.3229 | 868455.3229 | 868455.3229 | 868455.3229 | 868455.3229 | 882541.4604 | 884175.1771 | 884175.1771
BaseCase SC | NSW |  | PHES | 0 | 0 | 0 | 0 | 0 | 0 | 0 | 0 | 0 | 0 | 0 | 0 | 0.0025713 | 0.0025713 | 0.0025713 | 0.0025713 | 0.0025713 | 0.0025713 | 0.0025713 | 0.0025713 | 0.0025713 | 0.0025713 | 0.0025713 | 0.0025713
BaseCase SC | NSW |  | Solar | 0.008343 | 374685.7299 | 907946.947 | 1328885.79 | 1348036.9759 | 1369318.6083 | 1715297.5649 | 1715297.5649 | 1974991.8497 | 1974991.85 | 1985473.5323 | 2074933.7831 | 2319293.3635 | 2319293.3635 | 2319293.364 | 2324492.2907 | 2560593.8431 | 2560593.8435 | 2560593.8435 | 2560593.8435 | 2560593.8435 | 2560593.8435 | 2589849.0424 | 2589849.0428
BaseCase SC | NSW |  | Wind | 0 | 0 | 55294.9448 | 763859.9907 | 1107770.5372 | 1281137.7838 | 1301368.6312 | 1434675.9966 | 1873862.0591 | 2018214.2064 | 2369707.3808 | 2369707.3808 | 2610899.7536 | 2614145.3731 | 2644123.7974 | 2914907.2786 | 3068123.958 | 3220423.8316 | 3220423.8382 | 3220423.8487 | 3220423.8487 | 3275592.8118 | 3373071.5243 | 3373071.5249
BaseCase SC | NSW | CNSW | 12h | 0 | 0 | 0 | 0 | 0 | 0 | 0 | 0 | 0 | 0 | 0 | 0 | 0 | 0 | 0 | 0 | 0 | 0 | 0 | 0 | 0 | 0 | 0 | 0
BaseCase SC | NSW | CNSW | 2h | 0 | 0.010966 | 0.013723 | 0.015693 | 0.016196 | 0.016798 | 0.016798 | 0.016798 | 0.016798 | 0.016798 | 0.016798 | 0.016798 | 0.016798 | 0.016798 | 0.016798 | 0.016798 | 0.017169 | 0.017169 | 0.017169 | 0.017169 | 0.017169 | 0.011648 | 0.0090397 | 0.0072002
BaseCase SC | NSW | CNSW | 4h | 0 | 0 | 0.061017 | 0.097107 | 0.097107 | 0.097251 | 0.097251 | 0.097251 | 0.097251 | 0.097251 | 0.097251 | 0.097251 | 0.097417 | 0.097417 | 0.097417 | 0.097417 | 0.097417 | 0.097417 | 0.097417 | 0.097417 | 0.097417 | 0.097417 | 0.036401 | 0.0011134
BaseCase SC | NSW | CNSW | 8h | 0 | 0 | 98674.1873 | 122149.8569 | 122149.8569 | 122149.8692 | 122149.8692 | 192557.1179 | 192557.1179 | 192557.1179 | 192557.1179 | 192557.1179 | 322854.2854 | 322854.2854 | 322854.2854 | 322854.2854 | 441339.9508 | 446567.8856 | 446567.8856 | 446567.8856 | 446567.8856 | 626409.0946 | 543159.903 | 558701.1561
BaseCase SC | NSW | CNSW | Black Coal | 0 | 0 | 0 | 0 | 0 | 0 | 0 | 0 | 0 | 0 | 0 | 0 | 0 | 0 | 0 | 0 | 0 | 0 | 0 | 0 | 0 | 0 | 0 | 0
BaseCase SC | NSW | CNSW | CST | 0 | 0 | 0 | 0 | 0 | 0 | 0 | 0 | 0 | 0 | 0 | 0 | 0.01505 | 0.01505 | 0.01505 | 0.01505 | 0.01505 | 0.01505 | 0.01505 | 0.01505 | 0.01505 | 0.01505 | 0.01505 | 0.01505
BaseCase SC | NSW | CNSW | Coordinated CER | 0 | 0 | 0 | 0 | 0 | 0 | 0 | 0 | 0 | 0 | 0 | 0 | 0 | 0 | 0 | 0 | 0 | 0 | 0 | 0 | 0 | 0 | 0 | 0
BaseCase SC | NSW | CNSW | Distributed PV | 0 | 0 | 0 | 0 | 0 | 0 | 0 | 0 | 0 | 0 | 0 | 0 | 0 | 0 | 0 | 0 | 0 | 0 | 0 | 0 | 0 | 0 | 0 | 0
BaseCase SC | NSW | CNSW | Gas System Costs | 0 | 0 | 0 | 0 | 0 | 0 | 0 | 0 | 0 | 0 | 0 | 0 | 0 | 0 | 0 | 0 | 0 | 0 | 0 | 0 | 0 | 0 | 0 | 0
BaseCase SC | NSW | CNSW | OCGT | 0 | 0 | 0 | 0 | 0 | 0 | 0 | 0 | 0 | 0 | 0 | 0 | 0 | 0 | 0 | 0 | 0 | 0 | 0 | 0 | 0 | 0 | 0 | 0
BaseCase SC | NSW | CNSW | PHES | 0 | 0 | 0 | 0 | 0 | 0 | 0 | 0 | 0 | 0 | 0 | 0 | 0.0013069 | 0.0013069 | 0.0013069 | 0.0013069 | 0.0013069 | 0.0013069 | 0.0013069 | 0.0013069 | 0.0013069 | 0.0013069 | 0.0013069 | 0.0013069
BaseCase SC | NSW | CNSW | Solar | 0.00188 | 101043.8792 | 460886.023 | 795628.1486 | 795628.1502 | 798702.7034 | 906087.5776 | 906087.5776 | 1165781.8623 | 1165781.8623 | 1176263.5439 | 1176263.5439 | 1420623.1229 | 1420623.1229 | 1420623.1232 | 1425822.0497 | 1661923.6019 | 1661923.6021 | 1661923.6021 | 1661923.6021 | 1661923.6021 | 1661923.6021 | 1669800.323 | 1669800.323
BaseCase SC | NSW | CNSW | Wind | 0 | 0 | 55294.88 | 740177.5415 | 1024674.8805 | 1198042.0958 | 1198042.0958 | 1198042.0966 | 1339460.7081 | 1483812.8554 | 1547264.728 | 1547264.728 | 1788457.1008 | 1788457.1008 | 1788457.1011 | 1914047.1035 | 1914047.1035 | 1914047.1035 | 1914047.1035 | 1914047.1035 | 1914047.1035 | 1914047.1035 | 1914047.1035 | 1914047.1039
BaseCase SC | NSW | NNSW | 1h | 0 | 0 | 0 | 0 | 0 | 0 | 0 | 0 | 0 | 0 | 0 | 0 | 0 | 0 | 0 | 0 | 0 | 0 | 0 | 0 | 0 | 0 | 0 | 0
BaseCase SC | NSW | NNSW | 2h | 0 | 0.0051405 | 0.0059761 | 0.0073616 | 0.0073616 | 0.0073616 | 0.0073616 | 0.0073616 | 0.0073616 | 0.0073616 | 0.0073616 | 0.0073616 | 0.0073616 | 0.0073616 | 0.0073616 | 0.0073616 | 0.0073616 | 0.0077665 | 0.0077665 | 0.0077665 | 0.0077665 | 0.002626 | 0.0017904 | 0.00040495
BaseCase SC | NSW | NNSW | 8h | 0 | 0 | 47826.9073 | 58010.2864 | 58010.2864 | 73012.2328 | 73012.2328 | 73012.2328 | 73012.2328 | 73012.2328 | 73012.2328 | 73012.2328 | 73012.2328 | 73012.2328 | 73012.2328 | 73012.2328 | 73012.2333 | 73012.2333 | 73012.2333 | 73012.2333 | 73012.2333 | 73012.2337 | 25185.3264 | 15001.9473
BaseCase SC | NSW | NNSW | CST | 0 | 0 | 0 | 0 | 0 | 0 | 0 | 0 | 0 | 0 | 0 | 0 | 0 | 0 | 0 | 0 | 0 | 0 | 0 | 0 | 0 | 0 | 0 | 0
BaseCase SC | NSW | NNSW | Coordinated CER | 0 | 0 | 0 | 0 | 0 | 0 | 0 | 0 | 0 | 0 | 0 | 0 | 0 | 0 | 0 | 0 | 0 | 0 | 0 | 0 | 0 | 0 | 0 | 0
BaseCase SC | NSW | NNSW | Distributed PV | 0 | 0 | 0 | 0 | 0 | 0 | 0 | 0 | 0 | 0 | 0 | 0 | 0 | 0 | 0 | 0 | 0 | 0 | 0 | 0 | 0 | 0 | 0 | 0
BaseCase SC | NSW | NNSW | Gas System Costs | 0 | 0 | 0 | 0 | 0 | 0 | 0 | 0 | 0 | 0 | 0 | 0 | 0 | 0 | 0 | 0 | 0 | 0 | 0 | 0 | 0 | 0 | 0 | 0
BaseCase SC | NSW | NNSW | PHES | 0 | 0 | 0 | 0 | 0 | 0 | 0 | 0 | 0 | 0 | 0 | 0 | 0.0012644 | 0.0012644 | 0.0012644 | 0.0012644 | 0.0012644 | 0.0012644 | 0.0012644 | 0.0012644 | 0.0012644 | 0.0012644 | 0.0012644 | 0.0012644
BaseCase SC | NSW | NNSW | Solar | 0 | 16776.4543 | 19884.5436 | 28235.2613 | 39339.299 | 57546.3619 | 296140.444 | 296140.444 | 296140.444 | 296140.444 | 296140.444 | 296140.444 | 296140.4455 | 296140.4455 | 296140.4455 | 296140.4455 | 296140.4455 | 296140.4455 | 296140.4455 | 296140.4455 | 296140.4455 | 296140.4455 | 296140.4455 | 296140.4455
BaseCase SC | NSW | NNSW | Wind | 0 | 0 | 0.0084865 | 0.0163 | 0.018515 | 0.022335 | 20230.8697 | 153538.2344 | 435461.2869 | 435461.2869 | 723502.5887 | 723502.5887 | 723502.5887 | 723502.5887 | 723502.5887 | 844097.9196 | 997314.5991 | 997314.5991 | 997314.5991 | 997314.601 | 997314.601 | 997314.601 | 1079469.4657 | 1079469.4657
BaseCase SC | NSW | SNSW | 1h | 0 | 0 | 0 | 0 | 0 | 0 | 0 | 0 | 0 | 0 | 0 | 0 | 0 | 0 | 0 | 0 | 0 | 0 | 0 | 0 | 0 | 0 | 0 | 0
BaseCase SC | NSW | SNSW | 2h | 0 | 0.0048509 | 0.0055362 | 0.0064026 | 0.0065892 | 0.0065892 | 0.0065892 | 0.0065892 | 0.0065892 | 0.0065892 | 0.0065892 | 0.0065892 | 0.0065892 | 0.0065892 | 0.0065892 | 0.0065892 | 0.0065892 | 0.0065892 | 0.0065892 | 0.0065892 | 0.0065892 | 0.0017383 | 0.001053 | 0.0003575
BaseCase SC | NSW | SNSW | 4h | 0 | 0 | 0 | 0 | 0 | 0 | 0 | 0 | 0 | 0 | 0 | 0 | 0 | 0 | 0 | 0 | 0 | 0 | 0 | 0 | 0 | 0 | 0 | 0
BaseCase SC | NSW | SNSW | 8h | 0 | 0 | 0.23166 | 0.23871 | 0.23871 | 0.23906 | 0.23906 | 0.23906 | 0.23906 | 0.23906 | 0.23906 | 0.23906 | 0.23906 | 0.23906 | 0.23906 | 0.23906 | 0.23906 | 0.2405 | 0.2405 | 0.2405 | 0.2405 | 0.2405 | 0.0088448 | 0.0017965
BaseCase SC | NSW | SNSW | CST | 0 | 0 | 0 | 0 | 0 | 0 | 0 | 0 | 0 | 0 | 0 | 0 | 0 | 0 | 0 | 0 | 0 | 0 | 0 | 0 | 0 | 0 | 0 | 0
BaseCase SC | NSW | SNSW | Coordinated CER | 0 | 0 | 0 | 0 | 0 | 0 | 0 | 0 | 0 | 0 | 0 | 0 | 0 | 0 | 0 | 0 | 0 | 0 | 0 | 0 | 0 | 0 | 0 | 0
BaseCase SC | NSW | SNSW | Distributed PV | 0 | 0 | 0 | 0 | 0 | 0 | 0 | 0 | 0 | 0 | 0 | 0 | 0 | 0 | 0 | 0 | 0 | 0 | 0 | 0 | 0 | 0 | 0 | 0
BaseCase SC | NSW | SNSW | Gas System Costs | 0 | 0 | 0 | 0 | 0 | 0 | 0 | 0 | 0 | 0 | 0 | 0 | 0 | 0 | 0 | 0 | 0 | 0 | 0 | 0 | 0 | 0 | 0 | 0
BaseCase SC | NSW | SNSW | Hydro | 0 | 0 | 0 | 0 | 0 | 0 | 0 | 0 | 0 | 0 | 0 | 0 | 0 | 0 | 0 | 0 | 0 | 0 | 0 | 0 | 0 | 0 | 0 | 0
BaseCase SC | NSW | SNSW | OCGT | 0 | 0 | 0 | 0 | 0 | 0 | 0 | 0 | 0 | 0 | 0 | 0 | 0 | 0 | 0 | 0 | 0 | 0 | 0 | 0 | 0 | 0 | 0 | 0
BaseCase SC | NSW | SNSW | PHES | 0 | 0 | 0 | 0 | 0 | 0 | 0 | 0 | 0 | 0 | 0 | 0 | 0 | 0 | 0 | 0 | 0 | 0 | 0 | 0 | 0 | 0 | 0 | 0
BaseCase SC | NSW | SNSW | Solar | 0.0021279 | 256865.3906 | 427176.3729 | 505022.3707 | 513069.5135 | 513069.5249 | 513069.5252 | 513069.5252 | 513069.5252 | 513069.5252 | 513069.5254 | 513069.5254 | 513069.5254 | 513069.5254 | 513069.5256 | 513069.5259 | 513069.526 | 513069.5263 | 513069.5263 | 513069.5263 | 513069.5263 | 513069.5263 | 534448.0042 | 534448.0046
BaseCase SC | NSW | SNSW | Wind | 0 | 0 | 0.05233 | 23682.4265 | 83095.6254 | 83095.6475 | 83095.6475 | 83095.6475 | 83095.6475 | 83095.6475 | 83095.6475 | 83095.6475 | 83095.6475 | 86341.267 | 116319.691 | 140917.8388 | 140917.8388 | 293217.7124 | 293217.719 | 293217.7276 | 293217.7276 | 348386.6907 | 363710.5385 | 363710.5387
BaseCase SC | NSW | SNW | 1h | 0.0014154 | 0.001634 | 0.0022325 | 0.0028484 | 0.003297 | 0.0035613 | 0.0035613 | 0.0035613 | 0.0035613 | 0.0035613 | 0.0035613 | 0.0035613 | 0.0035613 | 0.0035613 | 0.0035613 | 0.0035613 | 0.0035613 | 0.0035613 | 0.0035613 | 0.0035613 | 0.0021459 | 0.0019274 | 0.0013288 | 0.00071292
BaseCase SC | NSW | SNW | 2h | 0.0055137 | 0.017335 | 0.022664 | 0.030559 | 0.031756 | 0.032576 | 0.032576 | 0.032576 | 0.032576 | 0.032576 | 0.032576 | 0.032576 | 0.032576 | 0.032576 | 0.032576 | 0.032576 | 0.032576 | 0.032576 | 0.032576 | 0.032576 | 0.027062 | 0.01524 | 0.0099116 | 0.0036524
BaseCase SC | NSW | SNW | 4h | 0.0048194 | 151044.9931 | 305585.9151 | 321531.308 | 321531.308 | 321531.308 | 321531.308 | 321531.308 | 321531.308 | 321531.308 | 321531.308 | 321531.308 | 321531.308 | 321531.308 | 321531.308 | 321531.308 | 321531.308 | 321531.308 | 321531.308 | 321531.308 | 321531.3032 | 170486.3153 | 15945.3933 | 0.0026494
BaseCase SC | NSW | SNW | 8h | 0.0034652 | 0.011885 | 0.18788 | 100481.3259 | 100481.3259 | 137386.9171 | 298207.9883 | 388489.327 | 388489.327 | 388489.327 | 388489.327 | 388489.327 | 388489.327 | 388489.327 | 388489.327 | 388489.327 | 388489.327 | 388489.327 | 388489.327 | 388489.327 | 388489.3236 | 388489.3152 | 388489.1392 | 288008.0069
BaseCase SC | NSW | SNW | Black Coal | 0 | 0 | 0 | 0 | 0 | 0 | 0 | 0 | 0 | 0 | 0 | 0 | 0 | 0 | 0 | 0 | 0 | 0 | 0 | 0 | 0 | 0 | 0 | 0
BaseCase SC | NSW | SNW | CCGT | 0 | 0 | 0 | 0 | 0 | 0 | 0 | 0 | 0 | 0 | 0 | 0 | 0 | 0 | 0 | 0 | 0 | 0 | 0 | 0 | 0 | 0 | 0 | 0
BaseCase SC | NSW | SNW | Coordinated CER | 0 | 0 | 0 | 0 | 0 | 0 | 0 | 0 | 0 | 0 | 0 | 0 | 0 | 0 | 0 | 0 | 0 | 0 | 0 | 0 | 0 | 0 | 0 | 0
BaseCase SC | NSW | SNW | DSP | 0 | 0 | 0 | 0 | 0 | 0 | 0 | 0 | 0 | 0 | 0 | 0 | 0 | 0 | 0 | 0 | 0 | 0 | 0 | 0 | 0 | 0 | 0 | 0
BaseCase SC | NSW | SNW | Distributed PV | 0 | 0 | 0 | 0 | 0 | 0 | 0 | 0 | 0 | 0 | 0 | 0 | 0 | 0 | 0 | 0 | 0 | 0 | 0 | 0 | 0 | 0 | 0 | 0
BaseCase SC | NSW | SNW | Gas System Costs | 0 | 0 | 0 | 0 | 0 | 0 | 0 | 0 | 0 | 0 | 0 | 0 | 3.9908 | 3.9908 | 3.9908 | 10.6104 | 10.6104 | 10.6104 | 22.115 | 22.115 | 29.3365 | 29.3365 | 29.3365 | 29.3365
BaseCase SC | NSW | SNW | OCGT | 0 | 0 | 0 | 0 | 0 | 0 | 0 | 0 | 0 | 0 | 0 | 26452.1158 | 280266.6668 | 280266.6668 | 280266.6668 | 292770.6724 | 343878.9834 | 343878.9834 | 343878.9834 | 353009.2163 | 353009.2163 | 353009.2163 | 353009.2163 | 353009.2163
BaseCase SC | NSW | SNW | Offshore Wind | 0 | 0 | 0 | 0 | 0 | 0 | 0 | 0 | 0 | 0 | 0 | 0 | 619660.6549 | 619660.6549 | 619660.6549 | 619660.6549 | 868455.3229 | 868455.3229 | 868455.3229 | 868455.3229 | 868455.3229 | 882541.4604 | 884175.1771 | 884175.1771
BaseCase SC | NSW | SNW | Solar | 0.0043351 | 0.0058216 | 0.0074939 | 0.0093234 | 0.013148 | 0.018087 | 0.018087 | 0.018087 | 0.018195 | 0.018449 | 0.018988 | 89460.2697 | 89460.2697 | 89460.2697 | 89460.2697 | 89460.2697 | 89460.2697 | 89460.2697 | 89460.2697 | 89460.2697 | 89460.2697 | 89460.2697 | 89460.2697 | 89460.2697
BaseCase SC | NSW | SNW | Wind | 0 | 0 | 0.0040321 | 0.0062769 | 0.012832 | 0.018181 | 0.018181 | 0.018181 | 15844.4166 | 15844.4166 | 15844.4166 | 15844.4166 | 15844.4166 | 15844.4166 | 15844.4166 | 15844.4166 | 15844.4166 | 15844.4166 | 15844.4166 | 15844.4166 | 15844.4166 | 15844.4166 | 15844.4166 | 15844.4166
BaseCase SC | QLD |  | 1h | 0 | 0 | 0 | 0 | 0 | 0 | 0 | 0 | 0 | 0 | 0 | 0 | 0 | 0 | 0 | 0 | 0 | 0 | 0 | 0 | 0 | 0 | 0 | 0
BaseCase SC | QLD |  | 2h | 0 | 0.0056642 | 0.0071267 | 0.0099139 | 0.010374 | 0.010693 | 0.010693 | 0.010693 | 0.010693 | 0.010693 | 0.010693 | 0.010693 | 0.010693 | 0.010693 | 0.010693 | 0.010693 | 0.01105 | 0.0112 | 0.0112 | 0.0112 | 0.0112 | 0.0060137 | 0.0045512 | 0.005476
BaseCase SC | QLD |  | 4h | 0 | 2.7498 | 38515.6342 | 126715.0378 | 126715.0382 | 126715.0384 | 126715.0384 | 126715.0384 | 126715.0385 | 126715.0385 | 126715.0385 | 126715.0385 | 126715.0385 | 126715.0385 | 126715.0385 | 126715.0385 | 134870.4211 | 144721.5503 | 199836.4546 | 199836.4548 | 215039.8468 | 255583.1957 | 217070.3113 | 262233.7578
BaseCase SC | QLD |  | 8h | 0 | 0 | 0.019832 | 0.033304 | 0.033304 | 0.033304 | 0.033304 | 0.033304 | 0.033304 | 0.033304 | 0.033304 | 0.033304 | 0.033304 | 0.033304 | 0.033304 | 0.033304 | 0.061289 | 41788.7455 | 41788.7455 | 70060.3798 | 70060.3798 | 268663.5612 | 289821.6394 | 608070.4186
BaseCase SC | QLD |  | Biomass | 0 | 0 | 0 | 0 | 0 | 0 | 0 | 0 | 0 | 0 | 0 | 0 | 0 | 0 | 0 | 0 | 0 | 0 | 0 | 0 | 0 | 0 | 0 | 0
BaseCase SC | QLD |  | Black Coal | 0 | 0 | 0 | 0 | 0 | 0 | 0 | 0 | 0 | 0 | 0 | 0 | 0 | 0 | 0 | 0 | 0 | 0 | 0 | 0 | 0 | 0 | 0 | 0
BaseCase SC | QLD |  | CCGT | 0 | 0 | 0 | 0 | 0 | 0 | 0 | 0 | 0 | 0 | 0 | 0 | 0 | 0 | 0 | 0 | 0 | 0 | 0 | 0 | 0 | 0 | 0 | 0
BaseCase SC | QLD |  | Coordinated CER | 0 | 0 | 0 | 0 | 0 | 0 | 0 | 0 | 0 | 0 | 0 | 0 | 0 | 0 | 0 | 0 | 0 | 0 | 0 | 0 | 0 | 0 | 0 | 0
BaseCase SC | QLD |  | Distributed PV | 0 | 0 | 0 | 0 | 0 | 0 | 0 | 0 | 0 | 0 | 0 | 0 | 0 | 0 | 0 | 0 | 0 | 0 | 0 | 0 | 0 | 0 | 0 | 0
BaseCase SC | QLD |  | Gas System Costs | 0 | 0 | 0 | 0 | 0 | 0 | 0 | 0 | 0 | 0 | 0 | 0 | 0 | 0 | 0 | 0 | 0 | 0 | 0 | 0.7287 | 0.7287 | 0.7287 | 0.7287 | 0.7287
BaseCase SC | QLD |  | H2 Reciprocating Engine | 0 | 0 | 0 | 0 | 0 | 0 | 0 | 0 | 0 | 0 | 0 | 0 | 0 | 0 | 0 | 0 | 0 | 0 | 0 | 0 | 0 | 0 | 0 | 0
BaseCase SC | QLD |  | Hydro | 0 | 0 | 0 | 0 | 0 | 0 | 0 | 0 | 0 | 0 | 0 | 0 | 0 | 0 | 0 | 0 | 0 | 0 | 0 | 0 | 0 | 0 | 0 | 0
BaseCase SC | QLD |  | Liquid Fuel | 0 | 0 | 0 | 0 | 0 | 0 | 0 | 0 | 0 | 0 | 0 | 0 | 0 | 0 | 0 | 0 | 0 | 0 | 0 | 0 | 0 | 0 | 0 | 0
BaseCase SC | QLD |  | OCGT | 0 | 0 | 0 | 0 | 0 | 49064.4065 | 49064.4065 | 49064.4065 | 49064.4065 | 49064.4065 | 49064.4065 | 49064.4065 | 130379.3701 | 130379.3701 | 130379.3701 | 130379.3701 | 130379.3701 | 130379.3701 | 169452.8245 | 190773.1135 | 190773.1135 | 190773.1135 | 190773.1135 | 190773.1135
BaseCase SC | QLD |  | PHES | 0 | 0 | 0 | 0 | 0 | 0 | 0 | 0 | 0 | 0 | 0 | 0 | 0.00061246 | 0.00061246 | 0.00061246 | 0.00061246 | 0.00061246 | 0.00061246 | 0.00061246 | 0.00061246 | 0.00061246 | 0.00061246 | 0.00061246 | 0.00061246
BaseCase SC | QLD |  | Solar | 0.0033521 | 135659.2448 | 135659.2448 | 135659.2678 | 135659.2922 | 154266.5243 | 154266.5243 | 154266.5244 | 154266.5244 | 253855.8429 | 429175.6387 | 488564.1335 | 603550.3 | 672529.506 | 672529.5066 | 722676.9992 | 991209.1511 | 991209.1523 | 991209.1523 | 1082819.289 | 1082819.2901 | 1166065.9882 | 1366545.138 | 1529691.1243
BaseCase SC | QLD |  | Wind | 0 | 0 | 37246.0395 | 159872.9031 | 333491.1889 | 615792.3744 | 893508.9931 | 1091891.0415 | 1253167.7294 | 1253167.7303 | 1289524.5105 | 1541518.4864 | 1993000.7264 | 2216564.2588 | 2216564.2588 | 2361726.9777 | 2614528.0218 | 2935474.139 | 2935474.139 | 3045086.6285 | 3045086.6285 | 3045086.6292 | 3095547.828 | 3120081.6847
BaseCase SC | QLD | CQ | 2h | 0 | 0 | 0 | 0 | 0 | 0 | 0 | 0 | 0 | 0 | 0 | 0 | 0 | 0 | 0 | 0 | 0 | 0 | 0 | 0 | 0 | 0 | 0 | 0
BaseCase SC | QLD | CQ | 4h | 0 | 0 | 0 | 0 | 0 | 0 | 0 | 0 | 0 | 0 | 0 | 0 | 0 | 0 | 0 | 0 | 0 | 0 | 0 | 0 | 0 | 0 | 0 | 0
BaseCase SC | QLD | CQ | 8h | 0 | 0 | 0.0056353 | 0.0087471 | 0.0087471 | 0.0087471 | 0.0087471 | 0.0087471 | 0.0087471 | 0.0087471 | 0.0087471 | 0.0087471 | 0.0087471 | 0.0087471 | 0.0087471 | 0.0087471 | 0.036133 | 30387.2288 | 30387.2288 | 30387.2288 | 30387.2288 | 31645.5989 | 52803.6913 | 158094.8686
BaseCase SC | QLD | CQ | Black Coal | 0 | 0 | 0 | 0 | 0 | 0 | 0 | 0 | 0 | 0 | 0 | 0 | 0 | 0 | 0 | 0 | 0 | 0 | 0 | 0 | 0 | 0 | 0 | 0
BaseCase SC | QLD | CQ | Coordinated CER | 0 | 0 | 0 | 0 | 0 | 0 | 0 | 0 | 0 | 0 | 0 | 0 | 0 | 0 | 0 | 0 | 0 | 0 | 0 | 0 | 0 | 0 | 0 | 0
BaseCase SC | QLD | CQ | Distributed PV | 0 | 0 | 0 | 0 | 0 | 0 | 0 | 0 | 0 | 0 | 0 | 0 | 0 | 0 | 0 | 0 | 0 | 0 | 0 | 0 | 0 | 0 | 0 | 0
BaseCase SC | QLD | CQ | Gas System Costs | 0 | 0 | 0 | 0 | 0 | 0 | 0 | 0 | 0 | 0 | 0 | 0 | 0 | 0 | 0 | 0 | 0 | 0 | 0 | 0 | 0 | 0 | 0 | 0
BaseCase SC | QLD | CQ | OCGT | 0 | 0 | 0 | 0 | 0 | 49064.4065 | 49064.4065 | 49064.4065 | 49064.4065 | 49064.4065 | 49064.4065 | 49064.4065 | 49064.4065 | 49064.4065 | 49064.4065 | 49064.4065 | 49064.4065 | 49064.4065 | 49064.4065 | 49064.4065 | 49064.4065 | 49064.4065 | 49064.4065 | 49064.4065
BaseCase SC | QLD | CQ | PHES | 0 | 0 | 0 | 0 | 0 | 0 | 0 | 0 | 0 | 0 | 0 | 0 | 0.00061246 | 0.00061246 | 0.00061246 | 0.00061246 | 0.00061246 | 0.00061246 | 0.00061246 | 0.00061246 | 0.00061246 | 0.00061246 | 0.00061246 | 0.00061246
BaseCase SC | QLD | CQ | Solar | 0 | 0.056194 | 0.056194 | 0.057117 | 0.060657 | 0.089268 | 0.089268 | 0.089268 | 0.089268 | 63127.6914 | 109240.0379 | 109240.0397 | 109240.0412 | 109240.0412 | 109240.0414 | 146836.3703 | 280795.5436 | 280795.5442 | 280795.5442 | 372405.6799 | 372405.6799 | 413542.8706 | 563938.8033 | 717024.2859
BaseCase SC | QLD | CQ | Wind | 0 | 0 | 0.0072038 | 0.012876 | 28345.4993 | 88296.0725 | 90599.025 | 91327.1867 | 252603.8746 | 252603.8746 | 252603.8746 | 252603.8746 | 348690.6616 | 349165.0078 | 349165.0078 | 349165.0088 | 349708.2797 | 646237.0587 | 646237.0587 | 646560.1709 | 646560.1709 | 646560.1709 | 646906.586 | 646906.586
BaseCase SC | QLD | GG | 1h | 0 | 0 | 0 | 0 | 0 | 0 | 0 | 0 | 0 | 0 | 0 | 0 | 0 | 0 | 0 | 0 | 0 | 0 | 0 | 0 | 0 | 0 | 0 | 0
BaseCase SC | QLD | GG | 2h | 0 | 0.0011444 | 0.0014848 | 0.0021967 | 0.0026572 | 0.002976 | 0.002976 | 0.002976 | 0.002976 | 0.002976 | 0.002976 | 0.002976 | 0.002976 | 0.002976 | 0.002976 | 0.002976 | 0.0033323 | 0.0034831 | 0.0034831 | 0.0034831 | 0.0034831 | 0.0028163 | 0.0024759 | 0.0048648
BaseCase SC | QLD | GG | 4h | 0 | 0 | 0.012331 | 9745.4869 | 9745.4869 | 9745.4869 | 9745.4869 | 9745.4869 | 9745.4869 | 9745.4869 | 9745.4869 | 9745.4869 | 9745.4869 | 9745.4869 | 9745.4869 | 9745.4869 | 17900.8695 | 27751.9987 | 82866.903 | 82866.9032 | 98070.2952 | 126380.06 | 126380.0477 | 239304.7051
BaseCase SC | QLD | GG | Black Coal | 0 | 0 | 0 | 0 | 0 | 0 | 0 | 0 | 0 | 0 | 0 | 0 | 0 | 0 | 0 | 0 | 0 | 0 | 0 | 0 | 0 | 0 | 0 | 0
BaseCase SC | QLD | GG | CCGT | 0 | 0 | 0 | 0 | 0 | 0 | 0 | 0 | 0 | 0 | 0 | 0 | 0 | 0 | 0 | 0 | 0 | 0 | 0 | 0 | 0 | 0 | 0 | 0
BaseCase SC | QLD | GG | Coordinated CER | 0 | 0 | 0 | 0 | 0 | 0 | 0 | 0 | 0 | 0 | 0 | 0 | 0 | 0 | 0 | 0 | 0 | 0 | 0 | 0 | 0 | 0 | 0 | 0
BaseCase SC | QLD | GG | Distributed PV | 0 | 0 | 0 | 0 | 0 | 0 | 0 | 0 | 0 | 0 | 0 | 0 | 0 | 0 | 0 | 0 | 0 | 0 | 0 | 0 | 0 | 0 | 0 | 0
BaseCase SC | QLD | GG | Gas System Costs | 0 | 0 | 0 | 0 | 0 | 0 | 0 | 0 | 0 | 0 | 0 | 0 | 0 | 0 | 0 | 0 | 0 | 0 | 0 | 0.7287 | 0.7287 | 0.7287 | 0.7287 | 0.7287
BaseCase SC | QLD | GG | OCGT | 0 | 0 | 0 | 0 | 0 | 0 | 0 | 0 | 0 | 0 | 0 | 0 | 46012.0403 | 46012.0403 | 46012.0403 | 46012.0403 | 46012.0403 | 46012.0403 | 85085.4947 | 85085.4947 | 85085.4947 | 85085.4947 | 85085.4947 | 85085.4947
BaseCase SC | QLD | GG | Solar | 0.001896 | 0.0052228 | 0.0052228 | 0.025197 | 0.035839 | 0.041633 | 0.041633 | 0.041757 | 0.041757 | 0.04201 | 0.04215 | 0.04215 | 0.04215 | 0.04257 | 0.04257 | 12551.2042 | 14084.0955 | 14084.0959 | 14084.0959 | 14084.0965 | 14084.0971 | 15100.3875 | 15958.3458 | 15958.3515
BaseCase SC | QLD | NQ | 2h | 0 | 0 | 0 | 0 | 0 | 0 | 0 | 0 | 0 | 0 | 0 | 0 | 0 | 0 | 0 | 0 | 0 | 0 | 0 | 0 | 0 | 0 | 0 | 0
BaseCase SC | QLD | NQ | 4h | 0 | 0 | 0.051894 | 0.15479 | 0.1552 | 0.15543 | 0.15543 | 0.15543 | 0.15557 | 0.15557 | 0.15557 | 0.15557 | 0.15557 | 0.15557 | 0.15557 | 0.15557 | 0.15557 | 0.15557 | 0.15557 | 0.15557 | 0.15557 | 12236.4895 | 12236.4376 | 22929.0477
BaseCase SC | QLD | NQ | Biomass | 0 | 0 | 0 | 0 | 0 | 0 | 0 | 0 | 0 | 0 | 0 | 0 | 0 | 0 | 0 | 0 | 0 | 0 | 0 | 0 | 0 | 0 | 0 | 0
BaseCase SC | QLD | NQ | CCGT | 0 | 0 | 0 | 0 | 0 | 0 | 0 | 0 | 0 | 0 | 0 | 0 | 0 | 0 | 0 | 0 | 0 | 0 | 0 | 0 | 0 | 0 | 0 | 0
BaseCase SC | QLD | NQ | Coordinated CER | 0 | 0 | 0 | 0 | 0 | 0 | 0 | 0 | 0 | 0 | 0 | 0 | 0 | 0 | 0 | 0 | 0 | 0 | 0 | 0 | 0 | 0 | 0 | 0
BaseCase SC | QLD | NQ | Distributed PV | 0 | 0 | 0 | 0 | 0 | 0 | 0 | 0 | 0 | 0 | 0 | 0 | 0 | 0 | 0 | 0 | 0 | 0 | 0 | 0 | 0 | 0 | 0 | 0
BaseCase SC | QLD | NQ | Gas System Costs | 0 | 0 | 0 | 0 | 0 | 0 | 0 | 0 | 0 | 0 | 0 | 0 | 0 | 0 | 0 | 0 | 0 | 0 | 0 | 0 | 0 | 0 | 0 | 0
BaseCase SC | QLD | NQ | Hydro | 0 | 0 | 0 | 0 | 0 | 0 | 0 | 0 | 0 | 0 | 0 | 0 | 0 | 0 | 0 | 0 | 0 | 0 | 0 | 0 | 0 | 0 | 0 | 0
BaseCase SC | QLD | NQ | Liquid Fuel | 0 | 0 | 0 | 0 | 0 | 0 | 0 | 0 | 0 | 0 | 0 | 0 | 0 | 0 | 0 | 0 | 0 | 0 | 0 | 0 | 0 | 0 | 0 | 0
BaseCase SC | QLD | NQ | PHES | 0 | 0 | 0 | 0 | 0 | 0 | 0 | 0 | 0 | 0 | 0 | 0 | 0 | 0 | 0 | 0 | 0 | 0 | 0 | 0 | 0 | 0 | 0 | 0
BaseCase SC | QLD | NQ | Solar | 0 | 12221.6891 | 12221.6891 | 12221.6895 | 12221.699 | 30828.8874 | 30828.8874 | 30828.8874 | 30828.8874 | 30828.8874 | 31311.8449 | 90700.3365 | 91056.6375 | 91056.6375 | 91056.6378 | 91056.638 | 109876.4122 | 109876.4122 | 109876.4122 | 109876.4122 | 109876.4122 | 109876.4122 | 109876.4122 | 109876.4123
BaseCase SC | QLD | NQ | Wind | 0 | 0 | 37246.0156 | 159872.8589 | 159873.039 | 159873.0699 | 435286.7362 | 632940.6222 | 632940.6222 | 632940.6222 | 632940.6222 | 632940.6222 | 920493.1004 | 920493.1004 | 920493.1004 | 920493.1004 | 951033.4269 | 975450.7648 | 975450.7648 | 1005855.771 | 1005855.771 | 1005855.7713 | 1055970.555 | 1080504.4117
BaseCase SC | QLD | SQ | 1h | 0 | 0 | 0 | 0 | 0 | 0 | 0 | 0 | 0 | 0 | 0 | 0 | 0 | 0 | 0 | 0 | 0 | 0 | 0 | 0 | 0 | 0 | 0 | 0
BaseCase SC | QLD | SQ | 2h | 0 | 0.0045198 | 0.0056419 | 0.0077172 | 0.0077172 | 0.0077172 | 0.0077172 | 0.0077172 | 0.0077172 | 0.0077172 | 0.0077172 | 0.0077172 | 0.0077172 | 0.0077172 | 0.0077172 | 0.0077172 | 0.0077172 | 0.0077172 | 0.0077172 | 0.0077172 | 0.0077172 | 0.0031974 | 0.0020753 | 0.00061122
BaseCase SC | QLD | SQ | 4h | 0 | 2.7498 | 38515.57 | 116969.396 | 116969.396 | 116969.396 | 116969.396 | 116969.396 | 116969.396 | 116969.396 | 116969.396 | 116969.396 | 116969.396 | 116969.396 | 116969.396 | 116969.396 | 116969.396 | 116969.396 | 116969.396 | 116969.396 | 116969.396 | 116966.6462 | 78453.826 | 0.0050073
BaseCase SC | QLD | SQ | 8h | 0 | 0 | 0.014197 | 0.024557 | 0.024557 | 0.024557 | 0.024557 | 0.024557 | 0.024557 | 0.024557 | 0.024557 | 0.024557 | 0.024557 | 0.024557 | 0.024557 | 0.024557 | 0.025157 | 11401.5167 | 11401.5167 | 39673.151 | 39673.151 | 237017.9623 | 237017.9481 | 449975.55
BaseCase SC | QLD | SQ | Black Coal | 0 | 0 | 0 | 0 | 0 | 0 | 0 | 0 | 0 | 0 | 0 | 0 | 0 | 0 | 0 | 0 | 0 | 0 | 0 | 0 | 0 | 0 | 0 | 0
BaseCase SC | QLD | SQ | CCGT | 0 | 0 | 0 | 0 | 0 | 0 | 0 | 0 | 0 | 0 | 0 | 0 | 0 | 0 | 0 | 0 | 0 | 0 | 0 | 0 | 0 | 0 | 0 | 0
BaseCase SC | QLD | SQ | Coordinated CER | 0 | 0 | 0 | 0 | 0 | 0 | 0 | 0 | 0 | 0 | 0 | 0 | 0 | 0 | 0 | 0 | 0 | 0 | 0 | 0 | 0 | 0 | 0 | 0
BaseCase SC | QLD | SQ | Distributed PV | 0 | 0 | 0 | 0 | 0 | 0 | 0 | 0 | 0 | 0 | 0 | 0 | 0 | 0 | 0 | 0 | 0 | 0 | 0 | 0 | 0 | 0 | 0 | 0
BaseCase SC | QLD | SQ | Gas System Costs | 0 | 0 | 0 | 0 | 0 | 0 | 0 | 0 | 0 | 0 | 0 | 0 | 0 | 0 | 0 | 0 | 0 | 0 | 0 | 0 | 0 | 0 | 0 | 0
BaseCase SC | QLD | SQ | H2 Reciprocating Engine | 0 | 0 | 0 | 0 | 0 | 0 | 0 | 0 | 0 | 0 | 0 | 0 | 0 | 0 | 0 | 0 | 0 | 0 | 0 | 0 | 0 | 0 | 0 | 0
BaseCase SC | QLD | SQ | OCGT | 0 | 0 | 0 | 0 | 0 | 0 | 0 | 0 | 0 | 0 | 0 | 0 | 35302.9233 | 35302.9233 | 35302.9233 | 35302.9233 | 35302.9233 | 35302.9233 | 35302.9233 | 56623.2123 | 56623.2123 | 56623.2123 | 56623.2123 | 56623.2123
BaseCase SC | QLD | SQ | PHES | 0 | 0 | 0 | 0 | 0 | 0 | 0 | 0 | 0 | 0 | 0 | 0 | 0 | 0 | 0 | 0 | 0 | 0 | 0 | 0 | 0 | 0 | 0 | 0
BaseCase SC | QLD | SQ | Solar | 0.0014561 | 123437.4943 | 123437.4943 | 123437.496 | 123437.4967 | 123437.5059 | 123437.5059 | 123437.5059 | 123437.5059 | 159899.222 | 288623.7138 | 288623.7151 | 403253.5792 | 472232.7848 | 472232.7849 | 472232.7866 | 586453.0998 | 586453.1 | 586453.1 | 586453.1004 | 586453.1009 | 627546.3179 | 676771.5767 | 686832.0746
BaseCase SC | QLD | SQ | Wind | 0 | 0 | 0.016721 | 0.03138 | 145272.6506 | 367623.2319 | 367623.2319 | 367623.2326 | 367623.2326 | 367623.2336 | 403980.0137 | 655973.9896 | 723816.9644 | 946906.1506 | 946906.1506 | 1092068.8686 | 1313786.3151 | 1313786.3156 | 1313786.3156 | 1392670.6866 | 1392670.6866 | 1392670.687 | 1392670.687 | 1392670.687
BaseCase SC | SA |  | 2h | 0 | 158840.5505 | 158840.5505 | 158840.5505 | 158840.5505 | 158840.5505 | 158840.5505 | 158840.5505 | 158840.5505 | 158840.5505 | 158840.5505 | 158840.5505 | 158840.5505 | 158840.5505 | 158840.5505 | 158840.5505 | 158840.5505 | 158840.5505 | 158840.5505 | 158840.5505 | 158840.5505 | 0.0008534 | 0.00095865 | 0.00095865
BaseCase SC | SA |  | 4h | 0 | 0 | 0.023893 | 0.02419 | 0.02419 | 0.02419 | 0.02419 | 0.02419 | 0.02419 | 0.02419 | 0.02419 | 0.02419 | 0.02419 | 0.02419 | 0.02419 | 0.02419 | 0.02419 | 0.024429 | 0.024429 | 0.024429 | 0.024429 | 0.025976 | 0.0020838 | 0.001787