BaseCase SG | 2050 Emissions Budget 2 | Emissions DLT | 0 | 0 | 0 | 0 | 0 | 0 | 28392.0775 | 26381.3776 | 16864.4949 | 17719.1982 | 17360.3434 | 15864.8175 | 0 | 0 | 0 | 0 | 0 | 0 | 0 | 0 | 0 | 0 | 0 | 0
BaseCase SG | 2050 Emissions Budget 3 | Emissions DLT | 0 | 0 | 0 | 0 | 0 | 0 | 0 | 0 | 0 | 0 | 0 | 0 | 17481.2952 | 20127.8157 | 17880.6981 | 17266.6505 | 15640.6012 | 14336.3542 | 0 | 0 | 0 | 0 | 0 | 0
BaseCase SG | 2050 Emissions Budget 4 | Emissions DLT | 0 | 0 | 0 | 0 | 0 | 0 | 0 | 0 | 0 | 0 | 0 | 0 | 0 | 0 | 0 | 0 | 0 | 0 | 14495.1442 | 14569.003 | 13034.5367 | 12094.2078 | 15537.117 | 8567.6912
BaseCase SG | 2050 Emissions Budget NSW 1 | Emissions DLT | 29059.7433 | 24164.12 | 11064.4875 | 5403.2333 | 2482.4973 | 2422.0426 | 0 | 0 | 0 | 0 | 0 | 0 | 0 | 0 | 0 | 0 | 0 | 0 | 0 | 0 | 0 | 0 | 0 | 0
BaseCase SG | 2050 Emissions Budget NSW 2 | Emissions DLT | 0 | 0 | 0 | 0 | 0 | 0 | 3810.9208 | 3115.5908 | 4062.8806 | 4506.7941 | 5375.6117 | 5893.7419 | 0 | 0 | 0 | 0 | 0 | 0 | 0 | 0 | 0 | 0 | 0 | 0
BaseCase SG | 2050 Emissions Budget NSW 3 | Emissions DLT | 0 | 0 | 0 | 0 | 0 | 0 | 0 | 0 | 0 | 0 | 0 | 0 | 5245.9325 | 6175.6774 | 2394.0999 | 2288.3256 | 2187.0031 | 2181.5818 | 0 | 0 | 0 | 0 | 0 | 0
BaseCase SG | 2050 Emissions Budget NSW 4 | Emissions DLT | 0 | 0 | 0 | 0 | 0 | 0 | 0 | 0 | 0 | 0 | 0 | 0 | 0 | 0 | 0 | 0 | 0 | 0 | 2127.5148 | 3293.5207 | 2901.2437 | 2833.562 | 4038.4024 | 3476.6009
BaseCase SG | 2050 Emissions Budget QLD 1 | Emissions DLT | 35540.5333 | 25250.1746 | 23375.0829 | 14796.2538 | 15696.673 | 15009.3475 | 0 | 0 | 0 | 0 | 0 | 0 | 0 | 0 | 0 | 0 | 0 | 0 | 0 | 0 | 0 | 0 | 0 | 0
BaseCase SG | 2050 Emissions Budget QLD 2 | Emissions DLT | 0 | 0 | 0 | 0 | 0 | 0 | 14851.4227 | 13806.3541 | 12413.2325 | 12635.5064 | 11188.2697 | 9505.2145 | 0 | 0 | 0 | 0 | 0 | 0 | 0 | 0 | 0 | 0 | 0 | 0
BaseCase SG | 2050 Emissions Budget QLD 3 | Emissions DLT | 0 | 0 | 0 | 0 | 0 | 0 | 0 | 0 | 0 | 0 | 0 | 0 | 11789.2268 | 12852.1712 | 14015.2944 | 13137.8898 | 11929.1224 | 10676.2955 | 0 | 0 | 0 | 0 | 0 | 0
BaseCase SG | 2050 Emissions Budget QLD 4 | Emissions DLT | 0 | 0 | 0 | 0 | 0 | 0 | 0 | 0 | 0 | 0 | 0 | 0 | 0 | 0 | 0 | 0 | 0 | 0 | 10543.9711 | 9178.5841 | 7758.321 | 7282.212 | 7641.7311 | 2100.621
BaseCase SG | 2050 Emissions Budget SA 1 | Emissions DLT | 447.9247 | 286.6747 | 277.2868 | 124.1887 | 392.7462 | 147.6168 | 0 | 0 | 0 | 0 | 0 | 0 | 0 | 0 | 0 | 0 | 0 | 0 | 0 | 0 | 0 | 0 | 0 | 0
BaseCase SG | 2050 Emissions Budget SA 2 | Emissions DLT | 0 | 0 | 0 | 0 | 0 | 0 | 464.8573 | 193.9915 | 280.165 | 403.5941 | 636.4078 | 282.9695 | 0 | 0 | 0 | 0 | 0 | 0 | 0 | 0 | 0 | 0 | 0 | 0
BaseCase SG | 2050 Emissions Budget SA 3 | Emissions DLT | 0 | 0 | 0 | 0 | 0 | 0 | 0 | 0 | 0 | 0 | 0 | 0 | 262.4397 | 665.7263 | 874.0486 | 890.6291 | 704.9579 | 788.6836 | 0 | 0 | 0 | 0 | 0 | 0
BaseCase SG | 2050 Emissions Budget SA 4 | Emissions DLT | 0 | 0 | 0 | 0 | 0 | 0 | 0 | 0 | 0 | 0 | 0 | 0 | 0 | 0 | 0 | 0 | 0 | 0 | 600.4177 | 616.8212 | 551.1911 | 579.8095 | 1345.2041 | 806.5564
BaseCase SG | 2050 Emissions Budget VIC 1 | Emissions DLT | 35818.5264 | 25706.4823 | 19014.5633 | 9312.757 | 9390.421 | 9279.1605 | 0 | 0 | 0 | 0 | 0 | 0 | 0 | 0 | 0 | 0 | 0 | 0 | 0 | 0 | 0 | 0 | 0 | 0
BaseCase SG | 2050 Emissions Budget VIC 2 | Emissions DLT | 0 | 0 | 0 | 0 | 0 | 0 | 9264.8766 | 9265.4413 | 108.2168 | 172.1716 | 156.4162 | 179.739 | 0 | 0 | 0 | 0 | 0 | 0 | 0 | 0 | 0 | 0 | 0 | 0
BaseCase SG | 2050 Emissions Budget VIC 3 | Emissions DLT | 0 | 0 | 0 | 0 | 0 | 0 | 0 | 0 | 0 | 0 | 0 | 0 | 180.0033 | 425.1968 | 589.8189 | 943.3903 | 815.0399 | 685.5802 | 0 | 0 | 0 | 0 | 0 | 0
BaseCase SG | 2050 Emissions Budget VIC 4 | Emissions DLT | 0 | 0 | 0 | 0 | 0 | 0 | 0 | 0 | 0 | 0 | 0 | 0 | 0 | 0 | 0 | 0 | 0 | 0 | 1215.8265 | 1473.132 | 1817.5658 | 1396.6302 | 2502.6046 | 2178.8663
BaseCase SG | Basslink Daily Energy Limit | Special Constraints | -1370.5209 | -288.408 | -287.568 | -287.568 | -287.568 | -990.1732 | -692.1281 | -529.5801 | -1437.9443 | -2016.3401 | -1846.209 | -1636.1507 | -1528.6783 | -1450.6607 | -2582.4713 | -2565.0419 | -2614.5264 | -2628.8339 | -2669.2091 | -2695.6468 | -2467.8075 | -2329.9488 | -2349.5919 | -2409.1036
BaseCase SG | Borumba - Gen | Special Constraints | 0 | 0 | 0 | 0 | 0 | 0 | 0 | 0 | 0 | 0 | 0 | 0 | 0 | 0 | 0 | 3518128.5253 | 3585960.6549 | 4010245.7705 | 4000809.1095 | 4018643.2264 | 3655435.5872 | 4128624.7066 | 4099406.624 | 4303647.5007
BaseCase SG | Borumba - Pump | Special Constraints | 0 | 0 | 0 | 0 | 0 | 0 | 0 | 0 | 0 | 0 | 0 | 0 | 0 | 0 | 0 | 4769282.6107 | 4829270.4235 | 5338248.2462 | 5388295.097 | 5461329.1097 | 4899204.8563 | 5545126.9763 | 5541039.9431 | 5766440.724
BaseCase SG | CIS Dispatchable NSW | Policies NEM | 6.205e-05 | 1068.0398 | 3172.1795 | 4810.6179 | 4810.6179 | 4810.6179 | 4810.6179 | 5601.8678 | 5601.8678 | 5601.8678 | 5601.8678 | 5601.8678 | 5601.8678 | 5601.8678 | 5601.8678 | 5601.8678 | 5601.8678 | 5601.8678 | 5601.8678 | 5601.8678 | 5601.8678 | 4533.828 | 2429.6884 | 2213.4824
BaseCase SG | CIS Dispatchable SA | Policies NEM | 0 | 788 | 1106.8601 | 1106.8601 | 1106.8601 | 1106.8601 | 1106.8601 | 1106.8601 | 1106.8601 | 1291.1824 | 1291.1824 | 1291.1824 | 1291.1824 | 1291.1824 | 1291.1824 | 1291.1824 | 1291.1824 | 1291.1824 | 1291.1824 | 1291.1824 | 1291.1824 | 625.8645 | 307.0044 | 484.0081
BaseCase SG | CIS Dispatchable VIC | Policies NEM | 0 | 1220.0001 | 1271.79 | 1271.79 | 1271.79 | 1271.79 | 1271.79 | 1271.79 | 1271.79 | 1271.79 | 1271.79 | 1271.79 | 1271.79 | 1271.79 | 1271.79 | 1271.79 | 1271.79 | 1271.79 | 1271.79 | 1271.79 | 1271.79 | 51.7899 | 2.92e-05 | 3.285e-05
BaseCase SG | CIS Gen NSW | Policies NEM | 0 | 3505.1901 | 3505.1901 | 10614.07 | 10614.07 | 10614.07 | 10614.07 | 10614.07 | 10614.0701 | 10614.07 | 11665.219 | 12104.6455 | 12175.6455 | 12175.6455 | 13186.4929 | 14321.2282 | 15851.37 | 16387.0836 | 17043.8824 | 17043.8824 | 18689.4215 | 19756.1915 | 20238.8209 | 21071.4243
BaseCase SG | CIS Gen SA | Policies NEM | 0 | 621.16 | 621.16 | 621.16 | 621.16 | 621.16 | 621.16 | 621.16 | 621.16 | 621.16 | 621.16 | 621.16 | 621.16 | 621.16 | 621.16 | 621.16 | 621.16 | 621.1601 | 1524.4045 | 1821.16 | 2004.876 | 2381.5911 | 2381.5911 | 2695.6297
BaseCase SG | CIS Gen TAS | Policies NEM | 0 | 1.83e-05 | 750 | 1200 | 1200 | 1200 | 1200 | 1559.0761 | 1956.2631 | 2313.8512 | 2601.4859 | 2615.4511 | 2615.4511 | 2615.4511 | 2615.4511 | 2615.4511 | 2615.4511 | 2615.4511 | 2615.4511 | 2615.4511 | 2615.4511 | 2615.4511 | 2615.4511 | 2615.4511
BaseCase SG | CIS Gen VIC - Solar | Policies NEM | 0 | 669 | 669 | 669 | 669 | 669 | 669 | 669 | 669 | 669 | 669 | 669 | 669 | 669 | 669 | 669 | 669 | 669 | 669 | 669 | 669 | 669 | 669 | 669
BaseCase SG | CIS Gen VIC - Wind | Policies NEM | 0 | 0 | 1922 | 3500 | 3500 | 5500 | 6167 | 6833 | 7500 | 8500 | 9500 | 10500.0002 | 11500 | 12500 | 12500 | 12500 | 12500 | 12500.0002 | 12500 | 12500 | 12500.0001 | 12500.0001 | 12500.0001 | 12668.9919
BaseCase SG | CIS Total Dispatchable | Policies NEM | 6.205e-05 | 3076.04 | 5550.83 | 7262.83 | 7262.83 | 7262.83 | 7262.83 | 8054.0799 | 8087.2657 | 8271.5879 | 8271.5879 | 8271.5879 | 8271.588 | 8271.588 | 8271.588 | 8271.588 | 8271.588 | 8271.588 | 8271.588 | 8852.0749 | 9403.8411 | 7311.6843 | 5435.555 | 5979.8476
BaseCase SG | CNSW H2 Domestic Consumption Purchaser | Subregion flexible electricity load for Domestic H2 | 0 | 0 | 0 | 0 | 11.4714 | 32.8357 | 66.5597 | 115.4964 | 180.0493 | 219.288 | 254.324 | 284.7521 | 308.06 | 326.8929 | 340.6976 | 356.605 | 382.155 | 414.498 | 454.837 | 510.1136 | 572.7893 | 637.3937 | 697.9503 | 749.345
BaseCase SG | CQ H2 Domestic Consumption Purchaser | Subregion flexible electricity load for Domestic H2 | 170.455 | 168.3874 | 165.6299 | 163.6243 | 163.6764 | 166.1914 | 171.3656 | 181.4571 | 195.5879 | 203.6806 | 208.4909 | 212.2736 | 214.3593 | 216.0723 | 216.9117 | 219.8864 | 226.6129 | 234.5554 | 244.3126 | 260.0364 | 279.4336 | 302.6843 | 328.1574 | 354.05
BaseCase SG | CSA H2 Domestic Consumption Purchaser | Subregion flexible electricity load for Domestic H2 | 7.3521 | 7.2677 | 7.1436 | 7.0393 | 6.9871 | 7.5554 | 18.5887 | 37.2821 | 64.0314 | 81.7494 | 96.8021 | 108.9264 | 116.9043 | 123.3169 | 129.4431 | 137.7093 | 150.38 | 167.0803 | 188.4421 | 218.4786 | 254.3529 | 294.6583 | 337.0739 | 378.8179
BaseCase SG | Catagunya Min Gen | Hydro min release | 301.001 | 336.3053 | 228.3935 | 202.5309 | 141.6055 | 240.7941 | 319.8403 | 300.3484 | 255.8687 | 233.6481 | 216.3947 | 281.8115 | 226.6498 | 233.409 | 167.5677 | 171.4947 | 186.4436 | 176.1745 | 170.6207 | 177.0207 | 198.3298 | 212.6602 | 221.6782 | 191.0611
BaseCase SG | Combined Marinus Export | Special Constraints | 2424274.8688 | 3910343.9942 | 3899711.9798 | 3899711.9743 | 7715711.9405 | 8736669.0766 | 9169335.5768 | 9670858.9756 | 10139579.5284 | 10696192.5969 | 11148158.4714 | 11621555.2499 | 12110669.1991 | 12578600.881 | 7485232.1 | 7643285.3312 | 7775295.552 | 7524087.0824 | 7271504.7232 | 7320369.3074 | 8226808.4621 | 8607944.5469 | 9013272.0478 | 8377097.4453
BaseCase SG | Combined Marinus Import | Special Constraints | -2424274.8688 | -3910343.9942 | -3899711.9798 | -3899711.9743 | -7715711.9405 | -8736669.0766 | -9169335.5768 | -9670858.9756 | -10139579.5284 | -10696192.5969 | -11148158.4714 | -11621555.2499 | -12110669.1991 | -12578600.881 | -7485232.1 | -7643285.3312 | -7775295.552 | -7524087.0824 | -7271504.7232 | -7320369.3074 | -8226808.4621 | -8607944.5469 | -9013272.0478 | -8377097.4453
BaseCase SG | Constraint on Pipeline from Storage to GTs CNSW | Constraints to make diesel to come exclusively from storage | -0.00034563 | -0.00036891 | -0.00039233 | -0.00039518 | -0.00041816 | -0.00044096 | -1.7908e-05 | -1.9298e-05 | -2.0659e-05 | -2.2108e-05 | -2.3536e-05 | -2.5213e-05 | -2.5692e-05 | -2.7577e-05 | -2.9339e-05 | -3.1309e-05 | -3.3407e-05 | -3.5865e-05 | -4.2547e-05 | -4.6105e-05 | -4.9995e-05 | -5.4193e-05 | -5.8628e-05 | -6.3861e-05
BaseCase SG | Constraint on Pipeline from Storage to GTs CQ | Constraints to make diesel to come exclusively from storage | -0.00034597 | -0.00036923 | -0.00039131 | -0.00039574 | -0.00041933 | -0.00044157 | -1.7872e-05 | -1.9282e-05 | -2.0663e-05 | -2.2122e-05 | -2.3566e-05 | -2.5247e-05 | -2.5746e-05 | -2.763e-05 | -2.9426e-05 | -3.1405e-05 | -3.3503e-05 | -3.6031e-05 | -3.6835e-05 | -3.8892e-05 | -4.1404e-05 | -4.4348e-05 | -4.7704e-05 | -5.2068e-05
BaseCase SG | Constraint on Pipeline from Storage to GTs CSA | Constraints to make diesel to come exclusively from storage | -0.00034599 | -0.00036919 | -0.00039102 | -0.00038285 | -0.00043197 | -0.0004422 | -1.7856e-05 | -1.9274e-05 | -2.0664e-05 | -2.2144e-05 | -2.3585e-05 | -2.5278e-05 | -2.5817e-05 | -2.7714e-05 | -2.9517e-05 | -3.1574e-05 | -3.3764e-05 | -3.6315e-05 | -3.7082e-05 | -3.9248e-05 | -4.168e-05 | -4.3818e-05 | -4.8299e-05 | -5.321e-05
BaseCase SG | Constraint on Pipeline from Storage to GTs GG | Constraints to make diesel to come exclusively from storage | -0.00034553 | -0.00036856 | -0.00039143 | -0.00039529 | -0.00041889 | -0.00045692 | -1.8283e-05 | -1.9796e-05 | -2.1182e-05 | -2.2611e-05 | -2.403e-05 | -2.5681e-05 | -2.6755e-05 | -2.8707e-05 | -3.056e-05 | -3.2646e-05 | -3.4848e-05 | -3.7496e-05 | -4.1371e-05 | -4.4131e-05 | -4.7583e-05 | -5.165e-05 | -5.566e-05 | -6.0319e-05
BaseCase SG | Constraint on Pipeline from Storage to GTs MEL | Constraints to make diesel to come exclusively from storage | -0.00034606 | -0.0003692 | -0.00039117 | -0.00038387 | -0.0004314 | -0.00044302 | -1.7837e-05 | -1.9253e-05 | -2.0511e-05 | -2.2102e-05 | -2.3549e-05 | -2.5243e-05 | -2.5871e-05 | -2.779e-05 | -2.9609e-05 | -3.1658e-05 | -3.3856e-05 | -3.643e-05 | -3.566e-05 | -3.7682e-05 | -3.9889e-05 | -4.2688e-05 | -4.61e-05 | -5.1748e-05
BaseCase SG | Constraint on Pipeline from Storage to GTs NNSW | Constraints to make diesel to come exclusively from storage | -0.00039074 | -0.00041422 | -0.00043622 | -0.00046095 | -0.00048759 | -0.00051866 | -0.0001231 | -0.00013352 | -0.0001457 | -0.0001595 | -0.00017388 | -0.00018927 | -8.8682e-05 | -9.3258e-05 | -9.8073e-05 | -0.00010343 | -0.00010897 | -0.00011422 | -0.00012148 | -0.00013032 | -0.00014161 | -0.00015465 | -0.00016825 | -0.00018144
BaseCase SG | Constraint on Pipeline from Storage to GTs NQ | Constraints to make diesel to come exclusively from storage | -0.00039074 | -0.00041422 | -0.00043622 | -0.00046095 | -0.00048759 | -0.00051866 | -0.0001231 | -0.00013352 | -0.0001457 | -0.0001595 | -0.00017388 | -0.00018927 | -8.8682e-05 | -9.3258e-05 | -9.8073e-05 | -0.00010343 | -0.00010897 | -0.00011422 | -0.00012148 | -0.00013032 | -0.00014161 | -0.00015465 | -0.00016825 | -0.00018144
BaseCase SG | Constraint on Pipeline from Storage to GTs NSA | Constraints to make diesel to come exclusively from storage | -0.00039074 | -0.00041422 | -0.00043622 | -0.00046095 | -0.00048759 | -0.00051866 | -0.0001231 | -0.00013352 | -0.0001457 | -0.0001595 | -0.00017388 | -0.00018927 | -8.8682e-05 | -9.3258e-05 | -9.8073e-05 | -0.00010343 | -0.00010897 | -0.00011422 | -0.00012148 | -0.00013032 | -0.00014161 | -0.00015465 | -0.00016825 | -0.00018144
BaseCase SG | Constraint on Pipeline from Storage to GTs SESA | Constraints to make diesel to come exclusively from storage | -0.00039074 | -0.00041422 | -0.00043622 | -0.00046095 | -0.00048759 | -0.00051866 | -0.0001231 | -0.00013352 | -0.0001457 | -0.0001595 | -0.00017388 | -0.00018927 | -8.8682e-05 | -9.3258e-05 | -9.8073e-05 | -0.00010343 | -0.00010897 | -0.00011422 | -0.00012148 | -0.00013032 | -0.00014161 | -0.00015465 | -0.00016825 | -0.00018144
BaseCase SG | Constraint on Pipeline from Storage to GTs SEV | Constraints to make diesel to come exclusively from storage | -0.00039074 | -0.00041422 | -0.00043622 | -0.00046095 | -0.00048759 | -0.00051866 | -0.0001231 | -0.00013352 | -0.0001457 | -0.0001595 | -0.00017388 | -0.00018927 | -8.8682e-05 | -9.3258e-05 | -9.8073e-05 | -0.00010343 | -0.00010897 | -0.00011422 | -0.00012148 | -0.00013032 | -0.00014161 | -0.00015465 | -0.00016825 | -0.00018144
BaseCase SG | Constraint on Pipeline from Storage to GTs SNSW | Constraints to make diesel to come exclusively from storage | -0.00039074 | -0.00041422 | -0.00043622 | -0.00046095 | -0.00048759 | -0.00051866 | -0.0001231 | -0.00013352 | -0.0001457 | -0.0001595 | -0.00017388 | -0.00018927 | -8.8682e-05 | -9.3258e-05 | -9.8073e-05 | -0.00010343 | -0.00010897 | -0.00011422 | -0.00012148 | -0.00013032 | -0.00014161 | -0.00015465 | -0.00016825 | -0.00018144
BaseCase SG | Constraint on Pipeline from Storage to GTs SNW | Constraints to make diesel to come exclusively from storage | -0.00034563 | -0.00036887 | -0.00039234 | -0.0003952 | -0.00041807 | -0.00044084 | -1.7883e-05 | -1.9269e-05 | -2.0624e-05 | -2.2062e-05 | -2.3488e-05 | -2.5154e-05 | -0.0001394 | -0.00014956 | -0.00015347 | -0.00015052 | -0.00018456 | -0.00018467 | -0.00023159 | -0.00021512 | -0.00024448 | -0.00027186 | -0.00024141 | -0.00029676
BaseCase SG | Constraint on Pipeline from Storage to GTs SQ | Constraints to make diesel to come exclusively from storage | -0.00034597 | -0.0003692 | -0.00039128 | -0.00039588 | -0.00041872 | -0.00044141 | -1.7168e-05 | -1.8447e-05 | -1.9671e-05 | -2.0942e-05 | -2.2189e-05 | -2.3687e-05 | -2.5796e-05 | -2.7701e-05 | -2.9529e-05 | -3.1549e-05 | -3.3693e-05 | -3.6251e-05 | -3.7922e-05 | -3.9925e-05 | -4.2761e-05 | -4.5979e-05 | -4.9676e-05 | -5.4569e-05
BaseCase SG | Constraint on Pipeline from Storage to GTs TAS | Constraints to make diesel to come exclusively from storage | -0.00034356 | -0.00036665 | -0.00038854 | -0.00038269 | -0.00043332 | -0.00044312 | -1.6375e-05 | -1.7563e-05 | -1.8712e-05 | -1.989e-05 | -2.1032e-05 | -2.2378e-05 | -2.611e-05 | -2.8089e-05 | -2.9986e-05 | -3.2081e-05 | -3.4339e-05 | -3.6983e-05 | -3.6766e-05 | -3.8717e-05 | -4.1228e-05 | -4.4269e-05 | -4.7968e-05 | -5.4219e-05
BaseCase SG | Constraint on Pipeline from Storage to GTs WNV | Constraints to make diesel to come exclusively from storage | -0.00039074 | -0.00041422 | -0.00043622 | -0.00046095 | -0.00048759 | -0.00051866 | -0.0001231 | -0.00013352 | -0.0001457 | -0.0001595 | -0.00017388 | -0.00018927 | -8.8682e-05 | -9.3258e-05 | -9.8073e-05 | -0.00010343 | -0.00010897 | -0.00011422 | -0.00012148 | -0.00013032 | -0.00014161 | -0.00015465 | -0.00016825 | -0.00018144
BaseCase SG | Constraint on Pipeline from Storage to GTs WOO | Constraints to make diesel to come exclusively from storage | -0.00034562 | -0.00036887 | -0.00039233 | -0.00039516 | -0.0004181 | -0.00044087 | -1.79e-05 | -1.9288e-05 | -2.0644e-05 | -2.209e-05 | -2.3516e-05 | -2.5191e-05 | -2.5675e-05 | -2.7673e-05 | -2.9473e-05 | -3.1488e-05 | -3.3641e-05 | -3.6142e-05 | -4.0119e-05 | -4.281e-05 | -4.6007e-05 | -4.9462e-05 | -5.2952e-05 | -5.6796e-05
BaseCase SG | DNSP Thermal Limit on CER CNSW Area1 | DNSP Thermal Limit on CER | 827125.9364 | 905607.5521 | 1034117.3454 | 1100820.7426 | 1090893.3419 | 1147491.2451 | 1141031.0048 | 1240156.2948 | 1288643.1357 | 1275322.5258 | 1217849.8711 | 1181384.7482 | 1269250.166 | 1379407.1857 | 1358219.646 | 1287204.1656 | 1159589.928 | 1224738.4025 | 1342472.4783 | 1430979.8211 | 1348661.9408 | 1454661.243 | 1451218.0461 | 1624247.4725
BaseCase SG | DNSP Thermal Limit on CER CQ Area1 | DNSP Thermal Limit on CER | 884774.625 | 1017755.8827 | 1097580.3257 | 1176219.3862 | 1226232.8371 | 1273684.0978 | 1329063.2896 | 1438898.1784 | 1467379.9385 | 1519460.2672 | 1461076.9972 | 1431352.6758 | 1512935.1836 | 1655703.51 | 1705219.158 | 1609912.7517 | 1436460.3642 | 1617935.1652 | 1706980.5999 | 1807581.5759 | 1839959.9782 | 1889557.4289 | 1964493.0468 | 2147768.0894
BaseCase SG | DNSP Thermal Limit on CER CSA Area1 | DNSP Thermal Limit on CER | 3530607.8618 | 3906551.0147 | 4163422.5645 | 4103537.0204 | 3836240.6927 | 4012202.6939 | 4098202.5852 | 4185985.4675 | 4536151.997 | 4648750.4005 | -6783210.7536 | -6404302.7611 | -6465814.9387 | -6064355.0498 | -6244997.5692 | -6283236.8872 | -6691470.606 | -6333694.1567 | -6059783.7005 | -6193448.9792 | -5856283.264 | -5654274.3849 | -5500943.976 | -5274003.5405
BaseCase SG | DNSP Thermal Limit on CER GG Area1 | DNSP Thermal Limit on CER | 107949.4009 | 124514.4107 | 134503.7865 | 147220.3942 | 153611.5359 | 159469.8694 | 165293.3759 | 173834.8815 | 176559.2998 | 182765.2247 | 175309.189 | 171946.8116 | 182378.5448 | 199127.1573 | 204470.5991 | 200840.5345 | 175603.1249 | 197669.7477 | 207406.0905 | 224376.9236 | 225351.3771 | 231550.9749 | 240154.2069 | 255234.5193
BaseCase SG | DNSP Thermal Limit on CER MEL Area1 | DNSP Thermal Limit on CER | 829874.8052 | 955267.9994 | 1078672.5365 | 1044651.6895 | -40128.2133 | 22080.1126 | -188316.4669 | -180490.5919 | -240991.7181 | -291556.9113 | -306493.1918 | -250039.6035 | -165704.3634 | -229118.7795 | -634500.1239 | -693941.7984 | -890756.4004 | -697020.7621 | -933956.3696 | -1377142.044 | -1052865.8242 | -900824.9801 | -905092.2123 | -909909.5383
BaseCase SG | DNSP Thermal Limit on CER MEL Area2 | DNSP Thermal Limit on CER | 3333828.4038 | 3836976.1289 | 4370419.1552 | 4339340.6021 | 4907452.7119 | 5154467.5984 | 5338835.038 | 5637154.4983 | 5940921.4809 | 5784904.0347 | 5710905.739 | 5884793.1098 | 6051367.5753 | 6686552.2164 | 6616806.1779 | 6519320.1201 | 5983476.3524 | 6085520.8596 | 6696219.8715 | 6103987.2768 | 6083460.1967 | 6554084.5254 | 6800464.8649 | 7372233.0952
BaseCase SG | DNSP Thermal Limit on CER NNSW Area1 | DNSP Thermal Limit on CER | 1609083.1408 | 1743928.2375 | 1972318.7223 | 2101548.2326 | 2110170.4233 | 2219560.9632 | 2220553.4454 | 2406634.6199 | 2420572.7153 | 2428504.3566 | 2316303.5248 | 2263869.6453 | 2437667.7294 | 2600125.4503 | 2678457.0951 | 2516899.751 | 2302609.5129 | 2421392.1867 | 2625084.9275 | 2786132.6453 | 2675654.3089 | 2879623.1984 | 2886649.2913 | 3228949.7206
BaseCase SG | DNSP Thermal Limit on CER NQ Area1 | DNSP Thermal Limit on CER | 1443501.6458 | 1658116.177 | 1776495.5882 | 1929198.4438 | 2014335.8662 | 2084366.5388 | 2149349.7599 | 2252417.5271 | 2290848.2846 | 2375411.5348 | 2271065.6425 | 2233774.1669 | 2353133.1264 | 2550826.1595 | 2625862.4334 | 2597270.2493 | 2262152.7403 | 2542038.6733 | 2662060.7141 | 2857571.0242 | 2937997.8314 | 2928701.4777 | 2513776.1142 | 2733896.4966
BaseCase SG | DNSP Thermal Limit on CER NSA Area1 | DNSP Thermal Limit on CER | 145099.8497 | 151629.0664 | 174567.2529 | 176254.9998 | -47172.3682 | -42586.18 | -53193.3333 | -42633.416 | -45704.5832 | -34926.8073 | -509630.0649 | -481128.6889 | -475351.174 | -450743.8363 | -470704.0407 | -468629.6529 | -497074.5756 | -468746.2041 | -447832.2361 | -451626.8287 | -424180.0071 | -418484.8645 | -397657.5365 | -379948.4216
BaseCase SG | DNSP Thermal Limit on CER SESA Area1 | DNSP Thermal Limit on CER | 162875.4669 | 186511.6211 | 199893.337 | 200246.6231 | 128174.5096 | 122006.3052 | 127970.8327 | 133927.184 | 144462.5571 | 145402.2927 | -319038.0606 | -286434.8844 | -286164.1841 | -274483.8568 | -271111.5994 | -268145.3043 | -289009.4512 | -265497.4042 | -249741.5191 | -254427.8447 | -234439.7234 | -220086.4765 | -212333.4549 | -199937.2214
BaseCase SG | DNSP Thermal Limit on CER SEV Area1 | DNSP Thermal Limit on CER | 445973.7908 | 513582.9016 | 585869.7133 | 584572.8699 | 658835.0788 | 693533.501 | 716623.7608 | 759448.1986 | 803638.8404 | 783395.6897 | 775187.8484 | 800341.0402 | 827966.8998 | 914659.0225 | 915943.4813 | 914252.4681 | 853051.1991 | 926138.7765 | 1014121.2874 | 993380.5151 | 1096865.8378 | 1166354.8936 | 1230050.3769 | 1327413.3625
BaseCase SG | DNSP Thermal Limit on CER SNSW Area1 | DNSP Thermal Limit on CER | 1095792.2516 | 1183239.7999 | 1314704.7943 | 1378262.1531 | 1370900.3072 | 1444608.5841 | 1305121.754 | 1442451.0006 | 1494648.9092 | 1451948.0987 | 1418092.3858 | 1392770.3737 | 1525825.9948 | 1549643.3465 | 1625119.0196 | 1553100.1237 | 1383301.65 | 1484934.522 | 1564162.144 | 1583777.7172 | 1653892.0146 | 1781445.4831 | 1668248.57 | 1918394.2248
BaseCase SG | DNSP Thermal Limit on CER SNSW Area2 | DNSP Thermal Limit on CER | 812629.6666 | 890813.7835 | 1010968.0136 | 1067141.1174 | 1085435.0044 | 1133264.86 | 1128857.1738 | 1218145.9442 | 1211257.3878 | 1212696.948 | 1155748.409 | 1125298.2505 | 1194353.4986 | 1285674.2738 | 1319180.4231 | 1252718.7395 | 1112045.0236 | 1156745.862 | 1278483.7801 | 1355976.6665 | 1306438.7927 | 1407408.9337 | 1414273.9636 | 1598297.6875
BaseCase SG | DNSP Thermal Limit on CER SNW Area1 | DNSP Thermal Limit on CER | 3363451.0383 | 3691356.6028 | 4220959.9311 | 4500359.9999 | 4516039.1194 | 4739954.53 | 4643455.9485 | 4994748.0899 | 4941305.1727 | 4856823.7944 | 4600687.7357 | 4444287.5584 | 4796172.0405 | 5105499.158 | 5267636.206 | 4943657.6029 | 4443371.7919 | 4777528.2021 | 5035969.6982 | 5324041.7503 | 4605528.4159 | 5252937.3159 | 5235844.0517 | 5811732.3407
BaseCase SG | DNSP Thermal Limit on CER SNW Area2 | DNSP Thermal Limit on CER | 3926409.5266 | 4305782.7034 | 4917468.0564 | 5235449.8532 | 5242227.3849 | 5513747.7999 | 5442986.9671 | 5860941.9758 | 5810717.9229 | 5732478.292 | 5461456.1868 | 5291088.8014 | 5708951.2765 | 6103551.8872 | 6296852.9619 | 5925963.2699 | 5355843.2271 | 5706270.5177 | 6118320.5008 | 6491003.9635 | 5904046.596 | 6409547.4838 | 6432421.5664 | 7146189.7226
BaseCase SG | DNSP Thermal Limit on CER SQ Area1 | DNSP Thermal Limit on CER | 7090457.4576 | 8119676.4808 | 8723555.762 | 9492347.4614 | 9865397.5091 | 10217844.8475 | 10547342.8083 | 11007875.3885 | 11159394.1617 | 11564249.6617 | 11063299.7059 | 10730999.5938 | 11414580.8112 | 12363684.9036 | 12724807.4237 | 12438506.3333 | 10897766.3868 | 12204307.6205 | 12624653.0028 | 13597211.7405 | 13913856.3164 | 14176174.344 | 14774356.2839 | 15342564.9051
BaseCase SG | DNSP Thermal Limit on CER TAS Area1 | DNSP Thermal Limit on CER | 444773.5458 | 500285.4819 | 556921.641 | 550443.7267 | 594278.7353 | 630036.4969 | 632406.4266 | 657628.8492 | 672790.9813 | 662223.5251 | 659598.6655 | 646839.735 | 680459.0905 | 716300.196 | 692459.6468 | 661730.4533 | 633273.483 | 667037.7509 | 670091.2676 | 643200.3688 | 599446.954 | 674696.9201 | 702836.5745 | 747279.7486
BaseCase SG | DNSP Thermal Limit on CER WNV Area1 | DNSP Thermal Limit on CER | 346053.6534 | 392917.5024 | 436874.5156 | 437409.8854 | 501541.0235 | 517116.6012 | 530323.4047 | 559518.2076 | 593641.5061 | 581156.699 | 572803.2718 | 584179.4063 | 603707.3233 | 659776.9327 | 653235.4546 | 652547.9703 | 550593.0937 | 604483.1871 | 655588.5753 | 647771.6302 | 695638.8154 | 726141.0159 | 761232.0582 | 822703.7393
BaseCase SG | DNSP Thermal Limit on CER WNV Area2 | DNSP Thermal Limit on CER | 1319891.043 | 1523360.25 | 1718299.9044 | 1723619.0107 | 2017177.0084 | 2081833.4518 | 2137830.8185 | 2257368.9227 | 2395745.3009 | 2347571.7558 | 2318695.6058 | 2367597.4253 | 2448764.9227 | 2654943.2171 | 2636952.428 | 2640586.6689 | 2269269.4877 | 2491446.8128 | 2695894.7762 | 2645950.3642 | 3021714.1823 | 3156907.6456 | 3270852.184 | 3509090.4352
BaseCase SG | DNSP Thermal Limit on Distributed Resources CNSW Area1 | DNSP Thermal Limit on Distributed Resources | 0.0092645 | 0.021107 | 0.019915 | 0.019558 | 0.021556 | 0.0034854 | 0.011843 | 0.013993 | 0.016613 | 0.014738 | 0.012767 | 0.0085429 | 0.015601 | 0.01781 | 0.014716 | 0.015297 | 0.012428 | 0.010614 | 0.014667 | 0.010459 | 0.01019 | 0.0082993 | 0.0088975 | 0.0096683
BaseCase SG | DNSP Thermal Limit on Distributed Resources CQ Area1 | DNSP Thermal Limit on Distributed Resources | 0 | 0 | 0 | 0 | 0 | 0 | 0 | 0 | 0 | 0 | 0 | 0 | 0 | 0 | 0 | 0 | 0 | 0 | 0 | 0 | 0 | 0 | 0 | 0
BaseCase SG | DNSP Thermal Limit on Distributed Resources CSA Area1 | DNSP Thermal Limit on Distributed Resources | 0 | 0 | 0 | 0 | 0 | 0 | 0 | 0 | 0 | 0 | 0 | 0 | 0 | 0 | 0 | 0 | 0 | 0 | 0 | 0 | 0 | 0 | 0 | 0
BaseCase SG | DNSP Thermal Limit on Distributed Resources GG Area1 | DNSP Thermal Limit on Distributed Resources | 0 | 0 | 0 | 0 | 0 | 0 | 0 | 0 | 0 | 0 | 0 | 0 | 0 | 0 | 0 | 0 | 0 | 0 | 0 | 0 | 0 | 0 | 0 | 0
BaseCase SG | DNSP Thermal Limit on Distributed Resources MEL Area1 | DNSP Thermal Limit on Distributed Resources | 0.0037422 | 0.010083 | 0.010215 | 0.0082805 | 0.01582 | 0.019743 | 0.024145 | 0.022674 | 0.025836 | 0.021728 | 0.022506 | 0.023297 | 0.022731 | 0.024664 | 0.026047 | 0.023909 | 0.021397 | 0.022864 | 0.022531 | 0.021476 | 0.024275 | 0.024206 | 0.024004 | 0.026735
BaseCase SG | DNSP Thermal Limit on Distributed Resources MEL Area2 | DNSP Thermal Limit on Distributed Resources | 0.0037059 | 0.01155 | 0.01061 | 0.011395 | 0.011339 | 0.015885 | 0.018202 | 0.017006 | 0.020468 | 0.016983 | 0.016671 | 0.017295 | 0.017472 | 0.018863 | 0.020073 | 0.018473 | 0.016388 | 0.017445 | 0.017991 | 0.016698 | 0.018791 | 0.018558 | 0.018251 | 0.020126
BaseCase SG | DNSP Thermal Limit on Distributed Resources NNSW Area1 | DNSP Thermal Limit on Distributed Resources | 0 | 0 | 0 | 0 | 0 | 0 | 0 | 0 | 0 | 0 | 0 | 0 | 0 | 0 | 0 | 0 | 0 | 0 | 0 | 0 | 0 | 0 | 0 | 0
BaseCase SG | DNSP Thermal Limit on Distributed Resources NQ Area1 | DNSP Thermal Limit on Distributed Resources | 0 | 0 | 0 | 0 | 0 | 0 | 0 | 0 | 0 | 0 | 0 | 0 | 0 | 0 | 0 | 0 | 0 | 0 | 0 | 0 | 0 | 0 | 0 | 0
BaseCase SG | DNSP Thermal Limit on Distributed Resources NSA Area1 | DNSP Thermal Limit on Distributed Resources | 0 | 0 | 0 | 0 | 0 | 0 | 0 | 0 | 0 | 0 | 0 | 0 | 0 | 0 | 0 | 0 | 0 | 0 | 0 | 0 | 0 | 0 | 0 | 0
BaseCase SG | DNSP Thermal Limit on Distributed Resources SESA Area1 | DNSP Thermal Limit on Distributed Resources | 0 | 0 | 0 | 0 | 0 | 0 | 0 | 0 | 0 | 0 | 0 | 0 | 0 | 0 | 0 | 0 | 0 | 0 | 0 | 0 | 0 | 0 | 0 | 0
BaseCase SG | DNSP Thermal Limit on Distributed Resources SEV Area1 | DNSP Thermal Limit on Distributed Resources | 0 | 0 | 0 | 0 | 0 | 0 | 0 | 0 | 0 | 0 | 0 | 0 | 0 | 0 | 0 | 0 | 0 | 0 | 0 | 0 | 0 | 0 | 0 | 0
BaseCase SG | DNSP Thermal Limit on Distributed Resources SNSW Area1 | DNSP Thermal Limit on Distributed Resources | 0 | 0 | 0 | 0 | 0 | 0 | 0 | 0 | 0 | 0 | 0 | 0 | 0 | 0 | 0 | 0 | 0 | 0 | 0 | 0 | 0 | 0 | 0 | 0
BaseCase SG | DNSP Thermal Limit on Distributed Resources SNSW Area2 | DNSP Thermal Limit on Distributed Resources | 0 | 0 | 0 | 0 | 0 | 0 | 0 | 0 | 0 | 0 | 0 | 0 | 0 | 0 | 0 | 0 | 0 | 0 | 0 | 0 | 0 | 0 | 0 | 0
BaseCase SG | DNSP Thermal Limit on Distributed Resources SNW Area1 | DNSP Thermal Limit on Distributed Resources | 0.0078983 | 0.022531 | 0.019129 | 0.014252 | 0.014674 | 0.012464 | 0.031995 | 0.033442 | 0.03669 | 0.032634 | 0.030715 | 0.032393 | 546175.6284 | 527530.4934 | 498568.7748 | 788041.9566 | 817751.2899 | 839826.2956 | 912471.0677 | 970180.1576 | 910775.1455 | 964810.7266 | 945591.0345 | 989973.7226
BaseCase SG | DNSP Thermal Limit on Distributed Resources SNW Area2 | DNSP Thermal Limit on Distributed Resources | 0.0073433 | 0.024 | 0.018831 | 0.014806 | 0.016552 | 0.014273 | 0.033597 | 0.035071 | 0.038311 | 0.034219 | 0.032287 | 0.033952 | 728234.1615 | 703373.9819 | 707258.9167 | 1093610.8657 | 983240.6675 | 1009783.031 | 1097129.0232 | 1166516.8091 | 1095089.9723 | 1160060.8113 | 1136951.8079 | 1190316.2327
BaseCase SG | DNSP Thermal Limit on Distributed Resources SQ Area1 | DNSP Thermal Limit on Distributed Resources | 0 | 0 | 0 | 0 | 0 | 0 | 0 | 0 | 0 | 0 | 0 | 0 | 0 | 0 | 0 | 0 | 0 | 0 | 0 | 0 | 0 | 0 | 0 | 0
BaseCase SG | DNSP Thermal Limit on Distributed Resources TAS Area1 | DNSP Thermal Limit on Distributed Resources | 0.0033644 | 0.0057881 | 0.0060672 | 0.0070712 | 0.015025 | 0.027829 | 0.035041 | 0.038898 | 0.038254 | 0.044316 | 780078.9136 | 777217.42 | 810095.0398 | 871765.2726 | 447132.2179 | 446483.0937 | 401082.4524 | 459775.9968 | 453035.3155 | 450474.6 | 479560.5037 | 523727.5914 | 503254.5019 | 503832.4997
BaseCase SG | DNSP Thermal Limit on Distributed Resources WNV Area1 | DNSP Thermal Limit on Distributed Resources | 0 | 0 | 0 | 0 | 0 | 0 | 0 | 0 | 0 | 0 | 0 | 0 | 0 | 0 | 0 | 0 | 0 | 0 | 0 | 0 | 0 | 0 | 0 | 0
BaseCase SG | DNSP Thermal Limit on Distributed Resources WNV Area2 | DNSP Thermal Limit on Distributed Resources | 0 | 0 | 0 | 0 | 0 | 0 | 0 | 0 | 0 | 0 | 0 | 0 | 0 | 0 | 0 | 0 | 0 | 0 | 0 | 0 | 0 | 0 | 0 | 0
BaseCase SG | Daily H2 Limit NSW | H2 Infrastructure Limitations | 0 | 0 | 0 | 0 | 0 | 0 | 0 | 0 | 0 | 0 | 0 | 0 | 0 | 0 | 0 | 0 | 0 | 0 | 0 | 0 | 0 | 0 | 0 | 0
BaseCase SG | Daily H2 Limit QLD | H2 Infrastructure Limitations | 0 | 0 | 0 | 0 | 0 | 0 | 0 | 0 | 0 | 0 | 0 | 0 | 0 | 0 | 0 | 0 | 0 | 0 | 0 | 0 | 0 | 0 | 0 | 0
BaseCase SG | Daily H2 Limit SA | H2 Infrastructure Limitations | 0 | 0 | 0 | 0 | 0 | 0 | 0 | 0 | 0 | 0 | 0 | 0 | 0 | 0 | 0 | 0 | 0 | 0 | 0 | 0 | 0 | 0 | 0 | 0
BaseCase SG | Daily H2 Limit TAS | H2 Infrastructure Limitations | 0 | 0 | 0 | 0 | 0 | 0 | 0 | 0 | 0 | 0 | 0 | 0 | 0 | 0 | 0 | 0 | 0 | 0 | 0 | 0 | 0 | 0 | 0 | 0
BaseCase SG | Daily H2 Limit VIC | H2 Infrastructure Limitations | 0 | 0 | 0 | 0 | 0 | 0 | 0 | 0 | 0 | 0 | 0 | 0 | 0 | 0 | 0 | 0 | 0 | 0 | 0 | 0 | 0 | 0 | 0 | 0
BaseCase SG | ExportGroup_CNSW1 | Group Network Export Constraints | 2619749.1336 | 2601965.2079 | 2837485.9102 | 1981602.9143 | 1990609.9803 | 1919878.707 | 1881280.5089 | 1944165.6874 | 2049586.9029 | 2127686.0858 | 2092760.8048 | 2164615.4511 | 2072263.7324 | 2083215.0148 | 2086034.396 | 1808765.4871 | 1597575.0318 | 1577577.4616 | 1560284.2096 | 1499278.7893 | 1637864.4297 | 1706952.2797 | 1498856.6486 | 1099632.9178
BaseCase SG | ExportGroup_CQ1 | Group Network Export Constraints | -1203724.1832 | 400524.802 | 3291259.2299 | 3629863.4631 | 3128393.717 | 2946609.9984 | 4336775.0342 | 4783810.4205 | 4714753.3772 | 4072148.2762 | 4050733.2773 | 3596630.8153 | 4207723.3266 | 5159874.4431 | 4475368.0017 | 4773182.4111 | 4070716.4717 | 7164179.3375 | 7771575.0804 | 9120316.5412 | 8283442.4015 | 7911771.1399 | 7304000.8724 | 7961094.7502
BaseCase SG | ExportGroup_MN1 | Group Network Export Constraints | 4366875.9197 | 5491192.2832 | 4917569.2948 | 5781448.2767 | 4921690.6171 | 5613491.3432 | 4816811.6446 | 4270771.7594 | 5528835.0035 | 5159370.5753 | 4725949.5537 | 5053424.0169 | 5049406.3919 | 3859079.8714 | 4425412.3721 | 4034730.6293 | 3832639.1993 | 3533727.6754 | 5940561.7564 | 6478793.5699 | 6510427.544 | 6607829.8855 | 4621033.8282 | 6491002.5905
BaseCase SG | ExportGroup_NET1 | Group Network Export Constraints | 0 | 0.0081559 | 869067.4408 | 654333.1321 | 805468.5462 | 907042.0141 | 899931.3197 | 915271.4099 | 880790.8209 | 1692697.1196 | 2207918.6798 | 2269961.0547 | 2289813.5253 | 2291662.5265 | 1800307.7409 | 1698146.1009 | 1719968.1458 | 1688678.813 | 1669826.2078 | 1688659.5098 | 1625409.249 | 1566252.6114 | 1643306.1316 | 1555392.534
BaseCase SG | ExportGroup_NQ1 | Group Network Export Constraints | 2187985.4324 | 2683568.2815 | 5027592.8386 | 5518694.3364 | 5572006.6948 | 5551578.4432 | 7306839.7562 | 7942241.0747 | 7770292.4621 | 8076714.8897 | 8158551.4741 | 8190007.4691 | 9329625.3105 | 10004797.7982 | 9599939.7845 | 10417015.1439 | 9854743.9368 | 13185700.7766 | 13866497.5197 | 15141137.009 | 14798159.5334 | 13843732.7556 | 14621951.4977 | 15880413.1206
BaseCase SG | ExportGroup_NSA1 | Group Network Export Constraints | 867211.3606 | 1779991.8107 | 1584721.5282 | 1484720.88 | 1225692.7513 | 1178826.6074 | 1063757.5411 | 970766.636 | 1171676.5483 | 1123912.5022 | 1203264.6895 | 1205467.03 | 1203629.3907 | 1201726.0501 | 1276385.7976 | 1252773.4341 | 1203697.3129 | 1286908.2599 | 1200837.6299 | 584586.5874 | 1237962.1479 | 1714378.1491 | 1432078.1782 | 2297286.1648
BaseCase SG | ExportGroup_SEVIC1 | Group Network Export Constraints | 0 | 0 | 0 | 0 | 0 | 22063076.7261 | 24662140.8445 | 5158720.1116 | -520422.2568 | 1883302.7177 | 3759609.9281 | 4871287.0419 | -31667180.8243 | -30815100.7932 | -33989148.4554 | -34313091.0502 | -33650660.2082 | -33849128.4908 | -33967730.0167 | -32946582.8746 | -33264111.607 | -32927376.7619 | -31801172.786 | -31894031.7942
BaseCase SG | ExportGroup_SQ1 | Group Network Export Constraints | 1032582.4686 | -501454.4386 | 1215809.8993 | 3787935.1605 | 2919649.4284 | 2828986.9386 | 3237893.5634 | 3200070.3108 | 2826186.3615 | 2159925.2651 | 1781238.928 | 1084402.7117 | 1409740.9508 | 1961002.1863 | 1733183.1508 | -4639611.6181 | -2941880.6117 | -1501312.0397 | -1840747.9321 | -842413.5637 | -1781193.3958 | -1452472.1441 | -2253689.4205 | -3493215.5177
BaseCase SG | ExportGroup_SWNSW1 | Group Network Export Constraints | 2718952.4321 | 1139678.8076 | -247580.9163 | -1259719.2774 | -1311929.2872 | -1855133.2168 | -1745381.5368 | -1738782.9943 | -1141944.2151 | -1423369.767 | -1279633.2987 | -1200981.4027 | -1423496.2936 | -1308211.518 | -1301582.1063 | -1207841.3274 | -1127687.6655 | -2111834.1902 | -2256872.3824 | -2363676.6076 | -2319300.7291 | -2486104.9037 | -2490138.0186 | -2974934.1818
BaseCase SG | ExportGroup_SWNSW2 | Group Network Export Constraints | 0 | 0 | 0 | 0 | 0 | 8881482.8287 | 14145203.9391 | 17582737.3751 | 14581485.7522 | 15911867.7239 | 15884662.1362 | 15968321.5673 | 16307272.4967 | 14302296.0146 | 14698205.7644 | 14484435.5532 | 14672986.6014 | 14178955.956 | 13016734.8022 | 13294443.6139 | 10510230.2456 | 9878548.7627 | 10227922.6572 | 8973548.1568
BaseCase SG | ExportGroup_SWQLD1 | Group Network Export Constraints | 7976650.7091 | 11968830.8362 | 10893451.9861 | 10718281.8215 | 11770264.251 | 12715819.303 | 12359741.9235 | 12875008.5728 | 12444477.1213 | 12659829.2192 | 13661171.1462 | 15348507.3553 | 11875542.5003 | 10936000.8934 | 10822367.9782 | 11072166.3153 | 11113501.1781 | 9219092.0342 | 10038184.1042 | 8722153.905 | 9362726.9241 | 9106758.6899 | 9205065.106 | 9446391.3797
BaseCase SG | ExportGroup_SWV1 | Group Network Export Constraints | 8054493.4283 | 10786199.8253 | 10743638.7075 | 12981651.9824 | 10670666.4765 | 11670211.0083 | 12155694.4103 | 11656138.2966 | 11962621.6082 | 11244630.0849 | 10593242.9935 | 10335838.1407 | 8022089.7015 | 6060230.6889 | 6091876.1278 | 6155783.3419 | 5148520.1596 | 5482629.7405 | 5554206.3274 | 3161948.1264 | 1406639.6193 | 942578.0745 | -307929.6711 | -108988.1264
BaseCase SG | ExportGroup_WNV1 | Group Network Export Constraints | -1691867.8986 | -1436817.719 | -1869667.0094 | -336019.981 | -1373397.8752 | -1110446.935 | 0 | 0 | 0 | 0 | 0 | 0 | 0 | 0 | 0 | 0 | 0 | 0 | 0 | 0 | 0 | 0 | 0 | 0
BaseCase SG | ExportGroup_WV1 | Group Network Export Constraints | 3511570.2194 | 3849618.2699 | 3991073.7964 | -148228.7567 | -5005037.4726 | -6154720.5135 | -6810504.9101 | -6497618.83 | -7201932.4249 | -8025919.8367 | -7892146.8299 | -7923370.3854 | -8859302.1472 | -8928786.9628 | -8493950.6831 | -8185224.8314 | -8423277.1459 | -8069518.9986 | -8125077.7424 | -7920772.989 | -7431310.1015 | -7785468.059 | -7879694.9252 | -8581122.8067
BaseCase SG | ExportLimit_DN2_Yass | Distribution REZ Export Constraints | 0 | 0 | 0 | 0 | 0 | 0 | 0 | 0 | 0 | 0 | 0 | 0 | 0 | 0 | 0 | 0 | 0 | 0 | 0 | 0 | 0 | 0 | 0 | 0
BaseCase SG | ExportLimit_DN3_Marulan | Distribution REZ Export Constraints | 0 | 0 | 0 | 0 | -0.10037 | -0.1076 | -0.10662 | -0.10626 | -0.10612 | -0.10601 | -0.10663 | -0.10607 | -0.10542 | -0.10849 | -0.1071 | -0.10715 | -0.10633 | -0.10845 | -0.10796 | -0.10797 | -0.10843 | -0.10567 | -0.10393 | -0.10095
BaseCase SG | ExportLimit_N10_Hunter Coast | REZ Network Export Constraints | 0 | 0 | 0 | -10224000 | -17520000 | -17568000 | -17520000 | -17520000 | -17520000 | -17568000 | -17520000 | -17520000 | -17519999.9998 | -17567999.9998 | -17519999.9997 | -17519999.9997 | -17519999.9996 | -17567999.9996 | -17519999.9996 | -17519999.9996 | -17519999.9995 | -17567999.9994 | -17519999.9993 | -17519999.9993
BaseCase SG | ExportLimit_N11_Illawarra Coast | REZ Network Export Constraints | 0 | 0 | 0 | 0 | 0 | 0 | 0 | 0 | 0 | 0 | 0 | 0 | 2.4498e-05 | 1.0251e-05 | 4.0658e-05 | 2.7243e-05 | 0.00014259 | 0.00020321 | 0.0002982 | 0.00030052 | 0.00030877 | 0.00040542 | 0.00039339 | 0.00064478
BaseCase SG | ExportLimit_N12_Illawarra | REZ Network Export Constraints | -3796 | -3754.1143 | -3717.5665 | -3691.6985 | -85451.6986 | -242973.4079 | -492197.1145 | -853203.1146 | -1329548.9711 | -1619289.5141 | -1877425.1141 | -2101784.6846 | -2066205.5895 | -2236182.746 | -2323430.2807 | -2445596.9497 | -2624063.8019 | -2878691.1631 | -3160472.8156 | -3578220.7466 | -4040511.5955 | -4520569.7149 | -4957870.018 | -5335843.6025
BaseCase SG | ExportLimit_N13_South Cobar | REZ Network Export Constraints | 0 | 0.66594 | 0.66593 | 0.48068 | 0.46658 | 0.39473 | 0.73351 | 0.73527 | 0.79447 | 0.78722 | 0.75757 | 0.6997 | 0.74368 | 0.75411 | 0.74255 | 0.7427 | 0.65491 | 0.70453 | 0.70924 | 0.67867 | 0.68366 | 0.66274 | 0.6593 | 0.6715
BaseCase SG | ExportLimit_N1_North West NSW | REZ Network Export Constraints | 396363.1477 | 732344.1718 | 714446.9925 | 556023.6705 | 533098.8159 | 479086.3139 | 514197.2849 | 539001.0314 | 637779.3847 | 583702.107 | 621321.265 | 624779.9205 | 644061.4809 | 670562.1504 | 635758.3512 | 677388.4328 | 659868.5544 | 656165.6346 | 649103.6618 | 581967.6738 | 516310.4764 | 398961.9357 | 383047.9221 | 357553.8724
BaseCase SG | ExportLimit_N2_New England | REZ Network Export Constraints | 2371702.1167 | 2602576.0127 | 2773674.2649 | 2472449.9597 | 2806678.2373 | 2820563.2456 | -17800938.2195 | -17671624.7598 | -17434543.7045 | -17888974.845 | -15594203.9631 | -14011393.9524 | -14518496.6272 | -15169040.3503 | -14912605.3139 | -14464616.9078 | -12628987.4484 | -13840578.462 | -13715571.5216 | -14201172.2344 | -13969144.2104 | -12449059.8458 | -12179874.3133 | -11434456.0344
BaseCase SG | ExportLimit_N3_Central-West Orana | REZ Network Export Constraints | 3438927.0656 | 3837798.723 | -17641627.7548 | -20745850.982 | -20703527.4107 | -20930226.8823 | -20981144.387 | -19830644.4251 | -21930422.5595 | -22369691.7815 | -23105639.2139 | -23937235.5355 | -22899486.032 | -26276704.3399 | -26498847.7621 | -23458750.7218 | -25076942.2918 | -23696333.9407 | -21898809.5859 | -22406989.5873 | -22535224.9725 | -22951561.8593 | -23965374.7712 | -23042529.4865
BaseCase SG | ExportLimit_N4_Broken Hill | REZ Network Export Constraints | 778803.7865 | 1170945.3926 | 1097198.5252 | 815823.3164 | 801095.0924 | 680515.8426 | 736373.2227 | 788281.336 | 930279.244 | 783884.4325 | 913110.9787 | 904246.1817 | 841434.8216 | 824244.0911 | 814067.4461 | 887399.364 | 936690.5466 | 194973.6508 | 171181.9021 | 150143.3609 | 867823.4278 | 773919.5383 | 764432.9024 | 800569.6503
BaseCase SG | ExportLimit_N5_South West NSW | REZ Network Export Constraints | 1522940.7046 | -4188509.052 | -8418573.8447 | -9124806.6013 | -9140414.6441 | -12643756.2111 | -14712916.1429 | -14749054.1522 | -14294607.8255 | -14438285.3249 | -14402644.6725 | -14322360.3865 | -14459049.0588 | -14347362.2326 | -14320578.276 | -14320346.8645 | -14271925.4042 | -14548410.7286 | -14616346.0377 | -14730316.4593 | -14578538.7497 | -14731398.5125 | -14703554.2187 | -15010801.8915
BaseCase SG | ExportLimit_N6_Wagga Wagga | REZ Network Export Constraints | 910457.4711 | -7628922.9455 | -7354228.0981 | -8188150.0612 | -8675745.2439 | -9810971.2768 | -9795758.7736 | -10269489.4066 | -8763417.3315 | -9291224.3546 | -9302182.741 | -9285988.3482 | -9525050.614 | -8798306.0642 | -8835424.5016 | -8929430.0308 | -8878419.7317 | -8715945.3975 | -9235793.7805 | -9528755.4122 | -9079911.1514 | -9372209.1591 | -9350899.7625 | -9359703.0422
BaseCase SG | ExportLimit_N7_Tumut | REZ Network Export Constraints | -241.8594 | -5247245.1251 | -5086403.7587 | -4856770.0397 | -4847331.9992 | -4942128.7429 | -5086085.7952 | -5168011.116 | -4971974.0859 | -5161518.3791 | -5208619.4261 | -5120844.3306 | -5114694.148 | -5250765.9186 | -5029212.1352 | -4995190.9948 | -4984748.4712 | -5102725.728 | -5064340.0059 | -5004070.0544 | -4967645.2581 | -4956787.2476 | -4954303.1755 | -4914326.0881
BaseCase SG | ExportLimit_N8_Cooma-Monaro | REZ Network Export Constraints | 324547.235 | 476263.9329 | 518661.8551 | 1076432.5782 | 1011459.276 | 1001168.6424 | 889003.0184 | 812265.1535 | 909228.4998 | 781601.4738 | 663531.6014 | 591261.1204 | 681906.3942 | 642862.5245 | 410578.122 | 335765.1825 | 262783.4694 | 223178.7964 | 275331.6826 | 200305.7443 | 120554.0928 | 396371.805 | 330728.0261 | 336777.8958
BaseCase SG | ExportLimit_N9_Hunter-Central Coast | REZ Network Export Constraints | -128323.28 | 1664615.551 | -6759722.4688 | -6981419.2851 | -7078867.8234 | -7145407.3831 | -7260036.8741 | -7220843.9513 | -7075788.2408 | -7200010.5662 | -6108675.181 | -6212195.2278 | -6079683.8476 | -6338128.8646 | -3840873.2963 | -3799031.0979 | -3054425.2757 | -3667086.7144 | -3733425.4013 | -4369230.1963 | -5562282.6312 | -5551004.1031 | -6007710.8946 | -5536599.9524
BaseCase SG | ExportLimit_Q1_Far North Qld | REZ Network Export Constraints | 929110.4856 | 983335.5853 | 1017334.7009 | 1063969.7199 | 1057094.4302 | 969930.6777 | 3107721.4597 | 3627009.0171 | 3503092.197 | 3365146.4201 | 3286929.9143 | 3330990.0461 | 3311578.3896 | 3780744.4386 | 3537403.5349 | 3819713.2717 | 3583382.0042 | 3393918.3736 | 3516079.0525 | 3984700.8279 | 3968678.6703 | 3686501.5915 | 3135550.6937 | 3729108.7054
BaseCase SG | ExportLimit_Q2_North Qld Clean Energy Hub | REZ Network Export Constraints | 335604.7759 | 352654.9987 | 371553.738 | 365136.8338 | 333759.4269 | -12819970.8916 | -12788141.7627 | -12780223.7477 | -12770495.0176 | -12490800.7263 | -12017428.148 | -12173562.4912 | -10910897.7957 | -10726932.4571 | -10755031.277 | -10692541.6967 | -9975751.572 | -6429309.8889 | -6052179.2515 | -5247552.5909 | -5591078.7892 | -6173364.1348 | -4514689.5946 | -3881126.6495
BaseCase SG | ExportLimit_Q5_Barcaldine | REZ Network Export Constraints | 0 | 0.1534 | 0.14975 | 0.13248 | 0.15308 | 0.14942 | 0.16631 | 0.16922 | 0.1742 | 0.17427 | 348790.1193 | 353949.4661 | 349674.4245 | 361740.0115 | 387056.3072 | 389195.8259 | 346168.7622 | 342837.9775 | 376989.3567 | 416364.528 | 429257.4503 | 411473.3025 | 423413.4351 | 466252.1021
BaseCase SG | ExportLimit_Q9_Banana | REZ Network Export Constraints | 36768.0163 | 39732.9856 | 42453.4277 | 35735.1807 | 36204.6654 | 34900.9892 | 36073.3276 | 36960.2283 | 38310.8689 | 35828.7751 | 39396.7867 | 37135.5796 | 36983.4367 | 38224.4347 | 39430.4026 | 42392.1502 | 36800.2158 | 0 | 0 | 0 | 0 | 0 | 0 | 0
BaseCase SG | ExportLimit_S2_Riverland | REZ Network Export Constraints | 32433.268 | -3844857.1685 | -6759935.6244 | -6789595.7123 | -6785877.245 | -6756623.1861 | -6780727.0051 | -6818590.2062 | -6745495.8808 | -6755693.1907 | -6722764.4347 | -6739500.8364 | -6731560.3847 | -6729795.3491 | -6691316.8043 | -6720326.8581 | -6749789.6223 | -6754705.0477 | -6728870.433 | -6747058.6779 | -6734518.5078 | -6767387.8255 | -6814183.5192 | -6763311.786
BaseCase SG | ExportLimit_S4_Yorke Peninsula | REZ Network Export Constraints | -459.742 | -3390.8697 | -468.9587 | -388.8542 | 0.0097523 | 0.013185 | 0.015985 | 0.016584 | 0.019072 | 0.016894 | 0.018172 | 0.018104 | 0.019001 | 0.017957 | 0.019264 | 0.019186 | 0.019779 | 0.024272 | 0.021452 | 0.024771 | 0.027731 | 0.036817 | 0.037473 | 344825.9307
BaseCase SG | ExportLimit_S6_Roxby Downs | REZ Network Export Constraints | 0 | 0 | 0.0059639 | 0.0086931 | 0.0081391 | 0.0054757 | 0.013994 | 0.014947 | 0.016214 | 0.014823 | 0.015329 | 0.015558 | 0.01527 | 0.014746 | 0.015961 | 0.015997 | 0.016377 | 0.016761 | 0.015066 | 0.014863 | 0.01475 | 0.015444 | 0.014786 | 0.01825
BaseCase SG | ExportLimit_S7_Eastern Eyre Peninsula | REZ Network Export Constraints | 575232.5947 | 593285.4898 | 464528.5587 | 486283.7854 | 274852.852 | 142782.4326 | 117123.5597 | 110436.0167 | 128508.3643 | 0.0094157 | 0.0097841 | 0.0096246 | 0.010058 | 0.010036 | 0.010906 | 0.010891 | 0.010829 | 0.011569 | 0.010534 | 0.037578 | 560289.1932 | 1046871.5351 | 902235.6358 | 1120049.5909
BaseCase SG | ExportLimit_S8_Western Eyre Peninsula | REZ Network Export Constraints | 0 | 0 | 0 | 0 | 0 | 0 | 0 | 0 | 0 | 0 | 0 | 0 | 0 | 0 | 0 | 0 | 0 | 0 | 0 | 0 | 0 | 0 | 0 | 0
BaseCase SG | ExportLimit_T1_North East Tasmania | REZ Network Export Constraints | 0 | 0.0081559 | 869067.4408 | 654333.1321 | 805468.5462 | 907042.0141 | 899931.3197 | 915271.4099 | 742470.1175 | 977429.6159 | 784151.4253 | 846193.8002 | 866046.2705 | 863994.5397 | 376540.4864 | 274378.8465 | 296200.8914 | 261010.8269 | 246058.953 | 264892.255 | 201641.9942 | 138584.6249 | 219538.8773 | 131625.2805
BaseCase SG | ExportLimit_T2_North West Tasmania | REZ Network Export Constraints | 390481.1868 | 410842.2816 | 596907.169 | 617794.9296 | 601789.2109 | 594281.5012 | 603519.8783 | 632888.8543 | 629701.3666 | 643332.847 | 647427.9988 | 629273.9555 | 648844.0169 | 625316.4103 | 350609.3124 | 388780.8034 | 370338.8929 | 430957.4927 | 405459.3262 | 444945.1838 | 468631.1509 | 467408.031 | 473524.8946 | 491112.085
BaseCase SG | ExportLimit_T3_Central Highlands | REZ Network Export Constraints | 498399.5556 | 915699.849 | 1299301.7353 | 1998961.8074 | -751956.8499 | -2701390.1543 | -2657170.7964 | -1011801.5988 | 862733.0065 | 1578381.1641 | 1432448.8994 | 1105407.5959 | 1345156.8289 | 1490918.1466 | 131336.005 | 265054.5929 | 371133.3937 | 436565.5296 | -39675.4924 | 154204.1527 | 257375.7051 | 170604.417 | 276948.051 | 400461.9974
BaseCase SG | ExportLimit_V1_North West VIC | REZ Network Export Constraints | 1216024.3004 | -63845.2718 | 1814171.6595 | 2071096.0313 | 1509521.6519 | -6876191.6566 | -12547281.5265 | -11998643.9761 | -12289171.9646 | -13194379.1555 | -13218356.5318 | -13171151.4354 | -13954750.779 | -13885008.6092 | -13237814.9181 | -13074598.2555 | -13328304.2742 | -12842092.3398 | -12885838.4328 | -12597666.3491 | -12397574.0104 | -12431183.2279 | -12560271.5063 | -12876274.2652
BaseCase SG | ExportLimit_V2_Central Highlands VIC | REZ Network Export Constraints | 1916405.0329 | 2672836.329 | 3647192.7958 | 3592778.9725 | 2273702.7423 | 2275323.1104 | 2284136.1613 | 2562842.9664 | 2612261.2941 | 2472246.7622 | 2401392.6672 | 2458595.4967 | 2111574.0899 | 1713148.4999 | 2012609.3888 | 2158017.6057 | 2134329.6343 | 2398023.8284 | 1473789.7622 | 1843302.1593 | 1324505.31 | 1325556.2915 | 1360010.2207 | 1562575.933
BaseCase SG | ExportLimit_V7_Central North VIC | REZ Network Export Constraints | 1557851.7734 | 1993602.0933 | 2847473.4556 | 3016233.8548 | 2901856.1947 | 2611898.4558 | 2539368.47 | 2801962.7878 | 2771927.881 | 2151089.3095 | 2215748.5938 | 2023036.0122 | 1917998.9854 | 2174891.2178 | 2366900.3712 | 2452629.9669 | 2440043.8628 | 2593095.4544 | 2394242.2713 | 2451051.4728 | 2673531.8209 | 2571191.553 | 2662469.8812 | 2617975.7239
BaseCase SG | ExportLimit_V8_Gippsland Offshore | REZ Network Export Constraints | 0 | 0 | 0 | 0 | 0 | -11427668.3431 | -9193636.5998 | -23357161.4626 | -21320003.5731 | -17625779.762 | -14777097.0905 | -13504756.1519 | -33272616.7976 | -32428733.0949 | -28852473.7812 | -29832921.9154 | -28680466.7598 | -28321653.9221 | -28322817.946 | -26391479.2993 | -28903712.6715 | -28669023.5117 | -27583507.6745 | -26333199.2894
BaseCase SG | Gas Zone Daily Offtake Limit Colongra | Gas Infrastructure Limitations by Gas Zone | 0.00022652 | 28.8189 | 0.00021003 | 0.00020226 | 0.00055567 | 0.0021718 | 1210.1999 | 326.7859 | 712.3512 | 1206.774 | 1551.6581 | 2138.9022 | 705.7769 | 902.3046 | 1618.1896 | 1079.5831 | 378.8064 | 565.1496 | 293.6489 | 435.6369 | 590.6037 | 690.4413 | 915.116 | 1047.3944
BaseCase SG | Gas Zone Daily Offtake Limit Gippsland | Gas Infrastructure Limitations by Gas Zone | 3870.9809 | 3556.8336 | 4371.959 | 1630.1829 | 3959.8284 | 2727.7185 | 7426.8545 | 4331.9871 | 4849.2174 | 7471.8082 | 11609.7036 | 9793.4713 | 9401.1264 | 17243.0856 | 29797.3718 | 29851.0648 | 27702.8747 | 23813.3349 | 29287.1683 | 46611.5379 | 42607.1525 | 39954.4288 | 59130.6058 | 50300.6985
BaseCase SG | Gas Zone Daily Offtake Limit Gladstone | Gas Infrastructure Limitations by Gas Zone | 0 | 0 | 0 | 0 | 3.3055e-05 | 6.8169e-05 | 3.3271e-06 | 3.4913e-06 | 3.4937e-06 | 3.9775e-06 | 4.4797e-06 | 5.3774e-06 | 5.9506e-06 | 6.1132e-06 | 7.6163e-06 | 6.9442e-06 | 8.2423e-06 | 1.0833e-05 | 2.127e-05 | 2.5825e-05 | 4.4793e-05 | 4.3028e-05 | 5.0568e-05 | 0.00083105
BaseCase SG | Gas Zone Daily Offtake Limit Kurri Kurri | Gas Infrastructure Limitations by Gas Zone | 0.00010986 | 11.7766 | 0.00010222 | 9.8365e-05 | 0.00026211 | 84.2799 | 1043.0974 | 373.4454 | 675.4886 | 1279.4879 | 1884.5965 | 2518.1727 | 512.5913 | 1873.9592 | 3075.322 | 2730.2978 | 445.8668 | 1073.3713 | 906.4186 | 1252.8115 | 768.3474 | 781.0661 | 1229.683 | 968.4103
BaseCase SG | Gas Zone Daily Offtake Limit Laverton North | Gas Infrastructure Limitations by Gas Zone | 54.9068 | 42.0921 | 889.9484 | 123.1762 | 204.571 | 0.00012853 | 6.4227e-06 | 7.0545e-06 | 170.6882 | 241.5448 | 269.1746 | 305.4075 | 44.91 | 827.9597 | 1934.1999 | 1305.3797 | 1510.2288 | 1360.7047 | 2669.7443 | 3287.314 | 2114.6538 | 956.9163 | 2854.5524 | 1733.2626
BaseCase SG | Gas Zone Daily Offtake Limit Melbourne | Gas Infrastructure Limitations by Gas Zone | 817.6681 | 656.1609 | 889.9484 | 810.8068 | 1013.156 | 0.00028352 | 1.5633e-05 | 212.524 | 911.3568 | 1361.2333 | 1289.007 | 1477.7543 | 1095.7288 | 3498.6893 | 3709.5242 | 11071.8835 | 10960.0315 | 9253.0567 | 16115.6071 | 19198.2508 | 28339.2023 | 26761.0733 | 47054.3347 | 41791.3657
BaseCase SG | Gas Zone Daily Offtake Limit Moomba | Gas Infrastructure Limitations by Gas Zone | 1621.8604 | 85.2309 | 0.00034808 | 76.8144 | 841.3288 | 350.5644 | 1224.358 | 373.4907 | 667.6522 | 1064.853 | 1500.2764 | 1260.1341 | 1106.4075 | 3166.7921 | 4331.5086 | 4536.5703 | 3405.0363 | 3749.3912 | 4165.1353 | 2769.2395 | 4.5739e-05 | 4.0446e-05 | 5.6506e-05 | 4.9727e-05
BaseCase SG | Gas Zone Daily Offtake Limit NQGP | Gas Infrastructure Limitations by Gas Zone | 135.1431 | 107.6772 | 223.8447 | 69.7157 | 69.7157 | 69.9067 | 69.7157 | 69.7157 | 69.7157 | 69.9067 | 229.7875 | 825.207 | 844.1778 | 1225.3461 | 1839.007 | 1093.9538 | 1972.5441 | 1968.2921 | 3129.5676 | 3444.5205 | 3313.5966 | 0 | 0 | 0
BaseCase SG | Gas Zone Daily Offtake Limit Newcastle | Gas Infrastructure Limitations by Gas Zone | 0.00033638 | 40.5954 | 0.00031225 | 0.00030062 | 0.0008932 | 84.2821 | 2253.2973 | 700.2313 | 1387.8397 | 2486.2619 | 3436.2546 | 4657.0749 | 3766.4588 | 6307.0937 | 10658.1247 | 8263.4179 | 9882.1295 | 13633.2945 | 11885.4691 | 16257.4743 | 12105.837 | 14528.7691 | 17936.0093 | 16351.209
BaseCase SG | Gas Zone Daily Offtake Limit Northern | Gas Infrastructure Limitations by Gas Zone | 2733.0921 | 1952.0569 | 3128.7105 | 1599.9875 | 788.4199 | 670.8767 | 1514.1588 | 1260.5874 | 514.9399 | 1275.2828 | 3504.5872 | 5761.9491 | 7745.9359 | 8895.7741 | 14531.6863 | 7222.7198 | 11918.947 | 13084.0858 | 28042.1801 | 27132.8212 | 20948.6605 | 16011.7802 | 21506.9588 | 36639.362
BaseCase SG | Gas Zone Daily Offtake Limit Port Campbell | Gas Infrastructure Limitations by Gas Zone | 420.7999 | 341.0857 | 2375.6038 | 491.0772 | 1729.1916 | 218.0013 | 384.6421 | 286.7661 | 1117.1893 | 1815.0704 | 1531.0051 | 1775.1969 | 1588.363 | 3792.9127 | 5715.7446 | 5065.1234 | 4195.2457 | 4187.7836 | 7118.0399 | 9332.654 | 6162.4027 | 0 | 0 | 0
BaseCase SG | Gas Zone Daily Offtake Limit Southern | Gas Infrastructure Limitations by Gas Zone | 13239.1507 | 9960.5924 | 12850.8077 | 5147.5849 | 13634.6921 | 5628.3856 | 18305.9452 | 8954.3671 | 13221.0269 | 20294.9453 | 29241.7914 | 22802.7122 | 21140.9517 | 44267.7246 | 69369.1754 | 74507.2274 | 67694.3627 | 66565.9969 | 75580.5663 | 102747.0304 | 99555.6558 | 92470.7217 | 149972.8037 | 124158.4175
BaseCase SG | Gordon Min Gen | Hydro min release | 631.8547 | 312.2521 | 665.8035 | 557.8037 | 2339.3009 | 2184.7733 | 2026.8954 | 954.0672 | 1333.1612 | 822.2109 | 962.1771 | 990.3926 | 1101.1775 | 1331.4998 | 910.0393 | 1220.6631 | 1215.1373 | 881.1838 | 1164.9216 | 1138.3112 | 1111.6699 | 1142.559 | 1311.7734 | 986.9173
BaseCase SG | ImportGroup_N9_Hydrogen | Group Network Import Constraints | 4714951.7754 | -2134120.4943 | -212979.0346 | -1659738.3274 | -2112783.4572 | -3530232.8644 | -3234042.8096 | -4197663.6238 | -4153424.2991 | -2897830.3732 | -4886607.2516 | -5415705.6343 | -3905105.9826 | -2603098.9003 | -4439920.5125 | -4690888.3044 | -7893503.106 | -4531140.6941 | -5258197.235 | -4039260.6595 | -3187137.6331 | -2681938.3922 | -2572566.8897 | -4624610.1247
BaseCase SG | ImportGroup_NSA1 | Group Network Import Constraints | -867211.3606 | -1779991.8107 | -1584721.5282 | -1484720.88 | -1225692.7567 | -1178826.6132 | -1063757.5415 | -970766.6369 | -1171676.5495 | -1123912.5038 | -1203264.6916 | -1205467.0332 | -1203629.3907 | -1201726.0502 | -1276385.7977 | -1252773.4342 | -1203697.313 | -1286908.2602 | -1200837.6303 | -584586.5878 | -1237962.1484 | -1714378.1496 | -1432078.1786 | -2297286.1653
BaseCase SG | ImportGroup_Q1_Hydrogen | Group Network Import Constraints | 858866.3041 | 860781.3171 | 947823.9385 | 1010433.7652 | 1146141.4424 | 1268548.8778 | -813759.8535 | -1245686.8174 | -1028801.3833 | -788765.8398 | -649949.2702 | -587881.1123 | -462129.7574 | -852711.8361 | -575978.4166 | -744312.7549 | -623471.3204 | -344695.0115 | -399514.1681 | -831987.7576 | -713819.5452 | -487223.231 | 79040.0772 | -566569.3059
BaseCase SG | ImportGroup_Q4_Hydrogen | Group Network Import Constraints | -5502976.7402 | -6230406.0669 | -4773283.9188 | -4376430.8637 | -4533057.7222 | -4750896.2467 | -3456239.9303 | -3124519.1684 | -3795804.4453 | -3667457.5949 | -4320566.9268 | -4482228.3609 | -3654528.0672 | -3347093.272 | -3827157.3796 | -3875903.5288 | -3675363.5638 | -1433241.5899 | -903402.26 | -221874.2721 | -536476.9328 | -1043255.3862 | 774508.3619 | 1679180.1443
BaseCase SG | ImportGroup_Q7_Hydrogen | Group Network Import Constraints | -598451.7188 | -2563438.1599 | -1898859.8379 | 539186.6046 | -243540.8563 | -380353.4625 | 179406.8867 | 284338.0964 | 177227.9817 | -425785.1051 | -498247.7142 | -1033223.8982 | -731606.7327 | -123625.2384 | -282085.9656 | -9122605.1994 | -10998333.9416 | -10102641.5071 | -10493248.4927 | -10501893.5075 | -12086354.4822 | -12470893.0283 | -13168199.4598 | -12889390.3819
BaseCase SG | ImportLimit_N12_Illawarra | REZ Network Import Constraints | 3796 | 3754.1143 | 3717.5665 | 3691.6985 | 85451.6986 | 242973.4079 | 492197.1145 | 853203.1146 | 1329548.9711 | 1619289.5141 | 1877425.1141 | 2101784.6846 | 2066205.5895 | 2236182.746 | 2323430.2807 | 2445596.9497 | 2624063.8019 | 2878691.1631 | 3160472.8156 | 3578220.7466 | 4040511.5955 | 4520569.7149 | 4957870.018 | 5335843.6025
BaseCase SG | ImportLimit_N1_North West NSW | REZ Network Import Constraints | -396363.1477 | -732344.1718 | -714446.9925 | -556023.6705 | -533098.8159 | -479086.3139 | -514197.2849 | -539001.0315 | -637779.3848 | -583702.1071 | -621321.2651 | -624779.9206 | -644061.4809 | -670562.1505 | -635758.3512 | -677388.4328 | -659868.5545 | -656165.6347 | -649103.6622 | -581967.6742 | -516310.4768 | -398961.9361 | -383047.9225 | -357553.8728
BaseCase SG | ImportLimit_N3_Central-West Orana | REZ Network Import Constraints | -3438927.0656 | -3837798.723 | -15420196.2452 | -36176629.018 | -36218952.5893 | -36148205.2235 | -35941335.7186 | -37091835.6817 | -37626870.5202 | -37350771.9648 | -36451653.8684 | -35620057.5496 | -36657807.0473 | -38093067.9618 | -37695050.8485 | -41135815.6688 | -39517624.1001 | -41371272.87 | -45413076.7707 | -44904896.7707 | -49734421.8953 | -50863390.9314 | -50116791.0143 | -54308008.8142
BaseCase SG | ImportLimit_N8_Cooma-Monaro | REZ Network Import Constraints | -324547.235 | -476263.9329 | -518661.8551 | -1076432.5782 | -1011459.2763 | -1001168.6431 | -889003.0187 | -812265.1538 | -909228.5001 | -781601.4742 | -663531.6018 | -591261.1208 | -681906.3942 | -642862.5245 | -410578.122 | -335765.1826 | -262783.4694 | -223178.7965 | -275331.6827 | -200305.7444 | -120554.0928 | -396371.8051 | -330728.0262 | -336777.8959
BaseCase SG | ImportLimit_Q1_Far North Qld | REZ Network Import Constraints | -929110.4856 | -983335.5853 | -1017334.7009 | -1063969.7199 | -1057094.4302 | -969930.6777 | -3107721.4597 | -3627009.0172 | -3503092.1972 | -3365146.4203 | -3286929.9146 | -3330990.0465 | -3311578.3896 | -3780744.4387 | -3537403.535 | -3819713.2719 | -3583382.0043 | -3393918.3738 | -3516079.0526 | -3984700.8279 | -3968678.6703 | -3686501.5916 | -3135550.6938 | -3729108.7057
BaseCase SG | ImportLimit_S3_Mid-North SA | REZ Network Import Constraints | -5249067.1096 | -5444747.1861 | -5050589.4427 | -5827881.1607 | -5389429.0043 | -6173510.0991 | -5369676.0336 | -5148640.9031 | -5937940.3585 | -5563876.6965 | -4958458.9097 | -5204700.9011 | -5203095.7709 | -3754937.9945 | -4313870.4646 | -4006455.0574 | -3989469.1769 | -3520581.2702 | -6646193.7433 | -7915088.5432 | -7155065.406 | -7074547.7765 | -5464540.8171 | -6037559.0205
BaseCase SG | ImportLimit_S7_Eastern Eyre Peninsula | REZ Network Import Constraints | -575232.5947 | -593285.4898 | -464528.5587 | -486283.7854 | -274852.8561 | -142782.4369 | -117123.5597 | -110436.0168 | -128508.3644 | -0.0095995 | -0.01005 | -0.010107 | -0.010248 | -0.010239 | -0.011185 | -0.011175 | -0.01116 | -0.011906 | -0.010691 | -0.037827 | -560289.1935 | -1046871.5355 | -902235.6362 | -1120049.5913
BaseCase SG | ImportLimit_T1_North East Tasmania | REZ Network Import Constraints | 0 | -0.0081559 | -869067.4408 | -654333.1321 | -805468.5462 | -907042.0141 | -899931.3197 | -915271.4099 | -880790.8215 | -1692697.1203 | -2207918.6805 | -2269961.0555 | -2289813.5257 | -2291662.5272 | -1800307.7417 | -1698146.1017 | -1719968.1467 | -1688678.8143 | -1669826.2082 | -1688659.5103 | -1625409.2495 | -1566252.6124 | -1643306.1327 | -1555392.5359
BaseCase SG | ImportLimit_T3_Central Highlands | REZ Network Import Constraints | -498399.5556 | -915699.849 | -1299301.7353 | -1998961.8074 | -4895723.1501 | -7048849.8457 | -7066429.2036 | -8711798.4012 | -10586333.0065 | -11328621.1641 | -11156048.8994 | -10829007.5959 | -11068756.8289 | -11241158.1466 | -9854936.005 | -9988654.5929 | -10094733.3937 | -10186805.5296 | -9683924.5076 | -9877804.1527 | -9980975.7051 | -9920844.417 | -10000548.051 | -10124061.9974
BaseCase SG | ImportLimit_V1_North West VIC | REZ Network Import Constraints | -1216024.3004 | -4044954.7282 | -8822171.6595 | -9079096.0313 | -8517521.6519 | -16380768.3434 | -22142318.4735 | -22690956.0239 | -22400428.0354 | -21590260.8445 | -21471243.4685 | -21518448.5649 | -20734849.221 | -20899631.391 | -21451785.0821 | -21615001.7447 | -21361295.7261 | -21942547.6605 | -21803761.5672 | -22091933.651 | -22292025.9896 | -22353456.7725 | -22129328.4941 | -21813325.7353
BaseCase SG | ImportLimit_V5_South West VIC | REZ Network Import Constraints | -9565209.1815 | -12357632.0644 | -13293838.7127 | -14076794.7183 | -12212523.2021 | -11298078.6712 | -10833728.8904 | -11538634.3211 | -10584088.9518 | -9945534.7923 | -9300853.902 | -8897655.3208 | -7203718.3417 | -5808117.8353 | -5513274.8572 | -5618446.7418 | -5123919.3647 | -5220357.1567 | -4243679.7205 | -1591250.548 | 165091.1178 | 1209050.0136 | 1866545.7922 | 2332653.8558
BaseCase SG | ImportLimit_V7_Central North VIC | REZ Network Import Constraints | -1557851.7734 | -1993602.0933 | -2847473.4556 | -3016233.8548 | -2901856.1947 | -2611898.4558 | -2539368.47 | -2801962.7878 | -2771927.8813 | -2151089.3098 | -2215748.5941 | -2023036.0125 | -1917998.9855 | -2174891.218 | -2366900.3715 | -2452629.9672 | -2440043.863 | -2593095.4547 | -2394242.2713 | -2451051.4729 | -2673531.8209 | -2571191.553 | -2662469.8812 | -2617975.724
BaseCase SG | Kareeya Min Gen | Hydro min release | 691.6405 | 609.6322 | 535.2271 | 591.4577 | 543.9276 | 473.9952 | 454.6678 | 547.16 | 589.388 | 528.3162 | 543.8633 | 567.9576 | 481.3196 | 565.4159 | 522.2235 | 554.2533 | 607.3925 | 500.4801 | 490.1065 | 462.6626 | 462.2966 | 477.2789 | 459.307 | 400.8128
BaseCase SG | Liapootah Min Gen | Hydro min release | 548.9279 | 623.1656 | 433.5725 | 520.5952 | 526.3742 | 406.3154 | 579.6931 | 501.3629 | 433.3974 | 400.1539 | 378.1912 | 490.3445 | 385.0208 | 397.9976 | 291.3948 | 296.6969 | 320.4523 | 302.3058 | 302.7312 | 307.4029 | 342.4972 | 367.1958 | 383.1136 | 327.1983
BaseCase SG | N >> 11-0_17-0 | NetworkConstraints | 19878432.3989 | 21133760.1739 | 21695186.3203 | 19366591.2836 | 19598943.1286 | 21435811.9383 | 21830870.6529 | 22588365.1125 | 22251991.0694 | 22511680.1037 | 22232157.9847 | 22396495.6986 | 22178627.2583 | 22156632.2852 | 23208987.9462 | 22746490.3348 | 23043931.4019 | 22206268.6119 | 21978221.4101 | 23086871.3197 | 21393934.2842 | 20753106.4203 | 21874163.9011 | 20710734.627
BaseCase SG | N >> 12-0_14-0_R | NetworkConstraints | 38998585.0046 | 41301834.3712 | 37657850.6948 | 40502731.1758 | 43243207.9437 | 45738075.6812 | 47202945.6757 | 48870883.8656 | 49813924.1387 | 50757374.8409 | 51124713.2648 | 51897977.2533 | 52168853.3651 | 52995963.654 | 51721106.7699 | 52575192.3046 | 52726141.2396 | 53478296.2064 | 55128470.4759 | 56189411.3706 | 56609164.5404 | 57194599.606 | 57943877.3727 | 58739531.7587
BaseCase SG | N >> 12-0_39-1_R | NetworkConstraints | 46560820.1157 | 49890403.1134 | 46122913.2436 | 47132695.7564 | 49037699.965 | 52135269.9298 | 53687734.8869 | 55718927.7916 | 56697618.7029 | 57747301.6336 | 58036753.258 | 58984632.0537 | 59214581.319 | 59917072.5682 | 58655057.301 | 59470912.1506 | 59787574.2662 | 60603468.2435 | 62123169.739 | 63239004.4965 | 63439114.3313 | 63983447.0913 | 64808966.5908 | 65546590.5857
BaseCase SG | N >> 16-0_8-0_R | NetworkConstraints | 20183530.91 | 24448313.1835 | 25302437.772 | 23280955.6926 | 23214994.567 | 26053353.8343 | 25993451.8669 | 28176667.8204 | 28649373.2554 | 29030313.832 | 28413354.943 | 29543501.7216 | 29227019.9718 | 27934739.1282 | 26528370.9993 | 26468062.9855 | 27397070.8856 | 28319335.0404 | 27096530.9053 | 25996965.6694 | 25693111.3812 | 25749012.113 | 24681325.6309 | 25247205.7426
BaseCase SG | N >> 17-0_11-0 | NetworkConstraints | 20266147.6696 | 21861171.8003 | 23014098.5613 | 20136412.8856 | 20178339.1861 | 22162622.8502 | 22551115.4472 | 23377946.417 | 23021974.7081 | 23271618.6395 | 22913770.522 | 23104928.1929 | 22790308.2953 | 22696057.8698 | 23511133.324 | 22971633.661 | 23274028.4199 | 22341231.3976 | 21981401.0475 | 23051668.1746 | 21215324.4085 | 20467257.8175 | 21566220.7186 | 20321814.8393
BaseCase SG | N >> 18-0_5-0 | NetworkConstraints | 0 | 0 | 0 | -2944865.3931 | 0 | 0 | 0 | 0 | 0 | 0 | 0 | 0 | 0 | 0 | 0 | 0 | 0 | 0 | 0 | 0 | 0 | 0 | 0 | 0
BaseCase SG | N >> 18-0_5-0_R | NetworkConstraints | 6524892.8542 | 5339746.486 | 5424621.0956 | 1804821.6093 | 4777691.2191 | 5402873.5266 | 5384250.7174 | 5805879.1282 | 5800933.543 | 5934077.3854 | 5748846.3726 | 5984745.0239 | 5846747.1554 | 5590632.138 | 5432011.8046 | 5194214.9268 | 5484327.0634 | 5549937.9545 | 5152591.0185 | 5043006.3978 | 4760456.0468 | 4674140.3067 | 4626806.7224 | 4495442.6295
BaseCase SG | N >> 31-0_32-0 | NetworkConstraints | 38326811.1651 | 35148093.8807 | 30039032.2186 | 28713310.5267 | 28743496.52 | 28798983.8738 | 29861581.9725 | 30568491.5912 | 31774811.8574 | 32738807.4646 | 34434631.8637 | 35094549.7422 | 36704998.8675 | 37766223.8129 | 39713524.3156 | 41172828.4942 | 41817378.922 | 43869792.5651 | 46106143.4178 | 46624675.2252 | 48851148.7343 | 51124641.0595 | 50911058.2232 | 52467637.9324
BaseCase SG | N >> 32-0_31-0 | NetworkConstraints | 38326768.5863 | 35148227.2797 | 30039144.3179 | 28713497.1711 | 28743748.505 | 28799230.969 | 29861834.4192 | 30568751.5971 | 31775076.0465 | 32739079.062 | 34434904.3776 | 35094824.1073 | 36705282.7604 | 37766517.6956 | 39713812.1332 | 41173129.0294 | 41817671.183 | 43870105.4209 | 46106472.353 | 46625009.7988 | 48851500.5709 | 51125004.6418 | 50911424.0239 | 52468016.5315
BaseCase SG | N >> 39-1_11-0 | NetworkConstraints | 36586408.1824 | 40847925.7215 | 39744142.8748 | 38461142.1161 | 39561783.4896 | 42926977.6834 | 43764402.6563 | 45816187.6059 | 46111001.3347 | 46826445.306 | 46576990.4432 | 47415575.905 | 47321451.2309 | 47151529.9717 | 47071978.7875 | 47120521.6402 | 47747743.8233 | 47899964.5826 | 47972869.007 | 48755637.5483 | 47711113.5549 | 47565799.1976 | 48251496.4512 | 48030362.4112
BaseCase SG | N >> 39-1_16-0 | NetworkConstraints | 35690000.3833 | 40134234.3038 | 39094375.3986 | 37928537.4544 | 38962903.3211 | 42338752.3928 | 43116587.5937 | 45278820.9859 | 45687175.9266 | 46402589.0547 | 46131657.2873 | 47065498.3008 | 46963222.6215 | 46665923.3004 | 46209660.4289 | 46328131.5575 | 47000693.1759 | 47380715.4306 | 47366022.4524 | 47851057.6346 | 47053545.1673 | 47013523.6038 | 47402747.7208 | 47434200.1154
BaseCase SG | N >> 39-1_17-0 | NetworkConstraints | 36125738.8449 | 40495706.7882 | 39720062.9843 | 38287104.3401 | 39318652.4521 | 42709662.0526 | 43532641.3548 | 45601395.9737 | 45898389.0323 | 46601795.2136 | 46319326.3909 | 47169235.3498 | 47030287.4751 | 46821986.0934 | 46579504.2591 | 46602632.1006 | 47224764.3271 | 47355119.698 | 47364755.8423 | 48091412.0061 | 47025007.0622 | 46843894.1721 | 47481524.2996 | 47256026.3396
BaseCase SG | N >> 39-1_3W-0 | NetworkConstraints | 37189937.9296 | 41373321.7458 | 40213701.0864 | 39023990.4798 | 40108735.3465 | 43555173.3481 | 44373220.582 | 46558992.8446 | 46946536.0705 | 47696248.6534 | 47428795.703 | 48362371.6449 | 48265585.7653 | 48006960.8103 | 47608388.1297 | 47685725.6732 | 48367012.3107 | 48717203.8128 | 48730633.119 | 49311163.6678 | 48445093.5422 | 48398695.236 | 48890146.0396 | 48860302.1935
BaseCase SG | N >> 39-1_5A6-0 | NetworkConstraints | 34309416.6478 | 39334345.0448 | 38404748.1423 | 36602483.3598 | 37599819.2118 | 41097846.8928 | 41855657.998 | 43985745.7353 | 44189736.7649 | 44901184.2238 | 44606517.9387 | 45524263.7181 | 45347791.3633 | 44970353.6034 | 44956324.9798 | 44812385.6987 | 45599466.8725 | 45754369.8955 | 45411677.8484 | 46040299.2085 | 44785432.0106 | 44557621.4202 | 45153884.1632 | 44762497.1058
BaseCase SG | N >> 39-1_8-0 | NetworkConstraints | 35644311.1511 | 40097387.2626 | 39021118.3191 | 37890000.4865 | 38924820.8013 | 42298416.5603 | 43071004.1741 | 45245193.1492 | 45668274.8135 | 46385524.5334 | 46116619.0397 | 47061227.6734 | 46964142.6764 | 46656205.2102 | 46172601.6292 | 46304013.9346 | 46982854.7798 | 47395542.1553 | 47379047.2848 | 47833539.5897 | 47071608.2108 | 47050364.1667 | 47408006.0579 | 47473190.0058
BaseCase SG | N >> 39-1_NIL | NetworkConstraints | 36535998.8005 | 40923832.1574 | 39697695.8347 | 38608143.7889 | 39707999.408 | 43068577.7576 | 43910537.2074 | 46032298.7096 | 46431524.6808 | 47165981.4477 | 46934669.7243 | 47834851.6328 | 47757144.6867 | 47558608.1361 | 47194055.5166 | 47331963.1105 | 47968572.3199 | 48300051.2559 | 48402028.6261 | 49020543.3272 | 48203373.765 | 48161439.8257 | 48673281.0272 | 48664221.9121
BaseCase SG | N >> 5A5_5P1 | NetworkConstraints | 0 | 0 | -919586.3552 | 10627465.2061 | 14321166.233 | 15303639.4424 | 15431069.8291 | 16393691.7382 | 16410594.7032 | 16419593.6661 | 15792838.1269 | 15345745.6397 | 15472498.9624 | 15588818.0593 | 14645720.2099 | 16443952.4247 | 15760481.1099 | 16430524.4364 | 18276744.2115 | 18011339.9787 | 19982583.4458 | 19897967.8268 | 19865929.2303 | 22069031.4638
BaseCase SG | N >> 5H5_5H6 | NetworkConstraints | 0 | 0 | 0 | 20525671.8506 | 34394610.7443 | 35090243.0837 | 35680158.5898 | 37187494.2364 | 38195400.5812 | 38724842.2135 | 39193114.8086 | 39252320.7644 | 40407193.2285 | 41172613.5866 | 40689261.0639 | 42953630.9025 | 42464587.6284 | 44095579.9613 | 46948921.9987 | 46503195.1602 | 49580175.672 | 51082217.6211 | 49975322.5561 | 52838406.0226
BaseCase SG | N >> 5P1_5A5 | NetworkConstraints | 0 | 0 | -2776958.8588 | 8045937.0368 | 9413259.7616 | 7466191.9727 | 6728724.6791 | 7044916.2625 | 7472610.7477 | 7074685.5547 | 6777870.6651 | 5095910.9494 | 7290946.9929 | 8550699.6669 | 11702864.6568 | 16069613.4557 | 14078922.1622 | 16494647.7899 | 22064500.718 | 21512453.0995 | 27604888.6723 | 29503223.4323 | 28498773.557 | 34004842.4471
BaseCase SG | N >> 5P1_5P2 | NetworkConstraints | 0 | 0 | -2959811.0595 | 4109165.5551 | 3496641.9041 | 464605.0844 | -543138.4951 | -709081.7247 | -177949.346 | -684981.0332 | -692556.2183 | -2550375.521 | 140936.584 | 1660253.8626 | 6185621.0516 | 10636390.0711 | 8530869.3771 | 11182582.071 | 17121482.1055 | 16581291.8286 | 23106886.1085 | 25549422.3019 | 24302824.5175 | 29952430.1158
BaseCase SG | N >> 76-0_77-0_R | NetworkConstraints | 23357728.6836 | 26779596.9542 | 26339488.1622 | 27274333.2199 | 27993386.3027 | 29395207.0251 | 30654264.1409 | 31834571.1455 | 33140422.0465 | 33799226.7926 | 34065307.5562 | 34800860.6968 | 34642925.6755 | 35339378.3991 | 30790680.9527 | 31744921.0954 | 31429261.8582 | 32392887.3436 | 33828730.0026 | 33682690.652 | 35114278.2324 | 35700296.8085 | 35319299.704 | 36892228.4371
BaseCase SG | N >> 8-0_16-0_R | NetworkConstraints | 19586909.4897 | 23928499.9834 | 24686330.7302 | 22843662.9147 | 22784530.3172 | 25599645.5496 | 25504248.0779 | 27731289.2329 | 28263257.4007 | 28645019.8387 | 28031599.866 | 29206318.1067 | 28907727.4483 | 27556604.2472 | 26024971.0857 | 26014922.076 | 26972585.1799 | 28033034.5505 | 26782951.4716 | 25534468.5968 | 25382426.167 | 25515261.6592 | 24296370.8353 | 25004449.5477
BaseCase SG | N >> 81-0_82-0 | NetworkConstraints | 31758128.0433 | 28250682.9769 | 12453078.768 | 0 | 0 | 0 | 0 | 0 | 0 | 0 | 0 | 0 | 0 | 0 | 0 | 0 | 0 | 0 | 0 | 0 | 0 | 0 | 0 | 0
BaseCase SG | N >> 81_82-0 | NetworkConstraints | 0 | 0 | 16594927.7065 | 21670147.1007 | 19607560.1284 | 18569685.822 | 18963859.2256 | 19064281.7406 | 19867188.9437 | 20468402.5778 | 22386264.466 | 22786198.1807 | 24355906.8378 | 24811847.1811 | 27103736.6576 | 28094765.431 | 28979526.1996 | 30204831.0283 | 31325679.4999 | 31011657.2143 | 32756087.7827 | 34854335.4213 | 33591031.7655 | 34294754.8226
BaseCase SG | N >> 82-0_81 | NetworkConstraints | 0 | 0 | 16780611.7174 | 22314481.2448 | 20234184.8772 | 19211821.7601 | 19572951.8935 | 19622638.6651 | 20381152.7885 | 20957523.1524 | 22825477.1511 | 23217716.1762 | 24723104.2191 | 25139531.5747 | 27411900.5919 | 28323413.7278 | 29240932.7541 | 30391786.058 | 31397654.9668 | 31106615.6936 | 32707949.0992 | 34721953.7597 | 33524401.4609 | 34126572.1407
BaseCase SG | N >> 82-0_81-0 | NetworkConstraints | 32841490.2044 | 29377374.672 | 12905887.6739 | 0 | 0 | 0 | 0 | 0 | 0 | 0 | 0 | 0 | 0 | 0 | 0 | 0 | 0 | 0 | 0 | 0 | 0 | 0 | 0 | 0
BaseCase SG | N >> 93-0_90-0_R | NetworkConstraints | 5484929.368 | 3404899.5612 | 6273826.0045 | -1801275.261 | -6888789.475 | -7443626.4466 | -7235318.5732 | -7556900.4218 | -7369882.1231 | -7172051.9277 | -6574666.354 | -6386386.2344 | -5987616.6226 | -5639809.4264 | -4383560.1312 | -4584021.4977 | -4316428.7411 | -3774007.3577 | -3626265.5097 | -3332664.5906 | -3127613.3784 | -2507044.964 | -2275067.2125 | -2330076.6704
BaseCase SG | N >> KEMPS_CK_2H1_2_KEMPS_CK_3H1_2 | NetworkConstraints | 3897499.8228 | 2691073.0133 | -2678389.3005 | 5066967.2725 | 8288661.2296 | 7171437.1168 | 7626564.5443 | 7782458.6895 | 8832775.4331 | 9354134.8682 | 10585865.675 | 10775603.1068 | 12362702.2871 | 13348448.0891 | 15067196.0327 | 16896421.2611 | 16948058.1082 | 19416267.9185 | 21896579.2863 | 21799214.8006 | 25083999.3783 | 27315135.7625 | 26733455.7606 | 29262012.5336
BaseCase SG | N >> MT_PIPER_2TH1_2_MT_PIPER_1TH1_2 | NetworkConstraints | 6131465.7852 | 8016421.9947 | 6447804.2707 | 8294675.8835 | 8040615.5737 | 9139392.8886 | 8123704.0474 | 9421858.1156 | 8246580.9539 | 8114231.1566 | 7376613.5065 | 6697230.3026 | 7775586.7301 | 7143176.7425 | 13576856.1428 | 14423279.1914 | 14595859.9967 | 15180043.3422 | 15618692.6238 | 15690128.1001 | 16049423.6001 | 16141128.5769 | 16298075.8049 | 17028422.1354
BaseCase SG | NNSW H2 Domestic Consumption Purchaser | Subregion flexible electricity load for Domestic H2 | 0 | 0 | 0 | 0 | 11.4714 | 32.8357 | 66.5597 | 115.4964 | 180.0493 | 219.288 | 254.324 | 284.7521 | 308.06 | 326.8929 | 340.6976 | 356.605 | 382.155 | 414.498 | 454.837 | 510.1136 | 572.7893 | 637.3937 | 697.9503 | 749.345
BaseCase SG | NQ H2 Domestic Consumption Purchaser | Subregion flexible electricity load for Domestic H2 | 0 | 0 | 0 | 0 | 3.3893 | 10.1174 | 21.8216 | 39.785 | 64.1357 | 79.0566 | 89.9714 | 98.3936 | 104.4943 | 109.6963 | 114.4523 | 121.4407 | 131.5564 | 143.2117 | 158.4083 | 181.6657 | 210.8657 | 245.3786 | 284.1493 | 322.7643
BaseCase SG | NSA H2 Domestic Consumption Purchaser | Subregion flexible electricity load for Domestic H2 | 0 | 0 | 0 | 0 | 1.2514 | 4.5489 | 11.1323 | 22.3693 | 38.4293 | 49.0443 | 58.0604 | 65.3871 | 70.1321 | 73.9849 | 77.6399 | 82.6464 | 90.2071 | 100.2326 | 113.0444 | 131.0871 | 152.6221 | 176.8054 | 202.2337 | 227.2907
BaseCase SG | NSW EIR Gen | Policies NSW | 0 | 8113.9451 | 8113.9453 | 25173.2086 | 25173.2086 | 25173.2087 | 25173.2087 | 25173.2087 | 25173.2087 | 25173.2087 | 28450.6135 | 29924.8894 | 30115.9504 | 30115.9504 | 32717.81 | 36565.8912 | 40899.4165 | 42628.8949 | 44749.0416 | 44749.0417 | 50201.9514 | 53559.0646 | 55062.9468 | 57724.8017
BaseCase SG | NSW EIR Storage MW | Policies NSW | 1.46e-05 | 4.758e-05 | 199.16 | 590.1601 | 590.1601 | 590.1601 | 590.1601 | 1381.41 | 1381.41 | 1381.41 | 1381.41 | 1381.41 | 1381.41 | 1381.41 | 1381.41 | 1381.41 | 1381.41 | 1381.41 | 1381.41 | 1381.41 | 1381.41 | 1381.41 | 1182.25 | 2213.4823
BaseCase SG | NSW EIR Storage MWh | Policies NSW | 0.00010585 | 0.00037698 | 1593.2801 | 4721.2805 | 4721.2805 | 4721.2805 | 4721.2805 | 11051.28 | 11051.28 | 11051.28 | 11051.28 | 11051.28 | 11051.28 | 11051.28 | 11051.28 | 11051.28 | 11051.28 | 11051.28 | 11051.28 | 11051.28 | 11051.2799 | 11051.2797 | 9458 | 17707.8583
BaseCase SG | PEC and Heywood Export | Special Constraints | 1151706.2971 | 377500.7388 | -76398.3303 | 99401.9538 | 270623.5462 | -249453.4638 | 467195.4831 | 1211809.9085 | 143561.9977 | 169080.4051 | 595877.3887 | 671983.0649 | 1074190.3007 | 2143588.1199 | 1557579.4051 | 1826075.3667 | 2417071.6896 | 2693067.6038 | 1160692.7408 | 688346.5605 | 1342869.4348 | 523763.0082 | 1657939.061 | 957182.2884
BaseCase SG | PEC and Heywood Import | Special Constraints | -1151706.2971 | -377500.7388 | 76398.3303 | -99401.9538 | -270623.5462 | 249453.4638 | -467195.4831 | -1211809.9085 | -143561.9977 | -169080.4051 | -595877.3887 | -671983.0649 | -1074190.3007 | -2143588.1199 | -1557579.4051 | -1826075.3667 | -2417071.6896 | -2693067.6038 | -1160692.7408 | -688346.5605 | -1342869.4348 | -523763.0082 | -1657939.061 | -957182.2884
BaseCase SG | Poatina Min Gen | Hydro min release | 259.7106 | 1459.9385 | 844.0313 | 388.118 | 2054.345 | 2908.1345 | 2068.8545 | 2387.461 | 1217.17 | 559.8596 | 783.7599 | 711.8509 | 1351.9989 | 1756.5926 | 995.5817 | 1149.7076 | 897.2566 | 824.2158 | 1081.1632 | 1091.7981 | 1274.8636 | 1371.565 | 1387.8187 | 1228.4622
BaseCase SG | Powering Australia Plan | Policies NEM | 0 | 1.5765e-06 | 2200.7871 | 5543.5101 | 0 | 0 | 0 | 0 | 0 | 0 | 0 | 0 | 0 | 0 | 0 | 0 | 0 | 0 | 0 | 0 | 0 | 0 | 0 | 0
BaseCase SG | REZ Access Scheme N3 | Policies NSW | 0 | 0.00025254 | 0.00026645 | 6704.7493 | 6704.7493 | 6704.7493 | 6704.7493 | 6704.7493 | 6193.4271 | 6193.4271 | 6193.4271 | 6193.4271 | 6193.4271 | 5293.6293 | 5304.4767 | 6361.4568 | 6552.0346 | 7028.9129 | 7215.6773 | 7215.6773 | 7622.3878 | 7700 | 7700 | 7700
BaseCase SG | REZ Access Scheme N5 | Policies NSW | 0 | 6.954e-05 | 0.0001095 | 0.0003285 | 0.0003285 | 0.0003294 | 0.0003285 | 0.0003285 | 0.0003285 | 0.0003294 | 0.0003285 | 0.0003285 | 0.0003285 | 0.0003294 | 0.0003285 | 0.0003285 | 0.0003285 | 0.0003294 | 0.0003285 | 0.0003285 | 0.0003285 | 0.00029646 | 0.0002628 | 0.00025915
BaseCase SG | REZ Landholder_NSW | Landholder Payments | 0 | 0 | 0 | 0 | 0 | 0 | 0 | 0 | 25.8669 | 25.8669 | 25.8669 | 25.8669 | 25.8669 | 71.3861 | 71.3861 | 75.3196 | 76.2454 | 79.1441 | 103.496 | 103.9384 | 126.6845 | 128.065 | 128.5467 | 131.9046
BaseCase SG | REZ Landholder_QLD | Landholder Payments | 0 | 0 | 0 | 0 | 0 | 0 | 0 | 0 | 0 | 0 | 0 | 0 | 0 | 0 | 0 | 0 | 0 | 0 | 0 | 0 | 0 | 0 | 0 | 0
BaseCase SG | REZ Landholder_VIC | Landholder Payments | 0 | 0 | 0 | 0 | 0 | 0 | 0 | 0 | 0 | 0 | 0 | 0 | 0 | 0 | 0 | 0 | 0 | 0 | 0 | 0 | 0 | 0 | 0 | 0
BaseCase SG | ResourceLimit_N12_Wind Medium | Resource Limits for REZ | 0 | 0 | 3.65e-06 | 7.3e-06 | 7.3e-06 | 1.098e-05 | 1.095e-05 | 1.095e-05 | 1.095e-05 | 1.098e-05 | 1.095e-05 | 1.095e-05 | 71 | 71 | 71 | 71 | 71 | 71 | 71 | 71 | 71 | 71 | 71 | 71
BaseCase SG | ResourceLimit_N2_Solar | Resource Limits for REZ | 0 | 2.562e-05 | 2.92e-05 | 6.935e-05 | 6.935e-05 | 6.954e-05 | 6.935e-05 | 6.935e-05 | 6.935e-05 | 6.954e-05 | 6.935e-05 | 6.935e-05 | 6.935e-05 | 6.954e-05 | 6.935e-05 | 6.935e-05 | 6.935e-05 | 6.954e-05 | 7.3e-05 | 7.3e-05 | 7.3e-05 | 7.32e-05 | 7.3e-05 | 6.935e-05
BaseCase SG | ResourceLimit_N2_Wind Medium | Resource Limits for REZ | 0 | 0 | 3.65e-06 | 7.3e-06 | 7.3e-06 | 7.32e-06 | 7.3e-06 | 7.3e-06 | 7.3e-06 | 7.32e-06 | 7.3e-06 | 7.3e-06 | 7.3e-06 | 7.32e-06 | 7.3e-06 | 7.3e-06 | 7.3e-06 | 7.32e-06 | 7.3e-06 | 7.3e-06 | 1.095e-05 | 628.4085 | 1020.0427 | 1216.3749
BaseCase SG | ResourceLimit_N3_Wind Medium | Resource Limits for REZ | 0 | 0 | 3.65e-06 | 7.3e-06 | 7.3e-06 | 7.32e-06 | 1.095e-05 | 1.095e-05 | 1.095e-05 | 1.098e-05 | 1.095e-05 | 7.3e-06 | 1.095e-05 | 1.098e-05 | 1.095e-05 | 45.5827 | 236.1605 | 770.3381 | 1427.137 | 1427.137 | 2795.97 | 3134.3315 | 3225.3268 | 3859.6
BaseCase SG | ResourceLimit_N5_Solar | Resource Limits for REZ | 0 | 3.294e-05 | 3.65e-05 | 0.0002409 | 0.0002409 | 0.00024156 | 0.0002409 | 0.0002409 | 0.0002409 | 0.00024156 | 0.0002409 | 0.0002409 | 0.0002409 | 0.00024156 | 0.0002409 | 0.0002409 | 0.0002409 | 0.00024156 | 0.0002409 | 0.0002409 | 0.0002409 | 0.00024156 | 0.0002409 | 0.0002409
BaseCase SG | ResourceLimit_N5_Wind Medium | Resource Limits for REZ | 0 | 0 | 3.65e-06 | 7.3e-06 | 7.3e-06 | 7.32e-06 | 7.3e-06 | 7.3e-06 | 7.3e-06 | 7.32e-06 | 7.3e-06 | 7.3e-06 | 7.3e-06 | 7.32e-06 | 7.3e-06 | 7.3e-06 | 7.3e-06 | 7.32e-06 | 7.3e-06 | 7.3e-06 | 7.3e-06 | 7.32e-06 | 7.3e-06 | 7.3e-06
BaseCase SG | ResourceLimit_N9_Solar | Resource Limits for REZ | 0 | 953 | 953 | 953.0009 | 953.0009 | 953.0009 | 953.0009 | 953.0009 | 953.0009 | 953.0009 | 953.0009 | 953.0009 | 953.0009 | 953.0009 | 953.0009 | 953.0009 | 1535.922 | 1535.922 | 1535.922 | 1535.922 | 1535.922 | 1535.922 | 1535.922 | 1535.922
BaseCase SG | ResourceLimit_N9_Wind Medium | Resource Limits for REZ | 0 | 0 | 3.65e-06 | 7.3e-06 | 7.3e-06 | 1.098e-05 | 1.095e-05 | 1.095e-05 | 1.095e-05 | 1.098e-05 | 1.095e-05 | 1.095e-05 | 1.46e-05 | 1.464e-05 | 1000 | 1000 | 1124 | 1124 | 1124 | 1124 | 1124 | 1124 | 1124 | 1124
BaseCase SG | ResourceLimit_Q8a_Solar | Resource Limits for REZ | 0 | 45.6205 | 45.6205 | 45.6205 | 45.6205 | 45.6205 | 45.6205 | 45.6205 | 45.6205 | 45.6205 | 45.6205 | 45.6205 | 45.6205 | 45.6205 | 45.6205 | 1356.9935 | 2113.86 | 2113.86 | 2113.86 | 2113.86 | 2275.81 | 2275.81 | 2275.81 | 2275.81
BaseCase SG | ResourceLimit_Q8c_Wind Medium | Resource Limits for REZ | 0 | 0 | 3.65e-06 | 3.65e-06 | 7.3e-06 | 7.32e-06 | 7.3e-06 | 7.3e-06 | 7.3e-06 | 686.7342 | 687.0846 | 1008 | 1008 | 1008 | 1008 | 1008 | 1008 | 1008 | 1008 | 1008 | 1008 | 1008 | 1008 | 1008
BaseCase SG | ResourceLimit_S6_Wind Medium | Resource Limits for REZ | 0 | 0 | 3.65e-06 | 3.65e-06 | 3.65e-06 | 3.66e-06 | 3.65e-06 | 3.65e-06 | 3.65e-06 | 3.66e-06 | 3.65e-06 | 3.65e-06 | 3.65e-06 | 3.66e-06 | 3.65e-06 | 3.65e-06 | 3.65e-06 | 3.66e-06 | 3.65e-06 | 3.65e-06 | 7.3e-06 | 7.32e-06 | 7.3e-06 | 7.3e-06
BaseCase SG | ResourceLimit_T1_Solar | Resource Limits for REZ | 0 | 7.32e-06 | 479.5891 | 479.5892 | 479.5892 | 479.5892 | 479.5892 | 479.5892 | 479.5892 | 479.5892 | 479.5892 | 479.5892 | 479.5892 | 479.5892 | 479.5892 | 479.5892 | 479.5892 | 479.5892 | 479.5892 | 479.5892 | 479.5892 | 479.5892 | 479.5892 | 479.5892
BaseCase SG | ResourceLimit_T3_Solar | Resource Limits for REZ | 0 | 3.66e-06 | 120.4109 | 570.4108 | 570.4108 | 570.4108 | 570.4108 | 570.4108 | 570.4108 | 570.4108 | 570.4108 | 570.4108 | 570.4108 | 570.4108 | 570.4108 | 570.4108 | 570.4108 | 570.4108 | 570.4108 | 570.4108 | 570.4108 | 570.4108 | 570.4108 | 570.4108
BaseCase SG | ResourceLimit_T3_Wind Medium | Resource Limits for REZ | 0 | 0 | 3.65e-06 | 7.3e-06 | 7.3e-06 | 7.32e-06 | 7.3e-06 | 7.3e-06 | 7.3e-06 | 7.32e-06 | 106.9922 | 106.9922 | 106.9922 | 106.9922 | 106.9922 | 106.9922 | 106.9922 | 106.9922 | 106.9922 | 106.9922 | 106.9922 | 106.9922 | 106.9922 | 106.9922
BaseCase SG | ResourceLimit_V1_Wind Medium | Resource Limits for REZ | 0 | 0 | 641.9689 | 828.2836 | 828.2836 | 828.2836 | 828.2836 | 828.2836 | 828.2836 | 828.2836 | 828.2836 | 828.2836 | 828.2836 | 828.2836 | 828.2836 | 828.2836 | 828.2836 | 828.2836 | 828.2836 | 828.2836 | 828.2836 | 828.2836 | 828.2836 | 828.2836
BaseCase SG | ResourceLimit_V5_Wind Medium | Resource Limits for REZ | 0 | 0 | 0.0010366 | 0.0010585 | 0.0010585 | 0.0010614 | 0.0010585 | 0.0010585 | 0.0010585 | 0.0010614 | 0.0010585 | 0.0010585 | 0.0010585 | 0.0010614 | 0.0010585 | 0.0010585 | 0.0010585 | 0.0010614 | 0.0010585 | 0.0010585 | 0.0010621 | 0.0010614 | 0.0010621 | 0.0010621
BaseCase SG | ResourceLimit_V7_Wind Medium | Resource Limits for REZ | 0 | 0 | 0.0002336 | 148.9648 | 148.9648 | 148.9648 | 148.9648 | 148.9648 | 148.9648 | 148.9648 | 148.9648 | 148.9648 | 148.9648 | 148.9648 | 148.9648 | 148.9648 | 148.9648 | 148.9648 | 148.9648 | 148.9648 | 148.9648 | 148.9648 | 148.9648 | 148.9648
BaseCase SG | SA Firming | Policies SA | 0 | 0 | 318.86 | 318.86 | 564.86 | 564.86 | 564.86 | 564.86 | 564.86 | 749.1823 | 749.1823 | 749.1823 | 749.1823 | 749.1823 | 749.1823 | 749.1823 | 749.1823 | 749.1823 | 911.4824 | 911.4824 | 1127.4783 | 1916.3389 | 1889.2554 | 2162.7228
BaseCase SG | SESA H2 Domestic Consumption Purchaser | Subregion flexible electricity load for Domestic H2 | 0 | 0 | 0 | 0 | 0.83429 | 3.0326 | 7.4301 | 14.9129 | 25.6021 | 32.7049 | 38.6896 | 43.5914 | 46.7721 | 49.332 | 51.7774 | 55.0629 | 60.1729 | 66.8217 | 75.3719 | 87.3914 | 101.7307 | 117.8529 | 134.8139 | 151.5271
BaseCase SG | SEV H2 Domestic Consumption Purchaser | Subregion flexible electricity load for Domestic H2 | 0 | 0 | 0 | 0 | 9.6464 | 31.2671 | 69.6361 | 128.0629 | 207.3721 | 256.2803 | 302.8423 | 349.2529 | 393.9393 | 437.9223 | 478.8486 | 520.4379 | 567.5229 | 614.9369 | 665.1007 | 730.1564 | 803.73 | 885.0731 | 967.943 | 1046.6114
BaseCase SG | SNSW H2 Domestic Consumption Purchaser | Subregion flexible electricity load for Domestic H2 | 0.41714 | 0.366 | 0.365 | 0.365 | 11.4714 | 32.8357 | 66.5597 | 115.4964 | 180.0493 | 219.288 | 254.324 | 284.7521 | 308.06 | 326.8929 | 340.6976 | 356.605 | 382.155 | 414.498 | 454.837 | 510.1136 | 572.7893 | 637.3937 | 697.9503 | 749.345
BaseCase SG | SNW Firming | Policies NSW | 8.395e-05 | 1068.0398 | 3172.1792 | 4810.6176 | 4810.6176 | 4810.6176 | 4810.6176 | 5601.8675 | 5601.8675 | 5601.8675 | 5601.8675 | 5601.8675 | 6046.4082 | 6046.4082 | 6046.4082 | 6046.4082 | 6653.9006 | 6653.9006 | 6653.9006 | 6653.9006 | 6653.9005 | 5585.8608 | 3481.7214 | 3031.1399
BaseCase SG | SNW H2 Domestic Consumption Purchaser | Subregion flexible electricity load for Domestic H2 | 2.92 | 2.8757 | 2.8416 | 2.8157 | 80.1957 | 229.7974 | 465.9171 | 808.5271 | 1260.345 | 1534.9631 | 1780.1891 | 1993.1607 | 2156.3679 | 2288.2491 | 2384.805 | 2496.235 | 2675.1371 | 2901.5389 | 3183.7289 | 3570.6907 | 4009.6814 | 4461.7826 | 4885.5744 | 5245.4671
BaseCase SG | SQ H2 Domestic Consumption Purchaser | Subregion flexible electricity load for Domestic H2 | 0 | 0 | 0 | 0 | 15.7993 | 47.1883 | 101.8079 | 185.6286 | 299.4043 | 368.9569 | 419.9539 | 459.2221 | 487.5357 | 511.9071 | 534.1454 | 566.7929 | 613.8779 | 668.2426 | 739.2991 | 847.8429 | 983.9357 | 1145.0657 | 1326.0821 | 1506.1464
BaseCase SG | SRET | Policies SA | 0 | -7.0341e-07 | 4.3447e-07 | 1.0771e-05 | 1.5587e-05 | 0.0011443 | 1.4627e-06 | 1810.1909 | 1.142e-06 | 3.26e-06 | 3.788e-06 | 956.8653 | 1524.7346 | 1976.2329 | 959.3134 | 1203.1713 | 2289.7338 | 2432.9914 | 803.6488 | 295.9501 | 933.463 | 1.9977e-05 | 2.7756e-05 | 7.6697e-06
BaseCase SG | Shared Upgrade_SNSW-CNSW Option 1 (HumeLink) | Shared REZ Upgrades | 0 | 2200 | 0 | 0 | 0 | 0 | 0 | 0 | 0 | 0 | 0 | 0 | 0 | 0 | 0 | 0 | 0 | 0 | 0 | 0 | 0 | 0 | 0 | 0
BaseCase SG | Snowy 2.0 - Gen | Special Constraints | 0 | 0 | 1805037.1165 | 3984732.9877 | 4901402.4587 | 4504389.9137 | 4406370.0051 | 4257038.0855 | 5165323.9883 | 5093399.5647 | 4586582.1689 | 4892710.4521 | 4484254.8013 | 4928660.6366 | 4876826.3315 | 4511879.4142 | 4930595.0114 | 4753963.9712 | 4503504.2632 | 4287187.757 | 5073707.8717 | 5161049.8876 | 5129442.6815 | 5296500.4263
BaseCase SG | Snowy 2.0 - Pump | Special Constraints | 0 | 0 | 2529350.7872 | 5627123.6497 | 6024778.6398 | 5997267.812 | 5809101.5617 | 5690950.3084 | 7006957.7057 | 6813743.2304 | 6208067.9199 | 6207330.3266 | 6469988.015 | 6307835.7313 | 6450622.3343 | 6493588.3547 | 6408442.6145 | 6104465.3804 | 6253231.1997 | 5855082.2061 | 6518630.0753 | 7366847.0386 | 6899728.4908 | 7252884.034
BaseCase SG | Sys Strength Requirement - Efficient Level CNSW | System Strength Requiements- Efficient | 0 | 0 | 0 | 0 | -3.65e-06 | 0 | -3.65e-06 | 0 | -3.65e-06 | -3.66e-06 | 0 | -1.095e-05 | -1.095e-05 | -7.32e-06 | -3.65e-06 | -3.65e-06 | -3.65e-06 | -3.66e-06 | 0 | -3.65e-06 | 0 | 0 | 0 | -3.65e-06
BaseCase SG | Sys Strength Requirement - Efficient Level CQ | System Strength Requiements- Efficient | 0 | 0 | -3.65e-06 | 0 | -1.095e-05 | -7.32e-06 | -7.3e-06 | -7.3e-06 | -1.095e-05 | -7.32e-06 | 0 | 0 | 0 | 0 | 0 | 0 | 0 | 0 | 0 | 0 | 0 | -3.66e-06 | 0 | 0
BaseCase SG | Sys Strength Requirement - Efficient Level CSA | System Strength Requiements- Efficient | 0 | 0 | 0 | 0 | 0 | -2.196e-05 | -2.555e-05 | -2.555e-05 | -2.555e-05 | -2.562e-05 | -2.555e-05 | -3.65e-05 | -2.555e-05 | -2.928e-05 | -2.92e-05 | -2.92e-05 | -2.92e-05 | -7.32e-06 | 3.65e-06 | 7.3e-06 | 7.3e-06 | -3.66e-06 | 7.3e-06 | 3.65e-06
BaseCase SG | Sys Strength Requirement - Efficient Level GG | System Strength Requiements- Efficient | 0 | 0 | -0.0002774 | -0.00018615 | -0.015078 | -0.01561 | 0 | 0 | 0 | 0 | 0 | 0 | 0 | 0 | 0 | 0 | 0 | 0 | -0.0014417 | -7.665e-05 | -0.00014235 | -0.00018666 | -0.0001314 | -0.00031755
BaseCase SG | Sys Strength Requirement - Efficient Level MEL | System Strength Requiements- Efficient | 0 | 0 | 0 | -3.65e-06 | 0 | -3.294e-05 | -3.65e-05 | -4.015e-05 | 0 | -3.66e-06 | -3.65e-06 | -1.095e-05 | -1.095e-05 | -1.098e-05 | -1.095e-05 | -1.095e-05 | -1.095e-05 | -1.464e-05 | -1.095e-05 | -1.095e-05 | -3.65e-06 | 0 | 0 | 0
BaseCase SG | Sys Strength Requirement - Efficient Level NNSW | System Strength Requiements- Efficient | 0 | 0 | -3.65e-06 | -3.65e-06 | -3.65e-06 | -3.294e-05 | -3.285e-05 | -3.285e-05 | -3.285e-05 | -3.66e-05 | 0 | -7.3e-06 | -7.3e-06 | -7.32e-06 | -3.65e-06 | -7.3e-06 | 0 | 0 | 0 | 0 | 0 | 0 | 0 | 0
BaseCase SG | Sys Strength Requirement - Efficient Level NQ | System Strength Requiements- Efficient | 0 | 0 | -7.3e-06 | -1.095e-05 | -3.65e-06 | 0 | 0 | 0 | 0 | 0 | 0 | 0 | 0 | 0 | 0 | 0 | 0 | 0 | -1.46e-05 | -0.0026316 | -9.855e-05 | -0.0001281 | -0.0001971 | -0.0002409
BaseCase SG | Sys Strength Requirement - Efficient Level NSA | System Strength Requiements- Efficient | 0 | 0 | 0 | 0 | -3.65e-06 | -7.32e-06 | -1.46e-05 | -1.46e-05 | -1.46e-05 | 0 | -3.65e-06 | -7.3e-06 | -7.3e-06 | -7.32e-06 | -7.3e-06 | -7.3e-06 | -7.3e-06 | -1.098e-05 | -1.095e-05 | 0 | 0 | -1.83e-05 | -7.3e-06 | -7.3e-06
BaseCase SG | Sys Strength Requirement - Efficient Level SESA | System Strength Requiements- Efficient | 0 | 0 | 0 | 0 | 0 | 0 | 0 | 0 | 0 | 0 | 0 | 0 | 0 | 0 | 0 | 0 | 0 | 0 | 0 | 0 | 0 | -3.66e-06 | 0 | 0
BaseCase SG | Sys Strength Requirement - Efficient Level SEV | System Strength Requiements- Efficient | 0 | 0 | 0 | 0 | -1.095e-05 | 0 | -0.0059349 | -0.0067853 | -0.0030003 | -0.0023936 | -0.0016972 | -0.0023725 | -0.013523 | -0.0016909 | -0.0040624 | -0.011012 | -0.017447 | -0.017348 | 0 | 0 | 0 | -5.49e-05 | 0 | 3.65e-06
BaseCase SG | Sys Strength Requirement - Efficient Level SNSW | System Strength Requiements- Efficient | 0 | 0 | -3.65e-06 | -7.3e-06 | -1.46e-05 | 0 | 0 | -3.65e-06 | 0 | -1.464e-05 | -1.825e-05 | -3.65e-06 | -1.46e-05 | -1.464e-05 | -1.46e-05 | 0 | -1.825e-05 | -3.66e-06 | -2.19e-05 | 0 | -3.65e-06 | -3.66e-05 | 3.65e-06 | 3.65e-06
BaseCase SG | Sys Strength Requirement - Efficient Level SNW | System Strength Requiements- Efficient | -1.825e-05 | -1.83e-05 | 0 | 3.65e-06 | -1.095e-05 | -6.954e-05 | -6.935e-05 | 3.65e-06 | 3.65e-06 | 3.66e-06 | 0 | -3.65e-06 | 0 | -7.32e-06 | 0 | 0 | 0 | -1.098e-05 | -1.46e-05 | -1.46e-05 | -3.65e-06 | 0 | -2.92e-05 | -1.095e-05
BaseCase SG | Sys Strength Requirement - Efficient Level SQ | System Strength Requiements- Efficient | 0 | 0 | -3.65e-06 | 3.65e-06 | -3.65e-06 | -8.052e-05 | 0 | -3.65e-06 | -3.65e-06 | 0 | -3.65e-06 | -3.65e-06 | -3.65e-06 | -3.66e-06 | -3.65e-06 | -3.65e-06 | -3.65e-06 | -1.098e-05 | 0 | -3.65e-06 | -7.3e-06 | 0 | 0 | 0
BaseCase SG | Sys Strength Requirement - Efficient Level TAS | System Strength Requiements- Efficient | 0 | -1.098e-05 | -3.65e-06 | -3.65e-06 | -1.095e-05 | -4.758e-05 | -5.11e-05 | 0 | -3.65e-06 | -3.66e-06 | -3.65e-06 | -3.65e-06 | -1.095e-05 | -7.32e-06 | -3.65e-06 | -7.3e-06 | -7.3e-06 | -7.32e-06 | -1.46e-05 | -1.095e-05 | -1.46e-05 | 0 | 0 | 0
BaseCase SG | Sys Strength Requirement - Efficient Level WNV | System Strength Requiements- Efficient | 0 | 0 | -3.65e-06 | 0 | -3.65e-05 | -2.562e-05 | 3.65e-06 | 3.65e-06 | 3.65e-06 | 3.66e-06 | 3.65e-06 | 0.000146 | -0.0061466 | -0.0015665 | -0.013494 | -0.011738 | -0.011946 | -0.0026572 | -0.000146 | -0.00012775 | -0.0001022 | 0 | 0 | 0
BaseCase SG | Sys Strength Requirement - Min Fault Level CNSW | System Strength Requiements - Minimum | 0 | 0 | 0 | 0 | 0 | 0 | 0 | 0 | 0 | 0 | 0 | 0 | 0 | 0 | 701 | 701 | 701 | 701 | 701 | 701 | 701 | 701 | 701 | 701
BaseCase SG | Sys Strength Requirement - Min Fault Level CQ | System Strength Requiements - Minimum | 0 | 0 | 0 | 0 | 0 | 0 | 0 | 0 | 0 | 0 | 0 | 0 | 0 | 0 | 0 | 0 | 0 | 0 | 0 | 0 | 0 | 0 | 0 | 513
BaseCase SG | Sys Strength Requirement - Min Fault Level GG | System Strength Requiements - Minimum | 0 | 0 | 0 | 286.9 | 286.9 | 286.9 | 286.9 | 286.9 | 286.9 | 286.9 | 286.9 | 286.9 | 286.9 | 286.9 | 286.9 | 286.9 | 286.9 | 286.9 | 286.9 | 286.9 | 286.9 | 286.9 | 286.9 | 286.9
BaseCase SG | Sys Strength Requirement - Min Fault Level SEV | System Strength Requiements - Minimum | 0 | 0 | 0 | 0 | 0 | 0 | 0 | 0 | 823.1 | 823.1 | 823.1 | 823.1 | 823.1 | 823.1 | 823.1 | 823.1 | 823.1 | 823.1 | 823.1 | 823.1 | 823.1 | 823.1 | 823.1 | 823.1
BaseCase SG | Sys Strength Requirement - Min Fault Level SNW | System Strength Requiements - Minimum | 0 | 0 | 0 | 0 | 717.2 | 717.2 | 717.2 | 717.2 | 717.2 | 717.2 | 717.2 | 717.2 | 717.2 | 717.2 | 717.2 | 717.2 | 717.2 | 717.2 | 717.2 | 717.2 | 717.2 | 717.2 | 717.2 | 717.2
BaseCase SG | Sys Strength Requirement - Min Fault Level SQ | System Strength Requiements - Minimum | 0 | 0 | 0 | 0 | 0 | 0 | 0 | 0 | 0 | 0 | 0 | 0 | 0 | 0 | 0 | 0 | 0 | 0 | 0 | 0 | 0 | 0 | 0 | 588.4
BaseCase SG | TAS H2 Domestic Consumption Purchaser | Subregion flexible electricity load for Domestic H2 | 0 | 0 | 0 | 0 | 3.5457 | 9.49 | 18.3801 | 30.7121 | 46.4071 | 54.4037 | 62.0491 | 69.9236 | 77.7971 | 86.0629 | 94.2471 | 102.8779 | 114.5579 | 129.9571 | 151.8383 | 185.0029 | 227.9164 | 276.9594 | 326.8539 | 372.9257
BaseCase SG | TRET | Policies TAS | 9764.4511 | 11280.5008 | 11313.4713 | 11401.4307 | 15522.7416 | 16528 | 17056 | 17582 | 18109 | 18635 | 19161 | 19688 | 20215 | 20741 | 15551.258 | 15712.2596 | 15863.4704 | 15705.4059 | 15600.5585 | 15733.0817 | 16839.6593 | 17403.6028 | 17926.3925 | 17424.4758
BaseCase SG | Tarraleah Max Energy Day | Hydro min release | 145.7946 | 193.5993 | 143.18 | 92.508 | 158.0345 | 138.934 | 192.5266 | 150.9519 | 144.6247 | 100.0141 | 149.345 | 138.2704 | 140.2312 | 192.1278 | 114.0174 | 154.6018 | 137.4686 | 128.1104 | 164.2562 | 144.4989 | 135.0565 | 150.8456 | 159.4978 | 118.6025
BaseCase SG | Tarraleah Min Flow | Hydro min release | 145.7946 | 193.5993 | 143.18 | 92.508 | 158.0345 | 138.934 | 192.5266 | 150.9519 | 144.6247 | 100.0141 | 149.345 | 138.2704 | 140.2312 | 192.1278 | 114.0174 | 154.6018 | 137.4686 | 128.1104 | 164.2562 | 144.4989 | 135.0565 | 150.8456 | 159.4978 | 118.6025
BaseCase SG | Tarraleah Min Gen | Hydro min release | 573.6759 | 625.2261 | 506.5226 | 346.6272 | 661.0293 | 581.1609 | 805.3388 | 631.4317 | 604.965 | 418.3589 | 624.7101 | 578.3851 | 586.587 | 803.6705 | 476.9346 | 646.6992 | 575.0311 | 535.8856 | 687.0837 | 604.4389 | 564.9412 | 630.987 | 667.1794 | 496.1141
BaseCase SG | VIC Storage | Policies VIC | 0 | 1220.0001 | 1271.7901 | 1271.7901 | 1271.7901 | 1271.7901 | 1271.7901 | 1271.7901 | 1404.533 | 1404.533 | 1404.533 | 1404.533 | 1404.533 | 1404.533 | 1404.533 | 1404.533 | 1404.533 | 1404.533 | 1404.533 | 1404.533 | 1404.533 | 184.5329 | 132.7429 | 132.7429
BaseCase SG | VOWT | Policies VIC | 0 | 0 | 0 | 0 | 0 | 2000 | 2667 | 3333 | 4000 | 5000 | 6000 | 7000 | 8000 | 9000 | 9000 | 9000 | 9000 | 9000 | 9000 | 9000 | 9000 | 9000 | 9000 | 9000
BaseCase SG | VRET | Policies VIC | 0 | 4368.7232 | 7257.3802 | 11470.0518 | 7984.7904 | 6311.5611 | 3215.2186 | 5.7334e-08 | 3126.2449 | 0 | 0 | 0 | 0 | 0 | 0 | 0 | 0 | 0 | 0 | 0 | 0 | 0 | 0 | 0
BaseCase SG | WNV H2 Domestic Consumption Purchaser | Subregion flexible electricity load for Domestic H2 | 70.7579 | 69.8803 | 68.7497 | 67.89 | 117.0607 | 281.4823 | 626.7761 | 1152.3571 | 1866.5057 | 2306.6537 | 2725.4504 | 3143.0671 | 3545.4536 | 3941.3266 | 4309.7151 | 4683.8364 | 5107.81 | 5534.5626 | 5985.9327 | 6571.4079 | 7233.3614 | 7965.6574 | 8711.4874 | 9419.7114
BaseCase SG | Wayatinah Min Gen | Hydro min release | 224.7284 | 270.5047 | 181.498 | 233.1391 | 235.5016 | 195.6164 | 259.8795 | 205.9686 | 194.2102 | 179.4553 | 169.573 | 219.5857 | 172.9503 | 178.6002 | 130.563 | 132.929 | 143.6461 | 135.4139 | 135.6957 | 137.7602 | 153.6892 | 164.6108 | 171.7309 | 146.7808
Option 2 SG | 2030 Emissions Budget 1 | Emissions DLT | 100866.6382 | 75407.3326 | 53729.8547 | 29635.1614 | 0 | 0 | 0 | 0 | 0 | 0 | 0 | 0 | 0 | 0 | 0 | 0 | 0 | 0 | 0 | 0 | 0 | 0 | 0 | 0
Option 2 SG | 2035 Emissions Target | Emissions DLT | 0 | 0 | 0 | 0 | 0 | 0 | 0 | 0 | 16892.6211 | 0 | 0 | 0 | 0 | 0 | 0 | 0 | 0 | 0 | 0 | 0 | 0 | 0 | 0 | 0
Option 2 SG | 2050 Emissions Budget 1 | Emissions DLT | 100866.6382 | 75407.3326 | 53729.8547 | 29635.1614 | 27929.3429 | 26746.7265 | 0 | 0 | 0 | 0 | 0 | 0 | 0 | 0 | 0 | 0 | 0 | 0 | 0 | 0 | 0 | 0 | 0 | 0
Option 2 SG | 2050 Emissions Budget 2 | Emissions DLT | 0 | 0 | 0 | 0 | 0 | 0 | 28310.6732 | 26168.17 | 16892.6211 | 17840.1231 | 17509.8696 | 15918.6167 | 0 | 0 | 0 | 0 | 0 | 0 | 0 | 0 | 0 | 0 | 0 | 0
Option 2 SG | 2050 Emissions Budget 3 | Emissions DLT | 0 | 0 | 0 | 0 | 0 | 0 | 0 | 0 | 0 | 0 | 0 | 0 | 17826.7484 | 20441.8255 | 17979.8985 | 17131.2478 | 15435.7197 | 14350.5969 | 0 | 0 | 0 | 0 | 0 | 0
Option 2 SG | 2050 Emissions Budget 4 | Emissions DLT | 0 | 0 | 0 | 0 | 0 | 0 | 0 | 0 | 0 | 0 | 0 | 0 | 0 | 0 | 0 | 0 | 0 | 0 | 14533.3017 | 14468.6947 | 13107.1939 | 12191.7958 | 15548.0866 | 8448.6273
Option 2 SG | 2050 Emissions Budget NSW 1 | Emissions DLT | 29059.7427 | 24163.854 | 11064.4875 | 5403.2332 | 2481.5343 | 2416.339 | 0 | 0 | 0 | 0 | 0 | 0 | 0 | 0 | 0 | 0 | 0 | 0 | 0 | 0 | 0 | 0 | 0 | 0
Option 2 SG | 2050 Emissions Budget NSW 2 | Emissions DLT | 0 | 0 | 0 | 0 | 0 | 0 | 3806.6107 | 2990.3924 | 4112.107 | 4528.6524 | 5422.9362 | 5901.5401 | 0 | 0 | 0 | 0 | 0 | 0 | 0 | 0 | 0 | 0 | 0 | 0
Option 2 SG | 2050 Emissions Budget NSW 3 | Emissions DLT | 0 | 0 | 0 | 0 | 0 | 0 | 0 | 0 | 0 | 0 | 0 | 0 | 5318.5927 | 6264.9023 | 2456.2756 | 2223.881 | 2198.268 | 2177.9159 | 0 | 0 | 0 | 0 | 0 | 0
Option 2 SG | 2050 Emissions Budget NSW 4 | Emissions DLT | 0 | 0 | 0 | 0 | 0 | 0 | 0 | 0 | 0 | 0 | 0 | 0 | 0 | 0 | 0 | 0 | 0 | 0 | 2247.5277 | 3153.1223 | 2828.217 | 2781.3188 | 3917.1068 | 3387.1458
Option 2 SG | 2050 Emissions Budget QLD 1 | Emissions DLT | 35540.5329 | 25250.9642 | 23372.7129 | 14795.0211 | 15664.4737 | 14903.5524 | 0 | 0 | 0 | 0 | 0 | 0 | 0 | 0 | 0 | 0 | 0 | 0 | 0 | 0 | 0 | 0 | 0 | 0
Option 2 SG | 2050 Emissions Budget QLD 2 | Emissions DLT | 0 | 0 | 0 | 0 | 0 | 0 | 14769.5531 | 13716.4966 | 12391.3412 | 12726.8695 | 11268.2755 | 9527.464 | 0 | 0 | 0 | 0 | 0 | 0 | 0 | 0 | 0 | 0 | 0 | 0
Option 2 SG | 2050 Emissions Budget QLD 3 | Emissions DLT | 0 | 0 | 0 | 0 | 0 | 0 | 0 | 0 | 0 | 0 | 0 | 0 | 12017.545 | 13022.7246 | 14044.0423 | 13028.5381 | 11688.6942 | 10598.4559 | 0 | 0 | 0 | 0 | 0 | 0
Option 2 SG | 2050 Emissions Budget QLD 4 | Emissions DLT | 0 | 0 | 0 | 0 | 0 | 0 | 0 | 0 | 0 | 0 | 0 | 0 | 0 | 0 | 0 | 0 | 0 | 0 | 10479.1963 | 9153.8086 | 7788.9983 | 7357.624 | 7686.2994 | 2028.0966
Option 2 SG | 2050 Emissions Budget SA 1 | Emissions DLT | 447.9245 | 286.6746 | 277.2867 | 124.1616 | 392.4945 | 147.6741 | 0 | 0 | 0 | 0 | 0 | 0 | 0 | 0 | 0 | 0 | 0 | 0 | 0 | 0 | 0 | 0 | 0 | 0
Option 2 SG | 2050 Emissions Budget SA 2 | Emissions DLT | 0 | 0 | 0 | 0 | 0 | 0 | 469.6641 | 195.8811 | 280.6329 | 409.8115 | 655.7631 | 299.8939 | 0 | 0 | 0 | 0 | 0 | 0 | 0 | 0 | 0 | 0 | 0 | 0
Option 2 SG | 2050 Emissions Budget SA 3 | Emissions DLT | 0 | 0 | 0 | 0 | 0 | 0 | 0 | 0 | 0 | 0 | 0 | 0 | 279.4515 | 702.4697 | 881.4225 | 911.8999 | 713.4471 | 829.2614 | 0 | 0 | 0 | 0 | 0 | 0
Option 2 SG | 2050 Emissions Budget SA 4 | Emissions DLT | 0 | 0 | 0 | 0 | 0 | 0 | 0 | 0 | 0 | 0 | 0 | 0 | 0 | 0 | 0 | 0 | 0 | 0 | 588.263 | 634.0959 | 570.0718 | 582.0469 | 1358.7923 | 766.7301
Option 2 SG | 2050 Emissions Budget VIC 1 | Emissions DLT | 35818.4381 | 25705.8398 | 19015.3676 | 9312.7455 | 9390.8404 | 9279.161 | 0 | 0 | 0 | 0 | 0 | 0 | 0 | 0 | 0 | 0 | 0 | 0 | 0 | 0 | 0 | 0 | 0 | 0
Option 2 SG | 2050 Emissions Budget VIC 2 | Emissions DLT | 0 | 0 | 0 | 0 | 0 | 0 | 9264.8452 | 9265.3999 | 108.54 | 173.6578 | 159.208 | 186.5204 | 0 | 0 | 0 | 0 | 0 | 0 | 0 | 0 | 0 | 0 | 0 | 0
Option 2 SG | 2050 Emissions Budget VIC 3 | Emissions DLT | 0 | 0 | 0 | 0 | 0 | 0 | 0 | 0 | 0 | 0 | 0 | 0 | 206.3006 | 442.2586 | 590.7108 | 960.3373 | 830.1007 | 740.7329 | 0 | 0 | 0 | 0 | 0 | 0
Option 2 SG | 2050 Emissions Budget VIC 4 | Emissions DLT | 0 | 0 | 0 | 0 | 0 | 0 | 0 | 0 | 0 | 0 | 0 | 0 | 0 | 0 | 0 | 0 | 0 | 0 | 1211.4048 | 1520.2049 | 1913.7806 | 1468.4781 | 2576.419 | 2260.6628
Option 2 SG | Basslink Daily Energy Limit | Special Constraints | -1370.5928 | -288.408 | -287.568 | -287.568 | -287.568 | -985.8712 | -694.8362 | -521.2829 | -1442.9355 | -2004.5732 | -1855.0025 | -1650.7216 | -1538.5911 | -1462.5584 | -2573.2115 | -2571.2037 | -2601.4384 | -2648.5115 | -2669.029 | -2699.2526 | -2472.467 | -2340.8324 | -2354.1506 | -2429.4788
Option 2 SG | Borumba - Gen | Special Constraints | 0 | 0 | 0 | 0 | 0 | 0 | 0 | 0 | 0 | 0 | 0 | 0 | 0 | 0 | 0 | 3540628.386 | 3590643.704 | 3992563.5798 | 4021114.9649 | 4027873.8193 | 3682227.8964 | 4149049.3633 | 4123503.5168 | 4303993.6455
Option 2 SG | Borumba - Pump | Special Constraints | 0 | 0 | 0 | 0 | 0 | 0 | 0 | 0 | 0 | 0 | 0 | 0 | 0 | 0 | 0 | 4798495.6725 | 4834970.513 | 5316130.6763 | 5415643.0504 | 5473760.8846 | 4933036.9645 | 5580167.1297 | 5567303.538 | 5767816.6566
Option 2 SG | CIS Dispatchable NSW | Policies NEM | 7.3e-06 | 1068.04 | 3172.1799 | 4810.617 | 4810.617 | 4810.617 | 4810.617 | 5601.867 | 5601.867 | 5601.867 | 5601.867 | 5601.867 | 5601.867 | 5601.867 | 5601.867 | 5601.867 | 5601.867 | 5601.867 | 5601.867 | 5601.867 | 5601.867 | 4533.827 | 2429.6871 | 2345.451
Option 2 SG | CIS Dispatchable SA | Policies NEM | 0 | 788 | 1106.86 | 1106.86 | 1106.86 | 1106.86 | 1106.86 | 1106.86 | 1106.86 | 1291.1823 | 1291.1823 | 1291.1823 | 1291.1823 | 1291.1823 | 1291.1823 | 1291.1823 | 1291.1823 | 1291.1823 | 1291.1823 | 1291.1823 | 1291.1823 | 623.778 | 304.918 | 627.6448
Option 2 SG | CIS Dispatchable VIC | Policies NEM | 0 | 1220 | 1271.79 | 1271.79 | 1271.79 | 1271.79 | 1271.79 | 1271.79 | 1271.79 | 1271.79 | 1271.79 | 1271.79 | 1271.79 | 1271.79 | 1271.79 | 1271.79 | 1271.79 | 1271.79 | 1271.79 | 1271.79 | 1271.79 | 51.79 | 2.555e-05 | 2.92e-05
Option 2 SG | CIS Gen NSW | Policies NEM | 0 | 3505.8425 | 3505.8425 | 10614.07 | 10614.07 | 10614.07 | 10614.07 | 10614.07 | 10614.07 | 10614.07 | 11569.7467 | 12004.8612 | 12075.8611 | 12075.8611 | 13228.634 | 14418.0706 | 15849.7469 | 16207.1386 | 16963.2422 | 17125.546 | 18615.4981 | 19745.937 | 20244.7637 | 21115.7521
Option 2 SG | CIS Gen SA | Policies NEM | 0 | 621.16 | 621.16 | 621.16 | 621.16 | 621.16 | 621.16 | 621.16 | 621.16 | 621.16 | 621.16 | 621.16 | 621.16 | 621.16 | 621.16 | 621.16 | 621.16 | 638.7383 | 1499.9904 | 1821.16 | 2034.6989 | 2407.6977 | 2407.6977 | 2710.3145
Option 2 SG | CIS Gen TAS | Policies NEM | 0 | 0 | 750 | 1200 | 1200 | 1200 | 1200 | 1590.3526 | 1965.7171 | 2287.9607 | 2589.455 | 2607.3918 | 2607.3918 | 2607.3918 | 2607.3918 | 2607.3918 | 2607.3918 | 2607.3918 | 2607.3918 | 2607.3918 | 2607.3918 | 2607.3918 | 2607.3918 | 2607.3918
Option 2 SG | CIS Gen VIC - Solar | Policies NEM | 0 | 669 | 669 | 669 | 669 | 669 | 669 | 669 | 669 | 669 | 669 | 669 | 669 | 669 | 669 | 669 | 669 | 669 | 669 | 669 | 669 | 669 | 669 | 669
Option 2 SG | CIS Gen VIC - Wind | Policies NEM | 0 | 0 | 1922 | 3500 | 3500 | 5500 | 6167 | 6833 | 7500 | 8500 | 9500 | 10500 | 11500 | 12500 | 12500 | 12500 | 12500 | 12500 | 12500 | 12500 | 12500 | 12500 | 12500 | 12679.3856
Option 2 SG | CIS Total Dispatchable | Policies NEM | 7.3e-06 | 3076.04 | 5550.83 | 7262.83 | 7262.83 | 7262.83 | 7262.83 | 8054.08 | 8087.2657 | 8271.588 | 8271.588 | 8271.588 | 8271.588 | 8271.588 | 8271.588 | 8271.588 | 8271.588 | 8271.588 | 8271.588 | 8783.3444 | 9337.7938 | 7248.0562 | 5371.9804 | 6236.5635
Option 2 SG | CNSW H2 Domestic Consumption Purchaser | Subregion flexible electricity load for Domestic H2 | 0 | 0 | 0 | 0 | 11.4714 | 32.8357 | 66.5597 | 115.4964 | 180.0493 | 219.288 | 254.324 | 284.7521 | 308.06 | 326.8929 | 340.6976 | 356.605 | 382.155 | 414.498 | 454.837 | 510.1136 | 572.7893 | 637.3937 | 697.9503 | 749.345
Option 2 SG | CQ H2 Domestic Consumption Purchaser | Subregion flexible electricity load for Domestic H2 | 170.455 | 168.3874 | 165.6299 | 163.6243 | 163.6764 | 166.1914 | 171.3656 | 181.4571 | 195.5879 | 203.6806 | 208.4909 | 212.2736 | 214.3593 | 216.0723 | 216.9117 | 219.8864 | 226.6129 | 234.5554 | 244.3126 | 260.0364 | 279.4336 | 302.6843 | 328.1574 | 354.05
Option 2 SG | CSA H2 Domestic Consumption Purchaser | Subregion flexible electricity load for Domestic H2 | 7.3521 | 7.2677 | 7.1436 | 7.0393 | 6.9871 | 7.5554 | 18.5887 | 37.2821 | 64.0314 | 81.7494 | 96.8021 | 108.9264 | 116.9043 | 123.3169 | 129.4431 | 137.7093 | 150.38 | 167.0803 | 188.4421 | 218.4786 | 254.3529 | 294.6583 | 337.0739 | 378.8179
Option 2 SG | Catagunya Min Gen | Hydro min release | 301.1186 | 336.5081 | 228.5876 | 202.5137 | 141.8787 | 240.8974 | 320.0147 | 301.8795 | 255.4912 | 234.2503 | 216.0347 | 280.3007 | 228.1229 | 232.305 | 168.6534 | 172.4574 | 187.7355 | 176.109 | 170.7268 | 175.7947 | 199.0302 | 212.7764 | 221.5823 | 189.2586
Option 2 SG | Combined Marinus Export | Special Constraints | 2424344.3022 | 3910343.9994 | 3899711.9978 | 3899711.9973 | 7715711.9936 | 8735801.66 | 9169205.2545 | 9664809.1358 | 10140340.6745 | 10695148.5979 | 11148284.7607 | 11626521.1775 | 12112670.7123 | 12578435.3321 | 7530041.4946 | 7614675.5857 | 7795484.8574 | 7496183.8949 | 7283877.7532 | 7302943.4339 | 8208697.3901 | 8579171.1097 | 8980537.7737 | 8304503.7795
Option 2 SG | Combined Marinus Import | Special Constraints | -2424344.3022 | -3910343.9994 | -3899711.9978 | -3899711.9973 | -7715711.9936 | -8735801.66 | -9169205.2545 | -9664809.1358 | -10140340.6745 | -10695148.5979 | -11148284.7607 | -11626521.1775 | -12112670.7123 | -12578435.3321 | -7530041.4946 | -7614675.5857 | -7795484.8574 | -7496183.8949 | -7283877.7532 | -7302943.4339 | -8208697.3901 | -8579171.1097 | -8980537.7737 | -8304503.7795
Option 2 SG | Constraint on Pipeline from Storage to GTs CNSW | Constraints to make diesel to come exclusively from storage | -3.3279e-05 | -3.5706e-05 | -3.7984e-05 | -3.993e-05 | -4.3593e-05 | -4.6072e-05 | -1.961e-05 | -2.1101e-05 | -2.259e-05 | -2.4207e-05 | -2.5797e-05 | -2.7666e-05 | -2.622e-05 | -2.8233e-05 | -3.0101e-05 | -3.2219e-05 | -3.4421e-05 | -3.6893e-05 | -3.3892e-05 | -3.6359e-05 | -3.8902e-05 | -4.1681e-05 | -4.4453e-05 | -4.7769e-05
Option 2 SG | Constraint on Pipeline from Storage to GTs CQ | Constraints to make diesel to come exclusively from storage | -3.3639e-05 | -3.6076e-05 | -3.8361e-05 | -4.0357e-05 | -4.3846e-05 | -4.6226e-05 | -1.9644e-05 | -2.1144e-05 | -2.2641e-05 | -2.4265e-05 | -2.5873e-05 | -2.774e-05 | -2.6492e-05 | -2.8541e-05 | -3.0233e-05 | -3.2616e-05 | -3.5183e-05 | -3.7611e-05 | -3.3127e-05 | -3.5718e-05 | -3.8202e-05 | -4.0977e-05 | -4.3821e-05 | -4.6962e-05
Option 2 SG | Constraint on Pipeline from Storage to GTs CSA | Constraints to make diesel to come exclusively from storage | -3.3472e-05 | -3.5881e-05 | -3.8094e-05 | -3.931e-05 | -4.5201e-05 | -4.6303e-05 | -1.9362e-05 | -2.083e-05 | -2.227e-05 | -2.3836e-05 | -2.5359e-05 | -2.7147e-05 | -2.4719e-05 | -2.6532e-05 | -2.8209e-05 | -3.0164e-05 | -3.2169e-05 | -3.434e-05 | -3.3186e-05 | -3.5923e-05 | -3.803e-05 | -4.0714e-05 | -4.3932e-05 | -4.8345e-05
Option 2 SG | Constraint on Pipeline from Storage to GTs GG | Constraints to make diesel to come exclusively from storage | -3.3417e-05 | -3.5844e-05 | -3.8119e-05 | -4.0056e-05 | -4.3739e-05 | -4.7837e-05 | -2.0219e-05 | -2.1812e-05 | -2.3354e-05 | -2.5007e-05 | -2.6641e-05 | -2.8568e-05 | -2.7118e-05 | -2.9285e-05 | -3.13e-05 | -3.3549e-05 | -3.5754e-05 | -3.8458e-05 | -3.2906e-05 | -3.5154e-05 | -3.7515e-05 | -4.0107e-05 | -4.2641e-05 | -4.5659e-05
Option 2 SG | Constraint on Pipeline from Storage to GTs MEL | Constraints to make diesel to come exclusively from storage | -3.4143e-05 | -3.6583e-05 | -3.8837e-05 | -4.0414e-05 | -4.5306e-05 | -4.6589e-05 | -1.9625e-05 | -2.1135e-05 | -2.2594e-05 | -2.4246e-05 | -2.5847e-05 | -2.7715e-05 | -2.5242e-05 | -2.7163e-05 | -2.8816e-05 | -3.0864e-05 | -3.3298e-05 | -3.555e-05 | -3.2788e-05 | -3.5302e-05 | -3.7599e-05 | -4.0109e-05 | -4.3329e-05 | -4.7328e-05
Option 2 SG | Constraint on Pipeline from Storage to GTs NNSW | Constraints to make diesel to come exclusively from storage | -3.6586e-05 | -3.9005e-05 | -4.128e-05 | -4.3822e-05 | -4.6546e-05 | -4.9697e-05 | -4.5118e-05 | -4.8275e-05 | -5.2274e-05 | -5.6829e-05 | -6.1542e-05 | -6.6046e-05 | -0.00011991 | -0.00013094 | -0.00014292 | -0.00015649 | -0.00017145 | -0.00018762 | -5.1587e-05 | -5.5392e-05 | -5.974e-05 | -6.4809e-05 | -7.0184e-05 | -7.601e-05
Option 2 SG | Constraint on Pipeline from Storage to GTs NQ | Constraints to make diesel to come exclusively from storage | -3.6586e-05 | -3.9005e-05 | -4.128e-05 | -4.3822e-05 | -4.6546e-05 | -4.9697e-05 | -4.5118e-05 | -4.8275e-05 | -5.2274e-05 | -5.6829e-05 | -6.1542e-05 | -6.6046e-05 | -0.00011991 | -0.00013094 | -0.00014292 | -0.00015649 | -0.00017145 | -0.00018762 | -5.1587e-05 | -5.5392e-05 | -5.974e-05 | -6.4809e-05 | -7.0184e-05 | -7.601e-05
Option 2 SG | Constraint on Pipeline from Storage to GTs NSA | Constraints to make diesel to come exclusively from storage | -3.6586e-05 | -3.9005e-05 | -4.128e-05 | -4.3822e-05 | -4.6546e-05 | -4.9697e-05 | -4.5118e-05 | -4.8275e-05 | -5.2274e-05 | -5.6829e-05 | -6.1542e-05 | -6.6046e-05 | -0.00011991 | -0.00013094 | -0.00014292 | -0.00015649 | -0.00017145 | -0.00018762 | -5.1587e-05 | -5.5392e-05 | -5.974e-05 | -6.4809e-05 | -7.0184e-05 | -7.601e-05
Option 2 SG | Constraint on Pipeline from Storage to GTs SESA | Constraints to make diesel to come exclusively from storage | -3.6586e-05 | -3.9005e-05 | -4.128e-05 | -4.3822e-05 | -4.6546e-05 | -4.9697e-05 | -4.5118e-05 | -4.8275e-05 | -5.2274e-05 | -5.6829e-05 | -6.1542e-05 | -6.6046e-05 | -0.00011991 | -0.00013094 | -0.00014292 | -0.00015649 | -0.00017145 | -0.00018762 | -5.1587e-05 | -5.5392e-05 | -5.974e-05 | -6.4809e-05 | -7.0184e-05 | -7.601e-05
Option 2 SG | Constraint on Pipeline from Storage to GTs SEV | Constraints to make diesel to come exclusively from storage | -3.6586e-05 | -3.9005e-05 | -4.128e-05 | -4.3822e-05 | -4.6546e-05 | -4.9697e-05 | -4.5118e-05 | -4.8275e-05 | -5.2274e-05 | -5.6829e-05 | -6.1542e-05 | -6.6046e-05 | -0.00011991 | -0.00013094 | -0.00014292 | -0.00015649 | -0.00017145 | -0.00018762 | -5.1587e-05 | -5.5392e-05 | -5.974e-05 | -6.4809e-05 | -7.0184e-05 | -7.601e-05
Option 2 SG | Constraint on Pipeline from Storage to GTs SNSW | Constraints to make diesel to come exclusively from storage | -3.6586e-05 | -3.9005e-05 | -4.128e-05 | -4.3822e-05 | -4.6546e-05 | -4.9697e-05 | -4.5118e-05 | -4.8275e-05 | -5.2274e-05 | -5.6829e-05 | -6.1542e-05 | -6.6046e-05 | -0.00011991 | -0.00013094 | -0.00014292 | -0.00015649 | -0.00017145 | -0.00018762 | -5.1587e-05 | -5.5392e-05 | -5.974e-05 | -6.4809e-05 | -7.0184e-05 | -7.601e-05
Option 2 SG | Constraint on Pipeline from Storage to GTs SNW | Constraints to make diesel to come exclusively from storage | -3.3317e-05 | -3.5744e-05 | -3.8024e-05 | -3.9985e-05 | -4.3614e-05 | -4.6065e-05 | -1.9596e-05 | -2.1086e-05 | -2.257e-05 | -2.4177e-05 | -2.5771e-05 | -2.763e-05 | -2.5381e-05 | -2.7239e-05 | -2.9211e-05 | -3.1655e-05 | -0.00020684 | -0.00020699 | -0.00022816 | -0.0002055 | -0.00023209 | -0.00025983 | -0.00023755 | -0.00028473
Option 2 SG | Constraint on Pipeline from Storage to GTs SQ | Constraints to make diesel to come exclusively from storage | -3.3852e-05 | -3.6279e-05 | -3.8524e-05 | -4.0067e-05 | -4.5251e-05 | -4.6553e-05 | -1.9538e-05 | -2.1031e-05 | -2.2514e-05 | -2.4097e-05 | -2.5675e-05 | -2.7545e-05 | -2.6537e-05 | -2.8597e-05 | -3.0321e-05 | -3.2754e-05 | -3.5364e-05 | -3.7696e-05 | -3.3338e-05 | -3.5829e-05 | -3.8306e-05 | -4.1068e-05 | -4.4027e-05 | -4.7414e-05
Option 2 SG | Constraint on Pipeline from Storage to GTs TAS | Constraints to make diesel to come exclusively from storage | -3.2534e-05 | -3.4898e-05 | -3.708e-05 | -3.8351e-05 | -4.4962e-05 | -4.6341e-05 | -2.0443e-05 | -2.2016e-05 | -2.3591e-05 | -2.5319e-05 | -2.7032e-05 | -2.9013e-05 | -2.4941e-05 | -2.6828e-05 | -2.851e-05 | -3.048e-05 | -3.2842e-05 | -3.5002e-05 | -3.3021e-05 | -3.5569e-05 | -3.7814e-05 | -4.0405e-05 | -4.3707e-05 | -4.8131e-05
Option 2 SG | Constraint on Pipeline from Storage to GTs WNV | Constraints to make diesel to come exclusively from storage | -3.6586e-05 | -3.9005e-05 | -4.128e-05 | -4.3822e-05 | -4.6546e-05 | -4.9697e-05 | -4.5118e-05 | -4.8275e-05 | -5.2274e-05 | -5.6829e-05 | -6.1542e-05 | -6.6046e-05 | -0.00011991 | -0.00013094 | -0.00014292 | -0.00015649 | -0.00017145 | -0.00018762 | -5.1587e-05 | -5.5392e-05 | -5.974e-05 | -6.4809e-05 | -7.0184e-05 | -7.601e-05
Option 2 SG | Constraint on Pipeline from Storage to GTs WOO | Constraints to make diesel to come exclusively from storage | -3.329e-05 | -3.5716e-05 | -3.7995e-05 | -3.9947e-05 | -4.3603e-05 | -4.6063e-05 | -1.9605e-05 | -2.1094e-05 | -2.2578e-05 | -2.419e-05 | -2.5779e-05 | -2.7639e-05 | -2.6366e-05 | -2.8451e-05 | -3.0346e-05 | -3.2534e-05 | -3.479e-05 | -3.7286e-05 | -3.3693e-05 | -3.6139e-05 | -3.8659e-05 | -4.1418e-05 | -4.4143e-05 | -4.7421e-05
Option 2 SG | DNSP Thermal Limit on CER CNSW Area1 | DNSP Thermal Limit on CER | 827121.7061 | 905606.2317 | 1034102.0368 | 1100815.902 | 1091004.3324 | 1147498.9478 | 1141364.0964 | 1240468.5023 | 1288672.873 | 1275144.0777 | 1217509.3125 | 1181162.9184 | 1269789.6619 | 1380377.0483 | 1359122.9301 | 1288031.9429 | 1161392.8185 | 1227104.5415 | 1344765.8843 | 1430221.2843 | 1347542.296 | 1454219.7157 | 1450035.241 | 1624619.7966
Option 2 SG | DNSP Thermal Limit on CER CQ Area1 | DNSP Thermal Limit on CER | 884777.8666 | 1017754.7925 | 1097589.37 | 1176219.4582 | 1226212.4783 | 1273675.3184 | 1329101.4301 | 1438784.1208 | 1467395.1925 | 1518463.8626 | 1459967.5043 | 1431002.7996 | 1512440.357 | 1654765.147 | 1704865.661 | 1609475.4392 | 1436595.4927 | 1617424.2908 | 1706104.3278 | 1806333.4442 | 1841727.0542 | 1889489.3571 | 1965601.088 | 2158523.9186
Option 2 SG | DNSP Thermal Limit on CER CSA Area1 | DNSP Thermal Limit on CER | 3530593.0279 | 3906511.2075 | 4163442.4302 | 4103556.7918 | 3836330.1875 | 4012243.4341 | 4098106.8633 | 4186802.8311 | 4536195.1295 | 4648763.4777 | -6783024.8856 | -6405811.3594 | -6466350.4425 | -6066352.1073 | -6243093.7776 | -6282583.038 | -6691388.3748 | -6333738.0338 | -6060646.3387 | -6192969.7743 | -5855587.7639 | -5651623.4621 | -5498184.3636 | -5275529.1305
Option 2 SG | DNSP Thermal Limit on CER GG Area1 | DNSP Thermal Limit on CER | 107949.4004 | 124514.363 | 134503.7872 | 147220.4576 | 153605.5306 | 159465.8512 | 165293.9196 | 173819.5158 | 176675.5398 | 182786.584 | 175318.7842 | 171973.7462 | 182366.5538 | 199077.7187 | 204478.2074 | 200879.8165 | 175708.2551 | 197671.2911 | 207462.9736 | 224412.5057 | 225545.1518 | 231447.3619 | 239886.0749 | 255230.7599
Option 2 SG | DNSP Thermal Limit on CER MEL Area1 | DNSP Thermal Limit on CER | 829874.6902 | 955267.7841 | 1078672.8631 | 1044652.1936 | -40083.3591 | 22150.9668 | -188313.5534 | -180227.2905 | -261474.5226 | -312031.0341 | -327187.0026 | -271264.0478 | -210974.4833 | -306644.1244 | -650853.6801 | -736248.1296 | -935204.8932 | -740125.8914 | -935873.9743 | -1376449.421 | -1053096.6633 | -901921.1964 | -903356.0039 | -968394.5123
Option 2 SG | DNSP Thermal Limit on CER MEL Area2 | DNSP Thermal Limit on CER | 3333838.4926 | 3836969.1428 | 4370461.3683 | 4339383.0171 | 4907521.8303 | 5154800.4676 | 5339349.5084 | 5637021.392 | 5913204.8627 | 5756540.1321 | 5682058.0808 | 5852874.066 | 6020251.5527 | 6651894.008 | 6575965.8128 | 6479241.7197 | 5878527.2256 | 6082373.4494 | 6694714.6023 | 6091510.9896 | 5960582.3183 | 6537050.7024 | 6756961.5654 | 7377458.1194
Option 2 SG | DNSP Thermal Limit on CER NNSW Area1 | DNSP Thermal Limit on CER | 1609101.7983 | 1743934.3671 | 1972316.2586 | 2101551.0704 | 2110266.8754 | 2219560.1884 | 2221296.6371 | 2407351.0154 | 2419711.234 | 2427799.5981 | 2316505.9344 | 2263954.9977 | 2439483.5633 | 2603252.7791 | 2680866.9821 | 2522378.3065 | 2306241.1813 | 2423649.0107 | 2626434.1501 | 2785974.7625 | 2677928.2462 | 2879032.8951 | 2886440.7636 | 3236247.4337
Option 2 SG | DNSP Thermal Limit on CER NQ Area1 | DNSP Thermal Limit on CER | 1443507.2662 | 1658116.2918 | 1776478.6587 | 1929198.1246 | 2014342.5929 | 2084364.9517 | 2149375.9907 | 2254286.8493 | 2291649.7173 | 2375762.1017 | 2271024.7311 | 2234028.4408 | 2356027.4694 | 2553469.2313 | 2628341.8098 | 2599712.2574 | 2265652.3191 | 2544588.6568 | 2663832.4607 | 2860138.3496 | 2957749.392 | 2929269.4954 | 2513772.8576 | 2733455.7554
Option 2 SG | DNSP Thermal Limit on CER NSA Area1 | DNSP Thermal Limit on CER | 145097.8475 | 151628.0623 | 174550.1358 | 176252.6357 | -47174.388 | -42592.9333 | -53194.6427 | -42590.3247 | -47962.774 | -37110.4307 | -509614.0005 | -481152.641 | -475341.2794 | -451059.9592 | -470558.2718 | -468653.9379 | -497090.0131 | -469160.8033 | -447831.8897 | -451658.8699 | -424138.3417 | -418552.6941 | -397373.4588 | -380291.6993
Option 2 SG | DNSP Thermal Limit on CER SESA Area1 | DNSP Thermal Limit on CER | 162873.976 | 186509.1465 | 199890.9153 | 200242.0556 | 128171.3488 | 120771.4687 | 126728.9459 | 132694.2449 | 143206.1403 | 144173.9189 | -321230.8081 | -289014.1547 | -288780.9138 | -277007.6684 | -273646.1598 | -270622.7674 | -291480.7796 | -268034.8658 | -252243.8756 | -256935.7428 | -237000.9493 | -222803.6689 | -214639.2887 | -202514.0103
Option 2 SG | DNSP Thermal Limit on CER SEV Area1 | DNSP Thermal Limit on CER | 445975.9372 | 513583.769 | 585875.3744 | 584574.1914 | 658826.1896 | 693545.7128 | 716664.6729 | 759514.5266 | 803449.4301 | 783373.4887 | 775315.9077 | 800131.6713 | 827912.964 | 914460.7751 | 916003.1723 | 914461.6486 | 852990.5733 | 926100.7462 | 1013691.1972 | 993828.6971 | 1096684.0273 | 1166295.3689 | 1230163.2227 | 1326792.7497
Option 2 SG | DNSP Thermal Limit on CER SNSW Area1 | DNSP Thermal Limit on CER | 1095790.7047 | 1183240.6284 | 1314705.3868 | 1378262.5118 | 1370904.4899 | 1444831.9838 | 1297966.3045 | 1452914.5703 | 1489406.7119 | 1456536.7436 | 1423336.7731 | 1397623.3953 | 1520028.3258 | 1556566.6432 | 1623586.0859 | 1551529.3319 | 1384605.5828 | 1487080.984 | 1565197.6561 | 1577793.1062 | 1647447.4629 | 1775280.6109 | 1669228.9334 | 1917621.5518
Option 2 SG | DNSP Thermal Limit on CER SNSW Area2 | DNSP Thermal Limit on CER | 812632.3376 | 890815.4364 | 1010973.3752 | 1067136.0022 | 1085415.2558 | 1133269.8785 | 1128957.663 | 1218330.9191 | 1209099.8999 | 1211168.0599 | 1153076.2793 | 1123972.3049 | 1192065.5118 | 1283341.0082 | 1318719.8519 | 1252041.8572 | 1111350.7233 | 1153858.2657 | 1279578.6507 | 1356533.0316 | 1304250.3805 | 1405342.3312 | 1412338.7201 | 1595581.7106
Option 2 SG | DNSP Thermal Limit on CER SNW Area1 | DNSP Thermal Limit on CER | 3363460.6797 | 3691362.4827 | 4220908.2736 | 4500358.5965 | 4516003.5473 | 4749938.6001 | 4653423.4449 | 5006258.9072 | 4952422.8714 | 4856982.8231 | 4606998.5781 | 4462189.9278 | 4832166.8469 | 5227408.5242 | 5393037.1461 | 5083325.9203 | 4577805.0258 | 4903760.0134 | 5262604.5499 | 5476988.1305 | 4607580.0432 | 5240601.7277 | 5206756.8176 | 5857894.7681
Option 2 SG | DNSP Thermal Limit on CER SNW Area2 | DNSP Thermal Limit on CER | 3926417.9254 | 4305788.6448 | 4917470.7262 | 5235451.8775 | 5242139.1208 | 5521171.5259 | 5453033.8853 | 5870667.5417 | 5823042.8476 | 5737541.9961 | 5467452.31 | 5308503.7281 | 5738058.9441 | 6220531.4234 | 6411627.1771 | 6056051.3643 | 5480209.069 | 5820576.3906 | 6343358.1333 | 6581110.7076 | 5876997.343 | 6393827.6818 | 6400837.328 | 7203588.7832
Option 2 SG | DNSP Thermal Limit on CER SQ Area1 | DNSP Thermal Limit on CER | 7090492.3414 | 8119701.4611 | 8723558.2938 | 9492399.9362 | 9865490.0256 | 10218199.2693 | 10548821.321 | 11012685.2541 | 11165824.5541 | 11565472.3352 | 11060542.3463 | 10730842.7652 | 11415656.7166 | 12369392.968 | 12731487.7498 | 12450691.6526 | 10909275.9275 | 12214657.214 | 12640571.7485 | 13630296.6652 | 13939790.9824 | 14186055.757 | 14771027.392 | 15338495.7876
Option 2 SG | DNSP Thermal Limit on CER TAS Area1 | DNSP Thermal Limit on CER | 444774.1217 | 500291.8353 | 556924.0482 | 550447.7128 | 594281.4612 | 630012.1185 | 632449.6716 | 657683.7601 | 672751.4004 | 662130.4646 | 659782.3458 | 646705.6359 | 680523.3026 | 716206.4277 | 690536.7781 | 659801.6304 | 631505.2055 | 665845.7947 | 669066.9678 | 643607.6131 | 596112.0189 | 671456.6289 | 698463.0276 | 749092.0477
Option 2 SG | DNSP Thermal Limit on CER WNV Area1 | DNSP Thermal Limit on CER | 346053.1949 | 392917.0764 | 436873.8294 | 437411.211 | 501517.8128 | 517124.6904 | 530330.7321 | 559540.5953 | 593602.9997 | 581169.3097 | 572824.1697 | 584093.1185 | 603699.5055 | 659805.6061 | 653267.0917 | 652591.2195 | 549785.5426 | 603789.5045 | 654876.2198 | 647861.9388 | 692949.8411 | 723567.4242 | 758946.1095 | 819708.5493
Option 2 SG | DNSP Thermal Limit on CER WNV Area2 | DNSP Thermal Limit on CER | 1319889.8683 | 1523360.588 | 1718300.8271 | 1723626.1985 | 2017169.5258 | 2082003.4329 | 2137874.0844 | 2257504.1696 | 2395566.2616 | 2347685.1078 | 2319055.471 | 2367445.0038 | 2448868.7871 | 2654668.9781 | 2636712.4373 | 2640034.9396 | 2268901.0417 | 2491429.5185 | 2696044.6657 | 2644206.7419 | 3018471.8967 | 3154966.684 | 3270632.4835 | 3522594.2489
Option 2 SG | DNSP Thermal Limit on Distributed Resources CNSW Area1 | DNSP Thermal Limit on Distributed Resources | 0.00089051 | 0.0022725 | 0.0021781 | 0.0025014 | 0.0027333 | -0.00026996 | 0.00032873 | 0.00029392 | 0.00047791 | 0.00058052 | 0.00075367 | 0.00094672 | 0.00087757 | 0.0013793 | 0.0022693 | 0.0025078 | 0.0028888 | 0.0030269 | 0.0039185 | 0.0062169 | 0.0083234 | 0.0084009 | 0.015932 | 0.018234
Option 2 SG | DNSP Thermal Limit on Distributed Resources CQ Area1 | DNSP Thermal Limit on Distributed Resources | 0 | 0 | 0 | 0 | 0 | 0 | 0 | 0 | 0 | 0 | 0 | 0 | 0 | 0 | 0 | 0 | 0 | 0 | 0 | 0 | 0 | 0 | 0 | 0
Option 2 SG | DNSP Thermal Limit on Distributed Resources CSA Area1 | DNSP Thermal Limit on Distributed Resources | 0 | 0 | 0 | 0 | 0 | 0 | 0 | 0 | 0 | 0 | 0 | 0 | 0 | 0 | 0 | 0 | 0 | 0 | 0 | 0 | 0 | 0 | 0 | 0
Option 2 SG | DNSP Thermal Limit on Distributed Resources GG Area1 | DNSP Thermal Limit on Distributed Resources | 0 | 0 | 0 | 0 | 0 | 0 | 0 | 0 | 0 | 0 | 0 | 0 | 0 | 0 | 0 | 0 | 0 | 0 | 0 | 0 | 0 | 0 | 0 | 0
Option 2 SG | DNSP Thermal Limit on Distributed Resources MEL Area1 | DNSP Thermal Limit on Distributed Resources | 0.00041058 | 0.0011465 | 0.0010209 | 0.00086596 | 0.0015041 | 0.0021053 | 0.00017509 | 0.00014059 | 0.00023363 | 0.00028423 | 0.00046505 | 0.00068184 | 0.00027997 | 0.00042966 | 0.00053595 | 0.00085553 | 0.00092575 | 0.0015527 | 0.00067662 | 0.00099541 | 0.0016834 | 0.0019732 | 0.0023197 | 0.0052938
Option 2 SG | DNSP Thermal Limit on Distributed Resources MEL Area2 | DNSP Thermal Limit on Distributed Resources | 0.00035316 | 0.0012946 | 0.001208 | 0.0011465 | 0.0013197 | 0.0022195 | -3.7239e-05 | -4.7903e-05 | 8.1123e-05 | 0.00013303 | 0.00024873 | 0.00051811 | 5.1441e-05 | 0.00023592 | 0.00041711 | 0.00047144 | 0.00044694 | 0.00092361 | 0.00061343 | 0.00066162 | 0.0015984 | 0.0019661 | 0.0024002 | 0.0048843
Option 2 SG | DNSP Thermal Limit on Distributed Resources NNSW Area1 | DNSP Thermal Limit on Distributed Resources | 0 | 0 | 0 | 0 | 0 | 0 | 0 | 0 | 0 | 0 | 0 | 0 | 0 | 0 | 0 | 0 | 0 | 0 | 0 | 0 | 0 | 0 | 0 | 0
Option 2 SG | DNSP Thermal Limit on Distributed Resources NQ Area1 | DNSP Thermal Limit on Distributed Resources | 0 | 0 | 0 | 0 | 0 | 0 | 0 | 0 | 0 | 0 | 0 | 0 | 0 | 0 | 0 | 0 | 0 | 0 | 0 | 0 | 0 | 0 | 0 | 0
Option 2 SG | DNSP Thermal Limit on Distributed Resources NSA Area1 | DNSP Thermal Limit on Distributed Resources | 0 | 0 | 0 | 0 | 0 | 0 | 0 | 0 | 0 | 0 | 0 | 0 | 0 | 0 | 0 | 0 | 0 | 0 | 0 | 0 | 0 | 0 | 0 | 0
Option 2 SG | DNSP Thermal Limit on Distributed Resources SESA Area1 | DNSP Thermal Limit on Distributed Resources | 0 | 0 | 0 | 0 | 0 | 0 | 0 | 0 | 0 | 0 | 0 | 0 | 0 | 0 | 0 | 0 | 0 | 0 | 0 | 0 | 0 | 0 | 0 | 0
Option 2 SG | DNSP Thermal Limit on Distributed Resources SEV Area1 | DNSP Thermal Limit on Distributed Resources | 0 | 0 | 0 | 0 | 0 | 0 | 0 | 0 | 0 | 0 | 0 | 0 | 0 | 0 | 0 | 0 | 0 | 0 | 0 | 0 | 0 | 0 | 0 | 0
Option 2 SG | DNSP Thermal Limit on Distributed Resources SNSW Area1 | DNSP Thermal Limit on Distributed Resources | 0 | 0 | 0 | 0 | 0 | 0 | 0 | 0 | 0 | 0 | 0 | 0 | 0 | 0 | 0 | 0 | 0 | 0 | 0 | 0 | 0 | 0 | 0 | 0
Option 2 SG | DNSP Thermal Limit on Distributed Resources SNSW Area2 | DNSP Thermal Limit on Distributed Resources | 0 | 0 | 0 | 0 | 0 | 0 | 0 | 0 | 0 | 0 | 0 | 0 | 0 | 0 | 0 | 0 | 0 | 0 | 0 | 0 | 0 | 0 | 0 | 0
Option 2 SG | DNSP Thermal Limit on Distributed Resources SNW Area1 | DNSP Thermal Limit on Distributed Resources | 0.00077677 | 0.0023122 | 0.00228 | 0.0018388 | 0.0019318 | 0.0012729 | 0.00086696 | 0.0009652 | 0.0012122 | 0.0013067 | 0.0015771 | 0.0034333 | 0.278 | 0.2773 | 116141.0236 | 726344.1637 | 817751.275 | 839826.2687 | 912471.0779 | 970180.1818 | 910775.1536 | 964810.7627 | 945591.1058 | 989973.8057
Option 2 SG | DNSP Thermal Limit on Distributed Resources SNW Area2 | DNSP Thermal Limit on Distributed Resources | 0.00074303 | 0.0025944 | 0.0022129 | 0.0017093 | 0.0016766 | -0.00015502 | 0.0011074 | 0.0011602 | 0.00153 | 0.0016951 | 0.0021478 | 0.0051668 | 45857.9771 | 44969.7863 | 197355.2586 | 1011347.1436 | 983240.6537 | 1009783.0055 | 1097129.0421 | 1166516.8126 | 1095089.9804 | 1160060.8372 | 1136951.8808 | 1190316.3165
Option 2 SG | DNSP Thermal Limit on Distributed Resources SQ Area1 | DNSP Thermal Limit on Distributed Resources | 0 | 0 | 0 | 0 | 0 | 0 | 0 | 0 | 0 | 0 | 0 | 0 | 0 | 0 | 0 | 0 | 0 | 0 | 0 | 0 | 0 | 0 | 0 | 0
Option 2 SG | DNSP Thermal Limit on Distributed Resources TAS Area1 | DNSP Thermal Limit on Distributed Resources | 0.00030145 | 0.00065227 | 0.00076354 | 0.00099399 | 0.0012143 | 0.0035286 | 0.0049481 | 0.015191 | 0.015785 | 0.021711 | 779680.2381 | 773012.3931 | 805567.5665 | 866866.7352 | 445027.6499 | 444680.47 | 402426.733 | 459451.5083 | 450011.6621 | 447751.4294 | 477235.8457 | 519437.1834 | 500025.5186 | 501437.8544
Option 2 SG | DNSP Thermal Limit on Distributed Resources WNV Area1 | DNSP Thermal Limit on Distributed Resources | 0 | 0 | 0 | 0 | 0 | 0 | 0 | 0 | 0 | 0 | 0 | 0 | 0 | 0 | 0 | 0 | 0 | 0 | 0 | 0 | 0 | 0 | 0 | 0
Option 2 SG | DNSP Thermal Limit on Distributed Resources WNV Area2 | DNSP Thermal Limit on Distributed Resources | 0 | 0 | 0 | 0 | 0 | 0 | 0 | 0 | 0 | 0 | 0 | 0 | 0 | 0 | 0 | 0 | 0 | 0 | 0 | 0 | 0 | 0 | 0 | 0
Option 2 SG | Daily H2 Limit NSW | H2 Infrastructure Limitations | 0 | 0 | 0 | 0 | 0 | 0 | 0 | 0 | 0 | 0 | 0 | 0 | 0 | 0 | 0 | 0 | 0 | 0 | 0 | 0 | 0 | 0 | 0 | 0
Option 2 SG | Daily H2 Limit QLD | H2 Infrastructure Limitations | 0 | 0 | 0 | 0 | 0 | 0 | 0 | 0 | 0 | 0 | 0 | 0 | 0 | 0 | 0 | 0 | 0 | 0 | 0 | 0 | 0 | 0 | 0 | 0
Option 2 SG | Daily H2 Limit SA | H2 Infrastructure Limitations | 0 | 0 | 0 | 0 | 0 | 0 | 0 | 0 | 0 | 0 | 0 | 0 | 0 | 0 | 0 | 0 | 0 | 0 | 0 | 0 | 0 | 0 | 0 | 0
Option 2 SG | Daily H2 Limit TAS | H2 Infrastructure Limitations | 0 | 0 | 0 | 0 | 0 | 0 | 0 | 0 | 0 | 0 | 0 | 0 | 0 | 0 | 0 | 0 | 0 | 0 | 0 | 0 | 0 | 0 | 0 | 0
Option 2 SG | Daily H2 Limit VIC | H2 Infrastructure Limitations | 0 | 0 | 0 | 0 | 0 | 0 | 0 | 0 | 0 | 0 | 0 | 0 | 0 | 0 | 0 | 0 | 0 | 0 | 0 | 0 | 0 | 0 | 0 | 0
Option 2 SG | ExportGroup_CNSW1 | Group Network Export Constraints | 2619733.4878 | 2601958.5211 | 2837476.8329 | 1985377.9039 | 1991141.5506 | 1921424.4269 | 1878693.7805 | 1944514.0094 | 2054204.552 | 2134949.8905 | 2095655.9234 | 2178561.2171 | 2107998.5578 | 2139171.9304 | 2114682.9554 | 1817495.5654 | 1610541.935 | 1586224.5066 | 1562987.8431 | 1498960.5087 | 1628941.2071 | 1709948.2718 | 1491626.2286 | 1101917.2263
Option 2 SG | ExportGroup_CQ1 | Group Network Export Constraints | -1203724.5872 | 400443.3001 | 3291526.2354 | 3629974.3866 | 3128694.1816 | 2947269.7677 | 4196616.2663 | 4785378.7561 | 4731670.1042 | 4095062.0914 | 3987960.1173 | 3518947.2595 | 4296929.0841 | 5269943.3201 | 4539139.7161 | 4829951.1808 | 4087576.7612 | 7326719.0146 | 7867985.7001 | 9138190.1835 | 8315628.8028 | 7934693.2476 | 7330139.9571 | 7923689.9177
Option 2 SG | ExportGroup_MN1 | Group Network Export Constraints | 4366876.7931 | 5491208.7291 | 4917198.585 | 5783491.5078 | 4919654.9963 | 5613482.5647 | 4800168.4278 | 4444168.6205 | 5519687.779 | 5141242.4685 | 4691843.5007 | 5062178.3801 | 5064368.8924 | 3855180.5881 | 4423769.1445 | 4029087.3019 | 3833719.8115 | 3568060.0692 | 5867520.1282 | 6475672.9036 | 6580544.7606 | 6592567.2948 | 4570285.6239 | 6584914.2067
Option 2 SG | ExportGroup_NET1 | Group Network Export Constraints | 0 | 0.00087152 | 869160.1898 | 654442.6925 | 805460.4151 | 907041.9904 | 899931.2607 | 914872.8084 | 880649.152 | 1592861.2567 | 2194013.2587 | 2268723.055 | 2288556.3831 | 2290253.5253 | 1804530.4649 | 1697156.0342 | 1719331.3872 | 1688736.5788 | 1670656.583 | 1689338.8926 | 1626579.2156 | 1567023.5243 | 1644190.4815 | 1549211.3506
Option 2 SG | ExportGroup_NQ1 | Group Network Export Constraints | 2187985.4727 | 2683561.3639 | 5027759.3928 | 5518654.3109 | 5571928.548 | 5551187.1026 | 7164468.7141 | 7941479.9153 | 7772732.1413 | 8066895.5723 | 8069638.0524 | 8101763.6776 | 9378506.6201 | 10056778.9628 | 9653380.7956 | 10469184.6677 | 9863517.0019 | 13355419.8142 | 13982835.4568 | 15155927.4374 | 14823475.8338 | 13876856.0049 | 14622591.0742 | 15879326.5745
Option 2 SG | ExportGroup_NSA1 | Group Network Export Constraints | 867178.1417 | 1780921.8897 | 1586080.2001 | 1488024.8182 | 1230082.132 | 1190512.7246 | 1073268.2405 | 985932.8928 | 1173531.9477 | 1126736.8446 | 1205657.4892 | 1214974.852 | 1217907.5964 | 1212574.9938 | 1278677.4223 | 1256356.1308 | 1203073.3895 | 1286983.8922 | 1201086.4291 | 582396.2173 | 1321886.2964 | 1743050.5268 | 1433778.8082 | 2320537.0661
Option 2 SG | ExportGroup_SEVIC1 | Group Network Export Constraints | 0 | 0 | 0 | 0 | 0 | 22061741.3731 | 24678806.2214 | 5165536.127 | -505666.3981 | 1917609.8487 | 3814451.673 | 4927204.0524 | -31612526.9538 | -30782621.7047 | -33917368.24 | -34339921.0751 | -33623828.8751 | -33855590.6491 | -33953556.5916 | -32939378.5035 | -33287349.0387 | -32945262.4613 | -31831291.7007 | -31982333.2381
Option 2 SG | ExportGroup_SQ1 | Group Network Export Constraints | 1032583.4974 | -501514.683 | 1216081.1614 | 3788152.9265 | 2920555.3141 | 2829832.1237 | 3171885.2679 | 3200221.4403 | 2837563.511 | 2180929.4822 | 1739634.0745 | 1049447.3581 | 1527978.372 | 2053741.001 | 1766517.398 | -4644206.5369 | -3013099.4146 | -1409583.4218 | -1754398.0471 | -795484.2642 | -1726085.4682 | -1430129.0532 | -2244152.992 | -3474279.2437
Option 2 SG | ExportGroup_SWNSW1 | Group Network Export Constraints | 2718945.9493 | 1138277.534 | -247691.8378 | -1262258.3519 | -1312619.8445 | -1839987.2266 | -1717455.8514 | -1728379.0085 | -1159823.3445 | -1447307.7354 | -1280885.7961 | -1248371.0998 | -1383390.6839 | -1289816.9048 | -1313701.0476 | -1231362.9958 | -1128371.9429 | -2093788.3777 | -2254840.434 | -2389051.7986 | -2319544.0813 | -2490751.2958 | -2478328.6934 | -2961247.242
Option 2 SG | ExportGroup_SWNSW2 | Group Network Export Constraints | 0 | 0 | 0 | 0 | 0 | 8929106.6785 | 14283788.0106 | 17771086.8937 | 14752011.4236 | 16159495.9017 | 16207396.6482 | 16310598.1896 | 16594314.9425 | 14630238.3166 | 14881899.1406 | 14571924.6448 | 14817823.2956 | 14457586.5909 | 12980433.3393 | 13693845.8475 | 10800081.9925 | 10013730.9513 | 10391311.4499 | 9097248.7692
Option 2 SG | ExportGroup_SWQLD1 | Group Network Export Constraints | 7976651.2211 | 11969797.7797 | 10894806.9495 | 10718244.313 | 11787845.7648 | 12792304.7108 | 12514727.0156 | 12922093.5166 | 12373929.0243 | 13098399.4467 | 13892106.9975 | 15357977.4756 | 11867159.829 | 10958027.5349 | 10931020.29 | 11005510.2895 | 11163232.109 | 8978153.1341 | 9845050.9835 | 8523358.8546 | 9189858.5167 | 9106460.5728 | 9246394.7095 | 9570543.6579
Option 2 SG | ExportGroup_SWV1 | Group Network Export Constraints | 8054497.4597 | 10786285.7593 | 10750472.42 | 12989836.7493 | 10667891.9032 | 11698921.1728 | 12136384.3689 | 11734978.5032 | 11960175.1452 | 11203171.7258 | 10604955.6499 | 10352304.955 | 8017600.6816 | 6106922.1128 | 6040163.1657 | 6154782.685 | 5177530.2154 | 5472717.65 | 5517911.5973 | 3175506.4681 | 1433126.798 | 973073.0917 | -324804.3689 | -93526.7548
Option 2 SG | ExportGroup_WNV1 | Group Network Export Constraints | -1691866.799 | -1436269.6467 | -1869797.095 | -330788.7149 | -1356214.8189 | -1106894.2527 | 0 | 0 | 0 | 0 | 0 | 0 | 0 | 0 | 0 | 0 | 0 | 0 | 0 | 0 | 0 | 0 | 0 | 0
Option 2 SG | ExportGroup_WV1 | Group Network Export Constraints | 3511570.3852 | 3849606.9838 | 3985545.1272 | -165079.3818 | -5024106.5388 | -6161797.0297 | -6805612.0698 | -6529307.5571 | -7212231.1681 | -7999792.2721 | -7866432.6597 | -7894665.514 | -8862343.4282 | -8933011.7418 | -8485565.4202 | -8192728.7874 | -8433674.1312 | -8077786.748 | -8126218.0824 | -7939392.0923 | -7455257.8689 | -7815021.1676 | -7885601.0926 | -8616394.9409
Option 2 SG | ExportLimit_DN2_Yass | Distribution REZ Export Constraints | 0 | 0 | 0 | 0 | 0 | 0 | 0 | 0 | 0 | 0 | 0 | 0 | 0 | 0 | 0 | 0 | 0 | 0 | 0 | 0 | 0 | 0 | 0 | 0
Option 2 SG | ExportLimit_DN3_Marulan | Distribution REZ Export Constraints | 0 | 0 | 0 | 0 | -0.010569 | -0.011385 | -0.010899 | -0.010863 | -0.010992 | -0.011044 | -0.010871 | -0.010688 | -0.010778 | -0.010829 | -0.01033 | -0.010308 | -0.010305 | -0.010274 | -0.01029 | -0.010338 | -0.0098667 | -0.011956 | -0.014176 | -0.018377
Option 2 SG | ExportLimit_N10_Hunter Coast | REZ Network Export Constraints | 0 | 0 | 0 | -10224000 | -17520000 | -17568000 | -17520000 | -17520000 | -17520000 | -17568000 | -17520000 | -17520000 | -17519999.9997 | -17567999.9998 | -17519999.9997 | -17519999.9997 | -17519999.9995 | -17567999.9996 | -17519999.9996 | -17519999.9996 | -17519999.9996 | -17567999.9995 | -17519999.9994 | -17519999.9995
Option 2 SG | ExportLimit_N11_Illawarra Coast | REZ Network Export Constraints | 0 | 0 | 0 | 0 | 0 | 0 | 0 | 0 | 0 | 0 | 0 | 0 | 0.00012113 | 7.8089e-05 | 8.6453e-05 | 8.8334e-05 | 0.00019795 | 0.00015418 | 0.00032471 | 0.00030357 | 0.00028418 | 0.00031665 | 0.00041182 | 0.00058487
Option 2 SG | ExportLimit_N12_Illawarra | REZ Network Export Constraints | -3796 | -3754.1143 | -3717.5709 | -3691.7127 | -85451.7127 | -242973.4268 | -492197.1425 | -853203.1425 | -1329548.9995 | -1619289.5419 | -1877425.1413 | -2101784.7107 | -2066205.6285 | -2236182.7661 | -2323430.2955 | -2445596.9915 | -2624063.8195 | -2878691.1952 | -3160472.7659 | -3578220.6856 | -4040511.5087 | -4520569.6416 | -4957869.8917 | -5335843.4903
Option 2 SG | ExportLimit_N13_South Cobar | REZ Network Export Constraints | 0 | 0.083092 | 0.083494 | 0.062699 | 0.063242 | 0.053002 | 0.068518 | 0.070748 | 0.079549 | 0.078076 | 0.075198 | 0.070243 | 0.071512 | 0.073398 | 0.070547 | 0.073056 | 0.067904 | 0.070604 | 0.072781 | 0.068679 | 0.070686 | 0.071567 | 0.074337 | 0.078349
Option 2 SG | ExportLimit_N1_North West NSW | REZ Network Export Constraints | 396363.1564 | 732345.4158 | 714424.9833 | 556849.6306 | 535007.5925 | 481678.1059 | 516344.6431 | 543327.5714 | 643619.6846 | 592594.7064 | 630180.5394 | 631238.5623 | 657151.6465 | 679521.3614 | 648811.8834 | 678467.0894 | 662718.5013 | 659441.4484 | 651528.3924 | 583549.2398 | 524272.6998 | 404340.0747 | 386190.6971 | 364440.2166
Option 2 SG | ExportLimit_N2_New England | REZ Network Export Constraints | 2371702.1612 | 2602575.932 | 2773697.7944 | 2472252.5298 | 2808286.1203 | 2826911.2042 | -17796810.5703 | -17659921.8617 | -17406654.6588 | -17862331.6109 | -15857744.2729 | -14290378.8901 | -14768007.7909 | -15388370.0791 | -15153263.9247 | -14772205.9101 | -12366117.8452 | -13585428.5839 | -13466864.4352 | -13982191.6379 | -13909504.5868 | -12428073.0728 | -12046007.1865 | -11235677.8436
Option 2 SG | ExportLimit_N3_Central-West Orana | REZ Network Export Constraints | 3438923.4214 | 3837799.2826 | -17641740.8343 | -20747174.3661 | -20705118.9152 | -20930229.7885 | -20982568.7741 | -19833443.3528 | -22083454.7122 | -22523047.4264 | -23262930.9557 | -24202675.0405 | -23575392.8236 | -27059968.1865 | -26887806.5141 | -23366684.5181 | -25556266.5766 | -24392879.244 | -22253087.7187 | -22615710.8469 | -22605047.9496 | -23055466.0606 | -24014954.4902 | -23149096.3874
Option 2 SG | ExportLimit_N4_Broken Hill | REZ Network Export Constraints | 778800.4588 | 1172321.8405 | 1099100.4321 | 816517.5134 | 801534.9445 | 686923.5601 | 745952.908 | 797209.8857 | 939064.3899 | 789760.7884 | 922587.0639 | 912880.8502 | 854361.1944 | 841682.8453 | 839389.6126 | 898555.0513 | 939045.7321 | 193921.3279 | 173926.7236 | 525546.6311 | 907861.149 | 811984.7617 | 804040.2009 | 839465.6212
Option 2 SG | ExportLimit_N5_South West NSW | REZ Network Export Constraints | 1522945.1121 | -4188569.956 | -8418614.9565 | -9125470.5272 | -9141380.0978 | -12633576.15 | -14697522.8012 | -14742251.9792 | -14313053.7948 | -14455093.3445 | -14402045.9457 | -14359197.0555 | -14422408.3887 | -14326371.7048 | -14332704.7262 | -14336284.2582 | -14266632.0702 | -14523308.1265 | -14616518.6982 | -14747977.915 | -14576561.7109 | -14735870.0967 | -14694260.364 | -15002880.8972
Option 2 SG | ExportLimit_N6_Wagga Wagga | REZ Network Export Constraints | 910452.471 | -7589514.2909 | -7314861.2924 | -8155013.222 | -8637017.4709 | -9737840.2233 | -9740650.6163 | -10289079.9095 | -8749407.61 | -9296484.466 | -9313494.218 | -9289745.1277 | -9371039.3692 | -8761526.3889 | -8826118.9361 | -8951900.8184 | -8891762.8423 | -8713133.9361 | -9243308.3727 | -9586523.5771 | -9064067.4647 | -9372774.0976 | -9365809.8885 | -9393757.1015
Option 2 SG | ExportLimit_N7_Tumut | REZ Network Export Constraints | -241.6476 | -5286690.285 | -5125706.9601 | -4896057.2237 | -4887160.3688 | -4980258.4406 | -5118655.0384 | -5191881.2563 | -5011279.6286 | -5141890.5591 | -5228563.1487 | -5142508.666 | -5151518.7211 | -5267042.576 | -5058705.2534 | -5031186.7738 | -5025530.5884 | -5128596.5827 | -5108524.6537 | -5056769.5395 | -5015406.0398 | -4998354.9476 | -4994681.5394 | -4962797.6531
Option 2 SG | ExportLimit_N8_Cooma-Monaro | REZ Network Export Constraints | 324547.3253 | 476072.0294 | 518446.5345 | 1076441.7567 | 1012327.421 | 1002384.4573 | 895973.006 | 827121.0328 | 920656.2661 | 865290.1826 | 759825.6716 | 664006.173 | 701064.7213 | 699547.1423 | 426332.2471 | 344248.5338 | 272955.626 | 228148.1401 | 275535.3403 | 204526.3981 | 121037.0254 | 396450.2874 | 330728.268 | 336778.054
Option 2 SG | ExportLimit_N9_Hunter-Central Coast | REZ Network Export Constraints | -128319.8191 | 1664667.726 | -6758546.8942 | -6981433.4353 | -7077602.3714 | -7146784.7484 | -7260386.2109 | -7219483.8493 | -7081809.548 | -7206959.9865 | -6108385.2797 | -6217426.7272 | -6053103.1646 | -6315508.6699 | -3816917.9234 | -3813120.5636 | -2935120.8657 | -3543648.171 | -3442119.0206 | -4645634.766 | -5148862.1717 | -5159425.8974 | -5590138.2715 | -5112393.7382
Option 2 SG | ExportLimit_Q1_Far North Qld | REZ Network Export Constraints | 929110.4997 | 983328.606 | 1017323.1443 | 1063945.0443 | 1057010.3773 | 969844.1316 | 2952753.706 | 3626495.7721 | 3503269.8279 | 3366266.9359 | 3288128.2167 | 3329070.5333 | 3309181.9543 | 3777190.8702 | 3534890.9285 | 3816245.0463 | 3577226.1354 | 3393607.8636 | 3512330.7457 | 3988070.3628 | 3976407.0242 | 3696144.254 | 3145499.8161 | 3740456.1153
Option 2 SG | ExportLimit_Q2_North Qld Clean Energy Hub | REZ Network Export Constraints | 335604.7879 | 352655.0031 | 371566.9195 | 365175.1705 | 333866.7439 | -12819897.196 | -12787260.8476 | -12780122.3094 | -12770417.411 | -12505108.4855 | -12114911.0846 | -12263926.1596 | -10862325.4347 | -10673175.0664 | -10702841.1586 | -10638749.3554 | -9961532.8913 | -6258644.5919 | -5925174.5391 | -5233482.252 | -5577756.767 | -6158215.9325 | -4527797.0007 | -3894243.0253
Option 2 SG | ExportLimit_Q5_Barcaldine | REZ Network Export Constraints | 0 | 0.01632 | 0.016057 | 0.014577 | 0.016454 | 0.016317 | 0.015628 | 0.017507 | 0.018102 | 0.02784 | 327468.0392 | 353698.7752 | 350136.8905 | 361370.5215 | 386179.257 | 388311.1463 | 345384.8198 | 342055.7239 | 376147.2983 | 416308.3739 | 429156.5658 | 411620.2818 | 422310.7377 | 465876.1346
Option 2 SG | ExportLimit_Q9_Banana | REZ Network Export Constraints | 36768.0208 | 39732.9873 | 42468.8314 | 35823.5136 | 36226.8683 | 34933.6617 | 36097.9519 | 36989.8719 | 38592.0793 | 36332.9594 | 39537.5235 | 37267.6404 | 37351.1999 | 38489.9177 | 39497.3083 | 42390.0515 | 36800.0485 | 0 | 0 | 0 | 0 | 0 | 0 | 0
Option 2 SG | ExportLimit_S2_Riverland | REZ Network Export Constraints | 32440.0068 | -3844858.5246 | -6759872.2908 | -6789974.8828 | -6785096.4971 | -6756474.493 | -6779055.8088 | -6810865.9489 | -6745436.8681 | -6757253.119 | -6725344.5283 | -6734983.3515 | -6728697.5246 | -6729413.9732 | -6689249.6472 | -6720450.9459 | -6749953.7123 | -6754809.1356 | -6728219.2976 | -6747162.5872 | -6734629.7386 | -6780423.0235 | -6820856.2008 | -6743097.256
Option 2 SG | ExportLimit_S4_Yorke Peninsula | REZ Network Export Constraints | -459.3703 | -3389.8296 | -470.8742 | -387.7428 | 0.001195 | 0.0016637 | 0.00024536 | 0.0003485 | 0.00044752 | 0.00051904 | 0.00091598 | 0.0012627 | 0.00067245 | 0.00099803 | 0.0019893 | 0.0024552 | 0.002665 | 0.0086006 | 0.0087344 | 0.017911 | 0.021414 | 0.029462 | 0.02906 | 348206.7483
Option 2 SG | ExportLimit_S6_Roxby Downs | REZ Network Export Constraints | 0 | 0 | 0.00075052 | 0.00079177 | 0.00075084 | 0.00079719 | 0.000177 | 0.00024612 | 0.00031831 | 0.00058609 | 0.00061747 | 0.0007074 | 0.00056395 | 0.00074798 | 0.0014141 | 0.0016015 | 0.0016515 | 0.0022897 | 0.0025359 | 0.0026813 | 0.0039885 | 0.0045773 | 0.004897 | 0.010469
Option 2 SG | ExportLimit_S7_Eastern Eyre Peninsula | REZ Network Export Constraints | 575215.9426 | 593280.0093 | 464265.8134 | 485859.1537 | 274978.4064 | 142839.1774 | 118011.699 | 112162.3749 | 128599.6137 | 0.00068857 | 0.00077273 | 0.00085275 | 0.00066988 | 0.0009755 | 0.0020538 | 0.0026076 | 0.0027021 | 0.0040706 | 0.0069095 | 0.034227 | 608729.7273 | 1041286.1838 | 894136.3197 | 1125679.7421
Option 2 SG | ExportLimit_S8_Western Eyre Peninsula | REZ Network Export Constraints | 0 | 0 | 0 | 0 | 0 | 0 | 0 | 0 | 0 | 0 | 0 | 0 | 0 | 0 | 0 | 0 | 0 | 0 | 0 | 0 | 0 | 0 | 0 | 0
Option 2 SG | ExportLimit_T1_North East Tasmania | REZ Network Export Constraints | 0 | 0.00087152 | 869160.1898 | 654442.6925 | 805460.4151 | 907041.9904 | 899931.2607 | 914872.8084 | 742328.4367 | 943916.6616 | 788205.2365 | 862915.0333 | 882748.3607 | 880593.9741 | 398722.4425 | 291348.0119 | 313523.3649 | 279077.0277 | 264848.5604 | 283530.8699 | 220771.1931 | 157363.9731 | 238382.4593 | 143403.3284
Option 2 SG | ExportLimit_T2_North West Tasmania | REZ Network Export Constraints | 390481.2606 | 410842.29 | 596908.072 | 617799.5749 | 601790.2904 | 594281.5108 | 603519.8543 | 632888.8295 | 629701.3432 | 643332.8301 | 647302.2429 | 629158.5354 | 648723.6188 | 625206.0174 | 351777.1529 | 388961.8948 | 370623.8447 | 430771.7765 | 406306.854 | 445640.9913 | 467687.6308 | 467184.0645 | 473334.6473 | 489344.3752
Option 2 SG | ExportLimit_T3_Central Highlands | REZ Network Export Constraints | 498399.6179 | 915699.8746 | 1299304.4346 | 1998971.0479 | -751952.5577 | -2701390.1117 | -2657170.8146 | -869717.2055 | 903276.3164 | 1578381.1842 | 1406082.1048 | 1079872.2516 | 1319183.2397 | 1465006.5483 | 121557.4493 | 244338.4445 | 352304.606 | 420836.2234 | -54433.5794 | 126853.8997 | 228241.5447 | 146613.2281 | 252105.5961 | 364617.0075
Option 2 SG | ExportLimit_V1_North West VIC | REZ Network Export Constraints | 1215986.6001 | -63929.7649 | 1811066.6253 | 2071140.052 | 1507573.9039 | -6869183.6636 | -12512380.9736 | -11996955.0707 | -12268663.5053 | -13154753.4925 | -13181715.072 | -13138036.6145 | -13940178.6821 | -13870846.7705 | -13213862.0834 | -13057565.9536 | -13317956.3549 | -12830553.5925 | -12875990.8713 | -12603615.3588 | -12402728.8621 | -12421634.5076 | -12532701.9038 | -12889009.9113
Option 2 SG | ExportLimit_V2_Central Highlands VIC | REZ Network Export Constraints | 1916405.9848 | 2672831.9406 | 3647218.8414 | 3592821.4925 | 2275085.471 | 2281399.0047 | 2289372.6192 | 2569997.9811 | 2621659.9395 | 2489955.1613 | 2434839.2505 | 2482322.631 | 2120246.6249 | 1742357.3628 | 2022643.6808 | 2163665.8482 | 2134517.6531 | 2397270.3541 | 1473434.8256 | 1842381.424 | 1323092.9234 | 1325444.8179 | 1361010.8782 | 1598279.2916
Option 2 SG | ExportLimit_V7_Central North VIC | REZ Network Export Constraints | 1557853.0072 | 1993609.9588 | 2847510.596 | 3028505.1392 | 2914608.0259 | 2631512.0977 | 2568464.7133 | 2847796.5565 | 2793711.6544 | 2204299.3613 | 2252321.4608 | 2047067.6601 | 1938414.1128 | 2208273.6658 | 2390839.3686 | 2481339.0346 | 2462486.4125 | 2615570.0618 | 2407282.1689 | 2457899.818 | 2693868.8396 | 2590438.4362 | 2681502.0834 | 2617236.2588
Option 2 SG | ExportLimit_V8_Gippsland Offshore | REZ Network Export Constraints | 0 | 0 | 0 | 0 | 0 | -11428136.2441 | -9176840.901 | -23331429.7525 | -21292014.1482 | -17555077.5021 | -14667666.1799 | -13407670.7372 | -33186678.3503 | -32385605.223 | -28798448.9043 | -29837895.6143 | -28677614.6303 | -28310213.3995 | -28314033.2394 | -26388501.1251 | -28906148.6314 | -28651872.0086 | -27585796.186 | -26366396.8282
Option 2 SG | Gas Zone Daily Offtake Limit Colongra | Gas Infrastructure Limitations by Gas Zone | 2.4021e-05 | 28.8247 | 2.2171e-05 | 2.1364e-05 | 6.1936e-05 | 0.00014895 | 1202.7567 | 280.958 | 599.4205 | 939.1333 | 1296.4049 | 1977.367 | 532.3136 | 768.9346 | 1302.397 | 962.6256 | 215.7584 | 327.8101 | 180.4713 | 337.2684 | 314.1574 | 416.8419 | 545.925 | 843.7203
Option 2 SG | Gas Zone Daily Offtake Limit Gippsland | Gas Infrastructure Limitations by Gas Zone | 3870.9803 | 3556.8331 | 4371.9585 | 1630.1823 | 3959.522 | 2659.203 | 7310.6308 | 4046.6017 | 4939.0326 | 7495.7226 | 11857.2965 | 10095.8037 | 10062.3542 | 16869.5967 | 31523.9984 | 29171.839 | 27932.4325 | 24440.5903 | 32675.0749 | 45289.0821 | 42373.4272 | 39822.3892 | 58636.8485 | 50375.3338
Option 2 SG | Gas Zone Daily Offtake Limit Gladstone | Gas Infrastructure Limitations by Gas Zone | 0 | 0 | 0 | 0 | 3.4273e-06 | 7.3359e-06 | 3.4454e-06 | 3.5155e-06 | 3.5982e-06 | 3.9925e-06 | 4.4845e-06 | 5.2439e-06 | 6.1597e-06 | 6.3312e-06 | 7.6289e-06 | 7.209e-06 | 8.5413e-06 | 1.1185e-05 | 2.0252e-05 | 2.4684e-05 | 4.2352e-05 | 3.8252e-05 | 4.7396e-05 | 0.00058227
Option 2 SG | Gas Zone Daily Offtake Limit Kurri Kurri | Gas Infrastructure Limitations by Gas Zone | 1.1528e-05 | 11.7833 | 1.0732e-05 | 1.0329e-05 | 2.9718e-05 | 81.9419 | 1034.0771 | 349.4171 | 647.4338 | 1279.4868 | 1865.1877 | 2518.5629 | 708.6585 | 2184.8229 | 3496.316 | 2754.0572 | 814.0253 | 2098.4219 | 1745.0196 | 2248.2841 | 1509.0251 | 1679.4254 | 2454.2442 | 2045.5879
Option 2 SG | Gas Zone Daily Offtake Limit Laverton North | Gas Infrastructure Limitations by Gas Zone | 54.9069 | 42.0922 | 889.9484 | 123.1762 | 204.4514 | 1.3801e-05 | 7.2871e-06 | 7.2673e-06 | 170.3914 | 255.55 | 271.3246 | 341.6291 | 44.91 | 834.0861 | 1928.2934 | 1341.9589 | 1554.1241 | 1522.3324 | 2643.9571 | 3427.7778 | 1922.8301 | 1099.2123 | 2884.5086 | 1797.655
Option 2 SG | Gas Zone Daily Offtake Limit Melbourne | Gas Infrastructure Limitations by Gas Zone | 817.6681 | 656.161 | 889.9484 | 810.5762 | 1021.6448 | 3.1171e-05 | 1.8192e-05 | 212.5118 | 911.2334 | 1379.1854 | 1295.4029 | 1544.0018 | 1176.7316 | 3547.1215 | 3715.5405 | 11241.8774 | 11172.88 | 9772.8483 | 16100.1757 | 19656.2811 | 30304.7174 | 28135.8083 | 48424.1132 | 43368.1269
Option 2 SG | Gas Zone Daily Offtake Limit Moomba | Gas Infrastructure Limitations by Gas Zone | 1621.861 | 85.2307 | 3.6813e-05 | 76.5181 | 841.2456 | 350.5639 | 1221.5215 | 357.4552 | 667.3777 | 1064.9842 | 1520.1181 | 1403.8683 | 1197.191 | 3274.016 | 4364.3289 | 4599.8801 | 3424.2534 | 4008.082 | 4050.5012 | 2795.61 | 6.6753e-05 | 6.3233e-05 | 0.00034784 | 0.00027634
Option 2 SG | Gas Zone Daily Offtake Limit NQGP | Gas Infrastructure Limitations by Gas Zone | 135.1431 | 107.6772 | 223.8447 | 69.7157 | 69.7157 | 69.9067 | 69.7157 | 69.7157 | 69.7157 | 69.9067 | 231.7101 | 786.2128 | 875.6617 | 1350.1037 | 1829.1534 | 1066.0247 | 1958.8792 | 1912.4991 | 3028.1266 | 3474.1624 | 3319.3538 | 0 | 0 | 0
Option 2 SG | Gas Zone Daily Offtake Limit Newcastle | Gas Infrastructure Limitations by Gas Zone | 3.555e-05 | 40.6081 | 3.2903e-05 | 3.1692e-05 | 9.9269e-05 | 81.9421 | 2236.8338 | 630.3751 | 1246.8543 | 2218.6201 | 3161.5926 | 4495.9299 | 3326.3462 | 6292.1779 | 10163.5049 | 7760.4362 | 9652.0308 | 13484.6911 | 11342.0403 | 15477.4418 | 11527.9701 | 14236.1714 | 16669.2652 | 15276.2595
Option 2 SG | Gas Zone Daily Offtake Limit Northern | Gas Infrastructure Limitations by Gas Zone | 2733.0919 | 1952.0567 | 3128.7102 | 1599.9873 | 786.734 | 667.9861 | 1475.7112 | 852.6448 | 544.527 | 1334.8307 | 3969.7926 | 5675.6774 | 7801.7075 | 9304.4835 | 14503.2269 | 7259.5972 | 11353.8889 | 12597.0064 | 26789.6713 | 27194.3382 | 20679.6653 | 16183.9826 | 21293.2728 | 35418.5798
Option 2 SG | Gas Zone Daily Offtake Limit Port Campbell | Gas Infrastructure Limitations by Gas Zone | 420.7998 | 341.0857 | 2375.6037 | 491.0772 | 1729.2053 | 217.991 | 384.0078 | 285.9683 | 1123.9345 | 1826.984 | 1554.5474 | 1788.9037 | 1736.3166 | 3906.3602 | 5704.6665 | 5161.3555 | 4201.971 | 4552.7039 | 7079.2231 | 9492.0687 | 6109.4924 | 0 | 0 | 0
Option 2 SG | Gas Zone Daily Offtake Limit Southern | Gas Infrastructure Limitations by Gas Zone | 13239.1474 | 9960.6036 | 12850.8058 | 5146.8836 | 13638.3615 | 5558.9148 | 18264.1795 | 8634.0336 | 13191.3487 | 20194.2091 | 29560.5241 | 23317.6414 | 21961.6923 | 45503.9951 | 70804.5051 | 74001.0395 | 68046.1009 | 68829.9976 | 78145.5395 | 101562.0833 | 101022.634 | 93450.5247 | 149823.8765 | 123919.5892
Option 2 SG | Gordon Min Gen | Hydro min release | 631.9298 | 312.2032 | 665.7699 | 557.9573 | 2334.5851 | 2189.343 | 2012.5876 | 867.2079 | 1335.782 | 861.0078 | 966.8441 | 1045.4751 | 1124.9628 | 1325.3298 | 909.9615 | 1207.9868 | 1216.0197 | 875.4402 | 1168.9396 | 1141.4711 | 1109.0763 | 1138.9424 | 1313.5764 | 984.1468
Option 2 SG | ImportGroup_N9_Hydrogen | Group Network Import Constraints | 4714948.9 | -2135578.8897 | -217710.4847 | -1661088.1337 | -2144577.3164 | -3638758.0395 | -3449160.1575 | -4343457.2574 | -4617351.8514 | -3426981.7815 | -5136635.9503 | -5726580.8946 | -3873135.6857 | -2577138.4964 | -4629651.372 | -4873021.3683 | -8172702.9846 | -4344642.4186 | -5159091.9155 | -3965272.7477 | -3131571.0847 | -2596441.0041 | -2575546.5745 | -4743947.1672
Option 2 SG | ImportGroup_NSA1 | Group Network Import Constraints | -867178.1417 | -1780921.8897 | -1586080.2001 | -1488024.8182 | -1230082.1337 | -1190512.7265 | -1073268.2408 | -985932.8932 | -1173531.9491 | -1126736.8467 | -1205657.4919 | -1214974.8565 | -1217907.5964 | -1212574.9939 | -1278677.4223 | -1256356.1309 | -1203073.3895 | -1286983.8923 | -1201086.4291 | -582396.2173 | -1321886.2965 | -1743050.5269 | -1433778.8082 | -2320537.0662
Option 2 SG | ImportGroup_Q1_Hydrogen | Group Network Import Constraints | 858866.266 | 860783.19 | 947569.3663 | 1010451.3299 | 1146355.1494 | 1269125.8309 | -659385.4335 | -1246664.2934 | -1028013.4556 | -789657.1394 | -651290.6726 | -584349.6358 | -460753.9982 | -849276.8484 | -573652.9432 | -740245.383 | -615829.319 | -340255.4326 | -397108.6618 | -834569.996 | -721394.0884 | -493646.1906 | 70379.6588 | -578333.5662
Option 2 SG | ImportGroup_Q4_Hydrogen | Group Network Import Constraints | -5502976.1425 | -6230472.1006 | -4773178.2717 | -4376463.2268 | -4534152.6415 | -4750615.5947 | -3571210.7825 | -3126604.1036 | -3801178.517 | -3701548.1588 | -4397445.5422 | -4560820.4003 | -3615086.2557 | -3298826.8407 | -3790222.5911 | -3825511.4527 | -3663738.4084 | -1298741.2533 | -813638.0855 | -188918.3661 | -510244.2554 | -1038055.6717 | 785535.4113 | 1730105.9581
Option 2 SG | ImportGroup_Q7_Hydrogen | Group Network Import Constraints | -598453.7297 | -2563512.0324 | -1898822.3618 | 539347.9016 | -242599.8204 | -379381.6401 | 112699.6575 | 283978.839 | 188677.1882 | -416176.3058 | -541797.1583 | -1070996.5529 | -614189.3246 | -36567.1342 | -250064.5984 | -9137027.7061 | -11075090.8432 | -9986002.511 | -10361464.7105 | -10414990.7287 | -11951336.1466 | -12461651.747 | -13168697.2187 | -12900163.1267
Option 2 SG | ImportLimit_N12_Illawarra | REZ Network Import Constraints | 3796 | 3754.1143 | 3717.5709 | 3691.7127 | 85451.7127 | 242973.4268 | 492197.1425 | 853203.1425 | 1329548.9995 | 1619289.5419 | 1877425.1413 | 2101784.7107 | 2066205.6285 | 2236182.7661 | 2323430.2955 | 2445596.9915 | 2624063.8195 | 2878691.1952 | 3160472.7659 | 3578220.6856 | 4040511.5087 | 4520569.6416 | 4957869.8917 | 5335843.4903
Option 2 SG | ImportLimit_N1_North West NSW | REZ Network Import Constraints | -396363.1564 | -732345.4158 | -714424.9833 | -556849.6306 | -535007.5925 | -481678.1059 | -516344.6431 | -543327.5715 | -643619.6847 | -592594.7066 | -630180.5396 | -631238.5626 | -657151.6465 | -679521.3614 | -648811.8834 | -678467.0894 | -662718.5014 | -659441.4484 | -651528.3925 | -583549.2399 | -524272.6999 | -404340.0748 | -386190.6972 | -364440.2167
Option 2 SG | ImportLimit_N3_Central-West Orana | REZ Network Import Constraints | -3438923.4214 | -3837799.2826 | -15420083.1657 | -36175305.6339 | -36217361.0848 | -36148202.2135 | -35939911.2261 | -37089036.6488 | -37666782.8692 | -37390889.4376 | -36487306.6281 | -35674124.9839 | -36827378.5926 | -38279749.8266 | -38273387.6792 | -41794509.6757 | -39604927.6173 | -40946838.7703 | -45254055.2131 | -44891432.0856 | -49744164.8944 | -51079480.09 | -50211322.8675 | -54560179.4344
Option 2 SG | ImportLimit_N8_Cooma-Monaro | REZ Network Import Constraints | -324547.3253 | -476072.0294 | -518446.5345 | -1076441.7567 | -1012327.4211 | -1002384.4575 | -895973.0061 | -827121.033 | -920656.2662 | -865290.1827 | -759825.6718 | -664006.1731 | -701064.7213 | -699547.1424 | -426332.2471 | -344248.5339 | -272955.6261 | -228148.1402 | -275535.3403 | -204526.3982 | -121037.0255 | -396450.2874 | -330728.2681 | -336778.0541
Option 2 SG | ImportLimit_Q1_Far North Qld | REZ Network Import Constraints | -929110.4997 | -983328.606 | -1017323.1443 | -1063945.0443 | -1057010.3773 | -969844.1316 | -2952753.706 | -3626495.7722 | -3503269.828 | -3366266.936 | -3288128.2169 | -3329070.5335 | -3309181.9543 | -3777190.8702 | -3534890.9285 | -3816245.0464 | -3577226.1356 | -3393607.8638 | -3512330.7458 | -3988070.3629 | -3976407.0243 | -3696144.254 | -3145499.8161 | -3740456.1153
Option 2 SG | ImportLimit_S3_Mid-North SA | REZ Network Import Constraints | -5249088.2103 | -5444726.8561 | -5050492.2324 | -5828137.8246 | -5389882.5172 | -6166519.8678 | -5351930.9987 | -5288711.2168 | -5932023.6263 | -5563634.5435 | -4938366.7512 | -5218951.5835 | -5209993.6822 | -3753964.2252 | -4325103.6366 | -4007540.0928 | -3990014.8773 | -3582229.2882 | -6564480.2083 | -7914961.9611 | -7149534.9045 | -7016017.7895 | -5426168.0698 | -6101827.8024
Option 2 SG | ImportLimit_S7_Eastern Eyre Peninsula | REZ Network Import Constraints | -575215.9426 | -593280.0093 | -464265.8134 | -485859.1537 | -274978.4067 | -142839.1777 | -118011.6992 | -112162.3752 | -128599.6141 | -0.0011112 | -0.0012022 | -0.0013721 | -0.0007231 | -0.0010368 | -0.0021173 | -0.0026764 | -0.0027774 | -0.0041591 | -0.0069144 | -0.03424 | -608729.7273 | -1041286.1838 | -894136.3197 | -1125679.7422
Option 2 SG | ImportLimit_T1_North East Tasmania | REZ Network Import Constraints | 0 | -0.00087152 | -869160.1898 | -654442.6925 | -805460.4151 | -907041.9904 | -899931.2607 | -914872.8084 | -880649.1524 | -1592861.2571 | -2194013.2593 | -2268723.0562 | -2288556.3835 | -2290253.5257 | -1804530.4653 | -1697156.0347 | -1719331.3877 | -1688736.5794 | -1670656.5832 | -1689338.8927 | -1626579.216 | -1567023.5248 | -1644190.4821 | -1549211.3512
Option 2 SG | ImportLimit_T3_Central Highlands | REZ Network Import Constraints | -498399.6179 | -915699.8746 | -1299304.4346 | -1998971.0479 | -4895727.4423 | -7048849.8883 | -7066429.1854 | -8853882.7945 | -10626876.3164 | -11328621.1842 | -11129682.1048 | -10803472.2516 | -11042783.2397 | -11215246.5483 | -9845157.4493 | -9967938.4445 | -10075904.606 | -10171076.2234 | -9669166.4206 | -9850453.8997 | -9951841.5447 | -9896853.2281 | -9975705.5961 | -10088217.0075
Option 2 SG | ImportLimit_V1_North West VIC | REZ Network Import Constraints | -1215986.6001 | -4044870.2351 | -8819066.6253 | -9079140.052 | -8515573.9039 | -16387776.3364 | -22177219.0264 | -22692644.9293 | -22420936.4947 | -21629886.5076 | -21507884.9281 | -21551563.3857 | -20749421.3179 | -20913793.2296 | -21475737.9167 | -21632034.0465 | -21371643.6453 | -21954086.4078 | -21813609.1288 | -22085984.6413 | -22286871.138 | -22363005.4926 | -22156898.0964 | -21800590.089
Option 2 SG | ImportLimit_V5_South West VIC | REZ Network Import Constraints | -9565210.6713 | -12357622.6345 | -13303933.3335 | -14087700.3807 | -12219494.6878 | -11305937.5857 | -10870605.9176 | -11464731.2402 | -10613295.8914 | -9994908.1862 | -9383993.4646 | -8946390.1824 | -7232142.8069 | -5855152.8283 | -5536857.9999 | -5645451.8932 | -5134676.6926 | -5236492.9134 | -4252957.0663 | -1591718.4799 | 157829.9781 | 1198074.4479 | 1849986.2148 | 2344906.1376
Option 2 SG | ImportLimit_V7_Central North VIC | REZ Network Import Constraints | -1557853.0072 | -1993609.9588 | -2847510.596 | -3028505.1392 | -2914608.0259 | -2631512.0977 | -2568464.7133 | -2847796.5565 | -2793711.6545 | -2204299.3614 | -2252321.4609 | -2047067.6604 | -1938414.1129 | -2208273.6658 | -2390839.3687 | -2481339.0347 | -2462486.4127 | -2615570.062 | -2407282.1689 | -2457899.8181 | -2693868.8396 | -2590438.4363 | -2681502.0834 | -2617236.2588
Option 2 SG | Kareeya Min Gen | Hydro min release | 691.6405 | 609.6322 | 535.2271 | 591.459 | 543.7112 | 474.211 | 455.6482 | 546.768 | 593.8196 | 531.4016 | 552.7051 | 575.7347 | 491.3745 | 577.8945 | 523.0908 | 563.1845 | 614.0087 | 506.5741 | 491.233 | 470.7685 | 464.9625 | 477.2812 | 465.7213 | 418.2557
Option 2 SG | Liapootah Min Gen | Hydro min release | 548.7294 | 622.5067 | 432.7689 | 520.6279 | 527.0872 | 406.3909 | 579.8057 | 502.4575 | 432.6185 | 401.3854 | 377.1457 | 487.5091 | 386.9218 | 395.482 | 293.1021 | 298.4495 | 322.5494 | 302.1954 | 302.7506 | 305.7174 | 343.8498 | 367.2781 | 382.9797 | 324.4364
Option 2 SG | N >> 11-0_17-0 | NetworkConstraints | 19878447.401 | 21133792.683 | 21704282.3359 | 19373747.8481 | 19883939.4797 | 21770223.0575 | 22252900.6058 | 23047364.2553 | 22825222.8059 | 23177037.9813 | 22857374.0609 | 23109407.4707 | 23166781.5629 | 23055694.4265 | 23989276.1353 | 23178602.5713 | 23599129.8002 | 22753987.5077 | 22607490.902 | 23454330.3039 | 21933476.978 | 21248431.1887 | 22393623.7501 | 21248611.9142
Option 2 SG | N >> 11-0_39/1 | NetworkConstraints | 0 | 0 | 0 | 0 | 22967553.2302 | 25113191.8697 | 25658708.9503 | 26648604.6163 | 26485919.02 | 26909749.7497 | 26585606.4424 | 26931299.6312 | 27039832.4332 | 26900597.7522 | 27838815.2703 | 27060593.6944 | 27547628.366 | 26821114.4666 | 26669379.9149 | 27553464.2796 | 26050575.4876 | 25414934.6514 | 26564964.7677 | 25488560.1034
Option 2 SG | N >> 12-0_14-0_R | NetworkConstraints | 38998035.7186 | 41301596.4933 | 37618031.0398 | 40453661.2644 | 42750697.5158 | 45503458.7146 | 47026797.8148 | 48688367.6405 | 49722721.9065 | 50675968.1899 | 50814281.0562 | 51643118.8198 | 52191700.6213 | 52800272.7013 | 50823565.1861 | 50967046.9425 | 51073407.517 | 51388692.1261 | 52692082.5777 | 53635331.9338 | 53731373.0922 | 53959637.0404 | 54815172.6062 | 55317228.7207
Option 2 SG | N >> 12-0_39-1_R | NetworkConstraints | 46560373.8727 | 49890140.669 | 46096102.8053 | 47098711.4176 | 0 | 0 | 0 | 0 | 0 | 0 | 0 | 0 | 0 | 0 | 0 | 0 | 0 | 0 | 0 | 0 | 0 | 0 | 0 | 0
Option 2 SG | N >> 12-0_39/1_R | NetworkConstraints | 0 | 0 | 0 | 0 | 46390677.1978 | 49593206.103 | 51152155.0245 | 53089726.1027 | 54133165.9152 | 55161044.1069 | 55214993.0298 | 56182856.3049 | 56709225.1422 | 57178957.9662 | 55283561.7345 | 55352039.1137 | 55606949.7314 | 55984242.7937 | 57078907.5521 | 58076658.2672 | 57983431.4908 | 58160365.8492 | 59049272.1241 | 59475638.7263
Option 2 SG | N >> 16-0_39/1_R | NetworkConstraints | 0 | 0 | 0 | 0 | 28313368.4375 | 31394243.0549 | 31705298.4972 | 33893846.9208 | 34402223.1179 | 34954275.418 | 34387969.2097 | 35479832.9347 | 35226493.4653 | 34280400.4074 | 33087438.1153 | 32966928.432 | 33718202.2833 | 34448696.6034 | 33231048.8463 | 33136876.8273 | 32554735.0623 | 32456843.6075 | 31988717.0728 | 32222061.1863
Option 2 SG | N >> 16-0_8-0_R | NetworkConstraints | 20183609.0415 | 24448369.6069 | 25318325.5764 | 23297814.2654 | 24356138.0031 | 27241961.7958 | 27333898.5893 | 29552484.2513 | 30120073.2092 | 30592049.8325 | 29990938.8512 | 31145735.2919 | 30777513.8678 | 29623033.4308 | 28161282.6567 | 28202040.3587 | 28988526.4824 | 30036921.9338 | 28499823.4399 | 28078463.1639 | 27756703.8813 | 27801711.2021 | 26866957.247 | 27377625.8102
Option 2 SG | N >> 17-0_11-0 | NetworkConstraints | 20266223.7874 | 21861221.6017 | 23030007.2821 | 20151415.0843 | 21288376.8479 | 23330989.0902 | 23849720.2683 | 24735529.0412 | 24553777.395 | 24927010.2339 | 24564850.8669 | 24864187.877 | 24866664.0024 | 24720882.6031 | 25415878.0835 | 24582903.7837 | 25004294.4654 | 24138667.1054 | 23940426.7856 | 24771959.5978 | 23206907.9129 | 22477944.3567 | 23596092.1903 | 22449552.0427
Option 2 SG | N >> 17-0_39/1 | NetworkConstraints | 0 | 0 | 0 | 0 | 27745631.674 | 30403363.3326 | 31066151.7477 | 32368058.6687 | 32335645.287 | 32837159.347 | 32387544.9014 | 32890338.68 | 32850605.8375 | 32603789.3853 | 32844567.5126 | 32008513.6002 | 32510790.9039 | 31748760.3253 | 31446282.3495 | 32291276.7785 | 30664951.4845 | 29912209.4168 | 30979664.5832 | 29915766.6049
Option 2 SG | N >> 18-0_5-0 | NetworkConstraints | 0 | 0 | 0 | -2946042.6231 | 0 | 0 | 0 | 0 | 0 | 0 | 0 | 0 | 0 | 0 | 0 | 0 | 0 | 0 | 0 | 0 | 0 | 0 | 0 | 0
Option 2 SG | N >> 18-0_5-0_R | NetworkConstraints | 6524886.3718 | 5339746.0134 | 5427613.879 | 1805340.0941 | 4850557.9307 | 5504117.4357 | 5514423.9926 | 5953446.2253 | 5980713.0589 | 6135914.7578 | 5945421.7503 | 6199902.3809 | 6025783.3289 | 5778897.6072 | 5590964.3499 | 5334724.7459 | 5639950.3116 | 5711819.5153 | 5237926.9159 | 5212588.5304 | 4921388.5956 | 4816093.099 | 4790913.9907 | 4645420.3776
Option 2 SG | N >> 31-0_32-0 | NetworkConstraints | 38327063.6111 | 35147208.3629 | 30043137.351 | 28719454.1054 | 0 | 0 | 0 | 0 | 0 | 0 | 0 | 0 | 0 | 0 | 0 | 0 | 0 | 0 | 0 | 0 | 0 | 0 | 0 | 0
Option 2 SG | N >> 32-0_31-0 | NetworkConstraints | 38327021.0357 | 35147341.7621 | 30043249.4413 | 28719640.6875 | 0 | 0 | 0 | 0 | 0 | 0 | 0 | 0 | 0 | 0 | 0 | 0 | 0 | 0 | 0 | 0 | 0 | 0 | 0 | 0
Option 2 SG | N >> 32/2_31-0 | NetworkConstraints | 0 | 0 | 0 | 0 | 25143616.6355 | 24853406.1575 | 25734072.3706 | 26326576.8678 | 27285038.5181 | 28139486.6911 | 29894277.6649 | 30439905.0218 | 32662731.9226 | 33672630.43 | 35620270.4296 | 36768216.1458 | 37429402.0899 | 39648506.844 | 41647922.0881 | 42183684.1425 | 44255639.4358 | 46558117.6008 | 46249550.7936 | 47706011.8841
Option 2 SG | N >> 32/2_38/2 | NetworkConstraints | 0 | 0 | 0 | 0 | 25143825.7034 | 24853642.7874 | 25734319.2388 | 26326835.7716 | 27285299.5349 | 28139752.5734 | 29894539.1043 | 30440171.2949 | 32662996.47 | 33672895.269 | 35620524.9158 | 36768468.9908 | 37429656.0578 | 39648760.1545 | 41648178.2194 | 42183947.1651 | 44255895.951 | 46558370.9967 | 46249812.6616 | 47706274.4381
Option 2 SG | N >> 38/1_32/1_R | NetworkConstraints | 0 | 0 | 0 | 0 | 52870592.1226 | 55277981.9275 | 56922489.7738 | 59037585.1344 | 60395345.0741 | 61775787.4746 | 62930305.4448 | 64061532.4647 | 66160129.5672 | 67109998.5362 | 67948243.2035 | 68976071.6764 | 69717271.0076 | 71886051.4309 | 74105510.2544 | 75299918.1619 | 76815847.5758 | 78690438.0146 | 79156805.8269 | 80732847.0649
Option 2 SG | N >> 38/2_32/2 | NetworkConstraints | 0 | 0 | 0 | 0 | 25144778.3129 | 24854679.2834 | 25735387.3241 | 26327946.2852 | 27286430.9931 | 28140903.3645 | 29895675.2225 | 30441328.6039 | 32664152.631 | 33674057.9425 | 35621644.9492 | 36769586.5077 | 37430776.8116 | 39649883.5963 | 41649321.0614 | 42185118.1463 | 44257054.2919 | 46559520.3997 | 46250995.348 | 47707463.2568
Option 2 SG | N >> 39-1_11-0 | NetworkConstraints | 36586241.3477 | 40847861.0645 | 39741781.2276 | 38454799.0748 | 0 | 0 | 0 | 0 | 0 | 0 | 0 | 0 | 0 | 0 | 0 | 0 | 0 | 0 | 0 | 0 | 0 | 0 | 0 | 0
Option 2 SG | N >> 39-1_16-0 | NetworkConstraints | 35689846.4446 | 40134170.3746 | 39093068.5065 | 37923712.3839 | 0 | 0 | 0 | 0 | 0 | 0 | 0 | 0 | 0 | 0 | 0 | 0 | 0 | 0 | 0 | 0 | 0 | 0 | 0 | 0
Option 2 SG | N >> 39-1_17-0 | NetworkConstraints | 36125609.1246 | 40495651.468 | 39721376.5815 | 38284844.7073 | 0 | 0 | 0 | 0 | 0 | 0 | 0 | 0 | 0 | 0 | 0 | 0 | 0 | 0 | 0 | 0 | 0 | 0 | 0 | 0
Option 2 SG | N >> 39-1_3W-0 | NetworkConstraints | 37189768.1904 | 41373248.2633 | 40210950.9056 | 39017483.1371 | 0 | 0 | 0 | 0 | 0 | 0 | 0 | 0 | 0 | 0 | 0 | 0 | 0 | 0 | 0 | 0 | 0 | 0 | 0 | 0
Option 2 SG | N >> 39-1_5A6-0 | NetworkConstraints | 34309253.9818 | 39334334.1637 | 38401785.3338 | 36595494.3525 | 0 | 0 | 0 | 0 | 0 | 0 | 0 | 0 | 0 | 0 | 0 | 0 | 0 | 0 | 0 | 0 | 0 | 0 | 0 | 0
Option 2 SG | N >> 39-1_8-0 | NetworkConstraints | 35644153.8405 | 40097322.0778 | 39019450.4567 | 37884811.0348 | 0 | 0 | 0 | 0 | 0 | 0 | 0 | 0 | 0 | 0 | 0 | 0 | 0 | 0 | 0 | 0 | 0 | 0 | 0 | 0
Option 2 SG | N >> 39-1_NIL | NetworkConstraints | 36535823.3181 | 40923756.8516 | 39694547.5985 | 38601149.095 | 0 | 0 | 0 | 0 | 0 | 0 | 0 | 0 | 0 | 0 | 0 | 0 | 0 | 0 | 0 | 0 | 0 | 0 | 0 | 0
Option 2 SG | N >> 39/1_11-0 | NetworkConstraints | 0 | 0 | 0 | 0 | 37672771.6808 | 41166547.3555 | 42019960.4686 | 44081114.4442 | 44415226.0161 | 45160977.9565 | 44710296.998 | 45612919.0289 | 45691349.593 | 45301978.7767 | 44938565.3471 | 44420954.6055 | 45084508.7104 | 45016093.4984 | 44652029.5956 | 45406014.069 | 44186430.1119 | 43752818.688 | 44494756.053 | 44022700.0636
Option 2 SG | N >> 39/1_16-0 | NetworkConstraints | 0 | 0 | 0 | 0 | 37124241.8399 | 40625789.9112 | 41417546.275 | 43593539.1621 | 44043476.223 | 44783924.7496 | 44320234.0046 | 45312764.683 | 45332421.5392 | 44837953.8145 | 44093209.1722 | 43722986.0581 | 44397358.0931 | 44589450.0709 | 44085859.4903 | 44643659.3218 | 43659530.7502 | 43348063.0109 | 43783169.0428 | 43574665.1216
Option 2 SG | N >> 39/1_17-0 | NetworkConstraints | 0 | 0 | 0 | 0 | 37740892.8793 | 41255903.5497 | 42113518.4615 | 44187636.4007 | 44540206.2124 | 45284041.9546 | 44817958.0524 | 45730804.5566 | 45774511.8902 | 45372649.3071 | 44871131.4957 | 44352109.4398 | 45002613.7677 | 44925857.5513 | 44535090.0592 | 45262909.0402 | 44044447.4711 | 43594877.9142 | 44302739.369 | 43842119.6388
Option 2 SG | N >> 39/1_5A6-0 | NetworkConstraints | 0 | 0 | 0 | 0 | 35604657.228 | 39244732.1195 | 40019165.6787 | 42166019.1213 | 42392944.5274 | 43132617.4344 | 42640458.9895 | 43627110.0324 | 43559296.685 | 42966149.0973 | 42679677.4403 | 41990633.7733 | 42841326.1615 | 42803937.6364 | 41936609.5896 | 42603385.4918 | 41131863.0804 | 40594598.9672 | 41262203.6108 | 40578499.4008
Option 2 SG | N >> 39/1_8-0 | NetworkConstraints | 0 | 0 | 0 | 0 | 37053742.0645 | 40553344.7617 | 41337547.6363 | 43525853.95 | 43988030.3674 | 44728316.5968 | 44265399.4306 | 45267626.9349 | 45284771.2979 | 44779672.5906 | 44005053.7757 | 43653465.9102 | 44330534.2495 | 44555916.4225 | 44039227.7118 | 44576512.9214 | 43621868.7924 | 43327748.3619 | 43729756.9662 | 43552686.4164
Option 2 SG | N >> 39/1_NIL | NetworkConstraints | 0 | 0 | 0 | 0 | 37690198.7232 | 41182008.3694 | 42030962.8187 | 44158954.1638 | 44590604.8335 | 45344861.8701 | 44907231.6065 | 45863836.2123 | 45924326.2982 | 45509675.6853 | 44849729.3649 | 44449031.3119 | 45097700.7359 | 45204185.9422 | 44816590.3852 | 45462095.1839 | 44437306.6523 | 44099806.4785 | 44663493.18 | 44391996.2257
Option 2 SG | N >> 5A5_5P1 | NetworkConstraints | 0 | 0 | -919868.3707 | 10619135.5731 | 14974235.0643 | 16001644.3385 | 16186662.2678 | 17160586.4789 | 17279422.6311 | 17323277.5977 | 16697401.9969 | 16273008.5125 | 16422905.6171 | 16498037.8255 | 15806352.4665 | 17708681.4889 | 16682041.1024 | 17077864.8046 | 19103336.8164 | 18967190.2475 | 21018315.5166 | 21047817.6508 | 20989486.7049 | 23314111.5662
Option 2 SG | N >> 5H5_5H6 | NetworkConstraints | 0 | 0 | 0 | 20517257.4237 | 35615293.4231 | 36426166.5442 | 37110783.6555 | 38645320.0834 | 39682245.0123 | 40268343.2361 | 40783760.3763 | 40894502.8954 | 42481605.4518 | 43263489.8667 | 42946998.3889 | 45007418.2184 | 44325833.7164 | 45921697.7869 | 48797033.2952 | 48698561.0808 | 51615000.4087 | 53187840.7672 | 52311936.212 | 55153493.4176
Option 2 SG | N >> 5P1_5A5 | NetworkConstraints | 0 | 0 | -2776358.0504 | 8048675.7993 | 8204638.909 | 6085705.9577 | 5178957.2622 | 5517678.4661 | 5687961.3922 | 5186965.8435 | 4865647.1072 | 3052642.5843 | 5357994.818 | 6608024.5296 | 10388381.5754 | 15075980.3711 | 12395017.9578 | 14380058.4112 | 20394711.1526 | 19895258.9512 | 26022429.7599 | 28177386.1766 | 26996471.1061 | 32805909.1547
Option 2 SG | N >> 5P1_5P2 | NetworkConstraints | 0 | 0 | -2958947.6998 | 4117213.2734 | 1285563.3561 | -1793073.5097 | -2969180.9348 | -3117260.4538 | -2980763.2801 | -3597954.5963 | -3626298.4361 | -5530800.7466 | -2890571.6477 | -1455131.1248 | 3403878.7404 | 7876167.4602 | 5286945.712 | 7410404.3161 | 13382433.0464 | 12868679.8411 | 18960453.969 | 21492217.4422 | 20129370.8826 | 25690512.7277
Option 2 SG | N >> 76-0_39/1_R | NetworkConstraints | 0 | 0 | 0 | 0 | 30291464.9573 | 32016776.2697 | 33322166.5275 | 34578309.6516 | 36037334.9185 | 36731935.4566 | 36917770.0894 | 37698372.6915 | 37794325.9361 | 38387361.2056 | 33889978.5804 | 34605231.4742 | 34218760.9398 | 35014045.3216 | 36245312.409 | 36319700.9346 | 37535399.8554 | 38051103.9425 | 37738775.7705 | 39210396.8091
Option 2 SG | N >> 76-0_77-0_R | NetworkConstraints | 23357709.7224 | 26779380.891 | 26348243.0634 | 27285205.3218 | 27623362.8195 | 29041130.0178 | 30320507.9529 | 31401337.9772 | 32891509.3559 | 33537196.5827 | 33783475.2221 | 34496892.6595 | 34591772.8952 | 35265457.3986 | 30592271.3443 | 31394191.0406 | 30910212.5825 | 31737410.1664 | 33085420.36 | 33089241.1998 | 34491411.1232 | 35074872.0054 | 34679765.2699 | 36265279.4053
Option 2 SG | N >> 8-0_16-0_R | NetworkConstraints | 19586979.4622 | 23928553.8439 | 24701150.0213 | 22859443.1123 | 23789658.4823 | 26652153.9307 | 26702330.3503 | 28963302.1297 | 29577446.6579 | 30042597.3977 | 29442200.7695 | 30634865.6406 | 30248760.4672 | 29042383.8825 | 27459191.8953 | 27576424.491 | 28373135.9559 | 29560386.8136 | 27954635.0091 | 27438224.3216 | 27238594.9427 | 27353970.1619 | 26271294.8673 | 26911024.5203
Option 2 SG | N >> 8-0_39/1_R | NetworkConstraints | 0 | 0 | 0 | 0 | 27096803.4376 | 30127387.1122 | 30347394.9632 | 32627020.5396 | 33233620.2846 | 33770378.0991 | 33204913.8459 | 34376183.274 | 34085825.7149 | 33029299.2467 | 31576200.6825 | 31618421.2746 | 32393772.8004 | 33418436.7925 | 32054432.4553 | 31756802.9604 | 31433680.5438 | 31485966.7703 | 30700337.9402 | 31208303.7502
Option 2 SG | N >> 81-0_82-0 | NetworkConstraints | 31757946.5902 | 28249789.8396 | 12443482.7644 | 0 | 0 | 0 | 0 | 0 | 0 | 0 | 0 | 0 | 0 | 0 | 0 | 0 | 0 | 0 | 0 | 0 | 0 | 0 | 0 | 0
Option 2 SG | N >> 81_82-0 | NetworkConstraints | 0 | 0 | 16579956.8717 | 21640435.2019 | 21216961.3568 | 20277661.5784 | 20662752.3464 | 20918703.1383 | 21532520.3274 | 22119522.7056 | 24008571.2896 | 24357318.4695 | 26385638.6412 | 26853810.0945 | 28957337.344 | 29851579.4934 | 30707438.5563 | 32284141.8617 | 33429920.303 | 33290141.7075 | 34920797.0613 | 36967366.0852 | 35910938.6789 | 36681281.8571
Option 2 SG | N >> 82-0_81 | NetworkConstraints | 0 | 0 | 16766216.6451 | 22287055.8331 | 22249547.3736 | 21283954.4134 | 21641469.6726 | 21842431.6572 | 22430015.7898 | 23005619.4361 | 24901554.8872 | 25251755.2255 | 27250155.9418 | 27687960.3086 | 29838659.7952 | 30682525.657 | 31600908.6875 | 33134131.7001 | 34188227.2321 | 34049048.1523 | 35588439.703 | 37607236.244 | 36565260.5909 | 37248454.2344
Option 2 SG | N >> 82-0_81-0 | NetworkConstraints | 32841309.2996 | 29376484.7831 | 12896312.4073 | 0 | 0 | 0 | 0 | 0 | 0 | 0 | 0 | 0 | 0 | 0 | 0 | 0 | 0 | 0 | 0 | 0 | 0 | 0 | 0 | 0
Option 2 SG | N >> 93-0_90-0_R | NetworkConstraints | 5484583.2477 | 3404441.1064 | 6283043.605 | -1781781.4043 | -3863672.1756 | -4283594.4727 | -4031388.2934 | -4207201.2338 | -4053338.8631 | -3819286.0993 | -3203911.8737 | -2994958.9052 | -2416000.6204 | -1984998.2748 | -888917.979 | -1058543.6916 | -669027.8236 | 99596.5475 | 309594.5952 | 691731.895 | 877199.7654 | 1559656.4257 | 1835857.622 | 1829547.6413
Option 2 SG | N >> KEMPS_CK_2H1_2_KEMPS_CK_3H1_2 | NetworkConstraints | 3896640.4969 | 2690920.5956 | -2645201.3715 | 5159369.7911 | -11219262.7485 | -12551679.7326 | -12916399.99 | -13386248.4446 | -13376607.3855 | -13551861.3159 | -13168436.5674 | -13405553.4024 | -12982324.6028 | -12809550.3743 | -11935454.6186 | -11300247.3692 | -11431924.9696 | -10652424.0447 | -10237331.3252 | -10567309.5721 | -9446389.9607 | -8712937.238 | -9376411.249 | -8576628.0137
Option 2 SG | N >> MT_PIPER_2TH1_2_39/1 | NetworkConstraints | 0 | 0 | 0 | 0 | 11190942.0484 | 12627521.3773 | 11653341.8888 | 13318199.3835 | 11940156.1011 | 11883005.5225 | 11051878.3597 | 10487644.7038 | 11560286.2924 | 10847502.9657 | 17561607.5997 | 18366037.4793 | 18494548.5806 | 19044856.6377 | 19396912.2371 | 19651956.9369 | 19898888.7193 | 19939953.8708 | 20166670.546 | 20867067.9803
Option 2 SG | N >> MT_PIPER_2TH1_2_MT_PIPER_1TH1_2 | NetworkConstraints | 6131443.0627 | 8016292.4774 | 6453856.5535 | 8297050.2207 | 7602033.165 | 8690263.5821 | 7684622.1702 | 9105488.794 | 7746646.5473 | 7629072.1358 | 6867885.925 | 6246606.2061 | 7271222.637 | 6621724.2353 | 13120716.6113 | 13926306.3656 | 13995109.4961 | 14514623.9277 | 14884682.3449 | 15075682.2977 | 15398020.3249 | 15465469.2779 | 15636042.8792 | 16331076.7284
Option 2 SG | N >> SCRK_1TH1_2_SCRK_2TH1_2_R | NetworkConstraints | 0 | 0 | 0 | 0 | 40260161.2174 | 41845853.434 | 43284582.7495 | 44732754.728 | 45945940.1657 | 47018801.4051 | 47914777.4222 | 48644252.3446 | 50389478.7352 | 51544899.2343 | 51902406.9814 | 53065655.7743 | 53264380.883 | 55097814.5767 | 57624272.6293 | 58733623.2607 | 60485976.4471 | 62099482.7859 | 62717147.8074 | 64475241.118
Option 2 SG | NNSW H2 Domestic Consumption Purchaser | Subregion flexible electricity load for Domestic H2 | 0 | 0 | 0 | 0 | 11.4714 | 32.8357 | 66.5597 | 115.4964 | 180.0493 | 219.288 | 254.324 | 284.7521 | 308.06 | 326.8929 | 340.6976 | 356.605 | 382.155 | 414.498 | 454.837 | 510.1136 | 572.7893 | 637.3937 | 697.9503 | 749.345
Option 2 SG | NQ H2 Domestic Consumption Purchaser | Subregion flexible electricity load for Domestic H2 | 0 | 0 | 0 | 0 | 3.3893 | 10.1174 | 21.8216 | 39.785 | 64.1357 | 79.0566 | 89.9714 | 98.3936 | 104.4943 | 109.6963 | 114.4523 | 121.4407 | 131.5564 | 143.2117 | 158.4083 | 181.6657 | 210.8657 | 245.3786 | 284.1493 | 322.7643
Option 2 SG | NSA H2 Domestic Consumption Purchaser | Subregion flexible electricity load for Domestic H2 | 0 | 0 | 0 | 0 | 1.2514 | 4.5489 | 11.1323 | 22.3693 | 38.4293 | 49.0443 | 58.0604 | 65.3871 | 70.1321 | 73.9849 | 77.6399 | 82.6464 | 90.2071 | 100.2326 | 113.0444 | 131.0871 | 152.6221 | 176.8054 | 202.2337 | 227.2907
Option 2 SG | NSW EIR Gen | Policies NSW | 0 | 8115.7303 | 8115.7303 | 25173.7413 | 25173.7413 | 25173.7413 | 25173.7413 | 25173.7413 | 25173.7413 | 25173.7413 | 28130.8365 | 29590.6456 | 29781.7065 | 29781.7065 | 32865.8288 | 36866.3586 | 40991.9549 | 42145.6155 | 44586.3179 | 45180.9566 | 50058.2298 | 53620.8662 | 55170.1111 | 57954.7428
Option 2 SG | NSW EIR Storage MW | Policies NSW | 0 | 3.66e-06 | 199.16 | 590.16 | 590.16 | 590.16 | 590.16 | 1381.41 | 1381.41 | 1381.41 | 1381.41 | 1381.41 | 1381.41 | 1381.41 | 1381.41 | 1381.41 | 1381.41 | 1381.41 | 1381.41 | 1381.41 | 1381.41 | 1381.41 | 1182.25 | 2345.4507
Option 2 SG | NSW EIR Storage MWh | Policies NSW | 1.095e-05 | 4.026e-05 | 1593.28 | 4721.28 | 4721.28 | 4721.28 | 4721.28 | 11051.28 | 11051.28 | 11051.28 | 11051.28 | 11051.28 | 11051.28 | 11051.28 | 11051.28 | 11051.28 | 11051.28 | 11051.28 | 11051.28 | 11051.28 | 11051.28 | 11051.28 | 9458.0002 | 18763.6053
Option 2 SG | PEC and Heywood Export | Special Constraints | 1151701.7775 | 377513.6503 | -75573.033 | 100514.912 | 266078.0316 | -267868.9383 | 467018.514 | 1003147.6776 | 141564.0158 | 158832.0108 | 604150.675 | 603798.9155 | 1023888.2654 | 2055223.1898 | 1535385.5835 | 1785268.5632 | 2399564.0229 | 2568979.8662 | 1248814.972 | 674782.7554 | 1222162.6762 | 519538.1573 | 1659545.1362 | 912622.3242
Option 2 SG | PEC and Heywood Import | Special Constraints | -1151701.7775 | -377513.6503 | 75573.033 | -100514.912 | -266078.0316 | 267868.9383 | -467018.514 | -1003147.6776 | -141564.0158 | -158832.0108 | -604150.675 | -603798.9155 | -1023888.2654 | -2055223.1898 | -1535385.5835 | -1785268.5632 | -2399564.0229 | -2568979.8662 | -1248814.972 | -674782.7554 | -1222162.6762 | -519538.1573 | -1659545.1362 | -912622.3242
Option 2 SG | Poatina Min Gen | Hydro min release | 259.7099 | 1459.8335 | 844.1081 | 387.9975 | 2054.486 | 2908.1429 | 2080.7027 | 2339.0707 | 1185.2057 | 587.1239 | 804.7067 | 732.1463 | 1353.8994 | 1793.3159 | 1005.8623 | 1139.6149 | 901.8841 | 808.3742 | 1085.0115 | 1097.4557 | 1271.8212 | 1374.686 | 1382.3148 | 1224.3817
Option 2 SG | Powering Australia Plan | Policies NEM | 0 | 5.2331e-08 | 2203.3811 | 5544.6174 | 0 | 0 | 0 | 0 | 0 | 0 | 0 | 0 | 0 | 0 | 0 | 0 | 0 | 0 | 0 | 0 | 0 | 0 | 0 | 0
Option 2 SG | REZ Access Scheme N3 | Policies NSW | 0 | 2.562e-05 | 2.92e-05 | 6703.0099 | 6703.0099 | 6703.0098 | 6703.0099 | 6703.0098 | 6154.2441 | 6154.2441 | 6154.2441 | 6129.6829 | 6027.6108 | 5104.1726 | 5256.9455 | 6446.3821 | 6446.3821 | 6803.7738 | 7104.6134 | 7158.6135 | 7605.2075 | 7700 | 7700 | 7700
Option 2 SG | REZ Access Scheme N5 | Policies NSW | 0 | 7.32e-06 | 1.095e-05 | 3.65e-05 | 3.65e-05 | 4.026e-05 | 3.65e-05 | 3.285e-05 | 3.285e-05 | 3.294e-05 | 3.285e-05 | 3.285e-05 | 3.65e-05 | 3.66e-05 | 3.65e-05 | 3.65e-05 | 3.65e-05 | 3.66e-05 | 3.65e-05 | 3.65e-05 | 4.015e-05 | 3.66e-05 | 3.65e-05 | 4.015e-05
Option 2 SG | REZ Landholder_NSW | Landholder Payments | 0 | 0 | -1436640 | -1436640 | -1436640 | -1440576 | 0 | 0 | 27.7611 | 27.7611 | 27.7611 | 29.0036 | 34.1672 | 80.8824 | 80.8824 | 80.8824 | 81.4986 | 81.4986 | 104.8968 | 106.0269 | 126.1551 | 127.7816 | 128.0836 | 131.662
Option 2 SG | REZ Landholder_QLD | Landholder Payments | 0 | 0 | 0 | 0 | 0 | 0 | 0 | 0 | 0 | 0 | 0 | 0 | 0 | 0 | 0 | 0 | 0 | 0 | 0 | 0 | 0 | 0 | 0 | 0
Option 2 SG | REZ Landholder_VIC | Landholder Payments | 0 | 0 | 0 | 0 | 0 | 0 | 0 | 0 | 0 | 0 | 0 | 0 | 0 | 0 | 0 | 0 | 0 | 0 | 0 | 0 | 0 | 0 | 0 | 0
Option 2 SG | ResourceLimit_N12_Wind Medium | Resource Limits for REZ | 0 | 0 | 0 | 0 | 0 | 0 | 0 | 0 | 0 | 0 | 0 | 0 | 71 | 71 | 71 | 71 | 71 | 71 | 71 | 71 | 71 | 71 | 71 | 71
Option 2 SG | ResourceLimit_N2_Solar | Resource Limits for REZ | 0 | 3.66e-06 | 3.65e-06 | 7.3e-06 | 7.3e-06 | 7.32e-06 | 7.3e-06 | 7.3e-06 | 7.3e-06 | 7.32e-06 | 7.3e-06 | 7.3e-06 | 7.3e-06 | 7.32e-06 | 7.3e-06 | 7.3e-06 | 2.19e-05 | 2.196e-05 | 1.825e-05 | 2.19e-05 | 2.19e-05 | 2.196e-05 | 2.19e-05 | 2.19e-05
Option 2 SG | ResourceLimit_N2_Wind Medium | Resource Limits for REZ | 0 | 0 | 0 | 0 | 0 | 0 | 0 | 0 | 0 | 0 | 3.65e-06 | 3.65e-06 | 0 | 0 | 3.65e-06 | 3.65e-06 | 3.65e-06 | 7.32e-06 | 3.65e-06 | 3.65e-06 | 1.095e-05 | 628.4085 | 1070.2026 | 1265.2665
Option 2 SG | ResourceLimit_N3_Wind Medium | Resource Limits for REZ | 0 | 0 | 0 | 0 | 0 | 0 | 0 | 0 | 0 | 0 | 0 | 0 | 0 | 0 | 3.65e-06 | 242.2094 | 242.2094 | 599.6012 | 1355.7048 | 1409.7049 | 2795.97 | 3198.0004 | 3255.033 | 3930.9574
Option 2 SG | ResourceLimit_N5_Solar | Resource Limits for REZ | 0 | 3.66e-06 | 3.65e-06 | 2.92e-05 | 2.92e-05 | 2.928e-05 | 2.92e-05 | 2.92e-05 | 2.92e-05 | 2.928e-05 | 2.92e-05 | 2.92e-05 | 2.92e-05 | 2.928e-05 | 2.92e-05 | 2.92e-05 | 2.92e-05 | 2.928e-05 | 2.92e-05 | 2.92e-05 | 2.92e-05 | 2.928e-05 | 2.92e-05 | 2.92e-05
Option 2 SG | ResourceLimit_N5_Wind Medium | Resource Limits for REZ | 0 | 0 | 0 | 0 | 0 | 0 | 0 | 0 | 0 | 0 | 0 | 0 | 0 | 0 | 0 | 0 | 0 | 0 | 0 | 0 | 0 | 0 | 3.65e-06 | 3.65e-06
Option 2 SG | ResourceLimit_N9_Solar | Resource Limits for REZ | 0 | 953 | 953 | 953 | 953 | 953 | 953 | 953 | 953 | 953 | 953 | 953 | 953 | 953 | 953 | 953 | 1451.4675 | 1451.4675 | 1451.4675 | 1451.4675 | 1451.4675 | 1451.4675 | 1451.4675 | 1451.4675
Option 2 SG | ResourceLimit_N9_Wind Medium | Resource Limits for REZ | 0 | 0 | 0 | 0 | 0 | 0 | 0 | 0 | 0 | 0 | 3.65e-06 | 3.65e-06 | 3.65e-06 | 3.66e-06 | 1000 | 1000 | 1124 | 1124 | 1124 | 1124 | 1124 | 1124 | 1124 | 1124
Option 2 SG | ResourceLimit_Q8a_Solar | Resource Limits for REZ | 0 | 45.1777 | 45.1777 | 45.1777 | 45.1777 | 45.1777 | 45.1777 | 45.1778 | 45.1778 | 45.1777 | 45.1778 | 45.1778 | 45.1777 | 45.1778 | 45.1778 | 1412.0783 | 2113.86 | 2113.86 | 2113.86 | 2113.86 | 2275.81 | 2275.81 | 2275.81 | 2275.81
Option 2 SG | ResourceLimit_Q8c_Wind Medium | Resource Limits for REZ | 0 | 0 | 0 | 0 | 0 | 0 | 0 | 0 | 3.65e-06 | 472.6038 | 596.401 | 1008 | 1008 | 1008 | 1008 | 1008 | 1008 | 1008 | 1008 | 1008 | 1008 | 1008 | 1008 | 1008
Option 2 SG | ResourceLimit_S6_Wind Medium | Resource Limits for REZ | 0 | 0 | 0 | 0 | 0 | 0 | 0 | 0 | 0 | 0 | 0 | 0 | 0 | 0 | 0 | 0 | 0 | 0 | 0 | 0 | 0 | 0 | 3.65e-06 | 3.65e-06
Option 2 SG | ResourceLimit_T1_Solar | Resource Limits for REZ | 0 | 0 | 479.5892 | 479.5892 | 479.5892 | 479.5892 | 479.5892 | 479.5892 | 479.5892 | 479.5892 | 479.5892 | 479.5892 | 479.5892 | 479.5892 | 479.5892 | 479.5892 | 479.5892 | 479.5892 | 479.5892 | 479.5892 | 479.5892 | 479.5892 | 479.5892 | 479.5892
Option 2 SG | ResourceLimit_T3_Solar | Resource Limits for REZ | 0 | 0 | 120.4108 | 570.4108 | 570.4108 | 570.4108 | 570.4108 | 570.4108 | 570.4108 | 570.4108 | 570.4108 | 570.4108 | 570.4108 | 570.4108 | 570.4108 | 570.4108 | 570.4108 | 570.4108 | 570.4108 | 570.4108 | 570.4108 | 570.4108 | 570.4108 | 570.4108
Option 2 SG | ResourceLimit_T3_Wind Medium | Resource Limits for REZ | 0 | 0 | 0 | 0 | 0 | 0 | 0 | 0 | 0 | 7.32e-06 | 98.9706 | 98.9706 | 98.9706 | 98.9706 | 98.9706 | 98.9706 | 98.9706 | 98.9706 | 98.9706 | 98.9706 | 98.9706 | 98.9706 | 98.9706 | 98.9706
Option 2 SG | ResourceLimit_V1_Wind Medium | Resource Limits for REZ | 0 | 0 | 640.8509 | 828.3119 | 828.3119 | 828.3119 | 828.3119 | 828.3119 | 828.3119 | 828.3119 | 828.3119 | 828.3119 | 828.3119 | 828.3119 | 828.3119 | 828.3119 | 828.3119 | 828.3119 | 828.3119 | 828.3119 | 828.3119 | 828.3119 | 828.3119 | 828.3119
Option 2 SG | ResourceLimit_V5_Wind Medium | Resource Limits for REZ | 0 | 0 | 9.49e-05 | 0.00010585 | 0.00010585 | 0.00010614 | 0.00010585 | 0.00010585 | 0.00010585 | 0.00010614 | 0.00010585 | 0.00010585 | 0.00010585 | 0.00010614 | 0.00010585 | 0.00010585 | 0.00010585 | 0.00010614 | 0.00010585 | 0.00010585 | 0.00010585 | 0.00010614 | 0.00010585 | 0.00010585
Option 2 SG | ResourceLimit_V7_Wind Medium | Resource Limits for REZ | 0 | 0 | 2.19e-05 | 153.0522 | 153.0522 | 153.0522 | 153.0522 | 153.0522 | 153.0522 | 153.0522 | 153.0522 | 153.0522 | 153.0522 | 153.0522 | 153.0522 | 153.0522 | 153.0522 | 153.0522 | 153.0522 | 153.0522 | 153.0522 | 153.0522 | 153.0522 | 153.0522
Option 2 SG | SA Firming | Policies SA | 0 | 0 | 318.86 | 318.86 | 564.86 | 564.86 | 564.86 | 564.86 | 564.86 | 749.1823 | 749.1823 | 749.1823 | 749.1823 | 749.1823 | 749.1823 | 749.1823 | 749.1823 | 749.1823 | 918.1033 | 918.1033 | 1176.4685 | 1909.4157 | 1882.3323 | 1996.3889
Option 2 SG | SESA H2 Domestic Consumption Purchaser | Subregion flexible electricity load for Domestic H2 | 0 | 0 | 0 | 0 | 0.83429 | 3.0326 | 7.4301 | 14.9129 | 25.6021 | 32.7049 | 38.6896 | 43.5914 | 46.7721 | 49.332 | 51.7774 | 55.0629 | 60.1729 | 66.8217 | 75.3719 | 87.3914 | 101.7307 | 117.8529 | 134.8139 | 151.5271
Option 2 SG | SEV H2 Domestic Consumption Purchaser | Subregion flexible electricity load for Domestic H2 | 0 | 0 | 0 | 0 | 9.6464 | 31.2671 | 69.6361 | 128.0629 | 207.3721 | 256.2803 | 302.8423 | 349.2529 | 393.9393 | 437.9223 | 478.8486 | 520.4379 | 567.5229 | 614.9369 | 665.1007 | 730.1564 | 803.73 | 885.0731 | 967.943 | 1046.6114
Option 2 SG | SNSW H2 Domestic Consumption Purchaser | Subregion flexible electricity load for Domestic H2 | 0.41714 | 0.366 | 0.365 | 0.365 | 11.4714 | 32.8357 | 66.5597 | 115.4964 | 180.0493 | 219.288 | 254.324 | 284.7521 | 308.06 | 326.8929 | 340.6976 | 356.605 | 382.155 | 414.498 | 454.837 | 510.1136 | 572.7893 | 637.3937 | 697.9503 | 749.345
Option 2 SG | SNW Firming | Policies NSW | 7.3e-06 | 1068.04 | 3172.1799 | 4810.617 | 4810.617 | 4810.617 | 4810.617 | 5601.867 | 5601.867 | 5601.867 | 5601.867 | 5601.867 | 6010.7947 | 6010.7947 | 6010.7947 | 6010.7947 | 6489.355 | 6489.355 | 6489.355 | 6489.355 | 6489.355 | 5421.315 | 3317.1751 | 2935.9587
Option 2 SG | SNW H2 Domestic Consumption Purchaser | Subregion flexible electricity load for Domestic H2 | 2.92 | 2.8757 | 2.8416 | 2.8157 | 80.1957 | 229.7974 | 465.9171 | 808.5271 | 1260.345 | 1534.9631 | 1780.1891 | 1993.1607 | 2156.3679 | 2288.2491 | 2384.805 | 2496.235 | 2675.1371 | 2901.5389 | 3183.7289 | 3570.6907 | 4009.6814 | 4461.7826 | 4885.5744 | 5245.4671
Option 2 SG | SQ H2 Domestic Consumption Purchaser | Subregion flexible electricity load for Domestic H2 | 0 | 0 | 0 | 0 | 15.7993 | 47.1883 | 101.8079 | 185.6286 | 299.4043 | 368.9569 | 419.9539 | 459.2221 | 487.5357 | 511.9071 | 534.1454 | 566.7929 | 613.8779 | 668.2426 | 739.2991 | 847.8429 | 983.9357 | 1145.0657 | 1326.0821 | 1506.1464
Option 2 SG | SRET | Policies SA | 0 | 9.4248e-09 | 1.665e-08 | 9.764e-07 | 1.5454e-06 | 2.1005e-05 | 9.4784e-07 | 1577.9931 | 1.1466e-06 | 2.4474e-06 | 3.6762e-06 | 874.4017 | 1442.1784 | 1849.8381 | 929.7957 | 1135.1858 | 2261.4368 | 2234.6244 | 927.9469 | 240.7857 | 775.4357 | 9.0868e-06 | 1.1937e-06 | 8.5786e-06
Option 2 SG | Shared Upgrade_SNSW-CNSW Option 1 (HumeLink) | Shared REZ Upgrades | 0 | 2200 | 0 | 0 | 0 | 0 | 0 | 0 | 0 | 0 | 0 | 0 | 0 | 0 | 0 | 0 | 0 | 0 | 0 | 0 | 0 | 0 | 0 | 0
Option 2 SG | Snowy 2.0 - Gen | Special Constraints | 0 | 0 | 1803664.7945 | 3986913.3416 | 4906266.9275 | 4490102.8443 | 4448437.6439 | 4297595.2674 | 5079952.8189 | 5099757.5262 | 4753788.673 | 4992096.1891 | 4536806.3074 | 5031549.3334 | 4884033.8128 | 4501096.4247 | 4905810.7642 | 4847429.5107 | 4509008.9481 | 4349720.7488 | 5083299.7918 | 5109274.7625 | 5200682.1732 | 5274438.7355
Option 2 SG | Snowy 2.0 - Pump | Special Constraints | 0 | 0 | 2528748.7885 | 5628794.3787 | 6032188.8897 | 5973406.9091 | 5860426.9114 | 5747141.594 | 6864285.742 | 6830451.2835 | 6420563.025 | 6349894.8219 | 6502215.312 | 6447707.6685 | 6451847.0156 | 6529243.8749 | 6393851.5277 | 6225397.8833 | 6271132.7461 | 5937679.9408 | 6540582.6578 | 7361288.903 | 6918756.938 | 7240491.4405
Option 2 SG | Sys Strength Requirement - Efficient Level CNSW | System Strength Requiements- Efficient | 0 | 0 | -3.65e-06 | 0 | 0 | -3.66e-06 | -1.095e-05 | -3.65e-06 | -7.3e-06 | -7.32e-06 | -3.65e-06 | -7.3e-06 | -1.825e-05 | -1.83e-05 | 0 | 0 | -3.65e-06 | -3.66e-06 | 0 | 0 | 0 | 0 | 0 | 0
Option 2 SG | Sys Strength Requirement - Efficient Level CQ | System Strength Requiements- Efficient | 0 | 0 | 0 | 0 | -3.65e-06 | 0 | -3.65e-06 | -3.65e-06 | -7.3e-06 | -3.66e-06 | 0 | 0 | -7.3e-06 | -0.0049373 | -0.0018506 | -6.935e-05 | -0.0011826 | -0.00010614 | -0.0038179 | -0.0072818 | -0.0035697 | -0.0070638 | -0.0057268 | -0.0006862
Option 2 SG | Sys Strength Requirement - Efficient Level CSA | System Strength Requiements- Efficient | 0 | 0 | 0 | 0 | -7.3e-06 | -1.83e-05 | -2.19e-05 | -2.555e-05 | -2.555e-05 | -2.928e-05 | -3.285e-05 | -3.285e-05 | -2.92e-05 | -2.928e-05 | -2.92e-05 | -2.92e-05 | -2.92e-05 | 0 | 0 | 0 | 0 | -3.66e-06 | 0 | 0
Option 2 SG | Sys Strength Requirement - Efficient Level GG | System Strength Requiements- Efficient | 0 | 0 | -3.285e-05 | -1.825e-05 | -0.0024784 | -0.0024851 | -0.0010293 | -0.0012228 | -0.001033 | -0.0010394 | -0.0010293 | -0.00146 | -0.0003431 | -0.001109 | -0.002336 | -0.003588 | -0.003796 | -0.0035465 | -0.0003212 | -0.0001022 | -9.49e-05 | -0.0001464 | -0.0001168 | -0.0001898
Option 2 SG | Sys Strength Requirement - Efficient Level MEL | System Strength Requiements- Efficient | 0 | 0 | 0 | 0 | 0 | -7.32e-06 | -1.46e-05 | -1.825e-05 | 0 | -3.66e-06 | -3.65e-06 | -1.095e-05 | -7.3e-06 | -7.32e-06 | -7.3e-06 | -7.3e-06 | -1.095e-05 | -1.098e-05 | -1.095e-05 | -1.095e-05 | -1.095e-05 | 0 | 0 | 0
Option 2 SG | Sys Strength Requirement - Efficient Level NNSW | System Strength Requiements- Efficient | 0 | 0 | 0 | 0 | 0 | -1.464e-05 | -1.825e-05 | -1.825e-05 | -1.825e-05 | -1.83e-05 | -7.3e-06 | -3.65e-06 | -1.095e-05 | -1.098e-05 | -7.3e-06 | -1.095e-05 | -3.65e-06 | -3.66e-06 | -7.3e-06 | -3.65e-06 | 0 | 0 | 0 | -7.3e-06
Option 2 SG | Sys Strength Requirement - Efficient Level NQ | System Strength Requiements- Efficient | 0 | 0 | 0 | 0 | 0 | 0 | -3.65e-06 | 0 | 0 | 0 | 0 | 0 | 0 | 0 | 0 | 0 | 0 | 0 | -3.285e-05 | -0.0058583 | -9.855e-05 | -0.00011712 | -0.0001533 | -0.00020075
Option 2 SG | Sys Strength Requirement - Efficient Level NSA | System Strength Requiements- Efficient | 0 | 0 | 0 | 0 | -3.65e-06 | -3.66e-06 | -7.3e-06 | -7.3e-06 | -7.3e-06 | 0 | 0 | -7.3e-06 | -7.3e-06 | -7.32e-06 | -7.3e-06 | -7.3e-06 | -7.3e-06 | -7.32e-06 | -7.3e-06 | 0 | 0 | 0 | 0 | 0
Option 2 SG | Sys Strength Requirement - Efficient Level SESA | System Strength Requiements- Efficient | 0 | 0 | 0 | 0 | 0 | 0 | 0 | 0 | 0 | 0 | 0 | 0 | 0 | 0 | 0 | 0 | 0 | 0 | -7.3e-05 | -9.125e-05 | -0.0001168 | -0.00033672 | -0.0001533 | 0
Option 2 SG | Sys Strength Requirement - Efficient Level SEV | System Strength Requiements- Efficient | 0 | 0 | 0 | 0 | 0 | 0 | 0 | 0 | 0 | 0 | -3.65e-06 | 0 | -0.012768 | -0.0012261 | -0.0038726 | -0.011143 | -0.013231 | -0.014958 | 0 | 0 | 0 | -1.83e-05 | -1.095e-05 | 0
Option 2 SG | Sys Strength Requirement - Efficient Level SNSW | System Strength Requiements- Efficient | 0 | 0 | 0 | 0 | 0 | 0 | -1.46e-05 | -1.46e-05 | -1.095e-05 | -1.464e-05 | -1.46e-05 | -1.095e-05 | -1.095e-05 | -1.098e-05 | -7.3e-06 | 0 | -3.65e-06 | 0 | 0 | 0 | 0 | -7.32e-06 | 0 | 0
Option 2 SG | Sys Strength Requirement - Efficient Level SNW | System Strength Requiements- Efficient | 0 | 0 | 0 | 0 | -1.095e-05 | -2.928e-05 | -4.38e-05 | 3.65e-06 | 3.65e-06 | -7.32e-06 | -7.3e-06 | -7.3e-06 | -3.65e-06 | 0 | 0 | 0 | -3.65e-06 | -1.464e-05 | -1.095e-05 | -1.46e-05 | -1.095e-05 | -7.32e-06 | -1.095e-05 | -1.46e-05
Option 2 SG | Sys Strength Requirement - Efficient Level SQ | System Strength Requiements- Efficient | 0 | 0 | 0 | -3.65e-06 | -3.65e-06 | -1.098e-05 | -1.46e-05 | -1.46e-05 | -7.3e-06 | -3.66e-06 | -3.65e-06 | -7.3e-06 | -3.65e-06 | -3.66e-06 | -3.65e-06 | 0 | -3.65e-06 | -3.66e-06 | 0 | 0 | -3.65e-06 | 0 | 0 | 0
Option 2 SG | Sys Strength Requirement - Efficient Level TAS | System Strength Requiements- Efficient | 0 | 0 | -7.3e-06 | -3.65e-06 | -3.65e-06 | -1.464e-05 | -2.19e-05 | -3.65e-06 | -3.65e-06 | -3.66e-06 | -3.65e-06 | -3.65e-06 | -1.095e-05 | -1.098e-05 | -3.65e-06 | -3.65e-06 | -3.65e-06 | -3.66e-06 | -1.825e-05 | -1.46e-05 | -1.46e-05 | 0 | 0 | 0
Option 2 SG | Sys Strength Requirement - Efficient Level WNV | System Strength Requiements- Efficient | 0 | 0 | -3.65e-06 | 0 | -7.3e-06 | 0 | -3.65e-06 | -1.46e-05 | -1.46e-05 | -1.464e-05 | 0 | 2.19e-05 | -3.65e-06 | 0 | -3.65e-06 | -3.65e-06 | -3.65e-06 | 0 | -2.19e-05 | -1.825e-05 | -1.825e-05 | 0 | 0 | 0
Option 2 SG | Sys Strength Requirement - Min Fault Level CNSW | System Strength Requiements - Minimum | 0 | 0 | 0 | 0 | 0 | 0 | 0 | 0 | 0 | 0 | 0 | 0 | 0 | 0 | 701 | 701 | 701 | 701 | 701 | 701 | 701 | 701 | 701 | 701
Option 2 SG | Sys Strength Requirement - Min Fault Level CQ | System Strength Requiements - Minimum | 0 | 0 | 0 | 0 | 0 | 0 | 0 | 0 | 0 | 0 | 0 | 0 | 0 | 0 | 0 | 0 | 0 | 0 | 0 | 0 | 0 | 0 | 0 | 513
Option 2 SG | Sys Strength Requirement - Min Fault Level GG | System Strength Requiements - Minimum | 0 | 0 | 0 | 286.9 | 286.9 | 286.9 | 286.9 | 286.9 | 286.9 | 286.9 | 286.9 | 286.9 | 286.9 | 286.9 | 286.9 | 286.9 | 286.9 | 286.9 | 286.9 | 286.9 | 286.9 | 286.9 | 286.9 | 286.9
Option 2 SG | Sys Strength Requirement - Min Fault Level SEV | System Strength Requiements - Minimum | 0 | 0 | 0 | 0 | 0 | 0 | 0 | 0 | 823.1 | 823.1 | 823.1 | 823.1 | 823.1 | 823.1 | 823.1 | 823.1 | 823.1 | 823.1 | 823.1 | 823.1 | 823.1 | 823.1 | 823.1 | 823.1
Option 2 SG | Sys Strength Requirement - Min Fault Level SNW | System Strength Requiements - Minimum | 0 | 0 | 0 | 0 | 717.2 | 717.2 | 717.2 | 717.2 | 717.2 | 717.2 | 717.2 | 717.2 | 717.2 | 717.2 | 717.2 | 717.2 | 717.2 | 717.2 | 717.2 | 717.2 | 717.2 | 717.2 | 717.2 | 717.2
Option 2 SG | Sys Strength Requirement - Min Fault Level SQ | System Strength Requiements - Minimum | 0 | 0 | 0 | 0 | 0 | 0 | 0 | 0 | 0 | 0 | 0 | 0 | 0 | 0 | 0 | 0 | 0 | 0 | 0 | 0 | 0 | 0 | 0 | 588.4
Option 2 SG | TAS H2 Domestic Consumption Purchaser | Subregion flexible electricity load for Domestic H2 | 0 | 0 | 0 | 0 | 3.5457 | 9.49 | 18.3801 | 30.7121 | 46.4071 | 54.4037 | 62.0491 | 69.9236 | 77.7971 | 86.0629 | 94.2471 | 102.8779 | 114.5579 | 129.9571 | 151.8383 | 185.0029 | 227.9164 | 276.9594 | 326.8539 | 372.9257
Option 2 SG | TRET | Policies TAS | 9764.5201 | 11280.5013 | 11313.473 | 11401.4314 | 15522.7332 | 16528 | 17056 | 17582 | 18109 | 18635 | 19161 | 19688 | 20215 | 20741 | 15597.2772 | 15682.3815 | 15882.8902 | 15676.3339 | 15613.9972 | 15714.5754 | 16821.3151 | 17373.7168 | 17892.2931 | 17348.5503
Option 2 SG | Tarraleah Max Energy Day | Hydro min release | 145.7931 | 193.6031 | 143.1778 | 92.5353 | 158.2066 | 138.7346 | 192.5531 | 150.9714 | 144.355 | 102.1802 | 148.8547 | 136.8183 | 141.7238 | 190.6287 | 114.6424 | 154.8181 | 137.8843 | 126.8596 | 163.9558 | 143.8672 | 136.841 | 150.6274 | 158.4635 | 119.0026
Option 2 SG | Tarraleah Min Flow | Hydro min release | 145.7931 | 193.6031 | 143.1778 | 92.5353 | 158.2066 | 138.7346 | 192.5531 | 150.9714 | 144.355 | 102.1802 | 148.8547 | 136.8183 | 141.7238 | 190.6287 | 114.6424 | 154.8181 | 137.8843 | 126.8596 | 163.9558 | 143.8672 | 136.841 | 150.6274 | 158.4635 | 119.0026
Option 2 SG | Tarraleah Min Gen | Hydro min release | 573.676 | 625.226 | 506.5401 | 346.5658 | 661.7762 | 580.3269 | 805.4495 | 631.5135 | 603.8369 | 427.4196 | 622.6593 | 572.3108 | 592.8308 | 797.4 | 479.549 | 647.6043 | 576.7701 | 530.6538 | 685.827 | 601.7964 | 572.4059 | 630.0743 | 662.8527 | 497.788
Option 2 SG | VIC Storage | Policies VIC | 0 | 1220 | 1271.79 | 1271.79 | 1271.79 | 1271.79 | 1271.79 | 1271.79 | 1404.533 | 1404.533 | 1404.533 | 1404.533 | 1404.533 | 1404.533 | 1404.533 | 1404.533 | 1404.533 | 1404.533 | 1404.533 | 1404.533 | 1404.533 | 184.533 | 132.743 | 132.743
Option 2 SG | VOWT | Policies VIC | 0 | 0 | 0 | 0 | 0 | 2000 | 2667 | 3333 | 4000 | 5000 | 6000 | 7000 | 8000 | 9000 | 9000 | 9000 | 9000 | 9000 | 9000 | 9000 | 9000 | 9000 | 9000 | 9000
Option 2 SG | VRET | Policies VIC | 0 | 4368.9847 | 7257.9261 | 11472.3062 | 7990.6533 | 6322.3419 | 3239.5282 | 2.1417e-06 | 3137.2634 | 0 | 0 | 0 | 0 | 0 | 0 | 0 | 0 | 0 | 0 | 0 | 0 | 0 | 0 | 0
Option 2 SG | WNV H2 Domestic Consumption Purchaser | Subregion flexible electricity load for Domestic H2 | 70.7579 | 69.8803 | 68.7497 | 67.89 | 117.0607 | 281.4823 | 626.7761 | 1152.3571 | 1866.5057 | 2306.6537 | 2725.4504 | 3143.0671 | 3545.4536 | 3941.3266 | 4309.7151 | 4683.8364 | 5107.81 | 5534.5626 | 5985.9327 | 6571.4079 | 7233.3614 | 7965.6574 | 8711.4874 | 9419.7114
Option 2 SG | Wayatinah Min Gen | Hydro min release | 224.8899 | 270.9867 | 182.1266 | 233.1178 | 235.6564 | 195.7418 | 260.0498 | 205.2626 | 193.8259 | 179.9064 | 169.0482 | 218.5599 | 173.7182 | 177.5089 | 131.3463 | 133.6346 | 144.5219 | 135.3739 | 135.7048 | 136.9758 | 154.0686 | 164.6897 | 171.6589 | 145.5922
Option 2D SG | 2030 Emissions Budget 1 | Emissions DLT | 100867.647 | 75404.5296 | 53724.9699 | 29637.1969 | 0 | 0 | 0 | 0 | 0 | 0 | 0 | 0 | 0 | 0 | 0 | 0 | 0 | 0 | 0 | 0 | 0 | 0 | 0 | 0
Option 2D SG | 2035 Emissions Target | Emissions DLT | 0 | 0 | 0 | 0 | 0 | 0 | 0 | 0 | 16592.4129 | 0 | 0 | 0 | 0 | 0 | 0 | 0 | 0 | 0 | 0 | 0 | 0 | 0 | 0 | 0
Option 2D SG | 2050 Emissions Budget 1 | Emissions DLT | 100867.647 | 75404.5296 | 53724.9699 | 29637.1969 | 27825.6494 | 26489.7792 | 0 | 0 | 0 | 0 | 0 | 0 | 0 | 0 | 0 | 0 | 0 | 0 | 0 | 0 | 0 | 0 | 0 | 0
Option 2D SG | 2050 Emissions Budget 2 | Emissions DLT | 0 | 0 | 0 | 0 | 0 | 0 | 28445.9195 | 25909.5979 | 16592.4129 | 18116.1346 | 17765.622 | 15997.9456 | 0 | 0 | 0 | 0 | 0 | 0 | 0 | 0 | 0 | 0 | 0 | 0
Option 2D SG | 2050 Emissions Budget 3 | Emissions DLT | 0 | 0 | 0 | 0 | 0 | 0 | 0 | 0 | 0 | 0 | 0 | 0 | 18054.7923 | 20548.4922 | 17814.5034 | 17215.9951 | 15128.8707 | 14261.9591 | 0 | 0 | 0 | 0 | 0 | 0
Option 2D SG | 2050 Emissions Budget 4 | Emissions DLT | 0 | 0 | 0 | 0 | 0 | 0 | 0 | 0 | 0 | 0 | 0 | 0 | 0 | 0 | 0 | 0 | 0 | 0 | 14712.82 | 14576.6094 | 13077.3077 | 12128.2507 | 15485.2122 | 8317.5
Option 2D SG | 2050 Emissions Budget NSW 1 | Emissions DLT | 29059.7426 | 24164.2904 | 11064.4875 | 5403.2332 | 2478.0325 | 2416.2447 | 0 | 0 | 0 | 0 | 0 | 0 | 0 | 0 | 0 | 0 | 0 | 0 | 0 | 0 | 0 | 0 | 0 | 0
Option 2D SG | 2050 Emissions Budget NSW 2 | Emissions DLT | 0 | 0 | 0 | 0 | 0 | 0 | 3907.2834 | 2862.1071 | 4251.8858 | 4716.5519 | 5437.253 | 5654.107 | 0 | 0 | 0 | 0 | 0 | 0 | 0 | 0 | 0 | 0 | 0 | 0
Option 2D SG | 2050 Emissions Budget NSW 3 | Emissions DLT | 0 | 0 | 0 | 0 | 0 | 0 | 0 | 0 | 0 | 0 | 0 | 0 | 5418.5894 | 6159.0988 | 2318.5663 | 2183.752 | 2081.8718 | 2061.3139 | 0 | 0 | 0 | 0 | 0 | 0
Option 2D SG | 2050 Emissions Budget NSW 4 | Emissions DLT | 0 | 0 | 0 | 0 | 0 | 0 | 0 | 0 | 0 | 0 | 0 | 0 | 0 | 0 | 0 | 0 | 0 | 0 | 2341.0369 | 3067.9379 | 2730.2599 | 2643.2889 | 3814.7038 | 3242.3567
Option 2D SG | 2050 Emissions Budget QLD 1 | Emissions DLT | 35540.5331 | 25259.6987 | 23368.4235 | 14797.1442 | 15565.0068 | 14647.1984 | 0 | 0 | 0 | 0 | 0 | 0 | 0 | 0 | 0 | 0 | 0 | 0 | 0 | 0 | 0 | 0 | 0 | 0
Option 2D SG | 2050 Emissions Budget QLD 2 | Emissions DLT | 0 | 0 | 0 | 0 | 0 | 0 | 14799.2023 | 13590.5945 | 11956.6289 | 12797.9892 | 11466.0288 | 9789.5563 | 0 | 0 | 0 | 0 | 0 | 0 | 0 | 0 | 0 | 0 | 0 | 0
Option 2D SG | 2050 Emissions Budget QLD 3 | Emissions DLT | 0 | 0 | 0 | 0 | 0 | 0 | 0 | 0 | 0 | 0 | 0 | 0 | 12093.2964 | 13219.1151 | 13937.3666 | 13100.9948 | 11460.6846 | 10588.5425 | 0 | 0 | 0 | 0 | 0 | 0
Option 2D SG | 2050 Emissions Budget QLD 4 | Emissions DLT | 0 | 0 | 0 | 0 | 0 | 0 | 0 | 0 | 0 | 0 | 0 | 0 | 0 | 0 | 0 | 0 | 0 | 0 | 10586.9846 | 9312.632 | 7795.5648 | 7411.7456 | 7725.3294 | 2076.7411
Option 2D SG | 2050 Emissions Budget SA 1 | Emissions DLT | 447.9246 | 286.6746 | 277.2867 | 124.0832 | 391.7969 | 147.1826 | 0 | 0 | 0 | 0 | 0 | 0 | 0 | 0 | 0 | 0 | 0 | 0 | 0 | 0 | 0 | 0 | 0 | 0
Option 2D SG | 2050 Emissions Budget SA 2 | Emissions DLT | 0 | 0 | 0 | 0 | 0 | 0 | 473.8038 | 198.6559 | 276.7883 | 419.2756 | 685.5835 | 344.8888 | 0 | 0 | 0 | 0 | 0 | 0 | 0 | 0 | 0 | 0 | 0 | 0
Option 2D SG | 2050 Emissions Budget SA 3 | Emissions DLT | 0 | 0 | 0 | 0 | 0 | 0 | 0 | 0 | 0 | 0 | 0 | 0 | 314.858 | 716.7262 | 897.0378 | 956.0751 | 755.8441 | 859.4589 | 0 | 0 | 0 | 0 | 0 | 0
Option 2D SG | 2050 Emissions Budget SA 4 | Emissions DLT | 0 | 0 | 0 | 0 | 0 | 0 | 0 | 0 | 0 | 0 | 0 | 0 | 0 | 0 | 0 | 0 | 0 | 0 | 597.2568 | 645.3786 | 607.2517 | 581.1903 | 1345.3223 | 723.6002
Option 2D SG | 2050 Emissions Budget VIC 1 | Emissions DLT | 35819.4468 | 25693.8659 | 19014.7722 | 9312.7362 | 9390.8133 | 9279.1535 | 0 | 0 | 0 | 0 | 0 | 0 | 0 | 0 | 0 | 0 | 0 | 0 | 0 | 0 | 0 | 0 | 0 | 0
Option 2D SG | 2050 Emissions Budget VIC 2 | Emissions DLT | 0 | 0 | 0 | 0 | 0 | 0 | 9265.63 | 9258.2404 | 107.1099 | 180.1734 | 172.8958 | 205.985 | 0 | 0 | 0 | 0 | 0 | 0 | 0 | 0 | 0 | 0 | 0 | 0
Option 2D SG | 2050 Emissions Budget VIC 3 | Emissions DLT | 0 | 0 | 0 | 0 | 0 | 0 | 0 | 0 | 0 | 0 | 0 | 0 | 223.7233 | 443.9755 | 654.0655 | 968.5142 | 823.7423 | 748.4323 | 0 | 0 | 0 | 0 | 0 | 0
Option 2D SG | 2050 Emissions Budget VIC 4 | Emissions DLT | 0 | 0 | 0 | 0 | 0 | 0 | 0 | 0 | 0 | 0 | 0 | 0 | 0 | 0 | 0 | 0 | 0 | 0 | 1180.544 | 1542.8516 | 1938.0465 | 1489.6274 | 2590.4207 | 2268.6937
Option 2D SG | Basslink Daily Energy Limit | Special Constraints | -1369.7904 | -288.408 | -287.568 | -287.568 | -287.568 | -993.3365 | -693.366 | -522.2353 | -1437.4265 | -1986.3419 | -1873.5553 | -1651.6993 | -1526.7691 | -1456.5128 | -2549.443 | -2554.8799 | -2552.5566 | -2563.016 | -2640.8244 | -2670.0471 | -2436.4723 | -2378.9997 | -2310.4429 | -2414.5868
Option 2D SG | Borumba - Gen | Special Constraints | 0 | 0 | 0 | 0 | 0 | 0 | 0 | 0 | 0 | 0 | 0 | 0 | 0 | 0 | 0 | 3607923.2149 | 3543459.1205 | 3958568.7929 | 4010038.2278 | 3949006.2633 | 3707077.761 | 4107204.2867 | 4078177.0069 | 4255214.092
Option 2D SG | Borumba - Pump | Special Constraints | 0 | 0 | 0 | 0 | 0 | 0 | 0 | 0 | 0 | 0 | 0 | 0 | 0 | 0 | 0 | 4889456.5347 | 4774034.8257 | 5267405.7822 | 5400724.886 | 5367541.9881 | 4964720.9699 | 5525736.4762 | 5507804.528 | 5700430.9332
Option 2D SG | CIS Dispatchable NSW | Policies NEM | 1.095e-05 | 1068.04 | 3172.1799 | 4810.6027 | 4810.6027 | 4810.6027 | 4810.6027 | 5601.8527 | 5601.8527 | 5601.8527 | 5601.8527 | 5601.8527 | 5601.8527 | 5601.8527 | 5601.8527 | 5601.8527 | 5601.8527 | 5601.8527 | 5601.8527 | 5601.8527 | 5601.8527 | 4533.8128 | 2429.673 | 2309.6171
Option 2D SG | CIS Dispatchable SA | Policies NEM | 0 | 788 | 1106.86 | 1106.86 | 1106.86 | 1106.86 | 1106.86 | 1106.86 | 1106.86 | 1291.1823 | 1291.1823 | 1291.1823 | 1291.1823 | 1291.1823 | 1291.1823 | 1291.1823 | 1291.1823 | 1291.1823 | 1291.1823 | 1291.1823 | 1291.1823 | 611.0542 | 292.1942 | 713.739
Option 2D SG | CIS Dispatchable VIC | Policies NEM | 0 | 1220 | 1271.79 | 1271.79 | 1271.79 | 1271.79 | 1271.79 | 1271.79 | 1271.79 | 1271.79 | 1271.79 | 1271.79 | 1271.79 | 1271.79 | 1271.79 | 1271.79 | 1271.79 | 1271.79 | 1271.79 | 1271.79 | 1271.79 | 51.7901 | 0.00014965 | 0.00017885
Option 2D SG | CIS Gen NSW | Policies NEM | 0 | 3516.5717 | 3516.5717 | 10614.07 | 10614.07 | 10614.07 | 10614.07 | 10614.07 | 10614.07 | 10614.07 | 11263.1606 | 11645.2222 | 11803.3968 | 11803.3968 | 13264.9916 | 14460.157 | 15577.2801 | 15670.6675 | 16456.641 | 16771.1035 | 18515.4461 | 19386.2487 | 19790.7316 | 20622.1863
Option 2D SG | CIS Gen SA | Policies NEM | 0 | 621.16 | 621.16 | 621.16 | 621.16 | 621.16 | 621.16 | 621.16 | 621.16 | 621.16 | 621.16 | 621.16 | 621.16 | 621.16 | 621.16 | 621.16 | 621.16 | 834.8441 | 1492.1529 | 1904.1715 | 2112.2276 | 2639.0537 | 2639.0538 | 2926.9984
Option 2D SG | CIS Gen TAS | Policies NEM | 0 | 3.66e-06 | 750 | 1200 | 1200 | 1200 | 1200 | 1740.2264 | 1922.81 | 2201.7296 | 2545.797 | 2620.3444 | 2620.3444 | 2620.3444 | 2620.3444 | 2620.3444 | 2620.3444 | 2620.3444 | 2620.3444 | 2620.3444 | 2620.3444 | 2620.3444 | 2620.3444 | 2620.3444
Option 2D SG | CIS Gen VIC - Solar | Policies NEM | 0 | 669 | 669 | 669 | 669 | 669 | 669 | 669 | 669 | 669 | 669 | 669 | 669 | 669 | 669 | 669 | 669 | 669 | 669 | 669 | 669 | 669 | 669 | 669
Option 2D SG | CIS Gen VIC - Wind | Policies NEM | 0 | 0 | 1922 | 3500 | 3500 | 5500 | 6167 | 6833 | 7500 | 8500 | 9500 | 10500 | 11500 | 12500 | 12500 | 12500 | 12500 | 12500 | 12500 | 12500 | 12500 | 12587.4433 | 12621.9396 | 12857.7887
Option 2D SG | CIS Total Dispatchable | Policies NEM | 1.095e-05 | 3076.04 | 5550.83 | 7262.83 | 7262.83 | 7262.83 | 7262.83 | 8054.08 | 8087.2657 | 8271.588 | 8271.588 | 8271.588 | 8271.588 | 8271.588 | 8271.588 | 8271.588 | 8271.588 | 8301.6423 | 8301.6425 | 8914.0065 | 9489.5936 | 7323.5636 | 5448.6599 | 6292.9712
Option 2D SG | CNSW H2 Domestic Consumption Purchaser | Subregion flexible electricity load for Domestic H2 | 0 | 0 | 0 | 0 | 11.4714 | 32.8357 | 66.5597 | 115.4964 | 180.0493 | 219.288 | 254.324 | 284.7521 | 308.06 | 326.8929 | 340.6976 | 356.605 | 382.155 | 414.498 | 454.837 | 510.1136 | 572.7893 | 637.3937 | 697.9503 | 749.345
Option 2D SG | CQ H2 Domestic Consumption Purchaser | Subregion flexible electricity load for Domestic H2 | 170.455 | 168.3874 | 165.6299 | 163.6243 | 163.6764 | 166.1914 | 171.3656 | 181.4571 | 195.5879 | 203.6806 | 208.4909 | 212.2736 | 214.3593 | 216.0723 | 216.9117 | 219.8864 | 226.6129 | 234.5554 | 244.3126 | 260.0364 | 279.4336 | 302.6843 | 328.1574 | 354.05
Option 2D SG | CSA H2 Domestic Consumption Purchaser | Subregion flexible electricity load for Domestic H2 | 7.3521 | 7.2677 | 7.1436 | 7.0393 | 6.9871 | 7.5554 | 18.5887 | 37.2821 | 64.0314 | 81.7494 | 96.8021 | 108.9264 | 116.9043 | 123.3169 | 129.4431 | 137.7093 | 150.38 | 167.0803 | 188.4421 | 218.4786 | 254.3529 | 294.6583 | 337.0739 | 378.8179
Option 2D SG | Catagunya Min Gen | Hydro min release | 300.8906 | 336.1838 | 228.1234 | 202.5435 | 142.5027 | 240.3843 | 320.0364 | 302.6221 | 255.6763 | 241.2464 | 213.9653 | 270.9666 | 231.0532 | 230.6795 | 174.6506 | 175.2885 | 195.7156 | 181.3502 | 174.4569 | 181.4563 | 202.6274 | 208.5717 | 225.9736 | 194.7842
Option 2D SG | Combined Marinus Export | Special Constraints | 2423542.1799 | 3910343.9991 | 3899711.9967 | 3899711.9959 | 7715711.9909 | 8737655.752 | 9169333.0944 | 9652533.7892 | 10142930.5884 | 10693143.0276 | 11147798.6318 | 11626228.5675 | 12110490.9726 | 12579062.4132 | 7655453.4587 | 7712486.3849 | 8050036.0079 | 7827007.1908 | 7458758.0036 | 7492770.2473 | 8378022.4011 | 8467647.2785 | 9131450.6414 | 8403606.691
Option 2D SG | Combined Marinus Import | Special Constraints | -2423542.1799 | -3910343.9991 | -3899711.9967 | -3899711.9959 | -7715711.9909 | -8737655.752 | -9169333.0944 | -9652533.7892 | -10142930.5884 | -10693143.0276 | -11147798.6318 | -11626228.5675 | -12110490.9726 | -12579062.4132 | -7655453.4587 | -7712486.3849 | -8050036.0079 | -7827007.1908 | -7458758.0036 | -7492770.2473 | -8378022.4011 | -8467647.2785 | -9131450.6414 | -8403606.691
Option 2D SG | Constraint on Pipeline from Storage to GTs CNSW | Constraints to make diesel to come exclusively from storage | -5.2294e-05 | -5.6081e-05 | -5.894e-05 | -5.8269e-05 | -5.5966e-05 | -5.6321e-05 | -2.1175e-05 | -2.2741e-05 | -2.429e-05 | -2.6002e-05 | -2.7683e-05 | -2.9679e-05 | -2.3955e-05 | -2.5738e-05 | -2.7411e-05 | -2.9263e-05 | -3.1198e-05 | -3.3443e-05 | -0.00015892 | -0.0001689 | -0.0001843 | -0.00020166 | -0.00022016 | -0.00024183
Option 2D SG | Constraint on Pipeline from Storage to GTs CQ | Constraints to make diesel to come exclusively from storage | -5.2282e-05 | -5.6077e-05 | -5.8632e-05 | -5.7858e-05 | -5.6257e-05 | -5.6538e-05 | -2.1181e-05 | -2.2761e-05 | -2.4314e-05 | -2.6014e-05 | -2.7714e-05 | -2.9714e-05 | -2.4118e-05 | -2.5905e-05 | -2.765e-05 | -2.9585e-05 | -3.1557e-05 | -3.3844e-05 | -0.00014983 | -0.00015884 | -0.00017282 | -0.00019104 | -0.00021251 | -0.00024096
Option 2D SG | Constraint on Pipeline from Storage to GTs CSA | Constraints to make diesel to come exclusively from storage | -5.2302e-05 | -5.593e-05 | -5.7485e-05 | -5.6505e-05 | -5.779e-05 | -5.806e-05 | -2.129e-05 | -2.2888e-05 | -2.4474e-05 | -2.6232e-05 | -2.7967e-05 | -2.9993e-05 | -2.3931e-05 | -2.5682e-05 | -2.7347e-05 | -2.9333e-05 | -3.1289e-05 | -3.3506e-05 | -0.00014754 | -0.00015583 | -0.0001677 | -0.00018428 | -0.00020405 | -0.00023186
Option 2D SG | Constraint on Pipeline from Storage to GTs GG | Constraints to make diesel to come exclusively from storage | -5.2313e-05 | -5.6112e-05 | -5.906e-05 | -5.8431e-05 | -5.6854e-05 | -5.6666e-05 | -2.1991e-05 | -2.3641e-05 | -2.525e-05 | -2.7035e-05 | -2.8798e-05 | -3.0853e-05 | -2.4125e-05 | -2.5928e-05 | -2.7602e-05 | -2.9379e-05 | -3.121e-05 | -3.3415e-05 | -0.00016193 | -0.00017142 | -0.00018667 | -0.00020509 | -0.00022283 | -0.00024416
Option 2D SG | Constraint on Pipeline from Storage to GTs MEL | Constraints to make diesel to come exclusively from storage | -5.2358e-05 | -5.6028e-05 | -5.7765e-05 | -5.6807e-05 | -5.8533e-05 | -5.8787e-05 | -2.1121e-05 | -2.2697e-05 | -2.4221e-05 | -2.5975e-05 | -2.7662e-05 | -2.9647e-05 | -2.4233e-05 | -2.6083e-05 | -2.791e-05 | -2.9997e-05 | -3.2107e-05 | -3.4467e-05 | -0.00015017 | -0.00015972 | -0.00017445 | -0.00019403 | -0.00021977 | -0.00025775
Option 2D SG | Constraint on Pipeline from Storage to GTs NNSW | Constraints to make diesel to come exclusively from storage | -5.4698e-05 | -5.8571e-05 | -6.2241e-05 | -6.6317e-05 | -7.0699e-05 | -7.5773e-05 | -2.7109e-05 | -2.8624e-05 | -3.0561e-05 | -3.2759e-05 | -3.49e-05 | -3.7008e-05 | -3.2145e-05 | -3.438e-05 | -3.6562e-05 | -3.8986e-05 | -4.1575e-05 | -4.4527e-05 | -0.00038596 | -0.00041102 | -0.00044187 | -0.00047702 | -0.00051257 | -0.00054759
Option 2D SG | Constraint on Pipeline from Storage to GTs NQ | Constraints to make diesel to come exclusively from storage | -5.4698e-05 | -5.8571e-05 | -6.2241e-05 | -6.6317e-05 | -7.0699e-05 | -7.5773e-05 | -2.7109e-05 | -2.8624e-05 | -3.0561e-05 | -3.2759e-05 | -3.49e-05 | -3.7008e-05 | -3.2145e-05 | -3.438e-05 | -3.6562e-05 | -3.8986e-05 | -4.1575e-05 | -4.4527e-05 | -0.00038596 | -0.00041102 | -0.00044187 | -0.00047702 | -0.00051257 | -0.00054759
Option 2D SG | Constraint on Pipeline from Storage to GTs NSA | Constraints to make diesel to come exclusively from storage | -5.4698e-05 | -5.8571e-05 | -6.2241e-05 | -6.6317e-05 | -7.0699e-05 | -7.5773e-05 | -2.7109e-05 | -2.8624e-05 | -3.0561e-05 | -3.2759e-05 | -3.49e-05 | -3.7008e-05 | -3.2145e-05 | -3.438e-05 | -3.6562e-05 | -3.8986e-05 | -4.1575e-05 | -4.4527e-05 | -0.00038596 | -0.00041102 | -0.00044187 | -0.00047702 | -0.00051257 | -0.00054759
Option 2D SG | Constraint on Pipeline from Storage to GTs SESA | Constraints to make diesel to come exclusively from storage | -5.4698e-05 | -5.8571e-05 | -6.2241e-05 | -6.6317e-05 | -7.0699e-05 | -7.5773e-05 | -2.7109e-05 | -2.8624e-05 | -3.0561e-05 | -3.2759e-05 | -3.49e-05 | -3.7008e-05 | -3.2145e-05 | -3.438e-05 | -3.6562e-05 | -3.8986e-05 | -4.1575e-05 | -4.4527e-05 | -0.00038596 | -0.00041102 | -0.00044187 | -0.00047702 | -0.00051257 | -0.00054759
Option 2D SG | Constraint on Pipeline from Storage to GTs SEV | Constraints to make diesel to come exclusively from storage | -5.4698e-05 | -5.8571e-05 | -6.2241e-05 | -6.6317e-05 | -7.0699e-05 | -7.5773e-05 | -2.7109e-05 | -2.8624e-05 | -3.0561e-05 | -3.2759e-05 | -3.49e-05 | -3.7008e-05 | -3.2145e-05 | -3.438e-05 | -3.6562e-05 | -3.8986e-05 | -4.1575e-05 | -4.4527e-05 | -0.00038596 | -0.00041102 | -0.00044187 | -0.00047702 | -0.00051257 | -0.00054759
Option 2D SG | Constraint on Pipeline from Storage to GTs SNSW | Constraints to make diesel to come exclusively from storage | -5.4698e-05 | -5.8571e-05 | -6.2241e-05 | -6.6317e-05 | -7.0699e-05 | -7.5773e-05 | -2.7109e-05 | -2.8624e-05 | -3.0561e-05 | -3.2759e-05 | -3.49e-05 | -3.7008e-05 | -3.2145e-05 | -3.438e-05 | -3.6562e-05 | -3.8986e-05 | -4.1575e-05 | -4.4527e-05 | -0.00038596 | -0.00041102 | -0.00044187 | -0.00047702 | -0.00051257 | -0.00054759
Option 2D SG | Constraint on Pipeline from Storage to GTs SNW | Constraints to make diesel to come exclusively from storage | -5.2293e-05 | -5.6081e-05 | -5.8952e-05 | -5.8288e-05 | -5.595e-05 | -5.6302e-05 | -2.1146e-05 | -2.2706e-05 | -2.4247e-05 | -2.5942e-05 | -2.7617e-05 | -2.9601e-05 | -2.369e-05 | -2.5472e-05 | -2.7148e-05 | -2.984e-05 | -0.00019816 | -0.00020603 | -0.0010995 | -0.00098876 | -0.0011578 | -0.0013057 | -0.0011956 | -0.0013662
Option 2D SG | Constraint on Pipeline from Storage to GTs SQ | Constraints to make diesel to come exclusively from storage | -5.2306e-05 | -5.5951e-05 | -5.759e-05 | -5.6621e-05 | -5.8016e-05 | -5.8256e-05 | -2.1144e-05 | -2.2728e-05 | -2.4281e-05 | -2.5978e-05 | -2.7669e-05 | -2.9628e-05 | -2.3957e-05 | -2.5721e-05 | -2.7462e-05 | -2.9385e-05 | -3.1343e-05 | -3.3552e-05 | -0.00014801 | -0.00015765 | -0.00016758 | -0.00018323 | -0.00020138 | -0.00022399
Option 2D SG | Constraint on Pipeline from Storage to GTs TAS | Constraints to make diesel to come exclusively from storage | -5.2231e-05 | -5.5867e-05 | -5.7446e-05 | -5.6693e-05 | -5.8851e-05 | -5.9008e-05 | -2.1412e-05 | -2.3016e-05 | -2.4626e-05 | -2.6405e-05 | -2.8171e-05 | -3.021e-05 | -2.4471e-05 | -2.6376e-05 | -2.8283e-05 | -3.0429e-05 | -3.2602e-05 | -3.5045e-05 | -0.00014585 | -0.00015549 | -0.00016502 | -0.00017949 | -0.00019775 | -0.00022375
Option 2D SG | Constraint on Pipeline from Storage to GTs WNV | Constraints to make diesel to come exclusively from storage | -5.4698e-05 | -5.8571e-05 | -6.2241e-05 | -6.6317e-05 | -7.0699e-05 | -7.5773e-05 | -2.7109e-05 | -2.8624e-05 | -3.0561e-05 | -3.2759e-05 | -3.49e-05 | -3.7008e-05 | -3.2145e-05 | -3.438e-05 | -3.6562e-05 | -3.8986e-05 | -4.1575e-05 | -4.4527e-05 | -0.00038596 | -0.00041102 | -0.00044187 | -0.00047702 | -0.00051257 | -0.00054759
Option 2D SG | Constraint on Pipeline from Storage to GTs WOO | Constraints to make diesel to come exclusively from storage | -5.2294e-05 | -5.6081e-05 | -5.8948e-05 | -5.8281e-05 | -5.5949e-05 | -5.6311e-05 | -2.1162e-05 | -2.2725e-05 | -2.427e-05 | -2.5978e-05 | -2.7656e-05 | -2.965e-05 | -2.3832e-05 | -2.5669e-05 | -2.7347e-05 | -2.9194e-05 | -3.1115e-05 | -3.3339e-05 | -0.00015745 | -0.00016727 | -0.00018216 | -0.00019911 | -0.00021698 | -0.00023779
Option 2D SG | DNSP Thermal Limit on CER CNSW Area1 | DNSP Thermal Limit on CER | 827129.636 | 905608.9028 | 1034099.6722 | 1100821.0212 | 1091354.5465 | 1147754.44 | 1142180.3001 | 1240732.173 | 1288486.484 | 1274217.7263 | 1216015.1835 | 1179645.3355 | 1269697.0285 | 1379257.8434 | 1357670.3353 | 1285131.3282 | 1157328.247 | 1229332.6181 | 1348692.8165 | 1436201.4065 | 1296756.5038 | 1406044.0538 | 1458736.2693 | 1632013.8399
Option 2D SG | DNSP Thermal Limit on CER CQ Area1 | DNSP Thermal Limit on CER | 884773.7218 | 1017758.0054 | 1097594.2274 | 1176224.7935 | 1226304.7052 | 1273716.4872 | 1329068.763 | 1438635.2815 | 1467878.4941 | 1518393.3678 | 1459713.5656 | 1431174.8318 | 1512229.2494 | 1655302.7874 | 1704688.8905 | 1610038.3024 | 1436840.6221 | 1617771.7329 | 1710639.563 | 1809470.0673 | 1847091.6334 | 1893756.82 | 1982673.6251 | 2179873.7222
Option 2D SG | DNSP Thermal Limit on CER CSA Area1 | DNSP Thermal Limit on CER | 3530620.8779 | 3906667.7907 | 4163427.914 | 4103562.3905 | 3836052.5722 | 4011920.2086 | 4098298.904 | 4186837.6004 | 4534527.9694 | 4648525.3811 | -7209643.4791 | -6897051.4269 | -6959587.7108 | -6562152.7197 | -6742662.8158 | -6770137.2033 | -7189059.4899 | -6836499.7926 | -6553166.7498 | -6683280.1363 | -6351018.6454 | -6146687.7005 | -5990205.3243 | -5777256.08
Option 2D SG | DNSP Thermal Limit on CER GG Area1 | DNSP Thermal Limit on CER | 107949.3235 | 124514.4124 | 134503.8042 | 147220.7761 | 153617.993 | 159478.1755 | 165292.7012 | 173802.2649 | 176710.2106 | 182731.0394 | 175206.1408 | 171833.6495 | 182198.4319 | 198973.139 | 204348.7114 | 200792.5006 | 175551.0108 | 197541.7956 | 207340.9396 | 224185.9414 | 227006.6106 | 231785.7593 | 241189.8806 | 255235.4777
Option 2D SG | DNSP Thermal Limit on CER MEL Area1 | DNSP Thermal Limit on CER | 829874.7445 | 955267.9541 | 1078672.5219 | 1044650.9197 | -49851.8162 | 12681.8299 | -229070.5927 | -194749.6174 | -389747.3117 | -443392.2456 | -459897.733 | -403856.6111 | -312645.8111 | -382021.4666 | -654134.6769 | -823124.6542 | -1025769.0128 | -828246.0581 | -954022.9247 | -1411161.0834 | -1113325.9957 | -960426.4441 | -960685.0827 | -1034091.8815
Option 2D SG | DNSP Thermal Limit on CER MEL Area2 | DNSP Thermal Limit on CER | 3333830.0728 | 3836983.2843 | 4370479.8073 | 4339342.9383 | 4907640.3889 | 5155118.3714 | 5338142.8914 | 5636948.4315 | 5848096.8765 | 5691944.933 | 5614436.0098 | 5782651.3474 | 5949805.1171 | 6578879.4965 | 6560002.0277 | 6462785.6475 | 5786692.1674 | 6090325.3172 | 6703172.13 | 6089461.4999 | 5870881.0064 | 6443858.8724 | 6630928.3163 | 7339191.1927
Option 2D SG | DNSP Thermal Limit on CER NNSW Area1 | DNSP Thermal Limit on CER | 1609079.7503 | 1743927.0802 | 1972323.671 | 2101551.3193 | 2110261.217 | 2219574.9936 | 2224330.3002 | 2410712.115 | 2420772.556 | 2428735.8626 | 2316513.0895 | 2261717.5942 | 2438792.2999 | 2599379.7885 | 2677692.5363 | 2519116.7962 | 2302393.3766 | 2420380.7721 | 2632416.8106 | 2785309.0209 | 2629903.6519 | 2840081.8823 | 2912078.6155 | 3257369.2794
Option 2D SG | DNSP Thermal Limit on CER NQ Area1 | DNSP Thermal Limit on CER | 1443501.0353 | 1658116.8704 | 1776490.8845 | 1929203.4108 | 2014455.3396 | 2084440.4148 | 2149598.5284 | 2254675.998 | 2291809.2824 | 2375885.0229 | 2270941.6342 | 2234752.7868 | 2356944.3507 | 2554630.2352 | 2628860.2469 | 2600594.9921 | 2267036.2649 | 2545657.896 | 2666012.5885 | 2862103.9958 | 2957834.5756 | 2933952.644 | 2516234.7303 | 2736021.637
Option 2D SG | DNSP Thermal Limit on CER NSA Area1 | DNSP Thermal Limit on CER | 145099.8225 | 151627.1514 | 174429.5186 | 176252.7918 | -47173.3007 | -42593.6285 | -54559.2474 | -43947.2106 | -62677.2637 | -51748.3693 | -521387.3633 | -494990.9813 | -489259.0144 | -464949.4019 | -485181.8803 | -482316.2854 | -511080.3953 | -483001.6379 | -461758.1683 | -465454.9348 | -438121.063 | -432543.4736 | -410446.8493 | -394057.5423
Option 2D SG | DNSP Thermal Limit on CER SESA Area1 | DNSP Thermal Limit on CER | 162874.4377 | 186509.8023 | 199895.2031 | 200236.0007 | 128179.229 | 120794.0793 | 126766.0261 | 132699.8787 | 143171.2667 | 144214.1516 | -332567.4008 | -301933.1645 | -301792.5218 | -289922.0081 | -286646.8829 | -283454.3951 | -304937.5118 | -281325.757 | -265311.8449 | -270011.4222 | -250045.2371 | -235939.9226 | -226975.2824 | -214738.8491
Option 2D SG | DNSP Thermal Limit on CER SEV Area1 | DNSP Thermal Limit on CER | 445972.7413 | 513579.2734 | 585870.5124 | 584563.3211 | 658833.5583 | 693605.3173 | 716607.0679 | 759332.918 | 803100.3103 | 783396.9863 | 775062.8551 | 799701.0779 | 827752.2689 | 914179.348 | 915772.5289 | 913997.0065 | 852069.4704 | 924908.8664 | 1013620.7146 | 994175.8518 | 1095184.0534 | 1164560.2965 | 1229142.0736 | 1325729.2752
Option 2D SG | DNSP Thermal Limit on CER SNSW Area1 | DNSP Thermal Limit on CER | 1095794.7423 | 1183241.3567 | 1314708.1145 | 1378262.8696 | 1369094.8979 | 1442826.3884 | 1322566.9785 | 1476709.8372 | 1476816.8275 | 1446864.7777 | 1418019.7139 | 1380572.7553 | 1504132.4549 | 1552241.8372 | 1618801.7196 | 1546842.0676 | 1377498.2283 | 1478570.4197 | 1557884.6728 | 1570700.7931 | 1640082.5385 | 1766916.0658 | 1664795.1506 | 1912548.2819
Option 2D SG | DNSP Thermal Limit on CER SNSW Area2 | DNSP Thermal Limit on CER | 812626.176 | 890828.8724 | 1010970.5879 | 1067150.6454 | 1085500.6961 | 1133294.5388 | 1126086.4835 | 1215760.7343 | 1203272.9808 | 1206420.805 | 1149834.8086 | 1118657.4045 | 1190145.3832 | 1279936.1251 | 1318884.9738 | 1243921.7378 | 1099758.2804 | 1153541.7042 | 1279038.9709 | 1354015.0854 | 1302493.5213 | 1402957.3341 | 1405695.5749 | 1588005.4325
Option 2D SG | DNSP Thermal Limit on CER SNW Area1 | DNSP Thermal Limit on CER | 3363446.5472 | 3691341.9416 | 4221081.3586 | 4500720.8536 | 4516346.5124 | 4762741.0433 | 4679981.9644 | 5025321.5391 | 4968546.7711 | 4869435.3994 | 4597071.7112 | 4446227.3145 | 4827960.467 | 5156974.8804 | 5319447.4312 | 4995605.5256 | 4510396.2227 | 4843387.0269 | 5209237.9192 | 5404847.674 | 4096593.3685 | 4750989.6301 | 5134509.0192 | 5925766.3927
Option 2D SG | DNSP Thermal Limit on CER SNW Area2 | DNSP Thermal Limit on CER | 3926410.5909 | 4305762.5976 | 4917677.5252 | 5235754.4082 | 5243286.9504 | 5529823.8973 | 5471439.2649 | 5879967.2712 | 5816849.6294 | 5734908.1422 | 5446929.6622 | 5289535.8784 | 5727160.1275 | 6143440.3079 | 6333417.7612 | 5963836.7067 | 5401140.5546 | 5751848.4272 | 6234943.0901 | 6563811.6107 | 5906121.2028 | 6388190.7028 | 6408852.2246 | 7245512.4696
Option 2D SG | DNSP Thermal Limit on CER SQ Area1 | DNSP Thermal Limit on CER | 7090438.1101 | 8119683.6442 | 8723528.4362 | 9492391.2275 | 9865817.1964 | 10218392.7303 | 10548111.8814 | 11017856.2217 | 11171161.5318 | 11574358.2976 | 11061340.1147 | 10728093.2222 | 11415032.8955 | 12374794.1124 | 12728956.7909 | 12446755.6084 | 10907393.8163 | 12240318.2803 | 12674899.0337 | 13716798.838 | 14014407.5973 | 14236902.0475 | 14898603.4259 | 15397123.6047
Option 2D SG | DNSP Thermal Limit on CER TAS Area1 | DNSP Thermal Limit on CER | 444774.0653 | 500288.6515 | 556924.8727 | 550463.661 | 594281.8263 | 629982.4926 | 632338.2132 | 657861.2717 | 672621.7683 | 662173.5188 | 659310.3822 | 646755.8848 | 680609.7976 | 716248.4346 | 687296.6739 | 656513.9251 | 628272.0511 | 662176.0582 | 672523.3159 | 642755.5695 | 590627.5144 | 665776.3127 | 682300.883 | 746135.9847
Option 2D SG | DNSP Thermal Limit on CER WNV Area1 | DNSP Thermal Limit on CER | 346055.0475 | 392925.3973 | 436874.4469 | 437413.5255 | 501553.9489 | 517166.0395 | 530282.651 | 559521.5976 | 593599.4095 | 581186.0015 | 572613.1304 | 584006.8617 | 603650.503 | 659778.9987 | 653173.7679 | 652479.6855 | 542068.0091 | 595687.6943 | 646908.1513 | 640338.4281 | 681488.2711 | 712588.5501 | 748416.4762 | 808848.1547
Option 2D SG | DNSP Thermal Limit on CER WNV Area2 | DNSP Thermal Limit on CER | 1319893.2754 | 1523387.6213 | 1718296.2218 | 1723629.6104 | 2017250.8858 | 2082079.5491 | 2137639.8269 | 2257462.1797 | 2395723.2892 | 2347774.951 | 2318411.4788 | 2366955.6231 | 2448552.0426 | 2653414.1507 | 2634711.5908 | 2638011.4212 | 2266596.1116 | 2488481.2183 | 2693211.9155 | 2642352.2961 | 3012750.7755 | 3149167.1272 | 3267537.4004 | 3502879.3481
Option 2D SG | DNSP Thermal Limit on Distributed Resources CNSW Area1 | DNSP Thermal Limit on Distributed Resources | 0.0012779 | 0.0030248 | 0.0026554 | 0.0018636 | 0.0026299 | 0.0027193 | 0.00037565 | 0.00046254 | 0.0006332 | 0.00083601 | 0.0011141 | 0.001439 | 0.00086813 | 0.0012348 | 0.0018652 | 0.0030159 | 0.0034479 | 0.0039626 | 0.017748 | 0.031727 | 0.060771 | 0.06644 | 0.14859 | 0.16309
Option 2D SG | DNSP Thermal Limit on Distributed Resources CQ Area1 | DNSP Thermal Limit on Distributed Resources | 0 | 0 | 0 | 0 | 0 | 0 | 0 | 0 | 0 | 0 | 0 | 0 | 0 | 0 | 0 | 0 | 0 | 0 | 0 | 0 | 0 | 0 | 0 | 0
Option 2D SG | DNSP Thermal Limit on Distributed Resources CSA Area1 | DNSP Thermal Limit on Distributed Resources | 0 | 0 | 0 | 0 | 0 | 0 | 0 | 0 | 0 | 0 | 0 | 0 | 0 | 0 | 0 | 0 | 0 | 0 | 0 | 0 | 0 | 0 | 0 | 0
Option 2D SG | DNSP Thermal Limit on Distributed Resources GG Area1 | DNSP Thermal Limit on Distributed Resources | 0 | 0 | 0 | 0 | 0 | 0 | 0 | 0 | 0 | 0 | 0 | 0 | 0 | 0 | 0 | 0 | 0 | 0 | 0 | 0 | 0 | 0 | 0 | 0
Option 2D SG | DNSP Thermal Limit on Distributed Resources MEL Area1 | DNSP Thermal Limit on Distributed Resources | 0.00054336 | 0.0022369 | 0.0018127 | 0.0014268 | 0.0015663 | 0.0020034 | 0.00020376 | 0.00027195 | 0.00043869 | 0.00069998 | 0.00087475 | 0.0012959 | 0.00034234 | 0.00050062 | 0.00067328 | 0.00092618 | 0.00080296 | 0.0022867 | 0.0043109 | 0.0047952 | 0.0089425 | 0.010986 | 0.016258 | 0.047443
Option 2D SG | DNSP Thermal Limit on Distributed Resources MEL Area2 | DNSP Thermal Limit on Distributed Resources | 0.00063004 | 0.0016931 | 0.0019662 | 0.0018206 | 0.0018066 | 0.0022287 | -0.00010571 | 1.3454e-05 | 0.00017633 | 0.00026297 | 0.00046129 | 0.00086647 | 0.00038512 | 0.00056661 | 0.00080304 | 0.00076985 | 0.00075722 | 0.0019444 | 0.0044401 | 0.0054263 | 0.0088708 | 0.0087118 | 0.013509 | 0.037164
Option 2D SG | DNSP Thermal Limit on Distributed Resources NNSW Area1 | DNSP Thermal Limit on Distributed Resources | 0 | 0 | 0 | 0 | 0 | 0 | 0 | 0 | 0 | 0 | 0 | 0 | 0 | 0 | 0 | 0 | 0 | 0 | 0 | 0 | 0 | 0 | 0 | 0
Option 2D SG | DNSP Thermal Limit on Distributed Resources NQ Area1 | DNSP Thermal Limit on Distributed Resources | 0 | 0 | 0 | 0 | 0 | 0 | 0 | 0 | 0 | 0 | 0 | 0 | 0 | 0 | 0 | 0 | 0 | 0 | 0 | 0 | 0 | 0 | 0 | 0
Option 2D SG | DNSP Thermal Limit on Distributed Resources NSA Area1 | DNSP Thermal Limit on Distributed Resources | 0 | 0 | 0 | 0 | 0 | 0 | 0 | 0 | 0 | 0 | 0 | 0 | 0 | 0 | 0 | 0 | 0 | 0 | 0 | 0 | 0 | 0 | 0 | 0
Option 2D SG | DNSP Thermal Limit on Distributed Resources SESA Area1 | DNSP Thermal Limit on Distributed Resources | 0 | 0 | 0 | 0 | 0 | 0 | 0 | 0 | 0 | 0 | 0 | 0 | 0 | 0 | 0 | 0 | 0 | 0 | 0 | 0 | 0 | 0 | 0 | 0
Option 2D SG | DNSP Thermal Limit on Distributed Resources SEV Area1 | DNSP Thermal Limit on Distributed Resources | 0 | 0 | 0 | 0 | 0 | 0 | 0 | 0 | 0 | 0 | 0 | 0 | 0 | 0 | 0 | 0 | 0 | 0 | 0 | 0 | 0 | 0 | 0 | 0
Option 2D SG | DNSP Thermal Limit on Distributed Resources SNSW Area1 | DNSP Thermal Limit on Distributed Resources | 0 | 0 | 0 | 0 | 0 | 0 | 0 | 0 | 0 | 0 | 0 | 0 | 0 | 0 | 0 | 0 | 0 | 0 | 0 | 0 | 0 | 0 | 0 | 0
Option 2D SG | DNSP Thermal Limit on Distributed Resources SNSW Area2 | DNSP Thermal Limit on Distributed Resources | 0 | 0 | 0 | 0 | 0 | 0 | 0 | 0 | 0 | 0 | 0 | 0 | 0 | 0 | 0 | 0 | 0 | 0 | 0 | 0 | 0 | 0 | 0 | 0
Option 2D SG | DNSP Thermal Limit on Distributed Resources SNW Area1 | DNSP Thermal Limit on Distributed Resources | 0.0012048 | 0.0026951 | 0.0023397 | 0.0018884 | 0.0022551 | 0.0024037 | -0.00036979 | -0.00024124 | 0.00020478 | 0.00079407 | 0.0016378 | 0.003621 | 0.005884 | 0.0067501 | 0.013754 | 224821.7574 | 817751.2637 | 839826.2753 | 912470.3061 | 970178.9636 | 910773.1695 | 964808.6744 | 945585.1565 | 989968.8715
Option 2D SG | DNSP Thermal Limit on Distributed Resources SNW Area2 | DNSP Thermal Limit on Distributed Resources | 0.0012268 | 0.0025623 | 0.002484 | 0.0018452 | 0.0019536 | 0.0023181 | -0.00025752 | 6.647e-06 | 0.00045121 | 0.0010639 | 0.0019907 | 0.004164 | 0.0070216 | 0.010156 | 42500.5765 | 342650.6127 | 983240.6427 | 1009783.0118 | 1097128.3065 | 1166515.5781 | 1095087.9327 | 1160058.7499 | 1136945.8199 | 1190311.397
Option 2D SG | DNSP Thermal Limit on Distributed Resources SQ Area1 | DNSP Thermal Limit on Distributed Resources | 0 | 0 | 0 | 0 | 0 | 0 | 0 | 0 | 0 | 0 | 0 | 0 | 0 | 0 | 0 | 0 | 0 | 0 | 0 | 0 | 0 | 0 | 0 | 0
Option 2D SG | DNSP Thermal Limit on Distributed Resources TAS Area1 | DNSP Thermal Limit on Distributed Resources | 0.00052841 | 0.00086402 | 0.00094838 | 0.00097959 | 0.0014203 | 0.0031328 | 0.0071368 | 0.0071423 | 0.007165 | 0.011152 | 776596.969 | 773247.0253 | 805820.6911 | 867141.5485 | 446200.9936 | 445021.8849 | 408313.1578 | 471787.9657 | 456724.6827 | 450824.0362 | 477627.7034 | 528750.4902 | 510426.4048 | 507389.5975
Option 2D SG | DNSP Thermal Limit on Distributed Resources WNV Area1 | DNSP Thermal Limit on Distributed Resources | 0 | 0 | 0 | 0 | 0 | 0 | 0 | 0 | 0 | 0 | 0 | 0 | 0 | 0 | 0 | 0 | 0 | 0 | 0 | 0 | 0 | 0 | 0 | 0
Option 2D SG | DNSP Thermal Limit on Distributed Resources WNV Area2 | DNSP Thermal Limit on Distributed Resources | 0 | 0 | 0 | 0 | 0 | 0 | 0 | 0 | 0 | 0 | 0 | 0 | 0 | 0 | 0 | 0 | 0 | 0 | 0 | 0 | 0 | 0 | 0 | 0
Option 2D SG | Daily H2 Limit NSW | H2 Infrastructure Limitations | 0 | 0 | 0 | 0 | 0 | 0 | 0 | 0 | 0 | 0 | 0 | 0 | 0 | 0 | 0 | 0 | 0 | 0 | 0 | 0 | 0 | 0 | 0 | 0
Option 2D SG | Daily H2 Limit QLD | H2 Infrastructure Limitations | 0 | 0 | 0 | 0 | 0 | 0 | 0 | 0 | 0 | 0 | 0 | 0 | 0 | 0 | 0 | 0 | 0 | 0 | 0 | 0 | 0 | 0 | 0 | 0
Option 2D SG | Daily H2 Limit SA | H2 Infrastructure Limitations | 0 | 0 | 0 | 0 | 0 | 0 | 0 | 0 | 0 | 0 | 0 | 0 | 0 | 0 | 0 | 0 | 0 | 0 | 0 | 0 | 0 | 0 | 0 | 0
Option 2D SG | Daily H2 Limit TAS | H2 Infrastructure Limitations | 0 | 0 | 0 | 0 | 0 | 0 | 0 | 0 | 0 | 0 | 0 | 0 | 0 | 0 | 0 | 0 | 0 | 0 | 0 | 0 | 0 | 0 | 0 | 0
Option 2D SG | Daily H2 Limit VIC | H2 Infrastructure Limitations | 0 | 0 | 0 | 0 | 0 | 0 | 0 | 0 | 0 | 0 | 0 | 0 | 0 | 0 | 0 | 0 | 0 | 0 | 0 | 0 | 0 | 0 | 0 | 0
Option 2D SG | ExportGroup_CNSW1 | Group Network Export Constraints | 2619735.9169 | 2601959.7938 | 2837478.0809 | 1987091.2918 | 2010926.0404 | 1938445.3635 | 1913967.2828 | 1983799.4144 | 2062444.441 | 2128775.7138 | 2107342.8137 | 2181439.5407 | 2133989.4029 | 2131384.8197 | 2107476.5466 | 1862602.62 | 1654310.7688 | 1647380.1568 | 1654733.124 | 1565641.6973 | 1713085.7779 | 1783988.9409 | 1573095.1862 | 1153814.0299
Option 2D SG | ExportGroup_CQ1 | Group Network Export Constraints | -1203724.4913 | 400741.5085 | 3292423.2509 | 3632341.1473 | 3128051.6858 | 2949032.9988 | 3369031.0503 | 4180854.6367 | 4740483.1483 | 3844094.7907 | 3905105.3326 | 3282615.2559 | 4123862.7147 | 5117777.1121 | 4361938.5766 | 4648920.2148 | 4585750.0936 | 7360887.0895 | 7930228.9556 | 9244461.1704 | 8358677.2246 | 7909877.8037 | 7372530.1847 | 7789865.5774
Option 2D SG | ExportGroup_MN1 | Group Network Export Constraints | 4366875.6415 | 5492543.4539 | 4916228.3309 | 5784091.0136 | 4914159.3598 | 5618688.7014 | 4779156.7844 | 5071362.2358 | 5521201.1516 | 5122940.1005 | 4566899.9594 | 5112226.642 | 5123657.4405 | 3911062.8644 | 4467519.6573 | 4048362.9719 | 3841762.3695 | 4185518.8858 | 5874061.7609 | 6644162.8422 | 6741559.6948 | 6427945.5192 | 4398784.5537 | 6492716.3706
Option 2D SG | ExportGroup_NET1 | Group Network Export Constraints | 0 | 0.001148 | 869204.8496 | 654525.5725 | 805454.1843 | 907041.9903 | 899931.2611 | 910113.6867 | 875818.7174 | 1248203.8329 | 1991995.4573 | 2264043.7647 | 2283432.3213 | 2284789.7066 | 1808300.2033 | 1700413.7335 | 1723108.2469 | 1688042.3099 | 1679118.6221 | 1704398.708 | 1629400.3783 | 1570444.2907 | 1651877.8977 | 1559566.8757
Option 2D SG | ExportGroup_NQ1 | Group Network Export Constraints | 2187985.4702 | 2683562.944 | 5027955.5562 | 5518817.1956 | 5571633.6265 | 5551027.8868 | 6338212.031 | 7351367.6462 | 7755533.6093 | 7785668.394 | 7974367.8844 | 7825564.5644 | 9181091.7023 | 9881613.3765 | 9456804.8156 | 10271850.9815 | 10346726.2765 | 13405641.0308 | 14028978.5456 | 15114344.224 | 14754446.9167 | 13797826.4664 | 14601479.987 | 15864622.407
Option 2D SG | ExportGroup_NSA1 | Group Network Export Constraints | 867184.9058 | 1780327.0039 | 1586944.7873 | 1488132.3089 | 1225081.656 | 1197557.3941 | 1061833.4722 | 1092859.1992 | 1182873.4136 | 1149320.9354 | 1192280.0225 | 1254477.8695 | 1254272.8745 | 1250558.9191 | 1314566.4882 | 1279725.3662 | 1218904.373 | 1275649.4204 | 1223224.0027 | 866319.2656 | 1439003.692 | 1822029.128 | 1455328.3249 | 2411244.1445
Option 2D SG | ExportGroup_SEVIC1 | Group Network Export Constraints | 0 | 0 | 0 | 0 | 0 | 22061045.4303 | 24884231.0575 | 5260983.6679 | -384294.9066 | 2105696.4741 | 3940851.2221 | 5004809.8744 | -31511461.8646 | -30674792.6291 | -33737951.151 | -34207379.5564 | -33321170.2526 | -33494072.5292 | -33728330.8144 | -32711423.8684 | -33092581.3836 | -32958926.857 | -31621317.5096 | -31835477.2913
Option 2D SG | ExportGroup_SQ1 | Group Network Export Constraints | 1032583.3698 | -499443.0596 | 1216840.2408 | 3790051.6901 | 2921097.0527 | 2831797.6637 | 2774322.7273 | 2908938.3261 | 2844382.0296 | 2079192.1479 | 1612510.9739 | 939730.8487 | 1490997.0006 | 2077838.1784 | 1697021.9999 | -4664145.3508 | -2880088.196 | -1246178.4713 | -1523246.3487 | -953463.8923 | -1674898.6603 | -1430696.113 | -2135681.7578 | -3569190.0585
Option 2D SG | ExportGroup_SWNSW1 | Group Network Export Constraints | 2718946.4426 | 1137648.7213 | -247772.8466 | -1264729.2777 | -1344449.9114 | -1848358.3707 | -1733112.5518 | -1780904.5159 | -1082306.7769 | -1393804.6176 | -1236060.8713 | -1150149.1991 | -1269859.6158 | -1072745.4044 | -1166857.7842 | -1080885.1319 | -1039472.9453 | -1967205.6709 | -2162320.2908 | -2276249.7635 | -2261499.7093 | -2416457.5214 | -2446695.4629 | -2918965.6727
Option 2D SG | ExportGroup_SWNSW2 | Group Network Export Constraints | 0 | 0 | 0 | 0 | 0 | 9059711.9191 | 14466234.7516 | 18240518.6435 | 15273908.9624 | 17137240.1822 | 16977446.9123 | 17316103.5668 | 17416044.3049 | 15606411.1994 | 15582464.9075 | 15227307.8687 | 15462837.8453 | 15882265.1574 | 14297741.3167 | 14870756.2974 | 11673036.2971 | 10800062.8308 | 11346853.6309 | 10232590.8645
Option 2D SG | ExportGroup_SWQLD1 | Group Network Export Constraints | 7976650.89 | 11970967.9687 | 10900207.2642 | 10717279.6429 | 11872294.6514 | 12980424.7856 | 13082611.0581 | 13410208.9584 | 13105952.3888 | 14328095.4716 | 14415235.8769 | 15173999.8302 | 11664599.849 | 10707994.981 | 10826376.4906 | 10761308.0629 | 11024008.5373 | 8743967.5291 | 9491051.0567 | 8457201.1582 | 9103140.3533 | 9357484.3857 | 9482480.8411 | 9727311.5747
Option 2D SG | ExportGroup_SWV1 | Group Network Export Constraints | 8054496.8903 | 10790977.5735 | 10736496.7991 | 12979824.939 | 10620686.3729 | 11721602.1632 | 12065188.9674 | 11998534.0243 | 11851566.1683 | 11031750.7712 | 10503843.1488 | 10298744.7235 | 8050423.1267 | 6074604.4655 | 6015044.8197 | 6201171.7191 | 5195810.547 | 5641462.3259 | 5467806.0687 | 3177050.4409 | 1518890.0786 | 1125017.6867 | -197432.1949 | 104468.6899
Option 2D SG | ExportGroup_WNV1 | Group Network Export Constraints | -1691866.9801 | -1432626.512 | -1868173.664 | -303381.231 | -1289863.3088 | -1094111.9757 | 0 | 0 | 0 | 0 | 0 | 0 | 0 | 0 | 0 | 0 | 0 | 0 | 0 | 0 | 0 | 0 | 0 | 0
Option 2D SG | ExportGroup_WV1 | Group Network Export Constraints | 3511539.2877 | 3849479.0983 | 3994406.6835 | -186018.8688 | -5050060.8054 | -6150338.5444 | -6852994.3812 | -6712700.765 | -7191337.1616 | -7937535.3365 | -7817223.9647 | -7862996.5667 | -8847367.3212 | -8909094.3012 | -8497116.0891 | -8195931.3551 | -8435274.6733 | -8098689.0633 | -8110716.08 | -7953075.6293 | -7457503.9015 | -7816733.6517 | -7880800.3846 | -8640749.7688
Option 2D SG | ExportLimit_DN2_Yass | Distribution REZ Export Constraints | 0 | 0 | 0 | 0 | 0 | 0 | 0 | 0 | 0 | 0 | 0 | 0 | 0 | 0 | 0 | 0 | 0 | 0 | 0 | 0 | 0 | 0 | 0 | 0
Option 2D SG | ExportLimit_DN3_Marulan | Distribution REZ Export Constraints | 0 | 0 | 0 | 0 | -0.015922 | -0.017031 | -0.016642 | -0.016566 | -0.016421 | -0.01624 | -0.016011 | -0.015365 | -0.016251 | -0.016149 | -0.015788 | -0.015469 | -0.014992 | -0.014741 | -0.042154 | -0.047457 | -0.058176 | -0.086516 | -0.10254 | -0.12754
Option 2D SG | ExportLimit_N10_Hunter Coast | REZ Network Export Constraints | 0 | 0 | 0 | -10224000 | -17520000 | -17568000 | -17520000 | -17520000 | -17520000 | -17568000 | -17520000 | -17520000 | -17519999.9998 | -17567999.9998 | -17519999.9997 | -17519999.9997 | -17519999.9996 | -17567999.9996 | -17519999.9985 | -17519999.9986 | -17519999.9983 | -17567999.998 | -17519999.9977 | -17519999.9976
Option 2D SG | ExportLimit_N11_Illawarra Coast | REZ Network Export Constraints | 0 | 0 | 0 | 0 | 0 | 0 | 0 | 0 | 0 | 0 | 0 | 0 | 0.00015393 | 0.00012228 | 0.00016573 | 0.00019857 | 0.00024919 | 0.00025468 | 0.0015528 | 0.0014552 | 0.0014654 | 0.0016638 | 0.0019593 | 0.0024316
Option 2D SG | ExportLimit_N12_Illawarra | REZ Network Export Constraints | -3796 | -3754.1143 | -3717.5705 | -3691.712 | -85451.712 | -242973.4261 | -492197.1425 | -853203.1423 | -1329548.9994 | -1619289.5417 | -1877425.1409 | -2101784.711 | -2066205.6313 | -2236182.7621 | -2323430.3179 | -2445596.9835 | -2624063.8317 | -2878691.1997 | -3160473.3542 | -3578221.5919 | -4040512.5251 | -4520570.9142 | -4957871.8504 | -5335845.6078
Option 2D SG | ExportLimit_N13_South Cobar | REZ Network Export Constraints | 0 | 0.31004 | 0.31086 | 0.2265 | 0.21656 | 0.18248 | 0.28264 | 0.28713 | 0.32518 | 0.31895 | 0.30764 | 0.28636 | 0.30334 | 0.31509 | 0.30144 | 0.30458 | 0.2719 | 0.29107 | 0.2485 | 0.24913 | 0.25155 | 0.27879 | 2.7407 | 2.9384
Option 2D SG | ExportLimit_N1_North West NSW | REZ Network Export Constraints | 396363.1559 | 732724.9264 | 714880.3108 | 556023.0526 | 530968.7119 | 473816.8124 | 514066.6975 | 510993.0525 | 635951.8428 | 584923.4922 | 618663.0751 | 622410.3631 | 661043.7106 | 682663.4039 | 646692.303 | 691475.1722 | 663511.9604 | 662876.3614 | 650336.572 | 594259.0717 | 524171.1541 | 407002.2021 | 382106.197 | 356535.7937
Option 2D SG | ExportLimit_N2_New England | REZ Network Export Constraints | 2371702.1585 | 2602577.5937 | 2773955.7236 | 2473449.4888 | 2807902.2466 | 2815285.8814 | -17799084.6892 | -17718620.9364 | -17433228.2681 | -17869537.7144 | -16538437.3273 | -15216659.2264 | -15591276.238 | -16128592.2385 | -15966885.4592 | -15252380.9771 | -13148034.8969 | -14286219.9618 | -14181346.795 | -14599215.7092 | -13950000.717 | -12647579.3347 | -12371839.37 | -11857358.617
Option 2D SG | ExportLimit_N3_Central-West Orana | REZ Network Export Constraints | 3438929.2935 | 3837790.9907 | -17641371.0908 | -20747894.2478 | -20705606.2369 | -20929163.9982 | -20989145.3484 | -19829319.2801 | -21557122.3526 | -21994136.5568 | -22722493.3793 | -23818897.5995 | -23379251.4497 | -26422630.8033 | -25394659.9605 | -22584332.6966 | -24746305.0691 | -24339489.7094 | -22204221.711 | -22407399.8546 | -22188076.4311 | -22944736.7078 | -23800339.5105 | -22996071.8779
Option 2D SG | ExportLimit_N4_Broken Hill | REZ Network Export Constraints | 778801.1707 | 1175849.3443 | 1104104.3986 | 819842.9648 | 795502.1927 | 692799.0649 | 728129.6362 | 765821.0923 | 936568.9156 | 792596.0175 | 919235.3852 | 927485.9285 | 862360.3419 | 845126.2261 | 840756.7413 | 910569.7115 | 941994.0228 | 209719.5272 | 943722.919 | 997618.5397 | 1033715.3218 | 921831.6764 | 889141.0975 | 983807.6646
Option 2D SG | ExportLimit_N5_South West NSW | REZ Network Export Constraints | 1522943.1103 | -4189063.3227 | -8418997.1007 | -9127954.9404 | -9174646.4048 | -12651261.4052 | -14725439.237 | -14781795.1191 | -14265824.5677 | -14428274.1311 | -14376845.3503 | -14297810.4702 | -14348584.426 | -14168385.4778 | -14229461.8099 | -14231351.1657 | -14209506.2074 | -14451949.6076 | -14564775.6837 | -14676404.3019 | -14545887.6452 | -14692843.7237 | -14696498.6865 | -14971354.2277
Option 2D SG | ExportLimit_N6_Wagga Wagga | REZ Network Export Constraints | 910454.2704 | -7627057.6078 | -7352870.8586 | -8205696.0222 | -8641352.0412 | -9883419.0642 | -9716347.7682 | -10466828.239 | -8452624.8823 | -9028888.2842 | -9082458.6123 | -9095113.7478 | -9106580.597 | -8440279.1974 | -8465585.1769 | -8716332.0276 | -8661920.102 | -8515388.2846 | -8828749.4301 | -9273965.1289 | -8824223.3886 | -8999586.1128 | -8967717.1484 | -9024709.5204
Option 2D SG | ExportLimit_N7_Tumut | REZ Network Export Constraints | -241.6647 | -5249977.7081 | -5088353.2983 | -4858171.8322 | -4839181.8344 | -4884474.2629 | -5013209.0282 | -5012598.2675 | -4918653.6577 | -4945927.8758 | -4977453.1993 | -4902612.5575 | -5002837.1574 | -5064768.8553 | -4907164.1644 | -4915340.6018 | -4921989.6934 | -5028275.2366 | -4997793.6908 | -4945800.4588 | -4919454.296 | -4921032.3453 | -4900853.2478 | -4852018.6059
Option 2D SG | ExportLimit_N8_Cooma-Monaro | REZ Network Export Constraints | 324547.3137 | 491935.2605 | 536423.2217 | 1076440.2506 | 1015046.6463 | 1025014.4903 | 937418.9088 | 902243.4979 | 961995.3663 | 894045.3505 | 788048.2436 | 663138.1397 | 720016.3108 | 715098.4309 | 428337.1275 | 344683.2219 | 272866.2579 | 226289.0113 | 602140.1788 | 534338.3898 | 428372.0218 | 396438.7847 | 330715.9868 | 336761.9969
Option 2D SG | ExportLimit_N9_Hunter-Central Coast | REZ Network Export Constraints | -128319.0347 | 1664628.9281 | -6757040.6623 | -6981815.2447 | -7077704.1266 | -7153042.1099 | -7265442.6556 | -7199469.2137 | -7058394.9032 | -7186886.6091 | -6371964.2673 | -6487793.2085 | -6055877.5685 | -6316489.3217 | -3789048.9554 | -3772076.7287 | -2786930.8262 | -3383400.941 | -2924426.1923 | -3558497.1081 | -4272337.9545 | -4262411.4417 | -4621058.1264 | -4171371.8402
Option 2D SG | ExportLimit_Q1_Far North Qld | REZ Network Export Constraints | 929110.4988 | 983329.3245 | 1017475.4901 | 1063983.8526 | 1057152.1546 | 969607.2829 | 2065765.4745 | 2979060.7686 | 3486866.3937 | 3367869.0794 | 3287933.3375 | 3123722.039 | 3099615.4287 | 3587351.5979 | 3334609.2834 | 3605378.3291 | 3542916.0593 | 3352896.6183 | 3468919.9871 | 3978800.6514 | 3944243.4284 | 3668336.9632 | 3106177.3945 | 3708260.8658
Option 2D SG | ExportLimit_Q2_North Qld Clean Energy Hub | REZ Network Export Constraints | 335604.7872 | 352655.0028 | 371564.6348 | 365158.264 | 333757.9557 | -12819953.2545 | -12784348.4699 | -12777917.8476 | -12770171.7049 | -12807869.7432 | -12214252.3368 | -12355419.0436 | -10868897.5196 | -10680608.2995 | -10710089.329 | -10646334.67 | -9436329.8548 | -6176561.4331 | -5839302.9102 | -5289107.8143 | -5631628.1862 | -6207984.7787 | -4512154.0551 | -3877219.1312
Option 2D SG | ExportLimit_Q5_Barcaldine | REZ Network Export Constraints | 0 | 0.024261 | 0.023616 | 0.020228 | 0.02295 | 0.022273 | 0.022093 | 0.023306 | 0.025641 | 0.03751 | 150173.3708 | 351803.1153 | 347915.886 | 359828.6941 | 382906.2821 | 385291.4969 | 342703.4568 | 339376.8661 | 373341.4075 | 409042.2316 | 421707.6291 | 404943.0394 | 411305.0921 | 465575.4592
Option 2D SG | ExportLimit_Q9_Banana | REZ Network Export Constraints | 36768.0205 | 39732.9872 | 42466.9047 | 35829.7891 | 36226.8332 | 34920.1056 | 36202.3188 | 37005.2707 | 39045.7383 | 37050.8081 | 39817.2808 | 37388.9703 | 37943.0172 | 38932.7101 | 39827.1416 | 42412.7601 | 36851.5937 | 0 | 0 | 0 | 0 | 0 | 0 | 0
Option 2D SG | ExportLimit_S2_Riverland | REZ Network Export Constraints | 32438.5665 | -3844854.6281 | -6759878.4529 | -6790261.3863 | -6783300.8262 | -6758601.1116 | -6781540.7774 | -6778776.426 | -6746648.4854 | -6755463.1551 | -6735696.9051 | -6724546.1574 | -6722577.0636 | -6720951.3795 | -6687771.0211 | -6717914.7461 | -6749252.1662 | -6755108.8458 | -6721597.6976 | -6753532.8536 | -6734168.9827 | -6802468.6441 | -6839347.1067 | -6769404.9638
Option 2D SG | ExportLimit_S4_Yorke Peninsula | REZ Network Export Constraints | -459.4402 | -3390.1061 | -472.4476 | -387.977 | 0.0014515 | 0.0017248 | 0.00023123 | 0.00041645 | 0.0005693 | 0.00068232 | 0.0012964 | 0.0017078 | 0.00075522 | 0.001031 | 0.0026831 | 0.0035439 | 0.0037303 | 0.0077334 | 0.037761 | 0.11204 | 0.12492 | 0.17522 | 0.27219 | 331106.3425
Option 2D SG | ExportLimit_S6_Roxby Downs | REZ Network Export Constraints | 0 | 0 | 0.00097802 | 0.00097244 | 0.00091488 | 0.00087254 | 0.0001394 | 0.0002785 | 0.00050655 | 0.00063291 | 0.00081937 | 0.00077995 | 0.00068375 | 0.00086762 | 0.0014329 | 0.0018358 | 0.0019603 | 0.0026739 | 0.013505 | 0.014298 | 0.021015 | 0.022295 | 0.024647 | 0.057857
Option 2D SG | ExportLimit_S7_Eastern Eyre Peninsula | REZ Network Export Constraints | 575219.1996 | 593184.0106 | 463969.7639 | 485602.7198 | 274017.1857 | 143630.7433 | 118914.4185 | 125357.7048 | 128668.9412 | 0.00084068 | 0.0010289 | 0.00095983 | 0.0007559 | 0.0010447 | 0.0032984 | 0.0034576 | 0.0036578 | 0.0048802 | 0.025859 | 294966.4026 | 502447.4613 | 975788.0617 | 863959.1873 | 1074119.0087
Option 2D SG | ExportLimit_S8_Western Eyre Peninsula | REZ Network Export Constraints | 0 | 0 | 0 | 0 | 0 | 0 | 0 | 0 | 0 | 0 | 0 | 0 | 0 | 0 | 0 | 0 | 0 | 0 | 0 | 0 | 0 | 0 | 0 | 0
Option 2D SG | ExportLimit_T1_North East Tasmania | REZ Network Export Constraints | 0 | 0.001148 | 869204.8496 | 654525.5725 | 805454.1843 | 907041.9903 | 899931.2611 | 910113.6867 | 806388.9244 | 926652.8689 | 881825.8211 | 923137.0332 | 942525.5899 | 940209.259 | 467393.4732 | 359507.0035 | 382201.5171 | 343461.8633 | 338211.8903 | 363491.9763 | 288493.6468 | 225863.8426 | 310971.1667 | 218660.1458
Option 2D SG | ExportLimit_T2_North West Tasmania | REZ Network Export Constraints | 390481.2534 | 410842.2895 | 596907.9644 | 617799.013 | 601790.1532 | 594281.5084 | 603519.853 | 632888.8053 | 629701.3438 | 643332.827 | 648243.9499 | 630022.5282 | 649627.5613 | 626035.0808 | 353802.2393 | 391033.2136 | 374212.4333 | 433828.141 | 410573.7091 | 450100.2057 | 471205.3879 | 472111.9558 | 482767.2606 | 492618.7803
Option 2D SG | ExportLimit_T3_Central Highlands | REZ Network Export Constraints | 498399.6122 | 915699.8732 | 1299304.167 | 1998966.7456 | -751952.972 | -2701390.1153 | -2657170.8156 | -192455.7589 | 718317.3511 | 1578381.1738 | 1447656.4344 | 1120196.1832 | 1360180.8301 | 1505892.7002 | 159148.2089 | 301994.922 | 408534.0184 | 482094.8697 | -6711.0306 | 184168.5763 | 285083.0955 | 199959.5556 | 333073.2244 | 428777.2826
Option 2D SG | ExportLimit_V1_North West VIC | REZ Network Export Constraints | 1216027.1804 | -63886.6009 | 1811732.8871 | 2070083.4824 | 1503767.6956 | -6844878.9437 | -12475022.6567 | -12039021.5559 | -12205136.7203 | -12980321.6242 | -13060537.6315 | -13077013.9935 | -13892104.6306 | -13788094.4998 | -13196912.9596 | -13028311.0647 | -13272694.794 | -12791775.499 | -12829013.9939 | -12555997.2095 | -12376261.5818 | -12352521.1873 | -12391429.3799 | -12840288.7851
Option 2D SG | ExportLimit_V2_Central Highlands VIC | REZ Network Export Constraints | 1916405.8552 | 2672792.5108 | 3647247.9483 | 3592296.1322 | 2274107.1275 | 2285713.8929 | 2304870.733 | 2595541.752 | 2646102.0313 | 2526306.1204 | 2468493.4827 | 2498935.6206 | 2172094.0816 | 1793139.8341 | 2040883.6854 | 2184816.9456 | 2146164.7306 | 2403810.8778 | 1478381.2754 | 1843041.6537 | 1328097.0426 | 1495331.112 | 1634163.868 | 2089986.9845
Option 2D SG | ExportLimit_V7_Central North VIC | REZ Network Export Constraints | 1557852.8456 | 1993637.7888 | 2847672.2341 | 3067057.1544 | 2954668.9712 | 2700193.8057 | 2622175.4394 | 2896836.5056 | 2881556.7547 | 2354022.9901 | 2363852.9048 | 2136959.4686 | 2051197.9495 | 2323704.9555 | 2447728.2433 | 2540935.4278 | 2546570.4141 | 2682251.1404 | 2478046.5449 | 2534813.708 | 2745878.0353 | 2719109.7175 | 2764007.6725 | 2705636.4658
Option 2D SG | ExportLimit_V8_Gippsland Offshore | REZ Network Export Constraints | 0 | 0 | 0 | 0 | 0 | -11430686.2797 | -8971543.9049 | -23115983.9777 | -21054450.9937 | -17174893.1112 | -14413894.8242 | -13253812.5743 | -32985610.6692 | -32152808.3929 | -28694955.6329 | -29780281.2943 | -28588889.3403 | -28253377.9586 | -28213530.0044 | -26319138.4812 | -28853278.1275 | -28464187.317 | -27467611.6017 | -26271595.2735
Option 2D SG | Gas Zone Daily Offtake Limit Colongra | Gas Infrastructure Limitations by Gas Zone | 3.4394e-05 | 28.9181 | 2.8612e-05 | 2.7208e-05 | 7.6313e-05 | 0.00020772 | 1210.1999 | 215.0312 | 461.2881 | 855.5861 | 1132.8383 | 1707.6428 | 822.4795 | 2095.0019 | 3487.2727 | 2514.0586 | 201.5143 | 415.8677 | 254.4533 | 509.2106 | 331.8589 | 460.9888 | 558.8463 | 715.0324
Option 2D SG | Gas Zone Daily Offtake Limit Gippsland | Gas Infrastructure Limitations by Gas Zone | 3870.9804 | 3556.8332 | 4371.9585 | 1630.1823 | 3958.0815 | 2657.5554 | 7080.7613 | 3623.0451 | 4756.7351 | 7186.1017 | 11861.7631 | 10355.237 | 11153.1125 | 18240.1599 | 29566.6126 | 28083.1077 | 25569.6201 | 21214.1368 | 34269.031 | 43195.4859 | 39662.0989 | 36812.0801 | 52671.6929 | 44841.5109
Option 2D SG | Gas Zone Daily Offtake Limit Gladstone | Gas Infrastructure Limitations by Gas Zone | 0 | 0 | 0 | 0 | 5.2125e-06 | 1.1005e-05 | 3.4146e-06 | 3.4262e-06 | 3.716e-06 | 4.1403e-06 | 4.9196e-06 | 6.0376e-06 | 5.9019e-06 | 6.1358e-06 | 7.3579e-06 | 6.9539e-06 | 8.2991e-06 | 1.0961e-05 | 9.5902e-05 | 0.0001164 | 0.00018266 | 0.00019012 | 0.00022244 | 0.0033789
Option 2D SG | Gas Zone Daily Offtake Limit Kurri Kurri | Gas Infrastructure Limitations by Gas Zone | 1.4835e-05 | 11.8808 | 1.3957e-05 | 1.3175e-05 | 3.5528e-05 | 81.9316 | 1038.1984 | 334.5731 | 633.0994 | 1279.4821 | 2011.0645 | 2245.9052 | 1027.5976 | 2843.3732 | 5158.7272 | 3855.1864 | 1220.8032 | 2781.1518 | 2209.2155 | 2754.3615 | 1924.6022 | 2458.1809 | 3229.1392 | 2672.8565
Option 2D SG | Gas Zone Daily Offtake Limit Laverton North | Gas Infrastructure Limitations by Gas Zone | 54.9069 | 42.0922 | 889.9484 | 123.1762 | 204.0938 | 1.7938e-05 | 8.181e-06 | 7.5388e-06 | 172.4982 | 337.7612 | 273.4 | 355.266 | 44.91 | 852.2386 | 1965.3938 | 1362.1074 | 1597.8168 | 1573.1286 | 2503.9249 | 3658.1873 | 1933.1742 | 1092.4627 | 2874.5336 | 1677.6006
Option 2D SG | Gas Zone Daily Offtake Limit Melbourne | Gas Infrastructure Limitations by Gas Zone | 817.6681 | 656.161 | 889.9484 | 810.3883 | 1021.8298 | 4.0669e-05 | 1.9582e-05 | 67.6133 | 910.0782 | 1493.0264 | 1407.8427 | 1748.2575 | 1315.8657 | 3591.6044 | 4844.7108 | 11213.5046 | 10981.0179 | 9853.1855 | 15448.7822 | 19866.7138 | 30815.7256 | 28491.6788 | 48695.3909 | 43504.8189
Option 2D SG | Gas Zone Daily Offtake Limit Moomba | Gas Infrastructure Limitations by Gas Zone | 1621.8609 | 85.2307 | 5.5489e-05 | 76.0939 | 840.5253 | 350.5639 | 1222.1992 | 357.4503 | 668.0029 | 1065.7557 | 1590.4639 | 1710.3438 | 1420.2921 | 3256.7387 | 4503.7486 | 5296.6655 | 4042.2519 | 4991.7066 | 5033.1486 | 4086.8067 | 794.0245 | 874.9364 | 5117.6664 | 3815.0966
Option 2D SG | Gas Zone Daily Offtake Limit NQGP | Gas Infrastructure Limitations by Gas Zone | 135.1431 | 107.6772 | 223.8447 | 69.7157 | 69.7157 | 69.9067 | 69.7157 | 69.7157 | 69.7157 | 69.9067 | 226.1678 | 826.3815 | 824.1671 | 1443.9508 | 1862.9094 | 1087.4542 | 2022.5286 | 1954.4079 | 3089.815 | 3640.18 | 3456.4154 | 0 | 0 | 0
Option 2D SG | Gas Zone Daily Offtake Limit Newcastle | Gas Infrastructure Limitations by Gas Zone | 4.9229e-05 | 40.7988 | 4.2569e-05 | 4.0382e-05 | 0.00012306 | 81.9318 | 2248.3983 | 549.6044 | 1094.3874 | 2135.0681 | 3143.9028 | 3953.548 | 2191.3737 | 5734.9687 | 9829.7961 | 7348.4299 | 9199.2108 | 13282.837 | 10742.6853 | 14837.7588 | 11790.4254 | 14061.2302 | 16464.555 | 14507.3675
Option 2D SG | Gas Zone Daily Offtake Limit Northern | Gas Infrastructure Limitations by Gas Zone | 2733.0919 | 1952.0567 | 3128.7102 | 1599.9873 | 787.4219 | 624.0539 | 1375.2915 | 667.5949 | 474.8525 | 1194.711 | 4326.6725 | 5724.1759 | 7350.7298 | 9270.9859 | 14478.3305 | 7706.3476 | 11276.3378 | 12925.0338 | 28044.2961 | 29900.4367 | 20980.3117 | 16506.2511 | 20918.0339 | 36238.8088
Option 2D SG | Gas Zone Daily Offtake Limit Port Campbell | Gas Infrastructure Limitations by Gas Zone | 420.7998 | 341.0857 | 2375.6037 | 491.0772 | 1728.4946 | 217.7844 | 399.2786 | 286.1692 | 1082.2553 | 1832.3194 | 1705.4229 | 1871.1921 | 1851.2928 | 4002.5501 | 5783.3301 | 5230.0833 | 4217.202 | 4586.3094 | 7129.5183 | 9708.4532 | 6079.397 | 0 | 0 | 0
Option 2D SG | Gas Zone Daily Offtake Limit Southern | Gas Infrastructure Limitations by Gas Zone | 13239.1476 | 9960.7945 | 12850.8059 | 5145.4593 | 13623.4223 | 5547.9168 | 18142.4378 | 8038.9916 | 12755.6329 | 20087.4834 | 30334.7965 | 24108.8357 | 22849.1712 | 46791.7218 | 70056.4622 | 74469.9406 | 66433.081 | 67665.179 | 79592.2519 | 100680.4106 | 100563.7022 | 91475.3316 | 148782.8076 | 120720.8238
Option 2D SG | Gordon Min Gen | Hydro min release | 631.1321 | 312.1631 | 666.8099 | 557.7541 | 2326.9878 | 2196.9413 | 1975.3613 | 615.5441 | 1430.0513 | 983.4566 | 1002.5467 | 1081.9446 | 1149.5747 | 1441.3863 | 896.5144 | 1156.6799 | 1114.0534 | 901.492 | 1165.9055 | 1139.9652 | 1098.562 | 1116.581 | 1333.4132 | 1001.7256
Option 2D SG | ImportGroup_N9_Hydrogen | Group Network Import Constraints | 4714948.329 | -2140557.6894 | -238368.7031 | -1667151.946 | -2275031.2242 | -3911613.389 | -4208534.0372 | -5134833.0916 | -5928893.9736 | -5296049.7396 | -5652296.616 | -6143238.9038 | -4689089.3358 | -3248434.8193 | -5714901.3244 | -5321271.2064 | -8526669.77 | -4572402.8445 | -5262105.104 | -4428425.6985 | -3668031.3156 | -2687262.9512 | -2664945.4631 | -4747692.4817
Option 2D SG | ImportGroup_NSA1 | Group Network Import Constraints | -867184.9058 | -1780327.0039 | -1586944.7873 | -1488132.3089 | -1225081.656 | -1197557.3941 | -1061833.4726 | -1092859.1998 | -1182873.4146 | -1149320.9377 | -1192280.0269 | -1254477.8754 | -1254272.8745 | -1250558.9192 | -1314566.4883 | -1279725.3663 | -1218904.373 | -1275649.4204 | -1223224.0029 | -866319.2659 | -1439003.6924 | -1822029.1284 | -1455328.3255 | -2411244.1471
Option 2D SG | ImportGroup_Q1_Hydrogen | Group Network Import Constraints | 858866.2647 | 860682.1818 | 947086.3163 | 1010423.9822 | 1146819.5853 | 1267251.4171 | 227099.9426 | -598475.0993 | -1008693.7838 | -787800.5309 | -648556.9984 | -381376.0827 | -253949.5392 | -661141.9462 | -374747.3423 | -531087.9317 | -584680.8624 | -302119.4852 | -354298.0929 | -827169.8592 | -689795.6095 | -466531.8152 | 108295.6214 | -548908.3384
Option 2D SG | ImportGroup_Q4_Hydrogen | Group Network Import Constraints | -5502976.2434 | -6230251.5887 | -4773211.6771 | -4378257.3755 | -4536101.8694 | -4749080.7916 | -4249611.1421 | -3601129.2936 | -3832523.6377 | -3968861.3591 | -4495989.6026 | -4783475.4697 | -3820066.0218 | -3450085.1175 | -3955086.6323 | -3959629.6092 | -3266355.2858 | -1261828.575 | -792902.5366 | -186356.8236 | -499479.1427 | -1096042.4183 | 729335.1497 | 1704786.0975
Option 2D SG | ImportGroup_Q7_Hydrogen | Group Network Import Constraints | -598453.35 | -2561547.5992 | -1898078.0822 | 540917.4829 | -242330.2657 | -377408.6084 | -284225.2188 | -7848.4853 | 195652.9288 | -542824.7219 | -667754.7708 | -1191387.8209 | -654582.9874 | -13310.5973 | -323863.2264 | -9187403.0763 | -10907681.4119 | -9784728.5408 | -10160071.9756 | -10152932.9682 | -12001679.8818 | -12403627.7629 | -13295653.931 | -13089667.9698
Option 2D SG | ImportLimit_N12_Illawarra | REZ Network Import Constraints | 3796 | 3754.1143 | 3717.5705 | 3691.712 | 85451.712 | 242973.4261 | 492197.1425 | 853203.1423 | 1329548.9994 | 1619289.5417 | 1877425.1409 | 2101784.711 | 2066205.6313 | 2236182.7621 | 2323430.3179 | 2445596.9835 | 2624063.8317 | 2878691.1997 | 3160473.3542 | 3578221.5919 | 4040512.5251 | 4520570.9142 | 4957871.8504 | 5335845.6078
Option 2D SG | ImportLimit_N1_North West NSW | REZ Network Import Constraints | -396363.1559 | -732724.9264 | -714880.3108 | -556023.0526 | -530968.7119 | -473816.8124 | -514066.6975 | -510993.0526 | -635951.8429 | -584923.4923 | -618663.0753 | -622410.3633 | -661043.7106 | -682663.404 | -646692.3031 | -691475.1722 | -663511.9605 | -662876.3615 | -650336.5722 | -594259.0719 | -524171.1543 | -407002.2024 | -382106.1973 | -356535.7941
Option 2D SG | ImportLimit_N3_Central-West Orana | REZ Network Import Constraints | -3438929.2935 | -3837790.9907 | -15420452.9092 | -36174585.7522 | -36216873.7631 | -36149268.0091 | -35933334.6518 | -37093160.7204 | -37520988.7591 | -37245832.3937 | -36355617.7382 | -35591389.7359 | -36787103.4265 | -38128396.2258 | -38979998.1424 | -42306547.8075 | -40144575.435 | -40729174.0294 | -44091251.0225 | -44489023.6864 | -49668214.143 | -50902002.8524 | -49863649.1598 | -54267739.9671
Option 2D SG | ImportLimit_N8_Cooma-Monaro | REZ Network Import Constraints | -324547.3137 | -491935.2605 | -536423.2217 | -1076440.2506 | -1015046.6463 | -1025014.4903 | -937418.9089 | -902243.4984 | -961995.3668 | -894045.351 | -788048.2441 | -663138.1402 | -720016.3108 | -715098.431 | -428337.1275 | -344683.222 | -272866.258 | -226289.0113 | -602140.1791 | -534338.3901 | -428372.0221 | -396438.785 | -330715.9871 | -336761.9978
Option 2D SG | ImportLimit_Q1_Far North Qld | REZ Network Import Constraints | -929110.4988 | -983329.3245 | -1017475.4901 | -1063983.8526 | -1057152.1546 | -969607.2829 | -2065765.4745 | -2979060.7687 | -3486866.3938 | -3367869.0796 | -3287933.3378 | -3123722.0394 | -3099615.4287 | -3587351.5979 | -3334609.2834 | -3605378.3292 | -3542916.0594 | -3352896.6185 | -3468919.9872 | -3978800.6515 | -3944243.4285 | -3668336.9633 | -3106177.3946 | -3708260.8661
Option 2D SG | ImportLimit_S3_Mid-North SA | REZ Network Import Constraints | -5249083.0152 | -5445042.8513 | -5048121.6808 | -5830057.9593 | -5394639.678 | -6158534.8547 | -5356340.9534 | -5723346.1927 | -5929132.4235 | -5551061.109 | -4875227.2647 | -5280652.6692 | -5259912.0909 | -3807621.6807 | -4351812.4276 | -4022695.5309 | -3999923.5211 | -4328026.5114 | -6573075.9415 | -7848640.4382 | -7171418.6601 | -6764285.0416 | -5281981.6671 | -5934212.5561
Option 2D SG | ImportLimit_S7_Eastern Eyre Peninsula | REZ Network Import Constraints | -575219.1996 | -593184.0106 | -463969.7639 | -485602.7198 | -274017.1859 | -143630.7435 | -118914.4188 | -125357.7053 | -128668.9418 | -0.0014004 | -0.0016945 | -0.0020154 | -0.00082727 | -0.0011184 | -0.0033813 | -0.0035443 | -0.0037505 | -0.0049852 | -0.025928 | -294966.403 | -502447.4617 | -975788.0622 | -863959.1878 | -1074119.0094
Option 2D SG | ImportLimit_T1_North East Tasmania | REZ Network Import Constraints | 0 | -0.001148 | -869204.8496 | -654525.5725 | -805454.1843 | -907041.9903 | -899931.2611 | -910113.6867 | -875818.7177 | -1248203.8332 | -1991995.4579 | -2264043.7654 | -2283432.3222 | -2284789.7083 | -1808300.2054 | -1700413.7358 | -1723108.2494 | -1688042.3127 | -1679118.6226 | -1704398.7086 | -1629400.3791 | -1570444.292 | -1651877.8995 | -1559566.8788
Option 2D SG | ImportLimit_T3_Central Highlands | REZ Network Import Constraints | -498399.6122 | -915699.8732 | -1299304.167 | -1998966.7456 | -4895727.028 | -7048849.8847 | -7066429.1844 | -9531144.2411 | -10441917.3511 | -11328621.1738 | -11171256.4344 | -10843796.1832 | -11083780.8301 | -11256132.7002 | -9882748.2089 | -10025594.922 | -10132134.0184 | -10232334.8697 | -9716888.9694 | -9907768.5763 | -10008683.0955 | -9950199.5556 | -10056673.2244 | -10152377.2826
Option 2D SG | ImportLimit_V1_North West VIC | REZ Network Import Constraints | -1216027.1804 | -4044913.3991 | -8819732.8871 | -9078083.4824 | -8511767.6956 | -16412081.0563 | -22214577.3433 | -22650578.4441 | -22484463.2797 | -21804318.3761 | -21629062.3688 | -21612586.0068 | -20797495.3696 | -20996545.5005 | -21492687.0407 | -21661288.9357 | -21416905.2064 | -21992864.5015 | -21860586.0066 | -22133602.7911 | -22313338.4189 | -22432118.8137 | -22298170.6212 | -21849311.2168
Option 2D SG | ImportLimit_V5_South West VIC | REZ Network Import Constraints | -9565210.3306 | -12357845.4422 | -13292376.1144 | -14077722.9051 | -12212457.5822 | -11318162.979 | -10998165.507 | -11423476.6121 | -10723556.6704 | -10180459.1081 | -9495218.5487 | -9007361.332 | -7285182.4857 | -5922616.3043 | -5563969.2588 | -5686015.5439 | -5156683.9748 | -5250248.5973 | -4266302.7582 | -1602757.7693 | 161118.2324 | 993496.2174 | 1665462.3373 | 2123514.5607
Option 2D SG | ImportLimit_V7_Central North VIC | REZ Network Import Constraints | -1557852.8456 | -1993637.7888 | -2847672.2341 | -3067057.1544 | -2954668.9712 | -2700193.8057 | -2622175.4394 | -2896836.5056 | -2881556.7549 | -2354022.9904 | -2363852.9052 | -2136959.469 | -2051197.9499 | -2323704.9561 | -2447728.2439 | -2540935.4284 | -2546570.4148 | -2682251.1411 | -2478046.5453 | -2534813.7085 | -2745878.0357 | -2719109.7179 | -2764007.673 | -2705636.4665
Option 2D SG | Kareeya Min Gen | Hydro min release | 691.6405 | 609.6322 | 535.2271 | 591.7296 | 543.3748 | 474.0232 | 458.6147 | 542.5259 | 598.8862 | 533.0904 | 553.3769 | 592.5046 | 485.3275 | 576.3747 | 527.0594 | 573.3954 | 614.6758 | 498.0308 | 488.5373 | 470.6903 | 469.7968 | 474.2042 | 450.7408 | 398.0287
Option 2D SG | Liapootah Min Gen | Hydro min release | 548.4088 | 623.469 | 434.1023 | 520.5571 | 528.2447 | 404.5235 | 580.2049 | 502.2847 | 432.4909 | 413.839 | 376.0477 | 472.3445 | 391.0934 | 392.554 | 302.9401 | 302.1579 | 333.7567 | 309.9262 | 309.3501 | 314.7044 | 348.1653 | 360.5326 | 388.6201 | 332.2309
Option 2D SG | N >> 11-0_17-0 | NetworkConstraints | 19878518.0673 | 21137201.3757 | 21703927.3208 | 19354305.5632 | 18856598.0088 | 20729830.1068 | 21460624.255 | 22291782.5935 | 22276790.1969 | 22879823.0053 | 22512567.1808 | 22921430.3845 | 22616973.3989 | 22558385.6448 | 23364592.2709 | 22499710.3557 | 22855802.7235 | 22146985.098 | 22543895.3441 | 23088756.3704 | 21225315.0998 | 20409619.6588 | 21547530.1874 | 20496839.7777
Option 2D SG | N >> 12-0_14-0_R | NetworkConstraints | 38997682.2195 | 41303953.5525 | 37555476.2713 | 40364386.324 | 43587637.9056 | 46249625.335 | 48090290.5821 | 49797495.4326 | 51192031.0424 | 52451022.914 | 52551429.116 | 53421959.8428 | 54163850.8205 | 54776825.089 | 53559394.4762 | 54135871.6163 | 53885400.5348 | 54571051.9321 | 56358230.659 | 57300572.3731 | 57504473.9525 | 57943685.0853 | 58845290.4217 | 59670442.7307
Option 2D SG | N >> 12-0_39-1_R | NetworkConstraints | 46560130.102 | 49893104.1521 | 46053498.0558 | 47032001.2517 | 48602842.7013 | 51826634.3027 | 53825436.6203 | 55895895.1924 | 57394760.5077 | 58827299.3803 | 58823133.1344 | 59901094.6965 | 60565473.3468 | 61063006.6828 | 59811115.2551 | 60288463.9333 | 60203781.5084 | 61001292.6973 | 62618560.1786 | 63643686.0588 | 63594080.8526 | 63968423.3727 | 64953476.6321 | 65736800.3787
Option 2D SG | N >> 16-0_8-0_R | NetworkConstraints | 20183770.7982 | 24450114.2115 | 25360933.4697 | 23346068.4758 | 24199144.2967 | 27265564.1801 | 27742390.5099 | 30188663.328 | 30985778.081 | 31838120.8837 | 31043114.5724 | 32386899.5764 | 31744521.029 | 30547239.9858 | 29207704.1114 | 28912421.8376 | 29967873.6985 | 31150584.5763 | 29168958.2909 | 29060481.1337 | 28245322.2615 | 28139669.8171 | 27804935.982 | 28239548.5781
Option 2D SG | N >> 17-0_11-0 | NetworkConstraints | 20266358.4779 | 21864811.1612 | 23038626.6184 | 20141936.9834 | 19319226.5796 | 21325186.002 | 22085093.538 | 22973081.4876 | 22984042.7666 | 23609477.2311 | 23164606.8098 | 23606298.825 | 23198407.3565 | 23064581.8667 | 23669550.9012 | 22701780.8477 | 23095932.2957 | 22314261.088 | 22605767.3686 | 23122170.5327 | 21112734.0424 | 20191156.1832 | 21317876.3337 | 20206776.5322
Option 2D SG | N >> 18-0_5-0 | NetworkConstraints | 0 | 0 | 0 | -2949227.6904 | -5156244.4649 | -5878615.5885 | -5971580.9434 | -6483422.2005 | -6568362.5197 | -6817174.2823 | -6593685.2842 | -6925318.8765 | -6653684.2438 | -6403496.9338 | -6168451.2399 | -5848338.521 | -6211369.4562 | -6366041.1805 | -5905754.3508 | -5894384.0183 | -5496138.1571 | -5324437.7533 | -5336026.2574 | -5222560.4092
Option 2D SG | N >> 18-0_5-0_R | NetworkConstraints | 6524888.4301 | 5342147.3036 | 5442969.4368 | 1807520.063 | 0 | 0 | 0 | 0 | 0 | 0 | 0 | 0 | 0 | 0 | 0 | 0 | 0 | 0 | 0 | 0 | 0 | 0 | 0 | 0
Option 2D SG | N >> 31-0_32-0 | NetworkConstraints | 38327099.9097 | 35144981.6415 | 30041017.5368 | 28727782.5993 | 29328659.4918 | 29317831.7188 | 30097690.2299 | 30887775.796 | 31692984.7341 | 32325925.1889 | 33993568.8392 | 34484301.3447 | 36870736.3112 | 38036553.3165 | 39805132.9787 | 41766326.0988 | 41407203.0598 | 43629065.9343 | 45642834.8063 | 46260147.4005 | 48612753.6784 | 51068271.4961 | 50873499.1169 | 52239178.8793
Option 2D SG | N >> 32-0_31-0 | NetworkConstraints | 38327057.3319 | 35145115.0623 | 30041129.6291 | 28727969.0853 | 29328699.9907 | 29317946.8365 | 30097855.876 | 30887946.2263 | 31693158.5572 | 32326104.9233 | 33993745.8247 | 34484473.123 | 36870922.6656 | 38036750.888 | 39805332.8042 | 41766538.5987 | 41407393.389 | 43629278.2127 | 45643060.9507 | 46260382.2866 | 48613006.8116 | 51068533.0025 | 50873759.1364 | 52239447.9463
Option 2D SG | N >> 39-1_11-0 | NetworkConstraints | 36586216.8728 | 40851536.7041 | 39735395.7178 | 38428834.3567 | 39479512.0596 | 43076429.566 | 44453623.7052 | 46747351.7102 | 47560421.9937 | 48803595.2371 | 48285614.5369 | 49457626.8937 | 49325947.7191 | 49025704.1566 | 48757236.5855 | 48326950.584 | 48916922.1795 | 49283120.292 | 49383080.5672 | 50087279.4083 | 48644961.2085 | 48268989.451 | 49202672.1775 | 49050775.0029
Option 2D SG | N >> 39-1_16-0 | NetworkConstraints | 35689836.3701 | 40137468.9416 | 39092356.582 | 37907132.9408 | 38820677.3427 | 42426501.2651 | 43737111.7006 | 46142284.848 | 47051657.146 | 48282318.5182 | 47736579.0069 | 48979984.0851 | 48821002.2602 | 48401769.263 | 47810549.5175 | 47487208.6461 | 48127309.7041 | 48724937.2841 | 48546035.6483 | 49141956.8826 | 47925427.7901 | 47666507.1145 | 48366327.1998 | 48436920.0361
Option 2D SG | N >> 39-1_17-0 | NetworkConstraints | 36125621.2468 | 40499321.5219 | 39720185.9474 | 38264969.3422 | 39266072.0305 | 42890639.4249 | 44265574.0052 | 46572578.9968 | 47404287.8674 | 48645026.7364 | 48092571.6148 | 49274364.2315 | 49092149.73 | 48749414.1114 | 48337521.298 | 47874498.0525 | 48477372.7371 | 48826014.3871 | 48851655.1393 | 49524013.3385 | 48053486.3004 | 47641874.2392 | 48535084.9149 | 48382054.2406
Option 2D SG | N >> 39-1_3W-0 | NetworkConstraints | 37189743.4237 | 41377202.9417 | 40207508.7347 | 38996529.8366 | 39988915.3496 | 43684152.2651 | 45039137.9508 | 47486033.7942 | 48386512.3982 | 49663101.878 | 49110504.2117 | 50370535.9564 | 50217793.7401 | 49817508.6349 | 49250714.2993 | 48855931.822 | 49515701.2793 | 50092144.4337 | 49968548.5543 | 50604987.2897 | 49304589.7701 | 49018658.6842 | 49786651.015 | 49802571.1476
Option 2D SG | N >> 39-1_5A6-0 | NetworkConstraints | 34309217.4603 | 39337911.5724 | 38397484.3957 | 36572763.7539 | 37395826.7263 | 41134775.7489 | 42438130.6195 | 44835555.0768 | 45556298.6945 | 46803170.3732 | 46238706.4183 | 47511887.3149 | 47214578.0721 | 46724986.9155 | 46480730.9713 | 45853532.8596 | 46675292.0336 | 47121288.3145 | 46704622.4797 | 47325258.4649 | 45610366.5217 | 45139131.2505 | 46036826.7692 | 45684435.917
Option 2D SG | N >> 39-1_8-0 | NetworkConstraints | 35644140.6958 | 40100573.6765 | 39018746.1925 | 37868593.2815 | 38790796.1208 | 42393885.0934 | 43698726.5385 | 46113940.01 | 47032331.418 | 48262251.7902 | 47718454.4287 | 48968083.3115 | 48813522.1783 | 48387963.5984 | 47778211.5768 | 47471584.7534 | 48114372.8628 | 48739325.3312 | 48542039.5063 | 49130774.4714 | 47943881.8121 | 47702767.0723 | 48382510.3023 | 48478450.9845
Option 2D SG | N >> 39-1_NIL | NetworkConstraints | 36535795.0544 | 40927131.3972 | 39689473.6376 | 38578642.8202 | 39528473.1592 | 43117676.5242 | 44484893.9192 | 46842405.3907 | 47748294.5126 | 48992910.529 | 48483528.6684 | 49694702.6341 | 49588831.7561 | 49253851.1414 | 48743324.6237 | 48428899.9111 | 49015737.8274 | 49551543.7221 | 49551316.909 | 50204092.785 | 48980229.4156 | 48716538.319 | 49500348.6964 | 49540882.7169
Option 2D SG | N >> 5A5_5P1 | NetworkConstraints | 0 | 0 | -921563.5399 | 10610094.0119 | 14852074.7625 | 15949827.1435 | 16220802.3154 | 17220240.1184 | 17407302.538 | 17639845.7239 | 16912056.5726 | 16584352.7199 | 16590884.8033 | 16592247.8793 | 16438680.28 | 17944280.8094 | 17116274.6875 | 17073303.8847 | 18569173.3026 | 18841861.0997 | 20885877.7418 | 20792247.9123 | 20681386.4852 | 23039226.2055
Option 2D SG | N >> 5H5_5H6 | NetworkConstraints | 0 | 0 | 0 | 20500040.1661 | 35101608.8465 | 35854461.0132 | 36388189.6147 | 37970049.7988 | 38935128.9314 | 39392052.1708 | 39748226.4826 | 39786346.2618 | 41498660.406 | 42117514.0059 | 42121636.1861 | 44485926.2425 | 43242981.2753 | 44537763.6651 | 46925347.0524 | 46978044.2285 | 50132127.3633 | 51726381.3922 | 50690038.8839 | 53579478.182
Option 2D SG | N >> 5P1_5A5 | NetworkConstraints | 0 | 0 | -2772277.9636 | 8066785.0458 | 8108495.0429 | 5806308.7822 | 4404654.9701 | 4677520.8176 | 4218672.2433 | 3342099.5207 | 3298164.6037 | 1446615.1567 | 3890553.0431 | 5375765.1705 | 9999699.813 | 14743738.1236 | 11719887.5187 | 12703160.3746 | 17698548.569 | 18014384.2999 | 24959746.7198 | 27223767.5171 | 25717971.3995 | 31418999.7856
Option 2D SG | N >> 5P1_5P2 | NetworkConstraints | 0 | 0 | -2953186.6216 | 4144944.4881 | 1448358.3847 | -1942607.2584 | -3786441.761 | -4019569.4635 | -4676516.7217 | -5865010.3808 | -5509636.0381 | -7559631.1422 | -4615360.4876 | -2824062.7373 | 2843608.0602 | 7722886.4716 | 4541499.3514 | 5751641.381 | 10939792.0042 | 11168217.3336 | 18403091.047 | 21188511.4132 | 19433715.7781 | 24989249.7326
Option 2D SG | N >> 76-0_77-0_R | NetworkConstraints | 23357841.6704 | 26779278.1924 | 26360369.8395 | 27300402.7476 | 28889504.8591 | 30456891.3425 | 31981646.2788 | 33047909.4839 | 34865745.787 | 35689393.867 | 35682887.995 | 36289782.9412 | 36691717.7061 | 37026370.8829 | 32843233.4175 | 33676972.7054 | 33111848.4504 | 33902556.8494 | 34959660.928 | 35196551.5605 | 36510785.8288 | 37064818.2861 | 36704883.2906 | 38326248.4405
Option 2D SG | N >> 8-0_16-0_R | NetworkConstraints | 19587132.7118 | 23930089.374 | 24744522.1885 | 22910184.9513 | 23767780.8332 | 26808597.1622 | 27244855.5862 | 29732616.1109 | 30567916.217 | 31409481.879 | 30620035.872 | 31992595.6275 | 31361717.2612 | 30125761.2234 | 28693772.124 | 28473655.9444 | 29547608.3388 | 30865604.662 | 28770337.4812 | 28619921.5611 | 27947011.6587 | 27925410.226 | 27484726.3021 | 28040545.5802
Option 2D SG | N >> 81-0_82-0 | NetworkConstraints | 31757596.1085 | 28247038.9716 | 12411137.1814 | 0 | 0 | 0 | 0 | 0 | 0 | 0 | 0 | 0 | 0 | 0 | 0 | 0 | 0 | 0 | 0 | 0 | 0 | 0 | 0 | 0
Option 2D SG | N >> 81_82-0 | NetworkConstraints | 0 | 0 | 16556580.4552 | 21577955.9314 | 19690404.1206 | 18482706.5502 | 18428417.3911 | 18592097.7449 | 18815782.7472 | 18930272.9445 | 20886787.3246 | 21106087.3626 | 23389135.3475 | 23929564.9848 | 25900836.0165 | 27572174.2181 | 27492659.4788 | 29121408.334 | 30148775.606 | 29776021.4078 | 31707110.8295 | 34019295.0131 | 32972669.2189 | 33465126.3993
Option 2D SG | N >> 82-0_81 | NetworkConstraints | 0 | 0 | 16743373.5967 | 22228948.3713 | 20342585.1859 | 19150741.5614 | 19076733.4358 | 19186302.2849 | 19381858.3461 | 19486246.8247 | 21394068.5821 | 21613205.099 | 23802124.8312 | 24303265.1281 | 26245881.5529 | 27826428.3185 | 27819095.1293 | 29370202.6779 | 30300990.2167 | 29934145.364 | 31726264.6367 | 33946435.6987 | 32946602.839 | 33343695.9055
Option 2D SG | N >> 82-0_81-0 | NetworkConstraints | 32840959.3214 | 29373774.204 | 12864013.8996 | 0 | 0 | 0 | 0 | 0 | 0 | 0 | 0 | 0 | 0 | 0 | 0 | 0 | 0 | 0 | 0 | 0 | 0 | 0 | 0 | 0
Option 2D SG | N >> 93-0_90-0_R | NetworkConstraints | 5484194.0536 | 3402606.1115 | 6291915.8235 | -1750158.9402 | -6957777.3487 | -7596848.2986 | -7583241.5355 | -7907457.6323 | -7976648.2849 | -7977997.0738 | -7295448.8386 | -7235021.0326 | -6653329.6971 | -6136595.193 | -5072101.2572 | -5048311.6384 | -4975634.3073 | -4197263.2236 | -4074889.413 | -3826523.1805 | -3594437.285 | -2846849.6161 | -2652523.0501 | -2835875.598
Option 2D SG | N >> KEMPS_CK_2H1_2_KEMPS_CK_3H1_2 | NetworkConstraints | 3895852.6043 | 2689706.9661 | -2593652.8988 | 5318266.2368 | 8929834.8346 | 7685313.1348 | 7644757.6909 | 7834261.1895 | 8274054.3551 | 8280890.1514 | 9612843.3564 | 9507443.1939 | 11673967.2577 | 12843672.3779 | 14692591.5503 | 17117210.9766 | 16315347.3733 | 18646907.3984 | 20452572.8487 | 20904726.0878 | 24485181.8276 | 27020974.9919 | 26062813.2075 | 28417409.7931
Option 2D SG | N >> MT_PIPER_2TH1_2_MT_PIPER_1TH1_2 | NetworkConstraints | 6131533.0114 | 8016391.793 | 6461652.3512 | 8302960.5798 | 9050760.9118 | 10286283.9843 | 9199247.8438 | 11047946.9357 | 9435254.6268 | 9394681.0222 | 8809097.9893 | 8613157.0302 | 9092470.5048 | 8834781.2562 | 15381240.5144 | 16103534.1833 | 16159881.382 | 16660750.0624 | 16886356.9141 | 17223340.5633 | 17496359.1978 | 17571635.2051 | 17792459.0887 | 18553364.7895
Option 2D SG | NNSW H2 Domestic Consumption Purchaser | Subregion flexible electricity load for Domestic H2 | 0 | 0 | 0 | 0 | 11.4714 | 32.8357 | 66.5597 | 115.4964 | 180.0493 | 219.288 | 254.324 | 284.7521 | 308.06 | 326.8929 | 340.6976 | 356.605 | 382.155 | 414.498 | 454.837 | 510.1136 | 572.7893 | 637.3937 | 697.9503 | 749.345
Option 2D SG | NQ H2 Domestic Consumption Purchaser | Subregion flexible electricity load for Domestic H2 | 0 | 0 | 0 | 0 | 3.3893 | 10.1174 | 21.8216 | 39.785 | 64.1357 | 79.0566 | 89.9714 | 98.3936 | 104.4943 | 109.6963 | 114.4523 | 121.4407 | 131.5564 | 143.2117 | 158.4083 | 181.6657 | 210.8657 | 245.3786 | 284.1493 | 322.7643
Option 2D SG | NSA H2 Domestic Consumption Purchaser | Subregion flexible electricity load for Domestic H2 | 0 | 0 | 0 | 0 | 1.2514 | 4.5489 | 11.1323 | 22.3693 | 38.4293 | 49.0443 | 58.0604 | 65.3871 | 70.1321 | 73.9849 | 77.6399 | 82.6464 | 90.2071 | 100.2326 | 113.0444 | 131.0871 | 152.6221 | 176.8054 | 202.2337 | 227.2907
Option 2D SG | NSW EIR Gen | Policies NSW | 0 | 8139.9139 | 8139.914 | 25173.7835 | 25173.7835 | 25173.7835 | 25173.7834 | 25173.7835 | 25173.7835 | 25173.7835 | 27162.6198 | 28444.4364 | 28873.6584 | 28873.6584 | 33000.7139 | 36982.4461 | 40323.7143 | 40625.1688 | 43303.1069 | 44332.8317 | 49998.5342 | 52737.2167 | 53987.5783 | 56659.8691
Option 2D SG | NSW EIR Storage MW | Policies NSW | 3.65e-06 | 7.32e-06 | 199.16 | 590.16 | 590.16 | 590.16 | 590.16 | 1381.41 | 1381.41 | 1381.41 | 1381.41 | 1381.41 | 1381.41 | 1381.41 | 1381.41 | 1381.41 | 1381.41 | 1381.41 | 1381.41 | 1381.41 | 1381.41 | 1381.41 | 1182.2501 | 2291.7798
Option 2D SG | NSW EIR Storage MWh | Policies NSW | 1.46e-05 | 4.758e-05 | 1593.28 | 4721.28 | 4721.28 | 4721.28 | 4721.28 | 11051.28 | 11051.28 | 11051.28 | 11051.28 | 11051.28 | 11051.28 | 11051.28 | 11051.28 | 11051.2799 | 11051.2799 | 11051.2799 | 11051.2801 | 11051.2801 | 11051.2802 | 11051.2802 | 9458.0009 | 18334.2385
Option 2D SG | PEC and Heywood Export | Special Constraints | 1151702.2997 | 378807.9742 | -73525.5482 | 98253.8422 | 250897.1038 | -272024.9731 | 464314.8559 | 400789.1385 | 121112.9834 | 119507.2639 | 627373.6879 | 374683.902 | 841964.3463 | 1911144.2475 | 1417542.962 | 1645058.7419 | 2275230.5709 | 1855905.3587 | 1168245.2683 | 455872.1189 | 874254.4246 | 422925.6672 | 1587701.5682 | 704528.556
Option 2D SG | PEC and Heywood Import | Special Constraints | -1151702.2997 | -378807.9742 | 73525.5482 | -98253.8422 | -250897.1038 | 272024.9731 | -464314.8559 | -400789.1385 | -121112.9834 | -119507.2639 | -627373.6879 | -374683.902 | -841964.3463 | -1911144.2475 | -1417542.962 | -1645058.7419 | -2275230.5709 | -1855905.3587 | -1168245.2683 | -455872.1189 | -874254.4246 | -422925.6672 | -1587701.5682 | -704528.556
Option 2D SG | Poatina Min Gen | Hydro min release | 259.71 | 1460.8028 | 843.1467 | 388.0414 | 2054.1483 | 2908.4288 | 2112.9268 | 1976.588 | 1253.9854 | 724.3699 | 887.5215 | 773.5643 | 1263.2393 | 1694.3515 | 991.5538 | 1143.93 | 1019.6269 | 924.382 | 1093.6454 | 1111.1345 | 1273.9624 | 1317.5247 | 1409.4072 | 1229.9967
Option 2D SG | Powering Australia Plan | Policies NEM | 0 | 7.3147e-09 | 2209.8828 | 5540.1543 | 0 | 0 | 0 | 0 | 0 | 0 | 0 | 0 | 0 | 0 | 0 | 0 | 0 | 0 | 0 | 0 | 0 | 0 | 0 | 0
Option 2D SG | REZ Access Scheme N3 | Policies NSW | 0 | 2.928e-05 | 3.285e-05 | 6702.1439 | 6702.1439 | 6702.1439 | 6702.1439 | 6702.1439 | 6283.8137 | 6283.8137 | 6283.8137 | 6219.3503 | 6072.6248 | 5255.945 | 5707.8648 | 6696.0429 | 6696.0429 | 6789.4303 | 6987.638 | 7163.0583 | 7700 | 7700 | 7700 | 7700
Option 2D SG | REZ Access Scheme N5 | Policies NSW | 0 | 1.098e-05 | 1.46e-05 | 9.49e-05 | 9.49e-05 | 9.516e-05 | 9.49e-05 | 9.125e-05 | 8.76e-05 | 8.784e-05 | 8.76e-05 | 8.76e-05 | 9.49e-05 | 9.15e-05 | 9.125e-05 | 9.125e-05 | 9.125e-05 | 9.15e-05 | 0.0001095 | 0.00011315 | 0.0001095 | 0.00015372 | 0.00015695 | 0.0001679
Option 2D SG | REZ Landholder_NSW | Landholder Payments | 0 | 0 | 0 | 0 | 0 | 0 | 0 | 0 | 21.1626 | 21.1626 | 21.1626 | 24.4237 | 31.8463 | 73.1607 | 73.1607 | 78.2286 | 78.2286 | 78.2286 | 92.018 | 98.355 | 124.1693 | 126.007 | 126.0266 | 129.725
Option 2D SG | REZ Landholder_QLD | Landholder Payments | 0 | 0 | 0 | 0 | 0 | 0 | 0 | 0 | 0 | 0 | 0 | 0 | 0 | 0 | 0 | 0 | 0 | 0 | 0 | 0 | 0 | 0 | 0 | 0
Option 2D SG | REZ Landholder_VIC | Landholder Payments | 0 | 0 | 0 | 0 | 0 | 0 | 0 | 0 | 0 | 0 | 0 | 0 | 0 | 0 | 0 | 0 | 0 | 0 | 0 | 0 | 0 | 0 | 0 | 0
Option 2D SG | ResourceLimit_N12_Wind Medium | Resource Limits for REZ | 0 | 0 | 0 | 0 | 0 | 0 | 0 | 0 | 0 | 0 | 0 | 0 | 71 | 71 | 71 | 71 | 71 | 71 | 71 | 71 | 71 | 71 | 71 | 71
Option 2D SG | ResourceLimit_N2_Solar | Resource Limits for REZ | 0 | 3.66e-06 | 3.65e-06 | 7.3e-06 | 7.3e-06 | 7.32e-06 | 7.3e-06 | 7.3e-06 | 7.3e-06 | 7.32e-06 | 7.3e-06 | 7.3e-06 | 7.3e-06 | 7.32e-06 | 1.095e-05 | 1.095e-05 | 1.46e-05 | 1.464e-05 | 1.46e-05 | 2.19e-05 | 2.19e-05 | 2.196e-05 | 2.19e-05 | 2.555e-05
Option 2D SG | ResourceLimit_N2_Wind Medium | Resource Limits for REZ | 0 | 0 | 0 | 0 | 0 | 0 | 0 | 0 | 0 | 0 | 3.65e-06 | 3.65e-06 | 0 | 0 | 3.65e-06 | 3.65e-06 | 3.65e-06 | 7.32e-06 | 1.095e-05 | 1.095e-05 | 2.92e-05 | 523.6838 | 924.4754 | 1048.8775
Option 2D SG | ResourceLimit_N3_Wind Medium | Resource Limits for REZ | 0 | 0 | 0 | 0 | 0 | 0 | 0 | 0 | 0 | 0 | 0 | 0 | 0 | 0 | 3.65e-06 | 440.2781 | 440.2781 | 533.6654 | 1004.4539 | 1296.497 | 2795.97 | 3143.0886 | 3146.779 | 3845.3748
Option 2D SG | ResourceLimit_N5_Solar | Resource Limits for REZ | 0 | 3.66e-06 | 3.65e-06 | 8.395e-05 | 8.395e-05 | 8.418e-05 | 8.395e-05 | 8.395e-05 | 8.395e-05 | 8.418e-05 | 8.395e-05 | 8.395e-05 | 8.395e-05 | 8.418e-05 | 8.395e-05 | 8.395e-05 | 8.395e-05 | 8.418e-05 | 8.395e-05 | 8.395e-05 | 7.665e-05 | 8.418e-05 | 8.395e-05 | 8.03e-05
Option 2D SG | ResourceLimit_N5_Wind Medium | Resource Limits for REZ | 0 | 0 | 0 | 0 | 0 | 0 | 0 | 0 | 0 | 0 | 0 | 0 | 0 | 0 | 0 | 0 | 0 | 0 | 3.65e-06 | 7.3e-06 | 7.3e-06 | 1.83e-05 | 2.19e-05 | 2.19e-05
Option 2D SG | ResourceLimit_N9_Solar | Resource Limits for REZ | 0 | 953 | 953 | 953 | 953 | 953 | 953 | 953 | 953 | 953 | 953 | 953 | 953 | 953 | 953 | 953 | 1218.4513 | 1218.4513 | 1218.4513 | 1218.4513 | 1218.4513 | 1218.4513 | 1218.4513 | 1218.4513
Option 2D SG | ResourceLimit_N9_Wind Medium | Resource Limits for REZ | 0 | 0 | 0 | 0 | 0 | 0 | 0 | 0 | 0 | 0 | 0 | 3.65e-06 | 0 | 0 | 1000 | 1000 | 1124 | 1124 | 1124 | 1124 | 1124 | 1124 | 1124 | 1124
Option 2D SG | ResourceLimit_Q8a_Solar | Resource Limits for REZ | 0 | 38.5048 | 38.5048 | 38.5048 | 38.5048 | 38.5048 | 38.5048 | 38.5048 | 38.5048 | 38.5048 | 38.5048 | 38.5048 | 38.5048 | 38.5048 | 38.5048 | 1594.394 | 2113.86 | 2113.86 | 2113.86 | 2113.86 | 2275.81 | 2275.81 | 2275.81 | 2275.81
Option 2D SG | ResourceLimit_Q8c_Wind Medium | Resource Limits for REZ | 0 | 0 | 0 | 0 | 0 | 0 | 0 | 0 | 0 | 7.32e-06 | 375.6647 | 1008 | 1008 | 1008 | 1008 | 1008 | 1008 | 1008 | 1008 | 1008 | 1008 | 1008 | 1008 | 1008
Option 2D SG | ResourceLimit_S6_Wind Medium | Resource Limits for REZ | 0 | 0 | 0 | 0 | 0 | 0 | 0 | 0 | 0 | 0 | 0 | 0 | 0 | 0 | 0 | 0 | 0 | 0 | 3.65e-06 | 7.3e-06 | 7.3e-06 | 7.32e-06 | 1.095e-05 | 1.825e-05
Option 2D SG | ResourceLimit_T1_Solar | Resource Limits for REZ | 0 | 0 | 479.5892 | 479.5892 | 479.5892 | 479.5892 | 479.5892 | 479.5892 | 479.5892 | 479.5892 | 479.5892 | 479.5892 | 479.5892 | 479.5892 | 479.5892 | 479.5892 | 479.5892 | 479.5892 | 479.5892 | 479.5892 | 479.5892 | 479.5892 | 479.5892 | 479.5892
Option 2D SG | ResourceLimit_T3_Solar | Resource Limits for REZ | 0 | 0 | 120.4108 | 570.4108 | 570.4108 | 570.4108 | 570.4108 | 570.4108 | 570.4108 | 570.4108 | 570.4108 | 570.4108 | 570.4108 | 570.4108 | 570.4108 | 570.4108 | 570.4108 | 570.4108 | 570.4108 | 570.4108 | 570.4108 | 570.4108 | 570.4108 | 570.4108
Option 2D SG | ResourceLimit_T3_Wind Medium | Resource Limits for REZ | 0 | 0 | 0 | 0 | 0 | 0 | 0 | 0 | 0 | 3.66e-06 | 111.6396 | 111.6396 | 111.6396 | 111.6396 | 111.6396 | 111.6396 | 111.6396 | 111.6396 | 111.6396 | 111.6396 | 111.6396 | 111.6396 | 111.6396 | 111.6396
Option 2D SG | ResourceLimit_V1_Wind Medium | Resource Limits for REZ | 0 | 0 | 640.9901 | 828.3105 | 828.3105 | 828.3105 | 828.3105 | 828.3105 | 828.3105 | 828.3105 | 828.3105 | 828.3105 | 828.3105 | 828.3105 | 828.3105 | 828.3105 | 828.3105 | 828.3105 | 828.3105 | 828.3105 | 828.3105 | 828.3105 | 828.3105 | 828.3105
Option 2D SG | ResourceLimit_V5_Wind Medium | Resource Limits for REZ | 0 | 0 | 0.00014235 | 0.000146 | 0.000146 | 0.0001464 | 0.000146 | 0.000146 | 0.000146 | 0.0001464 | 0.000146 | 0.000146 | 0.000146 | 0.0001464 | 0.000146 | 0.000146 | 0.000146 | 0.0001464 | 0.000146 | 0.000146 | 0.000146 | 0.00015372 | 0.00019345 | 0.00020805
Option 2D SG | ResourceLimit_V7_Wind Medium | Resource Limits for REZ | 0 | 0 | 3.285e-05 | 165.6448 | 165.6448 | 165.6448 | 165.6448 | 165.6448 | 165.6448 | 165.6448 | 165.6448 | 165.6448 | 165.6448 | 165.6448 | 165.6448 | 165.6448 | 165.6448 | 165.6448 | 165.6448 | 165.6448 | 165.6448 | 165.6448 | 165.6448 | 165.6448
Option 2D SG | SA Firming | Policies SA | 0 | 0 | 318.86 | 318.86 | 564.86 | 564.86 | 564.86 | 564.86 | 564.86 | 749.1823 | 749.1823 | 749.1823 | 749.1823 | 749.1823 | 749.1823 | 815.5277 | 815.5277 | 815.5277 | 920.2287 | 920.2287 | 1234.1331 | 1822.8066 | 1819.8568 | 1827.7582
Option 2D SG | SESA H2 Domestic Consumption Purchaser | Subregion flexible electricity load for Domestic H2 | 0 | 0 | 0 | 0 | 0.83429 | 3.0326 | 7.4301 | 14.9129 | 25.6021 | 32.7049 | 38.6896 | 43.5914 | 46.7721 | 49.332 | 51.7774 | 55.0629 | 60.1729 | 66.8217 | 75.3719 | 87.3914 | 101.7307 | 117.8529 | 134.8139 | 151.5271
Option 2D SG | SEV H2 Domestic Consumption Purchaser | Subregion flexible electricity load for Domestic H2 | 0 | 0 | 0 | 0 | 9.6464 | 31.2671 | 69.6361 | 128.0629 | 207.3721 | 256.2803 | 302.8423 | 349.2529 | 393.9393 | 437.9223 | 478.8486 | 520.4379 | 567.5229 | 614.9369 | 665.1007 | 730.1564 | 803.73 | 885.0731 | 967.943 | 1046.6114
Option 2D SG | SNSW H2 Domestic Consumption Purchaser | Subregion flexible electricity load for Domestic H2 | 0.41714 | 0.366 | 0.365 | 0.365 | 11.4714 | 32.8357 | 66.5597 | 115.4964 | 180.0493 | 219.288 | 254.324 | 284.7521 | 308.06 | 326.8929 | 340.6976 | 356.605 | 382.155 | 414.498 | 454.837 | 510.1136 | 572.7893 | 637.3937 | 697.9503 | 749.345
Option 2D SG | SNW Firming | Policies NSW | 1.46e-05 | 1068.04 | 3172.1799 | 4810.6027 | 4810.6027 | 4810.6027 | 4810.6027 | 5601.8527 | 5601.8527 | 5601.8527 | 5601.8527 | 5601.8527 | 5680.4711 | 5680.4711 | 5680.4711 | 5680.4711 | 6354.2837 | 6354.2837 | 6354.2838 | 6354.2838 | 6354.2838 | 5286.2438 | 3182.104 | 2837.1132
Option 2D SG | SNW H2 Domestic Consumption Purchaser | Subregion flexible electricity load for Domestic H2 | 2.92 | 2.8757 | 2.8416 | 2.8157 | 80.1957 | 229.7974 | 465.9171 | 808.5271 | 1260.345 | 1534.9631 | 1780.1891 | 1993.1607 | 2156.3679 | 2288.2491 | 2384.805 | 2496.235 | 2675.1371 | 2901.5389 | 3183.7289 | 3570.6907 | 4009.6814 | 4461.7826 | 4885.5744 | 5245.4671
Option 2D SG | SQ H2 Domestic Consumption Purchaser | Subregion flexible electricity load for Domestic H2 | 0 | 0 | 0 | 0 | 15.7993 | 47.1883 | 101.8079 | 185.6286 | 299.4043 | 368.9569 | 419.9539 | 459.2221 | 487.5357 | 511.9071 | 534.1454 | 566.7929 | 613.8779 | 668.2426 | 739.2991 | 847.8429 | 983.9357 | 1145.0657 | 1326.0821 | 1506.1464
Option 2D SG | SRET | Policies SA | 0 | 3.9004e-10 | 5.285e-09 | 1.7881e-06 | 2.7113e-06 | 0.0002402 | 1.3003e-06 | 770.5974 | 1.1221e-06 | 1.6421e-06 | 1.7159e-06 | 611.8367 | 1228.6564 | 1706.2628 | 806.3427 | 929.9449 | 2074.8043 | 1383.1015 | 857.7374 | 7.7085e-05 | 342.5877 | 7.8886e-06 | 7.1127e-06 | 1.282e-05
Option 2D SG | Shared Upgrade_SNSW-CNSW Option 1 (HumeLink) | Shared REZ Upgrades | 0 | 2200 | 0 | 0 | 0 | 0 | 0 | 0 | 0 | 0 | 0 | 0 | 0 | 0 | 0 | 0 | 0 | 0 | 0 | 0 | 0 | 0 | 0 | 0
Option 2D SG | Snowy 2.0 - Gen | Special Constraints | 0 | 0 | 1796440.927 | 3987024.4051 | 4894079.2916 | 4299083.6915 | 4516108.8029 | 4332217.619 | 4940363.4507 | 5014616.2022 | 4779204.223 | 4903378.1284 | 4524500.8558 | 5099197.6383 | 4874098.581 | 4474070.2069 | 4891029.3172 | 4766006.43 | 4539991.1497 | 4365176.6718 | 5062777.167 | 5181152.0482 | 5136722.2797 | 5305969.4797
Option 2D SG | Snowy 2.0 - Pump | Special Constraints | 0 | 0 | 2525494.5534 | 5622640.8638 | 6016869.9973 | 5725656.7074 | 5950971.4246 | 5800874.0261 | 6651412.7633 | 6739899.276 | 6436843.8874 | 6225247.1284 | 6404148.3805 | 6624431.8212 | 6429588.7326 | 6467090.7235 | 6383734.398 | 6121635.1402 | 6350410.6901 | 5910790.9929 | 6546697.4288 | 7376299.7457 | 6830264.5514 | 7267474.9747
Option 2D SG | Sys Strength Requirement - Efficient Level CNSW | System Strength Requiements- Efficient | 0 | 0 | 3.65e-06 | 0 | 0 | 0 | -1.095e-05 | 0 | -3.65e-06 | -3.66e-06 | -3.65e-06 | -3.65e-06 | 0 | -7.32e-06 | 0 | 0 | 0 | 0 | 0 | 0 | 0 | -7.32e-06 | -3.65e-06 | -3.65e-06
Option 2D SG | Sys Strength Requirement - Efficient Level CQ | System Strength Requiements- Efficient | 0 | 0 | 0 | 0 | 0 | 0 | -3.65e-06 | -3.65e-06 | -7.3e-06 | 0 | 0 | 0 | 0 | 0 | 0 | 0 | 0 | 0 | -3.65e-06 | -3.65e-06 | -7.3e-06 | 0 | -3.65e-06 | 0
Option 2D SG | Sys Strength Requirement - Efficient Level CSA | System Strength Requiements- Efficient | 0 | 0 | 0 | 0 | 0 | 0 | -3.65e-06 | -7.3e-06 | -3.65e-06 | -7.32e-06 | -1.095e-05 | -1.825e-05 | -1.46e-05 | -1.464e-05 | -1.095e-05 | -1.095e-05 | -1.095e-05 | 0 | -3.65e-06 | 0 | -7.3e-06 | 3.66e-06 | -3.65e-06 | -7.3e-06
Option 2D SG | Sys Strength Requirement - Efficient Level GG | System Strength Requiements- Efficient | 0 | 0 | -4.745e-05 | -3.65e-05 | -0.00020805 | -0.00078324 | -8.395e-05 | -1.46e-05 | -0.0005694 | -0.00093696 | -0.0010731 | -0.0033397 | -0.0001971 | -0.00054534 | -0.0015658 | -0.0024272 | -0.0033908 | -0.0002196 | -0.00041975 | -0.0004745 | -0.000511 | -0.00058926 | -0.00057305 | -0.001241
Option 2D SG | Sys Strength Requirement - Efficient Level MEL | System Strength Requiements- Efficient | 0 | 0 | 0 | 0 | 0 | -3.66e-06 | -7.3e-06 | -7.3e-06 | 0 | -3.66e-06 | -3.65e-06 | -7.3e-06 | -7.3e-06 | -1.098e-05 | -1.095e-05 | -1.095e-05 | -1.095e-05 | -1.098e-05 | -3.65e-06 | 0 | 0 | 0 | 0 | -3.65e-06
Option 2D SG | Sys Strength Requirement - Efficient Level NNSW | System Strength Requiements- Efficient | 0 | 0 | 0 | 0 | 0 | -7.32e-06 | -1.095e-05 | -1.095e-05 | -1.095e-05 | -1.098e-05 | -3.65e-06 | -3.65e-06 | -1.095e-05 | -1.098e-05 | -1.095e-05 | 0 | 0 | 0 | 0 | 0 | 0 | 0 | 0 | -3.65e-06
Option 2D SG | Sys Strength Requirement - Efficient Level NQ | System Strength Requiements- Efficient | 0 | -7.32e-06 | -2.19e-05 | -0.0038471 | -9.855e-05 | -0.00028548 | 0 | 0 | 0 | 0 | 0 | 0 | 0 | 0 | 0 | 0 | 0 | 0 | 0 | 0 | 0 | 0 | 0 | 0
Option 2D SG | Sys Strength Requirement - Efficient Level NSA | System Strength Requiements- Efficient | 0 | 0 | 0 | 0 | 0 | 0 | -3.65e-06 | -3.65e-06 | -3.65e-06 | 0 | 0 | -3.65e-06 | -3.65e-06 | -3.66e-06 | 0 | 0 | 0 | 0 | 0 | 0 | -3.65e-06 | -3.66e-06 | 0 | 0
Option 2D SG | Sys Strength Requirement - Efficient Level SESA | System Strength Requiements- Efficient | 0 | 0 | 0 | 0 | 0 | 0 | 0 | 0 | 0 | 0 | 0 | 0 | 0 | 0 | 0 | 0 | 0 | 0 | 0 | 0 | 0 | 0 | 0 | 0
Option 2D SG | Sys Strength Requirement - Efficient Level SEV | System Strength Requiements- Efficient | 0 | 0 | 0 | 0 | 0 | 0 | -0.0053984 | -0.0057451 | -0.0070554 | -0.0060902 | -0.0074533 | -0.007216 | 0 | 0 | 0 | 0 | 0 | 0 | 0 | 0 | 0 | -7.32e-06 | 0 | 3.285e-05
Option 2D SG | Sys Strength Requirement - Efficient Level SNSW | System Strength Requiements- Efficient | 0 | 0 | 0 | 0 | -3.65e-06 | 0 | -1.095e-05 | -1.46e-05 | -1.46e-05 | -1.464e-05 | -1.46e-05 | -1.46e-05 | -1.095e-05 | -1.464e-05 | -3.65e-06 | 0 | -3.65e-06 | 0 | 0 | 0 | -3.65e-06 | 0 | -3.65e-06 | 0
Option 2D SG | Sys Strength Requirement - Efficient Level SNW | System Strength Requiements- Efficient | 0 | 0 | -3.65e-06 | 0 | -7.3e-06 | -7.32e-06 | -2.555e-05 | 7.3e-06 | 3.65e-06 | 0 | 0 | -3.65e-06 | -3.65e-06 | -7.32e-06 | 0 | 0 | 0 | -7.32e-06 | 0 | 0 | -3.65e-06 | -3.66e-05 | -4.745e-05 | -4.745e-05
Option 2D SG | Sys Strength Requirement - Efficient Level SQ | System Strength Requiements- Efficient | 0 | 0 | 0 | 0 | 0 | -3.66e-06 | -7.3e-06 | -1.46e-05 | -7.3e-06 | -3.66e-06 | -7.3e-06 | -3.65e-06 | 0 | -3.66e-06 | -3.65e-06 | 0 | 0 | 0 | -3.65e-06 | -7.3e-06 | -7.3e-06 | -3.66e-06 | -3.65e-06 | -7.3e-06
Option 2D SG | Sys Strength Requirement - Efficient Level TAS | System Strength Requiements- Efficient | 0 | 0 | 0 | 0 | 0 | -3.66e-06 | -1.095e-05 | 0 | -3.65e-06 | 0 | -3.65e-06 | -3.65e-06 | -1.46e-05 | -1.098e-05 | -7.3e-06 | -3.65e-06 | -3.65e-06 | -3.66e-06 | -3.65e-06 | -3.65e-06 | -3.65e-06 | 0 | -3.65e-06 | -3.65e-06
Option 2D SG | Sys Strength Requirement - Efficient Level WNV | System Strength Requiements- Efficient | 0 | 0 | 0 | 0 | 0 | -3.66e-06 | 0 | -3.65e-06 | -7.3e-06 | -7.32e-06 | 0 | 1.825e-05 | -7.3e-06 | -3.66e-06 | -3.65e-06 | -3.65e-06 | -3.65e-06 | 0 | -2.19e-05 | -2.92e-05 | -3.285e-05 | -7.32e-06 | -3.65e-06 | 0
Option 2D SG | Sys Strength Requirement - Min Fault Level CNSW | System Strength Requiements - Minimum | 0 | 0 | 0 | 0 | 0 | 0 | 0 | 0 | 0 | 0 | 0 | 0 | 0 | 0 | 701 | 701 | 701 | 701 | 701 | 701 | 701 | 701 | 701 | 701
Option 2D SG | Sys Strength Requirement - Min Fault Level CQ | System Strength Requiements - Minimum | 0 | 0 | 0 | 0 | 0 | 0 | 0 | 0 | 0 | 0 | 0 | 0 | 0 | 0 | 0 | 0 | 0 | 0 | 0 | 0 | 0 | 0 | 0 | 513
Option 2D SG | Sys Strength Requirement - Min Fault Level GG | System Strength Requiements - Minimum | 0 | 0 | 0 | 286.9 | 286.9 | 286.9 | 286.9 | 286.9 | 286.9 | 286.9 | 286.9 | 286.9 | 286.9 | 286.9 | 286.9 | 286.9 | 286.9 | 286.9 | 286.9 | 286.9 | 286.9 | 286.9 | 286.9 | 286.9
Option 2D SG | Sys Strength Requirement - Min Fault Level SEV | System Strength Requiements - Minimum | 0 | 0 | 0 | 0 | 0 | 0 | 0 | 0 | 823.1 | 823.1 | 823.1 | 823.1 | 823.1 | 823.1 | 823.1 | 823.1 | 823.1 | 823.1 | 823.1 | 823.1 | 823.1 | 823.1 | 823.1 | 823.1
Option 2D SG | Sys Strength Requirement - Min Fault Level SNW | System Strength Requiements - Minimum | 0 | 0 | 0 | 0 | 717.2 | 717.2 | 717.2 | 717.2 | 717.2 | 717.2 | 717.2 | 717.2 | 717.2 | 717.2 | 717.2 | 717.2 | 717.2 | 717.2 | 717.2 | 717.2 | 717.2 | 717.2 | 717.2 | 717.2
Option 2D SG | Sys Strength Requirement - Min Fault Level SQ | System Strength Requiements - Minimum | 0 | 0 | 0 | 0 | 0 | 0 | 0 | 0 | 0 | 0 | 0 | 0 | 0 | 0 | 0 | 0 | 0 | 0 | 0 | 0 | 0 | 0 | 0 | 588.4
Option 2D SG | TAS H2 Domestic Consumption Purchaser | Subregion flexible electricity load for Domestic H2 | 0 | 0 | 0 | 0 | 3.5457 | 9.49 | 18.3801 | 30.7121 | 46.4071 | 54.4037 | 62.0491 | 69.9236 | 77.7971 | 86.0629 | 94.2471 | 102.8779 | 114.5579 | 129.9571 | 151.8383 | 185.0029 | 227.9164 | 276.9594 | 326.8539 | 372.9257
Option 2D SG | TRET | Policies TAS | 9763.7232 | 11280.5456 | 11313.4564 | 11401.4497 | 15522.732 | 16528 | 17056 | 17582 | 18109 | 18635 | 19161 | 19688 | 20215 | 20741 | 15724.893 | 15781.0409 | 16139.0993 | 16014.686 | 15791.5524 | 15907.073 | 16992.5875 | 17257.9513 | 18045.7574 | 17447.7037
Option 2D SG | Tarraleah Max Energy Day | Hydro min release | 145.7933 | 193.6025 | 143.1781 | 92.5134 | 158.3801 | 138.5829 | 192.598 | 150.8285 | 144.453 | 114.3065 | 147.8268 | 125.7198 | 145.8006 | 186.5539 | 109.6441 | 156.0754 | 141.2157 | 127.2673 | 166.3 | 143.7949 | 138.3669 | 145.9177 | 162.5417 | 115.8363
Option 2D SG | Tarraleah Min Flow | Hydro min release | 145.7933 | 193.6025 | 143.1781 | 92.5134 | 158.3801 | 138.5829 | 192.598 | 150.8285 | 144.453 | 114.3065 | 147.8268 | 125.7198 | 145.8006 | 186.5539 | 109.6441 | 156.0754 | 141.2157 | 127.2673 | 166.3 | 143.7949 | 138.3669 | 145.9177 | 162.5417 | 115.8363
Option 2D SG | Tarraleah Min Gen | Hydro min release | 573.6761 | 624.2058 | 506.5188 | 346.5257 | 662.4976 | 579.6925 | 805.6372 | 630.9157 | 604.247 | 478.1442 | 618.3594 | 525.8861 | 609.8839 | 780.355 | 458.6411 | 652.8636 | 590.7052 | 532.3592 | 695.6327 | 601.4939 | 578.7886 | 610.3739 | 679.9118 | 484.5433
Option 2D SG | VIC Storage | Policies VIC | 0 | 1220 | 1271.79 | 1271.79 | 1271.79 | 1271.79 | 1271.79 | 1271.79 | 1404.533 | 1404.533 | 1404.533 | 1404.533 | 1404.533 | 1404.533 | 1404.533 | 1404.533 | 1404.533 | 1404.533 | 1404.533 | 1404.533 | 1404.533 | 184.5332 | 132.7432 | 132.7432
Option 2D SG | VOWT | Policies VIC | 0 | 0 | 0 | 0 | 0 | 2000 | 2667 | 3333 | 4000 | 5000 | 6000 | 7000 | 8000 | 9000 | 9000 | 9000 | 9000 | 9000 | 9000 | 9000 | 9000 | 9000 | 9000 | 9000
Option 2D SG | VRET | Policies VIC | 0 | 4374.2559 | 7258.8042 | 11474.0044 | 8009.5678 | 6355.6794 | 3283.623 | 0.00034132 | 3167.0191 | 0 | 0 | 0 | 0 | 0 | 0 | 0 | 0 | 0 | 0 | 0 | 0 | 0 | 0 | 0
Option 2D SG | WNV H2 Domestic Consumption Purchaser | Subregion flexible electricity load for Domestic H2 | 70.7579 | 69.8803 | 68.7497 | 67.89 | 117.0607 | 281.4823 | 626.7761 | 1152.3571 | 1866.5057 | 2306.6537 | 2725.4504 | 3143.0671 | 3545.4536 | 3941.3266 | 4309.7151 | 4683.8364 | 5107.81 | 5534.5626 | 5985.9327 | 6571.4079 | 7233.3614 | 7965.6574 | 8711.4874 | 9419.7114
Option 2D SG | Wayatinah Min Gen | Hydro min release | 224.6404 | 270.3458 | 181.0898 | 233.0505 | 236.1475 | 195.3823 | 260.0176 | 203.1795 | 193.6709 | 185.2966 | 168.4525 | 211.5011 | 175.6766 | 176.2253 | 135.7385 | 135.2511 | 149.6444 | 138.9704 | 138.5176 | 141.1111 | 156.24 | 161.7171 | 174.1898 | 149.0593
Option 3 SG | 2030 Emissions Budget 1 | Emissions DLT | 100866.7277 | 75407.4523 | 53731.4191 | 29636.4332 | 0 | 0 | 0 | 0 | 0 | 0 | 0 | 0 | 0 | 0 | 0 | 0 | 0 | 0 | 0 | 0 | 0 | 0 | 0 | 0
Option 3 SG | 2035 Emissions Target | Emissions DLT | 0 | 0 | 0 | 0 | 0 | 0 | 0 | 0 | 16895.2348 | 0 | 0 | 0 | 0 | 0 | 0 | 0 | 0 | 0 | 0 | 0 | 0 | 0 | 0 | 0
Option 3 SG | 2050 Emissions Budget 1 | Emissions DLT | 100866.7277 | 75407.4523 | 53731.4191 | 29636.4332 | 27962.3297 | 26858.1589 | 0 | 0 | 0 | 0 | 0 | 0 | 0 | 0 | 0 | 0 | 0 | 0 | 0 | 0 | 0 | 0 | 0 | 0
Option 3 SG | 2050 Emissions Budget 2 | Emissions DLT | 0 | 0 | 0 | 0 | 0 | 0 | 29402.9307 | 25930.7051 | 16895.2348 | 18186.0607 | 18544.5727 | 16496.9469 | 0 | 0 | 0 | 0 | 0 | 0 | 0 | 0 | 0 | 0 | 0 | 0
Option 3 SG | 2050 Emissions Budget 3 | Emissions DLT | 0 | 0 | 0 | 0 | 0 | 0 | 0 | 0 | 0 | 0 | 0 | 0 | 19514.9421 | 21401.0569 | 17489.6077 | 17337.7752 | 15086.2287 | 14248.077 | 0 | 0 | 0 | 0 | 0 | 0
Option 3 SG | 2050 Emissions Budget 4 | Emissions DLT | 0 | 0 | 0 | 0 | 0 | 0 | 0 | 0 | 0 | 0 | 0 | 0 | 0 | 0 | 0 | 0 | 0 | 0 | 14969.4692 | 14835.1524 | 13065.116 | 12209.2647 | 15235.0521 | 7983.6456
Option 3 SG | 2050 Emissions Budget NSW 1 | Emissions DLT | 29059.743 | 24164.1247 | 11064.4875 | 5403.2333 | 2482.4971 | 2422.0428 | 0 | 0 | 0 | 0 | 0 | 0 | 0 | 0 | 0 | 0 | 0 | 0 | 0 | 0 | 0 | 0 | 0 | 0
Option 3 SG | 2050 Emissions Budget NSW 2 | Emissions DLT | 0 | 0 | 0 | 0 | 0 | 0 | 3680.2352 | 3002.6026 | 4786.1111 | 5174.1418 | 6254.5898 | 6440.8843 | 0 | 0 | 0 | 0 | 0 | 0 | 0 | 0 | 0 | 0 | 0 | 0
Option 3 SG | 2050 Emissions Budget NSW 3 | Emissions DLT | 0 | 0 | 0 | 0 | 0 | 0 | 0 | 0 | 0 | 0 | 0 | 0 | 6160.4125 | 6994.3518 | 2506.5254 | 2333.566 | 2262.2514 | 2273.5194 | 0 | 0 | 0 | 0 | 0 | 0
Option 3 SG | 2050 Emissions Budget NSW 4 | Emissions DLT | 0 | 0 | 0 | 0 | 0 | 0 | 0 | 0 | 0 | 0 | 0 | 0 | 0 | 0 | 0 | 0 | 0 | 0 | 2827.5372 | 3660.0933 | 2979.3324 | 2852.1416 | 4037.6346 | 3255.7916
Option 3 SG | 2050 Emissions Budget QLD 1 | Emissions DLT | 35540.5337 | 25250.1645 | 23375.0785 | 14796.2542 | 15696.6653 | 15009.3389 | 0 | 0 | 0 | 0 | 0 | 0 | 0 | 0 | 0 | 0 | 0 | 0 | 0 | 0 | 0 | 0 | 0 | 0
Option 3 SG | 2050 Emissions Budget QLD 2 | Emissions DLT | 0 | 0 | 0 | 0 | 0 | 0 | 16001.2642 | 13475.8839 | 11736.7297 | 12397.4129 | 11351.8751 | 9436.8341 | 0 | 0 | 0 | 0 | 0 | 0 | 0 | 0 | 0 | 0 | 0 | 0
Option 3 SG | 2050 Emissions Budget QLD 3 | Emissions DLT | 0 | 0 | 0 | 0 | 0 | 0 | 0 | 0 | 0 | 0 | 0 | 0 | 12696.3113 | 13129.5269 | 13462.1051 | 13146.1413 | 11334.523 | 10631.3924 | 0 | 0 | 0 | 0 | 0 | 0
Option 3 SG | 2050 Emissions Budget QLD 4 | Emissions DLT | 0 | 0 | 0 | 0 | 0 | 0 | 0 | 0 | 0 | 0 | 0 | 0 | 0 | 0 | 0 | 0 | 0 | 0 | 10418.2912 | 9044.2663 | 7586.5041 | 7396.057 | 7544.9485 | 1921.2686
Option 3 SG | 2050 Emissions Budget SA 1 | Emissions DLT | 447.9247 | 286.6747 | 277.2868 | 124.1887 | 392.7462 | 147.6168 | 0 | 0 | 0 | 0 | 0 | 0 | 0 | 0 | 0 | 0 | 0 | 0 | 0 | 0 | 0 | 0 | 0 | 0
Option 3 SG | 2050 Emissions Budget SA 2 | Emissions DLT | 0 | 0 | 0 | 0 | 0 | 0 | 454.7749 | 192.7802 | 269.9158 | 419.9341 | 738.3529 | 383.0986 | 0 | 0 | 0 | 0 | 0 | 0 | 0 | 0 | 0 | 0 | 0 | 0
Option 3 SG | 2050 Emissions Budget SA 3 | Emissions DLT | 0 | 0 | 0 | 0 | 0 | 0 | 0 | 0 | 0 | 0 | 0 | 0 | 385.7273 | 771.1525 | 910.3188 | 909.698 | 706.8331 | 707.9983 | 0 | 0 | 0 | 0 | 0 | 0
Option 3 SG | 2050 Emissions Budget SA 4 | Emissions DLT | 0 | 0 | 0 | 0 | 0 | 0 | 0 | 0 | 0 | 0 | 0 | 0 | 0 | 0 | 0 | 0 | 0 | 0 | 572.4546 | 615.8583 | 647.3682 | 613.0408 | 1294.2096 | 757.0685
Option 3 SG | 2050 Emissions Budget VIC 1 | Emissions DLT | 35818.5263 | 25706.4885 | 19014.5663 | 9312.757 | 9390.4211 | 9279.1604 | 0 | 0 | 0 | 0 | 0 | 0 | 0 | 0 | 0 | 0 | 0 | 0 | 0 | 0 | 0 | 0 | 0 | 0
Option 3 SG | 2050 Emissions Budget VIC 2 | Emissions DLT | 0 | 0 | 0 | 0 | 0 | 0 | 9266.6564 | 9259.4383 | 102.4781 | 192.1961 | 195.6553 | 231.5374 | 0 | 0 | 0 | 0 | 0 | 0 | 0 | 0 | 0 | 0 | 0 | 0
Option 3 SG | 2050 Emissions Budget VIC 3 | Emissions DLT | 0 | 0 | 0 | 0 | 0 | 0 | 0 | 0 | 0 | 0 | 0 | 0 | 266.6931 | 493.466 | 603.358 | 941.9675 | 777.2595 | 631.0272 | 0 | 0 | 0 | 0 | 0 | 0
Option 3 SG | 2050 Emissions Budget VIC 4 | Emissions DLT | 0 | 0 | 0 | 0 | 0 | 0 | 0 | 0 | 0 | 0 | 0 | 0 | 0 | 0 | 0 | 0 | 0 | 0 | 1145.3918 | 1507.6966 | 1845.9626 | 1345.9947 | 2349.4253 | 2045.3949
Option 3 SG | Basslink Daily Energy Limit | Special Constraints | -1370.521 | -288.408 | -287.568 | -287.568 | -287.568 | -990.1895 | -697.2505 | -493.4652 | -1446.5588 | -1986.6891 | -1870.3768 | -1638.6843 | -1560.0537 | -1462.5941 | -2489.9037 | -2609.7202 | -2492.5739 | -2597.5564 | -2615.4321 | -2633.0465 | -2454.0386 | -2422.1285 | -2409.2681 | -2447.684
Option 3 SG | Borumba - Gen | Special Constraints | 0 | 0 | 0 | 0 | 0 | 0 | 0 | 0 | 0 | 0 | 0 | 0 | 0 | 0 | 0 | 3678759.2407 | 3493085.3136 | 3963160.731 | 4018977.7698 | 3909277.8017 | 3668956.5948 | 4058182.8283 | 4014091.9496 | 4214683.989
Option 3 SG | Borumba - Pump | Special Constraints | 0 | 0 | 0 | 0 | 0 | 0 | 0 | 0 | 0 | 0 | 0 | 0 | 0 | 0 | 0 | 4984734.9928 | 4705179.1303 | 5274725.9917 | 5412764.6732 | 5314035.6084 | 4928326.9333 | 5442131.2889 | 5417938.2798 | 5652036.7966
Option 3 SG | CIS Dispatchable NSW | Policies NEM | 5.84e-05 | 1068.0399 | 3172.1796 | 4810.6179 | 4810.6179 | 4810.6179 | 4810.6179 | 5601.8679 | 5601.8679 | 5601.8679 | 5601.8679 | 5601.8679 | 5601.8679 | 5601.8679 | 5601.8679 | 5601.8679 | 5601.8679 | 5601.8679 | 5601.8679 | 5601.8679 | 5601.8678 | 4533.828 | 2429.6884 | 2433.213
Option 3 SG | CIS Dispatchable SA | Policies NEM | 0 | 788 | 1106.8601 | 1106.8601 | 1106.8601 | 1106.8601 | 1106.8601 | 1106.8601 | 1106.8601 | 1291.1824 | 1291.1824 | 1291.1824 | 1291.1824 | 1291.1824 | 1291.1824 | 1291.1824 | 1291.1824 | 1291.1824 | 1291.1824 | 1291.1824 | 1291.1824 | 601.3029 | 282.4428 | 677.9402
Option 3 SG | CIS Dispatchable VIC | Policies NEM | 0 | 1220 | 1271.79 | 1271.79 | 1271.79 | 1271.79 | 1271.79 | 1271.79 | 1271.79 | 1271.79 | 1271.79 | 1271.79 | 1271.79 | 1271.79 | 1271.79 | 1271.79 | 1271.79 | 1271.79 | 1271.79 | 1271.79 | 1271.79 | 51.79 | 4.015e-05 | 5.475e-05
Option 3 SG | CIS Gen NSW | Policies NEM | 0 | 3505.1775 | 3505.1776 | 10614.07 | 10614.07 | 10614.07 | 10614.07 | 10614.07 | 10614.0701 | 10614.07 | 10614.0701 | 10994.3316 | 11082.1048 | 11082.1048 | 13022.0636 | 14241.8494 | 15138.1839 | 15361.3023 | 15704.2894 | 15704.2894 | 18010.5277 | 19001.2104 | 19399.8429 | 20564.5283
Option 3 SG | CIS Gen SA | Policies NEM | 0 | 621.16 | 621.16 | 621.16 | 621.16 | 621.16 | 621.16 | 621.16 | 621.16 | 621.16 | 621.16 | 621.16 | 621.16 | 621.16 | 621.1613 | 836.9352 | 836.9352 | 1171.1377 | 1727.339 | 1973.6688 | 2330.6905 | 2811.5084 | 2811.5084 | 3127.9784
Option 3 SG | CIS Gen TAS | Policies NEM | 0 | 1.464e-05 | 750 | 1200 | 1200 | 1200 | 1224.1993 | 1957.5487 | 1957.5487 | 2100 | 2419.7759 | 2544.5539 | 2544.5539 | 2544.5539 | 2544.5539 | 2544.5539 | 2544.5539 | 2544.5539 | 2544.5539 | 2544.5539 | 2544.5539 | 2544.5539 | 2544.5539 | 2544.5539
Option 3 SG | CIS Gen VIC - Solar | Policies NEM | 0 | 669 | 669 | 669 | 669 | 669 | 669 | 669 | 669 | 669 | 669 | 669 | 669 | 669 | 669 | 669 | 669 | 669 | 669 | 669 | 669 | 669 | 669 | 669
Option 3 SG | CIS Gen VIC - Wind | Policies NEM | 0 | 0 | 1922 | 3500 | 3500 | 5500 | 6167 | 6833 | 7500 | 8500 | 9500 | 10500.0001 | 11500 | 12500 | 12500 | 12500 | 12500 | 12500.0001 | 12500 | 12500 | 12500 | 12587.4511 | 12857.0913 | 13112.103
Option 3 SG | CIS Total Dispatchable | Policies NEM | 5.84e-05 | 3076.04 | 5550.83 | 7262.83 | 7262.83 | 7262.83 | 7262.83 | 8054.08 | 8087.2657 | 8271.588 | 8271.588 | 8271.588 | 8271.588 | 8271.588 | 8271.588 | 8271.588 | 8271.588 | 8410.1514 | 8617.1009 | 9314.393 | 9936.6738 | 7708.0713 | 5837.2362 | 6693.125
Option 3 SG | CNSW H2 Domestic Consumption Purchaser | Subregion flexible electricity load for Domestic H2 | 0 | 0 | 0 | 0 | 11.4714 | 32.8357 | 66.5597 | 115.4964 | 180.0493 | 219.288 | 254.324 | 284.7521 | 308.06 | 326.8929 | 340.6976 | 356.605 | 382.155 | 414.498 | 454.837 | 510.1136 | 572.7893 | 637.3937 | 697.9503 | 749.345
Option 3 SG | CQ H2 Domestic Consumption Purchaser | Subregion flexible electricity load for Domestic H2 | 170.455 | 168.3874 | 165.6299 | 163.6243 | 163.6764 | 166.1914 | 171.3656 | 181.4571 | 195.5879 | 203.6806 | 208.4909 | 212.2736 | 214.3593 | 216.0723 | 216.9117 | 219.8864 | 226.6129 | 234.5554 | 244.3126 | 260.0364 | 279.4336 | 302.6843 | 328.1574 | 354.05
Option 3 SG | CSA H2 Domestic Consumption Purchaser | Subregion flexible electricity load for Domestic H2 | 7.3521 | 7.2677 | 7.1436 | 7.0393 | 6.9871 | 7.5554 | 18.5887 | 37.2821 | 64.0314 | 81.7494 | 96.8021 | 108.9264 | 116.9043 | 123.3169 | 129.4431 | 137.7093 | 150.38 | 167.0803 | 188.4421 | 218.4786 | 254.3529 | 294.6583 | 337.0739 | 378.8179
Option 3 SG | Catagunya Min Gen | Hydro min release | 300.9662 | 336.2832 | 228.3742 | 202.5156 | 141.5909 | 240.7685 | 315.2926 | 311.2899 | 256.5531 | 239.7139 | 225.0564 | 264.5117 | 238.2279 | 223.2763 | 192.8934 | 189.0777 | 209.8546 | 186.3463 | 178.9658 | 190.6476 | 203.7578 | 208.7114 | 226.5439 | 198.0713
Option 3 SG | Combined Marinus Export | Special Constraints | 2424274.9935 | 3910343.9944 | 3899711.9806 | 3899711.9753 | 7715711.9434 | 8736668.6984 | 9158360.476 | 9639075.3257 | 10144666.9145 | 10691596.9183 | 11145929.3503 | 11639686.4828 | 12112663.2154 | 12583638.5185 | 7971452.7956 | 7482698.3483 | 8241708.9163 | 7757539.9424 | 7529831.4656 | 7647274.3137 | 8328891.6148 | 8272577.7834 | 8780815.7644 | 8234014.5128
Option 3 SG | Combined Marinus Import | Special Constraints | -2424274.9935 | -3910343.9944 | -3899711.9806 | -3899711.9753 | -7715711.9434 | -8736668.6984 | -9158360.476 | -9639075.3257 | -10144666.9145 | -10691596.9183 | -11145929.3503 | -11639686.4828 | -12112663.2154 | -12583638.5185 | -7971452.7956 | -7482698.3483 | -8241708.9163 | -7757539.9424 | -7529831.4656 | -7647274.3137 | -8328891.6148 | -8272577.7834 | -8780815.7644 | -8234014.5128
Option 3 SG | Constraint on Pipeline from Storage to GTs CNSW | Constraints to make diesel to come exclusively from storage | -0.00031293 | -0.00033549 | -0.00035683 | -0.00036723 | -0.00039873 | -0.00041666 | -1.7807e-05 | -1.9033e-05 | -2.0264e-05 | -2.1596e-05 | -2.2926e-05 | -2.4606e-05 | -2.444e-05 | -2.6042e-05 | -2.7555e-05 | -2.961e-05 | -3.1947e-05 | -3.4413e-05 | -4.0459e-05 | -4.3202e-05 | -4.5837e-05 | -4.8827e-05 | -5.2067e-05 | -5.5716e-05
Option 3 SG | Constraint on Pipeline from Storage to GTs CQ | Constraints to make diesel to come exclusively from storage | -0.00031311 | -0.00033541 | -0.00035654 | -0.000366 | -0.00039925 | -0.00041632 | -1.7935e-05 | -1.9186e-05 | -2.0454e-05 | -2.1811e-05 | -2.3163e-05 | -2.4855e-05 | -2.4849e-05 | -2.6304e-05 | -2.8142e-05 | -3.0343e-05 | -3.2887e-05 | -3.5605e-05 | -3.8446e-05 | -4.1053e-05 | -4.4048e-05 | -4.7367e-05 | -5.0831e-05 | -5.5729e-05
Option 3 SG | Constraint on Pipeline from Storage to GTs CSA | Constraints to make diesel to come exclusively from storage | -0.0003132 | -0.00033522 | -0.00035527 | -0.00035649 | -0.00040976 | -0.00041791 | -1.7883e-05 | -1.9132e-05 | -2.0393e-05 | -2.1753e-05 | -2.3084e-05 | -2.4751e-05 | -2.4492e-05 | -2.6053e-05 | -2.7545e-05 | -2.9585e-05 | -3.1955e-05 | -3.4799e-05 | -3.8725e-05 | -4.1448e-05 | -4.4337e-05 | -4.6341e-05 | -5.1366e-05 | -5.6523e-05
Option 3 SG | Constraint on Pipeline from Storage to GTs GG | Constraints to make diesel to come exclusively from storage | -0.00031323 | -0.00033566 | -0.00035669 | -0.00036593 | -0.00040059 | -0.00043086 | -1.7811e-05 | -1.8913e-05 | -2.0079e-05 | -2.1361e-05 | -2.2677e-05 | -2.4491e-05 | -2.5118e-05 | -2.6898e-05 | -2.8811e-05 | -3.0932e-05 | -3.2928e-05 | -3.5612e-05 | -4.1182e-05 | -4.4428e-05 | -4.7871e-05 | -5.1584e-05 | -5.5285e-05 | -6.0596e-05
Option 3 SG | Constraint on Pipeline from Storage to GTs MEL | Constraints to make diesel to come exclusively from storage | -0.00031319 | -0.00033517 | -0.00035529 | -0.00035724 | -0.00040751 | -0.00041841 | -1.7566e-05 | -1.8763e-05 | -1.9919e-05 | -2.1305e-05 | -2.2595e-05 | -2.42e-05 | -2.4135e-05 | -2.5608e-05 | -2.6926e-05 | -2.9196e-05 | -3.1586e-05 | -3.4338e-05 | -3.6813e-05 | -3.9194e-05 | -4.1856e-05 | -4.5172e-05 | -4.8603e-05 | -5.4152e-05
Option 3 SG | Constraint on Pipeline from Storage to GTs NNSW | Constraints to make diesel to come exclusively from storage | -0.00033074 | -0.00035392 | -0.00037592 | -0.00040038 | -0.00042667 | -0.00045709 | -2.8403e-05 | -3.0532e-05 | -3.2876e-05 | -3.5494e-05 | -3.8267e-05 | -4.1375e-05 | -4.9978e-05 | -5.1485e-05 | -5.3242e-05 | -5.5267e-05 | -5.7413e-05 | -5.9502e-05 | -5.1558e-05 | -5.5163e-05 | -5.885e-05 | -6.293e-05 | -6.6983e-05 | -7.1651e-05
Option 3 SG | Constraint on Pipeline from Storage to GTs NQ | Constraints to make diesel to come exclusively from storage | -0.00033074 | -0.00035392 | -0.00037592 | -0.00040038 | -0.00042667 | -0.00045709 | -2.8403e-05 | -3.0532e-05 | -3.2876e-05 | -3.5494e-05 | -3.8267e-05 | -4.1375e-05 | -4.9978e-05 | -5.1485e-05 | -5.3242e-05 | -5.5267e-05 | -5.7413e-05 | -5.9502e-05 | -5.1558e-05 | -5.5163e-05 | -5.885e-05 | -6.293e-05 | -6.6983e-05 | -7.1651e-05
Option 3 SG | Constraint on Pipeline from Storage to GTs NSA | Constraints to make diesel to come exclusively from storage | -0.00033074 | -0.00035392 | -0.00037592 | -0.00040038 | -0.00042667 | -0.00045709 | -2.8403e-05 | -3.0532e-05 | -3.2876e-05 | -3.5494e-05 | -3.8267e-05 | -4.1375e-05 | -4.9978e-05 | -5.1485e-05 | -5.3242e-05 | -5.5267e-05 | -5.7413e-05 | -5.9502e-05 | -5.1558e-05 | -5.5163e-05 | -5.885e-05 | -6.293e-05 | -6.6983e-05 | -7.1651e-05
Option 3 SG | Constraint on Pipeline from Storage to GTs SESA | Constraints to make diesel to come exclusively from storage | -0.00033074 | -0.00035392 | -0.00037592 | -0.00040038 | -0.00042667 | -0.00045709 | -2.8403e-05 | -3.0532e-05 | -3.2876e-05 | -3.5494e-05 | -3.8267e-05 | -4.1375e-05 | -4.9978e-05 | -5.1485e-05 | -5.3242e-05 | -5.5267e-05 | -5.7413e-05 | -5.9502e-05 | -5.1558e-05 | -5.5163e-05 | -5.885e-05 | -6.293e-05 | -6.6983e-05 | -7.1651e-05
Option 3 SG | Constraint on Pipeline from Storage to GTs SEV | Constraints to make diesel to come exclusively from storage | -0.00033074 | -0.00035392 | -0.00037592 | -0.00040038 | -0.00042667 | -0.00045709 | -2.8403e-05 | -3.0532e-05 | -3.2876e-05 | -3.5494e-05 | -3.8267e-05 | -4.1375e-05 | -4.9978e-05 | -5.1485e-05 | -5.3242e-05 | -5.5267e-05 | -5.7413e-05 | -5.9502e-05 | -5.1558e-05 | -5.5163e-05 | -5.885e-05 | -6.293e-05 | -6.6983e-05 | -7.1651e-05
Option 3 SG | Constraint on Pipeline from Storage to GTs SNSW | Constraints to make diesel to come exclusively from storage | -0.00033074 | -0.00035392 | -0.00037592 | -0.00040038 | -0.00042667 | -0.00045709 | -2.8403e-05 | -3.0532e-05 | -3.2876e-05 | -3.5494e-05 | -3.8267e-05 | -4.1375e-05 | -4.9978e-05 | -5.1485e-05 | -5.3242e-05 | -5.5267e-05 | -5.7413e-05 | -5.9502e-05 | -5.1558e-05 | -5.5163e-05 | -5.885e-05 | -6.293e-05 | -6.6983e-05 | -7.1651e-05
Option 3 SG | Constraint on Pipeline from Storage to GTs SNW | Constraints to make diesel to come exclusively from storage | -0.00031294 | -0.00033549 | -0.00035681 | -0.00036727 | -0.00039859 | -0.0004165 | -1.7842e-05 | -1.9089e-05 | -2.033e-05 | -2.1669e-05 | -2.3011e-05 | -2.4703e-05 | -2.4338e-05 | -2.5931e-05 | -2.7437e-05 | -2.9453e-05 | -3.1768e-05 | -3.419e-05 | -4.3965e-05 | -4.7059e-05 | -5.0467e-05 | -5.4256e-05 | -5.8376e-05 | -6.3467e-05
Option 3 SG | Constraint on Pipeline from Storage to GTs SQ | Constraints to make diesel to come exclusively from storage | -0.00031313 | -0.00033537 | -0.00035651 | -0.00036624 | -0.00039857 | -0.00041611 | -1.761e-05 | -1.8824e-05 | -2.0047e-05 | -2.1321e-05 | -2.26e-05 | -2.4254e-05 | -2.4363e-05 | -2.5822e-05 | -2.7467e-05 | -2.9589e-05 | -3.1993e-05 | -3.4472e-05 | -3.844e-05 | -4.1042e-05 | -4.4033e-05 | -4.7347e-05 | -5.0806e-05 | -5.572e-05
Option 3 SG | Constraint on Pipeline from Storage to GTs TAS | Constraints to make diesel to come exclusively from storage | -0.00031233 | -0.00033428 | -0.00035427 | -0.00035667 | -0.00040869 | -0.00041875 | -1.7893e-05 | -1.9151e-05 | -2.0431e-05 | -2.1812e-05 | -2.3164e-05 | -2.4816e-05 | -2.4076e-05 | -2.5533e-05 | -2.711e-05 | -2.9092e-05 | -3.1481e-05 | -3.4297e-05 | -3.6474e-05 | -3.8875e-05 | -4.1424e-05 | -4.4665e-05 | -4.7985e-05 | -5.3378e-05
Option 3 SG | Constraint on Pipeline from Storage to GTs WNV | Constraints to make diesel to come exclusively from storage | -0.00033074 | -0.00035392 | -0.00037592 | -0.00040038 | -0.00042667 | -0.00045709 | -2.8403e-05 | -3.0532e-05 | -3.2876e-05 | -3.5494e-05 | -3.8267e-05 | -4.1375e-05 | -4.9978e-05 | -5.1485e-05 | -5.3242e-05 | -5.5267e-05 | -5.7413e-05 | -5.9502e-05 | -5.1558e-05 | -5.5163e-05 | -5.885e-05 | -6.293e-05 | -6.6983e-05 | -7.1651e-05
Option 3 SG | Constraint on Pipeline from Storage to GTs WOO | Constraints to make diesel to come exclusively from storage | -0.00031293 | -0.0003355 | -0.00035683 | -0.00036724 | -0.00039867 | -0.00041662 | -1.7817e-05 | -1.9052e-05 | -2.0285e-05 | -2.1619e-05 | -2.2953e-05 | -2.4636e-05 | -2.4271e-05 | -2.5939e-05 | -2.7439e-05 | -2.9466e-05 | -3.1777e-05 | -3.4193e-05 | -4.4851e-05 | -4.8102e-05 | -5.1639e-05 | -5.5553e-05 | -5.99e-05 | -6.5358e-05
Option 3 SG | DNSP Thermal Limit on CER CNSW Area1 | DNSP Thermal Limit on CER | 827124.9201 | 905607.1313 | 1034116.9178 | 1100820.7465 | 1090933.1785 | 1147526.3618 | 1141609.503 | 1241895.6882 | 1286057.2286 | 1273017.821 | 1214325.5685 | 1175732.6235 | 1266339.4208 | 1373535.6696 | 1352895.6599 | 1280754.546 | 1149957.2872 | 1227053.7423 | 1345233.6301 | 1443617.589 | 1319616.7434 | 1431702.2843 | 1473978.6418 | 1633742.5163
Option 3 SG | DNSP Thermal Limit on CER CQ Area1 | DNSP Thermal Limit on CER | 884774.778 | 1017756.2616 | 1097580.4752 | 1176219.4979 | 1226253.7293 | 1273717.3278 | 1329064.8822 | 1438869.1793 | 1469120.4671 | 1519004.0817 | 1460626.9773 | 1431601.397 | 1511097.7259 | 1654366.8604 | 1704168.048 | 1609509.8823 | 1434461.8647 | 1616038.0022 | 1709801.206 | 1808566.171 | 1846891.7302 | 1902276.4857 | 1989612.8718 | 2198550.0977
Option 3 SG | DNSP Thermal Limit on CER CSA Area1 | DNSP Thermal Limit on CER | 3530599.3223 | 3906588.0995 | 4163515.4897 | 4103587.2145 | 3836281.9974 | 4012213.8246 | 4098246.0852 | 4187714.9475 | 4530572.508 | 4646923.3056 | -8000263.7835 | -7784621.9525 | -7849026.6151 | -7448475.9199 | -7633091.1974 | -7658611.3364 | -8077364.0832 | -7727771.143 | -7449235.3663 | -7574565.4229 | -7240272.1332 | -7041518.8139 | -6882623.691 | -6672104.2912
Option 3 SG | DNSP Thermal Limit on CER GG Area1 | DNSP Thermal Limit on CER | 107949.4187 | 124514.3711 | 134503.8053 | 147220.4173 | 153612.3469 | 159470.1589 | 165300.2749 | 173827.9999 | 176787.3421 | 182800.2612 | 175325.1721 | 171927.6006 | 182152.6887 | 198968.9805 | 204349.7997 | 200800.4561 | 175338.942 | 197373.86 | 207792.9391 | 224463.5819 | 227478.8152 | 232048.6616 | 241011.767 | 255118.7848
Option 3 SG | DNSP Thermal Limit on CER MEL Area1 | DNSP Thermal Limit on CER | 829874.8049 | 955268.013 | 1078672.4132 | 1044651.6916 | -40127.9859 | 22078.7855 | -188670.0368 | -226952.0104 | -628695.7768 | -687481.2327 | -703877.3968 | -645942.4913 | -557712.3124 | -725911.1726 | -712325.5965 | -1038613.6153 | -1247668.5309 | -1045951.0255 | -1166936.1352 | -1507295.8143 | -1192829.0197 | -1036569.7172 | -1129404.1036 | -1161599.436
Option 3 SG | DNSP Thermal Limit on CER MEL Area2 | DNSP Thermal Limit on CER | 3333832.7241 | 3836977.1107 | 4370433.0103 | 4339353.0706 | 4907467.7685 | 5154547.3449 | 5338517.6663 | 5637371.514 | 5746645.7103 | 5580020.6818 | 5501655.1238 | 5669840.4333 | 5835844.5476 | 6457678.328 | 6400033.3452 | 6303852.3773 | 5534371.839 | 5962082.7144 | 6582844.8552 | 6048204.4039 | 6075117.8795 | 6465784.2909 | 6446361.674 | 7236412.7407
Option 3 SG | DNSP Thermal Limit on CER NNSW Area1 | DNSP Thermal Limit on CER | 1609084.902 | 1743929.8806 | 1972322.528 | 2101549.6241 | 2110202.4775 | 2219605.5833 | 2224311.1407 | 2410854.0608 | 2418287.5034 | 2429145.0988 | 2318196.7912 | 2258687.2429 | 2439041.3639 | 2595359.0732 | 2672986.2473 | 2514289.0824 | 2297428.9431 | 2413825.6979 | 2634794.3051 | 2814389.7738 | 2653003.5516 | 2856559.9393 | 2926998.9432 | 3254008.3742
Option 3 SG | DNSP Thermal Limit on CER NQ Area1 | DNSP Thermal Limit on CER | 1443502.7749 | 1658116.9277 | 1776497.1577 | 1929199.0646 | 2014355.3559 | 2084434.2912 | 2149435.4291 | 2256285.1896 | 2293851.0147 | 2376514.7843 | 2267014.4565 | 2231445.6363 | 2356523.6052 | 2554246.4509 | 2628998.9482 | 2599234.7298 | 2264865.7874 | 2543477.0377 | 2665698.7149 | 2859805.4924 | 2956418.8386 | 2932146.0786 | 2518092.6319 | 2735398.0535
Option 3 SG | DNSP Thermal Limit on CER NSA Area1 | DNSP Thermal Limit on CER | 145099.6884 | 151628.9657 | 174567.5011 | 176255.1814 | -47172.7077 | -42587.3232 | -54602.9548 | -43931.9254 | -91628.5749 | -80887.8231 | -601523.1944 | -586299.8217 | -580634.2074 | -556505.3669 | -576707.1003 | -573491.0021 | -602554.6516 | -574527.5265 | -553389.0202 | -556932.573 | -529210.5214 | -524140.279 | -501852.9672 | -486175.6405
Option 3 SG | DNSP Thermal Limit on CER SESA Area1 | DNSP Thermal Limit on CER | 162875.2329 | 186511.2509 | 199892.5544 | 200246.5886 | 128174.6362 | 122005.1113 | 127968.0651 | 133949.3814 | 144256.5841 | 145368.8071 | -394461.01 | -371795.7916 | -371663.2501 | -360103.7338 | -356397.0032 | -353410.2778 | -374700.4591 | -351629.7263 | -335388.1921 | -339747.2515 | -320203.2816 | -305991.1432 | -296721.6993 | -284617.7549
Option 3 SG | DNSP Thermal Limit on CER SEV Area1 | DNSP Thermal Limit on CER | 445973.8342 | 513581.8363 | 585868.8918 | 584573.3271 | 658838.7225 | 693549.4047 | 716598.4141 | 759278.008 | 802266.6509 | 782928.7908 | 774716.508 | 799351.8125 | 826923.2109 | 912922.3721 | 914474.7496 | 913022.22 | 850486.9431 | 923181.592 | 1011388.1949 | 993569.0652 | 1093931.1338 | 1164127.9168 | 1226353.8227 | 1323556.8648
Option 3 SG | DNSP Thermal Limit on CER SNSW Area1 | DNSP Thermal Limit on CER | 1095792.9224 | 1183240.2765 | 1314705.4096 | 1378262.451 | 1370906.9932 | 1444611.8577 | 1308214.6673 | 1484050.0682 | 1463986.1698 | 1426813.8051 | 1390587.1392 | 1349918.379 | 1474828.0443 | 1540925.4114 | 1604608.2967 | 1533461.551 | 1357447.3625 | 1458998.059 | 1541752.3974 | 1555484.5705 | 1620368.062 | 1752093.1139 | 1652372.1462 | 1900323.6221
Option 3 SG | DNSP Thermal Limit on CER SNSW Area2 | DNSP Thermal Limit on CER | 812628.9674 | 890814.9759 | 1010967.4422 | 1067140.4102 | 1085454.1073 | 1133297.0738 | 1128938.8182 | 1212514.141 | 1200060.4081 | 1192748.9356 | 1134423.1012 | 1102025.6598 | 1180186.9306 | 1264397.3136 | 1305830.6436 | 1241526.9187 | 1069712.0322 | 1137578.5287 | 1276699.7076 | 1354606.7781 | 1289399.2657 | 1391724.2606 | 1402059.7005 | 1588160.0049
Option 3 SG | DNSP Thermal Limit on CER SNW Area1 | DNSP Thermal Limit on CER | 3363456.2434 | 3691361.8769 | 4220984.7727 | 4500366.4634 | 4516140.5602 | 4740159.3213 | 4672830.9996 | 5074941.4948 | 4991250.3769 | 4906060.0908 | 4664496.7666 | 4543748.6957 | 4927180.0446 | 5162331.364 | 5340655.9595 | 5011076.4205 | 4498839.8868 | 4828793.1505 | 5381126.2287 | 5795350.0406 | 4611658.4882 | 5298199.2648 | 5327423.3135 | 5915720.8546
Option 3 SG | DNSP Thermal Limit on CER SNW Area2 | DNSP Thermal Limit on CER | 3926416.3715 | 4305787.3132 | 4917489.1595 | 5235458.2241 | 5242309.9286 | 5513906.6531 | 5461128.3624 | 5914417.4274 | 5829572.7124 | 5750238.2192 | 5474486.5137 | 5330978.1806 | 5773668.4041 | 6080112.3791 | 6277258.3652 | 5901425.8854 | 5319276.0299 | 5668949.1909 | 6319992.2311 | 6758444.3438 | 5931034.0291 | 6451051.1701 | 6525200.6658 | 7247198.4569
Option 3 SG | DNSP Thermal Limit on CER SQ Area1 | DNSP Thermal Limit on CER | 7090464.4787 | 8119690.5083 | 8723562.2479 | 9492368.6733 | 9865486.1872 | 10217932.8004 | 10548697.4061 | 11035863.6503 | 11173814.8192 | 11584185.2606 | 11040005.5584 | 10719084.628 | 11393443.2014 | 12349779.6593 | 12715657.1473 | 12436741.035 | 10877666.1769 | 12287864.044 | 12714326.8026 | 13785723.9246 | 14074070.9869 | 14282703.2417 | 14989657.5833 | 15504156.5257
Option 3 SG | DNSP Thermal Limit on CER TAS Area1 | DNSP Thermal Limit on CER | 444773.3762 | 500287.4284 | 556923.2234 | 550444.3234 | 594279.1391 | 630043.5878 | 632658.9181 | 658080.819 | 667008.3018 | 657067.9482 | 654282.2204 | 641095.5662 | 664152.0756 | 699068.2486 | 702062.0026 | 671041.7908 | 642540.8276 | 668226.0361 | 691015.7722 | 649823.6873 | 612150.5135 | 685926.5818 | 674069.5525 | 744326.185
Option 3 SG | DNSP Thermal Limit on CER WNV Area1 | DNSP Thermal Limit on CER | 346053.9396 | 392917.6519 | 436874.6462 | 437410.0153 | 501543.3185 | 517112.3434 | 530298.6885 | 559465.6476 | 593112.1835 | 580968.7428 | 572538.4155 | 583826.5762 | 603425.7367 | 659081.9514 | 652634.4137 | 652107.7155 | 532520.1702 | 586051.1145 | 637560.0073 | 632085.2228 | 690361.612 | 721402.2225 | 756859.1183 | 817472.1931
Option 3 SG | DNSP Thermal Limit on CER WNV Area2 | DNSP Thermal Limit on CER | 1319891.1996 | 1523360.6444 | 1718300.915 | 1723620.0676 | 2017179.469 | 2081858.9636 | 2137791.708 | 2257414.995 | 2388112.3171 | 2341092.7598 | 2311406.9854 | 2359650.4102 | 2440583.0633 | 2649608.2474 | 2630986.7947 | 2635023.4204 | 2252386.1989 | 2473599.2439 | 2680261.605 | 2643347.7248 | 3009058.6311 | 3146855.4575 | 3284611.6945 | 3468433.3918
Option 3 SG | DNSP Thermal Limit on Distributed Resources CNSW Area1 | DNSP Thermal Limit on Distributed Resources | 0.0091751 | 0.022767 | 0.021335 | 0.016899 | 0.019874 | 0.021536 | 0.023468 | 0.021374 | 0.02676 | 0.02515 | 0.024331 | 0.022464 | 0.028167 | 0.030209 | 0.027643 | 0.02711 | 0.024734 | 0.023351 | 0.030838 | 0.025648 | 0.027267 | 0.025921 | 0.024646 | 0.023997
Option 3 SG | DNSP Thermal Limit on Distributed Resources CQ Area1 | DNSP Thermal Limit on Distributed Resources | 0 | 0 | 0 | 0 | 0 | 0 | 0 | 0 | 0 | 0 | 0 | 0 | 0 | 0 | 0 | 0 | 0 | 0 | 0 | 0 | 0 | 0 | 0 | 0
Option 3 SG | DNSP Thermal Limit on Distributed Resources CSA Area1 | DNSP Thermal Limit on Distributed Resources | 0 | 0 | 0 | 0 | 0 | 0 | 0 | 0 | 0 | 0 | 0 | 0 | 0 | 0 | 0 | 0 | 0 | 0 | 0 | 0 | 0 | 0 | 0 | 0
Option 3 SG | DNSP Thermal Limit on Distributed Resources GG Area1 | DNSP Thermal Limit on Distributed Resources | 0 | 0 | 0 | 0 | 0 | 0 | 0 | 0 | 0 | 0 | 0 | 0 | 0 | 0 | 0 | 0 | 0 | 0 | 0 | 0 | 0 | 0 | 0 | 0
Option 3 SG | DNSP Thermal Limit on Distributed Resources MEL Area1 | DNSP Thermal Limit on Distributed Resources | 0.0033773 | 0.010509 | 0.0094718 | 0.0074592 | 0.010377 | 0.014737 | 0.014249 | 0.014375 | 0.017641 | 0.015393 | 0.016693 | 0.0018823 | 0.016466 | 0.017931 | 0.018985 | 0.017192 | 0.015752 | 0.017684 | 0.018393 | 0.01692 | 0.019207 | 0.018915 | 0.018607 | 0.022153
Option 3 SG | DNSP Thermal Limit on Distributed Resources MEL Area2 | DNSP Thermal Limit on Distributed Resources | 0.0036147 | 0.0094908 | 0.0086302 | 0.0085909 | 0.016782 | 0.023019 | 0.026676 | 0.026454 | 0.032105 | 0.027745 | 0.027261 | 0.0016948 | 0.026765 | 0.029033 | 0.03065 | 0.02691 | 0.024242 | 0.027131 | 0.031424 | 0.028331 | 0.031513 | 0.030471 | 0.028899 | 0.032335
Option 3 SG | DNSP Thermal Limit on Distributed Resources NNSW Area1 | DNSP Thermal Limit on Distributed Resources | 0 | 0 | 0 | 0 | 0 | 0 | 0 | 0 | 0 | 0 | 0 | 0 | 0 | 0 | 0 | 0 | 0 | 0 | 0 | 0 | 0 | 0 | 0 | 0
Option 3 SG | DNSP Thermal Limit on Distributed Resources NQ Area1 | DNSP Thermal Limit on Distributed Resources | 0 | 0 | 0 | 0 | 0 | 0 | 0 | 0 | 0 | 0 | 0 | 0 | 0 | 0 | 0 | 0 | 0 | 0 | 0 | 0 | 0 | 0 | 0 | 0
Option 3 SG | DNSP Thermal Limit on Distributed Resources NSA Area1 | DNSP Thermal Limit on Distributed Resources | 0 | 0 | 0 | 0 | 0 | 0 | 0 | 0 | 0 | 0 | 0 | 0 | 0 | 0 | 0 | 0 | 0 | 0 | 0 | 0 | 0 | 0 | 0 | 0
Option 3 SG | DNSP Thermal Limit on Distributed Resources SESA Area1 | DNSP Thermal Limit on Distributed Resources | 0 | 0 | 0 | 0 | 0 | 0 | 0 | 0 | 0 | 0 | 0 | 0 | 0 | 0 | 0 | 0 | 0 | 0 | 0 | 0 | 0 | 0 | 0 | 0
Option 3 SG | DNSP Thermal Limit on Distributed Resources SEV Area1 | DNSP Thermal Limit on Distributed Resources | 0 | 0 | 0 | 0 | 0 | 0 | 0 | 0 | 0 | 0 | 0 | 0 | 0 | 0 | 0 | 0 | 0 | 0 | 0 | 0 | 0 | 0 | 0 | 0
Option 3 SG | DNSP Thermal Limit on Distributed Resources SNSW Area1 | DNSP Thermal Limit on Distributed Resources | 0 | 0 | 0 | 0 | 0 | 0 | 0 | 0 | 0 | 0 | 0 | 0 | 0 | 0 | 0 | 0 | 0 | 0 | 0 | 0 | 0 | 0 | 0 | 0
Option 3 SG | DNSP Thermal Limit on Distributed Resources SNSW Area2 | DNSP Thermal Limit on Distributed Resources | 0 | 0 | 0 | 0 | 0 | 0 | 0 | 0 | 0 | 0 | 0 | 0 | 0 | 0 | 0 | 0 | 0 | 0 | 0 | 0 | 0 | 0 | 0 | 0
Option 3 SG | DNSP Thermal Limit on Distributed Resources SNW Area1 | DNSP Thermal Limit on Distributed Resources | 0.0068543 | 0.019462 | 0.014176 | 0.013135 | 0.015219 | 0.020342 | 0.034648 | 0.031926 | 0.039192 | 0.034254 | 0.033872 | 0.034353 | 0.04112 | 0.040189 | 0.035157 | 0.035501 | 40158.8204 | 41242.8704 | 44810.3793 | 690454.4783 | 747952.229 | 792327.6868 | 776544.0887 | 812992.2305
Option 3 SG | DNSP Thermal Limit on Distributed Resources SNW Area2 | DNSP Thermal Limit on Distributed Resources | 0.0072373 | 0.018909 | 0.014955 | 0.01358 | 0.016942 | 0.020241 | 0.036036 | 0.033438 | 0.040604 | 0.035912 | 0.035665 | 0.036032 | 0.042794 | 0.042107 | 0.03717 | 42888.3055 | 92104.2624 | 94590.544 | 102772.5788 | 966352.4989 | 1040215.0203 | 1101930.2259 | 1079979.0292 | 1130669.3534
Option 3 SG | DNSP Thermal Limit on Distributed Resources SQ Area1 | DNSP Thermal Limit on Distributed Resources | 0 | 0 | 0 | 0 | 0 | 0 | 0 | 0 | 0 | 0 | 0 | 0 | 0 | 0 | 0 | 0 | 0 | 0 | 0 | 0 | 0 | 0 | 0 | 0
Option 3 SG | DNSP Thermal Limit on Distributed Resources TAS Area1 | DNSP Thermal Limit on Distributed Resources | 0.0034295 | 0.0049668 | 0.006117 | 0.0074463 | 0.011863 | 0.016596 | 0.027859 | 0.028647 | 0.028037 | 0.028174 | 774465.1367 | 761344.6295 | 793138.6588 | 853234.941 | 453764.4995 | 447576.8211 | 412091.8092 | 468707.7714 | 483427.063 | 469815.3982 | 487028.7033 | 541449.3822 | 513707.4635 | 506005.6229
Option 3 SG | DNSP Thermal Limit on Distributed Resources WNV Area1 | DNSP Thermal Limit on Distributed Resources | 0 | 0 | 0 | 0 | 0 | 0 | 0 | 0 | 0 | 0 | 0 | 0 | 0 | 0 | 0 | 0 | 0 | 0 | 0 | 0 | 0 | 0 | 0 | 0
Option 3 SG | DNSP Thermal Limit on Distributed Resources WNV Area2 | DNSP Thermal Limit on Distributed Resources | 0 | 0 | 0 | 0 | 0 | 0 | 0 | 0 | 0 | 0 | 0 | 0 | 0 | 0 | 0 | 0 | 0 | 0 | 0 | 0 | 0 | 0 | 0 | 0
Option 3 SG | Daily H2 Limit NSW | H2 Infrastructure Limitations | 0 | 0 | 0 | 0 | 0 | 0 | 0 | 0 | 0 | 0 | 0 | 0 | 0 | 0 | 0 | 0 | 0 | 0 | 0 | 0 | 0 | 0 | 0 | 0
Option 3 SG | Daily H2 Limit QLD | H2 Infrastructure Limitations | 0 | 0 | 0 | 0 | 0 | 0 | 0 | 0 | 0 | 0 | 0 | 0 | 0 | 0 | 0 | 0 | 0 | 0 | 0 | 0 | 0 | 0 | 0 | 0
Option 3 SG | Daily H2 Limit SA | H2 Infrastructure Limitations | 0 | 0 | 0 | 0 | 0 | 0 | 0 | 0 | 0 | 0 | 0 | 0 | 0 | 0 | 0 | 0 | 0 | 0 | 0 | 0 | 0 | 0 | 0 | 0
Option 3 SG | Daily H2 Limit TAS | H2 Infrastructure Limitations | 0 | 0 | 0 | 0 | 0 | 0 | 0 | 0 | 0 | 0 | 0 | 0 | 0 | 0 | 0 | 0 | 0 | 0 | 0 | 0 | 0 | 0 | 0 | 0
Option 3 SG | Daily H2 Limit VIC | H2 Infrastructure Limitations | 0 | 0 | 0 | 0 | 0 | 0 | 0 | 0 | 0 | 0 | 0 | 0 | 0 | 0 | 0 | 0 | 0 | 0 | 0 | 0 | 0 | 0 | 0 | 0
Option 3 SG | ExportGroup_CNSW1 | Group Network Export Constraints | 2619748.2278 | 2601964.578 | 2837486.0671 | 1980461.3169 | 1990423.3716 | 1919950.9081 | 1882829.1387 | 1991694.344 | 2105375.4578 | 2171705.6829 | 2146922.7155 | 2259799.0072 | 2190215.0468 | 2116860.9656 | 2137428.8509 | 1949275.2318 | 1663033.4541 | 1658210.7609 | 1668811.4718 | 1524486.6026 | 1657218.668 | 1650256.1871 | 1478082.8454 | 1063310.8453
Option 3 SG | ExportGroup_CQ1 | Group Network Export Constraints | -1203724.1995 | 400607.9001 | 3291234.5324 | 3629796.0968 | 3128377.8468 | 2946594.8464 | 3103486.9616 | 3337482.692 | 4655875.1291 | 3878673.3096 | 3640745.4559 | 3043793.2429 | 3612775.3906 | 4531387.3174 | 4481539.8678 | 4737791.3774 | 5296581.1812 | 7469379.1336 | 8124596.1311 | 9265627.7721 | 8365603.0437 | 7922082.5045 | 7485735.5779 | 7456710.2326
Option 3 SG | ExportGroup_MN1 | Group Network Export Constraints | 4366874.574 | 5491193.4129 | 4917587.4118 | 5781455.2624 | 4921754.2489 | 5613226.639 | 4850519.7589 | 5435967.4603 | 5539225.6537 | 5072117.8874 | 4278832.458 | 5216733.0383 | 5214809.3894 | 3977159.1703 | 4531192.9556 | 4758831.949 | 4561276.9845 | 5349353.9257 | 6653571.092 | 6748090.3415 | 6672491.3047 | 6182093.414 | 4359949.4768 | 6234977.8314
Option 3 SG | ExportGroup_NET1 | Group Network Export Constraints | 0 | 0.0078617 | 869067.0063 | 654332.367 | 805468.2313 | 907042.0129 | 899931.316 | 897383.578 | 869183.2065 | 841055.6943 | 1743905.0537 | 2184568.669 | 2203950.6765 | 2206361.0756 | 1761098.6136 | 1647174.0236 | 1664070.9546 | 1633943.8006 | 1633999.4312 | 1657870.1515 | 1583861.0703 | 1525306.6449 | 1589260.589 | 1492336.6484
Option 3 SG | ExportGroup_NQ1 | Group Network Export Constraints | 2187985.4343 | 2683567.9992 | 5027593.6282 | 5518703.3943 | 5572031.5663 | 5551602.6508 | 6075688.7618 | 6531299.2569 | 7672435.6045 | 7786331.9283 | 7665116.8094 | 7516219.7027 | 8620816.1954 | 9259040.4145 | 9540546.0898 | 10343672.6591 | 11077963.4776 | 13526923.3367 | 14193854.5598 | 15081715.978 | 14704398.2452 | 13731917.3945 | 14615791.586 | 15869489.6218
Option 3 SG | ExportGroup_NSA1 | Group Network Export Constraints | 867214.0395 | 1780441.4903 | 1585346.119 | 1485167.196 | 1225369.0069 | 1181045.0014 | 1070621.6921 | 1187332.2753 | 1201579.986 | 1136878.3205 | 1167699.2233 | 1310094.5033 | 1331888.7204 | 1317142.4338 | 1388721.5499 | 1300517.9752 | 1230621.2759 | 1274320.7003 | 1247771.2925 | 1115198.7907 | 1720543.8842 | 1800880.9065 | 1517754.3997 | 2452342.956
Option 3 SG | ExportGroup_SEVIC1 | Group Network Export Constraints | 0 | 0 | 0 | 0 | 0 | 22063202.5165 | 25166418.5848 | 5405996.844 | -216577.7816 | 2333335.6229 | 4129818.0166 | 5154081.4211 | -31292599.5772 | -30429117.8907 | -33256697.4383 | -34367983.3586 | -33100766.68 | -33545088.4723 | -33559584.8965 | -32474143.5347 | -33049791.9754 | -33104380.8058 | -31993305.4586 | -31982897.8389
Option 3 SG | ExportGroup_SQ1 | Group Network Export Constraints | 1032582.4736 | -501354.5854 | 1215809.0257 | 3787892.5021 | 2919647.1099 | 2828981.4402 | 2642704.1579 | 2500161.6348 | 2798957.483 | 2103707.6557 | 1404909.9688 | 814379.3812 | 1390634.1113 | 1745132.7647 | 1606665.7041 | -4642968.8373 | -3290772.9027 | -1896301.2521 | -2115764.7308 | -1334514.8985 | -1799047.0863 | -1328675.78 | -1889569.3127 | -3517500.7573
Option 3 SG | ExportGroup_SWNSW1 | Group Network Export Constraints | 2718952.1354 | 1138927.7722 | -247687.985 | -1259733.4474 | -1311978.4878 | -1855202.8527 | -1740409.3833 | -1859535.004 | -1070177.7811 | -1345444.7796 | -1131183.2883 | -1071432.8991 | -1222333.7867 | -957461.2035 | -1056137.6398 | -1024837.0393 | -919948.4575 | -1818790.1714 | -1846720.2683 | -2047736.2762 | -2088455.1058 | -2326721.2448 | -2330304.9224 | -2873818.4669
Option 3 SG | ExportGroup_SWNSW2 | Group Network Export Constraints | 0 | 0 | 0 | 0 | 0 | 8881725.2705 | 14154807.5385 | 18535748.2202 | 15608154.1232 | 18273574.3996 | 18496464.3879 | 18948807.4776 | 18901761.0703 | 17353411.5228 | 17125761.2123 | 16408892.0195 | 16916881.959 | 18050031.7934 | 16493162.0685 | 16172712.1608 | 12793086.9472 | 13219114.7136 | 14273361.403 | 14127944.6792
Option 3 SG | ExportGroup_SWQLD1 | Group Network Export Constraints | 7976650.1376 | 11968296.2911 | 10893445.8869 | 10718339.9492 | 11770268.3478 | 12715811.8717 | 12498908.7536 | 14038366.6256 | 13956306.641 | 14687407.8875 | 14083354.2758 | 14354119.8269 | 12123610.4687 | 11569751.3368 | 11464877.0501 | 11117226.6444 | 11167178.7808 | 8929554.4493 | 9690337.7702 | 8400288.03 | 9259604.0751 | 9857800.2699 | 10015219.2808 | 10321725.9013
Option 3 SG | ExportGroup_SWV1 | Group Network Export Constraints | 8054493.6897 | 10786199.3304 | 10743629.8306 | 12981670.2259 | 10670592.9061 | 11671618.6559 | 11835364.0515 | 11936258.026 | 11714039.6161 | 10810120.5059 | 10335572.5176 | 10339288.2785 | 8017928.3974 | 6065293.3812 | 5967996.5252 | 6368226.7408 | 5367089.9713 | 5985339.5746 | 5652944.5926 | 3059984.6436 | 1632353.9168 | 1166696.5402 | 551282.3477 | 897122.2275
Option 3 SG | ExportGroup_WNV1 | Group Network Export Constraints | -1691867.9089 | -1436717.4254 | -1869666.4379 | -335992.1601 | -1373313.4062 | -1110460.9121 | 0 | 0 | 0 | 0 | 0 | 0 | 0 | 0 | 0 | 0 | 0 | 0 | 0 | 0 | 0 | 0 | 0 | 0
Option 3 SG | ExportGroup_WV1 | Group Network Export Constraints | 3511577.5637 | 3849580.8912 | 3991049.2973 | -148420.1095 | -5005141.4096 | -6154686.6121 | -6867372.5722 | -6748041.2971 | -7137808.2509 | -7752462.142 | -7638269.207 | -7721995.9167 | -8772401.9219 | -8822026.7437 | -8385016.8663 | -8107207.2495 | -8378469.7779 | -8045931.2571 | -8019944.3875 | -7756910.1595 | -7324669.3256 | -7638970.0592 | -7813223.8316 | -8638331.4752
Option 3 SG | ExportLimit_DN2_Yass | Distribution REZ Export Constraints | 0 | 0 | 0 | 0 | 0 | 0 | 0 | 0 | 0 | 0 | 0 | 0 | 0 | 0 | 0 | 0 | 0 | 0 | 0 | 0 | 0 | 0 | 0 | 0
Option 3 SG | ExportLimit_DN3_Marulan | Distribution REZ Export Constraints | 0 | 0 | 0 | 0 | -0.09527 | -0.10214 | -0.10152 | -0.10101 | -0.099425 | -0.099351 | -0.09965 | -0.097689 | -0.075569 | -0.091061 | -0.086139 | -0.083874 | -0.075061 | -0.078505 | -0.077095 | -0.07947 | -0.081769 | -0.081502 | -0.083688 | -0.085393
Option 3 SG | ExportLimit_N10_Hunter Coast | REZ Network Export Constraints | 0 | 0 | 0 | -10224000 | -17520000 | -17568000 | -17520000 | -17520000 | -17520000 | -17568000 | -17520000 | -17520000 | -17519999.9998 | -17567999.9998 | -17519999.9997 | -17519999.9997 | -17519999.9996 | -17567999.9997 | -17519999.9996 | -17519999.9996 | -17519999.9996 | -17567999.9995 | -17519999.9995 | -17519999.9995
Option 3 SG | ExportLimit_N11_Illawarra Coast | REZ Network Export Constraints | 0 | 0 | 0 | 0 | 0 | 0 | 0 | 0 | 0 | 0 | 0 | 0 | 0.00021594 | 0.00019 | -17519999.9998 | -17519999.9997 | -17519999.9996 | -17567999.9996 | -17519999.9997 | -17519999.9997 | -17519999.9998 | -17567999.9998 | -17519999.9997 | -17519999.9995
Option 3 SG | ExportLimit_N12_Illawarra | REZ Network Export Constraints | -3796 | -3754.1143 | -3717.566 | -3691.7009 | -85451.7008 | -242973.4136 | -492197.1234 | -853203.1249 | -1329548.9799 | -1619289.5227 | -1877425.1222 | -2101784.6912 | -2066205.594 | -2236182.7682 | -2323430.3347 | -2445597.003 | -2624063.849 | -2878691.2288 | -3160472.802 | -3578220.7963 | -4040511.6961 | -4520569.8186 | -4957870.1765 | -5335843.814
Option 3 SG | ExportLimit_N13_South Cobar | REZ Network Export Constraints | 0 | 0.64294 | 0.64416 | 0.46565 | 0.45605 | 0.3876 | 0.67314 | 0.64983 | 0.73677 | 0.72554 | 0.7061 | 0.65612 | 0.70845 | 0.719 | 0.70265 | 0.69544 | 0.61339 | 0.66261 | 0.69307 | 0.66137 | 0.66111 | 0.64435 | 419743.0939 | 452087.6708
Option 3 SG | ExportLimit_N1_North West NSW | REZ Network Export Constraints | 396363.1481 | 732344.1794 | 714468.034 | 556040.7887 | 533098.1698 | 479076.9743 | 516919.5977 | 479316.1922 | 614035.5599 | 572145.3364 | 614322.9902 | 615238.3984 | 650713.3702 | 663639.6463 | 651920.2346 | 685333.4621 | 667179.2231 | 652944.1251 | 670935.3354 | 611099.1284 | 530355.1254 | 413051.3373 | 387541.8169 | 349171.7128
Option 3 SG | ExportLimit_N2_New England | REZ Network Export Constraints | 2371702.1171 | 2602576.0148 | 2773673.414 | 2472524.1258 | 2806725.1043 | 2820580.5194 | -17791912.3044 | -17759703.7372 | -17459789.9046 | -17898592.2277 | -17601994.5189 | -16378564.5406 | -16702359.3302 | -17121920.3216 | -16985391.4635 | -15308411.3193 | -14425389.0732 | -15549935.3812 | -15365609.4498 | -15727240.3712 | -14326921.4612 | -13871266.1282 | -13870435.1668 | -13022398.3327
Option 3 SG | ExportLimit_N3_Central-West Orana | REZ Network Export Constraints | 3438931.3813 | 3837798.7226 | -17641603.0413 | -20745865.071 | -20703604.2995 | -20930319.8047 | -20979386.4043 | -19835933.1746 | -21502184.3845 | -21939686.6589 | -22662691.7316 | -24742619.5183 | -23663528.2593 | -25831117.8313 | -22993567.1246 | -22810601.7804 | -25027874.0095 | -24918846.9201 | -22400865.3591 | -22864530.0881 | -22185979.8986 | -22372220.6711 | -23153848.5931 | -22208772.5997
Option 3 SG | ExportLimit_N4_Broken Hill | REZ Network Export Constraints | 778804.0781 | 1170946.1671 | 1097199.9264 | 815825.3198 | 801100.3988 | 680516.3642 | 738940.7441 | 742911.4671 | 930091.9839 | 779843.6733 | 906766.1644 | 935785.0867 | 890156.839 | 885614.314 | 922003.5911 | 1039869.0735 | 1081746.2407 | 1195439.7988 | 1179931.4998 | 1146361.0895 | 1164516.2329 | 1033914.1783 | 1013401.9852 | 1069911.7293
Option 3 SG | ExportLimit_N5_South West NSW | REZ Network Export Constraints | 1522939.2888 | -4188474.1209 | -8418575.2687 | -9124785.8289 | -9140416.4065 | -12643814.9139 | -14709240.8082 | -14869496.4192 | -14289481.7845 | -14429316.2741 | -14326497.1654 | -14268313.534 | -14329668.24 | -14112372.964 | -14188358.038 | -14223915.1164 | -14175875.2959 | -14399315.9793 | -14379127.571 | -14547778.1192 | -14431729.549 | -12561093.4324 | -12517047.8941 | -11997540.3022
Option 3 SG | ExportLimit_N6_Wagga Wagga | REZ Network Export Constraints | 910458.5125 | -7627106.4267 | -7352439.0566 | -8186369.8696 | -8673856.8046 | -9809378.7187 | -9820504.9326 | -10424214.0891 | -8229707.0187 | -8727233.5962 | -8597380.3707 | -8812670.9398 | -8807887.4337 | -8073008.0599 | -8031098.5631 | -8435094.825 | -8330161.3816 | -8266401.2656 | -8189169.2345 | -8705821.4675 | -8231378.1489 | -8663544.6761 | -8747408.3632 | -8733023.2833
Option 3 SG | ExportLimit_N7_Tumut | REZ Network Export Constraints | -241.8453 | -5249068.4978 | -5088226.1872 | -4858581.1697 | -4849143.1637 | -4943951.6283 | -5086534.5722 | -4885430.4213 | -4848918.6548 | -4819197.2338 | -4870078.6851 | -4806592.654 | -4843529.8659 | -4946134.7505 | -4805974.0044 | -4829302.8844 | -4837801.9606 | -4923521.3898 | -4881017.1061 | -4858552.9565 | -4834795.0832 | -4570566.6018 | -4555082.2733 | -4480875.7249
Option 3 SG | ExportLimit_N8_Cooma-Monaro | REZ Network Export Constraints | 324547.2339 | 476249.814 | 518645.9735 | 1076432.213 | 1011459.5993 | 1001171.9773 | 888017.9232 | 975053.9342 | 965146.7886 | 925427.2058 | 814518.4107 | 697399.5219 | 762152.2497 | 728846.7373 | 438253.741 | 348333.151 | 275106.6798 | 228313.3285 | 604821.3457 | 541158.321 | 431035.4073 | 509595.9793 | 445890.6828 | 459424.0866
Option 3 SG | ExportLimit_N9_Hunter-Central Coast | REZ Network Export Constraints | -128324.003 | 1664630.7989 | -6759728.3987 | -6980428.0022 | -7078316.4178 | -7144228.6362 | -7254410.8672 | -7201056.3987 | -7044382.6161 | -7178511.7878 | -7214522.4509 | -7361305.3643 | -7106233.7573 | -7210390.7418 | -5155259.5498 | -5106504.7686 | -3540122.592 | -4066636.0747 | -3602993.0572 | -3799422.8352 | -4058356.7231 | -4039283.2242 | -4327657.7926 | -3969280.533
Option 3 SG | ExportLimit_Q1_Far North Qld | REZ Network Export Constraints | 929110.4862 | 983335.3011 | 1017335.2674 | 1063972.8468 | 1057117.4177 | 969946.5877 | 1785172.8201 | 2093384.0918 | 3400780.6747 | 3367254.3444 | 3290034.6462 | 3119019.7732 | 3094850.9851 | 3587613.9587 | 3326848.9476 | 3596320.523 | 3477571.2203 | 3369218.5741 | 3495309.5741 | 4014561.3451 | 3974797.8158 | 3676702.3139 | 3113552.4003 | 3699347.8782
Option 3 SG | ExportLimit_Q2_North Qld Clean Energy Hub | REZ Network Export Constraints | 335604.7764 | 352654.9989 | 371553.6121 | 365136.5065 | 333720.515 | -12819971.1938 | -12783860.0684 | -12775381.0833 | -12769860.4985 | -12807803.8171 | -12550984.756 | -12667016.8156 | -11449365.2857 | -11322883.0541 | -10615012.4074 | -10549002.6011 | -8622111.3054 | -6068591.3323 | -5726141.7614 | -5368375.1471 | -5709485.4422 | -6285564.8174 | -4513371.425 | -3878266.8382
Option 3 SG | ExportLimit_Q5_Barcaldine | REZ Network Export Constraints | 0 | 0.14704 | 0.14435 | 0.12733 | 0.14555 | 0.1443 | 0.15784 | 0.14508 | 0.15084 | 0.14962 | 0.31528 | 339931.142 | 335941.0437 | 347924.5386 | 369793.3309 | 371738.4228 | 330652.7584 | 327245.4361 | 373455.3295 | 384332.8352 | 396994.0457 | 381180.0162 | 403893.564 | 455536.5902
Option 3 SG | ExportLimit_Q9_Banana | REZ Network Export Constraints | 36768.0165 | 39732.9857 | 42451.786 | 35719.12 | 36200.9581 | 34895.6413 | 36187.2742 | 36946.7683 | 39234.2921 | 37393.4897 | 40302.6526 | 37726.2753 | 38608.2527 | 38901.5931 | 39988.7306 | 42440.7816 | 36905.8497 | 0 | 0 | 0 | 0 | 0 | 0 | 0
Option 3 SG | ExportLimit_S2_Riverland | REZ Network Export Constraints | 32433.0396 | -3844857.0943 | -6759940.469 | -6789599.2367 | -6785955.5295 | -6756623.127 | -6777640.9931 | -6760664.0737 | -6759269.1597 | -6745684.7064 | -6748653.5432 | -6708069.529 | -6709292.9429 | -6706954.0415 | -6680242.7563 | -6717275.689 | -6748697.616 | -6753919.7398 | -6719030.3347 | -6760678.2904 | -6752376.156 | -6840692.7241 | -6846827.5968 | -6810826.9099
Option 3 SG | ExportLimit_S4_Yorke Peninsula | REZ Network Export Constraints | -459.7492 | -3391.0124 | -468.8403 | -389.0061 | 0.0086968 | 0.011098 | 0.011302 | 0.012315 | 0.015065 | 0.013402 | 0.015103 | 0.013361 | 0.015757 | 0.015555 | 0.016767 | 0.015881 | 0.016667 | 0.019978 | 0.019222 | 0.040853 | 0.038959 | 0.044925 | 0.061205 | 315831.3737
Option 3 SG | ExportLimit_S6_Roxby Downs | REZ Network Export Constraints | 0 | 0 | 0.0069028 | 0.0072315 | 0.0070552 | 0.0052005 | 0.010526 | 0.011643 | 0.013533 | 0.012793 | 0.013882 | 0.013938 | 0.013709 | 0.013716 | 0.014628 | 0.013778 | 0.014166 | 0.013895 | 0.013767 | 0.012849 | 0.013489 | 0.013416 | 0.013119 | 0.018416
Option 3 SG | ExportLimit_S7_Eastern Eyre Peninsula | REZ Network Export Constraints | 575234.1271 | 593285.8138 | 464528.415 | 486286.7038 | 274854.8669 | 142788.3801 | 117351.3469 | 139489.1623 | 126092.8145 | 0.012581 | 0.013758 | 0.013272 | 0.013939 | 0.014567 | 0.01534 | 0.014661 | 0.01475 | 0.015588 | 0.01415 | 540977.4353 | 970921.5097 | 926657.8997 | 829615.1847 | 1026437.783
Option 3 SG | ExportLimit_S8_Western Eyre Peninsula | REZ Network Export Constraints | 0 | 0 | 0 | 0 | 0 | 0 | 0 | 0 | 0 | 0 | 0 | 0 | 0 | 0 | 0 | 0 | 0 | 0 | 0 | 0 | 0 | 0 | 0 | 0
Option 3 SG | ExportLimit_T1_North East Tasmania | REZ Network Export Constraints | 0 | 0.0078617 | 869067.0063 | 654332.367 | 805468.2313 | 907042.0129 | 899931.316 | 897383.578 | 869183.2067 | 841055.6946 | 1015680.1766 | 1103365.3571 | 1122747.3644 | 1122195.5629 | 679895.3017 | 565970.7117 | 582867.6427 | 549778.2882 | 552796.1192 | 576666.8395 | 502657.7583 | 441141.1321 | 508057.277 | 411133.3366
Option 3 SG | ExportLimit_T2_North West Tasmania | REZ Network Export Constraints | 390481.1912 | 410842.282 | 596907.3139 | 617795.5384 | 601789.1719 | 594281.503 | 603519.8784 | 632888.7715 | 629701.3566 | 643332.8457 | 643178.7348 | 625395.4243 | 644801.228 | 621626.1274 | 361222.5776 | 394228.9061 | 378758.2526 | 434887.1419 | 422279.0416 | 464855.7923 | 479051.7243 | 480102.2252 | 479998.8625 | 490502.5241
Option 3 SG | ExportLimit_T3_Central Highlands | REZ Network Export Constraints | 498399.5591 | 915699.8497 | 1299302.08 | 1998961.9489 | -751956.4781 | -2701390.1513 | -2549897.4488 | 764530.1479 | 868249.1936 | 1578381.1635 | 1259856.6493 | 939483.39 | 1176783.7192 | 1322716.4138 | 71909.7923 | 183417.6725 | 293993.3354 | 358685.4241 | -104426.9859 | 67031.9736 | 146301.1851 | 64906.8593 | 152869.1257 | 258979.4601
Option 3 SG | ExportLimit_V1_North West VIC | REZ Network Export Constraints | 1216021.5824 | -63806.7624 | 1814203.0008 | 2071314.2129 | 1509618.5486 | -6876131.7073 | -12583757.2067 | -12038013.3311 | -12115490.0985 | -12784170.2071 | -12820269.4691 | -12922537.8238 | -13770349.2501 | -13642014.7276 | -13053148.6859 | -12951104.3658 | -13194124.8272 | -12749160.9233 | -12653831.4769 | -12326171.7241 | -12187732.0634 | -12155084.5586 | -12375505.5793 | -12833674.0933
Option 3 SG | ExportLimit_V2_Central Highlands VIC | REZ Network Export Constraints | 1916405.0515 | 2672836.4234 | 3647192.7007 | 3592729.9514 | 2273770.7495 | 2274414.3145 | 2272109.2263 | 2591583.1163 | 2659661.4931 | 2621204.5981 | 2539591.4122 | 2558568.5539 | 2238320.1003 | 1855336.1192 | 2097897.2962 | 2212172.4411 | 2164788.8627 | 2415518.169 | 1507667.7466 | 1858882.6835 | 1350706.7143 | 1346769.7931 | 1690409.1181 | 2217675.0489
Option 3 SG | ExportLimit_V7_Central North VIC | REZ Network Export Constraints | 1557851.8352 | 1993601.4507 | 2847471.5038 | 3016254.1069 | 2901953.9825 | 2611879.0436 | 2517382.8752 | 2886792.7366 | 2875642.8573 | 2419289.0377 | 2478387.2486 | 2189537.0646 | 2162212.0236 | 2441436.6859 | 2529211.0119 | 2594000.0592 | 2553250.6542 | 2662693.7832 | 2582995.5903 | 2601048.7112 | 2796769.394 | 2785753.5582 | 2713975.0984 | 2690126.8489
Option 3 SG | ExportLimit_V8_Gippsland Offshore | REZ Network Export Constraints | 0 | 0 | 0 | 0 | 0 | -11427542.1664 | -8678383.7589 | -22799040.6985 | -20722489.3958 | -16716522.5951 | -14032222.6726 | -12991275.0028 | -32569797.5029 | -31709238.3211 | -28333648.1341 | -29609056.2605 | -28494635.2578 | -28175180.8784 | -27975133.0873 | -26080103.6517 | -28639524.7049 | -28343770.2957 | -27462051.6646 | -26231255.2618
Option 3 SG | Gas Zone Daily Offtake Limit Colongra | Gas Infrastructure Limitations by Gas Zone | 0.00021652 | 28.8187 | 0.00020056 | 0.00019289 | 0.00052698 | 0.0021765 | 1210.1999 | 161.36 | 446.8984 | 887.48 | 1796.1218 | 1452.7167 | 627.5323 | 1931.7446 | 2936.9885 | 2371.7065 | 2094.7345 | 3173.8735 | 3308.9199 | 4867.2518 | 2678.2335 | 2768.1134 | 3451.9689 | 2373.145
Option 3 SG | Gas Zone Daily Offtake Limit Gippsland | Gas Infrastructure Limitations by Gas Zone | 3870.9809 | 3556.8336 | 4371.959 | 1630.1829 | 3959.8284 | 2727.7215 | 7175.9692 | 3202.8196 | 4541.9563 | 6612.3491 | 12328.2313 | 11314.3668 | 14270.3869 | 21246.5607 | 35433.8277 | 33672.1729 | 34698.1671 | 33284.0472 | 47189.4597 | 59916.8878 | 52841.871 | 49043.0544 | 71361.177 | 58744.3554
Option 3 SG | Gas Zone Daily Offtake Limit Gladstone | Gas Infrastructure Limitations by Gas Zone | 0 | 0 | 0 | 0 | 3.1381e-05 | 6.5333e-05 | 4.2343e-06 | 4.1971e-06 | 4.4025e-06 | 4.6708e-06 | 5.5193e-06 | 6.432e-06 | 5.7229e-06 | 5.9336e-06 | 6.9488e-06 | 6.8947e-06 | 7.8978e-06 | 1.1495e-05 | 2.2785e-05 | 2.6603e-05 | 3.9615e-05 | 4.0502e-05 | 4.8946e-05 | 0.00043956
Option 3 SG | Gas Zone Daily Offtake Limit Kurri Kurri | Gas Infrastructure Limitations by Gas Zone | 0.00010454 | 11.7764 | 9.7276e-05 | 9.3397e-05 | 0.0002472 | 84.2798 | 1021.6861 | 231.5402 | 633.0993 | 1279.4879 | 2978.7216 | 2436.0452 | 1269.725 | 3608.0814 | 4818.3002 | 3667.102 | 3324.4147 | 5316.5175 | 4986.6765 | 7227.6964 | 4188.7088 | 4629.6195 | 6040.6794 | 4245.0337
Option 3 SG | Gas Zone Daily Offtake Limit Laverton North | Gas Infrastructure Limitations by Gas Zone | 54.9068 | 42.0921 | 889.9484 | 123.1762 | 204.5711 | 0.00012288 | 7.4394e-06 | 6.7877e-06 | 165.4684 | 494.2734 | 273.4 | 403.7228 | 75.228 | 903.5262 | 1925.2776 | 1290.8796 | 1428.0487 | 1218.7039 | 2184.9055 | 3128.009 | 1750.5865 | 827.6756 | 2543.0016 | 1485.7745
Option 3 SG | Gas Zone Daily Offtake Limit Melbourne | Gas Infrastructure Limitations by Gas Zone | 817.6681 | 656.1609 | 889.9484 | 810.8069 | 1013.157 | 0.00027158 | 1.8526e-05 | 105.1339 | 849.7781 | 1702.3411 | 1500.2883 | 1893.2504 | 1533.9094 | 3831.4209 | 4284.0265 | 11015.4459 | 10595.9172 | 8453.9891 | 15687.4293 | 20294.3269 | 29709.5849 | 25824.5651 | 44300.1821 | 39124.4347
Option 3 SG | Gas Zone Daily Offtake Limit Moomba | Gas Infrastructure Limitations by Gas Zone | 1621.8605 | 85.2308 | 0.00033298 | 76.8144 | 841.3286 | 350.5644 | 1220.7527 | 389.6582 | 646.2175 | 1080.796 | 1858.062 | 1922.3423 | 1662.1719 | 3473.815 | 4416.7965 | 4613.6524 | 3423.3521 | 3390.1213 | 4247.3279 | 2918.4719 | 7.5343e-05 | 6.9524e-05 | 0.00015445 | 0.00014299
Option 3 SG | Gas Zone Daily Offtake Limit NQGP | Gas Infrastructure Limitations by Gas Zone | 135.1431 | 107.6772 | 223.8447 | 69.7157 | 69.7157 | 69.9067 | 69.7157 | 69.7157 | 69.7157 | 69.9067 | 319.6062 | 871.8905 | 987.1855 | 1293.0557 | 1924.9865 | 1058.1325 | 1564.842 | 1702.9255 | 3161.2172 | 3698.2245 | 3380.6901 | 0 | 0 | 0
Option 3 SG | Gas Zone Daily Offtake Limit Newcastle | Gas Infrastructure Limitations by Gas Zone | 0.00032106 | 40.5951 | 0.00029784 | 0.00028629 | 0.00084501 | 84.2821 | 2231.8859 | 392.9002 | 1079.9977 | 2166.9679 | 4774.8434 | 3888.7619 | 2074.5586 | 6026.4485 | 8392.0416 | 6526.0348 | 5814.0017 | 9160.3256 | 8935.5096 | 12970.7614 | 7461.8983 | 8042.1085 | 10274.3704 | 7230.7838
Option 3 SG | Gas Zone Daily Offtake Limit Northern | Gas Infrastructure Limitations by Gas Zone | 2733.092 | 1952.0569 | 3128.7104 | 1599.9875 | 788.4192 | 670.8759 | 1797.6136 | 714.3035 | 548.0222 | 863.7337 | 4311.7617 | 5745.9744 | 8100.3394 | 9177.192 | 13589.524 | 7315.3065 | 10230.8908 | 11785.6197 | 26303.1116 | 25236.9476 | 17730.593 | 13496.8419 | 17231.8533 | 32988.5877
Option 3 SG | Gas Zone Daily Offtake Limit Port Campbell | Gas Infrastructure Limitations by Gas Zone | 420.7999 | 341.0857 | 2375.6038 | 491.0772 | 1729.1915 | 218.0013 | 420.9508 | 273.1318 | 1048.4381 | 1855.9217 | 2036.7041 | 2095.5382 | 2068.8991 | 4403.7872 | 5582.8246 | 5126.9636 | 3939.1468 | 3931.763 | 6431.2786 | 9003.434 | 5524.5722 | 0 | 0 | 0
Option 3 SG | Gas Zone Daily Offtake Limit Southern | Gas Infrastructure Limitations by Gas Zone | 13239.1505 | 9960.5921 | 12850.8076 | 5147.5849 | 13634.693 | 5628.3881 | 17892.051 | 7368.4367 | 12328.6675 | 19796.2111 | 34220.0881 | 26168.9064 | 27765.1905 | 51987.2022 | 73418.8849 | 77021.3131 | 69615.6027 | 67907.1068 | 88922.5693 | 113439.1427 | 107860.4201 | 94788.9089 | 150895.8362 | 119821.4463
Option 3 SG | Gordon Min Gen | Hydro min release | 631.8548 | 312.2533 | 665.8023 | 557.8032 | 2339.3031 | 2184.7715 | 1785.0085 | 406.5166 | 1321.0163 | 1155.2027 | 1133.2467 | 1287.9138 | 1190.5222 | 1485.438 | 936.0851 | 1046.2026 | 1087.5611 | 913.8917 | 1166.3703 | 1164.3098 | 1141.458 | 1088.4119 | 1301.0264 | 994.5762
Option 3 SG | ImportGroup_N9_Hydrogen | Group Network Import Constraints | 4714953.2014 | -2133469.8431 | -212959.9133 | -1660800.153 | -2113336.7301 | -3531397.2156 | -3147698.2226 | -6065459.6972 | -7172442.1827 | -7620628.65 | -6976492.7108 | -7497326.9074 | -4895758.7249 | -4374242.1294 | -6237176.7719 | -5166780.495 | -8518160.159 | -4713283.9224 | -5623211.9858 | -4282297.4758 | -4070948.7833 | -2387716.5869 | -2662355.3909 | -5179511.3095
Option 3 SG | ImportGroup_NSA1 | Group Network Import Constraints | -867214.0395 | -1780441.4903 | -1585346.119 | -1485167.196 | -1225369.0406 | -1181045.1482 | -1070621.8385 | -1187332.4218 | -1201580.1325 | -1136878.4675 | -1167699.3699 | -1310094.6499 | -1331888.8668 | -1317142.5807 | -1388721.6965 | -1300518.1218 | -1230621.4226 | -1274320.8474 | -1247771.4391 | -1115198.9373 | -1720544.0308 | -1800881.0536 | -1517754.5464 | -2452343.1029
Option 3 SG | ImportGroup_Q1_Hydrogen | Group Network Import Constraints | 858866.3062 | 860781.592 | 947823.4017 | 1010431.1516 | 1146118.527 | 1268532.9237 | 511815.5426 | 285327.6659 | -921326.8677 | -787146.3533 | -646107.0158 | -373423.6198 | -245325.3869 | -662406.9528 | -367854.6253 | -521193.7179 | -524334.0526 | -320381.7302 | -377764.065 | -855107.5103 | -721042.0531 | -478803.4234 | 100317.5851 | -542965.8054
Option 3 SG | ImportGroup_Q4_Hydrogen | Group Network Import Constraints | -5502976.7221 | -6230339.0769 | -4773260.2322 | -4376365.7876 | -4533044.104 | -4750880.3298 | -4465749.9357 | -4268613.2859 | -3914208.0622 | -4007107.4081 | -4760314.5459 | -5012629.9524 | -4288918.9631 | -3945944.9946 | -3886216.4173 | -3896119.6629 | -2702475.0419 | -1202121.7661 | -681608.3295 | -178087.2787 | -518519.7191 | -1121031.2485 | 694119.0192 | 1769039.7832
Option 3 SG | ImportGroup_Q7_Hydrogen | Group Network Import Constraints | -598451.3333 | -2563338.2757 | -1898860.5858 | 539149.0374 | -243543.6087 | -380358.6404 | -413545.0484 | -416387.634 | 150743.0296 | -523053.0413 | -875692.7465 | -1325877.7155 | -759673.1066 | -349829.3421 | -413669.1951 | -9176239.8945 | -9847683.5625 | -9363168.5389 | -9744546.6292 | -9539493.2513 | -11454543.2765 | -12358464.3931 | -13416815.2464 | -13385407.9343
Option 3 SG | ImportLimit_N12_Illawarra | REZ Network Import Constraints | 3796 | 3754.1143 | 3717.566 | 3691.7009 | 85451.7008 | 242973.4136 | 492197.1234 | 853203.1249 | 1329548.9799 | 1619289.5227 | 1877425.1222 | 2101784.6912 | 2066205.594 | 2236182.7682 | 2323430.3347 | 2445597.003 | 2624063.849 | 2878691.2288 | 3160472.802 | 3578220.7963 | 4040511.6961 | 4520569.8186 | 4957870.1765 | 5335843.814
Option 3 SG | ImportLimit_N1_North West NSW | REZ Network Import Constraints | -396363.1481 | -732344.1794 | -714468.034 | -556040.7887 | -533098.1698 | -479076.9743 | -516919.5977 | -479316.1922 | -614035.5599 | -572145.3365 | -614322.9904 | -615238.3987 | -650713.3702 | -663639.6463 | -651920.2346 | -685333.4621 | -667179.2232 | -652944.1252 | -670935.3356 | -611099.1286 | -530355.1255 | -413051.3375 | -387541.8171 | -349171.7131
Option 3 SG | ImportLimit_N3_Central-West Orana | REZ Network Import Constraints | -3438931.3813 | -3837798.7226 | -15420220.9587 | -36176614.929 | -36218875.7005 | -36148112.1955 | -35943093.5957 | -37086546.8263 | -37509360.6236 | -37233533.815 | -36348853.2767 | -35791920.7894 | -36871012.0474 | -37985012.9307 | -40648202.6267 | -43422956.3636 | -41205684.1361 | -41496173.0297 | -44068259.3391 | -43604594.6108 | -49683735.5187 | -49694398.0765 | -48715866.8324 | -52784439.1006
Option 3 SG | ImportLimit_N8_Cooma-Monaro | REZ Network Import Constraints | -324547.2339 | -476249.814 | -518645.9735 | -1076432.213 | -1011459.6002 | -1001171.9802 | -888017.9232 | -975053.9342 | -965146.7886 | -925427.2058 | -814518.4107 | -697399.5219 | -762152.2498 | -728846.7375 | -438253.7412 | -348333.1511 | -275106.6799 | -228313.3287 | -604821.3458 | -541158.3213 | -431035.4076 | -509595.9795 | -445890.6831 | -459424.0869
Option 3 SG | ImportLimit_Q1_Far North Qld | REZ Network Import Constraints | -929110.4862 | -983335.3011 | -1017335.2674 | -1063972.8468 | -1057117.4177 | -969946.5877 | -1785172.8201 | -2093384.0918 | -3400780.6751 | -3367254.3449 | -3290034.6467 | -3119019.7738 | -3094850.9853 | -3587613.9589 | -3326848.9479 | -3596320.5233 | -3477571.2206 | -3369218.5744 | -3495309.5742 | -4014561.3452 | -3974797.8158 | -3676702.3139 | -3113552.4003 | -3699347.8783
Option 3 SG | ImportLimit_S3_Mid-North SA | REZ Network Import Constraints | -5249063.9927 | -5444745.1676 | -5050596.8774 | -5827859.3412 | -5389517.4381 | -6173235.5779 | -5391412.6977 | -5970983.9661 | -5925965.2618 | -5605910.1813 | -4708837.6202 | -5389066.3687 | -5344161.6804 | -3872431.1354 | -4391657.6041 | -4824329.6129 | -4817106.8952 | -5633988.5772 | -7480391.5221 | -7775784.8987 | -6952859.5168 | -6586184.3539 | -5188634.5278 | -5668826.0809
Option 3 SG | ImportLimit_S7_Eastern Eyre Peninsula | REZ Network Import Constraints | -575234.1271 | -593285.8138 | -464528.415 | -486286.7038 | -274854.8684 | -142788.3818 | -117351.3469 | -139489.1623 | -126092.8145 | -0.012614 | -0.013798 | -0.013325 | -0.014012 | -0.014643 | -0.015418 | -0.014742 | -0.014837 | -0.015717 | -0.01432 | -540977.4355 | -970921.5099 | -926657.8999 | -829615.185 | -1026437.7832
Option 3 SG | ImportLimit_T1_North East Tasmania | REZ Network Import Constraints | 0 | -0.0078617 | -869067.0063 | -654332.367 | -805468.2313 | -907042.0129 | -899931.316 | -897383.578 | -869183.2068 | -841055.6947 | -1743905.054 | -2184568.6695 | -2203950.6767 | -2206361.0761 | -1761098.614 | -1647174.0241 | -1664070.9551 | -1633943.8014 | -1633999.4315 | -1657870.1518 | -1583861.0707 | -1525306.6453 | -1589260.5894 | -1492336.649
Option 3 SG | ImportLimit_T3_Central Highlands | REZ Network Import Constraints | -498399.5591 | -915699.8497 | -1299302.08 | -1998961.9489 | -4895723.5219 | -7048849.8487 | -7173702.5512 | -10488130.1479 | -10591849.1936 | -11328621.1635 | -10983456.6493 | -10663083.39 | -10900383.7192 | -11072956.4138 | -9795509.7923 | -9907017.6725 | -10017593.3354 | -10108925.4241 | -9619173.0141 | -9790631.9736 | -9869901.1851 | -9815146.8593 | -9876469.1257 | -9982579.4601
Option 3 SG | ImportLimit_V1_North West VIC | REZ Network Import Constraints | -1216021.5824 | -4044993.2376 | -8822203.0008 | -9079314.2129 | -8517618.5486 | -16380828.2927 | -22105842.7933 | -22651586.6689 | -22574109.9015 | -22000469.793 | -21869330.531 | -21767062.1763 | -20919250.75 | -21142625.2727 | -21636451.3143 | -21738495.6344 | -21495475.1731 | -22035479.077 | -22035768.5232 | -22363428.2759 | -22501867.9366 | -22629555.4415 | -22314094.4208 | -21855925.9068
Option 3 SG | ImportLimit_V5_South West VIC | REZ Network Import Constraints | -9565209.2748 | -12357632.7571 | -13293836.0766 | -14076879.5235 | -12212416.5541 | -11298816.7471 | -10943717.7749 | -11445003.7284 | -10851116.7282 | -10465576.6279 | -9692518.6546 | -9126637.8543 | -7394168.9048 | -6042427.057 | -5679672.8572 | -5738702.7504 | -5182448.6833 | -5281356.3204 | -4358365.455 | -1693969.3043 | 44599.5914 | 809608.5797 | 903683.1784 | 1244672.354
Option 3 SG | ImportLimit_V7_Central North VIC | REZ Network Import Constraints | -1557851.8352 | -1993601.4507 | -2847471.5038 | -3016254.1069 | -2901953.9825 | -2611879.0436 | -2517382.8752 | -2886792.7366 | -2875642.8574 | -2419289.0378 | -2478387.2487 | -2189537.0647 | -2162212.0238 | -2441436.6863 | -2529211.0123 | -2594000.0596 | -2553250.6546 | -2662693.7836 | -2582995.5904 | -2601048.7113 | -2796769.3941 | -2785753.5583 | -2713975.0986 | -2690126.849
Option 3 SG | Kareeya Min Gen | Hydro min release | 691.6405 | 609.6322 | 535.2271 | 591.4574 | 543.9275 | 473.9952 | 462.2481 | 535.1114 | 590.2976 | 531.9577 | 550.6413 | 618.8943 | 482.1813 | 609.5868 | 539.951 | 580.1261 | 647.7185 | 503.5677 | 490.5253 | 473.271 | 474.7864 | 467.3714 | 448.7605 | 380.3055
Option 3 SG | Liapootah Min Gen | Hydro min release | 548.9954 | 623.1754 | 433.5614 | 520.6304 | 526.4491 | 406.3725 | 571.5724 | 517.7813 | 432.4368 | 403.2398 | 382.7289 | 459.6269 | 403.4865 | 381.3826 | 332.5622 | 320.1644 | 356.211 | 318.0872 | 318.1088 | 330.824 | 350.3958 | 361.0824 | 388.5522 | 336.5114
Option 3 SG | N >> 11-0_17-0 | NetworkConstraints | 19878464.2732 | 21133616.1212 | 21695175.7031 | 19366791.938 | 19599170.0147 | 21435894.5288 | 21815679.5978 | 17915414.6205 | 17707063.9051 | 18799896.4207 | 19139502.262 | 19497607.4577 | 18889408.9583 | 19140096.2246 | 17967972.1393 | 16916194.3222 | 18019039.2889 | 17372609.1274 | 18186662.4198 | 18546328.4382 | 16348731.6553 | 15866747.4929 | 17440548.8621 | 16222537.7899
Option 3 SG | N >> 11-0_39/1 | NetworkConstraints | 0 | 0 | 0 | 0 | 0 | 0 | 0 | 19064052.584 | 18854439.273 | 19986995.4555 | 20338440.8971 | 20723326.0759 | 20147837.8845 | 20411137.0937 | 0 | 0 | 0 | 0 | 0 | 0 | 0 | 0 | 0 | 0
Option 3 SG | N >> 11-0_BAN_SCRK_1 | NetworkConstraints | 0 | 0 | 0 | 0 | 0 | 0 | 0 | 0 | 0 | 0 | 0 | 0 | 0 | 0 | 19586451.1231 | 18527164.9274 | 19676094.8125 | 19087333.0262 | 19892380.5181 | 20230599.9547 | 18023528.5054 | 17565143.892 | 19157467.1045 | 17988832.8618
Option 3 SG | N >> 12-0_14-0_R | NetworkConstraints | 38998065.26 | 41301644.2984 | 37657863.2166 | 40502468.9314 | 43243197.242 | 45737806.1758 | 47150766.0455 | 44362613.7021 | 45985789.9269 | 47717656.4496 | 48445855.5852 | 49280494.8475 | 49297186.0386 | 50155665.0813 | 47511724.2919 | 47509011.989 | 48179987.6714 | 48441151.6384 | 50367527.9619 | 50353812.301 | 50085267.9726 | 50280747.4204 | 51365184.4202 | 51964387.6842
Option 3 SG | N >> 12-0_39-1_R | NetworkConstraints | 46560408.7226 | 49890169.8534 | 46122916.9055 | 47132383.2426 | 49037655.9897 | 52134951.7112 | 53636853.6817 | 0 | 0 | 0 | 0 | 0 | 0 | 0 | 0 | 0 | 0 | 0 | 0 | 0 | 0 | 0 | 0 | 0
Option 3 SG | N >> 12-0_39/1_R | NetworkConstraints | 0 | 0 | 0 | 0 | 0 | 0 | 0 | 48351041.9165 | 50063955.8703 | 52008470.1675 | 52790175.5596 | 53745936.3927 | 53684680.0515 | 54567649.9925 | 49927521.2887 | 49889327.856 | 50668887.4657 | 50999313.0986 | 52903681.9095 | 52869924.8866 | 52518012.2015 | 52758739.3818 | 53868507.075 | 54499377.109
Option 3 SG | N >> 12-0_BAN_SCRK_1_R | NetworkConstraints | 0 | 0 | 0 | 0 | 0 | 0 | 0 | 0 | 0 | 0 | 0 | 0 | 0 | 0 | 49954745.4898 | 49978794.0547 | 50681763.0533 | 51034586.7246 | 52989516.8801 | 52956945.522 | 52723961.3639 | 52965966.6667 | 54075316.3478 | 54762980.6653
Option 3 SG | N >> 16-0_39/1_R | NetworkConstraints | 0 | 0 | 0 | 0 | 0 | 0 | 0 | 28733092.2322 | 29355718.3238 | 31262316.2566 | 31189018.0772 | 32520399.8857 | 30922603.137 | 30140853.6928 | 0 | 0 | 0 | 0 | 0 | 0 | 0 | 0 | 0 | 0
Option 3 SG | N >> 16-0_8-0_R | NetworkConstraints | 20183633.0775 | 24448105.4709 | 25302412.2929 | 23280510.2792 | 23214621.8181 | 26052952.3553 | 26017073.5397 | 20651493.1439 | 21167384.7024 | 22620161.8671 | 22454838.4802 | 23565927.2237 | 22217855.6212 | 21415156.6126 | 17834843.9614 | 17183821.5026 | 18266618.23 | 19259834.4016 | 17408539.2432 | 16162613.2192 | 16179496.7652 | 16753807.8774 | 15222837.551 | 16814820.1923
Option 3 SG | N >> 16-0_BAN_SCRK_1_R | NetworkConstraints | 0 | 0 | 0 | 0 | 0 | 0 | 0 | 0 | 0 | 0 | 0 | 0 | 0 | 0 | 24459745.7161 | 23561087.2364 | 24905380.9593 | 25878184.9895 | 24102062.2194 | 22803157.3896 | 22457894.1413 | 22961922.4197 | 21660508.2224 | 23228351.4276
Option 3 SG | N >> 17-0_11-0 | NetworkConstraints | 20266243.154 | 21861001.0418 | 23014088.2008 | 20136570.5238 | 20178551.3567 | 22162660.9801 | 22530403.0941 | 19655578.9023 | 19537691.2849 | 20748338.9635 | 21095037.5326 | 21520103.1208 | 20775390.0983 | 20999478.2899 | 18504884.6541 | 17389178.0162 | 18529453.0751 | 17846586.5963 | 18644965.0647 | 18969683.9194 | 16734593.2761 | 16225887.897 | 17790538.5128 | 16594583.2764
Option 3 SG | N >> 17-0_39/1 | NetworkConstraints | 0 | 0 | 0 | 0 | 0 | 0 | 0 | 24100668.9326 | 24136123.1975 | 25600635.8684 | 25976408.9922 | 26549482.2212 | 25612156.2348 | 25808185.5232 | 0 | 0 | 0 | 0 | 0 | 0 | 0 | 0 | 0 | 0
Option 3 SG | N >> 17-0_BAN_SCRK_1 | NetworkConstraints | 0 | 0 | 0 | 0 | 0 | 0 | 0 | 0 | 0 | 0 | 0 | 0 | 0 | 0 | 22310053.0643 | 21047120.8556 | 22308986.182 | 21654854.2324 | 22397842.1161 | 22607552.2191 | 20278410.4076 | 19742691.0636 | 21296118.9284 | 20219790.1525
Option 3 SG | N >> 18-0_5-0 | NetworkConstraints | 0 | 0 | 0 | -2944827.5855 | 0 | 0 | 0 | 0 | 0 | 0 | 0 | 0 | 0 | 0 | 0 | 0 | 0 | 0 | 0 | 0 | 0 | 0 | 0 | 0
Option 3 SG | N >> 18-0_5-0_R | NetworkConstraints | 6524890.1115 | 5339712.3122 | 5424613.2434 | 1804804.9028 | 4777646.8466 | 5402829.278 | 5390631.2384 | 5740197.4096 | 5781858.4824 | 6236467.1128 | 6235707.9411 | 6546869.3473 | 6085862.419 | 5968775.8869 | 4981465.6494 | 4526591.0625 | 5009113.5129 | 5114345.9626 | 4770469.2599 | 4559040.4573 | 4193223.0096 | 4189024.9523 | 4156839.4428 | 4205092.0941
Option 3 SG | N >> 31-0_32-0 | NetworkConstraints | 38327022.8687 | 35148575.9096 | 30039050.9259 | 28713907.7783 | 28743788.2279 | 28799603.9625 | 29925578.7068 | 0 | 0 | 0 | 0 | 0 | 0 | 0 | 0 | 0 | 0 | 0 | 0 | 0 | 0 | 0 | 0 | 0
Option 3 SG | N >> 32-0_31-0 | NetworkConstraints | 38326980.2919 | 35148709.2969 | 30039163.007 | 28714094.4279 | 28744040.2124 | 28799851.0558 | 29925831.2921 | 0 | 0 | 0 | 0 | 0 | 0 | 0 | 0 | 0 | 0 | 0 | 0 | 0 | 0 | 0 | 0 | 0
Option 3 SG | N >> 32/2_31-0 | NetworkConstraints | 0 | 0 | 0 | 0 | 0 | 0 | 0 | 21341316.2982 | 21840820.9644 | 21482602.5883 | 22109542.7396 | 22292979.7697 | 25263527.0752 | 26082012.8618 | 27955580.4244 | 31095577.0116 | 30660219.9918 | 32637906.7463 | 34392711.748 | 34830388.488 | 37553084.2688 | 39776299.4089 | 39036459.7809 | 39964656.3407
Option 3 SG | N >> 32/2_38/2 | NetworkConstraints | 0 | 0 | 0 | 0 | 0 | 0 | 0 | 21341615.3752 | 21841136.68 | 21482930.2575 | 22109872.7102 | 22293316.5454 | 25263854.355 | 26082345.963 | 27955898.0193 | 31095886.2267 | 30660536.398 | 32638220.5821 | 34393035.8686 | 34830711.2685 | 37553400.2615 | 39776611.6502 | 39036781.6675 | 39964985.4035
Option 3 SG | N >> 38/1_32/1_R | NetworkConstraints | 0 | 0 | 0 | 0 | 0 | 0 | 0 | 60529133.1029 | 61867982.6679 | 63967716.6229 | 64901272.3345 | 66149981.8895 | 67249974.794 | 68200771.4987 | 73278089.077 | 74910876.9018 | 75834851.4747 | 77835459.2652 | 80176743.7825 | 80134257.4028 | 81297455.9676 | 83056465.9064 | 83550684.1702 | 85255206.8172
Option 3 SG | N >> 38/1_39/2_R | NetworkConstraints | 0 | 0 | 0 | 0 | 0 | 0 | 0 | 60529186.8134 | 61868018.4084 | 63967756.1383 | 64901307.2232 | 66150010.7488 | 67250013.6957 | 68200807.0428 | 0 | 0 | 0 | 0 | 0 | 0 | 0 | 0 | 0 | 0
Option 3 SG | N >> 38/2_32/2 | NetworkConstraints | 0 | 0 | 0 | 0 | 0 | 0 | 0 | 21342896.4708 | 21842455.4147 | 21484325.3555 | 22111280.0537 | 22294760.2259 | 25265242.8494 | 26083746.825 | 27957179.785 | 31097112.2616 | 30661799.9485 | 32639475.4535 | 34394314.0196 | 34831979.0215 | 37554610.1952 | 39777793.9455 | 39038015.3669 | 39966235.6343
Option 3 SG | N >> 39-1_11-0 | NetworkConstraints | 36586272.671 | 40847683.3571 | 39744128.9842 | 38461043.5036 | 39561797.7071 | 42926797.6644 | 43748106.2002 | 0 | 0 | 0 | 0 | 0 | 0 | 0 | 0 | 0 | 0 | 0 | 0 | 0 | 0 | 0 | 0 | 0
Option 3 SG | N >> 39-1_16-0 | NetworkConstraints | 35689878.1151 | 40133989.3398 | 39094360.592 | 37928349.298 | 38962838.2114 | 42338508.0265 | 43103787.0383 | 0 | 0 | 0 | 0 | 0 | 0 | 0 | 0 | 0 | 0 | 0 | 0 | 0 | 0 | 0 | 0 | 0
Option 3 SG | N >> 39-1_17-0 | NetworkConstraints | 36125641.3279 | 40495454.2374 | 39720049.1454 | 38286975.5032 | 39318651.0625 | 42709454.9518 | 43513857.0673 | 0 | 0 | 0 | 0 | 0 | 0 | 0 | 0 | 0 | 0 | 0 | 0 | 0 | 0 | 0 | 0 | 0
Option 3 SG | N >> 39-1_3W-0 | NetworkConstraints | 37189800.0073 | 41373074.8317 | 40213686.0122 | 39023819.1563 | 40108689.3935 | 43554942.1927 | 44359523.2178 | 0 | 0 | 0 | 0 | 0 | 0 | 0 | 0 | 0 | 0 | 0 | 0 | 0 | 0 | 0 | 0 | 0
Option 3 SG | N >> 39-1_5A6-0 | NetworkConstraints | 34309281.7528 | 39334122.4996 | 38404732.2531 | 36602362.2859 | 37599809.0933 | 41097671.3633 | 41846863.6308 | 0 | 0 | 0 | 0 | 0 | 0 | 0 | 0 | 0 | 0 | 0 | 0 | 0 | 0 | 0 | 0 | 0
Option 3 SG | N >> 39-1_8-0 | NetworkConstraints | 35644185.4444 | 40097143.2905 | 39021103.4013 | 37889804.7165 | 38924747.5501 | 42298167.457 | 43058963.7933 | 0 | 0 | 0 | 0 | 0 | 0 | 0 | 0 | 0 | 0 | 0 | 0 | 0 | 0 | 0 | 0 | 0
Option 3 SG | N >> 39-1_NIL | NetworkConstraints | 36535855.1132 | 40923588.5637 | 39697682.2726 | 38607981.3552 | 39707962.5549 | 43068351.7834 | 43894718.5341 | 0 | 0 | 0 | 0 | 0 | 0 | 0 | 0 | 0 | 0 | 0 | 0 | 0 | 0 | 0 | 0 | 0
Option 3 SG | N >> 39/1_11-0 | NetworkConstraints | 0 | 0 | 0 | 0 | 0 | 0 | 0 | 46141580.9223 | 46824646.4912 | 49369020.4683 | 49878875.1815 | 51151295.3568 | 49848325.0182 | 49969476.8479 | 42923616.2421 | 41656757.0584 | 43450931.1069 | 43480938.2575 | 43974940.0337 | 43680767.2511 | 41629063.1472 | 41566562.9289 | 42641125.4282 | 42600878.8629
Option 3 SG | N >> 39/1_16-0 | NetworkConstraints | 0 | 0 | 0 | 0 | 0 | 0 | 0 | 45669425.5692 | 46459130.5018 | 48989743.3331 | 49434620.8684 | 50768952.0862 | 49415778.7508 | 49422096.5463 | 41976471.1125 | 40815000.181 | 42522339.262 | 42750060.8777 | 42946054.3965 | 42470074.8772 | 40778840.0508 | 40841528.8188 | 41513334.991 | 41826610.0757
Option 3 SG | N >> 39/1_17-0 | NetworkConstraints | 0 | 0 | 0 | 0 | 0 | 0 | 0 | 46268695.6347 | 46987550.631 | 49548469.0724 | 50053964.4032 | 51339348.0132 | 49993446.3775 | 50099650.9659 | 42787012.3005 | 41519581.7287 | 43298430.1424 | 43334875.8969 | 43794342.3046 | 43470425.597 | 41463394.8256 | 41402587.6692 | 42423903.4659 | 42431299.3661
Option 3 SG | N >> 39/1_5A6-0 | NetworkConstraints | 0 | 0 | 0 | 0 | 0 | 0 | 0 | 44304993.3315 | 44869010.2462 | 47478474.9717 | 47977697.2547 | 49335278.7512 | 47823395.9728 | 47798178.0194 | 41271103.3165 | 39917763.1827 | 41775760.9385 | 41905976.1558 | 42067757.8627 | 41674288.1854 | 39576569.0551 | 39554112.2726 | 40461834.2163 | 40457209.2967
Option 3 SG | N >> 39/1_8-0 | NetworkConstraints | 0 | 0 | 0 | 0 | 0 | 0 | 0 | 45600631.7989 | 46399419.4047 | 48926205.5481 | 49363982.734 | 50704110.2858 | 49350777.8742 | 49345432.5718 | 41857758.6698 | 40711784.4206 | 42409808.9078 | 42663286.5663 | 42824457.0601 | 42328624.1796 | 40681499.3436 | 40761645.8307 | 41386940.9364 | 41742158.2657
Option 3 SG | N >> 39/1_BAN_SCK330_2 | NetworkConstraints | 0 | 0 | 0 | 0 | 0 | 0 | 0 | 46209183.6406 | 46996810.7206 | 49528945.3957 | 50012109.0829 | 51316946.5663 | 50015687.3282 | 50094096.8542 | 0 | 0 | 0 | 0 | 0 | 0 | 0 | 0 | 0 | 0
Option 3 SG | N >> 39/1_BAN_SCK330_3 | NetworkConstraints | 0 | 0 | 0 | 0 | 0 | 0 | 0 | 46209183.6406 | 46996810.7206 | 49528945.3957 | 50012109.0829 | 51316946.5663 | 50015687.3282 | 50094096.8542 | 0 | 0 | 0 | 0 | 0 | 0 | 0 | 0 | 0 | 0
Option 3 SG | N >> 39/1_BAN_SCRK_1 | NetworkConstraints | 0 | 0 | 0 | 0 | 0 | 0 | 0 | 0 | 0 | 0 | 0 | 0 | 0 | 0 | 44754929.5531 | 43508065.0292 | 45273936.5751 | 45475286.6601 | 45778607.8546 | 45309207.7919 | 43499960.3705 | 43496134.26 | 44343468.4575 | 44627295.4519
Option 3 SG | N >> 39/1_NIL | NetworkConstraints | 0 | 0 | 0 | 0 | 0 | 0 | 0 | 46209323.3516 | 46996937.1539 | 49529084.7195 | 50012249.0741 | 51317087.7646 | 50015832.4365 | 50094237.3487 | 42718080.1161 | 41554019.3326 | 43258294.8563 | 43418908.0813 | 43779075.4502 | 43380505.7025 | 41606849.1931 | 41627613.5219 | 42458201.2321 | 42661065.7896
Option 3 SG | N >> 39/2_38/1_R | NetworkConstraints | 0 | 0 | 0 | 0 | 0 | 0 | 0 | 60528951.0657 | 61867785.8838 | 63967513.374 | 64901066.5655 | 66149772.323 | 67249767.5771 | 68200561.8304 | 0 | 0 | 0 | 0 | 0 | 0 | 0 | 0 | 0 | 0
Option 3 SG | N >> 39/2_SYDW_SCRK_4_R | NetworkConstraints | 0 | 0 | 0 | 0 | 0 | 0 | 0 | 60529063.4478 | 61867894.3798 | 63967629.1269 | 64901181.6566 | 66149886.7367 | 67249884.7823 | 68200676.9176 | 0 | 0 | 0 | 0 | 0 | 0 | 0 | 0 | 0 | 0
Option 3 SG | N >> 5A5_5P1 | NetworkConstraints | 0 | 0 | -918553.6936 | 10628581.4246 | 14321375.8204 | 15303864.2574 | 15405192.4925 | 15175110.9093 | 15400287.3033 | 15783299.206 | 15490760.2692 | 15129699.9993 | 15021119.5474 | 15172688.5705 | 13357072.0668 | 14301754.8483 | 13514916.2633 | 13309346.5939 | 14534226.6646 | 14339134.2341 | 16978139.3277 | 16548382.4455 | 16473796.0533 | 18782356.3863
Option 3 SG | N >> 5H5_5H6 | NetworkConstraints | 0 | 0 | 0 | 20525943.9238 | 34394768.3907 | 35090354.3225 | 35693976.6621 | 34644195.7302 | 35638173.5474 | 35828987.3184 | 35834186.5157 | 35872760.1403 | 37745393.4429 | 38328846.1994 | 31861992.0888 | 34822938.4996 | 33532410.5728 | 34605269.5197 | 36932146.1348 | 36718090.6291 | 40893182.4311 | 42125961.2322 | 40903581.6343 | 43556175.883
Option 3 SG | N >> 5P1_5A5 | NetworkConstraints | 0 | 0 | -2780057.0063 | 8047527.8003 | 9413521.6485 | 7466736.5465 | 6820198.3212 | 9870289.7031 | 9344995.3216 | 7849424.022 | 6728494.9566 | 5096217.456 | 7996252.318 | 8738296.0826 | 21080408.9732 | 24932849.2164 | 22103934.9331 | 22660210.0987 | 26025833.2132 | 26056842.8024 | 32667253.7537 | 33169788.6104 | 31963587.5789 | 36513813.6727
Option 3 SG | N >> 5P1_5P2 | NetworkConstraints | 0 | 0 | -2964067.6444 | 4110543.5396 | 3496848.9909 | 465162.5854 | -412673.2699 | 3717273.1664 | 2855553.4144 | 570194.6845 | -770720.1235 | -2765493.3137 | 1261781.328 | 2178160.6114 | 19844874.6027 | 24449866.581 | 21129241.5945 | 22017778.5177 | 25779600.5093 | 25949197.7209 | 33185293.9947 | 34147558.2801 | 32561110.1223 | 37220323.259
Option 3 SG | N >> 76-0_39/1_R | NetworkConstraints | 0 | 0 | 0 | 0 | 0 | 0 | 0 | 30013933.6137 | 32222145.5128 | 33223464.8222 | 33618026.2239 | 34277758.7753 | 34225632.396 | 34715468.9383 | 0 | 0 | 0 | 0 | 0 | 0 | 0 | 0 | 0 | 0
Option 3 SG | N >> 76-0_77-0_R | NetworkConstraints | 23357740.2683 | 26779367.6388 | 26339495.5598 | 27273481.0505 | 27993024.2046 | 29394471.2249 | 30558272.538 | 28688356.414 | 30908085.727 | 31823758.374 | 32206057.275 | 32824458.4517 | 32825880.7186 | 33322317.8731 | 24406862.9701 | 25376151.5939 | 24647440.9662 | 25229726.8034 | 26436177.0015 | 25998391.3548 | 28138907.412 | 28582700.3316 | 27950127.0164 | 29803850.4227
Option 3 SG | N >> 76-0_BAN_SCRK_1_R | NetworkConstraints | 0 | 0 | 0 | 0 | 0 | 0 | 0 | 0 | 0 | 0 | 0 | 0 | 0 | 0 | 26605933.247 | 27450934.5937 | 26855303.8727 | 27445168.6578 | 28603170.4079 | 28127427.9846 | 30099552.5715 | 30519367.427 | 29954490.7443 | 31798444.8618
Option 3 SG | N >> 8-0_16-0_R | NetworkConstraints | 19587003.0189 | 23928297.0762 | 24686304.6807 | 22843183.3915 | 22784120.2552 | 25599223.0784 | 25531508.4353 | 17067875.2413 | 17544323.6312 | 18764027.3197 | 18584237.0826 | 19561041.5926 | 18398380.491 | 17647176.4891 | 14585559.8001 | 14099102.0213 | 14975147.7768 | 15946516.6692 | 14192288.9547 | 13031849.4464 | 13245570.9846 | 13816391.2567 | 12284319.6914 | 13842620.8067
Option 3 SG | N >> 8-0_39/1_R | NetworkConstraints | 0 | 0 | 0 | 0 | 0 | 0 | 0 | 20879977.5834 | 21445362.5857 | 22865035.5551 | 22715818.1748 | 23808914.5887 | 22550258.1029 | 21792810.577 | 0 | 0 | 0 | 0 | 0 | 0 | 0 | 0 | 0 | 0
Option 3 SG | N >> 8-0_BAN_SCRK_1_R | NetworkConstraints | 0 | 0 | 0 | 0 | 0 | 0 | 0 | 0 | 0 | 0 | 0 | 0 | 0 | 0 | 17165534.8448 | 16629466.8795 | 17572764.6144 | 18595980.8493 | 16822336.9846 | 15602940.5249 | 15806015.2805 | 16381704.0798 | 14862663.0431 | 16516661.0334
Option 3 SG | N >> 81-0_82-0 | NetworkConstraints | 31757905.5542 | 28251220.0808 | 12455993.4523 | 0 | 0 | 0 | 0 | 0 | 0 | 0 | 0 | 0 | 0 | 0 | 0 | 0 | 0 | 0 | 0 | 0 | 0 | 0 | 0 | 0
Option 3 SG | N >> 81_82-0 | NetworkConstraints | 0 | 0 | 16591873.4954 | 21671138.6998 | 19608222.3093 | 18570804.5605 | 19053280.9558 | 18283507.4706 | 18379593.9452 | 17676434.4763 | 18119326.3378 | 18286017.1653 | 21168563.5095 | 21345912.5856 | 20466140.2991 | 23546266.5806 | 23480708.8508 | 24971911.0209 | 25976394.3046 | 26045866.1608 | 28563507.7695 | 30634068.0957 | 29234448.8999 | 29563741.8017
Option 3 SG | N >> 82-0_81 | NetworkConstraints | 0 | 0 | 16777674.4618 | 22315453.8003 | 20234825.1844 | 19212919.4125 | 19659864.4822 | 19312380.5973 | 19379600.1874 | 18669186.8855 | 19104851.5604 | 19277288.6355 | 22121878.2491 | 22270752.4552 | 21628777.7136 | 24650811.7555 | 24658801.8374 | 26113557.7684 | 27047726.2682 | 27109289.157 | 29520775.6764 | 31561459.1825 | 30184162.0205 | 30437019.0189
Option 3 SG | N >> 82-0_81-0 | NetworkConstraints | 32841268.3065 | 29377911.7309 | 12908800.9919 | 0 | 0 | 0 | 0 | 0 | 0 | 0 | 0 | 0 | 0 | 0 | 0 | 0 | 0 | 0 | 0 | 0 | 0 | 0 | 0 | 0
Option 3 SG | N >> 93-0_90-0_R | NetworkConstraints | 5484566.2301 | 3405163.4198 | 6273799.5569 | -1801049.3248 | -6888725.8851 | -7443380.7314 | -7201249.0058 | -4768416.2028 | -4823502.4251 | -5049002.3096 | -4715954.513 | -4726092.8984 | -3857196.2577 | -3410149.5602 | -3748918.5666 | -3070741.8851 | -3379422.4274 | -2556989.14 | -2234592.1944 | -1704717.7464 | -1488196.1829 | -644207.1909 | -564077.447 | -824746.7562
Option 3 SG | N >> BANNABY_1TH1_2_39/1 | NetworkConstraints | 0 | 0 | 0 | 0 | 0 | 0 | 0 | 42074283.9747 | 43622537.1872 | 45074311.3382 | 45627252.5086 | 46218212.8485 | 46419321.2474 | 47251803.3769 | 0 | 0 | 0 | 0 | 0 | 0 | 0 | 0 | 0 | 0
Option 3 SG | N >> BANNABY_1TH1_2_BAN_SCRK_1 | NetworkConstraints | 0 | 0 | 0 | 0 | 0 | 0 | 0 | 0 | 0 | 0 | 0 | 0 | 0 | 0 | 4556701.4086 | 6143887.7679 | 4677722.044 | 6008710.3923 | 6297554.4473 | 6022069.9314 | 8997492.5885 | 9484702.3465 | 8918475.3582 | 10763273.9596
Option 3 SG | N >> BAN_SCK330_2_39/1 | NetworkConstraints | 0 | 0 | 0 | 0 | 0 | 0 | 0 | 46209343.1542 | 46996973.5089 | 49529117.6079 | 50012284.8822 | 51317127.3854 | 50015861.5798 | 50094274.4391 | 0 | 0 | 0 | 0 | 0 | 0 | 0 | 0 | 0 | 0
Option 3 SG | N >> BAN_SCK330_2_BAN_SCK330_3 | NetworkConstraints | 0 | 0 | 0 | 0 | 0 | 0 | 0 | 46209230.8009 | 46996859.2729 | 49528997.6827 | 50012163.244 | 51317000.6903 | 50015743.368 | 50094152.771 | 0 | 0 | 0 | 0 | 0 | 0 | 0 | 0 | 0 | 0
Option 3 SG | N >> BAN_SCRK_1_11-0 | NetworkConstraints | 0 | 0 | 0 | 0 | 0 | 0 | 0 | 0 | 0 | 0 | 0 | 0 | 0 | 0 | 53742417.0263 | 51972059.1346 | 54031015.9795 | 54374689.8667 | 54339076.2843 | 53517326.8813 | 51432657.7705 | 51186592.6698 | 52265165.1735 | 52892891.8976
Option 3 SG | N >> BAN_SCRK_1_16-0 | NetworkConstraints | 0 | 0 | 0 | 0 | 0 | 0 | 0 | 0 | 0 | 0 | 0 | 0 | 0 | 0 | 53519902.413 | 51816183.959 | 53823890.3403 | 54351162.4309 | 54038136.7306 | 53037402.8065 | 51248617.412 | 51109368.3207 | 51834412.831 | 52790400.9271
Option 3 SG | N >> BAN_SCRK_1_17-0 | NetworkConstraints | 0 | 0 | 0 | 0 | 0 | 0 | 0 | 0 | 0 | 0 | 0 | 0 | 0 | 0 | 53813872.9285 | 52005384.282 | 54082389.6736 | 54386179.7758 | 54366760.5667 | 53548257.7809 | 51409160.7198 | 51137663.2322 | 52239742.5932 | 52832909.9764
Option 3 SG | N >> BAN_SCRK_1_5A6-0 | NetworkConstraints | 0 | 0 | 0 | 0 | 0 | 0 | 0 | 0 | 0 | 0 | 0 | 0 | 0 | 0 | 48911899.4948 | 46761662.4861 | 49110307.4756 | 49480092.5314 | 48811180.6951 | 47924076.9717 | 45264416.8831 | 44975683.3624 | 46027577.9534 | 46305279.3767
Option 3 SG | N >> BAN_SCRK_1_8-0 | NetworkConstraints | 0 | 0 | 0 | 0 | 0 | 0 | 0 | 0 | 0 | 0 | 0 | 0 | 0 | 0 | 53491758.753 | 51799847.4789 | 53799979.959 | 54350023.0557 | 54008597.195 | 52989937.2144 | 51238511.9516 | 51112883.3451 | 51800926.0372 | 52794546.9726
Option 3 SG | N >> BAN_SCRK_1_BAN_SCRK_2 | NetworkConstraints | 0 | 0 | 0 | 0 | 0 | 0 | 0 | 0 | 0 | 0 | 0 | 0 | 0 | 0 | 53727588.1525 | 52028531.9582 | 54006768.4464 | 54476249.3276 | 54298261.6814 | 53363916.5403 | 51530106.8295 | 51343291.6419 | 52205715.3424 | 53067327.0267
Option 3 SG | N >> KEMPS_CK_2H1_2_KEMPS_CK_3H1_2 | NetworkConstraints | 3896630.9045 | 2691208.1755 | -2678407.1833 | 5067104.8164 | 8288624.2393 | 7171776.541 | 7701416.9937 | -9481191.4343 | -9706207.3713 | -10460781.539 | -10617746.0324 | -10903978.0614 | -10026087.5707 | -10040041.255 | 546094.5838 | 1071690.4874 | 861488.2353 | 1434587.5097 | 1120223.6823 | 926444.3371 | 1820349.974 | 2249936.6062 | 1634473.5952 | 2340467.6067
Option 3 SG | N >> MT_PIPER_2TH1_2_39/1 | NetworkConstraints | 0 | 0 | 0 | 0 | 0 | 0 | 0 | 7188418.9249 | 5065570.9747 | 5197047.9328 | 4590801.1625 | 4176940.9246 | 4736567.2746 | 4561425.6097 | 0 | 0 | 0 | 0 | 0 | 0 | 0 | 0 | 0 | 0
Option 3 SG | N >> MT_PIPER_2TH1_2_BAN_SCRK_1 | NetworkConstraints | 0 | 0 | 0 | 0 | 0 | 0 | 0 | 0 | 0 | 0 | 0 | 0 | 0 | 0 | 8185833.9815 | 8694796.2815 | 8821177.7029 | 9129708.1672 | 9328820.6828 | 9383027.5638 | 9886074.3635 | 10023720.8393 | 10120413.4304 | 10877864.4156
Option 3 SG | N >> MT_PIPER_2TH1_2_MT_PIPER_1TH1_2 | NetworkConstraints | 6131473.2295 | 8016264.2564 | 6447799.1111 | 8296152.6985 | 8040997.1365 | 9140137.8719 | 8277139.5321 | 5815430.4911 | 3699061.4289 | 3758802.0778 | 3147300.2785 | 2702817.9481 | 3291075.6183 | 3116118.4506 | 6200179.8796 | 6757013.9083 | 6811073.6459 | 7093047.7157 | 7303296.0964 | 7393057.0094 | 7942091.1738 | 8080213.49 | 8154197.9546 | 8859532.0129
Option 3 SG | N >> SCRK_1TH1_2_SCRK_2TH1_2_R | NetworkConstraints | 0 | 0 | 0 | 0 | 0 | 0 | 0 | 0 | 0 | 0 | 0 | 0 | 0 | 0 | 70144264.4196 | 71032786.7056 | 71901794.0701 | 73484478.8954 | 75619441.9237 | 75453303.531 | 76188022.9791 | 77322626.7013 | 78149955.6577 | 79954989.5983
Option 3 SG | NNSW H2 Domestic Consumption Purchaser | Subregion flexible electricity load for Domestic H2 | 0 | 0 | 0 | 0 | 11.4714 | 32.8357 | 66.5597 | 115.4964 | 180.0493 | 219.288 | 254.324 | 284.7521 | 308.06 | 326.8929 | 340.6976 | 356.605 | 382.155 | 414.498 | 454.837 | 510.1136 | 572.7893 | 637.3937 | 697.9503 | 749.345
Option 3 SG | NQ H2 Domestic Consumption Purchaser | Subregion flexible electricity load for Domestic H2 | 0 | 0 | 0 | 0 | 3.3893 | 10.1174 | 21.8216 | 39.785 | 64.1357 | 79.0566 | 89.9714 | 98.3936 | 104.4943 | 109.6963 | 114.4523 | 121.4407 | 131.5564 | 143.2117 | 158.4083 | 181.6657 | 210.8657 | 245.3786 | 284.1493 | 322.7643
Option 3 SG | NSA H2 Domestic Consumption Purchaser | Subregion flexible electricity load for Domestic H2 | 0 | 0 | 0 | 0 | 1.2514 | 4.5489 | 11.1323 | 22.3693 | 38.4293 | 49.0443 | 58.0604 | 65.3871 | 70.1321 | 73.9849 | 77.6399 | 82.6464 | 90.2071 | 100.2326 | 113.0444 | 131.0871 | 152.6221 | 176.8054 | 202.2337 | 227.2907
Option 3 SG | NSW EIR Gen | Policies NSW | 0 | 8113.9182 | 8113.9184 | 25173.2089 | 25173.2089 | 25173.209 | 25173.2089 | 25173.209 | 25173.209 | 25173.209 | 25173.209 | 26448.9865 | 26705.1445 | 26705.1445 | 32682.5672 | 36670.1592 | 39239.4637 | 40105.3861 | 41218.3072 | 41218.3072 | 48725.2161 | 51926.664 | 53194.0936 | 56911.311
Option 3 SG | NSW EIR Storage MW | Policies NSW | 1.095e-05 | 4.392e-05 | 199.16 | 590.16 | 590.16 | 590.16 | 590.16 | 1381.41 | 1381.41 | 1381.41 | 1381.41 | 1381.41 | 1381.41 | 1381.41 | 1381.41 | 1381.41 | 1381.41 | 1381.41 | 1381.41 | 1381.41 | 1381.41 | 1381.41 | 1182.25 | 1694.0204
Option 3 SG | NSW EIR Storage MWh | Policies NSW | 9.855e-05 | 0.00036234 | 1593.28 | 4721.28 | 4721.28 | 4721.28 | 4721.28 | 11051.28 | 11051.28 | 11051.28 | 11051.28 | 11051.28 | 11051.28 | 11051.28 | 11051.28 | 11051.28 | 11051.28 | 11051.28 | 11051.28 | 11051.28 | 11051.2799 | 11051.2797 | 9458.0001 | 13552.1629
Option 3 SG | PEC and Heywood Export | Special Constraints | 1151706.1982 | 377500.6087 | -76396.3787 | 99407.4513 | 270628.7306 | -249774.7861 | 427153.6726 | -26502.0406 | 33778.387 | 47007.5966 | 617530.7347 | 35613.9964 | 484074.024 | 1593194.9961 | 1185084.0328 | 935404.3741 | 1557605.0862 | 866325.2575 | 279304.8165 | 294151.7606 | 521984.5117 | 416242.855 | 1483932.3085 | 692605.0274
Option 3 SG | PEC and Heywood Import | Special Constraints | -1151706.1982 | -377500.6087 | 76396.3787 | -99407.4513 | -270628.7306 | 249774.7861 | -427153.6726 | 26502.0406 | -33778.387 | -47007.5966 | -617530.7347 | -35613.9964 | -484074.024 | -1593194.9961 | -1185084.0328 | -935404.3741 | -1557605.0862 | -866325.2575 | -279304.8165 | -294151.7606 | -521984.5117 | -416242.855 | -1483932.3085 | -692605.0274
Option 3 SG | Poatina Min Gen | Hydro min release | 259.7108 | 1459.9377 | 844.0318 | 388.119 | 2054.3439 | 2908.1345 | 2182.3491 | 1395.48 | 1225.442 | 904.5642 | 1086.4477 | 934.6728 | 1412.2053 | 1950.3459 | 957.0625 | 1027.3452 | 933.1166 | 889.1595 | 1106.8568 | 1114.7775 | 1263.03 | 1287.8574 | 1364.4756 | 1298.6736
Option 3 SG | Powering Australia Plan | Policies NEM | 0 | 6.5009e-07 | 2200.7883 | 5543.5104 | 0 | 0 | 0 | 0 | 0 | 0 | 0 | 0 | 0 | 0 | 0 | 0 | 0 | 0 | 0 | 0 | 0 | 0 | 0 | 0
Option 3 SG | REZ Access Scheme N3 | Policies NSW | 0 | 0.00024522 | 0.00025185 | 6704.7492 | 6704.7492 | 6704.7492 | 6704.7492 | 6704.7492 | 6299.3371 | 6299.3371 | 6299.3371 | 6003.7786 | 6003.7786 | 5400.7775 | 6500.7774 | 6744.0236 | 6744.0236 | 6744.0236 | 6932.9365 | 6932.9365 | 7700 | 7700 | 7700 | 7700
Option 3 SG | REZ Access Scheme N5 | Policies NSW | 0 | 6.222e-05 | 0.0001022 | 0.00030295 | 0.00030295 | 0.00030744 | 0.0003066 | 0.00030295 | 0.00030295 | 0.00030378 | 0.00030295 | 0.00030295 | 0.0003066 | 0.00030378 | 0.0003066 | 0.0003066 | 0.0003066 | 0.00030378 | 0.0003066 | 0.0003066 | 0.0003066 | 661.1714 | 661.1713 | 873.9921
Option 3 SG | REZ Landholder_NSW | Landholder Payments | 0 | 0 | 0 | 0 | 0 | 0 | 0 | 0 | 20.5091 | 20.5091 | 20.5091 | 35.4609 | 35.4609 | 65.9656 | 65.9656 | 91.4101 | 91.4101 | 91.4101 | 93.7228 | 93.7228 | 123.1567 | 123.1567 | 123.1567 | 126.3658
Option 3 SG | REZ Landholder_QLD | Landholder Payments | 0 | 0 | 0 | 0 | 0 | 0 | 0 | 0 | 0 | 0 | 0 | 0 | 0 | 0 | 0 | 0 | 0 | 0 | 0 | 0 | 0 | 0 | 0 | 0
Option 3 SG | REZ Landholder_VIC | Landholder Payments | 0 | 0 | 0 | 0 | 0 | 0 | 0 | 0 | 0 | 0 | 0 | 0 | 0 | 0 | 0 | 0 | 0 | 0 | 0 | 0 | 0 | 0 | 0 | 0
Option 3 SG | ResourceLimit_N12_Wind Medium | Resource Limits for REZ | 0 | 0 | 3.65e-06 | 7.3e-06 | 7.3e-06 | 7.32e-06 | 7.3e-06 | 7.3e-06 | 7.3e-06 | 7.32e-06 | 7.3e-06 | 7.3e-06 | 71 | 71 | 71 | 71 | 71 | 71 | 71 | 71 | 71 | 71 | 71 | 71
Option 3 SG | ResourceLimit_N2_Solar | Resource Limits for REZ | 0 | 2.562e-05 | 2.555e-05 | 6.57e-05 | 6.57e-05 | 6.588e-05 | 6.57e-05 | 6.57e-05 | 6.205e-05 | 6.588e-05 | 6.57e-05 | 6.205e-05 | 6.57e-05 | 6.588e-05 | 6.57e-05 | 6.57e-05 | 6.57e-05 | 6.222e-05 | 6.57e-05 | 6.57e-05 | 6.57e-05 | 6.588e-05 | 6.57e-05 | 6.57e-05
Option 3 SG | ResourceLimit_N2_Wind Medium | Resource Limits for REZ | 0 | 0 | 3.65e-06 | 7.3e-06 | 7.3e-06 | 7.32e-06 | 7.3e-06 | 7.3e-06 | 7.3e-06 | 7.32e-06 | 7.3e-06 | 7.3e-06 | 7.3e-06 | 7.32e-06 | 7.3e-06 | 7.3e-06 | 7.3e-06 | 7.32e-06 | 7.3e-06 | 7.3e-06 | 7.3e-06 | 46.3599 | 317.1962 | 662.9029
Option 3 SG | ResourceLimit_N3_Wind Medium | Resource Limits for REZ | 0 | 0 | 3.65e-06 | 7.3e-06 | 7.3e-06 | 7.32e-06 | 7.3e-06 | 7.3e-06 | 7.3e-06 | 7.32e-06 | 7.3e-06 | 7.3e-06 | 7.3e-06 | 7.32e-06 | 7.3e-06 | 746.2188 | 746.2188 | 746.2188 | 980.8466 | 980.8466 | 2795.97 | 2795.97 | 2795.97 | 3402.128
Option 3 SG | ResourceLimit_N5_Solar | Resource Limits for REZ | 0 | 2.562e-05 | 2.92e-05 | 0.00022265 | 0.00022265 | 0.00022326 | 0.00022265 | 0.00022265 | 0.00022265 | 0.00022326 | 0.00022265 | 0.00022265 | 0.00022265 | 0.00022326 | 0.00022265 | 0.00022265 | 0.00022265 | 0.0002196 | 0.00022265 | 0.00022265 | 0.00022265 | 0.00022326 | 0.00022265 | 0.00022265
Option 3 SG | ResourceLimit_N5_Wind Medium | Resource Limits for REZ | 0 | 0 | 3.65e-06 | 7.3e-06 | 7.3e-06 | 7.32e-06 | 7.3e-06 | 7.3e-06 | 7.3e-06 | 7.32e-06 | 7.3e-06 | 7.3e-06 | 7.3e-06 | 7.32e-06 | 7.3e-06 | 7.3e-06 | 7.3e-06 | 7.32e-06 | 7.3e-06 | 7.3e-06 | 7.3e-06 | 1.098e-05 | 1.095e-05 | 1.095e-05
Option 3 SG | ResourceLimit_N9_Solar | Resource Limits for REZ | 0 | 953 | 953 | 953.0005 | 953.0005 | 953.0005 | 953.0005 | 953.0005 | 953.0005 | 953.0005 | 953.0005 | 953.0005 | 953.0005 | 953.0005 | 953.0005 | 953.0005 | 953.0005 | 953.0005 | 953.0005 | 953.0005 | 953.0005 | 953.0005 | 953.0005 | 953.0005
Option 3 SG | ResourceLimit_N9_Wind Medium | Resource Limits for REZ | 0 | 0 | 3.65e-06 | 7.3e-06 | 7.3e-06 | 1.098e-05 | 1.095e-05 | 1.095e-05 | 1.095e-05 | 1.098e-05 | 1.095e-05 | 7.3e-06 | 1.095e-05 | 1.098e-05 | 426.0313 | 445.6991 | 1000 | 1000 | 1000 | 1000 | 1000 | 1000 | 1000 | 1000
Option 3 SG | ResourceLimit_Q8a_Solar | Resource Limits for REZ | 0 | 45.6278 | 45.6278 | 45.6278 | 45.6278 | 45.6278 | 45.6278 | 45.6278 | 45.6278 | 45.6278 | 45.6278 | 45.6278 | 45.6278 | 45.6278 | 45.6278 | 1674.1081 | 2113.86 | 2113.86 | 2113.86 | 2113.86 | 2275.81 | 2275.81 | 2275.81 | 2275.81
Option 3 SG | ResourceLimit_Q8c_Wind Medium | Resource Limits for REZ | 0 | 0 | 3.65e-06 | 3.65e-06 | 7.3e-06 | 7.32e-06 | 7.3e-06 | 7.3e-06 | 7.3e-06 | 1.098e-05 | 0.0001679 | 827.5556 | 827.5556 | 827.5556 | 827.5556 | 827.5556 | 827.5556 | 1008 | 1008 | 1008 | 1008 | 1008 | 1008 | 1008
Option 3 SG | ResourceLimit_S6_Wind Medium | Resource Limits for REZ | 0 | 0 | 3.65e-06 | 3.65e-06 | 3.65e-06 | 3.66e-06 | 3.65e-06 | 3.65e-06 | 3.65e-06 | 3.66e-06 | 3.65e-06 | 3.65e-06 | 3.65e-06 | 3.66e-06 | 3.65e-06 | 3.65e-06 | 3.65e-06 | 3.66e-06 | 3.65e-06 | 3.65e-06 | 3.65e-06 | 3.66e-06 | 3.65e-06 | 7.3e-06
Option 3 SG | ResourceLimit_T1_Solar | Resource Limits for REZ | 0 | 7.32e-06 | 479.5891 | 479.5892 | 479.5892 | 479.5892 | 479.5892 | 479.5892 | 479.5892 | 479.5892 | 479.5892 | 479.5892 | 479.5892 | 479.5892 | 479.5892 | 479.5892 | 479.5892 | 479.5892 | 479.5892 | 479.5892 | 479.5892 | 479.5892 | 479.5892 | 479.5892
Option 3 SG | ResourceLimit_T3_Solar | Resource Limits for REZ | 0 | 3.66e-06 | 120.4109 | 570.4108 | 570.4108 | 570.4108 | 570.4108 | 570.4108 | 570.4108 | 570.4108 | 570.4108 | 570.4108 | 570.4108 | 570.4108 | 570.4108 | 570.4108 | 570.4108 | 570.4108 | 570.4108 | 570.4108 | 570.4108 | 570.4108 | 570.4108 | 570.4108
Option 3 SG | ResourceLimit_T3_Wind Medium | Resource Limits for REZ | 0 | 0 | 3.65e-06 | 7.3e-06 | 7.3e-06 | 7.32e-06 | 7.3e-06 | 7.3e-06 | 7.3e-06 | 7.32e-06 | 55.227 | 55.227 | 55.227 | 55.227 | 55.227 | 55.227 | 55.227 | 55.227 | 55.227 | 55.227 | 55.227 | 55.227 | 55.227 | 55.227
Option 3 SG | ResourceLimit_V1_Wind Medium | Resource Limits for REZ | 0 | 0 | 641.9679 | 828.2839 | 828.2839 | 828.2839 | 828.2839 | 828.2839 | 828.2839 | 828.2839 | 828.2839 | 828.2839 | 828.2839 | 828.2839 | 828.2839 | 828.2839 | 828.2839 | 828.2839 | 828.2839 | 828.2839 | 828.2839 | 828.2839 | 828.2839 | 828.2839
Option 3 SG | ResourceLimit_V5_Wind Medium | Resource Limits for REZ | 0 | 0 | 0.0009052 | 0.00096725 | 0.00096725 | 0.0009699 | 0.00096725 | 0.00096725 | 0.00096725 | 0.0009699 | 0.00096725 | 0.00096725 | 0.00096725 | 0.0009699 | 0.00096725 | 0.00096725 | 0.00096725 | 0.0009699 | 0.00096725 | 0.00096725 | 0.00096725 | 0.0009699 | 22.9462 | 22.9462
Option 3 SG | ResourceLimit_V7_Wind Medium | Resource Limits for REZ | 0 | 0 | 0.00020075 | 148.9644 | 148.9644 | 148.9644 | 148.9644 | 148.9644 | 148.9644 | 148.9644 | 148.9644 | 148.9644 | 148.9644 | 148.9644 | 148.9644 | 148.9644 | 148.9644 | 148.9644 | 148.9644 | 148.9644 | 148.9644 | 148.9644 | 148.9644 | 148.9644
Option 3 SG | SA Firming | Policies SA | 0 | 0 | 318.86 | 318.86 | 564.86 | 564.86 | 564.86 | 564.86 | 564.86 | 749.1823 | 749.1823 | 749.1823 | 749.1823 | 749.1823 | 749.1823 | 749.1823 | 749.1823 | 749.1823 | 891.4766 | 891.4766 | 1269.6921 | 1776.289 | 1773.3294 | 1802.2994
Option 3 SG | SESA H2 Domestic Consumption Purchaser | Subregion flexible electricity load for Domestic H2 | 0 | 0 | 0 | 0 | 0.83429 | 3.0326 | 7.4301 | 14.9129 | 25.6021 | 32.7049 | 38.6896 | 43.5914 | 46.7721 | 49.332 | 51.7774 | 55.0629 | 60.1729 | 66.8217 | 75.3719 | 87.3914 | 101.7307 | 117.8529 | 134.8139 | 151.5271
Option 3 SG | SEV H2 Domestic Consumption Purchaser | Subregion flexible electricity load for Domestic H2 | 0 | 0 | 0 | 0 | 9.6464 | 31.2671 | 69.6361 | 128.0629 | 207.3721 | 256.2803 | 302.8423 | 349.2529 | 393.9393 | 437.9223 | 478.8486 | 520.4379 | 567.5229 | 614.9369 | 665.1007 | 730.1564 | 803.73 | 885.0731 | 967.943 | 1046.6114
Option 3 SG | SNSW H2 Domestic Consumption Purchaser | Subregion flexible electricity load for Domestic H2 | 0.41714 | 0.366 | 0.365 | 0.365 | 11.4714 | 32.8357 | 66.5597 | 115.4964 | 180.0493 | 219.288 | 254.324 | 284.7521 | 308.06 | 326.8929 | 340.6976 | 356.605 | 382.155 | 414.498 | 454.837 | 510.1136 | 572.7893 | 637.3937 | 697.9503 | 749.345
Option 3 SG | SNW Firming | Policies NSW | 7.665e-05 | 1068.0399 | 3172.1793 | 4810.6176 | 4810.6176 | 4810.6177 | 4810.6176 | 5601.8676 | 5601.8676 | 5601.8676 | 5601.8676 | 5601.8676 | 5640.0089 | 5640.0089 | 5640.0089 | 5640.0089 | 5640.0089 | 5640.0089 | 5640.0089 | 5640.0089 | 5640.0088 | 4571.969 | 2467.8297 | 2467.1708
Option 3 SG | SNW H2 Domestic Consumption Purchaser | Subregion flexible electricity load for Domestic H2 | 2.92 | 2.8757 | 2.8416 | 2.8157 | 80.1957 | 229.7974 | 465.9171 | 808.5271 | 1260.345 | 1534.9631 | 1780.1891 | 1993.1607 | 2156.3679 | 2288.2491 | 2384.805 | 2496.235 | 2675.1371 | 2901.5389 | 3183.7289 | 3570.6907 | 4009.6814 | 4461.7826 | 4885.5744 | 5245.4671
Option 3 SG | SQ H2 Domestic Consumption Purchaser | Subregion flexible electricity load for Domestic H2 | 0 | 0 | 0 | 0 | 15.7993 | 47.1883 | 101.8079 | 185.6286 | 299.4043 | 368.9569 | 419.9539 | 459.2221 | 487.5357 | 511.9071 | 534.1454 | 566.7929 | 613.8779 | 668.2426 | 739.2991 | 847.8429 | 983.9357 | 1145.0657 | 1326.0821 | 1506.1464
Option 3 SG | SRET | Policies SA | 0 | 3.538e-06 | 3.0296e-07 | 9.5597e-06 | 1.5053e-05 | 0.00086771 | 1.6324e-06 | 311.4076 | 2.9955e-05 | 1.7929e-06 | 1.7494e-06 | 279.4438 | 808.4702 | 1367.7772 | 629.6278 | 243.6547 | 1385.6281 | 567.2489 | 0.00072835 | 4.9955e-06 | 3.0988e-06 | 1.886e-06 | 1.5401e-06 | 2.7705e-06
Option 3 SG | Shared Upgrade_CNSW-SNW Option 3 - Stage 2 | Shared REZ Upgrades | 0 | 0 | 0 | 0 | 0 | 0 | 0 | 0 | 0 | 0 | 0 | 0 | 0 | 0 | 2000 | 0 | 0 | 0 | 0 | 0 | 0 | 0 | 0 | 0
Option 3 SG | Shared Upgrade_SNSW-CNSW Option 1 (HumeLink) | Shared REZ Upgrades | 0 | 2200 | 0 | 0 | 0 | 0 | 0 | 0 | 0 | 0 | 0 | 0 | 0 | 0 | 0 | 0 | 0 | 0 | 0 | 0 | 0 | 0 | 0 | 0
Option 3 SG | Snowy 2.0 - Gen | Special Constraints | 0 | 0 | 1805037.9116 | 3984727.0203 | 4901402.6549 | 4504382.5951 | 4423411.5672 | 4125961.1894 | 4620280.7237 | 4720430.1603 | 4560988.9481 | 4644645.8653 | 4695288.0849 | 5000626.2892 | 4816768.2528 | 4495554.0013 | 4821344.1884 | 4493601.6164 | 4612542.0284 | 4391534.15 | 5039902.0603 | 5138098.3074 | 5129913.2476 | 5379742.067
Option 3 SG | Snowy 2.0 - Pump | Special Constraints | 0 | 0 | 2529345.8601 | 5627121.7349 | 6024778.9387 | 5997258.1319 | 5819829.7951 | 5500170.1052 | 6186728.0467 | 6368055.3669 | 6094623.0692 | 5879689.6746 | 6529756.2363 | 6431898.1253 | 6342340.8342 | 6393158.4894 | 6264589.4576 | 5763942.8729 | 6408382.9753 | 5923025.0683 | 6583733.0771 | 7225129.7056 | 6821617.397 | 7345924.8189
Option 3 SG | Sys Strength Requirement - Efficient Level CNSW | System Strength Requiements- Efficient | 0 | 0 | 0 | 0 | -7.3e-06 | -3.66e-06 | -7.3e-06 | 0 | 0 | -3.66e-06 | 0 | -3.65e-06 | -3.65e-06 | -1.098e-05 | 0 | 0 | 0 | -3.66e-06 | 0 | 0 | -7.3e-06 | -7.32e-06 | 1.46e-05 | -7.3e-06
Option 3 SG | Sys Strength Requirement - Efficient Level CQ | System Strength Requiements- Efficient | 0 | 0 | 0 | 0 | 0 | 0 | 0 | -3.65e-06 | -1.095e-05 | -7.32e-06 | 0 | 0 | 0 | 0 | 0 | 0 | 0 | 0 | 0 | -3.65e-06 | -1.46e-05 | 0.00013908 | 3.65e-06 | 3.65e-06
Option 3 SG | Sys Strength Requirement - Efficient Level CSA | System Strength Requiements- Efficient | 0 | 0 | -3.65e-06 | -3.65e-06 | -2.19e-05 | -6.954e-05 | -7.3e-05 | -7.3e-05 | -7.665e-05 | -7.686e-05 | -7.665e-05 | -8.395e-05 | -7.665e-05 | -7.686e-05 | 0 | 0 | -3.65e-06 | 0 | 0 | 0 | 0 | 0 | 1.46e-05 | 0
Option 3 SG | Sys Strength Requirement - Efficient Level GG | System Strength Requiements- Efficient | 0 | 0 | -0.00028835 | -0.0002336 | -0.0014052 | -0.0011858 | -0.0006789 | -0.0014417 | -0.0015476 | -0.0015555 | -0.00146 | -0.0014454 | -0.0004088 | -0.00064782 | -0.0011205 | -0.0013797 | -0.0017849 | -0.0024925 | -0.00073365 | -0.00013505 | -0.00020075 | -0.00019032 | -0.00014235 | -0.00035405
Option 3 SG | Sys Strength Requirement - Efficient Level MEL | System Strength Requiements- Efficient | 0 | 0 | 0 | -1.095e-05 | -3.65e-06 | -0.00015738 | -0.00016425 | -0.00016425 | 0 | 0 | -3.65e-06 | -4.015e-05 | 0 | -3.66e-06 | -3.65e-06 | -3.65e-06 | -3.65e-06 | 0 | 0 | 0 | 0 | 0 | 0 | 0
Option 3 SG | Sys Strength Requirement - Efficient Level NNSW | System Strength Requiements- Efficient | 0 | 0 | -3.65e-06 | -1.095e-05 | -7.3e-06 | -0.00015006 | -0.0001533 | -0.0001533 | -0.0001533 | -0.00015372 | -0.0001387 | -7.3e-06 | 0 | 0 | 0 | 0 | 0 | -3.66e-06 | -3.65e-06 | -3.65e-06 | 0 | 0 | 0 | 0
Option 3 SG | Sys Strength Requirement - Efficient Level NQ | System Strength Requiements- Efficient | 0 | 0 | -3.65e-06 | -3.65e-06 | -3.65e-06 | 0 | -0.00020805 | -0.0040369 | -0.00056575 | -0.0074078 | -0.00094535 | -8.76e-05 | 0 | 0 | 0 | 0 | 0 | 0 | -6.57e-05 | -9.49e-05 | -0.00023725 | -0.00013908 | -0.00017155 | -0.0001971
Option 3 SG | Sys Strength Requirement - Efficient Level NSA | System Strength Requiements- Efficient | 0 | 0 | 0 | 0 | -5.84e-05 | -0.00013908 | -0.00014235 | -0.00014235 | -0.00014235 | 0 | 0 | 0 | 0 | 0 | 0 | 0 | 0 | -3.66e-06 | -3.65e-06 | 0 | 0 | 0 | 1.095e-05 | 0
Option 3 SG | Sys Strength Requirement - Efficient Level SESA | System Strength Requiements- Efficient | 0 | 0 | -1.46e-05 | -0.00015695 | -0.0014126 | -0.001259 | 0 | 0 | 0 | 0 | 0 | 0 | 0 | 0 | 0 | 0 | 0 | 0 | 0 | 0 | 0 | -3.66e-06 | 0 | 0
Option 3 SG | Sys Strength Requirement - Efficient Level SEV | System Strength Requiements- Efficient | 0 | 0 | 0 | 0 | -7.3e-06 | 0 | -0.0030514 | -0.0041975 | -4.38e-05 | -0.012276 | -0.0021535 | -0.0025258 | 0 | 0 | 0 | 0 | 0 | 0 | 0 | 0 | 0 | 0 | 5.84e-05 | 0
Option 3 SG | Sys Strength Requirement - Efficient Level SNSW | System Strength Requiements- Efficient | 0 | 0 | -1.095e-05 | 0 | -1.46e-05 | -7.32e-06 | -1.095e-05 | -1.46e-05 | 0 | -1.464e-05 | -1.46e-05 | -3.65e-06 | 0 | 0 | 0 | -3.65e-06 | -2.19e-05 | 0 | 3.65e-06 | 0 | 7.3e-06 | 0 | 0 | 0
Option 3 SG | Sys Strength Requirement - Efficient Level SNW | System Strength Requiements- Efficient | 0 | -3.66e-06 | 0 | 3.65e-06 | -0.0001314 | -0.00041724 | -0.00041975 | 7.3e-06 | 3.65e-06 | 0 | -3.65e-06 | -7.3e-06 | 1.46e-05 | 7.32e-06 | 0 | 0 | -3.65e-06 | -1.464e-05 | -7.3e-06 | 0 | -1.825e-05 | 0 | -1.46e-05 | -7.3e-06
Option 3 SG | Sys Strength Requirement - Efficient Level SQ | System Strength Requiements- Efficient | 0 | 0 | 0 | -3.65e-06 | -2.19e-05 | -0.00021228 | -0.00021535 | -0.000219 | -0.00021535 | 0 | 0 | 0 | 0 | 0 | 0 | 0 | 0 | -3.66e-06 | -0.0003504 | -7.665e-05 | -9.49e-05 | -0.001259 | -0.0066831 | -0.010767
Option 3 SG | Sys Strength Requirement - Efficient Level TAS | System Strength Requiements- Efficient | 0 | -3.66e-06 | -7.3e-06 | -1.46e-05 | -5.84e-05 | -0.00013542 | 0 | 0 | 0 | 0 | 0 | -3.65e-06 | -7.3e-06 | -7.32e-06 | -3.65e-06 | -3.65e-06 | -3.65e-06 | -3.66e-06 | -1.095e-05 | -7.3e-06 | -7.3e-06 | 0 | 0 | 0
Option 3 SG | Sys Strength Requirement - Efficient Level WNV | System Strength Requiements- Efficient | 0 | 0 | 0 | 0 | -2.92e-05 | -3.66e-06 | 0 | 0 | 0 | 0 | 0 | 7.3e-05 | -3.65e-06 | -7.32e-06 | -3.65e-06 | -3.65e-06 | -3.65e-06 | 0 | -8.03e-05 | -6.57e-05 | -5.84e-05 | 0 | -3.65e-06 | 0
Option 3 SG | Sys Strength Requirement - Min Fault Level CNSW | System Strength Requiements - Minimum | 0 | 0 | 0 | 0 | 0 | 0 | 0 | 0 | 0 | 0 | 0 | 0 | 0 | 0 | 701 | 701 | 701 | 701 | 701 | 701 | 701 | 701 | 701 | 701
Option 3 SG | Sys Strength Requirement - Min Fault Level CQ | System Strength Requiements - Minimum | 0 | 0 | 0 | 0 | 0 | 0 | 0 | 0 | 0 | 0 | 0 | 0 | 0 | 0 | 0 | 0 | 0 | 0 | 0 | 0 | 0 | 0 | 0 | 513
Option 3 SG | Sys Strength Requirement - Min Fault Level GG | System Strength Requiements - Minimum | 0 | 0 | 0 | 286.9 | 286.9 | 286.9 | 286.9 | 286.9 | 286.9 | 286.9 | 286.9 | 286.9 | 286.9 | 286.9 | 286.9 | 286.9 | 286.9 | 286.9 | 286.9 | 286.9 | 286.9 | 286.9 | 286.9 | 286.9
Option 3 SG | Sys Strength Requirement - Min Fault Level SEV | System Strength Requiements - Minimum | 0 | 0 | 0 | 0 | 0 | 0 | 0 | 0 | 823.1 | 823.1 | 823.1 | 823.1 | 823.1 | 823.1 | 823.1 | 823.1 | 823.1 | 823.1 | 823.1 | 823.1 | 823.1 | 823.1 | 823.1 | 823.1
Option 3 SG | Sys Strength Requirement - Min Fault Level SNW | System Strength Requiements - Minimum | 0 | 0 | 0 | 0 | 717.2 | 717.2 | 717.2 | 717.2 | 717.2 | 717.2 | 717.2 | 717.2 | 717.2 | 717.2 | 717.2 | 717.2 | 717.2 | 717.2 | 717.2 | 717.2 | 717.2 | 717.2 | 717.2 | 717.2
Option 3 SG | Sys Strength Requirement - Min Fault Level SQ | System Strength Requiements - Minimum | 0 | 0 | 0 | 0 | 0 | 0 | 0 | 0 | 0 | 0 | 0 | 0 | 0 | 0 | 0 | 0 | 0 | 0 | 0 | 0 | 0 | 0 | 0 | 588.4
Option 3 SG | TAS H2 Domestic Consumption Purchaser | Subregion flexible electricity load for Domestic H2 | 0 | 0 | 0 | 0 | 3.5457 | 9.49 | 18.3801 | 30.7121 | 46.4071 | 54.4037 | 62.0491 | 69.9236 | 77.7971 | 86.0629 | 94.2471 | 102.8779 | 114.5579 | 129.9571 | 151.8383 | 185.0029 | 227.9164 | 276.9594 | 326.8539 | 372.9257
Option 3 SG | TRET | Policies TAS | 9764.4513 | 11280.5008 | 11313.4713 | 11401.4307 | 15522.7416 | 16528 | 17056 | 17582 | 18109 | 18635 | 19161 | 19688 | 20215 | 20741 | 16046.8152 | 15543.6967 | 16335.632 | 15942.8585 | 15864.4124 | 16065.9178 | 16940.8716 | 17057.081 | 17686.1339 | 17276.8725
Option 3 SG | Tarraleah Max Energy Day | Hydro min release | 145.7946 | 193.5993 | 143.1801 | 92.507 | 158.0354 | 138.934 | 193.0331 | 150.4296 | 143.9094 | 111.8653 | 158.1754 | 118.3199 | 153.4208 | 178.9203 | 103.1862 | 165.8899 | 138.7039 | 126.436 | 166.9933 | 145.8875 | 139.5782 | 143.7582 | 159.4605 | 117.0797
Option 3 SG | Tarraleah Min Flow | Hydro min release | 145.7946 | 193.5993 | 143.1801 | 92.507 | 158.0354 | 138.934 | 193.0331 | 150.4296 | 143.9094 | 111.8653 | 158.1754 | 118.3199 | 153.4208 | 178.9203 | 103.1862 | 165.8899 | 138.7039 | 126.436 | 166.9933 | 145.8875 | 139.5782 | 143.7582 | 159.4605 | 117.0797
Option 3 SG | Tarraleah Min Gen | Hydro min release | 573.6759 | 625.2261 | 506.5226 | 346.6272 | 661.0292 | 581.161 | 807.4573 | 629.2469 | 601.9728 | 467.9325 | 661.6479 | 494.9322 | 641.7592 | 748.4237 | 431.6279 | 693.9173 | 580.1982 | 528.8816 | 698.5329 | 610.2474 | 583.8555 | 601.3407 | 667.0235 | 489.7443
Option 3 SG | VIC Storage | Policies VIC | 0 | 1220.0001 | 1271.7901 | 1271.7901 | 1271.7901 | 1271.7901 | 1271.7901 | 1271.7901 | 1404.533 | 1404.533 | 1404.533 | 1404.533 | 1404.533 | 1404.533 | 1404.533 | 1404.533 | 1404.533 | 1404.533 | 1404.533 | 1404.533 | 1404.533 | 184.533 | 132.743 | 132.743
Option 3 SG | VOWT | Policies VIC | 0 | 0 | 0 | 0 | 0 | 2000 | 2667 | 3333 | 4000 | 5000 | 6000 | 7000 | 8000 | 9000 | 9000 | 9000 | 9000 | 9000 | 9000 | 9000 | 9000 | 9000 | 9000 | 9000
Option 3 SG | VRET | Policies VIC | 0 | 4368.7207 | 7257.3804 | 11470.0683 | 7984.7763 | 6311.6468 | 3213.6351 | 1.3336e-05 | 3195.3406 | 0 | 0 | 0 | 0 | 0 | 0 | 0 | 0 | 0 | 0 | 0 | 0 | 0 | 0 | 0
Option 3 SG | WNV H2 Domestic Consumption Purchaser | Subregion flexible electricity load for Domestic H2 | 70.7579 | 69.8803 | 68.7497 | 67.89 | 117.0607 | 281.4823 | 626.7761 | 1152.3571 | 1866.5057 | 2306.6537 | 2725.4504 | 3143.0671 | 3545.4536 | 3941.3266 | 4309.7151 | 4683.8364 | 5107.81 | 5534.5626 | 5985.9327 | 6571.4079 | 7233.3614 | 7965.6574 | 8711.4874 | 9419.7114
Option 3 SG | Wayatinah Min Gen | Hydro min release | 224.6954 | 270.517 | 181.5288 | 233.1188 | 235.4382 | 195.5857 | 256.1597 | 211.2328 | 193.675 | 180.7462 | 171.5563 | 205.8897 | 181.0326 | 171.1354 | 149.0514 | 143.5037 | 159.4326 | 142.5805 | 142.6204 | 148.325 | 157.1957 | 161.7544 | 174.2495 | 150.8437
Option 4 SG | 2030 Emissions Budget 1 | Emissions DLT | 100866.6383 | 75407.3326 | 53729.8546 | 29635.1618 | 0 | 0 | 0 | 0 | 0 | 0 | 0 | 0 | 0 | 0 | 0 | 0 | 0 | 0 | 0 | 0 | 0 | 0 | 0 | 0
Option 4 SG | 2035 Emissions Target | Emissions DLT | 0 | 0 | 0 | 0 | 0 | 0 | 0 | 0 | 16889.5547 | 0 | 0 | 0 | 0 | 0 | 0 | 0 | 0 | 0 | 0 | 0 | 0 | 0 | 0 | 0
Option 4 SG | 2050 Emissions Budget 1 | Emissions DLT | 100866.6383 | 75407.3326 | 53729.8546 | 29635.1618 | 27929.3429 | 26746.7264 | 0 | 0 | 0 | 0 | 0 | 0 | 0 | 0 | 0 | 0 | 0 | 0 | 0 | 0 | 0 | 0 | 0 | 0
Option 4 SG | 2050 Emissions Budget 2 | Emissions DLT | 0 | 0 | 0 | 0 | 0 | 0 | 29357.6549 | 25930.0616 | 16889.5547 | 18207.3902 | 18560.6247 | 16433.1077 | 0 | 0 | 0 | 0 | 0 | 0 | 0 | 0 | 0 | 0 | 0 | 0
Option 4 SG | 2050 Emissions Budget 3 | Emissions DLT | 0 | 0 | 0 | 0 | 0 | 0 | 0 | 0 | 0 | 0 | 0 | 0 | 19489.4931 | 21318.7776 | 17484.6152 | 17352.8742 | 15114.8924 | 14265.4857 | 0 | 0 | 0 | 0 | 0 | 0
Option 4 SG | 2050 Emissions Budget 4 | Emissions DLT | 0 | 0 | 0 | 0 | 0 | 0 | 0 | 0 | 0 | 0 | 0 | 0 | 0 | 0 | 0 | 0 | 0 | 0 | 14974.8086 | 14830.5583 | 13063.3162 | 12207.5113 | 15237.1865 | 7984.3191
Option 4 SG | 2050 Emissions Budget NSW 1 | Emissions DLT | 29059.7427 | 24163.8539 | 11064.4875 | 5403.2332 | 2481.5343 | 2416.339 | 0 | 0 | 0 | 0 | 0 | 0 | 0 | 0 | 0 | 0 | 0 | 0 | 0 | 0 | 0 | 0 | 0 | 0
Option 4 SG | 2050 Emissions Budget NSW 2 | Emissions DLT | 0 | 0 | 0 | 0 | 0 | 0 | 3733.9684 | 3001.0933 | 4763.754 | 5069.1093 | 6276.1675 | 6412.9452 | 0 | 0 | 0 | 0 | 0 | 0 | 0 | 0 | 0 | 0 | 0 | 0
Option 4 SG | 2050 Emissions Budget NSW 3 | Emissions DLT | 0 | 0 | 0 | 0 | 0 | 0 | 0 | 0 | 0 | 0 | 0 | 0 | 6157.8602 | 6959.3562 | 2509.244 | 2333.8184 | 2255.0537 | 2273.1134 | 0 | 0 | 0 | 0 | 0 | 0
Option 4 SG | 2050 Emissions Budget NSW 4 | Emissions DLT | 0 | 0 | 0 | 0 | 0 | 0 | 0 | 0 | 0 | 0 | 0 | 0 | 0 | 0 | 0 | 0 | 0 | 0 | 2826.8 | 3659.7337 | 2978.5742 | 2852.0312 | 4038.5454 | 3255.8424
Option 4 SG | 2050 Emissions Budget QLD 1 | Emissions DLT | 35540.5329 | 25250.9642 | 23372.7127 | 14795.0215 | 15664.4737 | 14903.5523 | 0 | 0 | 0 | 0 | 0 | 0 | 0 | 0 | 0 | 0 | 0 | 0 | 0 | 0 | 0 | 0 | 0 | 0
Option 4 SG | 2050 Emissions Budget QLD 2 | Emissions DLT | 0 | 0 | 0 | 0 | 0 | 0 | 15895.3988 | 13477.0753 | 11753.1904 | 12523.7737 | 11346.9737 | 9403.588 | 0 | 0 | 0 | 0 | 0 | 0 | 0 | 0 | 0 | 0 | 0 | 0
Option 4 SG | 2050 Emissions Budget QLD 3 | Emissions DLT | 0 | 0 | 0 | 0 | 0 | 0 | 0 | 0 | 0 | 0 | 0 | 0 | 12677.2135 | 13086.1046 | 13456.8855 | 13160.5407 | 11369.9153 | 10649.3405 | 0 | 0 | 0 | 0 | 0 | 0
Option 4 SG | 2050 Emissions Budget QLD 4 | Emissions DLT | 0 | 0 | 0 | 0 | 0 | 0 | 0 | 0 | 0 | 0 | 0 | 0 | 0 | 0 | 0 | 0 | 0 | 0 | 10425.2468 | 9040.5672 | 7586.4787 | 7394.4894 | 7545.884 | 1921.4636
Option 4 SG | 2050 Emissions Budget SA 1 | Emissions DLT | 447.9245 | 286.6746 | 277.2867 | 124.1616 | 392.4945 | 147.6741 | 0 | 0 | 0 | 0 | 0 | 0 | 0 | 0 | 0 | 0 | 0 | 0 | 0 | 0 | 0 | 0 | 0 | 0
Option 4 SG | 2050 Emissions Budget SA 2 | Emissions DLT | 0 | 0 | 0 | 0 | 0 | 0 | 461.0762 | 192.45 | 270.1294 | 419.9325 | 737.6036 | 381.8252 | 0 | 0 | 0 | 0 | 0 | 0 | 0 | 0 | 0 | 0 | 0 | 0
Option 4 SG | 2050 Emissions Budget SA 3 | Emissions DLT | 0 | 0 | 0 | 0 | 0 | 0 | 0 | 0 | 0 | 0 | 0 | 0 | 382.5989 | 769.4864 | 909.1419 | 909.8232 | 707.2851 | 707.6874 | 0 | 0 | 0 | 0 | 0 | 0
Option 4 SG | 2050 Emissions Budget SA 4 | Emissions DLT | 0 | 0 | 0 | 0 | 0 | 0 | 0 | 0 | 0 | 0 | 0 | 0 | 0 | 0 | 0 | 0 | 0 | 0 | 572.1255 | 615.7859 | 647.0612 | 613.3003 | 1294.3227 | 757.4044
Option 4 SG | 2050 Emissions Budget VIC 1 | Emissions DLT | 35818.4381 | 25705.8398 | 19015.3678 | 9312.7455 | 9390.8404 | 9279.161 | 0 | 0 | 0 | 0 | 0 | 0 | 0 | 0 | 0 | 0 | 0 | 0 | 0 | 0 | 0 | 0 | 0 | 0
Option 4 SG | 2050 Emissions Budget VIC 2 | Emissions DLT | 0 | 0 | 0 | 0 | 0 | 0 | 9267.2115 | 9259.443 | 102.4809 | 192.1989 | 195.7888 | 230.1567 | 0 | 0 | 0 | 0 | 0 | 0 | 0 | 0 | 0 | 0 | 0 | 0
Option 4 SG | 2050 Emissions Budget VIC 3 | Emissions DLT | 0 | 0 | 0 | 0 | 0 | 0 | 0 | 0 | 0 | 0 | 0 | 0 | 266.0325 | 491.292 | 602.0513 | 942.2916 | 777.3005 | 631.2134 | 0 | 0 | 0 | 0 | 0 | 0
Option 4 SG | 2050 Emissions Budget VIC 4 | Emissions DLT | 0 | 0 | 0 | 0 | 0 | 0 | 0 | 0 | 0 | 0 | 0 | 0 | 0 | 0 | 0 | 0 | 0 | 0 | 1144.844 | 1507.2376 | 1845.2759 | 1345.6621 | 2349.6143 | 2045.4868
Option 4 SG | Basslink Daily Energy Limit | Special Constraints | -1370.5928 | -288.408 | -287.568 | -287.568 | -287.568 | -985.6797 | -698.0222 | -500.1315 | -1443.3211 | -1987.0741 | -1868.8927 | -1638.8564 | -1561.5825 | -1459.2665 | -2488.6276 | -2602.7568 | -2489.9728 | -2589.8748 | -2615.0108 | -2632.6598 | -2452.6099 | -2421.3251 | -2407.8373 | -2446.2829
Option 4 SG | Borumba - Gen | Special Constraints | 0 | 0 | 0 | 0 | 0 | 0 | 0 | 0 | 0 | 0 | 0 | 0 | 0 | 0 | 0 | 3673438.8044 | 3487570.4091 | 3962873.9563 | 4017303.777 | 3911598.3438 | 3669038.0339 | 4059495.4473 | 4014725.8804 | 4214693.7623
Option 4 SG | Borumba - Pump | Special Constraints | 0 | 0 | 0 | 0 | 0 | 0 | 0 | 0 | 0 | 0 | 0 | 0 | 0 | 0 | 0 | 4977595.7447 | 4697664.5187 | 5274400.5715 | 5410510.1374 | 5317160.9176 | 4928297.191 | 5443975.7874 | 5418862.872 | 5652041.909
Option 4 SG | CIS Dispatchable NSW | Policies NEM | 7.3e-06 | 1068.04 | 3172.1799 | 4810.617 | 4810.617 | 4810.617 | 4810.617 | 5601.867 | 5601.867 | 5601.867 | 5601.867 | 5601.867 | 5601.867 | 5601.867 | 5601.867 | 5601.867 | 5601.867 | 5601.867 | 5601.867 | 5601.867 | 5601.867 | 4533.8271 | 2429.6871 | 2432.5124
Option 4 SG | CIS Dispatchable SA | Policies NEM | 0 | 788 | 1106.86 | 1106.86 | 1106.86 | 1106.86 | 1106.86 | 1106.86 | 1106.86 | 1291.1823 | 1291.1823 | 1291.1823 | 1291.1823 | 1291.1823 | 1291.1823 | 1291.1823 | 1291.1823 | 1291.1823 | 1291.1823 | 1291.1823 | 1291.1823 | 601.3033 | 282.4433 | 678.1041
Option 4 SG | CIS Dispatchable VIC | Policies NEM | 0 | 1220 | 1271.79 | 1271.79 | 1271.79 | 1271.79 | 1271.79 | 1271.79 | 1271.79 | 1271.79 | 1271.79 | 1271.79 | 1271.79 | 1271.79 | 1271.79 | 1271.79 | 1271.79 | 1271.79 | 1271.79 | 1271.79 | 1271.79 | 51.7902 | 0.00019345 | 0.00025185
Option 4 SG | CIS Gen NSW | Policies NEM | 0 | 3505.8426 | 3505.8426 | 10614.07 | 10614.07 | 10614.07 | 10614.07 | 10614.07 | 10614.07 | 10614.07 | 10614.0701 | 11006.7572 | 11096.8148 | 11096.8148 | 13021.2094 | 14237.3437 | 15131.4663 | 15355.1096 | 15706.8634 | 15706.8634 | 18013.1217 | 19002.6517 | 19401.0033 | 20567.1447
Option 4 SG | CIS Gen SA | Policies NEM | 0 | 621.16 | 621.16 | 621.16 | 621.16 | 621.16 | 621.16 | 621.16 | 621.16 | 621.16 | 621.16 | 621.16 | 621.16 | 621.16 | 621.1615 | 836.9353 | 836.9353 | 1170.8338 | 1727.2489 | 1973.6689 | 2331.4059 | 2811.0494 | 2811.0495 | 3127.5194
Option 4 SG | CIS Gen TAS | Policies NEM | 0 | 3.66e-06 | 750 | 1200 | 1200 | 1200 | 1224.3194 | 1956.6096 | 1956.6096 | 2100.0001 | 2419.2412 | 2546.7587 | 2546.7587 | 2546.7587 | 2546.7587 | 2546.7587 | 2546.7587 | 2546.7587 | 2546.7587 | 2546.7587 | 2546.7587 | 2546.7587 | 2546.7587 | 2546.7587
Option 4 SG | CIS Gen VIC - Solar | Policies NEM | 0 | 669 | 669 | 669 | 669 | 669 | 669 | 669 | 669 | 669 | 669 | 669 | 669 | 669 | 669 | 669 | 669 | 669 | 669 | 669 | 669 | 669 | 669 | 669
Option 4 SG | CIS Gen VIC - Wind | Policies NEM | 0 | 0 | 1922 | 3500 | 3500 | 5500 | 6167 | 6833 | 7500 | 8500 | 9500 | 10500 | 11500 | 12500 | 12500 | 12500 | 12500 | 12500 | 12500 | 12500 | 12500 | 12587.4505 | 12854.3315 | 13107.4154
Option 4 SG | CIS Total Dispatchable | Policies NEM | 7.3e-06 | 3076.04 | 5550.83 | 7262.83 | 7262.83 | 7262.83 | 7262.83 | 8054.08 | 8087.2658 | 8271.5881 | 8271.5881 | 8271.5881 | 8271.5881 | 8271.5881 | 8271.588 | 8271.588 | 8271.588 | 8411.9774 | 8618.1679 | 9315.6472 | 9938.0474 | 7710.0553 | 5839.2228 | 6693.5284
Option 4 SG | CNSW H2 Domestic Consumption Purchaser | Subregion flexible electricity load for Domestic H2 | 0 | 0 | 0 | 0 | 11.4714 | 32.8357 | 66.5597 | 115.4964 | 180.0493 | 219.288 | 254.324 | 284.7521 | 308.06 | 326.8929 | 340.6976 | 356.605 | 382.155 | 414.498 | 454.837 | 510.1136 | 572.7893 | 637.3937 | 697.9503 | 749.345
Option 4 SG | CQ H2 Domestic Consumption Purchaser | Subregion flexible electricity load for Domestic H2 | 170.455 | 168.3874 | 165.6299 | 163.6243 | 163.6764 | 166.1914 | 171.3656 | 181.4571 | 195.5879 | 203.6806 | 208.4909 | 212.2736 | 214.3593 | 216.0723 | 216.9117 | 219.8864 | 226.6129 | 234.5554 | 244.3126 | 260.0364 | 279.4336 | 302.6843 | 328.1574 | 354.05
Option 4 SG | CSA H2 Domestic Consumption Purchaser | Subregion flexible electricity load for Domestic H2 | 7.3521 | 7.2677 | 7.1436 | 7.0393 | 6.9871 | 7.5554 | 18.5887 | 37.2821 | 64.0314 | 81.7494 | 96.8021 | 108.9264 | 116.9043 | 123.3169 | 129.4431 | 137.7093 | 150.38 | 167.0803 | 188.4421 | 218.4786 | 254.3529 | 294.6583 | 337.0739 | 378.8179
Option 4 SG | Catagunya Min Gen | Hydro min release | 301.0562 | 336.4677 | 228.6543 | 202.535 | 141.8844 | 240.9118 | 315.4056 | 311.5722 | 256.5257 | 239.9469 | 225.9717 | 264.0346 | 238.1022 | 223.3064 | 193.0017 | 189.0756 | 209.9061 | 186.8531 | 178.9867 | 190.6335 | 203.6775 | 208.7 | 226.5654 | 198.0638
Option 4 SG | Combined Marinus Export | Special Constraints | 2424344.2923 | 3910343.9993 | 3899711.9976 | 3899711.9969 | 7715711.9928 | 8735801.452 | 9158397.372 | 9639602.0624 | 10144594.224 | 10691656.9072 | 11146027.5968 | 11639459.7476 | 12112917.7347 | 12583448.6503 | 7977787.2178 | 7494687.2975 | 8248869.9837 | 7773444.1118 | 7535795.0314 | 7650516.0635 | 8333637.1073 | 8278133.3961 | 8787731.9521 | 8241800.3253
Option 4 SG | Combined Marinus Import | Special Constraints | -2424344.2923 | -3910343.9993 | -3899711.9976 | -3899711.9969 | -7715711.9928 | -8735801.452 | -9158397.372 | -9639602.0624 | -10144594.224 | -10691656.9072 | -11146027.5968 | -11639459.7476 | -12112917.7347 | -12583448.6503 | -7977787.2178 | -7494687.2975 | -8248869.9837 | -7773444.1118 | -7535795.0314 | -7650516.0635 | -8333637.1073 | -8278133.3961 | -8787731.9521 | -8241800.3253
Option 4 SG | Constraint on Pipeline from Storage to GTs CNSW | Constraints to make diesel to come exclusively from storage | -4.155e-05 | -4.4174e-05 | -4.6904e-05 | -4.7611e-05 | -4.9252e-05 | -5.2293e-05 | -0.00011925 | -0.00012796 | -0.00013684 | -0.00014665 | -0.00015631 | -0.00016771 | -8.5885e-05 | -9.1942e-05 | -9.7972e-05 | -0.00010499 | -0.00011267 | -0.00012193 | -0.00016774 | -0.00017967 | -0.00019151 | -0.00020489 | -0.00021719 | -0.00023193
Option 4 SG | Constraint on Pipeline from Storage to GTs CQ | Constraints to make diesel to come exclusively from storage | -4.1372e-05 | -4.4015e-05 | -4.6693e-05 | -4.7381e-05 | -4.9463e-05 | -5.231e-05 | -0.00011964 | -0.00012845 | -0.00013747 | -0.00014736 | -0.00015707 | -0.00016848 | -9.1737e-05 | -9.8519e-05 | -0.00010524 | -0.00011287 | -0.00012115 | -0.00013112 | -0.00015656 | -0.00016766 | -0.00017885 | -0.00019138 | -0.00020317 | -0.0002169
Option 4 SG | Constraint on Pipeline from Storage to GTs CSA | Constraints to make diesel to come exclusively from storage | -4.1587e-05 | -4.4192e-05 | -4.6833e-05 | -4.5936e-05 | -5.1449e-05 | -5.2627e-05 | -0.00011969 | -0.0001285 | -0.00013744 | -0.00014738 | -0.00015717 | -0.00016873 | -8.5189e-05 | -9.1212e-05 | -9.711e-05 | -0.00010395 | -0.00011162 | -0.00012072 | -0.00015805 | -0.00016939 | -0.00018063 | -0.00018841 | -0.00020773 | -0.00022032
Option 4 SG | Constraint on Pipeline from Storage to GTs GG | Constraints to make diesel to come exclusively from storage | -4.1701e-05 | -4.4312e-05 | -4.7024e-05 | -4.7477e-05 | -4.9663e-05 | -5.4296e-05 | -0.00012404 | -0.00013328 | -0.00014253 | -0.00015269 | -0.00016263 | -0.00017451 | -9.0617e-05 | -9.6828e-05 | -0.0001034 | -0.00011087 | -0.00011889 | -0.00012911 | -0.00018505 | -0.00020093 | -0.00021805 | -0.00023725 | -0.00025591 | -0.00027314
Option 4 SG | Constraint on Pipeline from Storage to GTs MEL | Constraints to make diesel to come exclusively from storage | -4.1296e-05 | -4.3945e-05 | -4.658e-05 | -4.5968e-05 | -5.1065e-05 | -5.2383e-05 | -0.00011914 | -0.00012791 | -0.00013683 | -0.00014654 | -0.00015616 | -0.00016751 | -8.5067e-05 | -9.1169e-05 | -9.693e-05 | -0.00010396 | -0.0001116 | -0.00012059 | -0.00017547 | -0.00018467 | -0.00020002 | -0.00021871 | -0.00023922 | -0.00026282
Option 4 SG | Constraint on Pipeline from Storage to GTs NNSW | Constraints to make diesel to come exclusively from storage | -5.5501e-05 | -5.7177e-05 | -5.9437e-05 | -6.2182e-05 | -6.5092e-05 | -6.7832e-05 | -0.00025159 | -0.00026018 | -0.00027276 | -0.00028624 | -0.00029785 | -0.00030889 | -0.00011452 | -0.00012298 | -0.000131 | -0.00013987 | -0.00014938 | -0.00016038 | -0.00022717 | -0.00024176 | -0.00025749 | -0.000275 | -0.0002923 | -0.00031164
Option 4 SG | Constraint on Pipeline from Storage to GTs NQ | Constraints to make diesel to come exclusively from storage | -5.5501e-05 | -5.7177e-05 | -5.9437e-05 | -6.2182e-05 | -6.5092e-05 | -6.7832e-05 | -0.00025159 | -0.00026018 | -0.00027276 | -0.00028624 | -0.00029785 | -0.00030889 | -0.00011452 | -0.00012298 | -0.000131 | -0.00013987 | -0.00014938 | -0.00016038 | -0.00022717 | -0.00024176 | -0.00025749 | -0.000275 | -0.0002923 | -0.00031164
Option 4 SG | Constraint on Pipeline from Storage to GTs NSA | Constraints to make diesel to come exclusively from storage | -5.5501e-05 | -5.7177e-05 | -5.9437e-05 | -6.2182e-05 | -6.5092e-05 | -6.7832e-05 | -0.00025159 | -0.00026018 | -0.00027276 | -0.00028624 | -0.00029785 | -0.00030889 | -0.00011452 | -0.00012298 | -0.000131 | -0.00013987 | -0.00014938 | -0.00016038 | -0.00022717 | -0.00024176 | -0.00025749 | -0.000275 | -0.0002923 | -0.00031164
Option 4 SG | Constraint on Pipeline from Storage to GTs SESA | Constraints to make diesel to come exclusively from storage | -5.5501e-05 | -5.7177e-05 | -5.9437e-05 | -6.2182e-05 | -6.5092e-05 | -6.7832e-05 | -0.00025159 | -0.00026018 | -0.00027276 | -0.00028624 | -0.00029785 | -0.00030889 | -0.00011452 | -0.00012298 | -0.000131 | -0.00013987 | -0.00014938 | -0.00016038 | -0.00022717 | -0.00024176 | -0.00025749 | -0.000275 | -0.0002923 | -0.00031164
Option 4 SG | Constraint on Pipeline from Storage to GTs SEV | Constraints to make diesel to come exclusively from storage | -5.5501e-05 | -5.7177e-05 | -5.9437e-05 | -6.2182e-05 | -6.5092e-05 | -6.7832e-05 | -0.00025159 | -0.00026018 | -0.00027276 | -0.00028624 | -0.00029785 | -0.00030889 | -0.00011452 | -0.00012298 | -0.000131 | -0.00013987 | -0.00014938 | -0.00016038 | -0.00022717 | -0.00024176 | -0.00025749 | -0.000275 | -0.0002923 | -0.00031164
Option 4 SG | Constraint on Pipeline from Storage to GTs SNSW | Constraints to make diesel to come exclusively from storage | -5.5501e-05 | -5.7177e-05 | -5.9437e-05 | -6.2182e-05 | -6.5092e-05 | -6.7832e-05 | -0.00025159 | -0.00026018 | -0.00027276 | -0.00028624 | -0.00029785 | -0.00030889 | -0.00011452 | -0.00012298 | -0.000131 | -0.00013987 | -0.00014938 | -0.00016038 | -0.00022717 | -0.00024176 | -0.00025749 | -0.000275 | -0.0002923 | -0.00031164
Option 4 SG | Constraint on Pipeline from Storage to GTs SNW | Constraints to make diesel to come exclusively from storage | -4.1549e-05 | -4.4174e-05 | -4.69e-05 | -4.7616e-05 | -4.9236e-05 | -5.2278e-05 | -0.00011931 | -0.00012811 | -0.000137 | -0.00014681 | -0.0001565 | -0.00016788 | -8.5449e-05 | -9.1456e-05 | -9.7401e-05 | -0.00010431 | -0.00011186 | -0.000121 | -0.000167 | -0.00017885 | -0.00019062 | -0.00020365 | -0.00021585 | -0.00023022
Option 4 SG | Constraint on Pipeline from Storage to GTs SQ | Constraints to make diesel to come exclusively from storage | -4.1285e-05 | -4.3933e-05 | -4.6569e-05 | -4.5976e-05 | -5.109e-05 | -5.2415e-05 | -0.00011975 | -0.00012861 | -0.00013767 | -0.00014759 | -0.00015738 | -0.00016883 | -8.07e-05 | -8.6298e-05 | -9.175e-05 | -9.7965e-05 | -0.00010472 | -0.00011273 | -0.00015653 | -0.00016761 | -0.0001788 | -0.00019137 | -0.00020316 | -0.00021695
Option 4 SG | Constraint on Pipeline from Storage to GTs TAS | Constraints to make diesel to come exclusively from storage | -4.1664e-05 | -4.4243e-05 | -4.7004e-05 | -4.5928e-05 | -5.1689e-05 | -5.2713e-05 | -0.0001192 | -0.00012794 | -0.00013682 | -0.00014666 | -0.00015631 | -0.00016743 | -8.4932e-05 | -9.1091e-05 | -9.7169e-05 | -0.00010398 | -0.00011161 | -0.00012063 | -0.00017526 | -0.00018449 | -0.00019972 | -0.00021829 | -0.00023864 | -0.00026215
Option 4 SG | Constraint on Pipeline from Storage to GTs WNV | Constraints to make diesel to come exclusively from storage | -5.5501e-05 | -5.7177e-05 | -5.9437e-05 | -6.2182e-05 | -6.5092e-05 | -6.7832e-05 | -0.00025159 | -0.00026018 | -0.00027276 | -0.00028624 | -0.00029785 | -0.00030889 | -0.00011452 | -0.00012298 | -0.000131 | -0.00013987 | -0.00014938 | -0.00016038 | -0.00022717 | -0.00024176 | -0.00025749 | -0.000275 | -0.0002923 | -0.00031164
Option 4 SG | Constraint on Pipeline from Storage to GTs WOO | Constraints to make diesel to come exclusively from storage | -4.1556e-05 | -4.418e-05 | -4.6909e-05 | -4.7615e-05 | -4.9249e-05 | -5.2285e-05 | -0.00011926 | -0.00012801 | -0.00013689 | -0.0001467 | -0.00015638 | -0.00016779 | -8.5381e-05 | -9.1613e-05 | -9.7571e-05 | -0.00010453 | -0.00011213 | -0.00012128 | -0.0001679 | -0.00017985 | -0.00019168 | -0.00020511 | -0.00021747 | -0.00023226
Option 4 SG | DNSP Thermal Limit on CER CNSW Area1 | DNSP Thermal Limit on CER | 827126.4249 | 905607.2009 | 1034110.2039 | 1100818.7146 | 1091013.8691 | 1147516.0006 | 1141755.2321 | 1241911.8034 | 1285646.8955 | 1273123.9719 | 1213497.7364 | 1175197.628 | 1267178.7383 | 1374561.5147 | 1353052.4354 | 1280941.4624 | 1150313.1125 | 1227431.8502 | 1345033.7937 | 1443679.2116 | 1319998.4254 | 1431767.0516 | 1474100.1764 | 1633851.8748
Option 4 SG | DNSP Thermal Limit on CER CQ Area1 | DNSP Thermal Limit on CER | 884776.6817 | 1017755.0441 | 1097593.0697 | 1176221.5213 | 1226217.1132 | 1273683.26 | 1329099.0352 | 1438856.2286 | 1469083.2081 | 1518826.4523 | 1460420.1351 | 1431118.0033 | 1510538.3966 | 1653864.7835 | 1703815.8601 | 1609198.7371 | 1434055.9509 | 1615662.4074 | 1709470.818 | 1808240.295 | 1847038.2079 | 1902443.4421 | 1989749.6926 | 2198685.9763
Option 4 SG | DNSP Thermal Limit on CER CSA Area1 | DNSP Thermal Limit on CER | 3530581.9975 | 3906427.7779 | 4163428.3441 | 4103530.9426 | 3836300.4735 | 4012222.435 | 4098359.0482 | 4187724.0484 | 4530632.7054 | 4646558.8204 | -8136797.644 | -7936067.0265 | -7999465.0539 | -7601593.0565 | -7784063.604 | -7809366.5039 | -8228174.7843 | -7878963.7575 | -7599647.8314 | -7725168.6903 | -7390857.3451 | -7192630.9074 | -7033616.1034 | -6822827.5306
Option 4 SG | DNSP Thermal Limit on CER GG Area1 | DNSP Thermal Limit on CER | 107949.366 | 124514.4785 | 134503.7413 | 147220.3511 | 153609.3318 | 159468.318 | 165303.6619 | 173824.3168 | 176776.3048 | 182802.4511 | 175323.8166 | 171930.7501 | 182151.6485 | 198967.3818 | 204377.4043 | 200822.6205 | 175349.3051 | 197388.8965 | 207818.2033 | 224492.5666 | 227488.5743 | 232058.1364 | 241017.6191 | 255127.1941
Option 4 SG | DNSP Thermal Limit on CER MEL Area1 | DNSP Thermal Limit on CER | 829874.8368 | 955268.1001 | 1078672.5691 | 1044651.874 | -40096.0564 | 22134.6007 | -188729.8792 | -226903.3209 | -631857.2142 | -690863.4257 | -707347.7472 | -649482.7605 | -560886.148 | -726148.8626 | -712411.2407 | -1038681.2761 | -1247786.09 | -1046202.0319 | -1162366.3055 | -1507297.7435 | -1192699.2147 | -1036373.9935 | -1128940.8607 | -1161472.3828
Option 4 SG | DNSP Thermal Limit on CER MEL Area2 | DNSP Thermal Limit on CER | 3333836.0472 | 3836965.8997 | 4370448.5715 | 4339362.5843 | 4907428.4274 | 5154684.6478 | 5338534.588 | 5636783.0564 | 5745938.3866 | 5579040.4151 | 5500751.745 | 5668114.8454 | 5835941.9677 | 6458153.1583 | 6401477.2731 | 6305360.3984 | 5534869.7303 | 5962772.7438 | 6582196.079 | 6045396.0598 | 6074714.7836 | 6465778.8992 | 6444836.2232 | 7236043.9874
Option 4 SG | DNSP Thermal Limit on CER NNSW Area1 | DNSP Thermal Limit on CER | 1609092.122 | 1743930.2498 | 1972321.4118 | 2101553.1809 | 2110258.4974 | 2219565.1949 | 2224516.0027 | 2411019.594 | 2416659.3136 | 2428833.2223 | 2317858.0621 | 2256968.8604 | 2438381.1914 | 2594691.9651 | 2673008.6628 | 2514068.1422 | 2297482.5603 | 2413929.908 | 2634953.7217 | 2814561.7232 | 2654781.516 | 2858357.2112 | 2932587.3836 | 3254049.0455
Option 4 SG | DNSP Thermal Limit on CER NQ Area1 | DNSP Thermal Limit on CER | 1443504.8967 | 1658115.8309 | 1776482.6143 | 1929198.9984 | 2014351.2609 | 2084356.914 | 2149327.2274 | 2256621.5107 | 2293771.3491 | 2376386.5816 | 2267204.8124 | 2231630.4284 | 2356446.4452 | 2554408.4677 | 2629054.4175 | 2599230.0341 | 2264938.8327 | 2543552.7807 | 2665645.131 | 2859747.1339 | 2956333.2182 | 2932252.3706 | 2518077.6673 | 2735393.7422
Option 4 SG | DNSP Thermal Limit on CER NSA Area1 | DNSP Thermal Limit on CER | 145099.0308 | 151628.8536 | 174550.5588 | 176252.9975 | -47174.7128 | -42592.8881 | -54577.6278 | -43930.6301 | -94985.0777 | -84254.2476 | -605507.0576 | -590693.185 | -585001.6409 | -560924.3822 | -581086.2274 | -577859.9237 | -606936.9122 | -578906.1375 | -557759.014 | -561299.8578 | -533603.3621 | -528541.192 | -506236.0525 | -490566.3137
Option 4 SG | DNSP Thermal Limit on CER SESA Area1 | DNSP Thermal Limit on CER | 162874.5807 | 186511.405 | 199893.0109 | 200241.7536 | 128171.0732 | 120771.7241 | 126747.9979 | 132704.8837 | 143013.5246 | 144101.8862 | -396549.8208 | -374089.5949 | -373865.6472 | -362400.8841 | -358688.8468 | -355752.8945 | -376986.9785 | -353927.3461 | -337685.1179 | -342038.7036 | -322493.8454 | -308297.3423 | -299000.6526 | -286909.7412
Option 4 SG | DNSP Thermal Limit on CER SEV Area1 | DNSP Thermal Limit on CER | 445975.063 | 513583.1184 | 585872.48 | 584573.1436 | 658829.8365 | 693548.7224 | 716595.6851 | 759294.5994 | 802242.4424 | 782884.1098 | 774601.0212 | 799276.8529 | 826950.6729 | 912921.5519 | 914488.0772 | 913025.7922 | 850466.8133 | 923170.6517 | 1011399.0992 | 993556.9444 | 1093919.5511 | 1164150.7534 | 1226340.1887 | 1323600.1547
Option 4 SG | DNSP Thermal Limit on CER SNSW Area1 | DNSP Thermal Limit on CER | 1095793.1958 | 1183240.3412 | 1314705.5796 | 1378262.4862 | 1370910.4164 | 1444825.3226 | 1302444.2967 | 1481835.3923 | 1463356.2223 | 1423558.4862 | 1385735.6312 | 1345204.2495 | 1470067.4708 | 1539449.0176 | 1604502.0755 | 1533530.9363 | 1357432.4294 | 1458825.7718 | 1541734.4615 | 1555230.3904 | 1620385.9295 | 1752136.8663 | 1652417.0236 | 1900356.9987
Option 4 SG | DNSP Thermal Limit on CER SNSW Area2 | DNSP Thermal Limit on CER | 812631.7992 | 890815.3839 | 1010972.9665 | 1067138.7624 | 1085423.3577 | 1133278.1126 | 1128832.7487 | 1212820.1636 | 1199522.2022 | 1192814.5846 | 1133858.7576 | 1101559.0582 | 1181898.3193 | 1263900.1186 | 1305994.6926 | 1241632.7228 | 1069625.7909 | 1137531.2952 | 1276691.9004 | 1354521.8126 | 1289702.8392 | 1391749.104 | 1402097.6054 | 1588552.8005
Option 4 SG | DNSP Thermal Limit on CER SNW Area1 | DNSP Thermal Limit on CER | 3363455.6591 | 3691363.0744 | 4220931.2805 | 4500380.9813 | 4515948.0506 | 4749827.2175 | 4679284.4783 | 5079491.0202 | 4986882.0238 | 4907721.3524 | 4662985.5025 | 4533719.4712 | 4902928.7549 | 5170323.0128 | 5341731.9491 | 5012063.9735 | 4499910.569 | 4829908.3973 | 5381791.469 | 5795880.9924 | 4610194.464 | 5295980.2347 | 5326227.2912 | 5915236.9051
Option 4 SG | DNSP Thermal Limit on CER SNW Area2 | DNSP Thermal Limit on CER | 3926414.3653 | 4305786.7957 | 4917478.8698 | 5235453.3218 | 5242077.99 | 5521085.4209 | 5467032.4461 | 5917314.0677 | 5825059.2591 | 5749735.8575 | 5471376.3733 | 5321934.3076 | 5737202.1674 | 6090947.6387 | 6278195.7656 | 5902415.9727 | 5320504.2562 | 5669987.9451 | 6319987.5878 | 6758678.7695 | 5931641.1791 | 6450887.3377 | 6523966.4274 | 7246492.6903
Option 4 SG | DNSP Thermal Limit on CER SQ Area1 | DNSP Thermal Limit on CER | 7090483.4651 | 8119691.6155 | 8723553.099 | 9492374.2624 | 9865311.543 | 10217876.0402 | 10548631.3479 | 11035383.8662 | 11172690.4713 | 11583666.3769 | 11035102.3231 | 10714437.0374 | 11388322.2773 | 12347321.7874 | 12716887.714 | 12437496.6411 | 10878054.7087 | 12286959.3327 | 12712762.939 | 13785968.9034 | 14073646.5549 | 14283279.6979 | 14989754.0168 | 15504376.58
Option 4 SG | DNSP Thermal Limit on CER TAS Area1 | DNSP Thermal Limit on CER | 444774.1126 | 500289.6303 | 556923.166 | 550446.1903 | 594280.1534 | 630004.5675 | 632633.957 | 658054.1805 | 667145.4273 | 657179.1131 | 654433.8702 | 641258.8853 | 664307.6293 | 699094.1852 | 702023.9554 | 671003.0348 | 642558.7649 | 667988.7653 | 690978.7019 | 649721.2824 | 612192.5911 | 685894.2326 | 674050.552 | 744281.6061
Option 4 SG | DNSP Thermal Limit on CER WNV Area1 | DNSP Thermal Limit on CER | 346054.0203 | 392918.2913 | 436874.9086 | 437412.9995 | 501531.4198 | 517127.5154 | 530298.3493 | 559448.3188 | 593131.3214 | 580901.0202 | 572522.8984 | 583760.3841 | 603441.6878 | 659097.7266 | 652657.388 | 652131.5241 | 532531.1299 | 586077.0878 | 637598.5501 | 632090.1399 | 690384.529 | 721445.148 | 756900.4869 | 817563.2011
Option 4 SG | DNSP Thermal Limit on CER WNV Area2 | DNSP Thermal Limit on CER | 1319891.9343 | 1523361.0723 | 1718302.9428 | 1723629.1068 | 2017161.9777 | 2081975.7326 | 2137739.6413 | 2257313.283 | 2388066.744 | 2340724.8017 | 2311122.94 | 2359327.5388 | 2440522.3258 | 2649575.7732 | 2631125.4143 | 2635145.4394 | 2252447.6227 | 2473637.3576 | 2680194.4469 | 2643694.73 | 3009451.194 | 3147258.4146 | 3281488.0429 | 3468465.1242
Option 4 SG | DNSP Thermal Limit on Distributed Resources CNSW Area1 | DNSP Thermal Limit on Distributed Resources | 0.0010961 | 0.0027195 | 0.0026076 | 0.0024861 | 0.0024659 | 0.00087791 | 0.0011993 | 0.0018629 | 0.0026543 | 0.0039821 | 0.005088 | 0.0068692 | 0.0071458 | 0.0089732 | 0.0096707 | 0.013088 | 0.014999 | 0.019286 | 0.028647 | 0.027571 | 0.034689 | 0.033728 | 0.036122 | 0.041096
Option 4 SG | DNSP Thermal Limit on Distributed Resources CQ Area1 | DNSP Thermal Limit on Distributed Resources | 0 | 0 | 0 | 0 | 0 | 0 | 0 | 0 | 0 | 0 | 0 | 0 | 0 | 0 | 0 | 0 | 0 | 0 | 0 | 0 | 0 | 0 | 0 | 0
Option 4 SG | DNSP Thermal Limit on Distributed Resources CSA Area1 | DNSP Thermal Limit on Distributed Resources | 0 | 0 | 0 | 0 | 0 | 0 | 0 | 0 | 0 | 0 | 0 | 0 | 0 | 0 | 0 | 0 | 0 | 0 | 0 | 0 | 0 | 0 | 0 | 0
Option 4 SG | DNSP Thermal Limit on Distributed Resources GG Area1 | DNSP Thermal Limit on Distributed Resources | 0 | 0 | 0 | 0 | 0 | 0 | 0 | 0 | 0 | 0 | 0 | 0 | 0 | 0 | 0 | 0 | 0 | 0 | 0 | 0 | 0 | 0 | 0 | 0
Option 4 SG | DNSP Thermal Limit on Distributed Resources MEL Area1 | DNSP Thermal Limit on Distributed Resources | 0.00046778 | 0.0011776 | 0.0012637 | 0.001049 | 0.0017378 | 0.002009 | 0.00024386 | 0.00063726 | 0.0019773 | 0.0029351 | 0.0042517 | 0.0056955 | 0.0056472 | 0.0068309 | 0.0070444 | 0.0068563 | 0.0073852 | 0.0098801 | 0.011786 | 0.011555 | 0.014661 | 0.020182 | 0.03093 | 0.047028
Option 4 SG | DNSP Thermal Limit on Distributed Resources MEL Area2 | DNSP Thermal Limit on Distributed Resources | 0.00047314 | 0.0013461 | 0.0011956 | 0.0013139 | 0.0012906 | 0.0020549 | -0.0024866 | -0.0023798 | -0.0015666 | -0.00039666 | 0.00079629 | 0.0022541 | 0.0055346 | 0.006674 | 0.0071888 | 0.0069148 | 0.0066448 | 0.0089411 | 0.011166 | 0.010723 | 0.015038 | 0.017337 | 0.017695 | 0.035747
Option 4 SG | DNSP Thermal Limit on Distributed Resources NNSW Area1 | DNSP Thermal Limit on Distributed Resources | 0 | 0 | 0 | 0 | 0 | 0 | 0 | 0 | 0 | 0 | 0 | 0 | 0 | 0 | 0 | 0 | 0 | 0 | 0 | 0 | 0 | 0 | 0 | 0
Option 4 SG | DNSP Thermal Limit on Distributed Resources NQ Area1 | DNSP Thermal Limit on Distributed Resources | 0 | 0 | 0 | 0 | 0 | 0 | 0 | 0 | 0 | 0 | 0 | 0 | 0 | 0 | 0 | 0 | 0 | 0 | 0 | 0 | 0 | 0 | 0 | 0
Option 4 SG | DNSP Thermal Limit on Distributed Resources NSA Area1 | DNSP Thermal Limit on Distributed Resources | 0 | 0 | 0 | 0 | 0 | 0 | 0 | 0 | 0 | 0 | 0 | 0 | 0 | 0 | 0 | 0 | 0 | 0 | 0 | 0 | 0 | 0 | 0 | 0
Option 4 SG | DNSP Thermal Limit on Distributed Resources SESA Area1 | DNSP Thermal Limit on Distributed Resources | 0 | 0 | 0 | 0 | 0 | 0 | 0 | 0 | 0 | 0 | 0 | 0 | 0 | 0 | 0 | 0 | 0 | 0 | 0 | 0 | 0 | 0 | 0 | 0
Option 4 SG | DNSP Thermal Limit on Distributed Resources SEV Area1 | DNSP Thermal Limit on Distributed Resources | 0 | 0 | 0 | 0 | 0 | 0 | 0 | 0 | 0 | 0 | 0 | 0 | 0 | 0 | 0 | 0 | 0 | 0 | 0 | 0 | 0 | 0 | 0 | 0
Option 4 SG | DNSP Thermal Limit on Distributed Resources SNSW Area1 | DNSP Thermal Limit on Distributed Resources | 0 | 0 | 0 | 0 | 0 | 0 | 0 | 0 | 0 | 0 | 0 | 0 | 0 | 0 | 0 | 0 | 0 | 0 | 0 | 0 | 0 | 0 | 0 | 0
Option 4 SG | DNSP Thermal Limit on Distributed Resources SNSW Area2 | DNSP Thermal Limit on Distributed Resources | 0 | 0 | 0 | 0 | 0 | 0 | 0 | 0 | 0 | 0 | 0 | 0 | 0 | 0 | 0 | 0 | 0 | 0 | 0 | 0 | 0 | 0 | 0 | 0
Option 4 SG | DNSP Thermal Limit on Distributed Resources SNW Area1 | DNSP Thermal Limit on Distributed Resources | 0.00089505 | 0.002379 | 0.0018822 | 0.0018486 | 0.0026355 | 2.869e-05 | 8.8433e-05 | 0.00010866 | 0.0010831 | 0.0011716 | 0.0037536 | 0.0070796 | 0.012822 | 0.013559 | 0.016375 | 0.030059 | 48875.0708 | 50194.2647 | 54536.0994 | 689624.6905 | 749371.4787 | 793831.0966 | 778015.6382 | 814533.1448
Option 4 SG | DNSP Thermal Limit on Distributed Resources SNW Area2 | DNSP Thermal Limit on Distributed Resources | 0.00087176 | 0.0022756 | 0.0018635 | 0.0019701 | 0.0023617 | 0.003412 | -0.00084491 | 8.1388e-05 | 0.0014514 | 0.0013694 | 0.0048535 | 0.0068404 | 0.01467 | 0.016382 | 0.025738 | 42888.1404 | 103722.8918 | 106522.5749 | 115736.7199 | 965242.3972 | 1042103.2912 | 1103930.5043 | 1081936.4947 | 1132719.1788
Option 4 SG | DNSP Thermal Limit on Distributed Resources SQ Area1 | DNSP Thermal Limit on Distributed Resources | 0 | 0 | 0 | 0 | 0 | 0 | 0 | 0 | 0 | 0 | 0 | 0 | 0 | 0 | 0 | 0 | 0 | 0 | 0 | 0 | 0 | 0 | 0 | 0
Option 4 SG | DNSP Thermal Limit on Distributed Resources TAS Area1 | DNSP Thermal Limit on Distributed Resources | 0.00037139 | 0.00068471 | 0.00081751 | 0.00091988 | 0.0016404 | 0.0036366 | 0.026639 | 0.028619 | 0.030499 | 0.034989 | 774465.131 | 761344.7159 | 793138.756 | 853235.0498 | 453753.6829 | 447584.3126 | 411860.4548 | 468684.371 | 483315.0601 | 469542.759 | 486893.2682 | 541218.727 | 513612.561 | 505958.5684
Option 4 SG | DNSP Thermal Limit on Distributed Resources WNV Area1 | DNSP Thermal Limit on Distributed Resources | 0 | 0 | 0 | 0 | 0 | 0 | 0 | 0 | 0 | 0 | 0 | 0 | 0 | 0 | 0 | 0 | 0 | 0 | 0 | 0 | 0 | 0 | 0 | 0
Option 4 SG | DNSP Thermal Limit on Distributed Resources WNV Area2 | DNSP Thermal Limit on Distributed Resources | 0 | 0 | 0 | 0 | 0 | 0 | 0 | 0 | 0 | 0 | 0 | 0 | 0 | 0 | 0 | 0 | 0 | 0 | 0 | 0 | 0 | 0 | 0 | 0
Option 4 SG | Daily H2 Limit NSW | H2 Infrastructure Limitations | 0 | 0 | 0 | 0 | 0 | 0 | 0 | 0 | 0 | 0 | 0 | 0 | 0 | 0 | 0 | 0 | 0 | 0 | 0 | 0 | 0 | 0 | 0 | 0
Option 4 SG | Daily H2 Limit QLD | H2 Infrastructure Limitations | 0 | 0 | 0 | 0 | 0 | 0 | 0 | 0 | 0 | 0 | 0 | 0 | 0 | 0 | 0 | 0 | 0 | 0 | 0 | 0 | 0 | 0 | 0 | 0
Option 4 SG | Daily H2 Limit SA | H2 Infrastructure Limitations | 0 | 0 | 0 | 0 | 0 | 0 | 0 | 0 | 0 | 0 | 0 | 0 | 0 | 0 | 0 | 0 | 0 | 0 | 0 | 0 | 0 | 0 | 0 | 0
Option 4 SG | Daily H2 Limit TAS | H2 Infrastructure Limitations | 0 | 0 | 0 | 0 | 0 | 0 | 0 | 0 | 0 | 0 | 0 | 0 | 0 | 0 | 0 | 0 | 0 | 0 | 0 | 0 | 0 | 0 | 0 | 0
Option 4 SG | Daily H2 Limit VIC | H2 Infrastructure Limitations | 0 | 0 | 0 | 0 | 0 | 0 | 0 | 0 | 0 | 0 | 0 | 0 | 0 | 0 | 0 | 0 | 0 | 0 | 0 | 0 | 0 | 0 | 0 | 0
Option 4 SG | ExportGroup_CNSW1 | Group Network Export Constraints | 2619733.8916 | 2601958.7442 | 2837477.0812 | 1984677.6959 | 1990663.3191 | 1921378.4087 | 1880271.2071 | 1996817.01 | 2125285.0517 | 2210304.1791 | 2174434.8403 | 2292436.5259 | 2246583.0025 | 2187433.4622 | 2133891.3369 | 1950029.3362 | 1662014.3867 | 1660513.7891 | 1669812.16 | 1524453.9314 | 1659885.6185 | 1650366.727 | 1478257.6841 | 1063514.4052
Option 4 SG | ExportGroup_CQ1 | Group Network Export Constraints | -1203724.5777 | 400659.6866 | 3291524.0336 | 3629973.736 | 3128725.4824 | 2947270.5696 | 2937244.5708 | 3332332.8427 | 4629544.6233 | 3878184.3353 | 3608607.7971 | 3010802.5594 | 3498883.943 | 4413779.4891 | 4459134.2809 | 4717307.26 | 5276399.4671 | 7472712.9721 | 8126262.4093 | 9264831.4727 | 8366034.1774 | 7922224.0693 | 7486518.9423 | 7457838.162
Option 4 SG | ExportGroup_MN1 | Group Network Export Constraints | 4366876.8098 | 5491216.9174 | 4917200.7198 | 5783494.4894 | 4919654.0475 | 5613487.551 | 4825032.3996 | 5443679.0606 | 5536986.2417 | 5073637.2281 | 4270137.2591 | 5238874.055 | 5223693.8603 | 4007988.6315 | 4532057.0552 | 4757905.9808 | 4560680.8514 | 5344471.416 | 6654381.399 | 6747840.646 | 6671590.4134 | 6182120.8402 | 4360468.7605 | 6234866.2637
Option 4 SG | ExportGroup_NET1 | Group Network Export Constraints | 0 | 0.00097895 | 869160.2871 | 654443.1742 | 805460.5844 | 907041.9905 | 899931.2753 | 897415.8827 | 869195.3115 | 841055.7523 | 1741768.346 | 2191860.8079 | 2211160.8989 | 2213217.2761 | 1769033.9511 | 1656144.8418 | 1671921.2345 | 1641694.1852 | 1641493.9637 | 1665774.8475 | 1591382.7344 | 1532646.532 | 1597472.1379 | 1500392.0618
Option 4 SG | ExportGroup_NQ1 | Group Network Export Constraints | 2187985.4721 | 2683561.4688 | 5027759.9348 | 5518655.0152 | 5571930.4329 | 5551190.1647 | 5908688.8161 | 6529768.573 | 7652924.7653 | 7784142.5484 | 7641180.6347 | 7493931.5043 | 8518278.4509 | 9156603.867 | 9517654.707 | 10320793.0425 | 11056616.2651 | 13527286.7943 | 14193919.6103 | 15081034.1004 | 14704367.5502 | 13732206.7827 | 14616064.489 | 15869754.4041
Option 4 SG | ExportGroup_NSA1 | Group Network Export Constraints | 867178.834 | 1780810.7892 | 1586075.7035 | 1487719.8197 | 1229290.5332 | 1189812.0108 | 1075451.113 | 1186984.2705 | 1198535.6884 | 1137285.2991 | 1162282.9404 | 1314991.7912 | 1334585.142 | 1336728.3894 | 1389361.1613 | 1300515.6444 | 1230801.0232 | 1274735.9118 | 1248550.9359 | 1115570.5307 | 1720382.2416 | 1801035.0287 | 1518335.8894 | 2452263.2189
Option 4 SG | ExportGroup_SEVIC1 | Group Network Export Constraints | 0 | 0 | 0 | 0 | 0 | 22061667.8738 | 25151752.6644 | 5397540.6957 | -225240.2877 | 2326181.8031 | 4127015.7218 | 5151963.9628 | -31297977.7328 | -30414244.7294 | -33251522.5163 | -34356377.8362 | -33095001.5885 | -33529994.2793 | -33554742.9937 | -32471723.6413 | -33045574.3729 | -33099240.7184 | -31986109.3188 | -31975096.0274
Option 4 SG | ExportGroup_SQ1 | Group Network Export Constraints | 1032583.4878 | -501244.7093 | 1216081.0605 | 3788151.7509 | 2920555.6281 | 2829830.5654 | 2563869.9654 | 2497340.5613 | 2786137.2101 | 2103571.9864 | 1387580.3219 | 794269.6304 | 1327709.2756 | 1660820.4494 | 1594143.2022 | -4648464.2715 | -3312137.6941 | -1900251.0953 | -2124765.2644 | -1325814.8788 | -1798235.361 | -1327091.0583 | -1888131.3878 | -3515376.4479
Option 4 SG | ExportGroup_SWNSW1 | Group Network Export Constraints | 2718946.0288 | 1138905.3249 | -247638.7734 | -1262214.1223 | -1312603.7456 | -1839966.6165 | -1716606.7123 | -1870350.624 | -1072742.5925 | -1373091.5069 | -1138485.0829 | -1108492.4937 | -1253602.55 | -978638.4066 | -1049417.1426 | -1023047.8942 | -915549.1611 | -1815365.8352 | -1848251.9267 | -2047500.4395 | -2090937.8207 | -2326747.8304 | -2330467.8869 | -2874106.5462
Option 4 SG | ExportGroup_SWNSW2 | Group Network Export Constraints | 0 | 0 | 0 | 0 | 0 | 8929114.9166 | 14284170.0516 | 18533361.4301 | 15600943.1344 | 18251444.2124 | 18487447.4619 | 18933617.009 | 18873712.1045 | 17435303.353 | 17135732.9 | 16422349.5969 | 16927038.2438 | 18066284.6885 | 16497313.3985 | 16173849.7734 | 12794254.6781 | 13221421.7196 | 14272157.7242 | 14126204.4203
Option 4 SG | ExportGroup_SWQLD1 | Group Network Export Constraints | 7976651.2156 | 11968939.6117 | 10894807.6264 | 10718246.2162 | 11787846.0279 | 12792306.1686 | 12688053.3107 | 14042652.9826 | 13968570.219 | 14727533.7844 | 14093943.487 | 14335727.0801 | 12003050.1557 | 11483937.4325 | 11275790.1441 | 11103964.3735 | 11151367.7781 | 8933391.3638 | 9702267.7698 | 8399131.2728 | 9262529.7298 | 9851601.5534 | 10011193.8789 | 10322304.5022
Option 4 SG | ExportGroup_SWV1 | Group Network Export Constraints | 8054497.3748 | 10786285.831 | 10750471.9768 | 12989856.7971 | 10668256.3068 | 11699652.6397 | 11840002.0096 | 11954935.1449 | 11728718.5502 | 10818635.7563 | 10343817.0169 | 10351377.7037 | 8008924.9082 | 6051884.094 | 5976170.888 | 6374735.0519 | 5375129.5883 | 5992250.7599 | 5662609.0361 | 3069118.3427 | 1643313.1763 | 1176109.8702 | 551108.6687 | 897743.5559
Option 4 SG | ExportGroup_WNV1 | Group Network Export Constraints | -1691866.822 | -1436205.532 | -1869797.9147 | -330779.729 | -1356178.5026 | -1106887.7477 | 0 | 0 | 0 | 0 | 0 | 0 | 0 | 0 | 0 | 0 | 0 | 0 | 0 | 0 | 0 | 0 | 0 | 0
Option 4 SG | ExportGroup_WV1 | Group Network Export Constraints | 3511571.9582 | 3849612.0916 | 3985695.0013 | -164889.1228 | -5023976.0267 | -6161413.0176 | -6861614.6657 | -6768494.1974 | -7154839.3705 | -7768282.557 | -7659930.8646 | -7740456.229 | -8789354.999 | -8836478.0212 | -8399663.0675 | -8123201.3248 | -8393121.3981 | -8062663.0189 | -8037122.3418 | -7776319.2288 | -7344935.1231 | -7660188.3981 | -7832027.1909 | -8657392.6166
Option 4 SG | ExportLimit_DN2_Yass | Distribution REZ Export Constraints | 0 | 0 | 0 | 0 | 0 | 0 | 0 | 0 | 0 | 0 | 0 | 0 | 0 | 0 | 0 | 0 | 0 | 0 | 0 | 0 | 0 | 0 | 0 | 0
Option 4 SG | ExportLimit_DN3_Marulan | Distribution REZ Export Constraints | 0 | 0 | 0 | 0 | -0.012046 | -0.012917 | -0.029918 | -0.031828 | -0.033333 | -0.035794 | -0.04218 | -0.05499 | -0.053708 | -0.056098 | -0.055001 | -0.059832 | -0.069165 | -0.077323 | -0.089284 | -0.094577 | -0.10377 | -0.1543 | -0.15935 | -0.22829
Option 4 SG | ExportLimit_N10_Hunter Coast | REZ Network Export Constraints | 0 | 0 | 0 | -10224000 | -17520000 | -17568000 | -17520000 | -17520000 | -17520000 | -17568000 | -17520000 | -17520000 | -17519999.9993 | -17567999.9994 | -17519999.9991 | -17519999.9991 | -17519999.9988 | -17567999.999 | -17519999.9984 | -17519999.9983 | -17519999.9981 | -17567999.9979 | -17519999.9975 | -17519999.9976
Option 4 SG | ExportLimit_N11_Illawarra Coast | REZ Network Export Constraints | 0 | 0 | 0 | 0 | 0 | 0 | 0 | -17520000 | -17520000 | -17568000 | -17520000 | -17520000 | -17519999.9995 | -17567999.9995 | -17519999.9994 | -17519999.9996 | -17519999.9992 | -17567999.9992 | -17519999.9996 | -17519999.9996 | -17519999.9995 | -17567999.9995 | -17519999.9991 | -17519999.9993
Option 4 SG | ExportLimit_N12_Illawarra | REZ Network Export Constraints | -3796 | -3754.1143 | -3717.5708 | -3691.7125 | -85451.7125 | -242973.4264 | -492197.1411 | -853203.1403 | -1329548.9956 | -1619289.5345 | -1877425.1261 | -2101784.6834 | -2066206.2966 | -2236183.3092 | -2323430.9751 | -2445597.6498 | -2624064.2163 | -2878691.7708 | -3160473.4205 | -3578221.7619 | -4040512.952 | -4520571.3293 | -4957872.7031 | -5335846.5475
Option 4 SG | ExportLimit_N13_South Cobar | REZ Network Export Constraints | 0 | 0.096794 | 0.097279 | 0.073004 | 0.073382 | 0.061114 | 0.066568 | 0.071137 | 0.048973 | 0.084283 | 0.087144 | 0.078256 | 0.13102 | 0.1312 | 0.13069 | 0.13622 | 0.13072 | 0.14069 | 0.14894 | 0.14543 | 0.17542 | 0.17626 | 419737.5148 | 452080.2448
Option 4 SG | ExportLimit_N1_North West NSW | REZ Network Export Constraints | 396363.1562 | 732345.41 | 714425.5477 | 556850.3229 | 535008.5677 | 481678.456 | 517583.7012 | 476403.6697 | 613212.6571 | 568648.1825 | 611021.7491 | 611074.0436 | 639785.8253 | 652456.6665 | 652959.1831 | 687243.213 | 668321.0283 | 654552.0538 | 672309.1596 | 611971.0602 | 531831.5322 | 413315.4525 | 387929.2849 | 349457.1133
Option 4 SG | ExportLimit_N2_New England | REZ Network Export Constraints | 2371702.1606 | 2602575.9328 | 2773697.7653 | 2472254.0339 | 2808288.3437 | 2826916.2757 | -17784724.7939 | -17770625.5335 | -17462027.0778 | -17899994.4081 | -17616567.4857 | -16345141.3269 | -16687607.3692 | -17102501.6541 | -16948104.5088 | -15309957.0541 | -14422118.6289 | -15548543.448 | -15361329.4035 | -15725092.7918 | -14318627.264 | -13866747.8748 | -13866026.344 | -13020255.9405
Option 4 SG | ExportLimit_N3_Central-West Orana | REZ Network Export Constraints | 3438924.1462 | 3837799.2778 | -17641766.2059 | -20747171.0156 | -20705094.5546 | -20930170.5079 | -20980153.1637 | -19837441.3513 | -21495444.9111 | -21932681.9583 | -22655487.0793 | -24808376.9072 | -23727811.0148 | -25688491.108 | -22851344.3061 | -22773582.745 | -24987415.3537 | -24878004.6461 | -22393688.9241 | -22857562.8977 | -22179982.6269 | -22366687.5562 | -23146977.0084 | -22202996.9516
Option 4 SG | ExportLimit_N4_Broken Hill | REZ Network Export Constraints | 778800.5374 | 1172321.9067 | 1099100.6947 | 816518.4699 | 801536.0615 | 686924.0755 | 748328.3169 | 738937.5034 | 932247.1651 | 773424.8379 | 908371.1659 | 924316.5941 | 889614.7554 | 896886.8826 | 922310.5351 | 1039020.5196 | 1080686.3617 | 1196779.9042 | 1181061.212 | 1147326.4949 | 1165917.7059 | 1034914.0666 | 1014570.1903 | 1070789.1069
Option 4 SG | ExportLimit_N5_South West NSW | REZ Network Export Constraints | 1522944.9865 | -4188553.836 | -8418621.5499 | -9125467.1127 | -9141376.6883 | -12633577.2515 | -14694459.7015 | -14879854.0652 | -14295231.4637 | -14457891.9295 | -14339072.8979 | -14305323.0571 | -14367897.724 | -14145204.5179 | -14182913.1602 | -14222529.5247 | -14171509.1039 | -14395818.8816 | -14380287.189 | -14546748.5127 | -14434112.6683 | -12562629.4777 | -12518822.9352 | -11995156.8744
Option 4 SG | ExportLimit_N6_Wagga Wagga | REZ Network Export Constraints | 910452.589 | -7600008.4113 | -7325327.0472 | -8165475.2838 | -8647472.4476 | -9748320.1994 | -9780148.7625 | -10392816.3179 | -8195270.5689 | -8667080.1943 | -8530224.2648 | -8764924.3174 | -8745044.7322 | -7948481.5453 | -7997947.4082 | -8403940.4877 | -8301476.3353 | -8239292.157 | -8164659.5796 | -8679329.9363 | -8204489.132 | -8636295.6758 | -8720297.7737 | -8705157.4572
Option 4 SG | ExportLimit_N7_Tumut | REZ Network Export Constraints | -241.6521 | -5276195.4915 | -5115240.7859 | -4885592.0123 | -4876695.2282 | -4969771.531 | -5108075.9819 | -4907945.6833 | -4862787.8546 | -4830342.4012 | -4884637.8538 | -4818785.304 | -4845794.9934 | -4946409.9518 | -4833774.8882 | -4856404.9632 | -4867973.5236 | -4951504.5602 | -4908683.228 | -4886622.8643 | -4862104.6132 | -4597718.9555 | -4582097.3945 | -4507955.7749
Option 4 SG | ExportLimit_N8_Cooma-Monaro | REZ Network Export Constraints | 324547.3237 | 476071.4753 | 518445.8639 | 1076441.5047 | 1012327.1011 | 1002383.8645 | 896470.3138 | 975105.8423 | 965142.5103 | 925420.1489 | 814514.0705 | 697395.1067 | 762149.6405 | 728841.3628 | 438251.4267 | 348330.6858 | 275105.2719 | 228311.8161 | 604814.3448 | 541149.2962 | 431026.5366 | 509580.2818 | 445872.1698 | 459393.9125
Option 4 SG | ExportLimit_N9_Hunter-Central Coast | REZ Network Export Constraints | -128319.0759 | 1664673.6158 | -6758544.3127 | -6981598.6089 | -7078380.8595 | -7147487.1413 | -7250831.9323 | -7199733.2471 | -7040912.2872 | -7173029.7066 | -7211504.7383 | -7357629.107 | -7114225.3551 | -7203279.2961 | -5183317.0709 | -5095415.2375 | -3540038.9803 | -4067077.795 | -3604083.3774 | -3800139.4301 | -4059962.2408 | -4039822.8784 | -4332061.5146 | -3974532.8533
Option 4 SG | ExportLimit_Q1_Far North Qld | REZ Network Export Constraints | 929110.4995 | 983328.711 | 1017323.3912 | 1063945.5795 | 1057011.845 | 969846.0166 | 1608198.8567 | 2093048.3251 | 3379109.9562 | 3366534.3071 | 3289659.4528 | 3118643.6716 | 3093642.602 | 3588630.645 | 3327118.0131 | 3596675.6325 | 3477766.5664 | 3369545.4233 | 3494886.251 | 4013505.0805 | 3973907.4389 | 3676234.6448 | 3113199.7171 | 3698886.4895
Option 4 SG | ExportLimit_Q2_North Qld Clean Energy Hub | REZ Network Export Constraints | 335604.7877 | 352655.003 | 371566.5685 | 365175.3215 | 333834.0922 | -12819915.8941 | -12783620.8885 | -12775554.2858 | -12769986.1068 | -12807866.9896 | -12574041.3261 | -12688250.88 | -11545857.3385 | -11429717.2324 | -10638792.9524 | -10573306.3458 | -8644566.2057 | -6068716.0938 | -5726305.3858 | -5368392.7726 | -5708812.3647 | -6284712.1335 | -4512401.2403 | -3878086.6078
Option 4 SG | ExportLimit_Q5_Barcaldine | REZ Network Export Constraints | 0 | 0.018625 | 0.018336 | 0.016107 | 0.018384 | 0.017986 | 0.022621 | 0.026367 | 0.030807 | 0.043975 | 0.66998 | 335614.5641 | 331746.9173 | 343705.5198 | 365101.0892 | 367023.6244 | 326448.9295 | 323089.6129 | 373893.4668 | 384313.6155 | 396936.7418 | 381140.8621 | 403838.8972 | 455476.2712
Option 4 SG | ExportLimit_Q9_Banana | REZ Network Export Constraints | 36768.0208 | 39732.9873 | 42468.0282 | 35823.7942 | 36226.0727 | 34933.1978 | 36204.5674 | 36936.54 | 39232.4708 | 37447.1317 | 40222.6976 | 37709.4734 | 38606.3809 | 38889.2837 | 39980.4312 | 42455.7912 | 36902.2897 | 0 | 0 | 0 | 0 | 0 | 0 | 0
Option 4 SG | ExportLimit_S2_Riverland | REZ Network Export Constraints | 32439.8301 | -3844858.4972 | -6759873.495 | -6789975.9003 | -6785095.4341 | -6756476.825 | -6779958.2453 | -6759917.7733 | -6757379.7401 | -6745345.6844 | -6747893.7125 | -6706362.2961 | -6709985.3322 | -6706341.2877 | -6680242.9232 | -6717288.1198 | -6748705.3999 | -6753946.5996 | -6719111.1312 | -6760688.8024 | -6752411.9646 | -6840679.9278 | -6846816.8734 | -6810812.4637
Option 4 SG | ExportLimit_S4_Yorke Peninsula | REZ Network Export Constraints | -459.3747 | -3389.8518 | -470.8706 | -387.7646 | 0.0011057 | 0.0017226 | 0.0015588 | 0.0021863 | 0.0040788 | 0.0048467 | 0.011683 | 0.015001 | 0.00933 | 0.011352 | 0.023649 | 0.024209 | 0.027915 | 0.06222 | 0.056254 | 0.1414 | 0.16826 | 0.20283 | 0.33537 | 315873.2629
Option 4 SG | ExportLimit_S6_Roxby Downs | REZ Network Export Constraints | 0 | 0 | 0.00080357 | 0.00095379 | 0.00090178 | 0.00077665 | 0.00079661 | 0.00088104 | 0.0026623 | 0.0057388 | 0.0067664 | 0.0066232 | 0.0066008 | 0.0062779 | 0.010314 | 0.0097349 | 0.010399 | 0.010259 | 0.018851 | 0.018438 | 0.023508 | 0.026351 | 0.028825 | 0.063644
Option 4 SG | ExportLimit_S7_Eastern Eyre Peninsula | REZ Network Export Constraints | 575216.3017 | 593280.027 | 464266.6443 | 485860.4826 | 274979.2237 | 142840.0987 | 118262.3968 | 139498.1004 | 125992.5494 | 0.0091975 | 0.012504 | 0.012714 | 0.0071597 | 0.010426 | 0.034213 | 0.031386 | 0.03256 | 0.034576 | 0.03123 | 540404.268 | 969868.8316 | 926639.1135 | 829631.4979 | 1026465.8662
Option 4 SG | ExportLimit_S8_Western Eyre Peninsula | REZ Network Export Constraints | 0 | 0 | 0 | 0 | 0 | 0 | 0 | 0 | 0 | 0 | 0 | 0 | 0 | 0 | 0 | 0 | 0 | 0 | 0 | 0 | 0 | 0 | 0 | 0
Option 4 SG | ExportLimit_T1_North East Tasmania | REZ Network Export Constraints | 0 | 0.00097895 | 869160.2871 | 654443.1742 | 805460.5844 | 907041.9905 | 899931.2753 | 897415.8827 | 869195.3161 | 841055.7581 | 1017013.6546 | 1106325.4951 | 1125625.5761 | 1124707.8844 | 683498.6288 | 570609.5194 | 586385.9121 | 553184.7937 | 555958.6417 | 580239.5254 | 505847.4123 | 444137.141 | 511936.8164 | 414856.7426
Option 4 SG | ExportLimit_T2_North West Tasmania | REZ Network Export Constraints | 390481.2593 | 410842.2899 | 596908.0471 | 617799.4362 | 601790.2627 | 594281.5105 | 603519.8596 | 632888.5328 | 629701.31 | 643332.8453 | 643387.3269 | 625584.8941 | 644998.4668 | 621807.0376 | 361355.5058 | 394020.2488 | 378673.5845 | 434980.4541 | 421894.6415 | 464670.8476 | 478631.3911 | 479898.0998 | 479727.087 | 490342.0662
Option 4 SG | ExportLimit_T3_Central Highlands | REZ Network Export Constraints | 498399.6168 | 915699.8742 | 1299304.3818 | 1998970.7457 | -751952.6892 | -2701390.1132 | -2549365.1614 | 760502.2686 | 864219.6144 | 1578381.1941 | 1259777.869 | 939408.0448 | 1176707.1282 | 1322639.9473 | 68830.6642 | 180797.2172 | 291260.6186 | 356174.9879 | -104870.0623 | 65233.0526 | 144977.843 | 63645.1029 | 151774.7732 | 258055.3562
Option 4 SG | ExportLimit_V1_North West VIC | REZ Network Export Constraints | 1215985.7949 | -63934.3344 | 1810919.0634 | 2070951.8445 | 1507449.8659 | -6869549.9149 | -12551033.6724 | -12031580.8832 | -12114186.608 | -12785170.0393 | -12823050.4233 | -12924349.0316 | -13776018.6906 | -13638681.3794 | -13054442.9584 | -12953003.087 | -13195921.521 | -12750651.4296 | -12656179.0586 | -12329048.7327 | -12189195.6351 | -12156428.8574 | -12375556.7126 | -12833696.9943
Option 4 SG | ExportLimit_V2_Central Highlands VIC | REZ Network Export Constraints | 1916405.9581 | 2672831.8993 | 3647218.7385 | 3592798.8768 | 2274715.5285 | 2280636.296 | 2281234.5392 | 2591544.4714 | 2659171.2159 | 2621277.3081 | 2538766.1895 | 2555893.15 | 2237425.7919 | 1857300.2641 | 2097901.9661 | 2212192.9422 | 2164751.7054 | 2415520.3381 | 1508475.4458 | 1859114.8992 | 1350658.6733 | 1346661.2678 | 1690395.6391 | 2211297.8243
Option 4 SG | ExportLimit_V7_Central North VIC | REZ Network Export Constraints | 1557852.9789 | 1993609.8037 | 2847509.3276 | 3028513.4644 | 2914651.8015 | 2631556.2568 | 2549788.7423 | 2900695.1055 | 2887637.6663 | 2432316.1975 | 2490893.4565 | 2200101.0879 | 2165175.953 | 2461103.3505 | 2539922.2481 | 2605053.1065 | 2563556.4748 | 2673905.6625 | 2593554.1785 | 2611192.9555 | 2808388.0656 | 2797626.1013 | 2725004.1051 | 2702130.7619
Option 4 SG | ExportLimit_V8_Gippsland Offshore | REZ Network Export Constraints | 0 | 0 | 0 | 0 | 0 | -11428209.5358 | -8693086.5837 | -22817006.4829 | -20739669.0458 | -16730950.2333 | -14038023.779 | -12995044.4327 | -32581061.8396 | -31678986.1327 | -28334709.2463 | -29609922.413 | -28497603.9562 | -28176800.8498 | -27977379.6849 | -26081745.8083 | -28640456.0197 | -28344592.8735 | -27461744.5946 | -26231295.6862
Option 4 SG | Gas Zone Daily Offtake Limit Colongra | Gas Infrastructure Limitations by Gas Zone | 2.6996e-05 | 28.8247 | 2.4908e-05 | 2.4006e-05 | 6.9033e-05 | 0.00017091 | 1210.1994 | 161.3602 | 446.8981 | 887.4801 | 1798.3627 | 1425.7537 | 625.2922 | 1929.5607 | 2934.2149 | 2372.9413 | 2094.9949 | 3157.5831 | 3309.7295 | 4866.1455 | 2678.1069 | 2766.1091 | 3455.4807 | 2372.9169
Option 4 SG | Gas Zone Daily Offtake Limit Gippsland | Gas Infrastructure Limitations by Gas Zone | 3870.9803 | 3556.8331 | 4371.9585 | 1630.1823 | 3959.522 | 2659.2035 | 7082.8987 | 3194.5216 | 4524.1027 | 6622.6433 | 12292.2235 | 11232.2513 | 14195.8215 | 21211.6622 | 35496.9262 | 33673.0866 | 34566.1693 | 33290.7316 | 47180.6179 | 59913.9078 | 52826.1732 | 49044.5118 | 71374.8931 | 58747.5346
Option 4 SG | Gas Zone Daily Offtake Limit Gladstone | Gas Infrastructure Limitations by Gas Zone | 0 | 0 | 0 | 0 | 3.8994e-06 | 8.2313e-06 | 2.0044e-05 | 1.9668e-05 | 2.1173e-05 | 2.282e-05 | 2.7785e-05 | 3.3597e-05 | 1.9765e-05 | 1.9916e-05 | 2.2874e-05 | 2.2349e-05 | 2.5359e-05 | 3.6246e-05 | 9.4187e-05 | 0.00011364 | 0.00016561 | 0.00017047 | 0.00020745 | 0.0017355
Option 4 SG | Gas Zone Daily Offtake Limit Kurri Kurri | Gas Infrastructure Limitations by Gas Zone | 1.3039e-05 | 11.7833 | 1.2105e-05 | 1.1656e-05 | 3.2744e-05 | 81.9419 | 1076.9529 | 231.5411 | 633.0996 | 1279.4868 | 2965.4033 | 2433.8268 | 1237.0776 | 3599.0696 | 4810.6233 | 3667.5496 | 3325.2688 | 5322.9635 | 4981.0445 | 7224.6319 | 4188.6233 | 4630.4388 | 6043.2574 | 4242.4536
Option 4 SG | Gas Zone Daily Offtake Limit Laverton North | Gas Infrastructure Limitations by Gas Zone | 54.9069 | 42.0922 | 889.9484 | 123.1762 | 204.4514 | 1.5486e-05 | 4.5763e-05 | 4.2522e-05 | 165.4869 | 494.2796 | 273.4001 | 403.7228 | 74.7036 | 902.4889 | 1910.4074 | 1290.354 | 1429.4342 | 1218.6953 | 2185.9024 | 3123.6249 | 1750.0332 | 827.615 | 2543.5794 | 1480.5658
Option 4 SG | Gas Zone Daily Offtake Limit Melbourne | Gas Infrastructure Limitations by Gas Zone | 817.6681 | 656.161 | 889.9484 | 810.5762 | 1021.6447 | 3.4541e-05 | 0.00011263 | 105.2584 | 849.5303 | 1702.7183 | 1500.0706 | 1869.6694 | 1528.9062 | 3810.9377 | 4267.5839 | 11022.4952 | 10594.662 | 8456.2768 | 15679.2518 | 20285.4839 | 29698.2802 | 25818.1702 | 44302.2725 | 39125.0112
Option 4 SG | Gas Zone Daily Offtake Limit Moomba | Gas Infrastructure Limitations by Gas Zone | 1621.861 | 85.2307 | 4.1541e-05 | 76.5181 | 841.2456 | 350.5639 | 1221.8469 | 389.6584 | 646.3036 | 1080.6127 | 1858.3143 | 1918.143 | 1662.167 | 3460.8114 | 4416.0931 | 4618.0385 | 3428.127 | 3384.2263 | 4247.2686 | 2917.3385 | 0.00032058 | 0.00030057 | 0.00071236 | 0.00060229
Option 4 SG | Gas Zone Daily Offtake Limit NQGP | Gas Infrastructure Limitations by Gas Zone | 135.1431 | 107.6772 | 223.8447 | 69.7157 | 69.7157 | 69.9067 | 69.7157 | 69.7157 | 69.7157 | 69.9067 | 320.9502 | 866.311 | 991.7786 | 1292.3784 | 1933.9989 | 1061.4248 | 1571.047 | 1714.7684 | 3166.8308 | 3697.788 | 3381.2181 | 0 | 0 | 0
Option 4 SG | Gas Zone Daily Offtake Limit Newcastle | Gas Infrastructure Limitations by Gas Zone | 4.0035e-05 | 40.6081 | 3.7013e-05 | 3.5662e-05 | 0.00011072 | 81.9421 | 2287.1523 | 392.9014 | 1079.9977 | 2166.967 | 4763.7661 | 3859.5806 | 2039.6711 | 6014.8502 | 8381.8573 | 6527.7172 | 5815.1164 | 9150.9558 | 8930.6874 | 12966.5109 | 7461.2622 | 8040.9316 | 10280.4614 | 7227.9761
Option 4 SG | Gas Zone Daily Offtake Limit Northern | Gas Infrastructure Limitations by Gas Zone | 2733.0919 | 1952.0567 | 3128.7102 | 1599.9873 | 786.734 | 667.9862 | 1766.6279 | 717.3715 | 553.2583 | 892.0842 | 4303.7119 | 5657.4665 | 8029.4247 | 9151.5182 | 13542.1153 | 7334.5799 | 10245.2103 | 11839.3445 | 26326.6859 | 25215.8911 | 17734.8132 | 13487.6606 | 17237.7521 | 32988.5485
Option 4 SG | Gas Zone Daily Offtake Limit Port Campbell | Gas Infrastructure Limitations by Gas Zone | 420.7998 | 341.0857 | 2375.6037 | 491.0772 | 1729.2053 | 217.991 | 432.2481 | 273.1007 | 1048.5246 | 1855.6002 | 2040.0708 | 2091.5332 | 2064.6855 | 4382.2464 | 5582.9809 | 5126.2291 | 3940.0521 | 3933.2063 | 6428.6169 | 9003.1096 | 5523.2111 | 0 | 0 | 0
Option 4 SG | Gas Zone Daily Offtake Limit Southern | Gas Infrastructure Limitations by Gas Zone | 13239.1475 | 9960.6036 | 12850.8059 | 5146.8837 | 13638.3615 | 5558.9153 | 17984.6055 | 7354.2823 | 12313.7313 | 19807.1371 | 34163.1981 | 26010.5027 | 27585.9585 | 51865.4396 | 73437.0128 | 77032.0299 | 69492.3223 | 67905.6314 | 88892.6259 | 113421.5171 | 107825.4285 | 94787.8795 | 150919.9804 | 119828.836
Option 4 SG | Gordon Min Gen | Hydro min release | 631.9297 | 312.2042 | 665.769 | 557.9575 | 2334.5851 | 2189.3428 | 1793.0155 | 397.1887 | 1321.6381 | 1155.6839 | 1140.8987 | 1280.4796 | 1188.4286 | 1486.9961 | 937.1509 | 1048.4687 | 1081.4364 | 917.2201 | 1166.5393 | 1163.6681 | 1141.4492 | 1088.3333 | 1300.9833 | 995.1792
Option 4 SG | ImportGroup_N9_Hydrogen | Group Network Import Constraints | 4714948.139 | -2134492.3925 | -217713.588 | -1660925.1617 | -2143799.6822 | -3638058.0664 | -3413263.6905 | -6072630.1856 | -7183591.0073 | -7599246.8672 | -7045716.1761 | -7546011.1268 | -4987163.2812 | -4512728.1441 | -6207012.9417 | -5179761.3577 | -8495746.0936 | -4722045.148 | -5643180.0328 | -4282641.1656 | -4077068.4223 | -2393100.081 | -2662885.3792 | -5177235.6063
Option 4 SG | ImportGroup_NSA1 | Group Network Import Constraints | -867178.834 | -1780810.7892 | -1586075.7035 | -1487719.8197 | -1229290.5335 | -1189812.0111 | -1075451.1151 | -1186984.2726 | -1198535.691 | -1137285.3037 | -1162282.9454 | -1314991.7963 | -1334585.1421 | -1336728.3895 | -1389361.1615 | -1300515.6446 | -1230801.0234 | -1274735.9121 | -1248550.9368 | -1115570.5317 | -1720382.2435 | -1801035.0313 | -1518335.892 | -2452263.2234
Option 4 SG | ImportGroup_Q1_Hydrogen | Group Network Import Constraints | 858866.2655 | 860783.6419 | 947569.1153 | 1010450.84 | 1146353.6576 | 1269123.9633 | 688463.2426 | 285778.0192 | -899955.9896 | -785861.0155 | -644997.0546 | -372980.9849 | -243530.4461 | -663588.0895 | -368088.9971 | -521482.7272 | -524341.2219 | -320396.4645 | -377450.804 | -854007.7001 | -720216.0585 | -478227.3355 | 100691.6453 | -542408.4382
Option 4 SG | ImportGroup_Q4_Hydrogen | Group Network Import Constraints | -5502976.1529 | -6230299.0171 | -4773175.8369 | -4376463.8326 | -4534184.6232 | -4750619.2012 | -4603767.2512 | -4268002.7515 | -3935082.313 | -4011977.0258 | -4776644.7491 | -5031076.8246 | -4375693.2261 | -4027300.5632 | -3903917.1611 | -3915444.1732 | -2718766.6643 | -1200225.9914 | -681092.277 | -178996.4785 | -518610.0749 | -1120736.0987 | 693906.2498 | 1768736.0739
Option 4 SG | ImportGroup_Q7_Hydrogen | Group Network Import Constraints | -598453.6962 | -2563241.9529 | -1898822.3406 | 539347.9044 | -242598.5015 | -379381.2947 | -492241.4139 | -419192.7047 | 137953.941 | -523306.1398 | -892780.6241 | -1345600.6129 | -823257.4197 | -434608.5967 | -426166.1671 | -9183014.0168 | -9814418.1997 | -9338747.5757 | -9722635.3098 | -9559611.2102 | -11454602.8711 | -12359297.5592 | -13417526.9235 | -13385426.9508
Option 4 SG | ImportLimit_N12_Illawarra | REZ Network Import Constraints | 3796 | 3754.1143 | 3717.5708 | 3691.7125 | 85451.7125 | 242973.4264 | 492197.1411 | 853203.1403 | 1329548.9956 | 1619289.5345 | 1877425.1261 | 2101784.6834 | 2066206.2966 | 2236183.3092 | 2323430.9751 | 2445597.6498 | 2624064.2163 | 2878691.7708 | 3160473.4205 | 3578221.7619 | 4040512.952 | 4520571.3293 | 4957872.7031 | 5335846.5475
Option 4 SG | ImportLimit_N1_North West NSW | REZ Network Import Constraints | -396363.1562 | -732345.41 | -714425.5477 | -556850.3229 | -535008.5677 | -481678.456 | -517583.7012 | -476403.6699 | -613212.6577 | -568648.183 | -611021.7496 | -611074.0442 | -639785.8253 | -652456.6665 | -652959.1832 | -687243.213 | -668321.0284 | -654552.0539 | -672309.1604 | -611971.0611 | -531831.5331 | -413315.4535 | -387929.2861 | -349457.1146
Option 4 SG | ImportLimit_N3_Central-West Orana | REZ Network Import Constraints | -3438924.1462 | -3837799.2778 | -15420057.7941 | -36175308.9844 | -36217385.4454 | -36148261.5113 | -35942326.8565 | -37085038.6727 | -37505204.0984 | -37229612.6703 | -36345161.9407 | -35803447.3475 | -36884013.2229 | -37946762.0889 | -40610042.0793 | -43392014.2581 | -41178181.6498 | -41468867.9659 | -44073049.0932 | -43609175.1223 | -49680770.1263 | -49690943.9736 | -48713775.7684 | -52786753.1978
Option 4 SG | ImportLimit_N8_Cooma-Monaro | REZ Network Import Constraints | -324547.3237 | -476071.4753 | -518445.8639 | -1076441.5047 | -1012327.1013 | -1002383.8648 | -896470.3147 | -975105.8435 | -965142.5116 | -925420.1503 | -814514.072 | -697395.1082 | -762149.6406 | -728841.3629 | -438251.4268 | -348330.6859 | -275105.272 | -228311.8162 | -604814.3454 | -541149.2968 | -431026.5373 | -509580.2825 | -445872.1705 | -459393.9133
Option 4 SG | ImportLimit_Q1_Far North Qld | REZ Network Import Constraints | -929110.4995 | -983328.711 | -1017323.3912 | -1063945.5795 | -1057011.845 | -969846.0166 | -1608198.8567 | -2093048.3257 | -3379109.9574 | -3366534.3085 | -3289659.4545 | -3118643.6741 | -3093642.6021 | -3588630.6451 | -3327118.0132 | -3596675.6327 | -3477766.5667 | -3369545.4236 | -3494886.2512 | -4013505.0809 | -3973907.4394 | -3676234.6453 | -3113199.7179 | -3698886.4909
Option 4 SG | ImportLimit_S3_Mid-North SA | REZ Network Import Constraints | -5249087.836 | -5444726.969 | -5050493.4455 | -5828136.3038 | -5389885.2373 | -6166528.0358 | -5365520.6818 | -5980546.6357 | -5925249.2137 | -5606452.4313 | -4703930.0129 | -5408362.4414 | -5355662.3476 | -3890824.396 | -4391717.8949 | -4824337.5814 | -4817112.5544 | -5628924.6266 | -7480741.8713 | -7775507.5945 | -6952095.3574 | -6586370.6584 | -5188658.5802 | -5668926.2558
Option 4 SG | ImportLimit_S7_Eastern Eyre Peninsula | REZ Network Import Constraints | -575216.3017 | -593280.027 | -464266.6443 | -485860.4826 | -274979.2241 | -142840.0992 | -118262.398 | -139498.103 | -125992.5523 | -0.012216 | -0.016079 | -0.01715 | -0.0073206 | -0.010628 | -0.034427 | -0.031814 | -0.03301 | -0.035075 | -0.031979 | -540404.2689 | -969868.8326 | -926639.1147 | -829631.4991 | -1026465.8675
Option 4 SG | ImportLimit_T1_North East Tasmania | REZ Network Import Constraints | 0 | -0.00097895 | -869160.2871 | -654443.1742 | -805460.5844 | -907041.9905 | -899931.2753 | -897415.8827 | -869195.3162 | -841055.7584 | -1741768.3538 | -2191860.8187 | -2211160.8994 | -2213217.277 | -1769033.952 | -1656144.8427 | -1671921.2354 | -1641694.1864 | -1641493.9653 | -1665774.8491 | -1591382.7364 | -1532646.5345 | -1597472.1405 | -1500392.0668
Option 4 SG | ImportLimit_T3_Central Highlands | REZ Network Import Constraints | -498399.6168 | -915699.8742 | -1299304.3818 | -1998970.7457 | -4895727.3108 | -7048849.8868 | -7174234.8386 | -10484102.2686 | -10587819.6144 | -11328621.1941 | -10983377.869 | -10663008.0448 | -10900307.1282 | -11072879.9473 | -9792430.6642 | -9904397.2172 | -10014860.6186 | -10106414.9879 | -9618729.9377 | -9788833.0526 | -9868577.843 | -9813885.1029 | -9875374.7732 | -9981655.3562
Option 4 SG | ImportLimit_V1_North West VIC | REZ Network Import Constraints | -1215985.7949 | -4044865.6656 | -8818919.0634 | -9078951.8445 | -8515449.8659 | -16387410.0851 | -22138566.3276 | -22658019.1168 | -22575413.392 | -21999469.9616 | -21866549.5779 | -21765250.9715 | -20913581.3094 | -21145958.621 | -21635157.0421 | -21736596.9135 | -21493678.4794 | -22033988.5711 | -22033420.9417 | -22360551.2677 | -22500404.3667 | -22628211.1443 | -22314043.2892 | -21855903.0081
Option 4 SG | ImportLimit_V5_South West VIC | REZ Network Import Constraints | -9565210.6637 | -12357622.6499 | -13303932.8998 | -14087728.3374 | -12219861.5056 | -11307593.7935 | -10969157.1541 | -11447509.1768 | -10849158.9171 | -10470630.6655 | -9700810.2292 | -9136009.1307 | -7399117.2747 | -6054281.6333 | -5688452.6925 | -5748802.9215 | -5192214.6018 | -5292191.5693 | -4368513.7097 | -1705797.1759 | 34035.2029 | 799160.6748 | 903323.819 | 1244167.6896
Option 4 SG | ImportLimit_V7_Central North VIC | REZ Network Import Constraints | -1557852.9789 | -1993609.8037 | -2847509.3276 | -3028513.4644 | -2914651.8015 | -2631556.2568 | -2549788.7423 | -2900695.1055 | -2887637.6715 | -2432316.2032 | -2490893.4632 | -2200101.0954 | -2165175.9532 | -2461103.3507 | -2539922.2483 | -2605053.1068 | -2563556.4751 | -2673905.6628 | -2593554.1791 | -2611192.9562 | -2808388.0667 | -2797626.1024 | -2725004.1062 | -2702130.7631
Option 4 SG | Kareeya Min Gen | Hydro min release | 691.6405 | 609.6322 | 535.2271 | 591.459 | 543.7112 | 474.211 | 462.8976 | 534.1827 | 585.3692 | 531.4488 | 549.2177 | 614.438 | 478.5508 | 605.948 | 539.9416 | 580.3138 | 647.7295 | 504.0851 | 490.8062 | 473.229 | 474.7867 | 467.3784 | 448.7492 | 380.4385
Option 4 SG | Liapootah Min Gen | Hydro min release | 548.868 | 622.6922 | 432.7378 | 520.6181 | 527.0843 | 406.3552 | 571.7557 | 517.9354 | 432.3565 | 402.9886 | 384.2132 | 458.639 | 403.5878 | 381.4329 | 332.62 | 320.1954 | 356.2213 | 318.9747 | 318.1654 | 330.7876 | 350.3279 | 361.0237 | 388.61 | 336.5097
Option 4 SG | N >> 11-0_17-0 | NetworkConstraints | 19878452.8072 | 21133815.9607 | 21704285.4277 | 19373965.8808 | 19884067.3772 | 21770353.2278 | 22228477.2348 | 15812514.9012 | 15565535.1668 | 16535069.478 | 16855005.1974 | 17134832.5533 | 16670382.7916 | 16974107.641 | 17984385.1126 | 16926208.33 | 18007534.7968 | 17384380.4771 | 18189143.3967 | 18549249.0077 | 16352454.7298 | 15873172.087 | 17441041.3758 | 16222025.0275
Option 4 SG | N >> 11-0_39/1 | NetworkConstraints | 0 | 0 | 0 | 0 | 22967699.8648 | 25113334.3516 | 25635901.5958 | 0 | 0 | 0 | 0 | 0 | 0 | 0 | 0 | 0 | 0 | 0 | 0 | 0 | 0 | 0 | 0 | 0
Option 4 SG | N >> 11-0_BAN_SCRK_1 | NetworkConstraints | 0 | 0 | 0 | 0 | 0 | 0 | 0 | 17240655.8297 | 16992879.1391 | 18035614.5144 | 18370108.1977 | 18685327.3272 | 18210367.0701 | 18525603.4233 | 19596905.1674 | 18531717.4334 | 19659595.6077 | 19093835.1956 | 19889275.6064 | 20227967.0319 | 18021892.7286 | 17565767.6832 | 19157877.6394 | 17988251.1326
Option 4 SG | N >> 12-0_14-0_R | NetworkConstraints | 38998290.1747 | 41301815.8999 | 37618121.7039 | 40453909.1232 | 42751095.177 | 45503870.3814 | 46977371.4949 | 43839198.4849 | 45400111.1118 | 47118678.5235 | 47930214.9352 | 48746544.1885 | 48699980.9245 | 49533291.4166 | 47458037.1942 | 47457630.6994 | 48112306.0923 | 48390259.4632 | 50311840.9077 | 50303600.6127 | 50035566.4393 | 50228406.2248 | 51365234.411 | 51964236.0545
Option 4 SG | N >> 12-0_39-1_R | NetworkConstraints | 46560590.7263 | 49890396.5885 | 46096169.6114 | 47098931.3091 | 0 | 0 | 0 | 0 | 0 | 0 | 0 | 0 | 0 | 0 | 0 | 0 | 0 | 0 | 0 | 0 | 0 | 0 | 0 | 0
Option 4 SG | N >> 12-0_39/1_R | NetworkConstraints | 0 | 0 | 0 | 0 | 46391047.4319 | 49593597.3916 | 51104790.7469 | 46001103.8524 | 47584232.6092 | 49433815.4384 | 50270722.0067 | 51168931.1556 | 51075140.0347 | 51910925.5987 | 49888751.3081 | 49852168.7478 | 50614363.883 | 50961220.2918 | 52860275.4356 | 52832916.3947 | 52481047.5658 | 52720255.1746 | 53868447.9861 | 54499088.1319
Option 4 SG | N >> 12-0_BAN_SCRK_1_R | NetworkConstraints | 0 | 0 | 0 | 0 | 0 | 0 | 0 | 46063634.2955 | 47703777.696 | 49523568.0067 | 50377958.311 | 51254109.0439 | 51202400.3595 | 52074018.2459 | 49914237.766 | 49940058.6638 | 50625860.3874 | 50995041.4178 | 52945231.6136 | 52918995.4432 | 52685941.7716 | 52926195.6934 | 54075300.0262 | 54762780.3023
Option 4 SG | N >> 16-0_39/1_R | NetworkConstraints | 0 | 0 | 0 | 0 | 28313465.2556 | 31394356.3498 | 31713269.5271 | 0 | 0 | 0 | 0 | 0 | 0 | 0 | 0 | 0 | 0 | 0 | 0 | 0 | 0 | 0 | 0 | 0
Option 4 SG | N >> 16-0_8-0_R | NetworkConstraints | 20183598.431 | 24448406.2123 | 25318283.3423 | 23297650.7053 | 24356181.4003 | 27242023.3078 | 27354525.2513 | 18536824.8592 | 19017819.0801 | 20344879.1785 | 20173390.3796 | 21236192.7037 | 20080200.3266 | 19318387.3859 | 17845152.8457 | 17203804.5089 | 18300306.1781 | 19274928.3242 | 17420077.6777 | 16175847.9168 | 16194207.8279 | 16770021.0515 | 15221371.1393 | 16814000.8574
Option 4 SG | N >> 16-0_BAN_SCRK_1_R | NetworkConstraints | 0 | 0 | 0 | 0 | 0 | 0 | 0 | 24776069.7065 | 25332743.2231 | 27012306.1201 | 26929190.7679 | 28138220.3357 | 26797193.1586 | 26082154.1401 | 24472692.0237 | 23583406.0284 | 24937791.2276 | 25895815.3406 | 24114377.3585 | 22817236.9991 | 22473602.4498 | 22979651.7129 | 21659094.53 | 23227485.2469
Option 4 SG | N >> 17-0_11-0 | NetworkConstraints | 20266206.9341 | 21861235.6052 | 23029997.4996 | 20151627.907 | 21288512.13 | 23331135.5757 | 23822327.0271 | 16504550.2396 | 16333530.9109 | 17360205.848 | 17691794.6065 | 18006085.5248 | 17475183.9882 | 17762778.282 | 18529708.6074 | 17407287.56 | 18525016.5511 | 17866156.4275 | 18655278.1877 | 18980418.0471 | 16745903.6208 | 16240599.7957 | 17791125.3077 | 16594164.9975
Option 4 SG | N >> 17-0_39/1 | NetworkConstraints | 0 | 0 | 0 | 0 | 27745805.3969 | 30403557.28 | 31035026.8332 | 0 | 0 | 0 | 0 | 0 | 0 | 0 | 0 | 0 | 0 | 0 | 0 | 0 | 0 | 0 | 0 | 0
Option 4 SG | N >> 17-0_BAN_SCRK_1 | NetworkConstraints | 0 | 0 | 0 | 0 | 0 | 0 | 0 | 20398405.8191 | 20359612.1251 | 21597039.9037 | 21962568.4621 | 22390688.2683 | 21685358.4094 | 21958548.294 | 22341310.4597 | 21071907.1004 | 22309963.0721 | 21680868.6698 | 22414096.8559 | 22624238.8203 | 20295587.4211 | 19763931.1583 | 21296745.9799 | 20219442.2187
Option 4 SG | N >> 18-0_5-0 | NetworkConstraints | 0 | 0 | 0 | -2946033.7849 | 0 | 0 | 0 | 0 | 0 | 0 | 0 | 0 | 0 | 0 | 0 | 0 | 0 | 0 | 0 | 0 | 0 | 0 | 0 | 0
Option 4 SG | N >> 18-0_5-0_R | NetworkConstraints | 6524889.3838 | 5339742.2987 | 5427611.0896 | 1805335.8906 | 4850569.8181 | 5504129.5681 | 5517825.8151 | 5081052.3268 | 5113486.7345 | 5532477.8842 | 5525987.2038 | 5815237.3084 | 5386747.9486 | 5287573.6383 | 4983192.9696 | 4529352.5714 | 5012312.2652 | 5117409.2532 | 4771052.3149 | 4559325.5656 | 4194230.9531 | 4190223.2232 | 4156537.1817 | 4204772.2761
Option 4 SG | N >> 31-0_32-0 | NetworkConstraints | 38326914.14 | 35147826.9708 | 30043107.5931 | 28719364.9899 | 0 | 0 | 0 | 0 | 0 | 0 | 0 | 0 | 0 | 0 | 0 | 0 | 0 | 0 | 0 | 0 | 0 | 0 | 0 | 0
Option 4 SG | N >> 32-0_31-0 | NetworkConstraints | 38326871.5624 | 35147960.3685 | 30043219.6791 | 28719551.569 | 0 | 0 | 0 | 0 | 0 | 0 | 0 | 0 | 0 | 0 | 0 | 0 | 0 | 0 | 0 | 0 | 0 | 0 | 0 | 0
Option 4 SG | N >> 32/2_31-0 | NetworkConstraints | 0 | 0 | 0 | 0 | 25143181.0755 | 24852971.1489 | 25778974.7352 | 21105461.4037 | 21588969.3755 | 21234985.55 | 21800423.9102 | 22039341.8685 | 24928063.5077 | 25715900.7759 | 27969859.2396 | 31109533.6047 | 30685722.153 | 32634491.9872 | 34388712.5233 | 34845977.6696 | 37564366.6123 | 39786021.1282 | 39032158.4188 | 39960507.563
Option 4 SG | N >> 32/2_38/2 | NetworkConstraints | 0 | 0 | 0 | 0 | 25143390.1455 | 24853207.7837 | 25779221.3246 | 21105761.8495 | 21589280.2205 | 21235312.3532 | 21800754.8254 | 22039678.7277 | 24928390.2995 | 25716232.2923 | 27970176.7335 | 31109842.727 | 30686038.3127 | 32634805.752 | 34389036.5674 | 34846300.3721 | 37564682.5272 | 39786333.301 | 39032480.3145 | 39960836.6368
Option 4 SG | N >> 38/1_32/1_R | NetworkConstraints | 0 | 0 | 0 | 0 | 52870512.3062 | 55277885.4007 | 56935614.8494 | 64231726.9739 | 65720867.1156 | 67847768.9264 | 68894321.1791 | 70173887.0219 | 71539095.2768 | 72693848.1944 | 73272463.9502 | 74906965.5595 | 75824496.3289 | 77817664.7174 | 80151873.3241 | 80128483.3689 | 81288612.8373 | 83047043.6223 | 83547203.27 | 85251854.8646
Option 4 SG | N >> 38/2_32/2 | NetworkConstraints | 0 | 0 | 0 | 0 | 25144342.766 | 24854244.2885 | 25780288.1382 | 21106995.7948 | 21590548.6054 | 21236657.2201 | 21802114.4658 | 22041068.3107 | 24929723.177 | 25717579.9086 | 27971458.1713 | 31111068.4485 | 30687300.8354 | 32636060.4588 | 34390314.3959 | 34847567.738 | 37565892.0962 | 39787515.2925 | 39033714.074 | 39962086.9165
Option 4 SG | N >> 39-1_11-0 | NetworkConstraints | 36586336.6748 | 40847993.0198 | 39741798.5168 | 38454970.9973 | 0 | 0 | 0 | 0 | 0 | 0 | 0 | 0 | 0 | 0 | 0 | 0 | 0 | 0 | 0 | 0 | 0 | 0 | 0 | 0
Option 4 SG | N >> 39-1_16-0 | NetworkConstraints | 35689937.5801 | 40134302.5337 | 39093079.3014 | 37923831.1037 | 0 | 0 | 0 | 0 | 0 | 0 | 0 | 0 | 0 | 0 | 0 | 0 | 0 | 0 | 0 | 0 | 0 | 0 | 0 | 0
Option 4 SG | N >> 39-1_17-0 | NetworkConstraints | 36125690.451 | 40495776.8351 | 39721386.7228 | 38285006.7036 | 0 | 0 | 0 | 0 | 0 | 0 | 0 | 0 | 0 | 0 | 0 | 0 | 0 | 0 | 0 | 0 | 0 | 0 | 0 | 0
Option 4 SG | N >> 39-1_3W-0 | NetworkConstraints | 37189865.2625 | 41373384.1004 | 40210965.711 | 39017618.6769 | 0 | 0 | 0 | 0 | 0 | 0 | 0 | 0 | 0 | 0 | 0 | 0 | 0 | 0 | 0 | 0 | 0 | 0 | 0 | 0
Option 4 SG | N >> 39-1_5A6-0 | NetworkConstraints | 34309343.6654 | 39334441.9424 | 38401801.9304 | 36595634.1089 | 0 | 0 | 0 | 0 | 0 | 0 | 0 | 0 | 0 | 0 | 0 | 0 | 0 | 0 | 0 | 0 | 0 | 0 | 0 | 0
Option 4 SG | N >> 39-1_8-0 | NetworkConstraints | 35644246.3445 | 40097455.2054 | 39019461.4018 | 37884924.2936 | 0 | 0 | 0 | 0 | 0 | 0 | 0 | 0 | 0 | 0 | 0 | 0 | 0 | 0 | 0 | 0 | 0 | 0 | 0 | 0
Option 4 SG | N >> 39-1_NIL | NetworkConstraints | 36535923.3972 | 40923896.4438 | 39694563.5551 | 38601291.1402 | 0 | 0 | 0 | 0 | 0 | 0 | 0 | 0 | 0 | 0 | 0 | 0 | 0 | 0 | 0 | 0 | 0 | 0 | 0 | 0
Option 4 SG | N >> 39/1_11-0 | NetworkConstraints | 0 | 0 | 0 | 0 | 37673001.4904 | 41166783.8576 | 41997294.6762 | 39777887.8262 | 40322134.0804 | 42525322.5353 | 43025972.6886 | 44107938.0828 | 43104653.3411 | 43300897.2647 | 42923312.37 | 41656277.1044 | 43432484.7836 | 43479779.8931 | 43961886.0982 | 43670975.9424 | 41620776.5675 | 41560538.0892 | 42640806.3227 | 42599924.428
Option 4 SG | N >> 39/1_16-0 | NetworkConstraints | 0 | 0 | 0 | 0 | 37124456.5641 | 40626014.6669 | 41400675.1809 | 39282345.4086 | 39926223.1304 | 42100070.8965 | 42534752.1294 | 43672023.331 | 42622140.3 | 42701542.3615 | 41975157.0207 | 40815444.5694 | 42509400.3782 | 42749041.0253 | 42934343.0113 | 42461743.9861 | 40771992.3742 | 40836716.1716 | 41512810.3271 | 41825679.0672
Option 4 SG | N >> 39/1_17-0 | NetworkConstraints | 0 | 0 | 0 | 0 | 37741122.4794 | 41256145.0346 | 42089554.7311 | 39775539.9333 | 40360545.0879 | 42564200.2564 | 43060677.8802 | 44151291.7198 | 43125947.8875 | 43306465.4604 | 42789732.9771 | 41522217.4264 | 43283261.8271 | 43336637.8148 | 43784471.4639 | 43463809.0331 | 41458172.6937 | 41399852.6966 | 42423605.9261 | 42430397.4981
Option 4 SG | N >> 39/1_5A6-0 | NetworkConstraints | 0 | 0 | 0 | 0 | 35604853.456 | 39244938.8329 | 40002581.744 | 38465942.9319 | 38968380.1803 | 41180542.2766 | 41654048.2895 | 42786909.3929 | 41671191.4202 | 41764622.8432 | 41269807.6912 | 39917417.6388 | 41759916.6831 | 41904711.1695 | 42054120.8772 | 41663605.4371 | 39567749.1477 | 39547361.8813 | 40461399.0605 | 40456141.7287
Option 4 SG | N >> 39/1_8-0 | NetworkConstraints | 0 | 0 | 0 | 0 | 37053955.082 | 40553567.5544 | 41321533.3099 | 39202138.5342 | 39854887.5545 | 42025058.2966 | 42452033.0078 | 43595732.4784 | 42544407.5798 | 42610552.0423 | 41855864.0767 | 40711898.932 | 42397143.4965 | 42661857.5154 | 42812470.3886 | 42320035.1199 | 40674403.6681 | 40756519.9458 | 41386386.0319 | 41741223.7198
Option 4 SG | N >> 39/1_BAN_SCRK_1 | NetworkConstraints | 0 | 0 | 0 | 0 | 0 | 0 | 0 | 41875207.2851 | 42567997.8056 | 44863335.3417 | 45358432.1354 | 46520855.1684 | 45420540.6428 | 45569632.2076 | 44753041.4912 | 43507599.4463 | 45258001.0884 | 45473843.2012 | 45766057.092 | 45299802.2945 | 43492015.7009 | 43490250.0321 | 44343059.1734 | 44626441.3699
Option 4 SG | N >> 39/1_NIL | NetworkConstraints | 0 | 0 | 0 | 0 | 37690426.9236 | 41182245.4077 | 42010638.5939 | 39822450.9525 | 40462783.3809 | 42639858.5422 | 43111746.8224 | 44220714.8916 | 43213869.9943 | 43361121.0892 | 42715590.1598 | 41552608.4759 | 43241722.2819 | 43416358.6696 | 43765591.7924 | 43370447.7868 | 41598230.0661 | 41620989.814 | 42457767.5957 | 42660154.0896
Option 4 SG | N >> 5A5_5P1 | NetworkConstraints | 0 | 0 | -919813.89 | 10619390.7504 | 14974569.0869 | 16001621.686 | 16165704.0445 | 12511014.3471 | 12698776.5354 | 12898718.8081 | 12600822.2287 | 12166817.2137 | 12168061.5654 | 12342227.9773 | 13335239.6829 | 14276794.4456 | 13497635.5049 | 13289953.5656 | 14531326.3623 | 14332550.1637 | 16968455.0655 | 16539076.1432 | 16471307.6311 | 18783396.4302
Option 4 SG | N >> 5H5_5H6 | NetworkConstraints | 0 | 0 | 0 | 20517413.3112 | 35615416.3807 | 36426209.2427 | 37116763.3136 | 27432493.289 | 28297308.7625 | 28023818.7816 | 27962978.6087 | 27810966.6293 | 29969098.5652 | 30553560.182 | 31834434.8634 | 34798197.2588 | 33518426.2789 | 34573989.9339 | 36913647.6028 | 36709599.838 | 40879896.3026 | 42110387.8834 | 40901071.6492 | 43555623.6423
Option 4 SG | N >> 5P1_5A5 | NetworkConstraints | 0 | 0 | -2776583.7254 | 8048870.9658 | 8204818.527 | 6085421.1537 | 5233961.2573 | 15817296.0224 | 15484972.4592 | 14490469.0594 | 13409397.0777 | 12121904.4217 | 14489164.7107 | 15152568.2858 | 21058127.5418 | 24906380.4997 | 22096417.7556 | 22633674.9052 | 26032088.0841 | 26067090.8284 | 32668557.4963 | 33170824.3704 | 31960431.281 | 36515555.1207
Option 4 SG | N >> 5P1_5P2 | NetworkConstraints | 0 | 0 | -2959248.1409 | 4117309.5245 | 1285587.9103 | -1793397.4289 | -2892335.9371 | 13262994.9398 | 12689707.672 | 11210757.4046 | 9939951.3487 | 8478300.917 | 11686721.5618 | 12472204.0415 | 19828943.0693 | 24430303.5471 | 21130349.4818 | 21994485.2407 | 25789976.395 | 25967395.5882 | 33193393.3527 | 34155047.2036 | 32558458.2417 | 37222004.0892
Option 4 SG | N >> 76-0_39/1_R | NetworkConstraints | 0 | 0 | 0 | 0 | 30291749.8336 | 32017150.3003 | 33270416.546 | 0 | 0 | 0 | 0 | 0 | 0 | 0 | 0 | 0 | 0 | 0 | 0 | 0 | 0 | 0 | 0 | 0
Option 4 SG | N >> 76-0_77-0_R | NetworkConstraints | 23357757.1348 | 26779549.8546 | 26348222.9044 | 27285178.0484 | 27623637.2166 | 29041497.526 | 30268226.8155 | 24642961.1248 | 26874103.1819 | 27422954.44 | 27910923.9713 | 28359845.8358 | 28612004.3829 | 29101938.8084 | 24408316.0479 | 25382088.793 | 24652406.5545 | 25232022.0781 | 26446061.2495 | 26013202.5833 | 28150774.0198 | 28594530.4323 | 27950537.063 | 29805159.2815
Option 4 SG | N >> 76-0_BAN_SCRK_1_R | NetworkConstraints | 0 | 0 | 0 | 0 | 0 | 0 | 0 | 26703607.6775 | 28918322.8731 | 29609565.0356 | 30115557.2293 | 30627785.5542 | 30781666.0576 | 31263922.225 | 26607494.6459 | 27457055.7469 | 26859627.959 | 27447787.4872 | 28612534.9445 | 28141597.0824 | 30110949.7336 | 30530854.4599 | 29954875.2289 | 31799694.4686
Option 4 SG | N >> 8-0_16-0_R | NetworkConstraints | 19586971.9467 | 23928592.2495 | 24701107.3713 | 22859253.1129 | 23789691.8498 | 26652204.6421 | 26726873.1743 | 15384592.0134 | 15828577.9174 | 16945037.4402 | 16759249.1688 | 17694802.9231 | 16700739.8705 | 15982969.1442 | 14592130.9487 | 14115115.3805 | 15005725.1023 | 15957942.3274 | 14201306.8772 | 13042380.0501 | 13257414.0739 | 13829243.8891 | 12282925.1557 | 13841902.2536
Option 4 SG | N >> 8-0_39/1_R | NetworkConstraints | 0 | 0 | 0 | 0 | 27096878.8056 | 30127477.337 | 30363694.6808 | 0 | 0 | 0 | 0 | 0 | 0 | 0 | 0 | 0 | 0 | 0 | 0 | 0 | 0 | 0 | 0 | 0
Option 4 SG | N >> 8-0_BAN_SCRK_1_R | NetworkConstraints | 0 | 0 | 0 | 0 | 0 | 0 | 0 | 17868946.4701 | 18384569.977 | 19630080.6313 | 19475504.0541 | 20476282.8843 | 19414812.6438 | 18709107.8699 | 17170287.3944 | 16644138.0906 | 17601847.9328 | 18606141.6155 | 16829857.165 | 15611958.3329 | 15816397.3167 | 16393011.3852 | 14861246.9322 | 16515955.2044
Option 4 SG | N >> 81-0_82-0 | NetworkConstraints | 31757970.4866 | 28250402.5034 | 12442320.3187 | 0 | 0 | 0 | 0 | 0 | 0 | 0 | 0 | 0 | 0 | 0 | 0 | 0 | 0 | 0 | 0 | 0 | 0 | 0 | 0 | 0
Option 4 SG | N >> 81_82-0 | NetworkConstraints | 0 | 0 | 16581267.0507 | 21640519.4252 | 21216479.2216 | 20277184.5334 | 20712500.551 | 15418031.7549 | 15468622.9226 | 14610678.8817 | 14954391.6393 | 15092339.9732 | 18019878.2669 | 18191599.1776 | 20441614.069 | 23525717.6902 | 23476327.1801 | 24936992.9339 | 25938890.9389 | 26024176.284 | 28540158.4545 | 30606469.8204 | 29229634.8484 | 29559050.9647
Option 4 SG | N >> 82-0_81 | NetworkConstraints | 0 | 0 | 16767463.6969 | 22287121.5285 | 22249043.2102 | 21283459.5002 | 21691222.2687 | 16680643.2966 | 16706619.6546 | 15856035.9996 | 16194158.299 | 16344297.8856 | 19224622.9756 | 19367542.298 | 21606414.2595 | 24632730.4659 | 24656332.776 | 26080878.6266 | 27012175.979 | 27089397.8197 | 29499272.9874 | 31535865.2972 | 30179334.7677 | 30432267.5718
Option 4 SG | N >> 82-0_81-0 | NetworkConstraints | 32841332.9462 | 29377094.1223 | 12895146.6019 | 0 | 0 | 0 | 0 | 0 | 0 | 0 | 0 | 0 | 0 | 0 | 0 | 0 | 0 | 0 | 0 | 0 | 0 | 0 | 0 | 0
Option 4 SG | N >> 93-0_90-0_R | NetworkConstraints | 5484700.4785 | 3404765.8573 | 6283037.4257 | -1781926.5343 | -3863914.4613 | -4283811.0216 | -4007641.3502 | -5910622.6929 | -5984965.4926 | -6296414.7222 | -6018791.04 | -6064078.6236 | -5137669.2763 | -4688278.0959 | -3723726.9421 | -3048738.7115 | -3352933.0531 | -2541011.7981 | -2221759.1229 | -1685200.0433 | -1469882.0827 | -625453.5316 | -565093.0457 | -826413.8685
Option 4 SG | N >> BANNABY_1TH1_2_BAN_SCRK_1 | NetworkConstraints | 0 | 0 | 0 | 0 | 0 | 0 | 0 | 4120069.8221 | 4740589.3415 | 4262311.1154 | 4449082.4198 | 4121251.6851 | 5078651.4119 | 5662970.8265 | 4555228.5952 | 6146211.2445 | 4693802.8494 | 6008530.2709 | 6309369.0434 | 6035164.2242 | 9006812.8792 | 9491043.2223 | 8917490.5909 | 10763772.5513
Option 4 SG | N >> BAN_SCRK_1_11-0 | NetworkConstraints | 0 | 0 | 0 | 0 | 0 | 0 | 0 | 51126076.423 | 52002005.8033 | 54884757.5438 | 55507978.0297 | 56874492.2619 | 55261412.3101 | 55445901.6807 | 53746790.0949 | 51979118.6215 | 54019942.094 | 54382460.0258 | 54335004.7688 | 53513891.1272 | 51430731.2153 | 51187177.6334 | 52265038.9447 | 52892498.1814
Option 4 SG | N >> BAN_SCRK_1_16-0 | NetworkConstraints | 0 | 0 | 0 | 0 | 0 | 0 | 0 | 51298713.3391 | 52271915.2099 | 55164356.3422 | 55732995.1603 | 57166942.8265 | 55484554.7614 | 55562462.6796 | 53523645.2077 | 51824387.8356 | 53817902.813 | 54359402.8032 | 54035459.1194 | 53035437.2776 | 51248165.4311 | 51111267.1846 | 51834100.2972 | 52790026.5831
Option 4 SG | N >> BAN_SCRK_1_17-0 | NetworkConstraints | 0 | 0 | 0 | 0 | 0 | 0 | 0 | 51257690.6865 | 52147488.6878 | 55043118.617 | 55670451.6647 | 57041233.3279 | 55401040.5596 | 55583756.8205 | 53822530.4313 | 52016359.8166 | 54074367.4214 | 54397780.2295 | 54366410.9549 | 53548538.2264 | 51410854.8006 | 51142240.9903 | 52239674.526 | 52832550.3036
Option 4 SG | N >> BAN_SCRK_1_5A6-0 | NetworkConstraints | 0 | 0 | 0 | 0 | 0 | 0 | 0 | 46809515.3113 | 47391634.9171 | 50294192.7974 | 50886208.6563 | 52314655.9061 | 50432371.6844 | 50429707.5474 | 48917341.6382 | 46770470.2942 | 49102792.261 | 49489835.8225 | 48806381.0076 | 47918776.5014 | 45261652.5742 | 44975353.1156 | 46027385.2461 | 46304544.4789
Option 4 SG | N >> BAN_SCRK_1_8-0 | NetworkConstraints | 0 | 0 | 0 | 0 | 0 | 0 | 0 | 51301258.2738 | 52283961.1975 | 55176263.0662 | 55739706.4078 | 57179824.67 | 55494718.0592 | 55562901.5545 | 53494938.3261 | 51807707.3868 | 53794137.0806 | 54357865.0771 | 54005635.1686 | 52987692.9187 | 51237789.2851 | 51114450.8216 | 51800589.7777 | 52794172.5876
Option 4 SG | N >> BAN_SCRK_1_BAN_SCRK_2 | NetworkConstraints | 0 | 0 | 0 | 0 | 0 | 0 | 0 | 51391344.1907 | 52358699.7931 | 55230883.9165 | 55830259.8206 | 57222979.3637 | 55579822.9879 | 55720085.2544 | 53730408.5917 | 52035216.4419 | 53997832.3384 | 54483365.414 | 54294490.9651 | 53360743.8402 | 51528366.7649 | 51343839.6396 | 52205536.2832 | 53067025.2545
Option 4 SG | N >> KEMPS_CK_2H1_2_KEMPS_CK_3H1_2 | NetworkConstraints | 3896981.5696 | 2691020.4267 | -2645265.4598 | 5159005.2942 | -11219619.2409 | -12552020.8372 | -12884098.0177 | 165421.414 | 93929.1458 | -19180.596 | -124204.1202 | -106411.2511 | 216730.743 | 143036.3593 | 619199.618 | 1142503.4996 | 937055.7772 | 1498468.3917 | 1186909.9537 | 996753.9367 | 1887421.0212 | 2321668.0027 | 1633528.8596 | 2340001.1869
Option 4 SG | N >> MT_PIPER_2TH1_2_39/1 | NetworkConstraints | 0 | 0 | 0 | 0 | 11190853.6495 | 12627171.388 | 11732823.7991 | 0 | 0 | 0 | 0 | 0 | 0 | 0 | 0 | 0 | 0 | 0 | 0 | 0 | 0 | 0 | 0 | 0
Option 4 SG | N >> MT_PIPER_2TH1_2_BAN_SCRK_1 | NetworkConstraints | 0 | 0 | 0 | 0 | 0 | 0 | 0 | 3699282.0922 | 1638361.582 | 1678627.6963 | 903738.5325 | 484888.0078 | 1071962.9026 | 973448.0507 | 8189423.2944 | 8694450.9923 | 8827284.6042 | 9129257.3541 | 9330847.9394 | 9385431.2676 | 9887106.2029 | 10025882.263 | 10118303.5396 | 10876775.7577
Option 4 SG | N >> MT_PIPER_2TH1_2_MT_PIPER_1TH1_2 | NetworkConstraints | 6131475.7209 | 8016398.3216 | 6453842.7114 | 8297166.911 | 7601929.3181 | 8689907.9322 | 7762592.9784 | 1873403.0335 | -183285.9256 | -243499.7498 | -1022532.5632 | -1484068.1481 | -849104.3918 | -947570.7039 | 6203651.4287 | 6756446.8975 | 6817250.0686 | 7092372.7846 | 7305411.066 | 7395520.3996 | 7943156.0974 | 8082316.1299 | 8152143.6639 | 8858477.2014
Option 4 SG | N >> SCRK_1TH1_2_SCRK_2TH1_2_R | NetworkConstraints | 0 | 0 | 0 | 0 | 40260203.846 | 41845858.7152 | 43286166.8003 | 62611515.7285 | 64186087.9512 | 66555347.7748 | 67511033.3644 | 68732884.5886 | 69326926.2628 | 70440957.0874 | 70128065.7335 | 71018814.3667 | 71877725.6133 | 73461867.1347 | 75591689.576 | 75439368.4388 | 76171734.4807 | 77305614.9791 | 78147816.6556 | 79953151.7537
Option 4 SG | NNSW H2 Domestic Consumption Purchaser | Subregion flexible electricity load for Domestic H2 | 0 | 0 | 0 | 0 | 11.4714 | 32.8357 | 66.5597 | 115.4964 | 180.0493 | 219.288 | 254.324 | 284.7521 | 308.06 | 326.8929 | 340.6976 | 356.605 | 382.155 | 414.498 | 454.837 | 510.1136 | 572.7893 | 637.3937 | 697.9503 | 749.345
Option 4 SG | NQ H2 Domestic Consumption Purchaser | Subregion flexible electricity load for Domestic H2 | 0 | 0 | 0 | 0 | 3.3893 | 10.1174 | 21.8216 | 39.785 | 64.1357 | 79.0566 | 89.9714 | 98.3936 | 104.4943 | 109.6963 | 114.4523 | 121.4407 | 131.5564 | 143.2117 | 158.4083 | 181.6657 | 210.8657 | 245.3786 | 284.1493 | 322.7643
Option 4 SG | NSA H2 Domestic Consumption Purchaser | Subregion flexible electricity load for Domestic H2 | 0 | 0 | 0 | 0 | 1.2514 | 4.5489 | 11.1323 | 22.3693 | 38.4293 | 49.0443 | 58.0604 | 65.3871 | 70.1321 | 73.9849 | 77.6399 | 82.6464 | 90.2071 | 100.2326 | 113.0444 | 131.0871 | 152.6221 | 176.8054 | 202.2337 | 227.2907
Option 4 SG | NSW EIR Gen | Policies NSW | 0 | 8115.7304 | 8115.7305 | 25173.7413 | 25173.7413 | 25173.7413 | 25173.7413 | 25173.7413 | 25173.7413 | 25173.7414 | 25173.7418 | 26491.2069 | 26756.2304 | 26756.2304 | 32689.748 | 36652.9393 | 39217.7888 | 40085.7486 | 41227.1473 | 41227.1475 | 48734.4509 | 51931.5717 | 53198.1332 | 56920.1989
Option 4 SG | NSW EIR Storage MW | Policies NSW | 0 | 7.32e-06 | 199.16 | 590.16 | 590.16 | 590.16 | 590.16 | 1381.41 | 1381.41 | 1381.41 | 1381.41 | 1381.41 | 1381.41 | 1381.41 | 1381.41 | 1381.41 | 1381.41 | 1381.41 | 1381.41 | 1381.41 | 1381.41 | 1381.41 | 1182.25 | 1694.5785
Option 4 SG | NSW EIR Storage MWh | Policies NSW | 1.095e-05 | 4.758e-05 | 1593.28 | 4721.28 | 4721.28 | 4721.28 | 4721.28 | 11051.28 | 11051.28 | 11051.2801 | 11051.2801 | 11051.2801 | 11051.2801 | 11051.28 | 11051.28 | 11051.28 | 11051.28 | 11051.2799 | 11051.2801 | 11051.2801 | 11051.2801 | 11051.2801 | 9458.0002 | 13556.628
Option 4 SG | PEC and Heywood Export | Special Constraints | 1151701.8855 | 377513.6398 | -75573.062 | 100517.0259 | 266083.5488 | -267866.6083 | 426911.7147 | -35378.649 | 35325.4534 | 49062.3335 | 618544.527 | 1441.3708 | 464665.4391 | 1534041.5082 | 1187488.9112 | 934957.3419 | 1556438.1922 | 870403.4962 | 278353.1867 | 294490.1069 | 521374.4516 | 416674.5177 | 1484543.3733 | 693506.8005
Option 4 SG | PEC and Heywood Import | Special Constraints | -1151701.8855 | -377513.6398 | 75573.062 | -100517.0259 | -266083.5488 | 267866.6083 | -426911.7147 | 35378.649 | -35325.4534 | -49062.3335 | -618544.527 | -1441.3708 | -464665.4391 | -1534041.5082 | -1187488.9112 | -934957.3419 | -1556438.1922 | -870403.4962 | -278353.1867 | -294490.1069 | -521374.4516 | -416674.5177 | -1484543.3733 | -693506.8005
Option 4 SG | Poatina Min Gen | Hydro min release | 259.7099 | 1459.8329 | 844.1087 | 387.9975 | 2054.486 | 2908.143 | 2174.0287 | 1405.7528 | 1229.8302 | 905.2417 | 1077.0432 | 937.0593 | 1408.6019 | 1941.829 | 958.4311 | 1030.0811 | 939.8969 | 890.3948 | 1106.7006 | 1114.5414 | 1262.7832 | 1288.283 | 1364.5316 | 1298.8309
Option 4 SG | Powering Australia Plan | Policies NEM | 0 | 4.8413e-08 | 2203.3814 | 5544.6173 | 0 | 0 | 0 | 0 | 0 | 0 | 0 | 0 | 0 | 0 | 0 | 0 | 0 | 0 | 0 | 0 | 0 | 0 | 0 | 0
Option 4 SG | REZ Access Scheme N3 | Policies NSW | 0 | 2.928e-05 | 3.285e-05 | 6703.0098 | 6703.0098 | 6703.0098 | 6703.0098 | 6703.0098 | 6299.7122 | 6299.7122 | 6299.7122 | 5987.0413 | 5987.0413 | 5434.044 | 6534.044 | 6749.5603 | 6749.5603 | 6749.5603 | 6934.2401 | 6934.2401 | 7700 | 7700 | 7700 | 7700
Option 4 SG | REZ Access Scheme N5 | Policies NSW | 0 | 7.32e-06 | 1.46e-05 | 4.38e-05 | 4.38e-05 | 4.392e-05 | 4.38e-05 | 5.11e-05 | 5.475e-05 | 5.49e-05 | 5.84e-05 | 6.205e-05 | 6.205e-05 | 6.222e-05 | 6.205e-05 | 5.475e-05 | 6.205e-05 | 5.856e-05 | 9.49e-05 | 9.855e-05 | 0.00010585 | 660.6917 | 660.6917 | 874.7501
Option 4 SG | REZ Landholder_NSW | Landholder Payments | 0 | 0 | 0 | 0 | 0 | 0 | 0 | 0 | 20.4021 | 20.4021 | 20.4021 | 36.2196 | 36.2196 | 64.1947 | 64.1947 | 90.7429 | 90.7429 | 90.7429 | 93.6993 | 93.6993 | 123.1475 | 123.1475 | 123.1475 | 126.3623
Option 4 SG | REZ Landholder_QLD | Landholder Payments | 0 | 0 | 0 | 0 | 0 | 0 | 0 | 0 | 0 | 0 | 0 | 0 | 0 | 0 | 0 | 0 | 0 | 0 | 0 | 0 | 0 | 0 | 0 | 0
Option 4 SG | REZ Landholder_VIC | Landholder Payments | 0 | 0 | 0 | 0 | 0 | -983808 | 0 | 0 | 0 | 0 | 0 | 0 | 0 | 0 | 0 | 0 | 0 | 0 | 0 | 0 | 0 | 0 | 0 | 0
Option 4 SG | ResourceLimit_N12_Wind Medium | Resource Limits for REZ | 0 | 0 | 0 | 0 | 0 | 0 | 0 | 0 | 3.65e-06 | 3.66e-06 | 7.3e-06 | 1.095e-05 | 71 | 71 | 71 | 71 | 71 | 71 | 71 | 71 | 71 | 71 | 71 | 71
Option 4 SG | ResourceLimit_N2_Solar | Resource Limits for REZ | 0 | 3.66e-06 | 3.65e-06 | 7.3e-06 | 7.3e-06 | 7.32e-06 | 7.3e-06 | 7.3e-06 | 7.3e-06 | 1.098e-05 | 1.095e-05 | 1.095e-05 | 1.46e-05 | 1.464e-05 | 1.46e-05 | 1.46e-05 | 1.825e-05 | 1.83e-05 | 2.19e-05 | 2.555e-05 | 2.19e-05 | 2.562e-05 | 2.555e-05 | 2.555e-05
Option 4 SG | ResourceLimit_N2_Wind Medium | Resource Limits for REZ | 0 | 0 | 0 | 0 | 0 | 0 | 0 | 0 | 3.65e-06 | 3.66e-06 | 1.095e-05 | 1.46e-05 | 1.46e-05 | 1.464e-05 | 1.46e-05 | 1.46e-05 | 1.46e-05 | 1.83e-05 | 1.825e-05 | 1.825e-05 | 2.19e-05 | 48.2808 | 318.8362 | 663.6936
Option 4 SG | ResourceLimit_N3_Wind Medium | Resource Limits for REZ | 0 | 0 | 0 | 0 | 0 | 0 | 0 | 0 | 3.65e-06 | 3.66e-06 | 1.095e-05 | 1.46e-05 | 1.46e-05 | 1.464e-05 | 1.46e-05 | 740.3061 | 740.3061 | 740.3061 | 983.4264 | 983.4264 | 2795.97 | 2795.97 | 2795.97 | 3403.1955
Option 4 SG | ResourceLimit_N5_Solar | Resource Limits for REZ | 0 | 3.66e-06 | 3.65e-06 | 3.285e-05 | 3.285e-05 | 3.294e-05 | 3.285e-05 | 3.285e-05 | 3.285e-05 | 3.294e-05 | 3.285e-05 | 3.285e-05 | 3.285e-05 | 3.294e-05 | 3.285e-05 | 2.92e-05 | 3.285e-05 | 3.294e-05 | 4.015e-05 | 4.015e-05 | 4.015e-05 | 4.026e-05 | 4.015e-05 | 4.015e-05
Option 4 SG | ResourceLimit_N5_Wind Medium | Resource Limits for REZ | 0 | 0 | 0 | 0 | 0 | 0 | 0 | 0 | 3.65e-06 | 3.66e-06 | 3.65e-06 | 3.65e-06 | 3.65e-06 | 3.66e-06 | 3.65e-06 | 3.65e-06 | 3.65e-06 | 3.66e-06 | 1.46e-05 | 1.46e-05 | 1.825e-05 | 4.392e-05 | 4.745e-05 | 4.745e-05
Option 4 SG | ResourceLimit_N9_Solar | Resource Limits for REZ | 0 | 953 | 953 | 953 | 953 | 953 | 953 | 953 | 953 | 953 | 953 | 953 | 953 | 953 | 953 | 953 | 953 | 953 | 953 | 953 | 953 | 953 | 953 | 953
Option 4 SG | ResourceLimit_N9_Wind Medium | Resource Limits for REZ | 0 | 0 | 0 | 0 | 0 | 0 | 0 | 0 | 3.65e-06 | 3.66e-06 | 7.3e-06 | 1.095e-05 | 7.3e-06 | 1.098e-05 | 413.4937 | 449.4535 | 1000 | 1000 | 1000 | 1000 | 1000 | 1000 | 1000 | 1000
Option 4 SG | ResourceLimit_Q8a_Solar | Resource Limits for REZ | 0 | 45.1777 | 45.1777 | 45.1777 | 45.1777 | 45.1777 | 45.1777 | 45.1777 | 45.1777 | 45.1777 | 45.1777 | 45.1777 | 45.1777 | 45.1777 | 45.1777 | 1660.4282 | 2113.86 | 2113.86 | 2113.86 | 2113.86 | 2275.81 | 2275.81 | 2275.81 | 2275.81
Option 4 SG | ResourceLimit_Q8c_Wind Medium | Resource Limits for REZ | 0 | 0 | 0 | 0 | 0 | 0 | 3.65e-06 | 3.65e-06 | 7.3e-06 | 1.098e-05 | 0.00064605 | 848.0568 | 848.0568 | 848.0568 | 848.0568 | 848.0568 | 848.0568 | 1008 | 1008 | 1008 | 1008 | 1008 | 1008 | 1008
Option 4 SG | ResourceLimit_S6_Wind Medium | Resource Limits for REZ | 0 | 0 | 0 | 0 | 0 | 0 | 0 | 0 | 0 | 3.66e-06 | 3.65e-06 | 3.65e-06 | 3.65e-06 | 3.66e-06 | 3.65e-06 | 3.65e-06 | 3.65e-06 | 3.66e-06 | 7.3e-06 | 7.3e-06 | 1.095e-05 | 1.098e-05 | 1.095e-05 | 2.19e-05
Option 4 SG | ResourceLimit_T1_Solar | Resource Limits for REZ | 0 | 0 | 479.5891 | 479.5892 | 479.5892 | 479.5892 | 479.5892 | 479.5892 | 479.5892 | 479.5892 | 479.5892 | 479.5892 | 479.5892 | 479.5892 | 479.5892 | 479.5892 | 479.5892 | 479.5892 | 479.5892 | 479.5892 | 479.5892 | 479.5892 | 479.5892 | 479.5892
Option 4 SG | ResourceLimit_T3_Solar | Resource Limits for REZ | 0 | 0 | 120.4109 | 570.4108 | 570.4108 | 570.4108 | 570.4108 | 570.4108 | 570.4108 | 570.4108 | 570.4108 | 570.4108 | 570.4108 | 570.4108 | 570.4108 | 570.4108 | 570.4108 | 570.4108 | 570.4108 | 570.4108 | 570.4108 | 570.4108 | 570.4108 | 570.4108
Option 4 SG | ResourceLimit_T3_Wind Medium | Resource Limits for REZ | 0 | 0 | 0 | 0 | 0 | 0 | 3.65e-06 | 3.65e-06 | 7.3e-06 | 1.464e-05 | 55.2038 | 55.2038 | 55.2038 | 55.2038 | 55.2038 | 55.2038 | 55.2038 | 55.2038 | 55.2038 | 55.2038 | 55.2038 | 55.2038 | 55.2038 | 55.2038
Option 4 SG | ResourceLimit_V1_Wind Medium | Resource Limits for REZ | 0 | 0 | 640.8505 | 828.3119 | 828.3119 | 828.3119 | 828.3119 | 828.3119 | 828.3119 | 828.3119 | 828.3119 | 828.3119 | 828.3119 | 828.3119 | 828.3119 | 828.3119 | 828.3119 | 828.3119 | 828.3119 | 828.3119 | 828.3119 | 828.3119 | 828.3119 | 828.3119
Option 4 SG | ResourceLimit_V5_Wind Medium | Resource Limits for REZ | 0 | 0 | 0.00012045 | 0.00012775 | 0.00012775 | 0.0001281 | 0.00012775 | 0.00012775 | 0.00012775 | 0.0001281 | 0.00012775 | 0.00012775 | 0.00012775 | 0.0001281 | 0.00012775 | 0.00012775 | 0.00012775 | 0.0001281 | 0.00012775 | 0.00012775 | 0.00012775 | 0.00013176 | 23.0746 | 23.0746
Option 4 SG | ResourceLimit_V7_Wind Medium | Resource Limits for REZ | 0 | 0 | 2.555e-05 | 153.0522 | 153.0522 | 153.0522 | 153.0522 | 153.0522 | 153.0522 | 153.0522 | 153.0522 | 153.0522 | 153.0522 | 153.0522 | 153.0522 | 153.0522 | 153.0522 | 153.0522 | 153.0522 | 153.0522 | 153.0522 | 153.0522 | 153.0522 | 153.0522
Option 4 SG | SA Firming | Policies SA | 0 | 0 | 318.86 | 318.86 | 564.86 | 564.86 | 564.86 | 564.86 | 564.86 | 749.1823 | 749.1823 | 749.1823 | 749.1823 | 749.1823 | 749.1823 | 749.1823 | 749.1823 | 749.1823 | 891.5191 | 891.5191 | 1269.9799 | 1776.4177 | 1773.4679 | 1802.2458
Option 4 SG | SESA H2 Domestic Consumption Purchaser | Subregion flexible electricity load for Domestic H2 | 0 | 0 | 0 | 0 | 0.83429 | 3.0326 | 7.4301 | 14.9129 | 25.6021 | 32.7049 | 38.6896 | 43.5914 | 46.7721 | 49.332 | 51.7774 | 55.0629 | 60.1729 | 66.8217 | 75.3719 | 87.3914 | 101.7307 | 117.8529 | 134.8139 | 151.5271
Option 4 SG | SEV H2 Domestic Consumption Purchaser | Subregion flexible electricity load for Domestic H2 | 0 | 0 | 0 | 0 | 9.6464 | 31.2671 | 69.6361 | 128.0629 | 207.3721 | 256.2803 | 302.8423 | 349.2529 | 393.9393 | 437.9223 | 478.8486 | 520.4379 | 567.5229 | 614.9369 | 665.1007 | 730.1564 | 803.73 | 885.0731 | 967.943 | 1046.6114
Option 4 SG | SNSW H2 Domestic Consumption Purchaser | Subregion flexible electricity load for Domestic H2 | 0.41714 | 0.366 | 0.365 | 0.365 | 11.4714 | 32.8357 | 66.5597 | 115.4964 | 180.0493 | 219.288 | 254.324 | 284.7521 | 308.06 | 326.8929 | 340.6976 | 356.605 | 382.155 | 414.498 | 454.837 | 510.1136 | 572.7893 | 637.3937 | 697.9503 | 749.345
Option 4 SG | SNW Firming | Policies NSW | 1.095e-05 | 1068.04 | 3172.1799 | 4810.617 | 4810.617 | 4810.617 | 4810.617 | 5601.8669 | 5601.8669 | 5601.8669 | 5601.8669 | 5601.8669 | 5640.0082 | 5640.0082 | 5640.0082 | 5640.0082 | 5640.0082 | 5640.0082 | 5640.0082 | 5640.0082 | 5640.0082 | 4571.9682 | 2467.8284 | 2466.1333
Option 4 SG | SNW H2 Domestic Consumption Purchaser | Subregion flexible electricity load for Domestic H2 | 2.92 | 2.8757 | 2.8416 | 2.8157 | 80.1957 | 229.7974 | 465.9171 | 808.5271 | 1260.345 | 1534.9631 | 1780.1891 | 1993.1607 | 2156.3679 | 2288.2491 | 2384.805 | 2496.235 | 2675.1371 | 2901.5389 | 3183.7289 | 3570.6907 | 4009.6814 | 4461.7826 | 4885.5744 | 5245.4671
Option 4 SG | SQ H2 Domestic Consumption Purchaser | Subregion flexible electricity load for Domestic H2 | 0 | 0 | 0 | 0 | 15.7993 | 47.1883 | 101.8079 | 185.6286 | 299.4043 | 368.9569 | 419.9539 | 459.2221 | 487.5357 | 511.9071 | 534.1454 | 566.7929 | 613.8779 | 668.2426 | 739.2991 | 847.8429 | 983.9357 | 1145.0657 | 1326.0821 | 1506.1464
Option 4 SG | SRET | Policies SA | 0 | 2.2999e-09 | 5.268e-08 | 1.1137e-06 | 1.3811e-05 | 0.00016673 | 8.0919e-06 | 303.6267 | 7.5614e-06 | 7.7778e-06 | 6.8124e-06 | 253.5391 | 801.1911 | 1327.1678 | 633.3166 | 243.677 | 1384.3472 | 573.14 | 0.001278 | 1.5248e-05 | 1.2205e-05 | 7.133e-06 | 5.9003e-06 | 1.0231e-05
Option 4 SG | Shared Upgrade_CNSW-SNW Option 3 - Stage 2 | Shared REZ Upgrades | 0 | 0 | 0 | 0 | 0 | 0 | 0 | 2000 | 0 | 0 | 0 | 0 | 0 | 0 | 0 | 0 | 0 | 0 | 0 | 0 | 0 | 0 | 0 | 0
Option 4 SG | Shared Upgrade_SNSW-CNSW Option 1 (HumeLink) | Shared REZ Upgrades | 0 | 2200 | 0 | 0 | 0 | 0 | 0 | 0 | 0 | 0 | 0 | 0 | 0 | 0 | 0 | 0 | 0 | 0 | 0 | 0 | 0 | 0 | 0 | 0
Option 4 SG | Snowy 2.0 - Gen | Special Constraints | 0 | 0 | 1803665.0102 | 3986913.2617 | 4906266.8947 | 4490104.9724 | 4465174.6476 | 4108942.1993 | 4613851.3367 | 4721007.3789 | 4531080.3406 | 4634694.8819 | 4682422.4469 | 4981006.231 | 4819201.6044 | 4494786.9719 | 4818874.6802 | 4493385.9717 | 4614862.2553 | 4392483.0154 | 5040392.416 | 5138136.4293 | 5130599.8194 | 5380465.1844
Option 4 SG | Snowy 2.0 - Pump | Special Constraints | 0 | 0 | 2528748.8251 | 5628794.5219 | 6032188.8352 | 5973409.7326 | 5877161.7351 | 5476879.2697 | 6178029.0256 | 6368648.0321 | 6055054.8113 | 5867229.466 | 6510248.2128 | 6408020.3665 | 6345612.2348 | 6390880.5067 | 6261483.3249 | 5763507.234 | 6410388.3226 | 5924826.1249 | 6584676.1152 | 7225554.0358 | 6821387.2492 | 7346638.6199
Option 4 SG | Sys Strength Requirement - Efficient Level CNSW | System Strength Requiements- Efficient | 0 | 0 | 0 | 0 | 0 | -3.66e-06 | -1.46e-05 | -3.65e-06 | -3.65e-06 | -1.83e-05 | -2.19e-05 | -6.935e-05 | -7.3e-05 | -6.954e-05 | 0 | -3.65e-06 | -3.65e-06 | -7.32e-06 | 0 | 0 | -3.65e-06 | 0 | -7.3e-06 | -1.825e-05
Option 4 SG | Sys Strength Requirement - Efficient Level CQ | System Strength Requiements- Efficient | 0 | 0 | 0 | 0 | 0 | 0 | -3.65e-06 | -3.65e-06 | -3.65e-06 | -1.83e-05 | -3.65e-06 | 0 | 0 | 0 | 0 | 0 | 0 | 0 | 0 | -7.3e-06 | -1.095e-05 | 0 | -3.65e-06 | 0
Option 4 SG | Sys Strength Requirement - Efficient Level CSA | System Strength Requiements- Efficient | 0 | 0 | 0 | 0 | -7.3e-06 | -1.464e-05 | -1.46e-05 | -1.46e-05 | -1.825e-05 | -1.464e-05 | -1.46e-05 | -2.92e-05 | -3.285e-05 | -3.294e-05 | 0 | 0 | -3.65e-06 | 0 | 0 | 7.3e-06 | -3.65e-06 | 7.32e-06 | -3.65e-06 | -3.65e-06
Option 4 SG | Sys Strength Requirement - Efficient Level GG | System Strength Requiements- Efficient | 0 | 0 | -3.65e-05 | -4.38e-05 | -6.57e-05 | -0.00014274 | 0 | -3.65e-06 | -3.65e-06 | -3.66e-06 | -3.65e-06 | -3.65e-06 | 0 | 0 | 0 | 0 | 0 | 0 | -0.002617 | -0.00071175 | -0.0071321 | -0.0008601 | -0.0010439 | -0.0013542
Option 4 SG | Sys Strength Requirement - Efficient Level MEL | System Strength Requiements- Efficient | 0 | 0 | 0 | 0 | 0 | -7.32e-06 | -3.65e-06 | -3.65e-06 | 0 | 0 | 0 | -6.57e-05 | -7.3e-05 | -7.686e-05 | -7.665e-05 | -7.665e-05 | -7.665e-05 | -7.686e-05 | -7.3e-05 | -7.665e-05 | -7.3e-05 | 0 | -1.095e-05 | -1.825e-05
Option 4 SG | Sys Strength Requirement - Efficient Level NNSW | System Strength Requiements- Efficient | 0 | 0 | 0 | 0 | 0 | -1.098e-05 | -1.825e-05 | -7.3e-06 | 0 | -3.66e-06 | -3.285e-05 | -4.015e-05 | -4.015e-05 | -4.026e-05 | -4.015e-05 | 0 | -3.65e-06 | -1.83e-05 | -1.095e-05 | -7.3e-06 | 0 | 0 | -7.3e-06 | -1.46e-05
Option 4 SG | Sys Strength Requirement - Efficient Level NQ | System Strength Requiements- Efficient | 0 | 0 | 0 | 0 | -3.65e-06 | 0 | 0 | -3.65e-06 | 0 | -4.026e-05 | 0 | 0 | 0 | -3.66e-06 | 0 | -7.3e-06 | 0 | 0 | 0 | 0 | 0 | 0 | 0 | 0
Option 4 SG | Sys Strength Requirement - Efficient Level NSA | System Strength Requiements- Efficient | 0 | 0 | 0 | 0 | -3.65e-06 | -1.098e-05 | -1.095e-05 | -1.095e-05 | -1.095e-05 | -3.66e-06 | -3.65e-06 | -1.095e-05 | -1.46e-05 | -1.098e-05 | -3.65e-06 | 0 | 0 | -3.66e-06 | -3.65e-06 | 0 | 0 | 0 | 0 | -3.65e-06
Option 4 SG | Sys Strength Requirement - Efficient Level SESA | System Strength Requiements- Efficient | 0 | 0 | 0 | 0 | 0 | 0 | 0 | 0 | 0 | 0 | 0 | 0 | -0.0001825 | -0.00024156 | -0.00028105 | -0.0003139 | -0.00036135 | -0.00040992 | 0 | 0 | 0 | 0 | 0 | 3.65e-06
Option 4 SG | Sys Strength Requirement - Efficient Level SEV | System Strength Requiements- Efficient | 0 | 0 | 0 | 0 | 0 | 0 | -3.65e-06 | -3.65e-06 | 0 | 0 | -7.3e-06 | 0 | 0 | 3.66e-06 | 0 | 0 | 0 | 0 | 0 | 0 | 0 | 0 | 3.65e-06 | 4.015e-05
Option 4 SG | Sys Strength Requirement - Efficient Level SNSW | System Strength Requiements- Efficient | 0 | 0 | 0 | 0 | 0 | 0 | -7.3e-06 | -1.46e-05 | -2.92e-05 | -1.83e-05 | -7.3e-06 | 0 | 0 | -7.32e-06 | -7.3e-06 | -3.65e-06 | -7.3e-06 | 0 | 2.92e-05 | 1.825e-05 | -7.3e-06 | -3.66e-06 | -3.65e-06 | -3.65e-06
Option 4 SG | Sys Strength Requirement - Efficient Level SNW | System Strength Requiements- Efficient | 0 | 0 | 0 | 0 | 0 | -1.098e-05 | -1.095e-05 | 7.3e-06 | -1.825e-05 | -1.464e-05 | -1.46e-05 | -6.205e-05 | 2.92e-05 | 1.464e-05 | -7.3e-06 | 0 | -7.3e-06 | -1.464e-05 | -3.65e-06 | -0.0001825 | -3.285e-05 | -2.196e-05 | -6.57e-05 | -7.665e-05
Option 4 SG | Sys Strength Requirement - Efficient Level SQ | System Strength Requiements- Efficient | 0 | 0 | 0 | -3.65e-06 | -7.3e-06 | -7.32e-06 | 0 | -3.65e-06 | -2.555e-05 | -3.66e-06 | -1.46e-05 | -1.825e-05 | -1.46e-05 | -1.098e-05 | -3.65e-06 | 0 | -3.65e-06 | -3.66e-06 | 0 | 0 | -1.46e-05 | -3.66e-06 | -7.3e-06 | -1.095e-05
Option 4 SG | Sys Strength Requirement - Efficient Level TAS | System Strength Requiements- Efficient | 0 | 0 | -1.095e-05 | -3.65e-06 | -7.3e-06 | -2.196e-05 | -3.65e-06 | -3.65e-06 | -3.65e-06 | -3.66e-06 | -7.3e-06 | -2.19e-05 | -3.65e-05 | -2.928e-05 | -1.825e-05 | -1.46e-05 | -1.825e-05 | -1.83e-05 | -4.745e-05 | -4.015e-05 | -4.015e-05 | -3.66e-06 | -1.095e-05 | -2.555e-05
Option 4 SG | Sys Strength Requirement - Efficient Level WNV | System Strength Requiements- Efficient | 0 | 0 | 0 | 0 | -7.3e-06 | -3.66e-06 | -3.65e-06 | -3.65e-06 | -1.095e-05 | -2.928e-05 | -1.825e-05 | -3.65e-06 | -1.095e-05 | -3.66e-06 | -7.3e-06 | -7.3e-06 | -1.095e-05 | -1.098e-05 | -2.19e-05 | -3.285e-05 | -2.92e-05 | -3.66e-06 | -7.3e-06 | -3.65e-06
Option 4 SG | Sys Strength Requirement - Min Fault Level CNSW | System Strength Requiements - Minimum | 0 | 0 | 0 | 0 | 0 | 0 | 0 | 0 | 0 | 0 | 0 | 0 | 0 | 0 | 701 | 701 | 701 | 701 | 701 | 701 | 701 | 701 | 701 | 701
Option 4 SG | Sys Strength Requirement - Min Fault Level CQ | System Strength Requiements - Minimum | 0 | 0 | 0 | 0 | 0 | 0 | 0 | 0 | 0 | 0 | 0 | 0 | 0 | 0 | 0 | 0 | 0 | 0 | 0 | 0 | 0 | 0 | 0 | 513
Option 4 SG | Sys Strength Requirement - Min Fault Level GG | System Strength Requiements - Minimum | 0 | 0 | 0 | 286.9 | 286.9 | 286.9 | 286.9 | 286.9 | 286.9 | 286.9 | 286.9 | 286.9 | 286.9 | 286.9 | 286.9 | 286.9 | 286.9 | 286.9 | 286.9 | 286.9 | 286.9 | 286.9 | 286.9 | 286.9
Option 4 SG | Sys Strength Requirement - Min Fault Level SEV | System Strength Requiements - Minimum | 0 | 0 | 0 | 0 | 0 | 0 | 0 | 0 | 823.1 | 823.1 | 823.1 | 823.1 | 823.1 | 823.1 | 823.1 | 823.1 | 823.1 | 823.1 | 823.1 | 823.1 | 823.1 | 823.1 | 823.1 | 823.1
Option 4 SG | Sys Strength Requirement - Min Fault Level SNW | System Strength Requiements - Minimum | 0 | 0 | 0 | 0 | 717.2 | 717.2 | 717.2 | 717.2 | 717.2 | 717.2 | 717.2 | 717.2 | 717.2 | 717.2 | 717.2 | 717.2 | 717.2 | 717.2 | 717.2 | 717.2 | 717.2 | 717.2 | 717.2 | 717.2
Option 4 SG | Sys Strength Requirement - Min Fault Level SQ | System Strength Requiements - Minimum | 0 | 0 | 0 | 0 | 0 | 0 | 0 | 0 | 0 | 0 | 0 | 0 | 0 | 0 | 0 | 0 | 0 | 0 | 0 | 0 | 0 | 0 | 0 | 588.4
Option 4 SG | TAS H2 Domestic Consumption Purchaser | Subregion flexible electricity load for Domestic H2 | 0 | 0 | 0 | 0 | 3.5457 | 9.49 | 18.3801 | 30.7121 | 46.4071 | 54.4037 | 62.0491 | 69.9236 | 77.7971 | 86.0629 | 94.2471 | 102.8779 | 114.5579 | 129.9571 | 151.8383 | 185.0029 | 227.9164 | 276.9594 | 326.8539 | 372.9257
Option 4 SG | TRET | Policies TAS | 9764.5201 | 11280.5013 | 11313.473 | 11401.4315 | 15522.7332 | 16528 | 17056 | 17582 | 18109 | 18635 | 19161 | 19688 | 20215 | 20741 | 16053.2798 | 15555.9954 | 16343.0568 | 15959.2319 | 15870.4692 | 16069.1607 | 16945.7815 | 17062.7312 | 17693.1992 | 17284.8206
Option 4 SG | Tarraleah Max Energy Day | Hydro min release | 145.7931 | 193.603 | 143.1778 | 92.5352 | 158.2067 | 138.7346 | 193.202 | 150.256 | 143.914 | 111.7055 | 158.945 | 117.7101 | 153.2616 | 179.0796 | 102.8336 | 165.9164 | 139.0461 | 126.4198 | 167.012 | 145.8189 | 139.5455 | 143.8593 | 159.4503 | 117.0714
Option 4 SG | Tarraleah Min Flow | Hydro min release | 145.7931 | 193.603 | 143.1778 | 92.5352 | 158.2067 | 138.7346 | 193.202 | 150.256 | 143.914 | 111.7055 | 158.945 | 117.7101 | 153.2616 | 179.0796 | 102.8336 | 165.9164 | 139.0461 | 126.4198 | 167.012 | 145.8189 | 139.5455 | 143.8593 | 159.4503 | 117.0714
Option 4 SG | Tarraleah Min Gen | Hydro min release | 573.676 | 625.226 | 506.5401 | 346.5658 | 661.7763 | 580.3268 | 808.1642 | 628.5207 | 601.9921 | 467.2642 | 664.8668 | 492.3815 | 641.0932 | 749.0899 | 430.1529 | 694.0283 | 581.6299 | 528.8138 | 698.6114 | 609.9603 | 583.7187 | 601.7635 | 666.9807 | 489.7097
Option 4 SG | VIC Storage | Policies VIC | 0 | 1220 | 1271.79 | 1271.79 | 1271.79 | 1271.79 | 1271.79 | 1271.79 | 1404.533 | 1404.533 | 1404.533 | 1404.533 | 1404.533 | 1404.533 | 1404.533 | 1404.533 | 1404.533 | 1404.533 | 1404.533 | 1404.533 | 1404.533 | 184.5332 | 132.7432 | 132.7432
Option 4 SG | VOWT | Policies VIC | 0 | 0 | 0 | 0 | 0 | 2000 | 2667 | 3333 | 4000 | 5000 | 6000 | 7000 | 8000 | 9000 | 9000 | 9000 | 9000 | 9000 | 9000 | 9000 | 9000 | 9000 | 9000 | 9000
Option 4 SG | VRET | Policies VIC | 0 | 4368.9847 | 7257.926 | 11472.3073 | 7990.6519 | 6322.3436 | 3236.175 | 0.0059017 | 3195.0739 | 0 | 0 | 0 | 0 | 0 | 0 | 0 | 0 | 0 | 0 | 0 | 0 | 0 | 0 | 0
Option 4 SG | WNV H2 Domestic Consumption Purchaser | Subregion flexible electricity load for Domestic H2 | 70.7579 | 69.8803 | 68.7497 | 67.89 | 117.0607 | 281.4823 | 626.7761 | 1152.3571 | 1866.5057 | 2306.6537 | 2725.4504 | 3143.0671 | 3545.4536 | 3941.3266 | 4309.7151 | 4683.8364 | 5107.81 | 5534.5626 | 5985.9327 | 6571.4079 | 7233.3614 | 7965.6574 | 8711.4874 | 9419.7114
Option 4 SG | Wayatinah Min Gen | Hydro min release | 224.8135 | 270.8411 | 182.0911 | 233.1061 | 235.6536 | 195.7631 | 256.2608 | 211.2144 | 193.6234 | 180.7968 | 172.149 | 205.3908 | 180.9716 | 171.0951 | 149.1543 | 143.4914 | 159.4794 | 142.9892 | 142.479 | 148.3197 | 157.188 | 161.7539 | 174.2573 | 150.8404
Option 5 SG | 2030 Emissions Budget 1 | Emissions DLT | 100867.6467 | 75404.5296 | 53724.9711 | 29637.1951 | 0 | 0 | 0 | 0 | 0 | 0 | 0 | 0 | 0 | 0 | 0 | 0 | 0 | 0 | 0 | 0 | 0 | 0 | 0 | 0
Option 5 SG | 2035 Emissions Target | Emissions DLT | 0 | 0 | 0 | 0 | 0 | 0 | 0 | 0 | 16699.6364 | 0 | 0 | 0 | 0 | 0 | 0 | 0 | 0 | 0 | 0 | 0 | 0 | 0 | 0 | 0
Option 5 SG | 2050 Emissions Budget 1 | Emissions DLT | 100867.6467 | 75404.5296 | 53724.9711 | 29637.1951 | 27825.6476 | 26489.7776 | 0 | 0 | 0 | 0 | 0 | 0 | 0 | 0 | 0 | 0 | 0 | 0 | 0 | 0 | 0 | 0 | 0 | 0
Option 5 SG | 2050 Emissions Budget 2 | Emissions DLT | 0 | 0 | 0 | 0 | 0 | 0 | 28568.1058 | 25911.4297 | 16699.6364 | 18324.5308 | 18172.4676 | 16145.3174 | 0 | 0 | 0 | 0 | 0 | 0 | 0 | 0 | 0 | 0 | 0 | 0
Option 5 SG | 2050 Emissions Budget 3 | Emissions DLT | 0 | 0 | 0 | 0 | 0 | 0 | 0 | 0 | 0 | 0 | 0 | 0 | 19453.1041 | 21271.1766 | 17480.5074 | 17373.2794 | 15122.5012 | 14249.2037 | 0 | 0 | 0 | 0 | 0 | 0
Option 5 SG | 2050 Emissions Budget 4 | Emissions DLT | 0 | 0 | 0 | 0 | 0 | 0 | 0 | 0 | 0 | 0 | 0 | 0 | 0 | 0 | 0 | 0 | 0 | 0 | 14964.3594 | 14848.2654 | 13064.1398 | 12225.5851 | 15231.2129 | 7964.1373
Option 5 SG | 2050 Emissions Budget NSW 1 | Emissions DLT | 29059.7427 | 24164.2914 | 11064.4875 | 5403.2332 | 2478.0324 | 2416.2447 | 0 | 0 | 0 | 0 | 0 | 0 | 0 | 0 | 0 | 0 | 0 | 0 | 0 | 0 | 0 | 0 | 0 | 0
Option 5 SG | 2050 Emissions Budget NSW 2 | Emissions DLT | 0 | 0 | 0 | 0 | 0 | 0 | 3904.7045 | 2852.1744 | 4257.7552 | 4735.4094 | 5564.9885 | 6393.3841 | 0 | 0 | 0 | 0 | 0 | 0 | 0 | 0 | 0 | 0 | 0 | 0
Option 5 SG | 2050 Emissions Budget NSW 3 | Emissions DLT | 0 | 0 | 0 | 0 | 0 | 0 | 0 | 0 | 0 | 0 | 0 | 0 | 6149.4684 | 6935.316 | 2508.9192 | 2322.4401 | 2251.9951 | 2261.7318 | 0 | 0 | 0 | 0 | 0 | 0
Option 5 SG | 2050 Emissions Budget NSW 4 | Emissions DLT | 0 | 0 | 0 | 0 | 0 | 0 | 0 | 0 | 0 | 0 | 0 | 0 | 0 | 0 | 0 | 0 | 0 | 0 | 2805.237 | 3626.4744 | 2961.8563 | 2840.1961 | 4004.2254 | 3218.5332
Option 5 SG | 2050 Emissions Budget QLD 1 | Emissions DLT | 35540.5329 | 25259.6966 | 23368.4242 | 14797.1425 | 15565.0049 | 14647.1968 | 0 | 0 | 0 | 0 | 0 | 0 | 0 | 0 | 0 | 0 | 0 | 0 | 0 | 0 | 0 | 0 | 0 | 0
Option 5 SG | 2050 Emissions Budget QLD 2 | Emissions DLT | 0 | 0 | 0 | 0 | 0 | 0 | 14923.5955 | 13602.5064 | 12059.7535 | 12982.7439 | 11702.337 | 9129.0637 | 0 | 0 | 0 | 0 | 0 | 0 | 0 | 0 | 0 | 0 | 0 | 0
Option 5 SG | 2050 Emissions Budget QLD 3 | Emissions DLT | 0 | 0 | 0 | 0 | 0 | 0 | 0 | 0 | 0 | 0 | 0 | 0 | 12650.309 | 13060.9586 | 13454.927 | 13199.9953 | 11385.1406 | 10648.6695 | 0 | 0 | 0 | 0 | 0 | 0
Option 5 SG | 2050 Emissions Budget QLD 4 | Emissions DLT | 0 | 0 | 0 | 0 | 0 | 0 | 0 | 0 | 0 | 0 | 0 | 0 | 0 | 0 | 0 | 0 | 0 | 0 | 10422.1173 | 9072.1341 | 7597.1236 | 7415.1029 | 7568.6712 | 1943.0494
Option 5 SG | 2050 Emissions Budget SA 1 | Emissions DLT | 447.9245 | 286.6746 | 277.2867 | 124.0832 | 391.7969 | 147.1826 | 0 | 0 | 0 | 0 | 0 | 0 | 0 | 0 | 0 | 0 | 0 | 0 | 0 | 0 | 0 | 0 | 0 | 0
Option 5 SG | 2050 Emissions Budget SA 2 | Emissions DLT | 0 | 0 | 0 | 0 | 0 | 0 | 472.9584 | 198.6612 | 276.0351 | 418.6784 | 716.2155 | 383.4513 | 0 | 0 | 0 | 0 | 0 | 0 | 0 | 0 | 0 | 0 | 0 | 0
Option 5 SG | 2050 Emissions Budget SA 3 | Emissions DLT | 0 | 0 | 0 | 0 | 0 | 0 | 0 | 0 | 0 | 0 | 0 | 0 | 381.1177 | 770.1779 | 906.8191 | 906.5287 | 705.5897 | 705.5225 | 0 | 0 | 0 | 0 | 0 | 0
Option 5 SG | 2050 Emissions Budget SA 4 | Emissions DLT | 0 | 0 | 0 | 0 | 0 | 0 | 0 | 0 | 0 | 0 | 0 | 0 | 0 | 0 | 0 | 0 | 0 | 0 | 576.1353 | 618.6581 | 644.2819 | 615.6789 | 1288.665 | 756.5808
Option 5 SG | 2050 Emissions Budget VIC 1 | Emissions DLT | 35819.4465 | 25693.867 | 19014.7727 | 9312.7362 | 9390.8133 | 9279.1535 | 0 | 0 | 0 | 0 | 0 | 0 | 0 | 0 | 0 | 0 | 0 | 0 | 0 | 0 | 0 | 0 | 0 | 0
Option 5 SG | 2050 Emissions Budget VIC 2 | Emissions DLT | 0 | 0 | 0 | 0 | 0 | 0 | 9266.8474 | 9258.0877 | 106.0927 | 185.5615 | 185.0649 | 235.0804 | 0 | 0 | 0 | 0 | 0 | 0 | 0 | 0 | 0 | 0 | 0 | 0
Option 5 SG | 2050 Emissions Budget VIC 3 | Emissions DLT | 0 | 0 | 0 | 0 | 0 | 0 | 0 | 0 | 0 | 0 | 0 | 0 | 266.2146 | 491.8238 | 602.4722 | 937.874 | 774.3848 | 628.9948 | 0 | 0 | 0 | 0 | 0 | 0
Option 5 SG | 2050 Emissions Budget VIC 4 | Emissions DLT | 0 | 0 | 0 | 0 | 0 | 0 | 0 | 0 | 0 | 0 | 0 | 0 | 0 | 0 | 0 | 0 | 0 | 0 | 1155.0302 | 1523.536 | 1854.6621 | 1352.5505 | 2360.6395 | 2041.7738
Option 5 SG | Basslink Daily Energy Limit | Special Constraints | -1369.7908 | -288.408 | -287.568 | -287.568 | -287.568 | -993.347 | -702.4575 | -513.1198 | -1447.9403 | -1994.9011 | -1880.4265 | -1646.1455 | -1562.6052 | -1467.9422 | -2525.6613 | -2660.6189 | -2535.9636 | -2631.2503 | -2637.9908 | -2646.3966 | -2470.8812 | -2439.7808 | -2445.4209 | -2486.0502
Option 5 SG | Borumba - Gen | Special Constraints | 0 | 0 | 0 | 0 | 0 | 0 | 0 | 0 | 0 | 0 | 0 | 0 | 0 | 0 | 0 | 3666131.3786 | 3491343.1983 | 3966304.0539 | 4020549.9974 | 3915715.7901 | 3668489.2702 | 4056650.4728 | 4007512.6679 | 4208796.7353
Option 5 SG | Borumba - Pump | Special Constraints | 0 | 0 | 0 | 0 | 0 | 0 | 0 | 0 | 0 | 0 | 0 | 0 | 0 | 0 | 0 | 4967496.6878 | 4703635.8823 | 5278387.4714 | 5414882.1515 | 5322706.2999 | 4927657.9307 | 5439945.5517 | 5408124.8033 | 5645221.8943
Option 5 SG | CIS Dispatchable NSW | Policies NEM | 7.3e-06 | 1068.04 | 3172.1799 | 4810.6027 | 4810.6027 | 4810.6027 | 4810.6027 | 5601.8527 | 5601.8527 | 5601.8527 | 5601.8527 | 5601.8527 | 5601.8527 | 5601.8527 | 5601.8527 | 5601.8527 | 5601.8527 | 5601.8527 | 5601.8527 | 5601.8527 | 5601.8527 | 4533.8128 | 2429.6728 | 2474.0561
Option 5 SG | CIS Dispatchable SA | Policies NEM | 0 | 788 | 1106.86 | 1106.86 | 1106.86 | 1106.86 | 1106.86 | 1106.86 | 1106.86 | 1291.1823 | 1291.1823 | 1291.1823 | 1291.1823 | 1291.1823 | 1291.1823 | 1291.1823 | 1291.1823 | 1291.1823 | 1291.1823 | 1291.1823 | 1291.1823 | 600.5357 | 281.6757 | 661.5169
Option 5 SG | CIS Dispatchable VIC | Policies NEM | 0 | 1220 | 1271.79 | 1271.79 | 1271.79 | 1271.79 | 1271.79 | 1271.79 | 1271.79 | 1271.79 | 1271.79 | 1271.79 | 1271.79 | 1271.79 | 1271.79 | 1271.79 | 1271.79 | 1271.79 | 1271.79 | 1271.79 | 1271.79 | 51.7901 | 0.0001314 | 0.00017155
Option 5 SG | CIS Gen NSW | Policies NEM | 0 | 3516.5691 | 3516.5691 | 10614.07 | 10614.07 | 10614.07 | 10614.07 | 10614.07 | 10614.07 | 10614.0701 | 11047.3374 | 11047.3374 | 11135.463 | 11135.463 | 13040.3974 | 14270.7014 | 15152.6732 | 15375.8479 | 15689.1905 | 15689.1905 | 18020.2063 | 19036.0093 | 19439.6528 | 20601.9225
Option 5 SG | CIS Gen SA | Policies NEM | 0 | 621.16 | 621.16 | 621.16 | 621.16 | 621.16 | 621.16 | 621.16 | 621.16 | 621.16 | 621.16 | 621.16 | 621.16 | 621.16 | 634.7127 | 852.0275 | 852.0275 | 1183.2371 | 1728.8385 | 1973.6689 | 2356.5541 | 2821.5955 | 2821.5955 | 3132.7598
Option 5 SG | CIS Gen TAS | Policies NEM | 0 | 3.66e-06 | 750 | 1200 | 1200 | 1200 | 1200 | 1794.2396 | 1994.9011 | 2221.9174 | 2498.9866 | 2498.9867 | 2498.9866 | 2498.9866 | 2498.9867 | 2498.9867 | 2498.9867 | 2498.9867 | 2498.9866 | 2498.9867 | 2498.9867 | 2498.9867 | 2498.9867 | 2498.9867
Option 5 SG | CIS Gen VIC - Solar | Policies NEM | 0 | 669 | 669 | 669 | 669 | 669 | 669 | 669 | 669 | 669 | 669 | 669 | 669 | 669 | 669 | 669 | 669 | 669 | 669 | 669 | 669 | 669 | 669 | 669
Option 5 SG | CIS Gen VIC - Wind | Policies NEM | 0 | 0 | 1922 | 3500 | 3500 | 5500 | 6167 | 6833 | 7500 | 8500 | 9500 | 10500 | 11500 | 12500 | 12500 | 12500 | 12500 | 12500 | 12500 | 12500 | 12500 | 12587.4434 | 12909.9195 | 13169.9181
Option 5 SG | CIS Total Dispatchable | Policies NEM | 7.3e-06 | 3076.04 | 5550.83 | 7262.83 | 7262.83 | 7262.83 | 7262.83 | 8054.08 | 8087.2658 | 8271.5881 | 8271.5881 | 8271.5881 | 8271.5881 | 8271.588 | 8271.588 | 8271.588 | 8271.588 | 8400.444 | 8593.1323 | 9297.0726 | 9922.3191 | 7693.9722 | 5823.4122 | 6682.2936
Option 5 SG | CNSW H2 Domestic Consumption Purchaser | Subregion flexible electricity load for Domestic H2 | 0 | 0 | 0 | 0 | 11.4714 | 32.8357 | 66.5597 | 115.4964 | 180.0493 | 219.288 | 254.324 | 284.7521 | 308.06 | 326.8929 | 340.6976 | 356.605 | 382.155 | 414.498 | 454.837 | 510.1136 | 572.7893 | 637.3937 | 697.9503 | 749.345
Option 5 SG | CQ H2 Domestic Consumption Purchaser | Subregion flexible electricity load for Domestic H2 | 170.455 | 168.3874 | 165.6299 | 163.6243 | 163.6764 | 166.1914 | 171.3656 | 181.4571 | 195.5879 | 203.6806 | 208.4909 | 212.2736 | 214.3593 | 216.0723 | 216.9117 | 219.8864 | 226.6129 | 234.5554 | 244.3126 | 260.0364 | 279.4336 | 302.6843 | 328.1574 | 354.05
Option 5 SG | CSA H2 Domestic Consumption Purchaser | Subregion flexible electricity load for Domestic H2 | 7.3521 | 7.2677 | 7.1436 | 7.0393 | 6.9871 | 7.5554 | 18.5887 | 37.2821 | 64.0314 | 81.7494 | 96.8021 | 108.9264 | 116.9043 | 123.3169 | 129.4431 | 137.7093 | 150.38 | 167.0803 | 188.4421 | 218.4786 | 254.3529 | 294.6583 | 337.0739 | 378.8179
Option 5 SG | Catagunya Min Gen | Hydro min release | 300.874 | 336.5653 | 228.6632 | 202.5029 | 142.4959 | 240.3563 | 319.1684 | 304.8082 | 256.0205 | 241.34 | 221.6085 | 263.5675 | 236.9781 | 224.9355 | 190.0629 | 185.3888 | 209.795 | 186.3322 | 179.0097 | 190.7919 | 204.5583 | 209.3682 | 225.9813 | 198.0238
Option 5 SG | Combined Marinus Export | Special Constraints | 2423542.3035 | 3910343.9994 | 3899711.9978 | 3899711.9971 | 7715711.9934 | 8737655.7317 | 9169582.7926 | 9647409.6465 | 10143475.4898 | 10693941.1835 | 11147097.4529 | 11639967.8447 | 12112910.7369 | 12585790.4124 | 7838047.6593 | 7275231.3911 | 8061698.706 | 7569329.9346 | 7413437.4247 | 7553665.9352 | 8226141.427 | 8170078.2168 | 8603942.4152 | 8065834.6053
Option 5 SG | Combined Marinus Import | Special Constraints | -2423542.3035 | -3910343.9994 | -3899711.9978 | -3899711.9971 | -7715711.9934 | -8737655.7317 | -9169582.7926 | -9647409.6465 | -10143475.4898 | -10693941.1835 | -11147097.4529 | -11639967.8447 | -12112910.7369 | -12585790.4124 | -7838047.6593 | -7275231.3911 | -8061698.706 | -7569329.9346 | -7413437.4247 | -7553665.9352 | -8226141.427 | -8170078.2168 | -8603942.4152 | -8065834.6053
Option 5 SG | Constraint on Pipeline from Storage to GTs CNSW | Constraints to make diesel to come exclusively from storage | -3.5739e-05 | -3.8434e-05 | -4.0815e-05 | -4.306e-05 | -4.5925e-05 | -4.8557e-05 | -9.5732e-05 | -0.00010272 | -0.00010959 | -0.00011796 | -0.0001257 | -0.0001344 | -2.5759e-05 | -2.7409e-05 | -2.9167e-05 | -3.127e-05 | -3.3677e-05 | -3.6763e-05 | -0.00013 | -0.00013953 | -0.00014978 | -0.000161 | -0.00017212 | -0.00018559
Option 5 SG | Constraint on Pipeline from Storage to GTs CQ | Constraints to make diesel to come exclusively from storage | -3.6716e-05 | -3.9386e-05 | -4.1763e-05 | -4.2885e-05 | -4.6584e-05 | -4.8842e-05 | -9.4149e-05 | -0.00010084 | -0.00010774 | -0.00011525 | -0.00012274 | -0.00013155 | -2.5053e-05 | -2.6678e-05 | -2.8299e-05 | -3.0168e-05 | -3.2315e-05 | -3.4912e-05 | -0.00012708 | -0.00013617 | -0.00014578 | -0.00015654 | -0.0001673 | -0.00018037
Option 5 SG | Constraint on Pipeline from Storage to GTs CSA | Constraints to make diesel to come exclusively from storage | -3.6697e-05 | -3.9353e-05 | -4.1612e-05 | -4.0997e-05 | -4.8552e-05 | -4.9372e-05 | -9.4901e-05 | -0.00010179 | -0.00010848 | -0.00011596 | -0.00012427 | -0.00013443 | -2.7917e-05 | -2.9807e-05 | -3.1447e-05 | -3.3601e-05 | -3.6237e-05 | -3.9093e-05 | -0.00012387 | -0.00013242 | -0.00014146 | -0.00015165 | -0.00016197 | -0.00017459
Option 5 SG | Constraint on Pipeline from Storage to GTs GG | Constraints to make diesel to come exclusively from storage | -3.6718e-05 | -3.939e-05 | -4.1761e-05 | -4.2885e-05 | -4.6627e-05 | -5.0622e-05 | -9.9274e-05 | -0.00010661 | -0.00011405 | -0.00012202 | -0.00012965 | -0.0001388 | -2.3633e-05 | -2.5016e-05 | -2.6444e-05 | -2.8295e-05 | -3.0356e-05 | -3.2671e-05 | -0.00013011 | -0.00013846 | -0.00014815 | -0.00015913 | -0.00016995 | -0.00018388
Option 5 SG | Constraint on Pipeline from Storage to GTs MEL | Constraints to make diesel to come exclusively from storage | -3.6695e-05 | -3.9347e-05 | -4.1625e-05 | -4.1096e-05 | -4.8382e-05 | -4.9444e-05 | -9.412e-05 | -0.00010091 | -0.00010707 | -0.00011537 | -0.00012311 | -0.00013257 | -2.4459e-05 | -2.603e-05 | -2.7608e-05 | -2.9419e-05 | -3.1402e-05 | -3.3827e-05 | -0.00012518 | -0.000134 | -0.00014328 | -0.00015364 | -0.00016414 | -0.00017711
Option 5 SG | Constraint on Pipeline from Storage to GTs NNSW | Constraints to make diesel to come exclusively from storage | -3.8646e-05 | -4.1276e-05 | -4.3757e-05 | -4.6507e-05 | -4.9448e-05 | -5.2842e-05 | -0.00010581 | -0.00011314 | -0.00012064 | -0.00012902 | -0.00013733 | -0.00014691 | -3.1803e-05 | -3.4164e-05 | -3.6419e-05 | -3.8919e-05 | -4.1609e-05 | -4.4714e-05 | -0.00018481 | -0.00019778 | -0.00021122 | -0.00022616 | -0.00024104 | -0.00025809
Option 5 SG | Constraint on Pipeline from Storage to GTs NQ | Constraints to make diesel to come exclusively from storage | -3.8646e-05 | -4.1276e-05 | -4.3757e-05 | -4.6507e-05 | -4.9448e-05 | -5.2842e-05 | -0.00010581 | -0.00011314 | -0.00012064 | -0.00012902 | -0.00013733 | -0.00014691 | -3.1803e-05 | -3.4164e-05 | -3.6419e-05 | -3.8919e-05 | -4.1609e-05 | -4.4714e-05 | -0.00018481 | -0.00019778 | -0.00021122 | -0.00022616 | -0.00024104 | -0.00025809
Option 5 SG | Constraint on Pipeline from Storage to GTs NSA | Constraints to make diesel to come exclusively from storage | -3.8646e-05 | -4.1276e-05 | -4.3757e-05 | -4.6507e-05 | -4.9448e-05 | -5.2842e-05 | -0.00010581 | -0.00011314 | -0.00012064 | -0.00012902 | -0.00013733 | -0.00014691 | -3.1803e-05 | -3.4164e-05 | -3.6419e-05 | -3.8919e-05 | -4.1609e-05 | -4.4714e-05 | -0.00018481 | -0.00019778 | -0.00021122 | -0.00022616 | -0.00024104 | -0.00025809
Option 5 SG | Constraint on Pipeline from Storage to GTs SESA | Constraints to make diesel to come exclusively from storage | -3.8646e-05 | -4.1276e-05 | -4.3757e-05 | -4.6507e-05 | -4.9448e-05 | -5.2842e-05 | -0.00010581 | -0.00011314 | -0.00012064 | -0.00012902 | -0.00013733 | -0.00014691 | -3.1803e-05 | -3.4164e-05 | -3.6419e-05 | -3.8919e-05 | -4.1609e-05 | -4.4714e-05 | -0.00018481 | -0.00019778 | -0.00021122 | -0.00022616 | -0.00024104 | -0.00025809
Option 5 SG | Constraint on Pipeline from Storage to GTs SEV | Constraints to make diesel to come exclusively from storage | -3.8646e-05 | -4.1276e-05 | -4.3757e-05 | -4.6507e-05 | -4.9448e-05 | -5.2842e-05 | -0.00010581 | -0.00011314 | -0.00012064 | -0.00012902 | -0.00013733 | -0.00014691 | -3.1803e-05 | -3.4164e-05 | -3.6419e-05 | -3.8919e-05 | -4.1609e-05 | -4.4714e-05 | -0.00018481 | -0.00019778 | -0.00021122 | -0.00022616 | -0.00024104 | -0.00025809
Option 5 SG | Constraint on Pipeline from Storage to GTs SNSW | Constraints to make diesel to come exclusively from storage | -3.8646e-05 | -4.1276e-05 | -4.3757e-05 | -4.6507e-05 | -4.9448e-05 | -5.2842e-05 | -0.00010581 | -0.00011314 | -0.00012064 | -0.00012902 | -0.00013733 | -0.00014691 | -3.1803e-05 | -3.4164e-05 | -3.6419e-05 | -3.8919e-05 | -4.1609e-05 | -4.4714e-05 | -0.00018481 | -0.00019778 | -0.00021122 | -0.00022616 | -0.00024104 | -0.00025809
Option 5 SG | Constraint on Pipeline from Storage to GTs SNW | Constraints to make diesel to come exclusively from storage | -3.6316e-05 | -3.9031e-05 | -4.143e-05 | -4.3134e-05 | -4.6009e-05 | -4.8628e-05 | -9.5941e-05 | -0.00010295 | -0.00010974 | -0.00011826 | -0.00012618 | -0.00013495 | -2.5843e-05 | -2.7496e-05 | -2.9255e-05 | -3.1365e-05 | -3.3767e-05 | -3.6869e-05 | -0.00012974 | -0.00013924 | -0.00014942 | -0.00016062 | -0.00017152 | -0.00018496
Option 5 SG | Constraint on Pipeline from Storage to GTs SQ | Constraints to make diesel to come exclusively from storage | -3.6722e-05 | -3.9375e-05 | -4.1645e-05 | -4.1066e-05 | -4.8503e-05 | -4.9479e-05 | -9.5117e-05 | -0.00010207 | -0.00010907 | -0.00011634 | -0.00012481 | -0.00013493 | -2.6288e-05 | -2.8006e-05 | -2.975e-05 | -3.1773e-05 | -3.4121e-05 | -3.6987e-05 | -0.00012529 | -0.00013394 | -0.00014317 | -0.00015363 | -0.00016416 | -0.00017674
Option 5 SG | Constraint on Pipeline from Storage to GTs TAS | Constraints to make diesel to come exclusively from storage | -3.6504e-05 | -3.9154e-05 | -4.1387e-05 | -4.0955e-05 | -4.8583e-05 | -4.9579e-05 | -9.493e-05 | -0.00010183 | -0.00010832 | -0.00011573 | -0.00012445 | -0.00013587 | -2.4648e-05 | -2.6263e-05 | -2.7867e-05 | -2.9707e-05 | -3.1744e-05 | -3.4254e-05 | -0.00013569 | -0.00014556 | -0.00015576 | -0.00016718 | -0.00017874 | -0.00019286
Option 5 SG | Constraint on Pipeline from Storage to GTs WNV | Constraints to make diesel to come exclusively from storage | -3.8646e-05 | -4.1276e-05 | -4.3757e-05 | -4.6507e-05 | -4.9448e-05 | -5.2842e-05 | -0.00010581 | -0.00011314 | -0.00012064 | -0.00012902 | -0.00013733 | -0.00014691 | -3.1803e-05 | -3.4164e-05 | -3.6419e-05 | -3.8919e-05 | -4.1609e-05 | -4.4714e-05 | -0.00018481 | -0.00019778 | -0.00021122 | -0.00022616 | -0.00024104 | -0.00025809
Option 5 SG | Constraint on Pipeline from Storage to GTs WOO | Constraints to make diesel to come exclusively from storage | -3.6018e-05 | -3.8729e-05 | -4.1126e-05 | -4.3103e-05 | -4.5956e-05 | -4.8589e-05 | -9.5797e-05 | -0.00010279 | -0.00010963 | -0.00011804 | -0.00012584 | -0.00013458 | -2.5733e-05 | -2.7464e-05 | -2.9217e-05 | -3.1327e-05 | -3.374e-05 | -3.6827e-05 | -0.00013004 | -0.00013961 | -0.00014985 | -0.00016108 | -0.00017222 | -0.0001857
Option 5 SG | DNSP Thermal Limit on CER CNSW Area1 | DNSP Thermal Limit on CER | 827124.9476 | 905605.9786 | 1034082.6953 | 1100815.6125 | 1091199.1125 | 1147663.6595 | 1142174.7372 | 1240854.691 | 1288533.2007 | 1274264.9762 | 1216228.8496 | 1175484.8632 | 1267485.3101 | 1374917.0294 | 1352858.3603 | 1280535.5741 | 1149536.5671 | 1226841.3252 | 1343561.1973 | 1442082.0398 | 1318820.0492 | 1431601.2645 | 1472916.2915 | 1632914.6319
Option 5 SG | DNSP Thermal Limit on CER CQ Area1 | DNSP Thermal Limit on CER | 884777.4966 | 1017756.6601 | 1097589.4965 | 1176223.4123 | 1226236.7163 | 1273678.0494 | 1329099.9098 | 1438664.4123 | 1467931.0799 | 1518450.7743 | 1459744.1611 | 1430963.8813 | 1510460.6244 | 1653689.8965 | 1703759.1729 | 1609153.9883 | 1434000.8203 | 1615742.1147 | 1709330.8985 | 1808418.6999 | 1848872.2987 | 1902359.9847 | 1989964.7393 | 2198518.4745
Option 5 SG | DNSP Thermal Limit on CER CSA Area1 | DNSP Thermal Limit on CER | 3530581.3236 | 3906456.5791 | 4163287.5464 | 4103523.338 | 3836024.2445 | 4011908.8344 | 4098176.9504 | 4186710.9453 | 4533490.6768 | 4647827.1743 | -7228732.3265 | -6920536.7339 | -6983438.6758 | -6584298.0912 | -6769542.3312 | -6795210.6007 | -7213140.2061 | -6860991.6276 | -6585623.8746 | -6710629.6286 | -6376543.5372 | -6175226.8001 | -6018718.0623 | -5807405.1959
Option 5 SG | DNSP Thermal Limit on CER GG Area1 | DNSP Thermal Limit on CER | 107949.3542 | 124514.484 | 134503.7222 | 147220.7961 | 153611.0351 | 159467.5634 | 165295.4083 | 173802.6402 | 176707.3414 | 182638.907 | 175109.8048 | 171830.9306 | 182078.2872 | 198873.4483 | 204308.0909 | 200746.6975 | 175271.8728 | 197335.5096 | 207787.2596 | 224502.3401 | 228143.1427 | 232022.4883 | 241057.658 | 255119.3627
Option 5 SG | DNSP Thermal Limit on CER MEL Area1 | DNSP Thermal Limit on CER | 829874.8862 | 955268.1376 | 1078672.7324 | 1044651.3696 | -49821.0801 | 12708.3139 | -229130.9319 | -194751.9784 | -457048.5928 | -512731.8835 | -528685.0387 | -474208.7974 | -431230.7085 | -726920.4077 | -712328.6441 | -1045806.5361 | -1255537.8452 | -1054318.2141 | -1167782.861 | -1506579.9436 | -1192345.5703 | -1035510.1635 | -1129047.4376 | -1160879.9908
Option 5 SG | DNSP Thermal Limit on CER MEL Area2 | DNSP Thermal Limit on CER | 3333838.1458 | 3836984.1861 | 4370483.5865 | 4339347.9052 | 4907374.4181 | 5154929.3752 | 5338570.7857 | 5637348.7712 | 5828856.6742 | 5673592.9039 | 5597302.4683 | 5764144.0817 | 5929106.6395 | 6553439.4057 | 6405317.5319 | 6309290.8015 | 5523870.7794 | 5931266.0233 | 6552831.1845 | 6046451.3883 | 6114736.0774 | 6470118.5027 | 6432154.703 | 7231317.6198
Option 5 SG | DNSP Thermal Limit on CER NNSW Area1 | DNSP Thermal Limit on CER | 1609096.8011 | 1743932.1423 | 1972325.7342 | 2101549.8699 | 2110160.6156 | 2219482.5954 | 2224415.1277 | 2410865.2581 | 2420884.8079 | 2428699.54 | 2316958.7601 | 2258282.4145 | 2438211.0071 | 2595114.4481 | 2673252.0908 | 2514286.7475 | 2298071.9151 | 2414364.4594 | 2632435.8211 | 2812088.3372 | 2653318.2748 | 2855159.9127 | 2927294.0473 | 3255039.4669
Option 5 SG | DNSP Thermal Limit on CER NQ Area1 | DNSP Thermal Limit on CER | 1443506.3748 | 1658116.7675 | 1776481.4876 | 1929202.7729 | 2014369.2493 | 2084351.6192 | 2149637.8256 | 2254395.152 | 2292788.2932 | 2375911.845 | 2270298.431 | 2231024.843 | 2355909.8487 | 2553997.2721 | 2628660.7976 | 2598957.2552 | 2264425.7512 | 2543430.766 | 2665530.6865 | 2859544.9562 | 2955999.3443 | 2932188.7786 | 2518799.0186 | 2735236.9202
Option 5 SG | DNSP Thermal Limit on CER NSA Area1 | DNSP Thermal Limit on CER | 145098.7512 | 151627.6815 | 174430.6834 | 176252.8841 | -47172.5377 | -42594.2053 | -54564.4197 | -43948.3705 | -62701.0342 | -51761.4751 | -521405.0419 | -495048.7233 | -489273.5312 | -465029.0811 | -485463.4884 | -482322.6609 | -511273.8306 | -483018.801 | -462164.1901 | -465699.5329 | -437950.6201 | -432678.8133 | -410593.8691 | -394972.929
Option 5 SG | DNSP Thermal Limit on CER SESA Area1 | DNSP Thermal Limit on CER | 162874.4166 | 186508.0535 | 199892.1796 | 200236.1995 | 128179.6364 | 120793.1441 | 126761.9612 | 132694.73 | 143165.08 | 144199.3834 | -332572.4112 | -302027.4881 | -301677.375 | -290123.4381 | -286642.8573 | -283633.5333 | -304875.515 | -281663.1978 | -265642.3243 | -269928.4859 | -250400.1156 | -235972.8162 | -226835.4155 | -214650.531
Option 5 SG | DNSP Thermal Limit on CER SEV Area1 | DNSP Thermal Limit on CER | 445975.5394 | 513583.8797 | 585880.3257 | 584569.5111 | 658827.98 | 693590.5817 | 716624.5682 | 759361.5583 | 803023.4355 | 783316.5808 | 775207.0556 | 799398.803 | 827086.7889 | 912889.8836 | 914526.3521 | 913094.6722 | 850388.6295 | 923056.3579 | 1011577.2008 | 993711.3941 | 1094154.9087 | 1164121.2633 | 1226262.1817 | 1323482.2247
Option 5 SG | DNSP Thermal Limit on CER SNSW Area1 | DNSP Thermal Limit on CER | 1095792.5817 | 1183241.1827 | 1314705.6034 | 1378262.549 | 1369070.3866 | 1442802.5939 | 1321846.4013 | 1475789.094 | 1476054.3462 | 1446163.7747 | 1417268.9806 | 1375320.7897 | 1500092.3527 | 1539208.7964 | 1604395.6776 | 1533644.3665 | 1356821.1292 | 1458626.4043 | 1541420.4198 | 1556638.753 | 1620458.6709 | 1753461.3174 | 1652074.0535 | 1900108.871
Option 5 SG | DNSP Thermal Limit on CER SNSW Area2 | DNSP Thermal Limit on CER | 812632.3631 | 890832.4569 | 1010968.0403 | 1067146.7567 | 1085407.826 | 1133235.0907 | 1126162.9663 | 1215860.8938 | 1202207.5164 | 1203276.2988 | 1146629.9363 | 1104565.6498 | 1181893.882 | 1263827.0755 | 1305947.78 | 1241651.8311 | 1069258.5698 | 1137338.0791 | 1276284.0132 | 1354549.6038 | 1293867.0454 | 1396691.6798 | 1399970.1768 | 1586219.609
Option 5 SG | DNSP Thermal Limit on CER SNW Area1 | DNSP Thermal Limit on CER | 3363457.7694 | 3691345.0121 | 4221050.1154 | 4500697.3238 | 4515925.6439 | 4762490.5593 | 4681550.1706 | 5025710.3999 | 4969428.9814 | 4874895.1179 | 4620475.2221 | 4519294.6028 | 4900832.7897 | 5169715.3531 | 5339144.6532 | 5012834.3255 | 4502425.453 | 4829702.804 | 5353623.8287 | 5774309.0735 | 4607182.9378 | 5296225.1279 | 5301960.8569 | 5907714.8709
Option 5 SG | DNSP Thermal Limit on CER SNW Area2 | DNSP Thermal Limit on CER | 3926414.9327 | 4305763.2352 | 4917647.2373 | 5235744.7871 | 5242934.082 | 5529689.1679 | 5473027.2712 | 5880333.8921 | 5817397.4826 | 5737010.6079 | 5460316.8539 | 5312736.5402 | 5734256.6751 | 6090923.4189 | 6277361.7355 | 5903010.5754 | 5321064.3054 | 5670742.9005 | 6289091.5911 | 6732498.0004 | 5930144.5865 | 6445400.3199 | 6477058.5001 | 7242501.3716
Option 5 SG | DNSP Thermal Limit on CER SQ Area1 | DNSP Thermal Limit on CER | 7090490.9864 | 8119721.2347 | 8723524.5311 | 9492379.1955 | 9865462.3129 | 10217985.8781 | 10551457.9773 | 11018159.3101 | 11172546.1683 | 11575640.0606 | 11060582.2215 | 10701843.0241 | 11371971.9424 | 12346496.7512 | 12715400.2509 | 12435039.0085 | 10879020.2794 | 12288270.8227 | 12714399.2295 | 13787027.1855 | 14075101.1392 | 14280672.1369 | 14980738.3742 | 15503795.4379
Option 5 SG | DNSP Thermal Limit on CER TAS Area1 | DNSP Thermal Limit on CER | 444774.0981 | 500291.3172 | 556923.91 | 550465.0691 | 594281.0993 | 629962.9701 | 632320.5781 | 658170.6027 | 672653.6547 | 662114.9845 | 659382.5842 | 645811.3283 | 664202.0554 | 698819.9455 | 704296.4788 | 672896.3109 | 644553.78 | 673856.8593 | 691092.4543 | 649962.2503 | 616758.3444 | 690782.7072 | 696166.5601 | 744428.8766
Option 5 SG | DNSP Thermal Limit on CER WNV Area1 | DNSP Thermal Limit on CER | 346053.8126 | 392924.7278 | 436873.6568 | 437410.1079 | 501527.1257 | 517127.4966 | 530300.8064 | 559537.027 | 593463.4864 | 581161.8465 | 572653.3651 | 583871.5555 | 603497.3705 | 659089.8656 | 652734.5721 | 652177.9174 | 531035.3196 | 584523.7611 | 635987.6698 | 630645.5827 | 693068.894 | 724248.8089 | 755410.3411 | 816284.0753
Option 5 SG | DNSP Thermal Limit on CER WNV Area2 | DNSP Thermal Limit on CER | 1319891.4814 | 1523387.5024 | 1718297.52 | 1723626.5817 | 2017145.016 | 2082003.6768 | 2137713.8646 | 2257559.6292 | 2395264.7319 | 2347693.7409 | 2318738.426 | 2366929.7613 | 2447943.9706 | 2649384.8085 | 2631327.4979 | 2635261.8182 | 2252801.9399 | 2473912.1171 | 2680228.8277 | 2644539.2286 | 3009591.1455 | 3148192.497 | 3270039.7712 | 3465628.5678
Option 5 SG | DNSP Thermal Limit on Distributed Resources CNSW Area1 | DNSP Thermal Limit on Distributed Resources | 0.0010485 | 0.00217 | 0.0020248 | 0.0026679 | 0.0028991 | 0.0032623 | 0.0014739 | 0.0016457 | 0.0020529 | 0.0034414 | 0.005305 | 0.0076475 | 0.0068447 | 0.0075707 | 0.0075803 | 0.0079064 | 0.0077696 | 0.0080259 | 0.018986 | 0.021517 | 0.02824 | 0.027923 | 0.03025 | 0.032456
Option 5 SG | DNSP Thermal Limit on Distributed Resources CQ Area1 | DNSP Thermal Limit on Distributed Resources | 0 | 0 | 0 | 0 | 0 | 0 | 0 | 0 | 0 | 0 | 0 | 0 | 0 | 0 | 0 | 0 | 0 | 0 | 0 | 0 | 0 | 0 | 0 | 0
Option 5 SG | DNSP Thermal Limit on Distributed Resources CSA Area1 | DNSP Thermal Limit on Distributed Resources | 0 | 0 | 0 | 0 | 0 | 0 | 0 | 0 | 0 | 0 | 0 | 0 | 0 | 0 | 0 | 0 | 0 | 0 | 0 | 0 | 0 | 0 | 0 | 0
Option 5 SG | DNSP Thermal Limit on Distributed Resources GG Area1 | DNSP Thermal Limit on Distributed Resources | 0 | 0 | 0 | 0 | 0 | 0 | 0 | 0 | 0 | 0 | 0 | 0 | 0 | 0 | 0 | 0 | 0 | 0 | 0 | 0 | 0 | 0 | 0 | 0
Option 5 SG | DNSP Thermal Limit on Distributed Resources MEL Area1 | DNSP Thermal Limit on Distributed Resources | 0.00042545 | 0.001291 | 0.001154 | 0.00095539 | 0.0013358 | 0.0018952 | 0.00080851 | 0.0011119 | 0.0018743 | 0.0027067 | 0.0041324 | 0.0065687 | 0.0054998 | 0.0060541 | 0.0066615 | 0.006033 | 0.005744 | 0.0065496 | 0.006626 | 0.0080409 | 0.011578 | 0.010447 | 0.012919 | 0.023692
Option 5 SG | DNSP Thermal Limit on Distributed Resources MEL Area2 | DNSP Thermal Limit on Distributed Resources | 0.00044247 | 0.0010139 | 0.00089381 | 0.001153 | 0.0020552 | 0.0026339 | 0.00039241 | 0.00088517 | 0.0017236 | 0.0024853 | 0.0041477 | 0.0069589 | 0.0051255 | 0.0056035 | 0.0061309 | 0.005312 | 0.0049974 | 0.0056134 | 0.0073932 | 0.0073659 | 0.0097782 | 0.011933 | 0.013808 | 0.023633
Option 5 SG | DNSP Thermal Limit on Distributed Resources NNSW Area1 | DNSP Thermal Limit on Distributed Resources | 0 | 0 | 0 | 0 | 0 | 0 | 0 | 0 | 0 | 0 | 0 | 0 | 0 | 0 | 0 | 0 | 0 | 0 | 0 | 0 | 0 | 0 | 0 | 0
Option 5 SG | DNSP Thermal Limit on Distributed Resources NQ Area1 | DNSP Thermal Limit on Distributed Resources | 0 | 0 | 0 | 0 | 0 | 0 | 0 | 0 | 0 | 0 | 0 | 0 | 0 | 0 | 0 | 0 | 0 | 0 | 0 | 0 | 0 | 0 | 0 | 0
Option 5 SG | DNSP Thermal Limit on Distributed Resources NSA Area1 | DNSP Thermal Limit on Distributed Resources | 0 | 0 | 0 | 0 | 0 | 0 | 0 | 0 | 0 | 0 | 0 | 0 | 0 | 0 | 0 | 0 | 0 | 0 | 0 | 0 | 0 | 0 | 0 | 0
Option 5 SG | DNSP Thermal Limit on Distributed Resources SESA Area1 | DNSP Thermal Limit on Distributed Resources | 0 | 0 | 0 | 0 | 0 | 0 | 0 | 0 | 0 | 0 | 0 | 0 | 0 | 0 | 0 | 0 | 0 | 0 | 0 | 0 | 0 | 0 | 0 | 0
Option 5 SG | DNSP Thermal Limit on Distributed Resources SEV Area1 | DNSP Thermal Limit on Distributed Resources | 0 | 0 | 0 | 0 | 0 | 0 | 0 | 0 | 0 | 0 | 0 | 0 | 0 | 0 | 0 | 0 | 0 | 0 | 0 | 0 | 0 | 0 | 0 | 0
Option 5 SG | DNSP Thermal Limit on Distributed Resources SNSW Area1 | DNSP Thermal Limit on Distributed Resources | 0 | 0 | 0 | 0 | 0 | 0 | 0 | 0 | 0 | 0 | 0 | 0 | 0 | 0 | 0 | 0 | 0 | 0 | 0 | 0 | 0 | 0 | 0 | 0
Option 5 SG | DNSP Thermal Limit on Distributed Resources SNSW Area2 | DNSP Thermal Limit on Distributed Resources | 0 | 0 | 0 | 0 | 0 | 0 | 0 | 0 | 0 | 0 | 0 | 0 | 0 | 0 | 0 | 0 | 0 | 0 | 0 | 0 | 0 | 0 | 0 | 0
Option 5 SG | DNSP Thermal Limit on Distributed Resources SNW Area1 | DNSP Thermal Limit on Distributed Resources | 0.00093925 | 0.0025914 | 0.0021083 | 0.0015417 | 0.001512 | -5.4376e-05 | -0.00015728 | 0.00019026 | 0.0018207 | 0.0019546 | 0.0069906 | 0.012826 | 0.017192 | 0.017127 | 0.016072 | 0.018151 | 58689.8272 | 60274.0869 | 65487.3217 | 759957.2772 | 731291.7507 | 774678.7617 | 759244.9346 | 794881.597
Option 5 SG | DNSP Thermal Limit on Distributed Resources SNW Area2 | DNSP Thermal Limit on Distributed Resources | 0.00091208 | 0.0026031 | 0.0020302 | 0.0014396 | 0.0015371 | 0.0011713 | -0.00072731 | -0.00092667 | 0.0013667 | 0.0014659 | 0.0078297 | 0.015256 | 0.020212 | 0.020064 | 0.018864 | 42888.2817 | 116809.6063 | 119962.78 | 130338.8767 | 1059019.4567 | 1017997.742 | 1078394.8691 | 1056910.0905 | 1106518.2323
Option 5 SG | DNSP Thermal Limit on Distributed Resources SQ Area1 | DNSP Thermal Limit on Distributed Resources | 0 | 0 | 0 | 0 | 0 | 0 | 0 | 0 | 0 | 0 | 0 | 0 | 0 | 0 | 0 | 0 | 0 | 0 | 0 | 0 | 0 | 0 | 0 | 0
Option 5 SG | DNSP Thermal Limit on Distributed Resources TAS Area1 | DNSP Thermal Limit on Distributed Resources | 0.00038376 | 0.00063734 | 0.00085994 | 0.00066446 | 0.0014499 | 0.0032411 | 0.037103 | 0.045014 | 0.0511 | 0.068261 | 774893.3433 | 761765.3005 | 793585.4271 | 853719.948 | 455362.1092 | 449113.1704 | 414328.7075 | 469280.5929 | 484863.3404 | 473160.8399 | 489019.2347 | 544688.3827 | 513761.6487 | 507189.8802
Option 5 SG | DNSP Thermal Limit on Distributed Resources WNV Area1 | DNSP Thermal Limit on Distributed Resources | 0 | 0 | 0 | 0 | 0 | 0 | 0 | 0 | 0 | 0 | 0 | 0 | 0 | 0 | 0 | 0 | 0 | 0 | 0 | 0 | 0 | 0 | 0 | 0
Option 5 SG | DNSP Thermal Limit on Distributed Resources WNV Area2 | DNSP Thermal Limit on Distributed Resources | 0 | 0 | 0 | 0 | 0 | 0 | 0 | 0 | 0 | 0 | 0 | 0 | 0 | 0 | 0 | 0 | 0 | 0 | 0 | 0 | 0 | 0 | 0 | 0
Option 5 SG | Daily H2 Limit NSW | H2 Infrastructure Limitations | 0 | 0 | 0 | 0 | 0 | 0 | 0 | 0 | 0 | 0 | 0 | 0 | 0 | 0 | 0 | 0 | 0 | 0 | 0 | 0 | 0 | 0 | 0 | 0
Option 5 SG | Daily H2 Limit QLD | H2 Infrastructure Limitations | 0 | 0 | 0 | 0 | 0 | 0 | 0 | 0 | 0 | 0 | 0 | 0 | 0 | 0 | 0 | 0 | 0 | 0 | 0 | 0 | 0 | 0 | 0 | 0
Option 5 SG | Daily H2 Limit SA | H2 Infrastructure Limitations | 0 | 0 | 0 | 0 | 0 | 0 | 0 | 0 | 0 | 0 | 0 | 0 | 0 | 0 | 0 | 0 | 0 | 0 | 0 | 0 | 0 | 0 | 0 | 0
Option 5 SG | Daily H2 Limit TAS | H2 Infrastructure Limitations | 0 | 0 | 0 | 0 | 0 | 0 | 0 | 0 | 0 | 0 | 0 | 0 | 0 | 0 | 0 | 0 | 0 | 0 | 0 | 0 | 0 | 0 | 0 | 0
Option 5 SG | Daily H2 Limit VIC | H2 Infrastructure Limitations | 0 | 0 | 0 | 0 | 0 | 0 | 0 | 0 | 0 | 0 | 0 | 0 | 0 | 0 | 0 | 0 | 0 | 0 | 0 | 0 | 0 | 0 | 0 | 0
Option 5 SG | ExportGroup_CNSW1 | Group Network Export Constraints | 2619733.9068 | 2601958.9042 | 2837477.1471 | 1986650.8084 | 2011078.2274 | 1938933.6567 | 1914387.7158 | 1984847.0339 | 2064039.048 | 2130477.1943 | 2108703.6142 | 2273838.9592 | 2208468.307 | 2160052.7172 | 2070425.74 | 1930204.869 | 1651873.5573 | 1642236.6015 | 1621883.2036 | 1515492.4052 | 1638447.9713 | 1638732.846 | 1454346.1778 | 1063850.2595
Option 5 SG | ExportGroup_CQ1 | Group Network Export Constraints | -1203724.5711 | 400415.0524 | 3292420.2788 | 3632348.7347 | 3128025.7312 | 2949055.1847 | 3218971.1003 | 4175303.7052 | 4747586.6389 | 3852870.6903 | 3799709.1513 | 3215740.0862 | 3480337.8593 | 4396226.5596 | 4449251.0061 | 4708896.4807 | 5270288.3463 | 7437845.3389 | 8091618.5634 | 9265381.7091 | 8362447.4296 | 7927098.8938 | 7486180.4125 | 7462889.0211
Option 5 SG | ExportGroup_MN1 | Group Network Export Constraints | 4366877.3532 | 5492531.7281 | 4916210.3318 | 5784071.3678 | 4914076.1363 | 5618664.9674 | 4783338.3428 | 5068737.6514 | 5523268.5424 | 5125670.5319 | 4481440.7875 | 5243626.2138 | 5219434.2667 | 4011385.4677 | 4582097.8581 | 4813248.5772 | 4614934.5556 | 5393078.0035 | 6642923.4207 | 6745565.978 | 6663774.7938 | 6170028.2411 | 4369414.9781 | 6226197.5284
Option 5 SG | ExportGroup_NET1 | Group Network Export Constraints | 0 | 0.00090811 | 869204.5447 | 654523.7105 | 805453.7485 | 907041.9903 | 899931.2698 | 907259.1526 | 877903.5869 | 1329454.2364 | 2023671.0933 | 2037612.786 | 2058768.2195 | 2068644.6905 | 1598631.1838 | 1489895.8822 | 1502263.8153 | 1478182.2832 | 1478038.9076 | 1493397.5199 | 1428756.1185 | 1373919.052 | 1419714.4068 | 1327969.8866
Option 5 SG | ExportGroup_NQ1 | Group Network Export Constraints | 2187985.4725 | 2683562.3094 | 5027949.802 | 5518803.3268 | 5571603.2935 | 5550983.9578 | 6189393.5675 | 7346812.998 | 7757209.1113 | 7786411.4283 | 7862822.1716 | 7706929.3401 | 8501076.3095 | 9139724.576 | 9512224.227 | 10314737.9269 | 11051312.5696 | 13494682.9397 | 14160468.6992 | 15078256.5741 | 14701958.2384 | 13731572.936 | 14617285.4371 | 15871885.5076
Option 5 SG | ExportGroup_NSA1 | Group Network Export Constraints | 867178.8463 | 1780945.92 | 1587017.9767 | 1486741.3095 | 1228280.9292 | 1198763.5993 | 1064798.6185 | 1096643.3133 | 1185185.281 | 1152466.8838 | 1169062.1974 | 1317223.0122 | 1328714.0065 | 1336952.1532 | 1386089.7523 | 1298781.945 | 1229016.6706 | 1268701.7935 | 1239996.246 | 1113827.114 | 1731607.4103 | 1802285.651 | 1526192.1221 | 2448868.1697
Option 5 SG | ExportGroup_SEVIC1 | Group Network Export Constraints | 0 | 0 | 0 | 0 | 0 | 22061071.0419 | 24887884.3757 | 5255699.4731 | -385477.0135 | 2099234.327 | 3974921.8778 | 5165101.8604 | -31295491.4341 | -30405567.3821 | -33388346.4514 | -34574008.4402 | -33280136.2384 | -33735251.6189 | -33673193.8218 | -32565303.5766 | -33150438.7904 | -33201538.7587 | -32169649.7656 | -32153503.6168
Option 5 SG | ExportGroup_SQ1 | Group Network Export Constraints | 1032583.4712 | -499744.2267 | 1216841.7262 | 3790067.8656 | 2921090.3656 | 2831808.2364 | 2701777.0854 | 2906509.1345 | 2849086.4989 | 2083142.5419 | 1572384.3888 | 893761.5695 | 1307785.5712 | 1641576.4435 | 1582086.8961 | -4641644.5877 | -3290975.6669 | -1997431.6732 | -2221403.9136 | -1367916.454 | -1813309.6753 | -1325474.0147 | -1900567.6023 | -3541545.3987
Option 5 SG | ExportGroup_SWNSW1 | Group Network Export Constraints | 2718946.1284 | 1137212.9587 | -247875.4116 | -1264776.593 | -1344556.2915 | -1848290.1849 | -1729928.2676 | -1781807.3506 | -1069648.8621 | -1391155.5212 | -1215495.2041 | -1106664.7693 | -1260062.3294 | -1000646.0839 | -1076252.5502 | -1031583.3083 | -940575.5386 | -1834523.2337 | -1859436.1419 | -2047261.6951 | -2091052.2424 | -2321430.2511 | -2332850.2082 | -2872030.6215
Option 5 SG | ExportGroup_SWNSW2 | Group Network Export Constraints | 0 | 0 | 0 | 0 | 0 | 9059623.6383 | 14472519.4512 | 18224476.3753 | 15262489.034 | 17123497.3863 | 17143887.3298 | 18998652.4646 | 18828749.5154 | 17387569.1621 | 17065637.7146 | 16288836.3483 | 16813180.2784 | 17932326.6467 | 16415685.6087 | 16160332.2103 | 12791043.1224 | 13235860.1492 | 14333316.0916 | 14268042.7687
Option 5 SG | ExportGroup_SWQLD1 | Group Network Export Constraints | 7976651.2222 | 11971355.5362 | 10900203.3587 | 10717259.9191 | 11872297.9385 | 12980414.406 | 13105413.1751 | 13412479.9397 | 13172762.4144 | 14278381.3194 | 13974186.3569 | 14979242.6892 | 12075993.4226 | 11555775.658 | 11336817.1517 | 11171434.4298 | 11227773.535 | 8962265.1215 | 9708607.9408 | 8386629.5109 | 9256058.0964 | 9853253.0484 | 10007749.4723 | 10330753.9993
Option 5 SG | ExportGroup_SWV1 | Group Network Export Constraints | 8054497.3784 | 10790977.4151 | 10736496.7478 | 12979838.7606 | 10619747.5842 | 11720370.2726 | 12064594.9894 | 12002763.2007 | 11847621.5707 | 11029351.865 | 10447374.9975 | 10341166.2477 | 8003702.8206 | 6055096.8585 | 5992997.9655 | 6408462.4488 | 5406718.1309 | 6025681.5865 | 5660553.7217 | 3071278.7093 | 1645064.3802 | 1153849.943 | 752529.12 | 1093580.5496
Option 5 SG | ExportGroup_WNV1 | Group Network Export Constraints | -1691866.828 | -1432568.5833 | -1868165.279 | -303427.7156 | -1289977.902 | -1094133.7498 | 0 | 0 | 0 | 0 | 0 | 0 | 0 | 0 | 0 | 0 | 0 | 0 | 0 | 0 | 0 | 0 | 0 | 0
Option 5 SG | ExportGroup_WV1 | Group Network Export Constraints | 3511574.5691 | 3849468.1463 | 3993923.3253 | -186554.7466 | -5050503.1698 | -6150941.1178 | -6853261.7874 | -6734405.2761 | -7213113.3793 | -7946497.1125 | -7797585.132 | -7744842.6117 | -8810316.7909 | -8885755.707 | -8405222.3215 | -8131396.4702 | -8405914.2411 | -8072064.2528 | -8049503.3031 | -7781379.037 | -7356801.2907 | -7671728.679 | -7863438.2406 | -8697423.7526
Option 5 SG | ExportLimit_DN2_Yass | Distribution REZ Export Constraints | 0 | 0 | 0 | 0 | 0 | 0 | 0 | 0 | 0 | 0 | 0 | 0 | 0 | 0 | 0 | 0 | 0 | 0 | 0 | 0 | 0 | 0 | 0 | 0
Option 5 SG | ExportLimit_DN3_Marulan | Distribution REZ Export Constraints | 0 | 0 | 0 | 0 | -0.011071 | -0.011896 | -0.024154 | -0.025689 | -0.026849 | -0.028556 | -0.03072 | -0.043628 | -0.035627 | -0.037756 | -0.036511 | -0.037402 | -0.035402 | -0.037662 | -0.050813 | -0.058192 | -0.066812 | -0.12609 | -0.13964 | -0.17985
Option 5 SG | ExportLimit_N10_Hunter Coast | REZ Network Export Constraints | 0 | 0 | 0 | -10224000 | -17520000 | -17568000 | -17520000 | -17520000 | -17520000 | -17568000 | -17520000 | -17520000 | -17519999.9998 | -17567999.9998 | -17519999.9997 | -17519999.9997 | -17519999.9996 | -17567999.9997 | -17519999.9988 | -17519999.999 | -17519999.9987 | -17567999.9985 | -17519999.9983 | -17519999.9984
Option 5 SG | ExportLimit_N11_Illawarra Coast | REZ Network Export Constraints | 0 | 0 | 0 | 0 | 0 | 0 | 0 | 0 | 0 | 0 | 0 | 0 | 0.00016184 | 0.00013212 | 0.00018671 | 0.00018456 | 0.00025904 | 0.00025509 | 0.00072305 | 0.00063211 | 0.00071582 | 0.00080526 | 0.0011103 | 0.0015616
Option 5 SG | ExportLimit_N12_Illawarra | REZ Network Export Constraints | -3796 | -3754.1143 | -3717.5708 | -3691.7126 | -85451.7126 | -242973.4268 | -492197.1413 | -853203.1405 | -1329548.9973 | -1619289.5378 | -1877425.133 | -19621784.6873 | -19586205.6857 | -19804182.8274 | -19843430.3817 | -19965597.0484 | -20144063.8768 | -20446691.2769 | -20680473.4491 | -21098221.7558 | -21560512.8161 | -22088571.1254 | -22477872.3906 | -22855846.1826
Option 5 SG | ExportLimit_N13_South Cobar | REZ Network Export Constraints | 0 | 0.24141 | 0.24404 | 0.18522 | 0.17908 | 0.15607 | 0.18287 | 0.18524 | 0.21749 | 0.21003 | 0.20605 | 0.2069 | 0.24456 | 0.24677 | 0.24259 | 0.24373 | 0.21865 | 0.23595 | 0.23497 | 0.21719 | 0.23051 | 0.24804 | 419738.141 | 452081.1061
Option 5 SG | ExportLimit_N1_North West NSW | REZ Network Export Constraints | 396363.1563 | 732724.9595 | 714872.4268 | 556015.4956 | 530964.0944 | 473813.8824 | 512368.6137 | 513842.053 | 637108.1232 | 585831.637 | 624365.5634 | 610878.6306 | 639195.0212 | 650682.3283 | 650067.9749 | 685209.1252 | 663483.1835 | 650301.7959 | 662713.0264 | 605315.1442 | 530284.4978 | 411200.7184 | 387654.4709 | 350513.7073
Option 5 SG | ExportLimit_N2_New England | REZ Network Export Constraints | 2371702.1604 | 2602577.5911 | 2773956.2566 | 2473427.9296 | 2807880.8119 | 2815131.8006 | -17797519.8064 | -17717796.6219 | -17428193.5911 | -17865697.1716 | -16254789.8453 | -16217193.5052 | -16557729.1181 | -16992368.6705 | -16832324.9729 | -15314383.1891 | -14485495.5338 | -15609543.1314 | -15435380.3407 | -15799752.13 | -14304271.3955 | -13816776.3489 | -13814612.1949 | -13036950.9417
Option 5 SG | ExportLimit_N3_Central-West Orana | REZ Network Export Constraints | 3438925.7143 | 3837791.0384 | -17641388.0052 | -20747891.9435 | -20705657.1727 | -20929214.0601 | -20988996.8457 | -19829380.3755 | -21587103.6274 | -22024466.3014 | -22752997.4915 | -24702034.977 | -23624568.919 | -25819375.919 | -22981638.0762 | -22893635.4947 | -25121254.2729 | -25015934.1152 | -22452438.903 | -22916766.2553 | -22176909.3464 | -22363375.1626 | -23146476.8521 | -22201744.3253
Option 5 SG | ExportLimit_N4_Broken Hill | REZ Network Export Constraints | 778800.5276 | 1175848.9708 | 1104102.8164 | 819833.0716 | 795499.8979 | 692792.7605 | 732534.4583 | 765798.7894 | 937715.4175 | 792609.1455 | 922757.7317 | 926462.3981 | 884193.7825 | 888619.5583 | 924458.6765 | 1049718.8691 | 1085486.7578 | 1203752.2794 | 1187506.1004 | 1157248.802 | 1173842.8356 | 1046677.5335 | 1021732.4354 | 1078556.4335
Option 5 SG | ExportLimit_N5_South West NSW | REZ Network Export Constraints | 1522945.1109 | -4189097.282 | -8419004.3961 | -9128007.1462 | -9174801.0144 | -12651324.0307 | -14723946.3527 | -14782586.5746 | -14257624.2627 | -14426891.5152 | -14360076.1096 | -14303855.5935 | -14376245.8264 | -14164684.418 | -14205389.2852 | -14229812.935 | -14189978.819 | -14413091.5437 | -14394887.0795 | -14547083.4298 | -14435732.5447 | -12512285.3927 | -12475806.113 | -11866672.966
Option 5 SG | ExportLimit_N6_Wagga Wagga | REZ Network Export Constraints | 910452.5028 | -7596636.828 | -7322527.2365 | -8175292.0487 | -8611193.3315 | -9852991.5413 | -9685599.3029 | -10431748.4067 | -8381046.221 | -8993563.8731 | -9018164.4069 | -8755280.9905 | -8743630.9246 | -7963524.6032 | -7992673.7365 | -8412068.908 | -8303715.3762 | -8241778.7054 | -8150105.8979 | -8687343.569 | -8180169.283 | -8619609.8738 | -8708489.2904 | -8707391.3955
Option 5 SG | ExportLimit_N7_Tumut | REZ Network Export Constraints | -241.6525 | -5280426.1519 | -5118722.7122 | -4888508.8232 | -4869520.1618 | -4914863.304 | -5043655.8424 | -5045535.2534 | -4946758.5806 | -4975938.9889 | -5010168.0506 | -4821672.5484 | -4846736.3728 | -4943317.0069 | -4830537.5791 | -4858935.2114 | -4863370.443 | -4947755.0432 | -4896909.7152 | -4884268.5135 | -4859070.9911 | -4596439.7401 | -4571697.6885 | -4510078.54
Option 5 SG | ExportLimit_N8_Cooma-Monaro | REZ Network Export Constraints | 324547.3229 | 491957.6024 | 536448.7496 | 1076441.4969 | 1015047.8453 | 1025017.3321 | 937511.9955 | 902267.6092 | 962705.1029 | 894450.5043 | 788938.0358 | 697396.8455 | 762179.5503 | 728219.0506 | 438253.5661 | 348332.9723 | 275106.5689 | 228313.1861 | 604814.8747 | 541150.3366 | 431027.5615 | 512942.8134 | 449271.9419 | 463045.4238
Option 5 SG | ExportLimit_N9_Hunter-Central Coast | REZ Network Export Constraints | -128320.6801 | 1664641.9671 | -6757025.4118 | -6980720.9421 | -7076234.3567 | -7151394.3686 | -7263629.2277 | -7199003.5417 | -7058378.6046 | -7188430.5288 | -7226448.0105 | -7355982.7923 | -7112245.3336 | -7203918.711 | -5241933.5089 | -5114571.9702 | -3539636.5839 | -4070283.0654 | -3604323.5421 | -3805566.4328 | -4058262.9111 | -4037096.9614 | -4329974.9209 | -3967177.3088
Option 5 SG | ExportLimit_Q1_Far North Qld | REZ Network Export Constraints | 929110.4997 | 983328.6901 | 1017472.357 | 1063976.9566 | 1057129.5002 | 969577.6909 | 1906336.48 | 2974044.4791 | 3486890.0618 | 3368013.9722 | 3288878.1595 | 3117371.8083 | 3093339.2035 | 3588928.2674 | 3327182.2102 | 3596707.9595 | 3477343.6218 | 3370237.6011 | 3495556.8334 | 4013669.3182 | 3975121.323 | 3678038.1492 | 3114169.1968 | 3700748.9996
Option 5 SG | ExportLimit_Q2_North Qld Clean Energy Hub | REZ Network Export Constraints | 335604.7879 | 352655.0031 | 371568.276 | 365173.7054 | 333847.5761 | -12819913.4333 | -12784146.2356 | -12778214.2958 | -12770405.752 | -12807890.3363 | -12333567.0029 | -12465892.8108 | -11562375.4516 | -11447824.7052 | -10644494.9205 | -10579064.8027 | -8648456.2976 | -6101683.1024 | -5761041.0834 | -5371806.4073 | -5712445.5742 | -6287444.8794 | -4512569.5076 | -3877753.7813
Option 5 SG | ExportLimit_Q5_Barcaldine | REZ Network Export Constraints | 0 | 0.017337 | 0.017014 | 0.01542 | 0.017303 | 0.017292 | 0.020391 | 0.027994 | 0.034748 | 0.063435 | 172028.3158 | 328161.8262 | 324499.4219 | 336144.2871 | 357092.7964 | 358954.4943 | 319263.1083 | 315929.7943 | 373368.6725 | 384315.8727 | 396960.41 | 381149.9519 | 403859.4555 | 455609.4521
Option 5 SG | ExportLimit_Q9_Banana | REZ Network Export Constraints | 36768.0208 | 39732.9873 | 42473.2611 | 35842.2197 | 36233.4774 | 34928.6312 | 36198.5977 | 36984.461 | 39095.8656 | 37138.8756 | 39830.3328 | 37712.93 | 38596.3138 | 38781.7692 | 40022.2706 | 42424.4124 | 36905.4527 | 0 | 0 | 0 | 0 | 0 | 0 | 0
Option 5 SG | ExportLimit_S2_Riverland | REZ Network Export Constraints | 32439.8215 | -3844854.6677 | -6759868.0115 | -6790247.6282 | -6783223.0445 | -6758578.9847 | -6781799.0806 | -6778406.5623 | -6746450.1166 | -6755712.7309 | -6736662.4834 | -6705844.7955 | -6709239.8482 | -6706436.5023 | -6680283.4533 | -6717228.8153 | -6748719.0162 | -6753856.145 | -6719681.5161 | -6760683.2563 | -6756056.7657 | -6841545.8617 | -6845848.9712 | -6810783.4868
Option 5 SG | ExportLimit_S4_Yorke Peninsula | REZ Network Export Constraints | -459.3775 | -3389.8405 | -472.5519 | -387.7589 | 0.0010488 | 0.0017422 | 0.00085958 | 0.0013775 | 0.0028112 | 0.0037506 | 0.009069 | 0.013139 | 0.0079238 | 0.0080753 | 0.0098925 | 0.00947 | 0.011004 | 0.015026 | 0.028522 | 0.11709 | 0.12351 | 0.1524 | 0.18622 | 316471.8034
Option 5 SG | ExportLimit_S6_Roxby Downs | REZ Network Export Constraints | 0 | 0 | 0.00062046 | 0.00093494 | 0.0008712 | 0.00023815 | 0.00084614 | 0.0012555 | 0.0023025 | 0.0028021 | 0.0036395 | 0.0049545 | 0.0015198 | 0.0015857 | 0.0024634 | 0.0024571 | 0.0026112 | 0.0027371 | 0.012726 | 0.011983 | 0.016842 | 0.017161 | 0.017432 | 0.044112
Option 5 SG | ExportLimit_S7_Eastern Eyre Peninsula | REZ Network Export Constraints | 575216.296 | 593183.8057 | 463964.3473 | 485590.9259 | 274014.3421 | 143625.5099 | 118971.3063 | 125479.6068 | 128341.5801 | 0.0052038 | 0.0072531 | 0.013767 | 0.0090171 | 0.0097229 | 0.012443 | 0.011419 | 0.011752 | 0.01226 | 0.021914 | 541145.522 | 974357.6532 | 919088.5315 | 825080.2513 | 1021157.1949
Option 5 SG | ExportLimit_S8_Western Eyre Peninsula | REZ Network Export Constraints | 0 | 0 | 0 | 0 | 0 | 0 | 0 | 0 | 0 | 0 | 0 | 0 | 0 | 0 | 0 | 0 | 0 | 0 | 0 | 0 | 0 | 0 | 0 | 0
Option 5 SG | ExportLimit_T1_North East Tasmania | REZ Network Export Constraints | 0 | 0.00090811 | 869204.5447 | 654523.7105 | 805453.7485 | 907041.9903 | 899931.2698 | 907259.1526 | 773743.2498 | 930800.7012 | 992315.5632 | 1006257.2569 | 1027412.6863 | 1034463.5257 | 567275.6507 | 458540.3491 | 470908.2822 | 444001.1186 | 446683.3746 | 462041.987 | 397400.5857 | 339737.8884 | 388358.8753 | 296614.3559
Option 5 SG | ExportLimit_T2_North West Tasmania | REZ Network Export Constraints | 390481.2588 | 410842.29 | 596908.0577 | 617799.5051 | 601790.2594 | 594281.5104 | 603519.8567 | 632888.6941 | 629701.3152 | 643332.8659 | 644804.8276 | 626877.4514 | 646343.2006 | 623034.6893 | 364609.1905 | 398466.472 | 383574.3812 | 438800.2432 | 425566.2263 | 468784.8414 | 483292.914 | 482091.8026 | 482004.2525 | 492174.2899
Option 5 SG | ExportLimit_T3_Central Highlands | REZ Network Export Constraints | 498399.6164 | 915699.8745 | 1299304.336 | 1998967.9358 | -751952.6848 | -2701390.1118 | -2657170.7741 | 48802.246 | 1027691.871 | 1578381.2483 | 1254025.4155 | 933913.3114 | 1171117.0136 | 1317063.8247 | 117290.5232 | 219717.4681 | 327122.4388 | 389632.9735 | -77082.0221 | 94040.803 | 165910.8833 | 79832.3201 | 165614.9428 | 272052.8201
Option 5 SG | ExportLimit_V1_North West VIC | REZ Network Export Constraints | 1215982.6042 | -63876.5811 | 1812201.6313 | 2070600.7638 | 1504280.7481 | -6844486.3358 | -12481832.8247 | -12038078.6574 | -12220359.8428 | -12988428.1415 | -13042480.1789 | -12914967.6434 | -13786922.7933 | -13650261.167 | -13051223.3351 | -12952088.17 | -13193005.6604 | -12752362.0959 | -12649391.3121 | -12319331.598 | -12160376.2741 | -12146788.4579 | -12387138.8872 | -12845609.8605
Option 5 SG | ExportLimit_V2_Central Highlands VIC | REZ Network Export Constraints | 1916405.9538 | 2672792.7768 | 3647248.4275 | 3592305.7996 | 2275091.4559 | 2287326.6871 | 2304170.1659 | 2596517.9761 | 2644678.1777 | 2527431.4303 | 2471646.8288 | 2561318.6166 | 2232058.1164 | 1855661.9065 | 2094540.4371 | 2211242.2475 | 2163344.5286 | 2413483.7738 | 1506261.3938 | 1857156.15 | 1350619.6864 | 1366375.1935 | 1689764.6573 | 2233652.1489
Option 5 SG | ExportLimit_V7_Central North VIC | REZ Network Export Constraints | 1557852.9732 | 1993638.7066 | 2847682.9526 | 3067014.4196 | 2954553.9932 | 2700063.9049 | 2621569.8573 | 2902485.1625 | 2880413.1161 | 2352467.0227 | 2386830.6224 | 2239156.6001 | 2187414.1453 | 2485901.0546 | 2572232.4679 | 2638129.8479 | 2591318.0504 | 2709121.9319 | 2627617.5055 | 2651445.2596 | 2851750.8701 | 2836632.6022 | 2750933.5713 | 2732419.2145
Option 5 SG | ExportLimit_V8_Gippsland Offshore | REZ Network Export Constraints | 0 | 0 | 0 | 0 | 0 | -11430660.6469 | -8968140.2906 | -23116304.0933 | -21057905.0247 | -17189413.7332 | -14344351.1738 | -12969975.2184 | -32576174.656 | -31666734.3982 | -28329645.5156 | -29606209.9006 | -28492894.7264 | -28179087.1551 | -27969311.2697 | -26074324.538 | -28634138.1549 | -28334225.8465 | -27465763.2492 | -26236142.1827
Option 5 SG | Gas Zone Daily Offtake Limit Colongra | Gas Infrastructure Limitations by Gas Zone | 2.5016e-05 | 28.918 | 2.3197e-05 | 2.2396e-05 | 6.4223e-05 | 0.0001608 | 1210.1995 | 215.086 | 461.3191 | 891.8421 | 1280.101 | 1446.3277 | 626.1209 | 1929.3852 | 2921.6307 | 2368.1593 | 2060.6637 | 3118.9096 | 3314.6232 | 4879.4025 | 2688.7144 | 2841.7747 | 3508.92 | 2411.6189
Option 5 SG | Gas Zone Daily Offtake Limit Gippsland | Gas Infrastructure Limitations by Gas Zone | 3870.9803 | 3556.8331 | 4371.9585 | 1630.1823 | 3958.0815 | 2657.5554 | 7069.7235 | 3617.4252 | 4747.321 | 7181.7607 | 12202.7829 | 11294.7521 | 14145.8847 | 21060.7187 | 35570.2501 | 33447.0567 | 34547.7689 | 33188.4693 | 46726.4738 | 59230.6896 | 52488.8256 | 48639.9245 | 70606.4199 | 57961.0783
Option 5 SG | Gas Zone Daily Offtake Limit Gladstone | Gas Infrastructure Limitations by Gas Zone | 0 | 0 | 0 | 0 | 3.6245e-06 | 7.4971e-06 | 1.6452e-05 | 1.6368e-05 | 1.6893e-05 | 1.8824e-05 | 2.2184e-05 | 2.5293e-05 | 6.1616e-06 | 6.2911e-06 | 7.1474e-06 | 7.0045e-06 | 7.9017e-06 | 1.1435e-05 | 7.9312e-05 | 9.3506e-05 | 0.00013813 | 0.00014474 | 0.00017995 | 0.0015828
Option 5 SG | Gas Zone Daily Offtake Limit Kurri Kurri | Gas Infrastructure Limitations by Gas Zone | 1.2128e-05 | 11.8806 | 1.127e-05 | 1.0876e-05 | 3.1181e-05 | 81.9316 | 1045.3636 | 333.5406 | 633.0999 | 1280.0943 | 2549.4596 | 2448.3019 | 1223.3745 | 3587.5137 | 4773.9771 | 3674.7679 | 3312.9854 | 5272.1865 | 5002.9813 | 7225.1182 | 4196.861 | 4665.7867 | 6115.198 | 4272.0657
Option 5 SG | Gas Zone Daily Offtake Limit Laverton North | Gas Infrastructure Limitations by Gas Zone | 54.9069 | 42.0922 | 889.9484 | 123.1762 | 204.0939 | 1.4532e-05 | 3.8337e-05 | 3.354e-05 | 174.7339 | 397.4579 | 273.4001 | 403.7228 | 76.003 | 902.5846 | 1897.9848 | 1290.2249 | 1404.64 | 1218.6338 | 2173.1386 | 3162.6048 | 1746.7185 | 822.2727 | 2556.1668 | 1480.9724
Option 5 SG | Gas Zone Daily Offtake Limit Melbourne | Gas Infrastructure Limitations by Gas Zone | 817.6681 | 656.161 | 889.9484 | 810.3883 | 1021.83 | 3.2502e-05 | 9.1803e-05 | 64.5215 | 912.146 | 1584.472 | 1495.8849 | 1908.4461 | 1531.2333 | 3822.8751 | 4272.5219 | 10966.5595 | 10545.4373 | 8425.9837 | 15856.2958 | 20590.5037 | 29907.563 | 25943.5539 | 44488.0836 | 39050.1918
Option 5 SG | Gas Zone Daily Offtake Limit Moomba | Gas Infrastructure Limitations by Gas Zone | 1621.861 | 85.2307 | 3.8304e-05 | 76.0939 | 840.5253 | 350.5639 | 1221.1529 | 357.4505 | 667.9431 | 1068.8551 | 1798.0438 | 1931.8585 | 1666.1624 | 3461.9291 | 4409.9218 | 4615.2453 | 3403.517 | 3373.3105 | 4245.5199 | 2918.8595 | 0.00025331 | 0.00023332 | 0.00075901 | 0.00063568
Option 5 SG | Gas Zone Daily Offtake Limit NQGP | Gas Infrastructure Limitations by Gas Zone | 135.1431 | 107.6772 | 223.8447 | 69.7157 | 69.7157 | 69.9067 | 69.7157 | 69.7157 | 69.7157 | 69.9067 | 254.4505 | 805.7052 | 973.9843 | 1300.6362 | 1885.604 | 1058.6744 | 1575.1982 | 1711.8042 | 3163.5743 | 3717.0013 | 3388.3439 | 0 | 0 | 0
Option 5 SG | Gas Zone Daily Offtake Limit Newcastle | Gas Infrastructure Limitations by Gas Zone | 3.7144e-05 | 40.7987 | 3.4467e-05 | 3.3272e-05 | 0.00010337 | 81.9317 | 2255.5632 | 548.6266 | 1094.419 | 2171.9365 | 3829.5606 | 3894.6297 | 2026.7967 | 6003.5214 | 8329.7984 | 6530.1534 | 5768.5016 | 9055.5407 | 8957.5178 | 12977.7538 | 7481.642 | 8160.9673 | 10407.054 | 7299.3032
Option 5 SG | Gas Zone Daily Offtake Limit Northern | Gas Infrastructure Limitations by Gas Zone | 2733.0919 | 1952.0567 | 3128.7102 | 1599.9873 | 787.4217 | 624.0537 | 1360.3351 | 670.2568 | 478.6177 | 1230.1517 | 4391.192 | 5350.7729 | 8013.087 | 9156.8136 | 13501.5055 | 7306.1908 | 10217.2715 | 11735.6811 | 26510.5713 | 25544.6442 | 17833.807 | 13678.2758 | 17415.3223 | 33448.9108
Option 5 SG | Gas Zone Daily Offtake Limit Port Campbell | Gas Infrastructure Limitations by Gas Zone | 420.7998 | 341.0857 | 2375.6037 | 491.0772 | 1728.4947 | 217.7844 | 423.9422 | 286.172 | 1059.3473 | 1849.8825 | 1841.5081 | 2157.6397 | 2073.1474 | 4368.2691 | 5580.7806 | 5104.636 | 3936.2763 | 3919.317 | 6452.3732 | 9024.4516 | 5499.9885 | 0 | 0 | 0
Option 5 SG | Gas Zone Daily Offtake Limit Southern | Gas Infrastructure Limitations by Gas Zone | 13239.1474 | 9960.7942 | 12850.8058 | 5145.4593 | 13623.4225 | 5547.9166 | 18147.2318 | 8029.4004 | 12711.9165 | 20218.0815 | 32352.942 | 26233.4258 | 27512.4665 | 51713.6953 | 73411.3153 | 76673.2938 | 69328.98 | 67610.2183 | 88728.6517 | 113135.3832 | 107647.1441 | 94674.32 | 150350.5991 | 119012.499
Option 5 SG | Gordon Min Gen | Hydro min release | 631.1328 | 312.158 | 666.8143 | 557.7545 | 2326.984 | 2196.9447 | 1947.6855 | 544.2319 | 1304.4634 | 952.4934 | 1003.6917 | 1336.3386 | 1212.6402 | 1502.1501 | 938.8539 | 1038.0086 | 1107.5714 | 860.4766 | 1164.6025 | 1174.045 | 1158.358 | 1090.0903 | 1284.9777 | 984.0789
Option 5 SG | ImportGroup_N9_Hydrogen | Group Network Import Constraints | 4714949.7293 | -2141110.0373 | -238379.2926 | -1668215.4618 | -2276501.977 | -3913243.9334 | -4219095.5891 | -5125973.0509 | -5951326.2269 | -5311976.2185 | -4692617.5031 | -7695643.7664 | -5051324.1227 | -4576494.4096 | -6177294.1652 | -5099984.4944 | -8471219.4977 | -4618923.9183 | -5516954.3604 | -4249339.9265 | -4064232.0275 | -2424987.1955 | -2689926.9312 | -5203170.7433
Option 5 SG | ImportGroup_NSA1 | Group Network Import Constraints | -867178.8463 | -1780945.92 | -1587017.9767 | -1486741.3095 | -1228280.9297 | -1198763.6001 | -1064798.6187 | -1096643.3139 | -1185185.2838 | -1152466.8892 | -1169062.205 | -1317223.0223 | -1328714.0065 | -1336952.1532 | -1386089.7524 | -1298781.9451 | -1229016.6708 | -1268701.7938 | -1239996.2466 | -1113827.1147 | -1731607.411 | -1802285.6518 | -1526192.123 | -2448868.1707
Option 5 SG | ImportGroup_Q1_Hydrogen | Group Network Import Constraints | 858866.2651 | 860682.8996 | 947089.441 | 1010429.9036 | 1146842.1869 | 1267280.8733 | 386516.1669 | -592396.7591 | -1009360.3753 | -787883.5088 | -649389.7274 | -372414.5501 | -243599.4417 | -664221.3222 | -368319.4194 | -521720.4722 | -524240.5308 | -320970.8397 | -376146.9631 | -854287.5521 | -720855.7384 | -479890.6386 | 99417.7565 | -544876.2852
Option 5 SG | ImportGroup_Q4_Hydrogen | Group Network Import Constraints | -5502976.1575 | -6230512.6453 | -4773209.7323 | -4378259.2433 | -4536078.3106 | -4749092.0161 | -4373359.6683 | -3606536.7143 | -3834643.5896 | -3975207.3387 | -4582650.6772 | -4867970.6111 | -4394583.0158 | -4039245.3593 | -3912387.2825 | -3919633.0164 | -2721329.6432 | -1228094.6379 | -709796.0627 | -177846.0423 | -516244.2375 | -1120960.7166 | 692932.2102 | 1774690.8921
Option 5 SG | ImportGroup_Q7_Hydrogen | Group Network Import Constraints | -598453.6906 | -2561849.5368 | -1898077.7479 | 540926.3399 | -242341.8147 | -377408.6791 | -356750.931 | -10258.9853 | 200880.0939 | -540516.5556 | -708064.7877 | -1247372.2991 | -843980.5183 | -453952.5344 | -438267.3092 | -9175239.7566 | -9848108.1602 | -9425255.9274 | -9806868.5661 | -9482169.8111 | -11466271.1305 | -12354344.7693 | -13391630.5361 | -13472663.7585
Option 5 SG | ImportLimit_N12_Illawarra | REZ Network Import Constraints | 3796 | 3754.1143 | 3717.5708 | 3691.7126 | 85451.7126 | 242973.4268 | 492197.1413 | 853203.1405 | 1329548.9973 | 1619289.5378 | 1877425.133 | -15418215.3127 | -15453794.3143 | -15331817.1726 | -15196569.6183 | -15074402.9516 | -14895936.1232 | -14689308.7231 | -14359526.5509 | -13941778.2442 | -13479487.1839 | -13047428.8746 | -12562127.6094 | -12184153.8174
Option 5 SG | ImportLimit_N1_North West NSW | REZ Network Import Constraints | -396363.1563 | -732724.9595 | -714872.4268 | -556015.4956 | -530964.0944 | -473813.8824 | -512368.6137 | -513842.0533 | -637108.1235 | -585831.6372 | -624365.5648 | -610878.632 | -639195.0212 | -650682.3284 | -650067.9749 | -685209.1252 | -663483.1836 | -650301.796 | -662713.0266 | -605315.1445 | -530284.498 | -411200.7187 | -387654.4712 | -350513.7077
Option 5 SG | ImportLimit_N3_Central-West Orana | REZ Network Import Constraints | -3438925.7143 | -3837791.0384 | -15420435.9948 | -36174588.0565 | -36216822.8273 | -36149217.9591 | -35933483.1738 | -37093099.6634 | -37529732.9522 | -37254334.2173 | -36363839.0976 | -35781140.0685 | -36858606.1133 | -37978944.1369 | -40642369.6299 | -43538326.1304 | -41310707.3523 | -41598032.8845 | -44075642.0382 | -43611317.7627 | -49679381.9239 | -49689782.6605 | -48709814.4577 | -52789702.6538
Option 5 SG | ImportLimit_N8_Cooma-Monaro | REZ Network Import Constraints | -324547.3229 | -491957.6024 | -536448.7496 | -1076441.4969 | -1015047.8455 | -1025017.3323 | -937511.9959 | -902267.6098 | -962705.1036 | -894450.505 | -788938.0365 | -697396.8462 | -762179.5503 | -728219.0506 | -438253.5661 | -348332.9723 | -275106.569 | -228313.1862 | -604814.8748 | -541150.3367 | -431027.5616 | -512942.8135 | -449271.942 | -463045.424
Option 5 SG | ImportLimit_Q1_Far North Qld | REZ Network Import Constraints | -929110.4997 | -983328.6901 | -1017472.357 | -1063976.9566 | -1057129.5002 | -969577.6909 | -1906336.48 | -2974044.4794 | -3486890.0625 | -3368013.9732 | -3288878.1606 | -3117371.8097 | -3093339.2035 | -3588928.2675 | -3327182.2102 | -3596707.9596 | -3477343.6219 | -3370237.6012 | -3495556.8337 | -4013669.3185 | -3975121.3233 | -3678038.1496 | -3114169.1972 | -3700749
Option 5 SG | ImportLimit_S3_Mid-North SA | REZ Network Import Constraints | -5249088.3452 | -5445040.5879 | -5048106.4822 | -5830074.8046 | -5394524.6785 | -6158520.7849 | -5357652.7259 | -5713429.377 | -5930011.4826 | -5551731.725 | -4840494.5066 | -5411642.1345 | -5354582.8395 | -3890340.7523 | -4445727.0318 | -4877619.7617 | -4872593.0096 | -5680477.5729 | -7474473.8637 | -7771669.3673 | -6930699.545 | -6569520.0312 | -5186019.258 | -5660466.3506
Option 5 SG | ImportLimit_S7_Eastern Eyre Peninsula | REZ Network Import Constraints | -575216.296 | -593183.8057 | -463964.3473 | -485590.9259 | -274014.3426 | -143625.5107 | -118971.3066 | -125479.6075 | -128341.5808 | -0.0059496 | -0.008248 | -0.01536 | -0.0090485 | -0.0097597 | -0.012483 | -0.011464 | -0.011805 | -0.012328 | -0.022016 | -541145.5225 | -974357.6537 | -919088.532 | -825080.2518 | -1021157.1955
Option 5 SG | ImportLimit_T1_North East Tasmania | REZ Network Import Constraints | 0 | -0.00090811 | -869204.5447 | -654523.7105 | -805453.7485 | -907041.9903 | -899931.2698 | -907259.1526 | -877903.5887 | -1329454.2387 | -2023671.0968 | -2037612.7906 | -2058768.2198 | -2068644.6908 | -1598631.1842 | -1489895.8826 | -1502263.8157 | -1478182.2837 | -1478038.9083 | -1493397.5206 | -1428756.1194 | -1373919.0538 | -1419714.4092 | -1327969.8899
Option 5 SG | ImportLimit_T3_Central Highlands | REZ Network Import Constraints | -498399.6164 | -915699.8745 | -1299304.336 | -1998967.9358 | -4895727.3152 | -7048849.8882 | -7066429.2259 | -9772402.246 | -10751291.871 | -11328621.2483 | -10977625.4155 | -10657513.3114 | -10894717.0136 | -11067303.8247 | -9840890.5232 | -9943317.4681 | -10050722.4388 | -10139872.9735 | -9646517.9779 | -9817640.803 | -9889510.8833 | -9830072.3201 | -9889214.9428 | -9995652.8201
Option 5 SG | ImportLimit_V1_North West VIC | REZ Network Import Constraints | -1215982.6042 | -4044923.4189 | -8820201.6313 | -9078600.7638 | -8512280.7481 | -16412473.6642 | -22207767.1753 | -22651521.3426 | -22469240.1572 | -21796211.8586 | -21647119.8213 | -21774632.3568 | -20902677.2067 | -21134378.8331 | -21638376.665 | -21737511.8301 | -21496594.3397 | -22032277.9043 | -22040208.6879 | -22370268.402 | -22529223.7262 | -22637851.5425 | -22302461.1132 | -21843990.1398
Option 5 SG | ImportLimit_V5_South West VIC | REZ Network Import Constraints | -9565210.6462 | -12357844.9513 | -13292377.6715 | -14077661.7443 | -12211577.1729 | -11315441.7317 | -10996827.0736 | -11435393.1448 | -10725313.5418 | -10175053.7856 | -9515094.9454 | -9130905.6507 | -7385883.1622 | -6044882.2685 | -5674373.3469 | -5730881.7982 | -5177452.3612 | -5277285.21 | -4357292.0351 | -1692766.942 | 37813.905 | 828258.862 | 718037.8051 | 1052669.2188
Option 5 SG | ImportLimit_V7_Central North VIC | REZ Network Import Constraints | -1557852.9732 | -1993638.7066 | -2847682.9526 | -3067014.4196 | -2954553.9932 | -2700063.9049 | -2621569.8573 | -2902485.1625 | -2880413.1169 | -2352467.0236 | -2386830.6236 | -2239156.6016 | -2187414.1454 | -2485901.0547 | -2572232.468 | -2638129.8481 | -2591318.0506 | -2709121.9321 | -2627617.5058 | -2651445.2599 | -2851750.8705 | -2836632.6026 | -2750933.5717 | -2732419.215
Option 5 SG | Kareeya Min Gen | Hydro min release | 691.6405 | 609.6322 | 535.2271 | 591.7295 | 543.3748 | 474.0231 | 459.105 | 542.0604 | 599.0515 | 533.0118 | 554.6636 | 612.0224 | 477.5373 | 605.1715 | 539.8744 | 580.0841 | 647.9276 | 502.9274 | 488.8783 | 472.68 | 474.4776 | 467.6313 | 448.7219 | 380.0412
Option 5 SG | Liapootah Min Gen | Hydro min release | 548.3765 | 622.3992 | 432.4208 | 520.625 | 528.2292 | 404.5774 | 578.5022 | 505.8907 | 432.3808 | 414.4377 | 388.8747 | 458.2712 | 401.692 | 384.4919 | 328.5816 | 315.7558 | 356.4217 | 318.3169 | 318.6829 | 331.1203 | 351.5763 | 362.2266 | 387.7036 | 336.3294
Option 5 SG | N >> 11-0_17-0 | NetworkConstraints | 19878478.3278 | 21137227.6041 | 21703251.2327 | 19354439.9043 | 18856706.1334 | 20729700.2602 | 21462344.712 | 22286156.1755 | 22279786.6215 | 22877114.2944 | 22643579.0416 | 15859504.7523 | 15410503.809 | 15715414.8871 | 16739321.897 | 15698955.8273 | 16732682.0325 | 16070572.2561 | 16924570.5393 | 17299440.2011 | 15240370.1974 | 14754962.2609 | 16320308.9283 | 15121423.4997
Option 5 SG | N >> 11-0_BAN_SCRK_1 | NetworkConstraints | 0 | 0 | 0 | 0 | 0 | 0 | 0 | 0 | 0 | 0 | 0 | 17425915.8192 | 16960493.1826 | 17274496.3906 | 18367389.2782 | 17314338.2278 | 18401170.957 | 17795124.3157 | 18639159.9764 | 18990598.4494 | 16917132.8316 | 16454878.5296 | 18053472.3264 | 16893165.0925
Option 5 SG | N >> 12-0_14-0_R | NetworkConstraints | 38997890.587 | 41303887.758 | 37555317.5704 | 40364330.9581 | 43587468.3851 | 46249385.092 | 48090795.5199 | 49789351.3152 | 51200720.0108 | 52456705.1473 | 52664305.413 | 47047751.783 | 46958081.0154 | 47772052.3488 | 45810506.4565 | 45800975.3219 | 46472086.0568 | 46681855.5559 | 48563665.1572 | 48557734.5759 | 48347576.9021 | 48513581.1548 | 49751575.6454 | 50242145.185
Option 5 SG | N >> 12-0_39-1_R | NetworkConstraints | 46560275.3959 | 49893022.2618 | 46053274.4107 | 47031845.5273 | 48602591.3593 | 51826305.3079 | 53826538.7145 | 55886823.0855 | 57404580.4213 | 58832333.824 | 58964062.7149 | 0 | 0 | 0 | 0 | 0 | 0 | 0 | 0 | 0 | 0 | 0 | 0 | 0
Option 5 SG | N >> 12-0_39/1_R | NetworkConstraints | 0 | 0 | 0 | 0 | 0 | 0 | 0 | 0 | 0 | 0 | 0 | 49524589.5291 | 49405005.639 | 50232715.4349 | 48286172.1003 | 48261557.0671 | 49016442.5438 | 49301216.5742 | 51188092.2961 | 51162487.7286 | 50911234.7175 | 51131146.8002 | 52355180.6448 | 52911893.1964
Option 5 SG | N >> 12-0_BAN_SCRK_1_R | NetworkConstraints | 0 | 0 | 0 | 0 | 0 | 0 | 0 | 0 | 0 | 0 | 0 | 49725303.2197 | 49625351.1412 | 50478297.7446 | 48423253.3725 | 48434867.4705 | 49140852.7481 | 49442295.3898 | 51355051.655 | 51326449.0571 | 51151888.0498 | 51367822.1348 | 52598049.5405 | 53198685.9147
Option 5 SG | N >> 16-0_8-0_R | NetworkConstraints | 20183679.5024 | 24450190.1084 | 25361311.9779 | 23345588.3422 | 24198669.2068 | 27265279.6019 | 27746219.9445 | 30184617.5694 | 30991727.6155 | 31833719.8697 | 31165456.9657 | 22718657.7189 | 21502837.1765 | 20763466.1489 | 19213346.3452 | 18510605.3053 | 19666187.9255 | 20655865.6057 | 18880112.5686 | 17616676.1603 | 17582138.2766 | 18159139.5158 | 16613783.1103 | 18268434.0778
Option 5 SG | N >> 16-0_BAN_SCRK_1_R | NetworkConstraints | 0 | 0 | 0 | 0 | 0 | 0 | 0 | 0 | 0 | 0 | 0 | 28689549.158 | 27322212.8948 | 26647149.2149 | 24995842.9893 | 24078305.0561 | 25446296.6695 | 26394420.6914 | 24740499.5594 | 23458414.2483 | 23112569.4969 | 23611443.8191 | 22319690.5543 | 23930552.912
Option 5 SG | N >> 17-0_11-0 | NetworkConstraints | 20266281.9597 | 21864870.2936 | 23037885.0895 | 20142009.5295 | 19319288.5931 | 21324990.3987 | 22087047.279 | 22966756.5642 | 22987732.904 | 23607135.5992 | 23310305.9234 | 16509727.1801 | 16001495.9895 | 16294102.3112 | 17108898.1108 | 16017923.5852 | 17068286.3632 | 16374305.5915 | 17217186.966 | 17565313.9304 | 15479397.3492 | 14968105.8195 | 16502132.5903 | 15330703.3629
Option 5 SG | N >> 17-0_BAN_SCRK_1 | NetworkConstraints | 0 | 0 | 0 | 0 | 0 | 0 | 0 | 0 | 0 | 0 | 0 | 20604080.0429 | 19931925.5521 | 20212404.9672 | 20656446.491 | 19426770.9125 | 20602483.715 | 19928176.8888 | 20724253.6734 | 20971735.3351 | 18800616.3813 | 18268152.9846 | 19784682.0267 | 18741839.748
Option 5 SG | N >> 18-0_5-0 | NetworkConstraints | 0 | 0 | 0 | -2949183.9716 | -5156182.7511 | -5878580.213 | -5972363.5749 | -6481328.3101 | -6570132.4619 | -6815907.8165 | -6632319.2592 | 0 | 0 | 0 | 0 | 0 | 0 | 0 | 0 | 0 | 0 | 0 | 0 | 0
Option 5 SG | N >> 18-0_5-0_R | NetworkConstraints | 6524887.2061 | 5342146.6345 | 5443008.1012 | 1807510.8454 | 0 | 0 | 0 | 0 | 0 | 0 | 0 | 6036419.9387 | 5585810.0609 | 5480959.6993 | 5154546.7623 | 4684386.8036 | 5182045.3439 | 5285939.0962 | 4947035.9147 | 4726428.4913 | 4364595.4242 | 4363211.8621 | 4322594.4004 | 4395341.8007
Option 5 SG | N >> 31-0_32-0 | NetworkConstraints | 38327073.3337 | 35143928.9365 | 30041025.4893 | 28728272.3491 | 29329291.5825 | 29318496.0036 | 30093708.482 | 30895797.8396 | 31686547.1252 | 32319496.6573 | 33715286.2454 | 0 | 0 | 0 | 0 | 0 | 0 | 0 | 0 | 0 | 0 | 0 | 0 | 0
Option 5 SG | N >> 32-0_31-0 | NetworkConstraints | 38327030.7573 | 35144062.3686 | 30041137.5752 | 28728458.8392 | 29329332.0794 | 29318611.1171 | 30093874.0964 | 30895968.3124 | 31686720.8855 | 32319676.3288 | 33715465.1165 | 0 | 0 | 0 | 0 | 0 | 0 | 0 | 0 | 0 | 0 | 0 | 0 | 0
Option 5 SG | N >> 32/2_31-0 | NetworkConstraints | 0 | 0 | 0 | 0 | 0 | 0 | 0 | 0 | 0 | 0 | 0 | 22367962.9649 | 25315637.6531 | 26097247.9796 | 28333588.6847 | 31486589.7995 | 31002923.2397 | 33014396.3785 | 34762080.8466 | 35093805.2199 | 37899043.6144 | 40112518.2449 | 39348286.6917 | 40248432.7885
Option 5 SG | N >> 32/2_38/2 | NetworkConstraints | 0 | 0 | 0 | 0 | 0 | 0 | 0 | 0 | 0 | 0 | 0 | 22368292.2946 | 25315954.7903 | 26097569.3555 | 28333900.7521 | 31486894.3015 | 31003233.53 | 33014706.3529 | 34762399.9068 | 35094122.0089 | 37899355.9371 | 40112826.9875 | 39348603.8626 | 40248759.142
Option 5 SG | N >> 38/1_32/1_R | NetworkConstraints | 0 | 0 | 0 | 0 | 0 | 0 | 0 | 0 | 0 | 0 | 0 | 70304217.5874 | 71661026.2374 | 72812921.1507 | 73376892.4912 | 75023081.2679 | 75915375.0987 | 77941869.1427 | 80296382.7297 | 80149483.1315 | 81515989.4902 | 83288715.0759 | 83788890.3026 | 85515450.067
Option 5 SG | N >> 38/2_32/2 | NetworkConstraints | 0 | 0 | 0 | 0 | 0 | 0 | 0 | 0 | 0 | 0 | 0 | 22369819.1976 | 25317443.6479 | 26099078.3687 | 28335351.111 | 31488308.3885 | 31004682.0359 | 33016157.3171 | 34763886.3798 | 35095601.3599 | 37900797.1335 | 40114257.8131 | 39350082.4823 | 40250259.3784
Option 5 SG | N >> 39-1_11-0 | NetworkConstraints | 36586234.1304 | 40851533.1006 | 39735046.2362 | 38428740.9727 | 39479327.3133 | 43076153.5816 | 44456585.883 | 46739307.8015 | 47568198.353 | 48801209.8382 | 48462948.9354 | 0 | 0 | 0 | 0 | 0 | 0 | 0 | 0 | 0 | 0 | 0 | 0 | 0
Option 5 SG | N >> 39-1_16-0 | NetworkConstraints | 35689845.4297 | 40137473.9433 | 39092150.0344 | 37906956.1426 | 38820416.0181 | 42426205.3326 | 43740208.1282 | 46134667.6602 | 47059678.0573 | 48280069.2647 | 47906239.6353 | 0 | 0 | 0 | 0 | 0 | 0 | 0 | 0 | 0 | 0 | 0 | 0 | 0
Option 5 SG | N >> 39-1_17-0 | NetworkConstraints | 36125617.4404 | 40499335.9987 | 39719818.4462 | 38264837.6656 | 39265856.4781 | 42890328.7528 | 44268625.624 | 46564288.8415 | 47412393.5398 | 48642930.0448 | 48274732.6482 | 0 | 0 | 0 | 0 | 0 | 0 | 0 | 0 | 0 | 0 | 0 | 0 | 0
Option 5 SG | N >> 39-1_3W-0 | NetworkConstraints | 37189760.9187 | 41377200.3309 | 40207270.1328 | 38996374.5645 | 39988669.6413 | 43683861.8757 | 45042314.7734 | 47478064.0062 | 48394315.8681 | 49660437.2045 | 49286329.8234 | 0 | 0 | 0 | 0 | 0 | 0 | 0 | 0 | 0 | 0 | 0 | 0 | 0
Option 5 SG | N >> 39-1_5A6-0 | NetworkConstraints | 34309241.2274 | 39337890.673 | 38397225.0968 | 36572661.2393 | 37395646.6996 | 41134552.2501 | 42441458.3029 | 44827540.9149 | 45563983.2444 | 46798728.4468 | 46422173.1555 | 0 | 0 | 0 | 0 | 0 | 0 | 0 | 0 | 0 | 0 | 0 | 0 | 0
Option 5 SG | N >> 39-1_8-0 | NetworkConstraints | 35644151.5352 | 40100577.3641 | 39018559.8167 | 37868410.8307 | 38790530.2061 | 42393591.0563 | 43701823.9809 | 46106395.9655 | 47040343.9763 | 48259992.7774 | 47886676.384 | 0 | 0 | 0 | 0 | 0 | 0 | 0 | 0 | 0 | 0 | 0 | 0 | 0
Option 5 SG | N >> 39-1_NIL | NetworkConstraints | 36535814.6704 | 40927128.6621 | 39689219.1632 | 38578496.8151 | 39528236.9476 | 43117385.7941 | 44487855.9491 | 46834600.2083 | 47756365.566 | 48990918.1372 | 48654172.3235 | 0 | 0 | 0 | 0 | 0 | 0 | 0 | 0 | 0 | 0 | 0 | 0 | 0
Option 5 SG | N >> 39/1_11-0 | NetworkConstraints | 0 | 0 | 0 | 0 | 0 | 0 | 0 | 0 | 0 | 0 | 0 | 43994545.0078 | 42899319.5501 | 43066531.4791 | 42639149.5676 | 41321077.948 | 43129619.0727 | 43169849.9406 | 43642098.0588 | 43295553.5916 | 41364715.2506 | 41311063.8746 | 42352109.3182 | 42386692.0818
Option 5 SG | N >> 39/1_16-0 | NetworkConstraints | 0 | 0 | 0 | 0 | 0 | 0 | 0 | 0 | 0 | 0 | 0 | 43142906.1833 | 42020992.9431 | 42074306.4008 | 41307065.515 | 40109041.8901 | 41829809.6081 | 42060672.2675 | 42240765.3913 | 41723232.6952 | 40149479.4063 | 40223474.1551 | 40861121.33 | 41244351.9232
Option 5 SG | N >> 39/1_17-0 | NetworkConstraints | 0 | 0 | 0 | 0 | 0 | 0 | 0 | 0 | 0 | 0 | 0 | 44041278.6231 | 42926530.8347 | 43080053.5463 | 42521786.1496 | 41205279.8749 | 42999058.6301 | 43045525.7491 | 43485700.0442 | 43113161.2006 | 41223285.913 | 41172220.4447 | 42155860.615 | 42240482.7331
Option 5 SG | N >> 39/1_5A6-0 | NetworkConstraints | 0 | 0 | 0 | 0 | 0 | 0 | 0 | 0 | 0 | 0 | 0 | 42565088.2143 | 41359205.0419 | 41420385.5435 | 40880084.7142 | 39469970.307 | 41359201.4013 | 41496408.6084 | 41632888.9311 | 41191482.7429 | 39200297.8667 | 39190560.9142 | 40069103.4399 | 40138167.3984
Option 5 SG | N >> 39/1_8-0 | NetworkConstraints | 0 | 0 | 0 | 0 | 0 | 0 | 0 | 0 | 0 | 0 | 0 | 43076501.1201 | 41954227.4537 | 41997300.4582 | 41206432.955 | 40022127.5331 | 41734884.3757 | 41986670.2491 | 42139300.7993 | 41605869.8813 | 40067706.3194 | 40155901.9011 | 40756246.156 | 41173124.793
Option 5 SG | N >> 39/1_BAN_SCRK_1 | NetworkConstraints | 0 | 0 | 0 | 0 | 0 | 0 | 0 | 0 | 0 | 0 | 0 | 46318319.3997 | 45126501.9635 | 45245962.3296 | 44381797.2873 | 43085733.3082 | 44881380.3229 | 45088509.3205 | 45364667.6658 | 44848669.3359 | 43151417.8254 | 43160997.9504 | 43977367.574 | 44341264.497
Option 5 SG | N >> 39/1_NIL | NetworkConstraints | 0 | 0 | 0 | 0 | 0 | 0 | 0 | 0 | 0 | 0 | 0 | 44010525.2281 | 42918536.1845 | 43035987.2737 | 42344402.2016 | 41131918.8399 | 42864184.4579 | 43032672.4798 | 43364591.1531 | 42916120.3165 | 41252847.2495 | 41286664.4388 | 42086528.9504 | 42363630.844
Option 5 SG | N >> 5A5_5P1 | NetworkConstraints | 0 | 0 | -920999.1289 | 10610600.9827 | 14851844.0574 | 15949277.6802 | 16221338.5589 | 17216533.3823 | 17412950.7062 | 17642310.1512 | 17003680.5398 | 12333557.572 | 12364690.6155 | 12558167.6085 | 13626013.9966 | 14513683.8655 | 13715552.782 | 13524507.7536 | 14785209.0686 | 14479877.3151 | 17137962.7362 | 16674963.8762 | 16637171.5255 | 18905238.2892
Option 5 SG | N >> 5H5_5H6 | NetworkConstraints | 0 | 0 | 0 | 20500226.9022 | 35101676.6571 | 35854378.4782 | 36386770.7981 | 37973979.4424 | 38937710.4083 | 39392219.0608 | 39583313.1148 | 27968209.2998 | 30166754.5925 | 30761070.6528 | 32047154.5811 | 35050275.2935 | 33735443.7093 | 34832588.2379 | 37116321.6911 | 36821666.4469 | 41046306.8152 | 42262780.9959 | 41087127.9514 | 43695432.6409
Option 5 SG | N >> 5P1_5A5 | NetworkConstraints | 0 | 0 | -2773904.1152 | 8067540.9444 | 8108573.7812 | 5806113.1613 | 4402014.6448 | 4695113.2489 | 4211174.5033 | 3339357.7464 | 3035647.4169 | 11869068.4994 | 14345535.5493 | 15055181.277 | 21069404.5075 | 24946309.3222 | 22037872.8906 | 22627605.5437 | 25999732.6045 | 25874156.4338 | 32546571.3666 | 33011729.6856 | 31802167.5017 | 36282850.6594
Option 5 SG | N >> 5P1_5P2 | NetworkConstraints | 0 | 0 | -2955431.1937 | 4145607.8048 | 1448583.6126 | -1942535.6781 | -3789917.495 | -3996250.9112 | -4688739.5971 | -5869725.3146 | -5877844.3161 | 8030761.5989 | 11371053.7318 | 12207385.9717 | 19669730.1733 | 24349615.6485 | 20925356.4443 | 21850746.222 | 25601361.9154 | 25630882.4559 | 32945123.4583 | 33879538.8745 | 32262853.6346 | 36858200.1361
Option 5 SG | N >> 76-0_77-0_R | NetworkConstraints | 23357770.0759 | 26779401.1465 | 26360315.642 | 27299683.1035 | 28888761.9267 | 30456120.7891 | 31981668.9783 | 33039122.1034 | 34878195.5044 | 35704482.0822 | 35775825.2056 | 28767622.769 | 28998368.3045 | 29491609.8363 | 24767825.0317 | 25789651.9342 | 25085319.1364 | 25669768.5443 | 26808020.0049 | 26377188.0578 | 28518643.9611 | 28979884.8018 | 28300604.9723 | 30209283.9211
Option 5 SG | N >> 76-0_BAN_SCRK_1_R | NetworkConstraints | 0 | 0 | 0 | 0 | 0 | 0 | 0 | 0 | 0 | 0 | 0 | 31208195.1195 | 31327410.8555 | 31811194.5945 | 27126691.4625 | 28010415.6042 | 27451284.3216 | 28042698.5125 | 29132625.6375 | 28660723.671 | 30626198.966 | 31062590.5137 | 30457065.6309 | 32358919.5785
Option 5 SG | N >> 8-0_16-0_R | NetworkConstraints | 19587046.3251 | 23930161.4972 | 24744987.1118 | 22909677.7024 | 23767280.0282 | 26808320.7591 | 27248702.5782 | 29728971.4232 | 30573785.4603 | 31405023.9828 | 30735246.8833 | 18944926.3437 | 17904863.052 | 17208399.4716 | 15746959.9958 | 15222269.9446 | 16158279.463 | 17125498.4752 | 15441692.9409 | 14267028.0671 | 14434881.5675 | 15007424.4949 | 13465070.514 | 15075101.4924
Option 5 SG | N >> 8-0_BAN_SCRK_1_R | NetworkConstraints | 0 | 0 | 0 | 0 | 0 | 0 | 0 | 0 | 0 | 0 | 0 | 22690619.2433 | 21541074.3275 | 20849646.9303 | 19207026.9896 | 18595228.1073 | 19644322.4993 | 20670920.1276 | 18952223.5876 | 17698520.3536 | 17820655.9535 | 18399260.7406 | 16876281.4419 | 18601116.1121
Option 5 SG | N >> 81-0_82-0 | NetworkConstraints | 31757793.0665 | 28245990.6502 | 12413261.1902 | 0 | 0 | 0 | 0 | 0 | 0 | 0 | 0 | 0 | 0 | 0 | 0 | 0 | 0 | 0 | 0 | 0 | 0 | 0 | 0 | 0
Option 5 SG | N >> 81_82-0 | NetworkConstraints | 0 | 0 | 16554063.9118 | 21578888.7254 | 19691709.7982 | 18483989.6537 | 18422901.4324 | 18604234.6742 | 18803653.626 | 18918637.8346 | 20391391.9161 | 15084123.2014 | 18087206.9812 | 18240016.7231 | 20480141.4497 | 23591733.1241 | 23479723.9623 | 25014288.8268 | 25996955.6105 | 25975700.1232 | 28573185.0739 | 30623321.5651 | 29299812.9143 | 29554343.9347
Option 5 SG | N >> 82-0_81 | NetworkConstraints | 0 | 0 | 16740962.8313 | 22229867.7008 | 20343866.4772 | 19152011.6687 | 19071366.6254 | 19198043.0373 | 19369978.5699 | 19474957.1314 | 20900916.7825 | 16335203.1096 | 19290608.8248 | 19414414.279 | 21642369.7528 | 24695042.2857 | 24656938.3735 | 26154532.8928 | 27068252.8591 | 27040928.6604 | 29531297.6591 | 31552375.4035 | 30244892.2173 | 30426325.3438
Option 5 SG | N >> 82-0_81-0 | NetworkConstraints | 32841155.9826 | 29372731.7115 | 12866139.5854 | 0 | 0 | 0 | 0 | 0 | 0 | 0 | 0 | 0 | 0 | 0 | 0 | 0 | 0 | 0 | 0 | 0 | 0 | 0 | 0 | 0
Option 5 SG | N >> 93-0_90-0_R | NetworkConstraints | 5484416.5464 | 3402043.3142 | 6291875.1567 | -1750011.9325 | -6957549.5951 | -7596569.0328 | -7584568.2521 | -7902764.4179 | -7982058.0327 | -7981010.53 | -7330136.3527 | -6080229.9597 | -5121752.2803 | -4676302.63 | -3712227.004 | -3031001.9081 | -3371056.9491 | -2536418.7513 | -2202299.4446 | -1698981.841 | -1458084.223 | -609118.2329 | -582512.4526 | -840675.0664
Option 5 SG | N >> BANNABY_1TH1_2_BAN_SCRK_1 | NetworkConstraints | 0 | 0 | 0 | 0 | 0 | 0 | 0 | 0 | 0 | 0 | 0 | 475666.7598 | 1469906.1414 | 2041498.9624 | 1147616.9455 | 2752594.3684 | 1246057.5938 | 2404459.274 | 2709948.6373 | 2560430.4389 | 5360756.6787 | 5784290.1259 | 5276759.7588 | 6876058.48
Option 5 SG | N >> BAN_SCRK_1_11-0 | NetworkConstraints | 0 | 0 | 0 | 0 | 0 | 0 | 0 | 0 | 0 | 0 | 0 | 57001471.7662 | 55270753.7006 | 55434217.5398 | 53714010.8717 | 51893946.5315 | 54002876.0441 | 54329307.3522 | 54307454.7634 | 53479508.6214 | 51491249.6008 | 51265420.0299 | 52330267.5708 | 53050342.067
Option 5 SG | N >> BAN_SCRK_1_16-0 | NetworkConstraints | 0 | 0 | 0 | 0 | 0 | 0 | 0 | 0 | 0 | 0 | 0 | 57254460.4011 | 55464719.6144 | 55524249.617 | 53468605.1158 | 51720933.5344 | 53793121.4954 | 54299359.0577 | 54005323.7676 | 53004860.1613 | 51299956.5334 | 51187113.3949 | 51900805.7455 | 52950370.3565
Option 5 SG | N >> BAN_SCRK_1_17-0 | NetworkConstraints | 0 | 0 | 0 | 0 | 0 | 0 | 0 | 0 | 0 | 0 | 0 | 57160687.5755 | 55406484.4812 | 55571212.9712 | 53798285.5267 | 51939987.1514 | 54066027.7664 | 54349615.0417 | 54350879.2893 | 53531692.4414 | 51485230.6046 | 51232857.6713 | 52320672.4557 | 53009146.0274
Option 5 SG | N >> BAN_SCRK_1_5A6-0 | NetworkConstraints | 0 | 0 | 0 | 0 | 0 | 0 | 0 | 0 | 0 | 0 | 0 | 52497340.0439 | 50496710.767 | 50469957.37 | 48935322.6658 | 46725179.1316 | 49128172.8356 | 49479411.7096 | 48840731.1623 | 47952249.2434 | 45384164.4164 | 45120124.8056 | 46155634.7477 | 46538284.1876
Option 5 SG | N >> BAN_SCRK_1_8-0 | NetworkConstraints | 0 | 0 | 0 | 0 | 0 | 0 | 0 | 0 | 0 | 0 | 0 | 57265231.4018 | 55473676.4346 | 55525567.8462 | 53444725.5908 | 51707836.4675 | 53773699.9012 | 54299055.0262 | 53981771.5932 | 52966496.1664 | 51292770.2927 | 51191486.2381 | 51874120.9819 | 52955093.1586
Option 5 SG | N >> BAN_SCRK_1_BAN_SCRK_2 | NetworkConstraints | 0 | 0 | 0 | 0 | 0 | 0 | 0 | 0 | 0 | 0 | 0 | 57318416.7644 | 55559259.375 | 55677720.9009 | 53673667.4851 | 51926610.0073 | 53961807.5629 | 54411593.0192 | 54243995.5704 | 53305947.8981 | 51555148.1604 | 51390143.657 | 52236944.2499 | 53192458.8206
Option 5 SG | N >> KEMPS_CK_2H1_2_KEMPS_CK_3H1_2 | NetworkConstraints | 3896307.9854 | 2689491.8396 | -2593587.7905 | 5317996.7194 | 8929866.2812 | 7685365.192 | 7641154.166 | 7845905.1844 | 8267488.8491 | 8275886.2839 | 9357486.8728 | 561041.1549 | 868439.704 | 785604.5864 | 1205766.1591 | 1707418.7794 | 1505141.0043 | 2112602.684 | 1766085.9699 | 1529434.3159 | 2415766.4738 | 2861316.7236 | 2024094.9322 | 2866485.776
Option 5 SG | N >> MT_PIPER_2TH1_2_BAN_SCRK_1 | NetworkConstraints | 0 | 0 | 0 | 0 | 0 | 0 | 0 | 0 | 0 | 0 | 0 | 1020451.7618 | 1597889.1565 | 1505745.6146 | 8769452.4514 | 9194988.0529 | 9322174.4316 | 9648994.7708 | 9901226.4732 | 9858594.7529 | 10381476.5367 | 10498200.6792 | 10604843.1265 | 11344901.5191
Option 5 SG | N >> MT_PIPER_2TH1_2_MT_PIPER_1TH1_2 | NetworkConstraints | 6131483.4877 | 8016467.7861 | 6461599.8366 | 8303876.8491 | 9051291.6028 | 10286758.9175 | 9201857.5084 | 11058800.9716 | 9427755.2085 | 9367084.8154 | 8757911.5953 | -1120531.4907 | -489310.6395 | -583973.1981 | 6602356.7689 | 7084129.5365 | 7131409.657 | 7435247.8526 | 7689079.918 | 7681956.3072 | 8258569.3001 | 8378634.0134 | 8451335.0582 | 9140787.5999
Option 5 SG | N >> SCRK_1TH1_2_SCRK_2TH1_2_R | NetworkConstraints | 0 | 0 | 0 | 0 | 0 | 0 | 0 | 0 | 0 | 0 | 0 | 68499972.5388 | 68985425.8829 | 70073041.3705 | 69730939.6547 | 70535871.3698 | 71440107.4892 | 72974733.6707 | 75074708.2466 | 74828558.1574 | 75620138.0452 | 76721548.6513 | 77601972.6502 | 79367801.9057
Option 5 SG | NNSW H2 Domestic Consumption Purchaser | Subregion flexible electricity load for Domestic H2 | 0 | 0 | 0 | 0 | 11.4714 | 32.8357 | 66.5597 | 115.4964 | 180.0493 | 219.288 | 254.324 | 284.7521 | 308.06 | 326.8929 | 340.6976 | 356.605 | 382.155 | 414.498 | 454.837 | 510.1136 | 572.7893 | 637.3937 | 697.9503 | 749.345
Option 5 SG | NQ H2 Domestic Consumption Purchaser | Subregion flexible electricity load for Domestic H2 | 0 | 0 | 0 | 0 | 3.3893 | 10.1174 | 21.8216 | 39.785 | 64.1357 | 79.0566 | 89.9714 | 98.3936 | 104.4943 | 109.6963 | 114.4523 | 121.4407 | 131.5564 | 143.2117 | 158.4083 | 181.6657 | 210.8657 | 245.3786 | 284.1493 | 322.7643
Option 5 SG | NSA H2 Domestic Consumption Purchaser | Subregion flexible electricity load for Domestic H2 | 0 | 0 | 0 | 0 | 1.2514 | 4.5489 | 11.1323 | 22.3693 | 38.4293 | 49.0443 | 58.0604 | 65.3871 | 70.1321 | 73.9849 | 77.6399 | 82.6464 | 90.2071 | 100.2326 | 113.0444 | 131.0871 | 152.6221 | 176.8054 | 202.2337 | 227.2907
Option 5 SG | NSW EIR Gen | Policies NSW | 0 | 8139.908 | 8139.908 | 25173.7835 | 25173.7835 | 25173.7835 | 25173.7835 | 25173.7835 | 25173.7836 | 25173.7836 | 26627.3955 | 26627.3956 | 26884.921 | 26884.921 | 32773.3874 | 36765.624 | 39285.9658 | 40152.107 | 41169.0145 | 41169.0146 | 48759.0047 | 52037.9804 | 53320.894 | 57034.9646
Option 5 SG | NSW EIR Storage MW | Policies NSW | 0 | 3.66e-06 | 199.16 | 590.16 | 590.16 | 590.16 | 590.16 | 1381.41 | 1381.41 | 1381.41 | 1381.41 | 1381.41 | 1381.41 | 1381.41 | 1381.41 | 1381.41 | 1381.41 | 1381.41 | 1381.41 | 1381.41 | 1381.41 | 1381.41 | 1182.25 | 1691.7146
Option 5 SG | NSW EIR Storage MWh | Policies NSW | 1.095e-05 | 4.026e-05 | 1593.28 | 4721.28 | 4721.28 | 4721.28 | 4721.28 | 11051.28 | 11051.28 | 11051.2801 | 11051.2801 | 11051.2801 | 11051.2801 | 11051.2801 | 11051.2801 | 11051.2801 | 11051.2801 | 11051.2801 | 11051.2801 | 11051.2801 | 11051.2801 | 11051.2801 | 9458.0003 | 13533.717
Option 5 SG | PEC and Heywood Export | Special Constraints | 1151701.8789 | 378807.687 | -73525.5092 | 98240.3246 | 250774.0996 | -272197.3486 | 462353.2702 | 405083.5859 | 112489.603 | 121175.8682 | 676858.7793 | -3805.6535 | 471937.5919 | 1534389.4682 | 1149967.6672 | 897973.8936 | 1514325.0102 | 837331.6448 | 293229.5215 | 299990.6248 | 516252.4252 | 423012.7629 | 1469734.5256 | 698374.8551
Option 5 SG | PEC and Heywood Import | Special Constraints | -1151701.8789 | -378807.687 | 73525.5092 | -98240.3246 | -250774.0996 | 272197.3486 | -462353.2702 | -405083.5859 | -112489.603 | -121175.8682 | -676858.7793 | 3805.6535 | -471937.5919 | -1534389.4682 | -1149967.6672 | -897973.8936 | -1514325.0102 | -837331.6448 | -293229.5215 | -299990.6248 | -516252.4252 | -423012.7629 | -1469734.5256 | -698374.8551
Option 5 SG | Poatina Min Gen | Hydro min release | 259.71 | 1460.8059 | 843.1436 | 388.0417 | 2054.1478 | 2908.4289 | 2135.9072 | 1830.3613 | 1119.3717 | 699.0035 | 900.4193 | 1043.893 | 1516.882 | 2064.1536 | 898.5796 | 976.5163 | 850.3017 | 862.8018 | 1106.6067 | 1120.0883 | 1263.9486 | 1295.0838 | 1361.1515 | 1288.792
Option 5 SG | Powering Australia Plan | Policies NEM | 0 | 1.6273e-06 | 2209.8804 | 5540.1549 | 0 | 0 | 0 | 0 | 0 | 0 | 0 | 0 | 0 | 0 | 0 | 0 | 0 | 0 | 0 | 0 | 0 | 0 | 0 | 0
Option 5 SG | REZ Access Scheme N3 | Policies NSW | 0 | 3.294e-05 | 3.285e-05 | 6702.144 | 6702.144 | 6702.144 | 6702.144 | 6702.144 | 6276.2985 | 6276.2985 | 6276.2985 | 6011.1415 | 6011.1415 | 5401.6192 | 6501.6192 | 6731.6982 | 6731.6982 | 6731.6982 | 6918.5195 | 6918.5189 | 7699.9999 | 7700 | 7700 | 7700
Option 5 SG | REZ Access Scheme N5 | Policies NSW | 0 | 7.32e-06 | 1.095e-05 | 7.3e-05 | 7.3e-05 | 7.32e-05 | 7.3e-05 | 7.665e-05 | 8.03e-05 | 8.052e-05 | 8.395e-05 | 8.76e-05 | 8.395e-05 | 8.418e-05 | 8.395e-05 | 8.03e-05 | 8.395e-05 | 8.052e-05 | 0.0001095 | 0.0001095 | 0.00011315 | 675.2316 | 675.2316 | 912.6239
Option 5 SG | REZ Landholder_NSW | Landholder Payments | 0 | 0 | 0 | 0 | 0 | 0 | 0 | 0 | 21.5428 | 21.5428 | 21.5428 | 34.9566 | 34.9566 | 65.7913 | 65.7913 | 93.3579 | 93.3579 | 93.3579 | 94.3016 | 94.3016 | 123.143 | 123.143 | 123.143 | 126.364
Option 5 SG | REZ Landholder_QLD | Landholder Payments | 0 | 0 | 0 | 0 | 0 | 0 | 0 | 0 | 0 | 0 | 0 | 0 | 0 | 0 | 0 | 0 | 0 | 0 | 0 | 0 | 0 | 0 | 0 | 0
Option 5 SG | REZ Landholder_VIC | Landholder Payments | 0 | 0 | 0 | 0 | 0 | 0 | 0 | 0 | 0 | 0 | 0 | 0 | 0 | 0 | 0 | 0 | 0 | 0 | 0 | 0 | 0 | 0 | 0 | 0
Option 5 SG | ResourceLimit_N12_Wind Medium | Resource Limits for REZ | 0 | 0 | 0 | 0 | 0 | 0 | 0 | 0 | 0 | 3.66e-06 | 3.65e-06 | 1.095e-05 | 71 | 71 | 71 | 71 | 71 | 71 | 71 | 71 | 71 | 71 | 71 | 71
Option 5 SG | ResourceLimit_N2_Solar | Resource Limits for REZ | 0 | 3.66e-06 | 3.65e-06 | 7.3e-06 | 7.3e-06 | 7.32e-06 | 7.3e-06 | 7.3e-06 | 7.3e-06 | 1.098e-05 | 1.095e-05 | 1.095e-05 | 1.095e-05 | 1.098e-05 | 1.095e-05 | 1.095e-05 | 1.46e-05 | 1.464e-05 | 1.46e-05 | 1.825e-05 | 1.825e-05 | 1.83e-05 | 1.825e-05 | 1.825e-05
Option 5 SG | ResourceLimit_N2_Wind Medium | Resource Limits for REZ | 0 | 0 | 0 | 0 | 0 | 0 | 0 | 0 | 3.65e-06 | 3.66e-06 | 1.095e-05 | 1.46e-05 | 1.095e-05 | 1.098e-05 | 1.095e-05 | 1.095e-05 | 1.46e-05 | 1.464e-05 | 1.46e-05 | 1.46e-05 | 1.46e-05 | 64.481 | 340.3283 | 656.785
Option 5 SG | ResourceLimit_N3_Wind Medium | Resource Limits for REZ | 0 | 0 | 0 | 0 | 0 | 0 | 0 | 0 | 3.65e-06 | 7.32e-06 | 7.3e-06 | 1.095e-05 | 1.095e-05 | 1.098e-05 | 1.095e-05 | 775.0015 | 775.0015 | 775.0015 | 980.4762 | 980.4762 | 2795.97 | 2795.9701 | 2795.9701 | 3404.3907
Option 5 SG | ResourceLimit_N5_Solar | Resource Limits for REZ | 0 | 3.66e-06 | 3.65e-06 | 6.205e-05 | 6.205e-05 | 6.222e-05 | 6.205e-05 | 6.205e-05 | 6.205e-05 | 6.222e-05 | 6.205e-05 | 6.205e-05 | 6.205e-05 | 6.222e-05 | 6.205e-05 | 6.205e-05 | 6.205e-05 | 6.222e-05 | 6.57e-05 | 6.57e-05 | 6.57e-05 | 6.588e-05 | 6.57e-05 | 6.57e-05
Option 5 SG | ResourceLimit_N5_Wind Medium | Resource Limits for REZ | 0 | 0 | 0 | 0 | 0 | 0 | 0 | 0 | 0 | 0 | 3.65e-06 | 3.65e-06 | 0 | 0 | 0 | 0 | 0 | 0 | 1.095e-05 | 1.095e-05 | 1.095e-05 | 3.294e-05 | 3.285e-05 | 3.285e-05
Option 5 SG | ResourceLimit_N9_Solar | Resource Limits for REZ | 0 | 953 | 953 | 953 | 953 | 953 | 953 | 953 | 953 | 953 | 953 | 953 | 953 | 953 | 953 | 953 | 953 | 953 | 953 | 953 | 953 | 953 | 953 | 953
Option 5 SG | ResourceLimit_N9_Wind Medium | Resource Limits for REZ | 0 | 0 | 0 | 0 | 0 | 0 | 0 | 0 | 3.65e-06 | 3.66e-06 | 1.095e-05 | 1.095e-05 | 1.095e-05 | 1.098e-05 | 390.3373 | 444.7169 | 1000 | 1000 | 1000 | 1000 | 1000 | 1000 | 1000 | 1000
Option 5 SG | ResourceLimit_Q8a_Solar | Resource Limits for REZ | 0 | 38.5066 | 38.5066 | 38.5066 | 38.5066 | 38.5066 | 38.5066 | 38.5066 | 38.5066 | 38.5066 | 38.5066 | 38.5066 | 38.5066 | 38.5066 | 38.5066 | 1669.7751 | 2113.86 | 2113.86 | 2113.86 | 2113.86 | 2275.81 | 2275.81 | 2275.81 | 2275.81
Option 5 SG | ResourceLimit_Q8c_Wind Medium | Resource Limits for REZ | 0 | 0 | 0 | 0 | 0 | 0 | 3.65e-06 | 3.65e-06 | 1.095e-05 | 3.294e-05 | 354.6265 | 741.1471 | 741.1471 | 741.1471 | 741.1471 | 741.1471 | 741.1471 | 1008 | 1008 | 1008 | 1008 | 1008 | 1008 | 1008
Option 5 SG | ResourceLimit_S6_Wind Medium | Resource Limits for REZ | 0 | 0 | 0 | 0 | 0 | 0 | 0 | 0 | 0 | 0 | 3.65e-06 | 3.65e-06 | 0 | 0 | 0 | 0 | 0 | 0 | 3.65e-06 | 3.65e-06 | 7.3e-06 | 7.32e-06 | 7.3e-06 | 1.46e-05
Option 5 SG | ResourceLimit_T1_Solar | Resource Limits for REZ | 0 | 0 | 479.5892 | 479.5892 | 479.5892 | 479.5892 | 479.5892 | 479.5892 | 479.5892 | 479.5892 | 479.5892 | 479.5892 | 479.5892 | 479.5892 | 479.5892 | 479.5892 | 479.5892 | 479.5892 | 479.5892 | 479.5892 | 479.5892 | 479.5892 | 479.5892 | 479.5892
Option 5 SG | ResourceLimit_T3_Solar | Resource Limits for REZ | 0 | 0 | 120.4109 | 570.4108 | 570.4108 | 570.4108 | 570.4108 | 570.4108 | 570.4108 | 570.4108 | 570.4108 | 570.4108 | 570.4108 | 570.4108 | 570.4108 | 570.4108 | 570.4108 | 570.4108 | 570.4108 | 570.4108 | 570.4108 | 570.4108 | 570.4108 | 570.4108
Option 5 SG | ResourceLimit_T3_Wind Medium | Resource Limits for REZ | 0 | 0 | 0 | 0 | 0 | 0 | 3.65e-06 | 3.65e-06 | 7.3e-06 | 2.562e-05 | 53.5064 | 53.5064 | 53.5064 | 53.5064 | 53.5064 | 53.5064 | 53.5064 | 53.5064 | 53.5064 | 53.5064 | 53.5064 | 53.5064 | 53.5064 | 53.5064
Option 5 SG | ResourceLimit_V1_Wind Medium | Resource Limits for REZ | 0 | 0 | 640.9901 | 828.3105 | 828.3105 | 828.3105 | 828.3105 | 828.3105 | 828.3105 | 828.3105 | 828.3105 | 828.3105 | 828.3105 | 828.3105 | 828.3105 | 828.3105 | 828.3105 | 828.3105 | 828.3105 | 828.3105 | 828.3105 | 828.3105 | 828.3105 | 828.3105
Option 5 SG | ResourceLimit_V5_Wind Medium | Resource Limits for REZ | 0 | 0 | 0.0001168 | 0.0001241 | 0.0001241 | 0.00012444 | 0.0001241 | 0.0001241 | 0.0001241 | 0.00012444 | 0.0001241 | 0.0001241 | 0.0001241 | 0.00012444 | 0.0001241 | 0.0001241 | 0.0001241 | 0.00012444 | 0.0001241 | 0.0001241 | 0.0001241 | 0.00013176 | 74.9952 | 74.9952
Option 5 SG | ResourceLimit_V7_Wind Medium | Resource Limits for REZ | 0 | 0 | 2.555e-05 | 165.6435 | 165.6435 | 165.6435 | 165.6435 | 165.6435 | 165.6435 | 165.6435 | 165.6435 | 165.6435 | 165.6435 | 165.6435 | 165.6435 | 165.6435 | 165.6435 | 165.6435 | 165.6435 | 165.6435 | 165.6435 | 165.6435 | 165.6435 | 165.6435
Option 5 SG | SA Firming | Policies SA | 0 | 0 | 318.86 | 318.86 | 564.86 | 564.86 | 564.86 | 564.86 | 564.86 | 749.1823 | 749.1823 | 749.1823 | 749.1823 | 749.1823 | 749.1823 | 749.1823 | 749.1823 | 749.1823 | 892.9351 | 892.9351 | 1270.0814 | 1773.6064 | 1770.6566 | 1818.5777
Option 5 SG | SESA H2 Domestic Consumption Purchaser | Subregion flexible electricity load for Domestic H2 | 0 | 0 | 0 | 0 | 0.83429 | 3.0326 | 7.4301 | 14.9129 | 25.6021 | 32.7049 | 38.6896 | 43.5914 | 46.7721 | 49.332 | 51.7774 | 55.0629 | 60.1729 | 66.8217 | 75.3719 | 87.3914 | 101.7307 | 117.8529 | 134.8139 | 151.5271
Option 5 SG | SEV H2 Domestic Consumption Purchaser | Subregion flexible electricity load for Domestic H2 | 0 | 0 | 0 | 0 | 9.6464 | 31.2671 | 69.6361 | 128.0629 | 207.3721 | 256.2803 | 302.8423 | 349.2529 | 393.9393 | 437.9223 | 478.8486 | 520.4379 | 567.5229 | 614.9369 | 665.1007 | 730.1564 | 803.73 | 885.0731 | 967.943 | 1046.6114
Option 5 SG | SNSW H2 Domestic Consumption Purchaser | Subregion flexible electricity load for Domestic H2 | 0.41714 | 0.366 | 0.365 | 0.365 | 11.4714 | 32.8357 | 66.5597 | 115.4964 | 180.0493 | 219.288 | 254.324 | 284.7521 | 308.06 | 326.8929 | 340.6976 | 356.605 | 382.155 | 414.498 | 454.837 | 510.1136 | 572.7893 | 637.3937 | 697.9503 | 749.345
Option 5 SG | SNW Firming | Policies NSW | 7.3e-06 | 1068.04 | 3172.1799 | 4810.6027 | 4810.6027 | 4810.6027 | 4810.6027 | 5601.8526 | 5601.8526 | 5601.8526 | 5601.8527 | 5601.8527 | 5639.9939 | 5639.9939 | 5639.9939 | 5639.9939 | 5639.9939 | 5639.9939 | 5639.9939 | 5639.9939 | 5639.9939 | 4571.954 | 2467.8141 | 2510.625
Option 5 SG | SNW H2 Domestic Consumption Purchaser | Subregion flexible electricity load for Domestic H2 | 2.92 | 2.8757 | 2.8416 | 2.8157 | 80.1957 | 229.7974 | 465.9171 | 808.5271 | 1260.345 | 1534.9631 | 1780.1891 | 1993.1607 | 2156.3679 | 2288.2491 | 2384.805 | 2496.235 | 2675.1371 | 2901.5389 | 3183.7289 | 3570.6907 | 4009.6814 | 4461.7826 | 4885.5744 | 5245.4671
Option 5 SG | SQ H2 Domestic Consumption Purchaser | Subregion flexible electricity load for Domestic H2 | 0 | 0 | 0 | 0 | 15.7993 | 47.1883 | 101.8079 | 185.6286 | 299.4043 | 368.9569 | 419.9539 | 459.2221 | 487.5357 | 511.9071 | 534.1454 | 566.7929 | 613.8779 | 668.2426 | 739.2991 | 847.8429 | 983.9357 | 1145.0657 | 1326.0821 | 1506.1464
Option 5 SG | SRET | Policies SA | 0 | 6.0465e-07 | 2.562e-08 | 1.0328e-06 | 1.7027e-06 | 0.00010695 | 1.4831e-05 | 771.806 | 5.1462e-06 | 7.7203e-06 | 7.0993e-06 | 244.4852 | 809.1775 | 1323.1138 | 586.3241 | 198.2348 | 1332.5586 | 529.6984 | 0.0010733 | 1.1281e-05 | 1.023e-05 | 6.1741e-06 | 5.889e-06 | 9.0011e-06
Option 5 SG | Shared Upgrade_CNSW-SNW Option 3 - Stage 2 | Shared REZ Upgrades | 0 | 0 | 0 | 0 | 0 | 0 | 0 | 0 | 0 | 0 | 0 | 2000 | 0 | 0 | 0 | 0 | 0 | 0 | 0 | 0 | 0 | 0 | 0 | 0
Option 5 SG | Shared Upgrade_SNSW-CNSW Option 1 (HumeLink) | Shared REZ Upgrades | 0 | 2200 | 0 | 0 | 0 | 0 | 0 | 0 | 0 | 0 | 0 | 0 | 0 | 0 | 0 | 0 | 0 | 0 | 0 | 0 | 0 | 0 | 0 | 0
Option 5 SG | Snowy 2.0 - Gen | Special Constraints | 0 | 0 | 1796440.4541 | 3987023.0934 | 4894079.6015 | 4299174.3421 | 4529182.2006 | 4330575.2407 | 4945661.342 | 5010657.4516 | 4759733.5644 | 4644994.8139 | 4682568.7436 | 4990820.4894 | 4804174.0392 | 4505384.4278 | 4806656.7287 | 4502433.036 | 4614474.3735 | 4390380.3941 | 5037856.0492 | 5136277.2478 | 5123173.9972 | 5362327.9509
Option 5 SG | Snowy 2.0 - Pump | Special Constraints | 0 | 0 | 2525493.7929 | 5622639.2634 | 6016870.4522 | 5725776.5653 | 5968934.6299 | 5797993.8169 | 6646552.4131 | 6755118.4291 | 6399378.9954 | 5872768.0762 | 6516074.3565 | 6415304.935 | 6343605.332 | 6403956.7601 | 6244661.9821 | 5775816.1724 | 6417402.709 | 5922126.4484 | 6573377.0678 | 7219493.9346 | 6819318.7408 | 7321055.4475
Option 5 SG | Sys Strength Requirement - Efficient Level CNSW | System Strength Requiements- Efficient | 0 | 0 | 0 | 0 | 0 | -7.32e-06 | -1.095e-05 | -3.65e-06 | -3.65e-06 | -1.098e-05 | -1.095e-05 | -2.555e-05 | -3.65e-05 | -4.026e-05 | 0 | 0 | 0 | 0 | 0 | 0 | 0 | 0 | 0 | -3.65e-06
Option 5 SG | Sys Strength Requirement - Efficient Level CQ | System Strength Requiements- Efficient | 0 | 0 | 0 | 0 | 0 | 0 | 0 | -3.65e-06 | -3.65e-06 | -1.098e-05 | 0 | 0 | -0.0020586 | -0.0028511 | -0.0007811 | -7.3e-05 | -0.0030113 | -9.516e-05 | -3.65e-06 | 0 | -3.65e-06 | 0 | -3.65e-06 | 0
Option 5 SG | Sys Strength Requirement - Efficient Level CSA | System Strength Requiements- Efficient | 0 | 0 | 0 | -3.65e-06 | -3.65e-06 | -1.098e-05 | -1.46e-05 | -1.46e-05 | -1.825e-05 | -1.83e-05 | -1.825e-05 | -3.285e-05 | -3.65e-05 | -3.66e-05 | 0 | 0 | 0 | 0 | 0 | 3.65e-06 | -3.65e-06 | 0 | 0 | 0
Option 5 SG | Sys Strength Requirement - Efficient Level GG | System Strength Requiements- Efficient | 0 | 0 | -3.285e-05 | -3.65e-05 | -7.665e-05 | -9.516e-05 | -0.0034785 | -0.0067635 | -0.0074935 | -0.0055266 | -0.0021754 | -0.0012848 | -0.00042705 | -0.002734 | -0.0045297 | -0.0056794 | -0.0063291 | -0.0001098 | -0.0003431 | -0.00039785 | -0.0003869 | -0.0005307 | -0.00043435 | -0.0008395
Option 5 SG | Sys Strength Requirement - Efficient Level MEL | System Strength Requiements- Efficient | 0 | 0 | 0 | 0 | -3.65e-06 | -1.464e-05 | -2.19e-05 | -2.555e-05 | 0 | 0 | -3.65e-06 | -4.745e-05 | -5.11e-05 | -5.124e-05 | -5.11e-05 | -5.11e-05 | -5.11e-05 | -5.124e-05 | -4.745e-05 | -4.745e-05 | -4.38e-05 | 0 | 0 | 0
Option 5 SG | Sys Strength Requirement - Efficient Level NNSW | System Strength Requiements- Efficient | 0 | 0 | 0 | -3.65e-06 | 0 | -3.294e-05 | -3.285e-05 | -1.095e-05 | -1.095e-05 | -1.098e-05 | -1.46e-05 | -5.84e-05 | -7.3e-05 | -7.32e-05 | -7.3e-05 | 0 | 0 | -3.66e-06 | 0 | 0 | 0 | 0 | 0 | -3.65e-06
Option 5 SG | Sys Strength Requirement - Efficient Level NQ | System Strength Requiements- Efficient | 0 | 0 | 0 | 0 | 0 | 0 | 0 | 0 | 0 | 0 | 0 | 0 | 0 | 0 | 0 | -3.65e-06 | 0 | 0 | 0 | 0 | 0 | 0 | 0 | 0
Option 5 SG | Sys Strength Requirement - Efficient Level NSA | System Strength Requiements- Efficient | 0 | 0 | 0 | 0 | -3.65e-06 | -3.66e-06 | -7.3e-06 | -3.65e-06 | -3.65e-06 | 0 | -3.65e-06 | -1.095e-05 | -1.825e-05 | -1.83e-05 | -1.095e-05 | -1.095e-05 | -7.3e-06 | -7.32e-06 | 0 | 0 | 0 | 0 | 0 | 0
Option 5 SG | Sys Strength Requirement - Efficient Level SESA | System Strength Requiements- Efficient | 0 | 0 | 0 | 0 | 0 | 0 | 0 | 0 | 0 | 0 | 0 | 0 | -0.00026645 | -6.588e-05 | -7.3e-05 | -8.76e-05 | -9.125e-05 | -0.0001098 | 0 | 0 | 0 | 0 | 0 | 0
Option 5 SG | Sys Strength Requirement - Efficient Level SEV | System Strength Requiements- Efficient | 0 | 0 | 0 | 0 | -3.65e-06 | 0 | 0 | 0 | 0 | -3.66e-06 | -3.65e-06 | 0 | 0 | 0 | 0 | 0 | 0 | 0 | 0 | 0 | 0 | 0 | 3.65e-06 | 2.555e-05
Option 5 SG | Sys Strength Requirement - Efficient Level SNSW | System Strength Requiements- Efficient | 0 | 0 | -3.65e-06 | 0 | -3.65e-06 | 0 | -7.3e-06 | -3.65e-06 | 0 | -3.66e-06 | 0 | 0 | 0 | 0 | 0 | 3.65e-06 | -3.65e-06 | 0 | 7.3e-06 | 1.095e-05 | 0 | 0 | 0 | 0
Option 5 SG | Sys Strength Requirement - Efficient Level SNW | System Strength Requiements- Efficient | 0 | 0 | -7.3e-06 | 0 | -1.825e-05 | -1.83e-05 | -1.825e-05 | 1.095e-05 | -7.3e-06 | -1.098e-05 | -1.46e-05 | -2.19e-05 | 1.825e-05 | 7.32e-06 | 0 | 0 | 0 | -3.66e-06 | -7.3e-06 | 0 | -2.555e-05 | -3.66e-06 | -2.555e-05 | -1.825e-05
Option 5 SG | Sys Strength Requirement - Efficient Level SQ | System Strength Requiements- Efficient | 0 | 0 | -3.65e-06 | 0 | -1.095e-05 | -3.294e-05 | -2.555e-05 | -2.19e-05 | -3.65e-06 | 0 | -7.3e-06 | -1.46e-05 | -7.3e-06 | -7.32e-06 | 0 | 0 | 0 | 0 | 0 | -3.65e-06 | -3.65e-06 | 0 | 0 | -3.65e-06
Option 5 SG | Sys Strength Requirement - Efficient Level TAS | System Strength Requiements- Efficient | 0 | -3.66e-06 | -3.65e-06 | -3.65e-06 | -1.095e-05 | -2.196e-05 | -3.65e-06 | 0 | 0 | -3.66e-06 | -7.3e-06 | -4.015e-05 | -5.475e-05 | -5.49e-05 | -5.475e-05 | -5.475e-05 | -5.475e-05 | -5.49e-05 | -5.11e-05 | -4.745e-05 | -4.38e-05 | -3.66e-06 | 0 | 0
Option 5 SG | Sys Strength Requirement - Efficient Level WNV | System Strength Requiements- Efficient | 0 | 0 | -1.825e-05 | 0 | -1.46e-05 | -3.66e-06 | -3.65e-06 | -1.825e-05 | -1.46e-05 | -2.928e-05 | 0 | -1.825e-05 | -3.65e-05 | -2.196e-05 | -7.3e-06 | -1.46e-05 | -3.65e-06 | 0 | -3.65e-05 | -3.65e-06 | -3.65e-06 | -3.66e-06 | -3.65e-06 | -7.3e-06
Option 5 SG | Sys Strength Requirement - Min Fault Level CNSW | System Strength Requiements - Minimum | 0 | 0 | 0 | 0 | 0 | 0 | 0 | 0 | 0 | 0 | 0 | 0 | 0 | 0 | 701 | 701 | 701 | 701 | 701 | 701 | 701 | 701 | 701 | 701
Option 5 SG | Sys Strength Requirement - Min Fault Level CQ | System Strength Requiements - Minimum | 0 | 0 | 0 | 0 | 0 | 0 | 0 | 0 | 0 | 0 | 0 | 0 | 0 | 0 | 0 | 0 | 0 | 0 | 0 | 0 | 0 | 0 | 0 | 513
Option 5 SG | Sys Strength Requirement - Min Fault Level GG | System Strength Requiements - Minimum | 0 | 0 | 0 | 286.9 | 286.9 | 286.9 | 286.9 | 286.9 | 286.9 | 286.9 | 286.9 | 286.9 | 286.9 | 286.9 | 286.9 | 286.9 | 286.9 | 286.9 | 286.9 | 286.9 | 286.9 | 286.9 | 286.9 | 286.9
Option 5 SG | Sys Strength Requirement - Min Fault Level SEV | System Strength Requiements - Minimum | 0 | 0 | 0 | 0 | 0 | 0 | 0 | 0 | 823.1 | 823.1 | 823.1 | 823.1 | 823.1 | 823.1 | 823.1 | 823.1 | 823.1 | 823.1 | 823.1 | 823.1 | 823.1 | 823.1 | 823.1 | 823.1
Option 5 SG | Sys Strength Requirement - Min Fault Level SNW | System Strength Requiements - Minimum | 0 | 0 | 0 | 0 | 717.2 | 717.2 | 717.2 | 717.2 | 717.2 | 717.2 | 717.2 | 717.2 | 717.2 | 717.2 | 717.2 | 717.2 | 717.2 | 717.2 | 717.2 | 717.2 | 717.2 | 717.2 | 717.2 | 717.2
Option 5 SG | Sys Strength Requirement - Min Fault Level SQ | System Strength Requiements - Minimum | 0 | 0 | 0 | 0 | 0 | 0 | 0 | 0 | 0 | 0 | 0 | 0 | 0 | 0 | 0 | 0 | 0 | 0 | 0 | 0 | 0 | 0 | 0 | 588.4
Option 5 SG | TAS H2 Domestic Consumption Purchaser | Subregion flexible electricity load for Domestic H2 | 0 | 0 | 0 | 0 | 3.5457 | 9.49 | 18.3801 | 30.7121 | 46.4071 | 54.4037 | 62.0491 | 69.9236 | 77.7971 | 86.0629 | 94.2471 | 102.8779 | 114.5579 | 129.9571 | 151.8383 | 185.0029 | 227.9164 | 276.9594 | 326.8539 | 372.9257
Option 5 SG | TRET | Policies TAS | 9763.7233 | 11280.5456 | 11313.4564 | 11401.4497 | 15522.732 | 16528 | 17056 | 17582 | 18109 | 18635 | 19161 | 19688 | 20215 | 20741 | 15910.5401 | 15331.8764 | 16151.4639 | 15749.6601 | 15746.0807 | 15970.8114 | 16835.7847 | 16952.8485 | 17505.2005 | 17105.3423
Option 5 SG | Tarraleah Max Energy Day | Hydro min release | 145.7931 | 193.603 | 143.1778 | 92.5143 | 158.3797 | 138.5824 | 192.6053 | 150.9192 | 144.355 | 114.3696 | 156.4877 | 116.9959 | 152.2699 | 180.0709 | 108.9073 | 161.3421 | 135.9361 | 128.0306 | 166.8498 | 146.6891 | 139.9088 | 143.7442 | 157.9381 | 117.6276
Option 5 SG | Tarraleah Min Flow | Hydro min release | 145.7931 | 193.603 | 143.1778 | 92.5143 | 158.3797 | 138.5824 | 192.6053 | 150.9192 | 144.355 | 114.3696 | 156.4877 | 116.9959 | 152.2699 | 180.0709 | 108.9073 | 161.3421 | 135.9361 | 128.0306 | 166.8498 | 146.6891 | 139.9088 | 143.7442 | 157.9381 | 117.6276
Option 5 SG | Tarraleah Min Gen | Hydro min release | 573.6761 | 624.2058 | 506.5188 | 346.5257 | 662.4998 | 579.6902 | 805.6681 | 631.2949 | 603.8369 | 478.4079 | 654.5879 | 489.3939 | 636.9451 | 753.2367 | 455.5594 | 674.8942 | 568.6205 | 535.552 | 697.9327 | 613.6004 | 585.2384 | 601.2818 | 660.6549 | 492.0361
Option 5 SG | VIC Storage | Policies VIC | 0 | 1220 | 1271.79 | 1271.79 | 1271.79 | 1271.79 | 1271.79 | 1271.79 | 1404.533 | 1404.533 | 1404.533 | 1404.533 | 1404.533 | 1404.533 | 1404.533 | 1404.533 | 1404.533 | 1404.533 | 1404.533 | 1404.533 | 1404.533 | 184.5331 | 132.7431 | 132.7431
Option 5 SG | VOWT | Policies VIC | 0 | 0 | 0 | 0 | 0 | 2000 | 2667 | 3333 | 4000 | 5000 | 6000 | 7000 | 8000 | 9000 | 9000 | 9000 | 9000 | 9000 | 9000 | 9000 | 9000 | 9000 | 9000 | 9000
Option 5 SG | VRET | Policies VIC | 0 | 4374.2554 | 7258.8044 | 11473.9878 | 8009.6307 | 6355.6586 | 3281.3415 | 1.5423e-05 | 3166.9674 | 0 | 0 | 0 | 0 | 0 | 0 | 0 | 0 | 0 | 0 | 0 | 0 | 0 | 0 | 0
Option 5 SG | WNV H2 Domestic Consumption Purchaser | Subregion flexible electricity load for Domestic H2 | 70.7579 | 69.8803 | 68.7497 | 67.89 | 117.0607 | 281.4823 | 626.7761 | 1152.3571 | 1866.5057 | 2306.6537 | 2725.4504 | 3143.0671 | 3545.4536 | 3941.3266 | 4309.7151 | 4683.8364 | 5107.81 | 5534.5626 | 5985.9327 | 6571.4079 | 7233.3614 | 7965.6574 | 8711.4874 | 9419.7114
Option 5 SG | Wayatinah Min Gen | Hydro min release | 224.6902 | 271.0368 | 182.231 | 233.0249 | 236.1696 | 195.3554 | 259.3171 | 205.7795 | 193.9112 | 185.6233 | 174.2448 | 205.1882 | 180.0579 | 172.4361 | 147.4312 | 141.5755 | 159.5745 | 142.5286 | 142.7393 | 148.4293 | 157.8568 | 162.3146 | 173.9302 | 150.824
Option 6 SG | 2030 Emissions Budget 1 | Emissions DLT | 100866.5056 | 75404.5226 | 53723.7668 | 29637.3965 | 0 | 0 | 0 | 0 | 0 | 0 | 0 | 0 | 0 | 0 | 0 | 0 | 0 | 0 | 0 | 0 | 0 | 0 | 0 | 0
Option 6 SG | 2035 Emissions Target | Emissions DLT | 0 | 0 | 0 | 0 | 0 | 0 | 0 | 0 | 16996.5352 | 0 | 0 | 0 | 0 | 0 | 0 | 0 | 0 | 0 | 0 | 0 | 0 | 0 | 0 | 0
Option 6 SG | 2050 Emissions Budget 1 | Emissions DLT | 100866.5056 | 75404.5226 | 53723.7668 | 29637.3965 | 27804.1856 | 26464.1409 | 0 | 0 | 0 | 0 | 0 | 0 | 0 | 0 | 0 | 0 | 0 | 0 | 0 | 0 | 0 | 0 | 0 | 0
Option 6 SG | 2050 Emissions Budget 2 | Emissions DLT | 0 | 0 | 0 | 0 | 0 | 0 | 29082.4832 | 25943.2082 | 16996.5352 | 18324.5048 | 18605.5611 | 16484.1574 | 0 | 0 | 0 | 0 | 0 | 0 | 0 | 0 | 0 | 0 | 0 | 0
Option 6 SG | 2050 Emissions Budget 3 | Emissions DLT | 0 | 0 | 0 | 0 | 0 | 0 | 0 | 0 | 0 | 0 | 0 | 0 | 19513.856 | 21329.3017 | 17503.3703 | 17342.3487 | 15102.4883 | 14255.5027 | 0 | 0 | 0 | 0 | 0 | 0
Option 6 SG | 2050 Emissions Budget 4 | Emissions DLT | 0 | 0 | 0 | 0 | 0 | 0 | 0 | 0 | 0 | 0 | 0 | 0 | 0 | 0 | 0 | 0 | 0 | 0 | 14962.9184 | 14828.0109 | 13055.035 | 12226.8238 | 15242.8901 | 7982.0218
Option 6 SG | 2050 Emissions Budget NSW 1 | Emissions DLT | 29059.7431 | 24164.2744 | 11064.4875 | 5403.2333 | 2478.5271 | 2416.2465 | 0 | 0 | 0 | 0 | 0 | 0 | 0 | 0 | 0 | 0 | 0 | 0 | 0 | 0 | 0 | 0 | 0 | 0
Option 6 SG | 2050 Emissions Budget NSW 2 | Emissions DLT | 0 | 0 | 0 | 0 | 0 | 0 | 3834.2822 | 3000.4217 | 4728.6897 | 5080.7764 | 6267.5101 | 6400.2581 | 0 | 0 | 0 | 0 | 0 | 0 | 0 | 0 | 0 | 0 | 0 | 0
Option 6 SG | 2050 Emissions Budget NSW 3 | Emissions DLT | 0 | 0 | 0 | 0 | 0 | 0 | 0 | 0 | 0 | 0 | 0 | 0 | 6170.5795 | 6953.4007 | 2513.5808 | 2333.7674 | 2262.4242 | 2277.196 | 0 | 0 | 0 | 0 | 0 | 0
Option 6 SG | 2050 Emissions Budget NSW 4 | Emissions DLT | 0 | 0 | 0 | 0 | 0 | 0 | 0 | 0 | 0 | 0 | 0 | 0 | 0 | 0 | 0 | 0 | 0 | 0 | 2807.7264 | 3628.7567 | 2962.6227 | 2845.6331 | 4015.8484 | 3224.2236
Option 6 SG | 2050 Emissions Budget QLD 1 | Emissions DLT | 35540.5332 | 25259.7199 | 23367.9772 | 14797.327 | 15543.0661 | 14621.5607 | 0 | 0 | 0 | 0 | 0 | 0 | 0 | 0 | 0 | 0 | 0 | 0 | 0 | 0 | 0 | 0 | 0 | 0
Option 6 SG | 2050 Emissions Budget QLD 2 | Emissions DLT | 0 | 0 | 0 | 0 | 0 | 0 | 15512.5505 | 13490.919 | 11897.6334 | 12628.7175 | 11401.8702 | 9468.3094 | 0 | 0 | 0 | 0 | 0 | 0 | 0 | 0 | 0 | 0 | 0 | 0
Option 6 SG | 2050 Emissions Budget QLD 3 | Emissions DLT | 0 | 0 | 0 | 0 | 0 | 0 | 0 | 0 | 0 | 0 | 0 | 0 | 12689.1551 | 13101.6198 | 13472.8137 | 13150.4945 | 11350.4378 | 10635.479 | 0 | 0 | 0 | 0 | 0 | 0
Option 6 SG | 2050 Emissions Budget QLD 4 | Emissions DLT | 0 | 0 | 0 | 0 | 0 | 0 | 0 | 0 | 0 | 0 | 0 | 0 | 0 | 0 | 0 | 0 | 0 | 0 | 10424.5011 | 9057.7073 | 7587.4396 | 7410.4922 | 7563.2039 | 1944.3737
Option 6 SG | 2050 Emissions Budget SA 1 | Emissions DLT | 447.9247 | 286.6747 | 277.2868 | 124.094 | 391.7518 | 147.1798 | 0 | 0 | 0 | 0 | 0 | 0 | 0 | 0 | 0 | 0 | 0 | 0 | 0 | 0 | 0 | 0 | 0 | 0
Option 6 SG | 2050 Emissions Budget SA 2 | Emissions DLT | 0 | 0 | 0 | 0 | 0 | 0 | 468.8926 | 192.3988 | 266.954 | 420.5549 | 736.4452 | 381.4676 | 0 | 0 | 0 | 0 | 0 | 0 | 0 | 0 | 0 | 0 | 0 | 0
Option 6 SG | 2050 Emissions Budget SA 3 | Emissions DLT | 0 | 0 | 0 | 0 | 0 | 0 | 0 | 0 | 0 | 0 | 0 | 0 | 382.2446 | 770.2393 | 908.9243 | 909.8135 | 707.1756 | 708.0041 | 0 | 0 | 0 | 0 | 0 | 0
Option 6 SG | 2050 Emissions Budget SA 4 | Emissions DLT | 0 | 0 | 0 | 0 | 0 | 0 | 0 | 0 | 0 | 0 | 0 | 0 | 0 | 0 | 0 | 0 | 0 | 0 | 572.1937 | 614.8742 | 644.5066 | 616.6402 | 1293.9652 | 757.8201
Option 6 SG | 2050 Emissions Budget VIC 1 | Emissions DLT | 35818.3047 | 25693.8536 | 19014.0153 | 9312.7422 | 9390.8406 | 9279.154 | 0 | 0 | 0 | 0 | 0 | 0 | 0 | 0 | 0 | 0 | 0 | 0 | 0 | 0 | 0 | 0 | 0 | 0
Option 6 SG | 2050 Emissions Budget VIC 2 | Emissions DLT | 0 | 0 | 0 | 0 | 0 | 0 | 9266.7579 | 9259.4687 | 103.2582 | 192.08 | 195.6563 | 229.8639 | 0 | 0 | 0 | 0 | 0 | 0 | 0 | 0 | 0 | 0 | 0 | 0
Option 6 SG | 2050 Emissions Budget VIC 3 | Emissions DLT | 0 | 0 | 0 | 0 | 0 | 0 | 0 | 0 | 0 | 0 | 0 | 0 | 266.0924 | 491.5375 | 600.7682 | 941.8762 | 777.1581 | 630.7058 | 0 | 0 | 0 | 0 | 0 | 0
Option 6 SG | 2050 Emissions Budget VIC 4 | Emissions DLT | 0 | 0 | 0 | 0 | 0 | 0 | 0 | 0 | 0 | 0 | 0 | 0 | 0 | 0 | 0 | 0 | 0 | 0 | 1152.7559 | 1519.3816 | 1854.5548 | 1352.0336 | 2361.0786 | 2051.4828
Option 6 SG | Basslink Daily Energy Limit | Special Constraints | -1370.6979 | -288.408 | -287.568 | -287.568 | -287.568 | -994.559 | -694.5015 | -511.3988 | -1444.7154 | -1990.0452 | -1868.527 | -1647.9646 | -1561.6787 | -1459.8654 | -2484.9002 | -2598.5478 | -2485.9498 | -2591.2944 | -2613.0182 | -2631.8101 | -2449.6314 | -2417.7366 | -2406.6241 | -2443.9267
Option 6 SG | Borumba - Gen | Special Constraints | 0 | 0 | 0 | 0 | 0 | 0 | 0 | 0 | 0 | 0 | 0 | 0 | 0 | 0 | 0 | 3682600.2544 | 3493478.0153 | 3960733.3072 | 4020125.795 | 3912458.4331 | 3666871.0646 | 4057586.6007 | 4011523.6302 | 4211557.1052
Option 6 SG | Borumba - Pump | Special Constraints | 0 | 0 | 0 | 0 | 0 | 0 | 0 | 0 | 0 | 0 | 0 | 0 | 0 | 0 | 0 | 4989907.5808 | 4705419.9177 | 5271745.3325 | 5414310.835 | 5318319.2871 | 4925502.8965 | 5441251.6372 | 5413276.8405 | 5649119.8219
Option 6 SG | CIS Dispatchable NSW | Policies NEM | 4.38e-05 | 1068.0399 | 3172.1796 | 4810.6026 | 4810.6026 | 4810.6026 | 4810.6026 | 5601.8526 | 5601.8526 | 5601.8526 | 5601.8526 | 5601.8526 | 5601.8526 | 5601.8526 | 5601.8526 | 5601.8526 | 5601.8526 | 5601.8526 | 5601.8526 | 5601.8526 | 5601.8526 | 4533.8127 | 2429.6731 | 2461.2386
Option 6 SG | CIS Dispatchable SA | Policies NEM | 0 | 788 | 1106.8601 | 1106.8601 | 1106.8601 | 1106.8601 | 1106.8601 | 1106.8601 | 1106.8601 | 1291.1824 | 1291.1824 | 1291.1824 | 1291.1824 | 1291.1824 | 1291.1824 | 1291.1824 | 1291.1824 | 1291.1824 | 1291.1824 | 1291.1824 | 1291.1824 | 601.3029 | 282.4429 | 671.8452
Option 6 SG | CIS Dispatchable VIC | Policies NEM | 0 | 1220 | 1271.79 | 1271.79 | 1271.79 | 1271.79 | 1271.79 | 1271.79 | 1271.79 | 1271.79 | 1271.79 | 1271.79 | 1271.79 | 1271.79 | 1271.79 | 1271.79 | 1271.79 | 1271.79 | 1271.79 | 1271.79 | 1271.79 | 51.7901 | 7.665e-05 | 0.0001095
Option 6 SG | CIS Gen NSW | Policies NEM | 0 | 3516.5696 | 3516.5696 | 10614.07 | 10614.07 | 10614.07 | 10614.07 | 10614.0701 | 10614.0701 | 10614.0701 | 10614.0701 | 11020.7441 | 11108.6393 | 11108.6393 | 13017.3343 | 14240.8922 | 15140.3325 | 15363.4607 | 15719.8554 | 15719.8554 | 18007.943 | 19016.3105 | 19421.2674 | 20584.0434
Option 6 SG | CIS Gen SA | Policies NEM | 0 | 621.16 | 621.16 | 621.16 | 621.16 | 621.16 | 621.16 | 621.16 | 621.16 | 621.16 | 621.16 | 621.16 | 621.16 | 621.16 | 630.9314 | 836.9352 | 836.9352 | 1170.8339 | 1727.861 | 1973.6689 | 2339.4531 | 2802.991 | 2802.991 | 3118.7866
Option 6 SG | CIS Gen TAS | Policies NEM | 0 | 1.098e-05 | 750 | 1200 | 1200 | 1200 | 1224.5333 | 1955.1526 | 1955.1526 | 2100 | 2418.64 | 2550.3393 | 2550.3393 | 2550.3393 | 2550.3393 | 2550.3393 | 2550.3393 | 2550.3393 | 2550.3393 | 2550.3393 | 2550.3393 | 2550.3393 | 2550.3393 | 2550.3393
Option 6 SG | CIS Gen VIC - Solar | Policies NEM | 0 | 669 | 669 | 669 | 669 | 669 | 669 | 669 | 669 | 669 | 669 | 669 | 669 | 669 | 669 | 669 | 669 | 669 | 669 | 669 | 669 | 669 | 669 | 669
Option 6 SG | CIS Gen VIC - Wind | Policies NEM | 0 | 0 | 1922 | 3500 | 3500 | 5500 | 6167 | 6833 | 7500 | 8500 | 9500 | 10500.0001 | 11500 | 12500 | 12500 | 12500 | 12500.0001 | 12500.0001 | 12500 | 12500 | 12500 | 12587.4438 | 12866.5316 | 13117.9207
Option 6 SG | CIS Total Dispatchable | Policies NEM | 4.38e-05 | 3076.04 | 5550.83 | 7262.83 | 7262.83 | 7262.83 | 7262.83 | 8054.08 | 8087.2657 | 8271.588 | 8271.588 | 8271.588 | 8271.588 | 8271.588 | 8271.588 | 8271.588 | 8271.588 | 8411.6864 | 8599.0196 | 9295.9109 | 9918.2571 | 7692.6744 | 5822.1116 | 6676.8112
Option 6 SG | CNSW H2 Domestic Consumption Purchaser | Subregion flexible electricity load for Domestic H2 | 0 | 0 | 0 | 0 | 11.4714 | 32.8357 | 66.5597 | 115.4964 | 180.0493 | 219.288 | 254.324 | 284.7521 | 308.06 | 326.8929 | 340.6976 | 356.605 | 382.155 | 414.498 | 454.837 | 510.1136 | 572.7893 | 637.3937 | 697.9503 | 749.345
Option 6 SG | CQ H2 Domestic Consumption Purchaser | Subregion flexible electricity load for Domestic H2 | 170.455 | 168.3874 | 165.6299 | 163.6243 | 163.6764 | 166.1914 | 171.3656 | 181.4571 | 195.5879 | 203.6806 | 208.4909 | 212.2736 | 214.3593 | 216.0723 | 216.9117 | 219.8864 | 226.6129 | 234.5554 | 244.3126 | 260.0364 | 279.4336 | 302.6843 | 328.1574 | 354.05
Option 6 SG | CSA H2 Domestic Consumption Purchaser | Subregion flexible electricity load for Domestic H2 | 7.3521 | 7.2677 | 7.1436 | 7.0393 | 6.9871 | 7.5554 | 18.5887 | 37.2821 | 64.0314 | 81.7494 | 96.8021 | 108.9264 | 116.9043 | 123.3169 | 129.4431 | 137.7093 | 150.38 | 167.0803 | 188.4421 | 218.4786 | 254.3529 | 294.6583 | 337.0739 | 378.8179
Option 6 SG | Catagunya Min Gen | Hydro min release | 301.1732 | 336.5445 | 228.7073 | 202.5096 | 142.1457 | 240.3829 | 316.0726 | 311.8381 | 256.5208 | 239.943 | 225.759 | 264.3651 | 238.2485 | 222.9862 | 192.7575 | 189.448 | 210.0486 | 186.2397 | 178.9751 | 190.5074 | 203.6786 | 209.0772 | 226.5768 | 197.8602
Option 6 SG | Combined Marinus Export | Special Constraints | 2424450.9392 | 3910343.9958 | 3899711.9856 | 3899711.9817 | 7715711.9582 | 8737895.4335 | 9158460.9633 | 9639441.9784 | 10144452.6078 | 10691623.9993 | 11145985.6449 | 11638436.8416 | 12112871.3029 | 12583376.0026 | 7982762.5785 | 7518256.9498 | 8266529.8377 | 7774526.3864 | 7539692.3496 | 7656723.0022 | 8337584.0423 | 8297033.5359 | 8784535.4823 | 8250840.5241
Option 6 SG | Combined Marinus Import | Special Constraints | -2424450.9392 | -3910343.9958 | -3899711.9856 | -3899711.9817 | -7715711.9582 | -8737895.4335 | -9158460.9633 | -9639441.9784 | -10144452.6078 | -10691623.9993 | -11145985.6449 | -11638436.8416 | -12112871.3029 | -12583376.0026 | -7982762.5785 | -7518256.9498 | -8266529.8377 | -7774526.3864 | -7539692.3496 | -7656723.0022 | -8337584.0423 | -8297033.5359 | -8784535.4823 | -8250840.5241
Option 6 SG | Constraint on Pipeline from Storage to GTs CNSW | Constraints to make diesel to come exclusively from storage | -0.00025175 | -0.00026811 | -0.00028264 | -0.00027634 | -0.00030083 | -0.00031365 | -2.0953e-05 | -2.2623e-05 | -2.4175e-05 | -2.5884e-05 | -2.7547e-05 | -2.9598e-05 | -2.3555e-05 | -2.5125e-05 | -2.6661e-05 | -2.8388e-05 | -3.0237e-05 | -3.2543e-05 | -8.56e-05 | -9.138e-05 | -9.7499e-05 | -0.00010424 | -0.00011094 | -0.00011892
Option 6 SG | Constraint on Pipeline from Storage to GTs CQ | Constraints to make diesel to come exclusively from storage | -0.00025599 | -0.00027244 | -0.00028465 | -0.00027806 | -0.00030399 | -0.00031491 | -2.1127e-05 | -2.2704e-05 | -2.4274e-05 | -2.5969e-05 | -2.7648e-05 | -2.9865e-05 | -2.3208e-05 | -2.4756e-05 | -2.6254e-05 | -2.7929e-05 | -2.9723e-05 | -3.1877e-05 | -8.0178e-05 | -8.4829e-05 | -8.9952e-05 | -9.5686e-05 | -0.00010133 | -0.00010813
Option 6 SG | Constraint on Pipeline from Storage to GTs CSA | Constraints to make diesel to come exclusively from storage | -0.00024661 | -0.00026314 | -0.00027807 | -0.00027197 | -0.00030398 | -0.00031385 | -2.1272e-05 | -2.289e-05 | -2.447e-05 | -2.6199e-05 | -2.793e-05 | -3.0032e-05 | -2.3493e-05 | -2.51e-05 | -2.6552e-05 | -2.8329e-05 | -3.0347e-05 | -3.2606e-05 | -7.5628e-05 | -8.0499e-05 | -8.5221e-05 | -9.0703e-05 | -9.6466e-05 | -0.00010353
Option 6 SG | Constraint on Pipeline from Storage to GTs GG | Constraints to make diesel to come exclusively from storage | -0.00025206 | -0.00026876 | -0.00028263 | -0.00027713 | -0.00030257 | -0.00032432 | -2.1407e-05 | -2.2966e-05 | -2.4475e-05 | -2.6175e-05 | -2.7854e-05 | -3.0019e-05 | -2.4132e-05 | -2.5692e-05 | -2.7246e-05 | -2.9005e-05 | -3.092e-05 | -3.333e-05 | -8.6829e-05 | -9.2307e-05 | -9.832e-05 | -0.00010522 | -0.00011201 | -0.00012061
Option 6 SG | Constraint on Pipeline from Storage to GTs MEL | Constraints to make diesel to come exclusively from storage | -0.00024841 | -0.00026462 | -0.00027901 | -0.0002734 | -0.00030295 | -0.00031387 | -2.1173e-05 | -2.2811e-05 | -2.4386e-05 | -2.6189e-05 | -2.7924e-05 | -3.0013e-05 | -2.3373e-05 | -2.4973e-05 | -2.6546e-05 | -2.8325e-05 | -3.0213e-05 | -3.2401e-05 | -7.7396e-05 | -8.3112e-05 | -8.8354e-05 | -9.3779e-05 | -9.9158e-05 | -0.00010587
Option 6 SG | Constraint on Pipeline from Storage to GTs NNSW | Constraints to make diesel to come exclusively from storage | -0.00042373 | -0.00043759 | -0.00044942 | -0.00046222 | -0.00047568 | -0.00049153 | -0.00010067 | -0.00010806 | -0.00011607 | -0.00012514 | -0.00013442 | -0.00014484 | -2.9982e-05 | -3.2201e-05 | -3.431e-05 | -3.6646e-05 | -3.9158e-05 | -4.2063e-05 | -0.0001074 | -0.00011494 | -0.00012265 | -0.00013121 | -0.00013971 | -0.00014954
Option 6 SG | Constraint on Pipeline from Storage to GTs NQ | Constraints to make diesel to come exclusively from storage | -0.00042373 | -0.00043759 | -0.00044942 | -0.00046222 | -0.00047568 | -0.00049153 | -0.00010067 | -0.00010806 | -0.00011607 | -0.00012514 | -0.00013442 | -0.00014484 | -2.9982e-05 | -3.2201e-05 | -3.431e-05 | -3.6646e-05 | -3.9158e-05 | -4.2063e-05 | -0.0001074 | -0.00011494 | -0.00012265 | -0.00013121 | -0.00013971 | -0.00014954
Option 6 SG | Constraint on Pipeline from Storage to GTs NSA | Constraints to make diesel to come exclusively from storage | -0.00042373 | -0.00043759 | -0.00044942 | -0.00046222 | -0.00047568 | -0.00049153 | -0.00010067 | -0.00010806 | -0.00011607 | -0.00012514 | -0.00013442 | -0.00014484 | -2.9982e-05 | -3.2201e-05 | -3.431e-05 | -3.6646e-05 | -3.9158e-05 | -4.2063e-05 | -0.0001074 | -0.00011494 | -0.00012265 | -0.00013121 | -0.00013971 | -0.00014954
Option 6 SG | Constraint on Pipeline from Storage to GTs SESA | Constraints to make diesel to come exclusively from storage | -0.00042373 | -0.00043759 | -0.00044942 | -0.00046222 | -0.00047568 | -0.00049153 | -0.00010067 | -0.00010806 | -0.00011607 | -0.00012514 | -0.00013442 | -0.00014484 | -2.9982e-05 | -3.2201e-05 | -3.431e-05 | -3.6646e-05 | -3.9158e-05 | -4.2063e-05 | -0.0001074 | -0.00011494 | -0.00012265 | -0.00013121 | -0.00013971 | -0.00014954
Option 6 SG | Constraint on Pipeline from Storage to GTs SEV | Constraints to make diesel to come exclusively from storage | -0.00042373 | -0.00043759 | -0.00044942 | -0.00046222 | -0.00047568 | -0.00049153 | -0.00010067 | -0.00010806 | -0.00011607 | -0.00012514 | -0.00013442 | -0.00014484 | -2.9982e-05 | -3.2201e-05 | -3.431e-05 | -3.6646e-05 | -3.9158e-05 | -4.2063e-05 | -0.0001074 | -0.00011494 | -0.00012265 | -0.00013121 | -0.00013971 | -0.00014954
Option 6 SG | Constraint on Pipeline from Storage to GTs SNSW | Constraints to make diesel to come exclusively from storage | -0.00042373 | -0.00043759 | -0.00044942 | -0.00046222 | -0.00047568 | -0.00049153 | -0.00010067 | -0.00010806 | -0.00011607 | -0.00012514 | -0.00013442 | -0.00014484 | -2.9982e-05 | -3.2201e-05 | -3.431e-05 | -3.6646e-05 | -3.9158e-05 | -4.2063e-05 | -0.0001074 | -0.00011494 | -0.00012265 | -0.00013121 | -0.00013971 | -0.00014954
Option 6 SG | Constraint on Pipeline from Storage to GTs SNW | Constraints to make diesel to come exclusively from storage | -0.00025219 | -0.00026865 | -0.0002831 | -0.00027653 | -0.00030086 | -0.00031363 | -2.0863e-05 | -2.2531e-05 | -2.4074e-05 | -2.5771e-05 | -2.7414e-05 | -2.9451e-05 | -2.3544e-05 | -2.5113e-05 | -2.6647e-05 | -2.8374e-05 | -3.0215e-05 | -3.2524e-05 | -8.575e-05 | -9.154e-05 | -9.7654e-05 | -0.00010444 | -0.00011111 | -0.00011914
Option 6 SG | Constraint on Pipeline from Storage to GTs SQ | Constraints to make diesel to come exclusively from storage | -0.00025456 | -0.00027099 | -0.00028378 | -0.00027746 | -0.00030264 | -0.0003145 | -2.1737e-05 | -2.3403e-05 | -2.5064e-05 | -2.6867e-05 | -2.8693e-05 | -3.0939e-05 | -2.3204e-05 | -2.4752e-05 | -2.6261e-05 | -2.7957e-05 | -2.9755e-05 | -3.1893e-05 | -7.4113e-05 | -7.9189e-05 | -8.4014e-05 | -8.9666e-05 | -9.5616e-05 | -0.00010251
Option 6 SG | Constraint on Pipeline from Storage to GTs TAS | Constraints to make diesel to come exclusively from storage | -0.00025107 | -0.00026769 | -0.00027971 | -0.000274 | -0.00030587 | -0.00031468 | -2.0879e-05 | -2.2461e-05 | -2.4006e-05 | -2.5682e-05 | -2.7369e-05 | -2.9388e-05 | -2.3106e-05 | -2.4693e-05 | -2.6217e-05 | -2.7918e-05 | -2.9732e-05 | -3.1838e-05 | -7.9449e-05 | -8.5557e-05 | -9.1148e-05 | -9.7012e-05 | -0.0001028 | -0.00010994
Option 6 SG | Constraint on Pipeline from Storage to GTs WNV | Constraints to make diesel to come exclusively from storage | -0.00042373 | -0.00043759 | -0.00044942 | -0.00046222 | -0.00047568 | -0.00049153 | -0.00010067 | -0.00010806 | -0.00011607 | -0.00012514 | -0.00013442 | -0.00014484 | -2.9982e-05 | -3.2201e-05 | -3.431e-05 | -3.6646e-05 | -3.9158e-05 | -4.2063e-05 | -0.0001074 | -0.00011494 | -0.00012265 | -0.00013121 | -0.00013971 | -0.00014954
Option 6 SG | Constraint on Pipeline from Storage to GTs WOO | Constraints to make diesel to come exclusively from storage | -0.00025187 | -0.0002683 | -0.00028282 | -0.00027643 | -0.00030079 | -0.00031362 | -2.0939e-05 | -2.2612e-05 | -2.4165e-05 | -2.5872e-05 | -2.7531e-05 | -2.9582e-05 | -2.3484e-05 | -2.512e-05 | -2.6649e-05 | -2.8377e-05 | -3.0227e-05 | -3.2538e-05 | -8.5647e-05 | -9.1435e-05 | -9.7554e-05 | -0.0001043 | -0.00011101 | -0.000119
Option 6 SG | DNSP Thermal Limit on CER CNSW Area1 | DNSP Thermal Limit on CER | 827127.0442 | 905608.0387 | 1034094.4641 | 1100817.3521 | 1091186.4742 | 1147558.004 | 1142519.5005 | 1242762.4759 | 1285648.5631 | 1273373.7256 | 1213471.7195 | 1175016.9152 | 1266952.8794 | 1374953.4307 | 1352828.0253 | 1280344.4965 | 1149785.4706 | 1226878.6666 | 1344075.013 | 1442780.5095 | 1318423.9996 | 1431676.7464 | 1473088.3885 | 1632946.5412
Option 6 SG | DNSP Thermal Limit on CER CQ Area1 | DNSP Thermal Limit on CER | 884776.4237 | 1017757.772 | 1097589.7721 | 1176223.0695 | 1226227.7942 | 1273700.569 | 1329202.7481 | 1438844.0924 | 1469218.0793 | 1518696.6123 | 1460311.666 | 1430958.2147 | 1510552.6669 | 1653861.781 | 1703822.9854 | 1609155.4599 | 1434057.1246 | 1615509.4851 | 1709317.6928 | 1808286.9008 | 1848741.2926 | 1902293.3657 | 1989828.192 | 2198410.3331
Option 6 SG | DNSP Thermal Limit on CER CSA Area1 | DNSP Thermal Limit on CER | 3530580.6964 | 3906412.056 | 4163265.3279 | 4103515.7576 | 3836003.9188 | 4012073.4885 | 4098150.4694 | 4187232.3986 | 4530083.9901 | 4646111.8069 | -8136783.2427 | -7935339.9046 | -7998889.3218 | -7601710.4499 | -7784336.4174 | -7809499.4919 | -8228216.2219 | -7879077.1529 | -7600093.8111 | -7726043.3363 | -7390782.8072 | -7192282.5592 | -7033244.385 | -6823240.4537
Option 6 SG | DNSP Thermal Limit on CER GG Area1 | DNSP Thermal Limit on CER | 107949.3376 | 124514.484 | 134503.7705 | 147220.8186 | 153611.9358 | 159470.0428 | 165317.0533 | 173821.4659 | 176864.9941 | 182817.021 | 175346.6262 | 171968.6053 | 182190.6587 | 199011.4803 | 204413.149 | 200863.0236 | 175402.2793 | 197422.6449 | 207726.0049 | 224440.7144 | 228125.7577 | 232025.8276 | 241068.6636 | 255111.3454
Option 6 SG | DNSP Thermal Limit on CER MEL Area1 | DNSP Thermal Limit on CER | 829874.9515 | 955268.3334 | 1078672.303 | 1044650.9751 | -49848.0967 | 12779.6639 | -229376.3437 | -226866.1698 | -631792.056 | -690714.6427 | -707252.574 | -649875.0484 | -560928.931 | -726307.458 | -712420.8112 | -1038351.0482 | -1247890.6886 | -1046291.4205 | -1160680.2569 | -1507433.043 | -1193637.1354 | -1036853.3104 | -1129225.113 | -1161496.9712
Option 6 SG | DNSP Thermal Limit on CER MEL Area2 | DNSP Thermal Limit on CER | 3333834.4802 | 3836989.8366 | 4370469.3028 | 4339332.1854 | 4907326.1168 | 5155058.3073 | 5338199.6558 | 5636823.6329 | 5746488.6512 | 5579243.1596 | 5501197.3364 | 5667947.845 | 5836372.5724 | 6458301.1778 | 6407647.3848 | 6311690.5801 | 5534604.6304 | 5966153.9898 | 6586344.7772 | 6045870.0261 | 6073812.6925 | 6466077.6101 | 6446581.5478 | 7235386.4673
Option 6 SG | DNSP Thermal Limit on CER NNSW Area1 | DNSP Thermal Limit on CER | 1609089.6635 | 1743929.969 | 1972328.8965 | 2101553.1713 | 2110137.5904 | 2219402.4846 | 2228144.1357 | 2414588.8532 | 2417869.2484 | 2428794.239 | 2317967.882 | 2255184.855 | 2437032.1136 | 2594809.6004 | 2672997.5598 | 2513611.0219 | 2297879.8242 | 2414040.1325 | 2633700.7281 | 2813501.2981 | 2652851.0357 | 2856136.9441 | 2931423.7061 | 3255011.054
Option 6 SG | DNSP Thermal Limit on CER NQ Area1 | DNSP Thermal Limit on CER | 1443504.8326 | 1658117.243 | 1776484.9708 | 1929203.9236 | 2014348.6897 | 2084338.7517 | 2149468.9939 | 2256691.2015 | 2294199.366 | 2376450.3339 | 2267472.9716 | 2231661.6206 | 2356990.338 | 2554737.1336 | 2629464.5815 | 2599668.2515 | 2265401.4214 | 2544035.2586 | 2666079.1135 | 2860378.9369 | 2956908.6011 | 2932053.606 | 2518677.9943 | 2735087.0402
Option 6 SG | DNSP Thermal Limit on CER NSA Area1 | DNSP Thermal Limit on CER | 145099.3855 | 151629.0237 | 174427.4009 | 176254.0274 | -47166.7407 | -42584.8282 | -54571.2892 | -43940.3753 | -94987.5819 | -84263.9849 | -605509.628 | -590700.1061 | -584957.8099 | -560932.4152 | -581067.9531 | -577890.309 | -606951.8496 | -578915.86 | -557774.9671 | -561322.0421 | -533650.9359 | -528552.3684 | -506154.7429 | -490530.6191
Option 6 SG | DNSP Thermal Limit on CER SESA Area1 | DNSP Thermal Limit on CER | 162874.9203 | 186508.7892 | 199893.9663 | 200237.2073 | 128183.3007 | 120812.1985 | 126758.1382 | 132707.1555 | 143026.3523 | 144095.2826 | -397605.9909 | -375277.5302 | -375005.1351 | -363580.2096 | -359879.0898 | -356929.608 | -378125.9135 | -355070.6093 | -338873.7804 | -343201.4626 | -323664.9987 | -309477.2302 | -300029.1355 | -288217.8902
Option 6 SG | DNSP Thermal Limit on CER SEV Area1 | DNSP Thermal Limit on CER | 445974.8996 | 513583.428 | 585879.4126 | 584571.0798 | 658836.4579 | 693604.9467 | 716571.5058 | 759303.225 | 802207.0329 | 782899.4501 | 774636.3294 | 799174.0614 | 826954.5113 | 912901.7925 | 914498.713 | 913024.0866 | 850521.6584 | 923191.7154 | 1011392.6726 | 993535.3195 | 1093617.3843 | 1164064.1812 | 1226327.4574 | 1323737.3696
Option 6 SG | DNSP Thermal Limit on CER SNSW Area1 | DNSP Thermal Limit on CER | 1095792.8252 | 1183240.6752 | 1314704.9147 | 1378262.4554 | 1369106.0835 | 1442630.1815 | 1315961.2477 | 1467310.2874 | 1463360.6855 | 1423570.3965 | 1385740.7332 | 1345059.0558 | 1470111.7772 | 1539188.9817 | 1604474.5655 | 1533418.1683 | 1357282.9451 | 1458550.5292 | 1541389.2444 | 1550936.8779 | 1614457.5398 | 1747289.5415 | 1652490.921 | 1899771.5535
Option 6 SG | DNSP Thermal Limit on CER SNSW Area2 | DNSP Thermal Limit on CER | 812631.8613 | 890833.2405 | 1010966.7476 | 1067147.9969 | 1085389.0976 | 1133284.1256 | 1125876.5621 | 1212423.7556 | 1199676.1928 | 1192774.2035 | 1133877.6636 | 1099616.4426 | 1181921.0359 | 1263671.9959 | 1305837.5308 | 1241626.2851 | 1069518.5371 | 1137273.7303 | 1276238.3649 | 1354429.9361 | 1286121.0505 | 1389256.2679 | 1399467.4068 | 1585705.659
Option 6 SG | DNSP Thermal Limit on CER SNW Area1 | DNSP Thermal Limit on CER | 3363462.9097 | 3691346.2979 | 4221126.7505 | 4500717.3685 | 4515621.0149 | 4763491.5148 | 4699034.3683 | 5097533.2322 | 4987298.067 | 4907954.4914 | 4655352.0165 | 4529534.0403 | 4901472.8542 | 5170258.4045 | 5340304.5526 | 5012726.1392 | 4503902.2238 | 4829032.8329 | 5372240.3401 | 5791937.7184 | 4602334.8629 | 5291323.7152 | 5299528.9317 | 5887166.1462
Option 6 SG | DNSP Thermal Limit on CER SNW Area2 | DNSP Thermal Limit on CER | 3926421.1884 | 4305763.0449 | 4917713.2071 | 5235748.47 | 5243662.2649 | 5530238.5784 | 5487166.8224 | 5928360.1737 | 5825459.2857 | 5749738.0343 | 5462615.2362 | 5317719.3906 | 5734705.5696 | 6091588.7083 | 6278664.0648 | 5903361.1976 | 5322935.4001 | 5670781.203 | 6308323.4773 | 6750543.2781 | 5925637.3415 | 6446507.2207 | 6478810.0358 | 7229943.364
Option 6 SG | DNSP Thermal Limit on CER SQ Area1 | DNSP Thermal Limit on CER | 7090486.9502 | 8119715.4839 | 8723522.8135 | 9492358.1181 | 9865169.4213 | 10217715.8797 | 10550765.9031 | 11035369.9807 | 11173162.5738 | 11583917.4352 | 11035093.5569 | 10713922.9422 | 11388348.234 | 12346390.8521 | 12717262.239 | 12438852.4299 | 10878756.8518 | 12286027.8443 | 12717586.2994 | 13788154.0966 | 14075679.7152 | 14292788.5325 | 14983149.0703 | 15504820.4139
Option 6 SG | DNSP Thermal Limit on CER TAS Area1 | DNSP Thermal Limit on CER | 444773.7853 | 500287.5958 | 556921.8908 | 550463.6406 | 594276.7801 | 629374.3953 | 632609.2698 | 658019.1567 | 667485.406 | 657567.0268 | 654787.6684 | 641646.1454 | 664365.7595 | 699074.7661 | 702180.6543 | 671263.3787 | 642602.1893 | 667400.3253 | 691040.3192 | 646386.9151 | 608717.8558 | 682482.7304 | 662496.115 | 744434.9503
Option 6 SG | DNSP Thermal Limit on CER WNV Area1 | DNSP Thermal Limit on CER | 346053.6644 | 392924.6823 | 436873.5437 | 437410.0793 | 501534.3742 | 517154.2152 | 530260.8194 | 559467.9566 | 593111.3505 | 580903.2207 | 572505.8439 | 583706.9805 | 603466.4832 | 659140.0743 | 652654.1053 | 652105.3889 | 532478.5331 | 586100.6357 | 637558.1977 | 632046.5716 | 688145.6208 | 719311.2694 | 754491.3776 | 815407.2231
Option 6 SG | DNSP Thermal Limit on CER WNV Area2 | DNSP Thermal Limit on CER | 1319891.4946 | 1523387.2767 | 1718293.9703 | 1723624.7802 | 2017128.7816 | 2082074.102 | 2137562.7135 | 2257410.4445 | 2388052.5739 | 2340748.806 | 2311107.977 | 2359200.237 | 2440613.9315 | 2649676.1272 | 2631082.0767 | 2635116.644 | 2252424.6028 | 2473744.1127 | 2680228.5195 | 2643043.8076 | 3008502.6425 | 3146695.3773 | 3261576.203 | 3470710.2572
Option 6 SG | DNSP Thermal Limit on Distributed Resources CNSW Area1 | DNSP Thermal Limit on Distributed Resources | 0.0064322 | 0.016083 | 0.015953 | 0.01421 | 0.015188 | 0.015973 | 0.020649 | 0.020092 | 0.023059 | 0.020997 | 0.019959 | 0.018716 | 0.019528 | 0.02124 | 0.020283 | 0.020345 | 0.019154 | 0.018949 | 0.020433 | 0.019144 | 0.021638 | 0.020895 | 0.024369 | 0.025444
Option 6 SG | DNSP Thermal Limit on Distributed Resources CQ Area1 | DNSP Thermal Limit on Distributed Resources | 0 | 0 | 0 | 0 | 0 | 0 | 0 | 0 | 0 | 0 | 0 | 0 | 0 | 0 | 0 | 0 | 0 | 0 | 0 | 0 | 0 | 0 | 0 | 0
Option 6 SG | DNSP Thermal Limit on Distributed Resources CSA Area1 | DNSP Thermal Limit on Distributed Resources | 0 | 0 | 0 | 0 | 0 | 0 | 0 | 0 | 0 | 0 | 0 | 0 | 0 | 0 | 0 | 0 | 0 | 0 | 0 | 0 | 0 | 0 | 0 | 0
Option 6 SG | DNSP Thermal Limit on Distributed Resources GG Area1 | DNSP Thermal Limit on Distributed Resources | 0 | 0 | 0 | 0 | 0 | 0 | 0 | 0 | 0 | 0 | 0 | 0 | 0 | 0 | 0 | 0 | 0 | 0 | 0 | 0 | 0 | 0 | 0 | 0
Option 6 SG | DNSP Thermal Limit on Distributed Resources MEL Area1 | DNSP Thermal Limit on Distributed Resources | 0.0027431 | 0.006963 | 0.0066167 | 0.0053827 | 0.010287 | 0.023414 | 0.028884 | 0.029307 | 0.032576 | 0.027957 | 0.027388 | 0.028187 | 0.025336 | 0.027505 | 0.028952 | 0.026164 | 0.024517 | 0.02677 | 0.026798 | 0.024911 | 0.028489 | 0.029739 | 0.029519 | 0.033723
Option 6 SG | DNSP Thermal Limit on Distributed Resources MEL Area2 | DNSP Thermal Limit on Distributed Resources | 0.0025117 | 0.0076394 | 0.0066693 | 0.0056713 | 0.016197 | 0.018219 | 0.02254 | 0.022878 | 0.025589 | 0.02228 | 0.021825 | 0.022498 | 0.021348 | 0.023303 | 0.024685 | 0.022047 | 0.019683 | 0.021484 | 0.022978 | 0.020667 | 0.023749 | 0.02334 | 0.025266 | 0.026963
Option 6 SG | DNSP Thermal Limit on Distributed Resources NNSW Area1 | DNSP Thermal Limit on Distributed Resources | 0 | 0 | 0 | 0 | 0 | 0 | 0 | 0 | 0 | 0 | 0 | 0 | 0 | 0 | 0 | 0 | 0 | 0 | 0 | 0 | 0 | 0 | 0 | 0
Option 6 SG | DNSP Thermal Limit on Distributed Resources NQ Area1 | DNSP Thermal Limit on Distributed Resources | 0 | 0 | 0 | 0 | 0 | 0 | 0 | 0 | 0 | 0 | 0 | 0 | 0 | 0 | 0 | 0 | 0 | 0 | 0 | 0 | 0 | 0 | 0 | 0
Option 6 SG | DNSP Thermal Limit on Distributed Resources NSA Area1 | DNSP Thermal Limit on Distributed Resources | 0 | 0 | 0 | 0 | 0 | 0 | 0 | 0 | 0 | 0 | 0 | 0 | 0 | 0 | 0 | 0 | 0 | 0 | 0 | 0 | 0 | 0 | 0 | 0
Option 6 SG | DNSP Thermal Limit on Distributed Resources SESA Area1 | DNSP Thermal Limit on Distributed Resources | 0 | 0 | 0 | 0 | 0 | 0 | 0 | 0 | 0 | 0 | 0 | 0 | 0 | 0 | 0 | 0 | 0 | 0 | 0 | 0 | 0 | 0 | 0 | 0
Option 6 SG | DNSP Thermal Limit on Distributed Resources SEV Area1 | DNSP Thermal Limit on Distributed Resources | 0 | 0 | 0 | 0 | 0 | 0 | 0 | 0 | 0 | 0 | 0 | 0 | 0 | 0 | 0 | 0 | 0 | 0 | 0 | 0 | 0 | 0 | 0 | 0
Option 6 SG | DNSP Thermal Limit on Distributed Resources SNSW Area1 | DNSP Thermal Limit on Distributed Resources | 0 | 0 | 0 | 0 | 0 | 0 | 0 | 0 | 0 | 0 | 0 | 0 | 0 | 0 | 0 | 0 | 0 | 0 | 0 | 0 | 0 | 0 | 0 | 0
Option 6 SG | DNSP Thermal Limit on Distributed Resources SNSW Area2 | DNSP Thermal Limit on Distributed Resources | 0 | 0 | 0 | 0 | 0 | 0 | 0 | 0 | 0 | 0 | 0 | 0 | 0 | 0 | 0 | 0 | 0 | 0 | 0 | 0 | 0 | 0 | 0 | 0
Option 6 SG | DNSP Thermal Limit on Distributed Resources SNW Area1 | DNSP Thermal Limit on Distributed Resources | 0.0055025 | 0.014085 | 0.010833 | 0.0096941 | 0.013145 | 0.0089503 | 0.021117 | 0.020887 | 0.024612 | 0.02092 | 0.01966 | 0.020362 | 0.021727 | 0.020987 | 0.018224 | 0.020383 | 32211.1998 | 33080.6915 | 35941.9917 | 693375.0434 | 727795.3183 | 770974.9059 | 755615.9027 | 791081.9712
Option 6 SG | DNSP Thermal Limit on Distributed Resources SNW Area2 | DNSP Thermal Limit on Distributed Resources | 0.0053926 | 0.01316 | 0.010942 | 0.0088577 | 0.011884 | 0.017637 | 0.035407 | 0.035202 | 0.039161 | 0.035057 | 0.033704 | 0.034549 | 0.035814 | 0.034662 | 0.032165 | 42888.2973 | 81505.1071 | 83705.2539 | 90945.4564 | 970243.6802 | 1013336.454 | 1073457.0094 | 1052072.103 | 1101452.7905
Option 6 SG | DNSP Thermal Limit on Distributed Resources SQ Area1 | DNSP Thermal Limit on Distributed Resources | 0 | 0 | 0 | 0 | 0 | 0 | 0 | 0 | 0 | 0 | 0 | 0 | 0 | 0 | 0 | 0 | 0 | 0 | 0 | 0 | 0 | 0 | 0 | 0
Option 6 SG | DNSP Thermal Limit on Distributed Resources TAS Area1 | DNSP Thermal Limit on Distributed Resources | 0.002421 | 0.0039422 | 0.0048978 | 0.004171 | 0.012015 | 0.022505 | 0.025669 | 0.026565 | 0.026059 | 0.026036 | 774465.1364 | 761344.635 | 793138.665 | 853234.9481 | 453683.3128 | 447486.6824 | 411582.6874 | 468404.6498 | 483198.0612 | 468724.3267 | 486827.822 | 541517.001 | 512054.645 | 506197.6747
Option 6 SG | DNSP Thermal Limit on Distributed Resources WNV Area1 | DNSP Thermal Limit on Distributed Resources | 0 | 0 | 0 | 0 | 0 | 0 | 0 | 0 | 0 | 0 | 0 | 0 | 0 | 0 | 0 | 0 | 0 | 0 | 0 | 0 | 0 | 0 | 0 | 0
Option 6 SG | DNSP Thermal Limit on Distributed Resources WNV Area2 | DNSP Thermal Limit on Distributed Resources | 0 | 0 | 0 | 0 | 0 | 0 | 0 | 0 | 0 | 0 | 0 | 0 | 0 | 0 | 0 | 0 | 0 | 0 | 0 | 0 | 0 | 0 | 0 | 0
Option 6 SG | Daily H2 Limit NSW | H2 Infrastructure Limitations | 0 | 0 | 0 | 0 | 0 | 0 | 0 | 0 | 0 | 0 | 0 | 0 | 0 | 0 | 0 | 0 | 0 | 0 | 0 | 0 | 0 | 0 | 0 | 0
Option 6 SG | Daily H2 Limit QLD | H2 Infrastructure Limitations | 0 | 0 | 0 | 0 | 0 | 0 | 0 | 0 | 0 | 0 | 0 | 0 | 0 | 0 | 0 | 0 | 0 | 0 | 0 | 0 | 0 | 0 | 0 | 0
Option 6 SG | Daily H2 Limit SA | H2 Infrastructure Limitations | 0 | 0 | 0 | 0 | 0 | 0 | 0 | 0 | 0 | 0 | 0 | 0 | 0 | 0 | 0 | 0 | 0 | 0 | 0 | 0 | 0 | 0 | 0 | 0
Option 6 SG | Daily H2 Limit TAS | H2 Infrastructure Limitations | 0 | 0 | 0 | 0 | 0 | 0 | 0 | 0 | 0 | 0 | 0 | 0 | 0 | 0 | 0 | 0 | 0 | 0 | 0 | 0 | 0 | 0 | 0 | 0
Option 6 SG | Daily H2 Limit VIC | H2 Infrastructure Limitations | 0 | 0 | 0 | 0 | 0 | 0 | 0 | 0 | 0 | 0 | 0 | 0 | 0 | 0 | 0 | 0 | 0 | 0 | 0 | 0 | 0 | 0 | 0 | 0
Option 6 SG | ExportGroup_CNSW1 | Group Network Export Constraints | 2619742.1042 | 2601964.9239 | 2837483.1209 | 1990771.6371 | 2006888.0648 | 1939241.4605 | 1914794.2732 | 1994651.3239 | 2117628.503 | 2193724.2254 | 2162183.4497 | 2277789.8922 | 2213627.3236 | 2160441.9634 | 2070662.5181 | 1928532.4757 | 1651485.8012 | 1640706.6559 | 1622862.8971 | 1516714.8479 | 1638642.0622 | 1639053.3908 | 1455559.3321 | 1063942.1816
Option 6 SG | ExportGroup_CQ1 | Group Network Export Constraints | -1203724.3978 | 400600.5355 | 3292519.9226 | 3632385.7457 | 3128136.6465 | 2949923.0811 | 2448486.5153 | 3335246.4364 | 4507965.717 | 3884520.0004 | 3619061.4572 | 3026232.4211 | 3549356.8468 | 4472340.0944 | 4509984.934 | 4760803.6586 | 5316092.1367 | 7465101.8617 | 8121520.0146 | 9264324.1458 | 8363176.0573 | 7927104.4292 | 7486307.0099 | 7463870.2571
Option 6 SG | ExportGroup_MN1 | Group Network Export Constraints | 4366878.5611 | 5492533.599 | 4916365.3154 | 5783760.739 | 4913110.0869 | 5615619.0731 | 4793416.9369 | 5443022.2748 | 5547476.2337 | 5070703.331 | 4275552.1489 | 5242389.4475 | 5225627.1891 | 4010456.2323 | 4568739.1854 | 4759629.447 | 4561075.3549 | 5349067.0395 | 6654213.2791 | 6751186.96 | 6669155.2047 | 6184778.4043 | 4375064.925 | 6246174.3387
Option 6 SG | ExportGroup_NET1 | Group Network Export Constraints | 0 | 0.0057902 | 869146.8285 | 654536.4294 | 805458.5696 | 907042.0124 | 899931.3086 | 897465.9438 | 869234.0832 | 841055.6871 | 1738616.0371 | 2203089.3772 | 2222254.3167 | 2223769.2726 | 1781537.3899 | 1666002.7884 | 1684134.97 | 1653244.4605 | 1651581.5354 | 1678186.8522 | 1603101.7107 | 1544054.9813 | 1611158.0006 | 1512417.2779
Option 6 SG | ExportGroup_NQ1 | Group Network Export Constraints | 2187985.4456 | 2683566.4352 | 5027967.1995 | 5518827.3582 | 5571740.4851 | 5551101.2555 | 5426512.4103 | 6529990.081 | 7528787.8875 | 7781836.4377 | 7649007.5086 | 7501585.4984 | 8568137.1743 | 9212032.5218 | 9563878.3198 | 10367020.6813 | 11100041.5606 | 13524983.2134 | 14192876.8397 | 15082570.6036 | 14706030.8562 | 13737885.6655 | 14617488.9283 | 15873750.0033
Option 6 SG | ExportGroup_NSA1 | Group Network Export Constraints | 867196.6336 | 1780340.8544 | 1585279.1784 | 1485501.4668 | 1226583.0255 | 1197295.2734 | 1064842.3366 | 1187183.8999 | 1201555.4567 | 1138560.3903 | 1167271.3103 | 1316662.2994 | 1333517.2058 | 1336739.1218 | 1389689.8141 | 1300773.3848 | 1229908.5987 | 1272146.3591 | 1249225.5965 | 1115954.4822 | 1722973.5332 | 1802515.1002 | 1523984.4658 | 2457630.584
Option 6 SG | ExportGroup_SEVIC1 | Group Network Export Constraints | 0 | 0 | 0 | 0 | 0 | 22065410.7819 | 25076648.8316 | 5351589.3475 | -268573.171 | 2288744.2501 | 4128811.0995 | 5150598.0509 | -31301782.8831 | -30418646.0214 | -33251562.7592 | -34333971.6862 | -33077483.7297 | -33530170.2676 | -33549045.0126 | -32469347.3414 | -33041682.0328 | -33080845.229 | -31986716.7469 | -31969718.845
Option 6 SG | ExportGroup_SQ1 | Group Network Export Constraints | 1032582.9414 | -499534.2193 | 1216894.235 | 3790094.9109 | 2921168.2609 | 2832640.6937 | 2331422.5264 | 2499222.3913 | 2727940.5461 | 2109088.0113 | 1393213.8387 | 805407.4524 | 1353994.6313 | 1694612.5434 | 1618819.1866 | -4629308.081 | -3267659.7859 | -1885497.8773 | -2110251.7306 | -1358749.1168 | -1808341.9697 | -1319699.1622 | -1902874.3936 | -3530367.4552
Option 6 SG | ExportGroup_SWNSW1 | Group Network Export Constraints | 2718949.9377 | 1137407.3048 | -247861.8063 | -1264944.478 | -1339246.7045 | -1848803.685 | -1709637.1147 | -1871615.9645 | -1074976.8309 | -1375063.7395 | -1143352.657 | -1106026.2154 | -1262973.8442 | -991990.8342 | -1060722.0484 | -1024447.823 | -934988.2363 | -1827006.0357 | -1859063.9533 | -2048549.8777 | -2091759.2644 | -2324649.3186 | -2335454.9528 | -2871735.8929
Option 6 SG | ExportGroup_SWNSW2 | Group Network Export Constraints | 0 | 0 | 0 | 0 | 0 | 9081118.2326 | 14542203.2057 | 18530706.6429 | 15602418.7082 | 18244516.84 | 18493964.8669 | 18939388.9917 | 18852130.9194 | 17409954.8118 | 17156374.298 | 16434242.8697 | 16908655.5401 | 18041854.4937 | 16486875.6038 | 16190435.0813 | 12819723.6629 | 13239717.1735 | 14297078.3786 | 14211935.0794
Option 6 SG | ExportGroup_SWQLD1 | Group Network Export Constraints | 7976650.9565 | 11970697.6973 | 10900260.0714 | 10717023.2474 | 11887553.7884 | 13005888.4572 | 13287325.3538 | 14043461.5722 | 14000729.2259 | 14474725.8072 | 14028024.9543 | 14294909.7284 | 12061534.9372 | 11535517.0002 | 11339955.616 | 11123809.1189 | 11169143.0198 | 8931786.7058 | 9678673.5113 | 8402019.4228 | 9251279.6814 | 9850318.1707 | 10007237.0239 | 10316280.1994
Option 6 SG | ExportGroup_SWV1 | Group Network Export Constraints | 8054495.3927 | 10790993.5786 | 10742232.0071 | 12984307.8792 | 10605942.0453 | 11719603.1714 | 11956674.9286 | 12008594.1917 | 11772892.2353 | 10883313.39 | 10344349.7939 | 10342548.5497 | 8011549.9397 | 6053111.4678 | 5980693.3357 | 6369061.0623 | 5374296.2893 | 5994663.5714 | 5657771.7852 | 3077468.7926 | 1647010.2344 | 1160210.2615 | 569561.5107 | 894343.23
Option 6 SG | ExportGroup_WNV1 | Group Network Export Constraints | -1691867.4757 | -1432564.9309 | -1868441.9208 | -309538.4226 | -1279932.8408 | -1094675.4089 | 0 | 0 | 0 | 0 | 0 | 0 | 0 | 0 | 0 | 0 | 0 | 0 | 0 | 0 | 0 | 0 | 0 | 0
Option 6 SG | ExportGroup_WV1 | Group Network Export Constraints | 3511565.2599 | 3849462.0689 | 3990752.8329 | -179170.4433 | -5041021.9959 | -6135365.9406 | -6846896.9513 | -6778512.7279 | -7165724.6766 | -7783118.531 | -7672990.0384 | -7756361.3247 | -8797170.2537 | -8846821.954 | -8413136.3947 | -8138368.6987 | -8410194.4858 | -8078784.7572 | -8056613.5118 | -7791278.1557 | -7362959.9778 | -7677484.2046 | -7851609.849 | -8683299.9374
Option 6 SG | ExportLimit_DN2_Yass | Distribution REZ Export Constraints | 0 | 0 | 0 | 0 | 0 | 0 | 0 | 0 | 0 | 0 | 0 | 0 | 0 | 0 | 0 | 0 | 0 | 0 | 0 | 0 | 0 | 0 | 0 | 0
Option 6 SG | ExportLimit_DN3_Marulan | Distribution REZ Export Constraints | 0 | 0 | 0 | 0 | -0.070731 | -0.076033 | -0.074688 | -0.074148 | -0.073289 | -0.07278 | -0.073046 | -0.070682 | -0.057286 | -0.069076 | -0.0633 | -0.06247 | -0.056814 | -0.059652 | -0.060636 | -0.063953 | -0.068102 | -0.086911 | -0.097362 | -0.12078
Option 6 SG | ExportLimit_N10_Hunter Coast | REZ Network Export Constraints | 0 | 0 | 0 | -10224000 | -17520000 | -17568000 | -17520000 | -17520000 | -17520000 | -17568000 | -17520000 | -17520000 | -17519999.9998 | -17567999.9998 | -17519999.9997 | -17519999.9998 | -17519999.9997 | -17567999.9997 | -17519999.9992 | -17519999.9993 | -17519999.9992 | -17567999.9991 | -17519999.9988 | -17519999.9989
Option 6 SG | ExportLimit_N11_Illawarra Coast | REZ Network Export Constraints | 0 | 0 | 0 | 0 | 0 | 0 | 0 | -17520000 | -17520000 | -17568000 | -17520000 | -17520000 | -17519999.9998 | -17567999.9998 | -17519999.9998 | -17519999.9998 | -17519999.9997 | -17567999.9997 | -17519999.9999 | -17520000.0001 | -17520000.0003 | -17568000.0002 | -17520000.0001 | -17519999.9997
Option 6 SG | ExportLimit_N12_Illawarra | REZ Network Export Constraints | -3796 | -3754.1143 | -3717.5675 | -3691.704 | -85451.704 | -242973.417 | -492197.1268 | -853203.1276 | -1329548.9835 | -1619289.5265 | -1877425.126 | -2101784.6949 | -2066205.6585 | -2236182.8056 | -2323430.3547 | -2445597.0198 | -2624063.8602 | -2878691.249 | -3160473.0685 | -3578221.1869 | -4040512.1405 | -4520570.3267 | -4957871.0363 | -5335844.7305
Option 6 SG | ExportLimit_N13_South Cobar | REZ Network Export Constraints | 0 | 1.6661 | 1.6759 | 1.2435 | 1.2305 | 1.0242 | 1.7694 | 1.7542 | 1.9054 | 1.8966 | 1.8357 | 1.6933 | 1.8054 | 1.8273 | 1.8012 | 1.7952 | 1.5652 | 1.7031 | 1.7413 | 1.6841 | 1.6773 | 1.6615 | 419742.3009 | 452086.3256
Option 6 SG | ExportLimit_N1_North West NSW | REZ Network Export Constraints | 396363.1506 | 732724.8153 | 714886.6872 | 556033.5509 | 531200.0695 | 474746.5032 | 517976.1418 | 476084.55 | 613273.9967 | 564808.0399 | 610925.0928 | 610947.7415 | 638740.6661 | 651214.014 | 650683.5248 | 684733.3121 | 664114.3635 | 652917.0063 | 663890.5821 | 605245.6484 | 530040.36 | 411190.9976 | 387854.1197 | 350279.4773
Option 6 SG | ExportLimit_N2_New England | REZ Network Export Constraints | 2371702.1309 | 2602577.6179 | 2773954.9015 | 2473431.7784 | 2807838.1504 | 2819122.4418 | -17785915.4369 | -17768512.4126 | -17459188.334 | -17895122.3685 | -17613947.0626 | -16299997.8161 | -16640699.9367 | -17061095.1051 | -16907014.9678 | -15296369.7118 | -14414871.95 | -15538553.0281 | -15359717.6985 | -15735683.5873 | -14339066.3599 | -13822250.6314 | -13814098.9305 | -13031744.415
Option 6 SG | ExportLimit_N3_Central-West Orana | REZ Network Export Constraints | 3438926.2433 | 3837791.2804 | -17641393.1345 | -20748084.3416 | -20705781.0644 | -20928958.5252 | -20985224.7139 | -19837927.8458 | -21490847.9387 | -21928448.4449 | -22650831.2493 | -24813869.4682 | -23732974.0684 | -25818271.6744 | -22980509.5262 | -22880770.2857 | -25103141.3507 | -24993266.7161 | -22459534.1093 | -22924305.7067 | -22176051.2338 | -22362710.3861 | -23141880.4204 | -22203383.7518
Option 6 SG | ExportLimit_N4_Broken Hill | REZ Network Export Constraints | 778802.2326 | 1176298.7008 | 1104712.0735 | 820200.3742 | 797048.8552 | 694897.5922 | 735668.398 | 740841.67 | 933938.5681 | 778169.2776 | 916041.1061 | 928443.4941 | 882705.0389 | 889777.7629 | 927966.4423 | 1040692.5532 | 1076686.8591 | 1193217.3383 | 1187523.3502 | 1157980.3016 | 1174026.4359 | 1045951.9492 | 1022633.2745 | 1079433.6287
Option 6 SG | ExportLimit_N5_South West NSW | REZ Network Export Constraints | 1522943.3572 | -4189095.3724 | -8419001.8842 | -9128124.166 | -9169445.2041 | -12648758.3176 | -14709579.2328 | -14880563.2805 | -14297449.7503 | -14460985.4686 | -14345863.2451 | -14304299.379 | -14376775.8655 | -14156980.9712 | -14193249.6446 | -14223969.7163 | -14186785.146 | -14406732.3671 | -14394296.057 | -14548416.321 | -14436555.3453 | -12569765.9474 | -12533427.2684 | -11945052.8409
Option 6 SG | ExportLimit_N6_Wagga Wagga | REZ Network Export Constraints | 910454.6032 | -7603987.5053 | -7329821.8015 | -8183158.1557 | -8620158.6199 | -9867539.8374 | -9695574.4835 | -10395541.0153 | -8212264.1628 | -8671990.9107 | -8529516.0967 | -8767211.2456 | -8744918.2408 | -7957694.0915 | -8000091.511 | -8413805.4473 | -8298852.343 | -8240224.2823 | -8153792.0036 | -8687446.6839 | -8191311.8077 | -8633522.1679 | -8712982.6178 | -8714359.7611
Option 6 SG | ExportLimit_N7_Tumut | REZ Network Export Constraints | -241.7745 | -5272981.1204 | -5111308.8772 | -4881157.3008 | -4864694.4733 | -4907909.3818 | -5027530.3382 | -4904065.4971 | -4856926.704 | -4822278.4643 | -4878642.6779 | -4814186.1321 | -4838506.4698 | -4937269.3462 | -4823227.0793 | -4851404.5027 | -4856034.673 | -4940448.1249 | -4889513.0632 | -4876966.4845 | -4851722.8734 | -4589060.102 | -4564279.5185 | -4501877.3702
Option 6 SG | ExportLimit_N8_Cooma-Monaro | REZ Network Export Constraints | 324547.2747 | 491408.5305 | 535825.356 | 1076436.4124 | 1015040.9144 | 1024822.067 | 943974.3683 | 975151.904 | 965147.2593 | 925427.985 | 814518.8425 | 697400.0328 | 762151.5696 | 728846.2688 | 438253.6751 | 348333.0926 | 275106.645 | 228313.2809 | 604818.6276 | 541155.0798 | 431032.2775 | 512951.2772 | 449281.9813 | 463061.72
Option 6 SG | ExportLimit_N9_Hunter-Central Coast | REZ Network Export Constraints | -128321.7371 | 1664627.8373 | -6756965.7666 | -6981636.7025 | -7078396.4028 | -7151623.4189 | -7252432.685 | -7199502.533 | -7038309.8527 | -7172236.9772 | -7209772.3715 | -7356689.7886 | -7113914.097 | -7203152.9534 | -5232127.2026 | -5107020.0024 | -3538760.7614 | -4065344.439 | -3601913.0485 | -3800709.4572 | -4057186.2418 | -4035906.0856 | -4325988.9914 | -3965715.4036
Option 6 SG | ExportLimit_Q1_Far North Qld | REZ Network Export Constraints | 929110.4902 | 983332.8168 | 1017481.9689 | 1063989.367 | 1057166.1406 | 969623.3483 | 1099588.4869 | 2093361.896 | 3243662.2813 | 3365726.1607 | 3289638.6794 | 3118615.2797 | 3093090.2201 | 3588177.8243 | 3326575.1317 | 3595977.8564 | 3477171.7461 | 3368941.1816 | 3495297.0387 | 4013705.0569 | 3974879.1486 | 3678391.614 | 3114443.7947 | 3702800.711
Option 6 SG | ExportLimit_Q2_North Qld Clean Energy Hub | REZ Network Export Constraints | 335604.7799 | 352655.0001 | 371564.3311 | 365159.6719 | 333773.5793 | -12819955.8008 | -12783392.2505 | -12775638.1258 | -12769407.7961 | -12807819.6865 | -12565540.3552 | -12680394.2857 | -11493051.9349 | -11371152.2901 | -10591135.9567 | -10524424.4232 | -8598617.0048 | -6068331.8736 | -5725988.1047 | -5366105.5865 | -5706972.5723 | -6281972.3952 | -4513002.6496 | -3878119.4607
Option 6 SG | ExportLimit_Q5_Barcaldine | REZ Network Export Constraints | 0 | 0.10965 | 0.10809 | 0.094323 | 0.11023 | 0.1072 | 0.11777 | 0.11536 | 0.11851 | 0.116 | 0.37715 | 340059.6345 | 335992.5627 | 348300.7726 | 369811.9056 | 371738.2837 | 330652.7082 | 327244.5622 | 373452.136 | 384326.7875 | 396993.7701 | 381183.2819 | 403925.6561 | 456803.8927
Option 6 SG | ExportLimit_Q9_Banana | REZ Network Export Constraints | 36768.0178 | 39732.9862 | 42465.7766 | 35821.5132 | 36221.8126 | 34962.417 | 36466.8576 | 37020.485 | 39350.2389 | 37674.9124 | 40282.4476 | 37813.7264 | 38684.7242 | 38987.8853 | 40036.1371 | 42419.1695 | 36905.6661 | 0 | 0 | 0 | 0 | 0 | 0 | 0
Option 6 SG | ExportLimit_S2_Riverland | REZ Network Export Constraints | 32436.4512 | -3844852.9006 | -6759867.3519 | -6790277.6281 | -6783728.0785 | -6757811.8451 | -6780828.7354 | -6760175.3534 | -6759337.9422 | -6745180.6382 | -6748279.9195 | -6705831.0057 | -6709984.3441 | -6706413.0211 | -6680211.8712 | -6717273.1065 | -6748739.0523 | -6753928.2245 | -6719204.8141 | -6760685.5674 | -6752957.3116 | -6840030.8291 | -6845559.689 | -6809607.237
Option 6 SG | ExportLimit_S4_Yorke Peninsula | REZ Network Export Constraints | -459.554 | -3390.2892 | -472.4648 | -388.3022 | 0.006292 | 0.0093866 | 0.010848 | 0.011479 | 0.013115 | 0.011816 | 0.012887 | 0.012345 | 0.012076 | 0.012362 | 0.014247 | 0.013304 | 0.014178 | 0.017964 | 0.021519 | 0.079427 | 0.08627 | 0.10922 | 0.11571 | 319534.0392
Option 6 SG | ExportLimit_S6_Roxby Downs | REZ Network Export Constraints | 0 | 0 | 0.0052749 | 0.00511 | 0.0050475 | -0.0011244 | 0.00083739 | 0.0017562 | 0.0029748 | 0.0021846 | 0.002858 | 0.0028222 | 0.0022399 | 0.0023346 | 0.0033266 | 0.0025602 | 0.0030128 | 0.0029356 | 0.0043793 | 0.0035943 | 0.0051379 | 0.0051903 | 0.0058821 | 0.023143
Option 6 SG | ExportLimit_S7_Eastern Eyre Peninsula | REZ Network Export Constraints | 575224.9609 | 593185.2915 | 463962.3708 | 485554.1594 | 274035.7348 | 143808.0186 | 118067.795 | 139200.3338 | 125905.6962 | 0.0078943 | 0.0081689 | 0.0079544 | 0.0076218 | 0.0083535 | 0.010183 | 0.0096897 | 0.0098814 | 0.010665 | 0.014274 | 541499.897 | 957369.2522 | 927648.089 | 828897.1586 | 1026612.2004
Option 6 SG | ExportLimit_S8_Western Eyre Peninsula | REZ Network Export Constraints | 0 | 0 | 0 | 0 | 0 | 0 | 0 | 0 | 0 | 0 | 0 | 0 | 0 | 0 | 0 | 0 | 0 | 0 | 0 | 0 | 0 | 0 | 0 | 0
Option 6 SG | ExportLimit_T1_North East Tasmania | REZ Network Export Constraints | 0 | 0.0057902 | 869146.8285 | 654536.4294 | 805458.5696 | 907042.0124 | 899931.3086 | 897465.9438 | 869234.0835 | 841055.6879 | 1018980.0319 | 1110882.7524 | 1130047.6902 | 1128570.2995 | 689330.7637 | 573796.1622 | 591928.3438 | 558045.4873 | 559374.9091 | 585980.226 | 510895.0843 | 448856.0081 | 518951.3747 | 420210.6526
Option 6 SG | ExportLimit_T2_North West Tasmania | REZ Network Export Constraints | 390481.2172 | 410842.2844 | 596907.6006 | 617797.0757 | 601789.6505 | 594281.5051 | 603519.8736 | 632888.7932 | 629701.362 | 643332.842 | 643387.3426 | 625584.906 | 644998.4731 | 621807.0431 | 360999.9161 | 393641.8505 | 378444.9969 | 434537.2734 | 421854.5479 | 464589.0881 | 478821.8884 | 479832.5646 | 479603.439 | 489927.6126
Option 6 SG | ExportLimit_T3_Central Highlands | REZ Network Export Constraints | 498399.5804 | 915699.8583 | 1299302.7805 | 1998961.1455 | -751955.1283 | -2701390.1333 | -2548416.7792 | 754244.0451 | 857967.9907 | 1578381.1676 | 1260601.3436 | 940195.7066 | 1177507.7664 | 1323439.1159 | 64922.3935 | 177344.5722 | 286121.5382 | 353768.491 | -109798.6276 | 61814.1062 | 143632.4346 | 61708.8412 | 144779.6365 | 254168.9151
Option 6 SG | ExportLimit_V1_North West VIC | REZ Network Export Constraints | 1216008.5387 | -63863.9586 | 1810291.3413 | 2070434.1086 | 1504371.8868 | -6838741.5993 | -12480242.0638 | -12025898.5355 | -12109554.3646 | -12786815.3694 | -12825602.9638 | -12929503.6053 | -13779842.1269 | -13640854.0412 | -13058794.2611 | -12958008.5403 | -13201105.0633 | -12758880.9652 | -12665223.379 | -12333764.1064 | -12192428.9362 | -12159136.0175 | -12380408.1679 | -12835938.7155
Option 6 SG | ExportLimit_V2_Central Highlands VIC | REZ Network Export Constraints | 1916405.4279 | 2672791.4768 | 3647245.2804 | 3587888.3465 | 2268432.4454 | 2280869.5742 | 2301390.8826 | 2586141.8699 | 2653043.8168 | 2614630.7915 | 2532918.8372 | 2551111.0051 | 2230097.8477 | 1849435.7539 | 2089432.5589 | 2205440.8876 | 2158289.384 | 2406768.4419 | 1495654.2521 | 1846733.584 | 1340789.4255 | 1333263.2799 | 1695805.1488 | 2210917.8005
Option 6 SG | ExportLimit_V7_Central North VIC | REZ Network Export Constraints | 1557852.2608 | 1993638.0919 | 2847582.7547 | 3059130.3837 | 2947164.0731 | 2695327.4545 | 2609201.9718 | 2934408.4742 | 2918241.4093 | 2460350.9969 | 2519335.5037 | 2226324.1169 | 2188612.6062 | 2483140.4678 | 2562118.0154 | 2632555.5865 | 2584718.4291 | 2700918.4138 | 2619831.8948 | 2639894.6784 | 2839625.2449 | 2828690.9568 | 2746338.9827 | 2731369.7588
Option 6 SG | ExportLimit_V8_Gippsland Offshore | REZ Network Export Constraints | 0 | 0 | 0 | 0 | 0 | -11426560.631 | -8768253.9999 | -22908588.997 | -20826051.5615 | -16805759.5029 | -14034349.0961 | -12995712.9229 | -32588570.5999 | -31687557.8784 | -28343086.0227 | -29612131.9266 | -28497413.1092 | -28179317.3563 | -27973559.7993 | -26088527.9018 | -28640737.7907 | -28347010.1972 | -27464677.6056 | -26238683.7616
Option 6 SG | Gas Zone Daily Offtake Limit Colongra | Gas Infrastructure Limitations by Gas Zone | 0.0001598 | 28.9183 | 0.00014804 | 0.00014283 | 0.00040959 | 0.00097616 | 1210.1999 | 161.36 | 446.9006 | 887.48 | 1788.2216 | 1401.9348 | 626.3999 | 1932.6407 | 2927.7019 | 2377.8271 | 2100.4034 | 3177.6435 | 3318.2865 | 4878.2875 | 2692.4907 | 2829.1869 | 3546.2807 | 2409.6421
Option 6 SG | Gas Zone Daily Offtake Limit Gippsland | Gas Infrastructure Limitations by Gas Zone | 3870.9807 | 3556.8334 | 4371.9588 | 1630.1827 | 3958.1435 | 2657.5526 | 6928.4719 | 3155.4809 | 4477.6688 | 6635.8826 | 12282.6452 | 11198.7683 | 14199.6276 | 21104.9054 | 35595.4998 | 33672.2872 | 34701.883 | 33357.8644 | 46782.0319 | 59276.3983 | 52491.7228 | 48721.5654 | 70798.1403 | 58046.8671
Option 6 SG | Gas Zone Daily Offtake Limit Gladstone | Gas Infrastructure Limitations by Gas Zone | 0 | 0 | 0 | 0 | 2.2394e-05 | 4.9206e-05 | 3.9765e-06 | 3.9265e-06 | 4.0907e-06 | 4.5039e-06 | 5.3663e-06 | 6.3678e-06 | 5.8168e-06 | 5.9342e-06 | 6.7554e-06 | 6.5736e-06 | 7.3151e-06 | 1.0647e-05 | 4.943e-05 | 5.9597e-05 | 8.7512e-05 | 8.819e-05 | 0.0001047 | 0.0008872
Option 6 SG | Gas Zone Daily Offtake Limit Kurri Kurri | Gas Infrastructure Limitations by Gas Zone | 7.7637e-05 | 11.8813 | 7.203e-05 | 6.947e-05 | 0.00019282 | 81.9337 | 1109.5043 | 231.5442 | 633.0993 | 1279.4816 | 2961.985 | 2383.9427 | 1259.7363 | 3598.7808 | 4805.5412 | 3666.6424 | 3324.258 | 5313.4546 | 4993.7589 | 7224.2588 | 4196.6717 | 4659.1582 | 6126.0405 | 4282.8264
Option 6 SG | Gas Zone Daily Offtake Limit Laverton North | Gas Infrastructure Limitations by Gas Zone | 54.9068 | 42.0921 | 889.9484 | 123.1762 | 204.1635 | 9.2025e-05 | 8.3092e-06 | 7.6379e-06 | 165.9379 | 494.2543 | 273.4 | 399.4033 | 73.728 | 903.1383 | 1899.9882 | 1288.6032 | 1425.5625 | 1218.3557 | 2174.3077 | 3154.9617 | 1740.438 | 824.1579 | 2561.1704 | 1481.7316
Option 6 SG | Gas Zone Daily Offtake Limit Melbourne | Gas Infrastructure Limitations by Gas Zone | 817.6681 | 656.161 | 889.9484 | 810.5092 | 1022.0615 | 0.00020256 | 2.0164e-05 | 105.9094 | 853.2696 | 1705.1787 | 1500.1785 | 1867.0782 | 1528.0778 | 3827.0627 | 4256.7601 | 11018.302 | 10595.2972 | 8453.5784 | 15822.2042 | 20514.7253 | 29891.3782 | 25931.9766 | 44473.8589 | 39237.8389
Option 6 SG | Gas Zone Daily Offtake Limit Moomba | Gas Infrastructure Limitations by Gas Zone | 1621.8607 | 85.2308 | 0.00024465 | 76.1542 | 840.6558 | 350.5642 | 1216.6234 | 389.6582 | 637.7745 | 1080.5893 | 1856.8584 | 1911.5599 | 1662.1624 | 3470.2314 | 4415.9233 | 4619.0479 | 3427.7799 | 3390.0115 | 4243.6642 | 2910.6276 | 0.000173 | 0.00016125 | 0.00047546 | 0.00037677
Option 6 SG | Gas Zone Daily Offtake Limit NQGP | Gas Infrastructure Limitations by Gas Zone | 135.1431 | 107.6772 | 223.8447 | 69.7157 | 69.7157 | 69.9067 | 69.7157 | 69.7157 | 69.7157 | 69.9067 | 320.9855 | 902.3859 | 984.0277 | 1290.4907 | 1931.7347 | 1057.5287 | 1562.373 | 1701.1004 | 3159.96 | 3710.3026 | 3375.7237 | 0 | 0 | 0
Option 6 SG | Gas Zone Daily Offtake Limit Newcastle | Gas Infrastructure Limitations by Gas Zone | 0.00023743 | 40.7996 | 0.00022007 | 0.0002123 | 0.00065291 | 81.9347 | 2319.7042 | 392.9043 | 1079.9999 | 2166.9616 | 4750.2066 | 3785.8774 | 2063.4375 | 6018.044 | 8370.3258 | 6531.6958 | 5819.514 | 9160.9594 | 8951.9587 | 12973.1002 | 7491.127 | 8142.4485 | 10455.3499 | 7308.0687
Option 6 SG | Gas Zone Daily Offtake Limit Northern | Gas Infrastructure Limitations by Gas Zone | 2733.092 | 1952.0568 | 3128.7104 | 1599.9875 | 787.428 | 624.0574 | 1700.7265 | 719.8333 | 578.1866 | 1031.188 | 4342.1579 | 5794.5049 | 8042.075 | 9163.3217 | 13563.7775 | 7347.8718 | 10254.776 | 11783.6865 | 26602.5942 | 25411.4431 | 17847.7505 | 13688.9588 | 17457.8619 | 33472.0861
Option 6 SG | Gas Zone Daily Offtake Limit Port Campbell | Gas Infrastructure Limitations by Gas Zone | 420.7999 | 341.0857 | 2375.6038 | 491.0772 | 1728.8119 | 217.8251 | 421.0656 | 272.9702 | 1060.3705 | 1850.7473 | 2037.7368 | 2091.4285 | 2065.6826 | 4372.2527 | 5582.2242 | 5123.9775 | 3939.9049 | 3925.3893 | 6441.1539 | 9018.6745 | 5506.0247 | 0 | 0 | 0
Option 6 SG | Gas Zone Daily Offtake Limit Southern | Gas Infrastructure Limitations by Gas Zone | 13239.1496 | 9960.7961 | 12850.8071 | 5145.752 | 13623.0648 | 5547.9035 | 18000.6926 | 7315.195 | 12234.8885 | 19826.28 | 34118.0793 | 25884.9176 | 27606.3944 | 51784.0024 | 73488.3387 | 77029.264 | 69627.5434 | 67972.5158 | 88667.3022 | 113019.7229 | 107648.4171 | 94745.2942 | 150677.2124 | 119320.0625
Option 6 SG | Gordon Min Gen | Hydro min release | 632.0319 | 312.1854 | 665.8098 | 557.9779 | 2326.3449 | 2197.4385 | 1815.5584 | 379.5845 | 1320.4011 | 1155.6317 | 1141.5695 | 1276.1593 | 1186.4701 | 1486.2 | 941.2964 | 1049.7542 | 1078.1074 | 917.8727 | 1166.6158 | 1161.9467 | 1142.8942 | 1090.2946 | 1299.0832 | 995.318
Option 6 SG | ImportGroup_N9_Hydrogen | Group Network Import Constraints | 4714950.4634 | -2140267.8643 | -238660.2821 | -1666978.7866 | -2297677.3705 | -3942456.2124 | -4291354.9081 | -6069411.9817 | -7149179.3316 | -7636187.629 | -7052923.0527 | -7588410.7664 | -5051508.407 | -4565805.5019 | -6224514.7687 | -5207680.0491 | -8546703.7856 | -4749695.862 | -5655191.8037 | -4283433.2321 | -4062322.4443 | -2429694.7854 | -2694405.1128 | -5184726.6817
Option 6 SG | ImportGroup_NSA1 | Group Network Import Constraints | -867196.6336 | -1780340.8544 | -1585279.1784 | -1485501.4668 | -1226583.0268 | -1197295.2781 | -1064842.3369 | -1187183.9005 | -1201555.4576 | -1138560.3913 | -1167271.3114 | -1316662.3011 | -1333517.2058 | -1336739.1218 | -1389689.8142 | -1300773.3849 | -1229908.5987 | -1272146.3592 | -1249225.5968 | -1115954.4826 | -1722973.5336 | -1802515.1009 | -1523984.4664 | -2457630.585
Option 6 SG | ImportGroup_Q1_Hydrogen | Group Network Import Constraints | 858866.2967 | 860678.6815 | 947079.9204 | 1010418.923 | 1146876.1937 | 1266806.4544 | 1199218.4186 | 286151.6797 | -764363.0086 | -784975.3043 | -644681.1165 | -372318.2791 | -243184.8604 | -663460.9788 | -367854.6528 | -520973.6103 | -523658.6148 | -320790.8019 | -377958.248 | -854676.8152 | -721058.2971 | -479963.342 | 99185.1619 | -546497.1285
Option 6 SG | ImportGroup_Q4_Hydrogen | Group Network Import Constraints | -5502976.4723 | -6230364.9064 | -4773284.8715 | -4378315.0282 | -4536147.8364 | -4749213.7437 | -5014501.4936 | -4271000.2579 | -4038955.5981 | -4018926.8654 | -4773264.3422 | -5025423.3569 | -4339674.3803 | -3987023.3578 | -3868330.1576 | -3877160.4586 | -2684424.2414 | -1201072.7089 | -682243.7242 | -178297.2777 | -517375.2386 | -1119444.7265 | 693452.8898 | 1778070.0129
Option 6 SG | ImportGroup_Q7_Hydrogen | Group Network Import Constraints | -598452.5072 | -2561636.6598 | -1898018.9779 | 540984.2256 | -242239.9643 | -376532.9765 | -725054.1311 | -417203.314 | 80926.1412 | -519378.9016 | -887187.7932 | -1335604.6914 | -797210.6851 | -401188.1942 | -401547.8948 | -9159642.4795 | -9850293.7728 | -9309912.5095 | -9690764.1029 | -9505480.5945 | -11457049.8953 | -12362070.4723 | -13396617.9746 | -13476074.8998
Option 6 SG | ImportLimit_N12_Illawarra | REZ Network Import Constraints | 3796 | 3754.1143 | 3717.5675 | 3691.704 | 85451.704 | 242973.417 | 492197.1268 | 853203.1276 | 1329548.9835 | 1619289.5265 | 1877425.126 | 2101784.6949 | 2066205.6585 | 2236182.8056 | 2323430.3547 | 2445597.0198 | 2624063.8602 | 2878691.249 | 3160473.0685 | 3578221.1869 | 4040512.1405 | 4520570.3267 | 4957871.0363 | 5335844.7305
Option 6 SG | ImportLimit_N1_North West NSW | REZ Network Import Constraints | -396363.1506 | -732724.8153 | -714886.6872 | -556033.5509 | -531200.0695 | -474746.5032 | -517976.1418 | -476084.5501 | -613273.9968 | -564808.04 | -610925.0929 | -610947.7419 | -638740.6661 | -651214.014 | -650683.5248 | -684733.3122 | -664114.3635 | -652917.0063 | -663890.5824 | -605245.6487 | -530040.3603 | -411190.9979 | -387854.12 | -350279.4777
Option 6 SG | ImportLimit_N3_Central-West Orana | REZ Network Import Constraints | -3438926.2433 | -3837791.2804 | -15420430.8655 | -36174395.6584 | -36216698.9356 | -36149473.4783 | -35937255.2861 | -37084552.1551 | -37502794.8538 | -37226820.7677 | -36342811.5467 | -35803130.1424 | -36884025.5363 | -37978321.5583 | -40641776.0749 | -43429598.1467 | -41207227.0819 | -41498773.959 | -44107232.9591 | -43642461.3707 | -49678938.3216 | -49689142.1552 | -48713109.1535 | -52808113.379
Option 6 SG | ImportLimit_N8_Cooma-Monaro | REZ Network Import Constraints | -324547.2747 | -491408.5305 | -535825.356 | -1076436.4124 | -1015040.9155 | -1024822.0688 | -943974.3684 | -975151.9043 | -965147.2596 | -925427.9854 | -814518.8429 | -697400.0332 | -762151.5697 | -728846.2689 | -438253.6751 | -348333.0927 | -275106.645 | -228313.281 | -604818.6278 | -541155.0801 | -431032.2778 | -512951.2776 | -449281.9816 | -463061.7204
Option 6 SG | ImportLimit_Q1_Far North Qld | REZ Network Import Constraints | -929110.4902 | -983332.8168 | -1017481.9689 | -1063989.367 | -1057166.1406 | -969623.3483 | -1099588.4869 | -2093361.896 | -3243662.2816 | -3365726.1611 | -3289638.68 | -3118615.2805 | -3093090.2201 | -3588177.8243 | -3326575.1317 | -3595977.8565 | -3477171.7462 | -3368941.1817 | -3495297.0387 | -4013705.0569 | -3974879.1488 | -3678391.6143 | -3114443.7951 | -3702800.7115
Option 6 SG | ImportLimit_S3_Mid-North SA | REZ Network Import Constraints | -5249078.9104 | -5445031.9709 | -5048259.7182 | -5829887.7579 | -5397459.7987 | -6156428.2092 | -5373701.2 | -5981154.393 | -5937327.4815 | -5604710.0914 | -4704851.6966 | -5411091.2636 | -5356451.2922 | -3891197.1172 | -4431669.8903 | -4824558.6274 | -4817010.102 | -5633992.6117 | -7479233.489 | -7775485.7524 | -6941613.8706 | -6589270.9147 | -5194949.2417 | -5670717.2402
Option 6 SG | ImportLimit_S7_Eastern Eyre Peninsula | REZ Network Import Constraints | -575224.9609 | -593185.2915 | -463962.3708 | -485554.1594 | -274035.7375 | -143808.0216 | -118067.795 | -139200.3338 | -125905.6963 | -0.0080072 | -0.0083252 | -0.0083833 | -0.0076747 | -0.0084068 | -0.010239 | -0.0097492 | -0.0099474 | -0.010743 | -0.014593 | -541499.8974 | -957369.2525 | -927648.0894 | -828897.159 | -1026612.2009
Option 6 SG | ImportLimit_T1_North East Tasmania | REZ Network Import Constraints | 0 | -0.0057902 | -869146.8285 | -654536.4294 | -805458.5696 | -907042.0124 | -899931.3086 | -897465.9438 | -869234.0835 | -841055.6879 | -1738616.0384 | -2203089.379 | -2222254.3167 | -2223769.2729 | -1781537.3902 | -1666002.7887 | -1684134.9703 | -1653244.4608 | -1651581.5357 | -1678186.8526 | -1603101.7111 | -1544054.9818 | -1611158.0016 | -1512417.2795
Option 6 SG | ImportLimit_T3_Central Highlands | REZ Network Import Constraints | -498399.5804 | -915699.8583 | -1299302.7805 | -1998961.1455 | -4895724.8717 | -7048849.8667 | -7175183.2208 | -10477844.0451 | -10581567.9907 | -11328621.1676 | -10984201.3436 | -10663795.7066 | -10901107.7664 | -11073679.1159 | -9788522.3935 | -9900944.5722 | -10009721.5382 | -10104008.491 | -9613801.3724 | -9785414.1062 | -9867232.4346 | -9811948.8412 | -9868379.6365 | -9977768.9151
Option 6 SG | ImportLimit_V1_North West VIC | REZ Network Import Constraints | -1216008.5387 | -4044936.0414 | -8818291.3413 | -9078434.1086 | -8512371.8868 | -16418218.4007 | -22209357.9362 | -22663701.4645 | -22580045.6354 | -21997824.6306 | -21863997.0364 | -21760096.395 | -20909757.8731 | -21143785.9588 | -21630805.7389 | -21731591.4598 | -21488494.9368 | -22025759.035 | -22024376.6211 | -22355835.8937 | -22497171.064 | -22625503.9828 | -22309191.8324 | -21853661.2848
Option 6 SG | ImportLimit_V5_South West VIC | REZ Network Import Constraints | -9565209.8772 | -12357845.4622 | -13298705.6376 | -14082895.9531 | -12217701.2604 | -11324551.6053 | -11052655.4711 | -11419750.8471 | -10820313.4078 | -10440744.3129 | -9695317.866 | -9128501.9832 | -7394250.2241 | -6048848.3801 | -5679427.6121 | -5740602.6086 | -5186910.1852 | -5285231.1253 | -4363358.3633 | -1699957.4831 | 37367.073 | 804096.5549 | 882276.4422 | 1222568.3929
Option 6 SG | ImportLimit_V7_Central North VIC | REZ Network Import Constraints | -1557852.2608 | -1993638.0919 | -2847582.7547 | -3059130.3837 | -2947164.0731 | -2695327.4545 | -2609201.9718 | -2934408.4742 | -2918241.4096 | -2460350.9973 | -2519335.5043 | -2226324.1177 | -2188612.6064 | -2483140.468 | -2562118.0156 | -2632555.5867 | -2584718.4294 | -2700918.4141 | -2619831.8949 | -2639894.6785 | -2839625.245 | -2828690.9569 | -2746338.9828 | -2731369.7589
Option 6 SG | Kareeya Min Gen | Hydro min release | 691.6405 | 609.6322 | 535.2271 | 591.7295 | 543.3118 | 474.0862 | 462.7723 | 534.1656 | 585.8455 | 531.995 | 547.9205 | 613.7987 | 477.3667 | 605.3938 | 539.9391 | 580.1029 | 647.7253 | 503.6281 | 488.8975 | 471.6104 | 474.9664 | 467.1769 | 448.8436 | 380.4993
Option 6 SG | Liapootah Min Gen | Hydro min release | 548.7202 | 622.5475 | 432.5053 | 520.5907 | 527.8637 | 404.3812 | 572.8045 | 518.2079 | 432.1778 | 402.8744 | 384.0277 | 458.9441 | 403.646 | 380.8968 | 332.3722 | 320.7684 | 356.7181 | 317.8979 | 318.3415 | 330.6239 | 350.2938 | 361.5212 | 388.631 | 336.0532
Option 6 SG | N >> 11-0_17-0 | NetworkConstraints | 19878628.524 | 21137189.3434 | 21703798.2548 | 19354250.4279 | 19035993.7565 | 20909323.6964 | 21679900.2242 | 14630614.0767 | 14383020.3887 | 15289662.2475 | 15599397.7501 | 15833211.9139 | 15428785.4013 | 15731720.9176 | 16773965.562 | 15766250.2795 | 16790694.385 | 16137279.3857 | 16955623.9978 | 17321783.8784 | 15250461.4529 | 14762878.6369 | 16327845.7684 | 15115918.6551
Option 6 SG | N >> 11-0_39/1 | NetworkConstraints | 0 | 0 | 0 | 0 | 21542884.4417 | 23637274.2115 | 24479162.3012 | 0 | 0 | 0 | 0 | 0 | 0 | 0 | 0 | 0 | 0 | 0 | 0 | 0 | 0 | 0 | 0 | 0
Option 6 SG | N >> 11-0_BAN_SCRK_1 | NetworkConstraints | 0 | 0 | 0 | 0 | 0 | 0 | 0 | 16069118.2643 | 15818101.5834 | 16801210.4463 | 17125269.5108 | 17397315.5918 | 16978683.674 | 17290807.2318 | 18403658.2451 | 17383989.4373 | 18461422.8527 | 17864883.7873 | 18671956.6027 | 19014841.35 | 16927360.4538 | 16462097.3339 | 18060268.3695 | 16886910.3759
Option 6 SG | N >> 12-0_14-0_R | NetworkConstraints | 38997375.4924 | 41303974.5706 | 37551582.7736 | 40359764.6417 | 42007934.2224 | 44824048.2688 | 46681086.5962 | 42290289.7308 | 43760353.0279 | 45462406.8199 | 46245801.0064 | 47028551.481 | 46987654.455 | 47791967.7935 | 45845575.8989 | 45846212.1993 | 46520552.9264 | 46742388.6399 | 48612661.4609 | 48616744.4783 | 48353673.3203 | 48513674.892 | 49754711.3044 | 50241354.6828
Option 6 SG | N >> 12-0_39-1_R | NetworkConstraints | 46559955.2946 | 49893130.8963 | 46050753.4856 | 47028705.7222 | 0 | 0 | 0 | 0 | 0 | 0 | 0 | 0 | 0 | 0 | 0 | 0 | 0 | 0 | 0 | 0 | 0 | 0 | 0 | 0
Option 6 SG | N >> 12-0_39/1_R | NetworkConstraints | 0 | 0 | 0 | 0 | 45888347.3099 | 49161389.2757 | 51137029.8393 | 44500587.9598 | 46012317.7287 | 47834312.5178 | 48646660.4889 | 49504597.0437 | 49436546.3181 | 50254639.6683 | 48324804.7527 | 48311348.3621 | 49069924.506 | 49367855.9661 | 51241023.1899 | 51226480.5169 | 50919238.8842 | 51132643.196 | 52357745.2013 | 52910032.6508
Option 6 SG | N >> 12-0_BAN_SCRK_1_R | NetworkConstraints | 0 | 0 | 0 | 0 | 0 | 0 | 0 | 44671776.8082 | 46223404.3905 | 48034160.522 | 48860786.5397 | 49706071.1307 | 49657486.939 | 50500498.5873 | 48461797.0012 | 48483421.6007 | 49193027.4776 | 49507576.207 | 51408162.0063 | 51390572.9224 | 51159792.7979 | 51369122.1633 | 52600579.6326 | 53196953.311
Option 6 SG | N >> 16-0_39/1_R | NetworkConstraints | 0 | 0 | 0 | 0 | 28389291.7303 | 31614937.2344 | 32401897.5773 | 0 | 0 | 0 | 0 | 0 | 0 | 0 | 0 | 0 | 0 | 0 | 0 | 0 | 0 | 0 | 0 | 0
Option 6 SG | N >> 16-0_8-0_R | NetworkConstraints | 20184006.5503 | 24450221.8886 | 25363063.1516 | 23347686.203 | 25150710.17 | 28208895.0666 | 28796564.7878 | 19853817.459 | 20360727.6432 | 21768179.4277 | 21603435.8398 | 22700691.9032 | 21516591.0749 | 20775621.5618 | 19252329.6559 | 18553311.9015 | 19696349.7163 | 20704251.9011 | 18910299.3059 | 17636497.0036 | 17595659.3691 | 18154242.6561 | 16587902.7026 | 18245058.3127
Option 6 SG | N >> 16-0_BAN_SCRK_1_R | NetworkConstraints | 0 | 0 | 0 | 0 | 0 | 0 | 0 | 25261034.6492 | 25829455.7084 | 27537608.4533 | 27459824.6784 | 28665521.3261 | 27342683.1003 | 26664739.8865 | 25045958.2048 | 24137462.2387 | 25489552.2356 | 26459325.1963 | 24780829.8336 | 23485372.5513 | 23129328.1302 | 23607497.5266 | 22293385.3006 | 23904257.9531
Option 6 SG | N >> 17-0_11-0 | NetworkConstraints | 20266545.7598 | 21864818.6007 | 23039032.4403 | 20142602.8429 | 20236653.0085 | 22248158.5978 | 23074379.8745 | 15163137.7659 | 14973447.4312 | 15915737.1869 | 16229748.6636 | 16484205.9719 | 16022339.6257 | 16312332.5342 | 17145890.5112 | 16087653.1559 | 17127542.0729 | 16442814.8476 | 17250003.667 | 17588049.3563 | 15490598.8464 | 14976771.21 | 16509416.2532 | 15324494.1699
Option 6 SG | N >> 17-0_39/1 | NetworkConstraints | 0 | 0 | 0 | 0 | 26073158.8154 | 28673676.0338 | 29715788.545 | 0 | 0 | 0 | 0 | 0 | 0 | 0 | 0 | 0 | 0 | 0 | 0 | 0 | 0 | 0 | 0 | 0
Option 6 SG | N >> 17-0_BAN_SCRK_1 | NetworkConstraints | 0 | 0 | 0 | 0 | 0 | 0 | 0 | 18772598.8435 | 18711766.0217 | 19863396.3648 | 20212081.5274 | 20576550.6832 | 19958598.1217 | 20235135.2161 | 20701604.2779 | 19506058.3491 | 20668269.9434 | 20005933.7677 | 20764045.3201 | 20998523.4901 | 18814628.5465 | 18277395.3166 | 19790133.8879 | 18732757.3612
Option 6 SG | N >> 18-0_5-0 | NetworkConstraints | 0 | 0 | 0 | -2949358.3614 | 0 | 0 | 0 | 0 | 0 | 0 | 0 | 0 | 0 | 0 | 0 | 0 | 0 | 0 | 0 | 0 | 0 | 0 | 0 | 0
Option 6 SG | N >> 18-0_5-0_R | NetworkConstraints | 6524894.2498 | 5342089.7939 | 5443593.3074 | 1807557.5346 | 5288087.433 | 5997250.7782 | 6106797.9593 | 5271281.4397 | 5307146.3891 | 5743229.3831 | 5733937.8825 | 6033798.0991 | 5591418.6233 | 5485755.1305 | 5168313.916 | 4704827.3651 | 5197923.9109 | 5308421.7951 | 4956539.6273 | 4731654.9955 | 4368406.8442 | 4363162.8875 | 4317536.4182 | 4388201.2778
Option 6 SG | N >> 31-0_32-0 | NetworkConstraints | 38327019.282 | 35144527.8174 | 30041249.0577 | 28728232.4972 | 0 | 0 | 0 | 0 | 0 | 0 | 0 | 0 | 0 | 0 | 0 | 0 | 0 | 0 | 0 | 0 | 0 | 0 | 0 | 0
Option 6 SG | N >> 32-0_31-0 | NetworkConstraints | 38326976.6993 | 35144661.2438 | 30041361.1442 | 28728418.9746 | 0 | 0 | 0 | 0 | 0 | 0 | 0 | 0 | 0 | 0 | 0 | 0 | 0 | 0 | 0 | 0 | 0 | 0 | 0 | 0
Option 6 SG | N >> 32/2_31-0 | NetworkConstraints | 0 | 0 | 0 | 0 | 25660620.8307 | 25324403.3467 | 25923471.0148 | 21428389.8345 | 21938804.5382 | 21552496.9391 | 22143621.8769 | 22390662.0848 | 25259577.0446 | 26059081.0705 | 28261934.7731 | 31403426.5797 | 30985493.5573 | 32963827.7558 | 34734425.609 | 35159461.5651 | 37877389.6888 | 40107514.5553 | 39353829.1735 | 40276499.1914
Option 6 SG | N >> 32/2_38/2 | NetworkConstraints | 0 | 0 | 0 | 0 | 25660839.8398 | 25324551.044 | 25923577.5224 | 21428686.239 | 21939109.227 | 21552817.689 | 22143944.9706 | 22390991.1595 | 25259894.5978 | 26059402.7379 | 28262247.4188 | 31403731.6703 | 30985804.2622 | 32964138.3949 | 34734745.243 | 35159778.728 | 37877702.1768 | 40107823.337 | 39354146.3114 | 40276825.4242
Option 6 SG | N >> 38/1_32/1_R | NetworkConstraints | 0 | 0 | 0 | 0 | 52144016.6334 | 54493609.4259 | 56230426.5598 | 64323122.858 | 65818743.5737 | 67947077.3014 | 68998945.8754 | 70282697.7796 | 71661259.5009 | 72816035.0563 | 73392768.7218 | 75045485.0519 | 75976112.812 | 78004743.8005 | 80349530.8087 | 80266673.3268 | 81518844.7613 | 83287163.4108 | 83785130.1993 | 85520095.4861
Option 6 SG | N >> 38/2_32/2 | NetworkConstraints | 0 | 0 | 0 | 0 | 25661767.7257 | 25325572.0302 | 25924638.5008 | 21430047.9432 | 21940509.3563 | 21554293.4461 | 22145440.5766 | 22392516.8752 | 25261385.1832 | 26060912.997 | 28263700.2487 | 31405148.6605 | 30987255.0841 | 32965592.674 | 34736234.1293 | 35161259.8687 | 37879144.0624 | 40109254.3308 | 39355624.8096 | 40278325.1123
Option 6 SG | N >> 39-1_11-0 | NetworkConstraints | 36586264.5626 | 40851576.116 | 39734754.0999 | 38427732.9245 | 0 | 0 | 0 | 0 | 0 | 0 | 0 | 0 | 0 | 0 | 0 | 0 | 0 | 0 | 0 | 0 | 0 | 0 | 0 | 0
Option 6 SG | N >> 39-1_16-0 | NetworkConstraints | 35689902.3537 | 40137525.5357 | 39092029.5039 | 37906301.2657 | 0 | 0 | 0 | 0 | 0 | 0 | 0 | 0 | 0 | 0 | 0 | 0 | 0 | 0 | 0 | 0 | 0 | 0 | 0 | 0
Option 6 SG | N >> 39-1_17-0 | NetworkConstraints | 36125711.7422 | 40499372.1372 | 39719857.7226 | 38264264.1779 | 0 | 0 | 0 | 0 | 0 | 0 | 0 | 0 | 0 | 0 | 0 | 0 | 0 | 0 | 0 | 0 | 0 | 0 | 0 | 0
Option 6 SG | N >> 39-1_3W-0 | NetworkConstraints | 37189792.4194 | 41377236.901 | 40206963.8769 | 38995515.2056 | 0 | 0 | 0 | 0 | 0 | 0 | 0 | 0 | 0 | 0 | 0 | 0 | 0 | 0 | 0 | 0 | 0 | 0 | 0 | 0
Option 6 SG | N >> 39-1_5A6-0 | NetworkConstraints | 34309241.9938 | 39337943.8669 | 38396941.4286 | 36571689.0205 | 0 | 0 | 0 | 0 | 0 | 0 | 0 | 0 | 0 | 0 | 0 | 0 | 0 | 0 | 0 | 0 | 0 | 0 | 0 | 0
Option 6 SG | N >> 39-1_8-0 | NetworkConstraints | 35644203.2958 | 40100630.9686 | 39018416.2456 | 37867741.8419 | 0 | 0 | 0 | 0 | 0 | 0 | 0 | 0 | 0 | 0 | 0 | 0 | 0 | 0 | 0 | 0 | 0 | 0 | 0 | 0
Option 6 SG | N >> 39-1_NIL | NetworkConstraints | 36535841.4565 | 40927181.9712 | 39688903.4962 | 38577578.3345 | 0 | 0 | 0 | 0 | 0 | 0 | 0 | 0 | 0 | 0 | 0 | 0 | 0 | 0 | 0 | 0 | 0 | 0 | 0 | 0
Option 6 SG | N >> 39/1_11-0 | NetworkConstraints | 0 | 0 | 0 | 0 | 37634884.6765 | 41297480.3731 | 42664950.6276 | 39625643.4155 | 40164094.2598 | 42393008.1244 | 42864243.1629 | 43952471.1674 | 42933753.5753 | 43095052.9128 | 42705626.2313 | 41422572.2248 | 43216848.0515 | 43279816.0453 | 43705424.6913 | 43348766.9477 | 41383710.8764 | 41315305.338 | 42345435.2963 | 42368015.985
Option 6 SG | N >> 39/1_16-0 | NetworkConstraints | 0 | 0 | 0 | 0 | 37051646.4899 | 40720619.7248 | 42022702.5479 | 38740341.2845 | 39373485.9427 | 41561322.6239 | 41966129.2231 | 43104164.6009 | 42053730.3253 | 42101238.9536 | 41370930.1193 | 40202467.9452 | 41909422.1478 | 42163033.6108 | 42301334.4021 | 41774188.5862 | 40167952.5909 | 40226051.3443 | 40851019.2849 | 41224676.1312
Option 6 SG | N >> 39/1_17-0 | NetworkConstraints | 0 | 0 | 0 | 0 | 37715696.9174 | 41399680.5791 | 42777745.3544 | 39631501.7575 | 40207480.971 | 42437178.2572 | 42904234.9842 | 44000151.2161 | 42961786.0566 | 43109130.2202 | 42588656.6455 | 41306380.5962 | 43085520.685 | 43154883.098 | 43549227.1583 | 43166150.0954 | 41242590.2556 | 41176588.8205 | 42148797.1504 | 42221548.6048
Option 6 SG | N >> 39/1_5A6-0 | NetworkConstraints | 0 | 0 | 0 | 0 | 35489812.2747 | 39303467.5391 | 40604324.6629 | 38190815.5354 | 38686962.4433 | 40931287.4998 | 41377934.2587 | 42522124.2989 | 41392416.4954 | 41448414.7661 | 40947392.912 | 39573517.8167 | 41447204.2266 | 41607915.4505 | 41694888.3118 | 41241825.463 | 39219629.0326 | 39193683.5305 | 40059765.1408 | 40117054.7822
Option 6 SG | N >> 39/1_8-0 | NetworkConstraints | 0 | 0 | 0 | 0 | 36994451.805 | 40661356.753 | 41956507.9456 | 38671580.4922 | 39312062.3736 | 41496324.3528 | 41894953.0033 | 43038008.7478 | 41986695.6643 | 42024000.6615 | 41269976.9882 | 40114713.3486 | 41813756.7206 | 42088285.8223 | 42199569.2656 | 41656645.2007 | 40086084.8246 | 40158275.2103 | 40745810.8998 | 41153371.288
Option 6 SG | N >> 39/1_BAN_SCRK_1 | NetworkConstraints | 0 | 0 | 0 | 0 | 0 | 0 | 0 | 41620248.3276 | 42304656.1255 | 44635403.7192 | 45102956.3396 | 46276573.3348 | 45163470.2484 | 45276217.8589 | 44451802.8206 | 43187439.8004 | 44967101.2821 | 45198873.153 | 45430898.5558 | 44903305.2235 | 43171534.8551 | 43163850.6182 | 43967198.4486 | 44320103.0934
Option 6 SG | N >> 39/1_NIL | NetworkConstraints | 0 | 0 | 0 | 0 | 37587115.4289 | 41245937.9396 | 42598975.2799 | 39562448.1007 | 40196129.0244 | 42406378.9282 | 42850841.6379 | 43970845.6822 | 42952170.6022 | 43063588.9718 | 42409041.8993 | 41227574.4144 | 42946197.3976 | 43137417.5939 | 43426458.6334 | 42968666.379 | 41271348.1146 | 41289763.9797 | 42077871.9711 | 42344636.8505
Option 6 SG | N >> 5A5_5P1 | NetworkConstraints | 0 | 0 | -921051.8077 | 10606258.3915 | 15500259.6131 | 16623789.0601 | 16929493.1004 | 12630658.6449 | 12826911.91 | 13072047.7246 | 12755181.6659 | 12330078.2213 | 12379056.3222 | 12566244.6074 | 13640718.0338 | 14478363.537 | 13669896.3206 | 13490817.5243 | 14810385.9102 | 14495616.8944 | 17142419.4432 | 16674500.7006 | 16636496.5286 | 18908211.2709
Option 6 SG | N >> 5H5_5H6 | NetworkConstraints | 0 | 0 | 0 | 20499015.6393 | 36329965.8277 | 37205300.7167 | 37855001.9293 | 27584253.7565 | 28458168.7409 | 28182901.8554 | 28131583.164 | 27992415.103 | 30143443.9205 | 30739664.6516 | 32003989.1736 | 34957404.4968 | 33678808.1022 | 34757771.7408 | 37112343.2588 | 36871929.0209 | 41031848.5797 | 42256971.1558 | 41089839.2523 | 43721105.7401
Option 6 SG | N >> 5P1_5A5 | NetworkConstraints | 0 | 0 | -2773774.8174 | 8063551.3275 | 6858304.0563 | 4442896.0217 | 2941773.6951 | 15600393.9562 | 15299316.6384 | 14272840.1178 | 13186268.5494 | 11890813.173 | 14323026.1464 | 15029658.9348 | 21026927.2249 | 24793460.2205 | 21909977.0091 | 22492786.4198 | 26001214.6213 | 25910614.4135 | 32534554.2322 | 33010288.8561 | 31811078.2097 | 36318607.0471
Option 6 SG | N >> 5P1_5P2 | NetworkConstraints | 0 | 0 | -2955249.1068 | 4142963.3312 | -589026.8167 | -3932741.1723 | -5800997.2583 | 12899798.3922 | 12362716.8795 | 10809222.9824 | 9542181.3555 | 8062548.5558 | 11331100.7562 | 12167462.1832 | 19602458.2889 | 24165320.3063 | 20781691.8954 | 21689850.9545 | 25586887.0065 | 25670051.1491 | 32925897.3975 | 33877886.8828 | 32275387.8613 | 36904776.4519
Option 6 SG | N >> 76-0_39/1_R | NetworkConstraints | 0 | 0 | 0 | 0 | 30991327.5108 | 32852896.4338 | 34400569.2725 | 0 | 0 | 0 | 0 | 0 | 0 | 0 | 0 | 0 | 0 | 0 | 0 | 0 | 0 | 0 | 0 | 0
Option 6 SG | N >> 76-0_77-0_R | NetworkConstraints | 23358084.1265 | 26779447.3718 | 26361116.371 | 27302144.7553 | 28486858.4332 | 30044261.0323 | 31523983.1013 | 25048831.549 | 27243597.0927 | 27851918.5779 | 28328063.3101 | 28792884.1397 | 29025488.0729 | 29506393.986 | 24772830.6784 | 25764146.3457 | 25067863.2342 | 25654188.27 | 26828820.3095 | 26410305.0579 | 28520175.5515 | 28979154.2965 | 28297663.9486 | 30214021.1598
Option 6 SG | N >> 76-0_BAN_SCRK_1_R | NetworkConstraints | 0 | 0 | 0 | 0 | 0 | 0 | 0 | 27261101.0946 | 29438614.8453 | 30201431.8602 | 30696288.2686 | 31229526.757 | 31356963.9649 | 31828166.8328 | 27137511.6309 | 27993726.9636 | 27440527.3597 | 28035856.352 | 29158085.0154 | 28696477.0545 | 30629437.5676 | 31061968.5912 | 30453051.9562 | 32361460.4493
Option 6 SG | N >> 8-0_16-0_R | NetworkConstraints | 19587358.5186 | 23930200.4463 | 24746683.1692 | 22911764.0653 | 24617115.2902 | 27650920.0787 | 28193278.0085 | 16498936.2334 | 16965069.4094 | 18147250.6179 | 17967000.8976 | 18930997.1078 | 17915121.6191 | 17217519.4033 | 15778573.2452 | 15254162.4907 | 16179932.3337 | 17162715.2497 | 15465781.6757 | 14282832.2027 | 14445986.9734 | 15002108.8401 | 13440960.3668 | 15054575.2895
Option 6 SG | N >> 8-0_39/1_R | NetworkConstraints | 0 | 0 | 0 | 0 | 27375581.2775 | 30554718.1029 | 31255838.7391 | 0 | 0 | 0 | 0 | 0 | 0 | 0 | 0 | 0 | 0 | 0 | 0 | 0 | 0 | 0 | 0 | 0
Option 6 SG | N >> 8-0_BAN_SCRK_1_R | NetworkConstraints | 0 | 0 | 0 | 0 | 0 | 0 | 0 | 19842133.8745 | 20391202.8923 | 21758829.6559 | 21614461.9182 | 22673734.3039 | 21554771.0528 | 20861439.7571 | 19244767.4033 | 18634431.5439 | 19671369.9222 | 20715833.6216 | 18981887.4392 | 17718273.9865 | 17833489.8962 | 18393672.8724 | 16850484.3763 | 18578309.4736
Option 6 SG | N >> 81-0_82-0 | NetworkConstraints | 31757087.4292 | 28246602.4314 | 12411420.6214 | 0 | 0 | 0 | 0 | 0 | 0 | 0 | 0 | 0 | 0 | 0 | 0 | 0 | 0 | 0 | 0 | 0 | 0 | 0 | 0 | 0
Option 6 SG | N >> 81_82-0 | NetworkConstraints | 0 | 0 | 16553281.7991 | 21574880.5566 | 21350746.1082 | 20310303.3042 | 20335988.5628 | 15423894.2817 | 15502975.1293 | 14590674.6056 | 14962424.454 | 15111929.7284 | 18013450.1245 | 18190346.8282 | 20390497.131 | 23502858.2472 | 23453369.3299 | 24943438.9536 | 25947811.9291 | 26018421.1901 | 28544069.4457 | 30612424.2892 | 29302452.2421 | 29582275.7779
Option 6 SG | N >> 82-0_81 | NetworkConstraints | 0 | 0 | 16740201.0924 | 22226117.8183 | 22362063.5661 | 21292929.1307 | 21289817.2405 | 16686247.5254 | 16740617.8644 | 15835424.9994 | 16201423.8673 | 16362851.3317 | 19217099.7372 | 19365250.0443 | 21553680.2364 | 24608847.144 | 24632433.7784 | 26085823.4704 | 27019351.0053 | 27082759.6064 | 29502661.1561 | 31541896.662 | 30247449.5229 | 30453564.9461
Option 6 SG | N >> 82-0_81-0 | NetworkConstraints | 32840451.223 | 29373341.4243 | 12864299.7641 | 0 | 0 | 0 | 0 | 0 | 0 | 0 | 0 | 0 | 0 | 0 | 0 | 0 | 0 | 0 | 0 | 0 | 0 | 0 | 0 | 0
Option 6 SG | N >> 93-0_90-0_R | NetworkConstraints | 5483709.2086 | 3402358.6188 | 6292648.3142 | -1748278.9564 | -3869880.6839 | -4339288.1989 | -4222318.6668 | -5903767.5364 | -5969151.4487 | -6307596.214 | -6021265.0048 | -6074710.6295 | -5143384.2572 | -4690737.2445 | -3740739.742 | -3058012.6946 | -3373553.8449 | -2550996.2592 | -2221983.458 | -1686970.628 | -1465944.0699 | -609511.3716 | -577553.469 | -830984.1272
Option 6 SG | N >> BANNABY_1TH1_2_BAN_SCRK_1 | NetworkConstraints | 0 | 0 | 0 | 0 | 0 | 0 | 0 | 865071.4382 | 1368582.0587 | 733480.7121 | 904805.7883 | 496890.8366 | 1466283.0744 | 2037297.0925 | 1129731.1295 | 2696342.2548 | 1199633.4232 | 2351872.6983 | 2703449.8271 | 2569206.289 | 5354685.6886 | 5777773.8839 | 5271697.2342 | 6882186.882
Option 6 SG | N >> BAN_SCRK_1_11-0 | NetworkConstraints | 0 | 0 | 0 | 0 | 0 | 0 | 0 | 51165687.7194 | 52025657.5124 | 54963072.0714 | 55565518.1943 | 56948062.8402 | 55326915.8992 | 55479625.9027 | 53814960.9891 | 52031658.2315 | 54109737.4556 | 54471151.1898 | 54397873.32 | 53543057.2198 | 51520810.2627 | 51267806.1611 | 52312688.7768 | 53016902.7629
Option 6 SG | N >> BAN_SCRK_1_16-0 | NetworkConstraints | 0 | 0 | 0 | 0 | 0 | 0 | 0 | 51282299.053 | 52241299.2658 | 55196619.4344 | 55747947.8506 | 57203048.7009 | 55520326.454 | 55569028.8613 | 53569062.72 | 51853938.4082 | 53895105.3628 | 54436996.0635 | 54094883.06 | 53067492.5336 | 51329605.741 | 51188036.7115 | 51879747.7362 | 52915366.8794
Option 6 SG | N >> BAN_SCRK_1_17-0 | NetworkConstraints | 0 | 0 | 0 | 0 | 0 | 0 | 0 | 51294924.8639 | 52165763.7496 | 55116172.7372 | 55723592.3924 | 57107455.1814 | 55463879.867 | 55617580.339 | 53900367.756 | 52079512.1952 | 54174148.5507 | 54492860.8005 | 54442138.2436 | 53595412.7854 | 51515346.3266 | 51235907.0628 | 52303425.3602 | 52975572.7939
Option 6 SG | N >> BAN_SCRK_1_5A6-0 | NetworkConstraints | 0 | 0 | 0 | 0 | 0 | 0 | 0 | 46896931.4852 | 47467375.8198 | 50422351.9954 | 50992250.8425 | 52438237.6982 | 50550252.0584 | 50514949.1718 | 49039908.1994 | 46875913.8438 | 49244154.0584 | 49631773.7376 | 48928722.2415 | 48008483.4789 | 45414692.9248 | 45121454.9809 | 46134934.6687 | 46499749.6133
Option 6 SG | N >> BAN_SCRK_1_8-0 | NetworkConstraints | 0 | 0 | 0 | 0 | 0 | 0 | 0 | 51284324.238 | 52251555.8369 | 55206562.108 | 55753684.8267 | 57213986.1301 | 55529139.9315 | 55570210.6625 | 53545028.6084 | 51840241.1507 | 53875120.5194 | 54436167.5716 | 54071182.4256 | 53029039.6314 | 51322363.4985 | 51192222.6263 | 51852749.0144 | 52919981.1033
Option 6 SG | N >> BAN_SCRK_1_BAN_SCRK_2 | NetworkConstraints | 0 | 0 | 0 | 0 | 0 | 0 | 0 | 51403369.994 | 52349057.9052 | 55278708.2912 | 55855499.2236 | 57266708.9234 | 55615563.3765 | 55722959.1399 | 53774165.1621 | 52060298.2723 | 54064458.2292 | 54549617.6677 | 54333896.0425 | 53368911.8257 | 51584428.824 | 51391410.6416 | 52217266.5834 | 53158248.9961
Option 6 SG | N >> KEMPS_CK_2H1_2_KEMPS_CK_3H1_2 | NetworkConstraints | 3894968.0299 | 2689605.8685 | -2590466.7037 | 5326564.1856 | -11168558.9446 | -12568676.9604 | -13205675.1403 | 774532.3034 | 731749.8546 | 634996.8043 | 529181.6538 | 570015.4929 | 865573.0468 | 785611.3834 | 1204444.8135 | 1695816.0019 | 1498512.0975 | 2103776.1508 | 1767343.0064 | 1540205.1549 | 2420024.2253 | 2864370.9936 | 2017766.3505 | 2864296.635
Option 6 SG | N >> MT_PIPER_2TH1_2_39/1 | NetworkConstraints | 0 | 0 | 0 | 0 | 12033940.5215 | 13597270.7312 | 12682714.0321 | 0 | 0 | 0 | 0 | 0 | 0 | 0 | 0 | 0 | 0 | 0 | 0 | 0 | 0 | 0 | 0 | 0
Option 6 SG | N >> MT_PIPER_2TH1_2_BAN_SCRK_1 | NetworkConstraints | 0 | 0 | 0 | 0 | 0 | 0 | 0 | 4133470.3422 | 2125323.7291 | 2152636.4086 | 1391813.2743 | 987387.9978 | 1574068.777 | 1491147.9171 | 8776820.7381 | 9195105.5894 | 9322063.9187 | 9654045.4356 | 9912743.8665 | 9875048.9575 | 10384496.3962 | 10498235.9557 | 10601942.9732 | 11344642.5307
Option 6 SG | N >> MT_PIPER_2TH1_2_MT_PIPER_1TH1_2 | NetworkConstraints | 6131697.9525 | 8016508.0176 | 6462183.3429 | 8300569.7294 | 8537875.8586 | 9746041.09 | 8757573.1607 | 2148905.7391 | 146772.774 | 64586.5394 | -702036.3828 | -1151008.5457 | -514710.3176 | -599931.0495 | 6605851.6315 | 7079298.4681 | 7127504.4739 | 7435084.8112 | 7697028.6264 | 7695741.6991 | 8260437.7251 | 8378617.857 | 8449226.2147 | 9141804.5421
Option 6 SG | N >> SCRK_1TH1_2_SCRK_2TH1_2_R | NetworkConstraints | 0 | 0 | 0 | 0 | 40966414.2286 | 42635291.2408 | 44144274.3742 | 62342075.8922 | 63885179.3196 | 66295213.7868 | 67239289.5737 | 68470367.4 | 69008112.379 | 70090882.3782 | 69773818.3333 | 70583603.444 | 71505901.0221 | 73055655.9068 | 75143613.0907 | 74932876.1445 | 75630771.0827 | 76721363.0091 | 77596451.4426 | 79363916.0953
Option 6 SG | NNSW H2 Domestic Consumption Purchaser | Subregion flexible electricity load for Domestic H2 | 0 | 0 | 0 | 0 | 11.4714 | 32.8357 | 66.5597 | 115.4964 | 180.0493 | 219.288 | 254.324 | 284.7521 | 308.06 | 326.8929 | 340.6976 | 356.605 | 382.155 | 414.498 | 454.837 | 510.1136 | 572.7893 | 637.3937 | 697.9503 | 749.345
Option 6 SG | NQ H2 Domestic Consumption Purchaser | Subregion flexible electricity load for Domestic H2 | 0 | 0 | 0 | 0 | 3.3893 | 10.1174 | 21.8216 | 39.785 | 64.1357 | 79.0566 | 89.9714 | 98.3936 | 104.4943 | 109.6963 | 114.4523 | 121.4407 | 131.5564 | 143.2117 | 158.4083 | 181.6657 | 210.8657 | 245.3786 | 284.1493 | 322.7643
Option 6 SG | NSA H2 Domestic Consumption Purchaser | Subregion flexible electricity load for Domestic H2 | 0 | 0 | 0 | 0 | 1.2514 | 4.5489 | 11.1323 | 22.3693 | 38.4293 | 49.0443 | 58.0604 | 65.3871 | 70.1321 | 73.9849 | 77.6399 | 82.6464 | 90.2071 | 100.2326 | 113.0444 | 131.0871 | 152.6221 | 176.8054 | 202.2337 | 227.2907
Option 6 SG | NSW EIR Gen | Policies NSW | 0 | 8140.0384 | 8140.0386 | 25173.8425 | 25173.8425 | 25173.8426 | 25173.8426 | 25173.8427 | 25173.8427 | 25173.8427 | 25173.8428 | 26538.2338 | 26794.8653 | 26794.8653 | 32692.6953 | 36668.0148 | 39246.6684 | 40112.6288 | 41270.8042 | 41270.8043 | 48717.9202 | 51974.341 | 53261.3128 | 56976.5292
Option 6 SG | NSW EIR Storage MW | Policies NSW | 1.095e-05 | 3.294e-05 | 199.16 | 590.16 | 590.16 | 590.16 | 590.16 | 1381.41 | 1381.41 | 1381.41 | 1381.41 | 1381.41 | 1381.41 | 1381.41 | 1381.41 | 1381.41 | 1381.41 | 1381.41 | 1381.41 | 1381.41 | 1381.41 | 1381.41 | 1182.25 | 1703.2916
Option 6 SG | NSW EIR Storage MWh | Policies NSW | 7.3e-05 | 0.00025986 | 1593.28 | 4721.28 | 4721.28 | 4721.2801 | 4721.28 | 11051.28 | 11051.28 | 11051.28 | 11051.28 | 11051.28 | 11051.28 | 11051.28 | 11051.28 | 11051.28 | 11051.28 | 11051.28 | 11051.28 | 11051.2801 | 11051.28 | 11051.2798 | 9458.0002 | 13626.3327
Option 6 SG | PEC and Heywood Export | Special Constraints | 1151704.1917 | 378807.0808 | -73185.3891 | 98835.5518 | 247613.2201 | -273601.8455 | 443939.7298 | -29001.3969 | 34335.2777 | 53052.6921 | 615290.2313 | -744.7591 | 465626.23 | 1532873.9928 | 1149595.7889 | 932405.3715 | 1556062.4255 | 865962.8615 | 280163.835 | 295590.4005 | 515456.0643 | 423556.6956 | 1478346.0817 | 703140.1527
Option 6 SG | PEC and Heywood Import | Special Constraints | -1151704.1917 | -378807.0808 | 73185.3891 | -98835.5518 | -247613.2201 | 273601.8455 | -443939.7298 | 29001.3969 | -34335.2777 | -53052.6921 | -615290.2313 | 744.7591 | -465626.23 | -1532873.9928 | -1149595.7889 | -932405.3715 | -1556062.4255 | -865962.8615 | -280163.835 | -295590.4005 | -515456.0643 | -423556.6956 | -1478346.0817 | -703140.1527
Option 6 SG | Poatina Min Gen | Hydro min release | 259.7105 | 1460.7835 | 844.058 | 387.9973 | 2054.4553 | 2907.2731 | 2154.0635 | 1423.8451 | 1237.1276 | 906.8598 | 1080.965 | 926.0949 | 1399.1645 | 1933.6342 | 956.6878 | 1038.7791 | 950.9747 | 889.9945 | 1106.6411 | 1115.5195 | 1260.4516 | 1288.8572 | 1361.9723 | 1302.2291
Option 6 SG | Powering Australia Plan | Policies NEM | 0 | 6.0708e-07 | 2211.0404 | 5539.9186 | 0 | 0 | 0 | 0 | 0 | 0 | 0 | 0 | 0 | 0 | 0 | 0 | 0 | 0 | 0 | 0 | 0 | 0 | 0 | 0
Option 6 SG | REZ Access Scheme N3 | Policies NSW | 0 | 0.00019764 | 0.0002044 | 6701.8914 | 6701.8914 | 6701.8914 | 6701.8914 | 6701.8914 | 6299.9535 | 6299.9535 | 6299.9535 | 5984.9185 | 5984.9185 | 5401.7009 | 6501.7008 | 6724.5604 | 6724.5604 | 6724.5604 | 6919.8141 | 6919.8141 | 7700 | 7700 | 7700 | 7700
Option 6 SG | REZ Access Scheme N5 | Policies NSW | 0 | 5.124e-05 | 7.665e-05 | 0.00049275 | 0.00049275 | 0.0004941 | 0.00049275 | 0.00049275 | 0.00049275 | 0.00049044 | 0.00049275 | 0.00049275 | 0.00049275 | 0.0004941 | 0.00049275 | 0.00049275 | 0.00049275 | 0.0004941 | 0.0005037 | 0.00050735 | 0.00050735 | 657.875 | 657.875 | 889.1913
Option 6 SG | REZ Landholder_NSW | Landholder Payments | 0 | 0 | 0 | 0 | 0 | 0 | 0 | 0 | 20.3333 | 20.3333 | 20.3333 | 36.2704 | 36.2704 | 65.7743 | 65.7743 | 92.1642 | 92.1642 | 92.1642 | 94.6814 | 94.6814 | 123.1416 | 123.1416 | 123.1416 | 126.3846
Option 6 SG | REZ Landholder_QLD | Landholder Payments | 0 | 0 | 0 | 0 | 0 | 0 | 0 | 0 | 0 | 0 | 0 | 0 | 0 | 0 | 0 | 0 | 0 | 0 | 0 | 0 | 0 | 0 | 0 | 0
Option 6 SG | REZ Landholder_VIC | Landholder Payments | 0 | 0 | 0 | 0 | 0 | 0 | 0 | 0 | 0 | 0 | 0 | 0 | 0 | 0 | 0 | 0 | 0 | 0 | 0 | 0 | 0 | 0 | 0 | 0
Option 6 SG | ResourceLimit_N12_Wind Medium | Resource Limits for REZ | 0 | 0 | 3.65e-06 | 3.65e-06 | 3.65e-06 | 7.32e-06 | 7.3e-06 | 7.3e-06 | 7.3e-06 | 7.32e-06 | 7.3e-06 | 7.3e-06 | 71 | 71 | 71 | 71 | 71 | 71 | 71 | 71 | 71 | 71 | 71 | 71
Option 6 SG | ResourceLimit_N2_Solar | Resource Limits for REZ | 0 | 1.83e-05 | 1.825e-05 | 5.11e-05 | 5.11e-05 | 5.124e-05 | 5.11e-05 | 5.11e-05 | 5.11e-05 | 5.124e-05 | 5.11e-05 | 4.745e-05 | 5.11e-05 | 5.124e-05 | 5.11e-05 | 5.11e-05 | 5.11e-05 | 4.758e-05 | 5.11e-05 | 5.11e-05 | 5.11e-05 | 5.124e-05 | 5.11e-05 | 5.11e-05
Option 6 SG | ResourceLimit_N2_Wind Medium | Resource Limits for REZ | 0 | 0 | 3.65e-06 | 3.65e-06 | 3.65e-06 | 7.32e-06 | 7.3e-06 | 7.3e-06 | 7.3e-06 | 7.32e-06 | 7.3e-06 | 7.3e-06 | 7.3e-06 | 7.32e-06 | 7.3e-06 | 7.3e-06 | 7.3e-06 | 7.32e-06 | 7.3e-06 | 7.3e-06 | 1.095e-05 | 62.1395 | 339.3001 | 658.1955
Option 6 SG | ResourceLimit_N3_Wind Medium | Resource Limits for REZ | 0 | 0 | 3.65e-06 | 3.65e-06 | 3.65e-06 | 3.66e-06 | 3.65e-06 | 3.65e-06 | 3.65e-06 | 3.66e-06 | 3.65e-06 | 3.65e-06 | 3.65e-06 | 3.66e-06 | 7.3e-06 | 744.5195 | 744.5195 | 744.5195 | 989.5309 | 989.5309 | 2795.97 | 2795.97 | 2795.97 | 3408.5343
Option 6 SG | ResourceLimit_N5_Solar | Resource Limits for REZ | 0 | 2.562e-05 | 2.555e-05 | 0.0004307 | 0.0004307 | 0.00043188 | 0.0004307 | 0.0004307 | 0.0004307 | 0.00043188 | 0.0004307 | 0.0004307 | 0.0004307 | 0.00043188 | 0.0004307 | 0.0004307 | 0.0004307 | 0.00043188 | 0.0004307 | 0.0004307 | 0.0004307 | 0.00043188 | 0.0004307 | 0.0004307
Option 6 SG | ResourceLimit_N5_Wind Medium | Resource Limits for REZ | 0 | 0 | 3.65e-06 | 3.65e-06 | 3.65e-06 | 3.66e-06 | 3.65e-06 | 3.65e-06 | 3.65e-06 | 3.66e-06 | 3.65e-06 | 3.65e-06 | 3.65e-06 | 3.66e-06 | 3.65e-06 | 3.65e-06 | 3.65e-06 | 3.66e-06 | 7.3e-06 | 1.095e-05 | 1.095e-05 | 2.196e-05 | 2.19e-05 | 2.555e-05
Option 6 SG | ResourceLimit_N9_Solar | Resource Limits for REZ | 0 | 953 | 953 | 953.0001 | 953.0001 | 953.0001 | 953.0001 | 953.0001 | 953.0001 | 953.0001 | 953.0001 | 953.0001 | 953.0001 | 953.0001 | 953.0001 | 953.0001 | 953.0001 | 953.0001 | 953.0001 | 953.0001 | 953.0001 | 953.0001 | 953.0001 | 953.0001
Option 6 SG | ResourceLimit_N9_Wind Medium | Resource Limits for REZ | 0 | 0 | 3.65e-06 | 7.3e-06 | 7.3e-06 | 7.32e-06 | 7.3e-06 | 7.3e-06 | 7.3e-06 | 7.32e-06 | 1.095e-05 | 1.095e-05 | 7.3e-06 | 7.32e-06 | 394.3126 | 444.3435 | 1000 | 1000 | 1000 | 1000 | 1000 | 1000 | 1000 | 1000
Option 6 SG | ResourceLimit_Q8a_Solar | Resource Limits for REZ | 0 | 38.4891 | 38.4891 | 38.4891 | 38.4891 | 38.4891 | 38.4891 | 38.4891 | 38.4891 | 38.4891 | 38.4891 | 38.4891 | 38.4891 | 38.4891 | 38.4891 | 1682.4842 | 2113.86 | 2113.86 | 2113.86 | 2113.86 | 2275.81 | 2275.81 | 2275.81 | 2275.81
Option 6 SG | ResourceLimit_Q8c_Wind Medium | Resource Limits for REZ | 0 | 0 | 0 | 3.65e-06 | 3.65e-06 | 7.32e-06 | 7.3e-06 | 7.3e-06 | 7.3e-06 | 7.32e-06 | 0.0001241 | 828.5764 | 828.5764 | 828.5764 | 828.5764 | 828.5764 | 828.5764 | 1008 | 1008 | 1008 | 1008 | 1008 | 1008 | 1008
Option 6 SG | ResourceLimit_S6_Wind Medium | Resource Limits for REZ | 0 | 0 | 3.65e-06 | 3.65e-06 | 3.65e-06 | 3.66e-06 | 3.65e-06 | 3.65e-06 | 3.65e-06 | 3.66e-06 | 3.65e-06 | 3.65e-06 | 3.65e-06 | 3.66e-06 | 3.65e-06 | 3.65e-06 | 3.65e-06 | 3.66e-06 | 3.65e-06 | 3.65e-06 | 7.3e-06 | 7.32e-06 | 7.3e-06 | 1.095e-05
Option 6 SG | ResourceLimit_T1_Solar | Resource Limits for REZ | 0 | 3.66e-06 | 479.5891 | 479.5892 | 479.5892 | 479.5892 | 479.5892 | 479.5892 | 479.5892 | 479.5892 | 479.5892 | 479.5892 | 479.5892 | 479.5892 | 479.5892 | 479.5892 | 479.5892 | 479.5892 | 479.5892 | 479.5892 | 479.5892 | 479.5892 | 479.5892 | 479.5892
Option 6 SG | ResourceLimit_T3_Solar | Resource Limits for REZ | 0 | 3.66e-06 | 120.4109 | 570.4108 | 570.4108 | 570.4108 | 570.4108 | 570.4108 | 570.4108 | 570.4108 | 570.4108 | 570.4108 | 570.4108 | 570.4108 | 570.4108 | 570.4108 | 570.4108 | 570.4108 | 570.4108 | 570.4108 | 570.4108 | 570.4108 | 570.4108 | 570.4108
Option 6 SG | ResourceLimit_T3_Wind Medium | Resource Limits for REZ | 0 | 0 | 3.65e-06 | 3.65e-06 | 7.3e-06 | 7.32e-06 | 7.3e-06 | 7.3e-06 | 7.3e-06 | 7.32e-06 | 55.4471 | 55.4471 | 55.4471 | 55.4471 | 55.4471 | 55.4471 | 55.4471 | 55.4471 | 55.4471 | 55.4471 | 55.4471 | 55.4471 | 55.4471 | 55.4471
Option 6 SG | ResourceLimit_V1_Wind Medium | Resource Limits for REZ | 0 | 0 | 640.392 | 828.3103 | 828.3103 | 828.3103 | 828.3103 | 828.3103 | 828.3103 | 828.3103 | 828.3103 | 828.3103 | 828.3103 | 828.3103 | 828.3103 | 828.3103 | 828.3103 | 828.3103 | 828.3103 | 828.3103 | 828.3103 | 828.3103 | 828.3103 | 828.3103
Option 6 SG | ResourceLimit_V5_Wind Medium | Resource Limits for REZ | 0 | 0 | 0.0006935 | 0.00072635 | 0.00072635 | 0.00072468 | 0.00072635 | 0.00072635 | 0.00072635 | 0.00072468 | 0.00072635 | 0.00072635 | 0.00072635 | 0.00072468 | 0.00072635 | 0.00072635 | 0.00072635 | 0.00072468 | 0.00072635 | 0.00072635 | 0.00072635 | 0.00072834 | 29.0949 | 29.0949
Option 6 SG | ResourceLimit_V7_Wind Medium | Resource Limits for REZ | 0 | 0 | 0.00016425 | 163.1232 | 163.1232 | 163.1232 | 163.1232 | 163.1232 | 163.1232 | 163.1232 | 163.1232 | 163.1232 | 163.1232 | 163.1232 | 163.1232 | 163.1232 | 163.1232 | 163.1232 | 163.1232 | 163.1232 | 163.1232 | 163.1232 | 163.1232 | 163.1232
Option 6 SG | SA Firming | Policies SA | 0 | 0 | 318.86 | 318.86 | 564.86 | 564.86 | 564.86 | 564.86 | 564.86 | 749.1823 | 749.1823 | 749.1823 | 749.1823 | 749.1823 | 749.1823 | 749.1823 | 749.1823 | 749.1823 | 890.1713 | 890.1713 | 1268.6259 | 1778.6802 | 1775.7304 | 1811.6817
Option 6 SG | SESA H2 Domestic Consumption Purchaser | Subregion flexible electricity load for Domestic H2 | 0 | 0 | 0 | 0 | 0.83429 | 3.0326 | 7.4301 | 14.9129 | 25.6021 | 32.7049 | 38.6896 | 43.5914 | 46.7721 | 49.332 | 51.7774 | 55.0629 | 60.1729 | 66.8217 | 75.3719 | 87.3914 | 101.7307 | 117.8529 | 134.8139 | 151.5271
Option 6 SG | SEV H2 Domestic Consumption Purchaser | Subregion flexible electricity load for Domestic H2 | 0 | 0 | 0 | 0 | 9.6464 | 31.2671 | 69.6361 | 128.0629 | 207.3721 | 256.2803 | 302.8423 | 349.2529 | 393.9393 | 437.9223 | 478.8486 | 520.4379 | 567.5229 | 614.9369 | 665.1007 | 730.1564 | 803.73 | 885.0731 | 967.943 | 1046.6114
Option 6 SG | SNSW H2 Domestic Consumption Purchaser | Subregion flexible electricity load for Domestic H2 | 0.41714 | 0.366 | 0.365 | 0.365 | 11.4714 | 32.8357 | 66.5597 | 115.4964 | 180.0493 | 219.288 | 254.324 | 284.7521 | 308.06 | 326.8929 | 340.6976 | 356.605 | 382.155 | 414.498 | 454.837 | 510.1136 | 572.7893 | 637.3937 | 697.9503 | 749.345
Option 6 SG | SNW Firming | Policies NSW | 5.84e-05 | 1068.0399 | 3172.1794 | 4810.6024 | 4810.6024 | 4810.6024 | 4810.6024 | 5601.8524 | 5601.8524 | 5601.8524 | 5601.8524 | 5601.8524 | 5639.9937 | 5639.9937 | 5639.9937 | 5639.9937 | 5639.9937 | 5639.9937 | 5639.9937 | 5639.9937 | 5639.9936 | 4571.9538 | 2467.8143 | 2497.2055
Option 6 SG | SNW H2 Domestic Consumption Purchaser | Subregion flexible electricity load for Domestic H2 | 2.92 | 2.8757 | 2.8416 | 2.8157 | 80.1957 | 229.7974 | 465.9171 | 808.5271 | 1260.345 | 1534.9631 | 1780.1891 | 1993.1607 | 2156.3679 | 2288.2491 | 2384.805 | 2496.235 | 2675.1371 | 2901.5389 | 3183.7289 | 3570.6907 | 4009.6814 | 4461.7826 | 4885.5744 | 5245.4671
Option 6 SG | SQ H2 Domestic Consumption Purchaser | Subregion flexible electricity load for Domestic H2 | 0 | 0 | 0 | 0 | 15.7993 | 47.1883 | 101.8079 | 185.6286 | 299.4043 | 368.9569 | 419.9539 | 459.2221 | 487.5357 | 511.9071 | 534.1454 | 566.7929 | 613.8779 | 668.2426 | 739.2991 | 847.8429 | 983.9357 | 1145.0657 | 1326.0821 | 1506.1464
Option 6 SG | SRET | Policies SA | 0 | -7.835e-09 | 3.0579e-07 | 3.6488e-05 | 1.1016e-05 | 6.2671e-05 | 1.4373e-06 | 306.3127 | 1.2032e-06 | 1.559e-06 | 1.7983e-06 | 249.9594 | 801.0675 | 1322.2676 | 590.4354 | 241.6107 | 1384.4766 | 566.7912 | 0.00062004 | 8.7331e-06 | 5.8713e-06 | 3.7636e-06 | 3.4866e-06 | 5.3851e-06
Option 6 SG | Shared Upgrade_CNSW-SNW Option 3 - Stage 2 | Shared REZ Upgrades | 0 | 0 | 0 | 0 | 0 | 0 | 0 | 2000 | 0 | 0 | 0 | 0 | 0 | 0 | 0 | 0 | 0 | 0 | 0 | 0 | 0 | 0 | 0 | 0
Option 6 SG | Shared Upgrade_SNSW-CNSW Option 1 (HumeLink) | Shared REZ Upgrades | 0 | 2200 | 0 | 0 | 0 | 0 | 0 | 0 | 0 | 0 | 0 | 0 | 0 | 0 | 0 | 0 | 0 | 0 | 0 | 0 | 0 | 0 | 0 | 0
Option 6 SG | Snowy 2.0 - Gen | Special Constraints | 0 | 0 | 1796460.4739 | 3986789.4942 | 4895772.6539 | 4287568.0537 | 4589299.548 | 4110735.2357 | 4624212.0482 | 4722411.8258 | 4537107.9847 | 4632878.0592 | 4677801.7336 | 4981839.6031 | 4805776.5895 | 4502141.675 | 4819535.3682 | 4487551.5093 | 4617274.2572 | 4393125.4604 | 5045608.1422 | 5135239.1507 | 5128628.7578 | 5363986.9547
Option 6 SG | Snowy 2.0 - Pump | Special Constraints | 0 | 0 | 2525431.8136 | 5622418.7604 | 6020081.9132 | 5713459.6059 | 6048062.6012 | 5478872.4428 | 6191410.9129 | 6369893.6786 | 6063190.1847 | 5865214.5136 | 6506333.936 | 6406815.2853 | 6329218.911 | 6402425.8689 | 6262375.3466 | 5755933.7251 | 6418624.608 | 5926148.2071 | 6577324.0367 | 7230335.6889 | 6824423.7454 | 7324051.9237
Option 6 SG | Sys Strength Requirement - Efficient Level CNSW | System Strength Requiements- Efficient | 0 | -3.66e-06 | 0 | 0 | -1.46e-05 | -5.856e-05 | -6.205e-05 | -2.92e-05 | -1.825e-05 | -1.464e-05 | -3.65e-06 | -7.3e-06 | -6.935e-05 | -7.32e-05 | 0 | 0 | 0 | -2.562e-05 | 0 | 0 | 0 | 3.66e-06 | 1.46e-05 | -7.3e-06
Option 6 SG | Sys Strength Requirement - Efficient Level CQ | System Strength Requiements- Efficient | 0 | 0 | -3.65e-06 | -7.3e-06 | 0 | 0 | -3.65e-06 | -3.65e-06 | -1.095e-05 | -7.32e-06 | 0 | 0 | -2.19e-05 | -0.008063 | -0.0002482 | -0.0014417 | -0.0015074 | -8.784e-05 | -3.65e-06 | -3.65e-06 | -3.65e-06 | -7.32e-06 | -3.65e-06 | 0
Option 6 SG | Sys Strength Requirement - Efficient Level CSA | System Strength Requiements- Efficient | 0 | 0 | -7.3e-06 | -4.015e-05 | -3.65e-05 | -0.00014274 | -0.00014965 | -0.00014965 | -0.00014965 | -0.00015006 | -0.00014965 | -0.00015695 | -0.0001533 | -0.00015372 | 0 | 0 | 0 | 0 | 0 | 0 | -3.65e-06 | -1.464e-05 | -3.65e-06 | -3.65e-06
Option 6 SG | Sys Strength Requirement - Efficient Level GG | System Strength Requiements- Efficient | 0 | 0 | -0.00020805 | -0.0001898 | -0.0011133 | -0.00065514 | -0.0021389 | -0.0022594 | -0.0024053 | -0.0023387 | -0.0020914 | -0.0039384 | -0.00073 | -0.00072834 | -0.000949 | -0.0010987 | -0.0012629 | -0.00011712 | -0.0021863 | -0.0022119 | -0.0002628 | -0.000366 | -0.0002482 | -0.0004964
Option 6 SG | Sys Strength Requirement - Efficient Level MEL | System Strength Requiements- Efficient | 0 | 0 | 0 | 0 | -3.65e-05 | -0.0001281 | -0.0001314 | -0.00013505 | 3.65e-06 | 0 | -3.65e-06 | -7.3e-06 | -3.65e-06 | -3.66e-06 | -3.65e-06 | -3.65e-06 | -3.65e-06 | -3.66e-06 | 0 | 0 | 0 | 0 | 0 | -3.65e-06
Option 6 SG | Sys Strength Requirement - Efficient Level NNSW | System Strength Requiements- Efficient | 0 | 0 | -1.095e-05 | 0 | -6.57e-05 | -0.00022692 | -0.00022995 | -0.00022995 | -0.00022995 | -0.00023424 | -0.0002263 | -3.65e-06 | 0 | 0 | 0 | 0 | 0 | -7.32e-06 | -3.65e-06 | -3.65e-06 | 0 | 0 | 0 | 0
Option 6 SG | Sys Strength Requirement - Efficient Level NQ | System Strength Requiements- Efficient | 0 | 0 | -3.65e-06 | 0 | -7.3e-06 | 0 | -0.0064641 | -0.004661 | -0.00067525 | -0.0023607 | -0.0001898 | -0.00013505 | 0 | 0 | 0 | 0 | 0 | 0 | 0 | 0 | 0 | 0 | 0 | 0
Option 6 SG | Sys Strength Requirement - Efficient Level NSA | System Strength Requiements- Efficient | 0 | 0 | 0 | 0 | -3.65e-06 | -2.562e-05 | -2.92e-05 | -2.92e-05 | -2.92e-05 | 0 | 0 | 0 | 0 | 0 | 0 | 0 | 0 | -3.66e-06 | 0 | 0 | 0 | 0 | 7.3e-06 | 0
Option 6 SG | Sys Strength Requirement - Efficient Level SESA | System Strength Requiements- Efficient | 0 | 0 | 0 | 0 | 0 | 0 | 0 | 0 | 0 | 0 | 0 | 0 | -4.745e-05 | -6.588e-05 | -6.205e-05 | -7.3e-05 | -6.57e-05 | -0.016671 | 0 | 0 | 0 | 0 | 0 | 3.65e-06
Option 6 SG | Sys Strength Requirement - Efficient Level SEV | System Strength Requiements- Efficient | 0 | 0 | 0 | 0 | 0 | 0 | -0.00342 | -0.0028142 | -0.0007592 | -0.0012847 | -0.0028798 | -0.0041902 | 0 | 0 | 0 | 0 | 0 | 0 | 0 | 0 | 0 | -3.66e-06 | 3.65e-05 | 0.0001898
Option 6 SG | Sys Strength Requirement - Efficient Level SNSW | System Strength Requiements- Efficient | 0 | 0 | 0 | 0 | -1.095e-05 | 0 | -3.65e-06 | -7.3e-06 | 0 | -1.098e-05 | -7.3e-06 | 0 | 0 | -3.66e-06 | 0 | 1.095e-05 | 0 | 0 | 0 | -3.65e-06 | 3.65e-06 | 0 | 0 | 0
Option 6 SG | Sys Strength Requirement - Efficient Level SNW | System Strength Requiements- Efficient | 0 | -0.0001098 | -6.935e-05 | -5.11e-05 | -7.665e-05 | -0.00016104 | -0.0001606 | 7.3e-06 | 3.65e-06 | 0 | -3.65e-06 | -7.3e-06 | 1.825e-05 | 1.098e-05 | 0 | 0 | -3.65e-06 | -7.32e-06 | -3.65e-06 | -7.3e-06 | -0.0001168 | 0 | -9.49e-05 | -2.19e-05
Option 6 SG | Sys Strength Requirement - Efficient Level SQ | System Strength Requiements- Efficient | 0 | 0 | -7.3e-06 | 3.65e-06 | -0.0001533 | -0.00035136 | -0.00035405 | -0.00035405 | -0.00035405 | 0 | 0 | 0 | 0 | 0 | 0 | 0 | 0 | 0 | -3.65e-06 | -1.095e-05 | -3.65e-06 | 0 | -3.65e-06 | -3.65e-06
Option 6 SG | Sys Strength Requirement - Efficient Level TAS | System Strength Requiements- Efficient | 0 | 0 | -7.3e-06 | -1.46e-05 | -8.03e-05 | -0.00021594 | 0 | 0 | -3.65e-06 | 0 | 0 | 0 | -1.095e-05 | -7.32e-06 | -3.65e-06 | -3.65e-06 | -3.65e-06 | -3.66e-06 | -1.095e-05 | -3.65e-06 | -7.3e-06 | -7.32e-06 | -3.65e-06 | -3.65e-06
Option 6 SG | Sys Strength Requirement - Efficient Level WNV | System Strength Requiements- Efficient | 0 | 0 | 0 | 0 | 0 | 0 | 0 | 0 | 0 | -3.66e-06 | 0 | 9.125e-05 | -3.65e-06 | -7.32e-06 | -7.3e-06 | -7.3e-06 | -3.65e-06 | 0 | -9.49e-05 | -8.395e-05 | -7.665e-05 | -7.32e-06 | -1.46e-05 | 0
Option 6 SG | Sys Strength Requirement - Min Fault Level CNSW | System Strength Requiements - Minimum | 0 | 0 | 0 | 0 | 0 | 0 | 0 | 0 | 0 | 0 | 0 | 0 | 0 | 0 | 701 | 701 | 701 | 701 | 701 | 701 | 701 | 701 | 701 | 701
Option 6 SG | Sys Strength Requirement - Min Fault Level CQ | System Strength Requiements - Minimum | 0 | 0 | 0 | 0 | 0 | 0 | 0 | 0 | 0 | 0 | 0 | 0 | 0 | 0 | 0 | 0 | 0 | 0 | 0 | 0 | 0 | 0 | 0 | 513
Option 6 SG | Sys Strength Requirement - Min Fault Level GG | System Strength Requiements - Minimum | 0 | 0 | 0 | 286.9 | 286.9 | 286.9 | 286.9 | 286.9 | 286.9 | 286.9 | 286.9 | 286.9 | 286.9 | 286.9 | 286.9 | 286.9 | 286.9 | 286.9 | 286.9 | 286.9 | 286.9 | 286.9 | 286.9 | 286.9
Option 6 SG | Sys Strength Requirement - Min Fault Level SEV | System Strength Requiements - Minimum | 0 | 0 | 0 | 0 | 0 | 0 | 0 | 0 | 823.1 | 823.1 | 823.1 | 823.1 | 823.1 | 823.1 | 823.1 | 823.1 | 823.1 | 823.1 | 823.1 | 823.1 | 823.1 | 823.1 | 823.1 | 823.1
Option 6 SG | Sys Strength Requirement - Min Fault Level SNW | System Strength Requiements - Minimum | 0 | 0 | 0 | 0 | 717.2 | 717.2 | 717.2 | 717.2 | 717.2 | 717.2 | 717.2 | 717.2 | 717.2 | 717.2 | 717.2 | 717.2 | 717.2 | 717.2 | 717.2 | 717.2 | 717.2 | 717.2 | 717.2 | 717.2
Option 6 SG | Sys Strength Requirement - Min Fault Level SQ | System Strength Requiements - Minimum | 0 | 0 | 0 | 0 | 0 | 0 | 0 | 0 | 0 | 0 | 0 | 0 | 0 | 0 | 0 | 0 | 0 | 0 | 0 | 0 | 0 | 0 | 0 | 588.4
Option 6 SG | TAS H2 Domestic Consumption Purchaser | Subregion flexible electricity load for Domestic H2 | 0 | 0 | 0 | 0 | 3.5457 | 9.49 | 18.3801 | 30.7121 | 46.4071 | 54.4037 | 62.0491 | 69.9236 | 77.7971 | 86.0629 | 94.2471 | 102.8779 | 114.5579 | 129.9571 | 151.8383 | 185.0029 | 227.9164 | 276.9594 | 326.8539 | 372.9257
Option 6 SG | TRET | Policies TAS | 9764.626 | 11280.5458 | 11313.4581 | 11401.4527 | 15521.6623 | 16528 | 17056 | 17582 | 18109 | 18635 | 19161 | 19688 | 20215 | 20741 | 16058.2894 | 15580.1274 | 16361.1545 | 15960.3942 | 15874.5705 | 16075.3833 | 16949.9171 | 17082.2839 | 17690.2687 | 17294.2778
Option 6 SG | Tarraleah Max Energy Day | Hydro min release | 145.794 | 193.6009 | 143.1789 | 92.5264 | 158.2956 | 138.6545 | 193.1741 | 150.2774 | 143.9205 | 111.5262 | 158.8677 | 117.9668 | 153.3466 | 178.9947 | 101.6666 | 166.4527 | 139.7974 | 126.2991 | 167.0179 | 145.758 | 138.868 | 144.597 | 159.4066 | 117.11
Option 6 SG | Tarraleah Min Flow | Hydro min release | 145.794 | 193.6009 | 143.1789 | 92.5264 | 158.2956 | 138.6545 | 193.1741 | 150.2774 | 143.9205 | 111.5262 | 158.8677 | 117.9668 | 153.3466 | 178.9947 | 101.6666 | 166.4527 | 139.7974 | 126.2991 | 167.0179 | 145.758 | 138.868 | 144.597 | 159.4066 | 117.11
Option 6 SG | Tarraleah Min Gen | Hydro min release | 573.676 | 624.2059 | 506.53 | 346.5332 | 662.1335 | 579.9917 | 808.0474 | 628.6104 | 602.0193 | 466.514 | 664.5434 | 493.4551 | 641.4488 | 748.7347 | 425.2713 | 696.2716 | 584.7725 | 528.309 | 698.6359 | 609.7057 | 580.885 | 604.8491 | 666.7976 | 489.871
Option 6 SG | VIC Storage | Policies VIC | 0 | 1220 | 1271.7901 | 1271.7901 | 1271.7901 | 1271.7901 | 1271.7901 | 1271.7901 | 1404.533 | 1404.533 | 1404.533 | 1404.533 | 1404.533 | 1404.533 | 1404.533 | 1404.533 | 1404.533 | 1404.533 | 1404.533 | 1404.533 | 1404.533 | 184.533 | 132.743 | 132.743
Option 6 SG | VOWT | Policies VIC | 0 | 0 | 0 | 0 | 0 | 2000 | 2667 | 3333 | 4000 | 5000 | 6000 | 7000 | 8000 | 9000 | 9000 | 9000 | 9000 | 9000 | 9000 | 9000 | 9000 | 9000 | 9000 | 9000
Option 6 SG | VRET | Policies VIC | 0 | 4374.2624 | 7259.565 | 11474.006 | 8017.1435 | 6360.5983 | 3295.2944 | 2.0569e-05 | 3193.2503 | 0 | 0 | 0 | 0 | 0 | 0 | 0 | 0 | 0 | 0 | 0 | 0 | 0 | 0 | 0
Option 6 SG | WNV H2 Domestic Consumption Purchaser | Subregion flexible electricity load for Domestic H2 | 70.7579 | 69.8803 | 68.7497 | 67.89 | 117.0607 | 281.4823 | 626.7761 | 1152.3571 | 1866.5057 | 2306.6537 | 2725.4504 | 3143.0671 | 3545.4536 | 3941.3266 | 4309.7151 | 4683.8364 | 5107.81 | 5534.5626 | 5985.9327 | 6571.4079 | 7233.3614 | 7965.6574 | 8711.4874 | 9419.7114
Option 6 SG | Wayatinah Min Gen | Hydro min release | 224.9426 | 270.8951 | 182.1477 | 233.0705 | 235.9122 | 195.3629 | 256.8221 | 211.378 | 193.5997 | 180.7877 | 172.0984 | 205.5411 | 181.144 | 170.8883 | 148.96 | 143.7458 | 159.6184 | 142.4858 | 142.5913 | 148.2025 | 157.1046 | 162.0215 | 174.2746 | 150.6848
BaseCase AT | 2030 Emissions Budget 1 | Emissions DLT | 88820.2918 | 74407.8871 | 36660.4437 | 20032.7783 | 0 | 0 | 0 | 0 | 0 | 0 | 0 | 0 | 0 | 0 | 0 | 0 | 0 | 0 | 0 | 0 | 0 | 0 | 0 | 0
BaseCase AT | 2035 Emissions Target | Emissions DLT | 0 | 0 | 0 | 0 | 0 | 0 | 0 | 0 | 3403.4722 | 0 | 0 | 0 | 0 | 0 | 0 | 0 | 0 | 0 | 0 | 0 | 0 | 0 | 0 | 0
BaseCase AT | 2050 Emissions Budget 1 | Emissions DLT | 88820.2918 | 74407.8871 | 36660.4437 | 20032.7783 | 16405.1624 | 13783.7168 | 0 | 0 | 0 | 0 | 0 | 0 | 0 | 0 | 0 | 0 | 0 | 0 | 0 | 0 | 0 | 0 | 0 | 0
BaseCase AT | 2050 Emissions Budget 2 | Emissions DLT | 0 | 0 | 0 | 0 | 0 | 0 | 14126.5218 | 3392.4994 | 3403.4722 | 3576.7547 | 3501.4945 | 3081.2974 | 0 | 0 | 0 | 0 | 0 | 0 | 0 | 0 | 0 | 0 | 0 | 0
BaseCase AT | 2050 Emissions Budget 3 | Emissions DLT | 0 | 0 | 0 | 0 | 0 | 0 | 0 | 0 | 0 | 0 | 0 | 0 | 897.3784 | 1181.4222 | 1170.1258 | 1411.0957 | 1166.2445 | 792.1535 | 0 | 0 | 0 | 0 | 0 | 0
BaseCase AT | 2050 Emissions Budget 4 | Emissions DLT | 0 | 0 | 0 | 0 | 0 | 0 | 0 | 0 | 0 | 0 | 0 | 0 | 0 | 0 | 0 | 0 | 0 | 0 | 1435.7437 | 2040.2224 | 3262.7146 | 1791.8805 | 3508.7157 | 3149.973
BaseCase AT | 2050 Emissions Budget NSW 1 | Emissions DLT | 30361.155 | 27671.3172 | 11891.1926 | 4090.0923 | 3161.9708 | 2017.4305 | 0 | 0 | 0 | 0 | 0 | 0 | 0 | 0 | 0 | 0 | 0 | 0 | 0 | 0 | 0 | 0 | 0 | 0
BaseCase AT | 2050 Emissions Budget NSW 2 | Emissions DLT | 0 | 0 | 0 | 0 | 0 | 0 | 2473.9908 | 1482.7135 | 1502.9507 | 1638.145 | 1718.2521 | 1526.3101 | 0 | 0 | 0 | 0 | 0 | 0 | 0 | 0 | 0 | 0 | 0 | 0
BaseCase AT | 2050 Emissions Budget NSW 3 | Emissions DLT | 0 | 0 | 0 | 0 | 0 | 0 | 0 | 0 | 0 | 0 | 0 | 0 | 378.7031 | 509.695 | 551.7635 | 703.333 | 433.1459 | 343.2949 | 0 | 0 | 0 | 0 | 0 | 0
BaseCase AT | 2050 Emissions Budget NSW 4 | Emissions DLT | 0 | 0 | 0 | 0 | 0 | 0 | 0 | 0 | 0 | 0 | 0 | 0 | 0 | 0 | 0 | 0 | 0 | 0 | 533.0045 | 1028.4647 | 1418.8629 | 668.6315 | 1309.8197 | 840.6928
BaseCase AT | 2050 Emissions Budget QLD 1 | Emissions DLT | 28164.0356 | 22893.6851 | 10260.0777 | 5003.571 | 2349.7903 | 1621.5417 | 0 | 0 | 0 | 0 | 0 | 0 | 0 | 0 | 0 | 0 | 0 | 0 | 0 | 0 | 0 | 0 | 0 | 0
BaseCase AT | 2050 Emissions Budget QLD 2 | Emissions DLT | 0 | 0 | 0 | 0 | 0 | 0 | 1010.4129 | 661.845 | 643.8833 | 631.366 | 469.7177 | 557.6201 | 0 | 0 | 0 | 0 | 0 | 0 | 0 | 0 | 0 | 0 | 0 | 0
BaseCase AT | 2050 Emissions Budget QLD 3 | Emissions DLT | 0 | 0 | 0 | 0 | 0 | 0 | 0 | 0 | 0 | 0 | 0 | 0 | 142.1241 | 148.5844 | 181.8131 | 168.7 | 195.3531 | 182.3727 | 0 | 0 | 0 | 0 | 0 | 0
BaseCase AT | 2050 Emissions Budget QLD 4 | Emissions DLT | 0 | 0 | 0 | 0 | 0 | 0 | 0 | 0 | 0 | 0 | 0 | 0 | 0 | 0 | 0 | 0 | 0 | 0 | 322.1267 | 456.9633 | 932.075 | 628.4266 | 1199 | 1679.778
BaseCase AT | 2050 Emissions Budget SA 1 | Emissions DLT | 2542.4319 | 414.9076 | 525.7694 | 1035.1129 | 945.0729 | 659.2556 | 0 | 0 | 0 | 0 | 0 | 0 | 0 | 0 | 0 | 0 | 0 | 0 | 0 | 0 | 0 | 0 | 0 | 0
BaseCase AT | 2050 Emissions Budget SA 2 | Emissions DLT | 0 | 0 | 0 | 0 | 0 | 0 | 828.0685 | 561.2452 | 552.4783 | 558.8866 | 553.9551 | 281.4608 | 0 | 0 | 0 | 0 | 0 | 0 | 0 | 0 | 0 | 0 | 0 | 0
BaseCase AT | 2050 Emissions Budget SA 3 | Emissions DLT | 0 | 0 | 0 | 0 | 0 | 0 | 0 | 0 | 0 | 0 | 0 | 0 | 103.855 | 168.6294 | 158.0102 | 139.8011 | 188.2131 | 85.8553 | 0 | 0 | 0 | 0 | 0 | 0
BaseCase AT | 2050 Emissions Budget SA 4 | Emissions DLT | 0 | 0 | 0 | 0 | 0 | 0 | 0 | 0 | 0 | 0 | 0 | 0 | 0 | 0 | 0 | 0 | 0 | 0 | 117.942 | 116.5266 | 248.9638 | 187.7761 | 258.179 | 191.9245
BaseCase AT | 2050 Emissions Budget VIC 1 | Emissions DLT | 27752.6693 | 23427.9772 | 13983.4041 | 9903.8087 | 9947.4415 | 9485.489 | 0 | 0 | 0 | 0 | 0 | 0 | 0 | 0 | 0 | 0 | 0 | 0 | 0 | 0 | 0 | 0 | 0 | 0
BaseCase AT | 2050 Emissions Budget VIC 2 | Emissions DLT | 0 | 0 | 0 | 0 | 0 | 0 | 9814.0495 | 683.8151 | 699.1518 | 748.0172 | 757.3418 | 711.7923 | 0 | 0 | 0 | 0 | 0 | 0 | 0 | 0 | 0 | 0 | 0 | 0
BaseCase AT | 2050 Emissions Budget VIC 3 | Emissions DLT | 0 | 0 | 0 | 0 | 0 | 0 | 0 | 0 | 0 | 0 | 0 | 0 | 262.3037 | 352.3218 | 275.213 | 395.7266 | 345.2049 | 174.8484 | 0 | 0 | 0 | 0 | 0 | 0
BaseCase AT | 2050 Emissions Budget VIC 4 | Emissions DLT | 0 | 0 | 0 | 0 | 0 | 0 | 0 | 0 | 0 | 0 | 0 | 0 | 0 | 0 | 0 | 0 | 0 | 0 | 450.2269 | 433.6776 | 650.0893 | 301.0177 | 728.0582 | 432.5554
BaseCase AT | Basslink Daily Energy Limit | Special Constraints | -1686.3945 | -1361.741 | -557.823 | -824.4161 | -2106.7363 | -2610.5599 | -2666.1737 | -2419.472 | -2970.9554 | -3087.0066 | -3231.6358 | -3207.1777 | -3258.5546 | -3360.4946 | -3722.7526 | -3712.4088 | -3797.6431 | -3738.2538 | -3663.8693 | -3658.9395 | -3656.7351 | -3527.3693 | -3621.4909 | -3783.1707
BaseCase AT | Borumba - Gen | Special Constraints | 0 | 0 | 0 | 0 | 0 | 0 | 0 | 0 | 0 | 1915930.1239 | 2859586.7111 | 2917946.9779 | 2548139.1957 | 2253123.9832 | 2033646.8168 | 1992374.906 | 2535063.0865 | 2361742.6806 | 1914897.3088 | 1763301.7121 | 2060041.0238 | 2368980.7969 | 2380741.3406 | 2683037.7754
BaseCase AT | Borumba - Pump | Special Constraints | 0 | 0 | 0 | 0 | 0 | 0 | 0 | 0 | 0 | 2548597.3948 | 3915075.1102 | 3865894.9198 | 3481512.5084 | 3030035.9172 | 2738735.4221 | 2698165.9343 | 3410662.1955 | 3124511.819 | 2578986.2746 | 2423112.1442 | 2771371.6775 | 3145345.9702 | 3206385.5819 | 3613518.8334
BaseCase AT | CIS Dispatchable NSW | Policies NEM | 0.0001898 | 933.274 | 1582.3838 | 2091.5749 | 2091.5749 | 2443.6459 | 3176.9906 | 4253.9204 | 4812.9484 | 5454.0171 | 5454.0171 | 5454.0171 | 6817.421 | 8355.9857 | 9855.8003 | 9855.8005 | 11546.824 | 13103.0451 | 13103.0451 | 13103.0451 | 13103.0449 | 12261.048 | 12992.974 | 12642.8569
BaseCase AT | CIS Dispatchable SA | Policies NEM | 0 | 788 | 1106.8601 | 1106.8601 | 1352.8598 | 1352.8599 | 1352.8598 | 1711.1583 | 1711.1583 | 1818.4578 | 1860.5766 | 1860.5766 | 2657.6429 | 3278.4552 | 3811.4402 | 3880.0145 | 4126.6335 | 4302.3965 | 4302.3965 | 4325.6539 | 5344.4473 | 4857.8535 | 7906.9465 | 7906.9464
BaseCase AT | CIS Dispatchable VIC | Policies NEM | 0 | 1354.766 | 1516.7688 | 1516.7688 | 1516.7689 | 1516.7689 | 1516.7689 | 1516.7689 | 1516.7689 | 1516.7689 | 1516.7689 | 1516.7689 | 2185.8421 | 5905.696 | 6639.7515 | 6639.7515 | 6639.7515 | 6639.7515 | 6639.7515 | 6639.7515 | 6743.3699 | 5875.9087 | 7150.9045 | 7150.9044
BaseCase AT | CIS Gen NSW | Policies NEM | 0 | 2286.7343 | 7931.07 | 14075.07 | 14633.6173 | 15760.6704 | 20568.609 | 24078.4594 | 26482.3914 | 31055.6938 | 34622.2887 | 34717.1121 | 43260.2312 | 44114.4697 | 49617.4905 | 51544.1248 | 53212.1798 | 54319.4003 | 54319.4003 | 54967.6391 | 55512.8359 | 56094.5774 | 64009.641 | 64009.6411
BaseCase AT | CIS Gen SA | Policies NEM | 0 | 581.4627 | 805.9356 | 805.9358 | 1957.5337 | 1957.5338 | 3187.5218 | 4230.9876 | 4588.7379 | 5833.2304 | 7922.4366 | 7922.4366 | 9482.7159 | 11389.697 | 11957.8869 | 12467.4936 | 13514.8223 | 14062.1365 | 14981.5603 | 16942.0505 | 18782.2418 | 18782.2418 | 25452.2695 | 25452.2695
BaseCase AT | CIS Gen TAS | Policies NEM | 0 | 315.7321 | 1123.4756 | 1200 | 1242.6696 | 1457.5962 | 1457.5962 | 1457.5962 | 1552.371 | 1901.4265 | 1916.4228 | 1916.4229 | 1916.4229 | 2242.6042 | 2242.6042 | 2477.7614 | 2477.7614 | 2477.7614 | 2547.7915 | 2574.2602 | 2574.2602 | 3070.2693 | 3482.0242 | 3482.0242
BaseCase AT | CIS Gen VIC - Solar | Policies NEM | 0 | 1162.6728 | 1162.6728 | 1162.6728 | 1162.6729 | 1162.6729 | 1592.5628 | 2905.1163 | 2905.1163 | 3921.0011 | 3921.0011 | 3921.0011 | 4877.4408 | 17196.5248 | 19217.3477 | 19217.3477 | 19217.3477 | 19217.3477 | 19217.3477 | 19217.3477 | 19749.7196 | 19749.7196 | 23492.932 | 23492.932
BaseCase AT | CIS Gen VIC - Wind | Policies NEM | 0 | 0 | 2883.6833 | 3500 | 3500 | 5500.0001 | 6167.0001 | 7331.3274 | 8082.8566 | 9082.8566 | 12174.9452 | 13174.9453 | 14458.9811 | 15458.9811 | 15458.9811 | 15458.9811 | 15458.9811 | 15458.9811 | 16649.6644 | 17968.198 | 18255.9602 | 18255.9602 | 19732.2989 | 19732.2989
BaseCase AT | CIS Total Dispatchable | Policies NEM | 0.0001898 | 3076.04 | 5550.83 | 7262.83 | 8878.438 | 9230.509 | 11494.2094 | 13710.1171 | 14396.6974 | 15145.0657 | 15210.3044 | 15282.3823 | 18189.5316 | 24944.1876 | 28044.5385 | 28663.3238 | 30883.6302 | 35321.1233 | 35321.1233 | 35464.9097 | 36617.5067 | 34421.4547 | 39833.738 | 38594.4371
BaseCase AT | CNSW H2 Domestic Consumption Purchaser | Subregion flexible electricity load for Domestic H2 | 0 | 0 | 0 | 0 | 21.6393 | 74.56 | 169.8534 | 316.5593 | 516.0579 | 645.9686 | 776.1379 | 912.7607 | 1048.5929 | 1178.372 | 1285.6981 | 1380.5864 | 1475.3821 | 1558.518 | 1626.6301 | 1701.8386 | 1774.1607 | 1848.4446 | 1912.6829 | 1979.5514
BaseCase AT | CQ H2 Domestic Consumption Purchaser | Subregion flexible electricity load for Domestic H2 | 170.455 | 168.3874 | 165.6299 | 163.6243 | 166.3879 | 176.2043 | 195.8201 | 229.7414 | 279.5379 | 314.7623 | 347.9454 | 380.33 | 408.9564 | 436.3537 | 463.1799 | 486.7014 | 511.2607 | 531.5406 | 549.4491 | 580.715 | 618.675 | 670.4386 | 736.0663 | 815.3579
BaseCase AT | CSA H2 Domestic Consumption Purchaser | Subregion flexible electricity load for Domestic H2 | 7.3521 | 7.2677 | 7.1436 | 7.0393 | 74.9293 | 150.5317 | 214.3309 | 284.0221 | 365.8343 | 389.5577 | 420.4231 | 485.2414 | 549.2729 | 611.5906 | 662.0506 | 706.5357 | 751.1179 | 789.5463 | 817.669 | 851.545 | 884.1343 | 917.0983 | 946.8514 | 983.9879
BaseCase AT | Catagunya Min Gen | Hydro min release | 327.5505 | 287.4295 | 214.3923 | 196.328 | 147.6016 | 217.0119 | 214.1616 | 204.0204 | 200.7996 | 188.5537 | 204.946 | 266.7109 | 232.1903 | 212.6631 | 93.6553 | 92.5266 | 87.6549 | 88.0005 | 116.3326 | 110.8612 | 110.7946 | 108.9185 | 101.5656 | 82.4911
BaseCase AT | Combined Marinus Export | Special Constraints | 2206935.6362 | 2407399.3643 | 3474045.4696 | 2852719.1396 | 3077918.9772 | 3077594.3073 | 3149344.1659 | 3249024.7209 | 3694662.4021 | 4279878.0869 | 3936351.7891 | 4219952.1827 | 4420231.7394 | 4535610.9434 | -644728.9094 | -656227.6471 | -801203.1384 | -1014126.4343 | -567227.6429 | -571641.9738 | -1105928.9475 | 48922.7917 | 292107.8238 | -614317.6771
BaseCase AT | Combined Marinus Import | Special Constraints | -2206935.6362 | -2407399.3643 | -3474045.4696 | -2852719.1396 | -3077918.9772 | -3077594.3073 | -3149344.1659 | -3249024.7209 | -3694662.4021 | -4279878.0869 | -3936351.7891 | -4219952.1827 | -4420231.7394 | -4535610.9434 | 644728.9094 | 656227.6471 | 801203.1384 | 1014126.4343 | 567227.6429 | 571641.9738 | 1105928.9475 | -48922.7917 | -292107.8238 | 614317.6771
BaseCase AT | Constraint on Pipeline from Storage to GTs CNSW | Constraints to make diesel to come exclusively from storage | -0.00118 | -0.0012497 | -0.0012674 | -0.0012394 | -0.0011959 | -0.0012026 | -3.6923e-05 | -3.9968e-05 | -4.3104e-05 | -4.6396e-05 | -4.9718e-05 | -5.3796e-05 | -5.4236e-05 | -5.8772e-05 | -6.3599e-05 | -6.8693e-05 | -7.4043e-05 | -8.0156e-05 | -3.34e-05 | -3.5849e-05 | -3.8363e-05 | -4.1127e-05 | -4.3845e-05 | -4.73e-05
BaseCase AT | Constraint on Pipeline from Storage to GTs CQ | Constraints to make diesel to come exclusively from storage | -0.0011975 | -0.0012834 | -0.0013671 | -0.0014166 | -0.0094563 | -0.011199 | -0.00029556 | -0.000342 | -0.0003658 | -0.00039236 | -0.00041847 | -0.00044758 | -0.00044299 | -0.00049426 | -0.00052718 | -0.00056376 | -0.00060283 | -0.00064616 | -0.00026021 | -0.00027577 | -0.00030877 | -0.00033128 | -0.00035309 | -0.00037748
BaseCase AT | Constraint on Pipeline from Storage to GTs CSA | Constraints to make diesel to come exclusively from storage | -0.0011809 | -0.0012493 | -0.0012666 | -0.0012383 | -0.0012024 | -0.0012113 | -3.9075e-05 | -4.2172e-05 | -4.5317e-05 | -4.8742e-05 | -5.2178e-05 | -5.6219e-05 | -5.1586e-05 | -5.5609e-05 | -5.9965e-05 | -6.5003e-05 | -7.0411e-05 | -7.6072e-05 | -3.3212e-05 | -3.5676e-05 | -3.8271e-05 | -4.1017e-05 | -4.375e-05 | -4.7018e-05
BaseCase AT | Constraint on Pipeline from Storage to GTs GG | Constraints to make diesel to come exclusively from storage | -0.0011984 | -0.0012863 | -0.0013718 | -0.0014209 | -0.010415 | -0.012196 | -0.0003068 | -0.00034204 | -0.00036589 | -0.00039257 | -0.00041874 | -0.00044773 | -0.00044438 | -0.00049584 | -0.0005291 | -0.00056613 | -0.00060576 | -0.00064966 | -0.00025907 | -0.00027615 | -0.000309 | -0.00033147 | -0.00035345 | -0.00036817
BaseCase AT | Constraint on Pipeline from Storage to GTs MEL | Constraints to make diesel to come exclusively from storage | -0.0012014 | -0.0012794 | -0.0013012 | -0.0012436 | -0.0012116 | -0.0012293 | -3.7348e-05 | -4.2364e-05 | -4.4046e-05 | -4.66e-05 | -4.9859e-05 | -5.3858e-05 | -5.1875e-05 | -5.6134e-05 | -6.0324e-05 | -6.5368e-05 | -7.0908e-05 | -7.7182e-05 | -3.1445e-05 | -3.3995e-05 | -6.0224e-05 | -6.8482e-05 | -6.3421e-05 | -6.8774e-05
BaseCase AT | Constraint on Pipeline from Storage to GTs NNSW | Constraints to make diesel to come exclusively from storage | -0.0012497 | -0.0013373 | -0.0014204 | -0.0015126 | -0.0016117 | -0.0017264 | -4.3309e-05 | -4.5987e-05 | -4.907e-05 | -5.2666e-05 | -5.6493e-05 | -6.0547e-05 | -6.9388e-05 | -7.3742e-05 | -7.7824e-05 | -8.2388e-05 | -8.7295e-05 | -9.3005e-05 | -0.00013086 | -0.00013713 | -0.0001433 | -0.00015005 | -0.00015621 | -0.00016325
BaseCase AT | Constraint on Pipeline from Storage to GTs NQ | Constraints to make diesel to come exclusively from storage | -0.0012497 | -0.0013373 | -0.0014204 | -0.0015126 | -0.0016117 | -0.0017264 | -4.3309e-05 | -4.5987e-05 | -4.907e-05 | -5.2666e-05 | -5.6493e-05 | -6.0547e-05 | -6.9388e-05 | -7.3742e-05 | -7.7824e-05 | -8.2388e-05 | -8.7295e-05 | -9.3005e-05 | -0.00013086 | -0.00013713 | -0.0001433 | -0.00015005 | -0.00015621 | -0.00016325
BaseCase AT | Constraint on Pipeline from Storage to GTs NSA | Constraints to make diesel to come exclusively from storage | -0.001181 | -0.0012483 | -0.0012654 | -0.0012371 | -0.0011994 | -0.0012086 | -3.8623e-05 | -4.1798e-05 | -4.4922e-05 | -4.8326e-05 | -5.1686e-05 | -5.5728e-05 | -5.1631e-05 | -5.5667e-05 | -6.0062e-05 | -6.5042e-05 | -7.0349e-05 | -7.6135e-05 | -3.3141e-05 | -3.5652e-05 | -3.8187e-05 | -4.0971e-05 | -4.374e-05 | -4.702e-05
BaseCase AT | Constraint on Pipeline from Storage to GTs SESA | Constraints to make diesel to come exclusively from storage | -0.0012497 | -0.0013373 | -0.0014204 | -0.0015126 | -0.0016117 | -0.0017264 | -4.3309e-05 | -4.5987e-05 | -4.907e-05 | -5.2666e-05 | -5.6493e-05 | -6.0547e-05 | -6.9388e-05 | -7.3742e-05 | -7.7824e-05 | -8.2388e-05 | -8.7295e-05 | -9.3005e-05 | -0.00013086 | -0.00013713 | -0.0001433 | -0.00015005 | -0.00015621 | -0.00016325
BaseCase AT | Constraint on Pipeline from Storage to GTs SEV | Constraints to make diesel to come exclusively from storage | -0.001181 | -0.0012496 | -0.0012669 | -0.0012387 | -0.0011813 | -0.0012081 | -3.9121e-05 | -4.3338e-05 | -4.551e-05 | -4.8722e-05 | -5.2161e-05 | -5.6156e-05 | -5.4841e-05 | -5.9209e-05 | -6.3976e-05 | -6.9512e-05 | -7.5664e-05 | -8.2748e-05 | -3.2805e-05 | -3.5402e-05 | -5.745e-05 | -6.5282e-05 | -6.1961e-05 | -6.7267e-05
BaseCase AT | Constraint on Pipeline from Storage to GTs SNSW | Constraints to make diesel to come exclusively from storage | -0.0012497 | -0.0013373 | -0.0014204 | -0.0015126 | -0.0016117 | -0.0017264 | -4.3309e-05 | -4.5987e-05 | -4.907e-05 | -5.2666e-05 | -5.6493e-05 | -6.0547e-05 | -6.9388e-05 | -7.3742e-05 | -7.7824e-05 | -8.2388e-05 | -8.7295e-05 | -9.3005e-05 | -0.00013086 | -0.00013713 | -0.0001433 | -0.00015005 | -0.00015621 | -0.00016325
BaseCase AT | Constraint on Pipeline from Storage to GTs SNW | Constraints to make diesel to come exclusively from storage | -0.0011804 | -0.0012532 | -0.001272 | -0.0012439 | -0.0011875 | -0.0011918 | -3.6344e-05 | -3.9367e-05 | -4.2478e-05 | -4.5699e-05 | -4.8967e-05 | -5.3002e-05 | -0.00044461 | -0.00049602 | -0.00052919 | -0.00056611 | -0.00060562 | -0.00064963 | -0.00027013 | -0.00028895 | -0.00030906 | -0.00033148 | -0.00035353 | -0.00037794
BaseCase AT | Constraint on Pipeline from Storage to GTs SQ | Constraints to make diesel to come exclusively from storage | -0.001198 | -0.0012863 | -0.0013709 | -0.0014199 | -0.010312 | -0.012681 | -0.00032005 | -0.00034249 | -0.00036644 | -0.00039307 | -0.00041931 | -0.00044849 | -0.00044389 | -0.00049505 | -0.00052809 | -0.00056499 | -0.00060438 | -0.00064842 | -0.00026864 | -0.00027431 | -0.00030742 | -0.00032928 | -0.00035106 | -0.00037545
BaseCase AT | Constraint on Pipeline from Storage to GTs TAS | Constraints to make diesel to come exclusively from storage | -0.0011801 | -0.0012458 | -0.0012623 | -0.0012486 | -0.0012 | -0.0012109 | -3.8168e-05 | -4.126e-05 | -4.4369e-05 | -4.7751e-05 | -5.1157e-05 | -5.5237e-05 | -5.5163e-05 | -5.955e-05 | -6.4358e-05 | -6.9926e-05 | -7.6104e-05 | -8.3215e-05 | -3.1747e-05 | -3.4183e-05 | -3.6142e-05 | -3.9386e-05 | -4.1654e-05 | -4.4682e-05
BaseCase AT | Constraint on Pipeline from Storage to GTs WNV | Constraints to make diesel to come exclusively from storage | -0.0011807 | -0.0012456 | -0.0012622 | -0.0012341 | -0.0012007 | -0.0012103 | -3.8797e-05 | -4.3822e-05 | -4.5717e-05 | -4.8506e-05 | -5.1873e-05 | -5.5851e-05 | -5.1621e-05 | -5.5656e-05 | -6.0046e-05 | -6.5021e-05 | -7.0339e-05 | -7.6113e-05 | -3.3143e-05 | -3.5732e-05 | -4.3132e-05 | -4.7883e-05 | -4.678e-05 | -4.8298e-05
BaseCase AT | Constraint on Pipeline from Storage to GTs WOO | Constraints to make diesel to come exclusively from storage | -0.0011804 | -0.001251 | -0.0012689 | -0.0012409 | -0.0011977 | -0.0012034 | -3.7059e-05 | -4.0109e-05 | -4.3259e-05 | -4.6559e-05 | -4.9882e-05 | -5.3947e-05 | -5.4227e-05 | -5.8727e-05 | -6.3547e-05 | -6.8632e-05 | -7.3979e-05 | -8.0049e-05 | -3.339e-05 | -3.5818e-05 | -3.8234e-05 | -4.1103e-05 | -4.3644e-05 | -4.7247e-05
BaseCase AT | DNSP Thermal Limit on CER CNSW Area1 | DNSP Thermal Limit on CER | 883408.5888 | 1020476.2428 | 1213896.8604 | 1336691.1299 | 1307742.1318 | 1468300.4204 | 1320980.2967 | 1531623.1385 | 1721835.3875 | 1724291.594 | 1726314.4995 | 1769547.0048 | 2008987.9437 | 2125873.4567 | 2196474.3491 | 1977023.1882 | 1753315.6532 | 1767086.5229 | 1821320.5652 | 1917913.6389 | 2040184.789 | 2319002.0396 | 1827107.3338 | 2321636.0746
BaseCase AT | DNSP Thermal Limit on CER CQ Area1 | DNSP Thermal Limit on CER | 936582.6669 | 1124427.5876 | 1261198.1731 | 1393072.2845 | 1519751.258 | 1647766.6308 | 1776605.269 | 2011993.2451 | 2109156.4832 | 2243045.3106 | 2234256.7573 | 2280953.0049 | 2422919.9228 | 2768425.9757 | 3011834.7699 | 2854388.8406 | 2705462.6851 | 3136939.221 | 3414673.3948 | 3606412.779 | 3580262.709 | 3727944.0232 | 3571827.0817 | 4161073.3533
BaseCase AT | DNSP Thermal Limit on CER CSA Area1 | DNSP Thermal Limit on CER | 3654555.8904 | 4090583.3711 | 4499490.6262 | 4560391.8984 | 3922867.3651 | 4296752.725 | 4561861.0036 | 4821251.9495 | 5468899.2059 | 5223984.5022 | -7141551.8466 | -6389367.5398 | -6327342.385 | -5475030.7569 | -5518881.4493 | -5303319.2834 | -5701462.5159 | -4872503.8849 | -4166197.837 | -4251976.6643 | -3442265.9297 | -2911477.2189 | -2499720.9055 | -2030754.027
BaseCase AT | DNSP Thermal Limit on CER GG Area1 | DNSP Thermal Limit on CER | 113801.3122 | 135343.0704 | 150438.3877 | 170195.8187 | 183265.7979 | 196918.0557 | 208003.884 | 224800.7956 | 234917.7839 | 247454.5683 | 243686.711 | 247118.9956 | 265291.7447 | 303617.3385 | 323263.0095 | 326188.4672 | 299591.2707 | 340541.2786 | 365592.6975 | 405259.0191 | 416744.2946 | 437102.2504 | 462126.4862 | 492343.5073
BaseCase AT | DNSP Thermal Limit on CER MEL Area1 | DNSP Thermal Limit on CER | 887526.9754 | 1053005.8494 | 1227285.7329 | 1231459.022 | -1427893.9248 | -1271500.3003 | -1104656.7758 | -1155704.1813 | -1204706.8826 | -1677696.331 | -1622787.0475 | -1405889.9824 | -1402210.3173 | -1715446.341 | -2303306.373 | -2404084.765 | -2679967.8995 | -2181249.8559 | -3213607.9247 | -3352315.1187 | -3099295.7426 | -2881940.0923 | -3689137.4491 | -3436825.0544
BaseCase AT | DNSP Thermal Limit on CER MEL Area2 | DNSP Thermal Limit on CER | 3608815.9556 | 4329018.0982 | 5120458.1182 | 5286913.075 | 6064497.3804 | 6574356.6086 | 6957141.813 | 7423040.4283 | 7728477.2573 | 7697207.2374 | 7814468.5617 | 8250181.0371 | 8377796.7913 | 9544970.9277 | 9635490.6192 | 10055416.755 | 9474467.2589 | 11117429.4072 | 12796114.2806 | 12144348.3572 | 14092206.4177 | 14977346.7643 | 15815024.3637 | 17299986.8721
BaseCase AT | DNSP Thermal Limit on CER NNSW Area1 | DNSP Thermal Limit on CER | 1717331.8234 | 1942363.431 | 2272043.801 | 2553557.0664 | 2730501.6266 | 3016644.2704 | 3130344.6011 | 3480694.6925 | 3638907.0727 | 3830191.3072 | 3791993.6629 | 3872657.175 | 4301709.4095 | 4771457.3256 | 5116497.6092 | 5032898.604 | 4839748.9713 | 5196686.8994 | 5775473.8229 | 6230742.8224 | 6301107.4166 | 6798132.1948 | 6864721.6719 | 7628595.3939
BaseCase AT | DNSP Thermal Limit on CER NQ Area1 | DNSP Thermal Limit on CER | 1522285.817 | 1816103.6327 | 2010127.8269 | 2253144.679 | 2442172.9271 | 2626236.8331 | 2692577.1442 | 2884958.4402 | 2978629.2086 | 3203363.8036 | 3081487.6552 | 3161615.1436 | 3371998.6462 | 3735070.7572 | 4029006.3334 | 3825607.8903 | 3443427.5926 | 4089885.7269 | 4408078.2585 | 4870270.2674 | 4985237.543 | 4472224.0393 | 4677170.7786 | 5144798.2323
BaseCase AT | DNSP Thermal Limit on CER NSA Area1 | DNSP Thermal Limit on CER | 149204.2229 | 167277.176 | 192601.0388 | 200381.2083 | -163871.3877 | -184067.5698 | -158289.7659 | -137379.0327 | -122671.9942 | -97148.2411 | -644162.7536 | -587998.5273 | -571371.7184 | -514181.5224 | -522972.0333 | -494331.0894 | -520665.5329 | -444574.4816 | -379607.6571 | -366544.7429 | -295172.53 | -270190.6137 | -207500.9643 | -450552.7192
BaseCase AT | DNSP Thermal Limit on CER SESA Area1 | DNSP Thermal Limit on CER | 167179.9085 | 196769.2262 | 218265.215 | 225442.99 | 85186.3939 | 99867.9669 | 114833.3509 | 130843.1149 | 154687.5937 | 165681.832 | -381337.2769 | -322976.853 | -312992.159 | -279305.6563 | -254001.0931 | -230419.4763 | -251277.4799 | -187745.004 | -137553.8319 | -133377.1621 | -82196.1448 | -38517.6399 | -15266.8846 | -275594.1542
BaseCase AT | DNSP Thermal Limit on CER SEV Area1 | DNSP Thermal Limit on CER | 499472.0833 | 612707.7357 | 737098.7145 | 779245.2028 | 924415.4181 | 1015280.1641 | 1067712.7357 | 1162319.4819 | 1263204.669 | 1273157.3373 | 1307477.4313 | 1379141.9057 | 1485149.5735 | 1518317.2866 | 1566734.9161 | 1665026.0931 | 1512128.3845 | 1591484.013 | 1710167.1405 | 1585895.1106 | 1865324.2104 | 1999757.9275 | 1704378.9406 | 1921328.3143
BaseCase AT | DNSP Thermal Limit on CER SNSW Area1 | DNSP Thermal Limit on CER | 1154668.9692 | 1292670.9554 | 1480549.635 | 1591817.4431 | 1250676.6656 | 1427021.1072 | 1213567.7751 | 1460656.2705 | 1585283.2994 | 1592865.0689 | 1581013.8777 | 1651802.8396 | 1925967.9862 | 1817779.1613 | 2083938.2655 | 1988231.9556 | 1774679.0058 | 1990853.2782 | 1972394.0265 | 1650223.1154 | 1958329.7036 | 2238789.736 | 1547356.9109 | 2066397.0384
BaseCase AT | DNSP Thermal Limit on CER SNSW Area2 | DNSP Thermal Limit on CER | 865017.5837 | 989811.2741 | 1166826.4272 | 1292177.0125 | 1332950.3028 | 1470801.8441 | 1376400.8684 | 1580246.9286 | 1635561.4901 | 1594791.2236 | 1518685.2398 | 1563515.7316 | 1770863.4882 | 1959542.1075 | 2157619.4494 | 1893438.7063 | 1678720.1006 | 1814588.0336 | 1897418.8286 | 2021749.4032 | 1905002.8373 | 2090966.6223 | 1938449.032 | 2321481.3583
BaseCase AT | DNSP Thermal Limit on CER SNW Area1 | DNSP Thermal Limit on CER | 3313480.2107 | 3766684.9177 | 4361664.5115 | 4838630.3077 | 5787657.4296 | 6440154.0788 | 6705534.8283 | 7588933.2493 | 7948463.707 | 8269635.6717 | 8298644.6543 | 8590602.4927 | 9239155.5414 | 10511164.7982 | 11328792.3517 | 10623825.7957 | 9652127.9225 | 10724778.6738 | 12358076.7368 | 13374879.6738 | 13837978.4896 | 15048585.5738 | 15136629.3019 | 14964052.2209
BaseCase AT | DNSP Thermal Limit on CER SNW Area2 | DNSP Thermal Limit on CER | 4756670.0609 | 5401674.7661 | 6220450.8566 | 6892605.3345 | 4584651.8607 | 5479294.2882 | 4549326.8116 | 5842295.146 | 6284315.8156 | 5881617.5657 | 5968560.792 | 6431904.2843 | 7832360.7135 | 7290451.911 | 7912321.4781 | 7441827.0882 | 6029950.3876 | 5823481.8725 | 6499728.839 | 7113511.7656 | 7311652.4994 | 8782241.6452 | 5577474.1816 | 8478852.2924
BaseCase AT | DNSP Thermal Limit on CER SQ Area1 | DNSP Thermal Limit on CER | 7448363.2488 | 8826251.2702 | 9774486.3586 | 11003750.0977 | 11841903.4408 | 12728974.022 | 13560281.1682 | 14526329.1157 | 15188446.3835 | 16203508.9756 | 15996110.2382 | 16224205.0247 | 17203469.9874 | 19094423.3885 | 20440253.4574 | 20171643.3686 | 17592013.5743 | 20684872.1555 | 22336341.5307 | 24833918.9101 | 24697648.1481 | 25947254.867 | 27772580.1565 | 29713858.583
BaseCase AT | DNSP Thermal Limit on CER TAS Area1 | DNSP Thermal Limit on CER | 485541.6794 | 574456.5544 | 679838.4749 | 724940.2778 | 838168.4481 | 911697.6315 | 948195.4967 | 1027327.9307 | 1079449.1536 | 1087474.4337 | 1138008.1963 | 1165322.96 | 1208597.4794 | 1345150.3406 | 1448237.5586 | 1477236.7429 | 1499678.3646 | 1671236.2796 | 1736484.9512 | 1606585.5156 | 1810566.7914 | 1716105.2882 | 1622621.9494 | 1833331.2948
BaseCase AT | DNSP Thermal Limit on CER WNV Area1 | DNSP Thermal Limit on CER | 371794.8338 | 439037.8048 | 506041.7973 | 522077.2355 | 479570.8432 | 505338.8692 | 540584.5887 | 585382.738 | 618484.9604 | 563430.775 | 584507.1726 | 630140.5695 | 709229.501 | 680779.8942 | 668286.5336 | 685955.8731 | 274123.4012 | 376675.9715 | 322067.5373 | 361494.1145 | 648147.2195 | 584166.4445 | 560351.0652 | 682664.2468
BaseCase AT | DNSP Thermal Limit on CER WNV Area2 | DNSP Thermal Limit on CER | 1388082.1777 | 1655370.2003 | 1924695.8378 | 2006909.8352 | 1567687.3871 | 1716982.3926 | 1869911.1741 | 2044353.0332 | 2146822.8141 | 1948508.4607 | 2059857.299 | 2264269.821 | 2601337.1456 | 2478451.4568 | 2418998.2078 | 2549096.7732 | 1601689.6955 | 1567347.5463 | 1020643.1414 | 1129340.4209 | 2337095.4095 | 2534419.672 | 1999631.7648 | 2523536.1986
BaseCase AT | DNSP Thermal Limit on Distributed Resources CNSW Area1 | DNSP Thermal Limit on Distributed Resources | 1481659.0781 | 1556835.2569 | 1763164.0246 | 1700711.7695 | 1639604.5362 | 1679847.639 | 1708637.8847 | 1776786.2395 | 1908186.6428 | 1811958.9415 | -229317.138 | -157412.9227 | -490644.9278 | -2235711.1807 | -2433308.4068 | -2172182.0357 | -2343624.7539 | -2185559.7524 | -2343681.3378 | -2313343.0899 | -2148563.1251 | -1873284.0438 | -2623670.4155 | -2341227.3033
BaseCase AT | DNSP Thermal Limit on Distributed Resources CQ Area1 | DNSP Thermal Limit on Distributed Resources | 408188.4534 | 329258.1836 | 285889.5529 | 277936.6554 | 214821.9742 | 210174.7149 | 182421.4741 | 155945.266 | 156709.1638 | 144315.9582 | 136627.8581 | 764097.9463 | 272383.9238 | 339917.6128 | 392059.6318 | 407367.0296 | 575498.5529 | 642021.6306 | 512416.2685 | 576299.3422 | 540060.1682 | 688970.4974 | 570994.7964 | 562617.2191
BaseCase AT | DNSP Thermal Limit on Distributed Resources CSA Area1 | DNSP Thermal Limit on Distributed Resources | 0.39012 | 0.35268 | 0.35577 | 0.32256 | 0.36045 | 0.37206 | 0.46851 | 0.407 | 0.45516 | 0.42645 | 844101.1992 | 1047893.2169 | 893292.3293 | 2543592.5768 | 2781875.5637 | 2703221.2343 | 3139142.4168 | 2996555.2344 | 2940595.2694 | 2516922.0253 | 2749417.8631 | 3089952.0684 | 2702349.4778 | 2541255.5319
BaseCase AT | DNSP Thermal Limit on Distributed Resources GG Area1 | DNSP Thermal Limit on Distributed Resources | 275148.1306 | 311685.1965 | 317613.4996 | 330213.8608 | 332524.1002 | 338926.0647 | 339570.6597 | 359908.5065 | 359075.5281 | 370057.4711 | 355352.0135 | 249878.4533 | 106370.2073 | -15528.5438 | -10538.7382 | -3831.1151 | -92526.7892 | -9341.9369 | 983.2876 | -220710.9963 | -221055.8101 | -210011.0141 | -226271.0541 | -226184.7209
BaseCase AT | DNSP Thermal Limit on Distributed Resources MEL Area1 | DNSP Thermal Limit on Distributed Resources | 209212.2277 | 226587.8378 | 245024.527 | 226737.5194 | 239319.7733 | 232452.4528 | 236088.1996 | 259553.3185 | 261671.179 | 246158.5816 | 237525.6265 | 241797.6698 | 242407.5566 | 260170.2854 | 266559.9578 | 239344.6766 | 207599.2308 | 224322.1392 | 244034.576 | 227199.0495 | 239943.5836 | 245300.3089 | 245127.8871 | 259316.071
BaseCase AT | DNSP Thermal Limit on Distributed Resources MEL Area2 | DNSP Thermal Limit on Distributed Resources | 352443.089 | 381715.1783 | 412779.7378 | 381979.0851 | 403192.6018 | 391476.2801 | 397930.9233 | 437250.6769 | 440817.1997 | 414688.5876 | 400145.8457 | 407346.1868 | 408384.2227 | 438321.5837 | 449086.7882 | 403217.1709 | 349732.0337 | 377903.9375 | 411114.2682 | 382748.6463 | 404215.9597 | 413244.2862 | 412958.195 | 436855.8251
BaseCase AT | DNSP Thermal Limit on Distributed Resources NNSW Area1 | DNSP Thermal Limit on Distributed Resources | 0.17236 | 0.12323 | 0.1463 | 0.13084 | 0.13182 | 0.1683 | 0.21218 | 0.21406 | 0.22067 | 0.20582 | 0.19117 | 0.23407 | 1012043.8822 | 1040880.797 | 1913693.6912 | 1894413.2158 | 1954589.1186 | 1970763.7965 | 1766604.2584 | 1693157.9385 | 1699484.883 | 1673206.9694 | 1669514.5267 | 2159462.1157
BaseCase AT | DNSP Thermal Limit on Distributed Resources NQ Area1 | DNSP Thermal Limit on Distributed Resources | 1593746.2414 | 1366600.9775 | 1024889.2299 | 899027.3435 | 821051.3051 | 797694.4953 | 626056.2906 | 621752.0776 | 620580.7616 | 734740.2238 | 859955.1823 | 1484051.5431 | 573743.9304 | 634559.5665 | 797976.5422 | 914887.5655 | 1118460.6807 | 1081584.9287 | 1025592.6947 | 901444.4986 | 1179901.1567 | 1299377.9515 | 1402589.571 | 963636.1822
BaseCase AT | DNSP Thermal Limit on Distributed Resources NSA Area1 | DNSP Thermal Limit on Distributed Resources | 712911.5369 | 563614.1723 | 491844.0668 | 520221.7867 | 571923.9357 | 710592.4678 | 593639.3994 | 414945.789 | 523540.7447 | 466114.4303 | 323029.3758 | 365422.3951 | 313478.625 | 195273.271 | 201204.697 | -688649.6703 | -774074.9703 | -781442.2518 | -742647.1569 | -784365.3194 | -735147.2709 | -672131.1618 | -811949.3755 | -860097.4609
BaseCase AT | DNSP Thermal Limit on Distributed Resources SESA Area1 | DNSP Thermal Limit on Distributed Resources | 0.057648 | 0.052797 | 0.050751 | 0.060168 | 0.076058 | 0.081431 | 0.098961 | 0.087169 | 0.091253 | 0.088399 | 0.082007 | 0.08435 | 0.073579 | 0.079012 | 0.085435 | 0.075757 | 0.088105 | 0.099253 | 0.1034 | 0.099043 | 0.099703 | 0.10693 | 49044.0412 | 36521.5324
BaseCase AT | DNSP Thermal Limit on Distributed Resources SEV Area1 | DNSP Thermal Limit on Distributed Resources | 512062.3582 | 537017.5635 | 593974.5101 | 552451.1617 | 566227.6145 | 508273.0376 | 535168.0428 | 574016.8183 | 588377.1002 | 510776.8567 | 443291.5176 | 433046.1216 | 423072.4665 | 374073.8646 | 396674.3463 | 394303.0942 | 416229.9091 | 441730.1836 | 403345.4846 | 413565.1656 | 425123.2169 | 437706.002 | 405809.9065 | 442838.7988
BaseCase AT | DNSP Thermal Limit on Distributed Resources SNSW Area1 | DNSP Thermal Limit on Distributed Resources | 1530278.7185 | 1331958.5356 | 1386829.3346 | 1082377.8113 | 955723.8613 | 810234.9603 | 645455.362 | 496921.0834 | 639971.7832 | 513377.6411 | 407589.7598 | 370841.0588 | 296695.6924 | 317509.7696 | 373539.2883 | 429810.6325 | 406739.7865 | 387686.3406 | 460402.2136 | 437272.0112 | 473314.7165 | 448135.3208 | -1322748.0879 | -1421736.7314
BaseCase AT | DNSP Thermal Limit on Distributed Resources SNSW Area2 | DNSP Thermal Limit on Distributed Resources | 78098.7256 | 66975.3738 | 70935.5652 | 53542.8916 | 47958.08 | 41430.4086 | 34830.1154 | 27843.3686 | 39646.6433 | 34358.0868 | 30189.2805 | 31504.4632 | 18536.6549 | 20982.9475 | 19726.4226 | 21824.7328 | 24457.147 | 26841.3492 | 25404.6281 | 25115.2704 | 30783.3483 | 31669.9493 | 29160.3458 | 26852.3692
BaseCase AT | DNSP Thermal Limit on Distributed Resources SNW Area1 | DNSP Thermal Limit on Distributed Resources | 815656.5862 | 837180.7833 | 909103.5981 | 970919.8856 | 909472.9866 | 922297.309 | 874966.8962 | 911550.637 | 906409.2881 | 855693.2225 | 823537.0871 | 806220.6327 | 881292.6488 | 871187.979 | 825551.5561 | 844401.3527 | 754466.1248 | 709824.5675 | 780719.4293 | 833540.4805 | 802094.2082 | 809608.409 | 704999.33 | 773550.3784
BaseCase AT | DNSP Thermal Limit on Distributed Resources SNW Area2 | DNSP Thermal Limit on Distributed Resources | 1216287.2973 | 1248385.5145 | 1355636.9445 | 1447827.5437 | 1356205.0425 | 1368174.6837 | 1292091.8298 | 1345744.8151 | 1337705.4957 | 1261916.8312 | 1215802.8179 | 1190028.6269 | 1302746.977 | 1287843.2599 | 1219968.5882 | 1248609.0549 | 1116396.2846 | 1040154.1456 | 1145009.0557 | 1223683.6914 | 1179040.3512 | 1243721.9362 | 1078692.3365 | 1187792.752
BaseCase AT | DNSP Thermal Limit on Distributed Resources SQ Area1 | DNSP Thermal Limit on Distributed Resources | 1375348.3646 | 1475184.815 | 1540971.4683 | 1474365.5531 | 1473518.9987 | 1359939.6075 | 1037259.8595 | 875343.1514 | 945160.1358 | 4385910.6895 | 4195945.1542 | 3738692.046 | 3769940.6689 | 4585793.2116 | 4055520.3231 | 4449842.3066 | 5894027.0054 | 5603816.8239 | 4718382.4088 | 5697358.6067 | 5402073.1007 | 6514881.93 | 5248595.4397 | 5188347.4338
BaseCase AT | DNSP Thermal Limit on Distributed Resources TAS Area1 | DNSP Thermal Limit on Distributed Resources | 727032.3203 | 780770.8236 | 817072.9583 | 751918.196 | 780004.411 | 844481.2386 | 824959.7423 | 849398.6572 | 785292.655 | 677649.3153 | 804602.8916 | 790516.8818 | 685071.4534 | 825441.9615 | 309377.5012 | 357494.6539 | 360750.0701 | 429985.8363 | 378089.7053 | 344454.9182 | 436534.716 | 497583.9672 | 347726.6604 | 396242.6885
BaseCase AT | DNSP Thermal Limit on Distributed Resources WNV Area1 | DNSP Thermal Limit on Distributed Resources | 0.41416 | 0.42576 | 0.39998 | 0.29936 | 0.30558 | 0.35247 | 0.45309 | 0.44646 | 0.44993 | 0.38879 | 0.37299 | 0.37614 | 0.30943 | 58042.1911 | 224728.946 | 227993.7982 | 214901.2207 | 226922.1717 | 214965.8514 | 204460.9206 | 273137.7682 | 260287.0243 | 229491.0433 | 254987.5981
BaseCase AT | DNSP Thermal Limit on Distributed Resources WNV Area2 | DNSP Thermal Limit on Distributed Resources | 0.42071 | 0.43227 | 0.40755 | 0.31294 | 0.30474 | 0.28713 | 0.44285 | 0.44004 | 0.4418 | 0.38425 | 0.35392 | 0.3556 | 0.31346 | 52504.4722 | 961385.7935 | 968722.603 | 908736.8387 | 959935.4303 | 911317.4138 | 868337.5805 | 2011696.5755 | 1902351.9561 | 1684514.3729 | 1880133.7375
BaseCase AT | Daily H2 Limit NSW | H2 Infrastructure Limitations | 0 | 0 | 0 | 0 | 74.634 | 268.989 | 575.235 | 989.056 | 1356.255 | 1392.403 | 1344.782 | 1301.579 | 1257.998 | 1214.024 | 1169.674 | 1124.93 | 1079.804 | 1034.715 | 989.675 | 944.667 | 899.708 | 854.786 | 809.91 | 765.067
BaseCase AT | Daily H2 Limit QLD | H2 Infrastructure Limitations | 0 | 0 | 0 | 0 | 15.773 | 37.709 | 62.165 | 85.404 | 106.757 | 106.759 | 106.761 | 106.762 | 111.577 | 121.208 | 134.135 | 150.359 | 169.932 | 188.075 | 204.841 | 221.752 | 238.882 | 256.178 | 273.684 | 291.343
BaseCase AT | Daily H2 Limit SA | H2 Infrastructure Limitations | 0 | 0 | 0 | 0 | 0.00023488 | 0.00027193 | 902.016 | 989.345 | 996.365 | 783.66 | 598.563 | 598.559 | 598.557 | 598.557 | 598.557 | 598.559 | 598.563 | 598.565 | 598.565 | 598.565 | 598.566 | 598.566 | 598.566 | 598.566
BaseCase AT | Daily H2 Limit TAS | H2 Infrastructure Limitations | 0 | 0 | 0 | 0 | 0 | 0 | 1.9927e-05 | 568 | 568 | 568 | 568 | 568 | 568 | 507.339 | 507.339 | 507.339 | 507.339 | 507.339 | 507.339 | 507.339 | 507.339 | 507.339 | 507.339 | 507.339
BaseCase AT | Daily H2 Limit VIC | H2 Infrastructure Limitations | 0 | 0 | 0 | 0 | 355.986 | 1340.561 | 2953.724 | 5195.476 | 7403.019 | 7857.356 | 7857.356 | 7857.356 | 7857.356 | 7857.356 | 7857.356 | 7857.356 | 7857.356 | 7857.356 | 7857.356 | 7857.356 | 7857.356 | 7857.356 | 7857.356 | 7857.356
BaseCase AT | ExportGroup_CNSW1 | Group Network Export Constraints | 2618019.5402 | 2570545.893 | 2504733.3022 | 2476672.1933 | 2399484.1315 | 2394407.4245 | -3850838.9498 | -6113256.0258 | -5974396.5255 | -6276440.4492 | -6598851.9083 | -6330172.7501 | -7178989.1007 | -7213102.1366 | -7368932.2398 | -7311843.3745 | -7535074.8976 | -7324395.0113 | -7394159.723 | -7399189.8179 | -7160546.9039 | -7162715.1454 | -7183050.1323 | -7554851.0486
BaseCase AT | ExportGroup_CQ1 | Group Network Export Constraints | 1424402.1992 | 1998686.6951 | 7874336.2572 | 8510564.6761 | 8304748.654 | 8114431.7037 | 9144804.2759 | 4951723.5153 | 4737504.0667 | 3106339.684 | 2573885.0036 | 2535422.576 | 1755196.4082 | 2647325.3649 | 2498219.8108 | 629037.1019 | 1296405.9705 | 996280.3796 | 355265.4575 | 156064.7037 | 401039.5216 | 84966.5201 | -275284.8668 | -1471091.8928
BaseCase AT | ExportGroup_MN1 | Group Network Export Constraints | 5057635.0103 | 5482581.0809 | 4865639.6342 | 4535638.2504 | 4741824.2775 | 4818111.9146 | 4728169.9881 | 6682452.2485 | 6796824.9539 | 6563393.9119 | 5384720.1779 | 6324714.0306 | 6933628.4837 | 5384057.6472 | 5941855.7843 | 5358950.9672 | 4520027.1337 | 4871093.8355 | 4489882.3642 | 4552343.2883 | 3953307.2055 | 3470541.9224 | 4545450.5119 | 4831386.0809
BaseCase AT | ExportGroup_NET1 | Group Network Export Constraints | 0 | 585728.8629 | 813843.5513 | 816924.4566 | 584018.1682 | 916260.1984 | 713869.6098 | 421656.6596 | -4720.2329 | -74032.9444 | 96953.0728 | 62289.9811 | 67686.201 | 692647.1914 | -587447.2294 | -805431.5937 | -962005.1034 | -1164555.3547 | -1131167.7738 | -1271063.6469 | -1573774.4942 | -217158.2371 | 265549.7282 | -126857.5596
BaseCase AT | ExportGroup_NQ1 | Group Network Export Constraints | 2187972.2515 | 2676132.8088 | 10106934.0713 | 11305976.037 | 11524860.2634 | 11749206.2872 | 14411102.1239 | 15514049.6781 | 15787510.8149 | 15330080.2273 | 14632559.6021 | 14445367.7876 | 15966140.6047 | 16063663.8465 | 15672502.4309 | 15602733.9949 | 15208956.77 | 14863917.005 | 14624316.2836 | 14971840.5227 | 15122263.3657 | 14323815.0279 | 14655682.9712 | 15715253.054
BaseCase AT | ExportGroup_NSA1 | Group Network Export Constraints | 833146.3022 | 1524903.4127 | 1259874.8432 | 1254855.9293 | 2625833.9548 | 2491616.0988 | 1712727.6087 | 2348481.9991 | 2619495.027 | 2079470.8254 | 1472779.7369 | 1553159.8759 | 1809541.5957 | 2065583.3662 | 2264389.8464 | 2481901.7201 | 2782416.7442 | 2704358.265 | 2891413.7668 | 2381792.2464 | 2880990.831 | 3279040.8642 | 616979.8124 | 928137.681
BaseCase AT | ExportGroup_SEVIC1 | Group Network Export Constraints | 0 | 0 | 0 | 0 | 0 | 18232842.4922 | 19036208.2931 | -8245401.8349 | -6698737.6023 | -3694400.3321 | -3158279.7615 | -1942937.6159 | -39257305.6038 | -38033968.4857 | -42470274.1212 | -43183945.9351 | -42830665.492 | -43099525.385 | -42652430.5701 | -41843520.771 | -43522637.8554 | -42355083.7836 | -41636022.1021 | -41901394.4007
BaseCase AT | ExportGroup_SQ1 | Group Network Export Constraints | 181645.9984 | 96285.7243 | 2768888.3297 | 1833128.4276 | 1799720.7287 | 1301951.9539 | 3309031.7504 | 2603800.8184 | 2772509.9121 | -1639478.6664 | -3920556.3758 | -4565135.6447 | -5512666.714 | -5753467.9057 | -6365650.357 | -6512175.312 | -6184622.3104 | -6752015.8986 | -7354084.0966 | -8660346.5828 | -9693854.1329 | -9900121.567 | -12356181.989 | -14455928.6752
BaseCase AT | ExportGroup_SWNSW1 | Group Network Export Constraints | 2724718.3117 | 1040093.6585 | -383839.2762 | -712562.1897 | -1102326.7166 | -1470555.8677 | -1678021.4586 | -1796973.5843 | -1587464.8842 | -1891503.347 | -2094981.7566 | -2130853.754 | -2415589.8707 | -2596387.8226 | -2542333.5848 | -2468693.4911 | -2461023.89 | -3014434.0394 | -3018842.6656 | -3037890.0765 | -2973917.4688 | -2980748.6381 | -3108760.6116 | -3341774.6981
BaseCase AT | ExportGroup_SWNSW2 | Group Network Export Constraints | 0 | 0 | 0 | 0 | 0 | 6384104.0943 | 8987195.8151 | 6998897.8529 | 6253439.5616 | 7009039.0517 | 8324556.4704 | 8790679.7681 | 7660770.5298 | 9467052.294 | 7693911.4874 | 7344684.8081 | 6142315.1807 | 7745165.4698 | 6903548.8469 | 8900279.7682 | 6871958.2411 | 6952982.9797 | 8450970.4366 | 8213817.6211
BaseCase AT | ExportGroup_SWQLD1 | Group Network Export Constraints | 8867572.0608 | 9969330.7559 | 6872288.6157 | 9699078.7539 | 9344472.3793 | 9928845.5977 | 8628817.7716 | 9582104.9654 | 8601157.4588 | 8422870.6785 | 10107164.7038 | 8857527.0858 | 10505517.0848 | 9011028.6537 | 9015931.2018 | 9175636.3604 | 9404318.617 | 9304121.6987 | 11020830.5166 | 7920411.3369 | 8834773.7415 | 9250327.1004 | 10664205.584 | 12698671.1299
BaseCase AT | ExportGroup_SWV1 | Group Network Export Constraints | 11526692.8177 | 12169760.8281 | 12944831.6169 | 13852645.7781 | 12221437.8951 | 10993667.5597 | 11295053.8582 | 10569637.5897 | 8537937.9631 | 8831174.734 | 9324103.0015 | 11238092.4866 | 9867435.7131 | 7500535.3249 | 7240669.7091 | 7848399.7972 | 6736955.5895 | 7261000.9723 | 8109229.3195 | 9612180.2341 | 7243138.1975 | 6085441.7125 | 6677820.3989 | 6699549.9877
BaseCase AT | ExportGroup_WNV1 | Group Network Export Constraints | -39153.4098 | 247570.6482 | 473449.3311 | 2199724.0436 | 2328043.794 | 790012.2001 | 0 | 0 | 0 | 0 | 0 | 0 | 0 | 0 | 0 | 0 | 0 | 0 | 0 | 0 | 0 | 0 | 0 | 0
BaseCase AT | ExportGroup_WV1 | Group Network Export Constraints | 3504811.5308 | 3797722.5922 | 4201694.3582 | -440203.7766 | -4799661.5705 | -6258345.2887 | -7294500.3485 | -7202125.7215 | -7530519.8127 | -7798672.2645 | -5038112.1209 | -4883281.4055 | -6338091.6401 | -5467389.5014 | -4790288.024 | -4421834.2942 | -4924309.0094 | -4293786.2348 | -4125608.9177 | -4222184.0926 | -3300238.1583 | -3047847.3 | -4259622.6466 | -4841837.2609
BaseCase AT | ExportLimit_DN1_Dubbo | Distribution REZ Export Constraints | 0 | 0 | 2.2459e-06 | 2.7145e-06 | 5.2888e-06 | 6.344e-06 | -3561599.8851 | -4148297.9356 | -4025086.196 | -4218594.4699 | -4432449.2851 | -4307784.7705 | -4807737.7072 | -4713233.6818 | -4784170.8654 | -4629639.571 | -4611297.1159 | -4464636.782 | -4521300.9504 | -4479864.1854 | -4314039.4539 | -4338580.5267 | -4209916.4699 | -4111846.3056
BaseCase AT | ExportLimit_DN2_Yass | Distribution REZ Export Constraints | 0 | 0 | 0 | 0 | 0 | 0 | 0 | 0 | 0 | 0 | 0 | 0 | 0 | 0 | 0 | 0 | 0 | 0 | 0 | 0 | 0 | 0 | 0 | 0
BaseCase AT | ExportLimit_DN3_Marulan | Distribution REZ Export Constraints | 0 | 0 | 0 | 0 | -0.64056 | -1.2227 | -1.1684 | -1.1881 | -1.2177 | -1.2321 | -1.3253 | -1.3544 | -1.3165 | -1.4086 | -1.3603 | -1.3926 | -1.3874 | -1.3951 | -1.3034 | -1.2829 | -1.3438 | -1.3298 | -1.365 | -1.3293
BaseCase AT | ExportLimit_N10_Hunter Coast | REZ Network Export Constraints | 0 | 0 | 0 | -10224000 | -17520000 | -17568000 | -17520000 | -17520000 | -17520000 | -17568000 | -17520000 | -17520000 | -6559952.4808 | -7939517.304 | -6389632.2406 | -6910173.8454 | -6010077.2134 | -7137075.5608 | -6191356.1937 | -6515927.8978 | -6201696.1298 | -6169884.8785 | -2298414.1066 | -2811845.0319
BaseCase AT | ExportLimit_N11_Illawarra Coast | REZ Network Export Constraints | 0 | 0 | 0 | 0 | 0 | 0 | 0 | 0 | 0 | 0 | 0 | 0 | 2961220.6968 | 3840986.8606 | 1234339.4815 | -503392.1376 | -2819646.0499 | -4284063.1926 | -3143521.8609 | -3782316.708 | -6476776.9478 | -7881367.1184 | -9047078.8216 | -8956292.0626
BaseCase AT | ExportLimit_N12_Illawarra | REZ Network Export Constraints | 0 | 0 | 989052.6782 | 935539.559 | 787787.0446 | 383312.75 | -271684.2651 | -1351572.1434 | -2845324.0276 | -3799668.2482 | -4761535.2451 | -5694749.0093 | -6681421.2286 | -7794533.0056 | -9258517.799 | -10667576.9375 | -12012149.1583 | -13313073.972 | -14251144.2714 | -15402696.7288 | -16467107.2376 | -17583032.1662 | -18511744.9681 | -18542142.6342
BaseCase AT | ExportLimit_N13_South Cobar | REZ Network Export Constraints | 0 | 2.5496 | 3.1389 | 2.5324 | 2.4318 | 2.316 | 3.7272 | 3.9037 | 3.9436 | 3.7635 | 331684.8798 | 306956.6971 | 326050.2391 | 322655.8907 | 324337.8646 | 324921.1012 | 282169.999 | 303654.7448 | 287062.6399 | 309518.3695 | 335968.8725 | 329621.3234 | 282327.1366 | 375345.7697
BaseCase AT | ExportLimit_N1_North West NSW | REZ Network Export Constraints | 393377.2118 | 480588.4557 | 491452.3612 | 388494.0492 | 324647.7641 | 303837.4706 | 351908.4395 | -318975.5146 | -635935.6488 | -1387228.2966 | -1598799.7576 | -1523907.4237 | -2040826.7567 | -2064178.9084 | -2685061.0432 | -2581587.2205 | -2666663.7879 | -2631777.05 | -2713502.4031 | -2774115.2764 | -2754729.5424 | -4616467.9726 | -4503656.9465 | -4627172.1862
BaseCase AT | ExportLimit_N2_New England | REZ Network Export Constraints | 2370835.2218 | 2327965.922 | 2933721.541 | 2525506.6264 | 2679283.5021 | 2688307.5553 | -13074245.1155 | -13253470.4935 | -12660020.6299 | -13813051.7289 | -12188667.7885 | -12547809.2069 | -15307261.3767 | -15723938.5346 | -20008202.1765 | -19419187.2927 | -19446589.0496 | -17908178.2799 | -18140938.5705 | -18389004.7932 | -18262298.0374 | -17821268.761 | -19541321.876 | -19327999.589
BaseCase AT | ExportLimit_N3_Central-West Orana | REZ Network Export Constraints | 3467478.7588 | 3831963.1701 | -14071066.2412 | -14184506.4682 | -12715363.6039 | -13117536.287 | -19469524.8639 | -18464742.0324 | -18533103.0329 | -21080074.3878 | -24752300.4459 | -25181376.0215 | -25380639.7 | -26946426.9626 | -27238468.5483 | -26070592.2517 | -29846349.167 | -30148974.9636 | -28028344.4035 | -28956491.8647 | -28411465.4903 | -28340077.5041 | -39483984.1159 | -36585061.5426
BaseCase AT | ExportLimit_N4_Broken Hill | REZ Network Export Constraints | 779438.7144 | 1096562.6348 | 1316508.6103 | 1227030.5381 | 1106729.4708 | 1001684.9526 | 978917.1086 | 1002354.5499 | 1077270.8268 | 963196.2573 | 1002480.0214 | 965933.7345 | 817059.6884 | 747051.6906 | 773229.7646 | 831991.6286 | 785426.1399 | 374674.3165 | 347232.8531 | 804109.6927 | 854838.928 | 867203.1279 | 818568.3304 | 814730.1204
BaseCase AT | ExportLimit_N5_South West NSW | REZ Network Export Constraints | 1524512.6703 | -4263823.8367 | -4733101.4146 | -4862667.634 | -5373942.182 | -8759794.5716 | -11070714.452 | -10964688.3776 | -10824569.0449 | -10981871.3291 | -11243492.22 | -11252044.1449 | -11472985.1685 | -12049177.29 | -11642895.3136 | -11675882.2343 | -11781403.7447 | -11700057.2302 | -11599434.7275 | -11513656.6949 | -11662840.4582 | -11730999.7757 | -10599212.4261 | -10884864.3705
BaseCase AT | ExportLimit_N6_Wagga Wagga | REZ Network Export Constraints | 910417.0628 | -5346524.8536 | -11453374.903 | -11638794.2888 | -11406147.9914 | -11992317.4758 | -12616799.7646 | -12756219.058 | -12304485.1806 | -12909168.4222 | -13250344.0469 | -13156264.4799 | -13604032.6761 | -13734766.2634 | -13636522.4597 | -13733969.1383 | -13779647.4669 | -13956218.1578 | -14007372.4452 | -14031987.1578 | -13885205.745 | -13828012.1374 | -13986936.4386 | -14298027.7681
BaseCase AT | ExportLimit_N7_Tumut | REZ Network Export Constraints | -39.0462 | -2085576.8239 | -3593785.3846 | -3563421.2423 | -3540702.8606 | -3599962.6423 | -3672597.8268 | -3618492.3302 | -3635147.7462 | -3673861.7718 | -3743848.7321 | -3790478.3688 | -3725789.0878 | -3879665.089 | -3786003.7915 | -3777188.6189 | -3653987.9104 | -3815569.6287 | -3810938.6937 | -3792855.4316 | -3777193.9074 | -3764267.2599 | -3646426.6869 | -3573088.8965
BaseCase AT | ExportLimit_N8_Cooma-Monaro | REZ Network Export Constraints | 324545.2574 | 328146.7652 | 674675.6989 | 698067.0422 | 607338.5621 | 565103.3681 | 445678.5674 | 325691.467 | 149255.3777 | -5988.4251 | 413639.233 | 215290.4133 | -12767.7587 | -316635.1594 | -284121.2243 | 24213.5173 | 46120.6779 | 9798.8767 | 24433.6281 | -119113.9052 | -159485.9673 | -148588.6839 | -293436.5077 | -182597.5624
BaseCase AT | ExportLimit_N9_Hunter-Central Coast | REZ Network Export Constraints | -41782.859 | 1648056.9311 | -1313745.9607 | -1844559.7871 | -3021871.5939 | -3340802.813 | -3264504.6587 | -12428340.5901 | -11203335.9643 | -15788216.4902 | -17131236.7046 | -15671197.811 | -17673517.5351 | -18057725.4099 | -20439074.4176 | -20357951.6955 | -20229193.1924 | -19472792.7862 | -19943160.7653 | -21555159.5167 | -20155073.1739 | -19464817.4573 | -23365482.6586 | -23459707.5455
BaseCase AT | ExportLimit_Q1_Far North Qld | REZ Network Export Constraints | 929105.6953 | 981501.0966 | 3407645.6756 | 4120403.1537 | 4305732.7763 | 3958540.9277 | 3687953.899 | 3081794.4993 | 3009708.2007 | 2936111.6581 | 2573404.2547 | 2860530.6174 | 972060.0185 | -267312.4316 | -1040960.4279 | -985753.8393 | -641727.022 | -2218594.8065 | -5546529.3837 | -5383146.4063 | -5230087.6057 | -5092952.9757 | -4549989.1579 | -4353879.4078
BaseCase AT | ExportLimit_Q2_North Qld Clean Energy Hub | REZ Network Export Constraints | 335601.0809 | 352600.6395 | 3430568.8665 | 3480917.8382 | 3500617.8537 | -9130945.0155 | -5589761.5914 | -3845953.6414 | -3605430.5145 | -3930537.1165 | -4059959.8267 | -4708810.6293 | -3199058.1337 | -2422354.4388 | -2408627.4975 | -2376747.8263 | -2676028.1383 | -2472333.6364 | -2587900.1989 | -2530018.8138 | -2734041.7203 | -3765606.9017 | -3359589.0015 | -2420495.0407
BaseCase AT | ExportLimit_Q5_Barcaldine | REZ Network Export Constraints | 0 | 12.6323 | 374805.8584 | 479406.6572 | 494462.3063 | 474265.7077 | 447022.1589 | 450586.1317 | 457544.1891 | 403061.6127 | 417828.3643 | 419859.5663 | 364640.6288 | 380273.6337 | 413429.1234 | 421513.2662 | 430079.0567 | 447543.464 | -493905.0725 | -1537042.0718 | -1397554.4541 | -1315680.3034 | -3520539.1171 | -3006488.9398
BaseCase AT | ExportLimit_Q9_Banana | REZ Network Export Constraints | 36765.335 | 37500.3606 | 36459.6605 | 33037.1607 | 28503.0428 | 27772.9693 | 23970.1674 | 20565.5418 | 22183.276 | 16913.7942 | 19232.1674 | 18677.1058 | 9910.1055 | 11349.9952 | 12636.8814 | 13033.007 | 18217.8518 | 0 | 0 | 0 | 0 | 0 | 0 | 0
BaseCase AT | ExportLimit_S2_Riverland | REZ Network Export Constraints | 32362.4386 | -3862134.9891 | -6801355.9541 | -6810149.7165 | -6726682.0025 | -6723994.0995 | -6723878.4763 | -6754235.4746 | -6696609.1171 | -6078965.6526 | -6264674.102 | -6128759.3787 | -5129945.5363 | -4810554.4909 | -4809644.5204 | -5889757.5233 | -6160749.2682 | -7066864.5405 | -8126761.908 | -11455238.4827 | -14101508.1423 | -13746149.188 | -14807493.4065 | -14287533.5884
BaseCase AT | ExportLimit_S4_Yorke Peninsula | REZ Network Export Constraints | -439.5543 | -475.715 | -440.0278 | -423.8001 | 0.38608 | 0.39839 | 0.41678 | 0.42898 | 0.45169 | 0.42454 | 251467.9716 | 255468.6958 | 217260.6118 | 225073.4641 | 237137.051 | 233994.8358 | 243351.9448 | 243305.3019 | 254258.9478 | 250032.4344 | 247618.1355 | 280642.4539 | 261914.8498 | 295425.8702
BaseCase AT | ExportLimit_S6_Roxby Downs | REZ Network Export Constraints | 0 | 0 | 0.08985 | 0.093653 | 0.17569 | 0.16008 | 0.17544 | 0.17656 | 0.17503 | 0.17123 | 225927.2231 | 234990.9768 | 1588724.8874 | 1550605.8617 | 1589292.9703 | 1594153.8019 | 1588394.6337 | 1609715.3868 | 1646438.4254 | 1676730.7571 | 1631063.617 | 1633705.8586 | 1484145.5825 | 1674579.8879
BaseCase AT | ExportLimit_S7_Eastern Eyre Peninsula | REZ Network Export Constraints | 562540.2131 | 494380.0211 | 433024.9984 | 536208.5986 | 350239.117 | 158029.586 | 126630.2315 | 911945.9436 | 455798.1752 | 287157.0367 | 617903.7909 | 618739.9941 | 436839.3727 | 526041.0068 | 586160.378 | 697931.1265 | 941991.1788 | 593044.8645 | 623243.0368 | 41566.8182 | -384343.628 | -381887.8005 | -2360473.5974 | -2509027.692
BaseCase AT | ExportLimit_S8_Western Eyre Peninsula | REZ Network Export Constraints | 0 | 0 | -0.0108 | -0.011589 | -0.016115 | -0.018236 | -0.014956 | -0.34915 | -0.35571 | -0.35777 | -0.42137 | -0.42028 | -0.4333 | -0.43978 | -0.36006 | -0.36913 | -0.49539 | -0.47666 | -0.39296 | -0.49329 | -0.49913 | -0.49206 | -471672.776 | -492319.845
BaseCase AT | ExportLimit_T1_North East Tasmania | REZ Network Export Constraints | 0 | 585728.8629 | 813843.5513 | 816924.4566 | 584018.1682 | 916260.1984 | 713869.6098 | 421656.6596 | -4720.2329 | -74032.9444 | 96953.0728 | 62289.9814 | 67686.201 | 692647.1915 | -587447.2292 | -805431.5934 | -962005.1031 | -1164555.3543 | -1131167.7737 | -1271063.6468 | -1573774.4939 | -217158.2365 | 265549.7289 | -126857.5588
BaseCase AT | ExportLimit_T2_North West Tasmania | REZ Network Export Constraints | 390480.8887 | 410841.3435 | 428875.6285 | 470979.534 | 440146.4168 | 413191.5457 | 438547.3641 | 464994.3463 | 439541.8158 | 433556.329 | 503391.6918 | 481256.7555 | 487884.6123 | 494082.1423 | 395079.2827 | 443584.1484 | 448135.8267 | 471206.4342 | 429516.0152 | 521399.416 | 510694.8927 | 482588.4781 | 498997.5339 | 523321.3643
BaseCase AT | ExportLimit_T3_Central Highlands | REZ Network Export Constraints | 498399.3292 | 915697.8588 | 4072167.1381 | 4455518.9094 | 1866390.6333 | 243526.9008 | 475203.7994 | 569281.9946 | 1076872.8768 | 2548305.1059 | 1877472.5805 | 1488214.7643 | 1707320.1849 | 2159048.5355 | 2196440.6129 | 2814692.1697 | 2896093.7526 | 2899650.235 | 2465479.8218 | 2754039.1657 | 2667930.7555 | 2398433.8298 | 2970715.3468 | 3219064.638
BaseCase AT | ExportLimit_V1_North West VIC | REZ Network Export Constraints | 1148001.5357 | -54938.0666 | 1979310.0658 | 1921928.4263 | 1664866.661 | -6693903.0083 | -11989181.9785 | -9853397.9633 | -9358807.5445 | -10916649.3617 | -11045139.531 | -12784404.9 | -14604966.2481 | -13676233.1714 | -12070709.2082 | -12002841.4657 | -11733804.242 | -10971043.443 | -11944322.48 | -13974812.9666 | -11197398.2913 | -10037612.2044 | -11994989.1335 | -11810250.8592
BaseCase AT | ExportLimit_V2_Central Highlands VIC | REZ Network Export Constraints | 1916961.1304 | 2328765.2821 | 3483412.8025 | 2991516.0557 | 1530353.3106 | 1514128.2051 | 1507953.5173 | 303348.5512 | 100886.3754 | 146126.2512 | -1829283.669 | -1621599.0872 | -2095578.0734 | 339216.73 | 702338.0321 | 616823.7418 | 328091.395 | 878200.3546 | 334495.2637 | 273710.2248 | -675066.7438 | -364402.3872 | -2096729.654 | -1671219.2896
BaseCase AT | ExportLimit_V7_Central North VIC | REZ Network Export Constraints | 1561131.5712 | 2011245.0978 | 4035177.9133 | 3836928.1575 | 3923407.2636 | 3685640.6907 | 3393017.6482 | 3557222.19 | 3802804.7206 | 3489141.0373 | 3416562.3858 | 3124185.1061 | 4079497.384 | 4176565.5951 | 4296394.6396 | 4649815.1536 | 4745040.1433 | 4743475.6881 | 4487100.2445 | 4383048.7048 | 4612481.5505 | 4589341.4015 | 4036514.609 | 4343891.3297
BaseCase AT | ExportLimit_V8_Gippsland Offshore | REZ Network Export Constraints | 0 | 0 | 0 | 0 | 0 | -9610320.5605 | -8827187.9916 | -23057431.5266 | -20871513.2724 | -16031281.8428 | -14269826.4436 | -12488553.3469 | -33084415.0897 | -30788552.5643 | -29546099.4569 | -30948984.1029 | -30038718.4347 | -29862661.5036 | -30038441.7873 | -28434117.7695 | -30835745.6764 | -30531869.1035 | -29961828.2128 | -28491217.5445
BaseCase AT | GG H2 Green Commodities Consumption Purchaser | Subregion flexible electricity load for Green Commodities H2 | 0 | 0 | 0 | 0 | 0 | 0 | 0 | 1243.9024 | 2445.4029 | 2896.4216 | 3364.5584 | 3841.3907 | 4350.9383 | 4921.4463 | 5564.488 | 6283.3174 | 7180.2689 | 8177.0081 | 9289.0636 | 10516.127 | 11871.6977 | 13346.9531 | 14777.1429 | 16010.2961
BaseCase AT | Gas Zone Daily Offtake Limit Colongra | Gas Infrastructure Limitations by Gas Zone | 671.5248 | 3476.4797 | 615.9889 | 10781.7924 | 7206.3128 | 10613.9149 | 12676.4113 | 9468.9106 | 9469.4525 | 10558.445 | 12277.3971 | 10428.975 | 1096.0142 | 5264.1142 | 5687.6892 | 6334.7162 | 3814.7141 | 3763.3676 | 3412.7988 | 5375.6469 | 4786.6133 | 6208.9823 | 6415.4818 | 2903.6007
BaseCase AT | Gas Zone Daily Offtake Limit Gippsland | Gas Infrastructure Limitations by Gas Zone | 14724.1 | 14764.44 | 14415.5124 | 8056.99 | 7463.7535 | 6856.3208 | 5197.6004 | 4677.8486 | 5146.9293 | 5504.5433 | 5849.6282 | 5136.7781 | 2731.4357 | 2893.5217 | 3202.8824 | 3078.1477 | 3002.5267 | 3100.2869 | 3216.0643 | 3088.5842 | 3486.3091 | 3503.9252 | 4043.4159 | 2952.1965
BaseCase AT | Gas Zone Daily Offtake Limit Gladstone | Gas Infrastructure Limitations by Gas Zone | 0 | 0 | 0 | 0 | 208.8343 | 210.8756 | 174.1546 | 24.5305 | 97.5378 | 0.76602 | 4.137e-06 | 10.6949 | 1.4281e-06 | 1.5739e-06 | 1.5698e-06 | 1.607e-06 | 1.6915e-06 | 1.6886e-06 | 1.9803e-06 | 884.6428 | 7849.3689 | 5878.6248 | 13730.9646 | 21958.8771
BaseCase AT | Gas Zone Daily Offtake Limit Kurri Kurri | Gas Infrastructure Limitations by Gas Zone | 117.5208 | 2006.9395 | 1524.712 | 12096.7915 | 10970.0415 | 12498.1741 | 14910.4131 | 10753.8831 | 10889.7371 | 12025.2396 | 12744.6484 | 10504.1055 | 1354.8459 | 5445.8603 | 5989.9827 | 6019.6007 | 4631.1602 | 3630.4084 | 4108.1504 | 4858.9927 | 5364.3715 | 4907.5198 | 6084.354 | 2996.443
BaseCase AT | Gas Zone Daily Offtake Limit Laverton North | Gas Infrastructure Limitations by Gas Zone | 375.5038 | 1462.6622 | 2899.3165 | 910.6924 | 334.2527 | 215.1174 | 295.339 | 524.7973 | 401.9999 | 1361.2827 | 1692.4381 | 1190.0057 | 1007.8757 | 1659.5157 | 1918.7389 | 691.5294 | 1763.8936 | 1294.4921 | 2268.8489 | 1591.4399 | 817.4381 | 729.5202 | 516.2393 | 91.3187
BaseCase AT | Gas Zone Daily Offtake Limit Melbourne | Gas Infrastructure Limitations by Gas Zone | 3221.6279 | 7646.159 | 9977.9641 | 6313.2712 | 3669.7441 | 1127.8964 | 3042.5207 | 4880.7999 | 4965.0101 | 4131.726 | 5156.4147 | 4223.1362 | 2981.0158 | 3295.6212 | 2072.9216 | 2239.0782 | 2361.7826 | 1388.947 | 3626.4772 | 3107.6261 | 3347.8985 | 2891.4421 | 4432.2052 | 2144.7661
BaseCase AT | Gas Zone Daily Offtake Limit Moomba | Gas Infrastructure Limitations by Gas Zone | 11719.1406 | 616.4484 | 393.5952 | 3846.1145 | 2060.9949 | 1404.1865 | 3060.2209 | 2094.3922 | 2047.143 | 2730.5597 | 2538.5007 | 2291.8704 | 976.72 | 1641.0124 | 1641.3394 | 1511.6744 | 2085.0696 | 895.2932 | 2228.0323 | 1414.8374 | 1499.3536 | 1281.9162 | 1113.2747 | 590.0239
BaseCase AT | Gas Zone Daily Offtake Limit NQGP | Gas Infrastructure Limitations by Gas Zone | 11848.4561 | 9797.7988 | 836.8078 | 1604.5287 | 3233.7184 | 3189.3068 | 1425.3724 | 877.2964 | 656.8917 | 985.8498 | 944.8781 | 1142.9198 | 502.0847 | 503.4602 | 502.0847 | 502.0847 | 502.0847 | 520.4767 | 878.0908 | 502.0847 | 924.7796 | 0 | 0 | 0
BaseCase AT | Gas Zone Daily Offtake Limit Newcastle | Gas Infrastructure Limitations by Gas Zone | 789.0456 | 5483.4192 | 2140.7009 | 22878.584 | 28927.6417 | 33513.0341 | 43764.7438 | 27045.0333 | 28086.5923 | 30532.3529 | 33692.5803 | 30282.5884 | 5165.0375 | 10709.9746 | 11969.8974 | 14438.7113 | 8630.7174 | 7628.1579 | 11242.3771 | 19121.2233 | 24801.7691 | 13973.8241 | 23976.7428 | 13690.1089
BaseCase AT | Gas Zone Daily Offtake Limit Northern | Gas Infrastructure Limitations by Gas Zone | 40149.9999 | 40259.9999 | 21047.6625 | 23251.3818 | 19093.7888 | 18447.8855 | 12902.1459 | 9617.9177 | 9816.8429 | 10020.4019 | 6722.2902 | 6499.1234 | 738.3117 | 2428.7571 | 2924.6988 | 2742.5664 | 3177.2877 | 2329.2459 | 4095.8368 | 3086.2507 | 10148.5838 | 6924.759 | 15683.512 | 22668.286
BaseCase AT | Gas Zone Daily Offtake Limit Port Campbell | Gas Infrastructure Limitations by Gas Zone | 1152.0875 | 2599.2982 | 4896.3706 | 7231.0185 | 7816.9228 | 2493.2052 | 8166.8522 | 8975.8466 | 8954.3117 | 9139.3023 | 9218.2025 | 7936.7678 | 2645.5611 | 4359.9998 | 4358.6119 | 5568.219 | 5048.0305 | 2802.681 | 6892.3366 | 6007.0521 | 8447.9403 | 1108.2954 | 5380.7098 | 3832.4879
BaseCase AT | Gas Zone Daily Offtake Limit Southern | Gas Infrastructure Limitations by Gas Zone | 66262.3263 | 38473.1899 | 41687.1641 | 64921.777 | 67672.2897 | 57569.3538 | 82047.7223 | 60356.7875 | 61932.7587 | 66479.3081 | 70715.8346 | 56521.5484 | 16715.0982 | 27340.9398 | 27629.1896 | 32586.8665 | 26084.7622 | 17537.7654 | 28147.2614 | 33941.2493 | 44834.672 | 25351.6715 | 43025.619 | 26329.6058
BaseCase AT | Gordon Min Gen | Hydro min release | 2759.0325 | 1299.5045 | 868.3134 | 516.2047 | 707.9316 | 540.8016 | 986.6675 | 834.0264 | 1319.0115 | 1332.2788 | 1372.9507 | 1243.9697 | 1660.1331 | 1503.6383 | 939.896 | 877.6744 | 840.5176 | 837.8405 | 1116.4315 | 1061.0802 | 1044.3585 | 1066.8559 | 1029.4322 | 838.8851
BaseCase AT | ImportGroup_N9_Hydrogen | Group Network Import Constraints | 3091990.1169 | 1967025.6856 | -1298337.3342 | -3316338.9754 | -3734197.9197 | -6522659.5513 | -5475456.4043 | -10059941.3954 | -10736524.9392 | -14598483.4358 | -17422901.416 | -16730684.4093 | -16198225.5844 | -14613820.3238 | -14615286.5388 | -16736201.4861 | -21024650.305 | -21360244.4595 | -22895905.3861 | -19991365.7481 | -22148056.0826 | -23366034.5656 | -18256347.9947 | -20432523.0884
BaseCase AT | ImportGroup_NSA1 | Group Network Import Constraints | -833146.3022 | -1524903.4127 | -1259874.8432 | -1254855.9293 | -2625833.9554 | -2491616.101 | -4744731.6547 | -5953617.0714 | -6224630.1015 | -7856379.0621 | -7758691.2633 | -7839071.4025 | -8095453.1198 | -8368716.5661 | -8550301.371 | -8767813.2448 | -9068328.2691 | -9007491.4654 | -9986518.6304 | -9476897.1102 | -9976095.6953 | -10393584.3735 | -16681277.2518 | -17246840.2225
BaseCase AT | ImportGroup_Q1_Hydrogen | Group Network Import Constraints | 991570.3644 | 1089304.8753 | -1161677.1002 | -1583256.6095 | -1465274.8465 | -1044365.4671 | -680462.4197 | 110052.3925 | 315105.0698 | 577805.8466 | 1038598.0506 | 954897.8684 | 2164616.7276 | 2412087.4125 | 2064817.725 | 1914661.0647 | 1632989.7107 | 1659489.1545 | 1103574.4085 | 299407.3791 | 156742.7404 | 196078.934 | -340398.9073 | -340168.8719
BaseCase AT | ImportGroup_Q4_Hydrogen | Group Network Import Constraints | -3398260.9011 | -4625267.4745 | -377296.5475 | -167309.2369 | -736493.0988 | -969652.9144 | 478600.7674 | 694409.8994 | 587940.8639 | 497251.1413 | -453254.3217 | -496670.4985 | 1024809.9959 | 1002673.8444 | 906053.7893 | 259713.2495 | -84684.2565 | -504585.9979 | -481670.9914 | -1032707.1158 | -630569.5427 | -1675727.7707 | -475507.2319 | 767358.4367
BaseCase AT | ImportGroup_Q7_Hydrogen | Group Network Import Constraints | -1477151.9305 | -1952426.9509 | -69298.7754 | -2152047.1001 | -2673882.4506 | -2941905.4243 | -5512490.3736 | -3866244.1786 | -4350905.7676 | -8449109.4165 | -12048162.6201 | -11614727.6264 | -10742092.6375 | -10588761.7582 | -10484581.047 | -11163428.0692 | -11262616.6033 | -11239280.2789 | -11605098.3295 | -9475186.4985 | -8633284.3006 | -6623642.7915 | -4127522.4391 | -2256630.9185
BaseCase AT | ImportLimit_DN1_Dubbo | Distribution REZ Import Constraints | 0 | 0 | -2.2459e-06 | -2.7145e-06 | -5.2888e-06 | -6.344e-06 | -0.11487 | -1983702.0644 | -2106913.804 | -1930205.5301 | -1699550.7149 | -1824215.2295 | -1324262.2928 | -1435566.3182 | -1347829.1346 | -1502360.429 | -1520702.8841 | -1684163.218 | -1610699.0496 | -1652135.8146 | -1817960.5461 | -1810219.4733 | -1922083.5301 | -2020153.6944
BaseCase AT | ImportLimit_DN3_Marulan | Distribution REZ Import Constraints | 0 | 0 | 0 | 0 | -0.30295 | -0.62942 | -0.67895 | -0.65949 | -0.6302 | -0.62123 | -0.5233 | -0.49501 | -0.53125 | -0.44415 | -0.48748 | -0.45511 | -0.46051 | -0.458 | -0.54388 | -0.56476 | -0.50386 | -0.52303 | -0.48282 | -0.51908
BaseCase AT | ImportLimit_N12_Illawarra | REZ Network Import Constraints | 0 | 0 | -989052.6782 | -935539.559 | -787787.0446 | -383312.75 | 271684.2651 | 1351572.1434 | 2845324.0276 | 3799668.2482 | 4761535.2451 | 5694749.0093 | 6681421.2286 | 7794533.0056 | 7770016.242 | 7808938.0583 | 7760326.6341 | 7842467.7659 | 7752520.0725 | 7815166.2621 | 7815602.8041 | 7834374.5196 | 7770557.532 | 7800955.198
BaseCase AT | ImportLimit_N1_North West NSW | REZ Network Import Constraints | -393377.2118 | -480588.4557 | -491452.3612 | -388494.0492 | -324647.7641 | -303837.4706 | -351908.4395 | 165099.9091 | -104735.6652 | -108053.2219 | -83058.7705 | -157951.1045 | -17344.5935 | 368.7324 | 145410.4639 | 41936.6398 | -380380.1622 | -423614.9658 | -333541.5455 | -272928.6722 | -292314.4063 | -461445.4708 | -560382.4166 | -436867.177
BaseCase AT | ImportLimit_N3_Central-West Orana | REZ Network Import Constraints | -3467478.7588 | -3831963.1701 | -18990757.7588 | -42737973.5318 | -44207116.3961 | -43960895.9649 | -47292261.5476 | -51617897.2538 | -51549536.2658 | -52959724.006 | -56237743.9941 | -55808668.4217 | -55609404.7367 | -54265508.008 | -53751575.8915 | -55730240.8289 | -54223150.16 | -54150851.7648 | -56041154.9187 | -55113007.4606 | -55658033.8387 | -55959749.2215 | -57074009.3863 | -59972931.9613
BaseCase AT | ImportLimit_N8_Cooma-Monaro | REZ Network Import Constraints | -324545.2574 | -328146.7652 | -674675.6989 | -698067.0422 | -607338.5649 | -565103.3733 | -445678.5675 | -325691.467 | -149255.3778 | 5988.425 | -413639.2332 | -215290.4141 | 12767.7587 | 316635.1585 | 202210.5832 | -195022.233 | -221712.2926 | -185871.5654 | -200025.2419 | -205195.3196 | -164823.2577 | -176609.0596 | -116898.6898 | -227737.6352
BaseCase AT | ImportLimit_Q1_Far North Qld | REZ Network Import Constraints | -929105.6953 | -981501.0966 | -3407645.6756 | -4120403.1537 | -4305732.7763 | -3958540.9277 | -3687953.899 | -3081794.4994 | -3009708.2008 | -2936111.6582 | -2573404.2549 | -2860530.6175 | -1743171.0228 | -1632064.2164 | -2208719.7477 | -2716556.1565 | -3060582.974 | -3355334.103 | -4259566.3497 | -5345284.5349 | -5498343.3355 | -5664870.9271 | -6178441.7835 | -6374551.5337
BaseCase AT | ImportLimit_S3_Mid-North SA | REZ Network Import Constraints | -5251594.3807 | -5043095.6647 | -5476141.617 | -6592453.4197 | -4813604.806 | -5456808.3462 | -5266352.7005 | -7194284.7389 | -6844179.183 | -6351791.7381 | -5850234.3617 | -6992194.9623 | -6440753.1107 | -5024083.5001 | -5724328.1001 | -5303948.7247 | -4669667.5901 | -5616511.7913 | -5359129.5886 | -6691928.2625 | -5647677.6763 | -5564930.5305 | -5039727.185 | -5457604.681
BaseCase AT | ImportLimit_S7_Eastern Eyre Peninsula | REZ Network Import Constraints | -562540.2131 | -494380.0211 | -433024.9984 | -536208.5986 | -350239.1174 | -158029.5876 | -126630.2316 | -911945.9438 | -455798.1754 | -287157.0369 | -617903.7915 | -638660.2465 | -456759.6245 | -546015.8347 | -606080.63 | -717851.3785 | -961911.4308 | -613019.6926 | -643163.2886 | -1475049.3312 | -1049138.8852 | -1076747.1458 | -2005996.3267 | -2197494.9149
BaseCase AT | ImportLimit_T1_North East Tasmania | REZ Network Import Constraints | 0 | -585728.8629 | -813843.5513 | -816924.4566 | -584018.1682 | -916260.1984 | -713869.6098 | -421656.6596 | 4720.2328 | 74032.9443 | -96953.0729 | -62289.9816 | -67686.2011 | -692647.1917 | 587447.229 | 805431.5932 | 962005.1029 | 1164555.354 | 1131167.7737 | 1271063.6467 | 1573774.4938 | 217158.2363 | -265549.7291 | 126857.5585
BaseCase AT | ImportLimit_T3_Central Highlands | REZ Network Import Constraints | -498399.3292 | -915697.8588 | -4072167.1381 | -4455518.9094 | -7514070.6333 | -9993766.9008 | -10198803.7994 | -10292881.9946 | -10800472.8768 | -12298545.1059 | -11601072.5805 | -11211814.7643 | -11430920.1849 | -11909288.5355 | -11920040.6129 | -12538292.1697 | -12619693.7526 | -12649890.235 | -12189079.8218 | -12477639.1657 | -12391530.7555 | -12148673.8298 | -12694315.3468 | -12942664.638
BaseCase AT | ImportLimit_V1_North West VIC | REZ Network Import Constraints | -1148001.5357 | -4053861.9334 | -8987310.0658 | -8929928.4263 | -8672866.661 | -16563056.9917 | -22700418.0215 | -24836202.0367 | -25330792.4555 | -23867990.6384 | -23644460.4691 | -21905195.1001 | -20084633.7519 | -21108406.8287 | -22618890.792 | -22686758.5345 | -22955795.7583 | -23813596.5575 | -22745277.52 | -20714787.0334 | -23492201.7088 | -24747027.7957 | -22694610.8667 | -22879349.141
BaseCase AT | ImportLimit_V5_South West VIC | REZ Network Import Constraints | -9639660.9606 | -12470412.8834 | -13977115.007 | -14933470.961 | -12772821.1752 | -11724573.7705 | -9801295.1561 | -8471471.7765 | -6189495.0393 | -6519629.6577 | -4253126.6814 | -3915064.9664 | -2474916.8935 | -1191519.6972 | -555689.442 | -925910.2784 | 315691.9762 | 342796.7054 | -888030.4426 | -2454843.6282 | -316875.7887 | 950159.856 | 362109.2395 | 399987.8464
BaseCase AT | ImportLimit_V7_Central North VIC | REZ Network Import Constraints | -1561131.5712 | -2011245.0978 | -4035177.9133 | -3836928.1575 | -3923407.2636 | -3685640.6907 | -3393017.6482 | -3557222.19 | -3802804.7207 | -3489141.0374 | -3416562.386 | -3124185.1063 | -4079497.3841 | -4176565.5952 | -4296394.6398 | -4649815.1541 | -4745040.144 | -4743475.6892 | -4487100.2446 | -4383048.7049 | -4612481.5508 | -4589341.402 | -4036514.6095 | -4343891.3303
BaseCase AT | Kareeya Min Gen | Hydro min release | 694.5944 | 583.0362 | 494.8383 | 488.0209 | 406.2186 | 402.726 | 251.6703 | 257.7111 | 268.5869 | 266.2756 | 249.6159 | 219.0168 | 57.2122 | 83.6077 | 95.802 | 100.2737 | 116.0721 | 106.6991 | 115.444 | 111.3354 | 108.7917 | 131.1615 | 113.6069 | 100.9234
BaseCase AT | Liapootah Min Gen | Hydro min release | 595.7885 | 534.5304 | 394.6182 | 506.4172 | 501.3169 | 376.8137 | 388.0749 | 347.8259 | 343.9444 | 323.7266 | 360.3834 | 465.2712 | 395.202 | 363.4295 | 169.0311 | 163.3423 | 155.8573 | 156.4814 | 208.6886 | 197.1416 | 195.8395 | 195.4312 | 183.1734 | 148.2583
BaseCase AT | N >> 11-0_17-0 | NetworkConstraints | 21485340.4354 | 21144613.9711 | 25351910.4037 | 23453334.5378 | 22300644.2988 | 23251858.495 | 21961052.4642 | 20746258.0465 | 19608235.7317 | 19491352.8064 | 19166868.3639 | 18678589.6492 | 18491070.0999 | 19557627.9173 | 20985792.9212 | 21440237.9634 | 23215801.1219 | 22621398.4714 | 23702443.5342 | 24733452.7459 | 24869336.9956 | 27399934.5465 | 28187398.6011 | 29105055.4101
BaseCase AT | N >> 12-0_14-0_R | NetworkConstraints | 41846382.6576 | 44108285.4684 | 45969042.1655 | 52484205.7617 | 54562961.8558 | 56590328.3486 | 58424269.8474 | 60689142.6519 | 62154578.4609 | 63696298.7362 | 64958416.1116 | 66095538.1898 | 66152681.1927 | 67435205.1007 | 67784558.4258 | 70396934.756 | 70675244.132 | 72089403.7041 | 74301269.5931 | 76320788.6961 | 77484712.8408 | 80319276.5127 | 81214167.4759 | 83891952.2232
BaseCase AT | N >> 12-0_39-1_R | NetworkConstraints | 49509832.1851 | 52616094.3809 | 55601676.1801 | 60155984.2796 | 61067484.1533 | 63485411.9885 | 65142420.4062 | 67287888.8236 | 68804010.0519 | 70543105.3875 | 71994059.9366 | 73269545.9262 | 72972353.8718 | 74496601.2088 | 74716793.4027 | 77464823.1763 | 77566541.7832 | 79290891.23 | 81608854.2361 | 84024331.197 | 85092054.4444 | 88075605.5561 | 89112926.3337 | 91998943.8843
BaseCase AT | N >> 16-0_8-0_R | NetworkConstraints | 18425568.4771 | 21028360.0023 | 24369690.5744 | 23964269.5484 | 22499654.8597 | 24132222.0557 | 23955571.2555 | 24292727.319 | 25204339.7219 | 26499118.3284 | 27973572.8639 | 29328995.8429 | 25745670.2713 | 26447255.9389 | 23618541.1119 | 23676750.3725 | 20536761.8461 | 23442150.1546 | 22459325.0686 | 23890111.8075 | 22282849.9863 | 21057397.9322 | 20209061.407 | 20931098.2697
BaseCase AT | N >> 17-0_11-0 | NetworkConstraints | 21691514.7243 | 21729259.7755 | 26539787.6369 | 24026055.7707 | 22297761.1751 | 23182159.0705 | 21628276.7949 | 20312712.0133 | 18965419.503 | 18767054.8239 | 18412637.3572 | 17843487.5311 | 17303139.6869 | 18423520.3847 | 19805593.7197 | 20152268.3312 | 21904988.9647 | 21287157.3632 | 22280320.7334 | 23295458.097 | 23301985.285 | 25873359.6408 | 26539959.7828 | 27477625.5469
BaseCase AT | N >> 18-0_5-0 | NetworkConstraints | 0 | 0 | 0 | -2874220.425 | 0 | 0 | 0 | 0 | 0 | 0 | 0 | 0 | 0 | 0 | 0 | 0 | 0 | 0 | 0 | 0 | 0 | 0 | 0 | 0
BaseCase AT | N >> 18-0_5-0_R | NetworkConstraints | 6522256.8585 | 4452599.4882 | 5174693.7804 | 1814088.8379 | 4436551.2398 | 4799909.2901 | 4491920.4998 | 4238733.6498 | 4219125.7881 | 4431934.8419 | 4650264.5955 | 4852355.4314 | 4248285.1633 | 4515308.1268 | 4142983.2045 | 4040341.2645 | 3626036.7989 | 4162046.7699 | 4093098.9859 | 4451360.6895 | 4166125.7214 | 4098108.9243 | 4133902.8436 | 4267226.7469
BaseCase AT | N >> 31-0_32-0 | NetworkConstraints | 37297906.8303 | 40225028.8161 | 43146829.2938 | 43032601.4899 | 43081233.1343 | 45990953.2831 | 52593306.7621 | 56477143.1099 | 61765953.0345 | 64578258.4091 | 65946037.8343 | 69134987.6532 | 67981780.3017 | 68778254.5549 | 67372609.6005 | 71087994.314 | 70511661.4468 | 73812032.9378 | 74785119.035 | 76394101.1741 | 78115285.6228 | 79273921.5055 | 77895915.9623 | 79664885.2318
BaseCase AT | N >> 32-0_31-0 | NetworkConstraints | 37297870.2928 | 40225175.8461 | 43146972.9656 | 43032848.1386 | 43081556.6719 | 45991267.6249 | 52593653.6149 | 56477501.209 | 61766324.9023 | 64578631.5761 | 65946420.4831 | 69135376.897 | 67982140.3497 | 68778627.1438 | 67372970.9643 | 71088369.9491 | 70512020.6608 | 73812410.1189 | 74785504.0042 | 76394502.8383 | 78115690.7346 | 79274338.6173 | 77896339.5207 | 79665326.6614
BaseCase AT | N >> 39-1_11-0 | NetworkConstraints | 38191212.1851 | 40720244.0081 | 45479155.1185 | 46457583.8536 | 46007655.7834 | 48206540.8742 | 48087604.7989 | 48278887.2553 | 48549064.6089 | 49654248.1843 | 50567154.5624 | 51264182.7321 | 49901823.539 | 51421512.5423 | 51453730.8154 | 52886371.6066 | 52960899.2373 | 54282301.4829 | 55564320.474 | 57696642.086 | 57690139.5945 | 60018349.087 | 60705246.2284 | 62660780.8499
BaseCase AT | N >> 39-1_16-0 | NetworkConstraints | 36828492.9933 | 39661917.3867 | 44150675.2757 | 45364879.5439 | 44879793.1862 | 47084538.0985 | 47148598.2886 | 47589579.9721 | 48128192.9929 | 49383410.8029 | 50505894.0295 | 51419840.3777 | 49668705.3125 | 51093358.7462 | 50592698.1825 | 51959474.9605 | 51412159.5644 | 53135097.9352 | 54137444.7839 | 56247882.4663 | 56049601.8023 | 57849929.4167 | 58301872.6319 | 60198313.5626
BaseCase AT | N >> 39-1_17-0 | NetworkConstraints | 37574241.2557 | 40287375.1028 | 45254816.8302 | 46052346.9145 | 45379375.0478 | 47516692.9901 | 47300979.3818 | 47480132.3386 | 47678211.9199 | 48747103.0679 | 49657631.3987 | 50330246.3873 | 48781283.5296 | 50297666.8804 | 50256565.1448 | 51620147.5453 | 51621963.8687 | 52955225.6378 | 54156914.4625 | 56251721.0513 | 56171388.8155 | 58441738.2633 | 59038981.1751 | 60979493.3944
BaseCase AT | N >> 39-1_3W-0 | NetworkConstraints | 38500613.6842 | 40996084.9118 | 45585673.9272 | 46803246.2389 | 46363633.1926 | 48631995.0102 | 48669351.0382 | 49063540.2779 | 49573015.8076 | 50831333.3408 | 51943644.9875 | 52838967.0205 | 51177511.5916 | 52663508.5718 | 52283120.2863 | 53702538.5773 | 53295128.6399 | 54983807.0461 | 56106359.231 | 58289777.8317 | 58164595.0315 | 60151700.5205 | 60698738.5291 | 62666405.6011
BaseCase AT | N >> 39-1_5A6-0 | NetworkConstraints | 35692029.9281 | 38487424.7546 | 43069189.9143 | 43454317.0856 | 42953196.0632 | 45210260.7685 | 44843237.473 | 44665641.9133 | 44925918.0863 | 46012861.2678 | 46915948.9479 | 47686573.5479 | 46102343.6143 | 47683010.2253 | 47446963.9392 | 48596577.7026 | 48377683.1933 | 49906734.9071 | 50877376.7142 | 53071084.8783 | 52802798.6452 | 54762463.8228 | 55413171.8321 | 57089016.6421
BaseCase AT | N >> 39-1_8-0 | NetworkConstraints | 36746076.1085 | 39594685.4178 | 44021698.0902 | 45289288.3625 | 44829038.027 | 47042898.4208 | 47144638.1798 | 47620675.9376 | 48204284.8285 | 49484087.4117 | 50634234.6096 | 51579724.4191 | 49804228.3591 | 51217129.5251 | 50657905.3657 | 52026348.7235 | 51408805.5825 | 53182045.5613 | 54159872.5871 | 56272709.1918 | 56060393.9291 | 57801028.1911 | 58235001.3446 | 60126493.6244
BaseCase AT | N >> 39-1_NIL | NetworkConstraints | 37930514.5711 | 40748197.1639 | 45240311.1222 | 46548586.5737 | 46147667.2729 | 48367758.2702 | 48467191.2329 | 48921765.8722 | 49429398.2988 | 50664711.9509 | 51740639.6912 | 52604750.223 | 51062189.4543 | 52524506.579 | 52239824.2294 | 53706848.1588 | 53397339.2778 | 54988955.9124 | 56156210.7078 | 58291929.8839 | 58229507.9642 | 60266904.9866 | 60831673.7847 | 62802786.7464
BaseCase AT | N >> 5A5_5P1 | NetworkConstraints | 0 | 0 | -948300.6246 | 11541244.7177 | 15950136.3629 | 15809101.2408 | 17206556.2776 | 18240668.6965 | 17332076.1441 | 18362784.9317 | 20254645.6112 | 19595519.0538 | 19243110.6627 | 18422658.1922 | 18596306.1931 | 19182805.711 | 18548897.9275 | 18170536.6179 | 19256766.1713 | 18882311.8009 | 18537532.4377 | 18625149.7617 | 19842859.8745 | 21627806.3475
BaseCase AT | N >> 5H5_5H6 | NetworkConstraints | 0 | 0 | 0 | 27769140.8363 | 43347466.635 | 44896047.6187 | 50282996.874 | 55543760.8262 | 58486306.7745 | 60645124.4574 | 62545535.8907 | 64470408.1993 | 57242994.374 | 57558434.0939 | 55067838.5226 | 58390055.77 | 56867176.6062 | 59496892.3734 | 59624904.8227 | 59726822.5257 | 60326784.8115 | 61588618.8128 | 57593073.834 | 60722028.9389
BaseCase AT | N >> 5P1_5A5 | NetworkConstraints | 0 | 0 | 2579739.8164 | 15063576.7577 | 19386140.3793 | 19783610.547 | 26212215.4901 | 31858168.597 | 33833443.9401 | 36004328.3475 | 38809083.3971 | 39042651.0726 | 40164635.9984 | 37482566.526 | 37077006.0346 | 40041057.0748 | 38781620.4159 | 38568665.7229 | 40541145.3433 | 38890557.5138 | 40363938.3071 | 39836125.2534 | 39975900.6035 | 43006472.7443
BaseCase AT | N >> 5P1_5P2 | NetworkConstraints | 0 | 0 | 3585343.2428 | 12317471.5664 | 15104013.6081 | 15692163.3254 | 22976123.0641 | 29485154.5534 | 32507116.9022 | 34640705.0014 | 37068138.9983 | 37748544.9574 | 39367330.897 | 36466355.9237 | 35854344.5281 | 39246515.12 | 38030429.9818 | 37983992.2779 | 39834246.6734 | 37972627.6137 | 40031607.7267 | 39315409.6633 | 38778931.5236 | 41553740.9124
BaseCase AT | N >> 76-0_77-0_R | NetworkConstraints | 23651223.2605 | 29854727.1799 | 31510313.3516 | 35034659.6863 | 33750410.2513 | 34142322.0507 | 35679239.5253 | 38919835.5555 | 40153936.5325 | 41210482.2036 | 42585355.2294 | 43589538.3846 | 41735044.4444 | 42284677.2808 | 41185986.994 | 42866606.3491 | 41468777.7733 | 43096769.3755 | 43953263.7493 | 44745077.6314 | 45276125.707 | 46129914.4605 | 45522764.7664 | 47603384.0689
BaseCase AT | N >> 8-0_16-0_R | NetworkConstraints | 17634303.6533 | 20344893.3125 | 23433011.5019 | 23253508.0635 | 21894130.8172 | 23549348.5293 | 23519253.5744 | 23995592.4908 | 25092141.3245 | 26483008.8316 | 28071482.1587 | 29559773.2173 | 25784692.9522 | 26428922.6997 | 23317858.2536 | 23363996.5898 | 19899976.2795 | 23027437.353 | 21902884.6443 | 23327242.8513 | 21639049.2407 | 20123094.1371 | 19154205.6056 | 19836205.2604
BaseCase AT | N >> 81-0_82-0 | NetworkConstraints | 27668688.2814 | 32235856.647 | 16273147.4042 | 0 | 0 | 0 | 0 | 0 | 0 | 0 | 0 | 0 | 0 | 0 | 0 | 0 | 0 | 0 | 0 | 0 | 0 | 0 | 0 | 0
BaseCase AT | N >> 81_82-0 | NetworkConstraints | 0 | 0 | 24190010.4156 | 32544070.8287 | 26794338.8352 | 28832433.8861 | 35930080.7371 | 39870278.736 | 45019161.4399 | 47284137.8881 | 47638823.5304 | 51022021.4622 | 38131973.4269 | 39347066.3555 | 35630270.8814 | 39090914.8015 | 38555922.0651 | 42511793.6755 | 40300978.6761 | 40348110.75 | 40830168.8456 | 41718868.5837 | 33722658.4269 | 34897185.2941
BaseCase AT | N >> 82-0_81 | NetworkConstraints | 0 | 0 | 24272499.5748 | 32704222.3012 | 27051233.7741 | 29028100.1189 | 35732542.6307 | 39458326.7402 | 44432461.6004 | 46630438.8698 | 46932023.353 | 50205794.3679 | 38440456.1892 | 39508952.2217 | 36028058.309 | 39320969.5275 | 38932715.8476 | 42665948.2293 | 40543581.4473 | 40552346.6 | 41048786.4922 | 41879006.2066 | 34361433.5946 | 35382030.182
BaseCase AT | N >> 82-0_81-0 | NetworkConstraints | 28751387.649 | 33298896.2596 | 16697603.0625 | 0 | 0 | 0 | 0 | 0 | 0 | 0 | 0 | 0 | 0 | 0 | 0 | 0 | 0 | 0 | 0 | 0 | 0 | 0 | 0 | 0
BaseCase AT | N >> 93-0_90-0_R | NetworkConstraints | 2799265.9377 | 6439817.0523 | 12810675.9097 | 2597165.7145 | -3292121.9605 | -2557341.0464 | -945018.6645 | -1103939.1481 | 399642.8259 | 842852.5652 | 781395.8658 | 1462809.881 | 10766539.7361 | 10431532.2318 | 11702984.2048 | 11643339.3271 | 11986630.4216 | 12033407.4164 | 13266212.9769 | 13887734.4151 | 14679314.6149 | 14487207.0934 | 18046367.7168 | 17395177.7068
BaseCase AT | N >> KEMPS_CK_2H1_2_KEMPS_CK_3H1_2 | NetworkConstraints | 5383473.6714 | 3590597.5836 | -1271060.1979 | 11106183.3276 | 19575159.3764 | 21426120.7201 | 27226945.7242 | 30910826.9674 | 35588713.4876 | 37977718.5562 | 39650751.5219 | 42131860.752 | 45963220.8867 | 45341410.458 | 44242221.5942 | 46769900.4441 | 45162512.1396 | 47516362.82 | 48674404.2071 | 49486330.9597 | 51132988.1785 | 50151370.2259 | 51096407.459 | 51993596.3631
BaseCase AT | N >> MT_PIPER_2TH1_2_MT_PIPER_1TH1_2 | NetworkConstraints | 4802702.5364 | 4410859.3136 | 8864859.8587 | 9616736.429 | 10790907.0631 | 12966672.1953 | 14199711.7931 | 13560180.1233 | 13861505.3279 | 14871648.343 | 15788653.1361 | 15975680.1204 | 15855103.6875 | 15683958.3735 | 15487026.8326 | 16034786.1381 | 15757924.7913 | 16137768.7597 | 16449927.5023 | 16926848.2101 | 16531781.5733 | 16548176.8248 | 17298832.4874 | 17903310.1981
BaseCase AT | NNSW H2 Domestic Consumption Purchaser | Subregion flexible electricity load for Domestic H2 | 0 | 0 | 0 | 0 | 21.6393 | 74.56 | 169.8534 | 316.5593 | 516.0579 | 645.9686 | 776.1379 | 912.7607 | 1048.5929 | 1178.372 | 1285.6981 | 1380.5864 | 1475.3821 | 1558.518 | 1626.6301 | 1701.8386 | 1774.1607 | 1848.4446 | 1912.6829 | 1979.5514
BaseCase AT | NQ H2 Domestic Consumption Purchaser | Subregion flexible electricity load for Domestic H2 | 0 | 0 | 0 | 0 | 7.4564 | 25.1497 | 58.4776 | 112.2114 | 190.0607 | 245.7186 | 299.1923 | 350.4521 | 396.4421 | 436.3537 | 463.1799 | 486.7014 | 511.2607 | 531.5406 | 549.4491 | 580.715 | 618.675 | 670.4386 | 736.0663 | 815.3579
BaseCase AT | NSA H2 Domestic Consumption Purchaser | Subregion flexible electricity load for Domestic H2 | 0 | 0 | 0 | 0 | 44.9471 | 90.3243 | 128.6089 | 170.4029 | 219.5214 | 233.7189 | 252.2383 | 291.1136 | 329.5429 | 366.97 | 397.2459 | 423.9214 | 450.6707 | 473.7383 | 490.6066 | 510.9479 | 530.5014 | 550.2589 | 568.1163 | 590.4136
BaseCase AT | NSA H2 Green Commodities Consumption Purchaser | Subregion flexible electricity load for Green Commodities H2 | 0 | 0 | 0 | 0 | 2676.7909 | 2640.4776 | 2604.6556 | 2569.2974 | 4332.1964 | 4273.4207 | 4215.4507 | 4158.2627 | 4101.8524 | 4046.2109 | 3991.3093 | 3937.1654 | 4645.3783 | 5291.2879 | 6011.6174 | 6806.8696 | 7684.8073 | 8639.695 | 9565.6744 | 10363.5836
BaseCase AT | NSW EIR Gen | Policies NSW | 0 | 5268.4606 | 21406.2127 | 38388.6336 | 40027.1116 | 42714.1116 | 56134.8493 | 65498.3112 | 70957.1508 | 81453.72 | 91831.4114 | 92075.6736 | 118065.5235 | 120620.4395 | 133834.1104 | 138798.4148 | 144080.6678 | 147579.7637 | 147579.7636 | 149707.5763 | 151684.5331 | 153886.4247 | 175325.123 | 175325.1231
BaseCase AT | NSW EIR Storage MW | Policies NSW | 4.015e-05 | 111.6935 | 760.8033 | 1269.9943 | 1269.9944 | 1622.0652 | 2355.41 | 3432.3398 | 3991.3678 | 4632.4365 | 4632.4365 | 4632.4365 | 5995.8403 | 7534.4051 | 9034.2197 | 9034.2199 | 10725.2434 | 12281.4645 | 12281.4645 | 12281.4645 | 12281.4645 | 12261.0478 | 12992.9738 | 12483.7829
BaseCase AT | NSW EIR Storage MWh | Policies NSW | 0.0003285 | 893.5478 | 6086.4267 | 10159.9547 | 10159.9549 | 12976.5219 | 18843.28 | 27458.7183 | 31930.9421 | 37059.4923 | 37059.4923 | 37059.4923 | 47966.7228 | 60275.2407 | 72273.7575 | 72273.7589 | 85801.9473 | 98251.7161 | 98251.716 | 98251.716 | 98251.7157 | 98088.3824 | 103943.7907 | 99870.263
BaseCase AT | PEC and Heywood Export | Special Constraints | -2023738.9163 | 1235592.4924 | 1323216.1042 | 2452500.529 | 2336727.3817 | 2048793.982 | 1981019.6632 | 1502442.5894 | 1548711.2914 | 1539522.0305 | 1404351.3962 | 553089.9451 | 195643.5255 | 306337.5826 | 378398.0103 | 337415.3648 | 471954.542 | 178294.1938 | 320649.5035 | 158981.0179 | 362315.4628 | 313468.9544 | 450596.9725 | 288509.325
BaseCase AT | PEC and Heywood Import | Special Constraints | 2023738.9163 | -1235592.4924 | -1323216.1042 | -2452500.529 | -2336727.3817 | -2048793.982 | -1981019.6632 | -1502442.5894 | -1548711.2914 | -1539522.0305 | -1404351.3962 | -553089.9451 | -195643.5255 | -306337.5826 | -378398.0103 | -337415.3648 | -471954.542 | -178294.1938 | -320649.5035 | -158981.0179 | -362315.4628 | -313468.9544 | -450596.9725 | -288509.325
BaseCase AT | Poatina Min Gen | Hydro min release | 1137.401 | 2197.263 | 1859.7832 | 917.4218 | 1028.9412 | 773.4677 | 992.4198 | 1155.9158 | 1326.4302 | 1210.3719 | 1248.2058 | 1235.7558 | 1931.777 | 2161.0355 | 748.9185 | 728.4915 | 693.28 | 675.315 | 918.5454 | 869.8065 | 865.3378 | 862.3704 | 817.9516 | 638.4791
BaseCase AT | Powering Australia Plan | Policies NEM | 0 | 2281.4904 | 28244.17 | 21833.8488 | 0 | 0 | 0 | 0 | 0 | 0 | 0 | 0 | 0 | 0 | 0 | 0 | 0 | 0 | 0 | 0 | 0 | 0 | 0 | 0
BaseCase AT | REZ Access Scheme N3 | Policies NSW | 0 | 0.00029646 | 1510.8152 | 7321.6422 | 7700 | 7700 | 7700 | 7700 | 7700 | 7700 | 7700 | 7700 | 7700 | 7700 | 7700 | 7700 | 7700 | 7700 | 7700 | 7700 | 7700 | 7700 | 7700 | 7700
BaseCase AT | REZ Access Scheme N5 | Policies NSW | 0 | 0.00019764 | 1146.777 | 1146.777 | 1146.7774 | 1146.7774 | 1146.7774 | 1146.7774 | 1146.7774 | 1146.7774 | 1146.7774 | 1146.7774 | 1146.7774 | 1146.7774 | 1146.7774 | 1146.7774 | 1146.7774 | 1146.7774 | 1146.7774 | 1146.7774 | 1146.7774 | 1146.7773 | 3644.2808 | 3644.2808
BaseCase AT | REZ Landholder_NSW | Landholder Payments | 0 | 0 | 0 | 0 | 0 | 0 | 10.1089 | 61.459 | 79.2932 | 145.9027 | 207.5393 | 207.5393 | 217.8492 | 218.3628 | 263.1807 | 282.7194 | 331.0662 | 333.6773 | 336.7076 | 344.9236 | 365.5025 | 439.3968 | 473.7852 | 474.2809
BaseCase AT | REZ Landholder_QLD | Landholder Payments | 0 | 0 | 0 | 0 | 0 | 0 | 0 | 0 | 0 | 0 | 0 | 0 | 63.4487 | 87.6154 | 124.0361 | 170.7961 | 170.7961 | 210.7424 | 484.4058 | 709.3165 | 710.7283 | 710.7283 | 1076.3827 | 1076.3827
BaseCase AT | REZ Landholder_VIC | Landholder Payments | 0 | 0 | 0 | 0 | 0 | 0 | 0 | 59.7038 | 72.1546 | 72.1546 | 133.099 | 133.099 | 133.099 | 133.099 | 133.099 | 133.099 | 133.099 | 133.099 | 133.099 | 180.779 | 180.779 | 180.779 | 269.2297 | 269.2297
BaseCase AT | ResourceLimit_DN1_Solar | Resource Limits for DREZ | 0 | 0 | 1.46e-05 | 1.825e-05 | 2.555e-05 | 3.294e-05 | 8.03e-05 | 805.5594 | 820.8308 | 900.3005 | 900.3005 | 900.3005 | 900.3005 | 980.216 | 1020.9945 | 1054.7549 | 1054.7549 | 1054.7549 | 1054.7549 | 1110.6589 | 1110.6589 | 1110.6589 | 1427.7031 | 1427.7031
BaseCase AT | ResourceLimit_DN3_Solar | Resource Limits for DREZ | 0 | 0 | 0 | 0 | 8.76e-05 | 0.00012444 | 0.0001241 | 0.0001241 | 0.0001241 | 0.00012444 | 0.0001241 | 0.00012045 | 0.00012775 | 0.0001281 | 0.00012775 | 0.00012775 | 0.00012775 | 0.00012078 | 0.00012775 | 0.00012775 | 0.00012775 | 0.0001281 | 0.00012775 | 0.00012775
BaseCase AT | ResourceLimit_N12_Wind Medium | Resource Limits for REZ | 0 | 0 | 357 | 357 | 357 | 357 | 357 | 357 | 357 | 357 | 357 | 357 | 357 | 357 | 357 | 357 | 357 | 357 | 357 | 357 | 357 | 357 | 357 | 357
BaseCase AT | ResourceLimit_N2_Solar | Resource Limits for REZ | 0 | 2.562e-05 | 0.0001022 | 0.00011315 | 0.0001168 | 0.00013908 | 0.00013505 | 0.00013505 | 0.00012775 | 0.00013176 | 0.00013505 | 0.0001387 | 1307.9699 | 1307.9699 | 1307.9699 | 1307.9699 | 1307.9699 | 1307.9699 | 1307.9699 | 1307.9699 | 1307.9699 | 1307.9699 | 1307.9699 | 1307.9699
BaseCase AT | ResourceLimit_N2_Wind Medium | Resource Limits for REZ | 0 | 0 | 6.935e-05 | 0.00010585 | 0.0001095 | 0.00011712 | 495.9432 | 495.9432 | 495.9432 | 495.9432 | 1181.75 | 1181.75 | 1181.75 | 1181.75 | 1181.75 | 1288.6364 | 1288.6364 | 2300.8816 | 2300.8816 | 2300.8816 | 2300.8816 | 2300.8816 | 2300.8816 | 2300.8816
BaseCase AT | ResourceLimit_N3_Solar | Resource Limits for REZ | 0 | 0.00016104 | 410.8142 | 3489.6335 | 3489.6335 | 3489.6335 | 5399.0879 | 5399.0879 | 5399.0879 | 6120.01 | 6120.01 | 6120.01 | 6120.01 | 6120.01 | 6120.01 | 6277.3548 | 6717.6211 | 6717.6211 | 6717.6211 | 6717.6211 | 6717.6211 | 6717.6211 | 8690.8857 | 8690.8857
BaseCase AT | ResourceLimit_N3_Wind Medium | Resource Limits for REZ | 0 | 0 | 0.0008103 | 2732.0086 | 3110.3664 | 3110.3664 | 3110.3664 | 3754.8241 | 3754.8241 | 3762.5858 | 5150.6359 | 5150.6359 | 5150.6359 | 5150.6359 | 5150.6359 | 5150.6359 | 5150.6359 | 5150.6359 | 5150.6359 | 5150.6359 | 5150.6359 | 5150.636 | 5600.9377 | 5600.9377
BaseCase AT | ResourceLimit_N5_Solar | Resource Limits for REZ | 0 | 8.052e-05 | 0.0004599 | 0.00046355 | 0.00078475 | 0.00079422 | 0.0007957 | 0.0007957 | 0.0007957 | 0.00079422 | 0.0007957 | 0.00079205 | 0.0007957 | 0.00079422 | 0.0007957 | 0.0007957 | 0.0007957 | 0.00079422 | 0.0007957 | 0.0007957 | 0.0007957 | 0.00079422 | 2497.5044 | 2497.5044
BaseCase AT | ResourceLimit_N5_Wind Medium | Resource Limits for REZ | 0 | 0 | 0.0005183 | 0.0005183 | 0.0005183 | 0.00051606 | 0.0005183 | 0.0005183 | 0.0005183 | 0.00051606 | 0.0005183 | 0.0005183 | 0.0005183 | 0.00051606 | 0.0005183 | 0.0005183 | 0.0005183 | 0.00051606 | 0.0005183 | 0.0005183 | 0.0005183 | 0.00051606 | 0.0005183 | 0.0005183
BaseCase AT | ResourceLimit_N8_Wind Medium | Resource Limits for REZ | 0 | 0 | 0.00020805 | 0.0002117 | 0.0002117 | 0.00024522 | 0.0002482 | 0.0002482 | 0.0002482 | 0.00024888 | 200 | 200 | 200 | 200 | 200 | 200 | 200 | 200 | 200 | 200 | 200 | 200 | 200 | 200
BaseCase AT | ResourceLimit_N9_Solar | Resource Limits for REZ | 0 | 952.4013 | 1896.8601 | 2217.9017 | 2217.9018 | 2764.527 | 3400.343 | 4066.1217 | 6137.4457 | 9216.0653 | 9566.6412 | 9597.1403 | 12782.2846 | 12782.2846 | 17360.3569 | 18293 | 18293 | 18293 | 18293 | 18293 | 18293 | 18293 | 18293 | 18293
BaseCase AT | ResourceLimit_N9_Wind Medium | Resource Limits for REZ | 0 | 0 | 1000 | 1000 | 1000 | 1580.4273 | 1580.4273 | 2462.8696 | 2462.8696 | 3024.6174 | 3724.8656 | 3730.0646 | 3874.9531 | 3874.9531 | 3874.9531 | 3874.9531 | 3874.9531 | 3874.9531 | 3874.9531 | 3874.9531 | 3874.9531 | 3874.9531 | 3874.9531 | 3874.9531
BaseCase AT | ResourceLimit_Q8a_Solar | Resource Limits for REZ | 0 | 1492.1494 | 1492.1494 | 2113.8599 | 2113.86 | 2113.86 | 2113.86 | 2113.86 | 2113.86 | 2113.86 | 2113.86 | 2113.86 | 2113.86 | 2113.86 | 2113.86 | 2113.86 | 2113.86 | 2113.86 | 2113.86 | 2113.86 | 2275.81 | 2275.81 | 2797 | 2797
BaseCase AT | ResourceLimit_Q8b_Wind Medium | Resource Limits for REZ | 0 | 0 | 331.7885 | 331.7885 | 331.7885 | 331.7885 | 331.7885 | 331.7885 | 331.7885 | 369.97 | 369.97 | 369.97 | 369.97 | 369.97 | 369.97 | 369.97 | 369.97 | 369.97 | 369.97 | 369.97 | 369.97 | 369.97 | 369.97 | 369.97
BaseCase AT | ResourceLimit_Q8c_Solar | Resource Limits for REZ | 0 | 0.00022692 | 0.0002336 | 374.8644 | 374.8644 | 374.8644 | 1381.2684 | 1917.5687 | 2057.6 | 2057.6 | 2057.6 | 2057.6 | 2057.6 | 2057.6 | 2057.6 | 2057.6 | 2057.6 | 2057.6 | 2057.6 | 2057.6 | 2057.6 | 2057.6 | 2057.6 | 2416.816
BaseCase AT | ResourceLimit_Q8c_Wind Medium | Resource Limits for REZ | 0 | 0 | 1008 | 1008 | 1008 | 1008 | 1008 | 1008 | 1008 | 1008 | 1162.0181 | 2599.9229 | 2599.9229 | 2599.9229 | 2599.9229 | 2599.9229 | 2863.3975 | 2863.3975 | 2863.3975 | 2863.3975 | 2863.3975 | 2863.3975 | 3614.7375 | 3614.7375
BaseCase AT | ResourceLimit_S3_Solar | Resource Limits for REZ | 0 | 0.00015738 | 0.00015695 | 0.0001679 | 0.0020148 | 0.002013 | 257.4779 | 301.4863 | 301.4863 | 375.9661 | 712.3673 | 712.3673 | 712.3673 | 1154.9606 | 1300 | 1300 | 1300 | 1300 | 1300 | 1300 | 1300 | 1300 | 1927.5499 | 1927.5499
BaseCase AT | ResourceLimit_S5_Solar | Resource Limits for REZ | 0 | 581.4623 | 581.4623 | 581.4623 | 1203.3049 | 1203.3049 | 2175.817 | 2400.5361 | 2400.5361 | 3317.8096 | 3317.8096 | 3317.8096 | 3640.6681 | 4645.3411 | 4923 | 4923 | 5311.3943 | 5311.3943 | 5311.3943 | 5311.3943 | 6244.9881 | 6244.9881 | 11353.2811 | 11353.2811
BaseCase AT | ResourceLimit_S6_Wind Medium | Resource Limits for REZ | 0 | 0 | 2.92e-05 | 3.285e-05 | 5.84e-05 | 5.856e-05 | 5.84e-05 | 5.84e-05 | 5.84e-05 | 5.856e-05 | 75.7621 | 75.7621 | 546.3484 | 554.1811 | 554.1811 | 554.1811 | 554.1811 | 554.1811 | 560.9434 | 560.9434 | 560.9434 | 560.9434 | 560.9434 | 560.9434
BaseCase AT | ResourceLimit_T1_Solar | Resource Limits for REZ | 0 | 315.7317 | 315.7317 | 315.7317 | 315.7317 | 315.7317 | 315.7317 | 315.7317 | 315.7317 | 315.7317 | 315.7317 | 315.7317 | 315.7317 | 315.7317 | 315.7317 | 315.7317 | 315.7317 | 315.7317 | 315.7317 | 315.7317 | 315.7317 | 315.7317 | 315.7317 | 315.7317
BaseCase AT | ResourceLimit_T3_Solar | Resource Limits for REZ | 0 | 8.784e-05 | 9.125e-05 | 9.125e-05 | 9.125e-05 | 9.516e-05 | 9.49e-05 | 9.49e-05 | 9.49e-05 | 9.516e-05 | 9.49e-05 | 9.49e-05 | 9.49e-05 | 9.516e-05 | 9.49e-05 | 9.49e-05 | 9.49e-05 | 9.15e-05 | 9.49e-05 | 9.49e-05 | 9.49e-05 | 9.516e-05 | 9.49e-05 | 9.49e-05
BaseCase AT | ResourceLimit_T3_Wind Medium | Resource Limits for REZ | 0 | 0 | 3.285e-05 | 6.205e-05 | 6.935e-05 | 56.043 | 56.043 | 56.043 | 150.8178 | 499.8733 | 499.8733 | 499.8733 | 499.8733 | 639.1044 | 639.1044 | 874.2615 | 874.2615 | 874.2616 | 874.2615 | 882.972 | 882.972 | 882.972 | 1130.6829 | 1130.6829
BaseCase AT | ResourceLimit_V1_Solar | Resource Limits for REZ | 0 | 257.6717 | 257.6717 | 257.6717 | 257.6717 | 257.6717 | 687.5617 | 2000.1151 | 2000.1151 | 3016 | 3016 | 3016 | 3685.503 | 9571.2378 | 11534.6682 | 11534.6682 | 11534.6682 | 11534.6682 | 11534.6682 | 11534.6682 | 12067.0401 | 12067.0401 | 14798.9417 | 14798.9417
BaseCase AT | ResourceLimit_V1_Wind Medium | Resource Limits for REZ | 0 | 0 | 729.6182 | 729.6182 | 729.6182 | 729.6182 | 729.6182 | 729.6182 | 729.6182 | 729.6182 | 1131 | 1131 | 1131 | 1131 | 1131 | 1131 | 1131 | 1131 | 1131 | 1131 | 1418.762 | 1418.762 | 1418.762 | 1418.762
BaseCase AT | ResourceLimit_V2_Wind Medium | Resource Limits for REZ | 0 | 0 | 54.4101 | 287.8375 | 287.8375 | 287.8375 | 287.8375 | 786.1649 | 870.694 | 870.694 | 1310.7293 | 1310.7293 | 1310.7293 | 1310.7293 | 1310.7293 | 1310.7293 | 1310.7293 | 1310.7293 | 1395.914 | 1929.1618 | 1929.1618 | 1929.1618 | 2870.2231 | 2870.2231
BaseCase AT | ResourceLimit_V4_Solar | Resource Limits for REZ | 0 | 0.00047214 | 0.0004745 | 0.0004745 | 0.00047815 | 0.00047946 | 0.00047815 | 0.00047815 | 0.00047815 | 0.00046848 | 0.00047815 | 0.0004745 | 0.00048545 | 3083.287 | 3140.6795 | 3140.6795 | 3140.6795 | 3140.6795 | 3140.6795 | 3140.6795 | 3140.6795 | 3140.6795 | 4151.9903 | 4151.9903
BaseCase AT | ResourceLimit_V4_Wind Medium | Resource Limits for REZ | 0 | 0 | 0.0006497 | 107.1775 | 107.1775 | 107.1775 | 107.1775 | 107.1775 | 107.1775 | 107.1775 | 1357.849 | 1357.849 | 1357.849 | 1357.849 | 1357.849 | 1357.849 | 1357.849 | 1357.849 | 1604 | 1604 | 1604 | 1604 | 1604 | 1604
BaseCase AT | ResourceLimit_V5_Wind Medium | Resource Limits for REZ | 0 | 0 | 0.0002847 | 0.00028835 | 0.00028835 | 0.00028914 | 0.00028835 | 0.00028835 | 0.00028835 | 0.00028914 | 0.00028835 | 0.00028835 | 0.00028835 | 0.00028914 | 0.00028835 | 0.00028835 | 0.00028835 | 0.00028914 | 813.7141 | 1599 | 1599 | 1599 | 2134.2773 | 2134.2773
BaseCase AT | ResourceLimit_V7_Wind Medium | Resource Limits for REZ | 0 | 0 | 408 | 408 | 408 | 408 | 408 | 408 | 408 | 408 | 408 | 408 | 692.0359 | 692.0359 | 692.0359 | 692.0359 | 692.0359 | 692.0359 | 692.0359 | 692.0359 | 692.0359 | 692.0359 | 692.0359 | 692.0359
BaseCase AT | SA Firming | Policies SA | 0 | 0 | 318.86 | 318.86 | 564.86 | 564.86 | 629.5484 | 1178.9741 | 1178.9741 | 1286.2736 | 1328.3923 | 1328.3923 | 2125.4587 | 2746.271 | 3279.256 | 3347.8303 | 3639.0179 | 3814.781 | 3852.6003 | 4158.1111 | 5365.5364 | 5666.9426 | 8982.7108 | 9432.8476
BaseCase AT | SESA H2 Domestic Consumption Purchaser | Subregion flexible electricity load for Domestic H2 | 0 | 0 | 0 | 0 | 55.5843 | 60.2074 | 85.722 | 113.6193 | 146.365 | 155.8126 | 168.1849 | 194.0757 | 219.73 | 244.6206 | 264.8306 | 282.6143 | 300.4471 | 315.808 | 327.0624 | 340.6493 | 353.6329 | 366.8394 | 378.7614 | 393.6264
BaseCase AT | SEV H2 Domestic Consumption Purchaser | Subregion flexible electricity load for Domestic H2 | 0 | 0 | 0 | 0 | 35.405 | 125.3037 | 284.0971 | 524.6614 | 831.4179 | 1003.7103 | 1154.0387 | 1302.4764 | 1437.1614 | 1555.8777 | 1643.6809 | 1718.2636 | 1796.0086 | 1863.5029 | 1915.2637 | 1974.1807 | 2028.2529 | 2083.6797 | 2137.416 | 2214.7157
BaseCase AT | SNSW H2 Domestic Consumption Purchaser | Subregion flexible electricity load for Domestic H2 | 0.41714 | 0.366 | 0.365 | 0.365 | 21.6393 | 74.56 | 169.8534 | 316.5593 | 516.0579 | 645.9686 | 776.1379 | 912.7607 | 1048.5929 | 1178.372 | 1285.6981 | 1380.5864 | 1475.3821 | 1558.518 | 1626.6301 | 1701.8386 | 1774.1607 | 1848.4446 | 1912.6829 | 1979.5514
BaseCase AT | SNW Firming | Policies NSW | 0.0002482 | 933.274 | 933.2742 | 1283.2422 | 2300.5945 | 2960.1586 | 4108.9783 | 4108.9783 | 4108.9783 | 4108.9783 | 4108.9783 | 4150.7688 | 6473.9543 | 6473.9543 | 6473.9543 | 6473.9543 | 6740.0467 | 8503.4689 | 8503.4689 | 8503.4689 | 8503.4687 | 8634.2708 | 9157.2935 | 8966.3993
BaseCase AT | SNW H2 Domestic Consumption Purchaser | Subregion flexible electricity load for Domestic H2 | 2.92 | 2.8757 | 2.8416 | 2.8157 | 151.3707 | 521.946 | 1189.1046 | 2215.7586 | 3612.4571 | 4521.7546 | 5432.9379 | 6389.2207 | 7340.2021 | 8248.5251 | 8999.8603 | 9664.2093 | 10327.5186 | 10909.5743 | 11386.386 | 11912.8179 | 12419.2814 | 12939.164 | 13388.8054 | 13856.7557
BaseCase AT | SNW H2 Green Commodities Consumption Purchaser | Subregion flexible electricity load for Green Commodities H2 | 0 | 0 | 0 | 0 | 0 | 0 | 0 | 959.9247 | 1512.0689 | 1840.9277 | 2203.8317 | 2575.5557 | 2969.0937 | 3390.494 | 8328.3164 | 8215.3474 | 8640.3869 | 8692.7493 | 8753.2411 | 8817.4559 | 8972.352 | 10085.535 | 11118.3309 | 12039.161
BaseCase AT | SQ H2 Domestic Consumption Purchaser | Subregion flexible electricity load for Domestic H2 | 0 | 0 | 0 | 0 | 34.7793 | 117.3823 | 272.8084 | 523.7229 | 886.8979 | 1146.6866 | 1396.2134 | 1635.5129 | 1849.9243 | 2036.3086 | 2161.5056 | 2271.2907 | 2385.9529 | 2480.6097 | 2564.0963 | 2710.0207 | 2887.2021 | 3128.6437 | 3435.0286 | 3805.0729
BaseCase AT | SRET | Policies SA | 0 | 8.8211e-07 | 2.4712e-06 | 1.9679e-06 | 9.2111e-05 | 740.8037 | 72.1858 | 3.5812e-06 | 5.8089e-06 | 2.7511e-05 | 2.8406e-06 | 6.0149e-06 | 5.9171e-06 | 6.9733e-06 | 6.2122e-06 | 6.1855e-06 | 8.234e-06 | 7.7427e-06 | 4.4366e-06 | 3.981e-06 | 3.1526e-06 | 3.9606e-06 | 5.5164e-06 | 5.3519e-06
BaseCase AT | Shared Upgrade_CNSW-SNW Option 3 - Stage 2 | Shared REZ Upgrades | 0 | 0 | 0 | 0 | 0 | 0 | 0 | 0 | 0 | 0 | 0 | 0 | 0 | 0 | 0 | 0 | 0 | 0 | 0 | 0 | 0 | 0 | 0 | 0
BaseCase AT | Snowy 2.0 - Gen | Special Constraints | 0 | 0 | 1643668.7435 | 4942865.9364 | 5195200.2636 | 5307141.6739 | 5322753.6425 | 5495376.1613 | 5746229.7185 | 5686731.9343 | 4368210.7379 | 4946531.1433 | 4000071.2914 | 3129914.8914 | 3015486.0769 | 3137959.0828 | 3739932.2514 | 3763366.8996 | 2966878.3393 | 2921838.2999 | 3169007.6343 | 3831409.4909 | 3209194.0033 | 2835337.7657
BaseCase AT | Snowy 2.0 - Pump | Special Constraints | 0 | 0 | 2591753.1593 | 6451660.8843 | 6752695.3484 | 7227691.7653 | 7050747.8897 | 7483595.9687 | 8049608.9249 | 7619822.4758 | 6050308.3358 | 6297934.4116 | 5700234.9014 | 4043658.8437 | 3998491.6841 | 4511102.7764 | 4976132.1275 | 4730730.7194 | 4117398.382 | 3934602.062 | 4047543.9226 | 5301778.2593 | 4185893.1601 | 3958008.3026
BaseCase AT | Sys Strength Requirement - Efficient Level CNSW | System Strength Requiements- Efficient | 0 | 0 | 0 | -3.65e-06 | -4.015e-05 | -0.00012078 | 0 | -3.65e-06 | -3.65e-06 | -3.66e-06 | -3.65e-06 | -7.3e-06 | -3.65e-06 | -7.32e-06 | -7.3e-06 | -3.65e-06 | -3.65e-06 | -3.66e-06 | -7.3e-06 | -7.3e-06 | -1.825e-05 | -1.098e-05 | -7.3e-06 | -3.65e-06
BaseCase AT | Sys Strength Requirement - Efficient Level CQ | System Strength Requiements- Efficient | 0 | 0 | -1.095e-05 | -2.19e-05 | -1.825e-05 | -2.928e-05 | 0 | 0 | 0 | -3.66e-06 | 0 | -3.65e-06 | 0 | -1.098e-05 | -3.65e-06 | -1.095e-05 | -3.65e-06 | -3.66e-06 | -0.00027375 | -0.000803 | -0.00021535 | 0.0062769 | -0.00020075 | -0.00020075
BaseCase AT | Sys Strength Requirement - Efficient Level CSA | System Strength Requiements- Efficient | 0 | 0 | -3.65e-06 | 0 | -5.84e-05 | -2.562e-05 | 0 | 0 | -3.65e-06 | 0 | 0 | -7.3e-06 | 0 | 0 | -3.65e-06 | 0 | 0 | -3.66e-06 | -1.825e-05 | -1.095e-05 | -1.095e-05 | -1.83e-05 | -1.095e-05 | 1.825e-05
BaseCase AT | Sys Strength Requirement - Efficient Level GG | System Strength Requiements- Efficient | 0 | 0 | 0 | 0 | 0 | -3.66e-06 | 0 | 0 | 4.015e-05 | -7.32e-06 | 0 | 0 | 1.46e-05 | 7.32e-06 | 7.3e-06 | 0 | -3.65e-06 | 0 | -3.65e-06 | -3.65e-06 | -1.46e-05 | 0 | 0 | 1.095e-05
BaseCase AT | Sys Strength Requirement - Efficient Level MEL | System Strength Requiements- Efficient | 0 | 0 | 0 | 7.3e-06 | -7.3e-06 | -0.000183 | -0.00018615 | -0.00018615 | -0.00018615 | -0.00018666 | -0.0001898 | -0.0001825 | 0 | -3.66e-06 | -7.3e-06 | -1.095e-05 | -3.65e-06 | -3.66e-06 | -1.825e-05 | -1.825e-05 | 0 | -1.464e-05 | 0 | 7.3e-06
BaseCase AT | Sys Strength Requirement - Efficient Level NNSW | System Strength Requiements- Efficient | 0 | -3.66e-06 | -3.65e-06 | -3.65e-06 | -4.745e-05 | -7.32e-05 | 0 | 0 | 0 | -3.66e-06 | 0 | -3.65e-06 | 0 | 0 | 0 | -3.65e-06 | -3.65e-06 | -3.66e-06 | -1.095e-05 | 0 | 0 | 0 | 0 | -1.46e-05
BaseCase AT | Sys Strength Requirement - Efficient Level NQ | System Strength Requiements- Efficient | 0 | 0 | 0 | -2.19e-05 | -2.92e-05 | -9.15e-05 | 0 | 0 | -3.65e-06 | -7.32e-06 | 0 | -7.3e-06 | 0 | 0 | 0 | -1.095e-05 | -3.65e-06 | -7.32e-06 | -1.46e-05 | -3.65e-06 | -3.65e-06 | -3.66e-06 | 0 | 0
BaseCase AT | Sys Strength Requirement - Efficient Level NSA | System Strength Requiements- Efficient | 0 | 0 | 0 | -7.3e-06 | -3.65e-05 | 3.66e-06 | 0 | -3.65e-06 | 0 | -3.66e-06 | -3.65e-06 | -3.65e-06 | -3.65e-06 | -3.66e-06 | 0 | -3.65e-06 | 0 | -7.32e-06 | -3.65e-06 | -7.3e-06 | -3.65e-06 | -7.32e-06 | -3.285e-05 | 0
BaseCase AT | Sys Strength Requirement - Efficient Level SESA | System Strength Requiements- Efficient | -0.0001971 | -0.00063684 | -0.0017775 | -0.0024893 | -0.004088 | -0.0062732 | -3.65e-06 | -3.65e-06 | 0 | 0 | 0 | -3.65e-06 | 0 | 0 | 0 | 0 | 0 | 0 | 0 | 0 | 0 | 6.222e-05 | 0 | 6.57e-05
BaseCase AT | Sys Strength Requirement - Efficient Level SEV | System Strength Requiements- Efficient | 0 | 0 | -7.3e-06 | 0 | 0 | 0 | 0 | 0 | 0 | 0 | 0 | 0 | 0 | 3.66e-06 | 3.65e-06 | 0 | 0 | 1.464e-05 | -3.65e-06 | -3.65e-06 | 0 | -3.66e-06 | -3.65e-06 | 1.46e-05
BaseCase AT | Sys Strength Requirement - Efficient Level SNSW | System Strength Requiements- Efficient | 0 | 0 | 0 | -4.38e-05 | -2.555e-05 | -3.66e-05 | -3.65e-05 | -4.015e-05 | -4.38e-05 | -3.66e-06 | 0 | 0.000146 | -1.095e-05 | 0 | 0 | -1.46e-05 | -1.095e-05 | 0.00012444 | -2.555e-05 | -3.65e-06 | -7.3e-06 | 7.32e-06 | 0.0012264 | 0.0014892
BaseCase AT | Sys Strength Requirement - Efficient Level SNW | System Strength Requiements- Efficient | 0 | -7.32e-06 | 0 | -3.285e-05 | -4.745e-05 | -6.222e-05 | 4.38e-05 | 1.46e-05 | 1.095e-05 | 3.66e-06 | -3.65e-06 | 0 | -3.65e-06 | -3.66e-06 | -1.095e-05 | -7.3e-06 | -7.3e-06 | -1.098e-05 | -2.92e-05 | -7.3e-06 | -3.65e-06 | -3.66e-06 | -3.65e-06 | -1.095e-05
BaseCase AT | Sys Strength Requirement - Efficient Level SQ | System Strength Requiements- Efficient | 0 | 0 | -7.3e-06 | 0 | -5.475e-05 | -5.856e-05 | 0 | -3.65e-06 | 0 | 0 | 0 | -3.65e-06 | -3.65e-06 | -1.098e-05 | -3.65e-06 | -1.825e-05 | -3.65e-06 | -1.464e-05 | -3.285e-05 | -2.92e-05 | -3.65e-06 | -3.66e-06 | -3.65e-06 | -1.095e-05
BaseCase AT | Sys Strength Requirement - Efficient Level TAS | System Strength Requiements- Efficient | 0 | -3.66e-06 | -2.555e-05 | -1.095e-05 | -3.285e-05 | -0.00020496 | -0.0002044 | -0.00020805 | 0 | -7.32e-06 | -3.65e-06 | -7.3e-06 | 0 | 3.66e-06 | -3.65e-06 | 0 | -3.65e-06 | -1.098e-05 | 0 | 0 | 0 | -3.66e-06 | -7.3e-06 | -7.3e-06
BaseCase AT | Sys Strength Requirement - Efficient Level WNV | System Strength Requiements- Efficient | 0 | 0 | -3.65e-06 | -1.095e-05 | -6.57e-05 | 0 | 0 | 0 | 0 | -3.66e-06 | -3.65e-06 | 0 | -1.095e-05 | -1.098e-05 | -1.825e-05 | -1.825e-05 | -1.825e-05 | 2.196e-05 | -7.3e-06 | -3.65e-06 | -3.65e-06 | -7.32e-06 | 0 | -7.3e-06
BaseCase AT | Sys Strength Requirement - Min Fault Level CNSW | System Strength Requiements - Minimum | 0 | 0 | 0 | 0 | 41 | 701 | 701 | 701 | 701 | 701 | 701 | 701 | 701 | 701 | 701 | 701 | 701 | 701 | 701 | 701 | 701 | 701 | 701 | 701
BaseCase AT | Sys Strength Requirement - Min Fault Level CQ | System Strength Requiements - Minimum | 0 | 0 | 0 | 0 | 513 | 513 | 513 | 513 | 513 | 513 | 513 | 513 | 513 | 513 | 513 | 513 | 513 | 513 | 513 | 513 | 513 | 513 | 513 | 513
BaseCase AT | Sys Strength Requirement - Min Fault Level GG | System Strength Requiements - Minimum | 0 | 0 | 0 | 286.9 | 286.9 | 286.9 | 286.9 | 286.9 | 286.9 | 286.9 | 286.9 | 286.9 | 286.9 | 286.9 | 286.9 | 286.9 | 286.9 | 286.9 | 286.9 | 286.9 | 286.9 | 286.9 | 286.9 | 286.9
BaseCase AT | Sys Strength Requirement - Min Fault Level SEV | System Strength Requiements - Minimum | 0 | 0 | 0 | 0 | 0 | 0 | 0 | 823.1 | 823.1 | 823.1 | 823.1 | 823.1 | 823.1 | 823.1 | 823.1 | 823.1 | 823.1 | 823.1 | 823.1 | 823.1 | 823.1 | 823.1 | 823.1 | 823.1
BaseCase AT | Sys Strength Requirement - Min Fault Level SNW | System Strength Requiements - Minimum | 0 | 0 | 0 | 717.2 | 717.2 | 717.2 | 717.2 | 717.2 | 717.2 | 717.2 | 717.2 | 717.2 | 717.2 | 717.2 | 717.2 | 717.2 | 717.2 | 717.2 | 717.2 | 717.2 | 717.2 | 717.2 | 717.2 | 717.2
BaseCase AT | Sys Strength Requirement - Min Fault Level SQ | System Strength Requiements - Minimum | 0 | 0 | 0 | 0 | 162.4 | 588.4 | 588.4 | 588.4 | 588.4 | 588.4 | 588.4 | 588.4 | 588.4 | 588.4 | 588.4 | 588.4 | 588.4 | 588.4 | 588.4 | 588.4 | 588.4 | 588.4 | 588.4 | 588.4
BaseCase AT | TAS H2 Domestic Consumption Purchaser | Subregion flexible electricity load for Domestic H2 | 0 | 0 | 0 | 0 | 150.745 | 306.7626 | 567.2557 | 837.31 | 1024.6593 | 1056.8591 | 1084.3246 | 1114.1364 | 1138.8 | 1141.0134 | 1150.858 | 1160.1786 | 1179.1064 | 1196.1231 | 1205.0077 | 1216.545 | 1223.7929 | 1230.292 | 1229.6713 | 1232.9179
BaseCase AT | TAS H2 Green Commodities Consumption Purchaser | Subregion flexible electricity load for Green Commodities H2 | 0 | 0 | 0 | 0 | 0 | 0 | 0 | 0 | 0 | 0 | 0 | 0 | 0 | 0 | 904.0274 | 1024.4257 | 1172.3687 | 1337.1386 | 1520.3471 | 1723.2841 | 1946.4191 | 2188.1997 | 2423.0451 | 2624.6277
BaseCase AT | TRET | Policies TAS | 13862.4218 | 14386.6869 | 15857.4263 | 15461.0001 | 16108.4749 | 16507 | 17032 | 17556 | 18421.0756 | 19233.7637 | 19126 | 19650 | 20174 | 20697 | 16628.3008 | 16854.8578 | 16998.9194 | 17272.866 | 18243.3141 | 18648.647 | 18725.9444 | 20566.9491 | 21264.7426 | 20920.0971
BaseCase AT | Tarraleah Max Energy Day | Hydro min release | 182.4337 | 157.108 | 142.7844 | 104.1461 | 166.9353 | 118.6429 | 163.5809 | 133.0013 | 164.7933 | 130.8345 | 151.2163 | 132.3063 | 146.9978 | 185.1567 | 138.8737 | 133.0511 | 131.4255 | 131.0523 | 159.1803 | 149.06 | 144.836 | 148.8203 | 147.3025 | 123.5583
BaseCase AT | Tarraleah Min Flow | Hydro min release | 182.4337 | 157.108 | 142.7844 | 104.1461 | 166.9353 | 118.6429 | 163.5809 | 133.0013 | 164.7933 | 130.8345 | 151.2163 | 132.3063 | 146.9978 | 185.1567 | 138.8737 | 133.0511 | 131.4255 | 131.0523 | 159.1803 | 149.06 | 144.836 | 148.8203 | 147.3025 | 123.5583
BaseCase AT | Tarraleah Min Gen | Hydro min release | 594.6075 | 625.2705 | 474.9568 | 323.1492 | 698.2901 | 496.2833 | 684.2587 | 556.3443 | 689.3305 | 547.2806 | 632.5379 | 553.4374 | 531.8985 | 446.0003 | 367.022 | 322.3821 | 314.6524 | 313.5971 | 439.2536 | 411.3421 | 397.1581 | 420.8977 | 412.2709 | 314.5125
BaseCase AT | VIC Storage | Policies VIC | 0 | 1354.766 | 1516.7689 | 1516.7689 | 1516.769 | 1516.769 | 1516.769 | 1516.769 | 1516.769 | 1516.769 | 1516.769 | 1516.769 | 2185.8423 | 5905.6961 | 6639.7517 | 6639.7517 | 6639.7517 | 6639.7517 | 6639.7517 | 6639.7517 | 6743.37 | 5875.9088 | 7150.9045 | 7150.9045
BaseCase AT | VOWT | Policies VIC | 0 | 0 | 0 | 0 | 0 | 2000 | 2667 | 3333 | 4000 | 5000 | 6000 | 7000 | 8000 | 9000 | 9000 | 9000 | 9000 | 9000 | 9000 | 9000 | 9000 | 9000 | 9000 | 9000
BaseCase AT | VRET | Policies VIC | 0 | 6410.3525 | 11945.6733 | 12416.105 | 9402.4742 | 8068.6858 | 3647.2756 | 6943.601 | 2579.5907 | 0 | 0 | 0 | 0 | 0 | 0 | 0 | 0 | 0 | 0 | 0 | 0 | 0 | 0 | 0
BaseCase AT | WNV H2 Domestic Consumption Purchaser | Subregion flexible electricity load for Domestic H2 | 70.7579 | 69.8803 | 68.7497 | 67.89 | 318.4364 | 1127.8374 | 2556.9527 | 4721.8486 | 7482.7607 | 9033.4443 | 10386.3493 | 11722.2879 | 12934.4529 | 14002.8986 | 14792.9709 | 15464.5286 | 16163.8686 | 16771.5003 | 17237.2963 | 17767.6786 | 18254.1714 | 18752.9606 | 19236.822 | 19932.3371
BaseCase AT | WNV H2 Green Commodities Consumption Purchaser | Subregion flexible electricity load for Green Commodities H2 | 0 | 0 | 0 | 0 | 0 | 0 | 0 | 0 | 0 | 0 | 848.0139 | 991.6893 | 1141.4539 | 1305.8807 | 1486.3113 | 1684.2663 | 1927.4801 | 2198.4096 | 2499.6274 | 2833.2819 | 3200.1269 | 3597.6463 | 3983.7671 | 4315.1771
BaseCase AT | Wayatinah Min Gen | Hydro min release | 247.3949 | 230.5365 | 172.869 | 226.4381 | 224.9359 | 176.6084 | 174.0216 | 145.7139 | 154.1034 | 144.921 | 161.7898 | 208.668 | 177.2701 | 163.1074 | 75.7672 | 73.2196 | 69.8813 | 70.1671 | 93.6793 | 88.3493 | 87.7689 | 87.6117 | 82.2122 | 66.3075
Option 2 AT | 2030 Emissions Budget 1 | Emissions DLT | 88888.8429 | 74439.8774 | 36671.2629 | 20028.3372 | 0 | 0 | 0 | 0 | 0 | 0 | 0 | 0 | 0 | 0 | 0 | 0 | 0 | 0 | 0 | 0 | 0 | 0 | 0 | 0
Option 2 AT | 2035 Emissions Target | Emissions DLT | 0 | 0 | 0 | 0 | 0 | 0 | 0 | 0 | 3429.1434 | 0 | 0 | 0 | 0 | 0 | 0 | 0 | 0 | 0 | 0 | 0 | 0 | 0 | 0 | 0
Option 2 AT | 2050 Emissions Budget 1 | Emissions DLT | 88888.8429 | 74439.8774 | 36671.2629 | 20028.3372 | 16324.0015 | 13757.9581 | 0 | 0 | 0 | 0 | 0 | 0 | 0 | 0 | 0 | 0 | 0 | 0 | 0 | 0 | 0 | 0 | 0 | 0
Option 2 AT | 2050 Emissions Budget 2 | Emissions DLT | 0 | 0 | 0 | 0 | 0 | 0 | 14178.7531 | 3423.768 | 3429.1434 | 3547.0849 | 3465.2829 | 3038.0077 | 0 | 0 | 0 | 0 | 0 | 0 | 0 | 0 | 0 | 0 | 0 | 0
Option 2 AT | 2050 Emissions Budget 3 | Emissions DLT | 0 | 0 | 0 | 0 | 0 | 0 | 0 | 0 | 0 | 0 | 0 | 0 | 891.1327 | 1182.8965 | 1196.6061 | 1420.5139 | 1130.9951 | 796.2757 | 0 | 0 | 0 | 0 | 0 | 0
Option 2 AT | 2050 Emissions Budget 4 | Emissions DLT | 0 | 0 | 0 | 0 | 0 | 0 | 0 | 0 | 0 | 0 | 0 | 0 | 0 | 0 | 0 | 0 | 0 | 0 | 1453.7576 | 2045.0787 | 3276.1468 | 1758.4435 | 3557.2721 | 3098.5512
Option 2 AT | 2050 Emissions Budget NSW 1 | Emissions DLT | 30360.1858 | 27692.4031 | 11906.658 | 4078.081 | 3046.247 | 1954.7224 | 0 | 0 | 0 | 0 | 0 | 0 | 0 | 0 | 0 | 0 | 0 | 0 | 0 | 0 | 0 | 0 | 0 | 0
Option 2 AT | 2050 Emissions Budget NSW 2 | Emissions DLT | 0 | 0 | 0 | 0 | 0 | 0 | 2484.3313 | 1486.958 | 1501.3022 | 1600.493 | 1669.3584 | 1475.0716 | 0 | 0 | 0 | 0 | 0 | 0 | 0 | 0 | 0 | 0 | 0 | 0
Option 2 AT | 2050 Emissions Budget NSW 3 | Emissions DLT | 0 | 0 | 0 | 0 | 0 | 0 | 0 | 0 | 0 | 0 | 0 | 0 | 376.8849 | 514.4134 | 569.3005 | 710.1202 | 406.9327 | 322.4558 | 0 | 0 | 0 | 0 | 0 | 0
Option 2 AT | 2050 Emissions Budget NSW 4 | Emissions DLT | 0 | 0 | 0 | 0 | 0 | 0 | 0 | 0 | 0 | 0 | 0 | 0 | 0 | 0 | 0 | 0 | 0 | 0 | 543.9219 | 1010.9686 | 1455.9239 | 633.3211 | 1295.6365 | 815.385
Option 2 AT | 2050 Emissions Budget QLD 1 | Emissions DLT | 28204.8388 | 22905.2251 | 10256.6186 | 5011.8531 | 2337.5805 | 1628.8837 | 0 | 0 | 0 | 0 | 0 | 0 | 0 | 0 | 0 | 0 | 0 | 0 | 0 | 0 | 0 | 0 | 0 | 0
Option 2 AT | 2050 Emissions Budget QLD 2 | Emissions DLT | 0 | 0 | 0 | 0 | 0 | 0 | 1026.0118 | 674.5178 | 650.453 | 603.8033 | 454.2261 | 535.4272 | 0 | 0 | 0 | 0 | 0 | 0 | 0 | 0 | 0 | 0 | 0 | 0
Option 2 AT | 2050 Emissions Budget QLD 3 | Emissions DLT | 0 | 0 | 0 | 0 | 0 | 0 | 0 | 0 | 0 | 0 | 0 | 0 | 141.9786 | 143.5886 | 187.1316 | 166.6209 | 174.8725 | 175.7444 | 0 | 0 | 0 | 0 | 0 | 0
Option 2 AT | 2050 Emissions Budget QLD 4 | Emissions DLT | 0 | 0 | 0 | 0 | 0 | 0 | 0 | 0 | 0 | 0 | 0 | 0 | 0 | 0 | 0 | 0 | 0 | 0 | 325.1974 | 458.1374 | 924.0842 | 617.8123 | 1206.9386 | 1670.0448
Option 2 AT | 2050 Emissions Budget SA 1 | Emissions DLT | 2536.3846 | 414.2722 | 524.5823 | 1035.778 | 966.0684 | 674.9872 | 0 | 0 | 0 | 0 | 0 | 0 | 0 | 0 | 0 | 0 | 0 | 0 | 0 | 0 | 0 | 0 | 0 | 0
Option 2 AT | 2050 Emissions Budget SA 2 | Emissions DLT | 0 | 0 | 0 | 0 | 0 | 0 | 841.6274 | 570.9977 | 558.1215 | 578.9572 | 564.5721 | 295.1339 | 0 | 0 | 0 | 0 | 0 | 0 | 0 | 0 | 0 | 0 | 0 | 0
Option 2 AT | 2050 Emissions Budget SA 3 | Emissions DLT | 0 | 0 | 0 | 0 | 0 | 0 | 0 | 0 | 0 | 0 | 0 | 0 | 105.1341 | 170.5578 | 160.8312 | 140.4365 | 189.0035 | 88.2763 | 0 | 0 | 0 | 0 | 0 | 0
Option 2 AT | 2050 Emissions Budget SA 4 | Emissions DLT | 0 | 0 | 0 | 0 | 0 | 0 | 0 | 0 | 0 | 0 | 0 | 0 | 0 | 0 | 0 | 0 | 0 | 0 | 127.9567 | 120.7732 | 242.9992 | 193.0063 | 274.2622 | 174.0139
Option 2 AT | 2050 Emissions Budget VIC 1 | Emissions DLT | 27787.4337 | 23427.977 | 13983.404 | 9902.4247 | 9973.5474 | 9499.3648 | 0 | 0 | 0 | 0 | 0 | 0 | 0 | 0 | 0 | 0 | 0 | 0 | 0 | 0 | 0 | 0 | 0 | 0
Option 2 AT | 2050 Emissions Budget VIC 2 | Emissions DLT | 0 | 0 | 0 | 0 | 0 | 0 | 9826.7826 | 688.8611 | 714.8409 | 763.2851 | 774.7631 | 727.8481 | 0 | 0 | 0 | 0 | 0 | 0 | 0 | 0 | 0 | 0 | 0 | 0
Option 2 AT | 2050 Emissions Budget VIC 3 | Emissions DLT | 0 | 0 | 0 | 0 | 0 | 0 | 0 | 0 | 0 | 0 | 0 | 0 | 255.8687 | 352.7353 | 275.964 | 399.8362 | 355.4387 | 203.6821 | 0 | 0 | 0 | 0 | 0 | 0
Option 2 AT | 2050 Emissions Budget VIC 4 | Emissions DLT | 0 | 0 | 0 | 0 | 0 | 0 | 0 | 0 | 0 | 0 | 0 | 0 | 0 | 0 | 0 | 0 | 0 | 0 | 443.5691 | 449.3018 | 640.6274 | 307.1617 | 762.9164 | 432.9434
Option 2 AT | Basslink Daily Energy Limit | Special Constraints | -1693.7487 | -1360.7317 | -557.3843 | -822.9441 | -2098.4075 | -2614.9728 | -2655.6464 | -2413.5005 | -2958.5008 | -3091.8613 | -3240.9276 | -3200.1991 | -3259.2998 | -3367.8221 | -3725.3443 | -3716.8308 | -3809.2698 | -3738.0656 | -3676.0155 | -3669.6223 | -3671.8656 | -3533.9285 | -3619.9351 | -3778.9377
Option 2 AT | Borumba - Gen | Special Constraints | 0 | 0 | 0 | 0 | 0 | 0 | 0 | 0 | 0 | 1936256.1043 | 2904087.2211 | 2983076.6774 | 2618843.3692 | 2293367.9064 | 2088057.1115 | 2018540.8224 | 2475982.6985 | 2349945.4764 | 1927068.5736 | 1758688.1701 | 2026947.4343 | 2337407.5353 | 2528259.6435 | 2709612.1661
Option 2 AT | Borumba - Pump | Special Constraints | 0 | 0 | 0 | 0 | 0 | 0 | 0 | 0 | 0 | 2575752.4058 | 3975228.5039 | 3953611.6867 | 3581326.6797 | 3078458.2464 | 2822973.9486 | 2722910.1913 | 3334031.4727 | 3106410.4168 | 2595378.5503 | 2416865.7131 | 2726834.1336 | 3102823.1154 | 3405063.3696 | 3649309.2229
Option 2 AT | CIS Dispatchable NSW | Policies NEM | 9.125e-05 | 936.7367 | 1577.4959 | 2102.3684 | 2102.3685 | 2483.2992 | 3206.0423 | 4544.3802 | 5165.6096 | 5652.5928 | 5652.5928 | 5652.5928 | 7243.6898 | 8818.707 | 10032.1581 | 10032.1582 | 11708.7593 | 13682.7534 | 13682.7534 | 13682.7534 | 13682.7533 | 12746.0167 | 12911.8973 | 12387.0248
Option 2 AT | CIS Dispatchable SA | Policies NEM | 0 | 788 | 1106.8601 | 1106.8601 | 1352.86 | 1352.86 | 1352.86 | 1703.1653 | 1703.1653 | 1802.5529 | 1844.627 | 1844.627 | 2660.2363 | 3188.5098 | 3833.1055 | 3833.1055 | 4110.131 | 4286.1855 | 4286.1855 | 4309.4173 | 5239.2035 | 4822.269 | 7590.7518 | 7590.7518
Option 2 AT | CIS Dispatchable VIC | Policies NEM | 0 | 1351.3033 | 1516.7686 | 1516.7686 | 1516.7687 | 1516.7687 | 1516.7687 | 1516.7686 | 1516.7686 | 1516.7686 | 1516.7686 | 1516.7686 | 2162.4556 | 5858.1943 | 6651.3507 | 6651.3507 | 6651.3507 | 6651.3507 | 6651.3507 | 6651.3507 | 6738.2108 | 5715.4978 | 6823.0051 | 6823.005
Option 2 AT | CIS Gen NSW | Policies NEM | 0 | 2271.8235 | 7931.07 | 14075.07 | 14620.5346 | 15719.6322 | 20026.4237 | 23769.8659 | 26305.453 | 31333.3239 | 34389.7219 | 34724.9103 | 42234.542 | 43990.4663 | 49654.124 | 51388.8828 | 53612.2656 | 54075.5711 | 54075.5711 | 55073.7081 | 55227.8783 | 55633.254 | 64028.4427 | 64028.4427
Option 2 AT | CIS Gen SA | Policies NEM | 0 | 581.6301 | 806.2618 | 806.2619 | 2025.8536 | 2025.8537 | 3213.1939 | 4298.6164 | 4664.8862 | 5580.9274 | 7825.2483 | 7825.2483 | 9332.9158 | 10914.9537 | 11880.1039 | 12284.8853 | 13323.0145 | 13901.7588 | 14826.8429 | 16726.5894 | 18616.9671 | 18616.9671 | 25121.1928 | 25121.1928
Option 2 AT | CIS Gen TAS | Policies NEM | 0 | 312.8332 | 1122.3772 | 1200 | 1246.2901 | 1453.4708 | 1453.4708 | 1453.4708 | 1557.7775 | 1892.2739 | 1907.4845 | 1907.4845 | 1907.4846 | 2223.6031 | 2223.6032 | 2448.8201 | 2448.8201 | 2448.8201 | 2517.0484 | 2545.6577 | 2545.6577 | 3064.81 | 3479.1251 | 3479.1251
Option 2 AT | CIS Gen VIC - Solar | Policies NEM | 0 | 1162.8661 | 1162.8661 | 1162.8661 | 1162.8661 | 1162.8661 | 1780.5995 | 2932.3941 | 2932.3941 | 3786.0985 | 3921.0004 | 3921.0004 | 4939.2942 | 17033.4051 | 18868.895 | 18897.1412 | 18897.1412 | 18897.1412 | 18897.1412 | 18897.1412 | 19435.4626 | 19435.4626 | 22895.0905 | 22895.0905
Option 2 AT | CIS Gen VIC - Wind | Policies NEM | 0 | 0 | 2871.9374 | 3500 | 3500 | 5500 | 6167 | 7362.5292 | 8039.8717 | 9039.8717 | 12070.9193 | 13070.9193 | 14489.2641 | 15489.2641 | 15489.2641 | 15489.2641 | 15489.2641 | 15489.2641 | 16678.8059 | 17837.4609 | 18098.6433 | 18107.8888 | 19550.3917 | 19550.3917
Option 2 AT | CIS Total Dispatchable | Policies NEM | 9.125e-05 | 3076.04 | 5550.83 | 7262.83 | 8858.262 | 9239.1927 | 11588.5731 | 13981.6899 | 14692.7234 | 15279.0942 | 15340.1458 | 15412.2978 | 18516.8262 | 25116.5762 | 28166.1806 | 28575.351 | 30949.1877 | 36047.2508 | 36047.2508 | 36146.7449 | 37163.3912 | 34787.0071 | 38838.445 | 37613.7307
Option 2 AT | CNSW H2 Domestic Consumption Purchaser | Subregion flexible electricity load for Domestic H2 | 0 | 0 | 0 | 0 | 21.6393 | 74.56 | 169.8534 | 316.5593 | 516.0579 | 645.9686 | 776.1379 | 912.7607 | 1048.5929 | 1178.372 | 1285.6981 | 1380.5864 | 1475.3821 | 1558.518 | 1626.6301 | 1701.8386 | 1774.1607 | 1848.4446 | 1912.6829 | 1979.5514
Option 2 AT | CQ H2 Domestic Consumption Purchaser | Subregion flexible electricity load for Domestic H2 | 170.455 | 168.3874 | 165.6299 | 163.6243 | 166.3879 | 176.2043 | 195.8201 | 229.7414 | 279.5379 | 314.7623 | 347.9454 | 380.33 | 408.9564 | 436.3537 | 463.1799 | 486.7014 | 511.2607 | 531.5406 | 549.4491 | 580.715 | 618.675 | 670.4386 | 736.0663 | 815.3579
Option 2 AT | CSA H2 Domestic Consumption Purchaser | Subregion flexible electricity load for Domestic H2 | 7.3521 | 7.2677 | 7.1436 | 7.0393 | 74.9293 | 150.5317 | 214.3309 | 284.0221 | 365.8343 | 389.5577 | 420.4231 | 485.2414 | 549.2729 | 611.5906 | 662.0506 | 706.5357 | 751.1179 | 789.5463 | 817.669 | 851.545 | 884.1343 | 917.0983 | 946.8514 | 983.9879
Option 2 AT | Catagunya Min Gen | Hydro min release | 327.5953 | 288.0037 | 214.4001 | 196.6981 | 147.7034 | 216.8663 | 212.8371 | 205.7535 | 200.3851 | 189.2237 | 206.3038 | 266.4638 | 232.6995 | 213.5958 | 93.9313 | 92.7576 | 86.8135 | 87.5481 | 114.1045 | 108.9571 | 108.4512 | 111.8418 | 100.841 | 84.1113
Option 2 AT | Combined Marinus Export | Special Constraints | 2200870.59 | 2406773.7689 | 3474060.479 | 2848156.5859 | 3105015.8194 | 3077851.5098 | 3148781.7621 | 3247729.3187 | 3747679.4551 | 4298648.4164 | 3936363.6773 | 4221485.5668 | 4423422.5838 | 4535296.5455 | -689387.9422 | -695579.337 | -909009.0014 | -1068288.3823 | -739695.9702 | -714269.4709 | -1284693.6787 | 36561.324 | 304348.7677 | -599576.4532
Option 2 AT | Combined Marinus Import | Special Constraints | -2200870.59 | -2406773.7689 | -3474060.479 | -2848156.5859 | -3105015.8194 | -3077851.5098 | -3148781.7621 | -3247729.3187 | -3747679.4551 | -4298648.4164 | -3936363.6773 | -4221485.5668 | -4423422.5838 | -4535296.5455 | 689387.9422 | 695579.337 | 909009.0014 | 1068288.3823 | 739695.9702 | 714269.4709 | 1284693.6787 | -36561.324 | -304348.7677 | 599576.4532
Option 2 AT | Constraint on Pipeline from Storage to GTs CNSW | Constraints to make diesel to come exclusively from storage | -0.00052641 | -0.00053398 | -0.00055205 | -0.00054722 | -0.00052192 | -0.00052447 | -3.6022e-05 | -3.8748e-05 | -4.1513e-05 | -4.4525e-05 | -4.7547e-05 | -5.1151e-05 | -0.00011562 | -0.00012393 | -0.00013372 | -0.00014469 | -0.00015734 | -0.00017358 | -2.8973e-05 | -3.1108e-05 | -3.324e-05 | -3.5507e-05 | -3.773e-05 | -4.036e-05
Option 2 AT | Constraint on Pipeline from Storage to GTs CQ | Constraints to make diesel to come exclusively from storage | -0.00065584 | -0.00066953 | -0.00067828 | -0.00064974 | -0.0029061 | -0.0034341 | -0.00026991 | -0.00031234 | -0.00033407 | -0.00035834 | -0.00038221 | -0.0004088 | -0.00092814 | -0.0010353 | -0.0011044 | -0.0011812 | -0.0012633 | -0.0013546 | -0.00027881 | -0.00029529 | -0.00033075 | -0.00035499 | -0.00037887 | -0.00040539
Option 2 AT | Constraint on Pipeline from Storage to GTs CSA | Constraints to make diesel to come exclusively from storage | -0.00052222 | -0.00052976 | -0.00054814 | -0.00054356 | -0.00052087 | -0.00052367 | -3.6009e-05 | -3.8725e-05 | -4.1456e-05 | -4.4476e-05 | -4.7505e-05 | -5.1061e-05 | -0.00011528 | -0.00012143 | -0.00012935 | -0.00014078 | -0.00015471 | -0.00016925 | -2.8223e-05 | -3.0308e-05 | -3.2498e-05 | -3.4937e-05 | -3.7298e-05 | -3.9996e-05
Option 2 AT | Constraint on Pipeline from Storage to GTs GG | Constraints to make diesel to come exclusively from storage | -0.00063456 | -0.00064207 | -0.00064874 | -0.00062133 | -0.0030212 | -0.0035295 | -0.00028052 | -0.00031266 | -0.00033469 | -0.00035913 | -0.0003831 | -0.00040957 | -0.00092962 | -0.0010369 | -0.0011062 | -0.0011832 | -0.0012656 | -0.0013569 | -0.00027659 | -0.00029506 | -0.00033045 | -0.0003547 | -0.00037858 | -0.00039435
Option 2 AT | Constraint on Pipeline from Storage to GTs MEL | Constraints to make diesel to come exclusively from storage | -0.0005745 | -0.00058103 | -0.00059699 | -0.00057908 | -0.00055252 | -0.00055797 | -3.6009e-05 | -4.0614e-05 | -4.2232e-05 | -4.4362e-05 | -4.7273e-05 | -5.2695e-05 | -0.00011312 | -0.00012059 | -0.00012902 | -0.00013948 | -0.00015181 | -0.00016738 | -2.7215e-05 | -2.9252e-05 | -3.3026e-05 | -3.6618e-05 | -4.3974e-05 | -4.767e-05
Option 2 AT | Constraint on Pipeline from Storage to GTs NNSW | Constraints to make diesel to come exclusively from storage | -0.00085688 | -0.00089469 | -0.00093674 | -0.00098387 | -0.0010334 | -0.00108 | -4.4069e-05 | -4.653e-05 | -4.9249e-05 | -5.2023e-05 | -5.483e-05 | -5.8079e-05 | -0.00071636 | -0.00076047 | -0.00079948 | -0.00084192 | -0.0008871 | -0.00094069 | -3.9438e-05 | -4.2031e-05 | -4.4683e-05 | -4.7631e-05 | -5.0544e-05 | -5.3915e-05
Option 2 AT | Constraint on Pipeline from Storage to GTs NQ | Constraints to make diesel to come exclusively from storage | -0.00085688 | -0.00089469 | -0.00093674 | -0.00098387 | -0.0010334 | -0.00108 | -4.4069e-05 | -4.653e-05 | -4.9249e-05 | -5.2023e-05 | -5.483e-05 | -5.8079e-05 | -0.00071636 | -0.00076047 | -0.00079948 | -0.00084192 | -0.0008871 | -0.00094069 | -3.9438e-05 | -4.2031e-05 | -4.4683e-05 | -4.7631e-05 | -5.0544e-05 | -5.3915e-05
Option 2 AT | Constraint on Pipeline from Storage to GTs NSA | Constraints to make diesel to come exclusively from storage | -0.00051708 | -0.0005247 | -0.00054333 | -0.00053901 | -0.00051504 | -0.00051807 | -3.5956e-05 | -3.8654e-05 | -4.1364e-05 | -4.4362e-05 | -4.7331e-05 | -5.086e-05 | -0.00011137 | -0.000119 | -0.00012673 | -0.00013691 | -0.00014882 | -0.00016317 | -2.8237e-05 | -3.0313e-05 | -3.251e-05 | -3.4944e-05 | -3.7316e-05 | -4.0021e-05
Option 2 AT | Constraint on Pipeline from Storage to GTs SESA | Constraints to make diesel to come exclusively from storage | -0.00085688 | -0.00089469 | -0.00093674 | -0.00098387 | -0.0010334 | -0.00108 | -4.4069e-05 | -4.653e-05 | -4.9249e-05 | -5.2023e-05 | -5.483e-05 | -5.8079e-05 | -0.00071636 | -0.00076047 | -0.00079948 | -0.00084192 | -0.0008871 | -0.00094069 | -3.9438e-05 | -4.2031e-05 | -4.4683e-05 | -4.7631e-05 | -5.0544e-05 | -5.3915e-05
Option 2 AT | Constraint on Pipeline from Storage to GTs SEV | Constraints to make diesel to come exclusively from storage | -0.00052063 | -0.00052821 | -0.00054669 | -0.00054242 | -0.00051164 | -0.00052101 | -3.6001e-05 | -3.9072e-05 | -4.1418e-05 | -4.4403e-05 | -4.74e-05 | -5.0608e-05 | -0.00011316 | -0.00012063 | -0.00012906 | -0.00013954 | -0.00015188 | -0.00016747 | -2.7554e-05 | -2.967e-05 | -3.2844e-05 | -3.5476e-05 | -4.4458e-05 | -4.8155e-05
Option 2 AT | Constraint on Pipeline from Storage to GTs SNSW | Constraints to make diesel to come exclusively from storage | -0.00085688 | -0.00089469 | -0.00093674 | -0.00098387 | -0.0010334 | -0.00108 | -4.4069e-05 | -4.653e-05 | -4.9249e-05 | -5.2023e-05 | -5.483e-05 | -5.8079e-05 | -0.00071636 | -0.00076047 | -0.00079948 | -0.00084192 | -0.0008871 | -0.00094069 | -3.9438e-05 | -4.2031e-05 | -4.4683e-05 | -4.7631e-05 | -5.0544e-05 | -5.3915e-05
Option 2 AT | Constraint on Pipeline from Storage to GTs SNW | Constraints to make diesel to come exclusively from storage | -0.0005274 | -0.00053498 | -0.00055309 | -0.00054826 | -0.00051851 | -0.00052034 | -3.5914e-05 | -3.8668e-05 | -4.1424e-05 | -4.441e-05 | -4.7432e-05 | -5.1031e-05 | -0.0009305 | -0.0010379 | -0.0011071 | -0.0011841 | -0.0012664 | -0.0013581 | -0.0002872 | -0.0003074 | -0.00032893 | -0.00035294 | -0.00037665 | -0.00040292
Option 2 AT | Constraint on Pipeline from Storage to GTs SQ | Constraints to make diesel to come exclusively from storage | -0.00063113 | -0.00063883 | -0.00064585 | -0.00061852 | -0.0029856 | -0.0036602 | -0.00029133 | -0.00031152 | -0.00033315 | -0.00035725 | -0.00038099 | -0.00040733 | -0.00093027 | -0.0010378 | -0.0011071 | -0.0011844 | -0.0012668 | -0.0013587 | -0.00028744 | -0.00029399 | -0.00032926 | -0.00035333 | -0.00037707 | -0.00040347
Option 2 AT | Constraint on Pipeline from Storage to GTs TAS | Constraints to make diesel to come exclusively from storage | -0.00052501 | -0.0005325 | -0.00054968 | -0.00055137 | -0.00052259 | -0.00052577 | -3.5969e-05 | -3.8655e-05 | -4.1341e-05 | -4.433e-05 | -4.7326e-05 | -5.0852e-05 | -0.00011312 | -0.00012059 | -0.00012902 | -0.00013948 | -0.0001518 | -0.00016737 | -2.7398e-05 | -2.9433e-05 | -3.1455e-05 | -3.3801e-05 | -3.61e-05 | -3.8887e-05
Option 2 AT | Constraint on Pipeline from Storage to GTs WNV | Constraints to make diesel to come exclusively from storage | -0.00051565 | -0.00052325 | -0.00054181 | -0.00053762 | -0.00051583 | -0.00051895 | -3.5994e-05 | -4.0352e-05 | -4.202e-05 | -4.4424e-05 | -4.7368e-05 | -5.0791e-05 | -0.00011305 | -0.00012058 | -0.00012787 | -0.00013803 | -0.00015017 | -0.00016487 | -2.816e-05 | -3.0265e-05 | -3.2984e-05 | -3.5123e-05 | -3.9866e-05 | -4.156e-05
Option 2 AT | Constraint on Pipeline from Storage to GTs WOO | Constraints to make diesel to come exclusively from storage | -0.00052651 | -0.00053409 | -0.00055218 | -0.00054734 | -0.00052241 | -0.00052476 | -3.5999e-05 | -3.8729e-05 | -4.1491e-05 | -4.4471e-05 | -4.7489e-05 | -5.1062e-05 | -0.00011516 | -0.00012344 | -0.00013323 | -0.00014423 | -0.00015679 | -0.00017283 | -2.894e-05 | -3.1055e-05 | -3.3151e-05 | -3.5444e-05 | -3.7592e-05 | -4.0272e-05
Option 2 AT | DNSP Thermal Limit on CER CNSW Area1 | DNSP Thermal Limit on CER | 883447.6531 | 1020479.492 | 1213897.4158 | 1336730.1012 | 1306871.3908 | 1467755.9118 | 1320211.64 | 1531483.2822 | 1722077.9624 | 1723468.1693 | 1727954.2197 | 1771895.7679 | 2012958.6684 | 2130626.8125 | 2202252.4934 | 1981518.4676 | 1758570.9223 | 1799563.8429 | 1830986.8423 | 1941397.7603 | 2069353.6151 | 2366991.3608 | 1866149.6697 | 2365160.1375
Option 2 AT | DNSP Thermal Limit on CER CQ Area1 | DNSP Thermal Limit on CER | 936558.5774 | 1124402.9638 | 1261211.6408 | 1393137.504 | 1519695.5822 | 1647789.9365 | 1776716.766 | 2012142.1296 | 2110005.1009 | 2243656.0336 | 2234250.2557 | 2282901.2001 | 2425798.6495 | 2770066.3373 | 3011968.6448 | 2856497.1697 | 2703759.5877 | 3138970.9087 | 3413412.0508 | 3607464.0317 | 3584768.7254 | 3542040.4768 | 3594513.9836 | 4166030.7373
Option 2 AT | DNSP Thermal Limit on CER CSA Area1 | DNSP Thermal Limit on CER | 3654596.9006 | 4090545.8748 | 4499274.5976 | 4560517.0651 | 3923681.0363 | 4297206.8789 | 4560758.3896 | 4821072.8796 | 5470962.9246 | 5221815.0612 | -7143945.4611 | -6393631.8462 | -6324615.5448 | -5466747.6989 | -5516434.8173 | -5298080.9643 | -5698643.1815 | -4869780.4438 | -4162701.3989 | -4248476.8561 | -3441759.1612 | -2899540.3876 | -2497610.4916 | -2021411.754
Option 2 AT | DNSP Thermal Limit on CER GG Area1 | DNSP Thermal Limit on CER | 113798.9006 | 135338.9415 | 150439.3411 | 170201.613 | 183261.216 | 196956.3743 | 208018.7934 | 224820.3752 | 234977.309 | 247546.7632 | 243750.0055 | 247490.3826 | 265731.4225 | 303985.1478 | 323469.9316 | 326339.9392 | 299262.3815 | 340622.863 | 365529.9078 | 405156.5507 | 416880.0442 | 437199.7249 | 462209.5283 | 492480.2817
Option 2 AT | DNSP Thermal Limit on CER MEL Area1 | DNSP Thermal Limit on CER | 887516.1207 | 1052906.4579 | 1227185.2069 | 1231430.7563 | -1427853.2692 | -1271046.962 | -1103052.6902 | -1154969.727 | -1203403.2335 | -1677853.1582 | -1623375.8442 | -1403675.5056 | -1403331.8353 | -1715180.8982 | -2306221.3579 | -2213944.8651 | -2682368.899 | -2183724.1088 | -3208909.8482 | -3351594.2081 | -3097850.8282 | -2868759.8497 | -3687520.2475 | -3434813.9936
Option 2 AT | DNSP Thermal Limit on CER MEL Area2 | DNSP Thermal Limit on CER | 3608776.7037 | 4328892.1218 | 5120170.3723 | 5286947.0619 | 6063500.6762 | 6570408.069 | 6938730.6756 | 7439735.2923 | 7731130.0232 | 7696964.5521 | 7810212.2844 | 8161984.5771 | 8375373.7302 | 9551070.9872 | 9696244.0214 | 10112137.0208 | 9522744.0663 | 11170780.5412 | 12861167.8925 | 12084340.421 | 14024230.5663 | 14780237.0705 | 15598454.4997 | 17079996.7843
Option 2 AT | DNSP Thermal Limit on CER NNSW Area1 | DNSP Thermal Limit on CER | 1717281.1969 | 1942175.1675 | 2271972.7864 | 2553591.8347 | 2730623.0035 | 3017121.1036 | 3130986.4216 | 3482430.3339 | 3639940.3016 | 3830693.6846 | 3796899.9956 | 3877533.8093 | 4307646.2029 | 4765670.2295 | 5115729.3222 | 5023258.9333 | 4829043.4527 | 5202072.1605 | 5828826.5996 | 6210992.4698 | 6349032.4425 | 6818071.3365 | 6869579.245 | 7631761.2682
Option 2 AT | DNSP Thermal Limit on CER NQ Area1 | DNSP Thermal Limit on CER | 1522279.1462 | 1816104.5782 | 2010133.2491 | 2253192.5914 | 2441877.937 | 2626014.8422 | 2692672.9407 | 2885520.7273 | 2980144.4654 | 3188027.4939 | 3069276.5251 | 3149198.1448 | 3363871.3359 | 3784257.3388 | 4083148.1416 | 3828162.9572 | 3444904.3506 | 4096809.6945 | 4407340.2086 | 4876502.7526 | 5106679.9699 | 4528304.4547 | 4735187.8339 | 5207575.6253
Option 2 AT | DNSP Thermal Limit on CER NSA Area1 | DNSP Thermal Limit on CER | 149214.9881 | 167297.9025 | 192600.0636 | 200407.3621 | -163821.05 | -184083.6905 | -158424.7248 | -137511.7035 | -122895.8538 | -97547.3524 | -644304.1984 | -588298.1734 | -571316.3016 | -513834.4774 | -522805.3271 | -494466.174 | -521080.4859 | -444925.5597 | -379512.9624 | -366301.3518 | -295054.8111 | -270091.3065 | -207016.3873 | -450465.4424
Option 2 AT | DNSP Thermal Limit on CER SESA Area1 | DNSP Thermal Limit on CER | 167178.7067 | 196775.1058 | 218276.5516 | 225451.7929 | 85203.9742 | 99861.3968 | 114882.8347 | 130774.9752 | 154718.2155 | 165596.2458 | -380993.3368 | -322790.529 | -313055.7817 | -278852.3031 | -253867.5997 | -230547.1914 | -251152.7589 | -187504.7578 | -137439.6206 | -132968.4087 | -81847.4214 | -38114.7781 | -16003.0641 | -274209.8974
Option 2 AT | DNSP Thermal Limit on CER SEV Area1 | DNSP Thermal Limit on CER | 499472.5662 | 612710.6113 | 737114.1761 | 779267.0364 | 924334.6015 | 1015288.0508 | 1068271.604 | 1162693.8311 | 1263243.4705 | 1273093.1421 | 1306770.9056 | 1380399.1729 | 1484866.9529 | 1516262.374 | 1557796.225 | 1664678.402 | 1510998.7258 | 1591363.7548 | 1707066.3632 | 1586187.9381 | 1869997.1741 | 2005342.3296 | 1703471.0326 | 1928459.2255
Option 2 AT | DNSP Thermal Limit on CER SNSW Area1 | DNSP Thermal Limit on CER | 1154680.9584 | 1292652.466 | 1480460.3775 | 1591819.9075 | 1247154.7997 | 1427709.8932 | 1220910.1903 | 1483084.012 | 1594334.7683 | 1596914.5571 | 1587776.615 | 1656831.6722 | 1930345.4231 | 1808240.658 | 2076637.9342 | 1984058.6785 | 1773767.2956 | 1961596.5964 | 1970691.3304 | 1674057.9436 | 1991959.8484 | 2276222.3989 | 1658927.1911 | 2178369.045
Option 2 AT | DNSP Thermal Limit on CER SNSW Area2 | DNSP Thermal Limit on CER | 865026.0211 | 989815.5785 | 1166722.3079 | 1292318.9481 | 1332765.3373 | 1470381.2949 | 1377493.9563 | 1577382.2189 | 1634106.9994 | 1590218.9979 | 1540949.0835 | 1587768.3789 | 1786992.6034 | 1955733.551 | 2139886.3447 | 1893845.5452 | 1672341.0877 | 1808895.7674 | 1914060.5225 | 2020526.075 | 1963323.3941 | 2136112.116 | 2030696.4034 | 2425533.8853
Option 2 AT | DNSP Thermal Limit on CER SNW Area1 | DNSP Thermal Limit on CER | 3313519.902 | 3766708.903 | 4361632.43 | 4838409.2293 | 5788322.1748 | 6442406.1658 | 6710741.8087 | 7598571.1709 | 7955095.6306 | 8276679.1441 | 8318343.6967 | 8620855.6749 | 9262584.719 | 10555896.4118 | 11408193.9839 | 10710242.5998 | 9507003.5808 | 10586356.15 | 12257656.2684 | 13234356.8633 | 13679745.072 | 14926851.92 | 14194132.8303 | 15104712
Option 2 AT | DNSP Thermal Limit on CER SNW Area2 | DNSP Thermal Limit on CER | 4756796.6471 | 5401623.1105 | 6220087.3303 | 6892540.9207 | 4587632.8415 | 5483537.8704 | 4572372.3305 | 5871293.6568 | 6293949.1936 | 5928714.1152 | 6040796.0631 | 6537669.9374 | 7885044.9486 | 7365990.5753 | 7849506.2948 | 7484380.3779 | 6071557.0896 | 5894635.4453 | 6643903.5076 | 7306610.0951 | 7464219.8089 | 9317953.9017 | 6372640.0482 | 9399367.7261
Option 2 AT | DNSP Thermal Limit on CER SQ Area1 | DNSP Thermal Limit on CER | 7448146.4203 | 8826054.3001 | 9774524.1692 | 11003672.505 | 11842263.1296 | 12730764.8347 | 13560652.989 | 14526382.7437 | 15198506.0527 | 16211725.6013 | 16002377.0842 | 16219814.7256 | 17229564.1451 | 19090795.1809 | 20436365.4525 | 20113096.971 | 17595663.5464 | 20717124.0303 | 22368524.3569 | 24862361.2905 | 25100465.2338 | 26249186.246 | 28229031.4431 | 30095073.5212
Option 2 AT | DNSP Thermal Limit on CER TAS Area1 | DNSP Thermal Limit on CER | 485547.342 | 574433.6612 | 679831.8046 | 727841.3589 | 838188.3866 | 911405.4433 | 948435.8069 | 1027127.1645 | 1080291.1591 | 1083078.6033 | 1133432.8446 | 1160990.3556 | 1226762.5622 | 1363021.8902 | 1466719.5466 | 1496101.7698 | 1517263.1293 | 1669569.1959 | 1737849.5168 | 1608265.9014 | 1813414.386 | 1717790.788 | 1612567.8511 | 1822720.3464
Option 2 AT | DNSP Thermal Limit on CER WNV Area1 | DNSP Thermal Limit on CER | 371807.4067 | 439045.7621 | 506036.9222 | 522094.2626 | 479540.1256 | 505335.8888 | 540944.8875 | 585492.6282 | 618794.3124 | 563010.9093 | 584417.2118 | 630829.9363 | 708969.9586 | 680774.1237 | 667595.4209 | 677684.3937 | 274289.7442 | 377561.5951 | 323121.2078 | 361324.6154 | 649063.8036 | 572508.5817 | 559742.1974 | 685364.053
Option 2 AT | DNSP Thermal Limit on CER WNV Area2 | DNSP Thermal Limit on CER | 1388128.2817 | 1655427.0291 | 1924660 | 2006951.1396 | 1567598.0596 | 1716970.7814 | 1871265.0264 | 2044775.2092 | 2148180.2031 | 1948926.1645 | 2061936.2277 | 2269019.483 | 2603374.0755 | 2478048.9467 | 2416570.5623 | 2550844.8792 | 1603039.5635 | 1571131.0915 | 1003948.6824 | 1119535.3894 | 2330311.3154 | 2419475.9006 | 1996541.095 | 2532585.4892
Option 2 AT | DNSP Thermal Limit on Distributed Resources CNSW Area1 | DNSP Thermal Limit on Distributed Resources | 1481726.6485 | 1556911.5857 | 1763251.5248 | 1701157.4362 | 1639944.3099 | 1672907.3458 | 1697798.8785 | 1784237.8299 | 1920865.4684 | 1814637.9623 | -1806810.0975 | -1692255.7694 | -2177408.2215 | -2262559.0472 | -2415255.0176 | -2318405.2558 | -2566485.4127 | -2356520.0247 | -2696482.4734 | -2639181.5433 | -2464725.0788 | -2207541.7972 | -2920774.7435 | -2745169.5648
Option 2 AT | DNSP Thermal Limit on Distributed Resources CQ Area1 | DNSP Thermal Limit on Distributed Resources | 419003.8999 | 337635.8175 | 293396.1119 | 284216.8132 | 219821.8811 | 214105.1673 | 191016.147 | 161582.0673 | 167250.5279 | 148425.5132 | 155730.5539 | 753332.6313 | 274896.8088 | 367900.0984 | 412533.579 | 409997.4689 | 590140.193 | 681610.0073 | 541299.6314 | 627279.3821 | 569798.3075 | 725673.1531 | 590313.4616 | 606833.6408
Option 2 AT | DNSP Thermal Limit on Distributed Resources CSA Area1 | DNSP Thermal Limit on Distributed Resources | 0.15368 | 0.13841 | 0.13928 | 0.13261 | 0.15829 | 0.15642 | 0.16147 | 0.14435 | 0.16012 | 0.15491 | 881614.3865 | 1100057.0744 | 1009538.1784 | 2791250.6914 | 2820482.4676 | 2829580.7645 | 3311996.6002 | 3080947.5696 | 2970058.6817 | 2604305.5731 | 2772978.1963 | 3109106.6808 | 2724493.5185 | 2566810.2079
Option 2 AT | DNSP Thermal Limit on Distributed Resources GG Area1 | DNSP Thermal Limit on Distributed Resources | 275086.9325 | 311637.4637 | 317604.2709 | 330243.3603 | 332518.3289 | 338919.7104 | 339570.609 | 359908.5222 | 359075.5926 | 370057.5082 | 355352.0019 | 358267.0999 | 186158.7245 | -11287.7321 | -16082.6463 | -9252.7014 | -98416.6253 | -13740.5843 | -3136.3514 | -195984.321 | -196280.2913 | -185841.9307 | -202792.816 | -226185.6733
Option 2 AT | DNSP Thermal Limit on Distributed Resources MEL Area1 | DNSP Thermal Limit on Distributed Resources | 209213.2119 | 226589.7696 | 245032.7897 | 226752.1816 | 239353.8833 | 232410.3879 | 236078.9749 | 259553.641 | 261671.4198 | 246158.1755 | 237525.8718 | 241796.2162 | 242378.188 | 260113.5772 | 266515.002 | 239326.396 | 207588.6865 | 224312.3547 | 244024.5988 | 227193.9089 | 239940.9938 | 245293.5961 | 245117.1725 | 259303.7717
Option 2 AT | DNSP Thermal Limit on Distributed Resources MEL Area2 | DNSP Thermal Limit on Distributed Resources | 352444.0355 | 381717.057 | 412787.9329 | 381993.6174 | 403226.4995 | 391439.889 | 397940.2605 | 437251.0034 | 440817.4413 | 414688.0936 | 400146.4165 | 407344.9166 | 408352.908 | 438261.1987 | 449040.2102 | 403198.3116 | 349721.1799 | 377893.9507 | 411104.6479 | 382743.8945 | 404213.4124 | 413237.3104 | 412947.0377 | 436843.2065
Option 2 AT | DNSP Thermal Limit on Distributed Resources NNSW Area1 | DNSP Thermal Limit on Distributed Resources | 0.063818 | 0.050177 | 0.065726 | 0.066601 | 0.067243 | 0.080032 | 0.085368 | 0.085769 | 0.087581 | 0.081861 | 0.075349 | 0.12398 | 1106162.6805 | 1063970.3671 | 1889944.7387 | 1880094.8254 | 1930949.5544 | 2025855.3213 | 1873668.9647 | 1770039.974 | 1808199.5868 | 1845550.9381 | 1855132.6143 | 2313185.0246
Option 2 AT | DNSP Thermal Limit on Distributed Resources NQ Area1 | DNSP Thermal Limit on Distributed Resources | 1584860.9218 | 1359509.2034 | 1021874.2925 | 888226.1009 | 814577.6793 | 786272.9966 | 629146.4065 | 615980.7639 | 634998.5003 | 736848.5236 | 852642.6447 | 1441539.2341 | 594673.5288 | 674271.8035 | 782349.6738 | 902371.3565 | 1195273.7035 | 1170738.622 | 1064611.7842 | 976375.5511 | 1208068.5325 | 1376257.9736 | 1483589.8706 | 1076319.8089
Option 2 AT | DNSP Thermal Limit on Distributed Resources NSA Area1 | DNSP Thermal Limit on Distributed Resources | 713027.1133 | 562773.981 | 491163.599 | 518497.0214 | 547959.8348 | 702183.749 | 574831.4063 | 397877.3737 | 514414.5196 | 496555.9655 | 329036.5938 | 369984.986 | 320264.5814 | 197847.6371 | 212135.8185 | -670522.2958 | -771203.7278 | -775443.0322 | -736568.0435 | -784022.4322 | -728358.4806 | -661049.1598 | -809154.5591 | -857171.772
Option 2 AT | DNSP Thermal Limit on Distributed Resources SESA Area1 | DNSP Thermal Limit on Distributed Resources | 0.018961 | 0.018334 | 0.017611 | 0.032374 | 0.035762 | 0.035791 | 0.035238 | 0.0326 | 0.033651 | 0.032578 | 0.03093 | 0.031971 | 0.035452 | 0.049395 | 0.073954 | 0.068056 | 0.30673 | 0.3296 | 0.26422 | 0.24506 | 0.25265 | 0.27638 | 38315.0832 | 32269.8463
Option 2 AT | DNSP Thermal Limit on Distributed Resources SEV Area1 | DNSP Thermal Limit on Distributed Resources | 512063.2447 | 537019.7392 | 593983.4908 | 552467.0215 | 566269.6679 | 507790.2678 | 536001.7246 | 576331.8072 | 589733.945 | 509863.8304 | 442417.247 | 431415.0322 | 419491.1464 | 369412.2896 | 394568.9584 | 401878.1747 | 417120.9118 | 443707.6591 | 404250.996 | 413915.0752 | 423174.0912 | 438677.2798 | 404384.7666 | 448422.5893
Option 2 AT | DNSP Thermal Limit on Distributed Resources SNSW Area1 | DNSP Thermal Limit on Distributed Resources | 1530117.6761 | 1329240.4542 | 1387382.1455 | 1073963.4326 | 962806.707 | 805355.5048 | 634708.1811 | 510632.5506 | 639129.4091 | 527974.0231 | 413494.3512 | 374459.4616 | 285469.4207 | 317605.3868 | 397202.1479 | 454184.9452 | 412919.7686 | 389344.0515 | 462792.4204 | 425179.6632 | 501454.0529 | 488708.7799 | 413104.8366 | 289394.8145
Option 2 AT | DNSP Thermal Limit on Distributed Resources SNSW Area2 | DNSP Thermal Limit on Distributed Resources | 78116.243 | 66897.2198 | 70970.4218 | 53346.6323 | 48549.7986 | 41429.4495 | 34854.1694 | 30051.5691 | 40085.5789 | 35819.0801 | 30025.9339 | 31635.1538 | 19750.9718 | 21566.6705 | 19543.3305 | 21113.5667 | 22072.8617 | 26226.2282 | 22795.8271 | 21971.5674 | 26580.1537 | 28251.5974 | 25089.9345 | 20960.7246
Option 2 AT | DNSP Thermal Limit on Distributed Resources SNW Area1 | DNSP Thermal Limit on Distributed Resources | 815656.6744 | 837185.2972 | 909113.1475 | 970960.0134 | 909527.4954 | 963121.5438 | 946982.8008 | 988694.487 | 985674.5129 | 935883.324 | 893262.2895 | 875674.1581 | 947947.7736 | 934718.1099 | 888809.4254 | 906202.562 | 803692.5762 | 810120.7119 | 874525.0955 | 892389.5787 | 877837.3285 | 946806.384 | 811783.5802 | 904063.626
Option 2 AT | DNSP Thermal Limit on Distributed Resources SNW Area2 | DNSP Thermal Limit on Distributed Resources | 1216287.4028 | 1248390.8769 | 1355648.3793 | 1447876.0043 | 1356269.8234 | 1436189.054 | 1412118.299 | 1474317.7572 | 1469814.2296 | 1395566.9791 | 1332011.4863 | 1305784.4537 | 1413616.6799 | 1393906.2367 | 1325694.8082 | 1351747.2585 | 1198451.1169 | 1206482.186 | 1302511.1464 | 1329916.9391 | 1308753.3793 | 1410558.0446 | 1205699.0368 | 1342256.9672
Option 2 AT | DNSP Thermal Limit on Distributed Resources SQ Area1 | DNSP Thermal Limit on Distributed Resources | 1314448.4245 | 1409670.1426 | 1473605.7053 | 1403772.774 | 1401561.8229 | 1295594.9411 | 991155.1768 | 858146.1598 | 918215.3776 | 4471962.0337 | 4513313.7897 | 4018637.9179 | 4192230.8202 | 4717558.2077 | 4265752.396 | 4554213.3409 | 5771737.461 | 5756825.5251 | 4962019.6056 | 5749046.5107 | 5336389.5586 | 6349143.0801 | 5434584.9389 | 5107530.2306
Option 2 AT | DNSP Thermal Limit on Distributed Resources TAS Area1 | DNSP Thermal Limit on Distributed Resources | 726002.1953 | 779645.6454 | 815933.0401 | 750899.3328 | 778527.4382 | 843313.4982 | 823846.584 | 848240.0469 | 785264.4397 | 675900.2552 | 803451.9755 | 789408.8288 | 685071.5593 | 825442.0067 | 309616.9335 | 365531.4065 | 362764.5847 | 433856.6666 | 382055.1538 | 352015.8657 | 430162.8885 | 499615.8614 | 346575.1725 | 404404.2916
Option 2 AT | DNSP Thermal Limit on Distributed Resources WNV Area1 | DNSP Thermal Limit on Distributed Resources | 0.1357 | 0.14052 | 0.13333 | 0.10367 | 0.11056 | 0.12832 | 0.14253 | 0.1382 | 0.14294 | 0.12502 | 0.12166 | 0.1233 | 0.10189 | 203662.2088 | 253198.7017 | 253771.9101 | 238710.6921 | 252206.9631 | 239147.6504 | 231985.084 | 276177.8058 | 262218.1281 | 236964.8942 | 257711.7155
Option 2 AT | DNSP Thermal Limit on Distributed Resources WNV Area2 | DNSP Thermal Limit on Distributed Resources | 0.15097 | 0.15658 | 0.1524 | 0.12244 | 0.12152 | 0.12734 | 0.15237 | 0.1498 | 0.15096 | 0.13613 | 0.12594 | 0.12678 | 0.12054 | 433832.0348 | 973042.4529 | 970077.0297 | 908648.6792 | 960010.6488 | 914015.7531 | 890799.3266 | 2037551.6827 | 1916999.085 | 1744028.2795 | 1893718.9597
Option 2 AT | Daily H2 Limit NSW | H2 Infrastructure Limitations | 0 | 0 | 0 | 0 | 74.634 | 268.989 | 575.235 | 989.056 | 1356.255 | 1392.403 | 1344.782 | 1301.579 | 1257.998 | 1214.024 | 1169.674 | 1124.93 | 1079.804 | 1034.715 | 989.675 | 944.667 | 899.708 | 854.786 | 809.91 | 765.067
Option 2 AT | Daily H2 Limit QLD | H2 Infrastructure Limitations | 0 | 0 | 0 | 0 | 15.773 | 37.709 | 62.165 | 85.404 | 106.757 | 106.759 | 106.761 | 106.762 | 111.577 | 121.208 | 134.135 | 150.359 | 169.932 | 188.075 | 204.841 | 221.752 | 238.882 | 256.178 | 273.684 | 291.343
Option 2 AT | Daily H2 Limit SA | H2 Infrastructure Limitations | 0 | 0 | 0 | 0 | 7.4723e-05 | 8.3073e-05 | 902.016 | 989.345 | 996.365 | 783.66 | 598.563 | 598.559 | 598.557 | 598.557 | 598.557 | 598.559 | 598.563 | 598.565 | 598.565 | 598.565 | 598.566 | 598.566 | 598.566 | 598.566
Option 2 AT | Daily H2 Limit TAS | H2 Infrastructure Limitations | 0 | 0 | 0 | 0 | 0 | 0 | 1.7913e-05 | 568 | 568 | 568 | 568 | 568 | 568 | 507.339 | 507.339 | 507.339 | 507.339 | 507.339 | 507.339 | 507.339 | 507.339 | 507.339 | 507.339 | 507.339
Option 2 AT | Daily H2 Limit VIC | H2 Infrastructure Limitations | 0 | 0 | 0 | 0 | 355.986 | 1340.561 | 2953.724 | 5195.476 | 7403.019 | 7857.356 | 7857.356 | 7857.356 | 7857.356 | 7857.356 | 7857.356 | 7857.356 | 7857.356 | 7857.356 | 7857.356 | 7857.356 | 7857.356 | 7857.356 | 7857.356 | 7857.356
Option 2 AT | ExportGroup_CNSW1 | Group Network Export Constraints | 2617915.1259 | 2570421.3528 | 2505123.8488 | 2478832.4698 | 2401578.3125 | 2386852.568 | -3840799.6525 | -6080981.2051 | -5942952.6443 | -6344364.7589 | -6647475.6083 | -6405699.1402 | -7218687.4395 | -7239991.3293 | -7369948.6215 | -7418787.7413 | -7680058.9326 | -7456597.7862 | -7590437.3545 | -7682944.3295 | -7440066.3086 | -7389166.0236 | -7585462.8947 | -8040205.8457
Option 2 AT | ExportGroup_CQ1 | Group Network Export Constraints | 1417732.8295 | 1994073.4585 | 7878240.1636 | 8525773.2603 | 8291794.8141 | 8187844.8624 | 9171769.9798 | 5092991.0031 | 4875378.0172 | 2998917.749 | 2494662.6111 | 2403807.418 | 1605272.984 | 2523332.791 | 2329318.5508 | 775269.4032 | 1147116.6506 | 979338.7901 | -216784.5709 | 410217.8514 | 419724.0797 | 177420.8905 | -152879.3292 | -1254096.485
Option 2 AT | ExportGroup_MN1 | Group Network Export Constraints | 5055753.7028 | 5484465.3675 | 4870461.0913 | 4529801.1089 | 4694026.7401 | 4984975.6935 | 4719662.4921 | 6637656.4264 | 6787299.0003 | 6961995.6882 | 5330048.2542 | 6241102.1752 | 7140104.347 | 5526833.9989 | 5892222.6788 | 5378820.4629 | 4550724.2723 | 5043249.3466 | 4544500.5773 | 4680389.4421 | 3943353.9925 | 3467506.5129 | 4391020.5968 | 4746108.0554
Option 2 AT | ExportGroup_NET1 | Group Network Export Constraints | 0 | 580368.2939 | 816649.2352 | 821830.923 | 594429.2584 | 923977.4242 | 723038.2848 | 430108.2798 | 8894.6126 | -59128.4766 | 105150.0316 | 70684.1653 | 75883.5124 | 635754.5926 | -640831.5831 | -858335.4924 | -1015087.1186 | -1217037.8437 | -1184455.3924 | -1325059.1232 | -1627540.436 | -195387.6423 | 263358.2909 | -128721.6118
Option 2 AT | ExportGroup_NQ1 | Group Network Export Constraints | 2187982.937 | 2676212.1601 | 10109655.4612 | 11337294.3193 | 11533278.0008 | 11855077.6803 | 14451333.215 | 15538257.2903 | 15808587.2257 | 15328411.8984 | 14608372.4491 | 14402248.8385 | 15930343.6693 | 16027473.5629 | 15652032.4859 | 15665588.1038 | 15216344.3191 | 14899685.2298 | 14646568.394 | 15026583.3404 | 15107843.4155 | 14308890.3319 | 14556032.4748 | 15592163.4772
Option 2 AT | ExportGroup_NSA1 | Group Network Export Constraints | 832482.2447 | 1526541.8282 | 1268796.9674 | 1263246.9434 | 2630741.8241 | 2550409.1634 | 1680660.4171 | 2261371.3127 | 2521319.557 | 2228615.1086 | 1580384.6145 | 1655698.3362 | 2003773.153 | 2170421.0677 | 2389118.748 | 2529863.1047 | 2835648.4537 | 2750050.2251 | 2879349.0295 | 2337044.0734 | 2796651.9229 | 3219884.0568 | 754298.2435 | 1151913.6655
Option 2 AT | ExportGroup_SEVIC1 | Group Network Export Constraints | 0 | 0 | 0 | 0 | 0 | 18314625.4614 | 19087816.6588 | -8219574.2445 | -6617590.5762 | -3651165.0876 | -3143727.0073 | -1962721.8647 | -39298299.4053 | -38117485.1509 | -42525309.5242 | -43248695.4092 | -42974636.0379 | -43187750.2437 | -42839944.5842 | -42009807.03 | -43727322.6855 | -42401580.1305 | -41643731.825 | -41908592.3477
Option 2 AT | ExportGroup_SQ1 | Group Network Export Constraints | 189161.3626 | 101207.1673 | 2807932.1505 | 1868477.3032 | 1816044.6159 | 1358478.7493 | 3433437.3076 | 2915307.1796 | 2859094.8696 | -1633081.4228 | -4013246.9001 | -4632144.546 | -5502372.4921 | -5689244.4184 | -6355161.1074 | -6562586.0144 | -6355421.8432 | -6717037.2005 | -7328726.281 | -8788081.9879 | -10107319.9447 | -10316142.579 | -12271958.034 | -14481427.7989
Option 2 AT | ExportGroup_SWNSW1 | Group Network Export Constraints | 2724757.4501 | 1040596.1935 | -385591.2154 | -716051.0642 | -1082254.1879 | -1479959.1738 | -1698552.2948 | -1801354.7057 | -1598130.6408 | -1887503.9632 | -2095521.2297 | -2153381.9688 | -2412195.9185 | -2590368.8134 | -2516892.6727 | -2448651.7866 | -2456930.6787 | -3013103.1202 | -3021225.8914 | -3038502.037 | -2990938.5749 | -3011673.005 | -3108177.8107 | -3320718.6549
Option 2 AT | ExportGroup_SWNSW2 | Group Network Export Constraints | 0 | 0 | 0 | 0 | 0 | 6599057.7836 | 9477094.2542 | 7316510.6946 | 6464904.4652 | 6928189.1965 | 7945973.9255 | 8332112.2637 | 7394720.8231 | 9269850.6942 | 7618611.7709 | 7138962.71 | 5814645.9488 | 7405286.5941 | 6444816.1935 | 8412919.2101 | 6261802.5885 | 6565667.1714 | 7218755.4506 | 6989890.7189
Option 2 AT | ExportGroup_SWQLD1 | Group Network Export Constraints | 8888481.1896 | 9994779.8328 | 6954345.2964 | 9736215.8366 | 9398819.264 | 9969867.8747 | 8531337.1753 | 9542750.1644 | 8513214.0988 | 8426007.7794 | 9740754.3067 | 8420584.5853 | 10489916.9793 | 9148839.3097 | 9161449.4052 | 9513201.6975 | 9816467.8993 | 8443775.4069 | 10031474.8238 | 7339449.9583 | 8451419.2626 | 8955957.2759 | 10585758.5717 | 12658616.7073
Option 2 AT | ExportGroup_SWV1 | Group Network Export Constraints | 11514297.7598 | 12171925.8954 | 12950634.9138 | 13845385.2227 | 12191533.2415 | 11008279.7262 | 11254532.8395 | 10504299.6624 | 8493659.3104 | 8748992.5191 | 9327010.3013 | 11278016.6549 | 9951147.6259 | 7516236.37 | 7286694.9501 | 7871489.7183 | 6816692.0509 | 7275742.6962 | 8183052.0357 | 9692434.0986 | 7328747.9629 | 6271937.5121 | 6775049.3194 | 6745924.2677
Option 2 AT | ExportGroup_WNV1 | Group Network Export Constraints | -40832.7344 | 246430.0936 | 477673.2149 | 2209575.6417 | 2257892.2358 | 757919.039 | 0 | 0 | 0 | 0 | 0 | 0 | 0 | 0 | 0 | 0 | 0 | 0 | 0 | 0 | 0 | 0 | 0 | 0
Option 2 AT | ExportGroup_WV1 | Group Network Export Constraints | 3504820.1004 | 3797649.4929 | 4190455.9865 | -429602.9642 | -4752489.3531 | -6252841.5319 | -7292317.8149 | -7174020.8569 | -7496871.1894 | -7772500.2314 | -5066004.1218 | -4946864.1349 | -6443397.7005 | -5536442.7038 | -4810177.0212 | -4436767.3185 | -5008613.9271 | -4308141.0027 | -4113914.6007 | -4111317.1473 | -3276349.2489 | -2891669.5718 | -4224502.0214 | -4776931.9966
Option 2 AT | ExportLimit_DN1_Dubbo | Distribution REZ Export Constraints | 0 | 0 | 8.8835e-07 | 1.0737e-06 | 1.912e-06 | 2.0998e-06 | -3561599.9441 | -4130746.0072 | -4010698.1133 | -4282029.6519 | -4464283.5493 | -4360229.1287 | -4826146.9216 | -4722597.9824 | -4780104.9759 | -4695939.1386 | -4709792.9252 | -4536612.6312 | -4643751.5196 | -4661761.3873 | -4472816.8132 | -4470493.725 | -4486058.126 | -4489409.4039
Option 2 AT | ExportLimit_DN2_Yass | Distribution REZ Export Constraints | 0 | 0 | 0 | 0 | 0 | 0 | 0 | 0 | 0 | 0 | 0 | 0 | 0 | 0 | 0 | 0 | 0 | 0 | 0 | 0 | 0 | 0 | 0 | 0
Option 2 AT | ExportLimit_DN3_Marulan | Distribution REZ Export Constraints | 0 | 0 | 0 | 0 | -0.24904 | -0.5623 | -0.55974 | -0.57314 | -0.59393 | -0.59707 | -0.62744 | -0.64593 | -0.64103 | -0.6689 | -0.65169 | -0.66277 | -0.65953 | -0.67805 | -0.61095 | -0.60469 | -0.62993 | -0.6082 | -0.62097 | -0.60916
Option 2 AT | ExportLimit_N10_Hunter Coast | REZ Network Export Constraints | 0 | 0 | 0 | -10224000 | -17520000 | -17568000 | -17520000 | -17520000 | -17520000 | -17568000 | -17520000 | -17520000 | -6543942.6762 | -7944952.6054 | -6368555.6169 | -6888135.9558 | -6010146.364 | -7453615.85 | -6530856.3017 | -5581587.6791 | -5203862.8182 | -4221696.4668 | -2115632.9476 | -2566771.5054
Option 2 AT | ExportLimit_N11_Illawarra Coast | REZ Network Export Constraints | 0 | 0 | 0 | 0 | 0 | 0 | 0 | 0 | 0 | 0 | 0 | 0 | 2766482.9728 | 3802626.4757 | 2141599.3111 | -745137.0581 | -2155853.6473 | -3549020.3282 | -2464427.4989 | -2770423.1363 | -3996560.4969 | -3821594.3839 | -8574582.6386 | -8478276.3692
Option 2 AT | ExportLimit_N12_Illawarra | REZ Network Export Constraints | 0 | 0 | 989059.9183 | 935564.8107 | 788036.3243 | 383526.5386 | -271660.9899 | -1351373.1781 | -2845011.6834 | -3799387.4709 | -4761325.1898 | -5694643.9513 | -6681345.6746 | -7794427.971 | -9258460.9006 | -10669507.7465 | -12012748.582 | -13313033.641 | -14258035.1736 | -15407616.2832 | -16466445.3732 | -17577851.4898 | -18527810.5834 | -18555575.1219
Option 2 AT | ExportLimit_N13_South Cobar | REZ Network Export Constraints | 0 | 0.76369 | 0.9484 | 0.77101 | 0.77134 | 0.73145 | 1.0044 | 1.0286 | 1.0407 | 0.98282 | 0.74152 | 0.69193 | 0.73333 | 0.61705 | 0.61191 | 0.63031 | 0.56466 | 0.62196 | 0.81878 | 306680.4827 | 335005.2661 | 326606.2215 | 233364.351 | 311634.5457
Option 2 AT | ExportLimit_N1_North West NSW | REZ Network Export Constraints | 393580.5225 | 484488.3142 | 496422.9475 | 377506.8787 | 313645.753 | 292812.0397 | 353206.826 | -330049.6205 | -595297.2452 | -1400263.9688 | -1585991.3235 | -1539239.5406 | -2168015.6292 | -2179448.9518 | -2308081.2094 | -2234931.6516 | -2553821.6031 | -2522598.9315 | -2618175.1734 | -2596762.2849 | -2649707.8528 | -4395550.5731 | -4156708.757 | -4248426.0302
Option 2 AT | ExportLimit_N2_New England | REZ Network Export Constraints | 2371147.8244 | 2330859.1348 | 2935393.0547 | 2524228.5543 | 2674464.9821 | 2681905.4463 | -13032266.3394 | -13175480.6514 | -12613532.2183 | -13805093.2153 | -12085317.644 | -12531066.2748 | -15110602.8556 | -15691804.9828 | -19886569.4366 | -19181526.3801 | -18435325.8988 | -18120757.2172 | -18409356.7468 | -18727608.5354 | -18487121.3121 | -18088675.0407 | -18872084.6633 | -18700662.4948
Option 2 AT | ExportLimit_N3_Central-West Orana | REZ Network Export Constraints | 3467501.2591 | 3832002.7977 | -14092721.4776 | -14123674.7754 | -12719564.9128 | -13325800.9483 | -19548369.0172 | -18448251.1091 | -18538687.0388 | -21201450.2402 | -24181410.2044 | -24637343.0497 | -24702423.6027 | -26193183.0439 | -26415831.1328 | -25963449.2235 | -30910783.6211 | -31118429.0303 | -28822785.6844 | -29795002.9096 | -28881753.7431 | -28996628.3011 | -42103437.3336 | -39014196.6239
Option 2 AT | ExportLimit_N4_Broken Hill | REZ Network Export Constraints | 779447.9588 | 1096736.5017 | 1318248.2948 | 1231702.2359 | 1110574.7986 | 1001587.7604 | 974383.9886 | 1003865.0643 | 1082560.2768 | 968093.7878 | 988919.4569 | 954495.2506 | 805831.7753 | 745086.7383 | 777676.2288 | 834669.523 | 777286.9743 | 368379.312 | 342004.6055 | 751663.6564 | 780071.7574 | 799857.3063 | 758539.7749 | 761229.1753
Option 2 AT | ExportLimit_N5_South West NSW | REZ Network Export Constraints | 1524450.2002 | -4263160.8344 | -4605874.2414 | -4736607.5682 | -5242802.7898 | -8642518.6133 | -10963694.9289 | -10839144.5291 | -10700241.6116 | -10845288.3103 | -11113238.0411 | -11135749.1336 | -11324877.8629 | -11926792.0809 | -11502516.9305 | -11536131.3289 | -11654117.8058 | -11574126.892 | -11477166.2961 | -11362204.5208 | -11532957.3884 | -11594746.1409 | -11113609.4424 | -11195961.2805
Option 2 AT | ExportLimit_N6_Wagga Wagga | REZ Network Export Constraints | 910434.9063 | -5377840.191 | -11494382.9372 | -11679024.0615 | -11369680.7153 | -12003578.855 | -12646519.9947 | -12748199.1237 | -12339122.2658 | -12952464.0791 | -13252910.6392 | -13177365.8475 | -13600444.5317 | -13922730.0038 | -13832084.1341 | -13939771.7003 | -14041010.7867 | -14216632.7171 | -14237971.5801 | -14293977.9107 | -14188414.2252 | -14175146.3581 | -14032369.7115 | -14357171.4176
Option 2 AT | ExportLimit_N7_Tumut | REZ Network Export Constraints | -10.794 | -2085619.4108 | -3593772.0553 | -3564205.2125 | -3540402.6088 | -3597433.0231 | -3677308.1584 | -3619791.1112 | -3641647.5385 | -3682600.3721 | -3754023.1358 | -3798065.0785 | -3743892.1095 | -3889187.5444 | -3781197.2101 | -3771734.9497 | -3652359.392 | -3805606.9487 | -3807059.8801 | -3792037.7313 | -3762387.4915 | -3742606.836 | -3618133.6983 | -3564484.5707
Option 2 AT | ExportLimit_N8_Cooma-Monaro | REZ Network Export Constraints | 324546.8912 | 328153.2055 | 674356.2427 | 698117.0861 | 607436.8084 | 565700.7504 | 450378.0961 | 346441.4084 | 159909.0964 | -6337.3128 | 425005.7708 | 219945.4737 | -6363.9142 | -328527.0898 | -505979.4653 | 31329.7923 | 55808.7708 | 9335.0197 | 23906.2101 | -131050.8009 | -110490.2992 | -80561.0286 | -313255.9948 | -201389.7433
Option 2 AT | ExportLimit_N9_Hunter-Central Coast | REZ Network Export Constraints | -41794.5354 | 1648496.7423 | -1329551.8084 | -1894264.7064 | -2975998.0701 | -3121602.0181 | -3504033.4616 | -11790844.8151 | -10694291.7922 | -15334772.397 | -18115475.8051 | -16456725.1176 | -18900260.9831 | -18782438.6798 | -21260507.3765 | -19919902.1053 | -19777941.0303 | -18538422.117 | -19171379.317 | -21459114.4285 | -19643417.635 | -18999266.5445 | -24333454.0547 | -23810897.1912
Option 2 AT | ExportLimit_Q1_Far North Qld | REZ Network Export Constraints | 929109.5812 | 981516.315 | 3408302.1433 | 4162404.9839 | 4320041.3264 | 3966158.2935 | 3702712.9816 | 3102887.5741 | 3031008.6508 | 2940212.5176 | 2583313.4812 | 2856901.7476 | 1008335.0644 | -203874.8832 | -970302.4164 | -880967.4291 | -571550.5981 | -2137677.7616 | -5503628.1928 | -5217896.6179 | -5091358.6334 | -4951341.3333 | -4311443.0514 | -4121405.84
Option 2 AT | ExportLimit_Q2_North Qld Clean Energy Hub | REZ Network Export Constraints | 335604.1115 | 352643.1967 | 3430806.9715 | 3481069.7162 | 3497817.527 | -9018460.7652 | -5571493.365 | -3854184.8845 | -3619276.9111 | -3947541.4485 | -4101033.2094 | -4756291.1231 | -3279512.5562 | -2506983.7802 | -2487271.3248 | -2243031.7158 | -2552240.6517 | -2354869.041 | -2687204.7778 | -2613055.6757 | -2787199.8443 | -3814541.9095 | -3417145.1888 | -2490223.8465
Option 2 AT | ExportLimit_Q5_Barcaldine | REZ Network Export Constraints | 0 | 2.9591 | 375150.7971 | 481659.7889 | 492890.2089 | 472556.0007 | 448336.5487 | 451819.156 | 464369.8388 | 404955.6911 | 420138.1339 | 421876 | 367378.6499 | 384858.1902 | 416131.5211 | 418828.8303 | 427209.2073 | 449477.3795 | -560852.2496 | -1145794.8215 | -1071173.3156 | -984803.5129 | -3415700.0136 | -2968048.4821
Option 2 AT | ExportLimit_Q9_Banana | REZ Network Export Constraints | 36767.5136 | 37655.9323 | 36667.7378 | 32942.3102 | 28372.617 | 27610.8838 | 24242.7053 | 20821.1245 | 23267.8425 | 17206.2243 | 19734.2873 | 19304.3472 | 10586.7524 | 12424.6971 | 13422.6151 | 13181.5818 | 18515.1675 | 0 | 0 | 0 | 0 | 0 | 0 | 0
Option 2 AT | ExportLimit_S2_Riverland | REZ Network Export Constraints | 32425.2937 | -3861623.9854 | -6800928.0359 | -6809425.8454 | -6735650.0707 | -6723670.6224 | -6696714.8762 | -6725640.423 | -6670102.5646 | -6586740.6367 | -6260991.6978 | -6123517.3477 | -5495383.1761 | -5228928.0561 | -4800351.3321 | -5367920.6569 | -5580735.7375 | -6408388.833 | -7814634.4226 | -10654016.7728 | -14086873.2364 | -13738673.3847 | -14708081.8053 | -14197844.1241
Option 2 AT | ExportLimit_S4_Yorke Peninsula | REZ Network Export Constraints | -437.9818 | -472.9883 | -436.9873 | -422.1905 | 0.13887 | 0.14562 | 0.14323 | 0.14205 | 0.1479 | 0.13992 | 251392.7234 | 256336.6289 | 219849.0646 | 228052.533 | 239266.2288 | 237695.2177 | 246225.8869 | 244835.0839 | 258013.3764 | 252157.8149 | 253334.6565 | 280474.7911 | 262556.0226 | 295922.3438
Option 2 AT | ExportLimit_S6_Roxby Downs | REZ Network Export Constraints | 0 | 0 | 0.040066 | 0.045228 | 0.084434 | 0.083497 | 0.085051 | 0.085582 | 0.095593 | 0.092646 | 301715.4999 | 312788.2653 | 1610902.8635 | 1554468.8689 | 1591835.6441 | 1595103.202 | 1591419.5471 | 1609007.2917 | 1647775.7638 | 1676294.8306 | 1632990.5651 | 1638533.9612 | 1485262.5349 | 1678262.2735
Option 2 AT | ExportLimit_S7_Eastern Eyre Peninsula | REZ Network Export Constraints | 562449.2569 | 494214.9922 | 432905.8205 | 536121.7821 | 344184.0384 | 156282.9554 | 126451.6714 | 905143.5636 | 444213.4893 | 289334.9881 | 601110.1132 | 612502.4459 | 439473.439 | 532685.2385 | 575595.6043 | 709757.7341 | 942567.3021 | 597857.5007 | 644156.2984 | 60857.9016 | -335244.0772 | -327322.8549 | -2442405.6698 | -2578839.1267
Option 2 AT | ExportLimit_S8_Western Eyre Peninsula | REZ Network Export Constraints | 0 | 0 | -0.0056177 | -0.0059461 | -0.0071819 | -0.0075966 | -0.0077972 | -0.15078 | -0.15426 | -0.1533 | -0.186 | -0.18896 | -0.20088 | -0.18985 | -0.20963 | -0.20719 | -0.59761 | -0.58354 | -0.49652 | -0.52852 | -0.54356 | -0.53705 | -629442.3473 | -651095.164
Option 2 AT | ExportLimit_T1_North East Tasmania | REZ Network Export Constraints | 0 | 580368.2939 | 816649.2352 | 821830.923 | 594429.2584 | 923977.4242 | 723038.2848 | 430108.2798 | 8894.6131 | -59128.4758 | 105150.0328 | 70684.1672 | 75883.5127 | 635754.5932 | -640831.5826 | -858335.4919 | -1015087.1181 | -1217037.8432 | -1184455.3923 | -1325059.123 | -1627540.4358 | -195387.6422 | 263358.2911 | -128721.6116
Option 2 AT | ExportLimit_T2_North West Tasmania | REZ Network Export Constraints | 390481.1848 | 410842.1305 | 428890.6282 | 470982.6399 | 441019.7228 | 413190.9687 | 438546.497 | 464993.7205 | 439674.6254 | 432987.3074 | 504096.4034 | 481873.7475 | 488557.4217 | 489655.7661 | 392465.7829 | 440610.546 | 446878.7002 | 469723.432 | 426592.0371 | 525731.354 | 511984.0036 | 484097.9054 | 500140.6904 | 526373.663
Option 2 AT | ExportLimit_T3_Central Highlands | REZ Network Export Constraints | 498399.5561 | 915699.4594 | 4071405.3406 | 4456797.9215 | 1881175.8823 | 224196.6222 | 454946.5701 | 548865.3912 | 1097283.1728 | 2514573.9412 | 1847884.9526 | 1459725.867 | 1677541.6074 | 2159048.2874 | 2202847.4434 | 2802604.4049 | 2881278.9042 | 2882652.8507 | 2445833.5625 | 2736968.8175 | 2651478.9997 | 2378882.6035 | 2969160.4564 | 3218619.5457
Option 2 AT | ExportLimit_V1_North West VIC | REZ Network Export Constraints | 1147906.564 | -54639.1343 | 1972188.5679 | 1912302.4268 | 1681982.5238 | -6712161.8017 | -11679087.1384 | -9828953.4093 | -9280979.6695 | -11011994.2631 | -11260739.7106 | -13039340.3565 | -14639371.0102 | -13997331.3449 | -12118107.6687 | -12111838.8842 | -11878487.5152 | -11207160.2531 | -12096753.6691 | -14049647.4494 | -11263070.5742 | -10150146.0034 | -12146048.7292 | -12081467.7833
Option 2 AT | ExportLimit_V2_Central Highlands VIC | REZ Network Export Constraints | 1916967.4981 | 2328737.8051 | 3479563.4367 | 2991565.0075 | 1533241.2991 | 1515980.8639 | 1507285.7131 | 191381.6254 | 256052.7886 | 291016.5238 | -1863569.5538 | -1660906.5719 | -2136214.5073 | 305081.436 | 676607.9723 | 591030.9916 | 297736.7799 | 851573.1981 | 146627.2586 | 776638.9466 | -86115.8211 | 200714.8 | -1388087.1004 | -1007568.0462
Option 2 AT | ExportLimit_V7_Central North VIC | REZ Network Export Constraints | 1561137.1396 | 2011278.0032 | 4035468.9939 | 3837389.5433 | 3941547.2107 | 3678440.5309 | 3408351.7416 | 3575042.3691 | 3839485.749 | 3488978.6591 | 3417591.9096 | 3123895.8361 | 4148652.9024 | 4227039.8578 | 4405260.5749 | 4772953.3711 | 4883966.932 | 4876445.4072 | 4575765.9366 | 4513680.3042 | 4768832.5303 | 4741052.3506 | 4139399.0605 | 4460983.82
Option 2 AT | ExportLimit_V8_Gippsland Offshore | REZ Network Export Constraints | 0 | 0 | 0 | 0 | 0 | -9528931.6899 | -8775003.5043 | -23003185.5427 | -20820100.3425 | -15985950.2438 | -14245181.1595 | -12534083.7191 | -33170214.7425 | -30956028.0612 | -29567947.4898 | -31006792.0264 | -30111817.3455 | -29938360.7082 | -30085647.7406 | -28490545.7851 | -30888373.3999 | -30604311.3791 | -30008167.3229 | -28535189.2086
Option 2 AT | GG H2 Green Commodities Consumption Purchaser | Subregion flexible electricity load for Green Commodities H2 | 0 | 0 | 0 | 0 | 0 | 0 | 0 | 1243.9024 | 2445.4029 | 2896.4216 | 3364.5584 | 3841.3907 | 4350.9383 | 4921.4463 | 5564.488 | 6283.3174 | 7180.2689 | 8177.0081 | 9289.0636 | 10516.127 | 11871.6977 | 13346.9531 | 14777.1429 | 16010.2961
Option 2 AT | Gas Zone Daily Offtake Limit Colongra | Gas Infrastructure Limitations by Gas Zone | 663.6505 | 3459.184 | 615.1938 | 10709.4936 | 6799.2294 | 9814.6419 | 12665.9332 | 9548.6853 | 9426.8921 | 10108.8203 | 11756.1357 | 10247.0285 | 847.7171 | 5149.4754 | 5831.8278 | 6041.0856 | 3380.4531 | 3457.6188 | 3761.4627 | 4987.3002 | 4061.8713 | 5779.2929 | 5673.9227 | 2074.5282
Option 2 AT | Gas Zone Daily Offtake Limit Gippsland | Gas Infrastructure Limitations by Gas Zone | 14724.1 | 14764.44 | 14412.5388 | 8026.7706 | 7418.4781 | 6931.2512 | 5350.7012 | 4745.9614 | 5557.3579 | 5953.1723 | 6027.5255 | 5499.4951 | 2862.652 | 3160.2677 | 3358.2197 | 3147.0419 | 3069.0102 | 3177.1282 | 3102.1177 | 3163.9803 | 3341.4482 | 3268.3325 | 3911.3164 | 2970.9839
Option 2 AT | Gas Zone Daily Offtake Limit Gladstone | Gas Infrastructure Limitations by Gas Zone | 0 | 0 | 0 | 0 | 222.1725 | 216.5281 | 162.0528 | 34.3443 | 98.8457 | 2.7416 | 3.883e-06 | 38.3424 | 1.465 | 3.4359e-06 | 3.449e-06 | 3.5029e-06 | 3.6785e-06 | 3.6923e-06 | 2.1642e-06 | 893.2083 | 7986.7399 | 5799.5462 | 13602.9968 | 21893.144
Option 2 AT | Gas Zone Daily Offtake Limit Kurri Kurri | Gas Infrastructure Limitations by Gas Zone | 117.5203 | 2008.2826 | 1501.3668 | 12074.472 | 11344.0573 | 13234.762 | 15388.6089 | 10887.5931 | 10831.2261 | 11379.0979 | 12594.7239 | 10028.9408 | 1333.6809 | 5323.2594 | 6178.5197 | 6046.6942 | 4365.9152 | 3452.8185 | 4317.4313 | 5072.5574 | 4474.9201 | 5189.6989 | 6248.6951 | 2761.8688
Option 2 AT | Gas Zone Daily Offtake Limit Laverton North | Gas Infrastructure Limitations by Gas Zone | 375.7377 | 1462.6624 | 2903.53 | 907.8959 | 325.4278 | 215.0142 | 305.8996 | 511.6662 | 408.4426 | 1338.399 | 1730.0939 | 1231.7632 | 862.9605 | 1665.7714 | 1944.8997 | 707.5772 | 1763.8186 | 1319.7055 | 2329.665 | 1468.0641 | 972.4726 | 752.5782 | 768.4925 | 91.3187
Option 2 AT | Gas Zone Daily Offtake Limit Melbourne | Gas Infrastructure Limitations by Gas Zone | 3221.8617 | 7646.1592 | 9981.7697 | 6308.6236 | 3681.8386 | 1168.3245 | 3107.0955 | 4853.6879 | 5049.5382 | 4236.1088 | 5295.2849 | 4291.3757 | 2939.114 | 3295.8223 | 2046.4574 | 2258.8101 | 2492.5594 | 1626.559 | 3715.6791 | 3160.4178 | 3344.5219 | 2933.266 | 4651.8485 | 2126.9918
Option 2 AT | Gas Zone Daily Offtake Limit Moomba | Gas Infrastructure Limitations by Gas Zone | 11668.7582 | 616.4247 | 397.0681 | 3861.1902 | 2092.7062 | 1548.3642 | 3187.2128 | 2181.2792 | 2081.974 | 2925.306 | 2562.0495 | 2433.1076 | 966.3233 | 1669.7806 | 1661.7763 | 1536.5474 | 2058.1655 | 926.4384 | 2392.005 | 1525.0136 | 1763.4122 | 1594.4123 | 1316.209 | 781.8035
Option 2 AT | Gas Zone Daily Offtake Limit NQGP | Gas Infrastructure Limitations by Gas Zone | 11857.3217 | 9799.9264 | 836.8078 | 1599.136 | 3197.7514 | 3144.8885 | 1451.2198 | 877.7462 | 678.3569 | 878.9736 | 933.4787 | 1113.0584 | 502.0847 | 503.4602 | 502.0847 | 502.0847 | 502.0847 | 503.4602 | 892.7835 | 502.0847 | 890.5049 | 0 | 0 | 0
Option 2 AT | Gas Zone Daily Offtake Limit Newcastle | Gas Infrastructure Limitations by Gas Zone | 781.1708 | 5467.4666 | 2116.5606 | 22783.9656 | 27180.649 | 32421.0528 | 43779.3308 | 27121.5126 | 27561.1185 | 29205.8793 | 32583.1436 | 28855.7664 | 4917.7723 | 10472.7348 | 12289.6851 | 14441.7566 | 8031.6257 | 6910.4373 | 11742.1637 | 18694.8279 | 24333.662 | 13423.4871 | 23390.7846 | 12792.7561
Option 2 AT | Gas Zone Daily Offtake Limit Northern | Gas Infrastructure Limitations by Gas Zone | 40150 | 40260 | 20973.4169 | 23259.4336 | 18937.0473 | 18465.0774 | 13151.8243 | 9788.7096 | 9832.1744 | 9930.5802 | 6377.6892 | 6221.0768 | 745.7233 | 2353.3765 | 3028.2147 | 2725.4299 | 2654.1178 | 2252.6267 | 4275.024 | 3089.9863 | 10079.272 | 6781.1719 | 15734.8449 | 22550.3377
Option 2 AT | Gas Zone Daily Offtake Limit Port Campbell | Gas Infrastructure Limitations by Gas Zone | 1152.0873 | 2599.2981 | 4896.3705 | 7221.6842 | 7871.2773 | 2621.5388 | 8242.2858 | 9071.2947 | 9089.4839 | 9297.1501 | 9425.6856 | 8236.1571 | 2678.5082 | 4352.1615 | 4442.4896 | 5618.0997 | 5134.5064 | 3104.4304 | 6619.863 | 6035.4664 | 8390.9834 | 1132.2501 | 5790.9783 | 3861.1723
Option 2 AT | Gas Zone Daily Offtake Limit Southern | Gas Infrastructure Limitations by Gas Zone | 66142.172 | 38445.1593 | 41635.4556 | 64713.7917 | 66433.8162 | 57077.1268 | 82787.5164 | 60834.2723 | 62398.4609 | 66311.0301 | 70211.1628 | 56258.3537 | 16706.1609 | 27486.2335 | 28349.5364 | 32744.838 | 25471.0526 | 17752.0687 | 28604.439 | 33768.6194 | 44122.6922 | 24734.219 | 43239.9043 | 25148.7113
Option 2 AT | Gordon Min Gen | Hydro min release | 2754.1387 | 1304.6424 | 868.0692 | 516.789 | 709.2528 | 538.8961 | 985.1677 | 840.1947 | 1320.2404 | 1344.2665 | 1370.9855 | 1228.0497 | 1653.6492 | 1519.1409 | 940.3306 | 876.3391 | 838.0042 | 832.2354 | 1089.337 | 1024.2427 | 1017.737 | 1059.3936 | 1028.8909 | 833.1647
Option 2 AT | ImportGroup_N9_Hydrogen | Group Network Import Constraints | 3083942.0944 | 1961182.802 | -1330504.7581 | -3283550.8433 | -3735766.3745 | -6159155.1855 | -4474879.7811 | -9349629.5995 | -10197186.7796 | -15083186.3886 | -17880636.0712 | -17272506.0273 | -16153649.1345 | -15252666.4656 | -15497679.0035 | -17118215.0091 | -21691301.0941 | -21853381.1103 | -23385765.2357 | -20553432.8895 | -22742291.5725 | -24703228.9867 | -19080718.6562 | -21512445.0486
Option 2 AT | ImportGroup_NSA1 | Group Network Import Constraints | -832482.2447 | -1526541.8282 | -1268796.9674 | -1263246.9434 | -2630741.8243 | -2550409.1642 | -4714163.9315 | -6045547.1072 | -6403521.5849 | -7941431.7277 | -7662534.4247 | -7737848.1471 | -8085922.9636 | -8269234.3047 | -8471268.5634 | -8796022.2409 | -9101807.5908 | -9033376.9221 | -10068443.0632 | -9526138.1071 | -9985745.9566 | -10428674.2386 | -16370693.0927 | -16873927.0279
Option 2 AT | ImportGroup_Q1_Hydrogen | Group Network Import Constraints | 991068.7395 | 1089202.1808 | -1162483.0912 | -1622275.8074 | -1477967.1582 | -1051363.1623 | -692721.195 | 94975.0756 | 298947.3981 | 578291.8854 | 1030475.9121 | 962282.7397 | 2092480.2405 | 2364823.5825 | 2006933.5135 | 1836542.2412 | 1582660.6236 | 1593248.6405 | 1073036.5733 | 207769.4543 | 86111.6316 | 124280.1587 | -505670.1826 | -494528.9335
Option 2 AT | ImportGroup_Q4_Hydrogen | Group Network Import Constraints | -3403710.3326 | -4631786.5879 | -380075.2318 | -154497.9596 | -725465.1744 | -885077.2625 | 532964.5256 | 625708.1388 | 578096.0997 | 479715.424 | -475457.7141 | -529911.6412 | 1011700.629 | 996392.454 | 888085.1079 | 240887.4104 | -217043.257 | -646153.2356 | -767054.6813 | -1253612.5689 | -809481.9383 | -1913630.7867 | -589141.698 | 693316.9333
Option 2 AT | ImportGroup_Q7_Hydrogen | Group Network Import Constraints | -1469905.9153 | -1947718.0862 | -71967.7837 | -2185558.2008 | -2724268.8404 | -2955393.1224 | -5649993.1596 | -4033123.5712 | -4403443.2821 | -8488157.106 | -12117402.3845 | -11825004.9637 | -10845985.9355 | -10665969.8257 | -10586550.8978 | -11284699.2247 | -11278339.6093 | -11269140.7363 | -11569571.7322 | -9560375.4773 | -8894628.4815 | -6690135.2833 | -4158545.0466 | -2292789.3742
Option 2 AT | ImportLimit_DN1_Dubbo | Distribution REZ Import Constraints | 0 | 0 | -8.8835e-07 | -1.0737e-06 | -1.912e-06 | -2.0998e-06 | -0.055915 | -2001253.9928 | -2121301.8867 | -1866770.3481 | -1667716.4507 | -1771770.8713 | -1305853.0784 | -1426202.0176 | -1351895.0241 | -1436060.8614 | -1422207.0748 | -1612187.3688 | -1488248.4804 | -1470238.6127 | -1659183.1868 | -1678306.275 | -1645941.874 | -1642590.5961
Option 2 AT | ImportLimit_DN3_Marulan | Distribution REZ Import Constraints | 0 | 0 | 0 | 0 | -0.12113 | -0.28395 | -0.28456 | -0.27125 | -0.25114 | -0.25071 | -0.21862 | -0.20051 | -0.2068 | -0.18125 | -0.19637 | -0.18567 | -0.1889 | -0.1727 | -0.23319 | -0.23951 | -0.21431 | -0.23851 | -0.22345 | -0.23586
Option 2 AT | ImportLimit_N12_Illawarra | REZ Network Import Constraints | 0 | 0 | -989059.9183 | -935564.8107 | -788036.3243 | -383526.5386 | 271660.9899 | 1351373.1781 | 2845011.6834 | 3799387.4709 | 4761325.1898 | 5694643.9513 | 6681345.6746 | 7794427.971 | 7769959.3431 | 7807503.5816 | 7759609.9668 | 7842427.4333 | 7745629.919 | 7810236.6041 | 7814940.9402 | 7829193.8438 | 7779718.7024 | 7807483.2408
Option 2 AT | ImportLimit_N1_North West NSW | REZ Network Import Constraints | -393580.5225 | -484488.3142 | -496422.9475 | -377506.8787 | -313645.753 | -292812.0397 | -353206.826 | 156304.5227 | -112383.9126 | -98157.6849 | -87204.7383 | -133956.5213 | -23619.6187 | -18190.7762 | 116445.9605 | 43296.4 | -397614.4857 | -436923.2919 | -333260.9117 | -354673.8002 | -301728.2323 | -423580.7458 | -649255.5365 | -557538.2633
Option 2 AT | ImportLimit_N3_Central-West Orana | REZ Network Import Constraints | -3467501.2591 | -3832002.7977 | -18969102.5224 | -42798805.2246 | -44202915.0872 | -44247436.4563 | -47496254.1232 | -51787674.0232 | -51697238.1075 | -53125351.7656 | -55127212.9453 | -54671280.1032 | -54606199.5528 | -53332724.0137 | -52892792.0352 | -54969914.7824 | -54096481.0614 | -54121732.278 | -56184478.9969 | -55212261.7719 | -56125510.9394 | -56243532.9968 | -57852182.305 | -60941423.0144
Option 2 AT | ImportLimit_N8_Cooma-Monaro | REZ Network Import Constraints | -324546.8912 | -328153.2055 | -674356.2427 | -698117.0861 | -607436.8084 | -565700.7507 | -450378.0962 | -346441.4086 | -159909.0966 | 6337.3126 | -425005.7714 | -219945.4745 | 6363.9139 | 328527.0869 | 417503.2695 | -202138.5094 | -231400.3891 | -185407.7127 | -199497.8252 | -135476.4026 | -156036.9044 | -186696.3865 | -97079.2067 | -208945.4582
Option 2 AT | ImportLimit_Q1_Far North Qld | REZ Network Import Constraints | -929109.5812 | -981516.315 | -3408302.1433 | -4162404.9839 | -4320041.3264 | -3966158.2935 | -3702712.9816 | -3102887.5742 | -3031008.6508 | -2940212.5177 | -2583313.4813 | -2856901.7477 | -1821289.645 | -1684423.709 | -2268954.4631 | -2801020.026 | -3110436.8575 | -3432553.5993 | -4285389.9131 | -5441764.2165 | -5568302.2017 | -5737524.052 | -6348217.7836 | -6538254.9951
Option 2 AT | ImportLimit_S3_Mid-North SA | REZ Network Import Constraints | -5251794.5778 | -5043794.3399 | -5479094.4145 | -6590307.0049 | -4814367.3803 | -5590008.1134 | -5353264.1675 | -7176984.9973 | -6808207.2002 | -6546342.2757 | -5693315.9607 | -6813155.8151 | -6466879.6243 | -5156958.5209 | -5618964.0525 | -5261077.4505 | -4609079.9905 | -5728475.2655 | -5347616.9194 | -6785820.1116 | -5657513.3248 | -5555606.3193 | -4944772.2434 | -5407051.4807
Option 2 AT | ImportLimit_S7_Eastern Eyre Peninsula | REZ Network Import Constraints | -562449.2569 | -494214.9922 | -432905.8205 | -536121.7821 | -344184.0392 | -156282.9566 | -126451.6715 | -905143.5639 | -444213.4897 | -289334.9884 | -601110.114 | -612502.4471 | -439473.4392 | -532685.2389 | -575595.6048 | -709757.7347 | -942567.3032 | -597857.5018 | -644156.2985 | -1412010.1164 | -1015908.1377 | -1067013.3747 | -1924064.3451 | -2127683.4842
Option 2 AT | ImportLimit_T1_North East Tasmania | REZ Network Import Constraints | 0 | -580368.2939 | -816649.2352 | -821830.923 | -594429.2584 | -923977.4242 | -723038.2848 | -430108.2798 | -8894.6132 | 59128.4757 | -105150.0329 | -70684.1674 | -75883.5129 | -635754.5937 | 640831.582 | 858335.4912 | 1015087.1174 | 1217037.8424 | 1184455.3923 | 1325059.123 | 1627540.4358 | 195387.6421 | -263358.2911 | 128721.6115
Option 2 AT | ImportLimit_T3_Central Highlands | REZ Network Import Constraints | -498399.5561 | -915699.4594 | -4071405.3406 | -4456797.9215 | -7528855.8823 | -9974436.6222 | -10178546.5701 | -10272465.3912 | -10820883.1728 | -12264813.9412 | -11571484.9526 | -11183325.867 | -11401141.6074 | -11909288.2874 | -11926447.4434 | -12526204.4049 | -12604878.9042 | -12632892.8507 | -12169433.5625 | -12460568.8175 | -12375078.9997 | -12129122.6035 | -12692760.4564 | -12942219.5457
Option 2 AT | ImportLimit_V1_North West VIC | REZ Network Import Constraints | -1147906.564 | -4054160.8657 | -8980188.5679 | -8920302.4268 | -8689982.5238 | -16544798.1983 | -23010512.8616 | -24860646.5907 | -25408620.3305 | -23772645.7372 | -23428860.2896 | -21650259.6438 | -20050228.9899 | -20787308.6553 | -22571492.3316 | -22577761.1162 | -22811112.4855 | -23577479.7478 | -22592846.3309 | -20639952.5506 | -23426529.4258 | -24634493.9966 | -22543551.2709 | -22608132.2168
Option 2 AT | ImportLimit_V5_South West VIC | REZ Network Import Constraints | -9639728.8666 | -12470482.2446 | -13971017.681 | -14927998.5121 | -12802607.9233 | -11720419.5995 | -9823812.9272 | -8499944.5689 | -6213591.7194 | -6485605.0416 | -4261684.9384 | -3877008.8546 | -2458619.049 | -1150811.1833 | -556289.7727 | -912850.5439 | 334274.192 | 376700.8418 | -903790.977 | -2482438.9849 | -291025.6534 | 884727.1895 | 334508.0627 | 447697.8319
Option 2 AT | ImportLimit_V7_Central North VIC | REZ Network Import Constraints | -1561137.1396 | -2011278.0032 | -4035468.9939 | -3837389.5433 | -3941547.2107 | -3678440.5309 | -3408351.7416 | -3575042.3691 | -3839485.749 | -3488978.6593 | -3417591.9101 | -3123895.8369 | -4148652.9027 | -4227039.8584 | -4405260.5756 | -4772953.372 | -4883966.9331 | -4876445.4085 | -4575765.9367 | -4513680.3043 | -4768832.5305 | -4741052.3509 | -4139399.0607 | -4460983.8203
Option 2 AT | Kareeya Min Gen | Hydro min release | 694.702 | 583.0336 | 495.0941 | 484.6814 | 407.464 | 404.2881 | 252.3002 | 260.4089 | 276.0956 | 274.445 | 255.6849 | 237.8789 | 59.364 | 89.5211 | 101.8176 | 107.0535 | 116.9856 | 110.3743 | 119.9239 | 116.3688 | 110.6213 | 136.7618 | 117.7811 | 108.7297
Option 2 AT | Liapootah Min Gen | Hydro min release | 595.5899 | 534.2238 | 393.9748 | 506.7679 | 501.7738 | 376.3817 | 385.6813 | 350.1173 | 342.9058 | 324.6381 | 362.9572 | 464.5745 | 396.3048 | 365.012 | 169.4954 | 163.6136 | 154.3144 | 155.6363 | 204.6982 | 193.6524 | 191.3216 | 200.7701 | 182.017 | 150.9637
Option 2 AT | N >> 11-0_17-0 | NetworkConstraints | 21486329.1293 | 21133681.931 | 25375219.4719 | 23471930.6704 | 22880510.1478 | 23878707.5982 | 22737601.3906 | 21494241.126 | 20322315.2525 | 20017018.4424 | 19535721.2405 | 19028504.317 | 18710631.7074 | 19789166.1037 | 20631324.5074 | 22130399.5428 | 22989149.1878 | 22513519.2769 | 23382442.9301 | 23955175.2184 | 22915527.4633 | 24141610.7625 | 27869842.6044 | 28741873.2298
Option 2 AT | N >> 11-0_39/1 | NetworkConstraints | 0 | 0 | 0 | 0 | 26636908.3361 | 27872824.1281 | 26867322.2788 | 25717850.7998 | 24716088.1832 | 24569824.5761 | 24233452.678 | 23876288.7189 | 23500802.7069 | 24661155.3211 | 25413936.7818 | 27011094.5817 | 27741635.9616 | 27502151.3492 | 28446454.8982 | 29227436.1881 | 28229817.0231 | 29561669.0793 | 33205475.9436 | 34216371.4151
Option 2 AT | N >> 12-0_14-0_R | NetworkConstraints | 41841239.4549 | 44104100.5816 | 45980995.1241 | 52506953.3699 | 52612351.6141 | 54362538.0002 | 55432273.8956 | 57245956.6383 | 57961502.6628 | 58928033.3001 | 59836777.9826 | 60602135.5045 | 59841310.7364 | 61082695.7848 | 61207272.4222 | 64002690.1748 | 63930746.9617 | 65173806.7429 | 66956169.5432 | 68398346.8439 | 68628928.0337 | 70761261.4663 | 73354565.8762 | 75862013.1864
Option 2 AT | N >> 12-0_39-1_R | NetworkConstraints | 49505067.3015 | 52609088.4425 | 55619621.1783 | 60184602.7826 | 0 | 0 | 0 | 0 | 0 | 0 | 0 | 0 | 0 | 0 | 0 | 0 | 0 | 0 | 0 | 0 | 0 | 0 | 0 | 0
Option 2 AT | N >> 12-0_39/1_R | NetworkConstraints | 0 | 0 | 0 | 0 | 56583575.4964 | 58640768.2729 | 59550194.9202 | 61172350.3086 | 61898755.1999 | 62966815.094 | 63988953.4684 | 64847897.6364 | 63864261.7513 | 65257812.6201 | 65275593.1412 | 68085358.336 | 67819086.6045 | 69309015.5005 | 71114855.2139 | 72847478.5395 | 72977303.8175 | 75173834.9585 | 77771026.978 | 80356337.668
Option 2 AT | N >> 16-0_39/1_R | NetworkConstraints | 0 | 0 | 0 | 0 | 29887397.8185 | 31703546.0783 | 31604709.1795 | 31794428.4554 | 32327707.9336 | 33268288.8089 | 34414728.9351 | 35482268.6058 | 32740547.9252 | 33572750.1163 | 32008126.1447 | 31873187.9346 | 29970776.8754 | 32437500.2698 | 32096936.1658 | 33675684.001 | 33010834.7553 | 33662591.5177 | 31522010.9789 | 32557488.0973
Option 2 AT | N >> 16-0_8-0_R | NetworkConstraints | 18427964.2183 | 21015417.3715 | 24397730.7658 | 24000348.0429 | 24494361.8073 | 26218890.497 | 26303579.0513 | 26675611.3476 | 27549340.952 | 28650645.8143 | 30033834.7146 | 31362482.7653 | 28271774.0261 | 28856601.1855 | 26770021.587 | 25961434.7274 | 23511486.0399 | 26441090.5281 | 25638711.8456 | 27214030.7564 | 26664366.6419 | 26930373.5599 | 23170746.6846 | 23934259.4424
Option 2 AT | N >> 17-0_11-0 | NetworkConstraints | 21693326.9998 | 21717723.3364 | 26565094.24 | 24048143.3713 | 24171231.7788 | 25178092.5037 | 23946876.9509 | 22728236.5888 | 21479655.6054 | 21154061.2143 | 20694241.9904 | 20179926.5696 | 19606164.7438 | 20729189.7315 | 21500430.8128 | 22991508.3848 | 23764599.4624 | 23358934.5853 | 24188267.5151 | 24769130.988 | 23647887.1825 | 24906065.7236 | 28580025.9596 | 29518661.3449
Option 2 AT | N >> 17-0_39/1 | NetworkConstraints | 0 | 0 | 0 | 0 | 31216182.3705 | 32526663.1974 | 31297893.5633 | 30249890.5841 | 29061510.0363 | 28889879.1621 | 28645839.8429 | 28301877.9474 | 27178738.4782 | 28485169.4949 | 29010859.8824 | 30604786.1639 | 31060417.3746 | 31076760.2777 | 31919113.89 | 32764269.6245 | 31533196.3598 | 32990414.5666 | 36449744.8108 | 37690823.3737
Option 2 AT | N >> 18-0_5-0 | NetworkConstraints | 0 | 0 | 0 | -2879389.6872 | 0 | 0 | 0 | 0 | 0 | 0 | 0 | 0 | 0 | 0 | 0 | 0 | 0 | 0 | 0 | 0 | 0 | 0 | 0 | 0
Option 2 AT | N >> 18-0_5-0_R | NetworkConstraints | 6522433.1562 | 4449073.0087 | 5182696.8729 | 1815521.8797 | 4566377.3391 | 4977141.3306 | 4723083.2249 | 4481874.1354 | 4444626.5928 | 4623637.6558 | 4812938.6405 | 5004269.0522 | 4423145.384 | 4660493.193 | 4345007.9582 | 4201935.3329 | 3838890.4977 | 4390762.8885 | 4309162.5848 | 4645765.7239 | 4461141.5516 | 4558991.7773 | 4203661.6357 | 4334512.8755
Option 2 AT | N >> 31-0_32-0 | NetworkConstraints | 37291327.0553 | 40234416.0345 | 43111977.8041 | 42995547.563 | 0 | 0 | 0 | 0 | 0 | 0 | 0 | 0 | 0 | 0 | 0 | 0 | 0 | 0 | 0 | 0 | 0 | 0 | 0 | 0
Option 2 AT | N >> 32-0_31-0 | NetworkConstraints | 37291290.4985 | 40234563.1247 | 43112121.3754 | 42995794.3523 | 0 | 0 | 0 | 0 | 0 | 0 | 0 | 0 | 0 | 0 | 0 | 0 | 0 | 0 | 0 | 0 | 0 | 0 | 0 | 0
Option 2 AT | N >> 32/2_31-0 | NetworkConstraints | 0 | 0 | 0 | 0 | 38508218.3884 | 41058332.4737 | 47594996.7656 | 51456834.581 | 57028868.8683 | 60240071.5607 | 62023992.2554 | 65398776.5093 | 63728334.8389 | 64500428.6255 | 63346939.2826 | 66127983.7346 | 66446872.5184 | 69765078.7855 | 70681159.6977 | 71938561.7906 | 74505649.0062 | 76188319.3518 | 72854240.1264 | 74451412.3223
Option 2 AT | N >> 32/2_38/2 | NetworkConstraints | 0 | 0 | 0 | 0 | 38508481.3935 | 41058606.339 | 47595255.3915 | 51457091.3735 | 57029118.3082 | 60240322.179 | 62024248.4272 | 65399030.358 | 63728612.5019 | 64500711.8199 | 63347229.9588 | 66128284.035 | 66447168.5659 | 69765375.4323 | 70681471.5656 | 71938889.1235 | 74505975.3511 | 76188654.7966 | 72854606.8524 | 74451790.6068
Option 2 AT | N >> 38/1_32/1_R | NetworkConstraints | 0 | 0 | 0 | 0 | 70832922.3312 | 74649555.6467 | 80040172.5996 | 83765211.5533 | 88486819.4008 | 91826143.0498 | 94108971.8733 | 97260231.0647 | 97120423.0007 | 98546417.1005 | 97890507.4672 | 101810934.5898 | 101601484.543 | 105147317.9834 | 107509259.4493 | 110304139.4718 | 112449057.1091 | 115248035.8947 | 115075342.763 | 118109493.2442
Option 2 AT | N >> 38/2_32/2 | NetworkConstraints | 0 | 0 | 0 | 0 | 38509635.2059 | 41059807.103 | 47596424.7547 | 51458259.1431 | 57030264.5235 | 60241474.6815 | 62025418.8036 | 65400194.9748 | 63729837.9224 | 64501957.5384 | 63348498.0179 | 66129602.8226 | 66448474.1516 | 69766685.7294 | 70682843.4349 | 71940318.3467 | 74507402.9453 | 76190115.1749 | 72856191.7018 | 74453422.8716
Option 2 AT | N >> 39-1_11-0 | NetworkConstraints | 38190339.276 | 40706007.5554 | 45510099.6333 | 46492236.489 | 0 | 0 | 0 | 0 | 0 | 0 | 0 | 0 | 0 | 0 | 0 | 0 | 0 | 0 | 0 | 0 | 0 | 0 | 0 | 0
Option 2 AT | N >> 39-1_16-0 | NetworkConstraints | 36827794.6899 | 39648155.2592 | 44180790.242 | 45400703.5387 | 0 | 0 | 0 | 0 | 0 | 0 | 0 | 0 | 0 | 0 | 0 | 0 | 0 | 0 | 0 | 0 | 0 | 0 | 0 | 0
Option 2 AT | N >> 39-1_17-0 | NetworkConstraints | 37573831.6793 | 40273154.8248 | 45286121.6812 | 46088326.9084 | 0 | 0 | 0 | 0 | 0 | 0 | 0 | 0 | 0 | 0 | 0 | 0 | 0 | 0 | 0 | 0 | 0 | 0 | 0 | 0
Option 2 AT | N >> 39-1_3W-0 | NetworkConstraints | 38499851.3507 | 40981909.9343 | 45616684.4255 | 46839219.881 | 0 | 0 | 0 | 0 | 0 | 0 | 0 | 0 | 0 | 0 | 0 | 0 | 0 | 0 | 0 | 0 | 0 | 0 | 0 | 0
Option 2 AT | N >> 39-1_5A6-0 | NetworkConstraints | 35691275.1212 | 38471443.1377 | 43104116.834 | 43489051.6941 | 0 | 0 | 0 | 0 | 0 | 0 | 0 | 0 | 0 | 0 | 0 | 0 | 0 | 0 | 0 | 0 | 0 | 0 | 0 | 0
Option 2 AT | N >> 39-1_8-0 | NetworkConstraints | 36745336.961 | 39580984.9268 | 44051653.7984 | 45325082.8054 | 0 | 0 | 0 | 0 | 0 | 0 | 0 | 0 | 0 | 0 | 0 | 0 | 0 | 0 | 0 | 0 | 0 | 0 | 0 | 0
Option 2 AT | N >> 39-1_NIL | NetworkConstraints | 37929504.0106 | 40734643.2024 | 45269989.869 | 46583672.6339 | 0 | 0 | 0 | 0 | 0 | 0 | 0 | 0 | 0 | 0 | 0 | 0 | 0 | 0 | 0 | 0 | 0 | 0 | 0 | 0
Option 2 AT | N >> 39/1_11-0 | NetworkConstraints | 0 | 0 | 0 | 0 | 43005521.2969 | 45057713.1638 | 44547442.5141 | 44267262.2845 | 43981394.9795 | 44526224.6397 | 45054829.5817 | 45464314.4661 | 43787263.7906 | 45221911.6809 | 45035530.1065 | 46635893.5339 | 46190100.4537 | 47433580.6798 | 48302810.2277 | 49886376.4368 | 48978545.2194 | 50605009.8271 | 52642320.9156 | 54344970.4496
Option 2 AT | N >> 39/1_16-0 | NetworkConstraints | 0 | 0 | 0 | 0 | 41954613.8398 | 44020413.1972 | 43716174.9827 | 43713640.871 | 43722155.8936 | 44439852.1381 | 45210102.8579 | 45854555.1343 | 43853256.7021 | 45168218.703 | 44596610.4792 | 45851186.234 | 44973427.9942 | 46632840.077 | 47260783.4737 | 48915115.6289 | 48124300.8428 | 49573168.3888 | 50539106.9656 | 52189379.3021
Option 2 AT | N >> 39/1_17-0 | NetworkConstraints | 0 | 0 | 0 | 0 | 42893191.8314 | 44908301.2714 | 44357345.4298 | 44101399.7183 | 43778336.0715 | 44301217.4253 | 44833523.6761 | 45232652.5209 | 43437113.5279 | 44867336.3585 | 44639667.992 | 46200339.9624 | 45709842.9063 | 46973015.077 | 47798984.9508 | 49354900.6736 | 48417964.2475 | 50030124.6792 | 51984736.4906 | 53693236.6193
Option 2 AT | N >> 39/1_5A6-0 | NetworkConstraints | 0 | 0 | 0 | 0 | 39813334.9347 | 41928080.3377 | 41171424.61 | 40478756.1692 | 40169995.3046 | 40681951.3083 | 41220387.4698 | 41700414.1287 | 39847247.0044 | 41348217.6853 | 40972320.9852 | 42143069.5929 | 41469729.9615 | 42911356.3372 | 43476467.6468 | 45190398.2862 | 44128997.345 | 45589041.9757 | 47126875.599 | 48535211.2329
Option 2 AT | N >> 39/1_8-0 | NetworkConstraints | 0 | 0 | 0 | 0 | 41848729.1415 | 43920926.5799 | 43647963.5198 | 43677475.9674 | 43727365.1942 | 44469333.4368 | 45269034.5641 | 45943828.4676 | 43918439.8771 | 45219275.6786 | 44605958.6436 | 45824011.6941 | 44899144.0048 | 46607095.744 | 47211606.7877 | 48878233.3497 | 48106145.2862 | 49535414.2444 | 50381199.3078 | 52024884.8339
Option 2 AT | N >> 39/1_NIL | NetworkConstraints | 0 | 0 | 0 | 0 | 42915681.0541 | 44976289.9943 | 44646906.0718 | 44614604.201 | 44542873.5081 | 45211443.2109 | 45908155.7296 | 46474644.8666 | 44628248.056 | 45989114.4881 | 45580962.3584 | 47021056.6167 | 46317913.7104 | 47819660.6161 | 48581895.9553 | 50213074.2223 | 49419631.9961 | 50959652.4911 | 52378950.4388 | 54088358.1409
Option 2 AT | N >> 5A5_5P1 | NetworkConstraints | 0 | 0 | -947579.1034 | 11589724.9338 | 16896156.795 | 17005334.9091 | 18533094.3768 | 19584668.2671 | 18668816.9557 | 19648583.7218 | 20559781.6691 | 19872583.7642 | 19705027.5968 | 18925395.5017 | 19005054.655 | 20009154.0193 | 19573613.7017 | 19326417.3705 | 20666262.9821 | 20202550.3536 | 19938815.3804 | 19711519.6656 | 21723717.3814 | 23795605.8631
Option 2 AT | N >> 5H5_5H6 | NetworkConstraints | 0 | 0 | 0 | 27784127.0117 | 45593463.0859 | 47257634.9094 | 52376641.2549 | 57491215.1758 | 60627768.418 | 63037416.0647 | 64832092.928 | 66865820.8446 | 60720515.7611 | 61102896.4872 | 59142996.0897 | 62003095.0959 | 61290339.8991 | 64161150.4913 | 64687580.8702 | 64293309.55 | 65665693.9702 | 66935479.7791 | 63655384.1911 | 66763048.4892
Option 2 AT | N >> 5P1_5A5 | NetworkConstraints | 0 | 0 | 2530997.5437 | 15085335.2245 | 17635186.4714 | 18133449.7417 | 24283531.2636 | 30031674.0353 | 32076101.0785 | 34585821.1192 | 36394817.8613 | 36620156.2652 | 37874339.6959 | 35352013.5448 | 35172974.8616 | 37810977.1621 | 37748825.4857 | 37526484.0124 | 39973988.3685 | 38305025.6455 | 40876447.6513 | 40462432.257 | 40113850.6191 | 43481117.211
Option 2 AT | N >> 5P1_5P2 | NetworkConstraints | 0 | 0 | 3525573.4307 | 12318143.4313 | 11345076.4704 | 11884467.9424 | 18301748.6472 | 24505027.0108 | 27437707.0242 | 29854831.3798 | 31480716.3379 | 32133689.7757 | 33709262.5741 | 31164669.9613 | 30908941.8808 | 33463139.2139 | 33634826.0388 | 33511410.0387 | 35652003.8734 | 33939005.9838 | 37127765.3888 | 36766274.5544 | 35222966.6654 | 38039462.9887
Option 2 AT | N >> 76-0_39/1_R | NetworkConstraints | 0 | 0 | 0 | 0 | 36170735.6149 | 36756520.6862 | 38085106.9578 | 41125423.5146 | 42194108.339 | 43099601.3831 | 44413491.5562 | 45382726.1312 | 43429250.0662 | 43882151.8433 | 42971690.9808 | 44321768.9888 | 43104915.716 | 44881159.7433 | 45625487.4722 | 46362249.1112 | 47029726.9011 | 48131647.4336 | 47309443.6931 | 49320096.1849
Option 2 AT | N >> 76-0_77-0_R | NetworkConstraints | 23650841.8307 | 29860542.1475 | 31507221.105 | 35059929.0534 | 33226952.1961 | 33606286.4638 | 35046866.8581 | 38261627.8665 | 39398193.2163 | 40276955.254 | 41583883.4747 | 42541615.4762 | 40692820.6565 | 41013806.4112 | 40099477.2108 | 41358535.4754 | 40154944.7773 | 41856428.795 | 42554398.9933 | 43143692.7678 | 43940186.0657 | 44925467.178 | 43893247.8771 | 45818604.2984
Option 2 AT | N >> 8-0_16-0_R | NetworkConstraints | 17636602.336 | 20332220.7694 | 23460364.2202 | 23289420.3021 | 23702286.3666 | 25442659.8995 | 25651389.144 | 26144677.8557 | 27186551.0132 | 28383590.4004 | 29886721.9178 | 31337946.2717 | 28133281.7965 | 28652587.6023 | 26384161.851 | 25398633.2213 | 22743970.5206 | 25874386.1983 | 24957084.9023 | 26575344.428 | 26100230.3301 | 26267420.328 | 21973346.6025 | 22689802.2576
Option 2 AT | N >> 8-0_39/1_R | NetworkConstraints | 0 | 0 | 0 | 0 | 28173537.6104 | 30019964.9051 | 30180685.6525 | 30633448.594 | 31523797.1143 | 32666475.4697 | 34065107.3412 | 35395130.1407 | 32423555.4197 | 33110910.3945 | 31158536.02 | 30646175.0578 | 28312562.4108 | 31205719.2537 | 30618623.4599 | 32284161.2937 | 31776101.6869 | 32219885.6526 | 28939266.3965 | 29879609.4284
Option 2 AT | N >> 81-0_82-0 | NetworkConstraints | 27663819.8082 | 32245694.7784 | 16269974.6805 | 0 | 0 | 0 | 0 | 0 | 0 | 0 | 0 | 0 | 0 | 0 | 0 | 0 | 0 | 0 | 0 | 0 | 0 | 0 | 0 | 0
Option 2 AT | N >> 81_82-0 | NetworkConstraints | 0 | 0 | 24155306.1986 | 32500222.7435 | 29089674.7559 | 30837545.303 | 37581804.0446 | 41599331.0595 | 47007475.2225 | 49987982.0059 | 51149672.514 | 54701645.1111 | 42396678.6828 | 43746083.8123 | 40610752.6395 | 43216640.8656 | 43677911.1395 | 47918552.2631 | 46233436.8981 | 45017539.4254 | 46418797.8561 | 47273535.8441 | 39759934.0946 | 41070395.2827
Option 2 AT | N >> 82-0_81 | NetworkConstraints | 0 | 0 | 24237773.2988 | 32659556.707 | 29891797.4662 | 31621246.7047 | 38180989.8036 | 42099366.8404 | 47481448.5149 | 50467647.7994 | 51589674.0714 | 55132714.5017 | 43519679.5621 | 44764276.4272 | 41742906.8427 | 44276055.3497 | 44855509.1281 | 48969669.8019 | 47288833.9786 | 46105367.6655 | 47526014.7197 | 48394201.4839 | 40980250.3117 | 42169230.3149
Option 2 AT | N >> 82-0_81-0 | NetworkConstraints | 28746605.9685 | 33308712.0869 | 16694552.2156 | 0 | 0 | 0 | 0 | 0 | 0 | 0 | 0 | 0 | 0 | 0 | 0 | 0 | 0 | 0 | 0 | 0 | 0 | 0 | 0 | 0
Option 2 AT | N >> 93-0_90-0_R | NetworkConstraints | 2795939.5533 | 6445693.7311 | 12786077.0941 | 2569704.7662 | 388213.084 | 1231521.3034 | 2963605.8529 | 2984561.5777 | 4665935.0945 | 5337319.1712 | 5706840.1788 | 6510943.9943 | 15529652.7308 | 15241010.1605 | 16624258.8953 | 16530922.7579 | 17041260.0572 | 16903949.6905 | 18329528.5402 | 20215343.3433 | 21423028.8042 | 22544724.6417 | 23886807.6533 | 23481628.9258
Option 2 AT | N >> KEMPS_CK_2H1_2_KEMPS_CK_3H1_2 | NetworkConstraints | 5375193.6483 | 3594107.5397 | -1282833.9978 | 11077173.0444 | -11096950.0472 | -11174657.1648 | -9519109.1038 | -8623302.1324 | -7195938.6889 | -6570832.2259 | -6163672.6869 | -5504061.2807 | -4185676.2902 | -4839143.4627 | -5153611.1086 | -5672380.8287 | -5857656.3854 | -5453935.0004 | -5631324.718 | -5690119.2441 | -4695862.3941 | -5160736.1436 | -7244856.7777 | -7678162.1873
Option 2 AT | N >> MT_PIPER_2TH1_2_39/1 | NetworkConstraints | 0 | 0 | 0 | 0 | 14377135.3108 | 16831040.8003 | 18022987.5955 | 17253441.3603 | 17489507.2282 | 18577382.0478 | 19042024.762 | 19236720.5133 | 19074227.8674 | 19271737.9071 | 19032591.558 | 19833643.1676 | 19699340.1522 | 20200431.2681 | 20785339.5654 | 21356796.4212 | 20989528.4866 | 21154756.4953 | 22020232.9065 | 22958500.6225
Option 2 AT | N >> MT_PIPER_2TH1_2_MT_PIPER_1TH1_2 | NetworkConstraints | 4802352.852 | 4394588.5004 | 8869229.3716 | 9635707.0664 | 10224889.136 | 12408677.8282 | 13580050.021 | 12844399.6609 | 13076811.5741 | 14065208.0394 | 14453287.4267 | 14592926.7667 | 14590927.7055 | 14667234.2294 | 14471592.4431 | 15120604.0648 | 15050183.9985 | 15406013.6079 | 15903960.5284 | 16316656.4406 | 16030182.876 | 16060492.388 | 16773060.4118 | 17531339.63
Option 2 AT | N >> SCRK_1TH1_2_SCRK_2TH1_2_R | NetworkConstraints | 0 | 0 | 0 | 0 | 56127386.959 | 58956263.554 | 63134405.8781 | 66420713.5747 | 70029968.1255 | 72608634.0649 | 74524624.5055 | 76715873.3089 | 79446233.0296 | 80164025.67 | 80337796.944 | 83667484.8068 | 83611044.904 | 85766298.5793 | 88512861.4896 | 91004674.0432 | 93248967.2317 | 95458835.6398 | 96832716.9275 | 99389751.0924
Option 2 AT | NNSW H2 Domestic Consumption Purchaser | Subregion flexible electricity load for Domestic H2 | 0 | 0 | 0 | 0 | 21.6393 | 74.56 | 169.8534 | 316.5593 | 516.0579 | 645.9686 | 776.1379 | 912.7607 | 1048.5929 | 1178.372 | 1285.6981 | 1380.5864 | 1475.3821 | 1558.518 | 1626.6301 | 1701.8386 | 1774.1607 | 1848.4446 | 1912.6829 | 1979.5514
Option 2 AT | NQ H2 Domestic Consumption Purchaser | Subregion flexible electricity load for Domestic H2 | 0 | 0 | 0 | 0 | 7.4564 | 25.1497 | 58.4776 | 112.2114 | 190.0607 | 245.7186 | 299.1923 | 350.4521 | 396.4421 | 436.3537 | 463.1799 | 486.7014 | 511.2607 | 531.5406 | 549.4491 | 580.715 | 618.675 | 670.4386 | 736.0663 | 815.3579
Option 2 AT | NSA H2 Domestic Consumption Purchaser | Subregion flexible electricity load for Domestic H2 | 0 | 0 | 0 | 0 | 44.9471 | 90.3243 | 128.6089 | 170.4029 | 219.5214 | 233.7189 | 252.2383 | 291.1136 | 329.5429 | 366.97 | 397.2459 | 423.9214 | 450.6707 | 473.7383 | 490.6066 | 510.9479 | 530.5014 | 550.2589 | 568.1163 | 590.4136
Option 2 AT | NSA H2 Green Commodities Consumption Purchaser | Subregion flexible electricity load for Green Commodities H2 | 0 | 0 | 0 | 0 | 2676.7909 | 2640.4776 | 2604.6556 | 2569.2974 | 4332.1964 | 4273.4207 | 4215.4507 | 4158.2627 | 4101.8524 | 4046.2109 | 3991.3093 | 3937.1654 | 4645.3783 | 5291.2879 | 6011.6174 | 6806.8696 | 7684.8073 | 8639.695 | 9565.6744 | 10363.5836
Option 2 AT | NSW EIR Gen | Policies NSW | 0 | 5234.8832 | 21443.5259 | 38439.892 | 40027.1116 | 42714.1116 | 55046.9237 | 64858.7427 | 70612.4225 | 82279.8993 | 91161.6668 | 91915.2525 | 115439.4812 | 119936.3675 | 133383.6377 | 138447.1462 | 145068.9198 | 146468.6641 | 146468.6642 | 149803.3932 | 150372.8976 | 151937.13 | 175535.2253 | 175535.2254
Option 2 AT | NSW EIR Storage MW | Policies NSW | 1.825e-05 | 86.1044 | 726.8636 | 1251.7361 | 1251.7362 | 1632.6669 | 2355.41 | 3693.7479 | 4314.9773 | 4801.9605 | 4801.9605 | 4801.9605 | 6393.0575 | 7968.0747 | 9181.5258 | 9181.5259 | 10858.127 | 12832.1211 | 12832.121 | 12832.121 | 12832.121 | 12746.0166 | 12911.8972 | 12387.0247
Option 2 AT | NSW EIR Storage MWh | Policies NSW | 0.0001533 | 688.8354 | 5814.909 | 10013.8891 | 10013.8892 | 13061.3349 | 18843.28 | 29549.9829 | 34519.8183 | 38415.6836 | 38415.6837 | 38415.6837 | 51144.46 | 63744.5976 | 73452.2064 | 73452.2073 | 86865.0159 | 102656.9686 | 102656.9685 | 102656.9685 | 102656.9684 | 101968.1332 | 103295.1781 | 99096.1981
Option 2 AT | PEC and Heywood Export | Special Constraints | -2020294.9488 | 1233158.2857 | 1330567.5971 | 2458932.3602 | 2346194.1754 | 1837615.23 | 1924433.314 | 1530479.0674 | 1577377.0147 | 1569780.1852 | 1428425.8472 | 590832.3117 | 230548.5188 | 320331.3611 | 388289.2807 | 386440.2741 | 501433.1168 | 184978.8915 | 345967.9503 | 188865.0391 | 369344.2416 | 322067.6807 | 481758.1983 | 306597.9864
Option 2 AT | PEC and Heywood Import | Special Constraints | 2020294.9488 | -1233158.2857 | -1330567.5971 | -2458932.3602 | -2346194.1754 | -1837615.23 | -1924433.314 | -1530479.0674 | -1577377.0147 | -1569780.1852 | -1428425.8472 | -590832.3117 | -230548.5188 | -320331.3611 | -388289.2807 | -386440.2741 | -501433.1168 | -184978.8915 | -345967.9503 | -188865.0391 | -369344.2416 | -322067.6807 | -481758.1983 | -306597.9864
Option 2 AT | Poatina Min Gen | Hydro min release | 1137.4111 | 2197.3823 | 1859.45 | 906.3991 | 1030.0959 | 783.5395 | 1003.5557 | 1144.6125 | 1324.1651 | 1213.4994 | 1256.8221 | 1235.4805 | 1928.6901 | 2185.8174 | 745.736 | 734.7347 | 685.0184 | 668.9544 | 897.5684 | 840.0627 | 848.8791 | 880.5854 | 810.0046 | 642.5042
Option 2 AT | Powering Australia Plan | Policies NEM | 0 | 2243.5221 | 28237.9081 | 21849.5965 | 0 | 0 | 0 | 0 | 0 | 0 | 0 | 0 | 0 | 0 | 0 | 0 | 0 | 0 | 0 | 0 | 0 | 0 | 0 | 0
Option 2 AT | REZ Access Scheme N3 | Policies NSW | 0 | 0.00011712 | 1496.3226 | 7344.6121 | 7700 | 7700 | 7700 | 7700 | 7700 | 7700 | 7700 | 7700 | 7700 | 7700 | 7700 | 7700 | 7700 | 7700 | 7700 | 7700 | 7700 | 7700 | 7700 | 7700
Option 2 AT | REZ Access Scheme N5 | Policies NSW | 0 | 9.882e-05 | 1185.4871 | 1185.4871 | 1185.4873 | 1185.4873 | 1185.4873 | 1185.4873 | 1185.4873 | 1185.4873 | 1185.4873 | 1185.4873 | 1185.4873 | 1185.4873 | 1185.4873 | 1185.4873 | 1185.4873 | 1185.4873 | 1185.4873 | 1185.4873 | 1185.4873 | 1185.4873 | 2211.9989 | 2211.9989
Option 2 AT | REZ Landholder_NSW | Landholder Payments | 0 | 0 | 0 | 0 | 0 | 0.50697 | 10.3995 | 60.2107 | 77.0175 | 147.0118 | 207.2976 | 207.2976 | 221.5014 | 221.5014 | 246.558 | 274.4179 | 325.7965 | 328.4047 | 331.845 | 336.6368 | 345.6578 | 402.2196 | 471.6605 | 471.6605
Option 2 AT | REZ Landholder_QLD | Landholder Payments | 0 | 0 | 0 | 0 | 0 | 0 | 0 | 0 | 0 | 0 | 0 | 0 | 63.4467 | 86.4752 | 122.8602 | 159.3584 | 159.3584 | 199.6626 | 490.4164 | 641.2177 | 641.2177 | 641.2177 | 1066.4987 | 1066.4987
Option 2 AT | REZ Landholder_VIC | Landholder Payments | 0 | 0 | 0 | 0 | 0 | 0 | 0 | 63.9663 | 66.4563 | 66.4563 | 133.8909 | 133.8909 | 133.8909 | 133.8909 | 133.8909 | 133.8909 | 133.8909 | 133.8909 | 133.8909 | 156.3408 | 156.3408 | 156.3408 | 239.9771 | 239.9771
Option 2 AT | ResourceLimit_DN1_Solar | Resource Limits for DREZ | 0 | 0 | 3.65e-06 | 7.3e-06 | 1.095e-05 | 1.464e-05 | 4.015e-05 | 805.5594 | 820.831 | 859.1972 | 882.3258 | 882.3258 | 882.3258 | 980.216 | 1018.6299 | 1018.6299 | 1018.6299 | 1018.6299 | 1018.6299 | 1051.9435 | 1051.9435 | 1051.9435 | 1320 | 1320
Option 2 AT | ResourceLimit_DN3_Solar | Resource Limits for DREZ | 0 | 0 | 0 | 0 | 2.92e-05 | 4.392e-05 | 4.38e-05 | 4.38e-05 | 4.015e-05 | 4.392e-05 | 4.38e-05 | 3.65e-05 | 4.38e-05 | 4.392e-05 | 4.38e-05 | 4.38e-05 | 4.38e-05 | 3.66e-05 | 5.475e-05 | 5.475e-05 | 5.475e-05 | 5.49e-05 | 5.475e-05 | 4.745e-05
Option 2 AT | ResourceLimit_N12_Wind Medium | Resource Limits for REZ | 0 | 0 | 357 | 357 | 357 | 357 | 357 | 357 | 357 | 357 | 357 | 357 | 357 | 357 | 357 | 357 | 357 | 357 | 357 | 357 | 357 | 357 | 357 | 357
Option 2 AT | ResourceLimit_N2_Solar | Resource Limits for REZ | 0 | 1.464e-05 | 1.46e-05 | 3.285e-05 | 3.285e-05 | 4.392e-05 | 4.38e-05 | 4.38e-05 | 4.015e-05 | 4.392e-05 | 4.38e-05 | 4.745e-05 | 1272.0825 | 1272.0825 | 1272.0825 | 1272.0825 | 1272.0825 | 1581.4973 | 1581.4973 | 1581.4973 | 1581.4973 | 1581.4973 | 1581.4973 | 1581.4973
Option 2 AT | ResourceLimit_N2_Wind Medium | Resource Limits for REZ | 0 | 0 | 2.92e-05 | 5.11e-05 | 5.11e-05 | 5.856e-05 | 511.5976 | 511.5976 | 511.5976 | 511.5976 | 1208.0152 | 1208.0152 | 1208.0152 | 1208.0152 | 1208.0152 | 1414.9742 | 1871.1684 | 2025.0591 | 2025.0591 | 2025.0591 | 2025.0591 | 2025.0591 | 2502.7461 | 2502.7461
Option 2 AT | ResourceLimit_N3_Solar | Resource Limits for REZ | 0 | 5.856e-05 | 396.3223 | 3496.9473 | 3496.9473 | 3496.9473 | 5365.5286 | 5365.5286 | 5365.5286 | 6120.01 | 6120.01 | 6120.01 | 6120.01 | 6120.01 | 6120.01 | 6435.3136 | 7225.9108 | 7225.9108 | 7225.9108 | 7225.9108 | 7225.9108 | 7225.9108 | 9583.0091 | 9583.0091
Option 2 AT | ResourceLimit_N3_Wind Medium | Resource Limits for REZ | 0 | 0 | 0.0002263 | 2747.6648 | 3103.0527 | 3198.8142 | 3198.8142 | 3818.1308 | 3818.1308 | 3818.1308 | 4824.3328 | 4824.3328 | 4824.3328 | 4824.3328 | 4824.3328 | 4824.3328 | 4824.3328 | 4824.3328 | 4824.3328 | 4824.3328 | 4824.3328 | 4824.3328 | 5368.1709 | 5368.1709
Option 2 AT | ResourceLimit_N5_Solar | Resource Limits for REZ | 0 | 5.49e-05 | 8.76e-05 | 8.76e-05 | 0.00028835 | 0.0002928 | 0.000292 | 0.000292 | 0.000292 | 0.00028914 | 0.000292 | 0.00028835 | 0.000292 | 0.00028914 | 0.000292 | 0.000292 | 0.000292 | 0.00028914 | 0.000292 | 0.000292 | 0.000292 | 0.00028914 | 1026.5119 | 1026.5119
Option 2 AT | ResourceLimit_N5_Wind Medium | Resource Limits for REZ | 0 | 0 | 0.0001971 | 0.0001971 | 0.0001971 | 0.00019764 | 0.0001971 | 0.0001971 | 0.0001971 | 0.00019764 | 0.0001971 | 0.0001971 | 0.0001971 | 0.00019764 | 0.0001971 | 0.0001971 | 0.0001971 | 0.00019764 | 0.0001971 | 0.0001971 | 0.0001971 | 0.00019764 | 0.0001971 | 0.0001971
Option 2 AT | ResourceLimit_N8_Wind Medium | Resource Limits for REZ | 0 | 0 | 8.395e-05 | 8.76e-05 | 9.125e-05 | 0.00013542 | 0.00013505 | 0.00013505 | 0.0001387 | 0.00013542 | 200 | 200 | 200 | 200 | 200 | 200 | 200 | 200 | 200 | 200 | 200 | 200 | 200 | 200
Option 2 AT | ResourceLimit_N9_Solar | Resource Limits for REZ | 0 | 953 | 1888.1168 | 2183.8271 | 2183.8271 | 2708.4258 | 2859.3355 | 3883.3461 | 6075.6011 | 9116.2439 | 9314.5267 | 9617.3779 | 12063.6309 | 13316.8389 | 18054.5879 | 18293 | 18293 | 18293 | 18293 | 18293 | 18293 | 18293 | 18293 | 18293
Option 2 AT | ResourceLimit_N9_Wind Medium | Resource Limits for REZ | 0 | 0 | 1000 | 1000 | 1000 | 1478.7372 | 1478.7372 | 2264.141 | 2264.141 | 3345.1588 | 4167.91 | 4167.91 | 4167.91 | 4167.91 | 4167.91 | 4167.91 | 4167.91 | 4167.91 | 4167.91 | 4167.91 | 4167.91 | 4167.91 | 4167.91 | 4167.91
Option 2 AT | ResourceLimit_Q8a_Solar | Resource Limits for REZ | 0 | 1509.5385 | 1509.5385 | 2113.8599 | 2113.8599 | 2113.86 | 2113.86 | 2113.86 | 2113.86 | 2113.86 | 2113.86 | 2113.86 | 2113.86 | 2113.86 | 2113.86 | 2113.86 | 2113.86 | 2113.86 | 2113.86 | 2113.86 | 2275.81 | 2275.81 | 2797 | 2797
Option 2 AT | ResourceLimit_Q8b_Wind Medium | Resource Limits for REZ | 0 | 0 | 325.0622 | 325.0623 | 325.0623 | 325.0623 | 325.0623 | 325.0623 | 325.0623 | 369.97 | 369.97 | 369.97 | 369.97 | 369.97 | 369.97 | 369.97 | 369.97 | 369.97 | 369.97 | 369.97 | 369.97 | 369.97 | 369.97 | 369.97
Option 2 AT | ResourceLimit_Q8c_Solar | Resource Limits for REZ | 0 | 9.15e-05 | 9.855e-05 | 383.2741 | 383.2741 | 383.2741 | 1420.7726 | 1740.8376 | 2057.6 | 2057.6 | 2057.6 | 2057.6 | 2057.6 | 2057.6 | 2057.6 | 2057.6 | 2057.6 | 2057.6 | 2057.6 | 2057.6 | 2057.6 | 2057.6 | 2057.6 | 2690.8597
Option 2 AT | ResourceLimit_Q8c_Wind Medium | Resource Limits for REZ | 0 | 0 | 1008 | 1008 | 1008 | 1008 | 1008 | 1008 | 1008 | 1008 | 1299.0968 | 2787.6173 | 2787.6173 | 2787.6173 | 2787.6173 | 2787.6173 | 3223.4612 | 3223.4612 | 3223.4612 | 3223.4612 | 3223.4612 | 3223.4612 | 3571.0866 | 3571.0866
Option 2 AT | ResourceLimit_S3_Solar | Resource Limits for REZ | 0 | 6.954e-05 | 7.3e-05 | 8.03e-05 | 0.29063 | 0.29063 | 256.5123 | 311.2621 | 311.2621 | 375.9659 | 712.5287 | 712.5287 | 712.5287 | 1240.383 | 1300 | 1300 | 1300 | 1300 | 1300 | 1300 | 1300 | 1300 | 1886.0758 | 1886.0758
Option 2 AT | ResourceLimit_S5_Solar | Resource Limits for REZ | 0 | 581.6299 | 581.6299 | 581.6299 | 1215.9437 | 1215.9437 | 2133.7861 | 2419.6344 | 2419.6344 | 3233.2073 | 3233.2073 | 3233.2073 | 3750.7938 | 4518.7764 | 4923 | 4923 | 5334.8712 | 5334.8712 | 5334.8712 | 5334.8712 | 6084.1199 | 6084.1199 | 10922.2516 | 10922.2516
Option 2 AT | ResourceLimit_S6_Wind Medium | Resource Limits for REZ | 0 | 0 | 1.46e-05 | 1.46e-05 | 2.92e-05 | 2.928e-05 | 2.92e-05 | 2.92e-05 | 3.285e-05 | 3.294e-05 | 100.8896 | 100.8896 | 554.1814 | 554.1814 | 554.1814 | 554.1814 | 554.1814 | 554.1814 | 560.9434 | 560.9434 | 560.9434 | 560.9434 | 560.9434 | 560.9434
Option 2 AT | ResourceLimit_T1_Solar | Resource Limits for REZ | 0 | 312.833 | 312.833 | 312.833 | 312.833 | 312.833 | 312.833 | 312.833 | 312.833 | 312.833 | 312.833 | 312.833 | 312.833 | 312.833 | 312.833 | 312.833 | 312.833 | 312.833 | 312.833 | 312.833 | 312.833 | 312.833 | 312.833 | 312.833
Option 2 AT | ResourceLimit_T3_Solar | Resource Limits for REZ | 0 | 4.026e-05 | 4.015e-05 | 4.015e-05 | 4.015e-05 | 4.026e-05 | 4.015e-05 | 4.015e-05 | 4.015e-05 | 4.026e-05 | 4.015e-05 | 4.015e-05 | 4.015e-05 | 4.392e-05 | 4.38e-05 | 4.015e-05 | 4.38e-05 | 4.026e-05 | 4.015e-05 | 4.015e-05 | 4.015e-05 | 4.026e-05 | 4.38e-05 | 4.38e-05
Option 2 AT | ResourceLimit_T3_Wind Medium | Resource Limits for REZ | 0 | 0 | 1.46e-05 | 2.19e-05 | 2.555e-05 | 50.989 | 50.989 | 50.989 | 155.2957 | 489.792 | 489.792 | 489.792 | 489.792 | 639.1043 | 639.1044 | 864.3213 | 864.3213 | 864.3213 | 864.3213 | 873.6852 | 873.6852 | 873.6852 | 1130.6828 | 1130.6828
Option 2 AT | ResourceLimit_V1_Solar | Resource Limits for REZ | 0 | 257.8657 | 257.8657 | 257.8657 | 257.8657 | 257.8657 | 875.5991 | 2027.3936 | 2027.3936 | 2881.0981 | 3016 | 3016 | 3809.5841 | 9404.962 | 11240.4519 | 11268.698 | 11268.698 | 11268.698 | 11268.698 | 11268.698 | 11807.0195 | 11807.0195 | 14360.3368 | 14360.3368
Option 2 AT | ResourceLimit_V1_Wind Medium | Resource Limits for REZ | 0 | 0 | 726.4572 | 726.4572 | 726.4572 | 726.4572 | 726.4572 | 726.4572 | 726.4572 | 726.4572 | 1046.8954 | 1046.8954 | 1131 | 1131 | 1131 | 1131 | 1131 | 1131 | 1131 | 1131 | 1392.1823 | 1392.1823 | 1392.1823 | 1392.1823
Option 2 AT | ResourceLimit_V2_Wind Medium | Resource Limits for REZ | 0 | 0 | 52.8669 | 287.8375 | 287.8375 | 287.8375 | 287.8375 | 817.3667 | 827.7092 | 827.7092 | 1311.4083 | 1311.4083 | 1311.4083 | 1311.4083 | 1311.4083 | 1311.4083 | 1311.4083 | 1311.4083 | 1336.4882 | 1748.2206 | 1748.2206 | 1748.2206 | 2648.364 | 2648.364
Option 2 AT | ResourceLimit_V4_Solar | Resource Limits for REZ | 0 | 0.00019032 | 0.0001898 | 0.0001898 | 0.00019345 | 0.00019398 | 0.00019345 | 0.00019345 | 0.00019345 | 0.0001647 | 0.00019345 | 0.0001898 | 0.000219 | 3086.4431 | 3086.4431 | 3086.4431 | 3086.4431 | 3086.4431 | 3086.4431 | 3086.4431 | 3086.4431 | 3086.4431 | 3992.7538 | 3992.7538
Option 2 AT | ResourceLimit_V4_Wind Medium | Resource Limits for REZ | 0 | 0 | 0.0002409 | 112.2955 | 112.2955 | 112.2955 | 112.2955 | 112.2955 | 112.2955 | 112.2955 | 1339.2058 | 1339.2058 | 1339.2058 | 1339.2058 | 1339.2058 | 1339.2058 | 1339.2058 | 1339.2058 | 1604 | 1604 | 1604 | 1604 | 1604 | 1604
Option 2 AT | ResourceLimit_V5_Wind Medium | Resource Limits for REZ | 0 | 0 | 0.00012775 | 0.00012775 | 0.00012775 | 0.0001281 | 0.0001314 | 0.00012775 | 0.0001314 | 0.00013176 | 0.0001314 | 0.0001314 | 0.0001314 | 0.00013176 | 0.0001314 | 0.0001314 | 0.0001314 | 0.00013176 | 852.0774 | 1599 | 1599 | 1608.2455 | 2150.605 | 2150.605
Option 2 AT | ResourceLimit_V7_Wind Medium | Resource Limits for REZ | 0 | 0 | 408 | 408 | 408 | 408 | 408 | 408 | 408 | 408 | 408 | 408 | 742.2401 | 742.2401 | 742.2401 | 742.2401 | 742.2401 | 742.2401 | 742.2401 | 742.2401 | 742.2401 | 742.2401 | 742.2401 | 742.2401
Option 2 AT | SA Firming | Policies SA | 0 | 0 | 318.86 | 318.86 | 564.86 | 564.86 | 629.9233 | 1211.914 | 1211.914 | 1311.3016 | 1353.3756 | 1353.3756 | 2168.9849 | 2697.2584 | 3341.8542 | 3341.8542 | 3618.8796 | 3794.9341 | 3849.2762 | 4153.8277 | 5272.4354 | 5643.501 | 8748.2538 | 8975.1688
Option 2 AT | SESA H2 Domestic Consumption Purchaser | Subregion flexible electricity load for Domestic H2 | 0 | 0 | 0 | 0 | 55.5843 | 60.2074 | 85.722 | 113.6193 | 146.365 | 155.8126 | 168.1849 | 194.0757 | 219.73 | 244.6206 | 264.8306 | 282.6143 | 300.4471 | 315.808 | 327.0624 | 340.6493 | 353.6329 | 366.8394 | 378.7614 | 393.6264
Option 2 AT | SEV H2 Domestic Consumption Purchaser | Subregion flexible electricity load for Domestic H2 | 0 | 0 | 0 | 0 | 35.405 | 125.3037 | 284.0971 | 524.6614 | 831.4179 | 1003.7103 | 1154.0387 | 1302.4764 | 1437.1614 | 1555.8777 | 1643.6809 | 1718.2636 | 1796.0086 | 1863.5029 | 1915.2637 | 1974.1807 | 2028.2529 | 2083.6797 | 2137.416 | 2214.7157
Option 2 AT | SNSW H2 Domestic Consumption Purchaser | Subregion flexible electricity load for Domestic H2 | 0.41714 | 0.366 | 0.365 | 0.365 | 21.6393 | 74.56 | 169.8534 | 316.5593 | 516.0579 | 645.9686 | 776.1379 | 912.7607 | 1048.5929 | 1178.372 | 1285.6981 | 1380.5864 | 1475.3821 | 1558.518 | 1626.6301 | 1701.8386 | 1774.1607 | 1848.4446 | 1912.6829 | 1979.5514
Option 2 AT | SNW Firming | Policies NSW | 0.0001168 | 936.7367 | 936.7368 | 1316.4378 | 2166.3202 | 2269.5365 | 2882.2765 | 2918.1417 | 2918.1417 | 2918.1417 | 2918.1417 | 2918.1417 | 5302.5752 | 5302.5752 | 5302.5752 | 5302.5753 | 5782.495 | 6550.5623 | 6550.5623 | 6550.5623 | 6550.5622 | 5613.8256 | 5613.8255 | 5234.1245
Option 2 AT | SNW H2 Domestic Consumption Purchaser | Subregion flexible electricity load for Domestic H2 | 2.92 | 2.8757 | 2.8416 | 2.8157 | 151.3707 | 521.946 | 1189.1046 | 2215.7586 | 3612.4571 | 4521.7546 | 5432.9379 | 6389.2207 | 7340.2021 | 8248.5251 | 8999.8603 | 9664.2093 | 10327.5186 | 10909.5743 | 11386.386 | 11912.8179 | 12419.2814 | 12939.164 | 13388.8054 | 13856.7557
Option 2 AT | SNW H2 Green Commodities Consumption Purchaser | Subregion flexible electricity load for Green Commodities H2 | 0 | 0 | 0 | 0 | 0 | 0 | 0 | 959.9247 | 1512.0689 | 1840.9277 | 2203.8317 | 2575.5557 | 2969.0937 | 3390.494 | 8328.3164 | 8215.3474 | 8640.3869 | 8692.7493 | 8753.2411 | 8817.4559 | 8972.352 | 10085.535 | 11118.3309 | 12039.161
Option 2 AT | SQ H2 Domestic Consumption Purchaser | Subregion flexible electricity load for Domestic H2 | 0 | 0 | 0 | 0 | 34.7793 | 117.3823 | 272.8084 | 523.7229 | 886.8979 | 1146.6866 | 1396.2134 | 1635.5129 | 1849.9243 | 2036.3086 | 2161.5056 | 2271.2907 | 2385.9529 | 2480.6097 | 2564.0963 | 2710.0207 | 2887.2021 | 3128.6437 | 3435.0286 | 3805.0729
Option 2 AT | SRET | Policies SA | 0 | 1.4463e-06 | 2.118e-08 | 5.4548e-07 | 2.2993e-05 | 465.947 | 3.6337e-05 | 3.0855e-06 | 3.7498e-06 | 4.6035e-05 | 2.5896e-06 | 5.5755e-06 | 1.365e-05 | 1.3017e-05 | 1.3063e-05 | 1.3482e-05 | 1.6932e-05 | 1.6615e-05 | 5.84e-06 | 4.1425e-06 | 3.4807e-06 | 3.9778e-06 | 6.5017e-06 | 6.6741e-06
Option 2 AT | Shared Upgrade_CNSW-SNW Option 3 - Stage 2 | Shared REZ Upgrades | 0 | 0 | 0 | 0 | 0 | 0 | 0 | 0 | 0 | 0 | 0 | 0 | 0 | 0 | 0 | 0 | 0 | 0 | 0 | 0 | 0 | 0 | 0 | 0
Option 2 AT | Snowy 2.0 - Gen | Special Constraints | 0 | 0 | 1640934.2509 | 4952884.2264 | 5192405.9063 | 5327922.9684 | 5353420.5812 | 5493680.9237 | 5749968.4798 | 5698210.1273 | 4403092.8155 | 4921457.3047 | 3941347.6951 | 3158327.9737 | 3044295.1219 | 3120380.498 | 3725095.0504 | 3832315.1772 | 2987821.2894 | 2958412.7697 | 3209763.0438 | 3950885.5732 | 3319950.5461 | 2954122.5684
Option 2 AT | Snowy 2.0 - Pump | Special Constraints | 0 | 0 | 2586637.5462 | 6473039.9893 | 6745936.9134 | 7256630.3848 | 7095390.8927 | 7475956.9051 | 8072425.769 | 7651194.7086 | 6093776.0721 | 6270216.5253 | 5658877.1964 | 4035571.4759 | 4047487.9867 | 4476158.9213 | 4982011.5766 | 4804949.0703 | 4122002.4795 | 3984784.667 | 4112084.1731 | 5434658.4939 | 4349479.3051 | 4075534.8429
Option 2 AT | Sys Strength Requirement - Efficient Level CNSW | System Strength Requiements- Efficient | 0 | 0 | -7.3e-06 | 0 | -3.285e-05 | -1.098e-05 | -3.65e-06 | -3.65e-06 | -3.65e-06 | -3.66e-06 | -3.65e-06 | -7.3e-06 | -1.095e-05 | -1.098e-05 | -7.3e-06 | -2.92e-05 | -2.19e-05 | -2.196e-05 | -7.3e-06 | 0 | 0 | 0 | -3.65e-06 | 0
Option 2 AT | Sys Strength Requirement - Efficient Level CQ | System Strength Requiements- Efficient | 0 | -1.098e-05 | -3.65e-06 | -1.095e-05 | -1.46e-05 | -2.928e-05 | -1.095e-05 | -3.65e-06 | -3.65e-06 | -7.32e-06 | -3.65e-06 | -3.65e-06 | -1.095e-05 | 0 | 0 | -7.3e-06 | -2.92e-05 | -1.83e-05 | -6.205e-05 | -6.57e-05 | -2.555e-05 | 0.0015445 | -2.19e-05 | -2.19e-05
Option 2 AT | Sys Strength Requirement - Efficient Level CSA | System Strength Requiements- Efficient | 0 | 0 | -3.65e-06 | -2.19e-05 | -2.555e-05 | -4.392e-05 | -3.65e-06 | -3.65e-06 | -1.095e-05 | -3.66e-06 | -3.65e-06 | -7.3e-06 | -3.65e-06 | -3.66e-06 | -1.095e-05 | -7.3e-06 | -1.095e-05 | -1.83e-05 | 0 | 7.3e-06 | 0 | 7.32e-06 | 0 | 4.745e-05
Option 2 AT | Sys Strength Requirement - Efficient Level GG | System Strength Requiements- Efficient | 0 | 0 | 0 | -3.65e-06 | -1.095e-05 | -2.196e-05 | 0 | 0 | 2.555e-05 | 0 | -1.095e-05 | -3.65e-06 | 2.92e-05 | 1.098e-05 | 7.3e-06 | -3.65e-06 | -3.65e-06 | 0 | -3.65e-06 | -3.65e-06 | -3.65e-06 | -3.66e-06 | 0 | 1.095e-05
Option 2 AT | Sys Strength Requirement - Efficient Level MEL | System Strength Requiements- Efficient | 0 | 0 | 0 | -1.095e-05 | -7.3e-06 | -1.83e-05 | -2.19e-05 | -2.19e-05 | -2.555e-05 | -2.562e-05 | -2.555e-05 | -1.825e-05 | 0 | 0 | 3.65e-06 | 0 | -7.3e-06 | -1.464e-05 | -2.92e-05 | -2.92e-05 | -3.65e-06 | -7.32e-06 | 0 | 1.825e-05
Option 2 AT | Sys Strength Requirement - Efficient Level NNSW | System Strength Requiements- Efficient | 0 | -3.66e-06 | 0 | 0 | -3.65e-06 | -6.954e-05 | 0 | -3.65e-06 | -7.3e-06 | -7.32e-06 | -3.65e-06 | -3.65e-06 | 0 | -3.66e-06 | -3.65e-06 | -3.65e-06 | -1.095e-05 | -1.464e-05 | -2.19e-05 | 0 | 0 | 0 | -3.65e-06 | 0.00013505
Option 2 AT | Sys Strength Requirement - Efficient Level NQ | System Strength Requiements- Efficient | 0 | 0 | -1.825e-05 | -2.555e-05 | -1.095e-05 | -4.392e-05 | 0 | -3.65e-06 | -7.3e-06 | 0 | -3.65e-06 | -3.65e-06 | -1.095e-05 | -1.098e-05 | -1.46e-05 | -7.3e-06 | -1.46e-05 | -1.464e-05 | -2.555e-05 | -3.65e-06 | 0 | 0 | -3.65e-06 | 0
Option 2 AT | Sys Strength Requirement - Efficient Level NSA | System Strength Requiements- Efficient | 0 | 0 | -3.65e-06 | -4.745e-05 | -1.46e-05 | -1.83e-05 | -3.65e-06 | -3.65e-06 | -3.65e-06 | -3.66e-06 | -3.65e-06 | -1.095e-05 | -7.3e-06 | -3.66e-06 | -7.3e-06 | -3.65e-06 | -3.65e-06 | -6.222e-05 | 0 | -3.65e-06 | -3.65e-06 | -3.66e-06 | -7.3e-06 | 6.205e-05
Option 2 AT | Sys Strength Requirement - Efficient Level SESA | System Strength Requiements- Efficient | 0 | 0 | -3.65e-06 | 0 | 0 | 0 | -3.65e-06 | -3.65e-06 | 0 | 0 | 0 | 0 | 0 | 0 | 0 | -3.65e-06 | 0 | 0 | 0 | 0 | 0 | 2.562e-05 | 0 | 3.65e-05
Option 2 AT | Sys Strength Requirement - Efficient Level SEV | System Strength Requiements- Efficient | 0 | 0 | 0 | 0 | -1.095e-05 | -3.66e-06 | -3.65e-06 | 0 | 0 | -3.66e-06 | -3.65e-06 | -3.65e-06 | 0 | 3.66e-06 | 3.65e-06 | 0 | -3.65e-06 | 0 | -7.3e-06 | -7.3e-06 | 0 | 0 | 0 | 1.825e-05
Option 2 AT | Sys Strength Requirement - Efficient Level SNSW | System Strength Requiements- Efficient | 0 | 0 | 0 | 0 | -3.285e-05 | -4.758e-05 | -5.475e-05 | -5.84e-05 | -6.205e-05 | -2.928e-05 | -3.65e-06 | 7.3e-06 | -2.19e-05 | -3.294e-05 | -7.3e-06 | -1.095e-05 | -2.19e-05 | -6.588e-05 | -9.125e-05 | 0 | 0 | 0 | 0 | 8.395e-05
Option 2 AT | Sys Strength Requirement - Efficient Level SNW | System Strength Requiements- Efficient | -3.65e-06 | -2.196e-05 | 0 | -1.095e-05 | -1.095e-05 | 0.00013908 | 0 | -3.65e-06 | 0 | -7.32e-06 | -1.825e-05 | -3.285e-05 | -7.3e-06 | -2.196e-05 | -1.46e-05 | -3.65e-06 | -2.555e-05 | -2.562e-05 | -4.015e-05 | -3.65e-06 | -3.65e-06 | -3.66e-06 | -3.65e-06 | 4.015e-05
Option 2 AT | Sys Strength Requirement - Efficient Level SQ | System Strength Requiements- Efficient | 0 | 0 | 0 | 0 | -3.285e-05 | -3.294e-05 | -3.65e-06 | -3.65e-06 | 0 | -3.66e-06 | -3.65e-06 | -7.3e-06 | 3.65e-06 | -1.464e-05 | -1.825e-05 | -3.285e-05 | -3.285e-05 | -2.562e-05 | -4.38e-05 | 0 | 0 | -3.66e-06 | -3.65e-06 | -3.65e-06
Option 2 AT | Sys Strength Requirement - Efficient Level TAS | System Strength Requiements- Efficient | 0 | 0 | -1.46e-05 | -7.3e-06 | -2.19e-05 | -7.32e-05 | -7.665e-05 | -8.03e-05 | -3.65e-06 | -3.66e-06 | -3.65e-06 | -1.825e-05 | -3.65e-06 | -3.66e-06 | -7.3e-06 | -3.65e-06 | -1.095e-05 | -4.758e-05 | -3.65e-06 | 0 | 0 | 0 | 0 | 0
Option 2 AT | Sys Strength Requirement - Efficient Level WNV | System Strength Requiements- Efficient | 0 | 0 | -3.65e-06 | -1.095e-05 | -2.92e-05 | 0 | 0 | -0.0002263 | -7.3e-06 | -3.66e-05 | -1.46e-05 | -2.92e-05 | -2.92e-05 | -1.464e-05 | -3.285e-05 | -2.92e-05 | -1.46e-05 | -7.32e-06 | -3.65e-06 | 0 | 0 | -7.32e-06 | -3.65e-06 | -3.65e-06
Option 2 AT | Sys Strength Requirement - Min Fault Level CNSW | System Strength Requiements - Minimum | 0 | 0 | 0 | 0 | 41 | 701 | 701 | 701 | 701 | 701 | 701 | 701 | 701 | 701 | 701 | 701 | 701 | 701 | 701 | 701 | 701 | 701 | 701 | 701
Option 2 AT | Sys Strength Requirement - Min Fault Level CQ | System Strength Requiements - Minimum | 0 | 0 | 0 | 0 | 513 | 513 | 513 | 513 | 513 | 513 | 513 | 513 | 513 | 513 | 513 | 513 | 513 | 513 | 513 | 513 | 513 | 513 | 513 | 513
Option 2 AT | Sys Strength Requirement - Min Fault Level GG | System Strength Requiements - Minimum | 0 | 0 | 0 | 286.9 | 286.9 | 286.9 | 286.9 | 286.9 | 286.9 | 286.9 | 286.9 | 286.9 | 286.9 | 286.9 | 286.9 | 286.9 | 286.9 | 286.9 | 286.9 | 286.9 | 286.9 | 286.9 | 286.9 | 286.9
Option 2 AT | Sys Strength Requirement - Min Fault Level SEV | System Strength Requiements - Minimum | 0 | 0 | 0 | 0 | 0 | 0 | 0 | 823.1 | 823.1 | 823.1 | 823.1 | 823.1 | 823.1 | 823.1 | 823.1 | 823.1 | 823.1 | 823.1 | 823.1 | 823.1 | 823.1 | 823.1 | 823.1 | 823.1
Option 2 AT | Sys Strength Requirement - Min Fault Level SNW | System Strength Requiements - Minimum | 0 | 0 | 0 | 717.2 | 717.2 | 717.2 | 717.2 | 717.2 | 717.2 | 717.2 | 717.2 | 717.2 | 717.2 | 717.2 | 717.2 | 717.2 | 717.2 | 717.2 | 717.2 | 717.2 | 717.2 | 717.2 | 717.2 | 717.2
Option 2 AT | Sys Strength Requirement - Min Fault Level SQ | System Strength Requiements - Minimum | 0 | 0 | 0 | 0 | 162.4 | 588.4 | 588.4 | 588.4 | 588.4 | 588.4 | 588.4 | 588.4 | 588.4 | 588.4 | 588.4 | 588.4 | 588.4 | 588.4 | 588.4 | 588.4 | 588.4 | 588.4 | 588.4 | 588.4
Option 2 AT | TAS H2 Domestic Consumption Purchaser | Subregion flexible electricity load for Domestic H2 | 0 | 0 | 0 | 0 | 150.745 | 306.7626 | 567.2557 | 837.31 | 1024.6593 | 1056.8591 | 1084.3246 | 1114.1364 | 1138.8 | 1141.0134 | 1150.858 | 1160.1786 | 1179.1064 | 1196.1231 | 1205.0077 | 1216.545 | 1223.7929 | 1230.292 | 1229.6713 | 1232.9179
Option 2 AT | TAS H2 Green Commodities Consumption Purchaser | Subregion flexible electricity load for Green Commodities H2 | 0 | 0 | 0 | 0 | 0 | 0 | 0 | 0 | 0 | 0 | 0 | 0 | 0 | 0 | 904.0274 | 1024.4257 | 1172.3687 | 1337.1386 | 1520.3471 | 1723.2841 | 1946.4191 | 2188.1997 | 2423.0451 | 2624.6277
Option 2 AT | TRET | Policies TAS | 13856.0765 | 14386.0802 | 15857.453 | 15461 | 16136.7139 | 16507 | 17032 | 17556 | 18477.4123 | 19252.391 | 19126 | 19650 | 20174 | 20697 | 16583.286 | 16815.3256 | 16888.1616 | 17217.4407 | 18066.5974 | 18500.13 | 18542.1319 | 20551.6869 | 21266.2124 | 20934.6762
Option 2 AT | Tarraleah Max Energy Day | Hydro min release | 182.393 | 157.1477 | 142.7854 | 104.1789 | 167.0377 | 118.5076 | 161.6826 | 134.9523 | 164.5242 | 131.7032 | 151.682 | 131.1884 | 146.5973 | 185.794 | 137.9895 | 134.7407 | 130.2234 | 131.212 | 157.9444 | 149.8225 | 143.2151 | 148.1158 | 148.177 | 125.4825
Option 2 AT | Tarraleah Min Flow | Hydro min release | 182.393 | 157.1477 | 142.7854 | 104.1789 | 167.0377 | 118.5076 | 161.6826 | 134.9523 | 164.5242 | 131.7032 | 151.682 | 131.1884 | 146.5973 | 185.794 | 137.9895 | 134.7407 | 130.2234 | 131.212 | 157.9444 | 149.8225 | 143.2151 | 148.1158 | 148.177 | 125.4825
Option 2 AT | Tarraleah Min Gen | Hydro min release | 594.6122 | 625.4409 | 475.3256 | 322.8169 | 698.7188 | 495.7175 | 676.318 | 564.5052 | 688.2048 | 550.9146 | 634.4857 | 548.761 | 542.4719 | 466.4782 | 366.68 | 330.9043 | 308.5841 | 313.6807 | 428.7104 | 403.7573 | 382.0391 | 409.4245 | 407.7659 | 315.1293
Option 2 AT | VIC Storage | Policies VIC | 0 | 1351.3033 | 1516.7687 | 1516.7687 | 1516.7687 | 1516.7687 | 1516.7687 | 1516.7687 | 1516.7687 | 1516.7687 | 1516.7687 | 1516.7687 | 2162.4557 | 5858.1944 | 6651.3507 | 6651.3507 | 6651.3507 | 6651.3507 | 6651.3507 | 6651.3507 | 6738.2108 | 5715.4978 | 6823.0051 | 6823.0051
Option 2 AT | VOWT | Policies VIC | 0 | 0 | 0 | 0 | 0 | 2000 | 2667 | 3333 | 4000 | 5000 | 6000 | 7000 | 8000 | 9000 | 9000 | 9000 | 9000 | 9000 | 9000 | 9000 | 9000 | 9000 | 9000 | 9000
Option 2 AT | VRET | Policies VIC | 0 | 6410.4868 | 11934.5762 | 12415.5892 | 9406.5262 | 8044.6837 | 3691.2048 | 6962.4293 | 2548.0404 | 0 | 0 | 0 | 0 | 0 | 0 | 0 | 0 | 0 | 0 | 0 | 0 | 0 | 0 | 0
Option 2 AT | WNV H2 Domestic Consumption Purchaser | Subregion flexible electricity load for Domestic H2 | 70.7579 | 69.8803 | 68.7497 | 67.89 | 318.4364 | 1127.8374 | 2556.9527 | 4721.8486 | 7482.7607 | 9033.4443 | 10386.3493 | 11722.2879 | 12934.4529 | 14002.8986 | 14792.9709 | 15464.5286 | 16163.8686 | 16771.5003 | 17237.2963 | 17767.6786 | 18254.1714 | 18752.9606 | 19236.822 | 19932.3371
Option 2 AT | WNV H2 Green Commodities Consumption Purchaser | Subregion flexible electricity load for Green Commodities H2 | 0 | 0 | 0 | 0 | 0 | 0 | 0 | 0 | 0 | 0 | 848.0139 | 991.6893 | 1141.4539 | 1305.8807 | 1486.3113 | 1684.2663 | 1927.4801 | 2198.4096 | 2499.6274 | 2833.2819 | 3200.1269 | 3597.6463 | 3983.7671 | 4315.1771
Option 2 AT | Wayatinah Min Gen | Hydro min release | 247.4292 | 231.416 | 173.1009 | 226.852 | 225.1352 | 176.4164 | 172.9257 | 146.7211 | 153.787 | 145.4541 | 162.9582 | 208.437 | 177.772 | 163.6828 | 75.9843 | 73.3663 | 69.2028 | 69.8255 | 91.864 | 86.8133 | 85.8906 | 89.9626 | 81.603 | 67.6706
Option 2D AT | 2030 Emissions Budget 1 | Emissions DLT | 89069.9516 | 74425.5459 | 36655.7979 | 20039.1625 | 0 | 0 | 0 | 0 | 0 | 0 | 0 | 0 | 0 | 0 | 0 | 0 | 0 | 0 | 0 | 0 | 0 | 0 | 0 | 0
Option 2D AT | 2035 Emissions Target | Emissions DLT | 0 | 0 | 0 | 0 | 0 | 0 | 0 | 0 | 3438.6453 | 0 | 0 | 0 | 0 | 0 | 0 | 0 | 0 | 0 | 0 | 0 | 0 | 0 | 0 | 0
Option 2D AT | 2050 Emissions Budget 1 | Emissions DLT | 89069.9516 | 74425.5459 | 36655.7979 | 20039.1625 | 16227.5606 | 13692.2615 | 0 | 0 | 0 | 0 | 0 | 0 | 0 | 0 | 0 | 0 | 0 | 0 | 0 | 0 | 0 | 0 | 0 | 0
Option 2D AT | 2050 Emissions Budget 2 | Emissions DLT | 0 | 0 | 0 | 0 | 0 | 0 | 14089.8972 | 3411.1965 | 3438.6453 | 3574.2593 | 3507.004 | 3061.0378 | 0 | 0 | 0 | 0 | 0 | 0 | 0 | 0 | 0 | 0 | 0 | 0
Option 2D AT | 2050 Emissions Budget 3 | Emissions DLT | 0 | 0 | 0 | 0 | 0 | 0 | 0 | 0 | 0 | 0 | 0 | 0 | 903.6973 | 1212.4876 | 1175.1654 | 1405.0151 | 1174.0666 | 747.9881 | 0 | 0 | 0 | 0 | 0 | 0
Option 2D AT | 2050 Emissions Budget 4 | Emissions DLT | 0 | 0 | 0 | 0 | 0 | 0 | 0 | 0 | 0 | 0 | 0 | 0 | 0 | 0 | 0 | 0 | 0 | 0 | 1468.6759 | 2055.8335 | 3264.7409 | 1781.0685 | 3475.8569 | 3143.0743
Option 2D AT | 2050 Emissions Budget NSW 1 | Emissions DLT | 29808.3554 | 27680.8038 | 11899.2814 | 4079.8797 | 2904.3288 | 1839.3436 | 0 | 0 | 0 | 0 | 0 | 0 | 0 | 0 | 0 | 0 | 0 | 0 | 0 | 0 | 0 | 0 | 0 | 0
Option 2D AT | 2050 Emissions Budget NSW 2 | Emissions DLT | 0 | 0 | 0 | 0 | 0 | 0 | 2358.5589 | 1445.469 | 1502.5577 | 1590.9696 | 1669.6519 | 1471.7118 | 0 | 0 | 0 | 0 | 0 | 0 | 0 | 0 | 0 | 0 | 0 | 0
Option 2D AT | 2050 Emissions Budget NSW 3 | Emissions DLT | 0 | 0 | 0 | 0 | 0 | 0 | 0 | 0 | 0 | 0 | 0 | 0 | 396.321 | 533.9778 | 570.8333 | 714.6209 | 465.6265 | 319.6169 | 0 | 0 | 0 | 0 | 0 | 0
Option 2D AT | 2050 Emissions Budget NSW 4 | Emissions DLT | 0 | 0 | 0 | 0 | 0 | 0 | 0 | 0 | 0 | 0 | 0 | 0 | 0 | 0 | 0 | 0 | 0 | 0 | 558.2156 | 1046.412 | 1445.7827 | 684.3408 | 1275.2693 | 840.7856
Option 2D AT | 2050 Emissions Budget QLD 1 | Emissions DLT | 28898.2989 | 22903.5358 | 10244.8741 | 5020.3138 | 2304.0016 | 1622.6884 | 0 | 0 | 0 | 0 | 0 | 0 | 0 | 0 | 0 | 0 | 0 | 0 | 0 | 0 | 0 | 0 | 0 | 0
Option 2D AT | 2050 Emissions Budget QLD 2 | Emissions DLT | 0 | 0 | 0 | 0 | 0 | 0 | 1039.2459 | 692.3617 | 675.4742 | 649.4658 | 493.32 | 579.5696 | 0 | 0 | 0 | 0 | 0 | 0 | 0 | 0 | 0 | 0 | 0 | 0
Option 2D AT | 2050 Emissions Budget QLD 3 | Emissions DLT | 0 | 0 | 0 | 0 | 0 | 0 | 0 | 0 | 0 | 0 | 0 | 0 | 144.611 | 153.4701 | 191.7692 | 172.665 | 200.5624 | 183.2453 | 0 | 0 | 0 | 0 | 0 | 0
Option 2D AT | 2050 Emissions Budget QLD 4 | Emissions DLT | 0 | 0 | 0 | 0 | 0 | 0 | 0 | 0 | 0 | 0 | 0 | 0 | 0 | 0 | 0 | 0 | 0 | 0 | 345.6186 | 461.6547 | 935.5033 | 625.4079 | 1212.3563 | 1697.6107
Option 2D AT | 2050 Emissions Budget SA 1 | Emissions DLT | 2533.4533 | 413.2274 | 528.2368 | 1037.2781 | 1012.5753 | 703.5404 | 0 | 0 | 0 | 0 | 0 | 0 | 0 | 0 | 0 | 0 | 0 | 0 | 0 | 0 | 0 | 0 | 0 | 0
Option 2D AT | 2050 Emissions Budget SA 2 | Emissions DLT | 0 | 0 | 0 | 0 | 0 | 0 | 858.41 | 576.1825 | 552.4901 | 573.8693 | 572.1363 | 289.2661 | 0 | 0 | 0 | 0 | 0 | 0 | 0 | 0 | 0 | 0 | 0 | 0
Option 2D AT | 2050 Emissions Budget SA 3 | Emissions DLT | 0 | 0 | 0 | 0 | 0 | 0 | 0 | 0 | 0 | 0 | 0 | 0 | 99.7544 | 168.5591 | 155.2886 | 138.1718 | 187.1904 | 77.3438 | 0 | 0 | 0 | 0 | 0 | 0
Option 2D AT | 2050 Emissions Budget SA 4 | Emissions DLT | 0 | 0 | 0 | 0 | 0 | 0 | 0 | 0 | 0 | 0 | 0 | 0 | 0 | 0 | 0 | 0 | 0 | 0 | 125.2665 | 109.298 | 238.6344 | 182.6862 | 244.815 | 176.5319
Option 2D AT | 2050 Emissions Budget VIC 1 | Emissions DLT | 27829.8439 | 23427.9788 | 13983.4055 | 9901.5164 | 10006.1882 | 9526.6889 | 0 | 0 | 0 | 0 | 0 | 0 | 0 | 0 | 0 | 0 | 0 | 0 | 0 | 0 | 0 | 0 | 0 | 0
Option 2D AT | 2050 Emissions Budget VIC 2 | Emissions DLT | 0 | 0 | 0 | 0 | 0 | 0 | 9833.6824 | 694.688 | 704.6969 | 759.2633 | 770.1324 | 716.566 | 0 | 0 | 0 | 0 | 0 | 0 | 0 | 0 | 0 | 0 | 0 | 0
Option 2D AT | 2050 Emissions Budget VIC 3 | Emissions DLT | 0 | 0 | 0 | 0 | 0 | 0 | 0 | 0 | 0 | 0 | 0 | 0 | 253.0136 | 354.9199 | 254.0648 | 376.0349 | 316.2753 | 161.3843 | 0 | 0 | 0 | 0 | 0 | 0
Option 2D AT | 2050 Emissions Budget VIC 4 | Emissions DLT | 0 | 0 | 0 | 0 | 0 | 0 | 0 | 0 | 0 | 0 | 0 | 0 | 0 | 0 | 0 | 0 | 0 | 0 | 427.1106 | 433.9782 | 632.2711 | 282.9744 | 729.7533 | 422.9679
Option 2D AT | Basslink Daily Energy Limit | Special Constraints | -1704.8495 | -1360.4825 | -559.7247 | -822.9911 | -2079.8839 | -2606.2329 | -2676.1359 | -2413.0221 | -2973.493 | -3075.5479 | -3236.8967 | -3195.7395 | -3256.506 | -3364.8942 | -3726.5671 | -3716.9193 | -3816.7131 | -3742.2466 | -3677.6133 | -3659.885 | -3667.3649 | -3529.1246 | -3625.2576 | -3782.8309
Option 2D AT | Borumba - Gen | Special Constraints | 0 | 0 | 0 | 0 | 0 | 0 | 0 | 0 | 0 | 1968197.0914 | 2905999.7811 | 2922279.5121 | 2642595.8245 | 2229423.3257 | 2050182.9231 | 1998922.9748 | 2563357.8885 | 2340284.6434 | 1935857.2481 | 1766054.0429 | 2041738.4123 | 2334172.1872 | 2453432.3738 | 2730518.4175
Option 2D AT | Borumba - Pump | Special Constraints | 0 | 0 | 0 | 0 | 0 | 0 | 0 | 0 | 0 | 2618770.5333 | 3977804.3791 | 3871729.9826 | 3608002.3232 | 2998840.3083 | 2763736.711 | 2703816.4681 | 3449494.7319 | 3095325.0533 | 2607215.1489 | 2426800.4582 | 2746740.2474 | 3098465.7328 | 3304285.9158 | 3677465.8057
Option 2D AT | CIS Dispatchable NSW | Policies NEM | 0.0018907 | 922.3428 | 1554.5413 | 2060.5266 | 2060.5271 | 2328.7175 | 3153.3424 | 4237.9968 | 4698.0891 | 5436.1525 | 5436.1525 | 5436.1525 | 6909.8791 | 8213.231 | 9793.5676 | 9793.5676 | 11265.3111 | 11890.947 | 11890.947 | 11890.947 | 11890.9451 | 11336.4206 | 12188.9457 | 11682.9606
Option 2D AT | CIS Dispatchable SA | Policies NEM | 0 | 788.0001 | 1106.8613 | 1106.8615 | 1352.8587 | 1352.859 | 1352.859 | 1762.1567 | 1762.1567 | 1841.6441 | 1909.1096 | 1909.1096 | 2734.4283 | 3215.0179 | 3749.6904 | 3749.6904 | 3996.5844 | 4078.2591 | 4078.2591 | 4309.314 | 5311.9278 | 4891.3272 | 7869.7607 | 7869.7605
Option 2D AT | CIS Dispatchable VIC | Policies NEM | 0 | 1365.6963 | 1516.7721 | 1516.7724 | 1516.7732 | 1516.7735 | 1516.7735 | 1516.7735 | 1516.7735 | 1516.7735 | 1516.7735 | 1516.7735 | 2109.756 | 5769.2373 | 6672.8753 | 6672.8753 | 6672.8753 | 6672.8753 | 6672.8753 | 6672.8753 | 6782.7181 | 6066.9525 | 6926.4393 | 6926.439
Option 2D AT | CIS Gen NSW | Policies NEM | 0 | 2271.8244 | 7931.07 | 14075.07 | 14618.7864 | 15594.2947 | 19673.5027 | 23216.2621 | 25446.8845 | 30221.7956 | 33564.8315 | 33620.1531 | 40640.6897 | 42753.2577 | 48638.7952 | 50868.5758 | 52061.3824 | 53164.4363 | 53328.7572 | 54495.5209 | 54893.2604 | 55481.6313 | 62237.048 | 62237.048
Option 2D AT | CIS Gen SA | Policies NEM | 0 | 582.0906 | 794.6257 | 794.6272 | 2124.0019 | 2124.0037 | 3271.6937 | 4461.9716 | 4886.6977 | 5992.423 | 7960.9801 | 7960.9801 | 9794.5519 | 11305.8876 | 12113.9852 | 12422.7091 | 13494.9662 | 14259.6112 | 15103.179 | 17115.9355 | 18854.5003 | 18854.5004 | 25483.7837 | 25483.7837
Option 2D AT | CIS Gen TAS | Policies NEM | 0 | 301.7793 | 1116.845 | 1200 | 1262.1171 | 1446.07 | 1446.07 | 1446.0701 | 1535.0552 | 1906.615 | 1921.9049 | 1921.9049 | 1921.9049 | 2227.8851 | 2227.8851 | 2424.9838 | 2424.9839 | 2424.9839 | 2478.2676 | 2534.6052 | 2534.6052 | 3053.8743 | 3458.3487 | 3458.3487
Option 2D AT | CIS Gen VIC - Solar | Policies NEM | 0 | 1168.0498 | 1168.0499 | 1168.0502 | 1168.0503 | 1168.0504 | 2292.3301 | 3030.3143 | 3030.3143 | 3921.0106 | 3921.0106 | 3921.0106 | 5108.6861 | 17165.5147 | 19257.153 | 19341.5871 | 19341.5871 | 19341.5871 | 19341.5871 | 19341.5871 | 19864.7946 | 19864.7946 | 22964.474 | 22964.474
Option 2D AT | CIS Gen VIC - Wind | Policies NEM | 0 | 0 | 2859.0485 | 3500 | 3500.0002 | 5500.0006 | 6174.9396 | 7458.2766 | 8235.7428 | 9235.7428 | 12458.218 | 13458.2187 | 14840.7775 | 15840.7775 | 15840.7776 | 15840.7778 | 15840.7779 | 15840.7784 | 16971.404 | 18193.6062 | 18564.1273 | 18564.1276 | 20316.8895 | 20316.8899
Option 2D AT | CIS Total Dispatchable | Policies NEM | 0.0018907 | 3076.04 | 5550.8301 | 7262.8301 | 8751.363 | 9019.554 | 11465.4984 | 13687.5149 | 14147.6072 | 14965.1581 | 15045.3712 | 15118.6185 | 18073.0509 | 24640.0793 | 27897.2282 | 28473.1049 | 30627.6872 | 34122.688 | 34122.6879 | 34459.9902 | 35586.5777 | 33895.6863 | 38633.8011 | 37256.0568
Option 2D AT | CNSW H2 Domestic Consumption Purchaser | Subregion flexible electricity load for Domestic H2 | 0 | 0 | 0 | 0 | 21.6393 | 74.56 | 169.8534 | 316.5593 | 516.0579 | 645.9686 | 776.1379 | 912.7607 | 1048.5929 | 1178.372 | 1285.6981 | 1380.5864 | 1475.3821 | 1558.518 | 1626.6301 | 1701.8386 | 1774.1607 | 1848.4446 | 1912.6829 | 1979.5514
Option 2D AT | CQ H2 Domestic Consumption Purchaser | Subregion flexible electricity load for Domestic H2 | 170.455 | 168.3874 | 165.6299 | 163.6243 | 166.3879 | 176.2043 | 195.8201 | 229.7414 | 279.5379 | 314.7623 | 347.9454 | 380.33 | 408.9564 | 436.3537 | 463.1799 | 486.7014 | 511.2607 | 531.5406 | 549.4491 | 580.715 | 618.675 | 670.4386 | 736.0663 | 815.3579
Option 2D AT | CSA H2 Domestic Consumption Purchaser | Subregion flexible electricity load for Domestic H2 | 7.3521 | 7.2677 | 7.1436 | 7.0393 | 74.9293 | 150.5317 | 214.3309 | 284.0221 | 365.8343 | 389.5577 | 420.4231 | 485.2414 | 549.2729 | 611.5906 | 662.0506 | 706.5357 | 751.1179 | 789.5463 | 817.669 | 851.545 | 884.1343 | 917.0983 | 946.8514 | 983.9879
Option 2D AT | Catagunya Min Gen | Hydro min release | 327.3246 | 287.7026 | 214.4555 | 197.803 | 148.7688 | 216.4911 | 211.7478 | 204.3916 | 198.7523 | 187.4926 | 206.0878 | 267.3611 | 229.5259 | 213.9714 | 93.6049 | 91.0721 | 86.7746 | 89.0886 | 115.9733 | 112.0198 | 110.8324 | 108.9038 | 101.1562 | 81.6137
Option 2D AT | Combined Marinus Export | Special Constraints | 2190500.4185 | 2400259.878 | 3469634.1088 | 2847584.5953 | 3202376.1496 | 3077678.6661 | 3149411.0858 | 3247267.9972 | 3619189.7242 | 4361668.0792 | 3934719.4556 | 4220067.1225 | 4418648.2562 | 4532573.2856 | -711188.9339 | -804757.4198 | -982457.1842 | -1058336.7178 | -755393.1337 | -570005.8039 | -1169940.7412 | 17462.6098 | 228676.6222 | -643286.398
Option 2D AT | Combined Marinus Import | Special Constraints | -2190500.4185 | -2400259.878 | -3469634.1088 | -2847584.5953 | -3202376.1496 | -3077678.6661 | -3149411.0858 | -3247267.9972 | -3619189.7242 | -4361668.0792 | -3934719.4556 | -4220067.1225 | -4418648.2562 | -4532573.2856 | 711188.9339 | 804757.4198 | 982457.1842 | 1058336.7178 | 755393.1337 | 570005.8039 | 1169940.7412 | -17462.6098 | -228676.6222 | 643286.398
Option 2D AT | Constraint on Pipeline from Storage to GTs CNSW | Constraints to make diesel to come exclusively from storage | -0.0093447 | -0.0098506 | -0.0099212 | -0.0095108 | -0.0088 | -0.0088631 | -3.6888e-05 | -3.9773e-05 | -4.2706e-05 | -4.5791e-05 | -4.9021e-05 | -5.272e-05 | -4.0737e-05 | -4.381e-05 | -4.6727e-05 | -4.9938e-05 | -5.3382e-05 | -5.7379e-05 | -3.3859e-05 | -3.5997e-05 | -3.8582e-05 | -4.19e-05 | -4.5707e-05 | -5.0569e-05
Option 2D AT | Constraint on Pipeline from Storage to GTs CQ | Constraints to make diesel to come exclusively from storage | -0.009595 | -0.010267 | -0.010927 | -0.011206 | -0.065807 | -0.079587 | -0.00028855 | -0.0003339 | -0.00035713 | -0.00038306 | -0.00040857 | -0.00043698 | -0.00031154 | -0.00034742 | -0.00037039 | -0.00039591 | -0.00042317 | -0.00045351 | -0.00027849 | -0.00029531 | -0.00033069 | -0.00035483 | -0.00037844 | -0.00040476
Option 2D AT | Constraint on Pipeline from Storage to GTs CSA | Constraints to make diesel to come exclusively from storage | -0.0093342 | -0.0097965 | -0.0098518 | -0.009437 | -0.0087793 | -0.0088558 | -3.6736e-05 | -3.9566e-05 | -4.2427e-05 | -4.5545e-05 | -4.8697e-05 | -5.2457e-05 | -4.0541e-05 | -4.3543e-05 | -4.6398e-05 | -4.9544e-05 | -5.2909e-05 | -5.6766e-05 | -3.2812e-05 | -3.513e-05 | -3.7495e-05 | -3.9862e-05 | -4.3335e-05 | -4.849e-05
Option 2D AT | Constraint on Pipeline from Storage to GTs GG | Constraints to make diesel to come exclusively from storage | -0.0095929 | -0.010273 | -0.010932 | -0.011216 | -0.071568 | -0.084131 | -0.00029961 | -0.00033423 | -0.00035762 | -0.00038376 | -0.00040949 | -0.00043767 | -0.00031286 | -0.00034907 | -0.00037239 | -0.00039832 | -0.00042601 | -0.00045676 | -0.00027703 | -0.00029538 | -0.00033063 | -0.00035475 | -0.00037843 | -0.00039435
Option 2D AT | Constraint on Pipeline from Storage to GTs MEL | Constraints to make diesel to come exclusively from storage | -0.0095865 | -0.010223 | -0.01048 | -0.0097744 | -0.0093079 | -0.0094513 | -3.6936e-05 | -4.3407e-05 | -4.5041e-05 | -4.6027e-05 | -4.8674e-05 | -5.243e-05 | -4.0222e-05 | -4.3176e-05 | -4.5955e-05 | -4.8982e-05 | -5.2209e-05 | -5.5983e-05 | -3.2739e-05 | -3.5187e-05 | -4.9023e-05 | -5.5614e-05 | -5.2351e-05 | -5.687e-05
Option 2D AT | Constraint on Pipeline from Storage to GTs NNSW | Constraints to make diesel to come exclusively from storage | -0.010103 | -0.010784 | -0.011428 | -0.012143 | -0.012913 | -0.013804 | -4.4322e-05 | -4.7193e-05 | -5.0132e-05 | -5.3402e-05 | -5.6628e-05 | -6.036e-05 | -4.8785e-05 | -5.188e-05 | -5.4758e-05 | -5.7972e-05 | -6.1419e-05 | -6.5428e-05 | -0.00015208 | -0.00016072 | -0.00016984 | -0.00017988 | -0.00018936 | -0.00019947
Option 2D AT | Constraint on Pipeline from Storage to GTs NQ | Constraints to make diesel to come exclusively from storage | -0.010103 | -0.010784 | -0.011428 | -0.012143 | -0.012913 | -0.013804 | -4.4322e-05 | -4.7193e-05 | -5.0132e-05 | -5.3402e-05 | -5.6628e-05 | -6.036e-05 | -4.8785e-05 | -5.188e-05 | -5.4758e-05 | -5.7972e-05 | -6.1419e-05 | -6.5428e-05 | -0.00015208 | -0.00016072 | -0.00016984 | -0.00017988 | -0.00018936 | -0.00019947
Option 2D AT | Constraint on Pipeline from Storage to GTs NSA | Constraints to make diesel to come exclusively from storage | -0.009355 | -0.0098507 | -0.0099158 | -0.0095041 | -0.0088538 | -0.0089323 | -3.6718e-05 | -3.9638e-05 | -4.2497e-05 | -4.5605e-05 | -4.8667e-05 | -5.2399e-05 | -4.0603e-05 | -4.3663e-05 | -4.6564e-05 | -4.9747e-05 | -5.3144e-05 | -5.7099e-05 | -3.2746e-05 | -3.5089e-05 | -3.7423e-05 | -3.9812e-05 | -4.3279e-05 | -4.8436e-05
Option 2D AT | Constraint on Pipeline from Storage to GTs SESA | Constraints to make diesel to come exclusively from storage | -0.010103 | -0.010784 | -0.011428 | -0.012143 | -0.012913 | -0.013804 | -4.4322e-05 | -4.7193e-05 | -5.0132e-05 | -5.3402e-05 | -5.6628e-05 | -6.036e-05 | -4.8785e-05 | -5.188e-05 | -5.4758e-05 | -5.7972e-05 | -6.1419e-05 | -6.5428e-05 | -0.00015208 | -0.00016072 | -0.00016984 | -0.00017988 | -0.00018936 | -0.00019947
Option 2D AT | Constraint on Pipeline from Storage to GTs SEV | Constraints to make diesel to come exclusively from storage | -0.0093495 | -0.0098415 | -0.0099067 | -0.0094934 | -0.0086588 | -0.0088916 | -3.6767e-05 | -4.0139e-05 | -4.2475e-05 | -4.5495e-05 | -4.8665e-05 | -5.2417e-05 | -4.0299e-05 | -4.329e-05 | -4.6106e-05 | -4.9176e-05 | -5.245e-05 | -5.6257e-05 | -3.2204e-05 | -3.4598e-05 | -4.5633e-05 | -5.1667e-05 | -4.8943e-05 | -5.3175e-05
Option 2D AT | Constraint on Pipeline from Storage to GTs SNSW | Constraints to make diesel to come exclusively from storage | -0.010103 | -0.010784 | -0.011428 | -0.012143 | -0.012913 | -0.013804 | -4.4322e-05 | -4.7193e-05 | -5.0132e-05 | -5.3402e-05 | -5.6628e-05 | -6.036e-05 | -4.8785e-05 | -5.188e-05 | -5.4758e-05 | -5.7972e-05 | -6.1419e-05 | -6.5428e-05 | -0.00015208 | -0.00016072 | -0.00016984 | -0.00017988 | -0.00018936 | -0.00019947
Option 2D AT | Constraint on Pipeline from Storage to GTs SNW | Constraints to make diesel to come exclusively from storage | -0.0093484 | -0.0098884 | -0.0099772 | -0.00957 | -0.008799 | -0.0088409 | -3.683e-05 | -3.9733e-05 | -4.2664e-05 | -4.5732e-05 | -4.8968e-05 | -5.2663e-05 | -0.00031183 | -0.00034762 | -0.00037051 | -0.00039594 | -0.00042307 | -0.00045338 | -0.00029088 | -0.00031136 | -0.00033326 | -0.00035764 | -0.00038163 | -0.0004082
Option 2D AT | Constraint on Pipeline from Storage to GTs SQ | Constraints to make diesel to come exclusively from storage | -0.0095901 | -0.010269 | -0.010929 | -0.011206 | -0.067721 | -0.080162 | -0.00031179 | -0.00033361 | -0.00035682 | -0.00038261 | -0.0004081 | -0.00043645 | -0.00031263 | -0.00034865 | -0.00037186 | -0.00039782 | -0.00042559 | -0.00045639 | -0.00028848 | -0.00029474 | -0.00033022 | -0.00035404 | -0.00037755 | -0.00040385
Option 2D AT | Constraint on Pipeline from Storage to GTs TAS | Constraints to make diesel to come exclusively from storage | -0.0094223 | -0.010056 | -0.010276 | -0.010043 | -0.009625 | -0.0096831 | -3.6804e-05 | -3.9663e-05 | -4.2497e-05 | -4.5606e-05 | -4.8748e-05 | -5.2467e-05 | -4.024e-05 | -4.3217e-05 | -4.6013e-05 | -4.9062e-05 | -5.2309e-05 | -5.6091e-05 | -3.2682e-05 | -3.5063e-05 | -3.6848e-05 | -3.9768e-05 | -4.2982e-05 | -4.8391e-05
Option 2D AT | Constraint on Pipeline from Storage to GTs WNV | Constraints to make diesel to come exclusively from storage | -0.0093966 | -0.0099872 | -0.010118 | -0.0097183 | -0.0092588 | -0.0093309 | -3.6816e-05 | -4.3184e-05 | -4.4858e-05 | -4.593e-05 | -4.8692e-05 | -5.2328e-05 | -4.0597e-05 | -4.3655e-05 | -4.6552e-05 | -4.973e-05 | -5.3129e-05 | -5.7075e-05 | -3.2861e-05 | -3.5329e-05 | -4.1259e-05 | -4.4294e-05 | -4.4855e-05 | -4.9828e-05
Option 2D AT | Constraint on Pipeline from Storage to GTs WOO | Constraints to make diesel to come exclusively from storage | -0.0093398 | -0.009839 | -0.0099071 | -0.0094961 | -0.008778 | -0.0088499 | -3.688e-05 | -3.9759e-05 | -4.2708e-05 | -4.578e-05 | -4.8989e-05 | -5.2692e-05 | -4.0754e-05 | -4.3813e-05 | -4.6728e-05 | -4.9935e-05 | -5.3381e-05 | -5.737e-05 | -3.3861e-05 | -3.5995e-05 | -3.8463e-05 | -4.1898e-05 | -4.5609e-05 | -5.0531e-05
Option 2D AT | DNSP Thermal Limit on CER CNSW Area1 | DNSP Thermal Limit on CER | 883521.0418 | 1020547.9077 | 1213793.9103 | 1336597.3691 | 1306180.3837 | 1466209.2475 | 1320144.0704 | 1531783.4637 | 1723192.7774 | 1724392.9106 | 1732933.7653 | 1774893.9904 | 2015953.722 | 2131743.0455 | 2204151.4085 | 1988142.7023 | 1761137.4053 | 1785485.0275 | 1839392.9646 | 1948004.1065 | 2067947.3657 | 2350270.355 | 1829123.6298 | 2334188.3393
Option 2D AT | DNSP Thermal Limit on CER CQ Area1 | DNSP Thermal Limit on CER | 936400.0411 | 1124347.9588 | 1261241.2377 | 1393068.0284 | 1519921.0869 | 1647907.204 | 1776990.4667 | 2012295.3838 | 2110062.3636 | 2244949.3524 | 2234156.4246 | 2280916.6733 | 2425154.1481 | 2770311.813 | 3012324.872 | 2853913.6453 | 2706808.1144 | 3139192.6018 | 3416701.5452 | 3598877.9655 | 3582466.4233 | 3727848.9009 | 3573002.4946 | 4163079.3849
Option 2D AT | DNSP Thermal Limit on CER CSA Area1 | DNSP Thermal Limit on CER | 3654562.115 | 4090566.0805 | 4499682.4016 | 4561044.2988 | 3912508.7573 | 4285713.228 | 4548892.2431 | 4810322.5121 | 5459418.8606 | 5223861.1775 | -7142297.8857 | -6385234.4939 | -6321325.977 | -5477228.3419 | -5530029.7317 | -5303300.9224 | -5704121.3006 | -4877251.646 | -4166802.2733 | -4254409.0485 | -3442696.2115 | -2912839.1819 | -2503538.708 | -2038541.6773
Option 2D AT | DNSP Thermal Limit on CER GG Area1 | DNSP Thermal Limit on CER | 113707.3411 | 135336.9741 | 150437.4449 | 170199.5357 | 183254.2232 | 196936.2589 | 208012.1299 | 224779.0465 | 235041.5096 | 247535.1366 | 243849.5102 | 247210.0578 | 265787.0774 | 304031.2282 | 323259.8795 | 326380.4026 | 299453.8167 | 340358.5677 | 365710.8317 | 405092.1955 | 416749.349 | 437136.9619 | 462135.8326 | 492258.2784
Option 2D AT | DNSP Thermal Limit on CER MEL Area1 | DNSP Thermal Limit on CER | 887489.7953 | 1052998.2789 | 1227245.7132 | 1231340.1614 | -1429060.964 | -1271749.7096 | -1103313.6641 | -1155089.2393 | -1231691.2103 | -1706851.7637 | -1648456.3593 | -1434717.8398 | -1372056.7641 | -1712478.258 | -2301571.8661 | -2213317.5845 | -2673317.8835 | -2176768.7161 | -3210208.6599 | -3346714.3264 | -3096923.8575 | -2884339.0415 | -3701699.6319 | -3452302.3894
Option 2D AT | DNSP Thermal Limit on CER MEL Area2 | DNSP Thermal Limit on CER | 3608703.2915 | 4329037.6364 | 5120191.7575 | 5286250.3521 | 6056643.4502 | 6544942.5637 | 6940066.1737 | 7437676.5778 | 7724388.447 | 7691142.0127 | 7820872.6664 | 8284671.4077 | 8412544.4131 | 9425672.2052 | 9621350.0444 | 10037250.5026 | 9458507.4697 | 11100843.6408 | 12783253.5905 | 12079180.686 | 14019579.1333 | 14895810.1429 | 15699389.1395 | 17196634.7578
Option 2D AT | DNSP Thermal Limit on CER NNSW Area1 | DNSP Thermal Limit on CER | 1717221.173 | 1942227.5358 | 2271892.2202 | 2553638.2238 | 2731203.5445 | 3017083.8259 | 3131588.2211 | 3483122.0777 | 3641035.7879 | 3831994.783 | 3793867.992 | 3873880.395 | 4307108.5136 | 4767670.8982 | 5123855.5921 | 5029571.3579 | 4837440.0569 | 5195836.6788 | 5811731.8017 | 6212358.8044 | 6259790.9819 | 6812101.5978 | 6856835.9422 | 7637873.1852
Option 2D AT | DNSP Thermal Limit on CER NQ Area1 | DNSP Thermal Limit on CER | 1522230.1824 | 1816123.6441 | 2010148.7116 | 2252921.619 | 2440552.4457 | 2624787.9568 | 2693816.6403 | 2885731.5656 | 2979047.2913 | 3203758.7818 | 3069057.1735 | 3147562.5058 | 3363776.7554 | 3735457.1669 | 4038024.364 | 3855974.5872 | 3475185.2862 | 4124575.6227 | 4440810.4756 | 4900717.6081 | 5056097.5009 | 4524874.3819 | 4718182.9096 | 5184726.8216
Option 2D AT | DNSP Thermal Limit on CER NSA Area1 | DNSP Thermal Limit on CER | 149214.1228 | 167262.0441 | 192573.8575 | 200364.2743 | -164800.007 | -184059.7766 | -158526.3158 | -137542.0276 | -123853.6962 | -98274.3873 | -667880.6411 | -615342.0811 | -599097.9241 | -542299.18 | -551356.8847 | -521805.2919 | -548832.7838 | -472497.4927 | -406658.9447 | -393669.1187 | -322218.7938 | -297400.3712 | -234265.8787 | -450593.2404
Option 2D AT | DNSP Thermal Limit on CER SESA Area1 | DNSP Thermal Limit on CER | 167169.3559 | 196772.8073 | 218275.5541 | 225470.6349 | 85303.3702 | 99895.2945 | 114943.7003 | 130683.9733 | 154476.8008 | 165809.5145 | -381364.5707 | -322883.4405 | -312885.3473 | -279139.8202 | -253651.392 | -230473.4921 | -251592.5355 | -187783.7579 | -137380.3138 | -133469.5063 | -81893.2748 | -38636.2162 | -15879.3783 | -275359.8446
Option 2D AT | DNSP Thermal Limit on CER SEV Area1 | DNSP Thermal Limit on CER | 499459.1842 | 612713.361 | 737046.5977 | 779207.0916 | 923882.5026 | 1015158.3227 | 1067896.6461 | 1162583.9501 | 1263047.8185 | 1272589.9243 | 1308361.0232 | 1381776.3346 | 1485914.7603 | 1518778.5763 | 1558119.5323 | 1665052.3801 | 1511816.2246 | 1592088.9112 | 1712889.694 | 1588580.6341 | 1868011.2635 | 1999861.0851 | 1699507.8558 | 1919448.2813
Option 2D AT | DNSP Thermal Limit on CER SNSW Area1 | DNSP Thermal Limit on CER | 1154935.419 | 1292648.1038 | 1480455.2139 | 1591838.9092 | 1245155.1152 | 1426980.4526 | 1225595.4299 | 1482778.8713 | 1591896.6362 | 1588878.5096 | 1580149.4368 | 1646135.3664 | 1930407.0674 | 1825706.1177 | 2084960.5146 | 1990470.9471 | 1766748.0454 | 1922710.1603 | 1960098.3974 | 1650132.1289 | 1962905.4474 | 2235013.8134 | 1602687.4422 | 2134164.96
Option 2D AT | DNSP Thermal Limit on CER SNSW Area2 | DNSP Thermal Limit on CER | 865230.4774 | 989798.5603 | 1166713.0286 | 1292226.0638 | 1331627.6816 | 1468224.4186 | 1361472.9391 | 1558164.9881 | 1622027.4844 | 1586452.0591 | 1518694.7564 | 1563844.3634 | 1772120.8191 | 1962933.0265 | 2162272.6377 | 1893098.5073 | 1700039.774 | 1802851.0282 | 1919668.1478 | 2049332.5896 | 1943932.2115 | 2117379.9065 | 1979602.4857 | 2392255.6762
Option 2D AT | DNSP Thermal Limit on CER SNW Area1 | DNSP Thermal Limit on CER | 3313645.2224 | 3766682.3362 | 4361305.947 | 4838318.6274 | 5789192.1337 | 6442546.8443 | 6709834.9984 | 7594068.4348 | 7959448.9111 | 8277573.7496 | 8299218.2457 | 8600007.6979 | 9209936.8803 | 10492903.2188 | 11307285.1755 | 10530481.6782 | 9515533.4275 | 10621481.8742 | 12265756.1216 | 13280489.657 | 13763362.9391 | 15072353.0007 | 14983170.5259 | 15051599.9658
Option 2D AT | DNSP Thermal Limit on CER SNW Area2 | DNSP Thermal Limit on CER | 4756784.1665 | 5401594.5416 | 6219100.1701 | 6892399.145 | 4594287.6977 | 5487345.3921 | 4599906.5461 | 5891756.5563 | 6295226.2166 | 5935253.0487 | 6000030.2716 | 6488362.8925 | 7906473.8721 | 7356132.6827 | 8171935.9796 | 7529344.4435 | 6236024.7838 | 6070858.2531 | 6668860.5552 | 7269464.5481 | 7458961.9879 | 8993350.6846 | 5839525.6176 | 8749624.6905
Option 2D AT | DNSP Thermal Limit on CER SQ Area1 | DNSP Thermal Limit on CER | 7447762.4858 | 8826094.1463 | 9774459.5982 | 11003296.4617 | 11844230.8579 | 12733888.4698 | 13560833.64 | 14528542.0577 | 15197914.9878 | 16218465.8897 | 16003714.648 | 16214956.5386 | 17219222.9989 | 19105142.228 | 20445199.9706 | 20114726.7117 | 17610761.4905 | 20709159.9144 | 22382082.4634 | 24825555.3564 | 24947192.2465 | 26113632.1416 | 28038219.6674 | 29948778.9788
Option 2D AT | DNSP Thermal Limit on CER TAS Area1 | DNSP Thermal Limit on CER | 485529.6085 | 574067.2398 | 679786.4926 | 727887.1797 | 837893.6316 | 909040.5513 | 946879.3886 | 1024980.0138 | 1088606.02 | 1083346.6423 | 1134020.2888 | 1161157.8667 | 1235743.0856 | 1373740.1115 | 1475697.2985 | 1504755.9567 | 1525933.2625 | 1672359.9342 | 1736820.5862 | 1610247.993 | 1812283.5565 | 1716110.945 | 1622750.0462 | 1832325.1602
Option 2D AT | DNSP Thermal Limit on CER WNV Area1 | DNSP Thermal Limit on CER | 371806.9705 | 439037.7499 | 505983.4572 | 522035.4547 | 479367.4064 | 504911.7252 | 540580.7601 | 585161.4776 | 611973.971 | 563420.8432 | 584380.3532 | 630193.5094 | 709874.0708 | 680955.1494 | 667914.4834 | 686171.9047 | 273149.2297 | 376538.0486 | 321570.8521 | 358666.1354 | 645466.8449 | 566893.2188 | 558120.641 | 682524.6436
Option 2D AT | DNSP Thermal Limit on CER WNV Area2 | DNSP Thermal Limit on CER | 1388129.5049 | 1655406.3823 | 1924473.7018 | 2006663.7609 | 1563296.6284 | 1715208.7798 | 1870229.8828 | 2043477.8758 | 2144193.5882 | 1948534.9583 | 2055990.363 | 2260824.5392 | 2601335.3288 | 2478522.0813 | 2417693.4103 | 2551511.5895 | 1598072.0136 | 1566260.376 | 1019223.3822 | 1122516.869 | 2331931.546 | 2419145.4722 | 1992269.5352 | 2524548.2447
Option 2D AT | DNSP Thermal Limit on Distributed Resources CNSW Area1 | DNSP Thermal Limit on Distributed Resources | 1482891.8374 | 1558094.3594 | 1764293.7669 | 1695314.1695 | 1634868.1529 | 1663686.4536 | 1706297.3149 | 1773876.5902 | 1882868.604 | 1805018.0927 | -1360640.0256 | -1247038.7903 | -1606592.0466 | -2070676.2224 | -2299099.4824 | -1973834.5698 | -2050289.5347 | -1864718.2804 | -1989431.6221 | -2064488.1417 | -1739416.4526 | -1592126.2862 | -2545579.0004 | -2178208.8741
Option 2D AT | DNSP Thermal Limit on Distributed Resources CQ Area1 | DNSP Thermal Limit on Distributed Resources | 397299.6792 | 320245.9586 | 280132.263 | 272092.9545 | 207602.5697 | 202696.0764 | 177544.2743 | 151458.5932 | 156631.8614 | 141893.0216 | 357276.1471 | 761429.3696 | 275957.4305 | 350278.9216 | 396250.5339 | 392315.0445 | 593811.3468 | 648185.1463 | 530743.5363 | 573306.305 | 543101.4977 | 700100.0345 | 573651.2575 | 575060.2851
Option 2D AT | DNSP Thermal Limit on Distributed Resources CSA Area1 | DNSP Thermal Limit on Distributed Resources | 3.2737 | 2.9886 | 2.9302 | 2.7225 | 3.318 | 3.7836 | 5.5341 | 4.8102 | 5.4709 | 5.2265 | 958656.3166 | 1209254.9745 | 983874.5215 | 2606713.4198 | 2685728.145 | 2756455.3281 | 3172695.8777 | 2788274.2109 | 2807342.0273 | 2423302.0118 | 2745329.3139 | 3057063.0782 | 2670722.4371 | 2558103.0097
Option 2D AT | DNSP Thermal Limit on Distributed Resources GG Area1 | DNSP Thermal Limit on Distributed Resources | 274806.2842 | 311180.0503 | 317228.0767 | 329215.9864 | 331628.1403 | 337996.5839 | 339692.3741 | 361006.0913 | 359078.36 | 370060.2728 | 355354.5331 | 355261.1938 | 199540.3953 | -9635.3062 | -10533.2503 | -3825.6598 | -92521.5306 | -9240.256 | 1218.8663 | -219494.9068 | -219788.7409 | -208737.1358 | -226268.8723 | -226184.0032
Option 2D AT | DNSP Thermal Limit on Distributed Resources MEL Area1 | DNSP Thermal Limit on Distributed Resources | 209202.7928 | 226570.1864 | 244950.748 | 226598.8291 | 239058.8985 | 232064.8713 | 236060.0522 | 259553.0921 | 261671.1174 | 246161.8076 | 237525.5104 | 241800.9321 | 242420.7721 | 260194.788 | 266581.3761 | 239351.6978 | 207602.1504 | 224325.6853 | 244028.9199 | 227196.5462 | 239941.747 | 245297.2582 | 245122.737 | 259314.7484
Option 2D AT | DNSP Thermal Limit on Distributed Resources MEL Area2 | DNSP Thermal Limit on Distributed Resources | 352433.4743 | 381697.3166 | 412705.857 | 381840.1736 | 402930.6959 | 391115.0345 | 397959.0617 | 437250.6741 | 440817.255 | 414689.4978 | 400146.1443 | 407349.4509 | 408396.8874 | 438343.8884 | 449109.2909 | 403223.6813 | 349735.0117 | 377907.5258 | 411108.5996 | 382746.4236 | 404214.0742 | 413240.7065 | 412951.4882 | 436854.0363
Option 2D AT | DNSP Thermal Limit on Distributed Resources NNSW Area1 | DNSP Thermal Limit on Distributed Resources | 1.5483 | 1.1063 | 1.2059 | 1.2143 | 1.1791 | 1.5177 | 1.9017 | 1.8304 | 2.0001 | 1.7549 | 1.5647 | 1.4864 | 1038444.9664 | 983398.9422 | 1781091.4138 | 1747217.2673 | 1888344.497 | 1893608.2555 | 1724686.5794 | 1609740.98 | 1630703.7028 | 1549929.7671 | 1699702.0436 | 2169315.672
Option 2D AT | DNSP Thermal Limit on Distributed Resources NQ Area1 | DNSP Thermal Limit on Distributed Resources | 1620438.6278 | 1396104.8701 | 1058739.0536 | 923255.778 | 838842.3198 | 816170.2138 | 647846.6942 | 623252.2256 | 637853.5472 | 770068.6596 | 914442.2023 | 1529026.51 | 602943.8458 | 689633.3577 | 811662.8348 | 917061.2833 | 1192528.3957 | 1139807.3015 | 1069976.6917 | 922184.8542 | 1183435.4907 | 1350710.2053 | 1470020.2383 | 1028458.2793
Option 2D AT | DNSP Thermal Limit on Distributed Resources NSA Area1 | DNSP Thermal Limit on Distributed Resources | 713403.071 | 570801.3355 | 501228.5566 | 524190.4491 | 524226.8772 | 692973.353 | 552401.5336 | 380262.8952 | 472075.8123 | 438703.8715 | 320898.7286 | 355115.0939 | 297903.986 | 192209.1973 | 188762.3333 | -666554.1289 | -630046.3463 | -633497.622 | -596081.9906 | -630136.3342 | -582636.8363 | -517980.478 | -663210.2345 | -708012.1883
Option 2D AT | DNSP Thermal Limit on Distributed Resources SESA Area1 | DNSP Thermal Limit on Distributed Resources | 0.46564 | 0.45949 | 0.44812 | 0.57605 | 0.68177 | 0.65617 | 0.73378 | 0.59552 | 0.64595 | 0.65534 | 0.5505 | 0.61017 | 0.53852 | 0.53306 | 0.52987 | 0.46729 | 0.46467 | 0.4982 | 0.40866 | 0.38201 | 0.39199 | 0.43433 | 48044.6157 | 36002.7336
Option 2D AT | DNSP Thermal Limit on Distributed Resources SEV Area1 | DNSP Thermal Limit on Distributed Resources | 512052.5076 | 536996.2677 | 593892.2823 | 552296.764 | 565931.5517 | 507797.1528 | 533938.7947 | 577617.6622 | 589261.6688 | 515776.0055 | 443847.9097 | 436560.3534 | 418469.891 | 375008.4011 | 398183.9809 | 394943.732 | 407087.708 | 437796.4852 | 398235.8416 | 412873.5316 | 417578.6814 | 431341.9007 | 403344.8289 | 441204.8137
Option 2D AT | DNSP Thermal Limit on Distributed Resources SNSW Area1 | DNSP Thermal Limit on Distributed Resources | 1531381.7723 | 1342654.8314 | 1391557.1941 | 1063435.3509 | 956669.5926 | 801659.5863 | 632342.4532 | 524894.806 | 655707.7681 | 525497.7376 | 429252.7944 | 416938.267 | 311132.9057 | 317242.0537 | 377072.5265 | 446027.5348 | 455895.2512 | 410330.3941 | 492164.7853 | 446745.0916 | 334008.0562 | 311194.7205 | -4891212.8601 | -5124378.2186
Option 2D AT | DNSP Thermal Limit on Distributed Resources SNSW Area2 | DNSP Thermal Limit on Distributed Resources | 78062.496 | 67032.2904 | 71170.1824 | 52828.2181 | 48905.0159 | 42210.9563 | 33076.6525 | 28383.658 | 37761.1579 | 33190.4718 | 28827.3928 | 30201.9888 | 18629.9964 | 18249.5315 | 17380.6442 | 20144.3297 | 21352.8472 | 23388.9486 | 22409.0057 | 23429.4536 | 29210.6303 | 28515.4817 | 26841.3045 | 22157.8662
Option 2D AT | DNSP Thermal Limit on Distributed Resources SNW Area1 | DNSP Thermal Limit on Distributed Resources | 815655.5537 | 837138.0858 | 909018.4976 | 970567.0066 | 908998.577 | 962531.5665 | 946981.8077 | 984057.2623 | 980754.1754 | 931146.9261 | 888866.8497 | 871546.6045 | 944450.3649 | 934288.9871 | 887556.7597 | 905294.8955 | 803667.0845 | 746983.8513 | 827478.7357 | 885529.4583 | 828438.5918 | 841156.1702 | 762211.5108 | 803316.0615
Option 2D AT | DNSP Thermal Limit on Distributed Resources SNW Area2 | DNSP Thermal Limit on Distributed Resources | 1216286.1853 | 1248334.5761 | 1355534.9465 | 1447400.8498 | 1355636 | 1435479.8328 | 1412117.1116 | 1466589.5276 | 1461614.2601 | 1387673.4948 | 1324686.2651 | 1298905.6698 | 1407567.2925 | 1392599.8714 | 1322839.0048 | 1349575.8944 | 1197907.9976 | 1099171.8632 | 1219495.265 | 1305949.0903 | 1222021.2327 | 1295282.5516 | 1166843.814 | 1233709.6892
Option 2D AT | DNSP Thermal Limit on Distributed Resources SQ Area1 | DNSP Thermal Limit on Distributed Resources | 1227982.8068 | 1315706.2741 | 1378533.5725 | 1318734.1875 | 1308081.4327 | 1218292.3513 | 927392.8749 | 803997.3289 | 838903.1429 | 4138428.3263 | 4102268.3676 | 3682722.4647 | 3881801.6024 | 4605379.4636 | 4084781.6208 | 4425991.4505 | 5965058.0383 | 5666594.893 | 4960692.0825 | 5795085.2902 | 5436443.524 | 6537276.5615 | 5390717.9579 | 5361384.0514
Option 2D AT | DNSP Thermal Limit on Distributed Resources TAS Area1 | DNSP Thermal Limit on Distributed Resources | 726406.7431 | 780078.5189 | 816173.3294 | 751300.7607 | 780497.1811 | 843776.4566 | 824289.1431 | 848700.209 | 783924.1094 | 679110.6607 | 804162.065 | 790092.3456 | 686115.5223 | 826643.9037 | 305917.0058 | 342385.2752 | 355799.6109 | 426435.9179 | 372432.7392 | 349161.0622 | 436323.9608 | 500508.5098 | 343349.8028 | 396196.5355
Option 2D AT | DNSP Thermal Limit on Distributed Resources WNV Area1 | DNSP Thermal Limit on Distributed Resources | 3.2514 | 3.3392 | 3.1113 | 2.2508 | 2.4249 | 2.9375 | 4.1865 | 4.3533 | 4.5611 | 3.865 | 3.5845 | 3.4546 | 3.5885 | 4757.3621 | 233686.9484 | 242916.2033 | 231704.1505 | 241098.1313 | 226644.6179 | 220713.3294 | 272569.4774 | 259849.1918 | 223507.3071 | 252087.6092
Option 2D AT | DNSP Thermal Limit on Distributed Resources WNV Area2 | DNSP Thermal Limit on Distributed Resources | 3.3159 | 3.4067 | 3.2413 | 2.3961 | 2.4076 | 2.4609 | 4.2617 | 4.5006 | 4.5793 | 3.931 | 3.556 | 3.4436 | 3.6951 | 4682.403 | 1000998.7987 | 1037404.3997 | 983148.7479 | 1022935.1365 | 964517.3898 | 941887.744 | 2005412.7223 | 1897017.4456 | 1627203.0405 | 1847672.6744
Option 2D AT | Daily H2 Limit NSW | H2 Infrastructure Limitations | 0 | 0 | 0 | 0 | 74.634 | 268.989 | 575.235 | 989.056 | 1356.255 | 1392.403 | 1344.782 | 1301.579 | 1257.998 | 1214.024 | 1169.674 | 1124.93 | 1079.804 | 1034.715 | 989.675 | 944.667 | 899.708 | 854.786 | 809.91 | 765.067
Option 2D AT | Daily H2 Limit QLD | H2 Infrastructure Limitations | 0 | 0 | 0 | 0 | 15.773 | 37.709 | 62.165 | 85.404 | 106.757 | 106.759 | 106.761 | 106.762 | 111.577 | 121.208 | 134.135 | 150.359 | 169.932 | 188.075 | 204.841 | 221.752 | 238.882 | 256.178 | 273.684 | 291.343
Option 2D AT | Daily H2 Limit SA | H2 Infrastructure Limitations | 0 | 0 | 0 | 0 | 0.0019011 | 0.0022039 | 902.016 | 989.345 | 996.365 | 783.66 | 598.563 | 598.559 | 598.557 | 598.557 | 598.557 | 598.559 | 598.563 | 598.565 | 598.565 | 598.565 | 598.566 | 598.566 | 598.566 | 598.566
Option 2D AT | Daily H2 Limit TAS | H2 Infrastructure Limitations | 0 | 0 | 0 | 0 | 0 | 0 | 2.0994e-05 | 568 | 568 | 568 | 568 | 568 | 568 | 507.339 | 507.339 | 507.339 | 507.339 | 507.339 | 507.339 | 507.339 | 507.339 | 507.339 | 507.339 | 507.339
Option 2D AT | Daily H2 Limit VIC | H2 Infrastructure Limitations | 0 | 0 | 0 | 0 | 355.986 | 1340.561 | 2953.724 | 5195.476 | 7403.019 | 7857.356 | 7857.356 | 7857.356 | 7857.356 | 7857.356 | 7857.356 | 7857.356 | 7857.356 | 7857.356 | 7857.356 | 7857.356 | 7857.356 | 7857.356 | 7857.356 | 7857.356
Option 2D AT | ExportGroup_CNSW1 | Group Network Export Constraints | 2618842.8077 | 2571119.1142 | 2514806.5579 | 2465164.4984 | 2395346.2683 | 2385475.0409 | -3812252.1666 | -6031384.0935 | -5904989.571 | -6175789.8483 | -6581394.5849 | -6302396.9582 | -7023826.0701 | -7141560.4936 | -7324189.9181 | -7276999.6365 | -7447647.8365 | -7286762.782 | -7302729.0859 | -7357919.0153 | -7111318.2346 | -7134160.4159 | -7279678.9235 | -7666430.9841
Option 2D AT | ExportGroup_CQ1 | Group Network Export Constraints | 1446724.0054 | 2025030.3327 | 7935686.1674 | 8574108.4571 | 8306884.3423 | 8218982.7379 | 9158925.963 | 5194879.6971 | 4946604.868 | 3224153.8444 | 2661419.6269 | 2573249.1774 | 1852457.7319 | 2774941.626 | 2518745.6019 | 553877.733 | 1173418.6997 | 851695.5096 | -318134.6293 | 141258.4488 | 345124.8529 | 79825.1489 | -248575.8848 | -1415108.715
Option 2D AT | ExportGroup_MN1 | Group Network Export Constraints | 5056525.817 | 5492265.0088 | 4855197.8536 | 4516440.1695 | 4589594.1634 | 5213116.7689 | 4599981.0521 | 6499950.4338 | 6679466.6277 | 6414532.48 | 5235841.8479 | 6222255.3605 | 6784995.5703 | 5663023.1436 | 6080414.9685 | 5620703.7668 | 4740141.1443 | 5318889.9401 | 4569141.4773 | 4617305.016 | 4065921.0223 | 3563542.3037 | 4562079.1185 | 4840860.1642
Option 2D AT | ExportGroup_NET1 | Group Network Export Constraints | 0 | 559779.9 | 824305.9375 | 856834.0868 | 636458.8384 | 940895.386 | 743877.6322 | 448703.4004 | 38581.0258 | -30265.4851 | 123339.0214 | 89486.1825 | 93881.6775 | 664521.0364 | -607982.6561 | -816009.8552 | -971629.7597 | -1175513.0352 | -1199798.5168 | -1338046.2428 | -1640522.5023 | -210982.4589 | 275741.2085 | -113603.8899
Option 2D AT | ExportGroup_NQ1 | Group Network Export Constraints | 2187898.4354 | 2675157.8703 | 10119953.3173 | 11344004.4543 | 11613147.6739 | 11939681.7245 | 14449593.4357 | 15514147.1431 | 15862051.8675 | 15406594.826 | 14666321.5381 | 14450918.4678 | 15931410.8357 | 16040740.8297 | 15706917.2458 | 15605612.0789 | 15264706.4138 | 14922552.5892 | 14669856.8603 | 15051574.6504 | 15195829.2571 | 14405401.6878 | 14676651.4148 | 15747143.7515
Option 2D AT | ExportGroup_NSA1 | Group Network Export Constraints | 836365.1811 | 1529833.302 | 1285413.1146 | 1277765.399 | 2566174.9954 | 2577730.3047 | 1786257.209 | 2109957.4724 | 2287447.6782 | 1966290.117 | 1275347.0265 | 1402342.6404 | 1564659.7391 | 1840054.4757 | 2027631.5981 | 2265962.1857 | 2568792.9661 | 2420714.7086 | 2840529.8444 | 2345912.7906 | 2838865.4403 | 3231027.8344 | 549903.5437 | 963343.8213
Option 2D AT | ExportGroup_SEVIC1 | Group Network Export Constraints | 0 | 0 | 0 | 0 | 0 | 18391037.3157 | 19118883.313 | -8208151.6786 | -6734854.4197 | -3563832.4383 | -3169412.0161 | -1900774.8579 | -39192119.2314 | -37971660.998 | -42526279.2605 | -43280970.172 | -42937362.5631 | -43081352.9279 | -42779777.7361 | -41768853.4615 | -43515035.7434 | -42318135.253 | -41647221.6123 | -41828805.9515
Option 2D AT | ExportGroup_SQ1 | Group Network Export Constraints | 201076.2234 | 104494.9849 | 2878136.0879 | 1959942.3442 | 1848226.2653 | 1410278.8257 | 3445959.6713 | 2867861.9289 | 2623328.4251 | -1606738.984 | -3992127.6932 | -4755709.4704 | -5556871.9899 | -5818930.1198 | -6499145.6232 | -6590575.5782 | -6082346.6246 | -6629166.1652 | -7308531.7588 | -8562418.612 | -9707509.4073 | -9929867.6258 | -12439133.206 | -14374606.9108
Option 2D AT | ExportGroup_SWNSW1 | Group Network Export Constraints | 2724410.1564 | 1042592.1506 | -383401.8986 | -729547.5393 | -1029051.516 | -1497480.5751 | -1725735.5009 | -1791001.1275 | -1550569.0482 | -1866432.4578 | -2048668.7989 | -2043222.6189 | -2408940.4692 | -2577085.7231 | -2538127.607 | -2466714.7463 | -2454450.0226 | -2997066.8241 | -3010747.7926 | -3042496.7894 | -2977272.2165 | -2981493.7492 | -3093910.8616 | -3319854.293
Option 2D AT | ExportGroup_SWNSW2 | Group Network Export Constraints | 0 | 0 | 0 | 0 | 0 | 6937792.9327 | 10225403.7766 | 7904123.982 | 7264669.0633 | 8008624.6227 | 9702833.8471 | 10357403.0283 | 9099944.9205 | 10629214.3403 | 8804061.7721 | 8470222.7166 | 7182827.7578 | 9194888.267 | 8295534.1773 | 10528561.7754 | 8425791.4601 | 8738232.5433 | 9985107.3855 | 9948815.8711
Option 2D AT | ExportGroup_SWQLD1 | Group Network Export Constraints | 8437936.2121 | 10031605.2223 | 6917051.8748 | 9720166.3609 | 9433291.1255 | 9999961.1726 | 8608263.0126 | 9675715.9998 | 8799614.3243 | 8586057.555 | 10265440.5832 | 9128417.5903 | 10168863.681 | 8714189.6147 | 8804360.106 | 8922015.4478 | 9162074.2879 | 9280324.7271 | 10951402.0707 | 8176022.0728 | 9163636.1314 | 9601443.8075 | 10748429.8569 | 12827500.4184
Option 2D AT | ExportGroup_SWV1 | Group Network Export Constraints | 11507896.8543 | 12174513.9789 | 12953332.1444 | 13836444.1527 | 12080826.1381 | 11001923.6074 | 11218040.7953 | 10474816.1786 | 8619097.3763 | 8934306.2413 | 9367622.4858 | 11196886.4938 | 9820629.0985 | 7355378.3043 | 7185693.9826 | 7830506.6312 | 6637602.1667 | 7291589.4189 | 7963190.5768 | 9383415.833 | 7113525.3659 | 5960378.8535 | 6466107.1907 | 6510133.7281
Option 2D AT | ExportGroup_WNV1 | Group Network Export Constraints | -51506.1567 | 245211.4328 | 490257.6925 | 2210700.9602 | 2128082.6846 | 718922.1917 | 0 | 0 | 0 | 0 | 0 | 0 | 0 | 0 | 0 | 0 | 0 | 0 | 0 | 0 | 0 | 0 | 0 | 0
Option 2D AT | ExportGroup_WV1 | Group Network Export Constraints | 3504729.0218 | 3797933.5907 | 4181180.6627 | -413021.2534 | -4666272.6045 | -6242261.0054 | -7302211.1255 | -7193705.5747 | -7513694.5953 | -7756318.574 | -4936755.9533 | -4769554.0098 | -6311803.4023 | -5402831.8833 | -4811534.6844 | -4439618.8136 | -4922575.6373 | -4301793.1161 | -4282578.5857 | -4267869.9673 | -3319848.0885 | -3030540.8729 | -4357990.7996 | -4912231.07
Option 2D AT | ExportLimit_DN1_Dubbo | Distribution REZ Export Constraints | 0 | 0 | 2.4464e-05 | 2.9567e-05 | 5.9288e-05 | 6.8093e-05 | -3561598.9118 | -4103419.9519 | -3978464.9549 | -4151280.4036 | -4412546.8574 | -4276979.6102 | -4698522.4287 | -4662963.4672 | -4758463.1285 | -4605223.0288 | -4562114.531 | -4437727.3914 | -4461008.2314 | -4457280.5975 | -4283788.3751 | -4326128.469 | -4274371.3594 | -4193161.5545
Option 2D AT | ExportLimit_DN2_Yass | Distribution REZ Export Constraints | 0 | 0 | 0 | 0 | 0 | 0 | 0 | 0 | 0 | 0 | 0 | 0 | 0 | 0 | 0 | 0 | 0 | 0 | 0 | 0 | 0 | 0 | 0 | 0
Option 2D AT | ExportLimit_DN3_Marulan | Distribution REZ Export Constraints | 0 | 0 | 0 | 0 | -6.1863 | -39.4979 | -35.5668 | -35.1838 | -36.4201 | -36.4157 | -39.6755 | -40.2309 | -39.3942 | -42.5053 | -41.348 | -41.6278 | -40.9511 | -42.077 | -40.1493 | -39.8058 | -41.5246 | -40.873 | -43.5544 | -42.4582
Option 2D AT | ExportLimit_N10_Hunter Coast | REZ Network Export Constraints | 0 | 0 | 0 | -10224000 | -17520000 | -17568000 | -17520000 | -17520000 | -17520000 | -17568000 | -17520000 | -17520000 | -6865445.0549 | -8224076.5974 | -6729718.1388 | -7221317.2658 | -6347680.7813 | -7297490.7367 | -6382465.8818 | -6566166.6334 | -6256971.8871 | -6237367.3308 | -1677469.6 | -2188078.7364
Option 2D AT | ExportLimit_N11_Illawarra Coast | REZ Network Export Constraints | 0 | 0 | 0 | 0 | 0 | 0 | 0 | 0 | 0 | 0 | 0 | 0 | 2291578.3846 | 3903463.493 | 1786055.3094 | 8588.9771 | -2192023.6465 | -3573927.2308 | -2501006.2749 | -2785912.0225 | -4977793.2532 | -6502750.2186 | -8946670.0027 | -8894990.7261
Option 2D AT | ExportLimit_N12_Illawarra | REZ Network Export Constraints | 0 | 0 | 988988.0075 | 935317.8203 | 788260.2868 | 383503.3542 | -271414.1461 | -1351411.7021 | -2845100.7598 | -3799716.5905 | -4761445.0519 | -5694891.8763 | -6681452.463 | -7794499.8246 | -9258503.028 | -10667799.4653 | -12015125.7935 | -13313844.5256 | -14263443.5763 | -15404582.6766 | -16471392.8556 | -17587115.0861 | -18545450.1007 | -18579714.9422
Option 2D AT | ExportLimit_N13_South Cobar | REZ Network Export Constraints | 0 | 13.9059 | 18.4002 | 14.5333 | 14.2396 | 14.2525 | 24.4982 | 26.151 | 26.2125 | 25.7325 | 346837.9768 | 324532.207 | 340802.3881 | 348201.2449 | 339571.4824 | 343528.9047 | 302487.3171 | 326054.3266 | 346232.8921 | 342860.4051 | 342586.4109 | 340431.6022 | 330950.5529 | 438948.9409
Option 2D AT | ExportLimit_N1_North West NSW | REZ Network Export Constraints | 393819.6241 | 484851.7137 | 499745.0269 | 376032.6767 | 312189.9925 | 294803.8127 | 344916.2045 | -335083.647 | -644028.5833 | -1472604.7678 | -1693798.6775 | -1623661.0675 | -2050742.5394 | -2089890.61 | -2512267.203 | -2434954.0747 | -2948311.949 | -2921906.5559 | -2993486.5853 | -2995279.3445 | -3035815.397 | -4772012.392 | -4592263.9677 | -4708911.7408
Option 2D AT | ExportLimit_N2_New England | REZ Network Export Constraints | 2371492.5719 | 2326939.3993 | 2930965.4343 | 2519899.5164 | 2666926.1567 | 2679281.31 | -13229204.696 | -13388759.4633 | -12839014.07 | -13950396.013 | -12228970.8787 | -12692822.3459 | -15305898.6121 | -15963519.24 | -20194782.6244 | -19623991.5887 | -19239190.6982 | -17874475.995 | -17994177.5378 | -18314733.9524 | -18149651.5389 | -17727465.3272 | -19431738.1542 | -19165289.6409
Option 2D AT | ExportLimit_N3_Central-West Orana | REZ Network Export Constraints | 3467523.2595 | 3831792.7527 | -14127760.7784 | -14032262.9718 | -12810317.5774 | -13940880.5295 | -20134006.1035 | -19473203.625 | -19544121.9 | -21933213.8088 | -24592557.6295 | -25026810.943 | -25050711.7749 | -26689709.1169 | -26887015.1545 | -25189732.0322 | -27284254.6976 | -27763310.3089 | -25511161.4241 | -26332579.6423 | -25808311.9011 | -25874078.7387 | -34808655.3958 | -31808931.4631
Option 2D AT | ExportLimit_N4_Broken Hill | REZ Network Export Constraints | 779180.5333 | 1096631.1762 | 1316094.5043 | 1227176.6198 | 1118489.0898 | 995123.674 | 964588.7044 | 998391.859 | 1080678.9901 | 1021164.3727 | 1035937.2761 | 1022934.1121 | 844004.9134 | 769138.2127 | 790328.4535 | 851186.6627 | 802710.7342 | 403595.8671 | 792316.8477 | 867215.4431 | 914766.459 | 920819.2815 | 889175.4271 | 894052.9837
Option 2D AT | ExportLimit_N5_South West NSW | REZ Network Export Constraints | 1524192.448 | -4261916.2859 | -4383037.894 | -4520885.2681 | -4997064.415 | -8444762.2419 | -10771973.3413 | -10601419.204 | -10445972.7004 | -10611748.878 | -10863324.5258 | -10827443.1414 | -11105090.4863 | -11722441.2418 | -11300142.2053 | -11330187.3736 | -11442056.0708 | -11330953.3348 | -11214746.1087 | -10760521.2987 | -10870244.744 | -10955419.2797 | -10076967.2341 | -10376345.4911
Option 2D AT | ExportLimit_N6_Wagga Wagga | REZ Network Export Constraints | 910267.9305 | -5377023.0268 | -11492655.2823 | -11697414.712 | -11154398.2293 | -11929672.9633 | -12604534.1992 | -12635056.0402 | -12153844.0921 | -12780397.6905 | -13087874.6645 | -12997182.2733 | -13572538.2606 | -13367181.1791 | -13303393.5133 | -13387369.5068 | -13391143.4765 | -13508691.2495 | -13683484.1725 | -13651725.2663 | -13500868.968 | -13475575.8412 | -13829717.9082 | -14204710.763
Option 2D AT | ExportLimit_N7_Tumut | REZ Network Export Constraints | -106.4063 | -2085571.7578 | -3593884.1149 | -3564518.1513 | -3537358.9869 | -3593004.0025 | -3668220.2334 | -3607188.8939 | -3600604.1068 | -3656047.4802 | -3375928.9081 | -3394607.4284 | -3385616.6888 | -3335651.133 | -3219671.4241 | -3240644.3519 | -3137738.6701 | -3308417.4218 | -3254371.4233 | -3217694.5523 | -3229487.7375 | -3212146.6943 | -3302422.4744 | -3221566.9256
Option 2D AT | ExportLimit_N8_Cooma-Monaro | REZ Network Export Constraints | 324531.4595 | 328093.5774 | 674315.873 | 697638.0323 | 606659.5306 | 1063271.2893 | 931704.3753 | 845164.5625 | 660531.1844 | 491618.8012 | 417319.5482 | 218137.2631 | -12706.2749 | -298233.5907 | -297725.5898 | 19794.7869 | 35528.5962 | 9402.2322 | 67053.1989 | -108970.2589 | -148873.6124 | -136369.3037 | -336682.1789 | -216160.3987
Option 2D AT | ExportLimit_N9_Hunter-Central Coast | REZ Network Export Constraints | -42122.9099 | 1648308.7802 | -1393542.1566 | -2066878.2187 | -2894097.4615 | -2073909.5938 | -2554128.9115 | -9174611.4845 | -8836819.6656 | -13830778.9979 | -15122528.7834 | -13880093.8942 | -15487793.5276 | -15736720.641 | -20344757.619 | -20617639.2866 | -20419029.6336 | -20076465.2428 | -20127852.4085 | -21213676.8402 | -19728525.3866 | -18909717.3812 | -22921249.9909 | -22951472.5651
Option 2D AT | ExportLimit_Q1_Far North Qld | REZ Network Export Constraints | 929079.0898 | 981060.7735 | 3410658.7859 | 4150778.74 | 4368133.1119 | 4014156.2654 | 3743506.706 | 3164536.0013 | 3063981.2617 | 2963107.1328 | 2572464.0066 | 2832221.8702 | 1036369.039 | -188453.6203 | -997541.9709 | -928936.5057 | -507548.6761 | -2004508.9156 | -5343568.3739 | -5153518.5347 | -4981802.2226 | -4852152.011 | -4268273.199 | -4044849.1655
Option 2D AT | ExportLimit_Q2_North Qld Clean Energy Hub | REZ Network Export Constraints | 335580.3564 | 352244.9886 | 3425881.2732 | 3476888.864 | 3493405.4079 | -9012215.8566 | -5622341.3755 | -3957578.6604 | -3602443.757 | -3914460.5576 | -4041842.485 | -4698509.3416 | -3229139.2722 | -2445728.6614 | -2443516.114 | -2279866.6566 | -2590984.1278 | -2404161.7403 | -2459953.2889 | -2395313.3403 | -2561954.7752 | -3575457.6935 | -3180151.3388 | -2255517.3024
Option 2D AT | ExportLimit_Q5_Barcaldine | REZ Network Export Constraints | 0 | 60.3871 | 373852.4805 | 479086.0724 | 496482.1064 | 476836.5502 | 446779.1616 | 451569.0628 | 458666.1901 | 405168.6473 | 421401.4678 | 423803.4858 | 370930.5937 | 389513.8493 | 418688.2435 | 418700.9791 | 431956.5245 | 445253.7558 | -233141.7604 | -1638940.9616 | -1516949.9615 | -1425802.8616 | -3513892.3101 | -3004919.619
Option 2D AT | ExportLimit_Q9_Banana | REZ Network Export Constraints | 36750.4358 | 36678.3903 | 35960.8628 | 33381.2979 | 29024.6066 | 28130.6874 | 23748.0432 | 20702.7939 | 22167.2588 | 17145.3469 | 19702.5857 | 19559.9124 | 10906.7223 | 12896.4642 | 13621.4105 | 12935.1258 | 18613.8055 | 0 | 0 | 0 | 0 | 0 | 0 | 0
Option 2D AT | ExportLimit_S2_Riverland | REZ Network Export Constraints | 31920.9126 | -3863731.1058 | -6802322.9869 | -6810467.1624 | -6769113.2211 | -6727925.1202 | -6580802.4502 | -6619209.2099 | -6552412.5123 | -5955965.1517 | -6333850.3875 | -6198110.927 | -4999547.3385 | -5195463.6751 | -4895246.6714 | -4882788.1855 | -5569396.2635 | -6499733.6804 | -8316189.4414 | -11794056.4108 | -14185087.4703 | -13804516.4411 | -15045396.7724 | -14558285.1322
Option 2D AT | ExportLimit_S4_Yorke Peninsula | REZ Network Export Constraints | -448.2088 | -485.3955 | -457.6013 | -443.8584 | 3.1555 | 3.5069 | 3.5599 | 3.6781 | 3.9101 | 3.6775 | 249489.9675 | 249266.3707 | 208061.6956 | 222520.2666 | 233899.5358 | 232790.503 | 243042.7087 | 236834.2205 | 251426.4785 | 250885.6159 | 251320.3824 | 282904.2526 | 264250.2976 | 297157.4215
Option 2D AT | ExportLimit_S6_Roxby Downs | REZ Network Export Constraints | 0 | 0 | 0.80737 | 0.79231 | 1.6344 | 1.5414 | 1.8071 | 1.9018 | 1.8666 | 1.8233 | 8768.5548 | 9095.4027 | 1590394.6603 | 1542149.9095 | 1583000.3738 | 1586923.7816 | 1582775.8198 | 1603379.8829 | 1645702.7311 | 1677303.6569 | 1630877.3291 | 1632299.9008 | 1484149.8914 | 1673557.2615
Option 2D AT | ExportLimit_S7_Eastern Eyre Peninsula | REZ Network Export Constraints | 563189.2149 | 495911.2731 | 436290.6903 | 541132.7768 | 338198.8851 | 155483.052 | 124530.3414 | 898821.1187 | 434233.8445 | 277709.4671 | 634951.4497 | 582772.4216 | 379122.3173 | 463270.9368 | 517036.9373 | 667802.4212 | 893796.7364 | 522119.5537 | 589163.5252 | 16115.3118 | -455410.2658 | -432822.7785 | -2367211.7537 | -2545778.8847
Option 2D AT | ExportLimit_S8_Western Eyre Peninsula | REZ Network Export Constraints | 0 | 0 | -0.10476 | -0.10798 | -0.15074 | -0.15657 | -0.10196 | -2.9233 | -2.9729 | -2.999 | -2.9396 | -2.9723 | -2.9704 | -2.9172 | -2.1088 | -2.148 | -2.5713 | -2.5218 | -2.3479 | -2.4799 | -2.4971 | -2.4625 | -9.8177 | -10.091
Option 2D AT | ExportLimit_T1_North East Tasmania | REZ Network Export Constraints | 0 | 559779.9 | 824305.9375 | 856834.0868 | 636458.8384 | 940895.386 | 743877.6322 | 448703.4004 | 38581.0262 | -30265.4846 | 123339.0227 | 89486.1843 | 93881.6776 | 664521.0365 | -607982.6559 | -816009.855 | -971629.7594 | -1175513.0349 | -1199798.5168 | -1338046.2428 | -1640522.5021 | -210982.4584 | 275741.209 | -113603.8893
Option 2D AT | ExportLimit_T2_North West Tasmania | REZ Network Export Constraints | 390478.3055 | 410835.2583 | 428770.2549 | 471256.879 | 440416.64 | 413485.6506 | 438855.6987 | 465304.3651 | 440892.6643 | 433466.0714 | 504634.9953 | 482346.5304 | 489072.6274 | 494086.643 | 391619.3384 | 442340.544 | 446300.7752 | 469035.5055 | 427651.3583 | 520724.8021 | 507593.6866 | 482836.6537 | 494784.9274 | 519669.4242
Option 2D AT | ExportLimit_T3_Central Highlands | REZ Network Export Constraints | 498397.2946 | 915685.0592 | 4061215.2258 | 4447222.6791 | 1926706.6028 | 195807.93 | 425194.6651 | 518885.1588 | 1004407.5966 | 2563562.2295 | 1889804.9458 | 1500116.2375 | 1719707.9891 | 2156354.1446 | 2190023.2255 | 2747398.9549 | 2823913.923 | 2827123.94 | 2386822.6256 | 2734857.2872 | 2651356.9814 | 2377031.2637 | 2935394.2137 | 3188837.5626
Option 2D AT | ExportLimit_V1_North West VIC | REZ Network Export Constraints | 1148547.8424 | -46337.5117 | 1976886.0628 | 1913608.2223 | 1745411.6284 | -6708182.676 | -10926015.9284 | -9740566.2327 | -9169787.618 | -10935214.1632 | -10895050.7507 | -12652236.8518 | -14633496.3412 | -13788597.9316 | -12180041.3836 | -12052787.5774 | -11818808.4435 | -10994512.9281 | -12041718.9139 | -13960806.6241 | -10984122.6395 | -9707638.4955 | -12236224.5526 | -12064237.0119
Option 2D AT | ExportLimit_V2_Central Highlands VIC | REZ Network Export Constraints | 1916903.3828 | 2328654.1191 | 3475794.4698 | 2986822.4613 | 1521953.6156 | 1497509.9339 | 1526085.8144 | -134408.897 | -140436.3777 | -86084.7789 | -2567591.5194 | -2333892.7625 | -2590069.3967 | -332802.7315 | 81376.8746 | -24670.3469 | -333522.5016 | 278684.8209 | -180393.9609 | -9401.1486 | -1018433.0778 | -687999.3305 | -3309728.4929 | -2825873.3129
Option 2D AT | ExportLimit_V7_Central North VIC | REZ Network Export Constraints | 1561090.6922 | 2011113.6713 | 4033971.6727 | 3833973.2458 | 3949386.2606 | 3668983.4282 | 3396603.7948 | 3564412.9297 | 3827361.0332 | 3479086.0642 | 3412802.5355 | 3147186.1828 | 4246447.0271 | 4352472.4367 | 4455778.287 | 4811891.4737 | 4811186.822 | 4896817.0733 | 4616117.2081 | 4597641.5314 | 4831659.228 | 4819543.5915 | 4204533.5442 | 4520809.6977
Option 2D AT | ExportLimit_V8_Gippsland Offshore | REZ Network Export Constraints | 0 | 0 | 0 | 0 | 0 | -9452211.3807 | -8750339.7746 | -22986850.0387 | -20804280.4803 | -15960147.0558 | -14289675.7539 | -12402690.5739 | -32945407.0588 | -30662490.8104 | -29516526.6531 | -30838560.3709 | -29886601.9438 | -29715679.8758 | -29915668.434 | -28280350.2484 | -30683619.4857 | -30363018.8747 | -29860142.652 | -28283402.4082
Option 2D AT | GG H2 Green Commodities Consumption Purchaser | Subregion flexible electricity load for Green Commodities H2 | 0 | 0 | 0 | 0 | 0 | 0 | 0 | 1243.9024 | 2445.4029 | 2896.4216 | 3364.5584 | 3841.3907 | 4350.9383 | 4921.4463 | 5564.488 | 6283.3174 | 7180.2689 | 8177.0081 | 9289.0636 | 10516.127 | 11871.6977 | 13346.9531 | 14777.1429 | 16010.2961
Option 2D AT | Gas Zone Daily Offtake Limit Colongra | Gas Infrastructure Limitations by Gas Zone | 663.117 | 3416.1645 | 569.9937 | 10656.5341 | 6874.8228 | 9816.0972 | 12858.3282 | 9443.6877 | 9911.0817 | 10486.9049 | 12313.5416 | 10377.8719 | 1033.3081 | 5718.9961 | 5947.8953 | 6210.3066 | 4221.095 | 3687.5264 | 3465.4796 | 5462.4301 | 4637.8361 | 6102.062 | 6332.7848 | 3081.5668
Option 2D AT | Gas Zone Daily Offtake Limit Gippsland | Gas Infrastructure Limitations by Gas Zone | 14724.0997 | 14764.4397 | 14403.4758 | 7995.2976 | 7478.6452 | 7276.3835 | 5370.1231 | 4837.7278 | 5358.5412 | 5218.7724 | 5679.2695 | 4658.3482 | 2758.9106 | 2744.0702 | 3063.6272 | 2893.3899 | 2719.5058 | 2981.3722 | 3071.6724 | 2957.5496 | 3345.0615 | 3154.9711 | 3668.542 | 2949.2527
Option 2D AT | Gas Zone Daily Offtake Limit Gladstone | Gas Infrastructure Limitations by Gas Zone | 0 | 0 | 0 | 0 | 236.9304 | 249.8218 | 189.7432 | 37.1769 | 115.3273 | 5.0539 | 4.5998e-06 | 11.419 | 11.8954 | 1.1365e-06 | 1.1318e-06 | 1.1578e-06 | 1.2253e-06 | 1.216e-06 | 2.6143e-05 | 891.6814 | 7899.8389 | 5873.376 | 13674.5548 | 22122.3448
Option 2D AT | Gas Zone Daily Offtake Limit Kurri Kurri | Gas Infrastructure Limitations by Gas Zone | 117.5268 | 2004.809 | 1470.0751 | 12050.6556 | 10910.7566 | 12733.83 | 14591.0094 | 10562.2895 | 10967.7915 | 11626.7018 | 12640.8975 | 10085.3735 | 1446.2982 | 5494.245 | 6135.1635 | 6054.3676 | 4633.5843 | 3481.6985 | 4444.1085 | 5245.4304 | 5169.0383 | 5240.8343 | 6081.987 | 3248.462
Option 2D AT | Gas Zone Daily Offtake Limit Laverton North | Gas Infrastructure Limitations by Gas Zone | 374.7484 | 1462.66 | 2917.3284 | 899.6952 | 302.2644 | 214.0211 | 311.09 | 494.7149 | 385.6625 | 1355.9808 | 1763.1401 | 1171.276 | 943.0541 | 1676.366 | 1919.7315 | 759.2282 | 1763.7748 | 1296.6614 | 2351.3221 | 1547.4486 | 908.3454 | 729.4417 | 534.4262 | 91.3187
Option 2D AT | Gas Zone Daily Offtake Limit Melbourne | Gas Infrastructure Limitations by Gas Zone | 3220.8728 | 7646.1569 | 9999.4892 | 6313.4011 | 3795.6176 | 1217.5806 | 3089.4695 | 4816.8742 | 4957.4487 | 4216.527 | 5211.5701 | 4263.0432 | 2885.0109 | 3295.75 | 1919.7315 | 2237.2839 | 2191.6396 | 1296.6614 | 3624.2601 | 3069.0013 | 3320.7717 | 2833.6339 | 4448.1196 | 2146.8967
Option 2D AT | Gas Zone Daily Offtake Limit Moomba | Gas Infrastructure Limitations by Gas Zone | 11646.1113 | 616.3723 | 398.8507 | 3878.9313 | 2162.6632 | 1545.4694 | 3152.9432 | 2212.7497 | 2064.6363 | 2830.3747 | 2680.873 | 2351.6607 | 904.6927 | 1634.5692 | 1584.3939 | 1460.8069 | 1999.262 | 806.4788 | 2300.662 | 1339.081 | 1500.2788 | 1300.4171 | 1107.279 | 623.3652
Option 2D AT | Gas Zone Daily Offtake Limit NQGP | Gas Infrastructure Limitations by Gas Zone | 11809.9888 | 9792.2244 | 836.8078 | 1594.4487 | 3156.9202 | 3048.3374 | 1534.8769 | 883.7163 | 710.8903 | 1056.0104 | 986.2311 | 1162.3871 | 502.0847 | 503.4602 | 502.0847 | 502.0847 | 502.0847 | 528.3809 | 933.6764 | 502.0847 | 969.6046 | 0 | 0 | 0
Option 2D AT | Gas Zone Daily Offtake Limit Newcastle | Gas Infrastructure Limitations by Gas Zone | 780.6438 | 5420.9734 | 2040.0688 | 22707.1897 | 24017.8651 | 29759.0941 | 41332.1101 | 26059.9236 | 27788.1214 | 29582.5263 | 32830.0403 | 28984.5783 | 5267.6936 | 11260.6605 | 12536.241 | 14602.923 | 9230.3758 | 7169.225 | 11822.1597 | 19755.914 | 25046.354 | 14430.2852 | 23641.2222 | 13887.272
Option 2D AT | Gas Zone Daily Offtake Limit Northern | Gas Infrastructure Limitations by Gas Zone | 40149.9995 | 40259.9992 | 20725.6178 | 23263.4448 | 18525.5401 | 18359.7763 | 12955.2393 | 10000.5862 | 10164.895 | 10291.404 | 7010.2293 | 6814.4498 | 792.0865 | 2561.1333 | 3154.5428 | 2865.5415 | 3315.4071 | 2338.4423 | 4363.8002 | 3099.6075 | 10186.0323 | 6853.254 | 15792.0578 | 22761.8422
Option 2D AT | Gas Zone Daily Offtake Limit Port Campbell | Gas Infrastructure Limitations by Gas Zone | 1152.09 | 2599.2993 | 4896.3717 | 7201.0373 | 8097.2694 | 2833.4836 | 8099.9943 | 9091.9121 | 8985.6868 | 9166.3668 | 9395.4177 | 8024.9737 | 2600.6186 | 4440.715 | 4098.8108 | 5232.8745 | 4613.5966 | 2720.0741 | 6518.7331 | 6027.2847 | 8205.0426 | 1023.3041 | 5387.7189 | 3681.5528
Option 2D AT | Gas Zone Daily Offtake Limit Southern | Gas Infrastructure Limitations by Gas Zone | 66085.6872 | 38378.9515 | 41619.3878 | 64555.0422 | 64882.2203 | 55781.1682 | 80733.8342 | 60044.9584 | 62151.1565 | 65780.541 | 70277.3775 | 55601.8092 | 16828.1981 | 28049.5217 | 27635.7806 | 32391.869 | 26369.5405 | 16462.1757 | 28382.6421 | 34273.5052 | 44478.3127 | 25215.6903 | 42060.241 | 26099.8216
Option 2D AT | Gordon Min Gen | Hydro min release | 2743.475 | 1315.3494 | 868.0258 | 517.8981 | 705.9377 | 541.102 | 981.8952 | 842.8821 | 1321.5487 | 1326.1021 | 1380.1344 | 1236.342 | 1651.0662 | 1536.4733 | 936.9098 | 867.4279 | 828.8497 | 838.9732 | 1105.0437 | 1074.8514 | 1033.3063 | 1058.464 | 1018.5628 | 836.6232
Option 2D AT | ImportGroup_N9_Hydrogen | Group Network Import Constraints | 3758906.4656 | 1963665.9041 | -1327292.1554 | -3121649.5076 | -3625587.486 | -4907953.8776 | -3239181.4802 | -7092052.9648 | -7826256.4778 | -11827413.7683 | -15331523.4211 | -14581255.591 | -13898864.0992 | -12540290.8341 | -13150966.8806 | -15369544.4631 | -20020898.8474 | -19968699.1926 | -21186082.4213 | -18334654.5203 | -20417248.2011 | -21781910.0658 | -16748440.4461 | -18717749.3384
Option 2D AT | ImportGroup_NSA1 | Group Network Import Constraints | -836365.1811 | -1529833.302 | -1285413.1146 | -1277765.399 | -2566175.0108 | -2577730.3603 | -4361732.4518 | -6297614.9691 | -6875026.7 | -8190716.348 | -8240007.0184 | -8367002.6327 | -8529319.7312 | -8823795.7282 | -8992291.5905 | -9230622.1785 | -9533452.9589 | -9404455.9631 | -10051983.9725 | -9557366.9187 | -10050319.5684 | -10462239.3711 | -16568341.8467 | -16981782.9399
Option 2D AT | ImportGroup_Q1_Hydrogen | Group Network Import Constraints | 990662.118 | 1089880.174 | -1161907.2437 | -1606042.6725 | -1497491.5798 | -1068890.7921 | -713707.3492 | 53557.7867 | 278597.8413 | 578360.0322 | 1057890.8845 | 1002256.8875 | 2109630.3046 | 2356995.7262 | 2045412.7408 | 1819059.2731 | 1461269.7776 | 1518034.7111 | 922306.8127 | 154989.3548 | -4234.9127 | 44605.4113 | -531577.4818 | -553956.3368
Option 2D AT | ImportGroup_Q4_Hydrogen | Group Network Import Constraints | -3380781.3482 | -4603710.8146 | -359838.9197 | -140360.2875 | -607948.8012 | -773851.4826 | 559947.435 | 568498.8272 | 761716.1678 | 511850.0993 | -478948.6401 | -551220.6189 | 954119.9675 | 958084.1181 | 813738.6621 | 216652.0537 | -177794.3609 | -616782.0947 | -597340.295 | -1099360.3911 | -703405.1793 | -1745492.6054 | -485878.8553 | 766761.8256
Option 2D AT | ImportGroup_Q7_Hydrogen | Group Network Import Constraints | -1458093.1565 | -1943017.4374 | -64291.4138 | -2282187.6484 | -2773457.2797 | -2985058.2677 | -5574033.4647 | -3919932.4927 | -4437287.9554 | -8468071.4012 | -12106423.1091 | -11818361.9195 | -10845879.3156 | -10675944.847 | -10612220.8544 | -11247111.2992 | -11218213.7887 | -11230669.6665 | -11678263.2679 | -9427194.2996 | -8648435.4638 | -6534049.0352 | -4141206.9602 | -2236184.2794
Option 2D AT | ImportLimit_DN1_Dubbo | Distribution REZ Import Constraints | 0 | 0 | -2.4464e-05 | -2.9567e-05 | -5.9288e-05 | -6.8093e-05 | -1.0882 | -2028580.0481 | -2153535.0451 | -1997519.5964 | -1719453.1426 | -1855020.3898 | -1433477.5713 | -1485836.5328 | -1373536.8715 | -1526776.9712 | -1569885.469 | -1711072.6086 | -1670991.7686 | -1674719.4025 | -1848211.6249 | -1822671.531 | -1857628.6406 | -1938838.4455
Option 2D AT | ImportLimit_DN3_Marulan | Distribution REZ Import Constraints | 0 | 0 | 0 | 0 | -2.8825 | -18.2999 | -22.0734 | -22.4567 | -21.2207 | -21.3831 | -17.9663 | -17.4109 | -20.0674 | -17.1192 | -18.1136 | -17.8339 | -18.5106 | -17.5478 | -19.3124 | -19.656 | -17.9373 | -18.7521 | -15.9084 | -17.0048
Option 2D AT | ImportLimit_N12_Illawarra | REZ Network Import Constraints | 0 | 0 | -988988.0075 | -935317.8203 | -788260.2868 | -383503.3542 | 271414.1461 | 1351411.7021 | 2845100.7598 | 3799716.5905 | 4761445.0519 | 5694891.8763 | 6681452.463 | 7794499.8246 | 7770001.4711 | 7809160.5835 | 7757941.1578 | 7843238.3205 | 7742480.537 | 7813269.58 | 7815634.8073 | 7837904.644 | 7799002.1604 | 7833267.0018
Option 2D AT | ImportLimit_N1_North West NSW | REZ Network Import Constraints | -393819.6241 | -484851.7137 | -499745.0269 | -376032.6767 | -312189.9925 | -294803.8127 | -344916.2045 | 150525.577 | -56296.398 | -98795.7782 | -60276.343 | -130413.9529 | -29312.1636 | 4137.1267 | 127822.1739 | 50509.0439 | -349537.549 | -384978.1463 | -304362.9107 | -302570.1515 | -262034.0992 | -407231.9844 | -572829.4678 | -456181.6947
Option 2D AT | ImportLimit_N3_Central-West Orana | REZ Network Import Constraints | -3467523.2595 | -3831792.7527 | -18934063.2216 | -42890217.0282 | -44112162.4226 | -44994330.8878 | -48251718.2297 | -53417948.4994 | -53347030.2287 | -54646864.3187 | -56057166.7702 | -55622913.4646 | -55599012.6119 | -54180973.4201 | -53762709.2337 | -55459992.3571 | -53365469.7094 | -53107372.2485 | -55138562.9792 | -54317144.7615 | -54841412.508 | -54996603.8168 | -55359050.6391 | -58358774.5691
Option 2D AT | ImportLimit_N8_Cooma-Monaro | REZ Network Import Constraints | -324531.4595 | -328093.5774 | -674315.873 | -697638.0323 | -606659.546 | -1063271.3082 | -931704.3758 | -845164.563 | -660531.185 | -491618.8019 | -417319.5491 | -218137.2642 | 12706.2748 | 298233.5905 | 215649.3373 | -190603.5059 | -211120.2129 | -185474.9219 | -242644.8152 | -165032.6944 | -125129.3411 | -138384.3429 | -73653.0278 | -194174.808
Option 2D AT | ImportLimit_Q1_Far North Qld | REZ Network Import Constraints | -929079.0898 | -981060.7735 | -3410658.7859 | -4150778.74 | -4368133.1119 | -4014156.2654 | -3743506.706 | -3164536.0015 | -3063981.262 | -2963107.1331 | -2572464.0069 | -2832221.8706 | -1814909.2937 | -1702484.3981 | -2244602.1618 | -2824853.6325 | -3246241.4623 | -3511921.464 | -4453100.5597 | -5497583.502 | -5669299.8147 | -5828131.1278 | -6382828.8384 | -6606252.8719
Option 2D AT | ImportLimit_S3_Mid-North SA | REZ Network Import Constraints | -5250941.4115 | -5047328.3573 | -5457855.5814 | -6580637.5714 | -4881643.6248 | -5859432.9467 | -5455646.6086 | -7012523.8103 | -6626351.0101 | -6124967.9315 | -5784790.8015 | -6938761.9237 | -6251510.6036 | -5221954.8986 | -5800410.9068 | -5480399.352 | -4810554.1021 | -6085725.4379 | -5477377.9472 | -6783910.5082 | -5769275.26 | -5692266.6296 | -5120688.9527 | -5548563.9203
Option 2D AT | ImportLimit_S7_Eastern Eyre Peninsula | REZ Network Import Constraints | -563189.2149 | -495911.2731 | -436290.6903 | -541132.7768 | -338198.9203 | -155483.0958 | -124530.3769 | -898821.1544 | -434233.8802 | -277709.5029 | -634951.4862 | -707810.6866 | -504160.581 | -588651.7712 | -642075.2012 | -792840.6852 | -1018835.0003 | -647500.3883 | -714201.7889 | -1585816.8287 | -1114291.2511 | -1141179.2909 | -1999256.9458 | -2160743.667
Option 2D AT | ImportLimit_T1_North East Tasmania | REZ Network Import Constraints | 0 | -559779.9 | -824305.9375 | -856834.0868 | -636458.8384 | -940895.386 | -743877.6322 | -448703.4004 | -38581.0264 | 30265.4843 | -123339.0232 | -89486.185 | -93881.6777 | -664521.0368 | 607982.6557 | 816009.8547 | 971629.7592 | 1175513.0346 | 1199798.5168 | 1338046.2428 | 1640522.502 | 210982.4583 | -275741.2091 | 113603.8892
Option 2D AT | ImportLimit_T3_Central Highlands | REZ Network Import Constraints | -498397.2946 | -915685.0592 | -4061215.2258 | -4447222.6791 | -7574386.6028 | -9946047.93 | -10148794.6651 | -10242485.1588 | -10728007.5966 | -12313802.2295 | -11613404.9458 | -11223716.2375 | -11443307.9891 | -11906594.1446 | -11913623.2255 | -12470998.9549 | -12547513.923 | -12577363.94 | -12110422.6256 | -12458457.2872 | -12374956.9814 | -12127271.2637 | -12658994.2137 | -12912437.5626
Option 2D AT | ImportLimit_V1_North West VIC | REZ Network Import Constraints | -1148547.8424 | -4062462.4883 | -8984886.0628 | -8921608.2223 | -8753411.6284 | -16548777.324 | -23763584.0716 | -24949033.7673 | -25519812.382 | -23849425.8368 | -23794549.2494 | -22037363.1483 | -20056103.6588 | -20996042.0685 | -22509558.6165 | -22636812.4228 | -22870791.5566 | -23790127.0722 | -22647881.0861 | -20728793.376 | -23705477.3606 | -25077001.5046 | -22453375.4475 | -22625362.9883
Option 2D AT | ImportLimit_V5_South West VIC | REZ Network Import Constraints | -9639470.8741 | -12470448.0191 | -13956369.9473 | -14906373.764 | -12794242.0765 | -11695247.9372 | -9833900.3308 | -8519945.394 | -6439672.122 | -6716352.2383 | -4429426.0604 | -4168789.7183 | -2683721.7708 | -1311262.6477 | -734291.8209 | -1122072.2153 | 151842.1204 | 108209.2638 | -890686.9823 | -2485794.1352 | -350318.9854 | 898731.0634 | 332978.2181 | 371248.7994
Option 2D AT | ImportLimit_V7_Central North VIC | REZ Network Import Constraints | -1561090.6922 | -2011113.6713 | -4033971.6727 | -3833973.2458 | -3949386.2606 | -3668983.4282 | -3396603.7948 | -3564412.9297 | -3827361.0335 | -3479086.065 | -3412802.5367 | -3147186.1848 | -4246447.0271 | -4352472.4367 | -4455778.2875 | -4811891.4747 | -4811186.8238 | -4896817.076 | -4616117.2082 | -4597641.5315 | -4831659.2282 | -4819543.5917 | -4204533.5444 | -4520809.6979
Option 2D AT | Kareeya Min Gen | Hydro min release | 695.0271 | 582.8676 | 495.527 | 482.5443 | 407.4808 | 407.8165 | 249.2784 | 259.078 | 272.7311 | 262.0786 | 249.3794 | 212.4366 | 55.8943 | 83.573 | 98.8979 | 96.3874 | 110.3508 | 104.4827 | 117.3925 | 117.5915 | 109.522 | 138.5031 | 117.3826 | 101.7449
Option 2D AT | Liapootah Min Gen | Hydro min release | 595.5663 | 535.6052 | 394.5485 | 508.4843 | 503.3011 | 375.7905 | 384.1191 | 347.7086 | 340.4261 | 322.0098 | 362.5308 | 466.1233 | 391.0098 | 365.1918 | 168.8139 | 160.513 | 154.6232 | 158.4755 | 208.5691 | 199.1134 | 195.5629 | 195.4121 | 182.7709 | 146.5768
Option 2D AT | N >> 11-0_17-0 | NetworkConstraints | 21566270.8148 | 21141838.8042 | 25456829.7637 | 23526263.5873 | 22057397.1571 | 23279419.2155 | 22221749.8948 | 21034335.4346 | 20010662.0416 | 19734900.2515 | 19499771.3813 | 19160363.7487 | 18308333.0969 | 19827417.0207 | 20842809.14 | 21330289.0368 | 22938302.1726 | 22662748.5121 | 23606787.4934 | 24307846.1002 | 24256048.6989 | 26819032.1125 | 28243986.8753 | 29183234.194
Option 2D AT | N >> 12-0_14-0_R | NetworkConstraints | 41791244.531 | 44108778.3879 | 46066647.616 | 52555437.4521 | 55477024.9759 | 57863993.3954 | 59713883.2883 | 62018052.9069 | 63479421.6911 | 64971853.708 | 66189090.2739 | 67444093.5068 | 67215588.2233 | 68589570.3843 | 68757972.1202 | 71356297.9076 | 71592110.9644 | 73224914.5056 | 75439399.0048 | 77286614.1837 | 78416019.9151 | 81282005.7199 | 82223153.1352 | 84996777.8848
Option 2D AT | N >> 12-0_39-1_R | NetworkConstraints | 49498253.3524 | 52615553.9115 | 55729934.8425 | 60249741.3166 | 61112831.4296 | 63910376.412 | 65664228.7276 | 67872850.6495 | 69419029.6502 | 71081797.9969 | 72505763.3696 | 73948547.6989 | 73343035.0598 | 74902790.1318 | 74919382.571 | 77612463.0075 | 77658778.8714 | 79639367.3829 | 81917294.7478 | 84138664.3564 | 85171075.8127 | 88138326.5152 | 89118411.488 | 92077976.6647
Option 2D AT | N >> 16-0_8-0_R | NetworkConstraints | 18581038.122 | 21024974.856 | 24502698.1347 | 24088296.2012 | 24219804.1516 | 26189626.8463 | 26362878.8238 | 26720619.4902 | 27729978.4634 | 29036667.2571 | 30642681.977 | 32338772.3879 | 28883190.4077 | 29062860.6679 | 26643513.9746 | 26638240.476 | 23829873.1754 | 26854866.4807 | 25934186.9394 | 27821404.8572 | 26431678.8237 | 25470641.5193 | 23347017.2531 | 24258707.4623
Option 2D AT | N >> 17-0_11-0 | NetworkConstraints | 21813661.9388 | 21726593.0866 | 26654947.0481 | 24110031.1417 | 22048529.1341 | 23245278.9508 | 21991048.4913 | 20726363.7224 | 19534506.6653 | 19177595.2107 | 18921472.1522 | 18536313.0436 | 17347255.3111 | 18914664.7496 | 19876867.4584 | 20269170.1425 | 21855119.9662 | 21581129.9682 | 22442061.484 | 23122075.779 | 22952993.0228 | 25554059.3538 | 26848639.2393 | 27813719.7931
Option 2D AT | N >> 18-0_5-0 | NetworkConstraints | 0 | 0 | 0 | -2893542.3106 | -4935997.9894 | -5446335.9354 | -5221444.311 | -4968432.6756 | -4978950.8486 | -5191827.496 | -5434208.101 | -5724322.5836 | -5043644.2452 | -5278464.7347 | -4896908.526 | -4783211.2509 | -4343440.274 | -4979510.4076 | -4872312.5232 | -5316938.4286 | -5030285.5913 | -4993296.382 | -4827617.1518 | -5014660.6809
Option 2D AT | N >> 18-0_5-0_R | NetworkConstraints | 6526777.2863 | 4451922.5864 | 5207989.9719 | 1821112.4992 | 0 | 0 | 0 | 0 | 0 | 0 | 0 | 0 | 0 | 0 | 0 | 0 | 0 | 0 | 0 | 0 | 0 | 0 | 0 | 0
Option 2D AT | N >> 31-0_32-0 | NetworkConstraints | 37727214.118 | 40232230.2511 | 43041281.0812 | 42896939.7265 | 43553901.8401 | 45695405.3963 | 51790339.5655 | 55253576.7345 | 60302318.6305 | 63375183.201 | 64980452.4621 | 67862339.0956 | 67568129.7719 | 68043953.6876 | 67053976.1489 | 70803236.488 | 70446388.7236 | 73367419.3761 | 74423683.5739 | 76132613.2878 | 78083685.1241 | 79257916.6575 | 77624368.5965 | 79159170.7554
Option 2D AT | N >> 32-0_31-0 | NetworkConstraints | 37727177.7615 | 40232377.3168 | 43041424.9827 | 42897186.9286 | 43553942.6235 | 45695576.6111 | 51790599.7745 | 55253844.7388 | 60302594.8333 | 63375462.464 | 64980724.3925 | 67862621.9125 | 67568392.4643 | 68044220.4752 | 67054244.7786 | 70803515.74 | 70446641.7766 | 73367679.2272 | 74423952.0475 | 76132898.9192 | 78083969.9055 | 79258197.5756 | 77624654.8801 | 79159465.7653
Option 2D AT | N >> 39-1_11-0 | NetworkConstraints | 38273190.7316 | 40716807.5708 | 45637815.6276 | 46581013.8464 | 46428565.2542 | 49089216.918 | 49252486.655 | 49475150.5858 | 49893935.318 | 50915805.7498 | 51978233.6824 | 53008685.7566 | 51045103.4339 | 52651193.8384 | 52363437.9272 | 53715289.5229 | 53617978.906 | 55399247.1168 | 56509244.147 | 58574432.7736 | 58423262.239 | 60732504.7191 | 61250278.3111 | 63293418.5895
Option 2D AT | N >> 39-1_16-0 | NetworkConstraints | 36919989.4274 | 39658659.1277 | 44307078.9599 | 45490528.2455 | 45169278.1555 | 47815704.5112 | 48157500.2939 | 48623099.4304 | 49299381.6593 | 50491527.7134 | 51755886.1797 | 53011806.8937 | 50795898.1688 | 52164342.8064 | 51449076.7095 | 52707293.9861 | 52042959.8226 | 54180640.9865 | 55027276.5982 | 57158603.3712 | 56863574.699 | 58643021.0691 | 58678477.5191 | 60662963.7311
Option 2D AT | N >> 39-1_17-0 | NetworkConstraints | 37677813.9372 | 40284085.2476 | 45415717.4424 | 46179536.7282 | 45861653.3531 | 48477186.0253 | 48562415.1645 | 48779866.6693 | 49136674.4854 | 50124341.6676 | 51185909.1701 | 52204752.9309 | 50067386.1731 | 51657041.4345 | 51304343.378 | 52589844.6267 | 52426715.1676 | 54224288.5783 | 55259073.2371 | 57296261.0452 | 57078559.5706 | 59333770.7185 | 59731189.4867 | 61765460.8338
Option 2D AT | N >> 39-1_3W-0 | NetworkConstraints | 38584486.3823 | 40992662.8045 | 45745939.6602 | 46930023.7006 | 46632247.1262 | 49376200.1502 | 49680212.9197 | 50082968.9571 | 50730981.7832 | 51923615.6698 | 53175961.5907 | 54424853.1272 | 52227377.1914 | 53691924.1509 | 53043550.4578 | 54343668.2202 | 53777940.9532 | 55923046.0155 | 56866275.1983 | 59056379.9174 | 58803588.1573 | 60749017.5545 | 60917743.977 | 62968770.322
Option 2D AT | N >> 39-1_5A6-0 | NetworkConstraints | 35756569.4431 | 38482990.1691 | 43238048.6955 | 43581329.5914 | 43193651.0601 | 45875543.8033 | 45810653.2133 | 45606423.703 | 46013522.4733 | 47017505.8372 | 48135680.3549 | 49258032.9554 | 47087463.4155 | 48703794.0477 | 48187999.3994 | 49233803.8143 | 48875055.2618 | 50869125.4759 | 51643397.4778 | 53834974.4563 | 53422316.3551 | 55371839.9519 | 55758848.1579 | 57507596.7762
Option 2D AT | N >> 39-1_8-0 | NetworkConstraints | 36835915.1014 | 39591432.1801 | 44177509.6306 | 45414704.7733 | 45126507.0445 | 47777112.0253 | 48149708.7364 | 48644847.7548 | 49357587.1996 | 50572914.5246 | 51859478.6544 | 53141366.7008 | 50921297.4545 | 52266456.6384 | 51514017.2482 | 52772300.5753 | 52055739.5017 | 54229654.0737 | 55059078.8509 | 57201042.9147 | 56900531.8669 | 58631188.8005 | 58630487.1062 | 60611294.7129
Option 2D AT | N >> 39-1_NIL | NetworkConstraints | 38013193.5446 | 40745017.2569 | 45395811.6353 | 46671847.3897 | 46385343.9148 | 49049618.5399 | 49411437.7615 | 49888326.2799 | 50529517.1009 | 51694313.2273 | 52906778.5439 | 54102461.4924 | 52046035.147 | 53500490.0474 | 52957517.2096 | 54318857.8976 | 53866182.6185 | 55885099.4283 | 56886543.9405 | 59004179.3266 | 58822960.5276 | 60828000.3255 | 61065210.0261 | 63118138.1727
Option 2D AT | N >> 5A5_5P1 | NetworkConstraints | 0 | 0 | -943672.8126 | 11715529.1185 | 16726543.1708 | 17468181.7391 | 19063647.2874 | 20608480.6137 | 19786176.8194 | 20693574.857 | 21471194.2948 | 20959488.1067 | 20373187.1971 | 19592425.2274 | 19735988.1113 | 20161412.1268 | 19058611.3295 | 18731770.7127 | 19856588.4491 | 19587167.4528 | 19125703.2775 | 19208818.7591 | 20165338.1168 | 22086259.6608
Option 2D AT | N >> 5H5_5H6 | NetworkConstraints | 0 | 0 | 0 | 27791428.7477 | 44375894.2572 | 45927654.8957 | 50938301.8791 | 56186857.6851 | 59005308.2683 | 61326916.495 | 62838251.0645 | 64740352.7678 | 58177524.0277 | 58122829.3842 | 55925633.0951 | 59177719.94 | 57621151.4437 | 60047519.0031 | 60251050.7704 | 60376006.0405 | 61138745.6771 | 62317216.2294 | 57202549.1707 | 60320386.9177
Option 2D AT | N >> 5P1_5A5 | NetworkConstraints | 0 | 0 | 2440147.2439 | 15094722.5506 | 17468331.6556 | 18311124.4548 | 24266525.9563 | 30663907.4096 | 32493111.0545 | 34694897.2428 | 35687021.3182 | 35592450.0608 | 37649144.5416 | 34636180.0768 | 34646639.7493 | 37445073.2695 | 35819646.3144 | 34982406.0843 | 37247148.7393 | 35539359.6758 | 37216082.613 | 36416396.0199 | 35934961.1752 | 38972817.1569
Option 2D AT | N >> 5P1_5P2 | NetworkConstraints | 0 | 0 | 3412981.3607 | 12261221.0901 | 11680035.0481 | 12292697.9416 | 18589676.5226 | 25441458.7005 | 28111582.3359 | 30260062.9388 | 31020162.6288 | 31193532.9811 | 34003576.2141 | 30805028.8697 | 30737918.4536 | 33875780.1312 | 32533283.0285 | 31706822.8947 | 33808535.2494 | 31898323.7015 | 34181082.0416 | 33169484.1784 | 32051610.1135 | 34638896.0395
Option 2D AT | N >> 76-0_77-0_R | NetworkConstraints | 23829036.8918 | 29859801.3203 | 31558715.5267 | 35096116.4245 | 34834199.5092 | 35589572.685 | 37137003.905 | 40534625.9004 | 41778054.6054 | 42896068.7189 | 44159512.6503 | 45320887.8105 | 43576511.1526 | 43785956.1385 | 42711590.2214 | 44337943.3036 | 42944134.2167 | 44678183.5175 | 45612355.6827 | 46454882.2204 | 47075129.5324 | 47847994.9378 | 46484914.1048 | 48701592.8599
Option 2D AT | N >> 8-0_16-0_R | NetworkConstraints | 17784391.5488 | 20341530.7295 | 23563119.5356 | 23376395.0703 | 23632690.4443 | 25611055.3973 | 25916570.9899 | 26400201.9676 | 27581243.6504 | 28995023.3958 | 30707848.3771 | 32525437.9253 | 29096011.6034 | 29145466.9605 | 26541876.4461 | 26510685.591 | 23431330.0572 | 26628343.1828 | 25611156.3767 | 27546273.3909 | 26119040.7247 | 24883961.9859 | 22596832.7791 | 23466022.1979
Option 2D AT | N >> 81-0_82-0 | NetworkConstraints | 28556171.8618 | 32247382.8422 | 16251649.3059 | 0 | 0 | 0 | 0 | 0 | 0 | 0 | 0 | 0 | 0 | 0 | 0 | 0 | 0 | 0 | 0 | 0 | 0 | 0 | 0 | 0
Option 2D AT | N >> 81_82-0 | NetworkConstraints | 0 | 0 | 24091696.3612 | 32363403.8605 | 27079575.1282 | 27727992.4236 | 34184973.9958 | 37308529.0788 | 42143094.7281 | 44783244.056 | 45660080.6331 | 48659969.875 | 37071186.186 | 37924620.5473 | 34826282.4073 | 38364127.3165 | 38161602.0764 | 41452301.3961 | 39211125.0004 | 39246593.9992 | 39994390.3474 | 40930642.9876 | 32066198.9839 | 32828061.7081
Option 2D AT | N >> 82-0_81 | NetworkConstraints | 0 | 0 | 24173867.8528 | 32522572.5112 | 27346232.2995 | 27948777.195 | 34051211.1664 | 36980790.4913 | 41660645.0136 | 44231217.5028 | 45061570.4517 | 47967940.4621 | 37413997.717 | 38146369.8096 | 35256484.0868 | 38637649.0114 | 38576811.13 | 41678572.0121 | 39512998.0686 | 39518730.2122 | 40274162.3506 | 41154073.8868 | 32840063.0731 | 33455471.8631
Option 2D AT | N >> 82-0_81-0 | NetworkConstraints | 29633146.325 | 33310422.2516 | 16676428.1998 | 0 | 0 | 0 | 0 | 0 | 0 | 0 | 0 | 0 | 0 | 0 | 0 | 0 | 0 | 0 | 0 | 0 | 0 | 0 | 0 | 0
Option 2D AT | N >> 93-0_90-0_R | NetworkConstraints | 3488273.0606 | 6443774.2429 | 12731835.8806 | 2514577.6037 | -3662588.7795 | -3267183.809 | -1793681.5714 | -2128984.6088 | -686010.328 | -187353.8911 | -23436.8173 | 483311.7353 | 9883237.8608 | 9476854.6919 | 10839660.1743 | 10821209.1031 | 11258373.0303 | 11278045.4301 | 12547565.1745 | 13342751.5089 | 14182189.0204 | 14006618.7607 | 18244468.3826 | 17472363.6232
Option 2D AT | N >> KEMPS_CK_2H1_2_KEMPS_CK_3H1_2 | NetworkConstraints | 5018485.5485 | 3590680.0203 | -1321099.2838 | 11001996.1902 | 19188271.2476 | 20484528.9207 | 25765395.548 | 29332782.4828 | 33791407.3766 | 36433702.945 | 37976250.7708 | 40130163.902 | 44917034.7429 | 43749595.589 | 43152468.5515 | 45631411.4724 | 44172644.4266 | 46094365.7753 | 47413070.6788 | 48542182.6787 | 50463550.9897 | 49368234.1807 | 49869493.2584 | 50576523.2003
Option 2D AT | N >> MT_PIPER_2TH1_2_MT_PIPER_1TH1_2 | NetworkConstraints | 4921964.3914 | 4403895.6198 | 8870412.4713 | 9684103.9175 | 12076583.8158 | 14571812.7524 | 15801079.2668 | 15221788.4896 | 15590210.5684 | 16598408.7946 | 17179194.9632 | 17470037.3223 | 17190464.6553 | 17202399.5457 | 17014778.8455 | 17513362.4345 | 17009452.9473 | 17539034.0502 | 17788395.7804 | 18459837.6562 | 17978447.8436 | 18071986.8293 | 18752170.2778 | 19408627.0166
Option 2D AT | NNSW H2 Domestic Consumption Purchaser | Subregion flexible electricity load for Domestic H2 | 0 | 0 | 0 | 0 | 21.6393 | 74.56 | 169.8534 | 316.5593 | 516.0579 | 645.9686 | 776.1379 | 912.7607 | 1048.5929 | 1178.372 | 1285.6981 | 1380.5864 | 1475.3821 | 1558.518 | 1626.6301 | 1701.8386 | 1774.1607 | 1848.4446 | 1912.6829 | 1979.5514
Option 2D AT | NQ H2 Domestic Consumption Purchaser | Subregion flexible electricity load for Domestic H2 | 0 | 0 | 0 | 0 | 7.4564 | 25.1497 | 58.4776 | 112.2114 | 190.0607 | 245.7186 | 299.1923 | 350.4521 | 396.4421 | 436.3537 | 463.1799 | 486.7014 | 511.2607 | 531.5406 | 549.4491 | 580.715 | 618.675 | 670.4386 | 736.0663 | 815.3579
Option 2D AT | NSA H2 Domestic Consumption Purchaser | Subregion flexible electricity load for Domestic H2 | 0 | 0 | 0 | 0 | 44.9471 | 90.3243 | 128.6089 | 170.4029 | 219.5214 | 233.7189 | 252.2383 | 291.1136 | 329.5429 | 366.97 | 397.2459 | 423.9214 | 450.6707 | 473.7383 | 490.6066 | 510.9479 | 530.5014 | 550.2589 | 568.1163 | 590.4136
Option 2D AT | NSA H2 Green Commodities Consumption Purchaser | Subregion flexible electricity load for Green Commodities H2 | 0 | 0 | 0 | 0 | 2676.7909 | 2640.4776 | 2604.6556 | 2569.2974 | 4332.1964 | 4273.4207 | 4215.4507 | 4158.2627 | 4101.8524 | 4046.2109 | 3991.3093 | 3937.1654 | 4645.3783 | 5291.2879 | 6011.6174 | 6806.8696 | 7684.8073 | 8639.695 | 9565.6744 | 10363.5836
Option 2D AT | NSW EIR Gen | Policies NSW | 0 | 5234.8832 | 21501.9872 | 38500.3124 | 40027.1118 | 42714.1117 | 54484.8966 | 64054.0522 | 69113.8622 | 80062.3413 | 89497.3584 | 89650.8761 | 111450.7173 | 117060.703 | 130979.2095 | 136539.7475 | 140679.8133 | 144189.0667 | 144826.7962 | 147925.4276 | 149430.8717 | 151657.8545 | 170836.9124 | 170836.9126
Option 2D AT | NSW EIR Storage MW | Policies NSW | 0.0004088 | 124.4118 | 756.6101 | 1262.595 | 1262.5952 | 1530.7851 | 2355.41 | 3440.0644 | 3900.1567 | 4638.2201 | 4638.2201 | 4638.2201 | 6111.9467 | 7415.2987 | 8995.6352 | 8995.6352 | 10467.3787 | 11093.0146 | 11093.0146 | 11093.0146 | 11093.0142 | 11336.4193 | 12188.9446 | 11682.9597
Option 2D AT | NSW EIR Storage MWh | Policies NSW | 0.0032668 | 995.2946 | 6052.8806 | 10100.76 | 10100.7617 | 12246.2806 | 18843.28 | 27520.5153 | 31201.2536 | 37105.7611 | 37105.7612 | 37105.7612 | 48895.5733 | 59322.3893 | 71965.0815 | 71965.0815 | 83739.0296 | 88744.1166 | 88744.1165 | 88744.1165 | 88744.1132 | 90691.3541 | 97511.5566 | 93463.6774
Option 2D AT | PEC and Heywood Export | Special Constraints | -2017623.1704 | 1228730.9913 | 1333802.4309 | 2459673.2685 | 2402009.7083 | 1558214.6327 | 1934153.4758 | 1534796.9774 | 1557526.3164 | 1523389.1809 | 1344391.3852 | 532187.7282 | 165309.2497 | 279312.5338 | 323396.3823 | 282358.1647 | 417683.562 | 23578.7149 | 286771.7981 | 111109.3393 | 343148.2173 | 227809.6933 | 395440.1021 | 223179.0572
Option 2D AT | PEC and Heywood Import | Special Constraints | 2017623.1704 | -1228730.9913 | -1333802.4309 | -2459673.2685 | -2402009.7083 | -1558214.6327 | -1934153.4758 | -1534796.9774 | -1557526.3164 | -1523389.1809 | -1344391.3852 | -532187.7282 | -165309.2497 | -279312.5338 | -323396.3823 | -282358.1647 | -417683.562 | -23578.7149 | -286771.7981 | -111109.3393 | -343148.2173 | -227809.6933 | -395440.1021 | -223179.0572
Option 2D AT | Poatina Min Gen | Hydro min release | 1137.407 | 2199.0176 | 1856.3825 | 889.1387 | 1035.0513 | 797.2799 | 1020.8446 | 1156.1109 | 1327.316 | 1221.5768 | 1235.6071 | 1215.0663 | 1923.9977 | 2165.3683 | 743.0153 | 707.727 | 686.4352 | 691.125 | 916.1723 | 887.2097 | 872.8706 | 863.394 | 813.3244 | 642.7269
Option 2D AT | Powering Australia Plan | Policies NEM | 0 | 2264.3829 | 28276.2533 | 21847.6451 | 0 | 0 | 0 | 0 | 0 | 0 | 0 | 0 | 0 | 0 | 0 | 0 | 0 | 0 | 0 | 0 | 0 | 0 | 0 | 0
Option 2D AT | REZ Access Scheme N3 | Policies NSW | 0 | 0.0031549 | 1472.0857 | 7406.359 | 7699.9999 | 7699.9997 | 7700 | 7700 | 7700 | 7700 | 7700 | 7700 | 7700 | 7700 | 7700 | 7700 | 7700 | 7700 | 7700 | 7700 | 7700 | 7700 | 7700 | 7699.9999
Option 2D AT | REZ Access Scheme N5 | Policies NSW | 0 | 0.0023461 | 1252.649 | 1252.6491 | 1252.6548 | 1252.6551 | 1252.6551 | 1252.6551 | 1252.6551 | 1252.6551 | 1252.6551 | 1252.6551 | 1252.6551 | 1252.6551 | 1252.6551 | 1252.6551 | 1252.6551 | 1252.6551 | 1252.6551 | 2003.1928 | 2003.1928 | 2003.1919 | 3842.4674 | 3842.4674
Option 2D AT | REZ Landholder_NSW | Landholder Payments | 0 | 0 | 0 | 0 | 0 | 1.9024 | 11.7773 | 71.7429 | 88.5324 | 156.3868 | 206.5768 | 206.5768 | 215.5078 | 215.5078 | 254.5676 | 274.2775 | 330.171 | 332.7704 | 335.081 | 338.8509 | 356.1548 | 426.4933 | 466.2113 | 466.2113
Option 2D AT | REZ Landholder_QLD | Landholder Payments | 0 | 0 | 0 | 0 | 0 | 0 | 0 | 0 | 0 | 0 | 0 | 0 | 61.2237 | 85.0494 | 118.8997 | 163.4331 | 163.4331 | 201.0377 | 432.0015 | 718.5751 | 718.5751 | 718.5751 | 1063.411 | 1063.411
Option 2D AT | REZ Landholder_VIC | Landholder Payments | 0 | 0 | 0 | 0 | 3.65e-06 | 3.66e-06 | 3.65e-06 | 76.3032 | 82.4139 | 82.4139 | 159.6507 | 159.6507 | 159.6507 | 159.6507 | 159.6507 | 159.6507 | 159.6507 | 159.6507 | 159.6507 | 196.0005 | 196.0005 | 196.0005 | 317.0235 | 317.0235
Option 2D AT | ResourceLimit_DN1_Solar | Resource Limits for DREZ | 0 | 0 | 0.0001241 | 0.00017885 | 0.000219 | 0.00028548 | 0.00073 | 807.3246 | 830.302 | 908.1883 | 908.1883 | 908.1883 | 908.1883 | 991.2265 | 1020.9951 | 1049.9652 | 1049.9652 | 1049.9651 | 1049.9652 | 1088.1209 | 1088.1209 | 1088.1209 | 1388.5501 | 1388.5501
Option 2D AT | ResourceLimit_DN3_Solar | Resource Limits for DREZ | 0 | 0 | 7.3e-06 | 3.65e-06 | 0.00068255 | 0.0014237 | 0.0014271 | 0.0014271 | 0.0014271 | 0.0014274 | 0.0014271 | 0.0014271 | 0.0014271 | 0.0014274 | 0.0014271 | 0.0014271 | 0.0014271 | 0.0014274 | 0.0014271 | 0.0014271 | 0.0014271 | 0.0014274 | 0.0014271 | 0.0014308
Option 2D AT | ResourceLimit_N12_Wind Medium | Resource Limits for REZ | 0 | 0 | 356.9998 | 356.9999 | 356.9999 | 357 | 357 | 357 | 357 | 357 | 357 | 357 | 357 | 357 | 357 | 357 | 357 | 357 | 357 | 357 | 357 | 357 | 357 | 357
Option 2D AT | ResourceLimit_N2_Solar | Resource Limits for REZ | 0 | 0.00036966 | 0.0004088 | 0.0007519 | 0.00076285 | 0.0011419 | 0.0011461 | 0.0011461 | 0.0011461 | 0.0011456 | 0.0011461 | 0.0011461 | 811.7433 | 811.7433 | 811.7433 | 811.7433 | 811.7433 | 811.7433 | 811.7433 | 811.7433 | 811.7433 | 811.7433 | 811.7433 | 811.7433
Option 2D AT | ResourceLimit_N2_Wind Medium | Resource Limits for REZ | 0 | 0 | 0.00078475 | 0.00093075 | 0.0009563 | 0.0010614 | 439.0934 | 439.0934 | 439.0934 | 439.0934 | 1183.7579 | 1183.7579 | 1183.7579 | 1183.7579 | 1183.7579 | 1271.8549 | 1479.5888 | 2459.545 | 2459.545 | 2459.545 | 2459.545 | 2459.545 | 2459.545 | 2459.545
Option 2D AT | ResourceLimit_N3_Solar | Resource Limits for REZ | 0 | 0.001819 | 372.0818 | 3579.4732 | 3579.4732 | 3579.4744 | 5444.7275 | 5444.7275 | 5444.7275 | 6120.01 | 6120.01 | 6120.01 | 6120.01 | 6120.01 | 6120.01 | 6120.01 | 6120.01 | 6120.01 | 6120.01 | 6120.01 | 6120.01 | 6120.01 | 7898.4792 | 7898.4792
Option 2D AT | ResourceLimit_N3_Wind Medium | Resource Limits for REZ | 0 | 0 | 0.0025806 | 2726.8845 | 3020.5253 | 3379.8732 | 3379.8732 | 4254.2142 | 4254.2142 | 4254.2142 | 5084.5907 | 5084.5907 | 5084.5907 | 5084.5907 | 5084.5907 | 5084.5907 | 5084.5907 | 5084.5907 | 5084.5907 | 5084.5907 | 5084.5907 | 5084.5921 | 5153.2197 | 5153.2197
Option 2D AT | ResourceLimit_N5_Solar | Resource Limits for REZ | 0 | 0.0014128 | 0.0014746 | 0.0014928 | 0.0067014 | 0.0067527 | 0.0067562 | 0.0067562 | 0.0067562 | 0.0067564 | 0.0067598 | 0.0067562 | 0.0067562 | 0.00676 | 0.0067598 | 0.0067598 | 0.0067598 | 0.00676 | 0.0067562 | 750.5444 | 750.5444 | 750.5444 | 2589.8209 | 2589.8209
Option 2D AT | ResourceLimit_N5_Wind Medium | Resource Limits for REZ | 0 | 0 | 0.004234 | 0.004234 | 0.0042376 | 0.0042419 | 0.0042449 | 0.0042449 | 0.0042449 | 0.0042419 | 0.0042449 | 0.0042449 | 0.0042449 | 0.0042419 | 0.0042449 | 0.0042449 | 0.0042449 | 0.0042419 | 0.0042449 | 0.0042449 | 0.0042449 | 0.0042419 | 0.0042449 | 0.0042449
Option 2D AT | ResourceLimit_N8_Wind Medium | Resource Limits for REZ | 0 | 0 | 0.0013396 | 0.0013724 | 0.0015403 | 175.0531 | 175.0531 | 175.0531 | 175.0531 | 175.0531 | 200 | 200 | 200 | 200 | 200 | 200 | 200 | 200 | 200 | 200 | 200 | 200 | 200 | 200
Option 2D AT | ResourceLimit_N9_Solar | Resource Limits for REZ | 0 | 953 | 1851.3056 | 2061.0299 | 2061.0301 | 2374.6302 | 2374.6302 | 3126.3271 | 5053.2771 | 8333.8484 | 8736.1597 | 8736.1597 | 11281.5249 | 11821.8117 | 16827.2328 | 18293 | 18293 | 18293 | 18293 | 18293 | 18293 | 18293 | 18293 | 18293
Option 2D AT | ResourceLimit_N9_Wind Medium | Resource Limits for REZ | 0 | 0 | 999.9999 | 999.9999 | 1000 | 1127.495 | 1127.495 | 1720.2071 | 1720.2071 | 2259.0062 | 3261.9682 | 3261.9682 | 3261.9682 | 3261.9682 | 3261.9682 | 3261.9682 | 3261.9682 | 3261.9682 | 3261.9682 | 3261.9682 | 3261.9682 | 3261.9682 | 3261.9682 | 3261.9682
Option 2D AT | ResourceLimit_Q8a_Solar | Resource Limits for REZ | 0 | 1547.4346 | 1547.4346 | 2113.8581 | 2113.8583 | 2113.8588 | 2113.86 | 2113.86 | 2113.86 | 2113.86 | 2113.86 | 2113.86 | 2113.86 | 2113.86 | 2113.86 | 2113.86 | 2113.86 | 2113.86 | 2113.86 | 2113.86 | 2275.81 | 2275.81 | 2797 | 2797
Option 2D AT | ResourceLimit_Q8b_Wind Medium | Resource Limits for REZ | 0 | 0 | 311.9102 | 311.9103 | 311.9106 | 311.9111 | 311.9111 | 311.9111 | 311.9111 | 360.2632 | 369.97 | 369.97 | 369.97 | 369.97 | 369.97 | 369.97 | 369.97 | 369.97 | 369.97 | 369.97 | 369.97 | 369.97 | 369.97 | 369.97
Option 2D AT | ResourceLimit_Q8c_Solar | Resource Limits for REZ | 0 | 0.0020679 | 0.0022776 | 391.3373 | 391.3373 | 391.3373 | 1404.1264 | 1663.2939 | 2057.6 | 2057.6 | 2057.6 | 2057.6 | 2057.6 | 2057.6 | 2057.6 | 2057.6 | 2057.6 | 2057.6 | 2057.6 | 2057.6 | 2057.6 | 2057.6 | 2057.6 | 2233.8921
Option 2D AT | ResourceLimit_Q8c_Wind Medium | Resource Limits for REZ | 0 | 0 | 1007.9999 | 1007.9999 | 1008 | 1008 | 1008 | 1008 | 1008 | 1008 | 1170.2554 | 2608.7564 | 2608.7564 | 2608.7564 | 2608.7564 | 2608.7564 | 2681.6596 | 2681.6596 | 2681.6596 | 2681.6596 | 2681.6596 | 2681.6596 | 3538.6297 | 3538.6297
Option 2D AT | ResourceLimit_S3_Solar | Resource Limits for REZ | 0 | 0.0013139 | 0.001314 | 0.0015148 | 2.7786 | 2.7786 | 254.5127 | 333.5186 | 333.5186 | 375.969 | 637.8486 | 637.8486 | 637.8486 | 1185.8476 | 1300 | 1300 | 1300 | 1300 | 1300 | 1300 | 1300 | 1300 | 1929.6873 | 1929.6873
Option 2D AT | ResourceLimit_S5_Solar | Resource Limits for REZ | 0 | 582.0868 | 582.0869 | 582.087 | 1227.838 | 1227.8381 | 2057.0195 | 2515.1104 | 2515.1104 | 3333.597 | 3333.597 | 3333.597 | 3674.7624 | 4638.0991 | 4923 | 4923 | 5262.2289 | 5262.2289 | 5262.2289 | 5262.2289 | 6241.5895 | 6241.5895 | 11769.8714 | 11769.8714
Option 2D AT | ResourceLimit_S6_Wind Medium | Resource Limits for REZ | 0 | 0 | 0.0002774 | 0.000292 | 0.00055845 | 0.0005673 | 0.0005694 | 0.0005694 | 0.0005694 | 0.00057096 | 2.9466 | 2.9466 | 554.181 | 554.181 | 554.181 | 554.181 | 554.181 | 554.181 | 560.9434 | 560.9434 | 560.9434 | 560.9434 | 560.9434 | 560.9434
Option 2D AT | ResourceLimit_T1_Solar | Resource Limits for REZ | 0 | 301.7758 | 301.7758 | 301.7758 | 301.7758 | 301.7758 | 301.7758 | 301.7758 | 301.7758 | 301.7758 | 301.7758 | 301.7758 | 301.7758 | 301.7758 | 301.7758 | 301.7758 | 301.7758 | 301.7758 | 301.7758 | 301.7758 | 301.7758 | 301.7758 | 301.7758 | 301.7758
Option 2D AT | ResourceLimit_T3_Solar | Resource Limits for REZ | 0 | 0.00079056 | 0.0008249 | 0.0008249 | 0.0008249 | 0.00084546 | 0.0008541 | 0.0008541 | 0.0008541 | 0.00085278 | 0.0008541 | 0.00085045 | 0.0008541 | 0.00085278 | 0.0008541 | 0.0008541 | 0.0008541 | 0.00085278 | 0.0008541 | 0.0008541 | 0.0008541 | 0.00085278 | 0.0008541 | 0.00085045
Option 2D AT | ResourceLimit_T3_Wind Medium | Resource Limits for REZ | 0 | 0 | 0.0002847 | 0.0005183 | 0.00060225 | 43.5673 | 43.5673 | 43.5673 | 132.5524 | 504.1122 | 504.1122 | 504.1122 | 504.1122 | 637.8941 | 637.8941 | 834.9928 | 834.9928 | 834.9928 | 834.9928 | 873.6852 | 873.6852 | 873.6852 | 1110.6287 | 1110.6287
Option 2D AT | ResourceLimit_V1_Solar | Resource Limits for REZ | 0 | 263.0397 | 263.0397 | 263.0398 | 263.0399 | 263.0399 | 1387.3195 | 2125.3037 | 2125.3037 | 3016 | 3016 | 3016 | 3814.3165 | 9545.9765 | 11637.6148 | 11722.0489 | 11722.0489 | 11722.0489 | 11722.0489 | 11722.0489 | 12245.2564 | 12245.2564 | 14269.7872 | 14269.7872
Option 2D AT | ResourceLimit_V1_Wind Medium | Resource Limits for REZ | 0 | 0 | 725.1736 | 725.1736 | 725.1736 | 725.1736 | 725.1736 | 725.1736 | 725.1736 | 725.1736 | 1131 | 1131 | 1131 | 1131 | 1131 | 1131 | 1131 | 1131 | 1131 | 1131 | 1479.5004 | 1479.5004 | 1479.5004 | 1479.5004
Option 2D AT | ResourceLimit_V2_Wind Medium | Resource Limits for REZ | 0 | 0 | 51.5826 | 286.0579 | 286.058 | 286.058 | 293.997 | 911.3339 | 956 | 956 | 1500.6047 | 1500.6047 | 1500.6047 | 1500.6047 | 1500.6047 | 1500.6047 | 1500.6047 | 1500.6047 | 1622.2154 | 2056.0433 | 2056.0433 | 2056.0433 | 3221.4617 | 3221.4617
Option 2D AT | ResourceLimit_V4_Solar | Resource Limits for REZ | 0 | 0.0044469 | 0.0044457 | 0.0044639 | 0.0044932 | 0.0044908 | 0.0044932 | 0.0044932 | 0.0044932 | 0.0044945 | 0.0044932 | 0.0044932 | 0.0044932 | 3077.5382 | 3077.5382 | 3077.5382 | 3077.5382 | 3077.5382 | 3077.5382 | 3077.5382 | 3077.5382 | 3077.5382 | 4152.6868 | 4152.6868
Option 2D AT | ResourceLimit_V4_Wind Medium | Resource Limits for REZ | 0 | 0 | 0.0048326 | 119.7698 | 119.7699 | 119.7699 | 119.7699 | 119.7699 | 119.7699 | 119.7699 | 1391.8139 | 1391.8139 | 1391.8139 | 1391.8139 | 1391.8139 | 1391.8139 | 1391.8139 | 1391.8139 | 1604 | 1604 | 1604 | 1604 | 1604 | 1604
Option 2D AT | ResourceLimit_V5_Wind Medium | Resource Limits for REZ | 0 | 0 | 0.0023871 | 0.0023981 | 0.00242 | 0.0024193 | 0.00242 | 0.00242 | 13.796 | 13.796 | 13.796 | 13.796 | 13.796 | 13.796 | 13.796 | 13.796 | 13.796 | 13.796 | 810.6256 | 1599 | 1599 | 1599 | 2186.3432 | 2186.3432
Option 2D AT | ResourceLimit_V7_Wind Medium | Resource Limits for REZ | 0 | 0 | 408 | 408 | 408 | 408 | 408 | 408 | 408 | 408 | 408 | 408 | 790.5597 | 790.5597 | 790.5597 | 790.5597 | 790.5597 | 790.5597 | 790.5597 | 790.5597 | 790.5597 | 790.5597 | 790.5597 | 790.5597
Option 2D AT | SA Firming | Policies SA | 0 | 0 | 318.86 | 318.8601 | 564.86 | 564.8603 | 637.616 | 1289.3662 | 1289.3662 | 1368.8536 | 1436.3191 | 1436.3191 | 2261.6377 | 2742.2274 | 3276.8999 | 3276.8999 | 3523.7938 | 3605.4685 | 3652.2503 | 4121.4803 | 5319.9232 | 5687.3226 | 8916.7297 | 9246.7116
Option 2D AT | SESA H2 Domestic Consumption Purchaser | Subregion flexible electricity load for Domestic H2 | 0 | 0 | 0 | 0 | 55.5843 | 60.2074 | 85.722 | 113.6193 | 146.365 | 155.8126 | 168.1849 | 194.0757 | 219.73 | 244.6206 | 264.8306 | 282.6143 | 300.4471 | 315.808 | 327.0624 | 340.6493 | 353.6329 | 366.8394 | 378.7614 | 393.6264
Option 2D AT | SEV H2 Domestic Consumption Purchaser | Subregion flexible electricity load for Domestic H2 | 0 | 0 | 0 | 0 | 35.405 | 125.3037 | 284.0971 | 524.6614 | 831.4179 | 1003.7103 | 1154.0387 | 1302.4764 | 1437.1614 | 1555.8777 | 1643.6809 | 1718.2636 | 1796.0086 | 1863.5029 | 1915.2637 | 1974.1807 | 2028.2529 | 2083.6797 | 2137.416 | 2214.7157
Option 2D AT | SNSW H2 Domestic Consumption Purchaser | Subregion flexible electricity load for Domestic H2 | 0.41714 | 0.366 | 0.365 | 0.365 | 21.6393 | 74.56 | 169.8534 | 316.5593 | 516.0579 | 645.9686 | 776.1379 | 912.7607 | 1048.5929 | 1178.372 | 1285.6981 | 1380.5864 | 1475.3821 | 1558.518 | 1626.6301 | 1701.8386 | 1774.1607 | 1848.4446 | 1912.6829 | 1979.5514
Option 2D AT | SNW Firming | Policies NSW | 0.0024637 | 922.3436 | 922.3456 | 1296.6204 | 1847.1229 | 1984.7565 | 2641.8554 | 2829.4434 | 2829.4434 | 2829.4434 | 2829.4434 | 2829.4434 | 5300.3741 | 5300.3741 | 5300.3741 | 5300.3741 | 5422.9068 | 7175.2102 | 7175.2102 | 7175.2102 | 7175.2077 | 7435.5364 | 7820.7677 | 7446.493
Option 2D AT | SNW H2 Domestic Consumption Purchaser | Subregion flexible electricity load for Domestic H2 | 2.92 | 2.8757 | 2.8416 | 2.8157 | 151.3707 | 521.946 | 1189.1046 | 2215.7586 | 3612.4571 | 4521.7546 | 5432.9379 | 6389.2207 | 7340.2021 | 8248.5251 | 8999.8603 | 9664.2093 | 10327.5186 | 10909.5743 | 11386.386 | 11912.8179 | 12419.2814 | 12939.164 | 13388.8054 | 13856.7557
Option 2D AT | SNW H2 Green Commodities Consumption Purchaser | Subregion flexible electricity load for Green Commodities H2 | 0 | 0 | 0 | 0 | 0 | 0 | 0 | 959.9247 | 1512.0689 | 1840.9277 | 2203.8317 | 2575.5557 | 2969.0937 | 3390.494 | 8328.3164 | 8215.3474 | 8640.3869 | 8692.7493 | 8753.2411 | 8817.4559 | 8972.352 | 10085.535 | 11118.3309 | 12039.161
Option 2D AT | SQ H2 Domestic Consumption Purchaser | Subregion flexible electricity load for Domestic H2 | 0 | 0 | 0 | 0 | 34.7793 | 117.3823 | 272.8084 | 523.7229 | 886.8979 | 1146.6866 | 1396.2134 | 1635.5129 | 1849.9243 | 2036.3086 | 2161.5056 | 2271.2907 | 2385.9529 | 2480.6097 | 2564.0963 | 2710.0207 | 2887.2021 | 3128.6437 | 3435.0286 | 3805.0729
Option 2D AT | SRET | Policies SA | 0 | 1.4261e-05 | 2.0343e-07 | 2.6218e-05 | 0.00043059 | 67.6933 | 2.2009e-05 | 3.1044e-06 | 3.482e-06 | 7.962e-06 | 2.6037e-06 | 4.6342e-06 | 3.6401e-06 | 4.7562e-06 | 4.3291e-06 | 4.2793e-06 | 5.6674e-06 | 5.026e-06 | 6.6171e-06 | 3.852e-06 | 3.1733e-06 | 3.9199e-06 | 4.1585e-06 | 5.582e-06
Option 2D AT | Shared Upgrade_CNSW-SNW Option 3 - Stage 2 | Shared REZ Upgrades | 0 | 0 | 0 | 0 | 0 | 0 | 0 | 0 | 0 | 0 | 0 | 0 | 0 | 0 | 0 | 0 | 0 | 0 | 0 | 0 | 0 | 0 | 0 | 0
Option 2D AT | Snowy 2.0 - Gen | Special Constraints | 0 | 0 | 1642467.3422 | 4962904.7445 | 5197907.077 | 5327047.2158 | 5366380.4692 | 5479587.7993 | 5779890.5401 | 5683008.891 | 4459989.6734 | 5019719.6252 | 4091032.8986 | 3253741.1801 | 3064487.792 | 3146069.4496 | 3796713.293 | 3858575.8686 | 3002095.4627 | 2942949.5417 | 3256248.4039 | 3893275.1054 | 3267978.296 | 2891215.9504
Option 2D AT | Snowy 2.0 - Pump | Special Constraints | 0 | 0 | 2588092.8596 | 6497462.4688 | 6767471.1328 | 7266535.2493 | 7116976.5073 | 7449166.344 | 8084946.5982 | 7669870.5229 | 6162265.2368 | 6400403.7208 | 5827990.7294 | 4227509.7605 | 4063792.5788 | 4565932.5036 | 5041988.2933 | 4876223.4422 | 4173838.3959 | 3970730.386 | 4164017.1734 | 5371032.2229 | 4283870.5424 | 4023738.5141
Option 2D AT | Sys Strength Requirement - Efficient Level CNSW | System Strength Requiements- Efficient | 0 | 3.66e-06 | -5.475e-05 | -0.0001241 | -0.0002555 | -0.00064416 | 0 | 0 | 0 | 0 | -3.65e-06 | -3.65e-06 | -3.65e-06 | -3.66e-06 | -3.65e-06 | -3.65e-06 | -3.65e-06 | -3.66e-06 | -1.825e-05 | -3.65e-06 | 0 | -7.32e-06 | -1.46e-05 | -3.65e-06
Option 2D AT | Sys Strength Requirement - Efficient Level CQ | System Strength Requiements- Efficient | 0 | -5.124e-05 | -7.3e-05 | -0.0001095 | -0.0001241 | -0.00019764 | 0 | -3.65e-06 | -3.65e-06 | -7.32e-06 | -3.65e-06 | -7.3e-06 | -3.65e-06 | -7.32e-06 | -3.65e-06 | -1.095e-05 | -7.3e-06 | -7.32e-06 | 0 | 0 | 0 | 0 | -3.65e-06 | -3.65e-06
Option 2D AT | Sys Strength Requirement - Efficient Level CSA | System Strength Requiements- Efficient | 0 | 0 | -2.92e-05 | -5.475e-05 | -0.0002336 | -0.00021228 | 0 | 0 | -7.3e-06 | -3.66e-06 | -3.65e-06 | -1.46e-05 | -3.65e-06 | -7.32e-06 | -1.095e-05 | -3.65e-06 | -3.65e-06 | -3.66e-06 | 8.395e-05 | -3.65e-05 | -8.395e-05 | -5.124e-05 | -8.76e-05 | 0.00061685
Option 2D AT | Sys Strength Requirement - Efficient Level GG | System Strength Requiements- Efficient | 0 | 0 | 0 | -7.3e-06 | -4.745e-05 | -2.562e-05 | 0 | -3.65e-06 | 7.3e-06 | -7.32e-06 | 0 | 0 | 0 | 0 | 0 | 0 | -3.65e-06 | 0 | -3.65e-06 | -3.65e-06 | -5.11e-05 | 1.464e-05 | 0 | 5.11e-05
Option 2D AT | Sys Strength Requirement - Efficient Level MEL | System Strength Requiements- Efficient | 0 | 0 | 2.19e-05 | 8.395e-05 | -0.0001241 | 2.928e-05 | 0 | 0 | 0 | -3.66e-06 | 0 | 0 | -3.285e-05 | -0.00027084 | -0.00027375 | -0.00021535 | -4.745e-05 | -1.83e-05 | -0.00029565 | -0.00029565 | 0 | -2.928e-05 | -7.3e-06 | 0.00038325
Option 2D AT | Sys Strength Requirement - Efficient Level NNSW | System Strength Requiements- Efficient | 0 | -2.928e-05 | -0.000146 | -0.0001606 | -0.0004015 | -0.0006405 | 0 | 0 | -3.65e-06 | -3.66e-06 | -3.65e-06 | 0 | 0 | -7.32e-06 | -3.65e-06 | -7.3e-06 | -1.825e-05 | -1.098e-05 | -1.825e-05 | -3.65e-06 | 0 | 0 | -7.3e-06 | 0.00041245
Option 2D AT | Sys Strength Requirement - Efficient Level NQ | System Strength Requiements- Efficient | 0 | 0 | -0.00034675 | -0.00021535 | -0.0001679 | -0.00029646 | 0 | 0 | -1.46e-05 | 0 | -3.65e-06 | -7.3e-06 | -3.65e-06 | -1.098e-05 | -7.3e-06 | -7.3e-06 | -3.65e-06 | -7.32e-06 | -1.46e-05 | 0 | 0 | 0 | -3.65e-06 | -3.65e-06
Option 2D AT | Sys Strength Requirement - Efficient Level NSA | System Strength Requiements- Efficient | 0 | 0 | -2.19e-05 | -0.00012775 | -0.00015695 | -0.0012298 | 0 | -3.65e-06 | 0 | -3.66e-06 | -3.65e-06 | -1.095e-05 | -3.65e-06 | 0 | -3.65e-06 | 0 | -3.65e-06 | -7.32e-06 | -1.46e-05 | -7.3e-06 | -3.65e-06 | -1.098e-05 | -8.76e-05 | 0.0006424
Option 2D AT | Sys Strength Requirement - Efficient Level SESA | System Strength Requiements- Efficient | 0 | 0 | 0 | 0 | -3.65e-06 | -3.66e-06 | 0 | 0 | 0 | -3.66e-06 | 0 | 0 | -3.65e-06 | 0 | 0 | -3.65e-06 | 0 | 0 | -3.65e-06 | 0 | 0 | 0 | 0 | 0.0004234
Option 2D AT | Sys Strength Requirement - Efficient Level SEV | System Strength Requiements- Efficient | 0 | 0 | 0 | 7.3e-06 | -3.65e-06 | -1.83e-05 | 0 | 0 | 0 | -3.66e-06 | 0 | 0 | -3.285e-05 | -0.00023424 | -0.00014965 | -0.00012045 | -4.015e-05 | 6.954e-05 | -0.00031025 | -0.00031025 | -3.65e-06 | 0 | -1.095e-05 | 0.00088695
Option 2D AT | Sys Strength Requirement - Efficient Level SNSW | System Strength Requiements- Efficient | 0 | -7.32e-06 | -1.825e-05 | -0.0007592 | -0.00025185 | -0.00031842 | 0 | 0 | -7.3e-06 | -3.66e-06 | -7.3e-06 | 0.00049275 | -0.00015695 | 0 | -7.3e-06 | -0.0003139 | -1.095e-05 | 0.00031476 | -1.46e-05 | -0.00034675 | -0.0001971 | -0.00029646 | -0.0002044 | 0.0029492
Option 2D AT | Sys Strength Requirement - Efficient Level SNW | System Strength Requiements- Efficient | 0 | -0.00014274 | -0.00033215 | -0.00060955 | -0.00044165 | -0.00076494 | -3.65e-06 | -2.19e-05 | -2.555e-05 | -4.026e-05 | -1.825e-05 | 6.205e-05 | -3.65e-06 | -3.66e-06 | -1.095e-05 | -7.3e-06 | -7.3e-06 | -3.66e-06 | -0.0001387 | -7.3e-06 | -1.095e-05 | -7.32e-06 | -7.3e-06 | 0.00047085
Option 2D AT | Sys Strength Requirement - Efficient Level SQ | System Strength Requiements- Efficient | 0 | -0.0001281 | -4.015e-05 | -7.3e-06 | -0.00071905 | -0.0010504 | 0 | 0 | -3.65e-06 | -3.66e-06 | 0 | -3.65e-06 | 1.825e-05 | -8.418e-05 | 2.555e-05 | -9.49e-05 | 2.92e-05 | 2.562e-05 | -9.49e-05 | -0.0001314 | -3.65e-06 | -3.66e-06 | -1.095e-05 | -1.46e-05
Option 2D AT | Sys Strength Requirement - Efficient Level TAS | System Strength Requiements- Efficient | 0 | -4.758e-05 | -0.000438 | -9.125e-05 | -0.00020075 | -0.00032208 | -0.00029565 | -0.000292 | 0 | 0 | -3.65e-06 | -3.65e-06 | -3.65e-06 | 7.32e-06 | -7.3e-06 | -2.19e-05 | -1.095e-05 | -1.83e-05 | -3.65e-06 | 0 | -3.65e-06 | 0 | -3.65e-06 | -7.3e-06
Option 2D AT | Sys Strength Requirement - Efficient Level WNV | System Strength Requiements- Efficient | 0 | 0 | -0.00011315 | -0.0001606 | -0.00033945 | 3.66e-06 | 0 | 0 | 0 | -7.32e-06 | -3.65e-06 | -3.65e-06 | -1.825e-05 | -0.0001281 | -8.76e-05 | 2.19e-05 | 0.00010585 | 0.00054168 | -3.65e-06 | -3.65e-06 | -3.65e-06 | -3.66e-06 | 0 | -1.095e-05
Option 2D AT | Sys Strength Requirement - Min Fault Level CNSW | System Strength Requiements - Minimum | 0 | 0 | 0 | 0 | 41 | 701 | 701 | 701 | 701 | 701 | 701 | 701 | 701 | 701 | 701 | 701 | 701 | 701 | 701 | 701 | 701 | 701 | 701 | 701
Option 2D AT | Sys Strength Requirement - Min Fault Level CQ | System Strength Requiements - Minimum | 0 | 0 | 0 | 0 | 513 | 513 | 513 | 513 | 513 | 513 | 513 | 513 | 513 | 513 | 513 | 513 | 513 | 513 | 513 | 513 | 513 | 513 | 513 | 513
Option 2D AT | Sys Strength Requirement - Min Fault Level GG | System Strength Requiements - Minimum | 0 | 0 | 0 | 286.9 | 286.9 | 286.9 | 286.9 | 286.9 | 286.9 | 286.9 | 286.9 | 286.9 | 286.9 | 286.9 | 286.9 | 286.9 | 286.9 | 286.9 | 286.9 | 286.9 | 286.9 | 286.9 | 286.9 | 286.9
Option 2D AT | Sys Strength Requirement - Min Fault Level SEV | System Strength Requiements - Minimum | 0 | 0 | 0 | 0 | 0 | 0 | 0 | 823.1 | 823.1 | 823.1 | 823.1 | 823.1 | 823.1 | 823.1 | 823.1 | 823.1 | 823.1 | 823.1 | 823.1 | 823.1 | 823.1 | 823.1 | 823.1 | 823.1
Option 2D AT | Sys Strength Requirement - Min Fault Level SNW | System Strength Requiements - Minimum | 0 | 0 | 0 | 717.2 | 717.2 | 717.2 | 717.2 | 717.2 | 717.2 | 717.2 | 717.2 | 717.2 | 717.2 | 717.2 | 717.2 | 717.2 | 717.2 | 717.2 | 717.2 | 717.2 | 717.2 | 717.2 | 717.2 | 717.2
Option 2D AT | Sys Strength Requirement - Min Fault Level SQ | System Strength Requiements - Minimum | 0 | 0 | 0 | 0 | 162.4 | 588.4 | 588.4 | 588.4 | 588.4 | 588.4 | 588.4 | 588.4 | 588.4 | 588.4 | 588.4 | 588.4 | 588.4 | 588.4 | 588.4 | 588.4 | 588.4 | 588.4 | 588.4 | 588.4
Option 2D AT | TAS H2 Domestic Consumption Purchaser | Subregion flexible electricity load for Domestic H2 | 0 | 0 | 0 | 0 | 150.745 | 306.7626 | 567.2557 | 837.31 | 1024.6593 | 1056.8591 | 1084.3246 | 1114.1364 | 1138.8 | 1141.0134 | 1150.858 | 1160.1786 | 1179.1064 | 1196.1231 | 1205.0077 | 1216.545 | 1223.7929 | 1230.292 | 1229.6713 | 1232.9179
Option 2D AT | TAS H2 Green Commodities Consumption Purchaser | Subregion flexible electricity load for Green Commodities H2 | 0 | 0 | 0 | 0 | 0 | 0 | 0 | 0 | 0 | 0 | 0 | 0 | 0 | 0 | 904.0274 | 1024.4257 | 1172.3687 | 1337.1386 | 1520.3471 | 1723.2841 | 1946.4191 | 2188.1997 | 2423.0451 | 2624.6277
Option 2D AT | TRET | Policies TAS | 13845.486 | 14379.4923 | 15853.0763 | 15461.0011 | 16235.6214 | 16507 | 17032 | 17556 | 18349.8934 | 19316.0634 | 19126 | 19650 | 20174 | 20697 | 16561.5563 | 16704.3532 | 16815.8054 | 17226.8142 | 18054.6964 | 18655.3541 | 18664.7818 | 20535.9272 | 21199.8963 | 20889.5939
Option 2D AT | Tarraleah Max Energy Day | Hydro min release | 182.3156 | 157.2333 | 142.7772 | 104.5782 | 167.9042 | 117.2419 | 161.7164 | 133.818 | 163.2956 | 133.932 | 151.2797 | 131.691 | 145.8027 | 185.5698 | 139.7319 | 133.534 | 129.9803 | 131.9384 | 157.51 | 152.3204 | 145.5365 | 146.6141 | 146.2918 | 124.4847
Option 2D AT | Tarraleah Min Flow | Hydro min release | 182.3156 | 157.2333 | 142.7772 | 104.5782 | 167.9042 | 117.2419 | 161.7164 | 133.818 | 163.2956 | 133.932 | 151.2797 | 131.691 | 145.8027 | 185.5698 | 139.7319 | 133.534 | 129.9803 | 131.9384 | 157.51 | 152.3204 | 145.5365 | 146.6141 | 146.2918 | 124.4847
Option 2D AT | Tarraleah Min Gen | Hydro min release | 594.6105 | 625.7639 | 475.7915 | 321.3148 | 702.3429 | 490.4227 | 676.4595 | 559.7605 | 683.0654 | 560.2377 | 632.8029 | 550.8633 | 526.6382 | 436.7779 | 368.0533 | 322.8955 | 304.8594 | 314.1123 | 436.8455 | 429.683 | 403.5499 | 414.7299 | 408.6149 | 319.0521
Option 2D AT | VIC Storage | Policies VIC | 0 | 1365.6969 | 1516.773 | 1516.7733 | 1516.7741 | 1516.7745 | 1516.7745 | 1516.7745 | 1516.7745 | 1516.7745 | 1516.7745 | 1516.7745 | 2109.757 | 5769.2383 | 6672.8763 | 6672.8763 | 6672.8763 | 6672.8763 | 6672.8763 | 6672.8763 | 6782.7191 | 6066.953 | 6926.4394 | 6926.4391
Option 2D AT | VOWT | Policies VIC | 0 | 0 | 0 | 0 | 0 | 2000 | 2667 | 3333 | 4000 | 5000 | 6000 | 7000 | 8000 | 9000 | 9000 | 9000 | 9000 | 9000 | 9000 | 9000 | 9000 | 9000 | 9000 | 9000
Option 2D AT | VRET | Policies VIC | 0 | 6413.9811 | 11923.8261 | 12411.0776 | 9405.8499 | 7995.8917 | 3805.95 | 7003.6538 | 2609.9678 | 0 | 0 | 0 | 0 | 0 | 0 | 0 | 0 | 0 | 0 | 0 | 0 | 0 | 0 | 0
Option 2D AT | WNV H2 Domestic Consumption Purchaser | Subregion flexible electricity load for Domestic H2 | 70.7579 | 69.8803 | 68.7497 | 67.89 | 318.4364 | 1127.8374 | 2556.9527 | 4721.8486 | 7482.7607 | 9033.4443 | 10386.3493 | 11722.2879 | 12934.4529 | 14002.8986 | 14792.9709 | 15464.5286 | 16163.8686 | 16771.5003 | 17237.2963 | 17767.6786 | 18254.1714 | 18752.9606 | 19236.822 | 19932.3371
Option 2D AT | WNV H2 Green Commodities Consumption Purchaser | Subregion flexible electricity load for Green Commodities H2 | 0 | 0 | 0 | 0 | 0 | 0 | 0 | 0 | 0 | 0 | 848.0139 | 991.6893 | 1141.4539 | 1305.8807 | 1486.3113 | 1684.2663 | 1927.4801 | 2198.4096 | 2499.6274 | 2833.2819 | 3200.1269 | 3597.6463 | 3983.7671 | 4315.1771
Option 2D AT | Wayatinah Min Gen | Hydro min release | 247.188 | 230.6591 | 172.932 | 227.9007 | 225.8276 | 176.13 | 171.984 | 146.0034 | 152.5793 | 144.3741 | 162.4441 | 208.87 | 175.3603 | 163.8953 | 75.7376 | 72.0134 | 69.3345 | 71.0253 | 93.3095 | 89.2855 | 87.8583 | 87.6439 | 81.9831 | 65.6068
Option 3 AT | 2030 Emissions Budget 1 | Emissions DLT | 88820.2961 | 74407.9224 | 36660.4204 | 20032.7684 | 0 | 0 | 0 | 0 | 0 | 0 | 0 | 0 | 0 | 0 | 0 | 0 | 0 | 0 | 0 | 0 | 0 | 0 | 0 | 0
Option 3 AT | 2035 Emissions Target | Emissions DLT | 0 | 0 | 0 | 0 | 0 | 0 | 0 | 0 | 3398.8818 | 0 | 0 | 0 | 0 | 0 | 0 | 0 | 0 | 0 | 0 | 0 | 0 | 0 | 0 | 0
Option 3 AT | 2050 Emissions Budget 1 | Emissions DLT | 88820.2961 | 74407.9224 | 36660.4204 | 20032.7684 | 16405.1564 | 13783.7162 | 0 | 0 | 0 | 0 | 0 | 0 | 0 | 0 | 0 | 0 | 0 | 0 | 0 | 0 | 0 | 0 | 0 | 0
Option 3 AT | 2050 Emissions Budget 2 | Emissions DLT | 0 | 0 | 0 | 0 | 0 | 0 | 14211.685 | 3444.7724 | 3398.8818 | 3473.2636 | 3479.0965 | 3074.3408 | 0 | 0 | 0 | 0 | 0 | 0 | 0 | 0 | 0 | 0 | 0 | 0
Option 3 AT | 2050 Emissions Budget 3 | Emissions DLT | 0 | 0 | 0 | 0 | 0 | 0 | 0 | 0 | 0 | 0 | 0 | 0 | 786.8986 | 1291.6259 | 1240.0991 | 1460.6888 | 1193.7479 | 645.3595 | 0 | 0 | 0 | 0 | 0 | 0
Option 3 AT | 2050 Emissions Budget 4 | Emissions DLT | 0 | 0 | 0 | 0 | 0 | 0 | 0 | 0 | 0 | 0 | 0 | 0 | 0 | 0 | 0 | 0 | 0 | 0 | 1640.2507 | 2072.7695 | 3333.0909 | 1670.9297 | 3441.677 | 3030.5323
Option 3 AT | 2050 Emissions Budget NSW 1 | Emissions DLT | 30361.1455 | 27671.3357 | 11891.1711 | 4090.0843 | 3161.9712 | 2017.4302 | 0 | 0 | 0 | 0 | 0 | 0 | 0 | 0 | 0 | 0 | 0 | 0 | 0 | 0 | 0 | 0 | 0 | 0
Option 3 AT | 2050 Emissions Budget NSW 2 | Emissions DLT | 0 | 0 | 0 | 0 | 0 | 0 | 2531.8892 | 1395.7742 | 1481.7057 | 1517.8287 | 1639.008 | 1496.9531 | 0 | 0 | 0 | 0 | 0 | 0 | 0 | 0 | 0 | 0 | 0 | 0
Option 3 AT | 2050 Emissions Budget NSW 3 | Emissions DLT | 0 | 0 | 0 | 0 | 0 | 0 | 0 | 0 | 0 | 0 | 0 | 0 | 377.4125 | 599.4972 | 607.8059 | 751.8257 | 487.6954 | 277.774 | 0 | 0 | 0 | 0 | 0 | 0
Option 3 AT | 2050 Emissions Budget NSW 4 | Emissions DLT | 0 | 0 | 0 | 0 | 0 | 0 | 0 | 0 | 0 | 0 | 0 | 0 | 0 | 0 | 0 | 0 | 0 | 0 | 646.213 | 1023.1305 | 1461.2959 | 640.0355 | 1218.5394 | 750.5811
Option 3 AT | 2050 Emissions Budget QLD 1 | Emissions DLT | 28164.0352 | 22893.7023 | 10260.0772 | 5003.5704 | 2349.79 | 1621.5427 | 0 | 0 | 0 | 0 | 0 | 0 | 0 | 0 | 0 | 0 | 0 | 0 | 0 | 0 | 0 | 0 | 0 | 0
Option 3 AT | 2050 Emissions Budget QLD 2 | Emissions DLT | 0 | 0 | 0 | 0 | 0 | 0 | 1022.119 | 740.2636 | 679.9425 | 641.7586 | 508.2841 | 572.6271 | 0 | 0 | 0 | 0 | 0 | 0 | 0 | 0 | 0 | 0 | 0 | 0
Option 3 AT | 2050 Emissions Budget QLD 3 | Emissions DLT | 0 | 0 | 0 | 0 | 0 | 0 | 0 | 0 | 0 | 0 | 0 | 0 | 148.393 | 179.6658 | 205.2279 | 189.2257 | 188.9195 | 176.0143 | 0 | 0 | 0 | 0 | 0 | 0
Option 3 AT | 2050 Emissions Budget QLD 4 | Emissions DLT | 0 | 0 | 0 | 0 | 0 | 0 | 0 | 0 | 0 | 0 | 0 | 0 | 0 | 0 | 0 | 0 | 0 | 0 | 413.957 | 467.131 | 983.246 | 612.9638 | 1211.838 | 1701.6719
Option 3 AT | 2050 Emissions Budget SA 1 | Emissions DLT | 2542.4353 | 414.9074 | 525.7681 | 1035.1253 | 945.0665 | 659.2525 | 0 | 0 | 0 | 0 | 0 | 0 | 0 | 0 | 0 | 0 | 0 | 0 | 0 | 0 | 0 | 0 | 0 | 0
Option 3 AT | 2050 Emissions Budget SA 2 | Emissions DLT | 0 | 0 | 0 | 0 | 0 | 0 | 836.4188 | 592.3756 | 557.9677 | 560.7113 | 552.4605 | 283.7777 | 0 | 0 | 0 | 0 | 0 | 0 | 0 | 0 | 0 | 0 | 0 | 0
Option 3 AT | 2050 Emissions Budget SA 3 | Emissions DLT | 0 | 0 | 0 | 0 | 0 | 0 | 0 | 0 | 0 | 0 | 0 | 0 | 69.0479 | 161.8477 | 155.7167 | 139.2793 | 177.9891 | 54.2953 | 0 | 0 | 0 | 0 | 0 | 0
Option 3 AT | 2050 Emissions Budget SA 4 | Emissions DLT | 0 | 0 | 0 | 0 | 0 | 0 | 0 | 0 | 0 | 0 | 0 | 0 | 0 | 0 | 0 | 0 | 0 | 0 | 118.4944 | 127.4933 | 230.0986 | 175.6348 | 236.8214 | 151.3769
Option 3 AT | 2050 Emissions Budget VIC 1 | Emissions DLT | 27752.68 | 23427.977 | 13983.404 | 9903.7951 | 9947.4417 | 9485.4906 | 0 | 0 | 0 | 0 | 0 | 0 | 0 | 0 | 0 | 0 | 0 | 0 | 0 | 0 | 0 | 0 | 0 | 0
Option 3 AT | 2050 Emissions Budget VIC 2 | Emissions DLT | 0 | 0 | 0 | 0 | 0 | 0 | 9821.258 | 715.1531 | 677.0388 | 752.4913 | 778.2213 | 717.5294 | 0 | 0 | 0 | 0 | 0 | 0 | 0 | 0 | 0 | 0 | 0 | 0
Option 3 AT | 2050 Emissions Budget VIC 3 | Emissions DLT | 0 | 0 | 0 | 0 | 0 | 0 | 0 | 0 | 0 | 0 | 0 | 0 | 184.2368 | 348.6319 | 268.536 | 376.8859 | 336.0279 | 130.9569 | 0 | 0 | 0 | 0 | 0 | 0
Option 3 AT | 2050 Emissions Budget VIC 4 | Emissions DLT | 0 | 0 | 0 | 0 | 0 | 0 | 0 | 0 | 0 | 0 | 0 | 0 | 0 | 0 | 0 | 0 | 0 | 0 | 449.8882 | 448.1994 | 644.8723 | 233.8661 | 758.3161 | 419.6106
Option 3 AT | Basslink Daily Energy Limit | Special Constraints | -1686.3914 | -1361.7608 | -557.8636 | -824.4528 | -2107.1304 | -2611.1796 | -2683.5357 | -2399.1457 | -2978.8302 | -3069.9068 | -3233.6708 | -3189.0743 | -3285.7078 | -3360.3569 | -3729.6783 | -3732.5748 | -3794.6842 | -3724.9468 | -3673.0817 | -3660.9575 | -3663.7753 | -3527.2517 | -3642.2124 | -3762.8141
Option 3 AT | Borumba - Gen | Special Constraints | 0 | 0 | 0 | 0 | 0 | 0 | 0 | 0 | 0 | 1982982.9331 | 2929900.5807 | 3167384.0544 | 2851372.026 | 2343433.0623 | 2153046.36 | 2093007.2026 | 2635213.0448 | 2436043.7535 | 2075058.8918 | 1800622.2339 | 2236623.7462 | 2516377.5325 | 2490378.7345 | 2767857.5243
Option 3 AT | Borumba - Pump | Special Constraints | 0 | 0 | 0 | 0 | 0 | 0 | 0 | 0 | 0 | 2638684.1406 | 4009993.9925 | 4201837.1103 | 3890245.9823 | 3151325.5741 | 2909011.2194 | 2824048.76 | 3543233.7951 | 3227071.3011 | 2794692.1101 | 2473853.814 | 3008715.1875 | 3343860.1714 | 3354045.2634 | 3727754.2121
Option 3 AT | CIS Dispatchable NSW | Policies NEM | 9.49e-05 | 933.2139 | 1582.406 | 2091.5723 | 2091.5723 | 2443.6427 | 3176.9909 | 4001.7409 | 4089.2956 | 4613.4039 | 4613.4039 | 4613.4039 | 5905.3048 | 7646.597 | 8728.3922 | 8728.3922 | 9268.1608 | 10416.6184 | 10416.6184 | 10416.6184 | 10416.6183 | 9954.1541 | 10007.7698 | 9498.6035
Option 3 AT | CIS Dispatchable SA | Policies NEM | 0 | 788 | 1106.8601 | 1106.8601 | 1352.86 | 1352.86 | 1352.86 | 1843.4779 | 1843.478 | 2001.6754 | 2001.6754 | 2001.6755 | 3076.8499 | 3396.5979 | 3728.9178 | 3853.0796 | 4107.0585 | 4356.5127 | 4356.5127 | 4379.1938 | 5242.0889 | 4844.245 | 7720.7696 | 7720.7696
Option 3 AT | CIS Dispatchable VIC | Policies NEM | 0 | 1354.826 | 1516.7686 | 1516.7687 | 1516.7687 | 1516.7687 | 1516.7687 | 1516.7687 | 1516.7687 | 1516.7687 | 1516.7687 | 1516.7687 | 2732.8454 | 5360.8678 | 6200.0901 | 6200.0901 | 6200.0901 | 6200.0901 | 6200.0901 | 6200.0901 | 6312.1519 | 5386.439 | 6220.8412 | 6220.8412
Option 3 AT | CIS Gen NSW | Policies NEM | 0 | 2286.7326 | 7931.07 | 14075.07 | 14633.6144 | 15760.6677 | 20560.4535 | 22539.8178 | 24154.9384 | 27716.9805 | 31850.1804 | 31895.8398 | 36681.9554 | 42318.6829 | 47795.3154 | 48197.0976 | 49325.9487 | 50128.8673 | 50128.8673 | 52271.4234 | 52301.4699 | 53261.0707 | 60995.5666 | 60995.5667
Option 3 AT | CIS Gen SA | Policies NEM | 0 | 581.4641 | 805.9369 | 805.9369 | 1957.5356 | 1957.5357 | 3149.4674 | 4624.5842 | 5128.0416 | 6511.9687 | 8376.294 | 8376.2941 | 10994.6192 | 11680.446 | 11948.7907 | 12550.0311 | 13771.0578 | 15015.0256 | 15197.9646 | 16547.1774 | 18590.791 | 18590.791 | 25124.4469 | 25124.4469
Option 3 AT | CIS Gen TAS | Policies NEM | 0 | 315.739 | 1123.4792 | 1200 | 1242.6761 | 1457.6026 | 1457.6026 | 1457.6026 | 1512.9668 | 1935.8974 | 1947.7828 | 1996.6128 | 2036.4698 | 2236.2369 | 2236.2369 | 2435.2231 | 2435.2231 | 2435.2231 | 2486.8656 | 2533.9084 | 2533.9084 | 3045.6157 | 3435.1127 | 3435.1127
Option 3 AT | CIS Gen VIC - Solar | Policies NEM | 0 | 1162.6721 | 1162.6721 | 1162.6721 | 1162.6721 | 1162.6721 | 1342.336 | 3128.5087 | 3128.5087 | 3921.0004 | 3921.0005 | 3921.0005 | 7740.5936 | 16226.9003 | 18027.8276 | 18347.7864 | 18347.7864 | 18347.7864 | 18347.7864 | 18347.7864 | 18837.432 | 18837.432 | 21865.7732 | 21865.7732
Option 3 AT | CIS Gen VIC - Wind | Policies NEM | 0 | 0 | 2883.6828 | 3500 | 3500 | 5500 | 6167 | 7828.5399 | 9037.3633 | 10037.3633 | 12997.3372 | 13997.3373 | 15785.6857 | 16785.6857 | 16785.6857 | 16785.6857 | 16785.6857 | 16785.6857 | 17576.9744 | 18715.1054 | 18948.6147 | 18995.0524 | 21116.7999 | 21116.7999
Option 3 AT | CIS Total Dispatchable | Policies NEM | 9.49e-05 | 3076.04 | 5550.83 | 7262.83 | 8878.4374 | 9230.5078 | 11456.4978 | 12875.7744 | 12969.8733 | 13707.8321 | 13732.8368 | 13803.9291 | 17759.5966 | 23938.7239 | 26477.4542 | 26927.5496 | 28137.0839 | 31736.8205 | 31736.8205 | 31936.9644 | 32939.7876 | 31153.7666 | 34671.4042 | 33243.0025
Option 3 AT | CNSW H2 Domestic Consumption Purchaser | Subregion flexible electricity load for Domestic H2 | 0 | 0 | 0 | 0 | 21.6393 | 74.56 | 169.8534 | 316.5593 | 516.0579 | 645.9686 | 776.1379 | 912.7607 | 1048.5929 | 1178.372 | 1285.6981 | 1380.5864 | 1475.3821 | 1558.518 | 1626.6301 | 1701.8386 | 1774.1607 | 1848.4446 | 1912.6829 | 1979.5514
Option 3 AT | CQ H2 Domestic Consumption Purchaser | Subregion flexible electricity load for Domestic H2 | 170.455 | 168.3874 | 165.6299 | 163.6243 | 166.3879 | 176.2043 | 195.8201 | 229.7414 | 279.5379 | 314.7623 | 347.9454 | 380.33 | 408.9564 | 436.3537 | 463.1799 | 486.7014 | 511.2607 | 531.5406 | 549.4491 | 580.715 | 618.675 | 670.4386 | 736.0663 | 815.3579
Option 3 AT | CSA H2 Domestic Consumption Purchaser | Subregion flexible electricity load for Domestic H2 | 7.3521 | 7.2677 | 7.1436 | 7.0393 | 74.9293 | 150.5317 | 214.3309 | 284.0221 | 365.8343 | 389.5577 | 420.4231 | 485.2414 | 549.2729 | 611.5906 | 662.0506 | 706.5357 | 751.1179 | 789.5463 | 817.669 | 851.545 | 884.1343 | 917.0983 | 946.8514 | 983.9879
Option 3 AT | Catagunya Min Gen | Hydro min release | 327.6319 | 287.5115 | 214.3302 | 196.3159 | 147.5932 | 217.0289 | 214.6646 | 202.57 | 195.05 | 184.2307 | 204.0445 | 264.4945 | 229.7485 | 216.2854 | 93.2107 | 89.5052 | 88.1344 | 87.0975 | 113.4081 | 112.006 | 108.949 | 110.7401 | 100.6594 | 81.5636
Option 3 AT | Combined Marinus Export | Special Constraints | 2206943.4738 | 2407419.4985 | 3474075.7657 | 2852723.858 | 3078063.6573 | 3077612.5148 | 3150068.5207 | 3243611.7542 | 3365718.0188 | 4409592.8234 | 3932467.8873 | 4218331.0182 | 4422048.4867 | 4533347.9126 | -777119.4861 | -893098.3263 | -914436.1569 | -1010229.9348 | -782622.2336 | -632225.4273 | -1340502.1041 | -10385.5652 | 91834.9942 | -697336.5796
Option 3 AT | Combined Marinus Import | Special Constraints | -2206943.4738 | -2407419.4985 | -3474075.7657 | -2852723.858 | -3078063.6573 | -3077612.5148 | -3150068.5207 | -3243611.7542 | -3365718.0188 | -4409592.8234 | -3932467.8873 | -4218331.0182 | -4422048.4867 | -4533347.9126 | 777119.4861 | 893098.3263 | 914436.1569 | 1010229.9348 | 782622.2336 | 632225.4273 | 1340502.1041 | 10385.5652 | -91834.9942 | 697336.5796
Option 3 AT | Constraint on Pipeline from Storage to GTs CNSW | Constraints to make diesel to come exclusively from storage | -0.00042446 | -0.00044759 | -0.00047104 | -0.0004535 | -0.00046548 | -0.00047462 | -3.5989e-05 | -3.8673e-05 | -4.1361e-05 | -4.3866e-05 | -4.6682e-05 | -5.2582e-05 | -0.00029739 | -0.00031964 | -0.00033866 | -0.00036396 | -0.0003915 | -0.00041929 | -3.2558e-05 | -3.4804e-05 | -3.7201e-05 | -3.9883e-05 | -4.2639e-05 | -4.5989e-05
Option 3 AT | Constraint on Pipeline from Storage to GTs CQ | Constraints to make diesel to come exclusively from storage | -0.00046493 | -0.00048883 | -0.00051432 | -0.00047929 | -0.0029504 | -0.0035031 | -0.0002668 | -0.00030882 | -0.00032986 | -0.00035354 | -0.00037665 | -0.00040271 | -0.0023466 | -0.0026189 | -0.0027947 | -0.0029902 | -0.0031995 | -0.0034324 | -0.00027762 | -0.00029446 | -0.00032973 | -0.00035384 | -0.00037738 | -0.00040362
Option 3 AT | Constraint on Pipeline from Storage to GTs CSA | Constraints to make diesel to come exclusively from storage | -0.00040399 | -0.00043002 | -0.00045444 | -0.0004377 | -0.00044088 | -0.00044698 | -3.6025e-05 | -3.8707e-05 | -4.1412e-05 | -4.4123e-05 | -4.6751e-05 | -5.2259e-05 | -0.00029674 | -0.00031939 | -0.00034069 | -0.00036447 | -0.00039006 | -0.00041902 | -3.2381e-05 | -3.4506e-05 | -3.6867e-05 | -3.9466e-05 | -4.2149e-05 | -4.5517e-05
Option 3 AT | Constraint on Pipeline from Storage to GTs GG | Constraints to make diesel to come exclusively from storage | -0.00046572 | -0.00048979 | -0.00051686 | -0.00048187 | -0.0032594 | -0.00382 | -0.00027813 | -0.00030872 | -0.00032956 | -0.00035309 | -0.00037671 | -0.00040292 | -0.00235 | -0.0026225 | -0.0027987 | -0.0029949 | -0.0032045 | -0.0034375 | -0.00027738 | -0.00029582 | -0.00033119 | -0.00035543 | -0.00037927 | -0.00039535
Option 3 AT | Constraint on Pipeline from Storage to GTs MEL | Constraints to make diesel to come exclusively from storage | -0.00046615 | -0.00048879 | -0.00049654 | -0.00046335 | -0.00045594 | -0.0004617 | -3.6118e-05 | -4.2631e-05 | -4.3743e-05 | -4.493e-05 | -4.6631e-05 | -5.2091e-05 | -0.00029651 | -0.00031948 | -0.00034095 | -0.00036474 | -0.00039034 | -0.00041949 | -3.1921e-05 | -3.4022e-05 | -3.5725e-05 | -3.8734e-05 | -4.1198e-05 | -4.4488e-05
Option 3 AT | Constraint on Pipeline from Storage to GTs NNSW | Constraints to make diesel to come exclusively from storage | -0.00045606 | -0.00047955 | -0.00050443 | -0.00053253 | -0.00056288 | -0.00059711 | -0.00014207 | -0.0001493 | -0.00015641 | -0.00016426 | -0.00017164 | -0.00018019 | -0.001374 | -0.0014647 | -0.0015499 | -0.0016439 | -0.001743 | -0.0018577 | -0.00029075 | -0.00031091 | -0.00033221 | -0.00035604 | -0.00037973 | -0.00040649
Option 3 AT | Constraint on Pipeline from Storage to GTs NQ | Constraints to make diesel to come exclusively from storage | -0.00045606 | -0.00047955 | -0.00050443 | -0.00053253 | -0.00056288 | -0.00059711 | -0.00014207 | -0.0001493 | -0.00015641 | -0.00016426 | -0.00017164 | -0.00018019 | -0.001374 | -0.0014647 | -0.0015499 | -0.0016439 | -0.001743 | -0.0018577 | -0.00029075 | -0.00031091 | -0.00033221 | -0.00035604 | -0.00037973 | -0.00040649
Option 3 AT | Constraint on Pipeline from Storage to GTs NSA | Constraints to make diesel to come exclusively from storage | -0.00040291 | -0.00042908 | -0.00045286 | -0.0004359 | -0.00043517 | -0.0004435 | -3.6038e-05 | -3.8725e-05 | -4.1423e-05 | -4.4189e-05 | -4.6781e-05 | -5.2197e-05 | -0.00029694 | -0.0003199 | -0.00034137 | -0.0003651 | -0.00039048 | -0.00041947 | -3.2662e-05 | -3.4886e-05 | -3.7243e-05 | -3.993e-05 | -4.2689e-05 | -4.6083e-05
Option 3 AT | Constraint on Pipeline from Storage to GTs SESA | Constraints to make diesel to come exclusively from storage | -0.00045606 | -0.00047955 | -0.00050443 | -0.00053253 | -0.00056288 | -0.00059711 | -0.00014207 | -0.0001493 | -0.00015641 | -0.00016426 | -0.00017164 | -0.00018019 | -0.001374 | -0.0014647 | -0.0015499 | -0.0016439 | -0.001743 | -0.0018577 | -0.00029075 | -0.00031091 | -0.00033221 | -0.00035604 | -0.00037973 | -0.00040649
Option 3 AT | Constraint on Pipeline from Storage to GTs SEV | Constraints to make diesel to come exclusively from storage | -0.00042954 | -0.00045321 | -0.00047231 | -0.00045496 | -0.00045868 | -0.00046691 | -3.6034e-05 | -3.8642e-05 | -4.1202e-05 | -4.4218e-05 | -4.6649e-05 | -5.2139e-05 | -0.00029605 | -0.00031909 | -0.0003405 | -0.00036427 | -0.00038991 | -0.00041884 | -3.2354e-05 | -3.4502e-05 | -3.6517e-05 | -3.9329e-05 | -4.1931e-05 | -4.5293e-05
Option 3 AT | Constraint on Pipeline from Storage to GTs SNSW | Constraints to make diesel to come exclusively from storage | -0.00045606 | -0.00047955 | -0.00050443 | -0.00053253 | -0.00056288 | -0.00059711 | -0.00014207 | -0.0001493 | -0.00015641 | -0.00016426 | -0.00017164 | -0.00018019 | -0.001374 | -0.0014647 | -0.0015499 | -0.0016439 | -0.001743 | -0.0018577 | -0.00029075 | -0.00031091 | -0.00033221 | -0.00035604 | -0.00037973 | -0.00040649
Option 3 AT | Constraint on Pipeline from Storage to GTs SNW | Constraints to make diesel to come exclusively from storage | -0.00042332 | -0.00044639 | -0.00047069 | -0.00045316 | -0.00046164 | -0.00047045 | -3.5913e-05 | -3.8645e-05 | -4.1329e-05 | -4.3828e-05 | -4.6636e-05 | -5.2539e-05 | -0.00029736 | -0.00031959 | -0.00033861 | -0.00036391 | -0.00039146 | -0.00041925 | -3.2662e-05 | -3.4911e-05 | -3.7325e-05 | -4.0044e-05 | -4.2619e-05 | -4.6181e-05
Option 3 AT | Constraint on Pipeline from Storage to GTs SQ | Constraints to make diesel to come exclusively from storage | -0.00046115 | -0.00048646 | -0.00051336 | -0.00047862 | -0.003243 | -0.0039871 | -0.00028846 | -0.00030873 | -0.00033004 | -0.00035371 | -0.00037693 | -0.00040298 | -0.0023493 | -0.0026213 | -0.0027959 | -0.002992 | -0.0032018 | -0.0034348 | -0.00028786 | -0.00030717 | -0.00032943 | -0.00035318 | -0.00037664 | -0.00040286
Option 3 AT | Constraint on Pipeline from Storage to GTs TAS | Constraints to make diesel to come exclusively from storage | -0.00041155 | -0.00043776 | -0.00046495 | -0.00046214 | -0.00045611 | -0.00046042 | -3.6103e-05 | -3.879e-05 | -4.148e-05 | -4.4353e-05 | -4.6827e-05 | -5.2067e-05 | -0.00029601 | -0.00031904 | -0.00034046 | -0.00036421 | -0.00038982 | -0.00041875 | -3.2392e-05 | -3.4539e-05 | -3.6796e-05 | -3.9384e-05 | -4.2017e-05 | -4.5381e-05
Option 3 AT | Constraint on Pipeline from Storage to GTs WNV | Constraints to make diesel to come exclusively from storage | -0.00041232 | -0.00043632 | -0.00045947 | -0.00044248 | -0.00045071 | -0.00045716 | -3.6134e-05 | -4.2216e-05 | -4.3759e-05 | -4.4679e-05 | -4.6728e-05 | -5.2262e-05 | -0.00029505 | -0.00031798 | -0.00033876 | -0.0003668 | -0.00039224 | -0.0004196 | -3.1513e-05 | -3.3599e-05 | -3.5724e-05 | -3.8643e-05 | -4.1208e-05 | -4.4399e-05
Option 3 AT | Constraint on Pipeline from Storage to GTs WOO | Constraints to make diesel to come exclusively from storage | -0.00042301 | -0.00044595 | -0.00047001 | -0.00045256 | -0.00046469 | -0.00047344 | -3.5955e-05 | -3.8661e-05 | -4.1364e-05 | -4.3865e-05 | -4.6658e-05 | -5.2578e-05 | -0.00029796 | -0.00032019 | -0.00033918 | -0.00036473 | -0.00039267 | -0.00042033 | -3.2506e-05 | -3.4739e-05 | -3.71e-05 | -3.9802e-05 | -4.2527e-05 | -4.5877e-05
Option 3 AT | DNSP Thermal Limit on CER CNSW Area1 | DNSP Thermal Limit on CER | 883401.9068 | 1020470.2813 | 1213892.6584 | 1336683.2159 | 1307737.1698 | 1468219.0264 | 1320777.177 | 1531952.4433 | 1722176.9956 | 1721181.792 | 1722796.3571 | 1769916.6082 | 2022894.2682 | 2142636.7855 | 2210099.8407 | 1992084.1905 | 1765741.6859 | 1815074.8464 | 1842737.2326 | 1990969.4476 | 2127336.7666 | 2406720.9409 | 1891536.6303 | 2386863.4703
Option 3 AT | DNSP Thermal Limit on CER CQ Area1 | DNSP Thermal Limit on CER | 936580.0572 | 1124426.7301 | 1261195.8269 | 1393097.3923 | 1519743.0602 | 1647780.8584 | 1776848.9036 | 2013067.9264 | 2111001.3084 | 2244680.7225 | 2233063.5985 | 2280217.4218 | 2438520.2066 | 2774438.932 | 3014920.8357 | 2864573.5187 | 2714190.8144 | 3157213.3863 | 3431825.4734 | 3613949.5789 | 3605485.5809 | 3552925.8086 | 3582818.4901 | 4188064.1825
Option 3 AT | DNSP Thermal Limit on CER CSA Area1 | DNSP Thermal Limit on CER | 3654573.0108 | 4090653.2952 | 4499579.8958 | 4560394.2746 | 3922972.9904 | 4296821.8714 | 4561446.1515 | 4819941.9249 | 5462956.0195 | 5212071.6309 | -7751766.2844 | -7073637.2603 | -7014470.9181 | -6170092.5317 | -6222700.4677 | -5995518.7075 | -6383732.1684 | -5587744.8563 | -4868414.7926 | -4952858.3866 | -4131054.923 | -3596077.776 | -3199929.0382 | -2718366.2964
Option 3 AT | DNSP Thermal Limit on CER GG Area1 | DNSP Thermal Limit on CER | 113801.3903 | 135342.7365 | 150439.9848 | 170201.9845 | 183260.4088 | 196914.8479 | 208004.3009 | 224778.3972 | 235139.1702 | 248650.3149 | 243818.9601 | 247171.1746 | 265057.83 | 303022.5304 | 322443.9991 | 325192.5148 | 298421.4147 | 339728.3696 | 364464.0583 | 404130.3878 | 415699.7963 | 435821.6443 | 461011.999 | 491081.9129
Option 3 AT | DNSP Thermal Limit on CER MEL Area1 | DNSP Thermal Limit on CER | 887519.0607 | 1052940.9572 | 1227208.4623 | 1231428.7284 | -1427827.8104 | -1271426.254 | -1103554.2061 | -1155989.6363 | -1237627.9521 | -1709707.3302 | -1650102.5651 | -1426380.1725 | -1384978.4266 | -1711226.9685 | -2307341.454 | -2215012.0334 | -2669416.4652 | -2183328.9894 | -3203518.1495 | -3348247.3163 | -3087629.592 | -3252779.7823 | -3346560.1509 | -3438076.4352
Option 3 AT | DNSP Thermal Limit on CER MEL Area2 | DNSP Thermal Limit on CER | 3608798.8687 | 4328970.1632 | 5120288.0938 | 5286846.9816 | 6064150.2627 | 6574390.8014 | 7022485.4857 | 7437975.9993 | 7715690.6819 | 7643883.7923 | 7832804.0737 | 8283754.7072 | 8358829.4416 | 9428309.2837 | 9683560.6592 | 10103109.78 | 9550895.0216 | 11168499.9893 | 12868606.2476 | 11541119.7204 | 13499402.4193 | 14246672.145 | 15037195.9142 | 16555940.3418
Option 3 AT | DNSP Thermal Limit on CER NNSW Area1 | DNSP Thermal Limit on CER | 1717333.9439 | 1942376.6477 | 2272023.3719 | 2553550.7632 | 2730601.354 | 3016738.0223 | 3130753.1619 | 3484846.2277 | 3644071.37 | 3834179.8151 | 3793174.1406 | 3868618.3423 | 4314321.1915 | 4773868.4925 | 5111608.8276 | 5014216.3245 | 4832071.6503 | 5186130.7577 | 5776074.4931 | 6197829.2364 | 6352113.4057 | 6716602.1001 | 6790967.4068 | 7597685.0537
Option 3 AT | DNSP Thermal Limit on CER NQ Area1 | DNSP Thermal Limit on CER | 1522283.3988 | 1816106.445 | 2010134.2185 | 2253155.2908 | 2442187.1977 | 2626285.5406 | 2698061.9244 | 2907491.197 | 2978728.7135 | 3204148.6761 | 3061609.3247 | 3138427.9783 | 3369162.9897 | 3746392.4919 | 4039271.7122 | 3833399.2425 | 3451910.8477 | 4110066.6007 | 4418750.2554 | 4870428.4232 | 5053447.4931 | 4538008.1573 | 4693948.5005 | 5167964.7016
Option 3 AT | DNSP Thermal Limit on CER NSA Area1 | DNSP Thermal Limit on CER | 149205.6409 | 167292.5066 | 192610.403 | 200392.1065 | -163867.4627 | -184065.0619 | -158301.0847 | -137515.2158 | -128774.5717 | -103341.1171 | -677349.7497 | -626420.5336 | -609616.279 | -552943.377 | -561348.0003 | -532397.3132 | -559383.569 | -484207.4409 | -417325.4998 | -403957.9315 | -332149.3347 | -307267.3001 | -244009.3026 | -409730.401
Option 3 AT | DNSP Thermal Limit on CER SESA Area1 | DNSP Thermal Limit on CER | 167180.5889 | 196772.2629 | 218266.1674 | 225441.93 | 85189.0682 | 99867.05 | 114838.4799 | 130809.4212 | 154151.461 | 165271.9162 | -433285.4508 | -381442.3326 | -371387.2662 | -337938.5701 | -313167.9763 | -289605.4756 | -309516.223 | -247679.5397 | -196749.1974 | -192742.4426 | -139981.3509 | -96788.0199 | -75019.9393 | -274312.3458
Option 3 AT | DNSP Thermal Limit on CER SEV Area1 | DNSP Thermal Limit on CER | 499473.1006 | 612711.0401 | 737108.4996 | 779259.9627 | 924444.1819 | 1015311.9359 | 1068112.2214 | 1162349.4442 | 1262065.09 | 1271221.1042 | 1307162.0358 | 1383240.0389 | 1483000.8401 | 1520099.7763 | 1555639.7544 | 1666307.9477 | 1510592.0001 | 1588779.4926 | 1712115.058 | 1584693.8476 | 1869996.0695 | 2003674.268 | 1696917.7416 | 1922146.1995
Option 3 AT | DNSP Thermal Limit on CER SNSW Area1 | DNSP Thermal Limit on CER | 1154677.1414 | 1292663.0832 | 1480549.1105 | 1591815.451 | 1250683.9891 | 1427035.7053 | 1226809.8234 | 1505671.3485 | 1588480.3811 | 1578444.3679 | 1579390.4016 | 1646601.9218 | 1935324.9354 | 1834698.5102 | 2093808.0727 | 2000733.4691 | 1794311.6897 | 2011159.8042 | 1999474.425 | 1686389.7125 | 2019929.6721 | 2277791.6432 | 1657372.0776 | 2185166.6502
Option 3 AT | DNSP Thermal Limit on CER SNSW Area2 | DNSP Thermal Limit on CER | 865024.0495 | 989814.3199 | 1166817.7603 | 1292174.8651 | 1332950.3475 | 1470817.4058 | 1372830.0735 | 1569815.8266 | 1626920.9562 | 1566099.5898 | 1523082.85 | 1568550.1765 | 1780468.8007 | 1967740.5071 | 2169097.3805 | 1897995.1264 | 1709822.4928 | 1851064.752 | 1985050.6691 | 2079524.4242 | 2019967.3275 | 2177091.2563 | 2104139.8512 | 2535745.6679
Option 3 AT | DNSP Thermal Limit on CER SNW Area1 | DNSP Thermal Limit on CER | 3313470.188 | 3766679.3481 | 4361603.2157 | 4838620.7306 | 5787658.3 | 6440157.1681 | 6708770.9775 | 7593077.6834 | 7960691.3831 | 8270210.1428 | 8291213.8086 | 8589238.4107 | 9343807.1611 | 10639151.3117 | 11438399.0945 | 10792229.6192 | 9548220.1337 | 9909661.2116 | 11541768.21 | 12556256.5025 | 13126990.8832 | 14555439.0095 | 13050943.1523 | 15157277.3897
Option 3 AT | DNSP Thermal Limit on CER SNW Area2 | DNSP Thermal Limit on CER | 4756647.363 | 5401606.8649 | 6220455.8635 | 6892633.4962 | 4584595.96 | 5479266.7096 | 4553465.4441 | 5868062.6011 | 6326423.2952 | 5991907.3485 | 6084376.6321 | 6542653.4391 | 8013975.866 | 7434193.0833 | 8231358.2273 | 7645510.2612 | 6749715.324 | 6882402.4122 | 6923919.4586 | 8075872.3533 | 8045685.202 | 9877853.0504 | 7096431.6129 | 10314715.7204
Option 3 AT | DNSP Thermal Limit on CER SQ Area1 | DNSP Thermal Limit on CER | 7448367.4814 | 8826231.1163 | 9774482.991 | 11003656.8968 | 11841756.9714 | 12728989.1231 | 13558486.8872 | 14534483.0624 | 15214768.8797 | 16221643.1383 | 16001378.8233 | 16209925.913 | 17338484.2892 | 19167560.3294 | 20134146.3291 | 20146080.5989 | 17615236.2968 | 20692587.5035 | 22455555.2429 | 24864298.8116 | 25101177.0095 | 26358323.2347 | 28217652.7953 | 30186477.5013
Option 3 AT | DNSP Thermal Limit on CER TAS Area1 | DNSP Thermal Limit on CER | 485543.5358 | 574456.5747 | 679835.4203 | 724933.2286 | 838175.1447 | 911735.3722 | 948210.5059 | 1026696.1478 | 1093821.5068 | 1073110.1809 | 1123554.3954 | 1151904.8134 | 1232205.0908 | 1375034.7139 | 1474549.3617 | 1506703.1512 | 1527367.9633 | 1670093.4387 | 1737214.8283 | 1626799.985 | 1832478.9135 | 1710940.8963 | 1612106.7933 | 1819904.3167
Option 3 AT | DNSP Thermal Limit on CER WNV Area1 | DNSP Thermal Limit on CER | 371795.5825 | 439041.3641 | 506045.522 | 522088.356 | 479574.6202 | 505335.6364 | 540627.0462 | 585379.9529 | 597303.2084 | 559647.9579 | 573197.0661 | 619867.203 | 698149.0519 | 681070.7357 | 667353.5828 | 678824.9652 | 275869.566 | 366963.7415 | 323079.9067 | 346552.5869 | 635312.2948 | 570459.6151 | 557683.8992 | 687492.6483
Option 3 AT | DNSP Thermal Limit on CER WNV Area2 | DNSP Thermal Limit on CER | 1388082.6102 | 1655382.4899 | 1924702.472 | 2006900.2462 | 1567707.3036 | 1717012.7587 | 1869965.7967 | 2032465.2002 | 2127401.1568 | 1923690.0207 | 2030222.6911 | 2237186.294 | 2572740.2591 | 2480196.9034 | 2414924.1099 | 2555993.8239 | 1606933.4775 | 1133922.8549 | 1024877.126 | 1127778.338 | 2340700.7958 | 2318744.9806 | 1989581.758 | 2543837.9193
Option 3 AT | DNSP Thermal Limit on Distributed Resources CNSW Area1 | DNSP Thermal Limit on Distributed Resources | 1481662.4706 | 1556843.2554 | 1763185.0995 | 1701411.1778 | 1639967.0144 | 1680119.6021 | 1661326.5239 | 1763487.4791 | 1875746.3946 | -1011064.9362 | -1796785.6115 | -1644002.7986 | -1814806.5474 | -1618106.5469 | -2080135.9105 | -1700647.2131 | -1853018.1529 | -1689264.4036 | -1662883.0769 | -1795127.9147 | -1334484.1145 | -1308813.2648 | -2470706.2966 | -2121283.2386
Option 3 AT | DNSP Thermal Limit on Distributed Resources CQ Area1 | DNSP Thermal Limit on Distributed Resources | 408174.7241 | 329204.7108 | 285696.9619 | 277651.1585 | 214716.5107 | 209731.2448 | 186729.4778 | 161717.7014 | 157179.0478 | 149227.0886 | 390199.482 | 825480.7544 | 303783.6986 | 423126.8397 | 440812.011 | 412395.3724 | 643292.519 | 714175.6155 | 578988.1513 | 607412.3464 | 585657.7334 | 718002.2249 | 614036.3562 | 619586.7119
Option 3 AT | DNSP Thermal Limit on Distributed Resources CSA Area1 | DNSP Thermal Limit on Distributed Resources | 0.15414 | 0.14161 | 0.1414 | 0.1348 | 0.16191 | 0.17985 | 0.17782 | 0.15182 | 0.16794 | 0.16395 | 717560.9578 | 898427.0971 | 799342.4808 | 2513427.5044 | 2752596.662 | 2726470.8198 | 2984671.1467 | 2474871.2554 | 2725935.7405 | 2576902.2003 | 2803035.5523 | 3084764.3429 | 2777607.4421 | 2635905.5263
Option 3 AT | DNSP Thermal Limit on Distributed Resources GG Area1 | DNSP Thermal Limit on Distributed Resources | 275148.8906 | 311701.8847 | 317664.6953 | 330289.7909 | 332579.465 | 338984.3635 | 339570.9449 | 359909.0017 | 358463.262 | 369408.3883 | 355352.3962 | 355259.101 | 106357.0403 | -15542.1597 | -16089.922 | -9259.9648 | -98421.2412 | -20191.2438 | -1244.0071 | 21235.871 | 27600.9297 | 41420.1003 | 28688.5207 | -64419.734
Option 3 AT | DNSP Thermal Limit on Distributed Resources MEL Area1 | DNSP Thermal Limit on Distributed Resources | 209213.1708 | 226589.6929 | 245032.5838 | 226751.8223 | 239352.6269 | 232493.2835 | 236173.9343 | 259556.3527 | 261672.9587 | 246164.7337 | 237531.4692 | 241810.8978 | 242316.6111 | 260075.4981 | 266467.786 | 239304.188 | 207568.846 | 224296.4277 | 244039.6153 | 227200.4513 | 239944.5502 | 245304.2967 | 245130.7652 | 259320.0952
Option 3 AT | DNSP Thermal Limit on Distributed Resources MEL Area2 | DNSP Thermal Limit on Distributed Resources | 352443.9992 | 381716.9899 | 412787.6922 | 381993.2916 | 403225.199 | 391507.2834 | 397846.3733 | 437252.2711 | 440818.0194 | 414692.206 | 400148.2615 | 407357.6686 | 408169.8101 | 438106.427 | 448870.9331 | 403130.836 | 349677.1339 | 377855.6577 | 411112.3581 | 382745.8865 | 404215.0428 | 413243.3174 | 412949.253 | 436855.1136
Option 3 AT | DNSP Thermal Limit on Distributed Resources NNSW Area1 | DNSP Thermal Limit on Distributed Resources | 0.071019 | 0.054856 | 0.063085 | 0.062374 | 0.064946 | 0.086156 | 0.092127 | 0.09037 | 0.092542 | 0.089081 | 0.081371 | 0.12316 | 915695.4866 | 775126.1167 | 1473156.9935 | 1454651.1958 | 1484529.4427 | 1538548.6784 | 1463600.6105 | 1819966.2884 | 1920900.4653 | 1943594.2918 | 1941129.1743 | 2294933.4263
Option 3 AT | DNSP Thermal Limit on Distributed Resources NQ Area1 | DNSP Thermal Limit on Distributed Resources | 1593698.1307 | 1365052.7736 | 1024338.298 | 898472.5408 | 819894.4113 | 796415.4208 | 638046.4848 | 641325.6049 | 616202.8214 | 709920.062 | 881620.6607 | 1570688.0896 | 683360.6299 | 785804.2775 | 891298.7562 | 949154.3364 | 1404903.3439 | 1340214.7029 | 1255828.1477 | 1052070.8215 | 1392244.7656 | 1542479.1463 | 1644518.6967 | 1215126.1727
Option 3 AT | DNSP Thermal Limit on Distributed Resources NSA Area1 | DNSP Thermal Limit on Distributed Resources | 713043.7211 | 562796.8683 | 490696.7204 | 519460.1023 | 570732.9491 | 710487.0741 | 619685.061 | 382860.3059 | 449874.1499 | 399417.1132 | 306615.8444 | 341067.0391 | 256695.6489 | 197496.6855 | 194690.7759 | -683676.9289 | -635470.0716 | -642886.0434 | -599669.4891 | -623142.7226 | -587425.9094 | -498757.5731 | -661865.8636 | -718256.1238
Option 3 AT | DNSP Thermal Limit on Distributed Resources SESA Area1 | DNSP Thermal Limit on Distributed Resources | 0.02329 | 0.023825 | 0.022949 | 0.02155 | 0.034829 | 0.034711 | 0.034598 | 0.031419 | 0.032062 | 0.031297 | 0.030892 | 0.031095 | 0.046007 | 0.060942 | 0.20109 | 0.2206 | 0.24393 | 0.26018 | 0.20085 | 0.19188 | 0.20379 | 0.22314 | 11732.9905 | 9484.995
Option 3 AT | DNSP Thermal Limit on Distributed Resources SEV Area1 | DNSP Thermal Limit on Distributed Resources | 512063.1852 | 537019.6306 | 593983.1793 | 552466.6543 | 566268.2511 | 508211.922 | 532365.093 | 578795.767 | 585122.0568 | 517779.6994 | 439188.3674 | 444002.9927 | 396104.6381 | 363738.9635 | 380296.8052 | 388591.5886 | 400115.0147 | 443020.3965 | 395645.387 | 409687.7873 | 426020.417 | 446384.8169 | 399897.5792 | 444480.0633
Option 3 AT | DNSP Thermal Limit on Distributed Resources SNSW Area1 | DNSP Thermal Limit on Distributed Resources | 1530187.6054 | 1330894.5482 | 1386401.2756 | 1081798.0477 | 955327.1942 | 809830.9132 | 651763.7782 | 556125.6295 | 752142.5912 | 711425.5721 | 637592.7545 | 640900.7658 | 426214.6135 | 359302.7885 | 441786.1196 | -4786527.0224 | -4697662.7991 | -4783018.0784 | -4675381.5242 | -4742989.334 | -4568752.8813 | -4663173.8383 | -4457802.2338 | -4810003.345
Option 3 AT | DNSP Thermal Limit on Distributed Resources SNSW Area2 | DNSP Thermal Limit on Distributed Resources | 78048.2313 | 66805.4208 | 70966.128 | 53297.6802 | 47872.6382 | 41215.9375 | 34655.3899 | 28762.2549 | 37250.9611 | 33513.1482 | 27630.6186 | 29722.2945 | 16973.1553 | 16807.3092 | 15432.4978 | 17881.2164 | 20153.7202 | 20229.4044 | 20184.4174 | 19380.993 | 23274.9782 | 24949.0235 | 22679.6542 | 20399.5959
Option 3 AT | DNSP Thermal Limit on Distributed Resources SNW Area1 | DNSP Thermal Limit on Distributed Resources | 815656.6699 | 837185.071 | 909112.6848 | 970958.0685 | 909525.4207 | 922363.645 | 907320.4045 | 949500.3139 | 943516.4782 | 894867.6237 | 855481.5707 | 839938.559 | 918229.7568 | 915441.4384 | 861783.1186 | 871530.6804 | 777715.9419 | 805133.0228 | 881272.3333 | 938712.1992 | 876486.7668 | 927162.1895 | 785357.3375 | 884789.2402
Option 3 AT | DNSP Thermal Limit on Distributed Resources SNW Area2 | DNSP Thermal Limit on Distributed Resources | 1216287.3934 | 1248390.5978 | 1355647.8627 | 1447873.4815 | 1356267.8079 | 1368259.6676 | 1346463.4643 | 1408993.6652 | 1399550.6893 | 1327207.2264 | 1269043.6356 | 1246225.0275 | 1363056.7257 | 1358384.3983 | 1278923.1455 | 1292948.1894 | 1154208.0343 | 1195254.6385 | 1308629.032 | 1394261.9856 | 1300979.4679 | 1375955.7565 | 1165175.1991 | 1312172.0386
Option 3 AT | DNSP Thermal Limit on Distributed Resources SQ Area1 | DNSP Thermal Limit on Distributed Resources | 1375361.8072 | 1475277.4646 | 1540922.8827 | 1473570.4587 | 1472457.9623 | 1358963.9101 | 1053170.0102 | 935651.1801 | 959975.0397 | 2742064.7601 | 3343545.7201 | 3168180.8255 | 4460740.6334 | 4852008.567 | 4442465.5311 | 4747526.1622 | 6031076.632 | 5955526.7689 | 5509153.5615 | 5616576.7728 | 6078665.2868 | 6522638.5321 | 5454435.7565 | 5209535.5017
Option 3 AT | DNSP Thermal Limit on Distributed Resources TAS Area1 | DNSP Thermal Limit on Distributed Resources | 727032.5593 | 780771.9894 | 817087.9505 | 751918.3002 | 780075.652 | 844481.0534 | 824959.5032 | 849398.4344 | 785436.3697 | 681268.9264 | 830110.3372 | 814379.9775 | 1094122.0846 | 842296.9992 | 305256.4328 | 346911.3251 | 372688.3398 | 448371.0626 | 387205.152 | 363685.5135 | 456308.4276 | 509794.2786 | 356082.0863 | 410808.672
Option 3 AT | DNSP Thermal Limit on Distributed Resources WNV Area1 | DNSP Thermal Limit on Distributed Resources | 0.14998 | 0.15578 | 0.14741 | 0.11321 | 0.11615 | 0.1238 | 0.1384 | 0.12478 | 0.12444 | 0.11904 | 0.11454 | 0.11806 | 0.098992 | 2.3684 | 224726.0504 | 237193.1057 | 232479.0035 | 245474.8256 | 236558.6013 | 234380.644 | 279924.6213 | 267760.1879 | 217799.9537 | 276595.3909
Option 3 AT | DNSP Thermal Limit on Distributed Resources WNV Area2 | DNSP Thermal Limit on Distributed Resources | 0.16611 | 0.17304 | 0.16868 | 0.13752 | 0.13797 | 0.13665 | 0.16217 | 0.15699 | 0.15631 | 0.14101 | 0.13078 | 0.12988 | 0.12067 | 2.4318 | 1402129.254 | 1492781.9399 | 1447960.0058 | 1529268.677 | 1485073.1274 | 1457888.8145 | 2055040.6244 | 1982365.7986 | 1597141.018 | 2030786.6101
Option 3 AT | Daily H2 Limit NSW | H2 Infrastructure Limitations | 0 | 0 | 0 | 0 | 74.634 | 268.989 | 575.235 | 989.056 | 1356.255 | 1392.403 | 1344.782 | 1301.579 | 1257.998 | 1214.024 | 1169.674 | 1124.93 | 1079.804 | 1034.715 | 989.675 | 944.667 | 899.708 | 854.786 | 809.91 | 765.067
Option 3 AT | Daily H2 Limit QLD | H2 Infrastructure Limitations | 0 | 0 | 0 | 0 | 15.773 | 37.709 | 62.165 | 85.404 | 106.757 | 106.759 | 106.761 | 106.762 | 111.577 | 121.208 | 134.135 | 150.359 | 169.932 | 188.075 | 204.841 | 221.752 | 238.882 | 256.178 | 273.684 | 291.343
Option 3 AT | Daily H2 Limit SA | H2 Infrastructure Limitations | 0 | 0 | 0 | 0 | 7.9681e-05 | 8.9316e-05 | 902.016 | 989.345 | 996.365 | 783.66 | 598.563 | 598.559 | 598.557 | 598.557 | 598.557 | 598.559 | 598.563 | 598.565 | 598.565 | 598.565 | 598.566 | 598.566 | 598.566 | 598.566
Option 3 AT | Daily H2 Limit TAS | H2 Infrastructure Limitations | 0 | 0 | 0 | 0 | 0 | 0 | 1.4653e-05 | 568 | 568 | 568 | 568 | 568 | 568 | 507.339 | 507.339 | 507.339 | 507.339 | 507.339 | 507.339 | 507.339 | 507.339 | 507.339 | 507.339 | 507.339
Option 3 AT | Daily H2 Limit VIC | H2 Infrastructure Limitations | 0 | 0 | 0 | 0 | 355.986 | 1340.561 | 2953.724 | 5195.476 | 7403.019 | 7857.356 | 7857.356 | 7857.356 | 7857.356 | 7857.356 | 7857.356 | 7857.356 | 7857.356 | 7857.356 | 7857.356 | 7857.356 | 7857.356 | 7857.356 | 7857.356 | 7857.356
Option 3 AT | ExportGroup_CNSW1 | Group Network Export Constraints | 2617917.2159 | 2570476.4281 | 2503370.6041 | 2478057.2805 | 2399974.7388 | 2395781.5362 | -3892004.3249 | -6444732.5212 | -5761623.7207 | -6026000.0246 | -6343913.6612 | -6092576.2745 | -6714318.5581 | -6884619.202 | -7137425.4643 | -7002078.9097 | -7124114.0934 | -6980068.4951 | -7021090.5778 | -7236826.4056 | -6830738.1421 | -6902002.8761 | -7342910.3376 | -7632314.6569
Option 3 AT | ExportGroup_CQ1 | Group Network Export Constraints | 1424375.1328 | 1997638.9055 | 7872721.8147 | 8509110.8062 | 8300096.4287 | 8109491.9642 | 9150105.3201 | 5636152.1 | 5076694.3884 | 3378841.1568 | 2921653.3913 | 2944564.8375 | 2033149.0872 | 2995040.8948 | 2617405.5972 | 817752.5977 | 1219103.1127 | 802323.6487 | 256358.7171 | 283949.2913 | 673259.4596 | 31317.3729 | -142886.3858 | -1098940.8389
Option 3 AT | ExportGroup_MN1 | Group Network Export Constraints | 5057489.5024 | 5481988.484 | 4865033.6201 | 4534707.7675 | 4740725.712 | 4819008.9869 | 4408617.8545 | 6239758.7684 | 6463557.1507 | 5960481.8451 | 5128172.5036 | 6099646.1244 | 6897300.556 | 5598973.1399 | 6081429.8652 | 5461430.2277 | 4483262.6614 | 5245694.2978 | 4700576.446 | 4836849.9432 | 4031406.645 | 3561099.3307 | 4443431.7841 | 4797712.5355
Option 3 AT | ExportGroup_NET1 | Group Network Export Constraints | 0 | 585754.3864 | 814363.9499 | 816916.7392 | 584543.5835 | 916240.9351 | 713807.4125 | 421635.5188 | -3703.3737 | -80540.0734 | 96932.5653 | 241048.1211 | 247158.4274 | 699899.9179 | -589279.7802 | -800839.8496 | -955871.0366 | -1160417.2168 | -1187066.9099 | -1328315.8353 | -1625857.6818 | -217896.8688 | 240030.0629 | -145694.4264
Option 3 AT | ExportGroup_NQ1 | Group Network Export Constraints | 2187982.0085 | 2676198.9634 | 10106469.6703 | 11305743.0313 | 11524756.0558 | 11749283.8652 | 14418441.2745 | 15628743.5714 | 15798855.1882 | 15423319.1321 | 14750768.4125 | 14410115.5833 | 15815147.7982 | 15883164.1141 | 15518953.64 | 15603294.3717 | 15326614.4122 | 15032761.5231 | 14795834.9683 | 15028401.6289 | 15190459.3729 | 14297821.862 | 14586066.7973 | 15694604.3478
Option 3 AT | ExportGroup_NSA1 | Group Network Export Constraints | 832466.1863 | 1524285.4635 | 1260432.1238 | 1255824.8943 | 2627285.8493 | 2490862.7369 | 2163481.5142 | 2213556.5447 | 2147848.8624 | 1878196.8768 | 1083272.6352 | 1282035.0003 | 1414100.2729 | 1517961.4545 | 1698453.6585 | 1963036.7208 | 2217407.0963 | 1856518.9833 | 2478580.6876 | 1979465.9787 | 2469779.0678 | 2900015.4024 | 698352.1414 | 1146768.2201
Option 3 AT | ExportGroup_SEVIC1 | Group Network Export Constraints | 0 | 0 | 0 | 0 | 0 | 18232854.6833 | 19284281.1811 | -8115641.6278 | -6899668.053 | -3430914.187 | -3132494.2831 | -1801809.7274 | -39117324.4655 | -37881300.8972 | -42480058.265 | -43219694.5188 | -42695867.6796 | -42888144.8737 | -42579067.1833 | -41640257.8112 | -43514789.3318 | -42157515.467 | -41637677.9707 | -41706445.7629
Option 3 AT | ExportGroup_SQ1 | Group Network Export Constraints | 181649.9144 | 96017.1795 | 2776104.0448 | 1834377.4063 | 1800711.2122 | 1302730.7755 | 3037404.3084 | 2359335.1476 | 2172579.8483 | -1571444.1149 | -4215316.7517 | -4581948.9087 | -5603245.5719 | -5781694.1759 | -6468523.1113 | -6545263.4042 | -6442787.1231 | -6988405.9096 | -7677312.014 | -8883321.3566 | -9537744.1542 | -10363897.4715 | -12940317.7852 | -15037276.8058
Option 3 AT | ExportGroup_SWNSW1 | Group Network Export Constraints | 2724728.9161 | 1040095.0989 | -384401.6463 | -712455.662 | -1102568.2765 | -1471099.2312 | -1663747.1695 | -1742417.3099 | -1512854.2114 | -1847645.4763 | -2029087.0966 | -1944824.839 | -2415779.8049 | -2552032.9141 | -2502555.2459 | -2418092.011 | -2377171.0184 | -2954297.5791 | -2969198.4069 | -2996664.1361 | -2947965.4758 | -2981535.0568 | -3105201.0467 | -3310851.9169
Option 3 AT | ExportGroup_SWNSW2 | Group Network Export Constraints | 0 | 0 | 0 | 0 | 0 | 6384913.6799 | 8817287.5399 | 9006630.9978 | 9234172.972 | 10193094.1621 | 10877317.7385 | 12048872.7975 | 12175650.826 | 12053752.8975 | 10343145.8751 | 10543387.2981 | 9562144.1865 | 12386552.4983 | 10476253.795 | 12111770.5989 | 9773747.156 | 10057396.1869 | 11531635.8831 | 11813302.3214
Option 3 AT | ExportGroup_SWQLD1 | Group Network Export Constraints | 8867580.8659 | 9969552.7397 | 6801752.5153 | 9699209.2766 | 9344970.0566 | 9929039.3276 | 8776862.6847 | 10280125.3914 | 9454558.6368 | 9566450.7693 | 9596504.4658 | 9243335.087 | 10483554.6064 | 9202957.5593 | 9294433.6554 | 9482053.2236 | 9320712.9618 | 9358069.7288 | 10814744.1866 | 7820545.0846 | 7996024.1454 | 9106438.552 | 10376025.3721 | 12741581.6842
Option 3 AT | ExportGroup_SWV1 | Group Network Export Constraints | 11526709.169 | 12169776.8106 | 12944884.918 | 13852993.8388 | 12221046.8997 | 10994464.7754 | 11152682.602 | 10260598.7231 | 8657027.7011 | 9091032.6067 | 9379725.7536 | 11151230.3384 | 9405618.9136 | 7201263.3737 | 6928156.0464 | 7534380.2111 | 6447595.3676 | 7187584.4895 | 7436767.5603 | 9010997.9276 | 6765446.8624 | 5592347.7461 | 6188737.3009 | 6225948.391
Option 3 AT | ExportGroup_WNV1 | Group Network Export Constraints | -39173.4512 | 247548.6619 | 473626.9888 | 2199737.6089 | 2328345.8877 | 789942.5866 | 0 | 0 | 0 | 0 | 0 | 0 | 0 | 0 | 0 | 0 | 0 | 0 | 0 | 0 | 0 | 0 | 0 | 0
Option 3 AT | ExportGroup_WV1 | Group Network Export Constraints | 3504816.515 | 3797649.5308 | 4201242.6414 | -440493.6968 | -4800504.4019 | -6259583.83 | -7283583.7748 | -7216113.2552 | -6621119.4356 | -6936179.7985 | -4758349.7298 | -4483689.928 | -6477246.6037 | -5386366.3756 | -4815637.9294 | -4277954.1477 | -4826848.4584 | -4159590.7961 | -4121105.7272 | -4250782.625 | -3053603.5989 | -2839262.0537 | -4543867.8148 | -5078739.6295
Option 3 AT | ExportLimit_DN1_Dubbo | Distribution REZ Export Constraints | 0 | 0 | 1.2059e-06 | 1.4573e-06 | 2.8407e-06 | 3.407e-06 | -3561599.9378 | -4532921.7764 | -3860737.4776 | -4057860.2838 | -4254874.0527 | -4138601.1426 | -4493307.558 | -4508722.3277 | -4646075.3439 | -4413523.0093 | -4316121.2864 | -4203668.6016 | -4241964.7969 | -4356087.1378 | -4056433.0913 | -4130062.9225 | -4297706.6597 | -4144265.7495
Option 3 AT | ExportLimit_DN2_Yass | Distribution REZ Export Constraints | 0 | 0 | 0 | 0 | 0 | 0 | 0 | 0 | 0 | 0 | 0 | 0 | 0 | 0 | 0 | 0 | 0 | 0 | 0 | 0 | 0 | 0 | 0 | 0
Option 3 AT | ExportLimit_DN3_Marulan | Distribution REZ Export Constraints | 0 | 0 | 0 | 0 | -0.2602 | -0.45051 | -0.45468 | -910391.5881 | -942907.3132 | -956206.2825 | -1009090.2391 | -1005281.1762 | -1053401.2861 | -1142512.2936 | -1112886.0595 | -1104102.7882 | -1052809.312 | -1096043.8535 | -1068221.5513 | -1046806.9526 | -1100821.4441 | -1081085.4566 | -1131906.2958 | -1103297.5854
Option 3 AT | ExportLimit_N10_Hunter Coast | REZ Network Export Constraints | 0 | 0 | 0 | -10224000 | -17520000 | -17568000 | -17520000 | -17520000 | -17520000 | -17568000 | -17520000 | -17520000 | -11260658.5434 | -12080244.7546 | -11160644.2779 | -11456945.4286 | -10956213.5857 | -11799731.7547 | -11253188.4887 | -10218847.0561 | -9985321.2069 | -8748784.2245 | -5131308.9994 | -5497169.9688
Option 3 AT | ExportLimit_N11_Illawarra Coast | REZ Network Export Constraints | 0 | 0 | 0 | 0 | 0 | 0 | 0 | 0 | 0 | 0 | 0 | 0 | 3178175.2396 | 3950903.5646 | -9367008.3704 | -9416291.5227 | -6096016.1608 | -7534121.0544 | -6414093.8201 | -6712374.5202 | -6918189.7227 | -6753546.1414 | -5281694.9736 | -5144787.1521
Option 3 AT | ExportLimit_N12_Illawarra | REZ Network Export Constraints | 0 | 0 | 989059.6662 | 935563.8058 | 787818.64 | 383348.2189 | -271783.2896 | -1350858.4391 | -2844893.0809 | -3799388.5831 | -4761525.3055 | -23214618.7389 | -24201463.5025 | -25362458.5168 | -26034177.6714 | -26757592.4378 | -27406507.2434 | -28145682.3128 | -28523451.5404 | -29128842.755 | -29660835.6407 | -30271521.0416 | -30650574.3056 | -30668475.9977
Option 3 AT | ExportLimit_N13_South Cobar | REZ Network Export Constraints | 0 | 0.95229 | 1.1569 | 0.94566 | 0.92385 | 0.87734 | 1.2149 | 1.2307 | 308381.8392 | 342073.4745 | 353780.4811 | 332191.8332 | 349725.2819 | 349758.8413 | 338140.0024 | 352904.5629 | 316378.6413 | 339406.3101 | 357956.5343 | 350977.7649 | 355048.3717 | 349728.9173 | 707406.6749 | 750350.6493
Option 3 AT | ExportLimit_N1_North West NSW | REZ Network Export Constraints | 393381.4961 | 480576.8741 | 491445.2761 | 388361.9952 | 324509.6421 | 303605.9515 | 365287.8257 | -462961.1863 | -782047.8727 | -1538977.0209 | -1774957.1187 | -1692926.2469 | -2284906.1126 | -2468064.6755 | -2423655.8503 | -2347504.0066 | -3276117.5062 | -3292427.2895 | -3357197.6988 | -3364254.8833 | -3363241.6741 | -5156225.8061 | -4931448.5182 | -4992878.3889
Option 3 AT | ExportLimit_N2_New England | REZ Network Export Constraints | 2370831.3407 | 2329000.0424 | 2933706.8487 | 2525102.6362 | 2678015.3173 | 2687446.6162 | -12817476.3388 | -13017627.1062 | -12497570.9088 | -13562716.7226 | -12968166.2446 | -13225108.5413 | -15842470.1022 | -16821914.2409 | -21039054.047 | -19841058.134 | -19144493.8038 | -18462291.9416 | -18361435.7165 | -19124623.3098 | -18342544.6351 | -18244117.6667 | -19780548.5479 | -19389241.9376
Option 3 AT | ExportLimit_N3_Central-West Orana | REZ Network Export Constraints | 3467481.611 | 3831972.9712 | -14071340.5719 | -14182813.9768 | -12713915.3596 | -13115238.8713 | -21031897.2691 | -19919525.7227 | -19987312.2744 | -22581243.4606 | -25355534.5794 | -25734757.7722 | -25499014.9508 | -27141873.321 | -27424866.7801 | -25554634.9921 | -27713128.5524 | -28408959.3708 | -25855468.6193 | -26644306.2761 | -25724053.3629 | -26878111.2202 | -40284682.2174 | -37044882.9363
Option 3 AT | ExportLimit_N4_Broken Hill | REZ Network Export Constraints | 779447.5326 | 1096595.0719 | 1316469.3114 | 1227161.2785 | 1106521.3295 | 1001473.1172 | 980938.5251 | 1052835.5578 | 1008495.1256 | 983829.6329 | 940439.7706 | 980355.4004 | 544946.08 | 482400.489 | 520181.8542 | 579985.4927 | 555594.0608 | 803371.8571 | 756589.504 | 773118.9907 | 833652.1038 | 832440.3699 | 580549.3841 | 650656.8427
Option 3 AT | ExportLimit_N5_South West NSW | REZ Network Export Constraints | 1524536.328 | -4263757.5205 | -4733143.3676 | -4862581.8066 | -5374100.8832 | -8759666.0922 | -11062216.6976 | -10920725.9295 | -10758445.7002 | -10920986.3958 | -11133310.841 | -11039922.2918 | -11179351.0345 | -11562206.8637 | -11161875.3243 | -11142722.5102 | -11147023.5677 | -11062646.697 | -11028521.7345 | -10647415.2145 | -10598609.1247 | -10746840.9546 | -10326970.9071 | -10609912.7061
Option 3 AT | ExportLimit_N6_Wagga Wagga | REZ Network Export Constraints | 910434.4064 | -5346600.7907 | -11453665.3728 | -11639038.6532 | -11406732.1536 | -11994110.4579 | -12597314.7577 | -12606655.753 | -12170180.7356 | -12846356.2024 | -12203391.2376 | -11999284.1572 | -13032942.0623 | -13301920.5685 | -13192733.5632 | -13171545.0999 | -13196575.7714 | -13244363.3108 | -13393794.3737 | -13437413.7748 | -13293028.9757 | -13308371.5458 | -13699945.4714 | -14050480.6958
Option 3 AT | ExportLimit_N7_Tumut | REZ Network Export Constraints | -9.5374 | -2085570.0636 | -3593781.6544 | -3563403.431 | -3540669.8471 | -3600072.9519 | -3675398.6582 | -3241681.7184 | -3248258.8255 | -3275625.5624 | -3300527.7455 | -3274134.5578 | -3334830.0783 | -3298501.8895 | -3165331.1737 | -3161387.6764 | -3071569.5169 | -3171273.8721 | -3184768.3411 | -3179681.221 | -3162037.1773 | -3160660.2053 | -3234189.5803 | -3177353.791
Option 3 AT | ExportLimit_N8_Cooma-Monaro | REZ Network Export Constraints | 324546.8284 | 328153.0408 | 674617.5999 | 698115.9684 | 607433.4989 | 565531.5756 | 445185.6612 | 570765.2437 | 758473.8246 | 587963.2198 | 427082.457 | 230389.177 | 26700.1087 | 408657.0169 | 120641.2259 | 36353.1176 | 59526.0306 | 43907.7919 | 83855.4373 | 91960.6875 | 51992.639 | 74926.6835 | -77870.8476 | 27429.0415
Option 3 AT | ExportLimit_N9_Hunter-Central Coast | REZ Network Export Constraints | -41735.6836 | 1648095.04 | -1313243.2487 | -1849166.1502 | -3024260.6074 | -3346594.47 | -4117662.4277 | -6605131.4659 | -5744345.0129 | -7676193.3836 | -11573322.4683 | -10712593.3516 | -12301884.5115 | -12310373.5162 | -20535856.0109 | -18788923.7172 | -18618345.6596 | -18204540.0797 | -18489509.8695 | -21655299.1152 | -19432859.7503 | -18020614.4713 | -22846294.3926 | -23668963.3454
Option 3 AT | ExportLimit_Q1_Far North Qld | REZ Network Export Constraints | 929109.2683 | 981511.4937 | 3407362.9568 | 4122051.0928 | 4305493.765 | 3958556.3105 | 3701442.7555 | 3132732.9784 | 3006397.3483 | 2958436.8439 | 2642969.2641 | 2748644.9384 | 1653594.1497 | 187125.5916 | -678329.9788 | -677707.197 | -120454.6958 | -1530055.1258 | -4775687.2496 | -3947914.6234 | -3812228.1447 | -3795465.7447 | -3375640.4194 | -3095108.6488
Option 3 AT | ExportLimit_Q2_North Qld Clean Energy Hub | REZ Network Export Constraints | 335603.937 | 352641.7663 | 3430795.4026 | 3481587.832 | 3501052.9338 | -9130280.5531 | -5609181.7725 | -3811695.7044 | -3595848.4441 | -3899309.1472 | -4016305.2072 | -4680084.2865 | -3165667.2502 | -2378897.412 | -2385034.4889 | -2043124.4408 | -2402230.9158 | -2220180.5191 | -2078880.3326 | -2027660.6576 | -2194405.3943 | -3172572.6097 | -2804999.8092 | -1920494.1108
Option 3 AT | ExportLimit_Q5_Barcaldine | REZ Network Export Constraints | 0 | 3.6257 | 374955.9541 | 479844.4196 | 492727.3509 | 472614.1086 | 447833.4521 | 461993.1742 | 465812.1629 | 411288.6219 | 429484.3143 | 435253.1349 | 388981.5123 | 399753.3048 | 431271.3588 | 417416.6072 | 426157.729 | 417496.4082 | 171354.5911 | -2061725.4586 | -1881549.6719 | -1847610.2865 | -2691464.4265 | -2397689.004
Option 3 AT | ExportLimit_Q9_Banana | REZ Network Export Constraints | 36767.365 | 37629.4318 | 36602.5642 | 32927.0763 | 28408.299 | 27610.7854 | 24297.9276 | 22491.4003 | 23160.1456 | 18235.8057 | 20890.6621 | 21556.0431 | 13781.0034 | 14728.1888 | 15428.0949 | 13476.5832 | 19065.2783 | 0 | 0 | 0 | 0 | 0 | 0 | 0
Option 3 AT | ExportLimit_S2_Riverland | REZ Network Export Constraints | 32424.9423 | -3861678.4388 | -6801115.24 | -6809512.3742 | -6725462.7787 | -6723530.466 | -6380050.6184 | -6486628.9061 | -6416503.7793 | -5404530.3521 | -5974454.4267 | -5706241.9289 | -4805756.7153 | -4920626.3724 | -4949735.5957 | -5989740.3548 | -7597127.1703 | -9032817.516 | -8722312.2715 | -10173489.7156 | -14320700.0169 | -13937751.9426 | -15348312.3879 | -14764275.5161
Option 3 AT | ExportLimit_S4_Yorke Peninsula | REZ Network Export Constraints | -437.9959 | -474.6931 | -436.8191 | -420.1995 | 0.15034 | 0.1686 | 0.1622 | 0.16217 | 0.16695 | 0.15688 | 254221.0337 | 258439.8841 | 219588.326 | 230696.0533 | 244381.9335 | 245687.7793 | 251010.8323 | 234745.2324 | 257505.2173 | 258122.8538 | 262976.1305 | 288894.4529 | 268349.7093 | 302158.6959
Option 3 AT | ExportLimit_S6_Roxby Downs | REZ Network Export Constraints | 0 | 0 | 0.04305 | 0.044017 | 0.089148 | 0.091691 | 0.088212 | 0.089217 | 0.087883 | 0.085196 | 0.59483 | 0.59749 | 1602207.5978 | 1586027.1939 | 1628512.1169 | 1630727.6084 | 1623646.5405 | 1640415.6766 | 1668997.5904 | 1706060.8361 | 1655478.4542 | 1663089.0441 | 1516067.7766 | 1697739.0242
Option 3 AT | ExportLimit_S7_Eastern Eyre Peninsula | REZ Network Export Constraints | 562450.4393 | 494193.9004 | 432793.3968 | 536081.2473 | 349931.9972 | 157924.557 | 126834.9415 | 696109.4228 | 204445.8769 | 60694.9435 | 613034.4312 | 547660.2901 | 348998.4489 | 460492.2422 | 537209.9315 | 717359.4745 | 870687.0717 | 461713.4901 | 600815.6115 | 109799.4581 | -245155.9643 | -215162.2004 | -2308193.7673 | -2503831.7608
Option 3 AT | ExportLimit_S8_Western Eyre Peninsula | REZ Network Export Constraints | 0 | 0 | -0.00563 | -0.0060659 | -0.0082155 | -0.0086283 | -0.0089682 | -0.1767 | -0.17785 | -0.17845 | -0.24161 | -0.2464 | -0.26503 | -0.32828 | -0.45919 | -0.46062 | -1.3023 | -1.2944 | -0.99994 | -1.1007 | -1.1307 | -1.1057 | -1.6014 | -1.6387
Option 3 AT | ExportLimit_T1_North East Tasmania | REZ Network Export Constraints | 0 | 585754.3864 | 814363.9499 | 816916.7392 | 584543.5835 | 916240.9351 | 713807.4125 | 421635.5188 | -3703.3733 | -80540.0724 | 96932.5667 | 241048.1234 | 247158.4275 | 699899.9185 | -589279.7796 | -800839.849 | -955871.036 | -1160417.2161 | -1187066.9094 | -1328315.8349 | -1625857.6812 | -217896.8678 | 240030.064 | -145694.4252
Option 3 AT | ExportLimit_T2_North West Tasmania | REZ Network Export Constraints | 390481.1686 | 410842.0816 | 428909.23 | 470982.4434 | 440136.0875 | 413191.0217 | 438546.7843 | 464993.7772 | 441369.6627 | 445015.7063 | 504096.4288 | 481873.7799 | 488557.4073 | 489655.7441 | 382489.6094 | 432434.0337 | 440585.2532 | 462996.482 | 421699.5396 | 514029.7056 | 503708.9685 | 477629.2049 | 485663.1052 | 512061.8754
Option 3 AT | ExportLimit_T3_Central Highlands | REZ Network Export Constraints | 498399.5454 | 915699.4027 | 4072182.7109 | 4455509.944 | 1866483.2501 | 243561.7116 | 475240.1252 | 569318.6597 | 917275.9336 | 2650661.2584 | 1966239.1077 | 1573508.4751 | 1902138.3966 | 2143737.6019 | 2173769.4107 | 2735005.1656 | 2812268.5374 | 2821074.8396 | 2379019.4838 | 2711766.0643 | 2628026.7287 | 2353939.9827 | 2913567.727 | 3166298.9463
Option 3 AT | ExportLimit_V1_North West VIC | REZ Network Export Constraints | 1147861.5017 | -54923.4399 | 1979159.6348 | 1921445.7441 | 1663420.3396 | -6695870.0954 | -12373178.9215 | -8537908.7436 | -8042105.2098 | -9979476.0792 | -10927641.4548 | -12588739.4622 | -14668166.5453 | -14370101.7145 | -13124037.2629 | -12845293.1409 | -12338520.3098 | -11743573.9366 | -12637428.7172 | -14370574.6887 | -11721411.5671 | -10621118.7367 | -13093239.9941 | -13090737.4407
Option 3 AT | ExportLimit_V2_Central Highlands VIC | REZ Network Export Constraints | 1916967.3687 | 2328777.9823 | 3483469.5391 | 2991583.991 | 1531500.0078 | 1516016.5272 | 1505015.9069 | -245059.5979 | -124030.1289 | -69645.5697 | -3651778.438 | -3355009.1181 | -1266137.468 | -1363273.1633 | -867699.83 | -979643.1449 | -1323912.8531 | -607129.8992 | -1179434.3346 | -289668.5395 | -1354672.7139 | -1007866.7602 | -4694429.0955 | -4140715.6719
Option 3 AT | ExportLimit_V7_Central North VIC | REZ Network Export Constraints | 1561137.053 | 2011266.143 | 4035442.4404 | 3837262.4295 | 3923619.5457 | 3685704.7492 | 3390074.9259 | 3577901.0621 | 3832223.9694 | 3509012.8926 | 3399174.3529 | 3165016.5821 | 4742126.6254 | 4953848.9105 | 5092227.7683 | 5547190.257 | 5434224.4056 | 5581181.4954 | 5312166.0792 | 5313222.5213 | 5690181.9364 | 5630592.4725 | 4853749.5737 | 5242346.9981
Option 3 AT | ExportLimit_V8_Gippsland Offshore | REZ Network Export Constraints | 0 | 0 | 0 | 0 | 0 | -9610326.5192 | -8579012.1201 | -22798891.2471 | -20626367.9175 | -15799748.4583 | -14211340.387 | -12199930.5647 | -32800783.3376 | -30441932.2843 | -29302416.8404 | -30543552.3281 | -29544351.4103 | -29328830.0931 | -29482322.4689 | -27897065.4991 | -30327561.9855 | -29951305.2146 | -29538360.7156 | -27915529.7704
Option 3 AT | GG H2 Green Commodities Consumption Purchaser | Subregion flexible electricity load for Green Commodities H2 | 0 | 0 | 0 | 0 | 0 | 0 | 0 | 1243.9024 | 2445.4029 | 2896.4216 | 3364.5584 | 3841.3907 | 4350.9383 | 4921.4463 | 5564.488 | 6283.3174 | 7180.2689 | 8177.0081 | 9289.0636 | 10516.127 | 11871.6977 | 13346.9531 | 14777.1429 | 16010.2961
Option 3 AT | Gas Zone Daily Offtake Limit Colongra | Gas Infrastructure Limitations by Gas Zone | 671.5225 | 3476.4289 | 615.9862 | 10781.7408 | 7206.124 | 10613.9315 | 13456.5863 | 8479.1451 | 9067.5973 | 9349.9618 | 11718.5518 | 9986.3343 | 756.3919 | 5572.4209 | 6359.4018 | 5865.9873 | 4461.3558 | 3110.7114 | 3911.7237 | 5424.2411 | 3187.7601 | 4998.7298 | 5565.7572 | 2484.6781
Option 3 AT | Gas Zone Daily Offtake Limit Gippsland | Gas Infrastructure Limitations by Gas Zone | 14724.1 | 14764.44 | 14415.5052 | 8056.8858 | 7463.7521 | 6856.3028 | 5230.5441 | 5044.0253 | 5805.0164 | 5397.5136 | 5665.4462 | 4239.4685 | 2802.7935 | 2631.241 | 2861.964 | 2591.6475 | 2288.0636 | 2201.3488 | 2811.3462 | 2519.8444 | 2919.5837 | 2965.0983 | 3516.2308 | 2472.4603
Option 3 AT | Gas Zone Daily Offtake Limit Gladstone | Gas Infrastructure Limitations by Gas Zone | 0 | 0 | 0 | 0 | 208.8338 | 210.876 | 174.2775 | 33.8899 | 105.1306 | 13.1406 | 8.6795 | 28.6682 | 7.8409e-06 | 8.4716e-06 | 8.4349e-06 | 8.6198e-06 | 9.0026e-06 | 9.1142e-06 | 121.8863 | 944.0099 | 8089.936 | 5884.0664 | 13660.1709 | 21973.2215
Option 3 AT | Gas Zone Daily Offtake Limit Kurri Kurri | Gas Infrastructure Limitations by Gas Zone | 117.5203 | 2006.9568 | 1524.7168 | 12096.7987 | 10970.033 | 12498.1677 | 15152.654 | 9575.923 | 10143.4619 | 10350.713 | 11877.0797 | 10032.5976 | 1485.4467 | 5824.8205 | 6505.0252 | 5611.1077 | 4446.6564 | 3783.1846 | 5384.8906 | 5531.6984 | 4380.0759 | 5819.1391 | 6250.2256 | 3481.1878
Option 3 AT | Gas Zone Daily Offtake Limit Laverton North | Gas Infrastructure Limitations by Gas Zone | 375.5037 | 1462.6624 | 2899.3241 | 910.6896 | 334.2446 | 215.1161 | 307.0963 | 551.981 | 425.5225 | 1367.422 | 1631.9267 | 1197.7751 | 687.1282 | 1703.3055 | 1952.7202 | 829.3595 | 1757.1874 | 1211.7998 | 2403.6596 | 1361.1593 | 976.6171 | 760.8483 | 824.1197 | 257.7185
Option 3 AT | Gas Zone Daily Offtake Limit Melbourne | Gas Infrastructure Limitations by Gas Zone | 3221.6277 | 7646.1592 | 9977.9723 | 6312.9755 | 3669.7469 | 1127.9019 | 3127.1541 | 4897.5769 | 4907.0126 | 4147.7808 | 5244.6032 | 4157.2983 | 1923.6938 | 3298.4282 | 1952.7203 | 2251.2388 | 2273.0369 | 1211.7998 | 3831.6865 | 3020.0834 | 3371.6609 | 2755.4894 | 4674.3959 | 2275.4206
Option 3 AT | Gas Zone Daily Offtake Limit Moomba | Gas Infrastructure Limitations by Gas Zone | 11719.1834 | 616.4456 | 393.6086 | 3846.4129 | 2060.9939 | 1404.1664 | 3116.8815 | 2249.3519 | 1971.1048 | 2524.1607 | 2440.4995 | 2270.6069 | 590.8503 | 1614.037 | 1632.1476 | 1531.9244 | 1926.8027 | 689.1383 | 2195.5804 | 1589.2078 | 1625.2863 | 1366.8831 | 1047.4122 | 707.2655
Option 3 AT | Gas Zone Daily Offtake Limit NQGP | Gas Infrastructure Limitations by Gas Zone | 11848.4633 | 9797.8068 | 836.8078 | 1604.5285 | 3233.7186 | 3189.3095 | 1447.9118 | 872.0515 | 778.783 | 965.4447 | 952.2941 | 1166.5814 | 502.0847 | 503.4602 | 502.0847 | 502.0847 | 502.0847 | 544.2859 | 1072.3701 | 502.0847 | 1008.8973 | 0 | 0 | 0
Option 3 AT | Gas Zone Daily Offtake Limit Newcastle | Gas Infrastructure Limitations by Gas Zone | 789.0429 | 5483.3857 | 2140.7031 | 22878.5395 | 28927.5538 | 33513.04 | 45205.1817 | 24414.5809 | 26253.5221 | 27327.7513 | 31785.4476 | 29454.4757 | 4857.0641 | 12028.8186 | 13015.7916 | 15036.1227 | 9643.5578 | 6893.896 | 13923.5381 | 19844.319 | 24083.0588 | 13622.2074 | 23282.597 | 12735.536
Option 3 AT | Gas Zone Daily Offtake Limit Northern | Gas Infrastructure Limitations by Gas Zone | 40150 | 40260 | 21047.6485 | 23251.3756 | 19093.7676 | 18447.8978 | 12958.3333 | 10687.5679 | 10398.8286 | 10133.3815 | 6981.9759 | 7084.7129 | 926.7708 | 2782.586 | 3348.8665 | 3271.1248 | 2914.9595 | 2319.0218 | 4830.4999 | 3127.4344 | 10610.7212 | 6767.9336 | 15754.6854 | 22545.3526
Option 3 AT | Gas Zone Daily Offtake Limit Port Campbell | Gas Infrastructure Limitations by Gas Zone | 1152.0873 | 2599.2981 | 4896.3705 | 7231.0122 | 7816.9295 | 2493.2448 | 8345.1457 | 9389.6032 | 8703.6177 | 9029.1174 | 9869.4128 | 8021.38 | 1951.1397 | 4493.9013 | 4495.9403 | 5248.6585 | 4920.5644 | 2645.0395 | 6715.9686 | 6183.1082 | 8681.7844 | 382.3959 | 5918.3126 | 3652.7714
Option 3 AT | Gas Zone Daily Offtake Limit Southern | Gas Infrastructure Limitations by Gas Zone | 66262.3838 | 38473.1576 | 41687.1511 | 64921.6129 | 67672.1753 | 57569.3506 | 84015.838 | 59634.4384 | 61402.0555 | 63434.5743 | 69524.6154 | 55924.0967 | 14070.5888 | 29578.6218 | 29437.9028 | 32880.3002 | 26987.4094 | 14467.9022 | 30475.3699 | 34394.8515 | 43472.9187 | 23362.4201 | 42170.4734 | 24112.5135
Option 3 AT | Gordon Min Gen | Hydro min release | 2759.0449 | 1299.5666 | 868.2388 | 516.2088 | 707.9297 | 540.7994 | 979.9709 | 851.6931 | 1301.9265 | 1353.774 | 1373.2564 | 1228.2837 | 1630.784 | 1532.7549 | 931.8697 | 864.0008 | 845.2039 | 855.0824 | 1100.7522 | 1065.086 | 997.732 | 1058.6626 | 994.7541 | 843.436
Option 3 AT | ImportGroup_N9_Hydrogen | Group Network Import Constraints | 3091942.3063 | 1966693.7483 | -1299034.5495 | -3311678.6053 | -3731675.355 | -6516646.9551 | -4692018.5762 | -6839538.2218 | -5840160.5188 | -7860570.0995 | -11508147.6022 | -11556686.1503 | -10356037.9089 | -11346163.512 | -11207632.059 | -13038210.7998 | -17079764.142 | -16919039.8234 | -17537342.8005 | -14786561.5602 | -17495452.9376 | -19366186.2069 | -14107312.6094 | -15537354.6142
Option 3 AT | ImportGroup_NSA1 | Group Network Import Constraints | -832466.1863 | -1524285.4635 | -1260432.1238 | -1255824.8943 | -2627285.8511 | -2490862.7403 | -3959215.8463 | -5684813.0745 | -7307158.2653 | -8359972.8313 | -8953562.6813 | -9152325.1184 | -9284390.3913 | -9409814.0119 | -9568743.7774 | -9833326.8411 | -10087697.2169 | -9748371.5428 | -10348870.8059 | -9849756.0969 | -10340069.1861 | -10791867.9594 | -16183971.1325 | -16632387.2118
Option 3 AT | ImportGroup_Q1_Hydrogen | Group Network Import Constraints | 991566.4013 | 1089293.7895 | -1161394.2864 | -1584910.3149 | -1465067.4097 | -1044407.4482 | -690781.4579 | 73847.9243 | 318231.4116 | 571128.1784 | 973493.7303 | 1072205.4291 | 2134508.6463 | 2133952.8619 | 1876706.1561 | 1575152.1779 | 1070647.8578 | 1134257.632 | 457996.919 | -641676.14 | -804807.6432 | -660196.6317 | -1082556.6392 | -1146495.0356
Option 3 AT | ImportGroup_Q4_Hydrogen | Group Network Import Constraints | -3398292.8923 | -4626692.4341 | -376901.0394 | -166521.6879 | -733195.5016 | -966094.3427 | 518819.2056 | 466511.5944 | 708751.3784 | 461762.6916 | -517991.3017 | -619941.1027 | 816708.9224 | 770413.2262 | 570718.4442 | -37238.2548 | -411784.6721 | -725964.6789 | -985268.8331 | -1125755.2006 | -784738.5925 | -1942629.1169 | -782521.4552 | 499834.7867
Option 3 AT | ImportGroup_Q7_Hydrogen | Group Network Import Constraints | -1477176.0331 | -1952848.8212 | -69960.1597 | -2153710.7086 | -2676998.4354 | -2944793.1441 | -5209749.7712 | -3571490.1122 | -4233346.2144 | -8377311.4697 | -12188309.6374 | -11945643.1975 | -10860283.4134 | -10682856.7136 | -10777221.6624 | -11357029.4603 | -11409130.714 | -11720961.6267 | -12056473.7368 | -9283474.6729 | -8561796.8363 | -6333663.3147 | -4652237.974 | -2790369.2986
Option 3 AT | ImportLimit_DN1_Dubbo | Distribution REZ Import Constraints | 0 | 0 | -1.2059e-06 | -1.4573e-06 | -2.8407e-06 | -3.407e-06 | -0.062179 | -1599078.2236 | -2271262.5224 | -2090939.7162 | -1877125.9473 | -1993398.8574 | -1638692.442 | -1640077.6723 | -1485924.6561 | -1718476.9907 | -1815878.7136 | -1945131.3984 | -1890035.2031 | -1775912.8622 | -2075566.9087 | -2018737.0775 | -1834293.3403 | -1987734.2505
Option 3 AT | ImportLimit_DN3_Marulan | Distribution REZ Import Constraints | 0 | 0 | 0 | 0 | -0.12681 | -0.23734 | -0.23173 | -572876.9935 | -554518.2024 | -570006.9834 | -512953.0452 | -516762.1081 | -547568.7228 | -462843.9345 | -488083.9496 | -496867.2211 | -548160.6976 | -509312.3752 | -532748.4576 | -554163.0563 | -500148.5649 | -524270.7715 | -469063.7131 | -497672.4235
Option 3 AT | ImportLimit_N12_Illawarra | REZ Network Import Constraints | 0 | 0 | -989059.6662 | -935563.8058 | -787818.64 | -383348.2189 | 271783.2896 | 1350858.4391 | 2844893.0809 | 3799388.5831 | 4761525.3055 | -11825381.2611 | -10838536.4975 | -9773541.4832 | -9005822.3286 | -8282407.5622 | -7633492.7566 | -6990317.6872 | -6516548.4596 | -5911157.245 | -5379164.3593 | -4864478.9584 | -4389425.6944 | -4371524.0023
Option 3 AT | ImportLimit_N1_North West NSW | REZ Network Import Constraints | -393381.4961 | -480576.8741 | -491445.2761 | -388361.9952 | -324509.6421 | -303605.9515 | -365287.8257 | 164478.7278 | -15860.487 | -109013.1165 | -57328.3868 | -139359.2612 | -56893.8987 | 119848.7736 | 81855.838 | 5703.9937 | -424856.2355 | -418686.1065 | -343776.0414 | -336718.8571 | -337732.0668 | -408209.1012 | -617783.0152 | -556353.1446
Option 3 AT | ImportLimit_N3_Central-West Orana | REZ Network Import Constraints | -3467481.611 | -3831972.9712 | -18990483.4281 | -42739666.0232 | -44208564.6404 | -43963193.3341 | -48303339.0045 | -52947787.835 | -52880001.2888 | -55900118.0245 | -57393631.9743 | -57014408.7844 | -57250151.6296 | -55834003.3081 | -55324299.8208 | -57194531.6467 | -55036038.1417 | -54566917.3899 | -56893698.0787 | -56104860.4225 | -57025113.3366 | -57916287.1622 | -60819281.6839 | -64059080.9676
Option 3 AT | ImportLimit_N8_Cooma-Monaro | REZ Network Import Constraints | -324546.8284 | -328153.0408 | -674617.5999 | -698115.9684 | -607433.5002 | -565531.577 | -445185.6615 | -570765.2441 | -758473.825 | -587963.2205 | -427082.4579 | -230389.1786 | -26700.109 | -408657.0178 | -196719.7888 | -197829.8304 | -235117.6484 | -219980.4838 | -259447.0542 | -267552.3047 | -234976.5017 | -258411.8719 | -310002.0017 | -415301.891
Option 3 AT | ImportLimit_Q1_Far North Qld | REZ Network Import Constraints | -929109.2683 | -981511.4937 | -3407362.9568 | -4122051.0928 | -4305493.765 | -3958556.3105 | -3701442.7555 | -3132732.9784 | -3006397.3486 | -2958436.8444 | -2642969.2652 | -2748644.9398 | -1830278.4773 | -1939453.5566 | -2429379.2105 | -3078823.6379 | -3636076.1396 | -3902837.1732 | -4938424.1753 | -6287124.012 | -6490848.8576 | -6535838.8659 | -6927436.5829 | -7207968.3535
Option 3 AT | ImportLimit_S3_Mid-North SA | REZ Network Import Constraints | -5251725.2978 | -5042579.6602 | -5475259.2906 | -6590432.6207 | -4812262.8003 | -5457578.2774 | -5138204.8797 | -7100632.541 | -6280479.5137 | -5716471.6825 | -5470072.3673 | -6525024.1331 | -6059884.4395 | -4976322.4188 | -5681046.0371 | -5232291.4493 | -4491247.6614 | -6235705.4921 | -5721185.7155 | -7055630.0237 | -5856360.24 | -5787861.3905 | -5190436.0856 | -5628144.7043
Option 3 AT | ImportLimit_S7_Eastern Eyre Peninsula | REZ Network Import Constraints | -562450.4393 | -494193.9004 | -432793.3968 | -536081.2473 | -349931.9982 | -157924.5583 | -126834.9417 | -696109.4232 | -204445.8774 | -60694.9441 | -613034.4334 | -720572.5285 | -521910.6853 | -633878.211 | -710122.1685 | -890271.7117 | -1043599.3091 | -635099.4599 | -773727.8478 | -1463400.0599 | -1108444.6376 | -1179104.0737 | -2058276.2207 | -2202690.8488
Option 3 AT | ImportLimit_T1_North East Tasmania | REZ Network Import Constraints | 0 | -585754.3864 | -814363.9499 | -816916.7392 | -584543.5835 | -916240.9351 | -713807.4125 | -421635.5188 | 3703.3733 | 80540.0722 | -96932.567 | -241048.1238 | -247158.4281 | -699899.9198 | 589279.7782 | 800839.8475 | 955871.0344 | 1160417.2144 | 1187066.9094 | 1328315.8348 | 1625857.6811 | 217896.8677 | -240030.0642 | 145694.425
Option 3 AT | ImportLimit_T3_Central Highlands | REZ Network Import Constraints | -498399.5454 | -915699.4027 | -4072182.7109 | -4455509.944 | -7514163.2501 | -9993801.7116 | -10198840.1252 | -10292918.6597 | -10640875.9336 | -12400901.2584 | -11689839.1077 | -11297108.4751 | -11625738.3966 | -11893977.6019 | -11897369.4107 | -12458605.1656 | -12535868.5374 | -12571314.8396 | -12102619.4838 | -12435366.0643 | -12351626.7287 | -12104179.9827 | -12637167.727 | -12889898.9463
Option 3 AT | ImportLimit_V1_North West VIC | REZ Network Import Constraints | -1147861.5017 | -4053876.5601 | -8987159.6348 | -8929445.7441 | -8671420.3396 | -16561089.9046 | -22316421.0785 | -26151691.2564 | -26647494.7902 | -24805163.9211 | -23761958.5455 | -22100860.5381 | -20021433.455 | -20414538.2864 | -21565562.7386 | -21844306.8609 | -22351079.694 | -23041066.072 | -22052171.2829 | -20319025.3114 | -22968188.433 | -24163521.2633 | -21596360.006 | -21598862.5595
Option 3 AT | ImportLimit_V5_South West VIC | REZ Network Import Constraints | -9639700.7524 | -12470427.6846 | -13977204.6021 | -14933664.5555 | -12773059.5059 | -11725797.8258 | -9852245.2255 | -8701937.9267 | -7006266.353 | -7267086.4119 | -4836123.2167 | -4838548.9698 | -3066932.2321 | -1658182.9373 | -1085967.0859 | -1555344.9086 | -255715.9664 | -416418.9552 | -787585.6677 | -2600552.2984 | -481377.0828 | 762631.7411 | 78930.7476 | 104438.7641
Option 3 AT | ImportLimit_V7_Central North VIC | REZ Network Import Constraints | -1561137.053 | -2011266.143 | -4035442.4404 | -3837262.4295 | -3923619.5457 | -3685704.7492 | -3390074.9259 | -3577901.0621 | -3832223.9697 | -3509012.8929 | -3399174.3533 | -3165016.583 | -4742126.6266 | -4953848.9126 | -5092227.7711 | -5547190.2605 | -5434224.4096 | -5581181.4997 | -5312166.0794 | -5313222.5216 | -5690181.9369 | -5630592.473 | -4853749.5742 | -5242346.9987
Option 3 AT | Kareeya Min Gen | Hydro min release | 694.5944 | 583.0364 | 494.8383 | 488.1175 | 406.2184 | 402.726 | 254.7599 | 263.3775 | 263.9631 | 276.2346 | 238.3425 | 210.3233 | 77.078 | 93.3471 | 105.4625 | 106.6605 | 123.1656 | 112.2793 | 122.241 | 123.1076 | 110.7614 | 145.7197 | 122.6298 | 118.8439
Option 3 AT | Liapootah Min Gen | Hydro min release | 595.6432 | 534.1937 | 394.6283 | 506.4687 | 501.333 | 376.7981 | 389.7919 | 344.7586 | 334.2827 | 316.4968 | 359.1224 | 461.1372 | 390.5099 | 368.3596 | 168.086 | 158.0686 | 157.3003 | 154.9075 | 203.3702 | 199.4411 | 192.3146 | 198.5843 | 181.5771 | 146.3886
Option 3 AT | N >> 11-0_17-0 | NetworkConstraints | 21485511.6188 | 21144285.3262 | 25348947.4009 | 23453898.8837 | 22301307.91 | 23252653.931 | 21927784.3974 | 16868015.1884 | 16266807.9035 | 16074929.4657 | 15321479.8766 | 15179379.8542 | 15927577.4907 | 15837738.6692 | 17183796.8522 | 16586700.5371 | 18489926.1497 | 17991906.2603 | 18707195.4722 | 18723374.4376 | 17303426.9748 | 17723182.2359 | 19795818.935 | 20619770.3005
Option 3 AT | N >> 11-0_39/1 | NetworkConstraints | 0 | 0 | 0 | 0 | 0 | 0 | 0 | 18543095.7413 | 18056624.1196 | 17935858.3731 | 17267083.5132 | 17206573.2271 | 17999330.2527 | 17938428.6264 | 0 | 0 | 0 | 0 | 0 | 0 | 0 | 0 | 0 | 0
Option 3 AT | N >> 11-0_BAN_SCRK_1 | NetworkConstraints | 0 | 0 | 0 | 0 | 0 | 0 | 0 | 0 | 0 | 0 | 0 | 0 | 0 | 0 | 19048001.6899 | 18533399.7381 | 20378606.2864 | 20012434.9992 | 20727574.0728 | 20831050.7823 | 19430177.4272 | 19894617.4867 | 22004035.6108 | 22880124.7287
Option 3 AT | N >> 12-0_14-0_R | NetworkConstraints | 41845770.3871 | 44108145.8668 | 45959820.2047 | 52485684.4421 | 54564005.14 | 56592120.4086 | 58458555.4769 | 54349191.8019 | 55893043.3482 | 57946643.4774 | 58219100.8615 | 59368744.5074 | 60132561.415 | 60289872.3011 | 60024811.4257 | 61826977.997 | 62473392.4347 | 63706318.048 | 65526688.3636 | 66364858.9333 | 66668655.6083 | 68233113.5466 | 69447937.701 | 72249315.8355
Option 3 AT | N >> 12-0_39-1_R | NetworkConstraints | 49509455.3937 | 52615875.4421 | 55590927.546 | 60157631.078 | 61068689.3955 | 63487420.9349 | 65176854.0473 | 0 | 0 | 0 | 0 | 0 | 0 | 0 | 0 | 0 | 0 | 0 | 0 | 0 | 0 | 0 | 0 | 0
Option 3 AT | N >> 12-0_39/1_R | NetworkConstraints | 0 | 0 | 0 | 0 | 0 | 0 | 0 | 58838670.4827 | 60589765.2905 | 62853817.1918 | 63241589.7341 | 64585740.406 | 65258493.9529 | 65445221.3368 | 62905535.9749 | 64836946.7829 | 65409104.3587 | 66813200.164 | 68686044.2671 | 69719224.7281 | 70082196.8324 | 71686319.4694 | 72997194.3894 | 75838543.4804
Option 3 AT | N >> 12-0_BAN_SCRK_1_R | NetworkConstraints | 0 | 0 | 0 | 0 | 0 | 0 | 0 | 0 | 0 | 0 | 0 | 0 | 0 | 0 | 63234859.1044 | 65205979.7972 | 65741156.2813 | 67141942.5687 | 69054544.012 | 70058638.3108 | 70483585.177 | 72088328.1236 | 73390348.794 | 76277065.9054
Option 3 AT | N >> 16-0_39/1_R | NetworkConstraints | 0 | 0 | 0 | 0 | 0 | 0 | 0 | 25724094.5844 | 27622639.1577 | 29641625.6731 | 30857485.6971 | 33310303.5241 | 29691266.4339 | 29488648.7178 | 0 | 0 | 0 | 0 | 0 | 0 | 0 | 0 | 0 | 0
Option 3 AT | N >> 16-0_8-0_R | NetworkConstraints | 18425966.7725 | 21028006.0132 | 24364853.709 | 23965133.3386 | 22500513.6227 | 24133404.8785 | 23947365.442 | 17636895.2867 | 19400475.0336 | 21162379.2357 | 22387921.1866 | 24591258.8787 | 21150283.2132 | 20976843.2164 | 15658457.0934 | 17083248.2288 | 14498847.8802 | 17733253.0488 | 16101044.1353 | 17347288.4506 | 17595642.3767 | 18036674.8982 | 15420068.6283 | 15764627.5687
Option 3 AT | N >> 16-0_BAN_SCRK_1_R | NetworkConstraints | 0 | 0 | 0 | 0 | 0 | 0 | 0 | 0 | 0 | 0 | 0 | 0 | 0 | 0 | 22146960.2243 | 23636735.4452 | 21168777.7186 | 24632553.0023 | 23049741.7583 | 24383996.4844 | 24385331.6458 | 24970308.4029 | 22587060.4132 | 23264121.506
Option 3 AT | N >> 17-0_11-0 | NetworkConstraints | 21691825.7408 | 21728911.7798 | 26536320.5373 | 24026808.4812 | 22298588.8533 | 23183206.644 | 21594956.6796 | 18060134.1773 | 17451392.2086 | 17342041.8622 | 16542170.8694 | 16461244.1064 | 16991487.5352 | 16854362.6694 | 17357907.0897 | 16739658.2367 | 18643852.1506 | 18160515.4289 | 18847260.1574 | 18816821.8768 | 17302203.3565 | 17721291.5184 | 19730806.1784 | 20615803.2029
Option 3 AT | N >> 17-0_39/1 | NetworkConstraints | 0 | 0 | 0 | 0 | 0 | 0 | 0 | 22235512.6 | 21759344.1664 | 21882166.9895 | 21111154.2723 | 21237687.0347 | 21449057.014 | 21268943.7585 | 0 | 0 | 0 | 0 | 0 | 0 | 0 | 0 | 0 | 0
Option 3 AT | N >> 17-0_BAN_SCRK_1 | NetworkConstraints | 0 | 0 | 0 | 0 | 0 | 0 | 0 | 0 | 0 | 0 | 0 | 0 | 0 | 0 | 20875116.398 | 20361465.998 | 22124691.1203 | 21914038.7836 | 22523306.3939 | 22526024.8947 | 20951508.3027 | 21446178.7459 | 23335007.3221 | 24442267.5605
Option 3 AT | N >> 18-0_5-0 | NetworkConstraints | 0 | 0 | 0 | -2874305.0009 | 0 | 0 | 0 | 0 | 0 | 0 | 0 | 0 | 0 | 0 | 0 | 0 | 0 | 0 | 0 | 0 | 0 | 0 | 0 | 0
Option 3 AT | N >> 18-0_5-0_R | NetworkConstraints | 6522255.5748 | 4452463.6127 | 5174253.7072 | 1814060.4474 | 4436703.7381 | 4800086.8855 | 4477481.4447 | 4352354.7978 | 4590727.5846 | 4890189.7639 | 4991760.4517 | 5405303.611 | 4829427.7256 | 4958320.6899 | 3778973.3809 | 3799318.0202 | 3495912.0995 | 4179415.8125 | 3933056.7454 | 4189768.1941 | 4048498.0819 | 4147292.6723 | 4003009.4636 | 4135237.8022
Option 3 AT | N >> 31-0_32-0 | NetworkConstraints | 37297814.1145 | 40225211.6181 | 43145399.3003 | 43030036.7856 | 43078883.5232 | 45987272.1296 | 52343028.2665 | 0 | 0 | 0 | 0 | 0 | 0 | 0 | 0 | 0 | 0 | 0 | 0 | 0 | 0 | 0 | 0 | 0
Option 3 AT | N >> 32-0_31-0 | NetworkConstraints | 37297777.5693 | 40225358.6572 | 43145542.8108 | 43030283.4445 | 43079207.072 | 45987586.4932 | 52343379.538 | 0 | 0 | 0 | 0 | 0 | 0 | 0 | 0 | 0 | 0 | 0 | 0 | 0 | 0 | 0 | 0 | 0
Option 3 AT | N >> 32/2_31-0 | NetworkConstraints | 0 | 0 | 0 | 0 | 0 | 0 | 0 | 45236651.4198 | 49011697.2228 | 50380575.7452 | 52764996.4312 | 54569165.7554 | 55422129.3884 | 57092194.7102 | 54717643.3863 | 58605401.6769 | 58514083.3371 | 60849674.7101 | 61897183.3608 | 63459870.6455 | 66984269.1658 | 68948236.0325 | 65895626.919 | 66319766.5719
Option 3 AT | N >> 32/2_38/2 | NetworkConstraints | 0 | 0 | 0 | 0 | 0 | 0 | 0 | 45237027.832 | 49012081.0688 | 50380980.2366 | 52765412.398 | 54569592.1238 | 55422563.0267 | 57092633.5269 | 54717997.6476 | 58605762.2423 | 58514443.4716 | 60850039.1307 | 61897563.3282 | 63460259.3304 | 66984653.6995 | 68948627.2661 | 65896045.6074 | 66320206.6386
Option 3 AT | N >> 38/1_32/1_R | NetworkConstraints | 0 | 0 | 0 | 0 | 0 | 0 | 0 | 81516909.6489 | 85494126.0546 | 88556226.5439 | 90654357.9156 | 93440757.7104 | 94288569.8501 | 95281328.7445 | 102161930.774 | 106827237.1412 | 106480394.3813 | 110339329.0237 | 112533441.3287 | 115415382.3579 | 117931587.1463 | 120949428.8281 | 120914787.4796 | 124026814.1994
Option 3 AT | N >> 38/1_39/2_R | NetworkConstraints | 0 | 0 | 0 | 0 | 0 | 0 | 0 | 81516975.1757 | 85494193.313 | 88556303.0946 | 90654433.2097 | 93440836.3737 | 94288652.6517 | 95281408.3405 | 0 | 0 | 0 | 0 | 0 | 0 | 0 | 0 | 0 | 0
Option 3 AT | N >> 38/2_32/2 | NetworkConstraints | 0 | 0 | 0 | 0 | 0 | 0 | 0 | 45238290.5416 | 49013355.4475 | 50382312.3876 | 52766742.0605 | 54570943.7259 | 55423934.9826 | 57093980.5567 | 54719303.5228 | 58607077.747 | 58515756.4944 | 60851375.6656 | 61898954.1394 | 63461693.0605 | 66986054.0082 | 68950049.7437 | 65897606.8836 | 66321850.3702
Option 3 AT | N >> 39-1_11-0 | NetworkConstraints | 38191247.377 | 40719834.3951 | 45471717.3549 | 46458754.2212 | 46008739.8055 | 48208081.6966 | 48078784.5593 | 0 | 0 | 0 | 0 | 0 | 0 | 0 | 0 | 0 | 0 | 0 | 0 | 0 | 0 | 0 | 0 | 0
Option 3 AT | N >> 39-1_16-0 | NetworkConstraints | 36828562.9869 | 39661525.5235 | 44143081.1756 | 45366086.3357 | 44880885.6205 | 47086118.6023 | 47145365.7468 | 0 | 0 | 0 | 0 | 0 | 0 | 0 | 0 | 0 | 0 | 0 | 0 | 0 | 0 | 0 | 0 | 0
Option 3 AT | N >> 39-1_17-0 | NetworkConstraints | 37574355.3288 | 40286965.1943 | 45247208.0973 | 46053602.3148 | 45380527.4583 | 47518345.9618 | 47293255.621 | 0 | 0 | 0 | 0 | 0 | 0 | 0 | 0 | 0 | 0 | 0 | 0 | 0 | 0 | 0 | 0 | 0
Option 3 AT | N >> 39-1_3W-0 | NetworkConstraints | 38500650.2505 | 40995672.9551 | 45577986.9823 | 46804453.0033 | 46364729.7441 | 48633585.7383 | 48662701.7698 | 0 | 0 | 0 | 0 | 0 | 0 | 0 | 0 | 0 | 0 | 0 | 0 | 0 | 0 | 0 | 0 | 0
Option 3 AT | N >> 39-1_5A6-0 | NetworkConstraints | 35692027.3937 | 38486955.4701 | 43062661.8814 | 43455335.33 | 42954172.1435 | 45211581.9366 | 44806111.3538 | 0 | 0 | 0 | 0 | 0 | 0 | 0 | 0 | 0 | 0 | 0 | 0 | 0 | 0 | 0 | 0 | 0
Option 3 AT | N >> 39-1_8-0 | NetworkConstraints | 36746140 | 39594295.9422 | 44014104.2377 | 45290488.7893 | 44830122.4501 | 47044469.3184 | 47142012.2972 | 0 | 0 | 0 | 0 | 0 | 0 | 0 | 0 | 0 | 0 | 0 | 0 | 0 | 0 | 0 | 0 | 0
Option 3 AT | N >> 39-1_NIL | NetworkConstraints | 37930547.9757 | 40747809.9844 | 45232586.4794 | 46549800.9579 | 46148758.0391 | 48369342.8178 | 48464726.2413 | 0 | 0 | 0 | 0 | 0 | 0 | 0 | 0 | 0 | 0 | 0 | 0 | 0 | 0 | 0 | 0 | 0
Option 3 AT | N >> 39/1_11-0 | NetworkConstraints | 0 | 0 | 0 | 0 | 0 | 0 | 0 | 47308366.8051 | 48380842.5881 | 50045934.0515 | 50243234.4599 | 51842327.115 | 50893452.2202 | 50780304.3614 | 45648102.5553 | 46517210.4109 | 47123447.832 | 48765491.0332 | 49278562.9794 | 50322294.9292 | 49292716.8136 | 50447592.9711 | 51607197.178 | 53533519.9169
Option 3 AT | N >> 39/1_16-0 | NetworkConstraints | 0 | 0 | 0 | 0 | 0 | 0 | 0 | 46700588.9695 | 48045875.6436 | 49932981.1808 | 50363984.2161 | 52209282.4043 | 50785618.4361 | 50664525.9617 | 44664992.9598 | 45778624.9265 | 45816362.1946 | 47855676.3349 | 48101869.6611 | 49249588.1031 | 48506654.1275 | 49637751.1816 | 50191862.5284 | 52042985.1265
Option 3 AT | N >> 39/1_17-0 | NetworkConstraints | 0 | 0 | 0 | 0 | 0 | 0 | 0 | 47180509.7702 | 48242691.4369 | 49928641.9735 | 50108994.9431 | 51719340.966 | 50674458.8853 | 50541823.5783 | 45389919.7826 | 46274898.8745 | 46816185.891 | 48492121.2205 | 48968373.1934 | 49992702.7568 | 48977176.585 | 50123217.4276 | 51184124.8896 | 53121218.543
Option 3 AT | N >> 39/1_5A6-0 | NetworkConstraints | 0 | 0 | 0 | 0 | 0 | 0 | 0 | 43609344.3461 | 44707022.6179 | 46265424.7123 | 46539947.0739 | 48287794.9967 | 46980232.8766 | 46910526.783 | 42961778.1428 | 43828161.5627 | 44160384.2349 | 46052628.4081 | 46281503.7586 | 47421267.9342 | 46442257.8804 | 47530855.7851 | 48397453.2637 | 50120502.0184
Option 3 AT | N >> 39/1_8-0 | NetworkConstraints | 0 | 0 | 0 | 0 | 0 | 0 | 0 | 46652291.2633 | 48032735.5227 | 49944875.9363 | 50406854.6711 | 52280893.5308 | 50812026.6741 | 50692563.6058 | 44562185.6976 | 45706377.7774 | 45678237.3479 | 47764988.2444 | 47981591.1183 | 49146675.6186 | 48437056.547 | 49566573.5689 | 50055066.5119 | 51894127.1273
Option 3 AT | N >> 39/1_BAN_SCK330_2 | NetworkConstraints | 0 | 0 | 0 | 0 | 0 | 0 | 0 | 47583838.9844 | 48849274.0014 | 50682954.1285 | 51033138.3988 | 52782776.4908 | 51587855.9333 | 51476806.7348 | 0 | 0 | 0 | 0 | 0 | 0 | 0 | 0 | 0 | 0
Option 3 AT | N >> 39/1_BAN_SCK330_3 | NetworkConstraints | 0 | 0 | 0 | 0 | 0 | 0 | 0 | 47583838.9844 | 48849274.0014 | 50682954.1285 | 51033138.3988 | 52782776.4908 | 51587855.9333 | 51476806.7348 | 0 | 0 | 0 | 0 | 0 | 0 | 0 | 0 | 0 | 0
Option 3 AT | N >> 39/1_BAN_SCRK_1 | NetworkConstraints | 0 | 0 | 0 | 0 | 0 | 0 | 0 | 0 | 0 | 0 | 0 | 0 | 0 | 0 | 47411000.4483 | 48519592.7432 | 48662653.5315 | 50725213.6204 | 51049072.5701 | 52175146.3981 | 51316769.6884 | 52493933.0167 | 53259826.5367 | 55293162.2228
Option 3 AT | N >> 39/1_NIL | NetworkConstraints | 0 | 0 | 0 | 0 | 0 | 0 | 0 | 47583926.2096 | 48849359.0042 | 50683044.6974 | 51033232.311 | 52782875.5294 | 51587956.0153 | 51476906.8897 | 45756161.5179 | 46815700.7111 | 47064166.1347 | 48946250.0425 | 49341741.3304 | 50448757.1095 | 49652610.9031 | 50807827.6176 | 51604485.459 | 53525533.1715
Option 3 AT | N >> 39/2_38/1_R | NetworkConstraints | 0 | 0 | 0 | 0 | 0 | 0 | 0 | 81516710.4818 | 85493927.8241 | 88556025.7 | 90654151.5359 | 93440551.3417 | 94288351.9212 | 95281120.8092 | 0 | 0 | 0 | 0 | 0 | 0 | 0 | 0 | 0 | 0
Option 3 AT | N >> 39/2_SYDW_SCRK_4_R | NetworkConstraints | 0 | 0 | 0 | 0 | 0 | 0 | 0 | 81516801.9044 | 85494011.7834 | 88556111.1722 | 90654236.3075 | 93440636.2872 | 94288457.093 | 95281215.8384 | 0 | 0 | 0 | 0 | 0 | 0 | 0 | 0 | 0 | 0
Option 3 AT | N >> 5A5_5P1 | NetworkConstraints | 0 | 0 | -947059.6323 | 11540802.8868 | 15950201.4511 | 15808507.9708 | 17973305.9218 | 18938179.9947 | 18309585.6251 | 19920364.8598 | 20822785.3922 | 20500736.6038 | 20273607.2243 | 18974411.9314 | 16928861.1092 | 17364489.703 | 16472815.3721 | 15949071.3573 | 17067765.6037 | 16613312.3044 | 16281931.651 | 16359078.5023 | 19002750.6055 | 20789146.9172
Option 3 AT | N >> 5H5_5H6 | NetworkConstraints | 0 | 0 | 0 | 27769086.7805 | 43347328.9591 | 44896173.0089 | 50384874.1095 | 53452828.0755 | 55967482.4294 | 58564541.5355 | 60187377.4499 | 61605549.8886 | 59379542.1612 | 59646881.2137 | 50953160.9611 | 54520649.1481 | 53592024.0487 | 55092922.604 | 56048704.7442 | 55591102.9723 | 58046472.466 | 59345760.174 | 55735163.4458 | 58093960.6346
Option 3 AT | N >> 5P1_5A5 | NetworkConstraints | 0 | 0 | 2576253.7666 | 15062324.0772 | 19385294.4792 | 19782463.634 | 27138449.6119 | 33127229.2726 | 33786050.0936 | 36425404.9699 | 38398371.0688 | 37742777.4281 | 39135252.6531 | 37917402.907 | 40898989.8569 | 43790394.5032 | 42004899.5689 | 41241522.5639 | 43954638.3594 | 43406628.6241 | 45605413.1765 | 46418545.6914 | 47871660.4285 | 51079479.3135
Option 3 AT | N >> 5P1_5P2 | NetworkConstraints | 0 | 0 | 3580517.0343 | 12316142.1347 | 15102912.5422 | 15691060.9452 | 23695058.4758 | 33047154.0525 | 34351875.2719 | 36920749.4517 | 39034626.3754 | 38345611.3671 | 40392559.8663 | 39565279.0963 | 44377053.206 | 48012029.2982 | 46174485.3378 | 45482039.7119 | 48428703.4619 | 47982917.8379 | 51180422.5089 | 52232323.1256 | 52473752.3937 | 55654509.9525
Option 3 AT | N >> 76-0_39/1_R | NetworkConstraints | 0 | 0 | 0 | 0 | 0 | 0 | 0 | 37046125.4463 | 38730669.5282 | 41051147.8255 | 41574139.107 | 42796171.385 | 41852817.6065 | 41822329.2665 | 0 | 0 | 0 | 0 | 0 | 0 | 0 | 0 | 0 | 0
Option 3 AT | N >> 76-0_77-0_R | NetworkConstraints | 23651647.3182 | 29854867.3501 | 31499393.4222 | 35037152.2339 | 33752059.0985 | 34145392.7096 | 35766940.1891 | 35805017.2217 | 37470629.3983 | 39761285.0259 | 40280259.5312 | 41453808.5516 | 40541449.8867 | 40515020.3387 | 35725686.8159 | 37803494.2947 | 36560224.8751 | 37817428.2078 | 38875284.8151 | 39072822.999 | 40662657.9796 | 41542824.1312 | 40232771.6185 | 42323883.6129
Option 3 AT | N >> 76-0_BAN_SCRK_1_R | NetworkConstraints | 0 | 0 | 0 | 0 | 0 | 0 | 0 | 0 | 0 | 0 | 0 | 0 | 0 | 0 | 37535379.8427 | 39620982.0572 | 38379217.6523 | 39770123.7098 | 40779874.5321 | 41033065.7885 | 42506114.0064 | 43423695.6661 | 42178006.0538 | 44346618.7164
Option 3 AT | N >> 8-0_16-0_R | NetworkConstraints | 17634684.5494 | 20344549.6285 | 23428235.5181 | 23254338.7802 | 21894951.5721 | 23550483.3595 | 23513297.8887 | 14483924.7541 | 16151020.8297 | 17767351.9777 | 18960302.4604 | 20979982.7886 | 17800675.5871 | 17656576.0221 | 12736014.6771 | 14092462.2657 | 11568377.8281 | 14556075.5573 | 13012615.8546 | 14159215.9567 | 14520575.5489 | 14884183.6078 | 12332034.3578 | 12562410.6428
Option 3 AT | N >> 8-0_39/1_R | NetworkConstraints | 0 | 0 | 0 | 0 | 0 | 0 | 0 | 18547471.2049 | 20394243.5785 | 22216387.3877 | 23502886.7293 | 25719687.0578 | 22368312.8316 | 22223823.4463 | 0 | 0 | 0 | 0 | 0 | 0 | 0 | 0 | 0 | 0
Option 3 AT | N >> 8-0_BAN_SCRK_1_R | NetworkConstraints | 0 | 0 | 0 | 0 | 0 | 0 | 0 | 0 | 0 | 0 | 0 | 0 | 0 | 0 | 15398135.4635 | 16857164.0192 | 14234355.9469 | 17412677.2802 | 15848077.7762 | 17056107.6683 | 17407785.4809 | 17827518.3236 | 15256228.3642 | 15619734.6768
Option 3 AT | N >> 81-0_82-0 | NetworkConstraints | 27667780.7269 | 32236050.0545 | 16274386.8924 | 0 | 0 | 0 | 0 | 0 | 0 | 0 | 0 | 0 | 0 | 0 | 0 | 0 | 0 | 0 | 0 | 0 | 0 | 0 | 0 | 0
Option 3 AT | N >> 81_82-0 | NetworkConstraints | 0 | 0 | 24188644.2857 | 32540245.6585 | 26790825.2909 | 28826659.1154 | 35371515.9386 | 37205081.3605 | 40378204.9651 | 40908010.6982 | 42867697.3816 | 44621783.6844 | 39811057.5961 | 41624235.173 | 35864357.227 | 39426794.5134 | 39861984.4256 | 42443738.4531 | 41077975.2885 | 40269087.5975 | 42881075.9115 | 43709321.175 | 35262997.7286 | 34924854.1756
Option 3 AT | N >> 82-0_81 | NetworkConstraints | 0 | 0 | 24271194.4495 | 32700403.2412 | 27047779.7638 | 29022393.028 | 35174916.8031 | 37765236.1136 | 40886413.6665 | 41360884.3487 | 43306702.5393 | 45046624.0874 | 40620141.8768 | 42389599.2657 | 36920937.8956 | 40418181.2327 | 40952668.53 | 43458092.3266 | 42054355.3401 | 41292857.9863 | 43899787.1438 | 44752399.2348 | 36504873.9936 | 36041032.776
Option 3 AT | N >> 82-0_81-0 | NetworkConstraints | 28750480.905 | 33299082.6219 | 16698843.2887 | 0 | 0 | 0 | 0 | 0 | 0 | 0 | 0 | 0 | 0 | 0 | 0 | 0 | 0 | 0 | 0 | 0 | 0 | 0 | 0 | 0
Option 3 AT | N >> 93-0_90-0_R | NetworkConstraints | 2798356.92 | 6439992.9902 | 12810905.4019 | 2595847.5424 | -3293297.4847 | -2559168.4629 | -1053204.1394 | 1891089.8134 | 3019614.9149 | 2904811.6083 | 3584028.9694 | 3898620.376 | 9260404.1427 | 9861947.6174 | 9570628.9581 | 9970148.2695 | 10101691.6327 | 10147634.3236 | 11451879.9233 | 13441517.7125 | 14770253.4615 | 16226802.7692 | 18917740.8313 | 18292495.6739
Option 3 AT | N >> BANNABY_1TH1_2_39/1 | NetworkConstraints | 0 | 0 | 0 | 0 | 0 | 0 | 0 | 49977383.8521 | 52647059.1688 | 55917741.6749 | 57929540.5172 | 60346178.552 | 58030753.9508 | 58628195.8285 | 0 | 0 | 0 | 0 | 0 | 0 | 0 | 0 | 0 | 0
Option 3 AT | N >> BANNABY_1TH1_2_BAN_SCRK_1 | NetworkConstraints | 0 | 0 | 0 | 0 | 0 | 0 | 0 | 0 | 0 | 0 | 0 | 0 | 0 | 0 | 12265894.0859 | 13918891.1066 | 11856204.9128 | 13249270.7352 | 13468324.7773 | 13807261.2997 | 15827767.3485 | 16093623.4449 | 15380920.2798 | 15985921.7543
Option 3 AT | N >> BAN_SCK330_2_39/1 | NetworkConstraints | 0 | 0 | 0 | 0 | 0 | 0 | 0 | 47583978.5105 | 48849416.3529 | 50683099.784 | 51033281.8744 | 52782926.2219 | 51587998.6915 | 51476950.4649 | 0 | 0 | 0 | 0 | 0 | 0 | 0 | 0 | 0 | 0
Option 3 AT | N >> BAN_SCK330_2_BAN_SCK330_3 | NetworkConstraints | 0 | 0 | 0 | 0 | 0 | 0 | 0 | 47583844.2224 | 48849276.9815 | 50682957.2643 | 51033148.5018 | 52782789.3592 | 51587864.956 | 51476815.0237 | 0 | 0 | 0 | 0 | 0 | 0 | 0 | 0 | 0 | 0
Option 3 AT | N >> BAN_SCRK_1_11-0 | NetworkConstraints | 0 | 0 | 0 | 0 | 0 | 0 | 0 | 0 | 0 | 0 | 0 | 0 | 0 | 0 | 53094034.4138 | 54251526.7151 | 53924682.9278 | 56804437.6861 | 56674203.3005 | 57741486.6934 | 56372295.404 | 57558599.2805 | 58305818.8244 | 60890070.0476
Option 3 AT | N >> BAN_SCRK_1_16-0 | NetworkConstraints | 0 | 0 | 0 | 0 | 0 | 0 | 0 | 0 | 0 | 0 | 0 | 0 | 0 | 0 | 52762111.3283 | 54151082.4377 | 53297568.1498 | 56579529.451 | 56194731.8623 | 57366059.7325 | 56236522.3266 | 57411811.462 | 57612785.6576 | 60158805.7502
Option 3 AT | N >> BAN_SCRK_1_17-0 | NetworkConstraints | 0 | 0 | 0 | 0 | 0 | 0 | 0 | 0 | 0 | 0 | 0 | 0 | 0 | 0 | 52981627.3408 | 54098315.4036 | 53824475.5882 | 56662504.0945 | 56537446.2121 | 57565412.8852 | 56143642.0774 | 57325760.1934 | 58083315.7658 | 60688020.8774
Option 3 AT | N >> BAN_SCRK_1_5A6-0 | NetworkConstraints | 0 | 0 | 0 | 0 | 0 | 0 | 0 | 0 | 0 | 0 | 0 | 0 | 0 | 0 | 44929782.1727 | 45727496.3858 | 45312158.6813 | 48383663.9401 | 47703640.8486 | 48876276.2024 | 47251914.1759 | 48234236.2573 | 48808909.1202 | 50827794.1683
Option 3 AT | N >> BAN_SCRK_1_8-0 | NetworkConstraints | 0 | 0 | 0 | 0 | 0 | 0 | 0 | 0 | 0 | 0 | 0 | 0 | 0 | 0 | 52746678.2531 | 54163353.1487 | 53252325.6784 | 56578176.3025 | 56168638.1322 | 57354562.8112 | 56252819.629 | 57427724.4675 | 57575067.0846 | 60115816.2754
Option 3 AT | N >> BAN_SCRK_1_BAN_SCRK_2 | NetworkConstraints | 0 | 0 | 0 | 0 | 0 | 0 | 0 | 0 | 0 | 0 | 0 | 0 | 0 | 0 | 53130396.2312 | 54455022.162 | 53769607.4378 | 56901899.0318 | 56632117.6965 | 57741248.4107 | 56566081.2845 | 57742306.3995 | 58147195.2269 | 60740581.8128
Option 3 AT | N >> KEMPS_CK_2H1_2_KEMPS_CK_3H1_2 | NetworkConstraints | 5381842.2606 | 3590716.3716 | -1269630.6939 | 11104322.3675 | 19573160.6224 | 21423199.3466 | 27245341.8449 | -5172028.0019 | -4451573.9447 | -4388638.8016 | -3619442.9118 | -3435757.3916 | -2880025.314 | -2606245.5523 | 3232151.1606 | 3940100.1558 | 3025432.9574 | 3858492.4302 | 3564145.603 | 4015869.2941 | 4721966.6621 | 4950465.3793 | 4183885.164 | 4060297.8726
Option 3 AT | N >> MT_PIPER_2TH1_2_39/1 | NetworkConstraints | 0 | 0 | 0 | 0 | 0 | 0 | 0 | 11413332.6817 | 11500015.7078 | 11843567.9477 | 12871386.6473 | 13136396.3019 | 13139422.2496 | 12851742.1434 | 0 | 0 | 0 | 0 | 0 | 0 | 0 | 0 | 0 | 0
Option 3 AT | N >> MT_PIPER_2TH1_2_BAN_SCRK_1 | NetworkConstraints | 0 | 0 | 0 | 0 | 0 | 0 | 0 | 0 | 0 | 0 | 0 | 0 | 0 | 0 | 9052861.082 | 9478826.9892 | 9268629.4255 | 9499149.8273 | 9533758.0223 | 9968737.0594 | 9646588.9208 | 9873190.6359 | 11191347.7831 | 11475842.6893
Option 3 AT | N >> MT_PIPER_2TH1_2_MT_PIPER_1TH1_2 | NetworkConstraints | 4802931.9788 | 4410779.7467 | 8866395.7447 | 9614586.3397 | 10789694.4035 | 12964395.7704 | 14419711.7808 | 9945939.4864 | 9996462.0489 | 10284739.7462 | 11289203.4723 | 11502308.4724 | 11538384.7772 | 11257631.8111 | 7076382.9029 | 7443776.5683 | 7274288.9196 | 7381634.4829 | 7431610.708 | 7816287.4614 | 7536222.014 | 7718294.9909 | 9009874.4883 | 9202312.8382
Option 3 AT | N >> SCRK_1TH1_2_SCRK_2TH1_2_R | NetworkConstraints | 0 | 0 | 0 | 0 | 0 | 0 | 0 | 0 | 0 | 0 | 0 | 0 | 0 | 0 | 93810834.3287 | 97662053.3936 | 97105368.8857 | 100409379.0914 | 102763146.8941 | 105478951.2949 | 107243716.6368 | 109879190.9856 | 111426498.8047 | 114846901.4627
Option 3 AT | NNSW H2 Domestic Consumption Purchaser | Subregion flexible electricity load for Domestic H2 | 0 | 0 | 0 | 0 | 21.6393 | 74.56 | 169.8534 | 316.5593 | 516.0579 | 645.9686 | 776.1379 | 912.7607 | 1048.5929 | 1178.372 | 1285.6981 | 1380.5864 | 1475.3821 | 1558.518 | 1626.6301 | 1701.8386 | 1774.1607 | 1848.4446 | 1912.6829 | 1979.5514
Option 3 AT | NQ H2 Domestic Consumption Purchaser | Subregion flexible electricity load for Domestic H2 | 0 | 0 | 0 | 0 | 7.4564 | 25.1497 | 58.4776 | 112.2114 | 190.0607 | 245.7186 | 299.1923 | 350.4521 | 396.4421 | 436.3537 | 463.1799 | 486.7014 | 511.2607 | 531.5406 | 549.4491 | 580.715 | 618.675 | 670.4386 | 736.0663 | 815.3579
Option 3 AT | NSA H2 Domestic Consumption Purchaser | Subregion flexible electricity load for Domestic H2 | 0 | 0 | 0 | 0 | 44.9471 | 90.3243 | 128.6089 | 170.4029 | 219.5214 | 233.7189 | 252.2383 | 291.1136 | 329.5429 | 366.97 | 397.2459 | 423.9214 | 450.6707 | 473.7383 | 490.6066 | 510.9479 | 530.5014 | 550.2589 | 568.1163 | 590.4136
Option 3 AT | NSA H2 Green Commodities Consumption Purchaser | Subregion flexible electricity load for Green Commodities H2 | 0 | 0 | 0 | 0 | 2676.7909 | 2640.4776 | 2604.6556 | 2569.2974 | 4332.1964 | 4273.4207 | 4215.4507 | 4158.2627 | 4101.8524 | 4046.2109 | 3991.3093 | 3937.1654 | 4645.3783 | 5291.2879 | 6011.6174 | 6806.8696 | 7684.8073 | 8639.695 | 9565.6744 | 10363.5836
Option 3 AT | NSW EIR Gen | Policies NSW | 0 | 5268.4562 | 21406.2055 | 38388.6382 | 40027.1116 | 42714.1116 | 56336.4029 | 62226.1061 | 66179.0607 | 75098.5638 | 86187.21 | 86313.915 | 100953.0904 | 113958.0142 | 127989.0013 | 129223.9916 | 133180.1142 | 135859.1133 | 135859.1133 | 141474.1752 | 141557.5542 | 144677.0745 | 166179.611 | 166179.6112
Option 3 AT | NSW EIR Storage MW | Policies NSW | 2.19e-05 | 111.6331 | 760.8252 | 1269.9915 | 1269.9915 | 1622.0619 | 2355.41 | 3180.16 | 3267.7147 | 3791.823 | 3791.823 | 3791.823 | 5083.724 | 6825.0161 | 7906.8114 | 7906.8114 | 8446.5799 | 9595.0374 | 9595.0374 | 9595.0374 | 9595.0374 | 9954.154 | 10007.7696 | 9498.6033
Option 3 AT | NSW EIR Storage MWh | Policies NSW | 0.00016425 | 893.0652 | 6086.6014 | 10159.9318 | 10159.9321 | 12976.4949 | 18843.28 | 25441.28 | 26141.7178 | 30334.5842 | 30334.5842 | 30334.5843 | 40669.7921 | 54600.1293 | 63254.4911 | 63254.4912 | 67572.64 | 76760.3 | 76760.2999 | 76760.2999 | 76760.2997 | 79633.2322 | 80062.1576 | 75988.8272
Option 3 AT | PEC and Heywood Export | Special Constraints | -2023733.2189 | 1235604.5327 | 1323208.043 | 2452546.2342 | 2337009.6957 | 2047723.9146 | 1943118.9494 | 1541356.9925 | 1511523.2579 | 1401691.5302 | 1260087.8556 | 470689.3062 | -78531.7481 | 184920.3048 | 221371.5227 | 190326.1615 | 260219.982 | -70257.0396 | 124745.3077 | 2763.4753 | 303192.6129 | 128715.2432 | 281227.8122 | 126676.0472
Option 3 AT | PEC and Heywood Import | Special Constraints | 2023733.2189 | -1235604.5327 | -1323208.043 | -2452546.2342 | -2337009.6957 | -2047723.9146 | -1943118.9494 | -1541356.9925 | -1511523.2579 | -1401691.5302 | -1260087.8556 | -470689.3062 | 78531.7481 | -184920.3048 | -221371.5227 | -190326.1615 | -260219.982 | 70257.0396 | -124745.3077 | -2763.4753 | -303192.6129 | -128715.2432 | -281227.8122 | -126676.0472
Option 3 AT | Poatina Min Gen | Hydro min release | 1137.401 | 2197.265 | 1859.7835 | 917.4253 | 1028.9369 | 773.4661 | 1027.4375 | 1180.964 | 1314.536 | 1222.5948 | 1210.2058 | 1183.8162 | 1942.6194 | 2164.4668 | 746.6326 | 691.2849 | 696.077 | 690.3775 | 903.672 | 875.5968 | 835.4044 | 870.2235 | 799.7945 | 635.2452
Option 3 AT | Powering Australia Plan | Policies NEM | 0 | 2281.3899 | 28244.1056 | 21833.7932 | 0 | 0 | 0 | 0 | 0 | 0 | 0 | 0 | 0 | 0 | 0 | 0 | 0 | 0 | 0 | 0 | 0 | 0 | 0 | 0
Option 3 AT | REZ Access Scheme N3 | Policies NSW | 0 | 0.00012444 | 1510.729 | 7321.6395 | 7700 | 7700 | 7700 | 7700 | 7700 | 7700 | 7700 | 7700 | 7700 | 7700 | 7700 | 7700 | 7700 | 7700 | 7700 | 7700 | 7700 | 7700 | 7700 | 7700
Option 3 AT | REZ Access Scheme N5 | Policies NSW | 0 | 0.00010248 | 1146.7898 | 1146.7898 | 1146.79 | 1146.79 | 1146.79 | 1146.79 | 1146.79 | 1146.79 | 1194.6768 | 1194.6768 | 1630.6574 | 2043.7439 | 2043.7439 | 2043.744 | 2043.744 | 2043.744 | 2043.744 | 2563.4811 | 2563.4811 | 2563.4811 | 3751.7033 | 3751.7033
Option 3 AT | REZ Landholder_NSW | Landholder Payments | 0 | 0 | 0 | 0 | 0 | 0 | 12.7528 | 58.9797 | 75.797 | 155.8307 | 208.2742 | 208.2742 | 227.541 | 229.7591 | 240.6004 | 241.7313 | 281.6663 | 281.6663 | 281.6663 | 284.2115 | 284.3093 | 337.6176 | 376.5494 | 376.5494
Option 3 AT | REZ Landholder_QLD | Landholder Payments | 0 | 0 | 0 | 0 | 0 | 0 | 0 | 0 | 0 | 0 | 0 | 0 | 35.2279 | 69.03 | 102.0233 | 137.0792 | 137.0792 | 172.8322 | 328.3907 | 755.0975 | 756.5616 | 756.5616 | 884.5325 | 891.0471
Option 3 AT | REZ Landholder_VIC | Landholder Payments | 0 | 0 | 0 | 0 | 0 | 0 | 0 | 81.8393 | 82.3132 | 82.3132 | 200.0834 | 200.0834 | 200.0834 | 200.0834 | 200.0834 | 200.0834 | 200.0834 | 200.0834 | 200.0834 | 210.4961 | 210.4961 | 210.4961 | 371.49 | 371.49
Option 3 AT | ResourceLimit_DN1_Solar | Resource Limits for DREZ | 0 | 0 | 3.65e-06 | 7.3e-06 | 1.095e-05 | 1.464e-05 | 4.745e-05 | 458.1398 | 830.3013 | 919.9476 | 919.9476 | 919.9476 | 919.9476 | 991.2262 | 1049.9394 | 1052.0449 | 1052.0449 | 1052.0449 | 1052.0449 | 1083.7944 | 1083.7944 | 1083.7944 | 1320 | 1320
Option 3 AT | ResourceLimit_DN3_Solar | Resource Limits for DREZ | 0 | 0 | 0 | 0 | 3.285e-05 | 4.758e-05 | 4.745e-05 | 4.745e-05 | 4.38e-05 | 4.392e-05 | 4.745e-05 | 4.015e-05 | 5.11e-05 | 5.49e-05 | 0.00014235 | 0.0003796 | 0.0003869 | 0.00039528 | 0.00039785 | 0.0004015 | 0.0004015 | 0.0004026 | 4.192 | 4.192
Option 3 AT | ResourceLimit_N12_Wind Medium | Resource Limits for REZ | 0 | 0 | 357 | 357 | 357 | 357 | 357 | 357 | 357 | 357 | 357 | 357 | 357 | 357 | 357 | 357 | 357 | 357 | 357 | 357 | 357 | 357 | 357 | 357
Option 3 AT | ResourceLimit_N2_Solar | Resource Limits for REZ | 0 | 1.098e-05 | 2.92e-05 | 3.65e-05 | 3.65e-05 | 4.758e-05 | 4.745e-05 | 4.745e-05 | 3.285e-05 | 4.758e-05 | 4.745e-05 | 4.745e-05 | 0.0005475 | 0.000549 | 0.0065079 | 0.006632 | 0.0066357 | 0.0066429 | 0.006643 | 0.0066467 | 0.0066467 | 0.0066466 | 0.0068474 | 0.0068474
Option 3 AT | ResourceLimit_N2_Wind Medium | Resource Limits for REZ | 0 | 0 | 3.65e-05 | 5.11e-05 | 5.475e-05 | 6.222e-05 | 606.3688 | 606.3688 | 606.3688 | 606.3688 | 1288.3598 | 1288.3598 | 1288.3598 | 1288.3598 | 1288.3598 | 1671.4188 | 2121.208 | 2673.8349 | 2673.8349 | 2673.8349 | 2673.8349 | 2673.8349 | 2871.4384 | 2871.4384
Option 3 AT | ResourceLimit_N3_Solar | Resource Limits for REZ | 0 | 6.222e-05 | 410.7286 | 3489.6354 | 3489.6354 | 3489.6354 | 5898.5036 | 5898.5036 | 5898.5036 | 6120.01 | 6120.01 | 6120.01 | 6120.01 | 6120.01 | 6120.01 | 6120.01 | 6120.01 | 6120.01 | 6120.01 | 6120.01 | 6120.01 | 6120.01 | 9330.0688 | 9330.0688
Option 3 AT | ResourceLimit_N3_Wind Medium | Resource Limits for REZ | 0 | 0 | 0.00031755 | 2732.0041 | 3110.3645 | 3110.3646 | 3110.3645 | 3795.8133 | 3795.8133 | 4622.178 | 5492.0181 | 5492.0181 | 5492.0181 | 5492.0181 | 5492.0181 | 5492.0181 | 5492.0181 | 5492.0181 | 5492.0181 | 5492.0181 | 5492.0181 | 5843.9634 | 5843.9634 | 5843.9634
Option 3 AT | ResourceLimit_N5_Solar | Resource Limits for REZ | 0 | 5.124e-05 | 0.00012045 | 0.0001241 | 0.0003066 | 0.0003111 | 0.00031025 | 0.00031025 | 0.00031025 | 0.0003111 | 47.887 | 47.887 | 483.8677 | 896.9542 | 896.9542 | 896.9542 | 896.9542 | 896.9542 | 896.9542 | 1416.6914 | 1416.6914 | 1416.6914 | 2604.9136 | 2604.9136
Option 3 AT | ResourceLimit_N5_Wind Medium | Resource Limits for REZ | 0 | 0 | 0.00021535 | 0.00021535 | 0.00021535 | 0.00021594 | 0.00021535 | 0.00021535 | 0.00021535 | 0.00021594 | 0.00021535 | 0.00021535 | 0.00021535 | 0.00021594 | 0.00021535 | 0.00021535 | 0.00021535 | 0.00020862 | 0.00021535 | 0.00021535 | 0.00021535 | 0.00021594 | 0.00021535 | 0.00021535
Option 3 AT | ResourceLimit_N8_Wind Medium | Resource Limits for REZ | 0 | 0 | 9.125e-05 | 9.125e-05 | 9.49e-05 | 0.00010614 | 0.00010585 | 71.6643 | 200 | 200 | 200 | 200 | 200 | 200 | 200 | 200 | 200 | 200 | 200 | 249.0158 | 249.0158 | 249.0158 | 249.0158 | 249.0158
Option 3 AT | ResourceLimit_N9_Solar | Resource Limits for REZ | 0 | 952.4011 | 1896.9363 | 2217.9 | 2217.9001 | 2764.5265 | 2764.5265 | 2764.5265 | 3466.8459 | 5543.5072 | 6153.1983 | 6153.1983 | 8015.3055 | 12329.3498 | 16136.2123 | 16136.2123 | 16136.2123 | 16136.2123 | 16136.2123 | 17127.9579 | 17127.9579 | 17127.958 | 17127.958 | 17127.958
Option 3 AT | ResourceLimit_N9_Wind Medium | Resource Limits for REZ | 0 | 0 | 1000 | 1000 | 1000 | 1580.4267 | 1580.4267 | 1580.4267 | 1580.4267 | 1580.4267 | 2577.6434 | 2577.6434 | 2577.6434 | 2577.6434 | 2577.6434 | 2577.6434 | 2577.6434 | 2577.6434 | 2577.6434 | 2577.6434 | 2577.6434 | 2869.2241 | 2869.2241 | 2869.2241
Option 3 AT | ResourceLimit_Q8a_Solar | Resource Limits for REZ | 0 | 1492.1368 | 1492.1368 | 2113.8599 | 2113.86 | 2113.86 | 2113.86 | 2113.86 | 2113.86 | 2113.86 | 2113.86 | 2113.86 | 2113.86 | 2113.86 | 2113.86 | 2113.86 | 2113.86 | 2113.86 | 2113.86 | 2113.86 | 2275.81 | 2275.81 | 2797 | 2797
Option 3 AT | ResourceLimit_Q8b_Wind Medium | Resource Limits for REZ | 0 | 0 | 331.786 | 331.786 | 331.786 | 331.786 | 369.97 | 369.97 | 369.97 | 369.97 | 369.97 | 369.97 | 369.97 | 369.97 | 369.97 | 369.97 | 369.97 | 369.97 | 369.97 | 369.97 | 369.97 | 369.97 | 369.97 | 369.97
Option 3 AT | ResourceLimit_Q8c_Solar | Resource Limits for REZ | 0 | 9.516e-05 | 9.49e-05 | 374.8621 | 374.8621 | 374.8621 | 1361.5629 | 1361.5629 | 1761.2127 | 2057.6 | 2057.6 | 2057.6 | 2057.6 | 2057.6 | 2057.6 | 2057.6 | 2057.6 | 2057.6 | 2057.6 | 2057.6 | 2057.6 | 2057.6 | 2057.6 | 2295.5161
Option 3 AT | ResourceLimit_Q8c_Wind Medium | Resource Limits for REZ | 0 | 0 | 1008 | 1008 | 1008 | 1008 | 1008 | 1008 | 1008 | 1008 | 1405.9245 | 2108.9488 | 2108.9488 | 2108.9488 | 2108.9488 | 2108.9488 | 2766.8617 | 2766.8617 | 2766.8617 | 2766.8617 | 2766.8617 | 2766.8617 | 4307.0339 | 4307.0339
Option 3 AT | ResourceLimit_S3_Solar | Resource Limits for REZ | 0 | 7.32e-05 | 7.3e-05 | 8.395e-05 | 0.000949 | 0.00094794 | 217.3648 | 362.4087 | 362.4087 | 458.3237 | 644.7154 | 644.7154 | 644.7154 | 1164.9756 | 1300 | 1300 | 1300 | 1300 | 1300 | 1300 | 1300 | 1300 | 1878.1004 | 1878.1004
Option 3 AT | ResourceLimit_S5_Solar | Resource Limits for REZ | 0 | 581.4639 | 581.4639 | 581.464 | 1203.31 | 1203.31 | 2031.4266 | 2544.2764 | 2544.2764 | 3373.5882 | 3373.5882 | 3373.5882 | 4624.12 | 4789.6865 | 4923 | 4923 | 5202.039 | 5202.039 | 5202.039 | 5202.039 | 5949.6439 | 5949.6439 | 11452.0676 | 11452.0676
Option 3 AT | ResourceLimit_S6_Wind Medium | Resource Limits for REZ | 0 | 0 | 1.46e-05 | 1.46e-05 | 2.92e-05 | 2.928e-05 | 2.92e-05 | 2.92e-05 | 2.92e-05 | 2.928e-05 | 0.000219 | 0.000219 | 569.6159 | 569.6159 | 569.6159 | 569.6159 | 569.6159 | 569.6159 | 569.6159 | 569.6159 | 569.6159 | 569.6159 | 569.6159 | 569.6159
Option 3 AT | ResourceLimit_T1_Solar | Resource Limits for REZ | 0 | 315.7389 | 315.7389 | 315.7389 | 315.7389 | 315.7389 | 315.7389 | 315.7389 | 315.7389 | 315.7389 | 315.7389 | 315.7389 | 315.7389 | 315.7389 | 315.7389 | 315.7389 | 315.7389 | 315.7389 | 315.7389 | 315.7389 | 315.7389 | 315.7389 | 315.7389 | 315.7389
Option 3 AT | ResourceLimit_T3_Solar | Resource Limits for REZ | 0 | 4.026e-05 | 4.015e-05 | 4.38e-05 | 4.38e-05 | 4.758e-05 | 4.38e-05 | 4.38e-05 | 4.38e-05 | 4.392e-05 | 4.38e-05 | 4.38e-05 | 4.745e-05 | 5.124e-05 | 5.11e-05 | 5.11e-05 | 5.11e-05 | 5.124e-05 | 5.11e-05 | 5.11e-05 | 5.11e-05 | 5.124e-05 | 5.11e-05 | 5.11e-05
Option 3 AT | ResourceLimit_T3_Wind Medium | Resource Limits for REZ | 0 | 0 | 1.46e-05 | 2.555e-05 | 2.92e-05 | 56.0521 | 56.0521 | 56.0521 | 111.4163 | 531.0218 | 531.0218 | 531.0218 | 570.8787 | 632.2463 | 632.2463 | 831.2326 | 831.2326 | 831.2326 | 831.2326 | 861.3818 | 861.3818 | 861.3818 | 1092.5559 | 1092.5559
Option 3 AT | ResourceLimit_V1_Solar | Resource Limits for REZ | 0 | 257.6717 | 257.6717 | 257.6717 | 257.6717 | 257.6717 | 437.3355 | 2223.5082 | 2223.5082 | 3016 | 3016 | 3016 | 5107.5687 | 8682.4891 | 10483.4164 | 10803.3752 | 10803.3752 | 10803.3752 | 10803.3752 | 10803.3752 | 11293.0207 | 11293.0207 | 13525.8849 | 13525.8849
Option 3 AT | ResourceLimit_V1_Wind Medium | Resource Limits for REZ | 0 | 0 | 729.6182 | 729.6182 | 729.6182 | 729.6182 | 729.6182 | 1056.9956 | 1056.9956 | 1056.9956 | 1131 | 1131 | 1131 | 1131 | 1131 | 1131 | 1131 | 1131 | 1131 | 1131 | 1295.4512 | 1295.4512 | 1295.4512 | 1295.4512
Option 3 AT | ResourceLimit_V2_Wind Medium | Resource Limits for REZ | 0 | 0 | 54.4101 | 287.8375 | 287.8375 | 287.8375 | 287.8376 | 956 | 956 | 956 | 1810.8845 | 1810.8845 | 1810.8845 | 1810.8845 | 1810.8845 | 1810.8845 | 1810.8845 | 1810.8845 | 1888.0713 | 2171.7568 | 2171.7568 | 2171.7568 | 3642.2936 | 3642.2936
Option 3 AT | ResourceLimit_V4_Solar | Resource Limits for REZ | 0 | 0.00019032 | 0.00019345 | 0.00019345 | 0.00019345 | 0.00019398 | 0.00019345 | 0.00019345 | 0.00019345 | 0.00016836 | 0.00019345 | 0.00018615 | 0.00022265 | 3002.4112 | 3002.4112 | 3002.4112 | 3002.4112 | 3002.4113 | 3002.4112 | 3002.4112 | 3002.4112 | 3002.4112 | 3797.8883 | 3797.8883
Option 3 AT | ResourceLimit_V4_Wind Medium | Resource Limits for REZ | 0 | 0 | 0.0002555 | 107.1781 | 107.1781 | 107.1781 | 107.1781 | 107.1781 | 442.9321 | 442.9321 | 1474.0171 | 1474.0171 | 1474.0171 | 1474.0171 | 1474.0171 | 1474.0171 | 1474.0171 | 1474.0171 | 1604 | 1604 | 1604 | 1604 | 1604 | 1604
Option 3 AT | ResourceLimit_V5_Wind Medium | Resource Limits for REZ | 0 | 0 | 0.00012775 | 0.0001314 | 0.0001314 | 0.00013176 | 0.0001314 | 0.0001314 | 160.4355 | 160.4355 | 160.4355 | 160.4355 | 160.4355 | 160.4355 | 160.4355 | 160.4355 | 160.4355 | 160.4355 | 744.5545 | 1599 | 1599 | 1645.4377 | 2296.6484 | 2296.6484
Option 3 AT | ResourceLimit_V7_Wind Medium | Resource Limits for REZ | 0 | 0 | 408 | 408 | 408 | 408 | 408 | 408 | 408 | 408 | 408 | 408 | 1196.3484 | 1196.3484 | 1196.3484 | 1196.3484 | 1196.3484 | 1196.3484 | 1196.3484 | 1196.3484 | 1196.3484 | 1196.3484 | 1196.3484 | 1196.3484
Option 3 AT | SA Firming | Policies SA | 0 | 0 | 318.86 | 318.86 | 564.86 | 564.86 | 629.0047 | 1290.2961 | 1290.2961 | 1448.4935 | 1448.4936 | 1448.4936 | 2523.668 | 2843.416 | 3175.7358 | 3299.8977 | 3553.8765 | 3803.3307 | 3874.0372 | 4210.0609 | 5236.9731 | 5627.1291 | 8786.8026 | 8939.8059
Option 3 AT | SESA H2 Domestic Consumption Purchaser | Subregion flexible electricity load for Domestic H2 | 0 | 0 | 0 | 0 | 55.5843 | 60.2074 | 85.722 | 113.6193 | 146.365 | 155.8126 | 168.1849 | 194.0757 | 219.73 | 244.6206 | 264.8306 | 282.6143 | 300.4471 | 315.808 | 327.0624 | 340.6493 | 353.6329 | 366.8394 | 378.7614 | 393.6264
Option 3 AT | SEV H2 Domestic Consumption Purchaser | Subregion flexible electricity load for Domestic H2 | 0 | 0 | 0 | 0 | 35.405 | 125.3037 | 284.0971 | 524.6614 | 831.4179 | 1003.7103 | 1154.0387 | 1302.4764 | 1437.1614 | 1555.8777 | 1643.6809 | 1718.2636 | 1796.0086 | 1863.5029 | 1915.2637 | 1974.1807 | 2028.2529 | 2083.6797 | 2137.416 | 2214.7157
Option 3 AT | SNSW H2 Domestic Consumption Purchaser | Subregion flexible electricity load for Domestic H2 | 0.41714 | 0.366 | 0.365 | 0.365 | 21.6393 | 74.56 | 169.8534 | 316.5593 | 516.0579 | 645.9686 | 776.1379 | 912.7607 | 1048.5929 | 1178.372 | 1285.6981 | 1380.5864 | 1475.3821 | 1558.518 | 1626.6301 | 1701.8386 | 1774.1607 | 1848.4446 | 1912.6829 | 1979.5514
Option 3 AT | SNW Firming | Policies NSW | 0.00012775 | 933.2139 | 933.2141 | 1283.2419 | 2300.5945 | 2960.166 | 3483.6555 | 3483.6555 | 3483.6555 | 3483.6555 | 3483.6555 | 3483.6555 | 5347.9942 | 5347.9942 | 5347.9942 | 5347.9942 | 5347.9942 | 5347.9943 | 5347.9943 | 5347.9943 | 5347.9942 | 4414.7804 | 4414.7803 | 4064.7525
Option 3 AT | SNW H2 Domestic Consumption Purchaser | Subregion flexible electricity load for Domestic H2 | 2.92 | 2.8757 | 2.8416 | 2.8157 | 151.3707 | 521.946 | 1189.1046 | 2215.7586 | 3612.4571 | 4521.7546 | 5432.9379 | 6389.2207 | 7340.2021 | 8248.5251 | 8999.8603 | 9664.2093 | 10327.5186 | 10909.5743 | 11386.386 | 11912.8179 | 12419.2814 | 12939.164 | 13388.8054 | 13856.7557
Option 3 AT | SNW H2 Green Commodities Consumption Purchaser | Subregion flexible electricity load for Green Commodities H2 | 0 | 0 | 0 | 0 | 0 | 0 | 0 | 959.9247 | 1512.0689 | 1840.9277 | 2203.8317 | 2575.5557 | 2969.0937 | 3390.494 | 8328.3164 | 8215.3474 | 8640.3869 | 8692.7493 | 8753.2411 | 8817.4559 | 8972.352 | 10085.535 | 11118.3309 | 12039.161
Option 3 AT | SQ H2 Domestic Consumption Purchaser | Subregion flexible electricity load for Domestic H2 | 0 | 0 | 0 | 0 | 34.7793 | 117.3823 | 272.8084 | 523.7229 | 886.8979 | 1146.6866 | 1396.2134 | 1635.5129 | 1849.9243 | 2036.3086 | 2161.5056 | 2271.2907 | 2385.9529 | 2480.6097 | 2564.0963 | 2710.0207 | 2887.2021 | 3128.6437 | 3435.0286 | 3805.0729
Option 3 AT | SRET | Policies SA | 0 | 1.053e-06 | -6.8647e-09 | 1.8751e-05 | 2.8582e-05 | 738.8615 | 9.6982 | 2.4991e-06 | 2.6459e-06 | 3.5851e-06 | 2.1029e-06 | 3.262e-06 | 2.6178e-05 | 3.1358e-05 | 3.081e-05 | 2.8044e-05 | 3.3081e-05 | 2.6143e-05 | 3.3571e-06 | 3.4822e-06 | 2.5447e-06 | 3.1517e-06 | 5.6025e-06 | 5.4014e-06
Option 3 AT | Shared Upgrade_CNSW-SNW Option 3 - Stage 2 | Shared REZ Upgrades | 0 | 0 | 0 | 0 | 0 | 0 | 0 | 0 | 0 | 0 | 0 | 2000 | 0 | 0 | 2000 | 0 | 0 | 0 | 0 | 0 | 0 | 0 | 0 | 0
Option 3 AT | Snowy 2.0 - Gen | Special Constraints | 0 | 0 | 1643662.6354 | 4942759.3297 | 5195196.6936 | 5307145.2905 | 5325171.599 | 5451096.2257 | 5639198.718 | 5652162.5133 | 4517992.0426 | 5272429.4119 | 4047305.7691 | 3480079.3591 | 3084399.8249 | 3337783.1444 | 4153243.3552 | 3935261.4763 | 3140893.1707 | 3073604.6687 | 3579673.277 | 4149315.3207 | 3365330.2259 | 3138618.4846
Option 3 AT | Snowy 2.0 - Pump | Special Constraints | 0 | 0 | 2591747.7763 | 6451516.1493 | 6752701.9727 | 7227693.9557 | 7053680.2507 | 7415672.554 | 7897854.0426 | 7681642.2798 | 6328785.9327 | 6698468.7666 | 5800986.6163 | 4516248.1319 | 4093512.6723 | 4835618.0335 | 5445314.5072 | 5104065.3602 | 4367127.2057 | 4207633.0257 | 4588020.9242 | 5638038.8323 | 4447382.9188 | 4306991.6634
Option 3 AT | Sys Strength Requirement - Efficient Level CNSW | System Strength Requiements- Efficient | 0 | 0 | 0 | 0 | -3.65e-06 | -2.562e-05 | -3.65e-06 | -3.65e-06 | -3.65e-06 | -3.66e-06 | -7.3e-06 | -1.825e-05 | -1.095e-05 | -1.098e-05 | -1.46e-05 | -4.015e-05 | -2.92e-05 | -4.026e-05 | -5.475e-05 | -7.3e-06 | -3.65e-06 | -3.66e-06 | -3.65e-06 | -7.3e-06
Option 3 AT | Sys Strength Requirement - Efficient Level CQ | System Strength Requiements- Efficient | 0 | 0 | -7.3e-06 | -3.65e-06 | -2.555e-05 | -5.49e-05 | -3.65e-06 | -3.65e-06 | -1.46e-05 | -7.32e-06 | -7.3e-06 | -7.3e-06 | -3.285e-05 | -2.196e-05 | -2.19e-05 | -9.855e-05 | -5.475e-05 | -6.222e-05 | -0.00016425 | -0.00028105 | -0.0002409 | 0.001625 | -0.00025185 | -0.00025185
Option 3 AT | Sys Strength Requirement - Efficient Level CSA | System Strength Requiements- Efficient | 0 | 0 | 0 | 0 | -6.57e-05 | -0.00011712 | -3.65e-06 | -7.3e-06 | -3.65e-06 | -3.66e-06 | -3.65e-06 | -1.095e-05 | -3.65e-06 | -1.464e-05 | -7.3e-06 | -2.555e-05 | -3.285e-05 | -4.758e-05 | -3.65e-06 | 0 | 3.65e-06 | 3.66e-06 | -2.92e-05 | 0
Option 3 AT | Sys Strength Requirement - Efficient Level GG | System Strength Requiements- Efficient | 0 | 0 | 0 | -3.65e-06 | -3.65e-06 | -1.83e-05 | 0 | 0 | 0 | -3.66e-06 | -3.65e-06 | 0 | -0.00013505 | -0.00012444 | -0.0001241 | -0.0001241 | -7.3e-06 | -3.66e-06 | -3.65e-06 | -3.65e-06 | -3.65e-06 | 0 | -3.65e-06 | 0
Option 3 AT | Sys Strength Requirement - Efficient Level MEL | System Strength Requiements- Efficient | 0 | 0 | -1.095e-05 | -3.65e-06 | -1.46e-05 | -0.00015372 | -0.00015695 | -0.00015695 | -0.0001606 | -0.0001647 | -0.0001679 | -0.0001898 | -3.65e-06 | -3.66e-06 | 3.65e-06 | -3.65e-06 | -2.555e-05 | -0.00012444 | -0.00012775 | -0.00012775 | 0 | -1.098e-05 | 0 | 1.095e-05
Option 3 AT | Sys Strength Requirement - Efficient Level NNSW | System Strength Requiements- Efficient | 0 | 0 | -7.3e-06 | 0 | -2.92e-05 | -0.00013176 | -3.65e-06 | -3.65e-06 | -7.3e-06 | -3.66e-06 | -7.3e-06 | -1.095e-05 | -1.095e-05 | -7.32e-06 | -4.015e-05 | -1.825e-05 | -4.38e-05 | -2.928e-05 | -3.285e-05 | 0 | 0 | 0 | 0 | -3.65e-06
Option 3 AT | Sys Strength Requirement - Efficient Level NQ | System Strength Requiements- Efficient | 0 | 0 | -1.825e-05 | -1.095e-05 | -1.825e-05 | -6.588e-05 | -3.65e-06 | -7.3e-06 | -1.46e-05 | -1.098e-05 | -1.825e-05 | -4.015e-05 | -1.46e-05 | -3.294e-05 | -2.19e-05 | -3.285e-05 | -2.555e-05 | -5.856e-05 | 0 | 0 | 0 | 3.66e-06 | 0 | 0
Option 3 AT | Sys Strength Requirement - Efficient Level NSA | System Strength Requiements- Efficient | 0 | 0 | 0 | -7.3e-06 | -2.555e-05 | -6.954e-05 | -7.3e-06 | -3.65e-06 | -3.65e-06 | -7.32e-06 | -7.3e-06 | -3.285e-05 | -2.555e-05 | -1.83e-05 | -1.825e-05 | -5.475e-05 | -3.65e-05 | -0.00013176 | -0.0001314 | 0 | -3.65e-06 | -1.098e-05 | 0.00013505 | 0.0001752
Option 3 AT | Sys Strength Requirement - Efficient Level SESA | System Strength Requiements- Efficient | 0 | 0 | 0 | 0 | 0 | 0 | 0 | 0 | 0 | 0 | 0 | 0 | 0 | -3.66e-06 | 0 | -3.65e-06 | 0 | 0 | 0 | 0 | 0 | 0 | -2.555e-05 | 0
Option 3 AT | Sys Strength Requirement - Efficient Level SEV | System Strength Requiements- Efficient | 0 | 0 | -7.3e-06 | -3.65e-06 | -3.65e-05 | 0 | -3.65e-06 | 0 | 0 | 0 | -3.65e-06 | -3.65e-06 | -3.65e-06 | -3.66e-06 | 0 | -7.3e-06 | -1.46e-05 | -1.464e-05 | -1.825e-05 | -1.825e-05 | 0 | 0 | 0 | 1.46e-05
Option 3 AT | Sys Strength Requirement - Efficient Level SNSW | System Strength Requiements- Efficient | 0 | 0 | 0 | -1.46e-05 | -1.825e-05 | -8.784e-05 | -7.3e-06 | -3.65e-06 | -7.3e-06 | -7.32e-06 | -7.3e-06 | 1.825e-05 | -5.11e-05 | -1.098e-05 | -4.745e-05 | -4.38e-05 | -9.49e-05 | -7.32e-05 | -8.76e-05 | -3.65e-06 | -3.65e-06 | -1.098e-05 | -3.65e-06 | -7.3e-06
Option 3 AT | Sys Strength Requirement - Efficient Level SNW | System Strength Requiements- Efficient | 0 | -3.66e-06 | -1.825e-05 | -7.3e-06 | -3.285e-05 | -2.562e-05 | -3.285e-05 | -3.65e-05 | -3.65e-05 | -4.392e-05 | -6.205e-05 | -7.665e-05 | 0 | -1.464e-05 | -7.3e-06 | -5.475e-05 | -2.92e-05 | -0.0001281 | -0.00014235 | 0 | 0 | 0 | -3.65e-06 | 1.095e-05
Option 3 AT | Sys Strength Requirement - Efficient Level SQ | System Strength Requiements- Efficient | 0 | 0 | 0 | 0 | -2.555e-05 | -4.392e-05 | -3.65e-06 | -1.825e-05 | -1.095e-05 | -3.66e-06 | -1.095e-05 | -1.095e-05 | -2.555e-05 | -3.294e-05 | -4.745e-05 | -8.395e-05 | -6.205e-05 | -6.222e-05 | -8.03e-05 | -7.3e-06 | -7.3e-06 | -3.66e-06 | 0 | -7.3e-06
Option 3 AT | Sys Strength Requirement - Efficient Level TAS | System Strength Requiements- Efficient | 0 | 0 | 0 | -1.46e-05 | -3.65e-05 | -0.00025254 | -0.0002555 | -0.00025915 | -3.65e-06 | -3.66e-06 | 0 | -7.3e-06 | -7.3e-06 | -4.392e-05 | -7.665e-05 | -2.19e-05 | -6.935e-05 | -0.00013908 | 0 | 0 | 0 | 0 | -3.65e-06 | -3.65e-06
Option 3 AT | Sys Strength Requirement - Efficient Level WNV | System Strength Requiements- Efficient | 0 | 0 | -3.65e-06 | -1.825e-05 | -3.65e-05 | 0 | -2.555e-05 | -2.555e-05 | -2.92e-05 | -3.66e-05 | -2.92e-05 | -2.92e-05 | -6.935e-05 | -7.32e-05 | -0.0001241 | -7.665e-05 | -0.00017885 | -0.0003294 | -7.3e-06 | -3.65e-06 | -3.285e-05 | -7.32e-06 | -3.65e-06 | -3.65e-06
Option 3 AT | Sys Strength Requirement - Min Fault Level CNSW | System Strength Requiements - Minimum | 0 | 0 | 0 | 0 | 41 | 701 | 701 | 701 | 701 | 701 | 701 | 701 | 701 | 701 | 701 | 701 | 701 | 701 | 701 | 701 | 701 | 701 | 701 | 701
Option 3 AT | Sys Strength Requirement - Min Fault Level CQ | System Strength Requiements - Minimum | 0 | 0 | 0 | 0 | 513 | 513 | 513 | 513 | 513 | 513 | 513 | 513 | 513 | 513 | 513 | 513 | 513 | 513 | 513 | 513 | 513 | 513 | 513 | 513
Option 3 AT | Sys Strength Requirement - Min Fault Level GG | System Strength Requiements - Minimum | 0 | 0 | 0 | 286.9 | 286.9 | 286.9 | 286.9 | 286.9 | 286.9 | 286.9 | 286.9 | 286.9 | 286.9 | 286.9 | 286.9 | 286.9 | 286.9 | 286.9 | 286.9 | 286.9 | 286.9 | 286.9 | 286.9 | 286.9
Option 3 AT | Sys Strength Requirement - Min Fault Level SEV | System Strength Requiements - Minimum | 0 | 0 | 0 | 0 | 0 | 0 | 0 | 823.1 | 823.1 | 823.1 | 823.1 | 823.1 | 823.1 | 823.1 | 823.1 | 823.1 | 823.1 | 823.1 | 823.1 | 823.1 | 823.1 | 823.1 | 823.1 | 823.1
Option 3 AT | Sys Strength Requirement - Min Fault Level SNW | System Strength Requiements - Minimum | 0 | 0 | 0 | 717.2 | 717.2 | 717.2 | 717.2 | 717.2 | 717.2 | 717.2 | 717.2 | 717.2 | 717.2 | 717.2 | 717.2 | 717.2 | 717.2 | 717.2 | 717.2 | 717.2 | 717.2 | 717.2 | 717.2 | 717.2
Option 3 AT | Sys Strength Requirement - Min Fault Level SQ | System Strength Requiements - Minimum | 0 | 0 | 0 | 0 | 162.4 | 588.4 | 588.4 | 588.4 | 588.4 | 588.4 | 588.4 | 588.4 | 588.4 | 588.4 | 588.4 | 588.4 | 588.4 | 588.4 | 588.4 | 588.4 | 588.4 | 588.4 | 588.4 | 588.4
Option 3 AT | TAS H2 Domestic Consumption Purchaser | Subregion flexible electricity load for Domestic H2 | 0 | 0 | 0 | 0 | 150.745 | 306.7626 | 567.2557 | 837.31 | 1024.6593 | 1056.8591 | 1084.3246 | 1114.1364 | 1138.8 | 1141.0134 | 1150.858 | 1160.1786 | 1179.1064 | 1196.1231 | 1205.0077 | 1216.545 | 1223.7929 | 1230.292 | 1229.6713 | 1232.9179
Option 3 AT | TAS H2 Green Commodities Consumption Purchaser | Subregion flexible electricity load for Green Commodities H2 | 0 | 0 | 0 | 0 | 0 | 0 | 0 | 0 | 0 | 0 | 0 | 0 | 0 | 0 | 904.0274 | 1024.4257 | 1172.3687 | 1337.1386 | 1520.3471 | 1723.2841 | 1946.4191 | 2188.1997 | 2423.0451 | 2624.6277
Option 3 AT | TRET | Policies TAS | 13862.4301 | 14386.7068 | 15857.4552 | 15461 | 16108.6169 | 16507 | 17032 | 17556 | 18096.8455 | 19365.7995 | 19126 | 19650 | 20174 | 20697 | 16495.0253 | 16615.4811 | 16891.2324 | 17273.3983 | 18029.8965 | 18582.2601 | 18486.4804 | 20495.8073 | 21048.1919 | 20826.3788
Option 3 AT | Tarraleah Max Energy Day | Hydro min release | 182.4337 | 157.107 | 142.7853 | 104.1462 | 166.9355 | 118.6426 | 163.8096 | 132.2525 | 161.7736 | 139.2977 | 148.194 | 130.4051 | 143.6068 | 188.8591 | 137.6446 | 132.9863 | 130.4386 | 133.0216 | 158.8641 | 151.3114 | 140.0947 | 150.5468 | 145.0337 | 126.9068
Option 3 AT | Tarraleah Min Flow | Hydro min release | 182.4337 | 157.107 | 142.7853 | 104.1462 | 166.9355 | 118.6426 | 163.8096 | 132.2525 | 161.7736 | 139.2977 | 148.194 | 130.4051 | 143.6068 | 188.8591 | 137.6446 | 132.9863 | 130.4386 | 133.0216 | 158.8641 | 151.3114 | 140.0947 | 150.5468 | 145.0337 | 126.9068
Option 3 AT | Tarraleah Min Gen | Hydro min release | 594.6075 | 625.2704 | 474.9565 | 323.1502 | 698.2913 | 496.282 | 685.2152 | 553.2123 | 676.6991 | 582.6825 | 619.8956 | 545.4846 | 504.0554 | 429.1465 | 362.5434 | 325.0635 | 308.8041 | 322.6298 | 434.7575 | 419.2445 | 374.0681 | 416.6894 | 396.4142 | 317.7613
Option 3 AT | VIC Storage | Policies VIC | 0 | 1354.8261 | 1516.7687 | 1516.7687 | 1516.7687 | 1516.7688 | 1516.7688 | 1516.7688 | 1516.7688 | 1516.7688 | 1516.7688 | 1516.7688 | 2732.8455 | 5360.8678 | 6200.0902 | 6200.0902 | 6200.0902 | 6200.0902 | 6200.0902 | 6200.0902 | 6312.152 | 5386.439 | 6220.8412 | 6220.8412
Option 3 AT | VOWT | Policies VIC | 0 | 0 | 0 | 0 | 0 | 2000 | 2667 | 3333 | 4000 | 5000 | 6000 | 7000 | 8000 | 9000 | 9000 | 9000 | 9000 | 9000 | 9000 | 9000 | 9000 | 9000 | 9000 | 9000
Option 3 AT | VRET | Policies VIC | 0 | 6410.3585 | 11945.6857 | 12416.1127 | 9402.454 | 8068.5493 | 3580.6131 | 7147.7691 | 2793.1329 | 0 | 0 | 0 | 0 | 0 | 0 | 0 | 0 | 0 | 0 | 0 | 0 | 0 | 0 | 0
Option 3 AT | WNV H2 Domestic Consumption Purchaser | Subregion flexible electricity load for Domestic H2 | 70.7579 | 69.8803 | 68.7497 | 67.89 | 318.4364 | 1127.8374 | 2556.9527 | 4721.8486 | 7482.7607 | 9033.4443 | 10386.3493 | 11722.2879 | 12934.4529 | 14002.8986 | 14792.9709 | 15464.5286 | 16163.8686 | 16771.5003 | 17237.2963 | 17767.6786 | 18254.1714 | 18752.9606 | 19236.822 | 19932.3371
Option 3 AT | WNV H2 Green Commodities Consumption Purchaser | Subregion flexible electricity load for Green Commodities H2 | 0 | 0 | 0 | 0 | 0 | 0 | 0 | 0 | 0 | 0 | 848.0139 | 991.6893 | 1141.4539 | 1305.8807 | 1486.3113 | 1684.2663 | 1927.4801 | 2198.4096 | 2499.6274 | 2833.2819 | 3200.1269 | 3597.6463 | 3983.7671 | 4315.1771
Option 3 AT | Wayatinah Min Gen | Hydro min release | 247.4834 | 230.824 | 172.8902 | 226.43 | 224.9324 | 176.6119 | 174.2844 | 144.5103 | 149.9105 | 141.922 | 160.879 | 206.8862 | 175.2849 | 165.1665 | 75.4251 | 70.7439 | 70.4062 | 69.5199 | 91.3146 | 89.3842 | 86.2847 | 89.1598 | 81.472 | 65.6015
Option 4 AT | 2030 Emissions Budget 1 | Emissions DLT | 88888.8408 | 74439.8767 | 36671.2631 | 20028.337 | 0 | 0 | 0 | 0 | 0 | 0 | 0 | 0 | 0 | 0 | 0 | 0 | 0 | 0 | 0 | 0 | 0 | 0 | 0 | 0
Option 4 AT | 2035 Emissions Target | Emissions DLT | 0 | 0 | 0 | 0 | 0 | 0 | 0 | 0 | 3408.6373 | 0 | 0 | 0 | 0 | 0 | 0 | 0 | 0 | 0 | 0 | 0 | 0 | 0 | 0 | 0
Option 4 AT | 2050 Emissions Budget 1 | Emissions DLT | 88888.8408 | 74439.8767 | 36671.2631 | 20028.337 | 16324.0022 | 13757.9603 | 0 | 0 | 0 | 0 | 0 | 0 | 0 | 0 | 0 | 0 | 0 | 0 | 0 | 0 | 0 | 0 | 0 | 0
Option 4 AT | 2050 Emissions Budget 2 | Emissions DLT | 0 | 0 | 0 | 0 | 0 | 0 | 14223.5076 | 3433.5484 | 3408.6373 | 3459.76 | 3471.7908 | 3084.7959 | 0 | 0 | 0 | 0 | 0 | 0 | 0 | 0 | 0 | 0 | 0 | 0
Option 4 AT | 2050 Emissions Budget 3 | Emissions DLT | 0 | 0 | 0 | 0 | 0 | 0 | 0 | 0 | 0 | 0 | 0 | 0 | 761.6102 | 1263.9169 | 1260.1965 | 1466.7259 | 1212.8868 | 653.0837 | 0 | 0 | 0 | 0 | 0 | 0
Option 4 AT | 2050 Emissions Budget 4 | Emissions DLT | 0 | 0 | 0 | 0 | 0 | 0 | 0 | 0 | 0 | 0 | 0 | 0 | 0 | 0 | 0 | 0 | 0 | 0 | 1634.5728 | 2064.6166 | 3327.8628 | 1685.462 | 3435.9483 | 3040.7874
Option 4 AT | 2050 Emissions Budget NSW 1 | Emissions DLT | 30360.188 | 27692.4053 | 11906.658 | 4078.0811 | 3046.2471 | 1954.7238 | 0 | 0 | 0 | 0 | 0 | 0 | 0 | 0 | 0 | 0 | 0 | 0 | 0 | 0 | 0 | 0 | 0 | 0
Option 4 AT | 2050 Emissions Budget NSW 2 | Emissions DLT | 0 | 0 | 0 | 0 | 0 | 0 | 2499.8449 | 1377.8455 | 1470.6395 | 1508.1313 | 1612.9247 | 1483.8275 | 0 | 0 | 0 | 0 | 0 | 0 | 0 | 0 | 0 | 0 | 0 | 0
Option 4 AT | 2050 Emissions Budget NSW 3 | Emissions DLT | 0 | 0 | 0 | 0 | 0 | 0 | 0 | 0 | 0 | 0 | 0 | 0 | 338.2794 | 569.0606 | 602.6547 | 738.1882 | 483.6403 | 277.969 | 0 | 0 | 0 | 0 | 0 | 0
Option 4 AT | 2050 Emissions Budget NSW 4 | Emissions DLT | 0 | 0 | 0 | 0 | 0 | 0 | 0 | 0 | 0 | 0 | 0 | 0 | 0 | 0 | 0 | 0 | 0 | 0 | 616.7516 | 1006.1386 | 1443.215 | 618.3109 | 1221.2427 | 756.5591
Option 4 AT | 2050 Emissions Budget QLD 1 | Emissions DLT | 28204.8371 | 22905.2223 | 10256.6185 | 5011.8527 | 2337.5804 | 1628.8838 | 0 | 0 | 0 | 0 | 0 | 0 | 0 | 0 | 0 | 0 | 0 | 0 | 0 | 0 | 0 | 0 | 0 | 0
Option 4 AT | 2050 Emissions Budget QLD 2 | Emissions DLT | 0 | 0 | 0 | 0 | 0 | 0 | 1045.8684 | 741.2674 | 692.5674 | 640.202 | 518.5777 | 594.3296 | 0 | 0 | 0 | 0 | 0 | 0 | 0 | 0 | 0 | 0 | 0 | 0
Option 4 AT | 2050 Emissions Budget QLD 3 | Emissions DLT | 0 | 0 | 0 | 0 | 0 | 0 | 0 | 0 | 0 | 0 | 0 | 0 | 150.538 | 184.3028 | 208.284 | 194.2673 | 190.6931 | 175.2819 | 0 | 0 | 0 | 0 | 0 | 0
Option 4 AT | 2050 Emissions Budget QLD 4 | Emissions DLT | 0 | 0 | 0 | 0 | 0 | 0 | 0 | 0 | 0 | 0 | 0 | 0 | 0 | 0 | 0 | 0 | 0 | 0 | 409.1549 | 468.9012 | 982.4014 | 616.8808 | 1212.2245 | 1705.8939
Option 4 AT | 2050 Emissions Budget SA 1 | Emissions DLT | 2536.3838 | 414.272 | 524.5826 | 1035.7781 | 966.0687 | 674.9878 | 0 | 0 | 0 | 0 | 0 | 0 | 0 | 0 | 0 | 0 | 0 | 0 | 0 | 0 | 0 | 0 | 0 | 0
Option 4 AT | 2050 Emissions Budget SA 2 | Emissions DLT | 0 | 0 | 0 | 0 | 0 | 0 | 843.5678 | 592.225 | 559.6987 | 560.5386 | 560.0303 | 287.1072 | 0 | 0 | 0 | 0 | 0 | 0 | 0 | 0 | 0 | 0 | 0 | 0
Option 4 AT | 2050 Emissions Budget SA 3 | Emissions DLT | 0 | 0 | 0 | 0 | 0 | 0 | 0 | 0 | 0 | 0 | 0 | 0 | 76.6126 | 159.9341 | 157.9543 | 141.8103 | 179.3717 | 60.1736 | 0 | 0 | 0 | 0 | 0 | 0
Option 4 AT | 2050 Emissions Budget SA 4 | Emissions DLT | 0 | 0 | 0 | 0 | 0 | 0 | 0 | 0 | 0 | 0 | 0 | 0 | 0 | 0 | 0 | 0 | 0 | 0 | 118.4284 | 129.3204 | 243.1129 | 176.8962 | 235.146 | 152.4744
Option 4 AT | 2050 Emissions Budget VIC 1 | Emissions DLT | 27787.4318 | 23427.977 | 13983.404 | 9902.4247 | 9973.5478 | 9499.3649 | 0 | 0 | 0 | 0 | 0 | 0 | 0 | 0 | 0 | 0 | 0 | 0 | 0 | 0 | 0 | 0 | 0 | 0
Option 4 AT | 2050 Emissions Budget VIC 2 | Emissions DLT | 0 | 0 | 0 | 0 | 0 | 0 | 9834.2264 | 721.104 | 683.8235 | 750.5595 | 779.1236 | 716.0967 | 0 | 0 | 0 | 0 | 0 | 0 | 0 | 0 | 0 | 0 | 0 | 0
Option 4 AT | 2050 Emissions Budget VIC 3 | Emissions DLT | 0 | 0 | 0 | 0 | 0 | 0 | 0 | 0 | 0 | 0 | 0 | 0 | 187.9866 | 348.6745 | 288.6075 | 389.13 | 356.0521 | 133.2427 | 0 | 0 | 0 | 0 | 0 | 0
Option 4 AT | 2050 Emissions Budget VIC 4 | Emissions DLT | 0 | 0 | 0 | 0 | 0 | 0 | 0 | 0 | 0 | 0 | 0 | 0 | 0 | 0 | 0 | 0 | 0 | 0 | 478.6177 | 453.3454 | 645.561 | 264.9405 | 751.378 | 418.798
Option 4 AT | Basslink Daily Energy Limit | Special Constraints | -1693.7485 | -1360.732 | -557.385 | -822.9464 | -2098.4268 | -2614.9911 | -2685.5017 | -2393.197 | -2978.1706 | -3074.3074 | -3232.1697 | -3170.1329 | -3291.0579 | -3361.9306 | -3727.7391 | -3736.1955 | -3793.184 | -3726.3427 | -3674.4864 | -3661.4799 | -3664.1239 | -3529.2761 | -3643.3601 | -3760.2625
Option 4 AT | Borumba - Gen | Special Constraints | 0 | 0 | 0 | 0 | 0 | 0 | 0 | 0 | 0 | 1989212.6807 | 2907565.3413 | 3149809.1353 | 2860199.832 | 2356286.7974 | 2166653.8058 | 2124214.8662 | 2634397.2696 | 2448525.1704 | 2082728.3091 | 1809045.3265 | 2236004.7681 | 2519532.2283 | 2470545.4021 | 2783243.7038
Option 4 AT | Borumba - Pump | Special Constraints | 0 | 0 | 0 | 0 | 0 | 0 | 0 | 0 | 0 | 2647074.5698 | 3979912.6653 | 4178167.1856 | 3903496.3358 | 3167275.7945 | 2927507.9244 | 2865913.2331 | 3543967.7962 | 3242044.6283 | 2805021.2918 | 2485203.3303 | 3007876.2518 | 3348108.8744 | 3327333.7526 | 3748476.3483
Option 4 AT | CIS Dispatchable NSW | Policies NEM | 9.49e-05 | 936.7363 | 1577.4958 | 2102.3686 | 2102.3686 | 2483.3019 | 3206.0417 | 4030.7917 | 4126.4351 | 4751.3098 | 4751.3098 | 4751.3098 | 6079.348 | 7556.1207 | 8760.4469 | 8760.4469 | 9330.7248 | 10478.4967 | 10478.4967 | 10478.4967 | 10478.4966 | 10130.4061 | 10095.9683 | 9571.0955
Option 4 AT | CIS Dispatchable SA | Policies NEM | 0 | 788 | 1106.8601 | 1106.8601 | 1352.86 | 1352.86 | 1352.86 | 1842.7059 | 1842.7059 | 2012.8801 | 2012.8801 | 2012.8801 | 3019.1384 | 3530.309 | 3704.5888 | 3834.5808 | 4095.6349 | 4350.9728 | 4350.9728 | 4373.7179 | 5242.3006 | 4850.6715 | 7735.6298 | 7735.6298
Option 4 AT | CIS Dispatchable VIC | Policies NEM | 0 | 1351.3037 | 1516.7686 | 1516.7687 | 1516.7687 | 1516.7687 | 1516.7687 | 1516.7688 | 1516.7688 | 1516.7688 | 1516.7688 | 1516.7688 | 2786.4563 | 5345.6696 | 6256.2406 | 6256.2406 | 6256.2406 | 6256.2406 | 6256.2406 | 6256.2406 | 6361.6072 | 5349.8353 | 6249.6262 | 6249.6262
Option 4 AT | CIS Gen NSW | Policies NEM | 0 | 2271.8235 | 7931.07 | 14075.07 | 14620.5342 | 15719.6349 | 20227.7551 | 22563.4138 | 23885.3618 | 27303.4592 | 31756.8924 | 31829.0741 | 36503.1674 | 41890.6988 | 47446.6017 | 47986.8279 | 48988.8757 | 49859.9009 | 49859.901 | 52284.1678 | 52314.3149 | 53216.4819 | 61012.3802 | 61012.3803
Option 4 AT | CIS Gen SA | Policies NEM | 0 | 581.6304 | 806.2616 | 806.2617 | 2025.8499 | 2025.85 | 3192.8237 | 4627.9554 | 5129.815 | 6687.1865 | 8548.5385 | 8548.5386 | 11083.949 | 11685.2981 | 11919.7461 | 12468.7856 | 13737.6628 | 15013.3399 | 15218.3451 | 16558.053 | 18581.2765 | 18581.2765 | 25105.9103 | 25105.9103
Option 4 AT | CIS Gen TAS | Policies NEM | 0 | 312.8334 | 1122.3773 | 1200 | 1246.2903 | 1453.471 | 1453.471 | 1453.471 | 1502.5644 | 1932.1401 | 1942.9324 | 1995.364 | 2036.7822 | 2232.2904 | 2232.2904 | 2433.7889 | 2433.7889 | 2433.789 | 2486.4722 | 2528.3508 | 2528.3508 | 3041.9501 | 3431.2336 | 3431.2336
Option 4 AT | CIS Gen VIC - Solar | Policies NEM | 0 | 1162.866 | 1162.866 | 1162.866 | 1162.866 | 1162.8661 | 1541.5556 | 3093.7851 | 3093.7851 | 3921.0004 | 3921.0005 | 3921.0005 | 7908.7222 | 16116.8303 | 18055.2012 | 18373.8351 | 18373.8351 | 18373.8351 | 18373.8351 | 18373.8351 | 18865.0107 | 18865.0107 | 22007.8832 | 22007.8832
Option 4 AT | CIS Gen VIC - Wind | Policies NEM | 0 | 0 | 2871.9377 | 3500 | 3500 | 5500 | 6167 | 7803.9201 | 9106.6088 | 10106.6088 | 13039.248 | 14039.248 | 15827.5964 | 16827.5964 | 16827.5964 | 16827.5964 | 16827.5964 | 16827.5965 | 17608.8356 | 18678.3434 | 18921.8526 | 19002.31 | 21091.3381 | 21091.3381
Option 4 AT | CIS Total Dispatchable | Policies NEM | 9.49e-05 | 3076.04 | 5550.83 | 7262.83 | 8858.2627 | 9239.196 | 11488.2766 | 12931.6107 | 13063.8441 | 13912.6939 | 13934.1493 | 14004.6602 | 17931.6014 | 23896.1441 | 26565.4407 | 27017.7091 | 28253.711 | 31803.683 | 31803.6829 | 31998.8861 | 33010.4103 | 31258.9186 | 34848.1648 | 33312.8323
Option 4 AT | CNSW H2 Domestic Consumption Purchaser | Subregion flexible electricity load for Domestic H2 | 0 | 0 | 0 | 0 | 21.6393 | 74.56 | 169.8534 | 316.5593 | 516.0579 | 645.9686 | 776.1379 | 912.7607 | 1048.5929 | 1178.372 | 1285.6981 | 1380.5864 | 1475.3821 | 1558.518 | 1626.6301 | 1701.8386 | 1774.1607 | 1848.4446 | 1912.6829 | 1979.5514
Option 4 AT | CQ H2 Domestic Consumption Purchaser | Subregion flexible electricity load for Domestic H2 | 170.455 | 168.3874 | 165.6299 | 163.6243 | 166.3879 | 176.2043 | 195.8201 | 229.7414 | 279.5379 | 314.7623 | 347.9454 | 380.33 | 408.9564 | 436.3537 | 463.1799 | 486.7014 | 511.2607 | 531.5406 | 549.4491 | 580.715 | 618.675 | 670.4386 | 736.0663 | 815.3579
Option 4 AT | CSA H2 Domestic Consumption Purchaser | Subregion flexible electricity load for Domestic H2 | 7.3521 | 7.2677 | 7.1436 | 7.0393 | 74.9293 | 150.5317 | 214.3309 | 284.0221 | 365.8343 | 389.5577 | 420.4231 | 485.2414 | 549.2729 | 611.5906 | 662.0506 | 706.5357 | 751.1179 | 789.5463 | 817.669 | 851.545 | 884.1343 | 917.0983 | 946.8514 | 983.9879
Option 4 AT | Catagunya Min Gen | Hydro min release | 327.5518 | 288.0137 | 214.4187 | 196.6895 | 147.716 | 216.8669 | 217.0831 | 202.3387 | 194.621 | 181.7798 | 205.9465 | 265.3818 | 229.9817 | 216.9172 | 92.9802 | 88.9772 | 88.7803 | 87.0773 | 113.0053 | 112.1164 | 108.6045 | 111.4415 | 100.545 | 81.41
Option 4 AT | Combined Marinus Export | Special Constraints | 2200870.8424 | 2406773.9367 | 3474061.1638 | 2848156.5859 | 3105013.9071 | 3077852.0825 | 3150311.184 | 3242902.2209 | 3347003.3833 | 4337937.7961 | 3932418.3334 | 4217989.6876 | 4424844.6359 | 4533595.4569 | -783708.8487 | -894055.7674 | -903208.8172 | -1013746.1322 | -796339.7253 | -645883.5787 | -1347773.2676 | -27637.9602 | 84290.2187 | -702947.4355
Option 4 AT | Combined Marinus Import | Special Constraints | -2200870.8424 | -2406773.9367 | -3474061.1638 | -2848156.5859 | -3105013.9071 | -3077852.0825 | -3150311.184 | -3242902.2209 | -3347003.3833 | -4337937.7961 | -3932418.3334 | -4217989.6876 | -4424844.6359 | -4533595.4569 | 783708.8487 | 894055.7674 | 903208.8172 | 1013746.1322 | 796339.7253 | 645883.5787 | 1347773.2676 | 27637.9602 | -84290.2187 | 702947.4355
Option 4 AT | Constraint on Pipeline from Storage to GTs CNSW | Constraints to make diesel to come exclusively from storage | -0.00058073 | -0.00058496 | -0.00059378 | -0.00057147 | -0.00053952 | -0.00054076 | -9.552e-05 | -0.00010286 | -0.00011022 | -0.00011818 | -0.00012603 | -0.00013527 | -0.00028712 | -0.00031132 | -0.00033839 | -0.00036374 | -0.00038809 | -0.00041878 | -2.9914e-05 | -3.1958e-05 | -3.4339e-05 | -3.7179e-05 | -4.0131e-05 | -4.2805e-05
Option 4 AT | Constraint on Pipeline from Storage to GTs CQ | Constraints to make diesel to come exclusively from storage | -0.00072539 | -0.00073264 | -0.00073584 | -0.00068868 | -0.002907 | -0.0034227 | -0.00074014 | -0.00085657 | -0.00091629 | -0.00098303 | -0.0010484 | -0.0011215 | -0.0022534 | -0.0025137 | -0.0026811 | -0.0028671 | -0.0030661 | -0.0032865 | -0.00024612 | -0.00026075 | -0.00029204 | -0.0003134 | -0.00033431 | -0.00035753
Option 4 AT | Constraint on Pipeline from Storage to GTs CSA | Constraints to make diesel to come exclusively from storage | -0.00057868 | -0.00058286 | -0.00059167 | -0.00056879 | -0.00053991 | -0.00054272 | -9.4594e-05 | -0.00010203 | -0.00010935 | -0.00011734 | -0.00012527 | -0.00013448 | -0.00028716 | -0.00031291 | -0.00033671 | -0.00036233 | -0.00039026 | -0.00042111 | -2.8621e-05 | -3.0765e-05 | -3.2979e-05 | -3.542e-05 | -3.7959e-05 | -4.086e-05
Option 4 AT | Constraint on Pipeline from Storage to GTs GG | Constraints to make diesel to come exclusively from storage | -0.00072933 | -0.00075464 | -0.00076171 | -0.00071555 | -0.0029088 | -0.0033621 | -0.0007664 | -0.00085466 | -0.00091417 | -0.00098069 | -0.0010462 | -0.0011193 | -0.0022537 | -0.0025127 | -0.00268 | -0.002866 | -0.0030646 | -0.0032841 | -0.00024476 | -0.000261 | -0.00029218 | -0.00031354 | -0.00033453 | -0.00034851
Option 4 AT | Constraint on Pipeline from Storage to GTs MEL | Constraints to make diesel to come exclusively from storage | -0.00063076 | -0.00063416 | -0.00064037 | -0.00059849 | -0.00056716 | -0.0005716 | -9.4944e-05 | -0.00011609 | -0.00011688 | -0.00012127 | -0.00012578 | -0.00013415 | -0.00028691 | -0.0003129 | -0.00033619 | -0.00036163 | -0.00038913 | -0.00041965 | -2.84e-05 | -3.0589e-05 | -3.2577e-05 | -3.6682e-05 | -3.8644e-05 | -4.1783e-05
Option 4 AT | Constraint on Pipeline from Storage to GTs NNSW | Constraints to make diesel to come exclusively from storage | -0.0010357 | -0.0010782 | -0.0011327 | -0.0011937 | -0.0012584 | -0.0013119 | -0.00011517 | -0.00012243 | -0.00012987 | -0.00013818 | -0.00014636 | -0.00015587 | -0.00047051 | -0.00049072 | -0.00050497 | -0.00052121 | -0.00053896 | -0.00056491 | -0.00019865 | -0.00021099 | -0.00022356 | -0.00023738 | -0.00025088 | -0.00026638
Option 4 AT | Constraint on Pipeline from Storage to GTs NQ | Constraints to make diesel to come exclusively from storage | -0.0010357 | -0.0010782 | -0.0011327 | -0.0011937 | -0.0012584 | -0.0013119 | -0.00011517 | -0.00012243 | -0.00012987 | -0.00013818 | -0.00014636 | -0.00015587 | -0.00047051 | -0.00049072 | -0.00050497 | -0.00052121 | -0.00053896 | -0.00056491 | -0.00019865 | -0.00021099 | -0.00022356 | -0.00023738 | -0.00025088 | -0.00026638
Option 4 AT | Constraint on Pipeline from Storage to GTs NSA | Constraints to make diesel to come exclusively from storage | -0.00057452 | -0.00057875 | -0.00058769 | -0.0005649 | -0.00053533 | -0.00053812 | -9.4628e-05 | -0.00010207 | -0.0001094 | -0.00011743 | -0.00012532 | -0.00013451 | -0.00028697 | -0.00031288 | -0.00033665 | -0.00036195 | -0.00038949 | -0.00042053 | -2.8648e-05 | -3.0798e-05 | -3.2985e-05 | -3.5459e-05 | -3.8041e-05 | -4.0932e-05
Option 4 AT | Constraint on Pipeline from Storage to GTs SESA | Constraints to make diesel to come exclusively from storage | -0.0010357 | -0.0010782 | -0.0011327 | -0.0011937 | -0.0012584 | -0.0013119 | -0.00011517 | -0.00012243 | -0.00012987 | -0.00013818 | -0.00014636 | -0.00015587 | -0.00047051 | -0.00049072 | -0.00050497 | -0.00052121 | -0.00053896 | -0.00056491 | -0.00019865 | -0.00021099 | -0.00022356 | -0.00023738 | -0.00025088 | -0.00026638
Option 4 AT | Constraint on Pipeline from Storage to GTs SEV | Constraints to make diesel to come exclusively from storage | -0.00058948 | -0.00059343 | -0.00060168 | -0.00057884 | -0.0005421 | -0.0005478 | -9.3849e-05 | -0.00010416 | -0.00010829 | -0.00011653 | -0.0001237 | -0.00013278 | -0.00028632 | -0.00031144 | -0.00033403 | -0.00035883 | -0.00038549 | -0.00041444 | -2.8437e-05 | -3.062e-05 | -3.23e-05 | -3.5767e-05 | -3.8353e-05 | -4.1812e-05
Option 4 AT | Constraint on Pipeline from Storage to GTs SNSW | Constraints to make diesel to come exclusively from storage | -0.0010357 | -0.0010782 | -0.0011327 | -0.0011937 | -0.0012584 | -0.0013119 | -0.00011517 | -0.00012243 | -0.00012987 | -0.00013818 | -0.00014636 | -0.00015587 | -0.00047051 | -0.00049072 | -0.00050497 | -0.00052121 | -0.00053896 | -0.00056491 | -0.00019865 | -0.00021099 | -0.00022356 | -0.00023738 | -0.00025088 | -0.00026638
Option 4 AT | Constraint on Pipeline from Storage to GTs SNW | Constraints to make diesel to come exclusively from storage | -0.00058156 | -0.00058578 | -0.00059459 | -0.00057233 | -0.00053527 | -0.00053673 | -9.5375e-05 | -0.00010285 | -0.00011021 | -0.00011817 | -0.00012601 | -0.00013528 | -0.00028699 | -0.0003112 | -0.00033825 | -0.0003636 | -0.00038798 | -0.00041871 | -2.9908e-05 | -3.1947e-05 | -3.4321e-05 | -3.7175e-05 | -4.0092e-05 | -4.2799e-05
Option 4 AT | Constraint on Pipeline from Storage to GTs SQ | Constraints to make diesel to come exclusively from storage | -0.00075355 | -0.00077846 | -0.00078486 | -0.00073751 | -0.0029731 | -0.0036082 | -0.00080028 | -0.00085616 | -0.00091594 | -0.00098266 | -0.0010483 | -0.0011214 | -0.0022497 | -0.0025075 | -0.0026732 | -0.0028602 | -0.0030603 | -0.0032801 | -0.00025464 | -0.00026027 | -0.00029157 | -0.00031269 | -0.00033355 | -0.00035675
Option 4 AT | Constraint on Pipeline from Storage to GTs TAS | Constraints to make diesel to come exclusively from storage | -0.00057136 | -0.00057549 | -0.00058378 | -0.00057358 | -0.00053415 | -0.00053597 | -9.4352e-05 | -0.00010176 | -0.00010897 | -0.00011685 | -0.00012467 | -0.00013366 | -0.0002864 | -0.00031155 | -0.0003342 | -0.00035904 | -0.00038575 | -0.00041479 | -2.8427e-05 | -3.0537e-05 | -3.2273e-05 | -3.5074e-05 | -3.8156e-05 | -4.1753e-05
Option 4 AT | Constraint on Pipeline from Storage to GTs WNV | Constraints to make diesel to come exclusively from storage | -0.00058973 | -0.0005938 | -0.00060221 | -0.0005794 | -0.0005506 | -0.00055277 | -9.4141e-05 | -0.00011531 | -0.00011651 | -0.00012075 | -0.00012494 | -0.0001341 | -0.00028573 | -0.00031106 | -0.00033534 | -0.0003605 | -0.0003877 | -0.00041828 | -2.9713e-05 | -3.1985e-05 | -3.4418e-05 | -3.6495e-05 | -3.9286e-05 | -4.2446e-05
Option 4 AT | Constraint on Pipeline from Storage to GTs WOO | Constraints to make diesel to come exclusively from storage | -0.00058117 | -0.00058538 | -0.00059416 | -0.00057205 | -0.00053933 | -0.00054187 | -9.5516e-05 | -0.00010293 | -0.00011033 | -0.00011831 | -0.00012613 | -0.00013543 | -0.00028505 | -0.00030893 | -0.00033604 | -0.00036116 | -0.00038573 | -0.00041658 | -2.9926e-05 | -3.1962e-05 | -3.4308e-05 | -3.7192e-05 | -4.0115e-05 | -4.2806e-05
Option 4 AT | DNSP Thermal Limit on CER CNSW Area1 | DNSP Thermal Limit on CER | 883450.8833 | 1020493.6611 | 1213908.8202 | 1336739.1568 | 1306891.6525 | 1467667.4536 | 1321297.8416 | 1531966.1386 | 1720931.8394 | 1720828.4618 | 1722281.2065 | 1768656.9667 | 2018328.3988 | 2142941.5121 | 2211100.2512 | 1993027.4687 | 1766857.2953 | 1818015.462 | 1836779.1256 | 1994721.8694 | 2132567.9729 | 2411423.7468 | 1890460.7971 | 2392792.1078
Option 4 AT | DNSP Thermal Limit on CER CQ Area1 | DNSP Thermal Limit on CER | 936556.0068 | 1124407.9714 | 1261216.0474 | 1393159.786 | 1519698.7435 | 1647762.5171 | 1776985.113 | 2013057.2366 | 2110808.4669 | 2244645.595 | 2232799.1814 | 2279252.7432 | 2438372.1723 | 2774688.347 | 3016967.8247 | 2866310.1011 | 2715428.6219 | 3157380.8347 | 3431996.1856 | 3613230.5354 | 3605954.9475 | 3553559.5577 | 3588672.7816 | 4203582.2567
Option 4 AT | DNSP Thermal Limit on CER CSA Area1 | DNSP Thermal Limit on CER | 3654514.8819 | 4090486.1534 | 4499302.4725 | 4560504.4062 | 3923614.7345 | 4297196.5239 | 4561546.8353 | 4818932.8268 | 5460958.7483 | 5210259.7899 | -7752775.6302 | -7074394.5406 | -7012244.7053 | -6174430.3692 | -6220598.398 | -5995155.0657 | -6382785.9741 | -5586517.9511 | -4867187.0495 | -4951487.163 | -4130860.1678 | -3596028.2793 | -3199840.2108 | -2716239.0738
Option 4 AT | DNSP Thermal Limit on CER GG Area1 | DNSP Thermal Limit on CER | 113798.7818 | 135338.8121 | 150439.6707 | 170202.7638 | 183259.0019 | 196957.9209 | 208000.3692 | 224763.6364 | 235070.9763 | 248686.5688 | 244743.5255 | 247066.431 | 265152.6899 | 303052.1396 | 322506.6173 | 325165.0227 | 298398.4945 | 339598.8646 | 364475.1293 | 404182.6432 | 415695.0119 | 435816.1531 | 460998.6155 | 491066.4081
Option 4 AT | DNSP Thermal Limit on CER MEL Area1 | DNSP Thermal Limit on CER | 887519.3409 | 1052909.81 | 1227191.5269 | 1231430.2965 | -1427722.9431 | -1270959.3445 | -1103221.8004 | -1155891.5477 | -1238584.0475 | -1710052.8501 | -1650861.3045 | -1426997.0287 | -1385021.2801 | -1712977.0939 | -2307483.359 | -2216428.1076 | -2671937.415 | -2186999.8583 | -3207452.0388 | -3351616.2204 | -3092940.9211 | -3254783.5932 | -3346178.5325 | -3439055.3177
Option 4 AT | DNSP Thermal Limit on CER MEL Area2 | DNSP Thermal Limit on CER | 3608799.1037 | 4328923.9597 | 5120326.1095 | 5287018.0887 | 6063550.0627 | 6570193.9306 | 6983663.6847 | 7435817.7536 | 7700955.3151 | 7639934.5361 | 7828710.8913 | 8434974.5519 | 8355383.4525 | 9421668.7568 | 9690670.5273 | 10103510.9042 | 9547849.4673 | 11166328.706 | 12872918.2034 | 11555421.5959 | 13514038.2555 | 14110571.2995 | 14896190.4353 | 16420074.3173
Option 4 AT | DNSP Thermal Limit on CER NNSW Area1 | DNSP Thermal Limit on CER | 1717283.6774 | 1942186.63 | 2271989.377 | 2553639.9154 | 2730659.0971 | 3017187.0426 | 3131518.9292 | 3485475.4884 | 3642655.8969 | 3834624.5022 | 3790380.3045 | 3865786.2966 | 4317380.6533 | 4772068.5811 | 5116482.2149 | 5018225.8136 | 4836164.1116 | 5190649.8171 | 5776441.4406 | 6196647.5971 | 6348226.0046 | 6721437.4636 | 6773589.9435 | 7587630.5314
Option 4 AT | DNSP Thermal Limit on CER NQ Area1 | DNSP Thermal Limit on CER | 1522275.2386 | 1816108.6195 | 2010141.726 | 2253219.0835 | 2441897.0561 | 2626050.6643 | 2698376.0639 | 2907645.7177 | 2978654.3536 | 3188823.028 | 3060103.93 | 3136675.2995 | 3369130.92 | 3746574.2264 | 4041970.7204 | 3834409.0225 | 3452656.5524 | 4110670.4231 | 4415419.0664 | 4869442.9949 | 5035402.7758 | 4537476.2309 | 4693560.5605 | 5168884.8344
Option 4 AT | DNSP Thermal Limit on CER NSA Area1 | DNSP Thermal Limit on CER | 149220.0491 | 167310.9286 | 192615.5989 | 200413.7699 | -163815.7605 | -184081.2497 | -158466.7498 | -137643.9741 | -128940.6192 | -103442.4809 | -677489.5407 | -626335.059 | -609509.1293 | -552951.0632 | -561161.6365 | -532421.107 | -559318.1188 | -484178.813 | -417382.452 | -403865.4892 | -332175.0658 | -307114.4981 | -243996.6177 | -409567.1068
Option 4 AT | DNSP Thermal Limit on CER SESA Area1 | DNSP Thermal Limit on CER | 167179.6959 | 196777.3192 | 218279.5014 | 225452.1196 | 85206.6068 | 99863.4577 | 114878.1234 | 130745.5198 | 154000.8171 | 165126.4873 | -433437.7079 | -381440.2792 | -371318.3254 | -338204.2916 | -313475.6451 | -289564.1193 | -309573.6477 | -247604.1987 | -196727.9636 | -192812.9629 | -139932.8621 | -96469.3276 | -74924.1907 | -274094.9688
Option 4 AT | DNSP Thermal Limit on CER SEV Area1 | DNSP Thermal Limit on CER | 499473.8412 | 612712.1362 | 737122.7264 | 779278.9612 | 924350.1358 | 1015294.9553 | 1068142.9094 | 1162102.1318 | 1261247.7381 | 1270845.3692 | 1306836.3518 | 1382970.4024 | 1482215.2144 | 1519077.9305 | 1554609.2524 | 1665424.6489 | 1510015.4579 | 1588154.2871 | 1711555.9967 | 1587336.7527 | 1872172.8884 | 2004047.938 | 1696891.1264 | 1922283.7225
Option 4 AT | DNSP Thermal Limit on CER SNSW Area1 | DNSP Thermal Limit on CER | 1154689.0195 | 1292665.0668 | 1480472.0523 | 1591827.1067 | 1247185.4325 | 1427725.1775 | 1232126.5458 | 1505455.0317 | 1586826.8986 | 1578971.1427 | 1577809.3979 | 1641892.9204 | 1932110.4165 | 1831887.3435 | 2093379.9222 | 2002954.346 | 1795686.4249 | 2011945.4394 | 1998942.2993 | 1689274.5038 | 2018688.5293 | 2279265.1179 | 1658731.6576 | 2186167.5977
Option 4 AT | DNSP Thermal Limit on CER SNSW Area2 | DNSP Thermal Limit on CER | 865028.8429 | 989825.6787 | 1166733.4023 | 1292328.8471 | 1332782.9071 | 1470342.2758 | 1373232.963 | 1569226.1795 | 1625954.8093 | 1567300.5466 | 1522746.2061 | 1574339.571 | 1778907.0524 | 1968129.2796 | 2169100.0862 | 1960394.2636 | 1713406.2688 | 1851830.3776 | 1987203.0756 | 2080886.6285 | 2019211.7943 | 2173573.8599 | 2117590.817 | 2548201.4851
Option 4 AT | DNSP Thermal Limit on CER SNW Area1 | DNSP Thermal Limit on CER | 3313521.8784 | 3766715.8761 | 4361628.495 | 4838428.2837 | 5788340.956 | 6442421.6404 | 6709923.2815 | 7591795.3964 | 7963304.5624 | 8281785.5756 | 8297807.6223 | 8592333.0283 | 9333938.3764 | 10638350.1211 | 11458416.9216 | 10756114.7937 | 9562424.0224 | 9923798.0725 | 11562568.5742 | 12593310.5018 | 13153731.9919 | 14590148.4518 | 12946931.198 | 15101545.3358
Option 4 AT | DNSP Thermal Limit on CER SNW Area2 | DNSP Thermal Limit on CER | 4756809.1209 | 5401585.0966 | 6220051.7193 | 6892516.5288 | 4587803.1687 | 5483546.7871 | 4583271.2779 | 5903577.3886 | 6340179.7412 | 6015958.2704 | 6102352.3271 | 6545654.4227 | 8012224.2297 | 7443598.5487 | 8253866.7029 | 7672239.607 | 6769341.0024 | 7003111.107 | 6941381.0626 | 8109657.4032 | 8077742.0349 | 9928848.5608 | 7131299.0175 | 10408655.0485
Option 4 AT | DNSP Thermal Limit on CER SQ Area1 | DNSP Thermal Limit on CER | 7448155.4926 | 8826080.6597 | 9774620.7911 | 11003868.7258 | 11842327.8602 | 12730725.8005 | 13560339.5244 | 14537594.2002 | 15214894.526 | 16225666.1916 | 15992148.7687 | 16197222.764 | 17328570.3396 | 19168988.2504 | 20141106.4814 | 20161784.9261 | 17616813.3832 | 20694247.1908 | 22445435.307 | 24864182.7067 | 25120610.6215 | 26363751.5524 | 28203323.8899 | 30204898.5942
Option 4 AT | DNSP Thermal Limit on CER TAS Area1 | DNSP Thermal Limit on CER | 485547.0225 | 574435.426 | 679830.7079 | 727845.7712 | 838190.9475 | 911319.7297 | 948050.0181 | 1026797.1635 | 1094020.3023 | 1071809.883 | 1122188.2243 | 1150377.6923 | 1229494.9134 | 1372868.3987 | 1472296.7116 | 1504122.7804 | 1524845.5062 | 1669526.4588 | 1737433.408 | 1615197.8395 | 1819396.3676 | 1718116.4545 | 1613077.9355 | 1820170.0687
Option 4 AT | DNSP Thermal Limit on CER WNV Area1 | DNSP Thermal Limit on CER | 371807.3793 | 439048.2461 | 506038.3903 | 522100.2615 | 479542.4368 | 505335.0767 | 540948.4479 | 585030.7951 | 596962.6049 | 559229.1983 | 572994.3919 | 619340.4483 | 697870.5412 | 680588.7642 | 667489.129 | 678890.62 | 275727.3412 | 366684.3865 | 322889.0904 | 346157.9602 | 635659.2303 | 571059.3754 | 557410.8694 | 687755.7564
Option 4 AT | DNSP Thermal Limit on CER WNV Area2 | DNSP Thermal Limit on CER | 1388134.4657 | 1655449.5145 | 1924681.3786 | 2006986.1545 | 1567635.2179 | 1716996.9197 | 1871231.8436 | 2042501.2607 | 2130354.8073 | 1916694.3878 | 2029011.5676 | 2234372.4255 | 2571412.0335 | 2477698.8668 | 2416016.2841 | 2555910.1686 | 1608372.7977 | 1132197.6016 | 1023363.5649 | 1124844.5052 | 2341703.6096 | 2321652.8231 | 1988859.8887 | 2544400.6111
Option 4 AT | DNSP Thermal Limit on Distributed Resources CNSW Area1 | DNSP Thermal Limit on Distributed Resources | 1481726.5996 | 1556911.4836 | 1763252.003 | 1701199.0912 | 1639953.9778 | 1672913.6057 | 1675567.1477 | 1757936.8875 | 1863215.6373 | -1298834.2068 | -1785855.4458 | -1633925.1372 | -1865008.0987 | -1706545.8076 | -2073612.9923 | -1705908.0789 | -1837178.0009 | -1674370.682 | -1657156.2916 | -1820457.687 | -1354825.6259 | -1307540.925 | -2475609.8941 | -2125693.2139
Option 4 AT | DNSP Thermal Limit on Distributed Resources CQ Area1 | DNSP Thermal Limit on Distributed Resources | 419007.3374 | 337637.6894 | 293387.8165 | 284216.2356 | 219824.3588 | 214057.0002 | 191852.0727 | 165024.8184 | 160586.6721 | 149715.9125 | 450829.1999 | 901502.8025 | 333781.5812 | 462894.232 | 492331.526 | 457428.3656 | 647933.0199 | 715368.2806 | 576693.9645 | 608284.2308 | 589113.9486 | 719489.8995 | 617887.3687 | 622283.1901
Option 4 AT | DNSP Thermal Limit on Distributed Resources CSA Area1 | DNSP Thermal Limit on Distributed Resources | 0.15391 | 0.14432 | 0.14356 | 0.13517 | 0.15426 | 0.1758 | 0.17702 | 0.15756 | 0.17546 | 0.17338 | 542589.9492 | 666029.7666 | 637149.2395 | 2547486.7316 | 2757348.9339 | 2759550.8776 | 2991338.9169 | 2468585.1794 | 2711383.6259 | 2575210.5002 | 2807354.3493 | 3087645.8899 | 2785779.5462 | 2645204.1314
Option 4 AT | DNSP Thermal Limit on Distributed Resources GG Area1 | DNSP Thermal Limit on Distributed Resources | 275086.9253 | 311637.55 | 317605.5631 | 330244.476 | 332519.3198 | 338920.7512 | 339686.5208 | 359905.1687 | 358459.9879 | 369404.6302 | 355348.749 | 356589.8544 | 106359.1505 | -15540.141 | -16088.6081 | -9258.8999 | -98420.5149 | -20390.0821 | -1499.5157 | 21210.6044 | 27601.5253 | 41339.3465 | 28677.7931 | -64408.8802
Option 4 AT | DNSP Thermal Limit on Distributed Resources MEL Area1 | DNSP Thermal Limit on Distributed Resources | 209213.2056 | 226589.7559 | 245032.8982 | 226752.4603 | 239354.6788 | 232418.2619 | 236074.001 | 259546.2966 | 261666.7233 | 246147.243 | 237502.2218 | 241784.8327 | 242244.5687 | 260016.5337 | 266396.8266 | 239272.1042 | 207557.1249 | 224285.2143 | 244035.4979 | 227198.9674 | 239944.848 | 245301.7879 | 245125.0372 | 259317.6964
Option 4 AT | DNSP Thermal Limit on Distributed Resources MEL Area2 | DNSP Thermal Limit on Distributed Resources | 352444.0328 | 381717.0565 | 412788.0644 | 381993.8563 | 403227.0461 | 391434.13 | 397938.4204 | 437243.6913 | 440812.6534 | 414676.7112 | 400120.0729 | 407331.9803 | 408209.7129 | 438159.5304 | 448914.4611 | 403142.4715 | 349687.3947 | 377864.8617 | 411115.4963 | 382748.8574 | 404217.2674 | 413245.491 | 412954.2406 | 436857.247
Option 4 AT | DNSP Thermal Limit on Distributed Resources NNSW Area1 | DNSP Thermal Limit on Distributed Resources | 0.064224 | 0.051371 | 0.07306 | 0.074326 | 0.073253 | 0.086816 | 0.093792 | 0.09172 | 0.091984 | 0.088709 | 0.083937 | 0.27034 | 1059709.14 | 876691.3574 | 1668719.1343 | 1675826.4614 | 1752502.6671 | 1805006.2383 | 1686652.8027 | 1802510.1983 | 1904246.9818 | 1927032.5704 | 1942542.5943 | 2290844.2136
Option 4 AT | DNSP Thermal Limit on Distributed Resources NQ Area1 | DNSP Thermal Limit on Distributed Resources | 1584856.6148 | 1359377.9001 | 1021859.87 | 888217.8933 | 814565.5968 | 786248.1826 | 630810.4526 | 631107.1077 | 613655.2889 | 683066.5018 | 883214.3494 | 1545005.74 | 691756.6217 | 776713.9239 | 910763.0636 | 957872.2962 | 1400461.3527 | 1330386.9633 | 1248866.4518 | 1044045.0052 | 1383597.7246 | 1538583.8114 | 1645923.6313 | 1228209.2817
Option 4 AT | DNSP Thermal Limit on Distributed Resources NSA Area1 | DNSP Thermal Limit on Distributed Resources | 713042.8904 | 562762.1319 | 491134.2295 | 518483.0911 | 547931.8397 | 702198.1072 | 588909.7836 | 379931.5214 | 454282.4983 | 383946.1559 | 310237.7489 | 341797.8659 | 252224.1073 | 205356.6839 | 194951.2643 | -672147.0887 | -621459.8415 | -632192.4567 | -588975.457 | -613321.1617 | -576709.0512 | -489773.176 | -649015.7973 | -707683.6381
Option 4 AT | DNSP Thermal Limit on Distributed Resources SESA Area1 | DNSP Thermal Limit on Distributed Resources | 0.019179 | 0.018797 | 0.018318 | 0.031373 | 0.041108 | 0.046292 | 0.045516 | 0.042081 | 0.043399 | 0.042785 | 0.040334 | 0.040266 | 0.053293 | 0.12563 | 0.192 | 0.20043 | 0.25299 | 0.28805 | 0.23898 | 0.23103 | 0.24182 | 0.26426 | 12702.7456 | 10299.6552
Option 4 AT | DNSP Thermal Limit on Distributed Resources SEV Area1 | DNSP Thermal Limit on Distributed Resources | 512063.2197 | 537019.7035 | 593983.548 | 552467.2289 | 566270.3965 | 507785.9874 | 534052.5867 | 577146.6227 | 584707.141 | 517621.0129 | 440533.193 | 444621.0566 | 388831.0888 | 363856.5369 | 382148.1512 | 389639.0114 | 395516.6598 | 443188.4347 | 394279.7849 | 410899.9338 | 427351.5064 | 443633.4579 | 400764.4346 | 443905.8002
Option 4 AT | DNSP Thermal Limit on Distributed Resources SNSW Area1 | DNSP Thermal Limit on Distributed Resources | 1530134.6134 | 1329275.2101 | 1387283.3732 | 1073600.8487 | 962576.7338 | 805292.3016 | 641751.8629 | 559673.7415 | 885584.4441 | 845423.5503 | 665187.0638 | 654615.688 | 448953.543 | 398398.3621 | 442062.1001 | -4784404.8524 | -4689644.6054 | -4782735.1355 | -4670059.6521 | -4755499.1168 | -4573852.1727 | -4665787.5614 | -4450022.2505 | -4806672.9087
Option 4 AT | DNSP Thermal Limit on Distributed Resources SNSW Area2 | DNSP Thermal Limit on Distributed Resources | 78096.9669 | 66832.3371 | 71056.8635 | 53653.3704 | 48759.1644 | 41477.1169 | 35363.8551 | 28731.0126 | 35593.902 | 32202.2119 | 25872.6378 | 26217.0404 | 16107.6675 | 14382.1422 | 15606.2025 | 17732.8326 | 20159.2406 | 20212.9107 | 20081.7185 | 19245.2232 | 23179.1011 | 24951.775 | 22530.6973 | 20400.6101
Option 4 AT | DNSP Thermal Limit on Distributed Resources SNW Area1 | DNSP Thermal Limit on Distributed Resources | 815656.6523 | 837185.2241 | 909112.9106 | 970959.3694 | 909527.5947 | 963122.308 | 946966.0042 | 988690.0662 | 985672.1261 | 935879.9476 | 893257.8448 | 875670.891 | 946923.0333 | 951480.1036 | 897568.152 | 909518.7549 | 808130.8387 | 835299.9702 | 912469.3441 | 970178.2654 | 910773.2537 | 964809.1562 | 816262.4606 | 921993.3333
Option 4 AT | DNSP Thermal Limit on Distributed Resources SNW Area2 | DNSP Thermal Limit on Distributed Resources | 1216287.3656 | 1248390.7424 | 1355648.0443 | 1447874.854 | 1356270.183 | 1436189.8138 | 1412097.7882 | 1474312.426 | 1469811.2292 | 1395562.8935 | 1332006.0645 | 1305780.4818 | 1411992.8215 | 1419074.7631 | 1338677.058 | 1356259.0733 | 1204949.4092 | 1245539.9408 | 1360622.876 | 1446705.2055 | 1358097.3454 | 1438700.5368 | 1217239.3249 | 1374471.0457
Option 4 AT | DNSP Thermal Limit on Distributed Resources SQ Area1 | DNSP Thermal Limit on Distributed Resources | 1314451.1254 | 1409669.923 | 1473611.6152 | 1403771.4391 | 1401539.8904 | 1295545.3851 | 1006043.8847 | 890963.8242 | 915326.3783 | 2883855.1933 | 3189770.7457 | 3002592.3445 | 4468387.0519 | 4859338.0184 | 4514520.8371 | 4829268.015 | 6051107.2235 | 5961607.5377 | 5488548.914 | 5641047.3971 | 6078607.0327 | 6562177.4888 | 5505829.003 | 5262891.7537
Option 4 AT | DNSP Thermal Limit on Distributed Resources TAS Area1 | DNSP Thermal Limit on Distributed Resources | 726002.2274 | 779645.6811 | 815933.1555 | 750899.3751 | 778522.6389 | 843313.5429 | 823844.7598 | 848240.0692 | 786578.6379 | 683044.8819 | 823758.3432 | 808558.9176 | 1094122.0647 | 842296.9148 | 305444.9914 | 346201.9363 | 370857.3774 | 449108.2191 | 384949.6513 | 364489.233 | 457887.2109 | 508049.187 | 355376.6314 | 409302.7787
Option 4 AT | DNSP Thermal Limit on Distributed Resources WNV Area1 | DNSP Thermal Limit on Distributed Resources | 0.14146 | 0.14613 | 0.13914 | 0.10949 | 0.11763 | 0.12458 | 0.12689 | 0.10925 | 0.11477 | 0.10176 | 0.10699 | 0.10943 | 0.11337 | 0.37447 | 219287.1552 | 226279.7904 | 226285.6011 | 238975.1453 | 230773.47 | 228837.5892 | 280197.4467 | 272594.3276 | 218893.432 | 277960.1686
Option 4 AT | DNSP Thermal Limit on Distributed Resources WNV Area2 | DNSP Thermal Limit on Distributed Resources | 0.16017 | 0.16596 | 0.16337 | 0.13688 | 0.13614 | 0.12757 | 0.14802 | 0.14035 | 0.14002 | 0.12451 | 0.11521 | 0.11282 | 0.13854 | 0.4284 | 1392910.3394 | 1457247.7891 | 1441227.7066 | 1519099.8935 | 1475734.3732 | 1455503.7878 | 2056116.8459 | 1998881.1623 | 1604754.788 | 2041103.9017
Option 4 AT | Daily H2 Limit NSW | H2 Infrastructure Limitations | 0 | 0 | 0 | 0 | 74.634 | 268.989 | 575.235 | 989.056 | 1356.255 | 1392.403 | 1344.782 | 1301.579 | 1257.998 | 1214.024 | 1169.674 | 1124.93 | 1079.804 | 1034.715 | 989.675 | 944.667 | 899.708 | 854.786 | 809.91 | 765.067
Option 4 AT | Daily H2 Limit QLD | H2 Infrastructure Limitations | 0 | 0 | 0 | 0 | 15.773 | 37.709 | 62.165 | 85.404 | 106.757 | 106.759 | 106.761 | 106.762 | 111.577 | 121.208 | 134.135 | 150.359 | 169.932 | 188.075 | 204.841 | 221.752 | 238.882 | 256.178 | 273.684 | 291.343
Option 4 AT | Daily H2 Limit SA | H2 Infrastructure Limitations | 0 | 0 | 0 | 0 | 7.6442e-05 | 8.603e-05 | 902.016 | 989.345 | 996.365 | 783.66 | 598.563 | 598.559 | 598.557 | 598.557 | 598.557 | 598.559 | 598.563 | 598.565 | 598.565 | 598.565 | 598.566 | 598.566 | 598.566 | 598.566
Option 4 AT | Daily H2 Limit TAS | H2 Infrastructure Limitations | 0 | 0 | 0 | 0 | 0 | 0 | 4.3092e-05 | 568 | 568 | 568 | 568 | 568 | 568 | 507.339 | 507.339 | 507.339 | 507.339 | 507.339 | 507.339 | 507.339 | 507.339 | 507.339 | 507.339 | 507.339
Option 4 AT | Daily H2 Limit VIC | H2 Infrastructure Limitations | 0 | 0 | 0 | 0 | 355.986 | 1340.561 | 2953.724 | 5195.476 | 7403.019 | 7857.356 | 7857.356 | 7857.356 | 7857.356 | 7857.356 | 7857.356 | 7857.356 | 7857.356 | 7857.356 | 7857.356 | 7857.356 | 7857.356 | 7857.356 | 7857.356 | 7857.356
Option 4 AT | ExportGroup_CNSW1 | Group Network Export Constraints | 2617917.1097 | 2570417.6584 | 2506077.3062 | 2477552.9597 | 2400987.4072 | 2386102.8405 | -3866808.148 | -6266441.9858 | -5744473.3794 | -6022340.6524 | -6307087.0169 | -6041613.6683 | -6668566.5491 | -6835071.5843 | -7138033.5205 | -6994624.5548 | -7100376.1857 | -6959762.8434 | -6994034.2906 | -7226422.7496 | -6830352.3252 | -6865100.3997 | -7341602.8991 | -7621266.1515
Option 4 AT | ExportGroup_CQ1 | Group Network Export Constraints | 1417728.8684 | 1993952.4114 | 7878186.6115 | 8525758.3002 | 8291749.8163 | 8187763.8017 | 9184681.5135 | 5653099.3063 | 5057144.8257 | 3360739.4223 | 2952133.2023 | 2917237.5033 | 2014675.9445 | 2926337.0015 | 2638097.7158 | 908008.6848 | 1251644.5958 | 830626.0069 | 196176.9231 | 308966.4224 | 648067.2065 | 33002.6183 | -190576.6318 | -1116035.615
Option 4 AT | ExportGroup_MN1 | Group Network Export Constraints | 5055751.7372 | 5484445.3886 | 4870405.5532 | 4529750.0418 | 4694056.7835 | 4984962.2862 | 4381139.8193 | 6213933.1269 | 6462018.5027 | 5665481.5643 | 5022646.2268 | 6021381.496 | 6988303.0724 | 5648107.475 | 6046560.4721 | 5466427.5071 | 4450095.6679 | 5228728.6261 | 4696776.8607 | 4824379.7336 | 4028881.1817 | 3548500.455 | 4421600.2624 | 4779496.8349
Option 4 AT | ExportGroup_NET1 | Group Network Export Constraints | 0 | 580368.8833 | 816651.4018 | 821832.0092 | 594434.934 | 923977.0703 | 721758.0116 | 430107.866 | 19116.9165 | -68326.4281 | 105149.6304 | 262649.3938 | 268615.0397 | 690184.7966 | -594668.4907 | -808824.6501 | -961614.1209 | -1167065.0863 | -1189241.9404 | -1329249.3848 | -1627940.7644 | -215574.5679 | 238472.6659 | -148732.6351
Option 4 AT | ExportGroup_NQ1 | Group Network Export Constraints | 2187982.9908 | 2676211.2627 | 10109625.1778 | 11337255.5366 | 11533278.4406 | 11855118.5437 | 14446877.1483 | 15646791.4728 | 15792915.8481 | 15422213.2944 | 14740860.6181 | 14397029.6388 | 15786516.9399 | 15867641.9165 | 15494674.0875 | 15577671.7053 | 15315483.5201 | 15008943.4104 | 14769062.04 | 15011951.8901 | 15173077.5699 | 14279853.0831 | 14570816.6251 | 15673675.948
Option 4 AT | ExportGroup_NSA1 | Group Network Export Constraints | 832444.0025 | 1525031.1537 | 1268648.4437 | 1262612.0392 | 2624736.9851 | 2548832.0397 | 2107816.9802 | 2247250.5255 | 2121891.2796 | 1888061.1164 | 1062260.4589 | 1291155.3232 | 1462344.2492 | 1477752.4318 | 1680267.6254 | 1952895.9855 | 2196947.5384 | 1821644.6114 | 2444869.6644 | 1960890.096 | 2429193.7072 | 2878662.3986 | 741752.6929 | 1195709.8472
Option 4 AT | ExportGroup_SEVIC1 | Group Network Export Constraints | 0 | 0 | 0 | 0 | 0 | 18314479.2294 | 19284261.7148 | -8118635.4045 | -6918050.1468 | -3494393.8584 | -3131419.3243 | -1782168.3085 | -39070999.6394 | -37849712.8498 | -42440371.736 | -43175166.3629 | -42635274.8304 | -42841691.9222 | -42552214.2786 | -41605314.7968 | -43478480.5496 | -42131316.7797 | -41601319.3909 | -41663739.9023
Option 4 AT | ExportGroup_SQ1 | Group Network Export Constraints | 189161.0817 | 101157.9207 | 2865438.3037 | 1868691.5007 | 1816138.1665 | 1358600.0234 | 3018966.3105 | 2306952.9947 | 2065407.1052 | -1539481.4685 | -4145455.8599 | -4551444.3095 | -5494267.8287 | -5735053.7483 | -6320444.3179 | -6422131.4177 | -6383624.5226 | -6942239.4183 | -7556156.0834 | -8825830.8648 | -9489711.7033 | -10270061.2511 | -13021113.9887 | -15006021.7236
Option 4 AT | ExportGroup_SWNSW1 | Group Network Export Constraints | 2724756.2243 | 1040645.0508 | -384804.0551 | -715818.1937 | -1082034.6401 | -1479817.4337 | -1687260.412 | -1766203.5243 | -1501892.305 | -1856593.2181 | -2010842.4613 | -1927792.615 | -2417974.8086 | -2526117.401 | -2500251.1235 | -2415985.4583 | -2377263.4602 | -2952068.0611 | -2967505.2505 | -2999212.5597 | -2951479.9956 | -2980409.7639 | -3105253.6692 | -3311147.9589
Option 4 AT | ExportGroup_SWNSW2 | Group Network Export Constraints | 0 | 0 | 0 | 0 | 0 | 6599031.4609 | 9333495.9993 | 8963783.1695 | 9468391.2064 | 10499363.1139 | 11367370.4037 | 12549359.5654 | 12469671.0073 | 12171717.7166 | 10518667.4658 | 10663651.9851 | 9724032.6143 | 12558188.2848 | 10626693.3033 | 12164645.9109 | 9823415.5336 | 10155528.748 | 11608860.1152 | 11945915.6277
Option 4 AT | ExportGroup_SWQLD1 | Group Network Export Constraints | 8888480.7519 | 9994851.4904 | 6765342.1915 | 9735984.7129 | 9398741.9765 | 9969700.7966 | 8648883.5062 | 10215629.497 | 9468060.0679 | 9503235.7267 | 9701547.7693 | 9559466.6606 | 10721016.2121 | 9525294.1651 | 9422518.0033 | 9660717.5645 | 9429656.2247 | 9355748.6826 | 10723994.4107 | 7980680.981 | 8172035.8531 | 9228068.3031 | 10425044.9381 | 12782441.4014
Option 4 AT | ExportGroup_SWV1 | Group Network Export Constraints | 11514295.8077 | 12171921.4874 | 12950635.7125 | 13845402.0527 | 12191643.3083 | 11009106.0935 | 11159213.2569 | 10270197.7776 | 8676071.6881 | 9069893.2143 | 9370349.7543 | 11074260.0948 | 9317660.8187 | 7143356.1525 | 6878429.7344 | 7525770.3301 | 6396869.6505 | 7127096.1276 | 7405414.5094 | 8977915.5879 | 6686973.1832 | 5616474.9973 | 6185095.1335 | 6224502.1677
Option 4 AT | ExportGroup_WNV1 | Group Network Export Constraints | -40831.5349 | 246432.3182 | 477678.1298 | 2209594.2455 | 2257932.5857 | 757909.9176 | 0 | 0 | 0 | 0 | 0 | 0 | 0 | 0 | 0 | 0 | 0 | 0 | 0 | 0 | 0 | 0 | 0 | 0
Option 4 AT | ExportGroup_WV1 | Group Network Export Constraints | 3504831.4252 | 3797666.511 | 4190895.4181 | -429185.7116 | -4752407.0052 | -6252618.6287 | -7274561.4224 | -7216858.597 | -6390665.0416 | -6709056.059 | -4748413.6197 | -4530563.156 | -6493651.7319 | -5394746.1937 | -4814227.8108 | -4296002.9317 | -4825874.2013 | -4174249.3083 | -4139486.6059 | -4228554.6284 | -3044673.0257 | -2846639.5789 | -4533744.7764 | -5064180.9919
Option 4 AT | ExportLimit_DN1_Dubbo | Distribution REZ Export Constraints | 0 | 0 | 1.3101e-06 | 1.5833e-06 | 2.8209e-06 | 3.0983e-06 | -3561599.9347 | -4361347.5345 | -3869691.3632 | -4066594.6294 | -4237316.6299 | -4107354.0595 | -4460273.6961 | -4472213.2501 | -4650193.9472 | -4408308.0566 | -4291874.8836 | -4184176.4383 | -4211215.3408 | -4340114.3376 | -4048544.9744 | -4092814.6707 | -4296669.948 | -4135432.5345
Option 4 AT | ExportLimit_DN2_Yass | Distribution REZ Export Constraints | 0 | 0 | 0 | 0 | 0 | 0 | 0 | 0 | 0 | 0 | 0 | 0 | 0 | 0 | 0 | 0 | 0 | 0 | 0 | 0 | 0 | 0 | 0 | 0
Option 4 AT | ExportLimit_DN3_Marulan | Distribution REZ Export Constraints | 0 | 0 | 0 | 0 | -0.26574 | -0.56898 | -0.58318 | -908862.9441 | -945584.9373 | -937590.6802 | -986140.6244 | -951245.1792 | -1059012.9635 | -1154187.9188 | -1135214.1642 | -1126912.6009 | -1078738.8909 | -1119727.1382 | -1092220.4811 | -1069045.0821 | -1123169.8297 | -1103686.1903 | -1159605.4997 | -1132326.6233
Option 4 AT | ExportLimit_N10_Hunter Coast | REZ Network Export Constraints | 0 | 0 | 0 | -10224000 | -17520000 | -17568000 | -17520000 | -17520000 | -17520000 | -17568000 | -17520000 | -17520000 | -11523036.4072 | -12310280.926 | -11427214.2277 | -11711094.597 | -11231352.9452 | -12041525.1998 | -11515881.7981 | -10045267.2771 | -9806189.5289 | -9143861.9043 | -5072470.613 | -5440604.24
Option 4 AT | ExportLimit_N11_Illawarra Coast | REZ Network Export Constraints | 0 | 0 | 0 | 0 | 0 | 0 | 0 | -17520000 | -17520000 | -17568000 | -17520000 | -17520000 | -13542635.2532 | -12044526.8085 | -8993952.814 | -9045494.167 | -5834368.4392 | -7304067.0895 | -6160086.8958 | -6464581.0709 | -6675155.3229 | -6505596.0636 | -5242833.3891 | -5106707.1931
Option 4 AT | ExportLimit_N12_Illawarra | REZ Network Export Constraints | 0 | 0 | 989059.9607 | 935564.8849 | 788035.6942 | 383526.9334 | -271668.593 | -1350860.6708 | -2844946.0952 | -3799408.5747 | -4761528.1628 | -23214642.1266 | -24201395.8506 | -25362477.3487 | -26034173.217 | -26757589.0698 | -27406669.2127 | -28145680.4111 | -28523409.4978 | -29128842.5993 | -29660873.0536 | -30271520.8603 | -30650413.3021 | -30667945.1417
Option 4 AT | ExportLimit_N13_South Cobar | REZ Network Export Constraints | 0 | 0.74285 | 0.92287 | 0.75864 | 0.7625 | 0.7674 | 0.91219 | 0.88967 | 310238.0592 | 353299.4257 | 351735.0714 | 331712.2275 | 347172.26 | 349452.9336 | 328889.1498 | 352919.653 | 316385.4043 | 339414.4768 | 357957.4161 | 350979.0084 | 355049.1065 | 348940.1971 | 708945.583 | 750939.2883
Option 4 AT | ExportLimit_N1_North West NSW | REZ Network Export Constraints | 393581.049 | 484488.3067 | 496427.7843 | 377501.0467 | 313644.6252 | 292821.3636 | 362404.0853 | -461443.4385 | -738800.343 | -1552767.6084 | -1789711.2476 | -1691550.6493 | -2295659.0564 | -2496924.5635 | -2422000.8317 | -2344776.5609 | -3255528.0723 | -3266358.6012 | -3347047.7023 | -3344012.5488 | -3346540.2736 | -5121469.9408 | -4904229.1296 | -4958367.8111
Option 4 AT | ExportLimit_N2_New England | REZ Network Export Constraints | 2371147.6731 | 2330979.9054 | 2935401.147 | 2524244.4394 | 2674448.405 | 2681882.498 | -13038612.7925 | -13279322.0759 | -12760632.1172 | -13794436.472 | -12936445.4436 | -13185162.6125 | -15854323.0182 | -16813771.7196 | -20944669.3735 | -19611816.8108 | -19185429.6118 | -18382768.0758 | -18297975.0672 | -19050216.5816 | -18250201.8753 | -18118207.8993 | -19643013.8183 | -19240163.8924
Option 4 AT | ExportLimit_N3_Central-West Orana | REZ Network Export Constraints | 3467502.9593 | 3832003.8551 | -14092651.673 | -14124976.3537 | -12720169.342 | -13326603.0672 | -20484231.4595 | -19724776.0848 | -19815048.9228 | -22563266.5404 | -25278182.9948 | -25666953.0109 | -25481096.3093 | -27169948.0879 | -27365413.9621 | -25502596.0295 | -27650601.1067 | -28345244.1163 | -25802330.5405 | -26615330.7427 | -25693962.7756 | -26786476.6907 | -40222617.6691 | -36993545.31
Option 4 AT | ExportLimit_N4_Broken Hill | REZ Network Export Constraints | 779447.83 | 1096735.702 | 1318245.0605 | 1231703.8707 | 1110566.8103 | 1001582.8405 | 1023468.4033 | 1044153.3769 | 1010781.1837 | 955052.9828 | 901370.0566 | 935010.9154 | 545342.8395 | 495704.782 | 521269.0893 | 578201.6579 | 556675.5209 | 802317.9554 | 755326.2398 | 772037.2154 | 831043.9892 | 830329.1632 | 586482.1299 | 659378.8269
Option 4 AT | ExportLimit_N5_South West NSW | REZ Network Export Constraints | 1524450.0329 | -4263128.3484 | -4605877.1214 | -4736613.6317 | -5242832.7587 | -8642491.7182 | -10954074.7614 | -10807022.5207 | -10619749.5473 | -10788581.3614 | -10752548.6129 | -10617019.6188 | -10933818.8156 | -11425215.3879 | -11059382.3861 | -11047660.4535 | -11064701.4675 | -10967546.2511 | -10927492.0438 | -10524382.5155 | -10482030.8134 | -10625230.7345 | -10220394.3721 | -10485333.5543
Option 4 AT | ExportLimit_N6_Wagga Wagga | REZ Network Export Constraints | 910434.8868 | -5377841.6485 | -11494398.6596 | -11679053.0439 | -11369758.8919 | -12003645.1574 | -12627477.5852 | -12649384.2529 | -12180668.8443 | -12867614.0449 | -12184919.7488 | -11858990.556 | -13015528.9506 | -13271055.9831 | -13188472.6163 | -13170919.3833 | -13192768.7239 | -13240562.7592 | -13400763.6629 | -13436140.3293 | -13302478.827 | -13306585.89 | -13702415.1866 | -14047228.5351
Option 4 AT | ExportLimit_N7_Tumut | REZ Network Export Constraints | -8.7066 | -2085619.0503 | -3593778.8729 | -3564204.5585 | -3540401.5297 | -3597443.6566 | -3674636.6072 | -3243859.7021 | -3245428.4412 | -3243911.6782 | -3287274.2384 | -3229252.1455 | -3325462.4821 | -3290942.8664 | -3167885.9342 | -3163797.1261 | -3073111.0189 | -3180872.2567 | -3185383.9677 | -3178486.5896 | -3162573.3164 | -3160202.8 | -3234577.9542 | -3178074.2577
Option 4 AT | ExportLimit_N8_Cooma-Monaro | REZ Network Export Constraints | 324546.9181 | 328153.3162 | 674359.2067 | 698118.5426 | 607439.2241 | 565715.8672 | 451211.0776 | 865936.9767 | 757025.3519 | 587487.914 | 426723.9053 | 226792.597 | 22276.9336 | 397176.1247 | 117385.4593 | 36476.9135 | 59621.6179 | 43240.3489 | 82136.9262 | -35691.0708 | -37355.1477 | -71945.1636 | -200875.8136 | -107486.4657
Option 4 AT | ExportLimit_N9_Hunter-Central Coast | REZ Network Export Constraints | -41794.7223 | 1648478.0664 | -1329724.597 | -1891542.3262 | -2974648.797 | -3119817.3425 | -3753956.7892 | -6355685.2448 | -5606525.8296 | -6946752.7439 | -11118703.2355 | -10309804.1428 | -11818896.2155 | -11787014.2208 | -20194717.9901 | -18452690.5991 | -18396836.6884 | -17983595.2696 | -18275537.2914 | -21880257.5775 | -19706498.3038 | -17718971.6637 | -22639475.6428 | -23447324.3507
Option 4 AT | ExportLimit_Q1_Far North Qld | REZ Network Export Constraints | 929109.6003 | 981514.7098 | 3408281.8414 | 4159396.9858 | 4319797.0059 | 3965603.0926 | 3707723.9723 | 3137210.731 | 3010078.6729 | 2957924.2662 | 2658976.3132 | 2752620.2098 | 1713750.0132 | 204871.8692 | -679773.8093 | -662334.9322 | -86050.5039 | -1493913.3906 | -4747218.8329 | -3867771.9527 | -3758757.1082 | -3744376.9828 | -3323361.9151 | -3039939.8541
Option 4 AT | ExportLimit_Q2_North Qld Clean Energy Hub | REZ Network Export Constraints | 335604.1603 | 352643.9418 | 3431081.5801 | 3481500.5008 | 3497853.505 | -9019094.9917 | -5585391.0486 | -3795131.8247 | -3596597.0783 | -3899129.7151 | -4041909.3595 | -4704987.1524 | -3126415.2383 | -2324400.4353 | -2332092.6967 | -1994125.2704 | -2354134.2903 | -2179189.0986 | -2084601.7778 | -2033604.6543 | -2199445.252 | -3175261.7465 | -2810383.4057 | -1927593.4726
Option 4 AT | ExportLimit_Q5_Barcaldine | REZ Network Export Constraints | 0 | 3.1892 | 375116.873 | 481665.1877 | 492776.3142 | 472428.2624 | 448068.3161 | 462246.4454 | 468350.1668 | 412273.171 | 431191.4451 | 438506.3383 | 390198.7446 | 399607.9771 | 435728.7789 | 418141.7297 | 427658.9486 | 418640.4423 | -71081.3622 | -2083054.4511 | -1908623.4622 | -1863386.0206 | -2686515.7856 | -2312274.2057
Option 4 AT | ExportLimit_Q9_Banana | REZ Network Export Constraints | 36767.546 | 37657.7143 | 36671.2535 | 32944.7323 | 28378.2232 | 27611.1797 | 24266.1468 | 22617.3795 | 23450.7415 | 18357.0145 | 21210.3361 | 21718.3554 | 13793.6689 | 14718.2569 | 15841.0218 | 13475.7633 | 19123.7387 | 0 | 0 | 0 | 0 | 0 | 0 | 0
Option 4 AT | ExportLimit_S2_Riverland | REZ Network Export Constraints | 32426.5343 | -3861609.2119 | -6800915.5296 | -6809396.9503 | -6735621.826 | -6723659.0087 | -6347346.908 | -6453151.2502 | -6375574.9623 | -5062461.912 | -5741804.2326 | -5421997.6529 | -4811330.8412 | -4952115.775 | -4937411.6112 | -5693873.1555 | -7605214.0203 | -9054932.043 | -8831619.0301 | -10214573.3392 | -14348940.8952 | -13928342.0211 | -15322837.1581 | -14750953.2819
Option 4 AT | ExportLimit_S4_Yorke Peninsula | REZ Network Export Constraints | -437.9367 | -472.9779 | -436.8387 | -421.9821 | 0.13977 | 0.15367 | 0.14369 | 0.14549 | 0.15502 | 0.15065 | 256429.0479 | 261190.5095 | 222806.2848 | 232475.4631 | 246665.5665 | 246594.9328 | 252329.9133 | 235457.9645 | 257872.0797 | 259854.9092 | 264972.6813 | 290148.3269 | 269942.2787 | 302888.5401
Option 4 AT | ExportLimit_S6_Roxby Downs | REZ Network Export Constraints | 0 | 0 | 0.04404 | 0.047922 | 0.089543 | 0.089903 | 0.08673 | 0.084804 | 0.10364 | 0.10485 | 0.63941 | 0.64455 | 1601733.5922 | 1588089.1257 | 1629069.3763 | 1631309.2029 | 1625232.8308 | 1641615.3261 | 1669115.2888 | 1706280.3189 | 1655556.0882 | 1664043.7266 | 1516250.5267 | 1698328.9701
Option 4 AT | ExportLimit_S7_Eastern Eyre Peninsula | REZ Network Export Constraints | 562445.9538 | 494211.7029 | 432902.9631 | 536119.8697 | 344179.1858 | 156279.8432 | 126459.0272 | 662877.6505 | 174157.2167 | 29055.2244 | 607013.2075 | 541868.9991 | 341354.3716 | 461166.2449 | 531968.6726 | 715906.8719 | 861969.4287 | 451314.4604 | 601228.2259 | 111727.3079 | -269327.4836 | -203922.6285 | -2315410.4835 | -2494502.3958
Option 4 AT | ExportLimit_S8_Western Eyre Peninsula | REZ Network Export Constraints | 0 | 0 | -0.0058254 | -0.0065727 | -0.0075797 | -0.008104 | -0.0092349 | -0.16963 | -0.17503 | -0.17539 | -0.28326 | -0.31071 | -0.34178 | -0.34893 | -0.45001 | -0.44423 | -1.2946 | -1.2678 | -1.0109 | -1.0744 | -1.0938 | -1.0699 | -1.7205 | -1.7799
Option 4 AT | ExportLimit_T1_North East Tasmania | REZ Network Export Constraints | 0 | 580368.8833 | 816651.4018 | 821832.0092 | 594434.934 | 923977.0703 | 721758.0116 | 430107.866 | 19116.9167 | -68326.4278 | 105149.6312 | 262649.3956 | 268615.0397 | 690184.7969 | -594668.4905 | -808824.6501 | -961614.1209 | -1167065.0866 | -1189241.9404 | -1329249.3848 | -1627940.7643 | -215574.5677 | 238472.6661 | -148732.6349
Option 4 AT | ExportLimit_T2_North West Tasmania | REZ Network Export Constraints | 390481.1868 | 410842.1562 | 428891.0361 | 470982.6509 | 441019.152 | 413190.9615 | 438543.1454 | 464993.6872 | 442005.1698 | 448591.0476 | 503391.2474 | 481256.3288 | 487884.1074 | 489655.7032 | 382248.7185 | 431962.8356 | 439862.5361 | 464564.9348 | 421269.9156 | 514616.8453 | 504807.6694 | 478008.3039 | 485534.8447 | 511824.6934
Option 4 AT | ExportLimit_T3_Central Highlands | REZ Network Export Constraints | 498399.5571 | 915699.4944 | 4071405.4477 | 4456796.6121 | 1881176.483 | 224197.102 | 454941.0628 | 548865.8413 | 872390.7542 | 2634576.2552 | 1950772.604 | 1558639.9176 | 1891851.2299 | 2143737.57 | 2173752.5471 | 2740017.1663 | 2817377.3804 | 2825603.3822 | 2384336.4923 | 2705485.5444 | 2623020.5103 | 2347847.5999 | 2911889.548 | 3164477.2746
Option 4 AT | ExportLimit_V1_North West VIC | REZ Network Export Constraints | 1147887.938 | -54656.4888 | 1971733.6131 | 1911864.1576 | 1681740.6841 | -6712589.1322 | -12031177.4521 | -8685889.0235 | -8179529.5037 | -10050500.1998 | -10933476.9291 | -12601849.4084 | -14542936.9554 | -14472165.6791 | -13117287.64 | -12864627.8983 | -12371737.9474 | -11751451.0222 | -12639677.6476 | -14317764.9245 | -11654657.1718 | -10598487.5501 | -12990986.8745 | -12977196.1076
Option 4 AT | ExportLimit_V2_Central Highlands VIC | REZ Network Export Constraints | 1916967.5684 | 2328738.0445 | 3479564.1463 | 2991566.3986 | 1533180.2156 | 1515374.2523 | 1507130.7998 | -244813.7587 | -124718.5402 | -69900.6538 | -3809347.0662 | -3505142.4127 | -1589132.3275 | -1505112.0418 | -1002595.5109 | -1111482.7124 | -1459025.2565 | -734838.4423 | -1333995.909 | -170571.2089 | -1216341.0285 | -875124.4888 | -4490038.7982 | -3945534.7427
Option 4 AT | ExportLimit_V7_Central North VIC | REZ Network Export Constraints | 1561137.1443 | 2011278.4652 | 4035476.1007 | 3837418.3442 | 3941613.2295 | 3678450.5732 | 3406806.617 | 3570058.9376 | 3814847.7464 | 3506632.1773 | 3401961.3564 | 3152462.1428 | 4746508.0061 | 4925967.1528 | 5085862.2783 | 5537479.6068 | 5416881.2677 | 5577186.2748 | 5297821.4432 | 5321137.9792 | 5692695.5399 | 5629592.9517 | 4858736.9018 | 5244714.7417
Option 4 AT | ExportLimit_V8_Gippsland Offshore | REZ Network Export Constraints | 0 | 0 | 0 | 0 | 0 | -9529078.4959 | -8580226.4839 | -22801271.2628 | -20628630.66 | -15788127.2816 | -14210208.6951 | -12158284.2664 | -32713725.9841 | -30376933.52 | -29213598.8084 | -30458893.512 | -29452918.3678 | -29233876.8995 | -29401839.8567 | -27806084.6003 | -30240827.7873 | -29860388.3052 | -29449040.8536 | -27818831.1823
Option 4 AT | GG H2 Green Commodities Consumption Purchaser | Subregion flexible electricity load for Green Commodities H2 | 0 | 0 | 0 | 0 | 0 | 0 | 0 | 1243.9024 | 2445.4029 | 2896.4216 | 3364.5584 | 3841.3907 | 4350.9383 | 4921.4463 | 5564.488 | 6283.3174 | 7180.2689 | 8177.0081 | 9289.0636 | 10516.127 | 11871.6977 | 13346.9531 | 14777.1429 | 16010.2961
Option 4 AT | Gas Zone Daily Offtake Limit Colongra | Gas Infrastructure Limitations by Gas Zone | 663.6505 | 3459.189 | 615.1898 | 10709.4934 | 6799.2225 | 9814.6855 | 13020.84 | 8393.5546 | 9165.5246 | 9472.5781 | 11712.5655 | 10074.7161 | 686.9303 | 5480.4112 | 6344.8693 | 5891.2226 | 4574.7657 | 3057.3607 | 4231.779 | 5530.5159 | 3209.0241 | 5235.1649 | 5458.2636 | 2577.87
Option 4 AT | Gas Zone Daily Offtake Limit Gippsland | Gas Infrastructure Limitations by Gas Zone | 14724.1 | 14764.44 | 14412.5389 | 8026.7696 | 7418.4796 | 6931.2534 | 5361.1301 | 5081.181 | 5834.347 | 5361.1127 | 5591.3987 | 4130.0021 | 2598.7923 | 2581.1582 | 2862.0015 | 2607.6491 | 2311.6868 | 2217.6634 | 2801.6331 | 2518.3883 | 2916.0626 | 2973.766 | 3511.0621 | 2622.9194
Option 4 AT | Gas Zone Daily Offtake Limit Gladstone | Gas Infrastructure Limitations by Gas Zone | 0 | 0 | 0 | 0 | 222.1728 | 216.5276 | 174.7601 | 34.3443 | 106.5402 | 13.0543 | 1.4026 | 35.4297 | 7.7089e-06 | 8.5466e-06 | 8.5247e-06 | 8.7025e-06 | 9.0945e-06 | 9.1718e-06 | 116.1282 | 933.5989 | 8146.5484 | 5889.9207 | 13671.0328 | 22015.9942
Option 4 AT | Gas Zone Daily Offtake Limit Kurri Kurri | Gas Infrastructure Limitations by Gas Zone | 117.5203 | 2008.284 | 1501.3671 | 12074.472 | 11344.0565 | 13234.77 | 15504.0784 | 9656.932 | 10246.1908 | 10280.0949 | 11878.9245 | 10148.5425 | 1331.9418 | 5725.3466 | 6467.6301 | 5661.8228 | 4464.738 | 3846.9659 | 5508.4024 | 5667.3356 | 4632.3336 | 5803.886 | 6300.4391 | 3889.5353
Option 4 AT | Gas Zone Daily Offtake Limit Laverton North | Gas Infrastructure Limitations by Gas Zone | 375.7377 | 1462.6624 | 2903.53 | 907.8961 | 325.4278 | 215.0143 | 311.3498 | 537.9104 | 410.5194 | 1361.6408 | 1620.6267 | 1193.0789 | 676.7257 | 1683.9654 | 1950.9216 | 694.7035 | 1756.8836 | 1214.6327 | 2326.6487 | 1418.3719 | 950.1153 | 727.22 | 823.3232 | 252.3093
Option 4 AT | Gas Zone Daily Offtake Limit Melbourne | Gas Infrastructure Limitations by Gas Zone | 3221.8618 | 7646.1592 | 9981.7697 | 6308.6238 | 3681.8447 | 1168.3265 | 3143.2429 | 4861.5519 | 4943.8062 | 4148.5163 | 5269.6477 | 4144.3085 | 1892.707 | 3298.4282 | 2135.271 | 2233.2398 | 2528.5344 | 1214.6327 | 3829.0875 | 3072.5806 | 3355.816 | 2734.9351 | 4670.2377 | 2274.3464
Option 4 AT | Gas Zone Daily Offtake Limit Moomba | Gas Infrastructure Limitations by Gas Zone | 11668.758 | 616.4246 | 397.0683 | 3861.192 | 2092.7062 | 1548.3688 | 3170.9209 | 2230.4485 | 1988.3248 | 2526.1247 | 2519.9027 | 2291.0853 | 709.0972 | 1624.3307 | 1683.2587 | 1573.0724 | 1944.625 | 741.8879 | 2175.8882 | 1603.5431 | 1824.8969 | 1411.7055 | 1031.281 | 721.6172
Option 4 AT | Gas Zone Daily Offtake Limit NQGP | Gas Infrastructure Limitations by Gas Zone | 11857.3222 | 9799.9274 | 836.8078 | 1599.1318 | 3197.7519 | 3144.8861 | 1491.9642 | 869.2915 | 787.9308 | 982.7216 | 975.2108 | 1183.9283 | 502.0847 | 503.4602 | 502.0847 | 502.0847 | 502.0847 | 543.7936 | 1054.9904 | 502.0847 | 1006.1529 | 0 | 0 | 0
Option 4 AT | Gas Zone Daily Offtake Limit Newcastle | Gas Infrastructure Limitations by Gas Zone | 781.1708 | 5467.473 | 2116.557 | 22783.9653 | 27180.639 | 32421.0929 | 44327.9181 | 23952.753 | 25999.7282 | 26995.4494 | 31374.4842 | 29224.5083 | 4364.5642 | 11498.173 | 12843.167 | 14730.9469 | 9600.7156 | 6904.3266 | 13751.7479 | 19688.2463 | 23967.81 | 13460.0917 | 23220.6685 | 13165.9999
Option 4 AT | Gas Zone Daily Offtake Limit Northern | Gas Infrastructure Limitations by Gas Zone | 40150 | 40260 | 20973.4159 | 23259.433 | 18937.0464 | 18465.0793 | 13326.6354 | 10629.0854 | 10480.235 | 10009.85 | 7065.7328 | 7245.725 | 930.8746 | 2810.3874 | 3379.7814 | 3290.1207 | 2952.189 | 2306.084 | 4751.2006 | 3132.4321 | 10627.2784 | 6863.3086 | 15740.1373 | 22568.2104
Option 4 AT | Gas Zone Daily Offtake Limit Port Campbell | Gas Infrastructure Limitations by Gas Zone | 1152.0873 | 2599.2981 | 4896.3705 | 7221.6823 | 7871.2786 | 2621.5446 | 8338.0216 | 9395.3743 | 8742.0812 | 8955.6848 | 9845.5804 | 7999.2292 | 1994.4582 | 4518.099 | 4693.7655 | 5374.6991 | 5022.7282 | 2651.6422 | 7196.9368 | 6286.9592 | 8688.01 | 1005.6889 | 5796.5721 | 3633.7951
Option 4 AT | Gas Zone Daily Offtake Limit Southern | Gas Infrastructure Limitations by Gas Zone | 66142.1583 | 38445.1618 | 41635.4564 | 64713.7987 | 66433.8199 | 57077.19 | 83579.4916 | 59244.7604 | 61324.2759 | 63216.5206 | 69163.3644 | 55687.672 | 13533.9005 | 28830.1422 | 29791.8025 | 32843.0149 | 27359.9034 | 14659.9197 | 30758.8397 | 34415.0578 | 43574.6719 | 23830.8475 | 41947.075 | 24700.4932
Option 4 AT | Gordon Min Gen | Hydro min release | 2754.139 | 1304.6462 | 868.0652 | 516.789 | 709.2529 | 538.896 | 985.6051 | 867.7152 | 1297.2933 | 1342.6134 | 1373.3331 | 1222.3444 | 1636.8559 | 1530.2033 | 931.7486 | 856.8111 | 845.2607 | 858.8169 | 1097.2349 | 1062.9576 | 998.6887 | 1060.0267 | 994.4364 | 844.9026
Option 4 AT | ImportGroup_N9_Hydrogen | Group Network Import Constraints | 3083942.3339 | 1961100.582 | -1330346.1942 | -3286294.1265 | -3737153.0315 | -6160928.7252 | -4341672.0841 | -6519045.7304 | -5516932.3289 | -7258418.4727 | -11195251.374 | -11486651.9646 | -10113314.933 | -10694514.1969 | -11118427.9054 | -13000218.0721 | -16908407.5311 | -16824225.9217 | -17321382.2474 | -14612121.0827 | -17251595.2848 | -19526511.8955 | -14213115.2655 | -15699423.6933
Option 4 AT | ImportGroup_NSA1 | Group Network Import Constraints | -832444.0025 | -1525031.1537 | -1268648.4437 | -1262612.0392 | -2624736.9867 | -2548832.0448 | -3968029.637 | -5624210.7725 | -7342004.0999 | -8248012.2239 | -8989664.8617 | -9218559.7266 | -9389748.6523 | -9426875.8142 | -9607672.1073 | -9880300.4781 | -10124352.0341 | -9770768.0239 | -10372274.1303 | -9888294.5619 | -10356598.1732 | -10827785.781 | -16146894.6387 | -16600851.7979
Option 4 AT | ImportGroup_Q1_Hydrogen | Group Network Import Constraints | 991068.6818 | 1089203.7643 | -1162462.6036 | -1619269.9463 | -1477723.9816 | -1050803.8737 | -695836.9991 | 70453.5393 | 309890.6297 | 571010.0964 | 954542.7023 | 1064476.1122 | 2159608.701 | 2115808.7516 | 1846522.9842 | 1557476.2487 | 1032164.8731 | 1103528.8468 | 431923.5548 | -658905.4626 | -844743.0234 | -696789.3591 | -1121903.9765 | -1188205.3157
Option 4 AT | ImportGroup_Q4_Hydrogen | Group Network Import Constraints | -3403713.5849 | -4631896.0201 | -380066.2354 | -154512.2252 | -725437.7463 | -885002.9118 | 527510.0961 | 467737.5431 | 685090.3582 | 441088.8618 | -545154.1182 | -693535.1224 | 806776.4015 | 765598.4362 | 555041.9567 | -48662.7346 | -435512.6092 | -761466.9343 | -987612.6281 | -1117731.7285 | -777635.7556 | -1933926.5615 | -764761.8165 | 487993.4537
Option 4 AT | ImportGroup_Q7_Hydrogen | Group Network Import Constraints | -1469906.4031 | -1947772.8568 | -71982.3809 | -2185625.106 | -2724325.9006 | -2955512.3762 | -5153160.0656 | -3510219.9775 | -4134573.2693 | -8449533.4088 | -12167423.3043 | -11927913.5334 | -10855771.5244 | -10724628.0915 | -10713815.7522 | -11320642.2249 | -11380426.0389 | -11705359.5048 | -11949806.8899 | -9274981.8116 | -8563079.1004 | -6338535.0086 | -4684597.3023 | -2790541.7791
Option 4 AT | ImportLimit_DN1_Dubbo | Distribution REZ Import Constraints | 0 | 0 | -1.3101e-06 | -1.5833e-06 | -2.8209e-06 | -3.0983e-06 | -0.065253 | -1770652.4655 | -2262308.6368 | -2082205.3706 | -1894683.3701 | -2024645.9405 | -1671726.3039 | -1676586.7499 | -1481806.0528 | -1723691.9434 | -1840125.1164 | -1964623.5617 | -1920784.6592 | -1791885.6624 | -2083455.0256 | -2055985.3293 | -1835330.052 | -1996567.4655
Option 4 AT | ImportLimit_DN3_Marulan | Distribution REZ Import Constraints | 0 | 0 | 0 | 0 | -0.1327 | -0.29002 | -0.27497 | -574405.5363 | -559274.7759 | -588622.5915 | -535902.6657 | -570798.1109 | -565077.6894 | -474352.2977 | -488876.4892 | -497178.0527 | -545351.7629 | -508813.0792 | -531870.1719 | -555045.5709 | -500920.8233 | -524854.0261 | -464485.1533 | -491764.0296
Option 4 AT | ImportLimit_N12_Illawarra | REZ Network Import Constraints | 0 | 0 | -989059.9607 | -935564.8849 | -788035.6942 | -383526.9334 | 271668.593 | 1350860.6708 | 2844946.0952 | 3799408.5747 | 4761528.1628 | -11825357.8734 | -10838604.1494 | -9773522.6513 | -9005826.783 | -8282410.9302 | -7633330.7873 | -6990319.5889 | -6516590.5022 | -5911157.4007 | -5379126.9464 | -4864479.1397 | -4389586.6979 | -4372054.8583
Option 4 AT | ImportLimit_N1_North West NSW | REZ Network Import Constraints | -393581.049 | -484488.3067 | -496427.7843 | -377501.0467 | -313644.6252 | -292821.3636 | -362404.0853 | 165272.1928 | -9439.6932 | -98576.1769 | -46466.9954 | -144627.5938 | -47915.1854 | 146929.5697 | 78426.5862 | 1202.3138 | -413661.7186 | -412883.7657 | -322142.0832 | -325177.2367 | -322649.5119 | -403989.9302 | -606133.8565 | -551995.175
Option 4 AT | ImportLimit_N3_Central-West Orana | REZ Network Import Constraints | -3467502.9593 | -3832003.8551 | -18969172.327 | -42797503.6463 | -44202310.658 | -44246618.4101 | -48113468.0296 | -53254548.1301 | -53253202.7392 | -55874190.554 | -57311860.0041 | -56923089.9937 | -57108946.6944 | -55646369.0135 | -55224629.0876 | -57087447.0531 | -54939442.9142 | -54471074.0442 | -56787713.5124 | -55974713.3119 | -56896081.2802 | -57824321.7844 | -60687442.4098 | -63916514.7751
Option 4 AT | ImportLimit_N8_Cooma-Monaro | REZ Network Import Constraints | -324546.9181 | -328153.3162 | -674359.2067 | -698118.5426 | -607439.2243 | -565715.8675 | -451211.0779 | -865936.9778 | -757025.3534 | -587487.9158 | -426723.9083 | -226792.6002 | -22276.9337 | -397176.1381 | -193464.0213 | -197953.6195 | -235213.2343 | -219313.0399 | -257728.5276 | -157308.917 | -197263.1327 | -163315.9067 | -208566.6557 | -301956.0037
Option 4 AT | ImportLimit_Q1_Far North Qld | REZ Network Import Constraints | -929109.6003 | -981514.7098 | -3408281.8414 | -4159396.9858 | -4319797.0059 | -3965603.0926 | -3707723.9723 | -3137210.7313 | -3010078.6738 | -2957924.2677 | -2658976.3147 | -2752620.2122 | -1805045.678 | -1958521.9778 | -2461598.4608 | -3099772.7716 | -3676057.2005 | -3934560.595 | -4962339.6337 | -6303890.09 | -6529738.7388 | -6572306.5241 | -6965133.932 | -7248555.993
Option 4 AT | ImportLimit_S3_Mid-North SA | REZ Network Import Constraints | -5251802.075 | -5043773.2087 | -5479052.153 | -6590245.3153 | -4814339.4524 | -5590004.2803 | -5196526.3936 | -7077612.7076 | -6265116.7134 | -5519378.4897 | -5358095.9345 | -6410270.6301 | -6058298.2444 | -5037568.4517 | -5630111.195 | -5210220.9953 | -4445864.0586 | -6229329.5662 | -5721719.232 | -7026004.3993 | -5839146.64 | -5764488.9365 | -5156846.8995 | -5600042.1935
Option 4 AT | ImportLimit_S7_Eastern Eyre Peninsula | REZ Network Import Constraints | -562445.9538 | -494211.7029 | -432902.9631 | -536119.8697 | -344179.1888 | -156279.8469 | -126459.0279 | -662877.6516 | -174157.2179 | -29055.2256 | -607013.213 | -723746.1863 | -523231.5538 | -643541.7216 | -713845.8572 | -897784.0575 | -1043846.6153 | -633689.9411 | -783105.4075 | -1496269.2644 | -1115214.4729 | -1189387.0709 | -2051059.4854 | -2212020.213
Option 4 AT | ImportLimit_T1_North East Tasmania | REZ Network Import Constraints | 0 | -580368.8833 | -816651.4018 | -821832.0092 | -594434.934 | -923977.0703 | -721758.0116 | -430107.866 | -19116.9169 | 68326.4273 | -105149.6319 | -262649.3969 | -268615.0401 | -690184.7977 | 594668.4894 | 808824.6488 | 961614.1195 | 1167065.0846 | 1189241.9403 | 1329249.3848 | 1627940.7642 | 215574.5676 | -238472.6663 | 148732.6347
Option 4 AT | ImportLimit_T3_Central Highlands | REZ Network Import Constraints | -498399.5571 | -915699.4944 | -4071405.4477 | -4456796.6121 | -7528856.483 | -9974437.102 | -10178541.0628 | -10272465.8413 | -10595990.7542 | -12384816.2552 | -11674372.604 | -11282239.9176 | -11615451.2299 | -11893977.57 | -11897352.5471 | -12463617.1663 | -12540977.3804 | -12575843.3822 | -12107936.4923 | -12429085.5444 | -12346620.5103 | -12098087.5999 | -12635489.548 | -12888077.2746
Option 4 AT | ImportLimit_V1_North West VIC | REZ Network Import Constraints | -1147887.938 | -4054143.5112 | -8979733.6131 | -8919864.1576 | -8689740.6841 | -16544370.8678 | -22658422.5479 | -26003710.9765 | -26510070.4963 | -24734139.8005 | -23756123.0714 | -22087750.5922 | -20146663.0447 | -20312474.3213 | -21572312.3607 | -21824972.1032 | -22317862.0561 | -23033188.984 | -22049922.3525 | -20371835.0755 | -23034942.8283 | -24186152.4499 | -21698613.1255 | -21712403.8924
Option 4 AT | ImportLimit_V5_South West VIC | REZ Network Import Constraints | -9639729.9199 | -12470481.9154 | -13971023.2314 | -14928000.6129 | -12802746.3192 | -11721345.3518 | -9876103.0879 | -8689119.0607 | -7050800.4241 | -7328409.7112 | -4865691.4295 | -4922424.9458 | -3105942.3797 | -1679863.8562 | -1119263.3697 | -1597030.0451 | -299459.1859 | -470394.0569 | -844241.4313 | -2634612.043 | -501738.1087 | 653707.9418 | 4132.7083 | 13803.2286
Option 4 AT | ImportLimit_V7_Central North VIC | REZ Network Import Constraints | -1561137.1443 | -2011278.4652 | -4035476.1007 | -3837418.3442 | -3941613.2295 | -3678450.5732 | -3406806.617 | -3570058.9376 | -3814847.7468 | -3506632.178 | -3401961.3586 | -3152462.1474 | -4746508.0067 | -4925967.1547 | -5085862.2817 | -5537479.6116 | -5416881.2736 | -5577186.2813 | -5297821.4432 | -5321137.9792 | -5692695.54 | -5629592.9518 | -4858736.9019 | -5244714.7418
Option 4 AT | Kareeya Min Gen | Hydro min release | 694.702 | 583.0336 | 495.0942 | 484.6813 | 407.464 | 404.288 | 253.0467 | 263.2027 | 262.4598 | 272.8956 | 238.4679 | 187.492 | 77.8525 | 90.7087 | 106.1795 | 107.3273 | 123.0907 | 112.2003 | 122.1398 | 123.5063 | 109.9508 | 145.6266 | 122.5273 | 119.6664
Option 4 AT | Liapootah Min Gen | Hydro min release | 595.627 | 534.1948 | 393.9034 | 506.7966 | 501.7253 | 376.3753 | 394.3769 | 344.5398 | 333.8911 | 312.7637 | 362.0874 | 462.443 | 390.5895 | 369.2226 | 167.7361 | 156.7164 | 158.3278 | 155.1503 | 202.5422 | 199.6118 | 191.8234 | 200.0698 | 181.3249 | 146.0741
Option 4 AT | N >> 11-0_17-0 | NetworkConstraints | 21485828.087 | 21133656.2727 | 25377107.5491 | 23471676.2554 | 22880399.0326 | 23878539.3309 | 22708823.1901 | 15397893.4035 | 14811325.4586 | 14577540.6167 | 13812479.382 | 13700492.1664 | 15271694.2332 | 15852863.7665 | 17639002.2088 | 17014716.6328 | 18830685.7829 | 18285457.1107 | 19052593.3064 | 18929130.6241 | 17545950.0395 | 17992758.4112 | 19755263.6105 | 20589429.6511
Option 4 AT | N >> 11-0_39/1 | NetworkConstraints | 0 | 0 | 0 | 0 | 26636790.4847 | 27872645.5082 | 26837652.9015 | 0 | 0 | 0 | 0 | 0 | 0 | 0 | 0 | 0 | 0 | 0 | 0 | 0 | 0 | 0 | 0 | 0
Option 4 AT | N >> 11-0_BAN_SCRK_1 | NetworkConstraints | 0 | 0 | 0 | 0 | 0 | 0 | 0 | 17022209.4928 | 16530960.9829 | 16376647.4495 | 15686295.7216 | 15665682.3867 | 17176617.7671 | 17763398.8644 | 19499770.3543 | 18956831.7587 | 20717475.7393 | 20304978.4579 | 21070492.6021 | 21031613.6443 | 19667170.0867 | 20159227.8458 | 21963270.3055 | 22850732.8068
Option 4 AT | N >> 12-0_14-0_R | NetworkConstraints | 41845877.7501 | 44104063.2728 | 45988370.624 | 52506130.9171 | 52611789.1277 | 54361883.9083 | 55451487.5791 | 53398729.4831 | 54818520.8203 | 56844478.1138 | 56971312.973 | 58188649.279 | 59195097.0415 | 59677586.2599 | 60328183.0543 | 62102437.5145 | 62715227.5504 | 63918156.1422 | 65771880.5191 | 66422937.2214 | 66760374.1426 | 68418896.3315 | 69372862.2227 | 72196934.5013
Option 4 AT | N >> 12-0_39-1_R | NetworkConstraints | 49508575.5937 | 52609042.9019 | 55628133.4404 | 60183684.5625 | 0 | 0 | 0 | 0 | 0 | 0 | 0 | 0 | 0 | 0 | 0 | 0 | 0 | 0 | 0 | 0 | 0 | 0 | 0 | 0
Option 4 AT | N >> 12-0_39/1_R | NetworkConstraints | 0 | 0 | 0 | 0 | 56582999.2825 | 58640093.3958 | 59564644.3172 | 55873350.2254 | 57452520.1489 | 59602232.3208 | 59828303.0235 | 61193037.0761 | 62112371.8863 | 62599185.9511 | 63196906.6758 | 65099356.7133 | 65642052.384 | 67018157.4063 | 68919805.3684 | 69768410.3031 | 70163194.0581 | 71853255.846 | 72920407.9361 | 75785836.6327
Option 4 AT | N >> 12-0_BAN_SCRK_1_R | NetworkConstraints | 0 | 0 | 0 | 0 | 0 | 0 | 0 | 56152219.7538 | 57745897.2754 | 59931780.2211 | 60168329.0847 | 61515542.5896 | 62443700.5688 | 62942573.2255 | 63524779.5634 | 65466604.6253 | 65973412.5715 | 67346138.3746 | 69287369.7514 | 70106748.4291 | 70562802.0859 | 72258552.9246 | 73313957.585 | 76224829.6347
Option 4 AT | N >> 16-0_39/1_R | NetworkConstraints | 0 | 0 | 0 | 0 | 29887112.3514 | 31703192.3885 | 31588338.4743 | 0 | 0 | 0 | 0 | 0 | 0 | 0 | 0 | 0 | 0 | 0 | 0 | 0 | 0 | 0 | 0 | 0
Option 4 AT | N >> 16-0_8-0_R | NetworkConstraints | 18426632.4203 | 21015386.48 | 24400583.8039 | 23999816.9462 | 24494112.1557 | 26218583.4567 | 26287981.449 | 16466672.8904 | 18381834.0556 | 20135141.9723 | 21359854.5314 | 23676939.1028 | 19410839.0816 | 18374992.3945 | 15272151.801 | 16690195.9038 | 14241871.5603 | 17522667.483 | 15826842.5086 | 17025202.6517 | 17261423.7791 | 17708488.9314 | 15400564.0162 | 15762597.8033
Option 4 AT | N >> 16-0_BAN_SCRK_1_R | NetworkConstraints | 0 | 0 | 0 | 0 | 0 | 0 | 0 | 22559603.7655 | 24549255.0859 | 26498978.1089 | 27686642.7808 | 30203823.3964 | 25848140.694 | 24857699.2911 | 21833086.8516 | 23307189.3526 | 20970839.0804 | 24473816.432 | 22832918.5079 | 24077014.1915 | 24072996.7755 | 24680494.5233 | 22555863.0954 | 23255534.7118
Option 4 AT | N >> 17-0_11-0 | NetworkConstraints | 21692163.2675 | 21717693.6377 | 26567213.9123 | 24047784.5042 | 24171069.7755 | 25177866.5785 | 23919627.5321 | 15751424.4523 | 15160864.4803 | 14978647.2389 | 14177600.4969 | 14101336.976 | 15556702.4741 | 16101471.501 | 17823328.5966 | 17176435.8589 | 18994701.8055 | 18462442.8159 | 19201313.4626 | 19019991.0605 | 17543439.2432 | 17996171.4555 | 19685525.0448 | 20581397.3601
Option 4 AT | N >> 17-0_39/1 | NetworkConstraints | 0 | 0 | 0 | 0 | 31215914.6516 | 32526314.1443 | 31272321.9369 | 0 | 0 | 0 | 0 | 0 | 0 | 0 | 0 | 0 | 0 | 0 | 0 | 0 | 0 | 0 | 0 | 0
Option 4 AT | N >> 17-0_BAN_SCRK_1 | NetworkConstraints | 0 | 0 | 0 | 0 | 0 | 0 | 0 | 19335679.3663 | 18840575.5487 | 18862208.7184 | 18054824.3488 | 18165583.1996 | 19283067.6049 | 19776785.839 | 21354187.7008 | 20806357.4757 | 22490666.6191 | 22229815.4886 | 22891012.9231 | 22717729.7905 | 21184185.6685 | 21725388.6193 | 23283227.7444 | 24405105.7386
Option 4 AT | N >> 18-0_5-0 | NetworkConstraints | 0 | 0 | 0 | -2879358.339 | 0 | 0 | 0 | 0 | 0 | 0 | 0 | 0 | 0 | 0 | 0 | 0 | 0 | 0 | 0 | 0 | 0 | 0 | 0 | 0
Option 4 AT | N >> 18-0_5-0_R | NetworkConstraints | 6522441.5756 | 4449061.2184 | 5183003.4002 | 1815516.6932 | 4566365.4053 | 4977111.7496 | 4707069.9208 | 3800561.1835 | 4020716.6408 | 4309263.0092 | 4415895.6803 | 4829998.3792 | 4163994.6729 | 4210803.6241 | 3765828.0834 | 3777776.4691 | 3492258.3384 | 4178813.3412 | 3926349.3733 | 4139795.4826 | 4008357.9023 | 4102094.2601 | 3983148.9036 | 4118761.7912
Option 4 AT | N >> 31-0_32-0 | NetworkConstraints | 37289941.3547 | 40234474.9326 | 43118422.6195 | 42996900.2232 | 0 | 0 | 0 | 0 | 0 | 0 | 0 | 0 | 0 | 0 | 0 | 0 | 0 | 0 | 0 | 0 | 0 | 0 | 0 | 0
Option 4 AT | N >> 32-0_31-0 | NetworkConstraints | 37289904.7969 | 40234622.0214 | 43118566.2197 | 42997147.008 | 0 | 0 | 0 | 0 | 0 | 0 | 0 | 0 | 0 | 0 | 0 | 0 | 0 | 0 | 0 | 0 | 0 | 0 | 0 | 0
Option 4 AT | N >> 32/2_31-0 | NetworkConstraints | 0 | 0 | 0 | 0 | 38508983.4511 | 41059306.3961 | 47445102.4829 | 44455011.5599 | 48030946.9872 | 49381930.798 | 51822856.7615 | 53349154.6995 | 54097016.0667 | 55182643.1908 | 54397868.3153 | 58359589.4322 | 58270335.877 | 60653220.5344 | 61717268.6577 | 63233531.1568 | 66746274.0343 | 68968816.6362 | 65941087.224 | 66356139.5411
Option 4 AT | N >> 32/2_38/2 | NetworkConstraints | 0 | 0 | 0 | 0 | 38509246.4502 | 41059580.2546 | 47445361.6464 | 44455331.6342 | 48031271.154 | 49382270.7526 | 51823195.7527 | 53349500.4904 | 54097366.3995 | 55182992.9506 | 54398224.6716 | 58359951.6388 | 58270697.6112 | 60653586.2979 | 61717649.8984 | 63233920.5439 | 66746659.4566 | 68969207.7844 | 65941505.0995 | 66356578.9865
Option 4 AT | N >> 38/1_32/1_R | NetworkConstraints | 0 | 0 | 0 | 0 | 70833144.5746 | 74649825.7984 | 79971208.5041 | 87716775.1928 | 92094087.7968 | 95541780.5783 | 97937182.0669 | 100959924.9671 | 101801004.5699 | 102669876.6636 | 102112999.1405 | 106788701.8807 | 106452768.2035 | 110332871.4732 | 112536444.4438 | 115262935.6216 | 117794665.0736 | 120960380.7717 | 120872912.552 | 124009522.2687
Option 4 AT | N >> 38/2_32/2 | NetworkConstraints | 0 | 0 | 0 | 0 | 38510400.2456 | 41060780.9962 | 47446533.868 | 44456510.0706 | 48032459.6055 | 49383520.5553 | 51824431.9779 | 53350770.3638 | 54098661.2576 | 55184283.157 | 54399540.1371 | 58361274.3356 | 58272017.8617 | 60654929.0489 | 61719046.2364 | 63235358.666 | 66748064.7135 | 68970628.696 | 65943063.4448 | 66358220.8342
Option 4 AT | N >> 39-1_11-0 | NetworkConstraints | 38191244.7354 | 40705963.0767 | 45515384.2659 | 46491597.1153 | 0 | 0 | 0 | 0 | 0 | 0 | 0 | 0 | 0 | 0 | 0 | 0 | 0 | 0 | 0 | 0 | 0 | 0 | 0 | 0
Option 4 AT | N >> 39-1_16-0 | NetworkConstraints | 36828556.1612 | 39648111.0335 | 44186149.4962 | 45400028.8205 | 0 | 0 | 0 | 0 | 0 | 0 | 0 | 0 | 0 | 0 | 0 | 0 | 0 | 0 | 0 | 0 | 0 | 0 | 0 | 0
Option 4 AT | N >> 39-1_17-0 | NetworkConstraints | 37574348.6168 | 40273108.9546 | 45291461.257 | 46087638.5129 | 0 | 0 | 0 | 0 | 0 | 0 | 0 | 0 | 0 | 0 | 0 | 0 | 0 | 0 | 0 | 0 | 0 | 0 | 0 | 0
Option 4 AT | N >> 39-1_3W-0 | NetworkConstraints | 38500771.402 | 40981862.9601 | 45622154.4682 | 46838553.8713 | 0 | 0 | 0 | 0 | 0 | 0 | 0 | 0 | 0 | 0 | 0 | 0 | 0 | 0 | 0 | 0 | 0 | 0 | 0 | 0
Option 4 AT | N >> 39-1_5A6-0 | NetworkConstraints | 35692232.224 | 38471401.5823 | 43108812.867 | 43488472.7995 | 0 | 0 | 0 | 0 | 0 | 0 | 0 | 0 | 0 | 0 | 0 | 0 | 0 | 0 | 0 | 0 | 0 | 0 | 0 | 0
Option 4 AT | N >> 39-1_8-0 | NetworkConstraints | 36746132.3526 | 39580940.9086 | 44057017.4539 | 45324409.9011 | 0 | 0 | 0 | 0 | 0 | 0 | 0 | 0 | 0 | 0 | 0 | 0 | 0 | 0 | 0 | 0 | 0 | 0 | 0 | 0
Option 4 AT | N >> 39-1_NIL | NetworkConstraints | 37930473.3253 | 40734598.5648 | 45275499.5562 | 46582997.7772 | 0 | 0 | 0 | 0 | 0 | 0 | 0 | 0 | 0 | 0 | 0 | 0 | 0 | 0 | 0 | 0 | 0 | 0 | 0 | 0
Option 4 AT | N >> 39/1_11-0 | NetworkConstraints | 0 | 0 | 0 | 0 | 43005174.5945 | 45057274.4388 | 44528053.2194 | 41786167.4186 | 42793056.249 | 44233492.9294 | 44306740.8268 | 45847327.2013 | 45503613.3295 | 45674968.7448 | 45967017.5988 | 46797902.6663 | 47383861.2494 | 48996696.6393 | 49533103.0025 | 50367127.319 | 49374306.0805 | 50582137.3644 | 51535342.3153 | 53488888.8111
Option 4 AT | N >> 39/1_16-0 | NetworkConstraints | 0 | 0 | 0 | 0 | 41954247.5505 | 44019957.3844 | 43700903.4828 | 41201953.2352 | 42471123.9812 | 44121370.3634 | 44410621.3803 | 46180779.7266 | 45162165.2366 | 45145808.9065 | 44875988.454 | 45954593.226 | 45999093.037 | 48021037.5442 | 48276887.0816 | 49231292.7411 | 48518493.8184 | 49700382.0296 | 50124993.0166 | 52003708.2444
Option 4 AT | N >> 39/1_17-0 | NetworkConstraints | 0 | 0 | 0 | 0 | 42892821.595 | 44907836.853 | 44339307.0976 | 41664521.0381 | 42685236.9526 | 44157713.7505 | 44231801.5617 | 45793511.7663 | 45343721.8317 | 45482956.1541 | 45700049.4502 | 46546755.0914 | 47071053.7677 | 48718506.6807 | 49216907.5864 | 50030238.9422 | 49051147.1014 | 50252478.1646 | 51111648.7174 | 53076129.409
Option 4 AT | N >> 39/1_5A6-0 | NetworkConstraints | 0 | 0 | 0 | 0 | 39813016.5791 | 41927693.6869 | 41129039.5414 | 39506379.4994 | 40598008.1513 | 42026450.6032 | 42192191.4617 | 43861656.1161 | 43107107.6396 | 43212851.4162 | 43227974.6807 | 44056947.8775 | 44383088.9433 | 46252580.0897 | 46496989.0861 | 47439059.0023 | 46492608.4307 | 47626173.7289 | 48333862.6088 | 50084935.2609
Option 4 AT | N >> 39/1_8-0 | NetworkConstraints | 0 | 0 | 0 | 0 | 41848363.2925 | 43920471.78 | 43633056.1519 | 41127569.6553 | 42432639.3111 | 44108049.7484 | 44428933.9963 | 46228344.8773 | 45135629.5571 | 45097761.5356 | 44759723.3391 | 45869380.0544 | 45851195.665 | 47922065.2117 | 48146569.5862 | 49120788.5716 | 48440411.8297 | 49620057.401 | 49988843.1516 | 51855491.3786
Option 4 AT | N >> 39/1_BAN_SCRK_1 | NetworkConstraints | 0 | 0 | 0 | 0 | 0 | 0 | 0 | 43751085.8242 | 44995406.6281 | 46705146.3316 | 46943885.9677 | 48733715.1822 | 47773793.1217 | 47819657.1045 | 47672914.8318 | 48741049.8117 | 48885606.7664 | 50925416.1128 | 51263481.9824 | 52174752.2618 | 51349812.6137 | 52590327.3261 | 53188428.6535 | 55251787.4172
Option 4 AT | N >> 39/1_NIL | NetworkConstraints | 0 | 0 | 0 | 0 | 42915310.1382 | 44975828.1626 | 44632133.4663 | 42035569.7931 | 43217531.9535 | 44812904.7533 | 45019508.7867 | 46693069.8299 | 45972791.5864 | 46040363.4818 | 46009052.7508 | 47032343.0399 | 47276881.5768 | 49136986.1102 | 49547763.5 | 50455617.8403 | 49692096.4543 | 50900213.2299 | 51535790.3855 | 53484429.0649
Option 4 AT | N >> 5A5_5P1 | NetworkConstraints | 0 | 0 | -947447.6836 | 11589884.9793 | 16896714.3869 | 17005476.0067 | 18994306.6725 | 16762635.803 | 16217381.5209 | 17479002.9026 | 18350375.2089 | 17945425.9078 | 17904918.6387 | 16664536.4522 | 16955045.9193 | 17397132.1927 | 16495973.1118 | 15951160.2634 | 17076777.3838 | 16601350.2992 | 16274149.7665 | 16329542.4997 | 18931906.5196 | 20704681.1376
Option 4 AT | N >> 5H5_5H6 | NetworkConstraints | 0 | 0 | 0 | 27784129.026 | 45593508.9419 | 47257580.1459 | 52483835.6958 | 47106019.7736 | 49359424.3349 | 51555952.4428 | 53140440.4479 | 54084500.1229 | 52349222.7129 | 52248413.2376 | 50824593.3236 | 54421606.4077 | 53523418.588 | 55035796.0649 | 56019157.6108 | 55313362.2992 | 57782385.353 | 59507758.4516 | 55680162.1662 | 58037669.5331
Option 4 AT | N >> 5P1_5A5 | NetworkConstraints | 0 | 0 | 2530519.1781 | 15086261.9884 | 17636139.6314 | 18133888.8882 | 24902015.0791 | 37076784.765 | 37778703.5733 | 40188978.9837 | 42105163.7134 | 41565144.5182 | 42405927.6827 | 40955441.419 | 40626832.9005 | 43546462.6413 | 41778252.2223 | 41029756.4444 | 43737909.8867 | 43223029.7683 | 45421053.7393 | 46293259.003 | 47776681.5224 | 50960203.9749
Option 4 AT | N >> 5P1_5P2 | NetworkConstraints | 0 | 0 | 3524929.1785 | 12319203.8879 | 11345889.7885 | 11884907.563 | 18773862.6946 | 39304085.9148 | 40612165.1952 | 43054822.1383 | 45082812.1114 | 44615490.1072 | 45781800.9401 | 44626415.8889 | 43990977.2427 | 47659995.4558 | 45852084.6026 | 45193588.8702 | 48128998.7141 | 47741838.6412 | 50935579.2452 | 52081786.8111 | 52391312.1159 | 55548037.9963
Option 4 AT | N >> 76-0_39/1_R | NetworkConstraints | 0 | 0 | 0 | 0 | 36169920.4842 | 36755626.0651 | 38145749.8564 | 0 | 0 | 0 | 0 | 0 | 0 | 0 | 0 | 0 | 0 | 0 | 0 | 0 | 0 | 0 | 0 | 0
Option 4 AT | N >> 76-0_77-0_R | NetworkConstraints | 23650162.3438 | 29860501.3744 | 31515418.4492 | 35058478.6871 | 33226134.4224 | 33605395.2943 | 35112593.1732 | 32731984.1177 | 34283573.1656 | 36469065.957 | 36882103.7848 | 37869889.189 | 37006172.8254 | 36776888.6812 | 35615471.8929 | 37688740.0391 | 36499443.6331 | 37764835.6121 | 38809421.1956 | 38933764.2388 | 40523446.5 | 41503494.3121 | 40187257.619 | 42290023.2607
Option 4 AT | N >> 76-0_BAN_SCRK_1_R | NetworkConstraints | 0 | 0 | 0 | 0 | 0 | 0 | 0 | 34485422.2159 | 36073061.1185 | 38319821.5286 | 38745759.232 | 39834967.6943 | 38854070.5961 | 38625131.7619 | 37444676.9534 | 39522246.0053 | 38335092.2902 | 39732512.672 | 40729629.8077 | 40895269.4024 | 42370074.6191 | 43391759.7252 | 42129398.2741 | 44311744.7013
Option 4 AT | N >> 8-0_16-0_R | NetworkConstraints | 17635359.1838 | 20332190.9613 | 23463182.0963 | 23288899.926 | 23702041.1787 | 25442360.2073 | 25637209.723 | 13591156.6113 | 15392012.5456 | 17004092.0172 | 18201524.3658 | 20318291.7494 | 16308465.7047 | 15321926.1578 | 12341944.8863 | 13694940.6722 | 11302464.9378 | 14336800.2768 | 12730627.1025 | 13847686.0136 | 14194501.9595 | 14560081.942 | 12318429.0598 | 12563719.3934
Option 4 AT | N >> 8-0_39/1_R | NetworkConstraints | 0 | 0 | 0 | 0 | 28173261.7449 | 30019626.9102 | 30167138.216 | 0 | 0 | 0 | 0 | 0 | 0 | 0 | 0 | 0 | 0 | 0 | 0 | 0 | 0 | 0 | 0 | 0
Option 4 AT | N >> 8-0_BAN_SCRK_1_R | NetworkConstraints | 0 | 0 | 0 | 0 | 0 | 0 | 0 | 16108448.5838 | 18019155.3267 | 19778731.3185 | 21032119.5907 | 23282454.2487 | 19092999.3938 | 18089706.8429 | 15007707.7684 | 16460233.5132 | 13973966.2639 | 17198759.5876 | 15570155.6806 | 16736100.5533 | 17073830.8367 | 17503174.1593 | 15239580.3396 | 15620274.8076
Option 4 AT | N >> 81-0_82-0 | NetworkConstraints | 27666726.4365 | 32245759.6819 | 16273964.7267 | 0 | 0 | 0 | 0 | 0 | 0 | 0 | 0 | 0 | 0 | 0 | 0 | 0 | 0 | 0 | 0 | 0 | 0 | 0 | 0 | 0
Option 4 AT | N >> 81_82-0 | NetworkConstraints | 0 | 0 | 24156747.7715 | 32502288.3893 | 29090696.0771 | 30838873.3095 | 37329120.193 | 34201318.0006 | 37107250.0044 | 37566622.0382 | 39618742.0313 | 40950196.5781 | 36586123.9613 | 37718792.0571 | 35802097.1899 | 39437893.7477 | 39878412.0379 | 42471881.4281 | 41175309.381 | 39884321.3615 | 42504091.4941 | 44194284.6031 | 35287063.1649 | 34941908.7343
Option 4 AT | N >> 82-0_81 | NetworkConstraints | 0 | 0 | 24239153.4466 | 32661616.4481 | 29892839.9276 | 31622605.7639 | 37920019.5336 | 34959005.5462 | 37819069.2002 | 38235867.8292 | 40277200.242 | 41606273.6821 | 37599682.8895 | 38689421.6204 | 36844155.0018 | 40413941.431 | 40952802.3861 | 43471503.716 | 42133793.7264 | 40919991.2127 | 43533311.5656 | 45215090.6612 | 36534876.1013 | 36064458.91
Option 4 AT | N >> 82-0_81-0 | NetworkConstraints | 28749506.8244 | 33308776.8043 | 16698542.294 | 0 | 0 | 0 | 0 | 0 | 0 | 0 | 0 | 0 | 0 | 0 | 0 | 0 | 0 | 0 | 0 | 0 | 0 | 0 | 0 | 0
Option 4 AT | N >> 93-0_90-0_R | NetworkConstraints | 2799840.4379 | 6445727.981 | 12788421.8248 | 2570385.1768 | 388513.4927 | 1231935.1621 | 2882334.2235 | 877387.1068 | 1929097.2589 | 1799212.5104 | 2519234.7166 | 2676792.2941 | 7843164.3381 | 8323056.1753 | 9224537.7168 | 9669956.178 | 9776772.3941 | 9871946.6376 | 11156093.2286 | 13551461.7168 | 14865906.1741 | 15857346.3468 | 18999648.3681 | 18360057.7299
Option 4 AT | N >> BANNABY_1TH1_2_BAN_SCRK_1 | NetworkConstraints | 0 | 0 | 0 | 0 | 0 | 0 | 0 | 9990571.6852 | 11283355.4386 | 12466739.833 | 13719580.8766 | 14196706.9089 | 13285219.0904 | 13348254.6584 | 11972377.9762 | 13624321.4284 | 11640943.9735 | 13067487.7571 | 13250143.4897 | 13662205.42 | 15650728.3292 | 15969827.526 | 15426762.7708 | 16037144.0888
Option 4 AT | N >> BAN_SCRK_1_11-0 | NetworkConstraints | 0 | 0 | 0 | 0 | 0 | 0 | 0 | 50207890.6016 | 51570216.4387 | 53748788.127 | 54067723.4616 | 56318289.6902 | 54114850.6864 | 54093858.9129 | 53443178.8816 | 54534162.1008 | 54232694.441 | 57080532.3051 | 56962499.4274 | 57722743.128 | 56391987.5058 | 57708206.1649 | 58222142.5708 | 60849877.0914
Option 4 AT | N >> BAN_SCRK_1_16-0 | NetworkConstraints | 0 | 0 | 0 | 0 | 0 | 0 | 0 | 50234563.6782 | 51846485.2585 | 54239403.1263 | 54755522.0429 | 57242429.7266 | 54382582.6547 | 54189982.7457 | 53017972.9905 | 54342279.6849 | 53539262.6845 | 56799640.2527 | 56414781.4389 | 57289614.5439 | 56193011.8978 | 57498311.6414 | 57532765.9076 | 60123237.2044
Option 4 AT | N >> BAN_SCRK_1_17-0 | NetworkConstraints | 0 | 0 | 0 | 0 | 0 | 0 | 0 | 50186291.6275 | 51503008.7648 | 53665189.9251 | 53931550.6333 | 56160264.2402 | 53973674.122 | 53954595.492 | 53344185.4983 | 54393644.6274 | 54142917.5466 | 56947362.3746 | 56836259.3629 | 57551973.0988 | 56169947.9275 | 57484247.9715 | 57997835.0924 | 60646139.7414
Option 4 AT | N >> BAN_SCRK_1_5A6-0 | NetworkConstraints | 0 | 0 | 0 | 0 | 0 | 0 | 0 | 42984853.5533 | 44230117.9843 | 46065392.0906 | 46378938.1387 | 48692193.2123 | 46061275.8548 | 46053045.3253 | 45254297.1216 | 45984933.4436 | 45603080.1666 | 48647037.8255 | 47973235.3469 | 48853239.7674 | 47263133.0574 | 48356775.3978 | 48742570.2476 | 50805833.5471
Option 4 AT | N >> BAN_SCRK_1_8-0 | NetworkConstraints | 0 | 0 | 0 | 0 | 0 | 0 | 0 | 50240639.0669 | 51883842.2223 | 54301277.5095 | 54844331.6144 | 57357776.7251 | 54431898.0604 | 54221820.9225 | 52991844.3012 | 54344124.361 | 53486351.9428 | 56791808.8161 | 56380759.5972 | 57271770.8882 | 56202245.5009 | 57506992.5566 | 57495535.4739 | 60080811.7647
Option 4 AT | N >> BAN_SCRK_1_BAN_SCRK_2 | NetworkConstraints | 0 | 0 | 0 | 0 | 0 | 0 | 0 | 50467583.1137 | 51981161.6808 | 54311116.5876 | 54749092.5576 | 57130770.1546 | 54510762.2372 | 54391948.7469 | 53422983.3431 | 54681535.7138 | 54037812.4327 | 57144356.9234 | 56879351.8809 | 57687129.3005 | 56546705.299 | 57856494.4634 | 58066471.2647 | 60704285.7349
Option 4 AT | N >> KEMPS_CK_2H1_2_KEMPS_CK_3H1_2 | NetworkConstraints | 5383845.8534 | 3594127.3715 | -1282926.941 | 11078197.2707 | -11096601.773 | -11174251.8969 | -9516594.7251 | 2291835.2162 | 3056199.3095 | 3465297.6089 | 4208019.0294 | 4692752.2967 | 4111511.045 | 3918146.3342 | 3016000.3773 | 3736855.0013 | 2862620.9521 | 3721729.2518 | 3405350.5715 | 3908190.4427 | 4601511.9538 | 4815210.4361 | 4203027.521 | 4078307.9713
Option 4 AT | N >> MT_PIPER_2TH1_2_39/1 | NetworkConstraints | 0 | 0 | 0 | 0 | 14377976.6786 | 16831708.7763 | 18152308.9567 | 0 | 0 | 0 | 0 | 0 | 0 | 0 | 0 | 0 | 0 | 0 | 0 | 0 | 0 | 0 | 0 | 0
Option 4 AT | N >> MT_PIPER_2TH1_2_BAN_SCRK_1 | NetworkConstraints | 0 | 0 | 0 | 0 | 0 | 0 | 0 | 7804451.4171 | 7931133.2636 | 8005563.7113 | 9031790.1775 | 9152833.6811 | 9258559.1901 | 8921652.3998 | 9017845.7206 | 9441961.6413 | 9225978.7243 | 9464900.5233 | 9498270.8723 | 9934800.0006 | 9618428.2518 | 9826845.9824 | 11178166.1206 | 11459327.2361
Option 4 AT | N >> MT_PIPER_2TH1_2_MT_PIPER_1TH1_2 | NetworkConstraints | 4801905.2537 | 4394548.3955 | 8864701.839 | 9637020.304 | 10225727.5514 | 12409357.393 | 13705399.3191 | 5937929.0389 | 6002413.2916 | 5989127.2016 | 6973676.9535 | 7003495.4687 | 7213756.6523 | 6891555.902 | 7034666.3799 | 7402445.2966 | 7225168.0964 | 7341344.485 | 7390312.1345 | 7786565.4105 | 7511101.8811 | 7670908.4249 | 8999717.9312 | 9187365.9953
Option 4 AT | N >> SCRK_1TH1_2_SCRK_2TH1_2_R | NetworkConstraints | 0 | 0 | 0 | 0 | 56127431.9477 | 58956289.6054 | 63153749.026 | 80948593.0009 | 84522889.3196 | 87982812.452 | 89826471.4988 | 92519521.3811 | 93586911.4304 | 94131022.3942 | 93832618.1752 | 97667740.1222 | 97127323.7732 | 100441627.8174 | 102791913.0742 | 105398262.422 | 107178748.1256 | 109841547.6386 | 111366629.7148 | 114816549.3371
Option 4 AT | NNSW H2 Domestic Consumption Purchaser | Subregion flexible electricity load for Domestic H2 | 0 | 0 | 0 | 0 | 21.6393 | 74.56 | 169.8534 | 316.5593 | 516.0579 | 645.9686 | 776.1379 | 912.7607 | 1048.5929 | 1178.372 | 1285.6981 | 1380.5864 | 1475.3821 | 1558.518 | 1626.6301 | 1701.8386 | 1774.1607 | 1848.4446 | 1912.6829 | 1979.5514
Option 4 AT | NQ H2 Domestic Consumption Purchaser | Subregion flexible electricity load for Domestic H2 | 0 | 0 | 0 | 0 | 7.4564 | 25.1497 | 58.4776 | 112.2114 | 190.0607 | 245.7186 | 299.1923 | 350.4521 | 396.4421 | 436.3537 | 463.1799 | 486.7014 | 511.2607 | 531.5406 | 549.4491 | 580.715 | 618.675 | 670.4386 | 736.0663 | 815.3579
Option 4 AT | NSA H2 Domestic Consumption Purchaser | Subregion flexible electricity load for Domestic H2 | 0 | 0 | 0 | 0 | 44.9471 | 90.3243 | 128.6089 | 170.4029 | 219.5214 | 233.7189 | 252.2383 | 291.1136 | 329.5429 | 366.97 | 397.2459 | 423.9214 | 450.6707 | 473.7383 | 490.6066 | 510.9479 | 530.5014 | 550.2589 | 568.1163 | 590.4136
Option 4 AT | NSA H2 Green Commodities Consumption Purchaser | Subregion flexible electricity load for Green Commodities H2 | 0 | 0 | 0 | 0 | 2676.7909 | 2640.4776 | 2604.6556 | 2569.2974 | 4332.1964 | 4273.4207 | 4215.4507 | 4158.2627 | 4101.8524 | 4046.2109 | 3991.3093 | 3937.1654 | 4645.3783 | 5291.2879 | 6011.6174 | 6806.8696 | 7684.8073 | 8639.695 | 9565.6744 | 10363.5836
Option 4 AT | NSW EIR Gen | Policies NSW | 0 | 5234.8832 | 21443.5257 | 38439.8926 | 40027.1116 | 42714.1116 | 55577.3929 | 62513.9257 | 65728.1116 | 74109.0303 | 86037.4105 | 86237.7146 | 100806.4981 | 113589.3577 | 127243.4899 | 128841.688 | 132360.6656 | 135249.9849 | 135249.985 | 141641.8974 | 141725.5556 | 144494.9055 | 166247.8498 | 166247.8499
Option 4 AT | NSW EIR Storage MW | Policies NSW | 1.825e-05 | 86.1046 | 726.8641 | 1251.7369 | 1251.7369 | 1632.6702 | 2355.41 | 3180.16 | 3275.8033 | 3900.6781 | 3900.6781 | 3900.6781 | 5228.7162 | 6705.4889 | 7909.8151 | 7909.8151 | 8480.0931 | 9627.8649 | 9627.8649 | 9627.8649 | 9627.8649 | 10130.4059 | 10095.9682 | 9571.0954
Option 4 AT | NSW EIR Storage MWh | Policies NSW | 0.0001606 | 688.8372 | 5814.9127 | 10013.8951 | 10013.8952 | 13061.3615 | 18843.28 | 25441.28 | 26206.4268 | 31205.4247 | 31205.4248 | 31205.4248 | 41829.7301 | 53643.9116 | 63278.5213 | 63278.5214 | 67840.7449 | 77022.9196 | 77022.9195 | 77022.9195 | 77022.9193 | 81043.2478 | 80767.7459 | 76568.7636
Option 4 AT | PEC and Heywood Export | Special Constraints | -2020290.9432 | 1233158.8984 | 1330567.974 | 2458917.3561 | 2346226.6016 | 1837604.6568 | 1941503.1372 | 1543045.1274 | 1511272.973 | 1391145.0435 | 1253204.5718 | 448492.5893 | -81971.9702 | 181041.0976 | 223834.6083 | 185775.3098 | 255442.5567 | -52602.4561 | 122135.8927 | 6940.6054 | 330776.0725 | 125544.0148 | 283612.3491 | 130029.6563
Option 4 AT | PEC and Heywood Import | Special Constraints | 2020290.9432 | -1233158.8984 | -1330567.974 | -2458917.3561 | -2346226.6016 | -1837604.6568 | -1941503.1372 | -1543045.1274 | -1511272.973 | -1391145.0435 | -1253204.5718 | -448492.5893 | 81971.9702 | -181041.0976 | -223834.6083 | -185775.3098 | -255442.5567 | 52602.4561 | -122135.8927 | -6940.6054 | -330776.0725 | -125544.0148 | -283612.3491 | -130029.6563
Option 4 AT | Poatina Min Gen | Hydro min release | 1137.4111 | 2197.3823 | 1859.45 | 906.3992 | 1030.0957 | 783.5396 | 1062.2448 | 1190.4231 | 1343.0141 | 1208.8311 | 1201.9856 | 1128.9454 | 1954.4139 | 2173.2898 | 746.9867 | 687.9364 | 699.8608 | 687.0585 | 901.8327 | 873.6381 | 834.9219 | 870.1854 | 799.6377 | 635.1039
Option 4 AT | Powering Australia Plan | Policies NEM | 0 | 2243.5215 | 28237.9056 | 21849.595 | 0 | 0 | 0 | 0 | 0 | 0 | 0 | 0 | 0 | 0 | 0 | 0 | 0 | 0 | 0 | 0 | 0 | 0 | 0 | 0
Option 4 AT | REZ Access Scheme N3 | Policies NSW | 0 | 0.00012078 | 1496.3226 | 7344.6119 | 7700 | 7700 | 7700 | 7700 | 7700 | 7700 | 7700 | 7700 | 7700 | 7700 | 7700 | 7700 | 7700 | 7700 | 7700 | 7700 | 7700 | 7700 | 7700 | 7700
Option 4 AT | REZ Access Scheme N5 | Policies NSW | 0 | 0.00010248 | 1185.4865 | 1185.4865 | 1185.4867 | 1185.4867 | 1185.4867 | 1185.4867 | 1185.4867 | 1185.4867 | 1519.8112 | 1519.8112 | 1877.9938 | 2027.6343 | 2027.6343 | 2027.6343 | 2027.6343 | 2027.6343 | 2027.6343 | 2603.1638 | 2603.1638 | 2603.1637 | 3794.9645 | 3794.9645
Option 4 AT | REZ Landholder_NSW | Landholder Payments | 0 | 0 | 0 | 0 | 0 | 0.50696 | 11.9951 | 66.545 | 82.8914 | 162.2222 | 208.4521 | 208.4521 | 226.578 | 228.1736 | 240.1265 | 241.2573 | 280.44 | 280.44 | 280.44 | 283.7702 | 284.3213 | 336.7884 | 374.7556 | 374.7556
Option 4 AT | REZ Landholder_QLD | Landholder Payments | 0 | 0 | 0 | 0 | 0 | 0 | 0 | 0 | 0 | 0 | 0 | 0 | 31.4147 | 67.0826 | 100.9748 | 135.4203 | 135.4203 | 170.9584 | 367.6365 | 756.7095 | 759.2235 | 759.2235 | 880.1993 | 880.4091
Option 4 AT | REZ Landholder_VIC | Landholder Payments | 0 | 0 | 0 | 0 | 0 | 0 | 0 | 81.8393 | 82.3132 | 82.3132 | 204.5033 | 204.5033 | 204.5033 | 204.5033 | 204.5033 | 204.5033 | 204.5033 | 204.5033 | 204.5033 | 205.1466 | 205.1466 | 205.1466 | 363.815 | 363.815
Option 4 AT | ResourceLimit_DN1_Solar | Resource Limits for DREZ | 0 | 0 | 7.3e-06 | 7.3e-06 | 1.095e-05 | 1.464e-05 | 4.745e-05 | 585.1272 | 830.3014 | 922.0517 | 922.0517 | 922.0517 | 922.0517 | 991.2261 | 1049.9394 | 1052.0449 | 1079.2794 | 1079.2794 | 1079.2794 | 1104.3287 | 1104.3287 | 1104.3287 | 1320 | 1320
Option 4 AT | ResourceLimit_DN3_Solar | Resource Limits for DREZ | 0 | 0 | 0 | 0 | 2.92e-05 | 4.758e-05 | 4.38e-05 | 4.38e-05 | 4.745e-05 | 4.392e-05 | 5.11e-05 | 6.205e-05 | 6.935e-05 | 7.32e-05 | 0.0001168 | 0.00029565 | 0.0002993 | 0.0003111 | 0.0003139 | 0.0003139 | 0.0003139 | 0.00031476 | 0.0004161 | 0.00041975
Option 4 AT | ResourceLimit_N12_Wind Medium | Resource Limits for REZ | 0 | 0 | 357 | 357 | 357 | 357 | 357 | 357 | 357 | 357 | 357 | 357 | 357 | 357 | 357 | 357 | 357 | 357 | 357 | 357 | 357 | 357 | 357 | 357
Option 4 AT | ResourceLimit_N2_Solar | Resource Limits for REZ | 0 | 1.464e-05 | 1.46e-05 | 3.285e-05 | 3.285e-05 | 4.392e-05 | 4.38e-05 | 4.38e-05 | 4.38e-05 | 4.392e-05 | 4.38e-05 | 7.3e-05 | 0.0010001 | 0.0010028 | 0.0010402 | 0.001095 | 0.0011096 | 0.0011309 | 0.0011315 | 0.0011351 | 0.0011351 | 0.0011346 | 17.6621 | 17.6621
Option 4 AT | ResourceLimit_N2_Wind Medium | Resource Limits for REZ | 0 | 0 | 3.65e-05 | 5.475e-05 | 5.84e-05 | 6.222e-05 | 506.9222 | 506.9222 | 506.9222 | 506.9222 | 1273.4311 | 1273.4311 | 1273.4311 | 1273.4311 | 1273.4311 | 1723.0157 | 2038.2136 | 2659.1105 | 2659.1105 | 2659.1105 | 2659.1105 | 2659.1105 | 2876.1011 | 2876.1011
Option 4 AT | ResourceLimit_N3_Solar | Resource Limits for REZ | 0 | 5.856e-05 | 396.3223 | 3496.946 | 3496.946 | 3496.9461 | 5666.9266 | 5666.9266 | 5684.1842 | 6120.01 | 6120.01 | 6120.01 | 6120.01 | 6120.01 | 6120.01 | 6120.01 | 6120.0102 | 6120.0102 | 6120.0102 | 6120.0102 | 6120.0102 | 6120.0102 | 9327.972 | 9327.972
Option 4 AT | ResourceLimit_N3_Wind Medium | Resource Limits for REZ | 0 | 0 | 0.000219 | 2747.6658 | 3103.0539 | 3198.8123 | 3198.8123 | 4049.1276 | 4049.1276 | 4613.681 | 5461.138 | 5461.138 | 5461.138 | 5461.138 | 5461.138 | 5461.138 | 5461.138 | 5461.138 | 5461.138 | 5461.138 | 5461.138 | 5808.4305 | 5808.4305 | 5808.4305
Option 4 AT | ResourceLimit_N5_Solar | Resource Limits for REZ | 0 | 5.49e-05 | 8.03e-05 | 8.03e-05 | 0.00027375 | 0.00027816 | 0.0002774 | 0.0002774 | 0.0002774 | 0.00027816 | 334.3248 | 334.3248 | 692.5074 | 842.1478 | 842.1478 | 842.1478 | 842.1478 | 842.1478 | 842.1478 | 1417.6772 | 1417.6772 | 1417.6773 | 2609.4781 | 2609.4781
Option 4 AT | ResourceLimit_N5_Wind Medium | Resource Limits for REZ | 0 | 0 | 0.0001898 | 0.0001898 | 0.0001898 | 0.00019032 | 0.0001898 | 0.0001898 | 0.0001898 | 0.00019032 | 0.0001898 | 0.00018615 | 0.0001898 | 0.00019032 | 0.0001898 | 0.0001898 | 0.0001898 | 0.00018666 | 0.0001898 | 0.0001898 | 0.0001898 | 0.00019032 | 0.0001898 | 0.0001898
Option 4 AT | ResourceLimit_N8_Wind Medium | Resource Limits for REZ | 0 | 0 | 8.395e-05 | 8.76e-05 | 9.125e-05 | 0.00013542 | 0.00013505 | 172.3126 | 200 | 200 | 200 | 200 | 200 | 200 | 200 | 200 | 200 | 200 | 200 | 201.9024 | 201.9024 | 201.9024 | 201.9024 | 201.9024
Option 4 AT | ResourceLimit_N9_Solar | Resource Limits for REZ | 0 | 953 | 1888.1171 | 2183.8275 | 2183.8276 | 2708.442 | 2708.442 | 2708.442 | 3309.4403 | 5278.7032 | 5800.5957 | 5800.5957 | 7517.3494 | 11614.2716 | 15845.7552 | 15917.6757 | 15917.6757 | 15917.6757 | 15917.6757 | 17094.3179 | 17094.3179 | 17094.3179 | 17094.3179 | 17094.3179
Option 4 AT | ResourceLimit_N9_Wind Medium | Resource Limits for REZ | 0 | 0 | 1000 | 1000 | 1000 | 1478.7275 | 1478.7275 | 1478.7275 | 1478.7275 | 1478.7275 | 2547.8828 | 2547.8828 | 2547.8828 | 2547.8828 | 2547.8828 | 2547.8828 | 2547.8828 | 2547.8828 | 2547.8828 | 2547.8828 | 2547.8828 | 2935.3194 | 2935.3194 | 2935.3194
Option 4 AT | ResourceLimit_Q8a_Solar | Resource Limits for REZ | 0 | 1509.5373 | 1509.5373 | 2113.8599 | 2113.8599 | 2113.8599 | 2113.86 | 2113.86 | 2113.86 | 2113.86 | 2113.86 | 2113.86 | 2113.86 | 2113.86 | 2113.86 | 2113.86 | 2113.86 | 2113.86 | 2113.86 | 2113.86 | 2275.81 | 2275.81 | 2797 | 2797
Option 4 AT | ResourceLimit_Q8b_Wind Medium | Resource Limits for REZ | 0 | 0 | 325.0626 | 325.0626 | 325.0626 | 325.0627 | 342.9761 | 342.9761 | 342.9761 | 369.97 | 369.97 | 369.97 | 369.97 | 369.97 | 369.97 | 369.97 | 369.97 | 369.97 | 369.97 | 369.97 | 369.97 | 369.97 | 369.97 | 369.97
Option 4 AT | ResourceLimit_Q8c_Solar | Resource Limits for REZ | 0 | 9.15e-05 | 0.0001022 | 383.2738 | 383.2739 | 383.2739 | 1478.7331 | 1478.7331 | 1846.6945 | 2057.6 | 2057.6 | 2057.6 | 2057.6 | 2057.6 | 2057.6 | 2057.6 | 2057.6 | 2057.6 | 2057.6 | 2057.6 | 2057.6 | 2057.6 | 2057.6 | 2229.5184
Option 4 AT | ResourceLimit_Q8c_Wind Medium | Resource Limits for REZ | 0 | 0 | 1008 | 1008 | 1008 | 1008 | 1008 | 1008 | 1008 | 1008 | 1415.1496 | 2041.0091 | 2041.0091 | 2041.0091 | 2041.0091 | 2041.0091 | 2818.6541 | 2818.6541 | 2818.6541 | 2818.6541 | 2818.6541 | 2818.6541 | 4296.5832 | 4296.5832
Option 4 AT | ResourceLimit_S3_Solar | Resource Limits for REZ | 0 | 7.32e-05 | 8.03e-05 | 9.125e-05 | 0.28661 | 0.28661 | 217.0333 | 362.609 | 362.609 | 458.3237 | 645.081 | 645.081 | 645.081 | 1246.4298 | 1300 | 1300 | 1300 | 1300 | 1300 | 1300 | 1300 | 1300 | 1879.0264 | 1879.0264
Option 4 AT | ResourceLimit_S5_Solar | Resource Limits for REZ | 0 | 581.6302 | 581.6303 | 581.6303 | 1215.943 | 1215.943 | 2002.3635 | 2530.0543 | 2530.0543 | 3364.0209 | 3364.0209 | 3364.0209 | 4742.161 | 4742.161 | 4923 | 4923 | 5193.8611 | 5193.8611 | 5193.8611 | 5193.8611 | 5946.6171 | 5946.6171 | 11443.242 | 11443.242
Option 4 AT | ResourceLimit_S6_Wind Medium | Resource Limits for REZ | 0 | 0 | 1.46e-05 | 1.46e-05 | 2.92e-05 | 2.928e-05 | 2.92e-05 | 2.92e-05 | 3.65e-05 | 4.026e-05 | 0.00025185 | 0.00025185 | 569.6159 | 569.6159 | 569.6159 | 569.6159 | 569.6159 | 569.6159 | 569.6159 | 569.6159 | 569.6159 | 569.6159 | 569.6159 | 569.6159
Option 4 AT | ResourceLimit_T1_Solar | Resource Limits for REZ | 0 | 312.8332 | 312.8333 | 312.8333 | 312.8333 | 312.8333 | 312.8333 | 312.8333 | 312.8333 | 312.8333 | 312.8333 | 312.8333 | 312.8333 | 312.8333 | 312.8333 | 312.8333 | 312.8333 | 312.8333 | 312.8333 | 312.8333 | 312.8333 | 312.8333 | 312.8333 | 312.8333
Option 4 AT | ResourceLimit_T3_Solar | Resource Limits for REZ | 0 | 3.66e-05 | 4.015e-05 | 4.38e-05 | 4.38e-05 | 4.392e-05 | 4.38e-05 | 4.38e-05 | 4.38e-05 | 4.392e-05 | 4.38e-05 | 4.38e-05 | 4.745e-05 | 5.124e-05 | 5.11e-05 | 4.745e-05 | 4.745e-05 | 4.758e-05 | 4.745e-05 | 4.745e-05 | 4.745e-05 | 4.758e-05 | 4.745e-05 | 4.745e-05
Option 4 AT | ResourceLimit_T3_Wind Medium | Resource Limits for REZ | 0 | 0 | 1.46e-05 | 2.19e-05 | 2.92e-05 | 50.9891 | 50.9891 | 50.9891 | 100.0825 | 525.4542 | 525.4541 | 525.4542 | 566.8723 | 632.2463 | 632.2463 | 833.7448 | 833.7448 | 833.7448 | 833.7448 | 858.4963 | 858.4963 | 858.4963 | 1091.5194 | 1091.5194
Option 4 AT | ResourceLimit_V1_Solar | Resource Limits for REZ | 0 | 257.8656 | 257.8656 | 257.8656 | 257.8656 | 257.8656 | 636.5552 | 2188.7847 | 2188.7847 | 3016 | 3016 | 3016 | 5421.7645 | 8574.5194 | 10512.8902 | 10831.5241 | 10831.5241 | 10831.5241 | 10831.5241 | 10831.5241 | 11322.6997 | 11322.6997 | 13668.0902 | 13668.0902
Option 4 AT | ResourceLimit_V1_Wind Medium | Resource Limits for REZ | 0 | 0 | 726.4572 | 726.4572 | 726.4572 | 726.4572 | 726.4572 | 1029.2147 | 1029.2147 | 1029.2147 | 1131 | 1131 | 1131 | 1131 | 1131 | 1131 | 1131 | 1131 | 1131 | 1131 | 1305.451 | 1305.451 | 1305.451 | 1305.451
Option 4 AT | ResourceLimit_V2_Wind Medium | Resource Limits for REZ | 0 | 0 | 52.8669 | 287.8375 | 287.8375 | 287.8375 | 287.8375 | 956 | 956 | 956 | 1831.6789 | 1831.6789 | 1831.6789 | 1831.6789 | 1831.6789 | 1831.6789 | 1831.6789 | 1831.6789 | 1900.5727 | 2134.9949 | 2134.9949 | 2134.9949 | 3586.8021 | 3586.8021
Option 4 AT | ResourceLimit_V4_Solar | Resource Limits for REZ | 0 | 0.00019032 | 0.0001898 | 0.0001898 | 0.00019345 | 0.00019398 | 0.00019345 | 0.00019345 | 0.00019345 | 0.00017568 | 0.00019345 | 0.0001898 | 0.00022265 | 3000.311 | 3000.311 | 3000.311 | 3000.311 | 3000.311 | 3000.311 | 3000.311 | 3000.311 | 3000.311 | 3797.793 | 3797.793
Option 4 AT | ResourceLimit_V4_Wind Medium | Resource Limits for REZ | 0 | 0 | 0.00026645 | 112.2952 | 112.2952 | 112.2952 | 112.2952 | 112.2952 | 526.3601 | 526.3601 | 1481.5352 | 1481.5352 | 1481.5352 | 1481.5352 | 1481.5352 | 1481.5352 | 1481.5352 | 1481.5352 | 1603.9999 | 1603.9999 | 1604 | 1604 | 1604 | 1604
Option 4 AT | ResourceLimit_V5_Wind Medium | Resource Limits for REZ | 0 | 0 | 0.0001314 | 0.0001314 | 0.0001314 | 0.00013176 | 0.0001314 | 0.0001314 | 174.0338 | 174.0338 | 174.0338 | 174.0338 | 174.0338 | 174.0338 | 174.0338 | 174.0338 | 174.0338 | 174.0338 | 763.9143 | 1599 | 1599 | 1679.4574 | 2316.6782 | 2316.6782
Option 4 AT | ResourceLimit_V7_Wind Medium | Resource Limits for REZ | 0 | 0 | 408 | 408 | 408 | 408 | 408 | 408 | 408 | 408 | 408 | 408 | 1196.3485 | 1196.3485 | 1196.3485 | 1196.3485 | 1196.3485 | 1196.3485 | 1196.3485 | 1196.3485 | 1196.3485 | 1196.3485 | 1196.3485 | 1196.3485
Option 4 AT | SA Firming | Policies SA | 0 | 0 | 318.86 | 318.86 | 564.86 | 564.86 | 629.6384 | 1299.6932 | 1299.6932 | 1469.8674 | 1469.8674 | 1469.8674 | 2476.1256 | 2987.2962 | 3161.576 | 3291.5681 | 3552.6221 | 3807.96 | 3868.3797 | 4204.4484 | 5239.1726 | 5635.5434 | 8819.1471 | 8960.8614
Option 4 AT | SESA H2 Domestic Consumption Purchaser | Subregion flexible electricity load for Domestic H2 | 0 | 0 | 0 | 0 | 55.5843 | 60.2074 | 85.722 | 113.6193 | 146.365 | 155.8126 | 168.1849 | 194.0757 | 219.73 | 244.6206 | 264.8306 | 282.6143 | 300.4471 | 315.808 | 327.0624 | 340.6493 | 353.6329 | 366.8394 | 378.7614 | 393.6264
Option 4 AT | SEV H2 Domestic Consumption Purchaser | Subregion flexible electricity load for Domestic H2 | 0 | 0 | 0 | 0 | 35.405 | 125.3037 | 284.0971 | 524.6614 | 831.4179 | 1003.7103 | 1154.0387 | 1302.4764 | 1437.1614 | 1555.8777 | 1643.6809 | 1718.2636 | 1796.0086 | 1863.5029 | 1915.2637 | 1974.1807 | 2028.2529 | 2083.6797 | 2137.416 | 2214.7157
Option 4 AT | SNSW H2 Domestic Consumption Purchaser | Subregion flexible electricity load for Domestic H2 | 0.41714 | 0.366 | 0.365 | 0.365 | 21.6393 | 74.56 | 169.8534 | 316.5593 | 516.0579 | 645.9686 | 776.1379 | 912.7607 | 1048.5929 | 1178.372 | 1285.6981 | 1380.5864 | 1475.3821 | 1558.518 | 1626.6301 | 1701.8386 | 1774.1607 | 1848.4446 | 1912.6829 | 1979.5514
Option 4 AT | SNW Firming | Policies NSW | 0.0001241 | 936.7363 | 936.7364 | 1316.4375 | 2166.3195 | 2269.5346 | 2789.6567 | 2789.6567 | 2789.6567 | 2789.6567 | 2789.6567 | 2789.6567 | 4478.0989 | 4478.0989 | 4478.0989 | 4478.0989 | 4478.0989 | 4478.0991 | 4478.0991 | 4478.0991 | 4478.099 | 3541.3628 | 3541.3627 | 3161.6617
Option 4 AT | SNW H2 Domestic Consumption Purchaser | Subregion flexible electricity load for Domestic H2 | 2.92 | 2.8757 | 2.8416 | 2.8157 | 151.3707 | 521.946 | 1189.1046 | 2215.7586 | 3612.4571 | 4521.7546 | 5432.9379 | 6389.2207 | 7340.2021 | 8248.5251 | 8999.8603 | 9664.2093 | 10327.5186 | 10909.5743 | 11386.386 | 11912.8179 | 12419.2814 | 12939.164 | 13388.8054 | 13856.7557
Option 4 AT | SNW H2 Green Commodities Consumption Purchaser | Subregion flexible electricity load for Green Commodities H2 | 0 | 0 | 0 | 0 | 0 | 0 | 0 | 959.9247 | 1512.0689 | 1840.9277 | 2203.8317 | 2575.5557 | 2969.0937 | 3390.494 | 8328.3164 | 8215.3474 | 8640.3869 | 8692.7493 | 8753.2411 | 8817.4559 | 8972.352 | 10085.535 | 11118.3309 | 12039.161
Option 4 AT | SQ H2 Domestic Consumption Purchaser | Subregion flexible electricity load for Domestic H2 | 0 | 0 | 0 | 0 | 34.7793 | 117.3823 | 272.8084 | 523.7229 | 886.8979 | 1146.6866 | 1396.2134 | 1635.5129 | 1849.9243 | 2036.3086 | 2161.5056 | 2271.2907 | 2385.9529 | 2480.6097 | 2564.0963 | 2710.0207 | 2887.2021 | 3128.6437 | 3435.0286 | 3805.0729
Option 4 AT | SRET | Policies SA | 0 | 2.1345e-06 | 2.7345e-06 | 5.9695e-05 | 2.2653e-05 | 465.8936 | 9.4335e-05 | 6.7377e-06 | 7.0161e-06 | 8.9453e-06 | 5.71e-06 | 8.8321e-06 | 2.5788e-05 | 2.8892e-05 | 3.0295e-05 | 2.8963e-05 | 3.3624e-05 | 2.5091e-05 | 2.7686e-06 | 2.9097e-06 | 2.35e-06 | 2.6998e-06 | 4.8699e-06 | 4.6688e-06
Option 4 AT | Shared Upgrade_CNSW-SNW Option 3 - Stage 2 | Shared REZ Upgrades | 0 | 0 | 0 | 0 | 0 | 0 | 0 | 2000 | 0 | 0 | 0 | 2000 | 0 | 0 | 0 | 0 | 0 | 0 | 0 | 0 | 0 | 0 | 0 | 0
Option 4 AT | Snowy 2.0 - Gen | Special Constraints | 0 | 0 | 1640934.1081 | 4952884.2157 | 5192406.2878 | 5327922.2271 | 5351649.9517 | 5453763.5723 | 5629719.2601 | 5652356.0706 | 4438869.0209 | 5229017.5641 | 4027925.4124 | 3437159.2258 | 3093610.7795 | 3327482.3982 | 4144954.1162 | 3931147.1186 | 3136437.097 | 3078214.0887 | 3583944.056 | 4174145.6153 | 3359737.3883 | 3144377.0814
Option 4 AT | Snowy 2.0 - Pump | Special Constraints | 0 | 0 | 2586637.4941 | 6473039.9718 | 6745937.3202 | 7256628.7005 | 7092205.5696 | 7437376.7931 | 7887876.7842 | 7664849.6666 | 6229668.119 | 6635196.6813 | 5772769.3247 | 4467099.1678 | 4105086.5414 | 4826584.5832 | 5434291.2623 | 5100628.0016 | 4363594.5389 | 4201873.3159 | 4602190.0644 | 5667772.304 | 4439946.4611 | 4313728.6899
Option 4 AT | Sys Strength Requirement - Efficient Level CNSW | System Strength Requiements- Efficient | 0 | 0 | -3.65e-06 | -1.095e-05 | -1.46e-05 | 0 | -7.3e-06 | 0 | -7.3e-06 | -1.464e-05 | -1.825e-05 | -1.095e-05 | -1.095e-05 | -3.294e-05 | -4.015e-05 | -5.84e-05 | -5.11e-05 | -5.124e-05 | -6.205e-05 | -3.65e-06 | -7.3e-06 | -3.66e-06 | -7.3e-06 | -3.65e-06
Option 4 AT | Sys Strength Requirement - Efficient Level CQ | System Strength Requiements- Efficient | 0 | 0 | -1.095e-05 | -3.65e-06 | -2.555e-05 | -3.294e-05 | -1.095e-05 | -1.095e-05 | -1.46e-05 | -1.83e-05 | -7.3e-06 | -7.3e-06 | -2.555e-05 | -6.222e-05 | -2.555e-05 | -8.76e-05 | -2.555e-05 | -5.124e-05 | 0.0001022 | 0.00037595 | 0.0001606 | 0.0018849 | 0.00013505 | 0.0001387
Option 4 AT | Sys Strength Requirement - Efficient Level CSA | System Strength Requiements- Efficient | 0 | 0 | -7.3e-06 | -1.46e-05 | -2.19e-05 | -4.758e-05 | -3.65e-06 | -7.3e-06 | -3.65e-06 | -1.098e-05 | -2.555e-05 | -1.825e-05 | -3.65e-06 | -1.83e-05 | -1.095e-05 | -1.825e-05 | -2.555e-05 | -6.222e-05 | -3.65e-06 | 0 | 3.65e-06 | 3.66e-06 | -4.015e-05 | 0
Option 4 AT | Sys Strength Requirement - Efficient Level GG | System Strength Requiements- Efficient | 0 | 0 | -7.3e-06 | -3.65e-06 | -7.3e-06 | -1.83e-05 | 0 | 0 | 0 | -3.66e-06 | -3.65e-06 | 0 | 4.015e-05 | 2.928e-05 | 1.825e-05 | -3.65e-06 | -3.285e-05 | -1.098e-05 | -1.095e-05 | -1.095e-05 | -7.3e-06 | -7.32e-06 | 0 | -3.65e-06
Option 4 AT | Sys Strength Requirement - Efficient Level MEL | System Strength Requiements- Efficient | 0 | -3.66e-06 | 0 | -1.095e-05 | -5.11e-05 | -8.052e-05 | -8.395e-05 | -3.65e-06 | -3.65e-06 | -7.32e-06 | -1.095e-05 | -1.825e-05 | -3.65e-06 | 7.32e-06 | 1.095e-05 | -3.65e-06 | -1.095e-05 | -5.49e-05 | -6.205e-05 | -6.205e-05 | -3.65e-06 | -3.66e-06 | -3.65e-06 | 2.19e-05
Option 4 AT | Sys Strength Requirement - Efficient Level NNSW | System Strength Requiements- Efficient | 0 | -1.464e-05 | -2.92e-05 | -1.095e-05 | -7.3e-06 | -0.00010248 | -7.3e-06 | -3.65e-06 | -7.3e-06 | -7.32e-06 | -7.3e-06 | -3.65e-05 | -1.825e-05 | -1.098e-05 | -2.555e-05 | -3.65e-06 | -1.46e-05 | -9.882e-05 | -0.0001022 | -3.65e-06 | -3.65e-06 | 0 | -7.3e-06 | 9.125e-05
Option 4 AT | Sys Strength Requirement - Efficient Level NQ | System Strength Requiements- Efficient | 0 | 0 | -1.095e-05 | -6.935e-05 | -3.285e-05 | -0.0001098 | -7.3e-06 | -2.19e-05 | -1.095e-05 | -3.66e-06 | -7.3e-06 | -1.095e-05 | -1.46e-05 | -6.222e-05 | -1.46e-05 | -2.19e-05 | -2.555e-05 | -5.49e-05 | -3.65e-06 | 0 | 0 | 0 | 0 | 0
Option 4 AT | Sys Strength Requirement - Efficient Level NSA | System Strength Requiements- Efficient | 0 | 0 | 0 | -4.745e-05 | -1.095e-05 | -5.49e-05 | 0 | -1.095e-05 | 0 | -1.098e-05 | -7.3e-06 | -5.11e-05 | -7.3e-06 | -2.562e-05 | 0 | -2.19e-05 | -6.57e-05 | -0.00026718 | -0.0002628 | 0 | 0 | -3.66e-06 | -2.19e-05 | 5.475e-05
Option 4 AT | Sys Strength Requirement - Efficient Level SESA | System Strength Requiements- Efficient | 0 | 0 | -7.3e-06 | 0 | -3.65e-06 | 0 | 0 | 0 | 0 | 0 | 0 | 0 | 0 | 0 | 0 | 0 | 0 | 0 | 0 | 0 | 0 | 0 | -3.285e-05 | 0
Option 4 AT | Sys Strength Requirement - Efficient Level SEV | System Strength Requiements- Efficient | 0 | 0 | -7.3e-06 | 0 | -5.11e-05 | -3.66e-06 | -3.65e-06 | -3.65e-06 | -3.65e-06 | 0 | -3.65e-06 | 0 | -7.3e-06 | 0 | -3.65e-06 | -7.3e-06 | -1.095e-05 | -3.66e-06 | -7.3e-06 | -7.3e-06 | 0 | 0 | 0 | 1.095e-05
Option 4 AT | Sys Strength Requirement - Efficient Level SNSW | System Strength Requiements- Efficient | 0 | -1.464e-05 | -3.65e-06 | -9.855e-05 | -2.19e-05 | -7.686e-05 | -3.65e-06 | -7.3e-06 | -2.19e-05 | -1.464e-05 | -1.46e-05 | -3.65e-06 | 0 | -0.00044652 | -3.285e-05 | -5.11e-05 | -6.205e-05 | -1.098e-05 | 0 | -3.65e-06 | -3.65e-06 | -2.196e-05 | -0.00017885 | 1.095e-05
Option 4 AT | Sys Strength Requirement - Efficient Level SNW | System Strength Requiements- Efficient | -7.3e-06 | 0 | -2.19e-05 | -3.65e-06 | -7.3e-06 | 0 | 0 | -1.095e-05 | -1.46e-05 | -2.196e-05 | -4.015e-05 | -0.00012045 | -5.475e-05 | -2.196e-05 | -7.3e-06 | -7.665e-05 | -6.57e-05 | -0.00026352 | -0.00028105 | -3.65e-06 | -3.65e-06 | -3.66e-06 | -7.3e-06 | -1.825e-05
Option 4 AT | Sys Strength Requirement - Efficient Level SQ | System Strength Requiements- Efficient | 0 | 0 | -7.3e-06 | -3.65e-06 | -3.285e-05 | -5.124e-05 | -3.65e-06 | -1.46e-05 | -1.825e-05 | -1.464e-05 | -2.555e-05 | -2.92e-05 | -2.555e-05 | -5.856e-05 | -0.00011315 | -0.0002044 | -7.665e-05 | -0.00011712 | -0.0001314 | -0.0001606 | 0 | 0 | -1.095e-05 | -2.92e-05
Option 4 AT | Sys Strength Requirement - Efficient Level TAS | System Strength Requiements- Efficient | 0 | 0 | -3.65e-06 | -1.46e-05 | -2.555e-05 | -4.392e-05 | -4.745e-05 | -5.475e-05 | -3.65e-06 | -3.66e-06 | -1.095e-05 | -1.46e-05 | -1.46e-05 | -7.32e-06 | -5.84e-05 | -1.825e-05 | -4.38e-05 | -0.0001098 | 0 | 0 | 0 | 0 | 0 | -3.65e-06
Option 4 AT | Sys Strength Requirement - Efficient Level WNV | System Strength Requiements- Efficient | 0 | 0 | -3.65e-06 | -2.19e-05 | -2.19e-05 | 0 | -3.65e-05 | -3.65e-06 | -0.0001314 | -8.052e-05 | -1.095e-05 | -0.00013505 | -6.57e-05 | -2.196e-05 | -0.00020805 | -1.825e-05 | -7.3e-05 | -2.196e-05 | -3.65e-06 | -3.65e-06 | -3.65e-06 | -3.66e-06 | -7.3e-06 | -1.095e-05
Option 4 AT | Sys Strength Requirement - Min Fault Level CNSW | System Strength Requiements - Minimum | 0 | 0 | 0 | 0 | 41 | 701 | 701 | 701 | 701 | 701 | 701 | 701 | 701 | 701 | 701 | 701 | 701 | 701 | 701 | 701 | 701 | 701 | 701 | 701
Option 4 AT | Sys Strength Requirement - Min Fault Level CQ | System Strength Requiements - Minimum | 0 | 0 | 0 | 0 | 513 | 513 | 513 | 513 | 513 | 513 | 513 | 513 | 513 | 513 | 513 | 513 | 513 | 513 | 513 | 513 | 513 | 513 | 513 | 513
Option 4 AT | Sys Strength Requirement - Min Fault Level GG | System Strength Requiements - Minimum | 0 | 0 | 0 | 286.9 | 286.9 | 286.9 | 286.9 | 286.9 | 286.9 | 286.9 | 286.9 | 286.9 | 286.9 | 286.9 | 286.9 | 286.9 | 286.9 | 286.9 | 286.9 | 286.9 | 286.9 | 286.9 | 286.9 | 286.9
Option 4 AT | Sys Strength Requirement - Min Fault Level SEV | System Strength Requiements - Minimum | 0 | 0 | 0 | 0 | 0 | 0 | 0 | 823.1 | 823.1 | 823.1 | 823.1 | 823.1 | 823.1 | 823.1 | 823.1 | 823.1 | 823.1 | 823.1 | 823.1 | 823.1 | 823.1 | 823.1 | 823.1 | 823.1
Option 4 AT | Sys Strength Requirement - Min Fault Level SNW | System Strength Requiements - Minimum | 0 | 0 | 0 | 717.2 | 717.2 | 717.2 | 717.2 | 717.2 | 717.2 | 717.2 | 717.2 | 717.2 | 717.2 | 717.2 | 717.2 | 717.2 | 717.2 | 717.2 | 717.2 | 717.2 | 717.2 | 717.2 | 717.2 | 717.2
Option 4 AT | Sys Strength Requirement - Min Fault Level SQ | System Strength Requiements - Minimum | 0 | 0 | 0 | 0 | 162.4 | 588.4 | 588.4 | 588.4 | 588.4 | 588.4 | 588.4 | 588.4 | 588.4 | 588.4 | 588.4 | 588.4 | 588.4 | 588.4 | 588.4 | 588.4 | 588.4 | 588.4 | 588.4 | 588.4
Option 4 AT | TAS H2 Domestic Consumption Purchaser | Subregion flexible electricity load for Domestic H2 | 0 | 0 | 0 | 0 | 150.745 | 306.7626 | 567.2557 | 837.31 | 1024.6593 | 1056.8591 | 1084.3246 | 1114.1364 | 1138.8 | 1141.0134 | 1150.858 | 1160.1786 | 1179.1064 | 1196.1231 | 1205.0077 | 1216.545 | 1223.7929 | 1230.292 | 1229.6713 | 1232.9179
Option 4 AT | TAS H2 Green Commodities Consumption Purchaser | Subregion flexible electricity load for Green Commodities H2 | 0 | 0 | 0 | 0 | 0 | 0 | 0 | 0 | 0 | 0 | 0 | 0 | 0 | 0 | 904.0274 | 1024.4257 | 1172.3687 | 1337.1386 | 1520.3471 | 1723.2841 | 1946.4191 | 2188.1997 | 2423.0451 | 2624.6277
Option 4 AT | TRET | Policies TAS | 13856.0768 | 14386.0804 | 15857.4537 | 15461 | 16136.7116 | 16507 | 17032 | 17556 | 18079.0002 | 19293.7473 | 19126 | 19650 | 20174 | 20697 | 16488.7277 | 16614.6257 | 16902.661 | 17269.4069 | 18015.3905 | 18568.0832 | 18478.9095 | 20478.2026 | 21042.0449 | 20821.4756
Option 4 AT | Tarraleah Max Energy Day | Hydro min release | 182.393 | 157.1477 | 142.7854 | 104.1789 | 167.0377 | 118.5076 | 167.5637 | 132.726 | 157.4587 | 137.7816 | 149.2944 | 130.9083 | 143.1946 | 189.2712 | 137.367 | 133.1393 | 130.3627 | 133.2221 | 159.0485 | 151.5909 | 140.7396 | 150.4469 | 144.868 | 126.0635
Option 4 AT | Tarraleah Min Flow | Hydro min release | 182.393 | 157.1477 | 142.7854 | 104.1789 | 167.0377 | 118.5076 | 167.5637 | 132.726 | 157.4587 | 137.7816 | 149.2944 | 130.9083 | 143.1946 | 189.2712 | 137.367 | 133.1393 | 130.3627 | 133.2221 | 159.0485 | 151.5909 | 140.7396 | 150.4469 | 144.868 | 126.0635
Option 4 AT | Tarraleah Min Gen | Hydro min release | 594.6122 | 625.4409 | 475.3255 | 322.8169 | 698.7189 | 495.7174 | 700.9185 | 555.1925 | 658.6494 | 576.3403 | 624.4984 | 547.5895 | 502.3377 | 433.6035 | 362.6856 | 325.2447 | 311.7178 | 323.1561 | 433.2037 | 417.4636 | 373.0227 | 417.2943 | 396.6187 | 317.3296
Option 4 AT | VIC Storage | Policies VIC | 0 | 1351.3037 | 1516.7687 | 1516.7687 | 1516.7687 | 1516.7688 | 1516.7688 | 1516.7689 | 1516.7689 | 1516.7689 | 1516.7689 | 1516.7689 | 2786.4563 | 5345.6696 | 6256.2406 | 6256.2407 | 6256.2407 | 6256.2407 | 6256.2407 | 6256.2407 | 6361.6073 | 5349.8353 | 6249.6262 | 6249.6262
Option 4 AT | VOWT | Policies VIC | 0 | 0 | 0 | 0 | 0 | 2000 | 2667 | 3333 | 4000 | 5000 | 6000 | 7000 | 8000 | 9000 | 9000 | 9000 | 9000 | 9000 | 9000 | 9000 | 9000 | 9000 | 9000 | 9000
Option 4 AT | VRET | Policies VIC | 0 | 6410.4869 | 11934.5781 | 12415.5899 | 9406.5283 | 8044.6696 | 3632.0439 | 7118.1827 | 2784.8267 | 0 | 0 | 0 | 0 | 0 | 0 | 0 | 0 | 0 | 0 | 0 | 0 | 0 | 0 | 0
Option 4 AT | WNV H2 Domestic Consumption Purchaser | Subregion flexible electricity load for Domestic H2 | 70.7579 | 69.8803 | 68.7497 | 67.89 | 318.4364 | 1127.8374 | 2556.9527 | 4721.8486 | 7482.7607 | 9033.4443 | 10386.3493 | 11722.2879 | 12934.4529 | 14002.8986 | 14792.9709 | 15464.5286 | 16163.8686 | 16771.5003 | 17237.2963 | 17767.6786 | 18254.1714 | 18752.9606 | 19236.822 | 19932.3371
Option 4 AT | WNV H2 Green Commodities Consumption Purchaser | Subregion flexible electricity load for Green Commodities H2 | 0 | 0 | 0 | 0 | 0 | 0 | 0 | 0 | 0 | 0 | 848.0139 | 991.6893 | 1141.4539 | 1305.8807 | 1486.3113 | 1684.2663 | 1927.4801 | 2198.4096 | 2499.6274 | 2833.2819 | 3200.1269 | 3597.6463 | 3983.7671 | 4315.1771
Option 4 AT | Wayatinah Min Gen | Hydro min release | 247.4359 | 231.4361 | 173.1511 | 226.8332 | 225.1712 | 176.4223 | 176.2188 | 144.5137 | 149.5846 | 140.1283 | 162.3368 | 207.4882 | 175.4462 | 165.5558 | 75.2215 | 70.3717 | 70.9521 | 69.6141 | 91.0022 | 89.5007 | 85.9849 | 89.6774 | 81.3844 | 65.4779
Option 5 AT | 2030 Emissions Budget 1 | Emissions DLT | 89069.559 | 74425.4108 | 36656.0435 | 20039.1873 | 0 | 0 | 0 | 0 | 0 | 0 | 0 | 0 | 0 | 0 | 0 | 0 | 0 | 0 | 0 | 0 | 0 | 0 | 0 | 0
Option 5 AT | 2035 Emissions Target | Emissions DLT | 0 | 0 | 0 | 0 | 0 | 0 | 0 | 0 | 3409.0445 | 0 | 0 | 0 | 0 | 0 | 0 | 0 | 0 | 0 | 0 | 0 | 0 | 0 | 0 | 0
Option 5 AT | 2050 Emissions Budget 1 | Emissions DLT | 89069.559 | 74425.4108 | 36656.0435 | 20039.1873 | 16227.524 | 13692.5553 | 0 | 0 | 0 | 0 | 0 | 0 | 0 | 0 | 0 | 0 | 0 | 0 | 0 | 0 | 0 | 0 | 0 | 0
Option 5 AT | 2050 Emissions Budget 2 | Emissions DLT | 0 | 0 | 0 | 0 | 0 | 0 | 14087.5451 | 3387.2208 | 3409.0445 | 3617.3061 | 3576.4353 | 3004.4882 | 0 | 0 | 0 | 0 | 0 | 0 | 0 | 0 | 0 | 0 | 0 | 0
Option 5 AT | 2050 Emissions Budget 3 | Emissions DLT | 0 | 0 | 0 | 0 | 0 | 0 | 0 | 0 | 0 | 0 | 0 | 0 | 747.7952 | 1242.3727 | 1240.4133 | 1488.9445 | 1242.989 | 655.9053 | 0 | 0 | 0 | 0 | 0 | 0
Option 5 AT | 2050 Emissions Budget 4 | Emissions DLT | 0 | 0 | 0 | 0 | 0 | 0 | 0 | 0 | 0 | 0 | 0 | 0 | 0 | 0 | 0 | 0 | 0 | 0 | 1613.4021 | 2066.4303 | 3353.1479 | 1682.6799 | 3443.1678 | 3030.4219
Option 5 AT | 2050 Emissions Budget NSW 1 | Emissions DLT | 29807.871 | 27680.7509 | 11899.5182 | 4079.9052 | 2904.3563 | 1839.4436 | 0 | 0 | 0 | 0 | 0 | 0 | 0 | 0 | 0 | 0 | 0 | 0 | 0 | 0 | 0 | 0 | 0 | 0
Option 5 AT | 2050 Emissions Budget NSW 2 | Emissions DLT | 0 | 0 | 0 | 0 | 0 | 0 | 2356.2411 | 1430.4035 | 1477.2046 | 1615.0526 | 1726.3007 | 1407.322 | 0 | 0 | 0 | 0 | 0 | 0 | 0 | 0 | 0 | 0 | 0 | 0
Option 5 AT | 2050 Emissions Budget NSW 3 | Emissions DLT | 0 | 0 | 0 | 0 | 0 | 0 | 0 | 0 | 0 | 0 | 0 | 0 | 327.6008 | 548.8037 | 597.1177 | 745.3972 | 491.1016 | 282.8451 | 0 | 0 | 0 | 0 | 0 | 0
Option 5 AT | 2050 Emissions Budget NSW 4 | Emissions DLT | 0 | 0 | 0 | 0 | 0 | 0 | 0 | 0 | 0 | 0 | 0 | 0 | 0 | 0 | 0 | 0 | 0 | 0 | 596.6336 | 1011.8453 | 1457.1086 | 623.095 | 1220.4674 | 743.9346
Option 5 AT | 2050 Emissions Budget QLD 1 | Emissions DLT | 28898.3863 | 22903.4748 | 10244.8786 | 5020.294 | 2303.9373 | 1622.88 | 0 | 0 | 0 | 0 | 0 | 0 | 0 | 0 | 0 | 0 | 0 | 0 | 0 | 0 | 0 | 0 | 0 | 0
Option 5 AT | 2050 Emissions Budget QLD 2 | Emissions DLT | 0 | 0 | 0 | 0 | 0 | 0 | 1038.6132 | 689.8443 | 673.1969 | 657.0474 | 517.5918 | 570.0646 | 0 | 0 | 0 | 0 | 0 | 0 | 0 | 0 | 0 | 0 | 0 | 0
Option 5 AT | 2050 Emissions Budget QLD 3 | Emissions DLT | 0 | 0 | 0 | 0 | 0 | 0 | 0 | 0 | 0 | 0 | 0 | 0 | 147.8173 | 182.27 | 206.0193 | 197.8316 | 190.7428 | 176.3382 | 0 | 0 | 0 | 0 | 0 | 0
Option 5 AT | 2050 Emissions Budget QLD 4 | Emissions DLT | 0 | 0 | 0 | 0 | 0 | 0 | 0 | 0 | 0 | 0 | 0 | 0 | 0 | 0 | 0 | 0 | 0 | 0 | 409.0991 | 472.6772 | 995.3622 | 626.9377 | 1214.7754 | 1710.7413
Option 5 AT | 2050 Emissions Budget SA 1 | Emissions DLT | 2533.5405 | 413.208 | 528.2428 | 1037.2937 | 1012.5883 | 703.5279 | 0 | 0 | 0 | 0 | 0 | 0 | 0 | 0 | 0 | 0 | 0 | 0 | 0 | 0 | 0 | 0 | 0 | 0
Option 5 AT | 2050 Emissions Budget SA 2 | Emissions DLT | 0 | 0 | 0 | 0 | 0 | 0 | 858.5165 | 572.8872 | 550.0254 | 578.8044 | 569.365 | 301.3878 | 0 | 0 | 0 | 0 | 0 | 0 | 0 | 0 | 0 | 0 | 0 | 0
Option 5 AT | 2050 Emissions Budget SA 3 | Emissions DLT | 0 | 0 | 0 | 0 | 0 | 0 | 0 | 0 | 0 | 0 | 0 | 0 | 75.6165 | 159.8877 | 157.7379 | 140.0515 | 193.9398 | 58.0925 | 0 | 0 | 0 | 0 | 0 | 0
Option 5 AT | 2050 Emissions Budget SA 4 | Emissions DLT | 0 | 0 | 0 | 0 | 0 | 0 | 0 | 0 | 0 | 0 | 0 | 0 | 0 | 0 | 0 | 0 | 0 | 0 | 119.4747 | 132.5162 | 238.9893 | 178.7196 | 228.4119 | 149.1722
Option 5 AT | 2050 Emissions Budget VIC 1 | Emissions DLT | 27829.7612 | 23427.9771 | 13983.404 | 9901.5198 | 10006.1756 | 9526.7039 | 0 | 0 | 0 | 0 | 0 | 0 | 0 | 0 | 0 | 0 | 0 | 0 | 0 | 0 | 0 | 0 | 0 | 0
Option 5 AT | 2050 Emissions Budget VIC 2 | Emissions DLT | 0 | 0 | 0 | 0 | 0 | 0 | 9834.1743 | 691.5593 | 704.8015 | 765.7104 | 761.5865 | 722.1426 | 0 | 0 | 0 | 0 | 0 | 0 | 0 | 0 | 0 | 0 | 0 | 0
Option 5 AT | 2050 Emissions Budget VIC 3 | Emissions DLT | 0 | 0 | 0 | 0 | 0 | 0 | 0 | 0 | 0 | 0 | 0 | 0 | 188.6008 | 349.4838 | 276.9213 | 402.5149 | 364.4784 | 131.7983 | 0 | 0 | 0 | 0 | 0 | 0
Option 5 AT | 2050 Emissions Budget VIC 4 | Emissions DLT | 0 | 0 | 0 | 0 | 0 | 0 | 0 | 0 | 0 | 0 | 0 | 0 | 0 | 0 | 0 | 0 | 0 | 0 | 476.7752 | 443.032 | 647.9636 | 245.8468 | 763.338 | 419.5368
Option 5 AT | Basslink Daily Energy Limit | Special Constraints | -1704.8659 | -1360.6854 | -560.0037 | -823.4621 | -2083.2149 | -2612.0854 | -2671.9819 | -2412.9356 | -2973.4952 | -3076.9095 | -3236.3436 | -3172.589 | -3267.8902 | -3344.611 | -3727.2759 | -3727.5805 | -3791.1152 | -3720.9382 | -3689.0756 | -3662.7378 | -3673.4105 | -3519.9988 | -3641.2925 | -3773.3557
Option 5 AT | Borumba - Gen | Special Constraints | 0 | 0 | 0 | 0 | 0 | 0 | 0 | 0 | 0 | 1984003.1364 | 2939491.3415 | 3056897.043 | 2803971.2866 | 2384653.5598 | 2145154.3993 | 2122389.9388 | 2602182.6343 | 2474912.1888 | 2103564.6842 | 1818217.4198 | 2249799.2293 | 2539951.1954 | 2510514.7704 | 2755195.188
Option 5 AT | Borumba - Pump | Special Constraints | 0 | 0 | 0 | 0 | 0 | 0 | 0 | 0 | 0 | 2640058.1524 | 4022910.8414 | 4053033.0545 | 3826406.5673 | 3206841.3359 | 2898078.8051 | 2863848.3738 | 3506923.7288 | 3271320.7279 | 2833083.7498 | 2497654.102 | 3026356.8778 | 3375609.1745 | 3381164.5369 | 3710700.5652
Option 5 AT | CIS Dispatchable NSW | Policies NEM | 0.0001533 | 922.3353 | 1554.5225 | 2060.0847 | 2060.0847 | 2328.5701 | 3153.1951 | 4321.5789 | 4824.6932 | 5186.3589 | 5186.3589 | 5186.3589 | 5810.9741 | 7553.327 | 8722.5473 | 8722.5473 | 9533.4424 | 10667.004 | 10667.004 | 10667.004 | 10667.0039 | 10001.1215 | 9848.4491 | 9342.8871
Option 5 AT | CIS Dispatchable SA | Policies NEM | 0 | 788 | 1106.8601 | 1106.8601 | 1352.86 | 1352.86 | 1352.86 | 1767.5843 | 1767.5843 | 1852.9742 | 1905.0149 | 1936.3749 | 2931.7463 | 3370.6338 | 3709.1671 | 3891.5668 | 4032.1436 | 4292.5742 | 4292.5742 | 4315.1482 | 5184.7856 | 4816.694 | 7715.9755 | 7715.9754
Option 5 AT | CIS Dispatchable VIC | Policies NEM | 0 | 1365.7046 | 1516.7688 | 1516.7688 | 1516.7689 | 1516.7689 | 1516.7689 | 1516.7689 | 1516.7689 | 1516.7689 | 1516.7689 | 1516.7689 | 2866.5916 | 5375.6378 | 6414.1604 | 6414.1604 | 6414.1604 | 6414.1604 | 6414.1604 | 6414.1604 | 6520.0476 | 5514.5236 | 6327.5954 | 6327.5954
Option 5 AT | CIS Gen NSW | Policies NEM | 0 | 2271.8235 | 7931.07 | 14075.07 | 14618.8003 | 15594.3243 | 19697.0501 | 23366.711 | 25544.0137 | 29843.8483 | 32701.9488 | 32719.3694 | 36522.9531 | 42515.6486 | 47977.7507 | 48869.5328 | 50028.1566 | 50708.8995 | 50990.9459 | 52549.5693 | 52585.2716 | 53647.4649 | 61183.3979 | 61189.6776
Option 5 AT | CIS Gen SA | Policies NEM | 0 | 582.1462 | 794.6313 | 794.6315 | 2124.0469 | 2124.047 | 3270.9873 | 4477.2274 | 4897.5644 | 6030.6485 | 8318.5556 | 8362.2909 | 10902.7059 | 11533.1342 | 12041.9251 | 12715.1596 | 13672.9657 | 14909.9597 | 15154.9995 | 16528.1622 | 18452.6335 | 18452.6336 | 25176.5384 | 25176.5385
Option 5 AT | CIS Gen TAS | Policies NEM | 0 | 301.797 | 1116.856 | 1200 | 1262.1014 | 1446.1212 | 1446.1212 | 1446.1212 | 1526.2279 | 1893.9569 | 1909.0847 | 2098.2806 | 2103.1121 | 2252.0694 | 2252.0694 | 2456.9204 | 2456.9204 | 2456.9204 | 2480.3885 | 2518.6065 | 2518.6065 | 3028.6488 | 3419.6405 | 3419.6405
Option 5 AT | CIS Gen VIC - Solar | Policies NEM | 0 | 1168.047 | 1168.047 | 1168.047 | 1168.0471 | 1168.0471 | 2265.5414 | 2980.3746 | 2980.3746 | 3921.0008 | 3921.0009 | 3921.0008 | 8320.3303 | 16117.0252 | 18256.7204 | 18566.8454 | 18566.8455 | 18566.8455 | 18566.8455 | 18566.8455 | 19071.4124 | 19071.4124 | 22050.6057 | 22050.6057
Option 5 AT | CIS Gen VIC - Wind | Policies NEM | 0 | 0 | 2859.0554 | 3500 | 3500 | 5500.0001 | 6180.3671 | 7448.3197 | 8249.2746 | 9249.2746 | 12699.3244 | 13699.3244 | 15512.4556 | 16512.4556 | 16512.4556 | 16512.4556 | 16512.4556 | 16512.4557 | 17488.7222 | 18802.4039 | 18942.1526 | 19046.3936 | 21078.7787 | 21078.7787
Option 5 AT | CIS Total Dispatchable | Policies NEM | 0.0001533 | 3076.04 | 5550.83 | 7262.83 | 8750.6625 | 9019.148 | 11464.1548 | 13755.513 | 14258.6273 | 14705.683 | 14773.0754 | 14875.7474 | 18134.468 | 23955.3955 | 27142.7715 | 27431.9708 | 28627.4969 | 32036.0014 | 32036.0013 | 32252.286 | 33227.8105 | 31190.3049 | 34645.7378 | 33274.8717
Option 5 AT | CNSW H2 Domestic Consumption Purchaser | Subregion flexible electricity load for Domestic H2 | 0 | 0 | 0 | 0 | 21.6393 | 74.56 | 169.8534 | 316.5593 | 516.0579 | 645.9686 | 776.1379 | 912.7607 | 1048.5929 | 1178.372 | 1285.6981 | 1380.5864 | 1475.3821 | 1558.518 | 1626.6301 | 1701.8386 | 1774.1607 | 1848.4446 | 1912.6829 | 1979.5514
Option 5 AT | CQ H2 Domestic Consumption Purchaser | Subregion flexible electricity load for Domestic H2 | 170.455 | 168.3874 | 165.6299 | 163.6243 | 166.3879 | 176.2043 | 195.8201 | 229.7414 | 279.5379 | 314.7623 | 347.9454 | 380.33 | 408.9564 | 436.3537 | 463.1799 | 486.7014 | 511.2607 | 531.5406 | 549.4491 | 580.715 | 618.675 | 670.4386 | 736.0663 | 815.3579
Option 5 AT | CSA H2 Domestic Consumption Purchaser | Subregion flexible electricity load for Domestic H2 | 7.3521 | 7.2677 | 7.1436 | 7.0393 | 74.9293 | 150.5317 | 214.3309 | 284.0221 | 365.8343 | 389.5577 | 420.4231 | 485.2414 | 549.2729 | 611.5906 | 662.0506 | 706.5357 | 751.1179 | 789.5463 | 817.669 | 851.545 | 884.1343 | 917.0983 | 946.8514 | 983.9879
Option 5 AT | Catagunya Min Gen | Hydro min release | 327.5061 | 288.0855 | 214.5657 | 197.9398 | 148.7343 | 216.5913 | 216.1036 | 203.5245 | 198.9524 | 187.8125 | 205.9767 | 263.3725 | 225.2278 | 221.3077 | 93.5891 | 89.7297 | 89.6057 | 87.5649 | 112.1257 | 112.0674 | 108.6707 | 110.2078 | 100.6105 | 81.9148
Option 5 AT | Combined Marinus Export | Special Constraints | 2190525.9232 | 2400362.2689 | 3470011.4858 | 2847604.0835 | 3204633.3503 | 3077861.421 | 3149919.3445 | 3247134.403 | 3589738.8053 | 4361016.4969 | 3933684.1423 | 4219375.1256 | 4424951.0526 | 4533887.7499 | -681323.0729 | -771600.8303 | -779824.8853 | -885005.2114 | -837204.1373 | -669909.1443 | -1392982.5425 | -35073.7911 | 84782.2952 | -762421.9869
Option 5 AT | Combined Marinus Import | Special Constraints | -2190525.9232 | -2400362.2689 | -3470011.4858 | -2847604.0835 | -3204633.3503 | -3077861.421 | -3149919.3445 | -3247134.403 | -3589738.8053 | -4361016.4969 | -3933684.1423 | -4219375.1256 | -4424951.0526 | -4533887.7499 | 681323.0729 | 771600.8303 | 779824.8853 | 885005.2114 | 837204.1373 | 669909.1443 | 1392982.5425 | 35073.7911 | -84782.2952 | 762421.9869
Option 5 AT | Constraint on Pipeline from Storage to GTs CNSW | Constraints to make diesel to come exclusively from storage | -0.0008118 | -0.00082577 | -0.00085413 | -0.00084131 | -0.00081075 | -0.00081855 | -3.8577e-05 | -4.152e-05 | -4.4467e-05 | -4.7721e-05 | -5.0958e-05 | -5.4752e-05 | -0.00029711 | -0.00031808 | -0.0003403 | -0.00036639 | -0.00039453 | -0.00042238 | -7.4656e-05 | -7.9969e-05 | -8.4486e-05 | -9.0892e-05 | -9.8839e-05 | -0.0001101
Option 5 AT | Constraint on Pipeline from Storage to GTs CQ | Constraints to make diesel to come exclusively from storage | -0.00092756 | -0.0009556 | -0.00096685 | -0.00092281 | -0.0047543 | -0.0056168 | -0.00028664 | -0.00033149 | -0.00035431 | -0.00037978 | -0.00040479 | -0.00043269 | -0.0023348 | -0.0026049 | -0.0027791 | -0.002973 | -0.0031802 | -0.0034108 | -0.00058502 | -0.00062036 | -0.00069445 | -0.00074498 | -0.00079407 | -0.00084917
Option 5 AT | Constraint on Pipeline from Storage to GTs CSA | Constraints to make diesel to come exclusively from storage | -0.000792 | -0.00080582 | -0.0008344 | -0.00082183 | -0.00079597 | -0.00080573 | -3.8578e-05 | -4.15e-05 | -4.445e-05 | -4.7694e-05 | -5.0935e-05 | -5.4717e-05 | -0.00029844 | -0.00031607 | -0.00033594 | -0.00036352 | -0.00039591 | -0.00042359 | -7.115e-05 | -7.5718e-05 | -8.1033e-05 | -8.6675e-05 | -9.2586e-05 | -0.00010022
Option 5 AT | Constraint on Pipeline from Storage to GTs GG | Constraints to make diesel to come exclusively from storage | -0.00090894 | -0.00093905 | -0.0009564 | -0.0009133 | -0.0049081 | -0.0057712 | -0.00029678 | -0.00033022 | -0.00035314 | -0.00037864 | -0.0004034 | -0.00043139 | -0.0023343 | -0.0026038 | -0.0027778 | -0.0029714 | -0.0031784 | -0.0034075 | -0.0005824 | -0.00062126 | -0.00069506 | -0.00074554 | -0.000795 | -0.00082851
Option 5 AT | Constraint on Pipeline from Storage to GTs MEL | Constraints to make diesel to come exclusively from storage | -0.00088878 | -0.00089964 | -0.00092159 | -0.0008863 | -0.0008443 | -0.00085931 | -3.8469e-05 | -4.5191e-05 | -4.6853e-05 | -4.7823e-05 | -5.0366e-05 | -5.4308e-05 | -0.00029101 | -0.00031201 | -0.00033313 | -0.00035795 | -0.00038537 | -0.00041282 | -7.2023e-05 | -7.6964e-05 | -8.1075e-05 | -8.8207e-05 | -9.4155e-05 | -0.00010175
Option 5 AT | Constraint on Pipeline from Storage to GTs NNSW | Constraints to make diesel to come exclusively from storage | -0.0010759 | -0.0011168 | -0.0011625 | -0.001214 | -0.0012677 | -0.0013194 | -4.536e-05 | -4.8185e-05 | -5.109e-05 | -5.4332e-05 | -5.7525e-05 | -6.1214e-05 | -0.00042662 | -0.00045125 | -0.00047226 | -0.0004958 | -0.00052134 | -0.00055347 | -0.00093454 | -0.00098989 | -0.0010462 | -0.0011087 | -0.0011695 | -0.0012392
Option 5 AT | Constraint on Pipeline from Storage to GTs NQ | Constraints to make diesel to come exclusively from storage | -0.0010759 | -0.0011168 | -0.0011625 | -0.001214 | -0.0012677 | -0.0013194 | -4.536e-05 | -4.8185e-05 | -5.109e-05 | -5.4332e-05 | -5.7525e-05 | -6.1214e-05 | -0.00042662 | -0.00045125 | -0.00047226 | -0.0004958 | -0.00052134 | -0.00055347 | -0.00093454 | -0.00098989 | -0.0010462 | -0.0011087 | -0.0011695 | -0.0012392
Option 5 AT | Constraint on Pipeline from Storage to GTs NSA | Constraints to make diesel to come exclusively from storage | -0.0007857 | -0.00079962 | -0.00082824 | -0.00081585 | -0.00078809 | -0.00079903 | -3.8601e-05 | -4.1524e-05 | -4.4431e-05 | -4.7677e-05 | -5.0975e-05 | -5.4765e-05 | -0.00029026 | -0.00031171 | -0.00033223 | -0.00035688 | -0.00038361 | -0.0004117 | -7.2248e-05 | -7.7245e-05 | -8.256e-05 | -8.8564e-05 | -9.4737e-05 | -0.00010256
Option 5 AT | Constraint on Pipeline from Storage to GTs SESA | Constraints to make diesel to come exclusively from storage | -0.0010759 | -0.0011168 | -0.0011625 | -0.001214 | -0.0012677 | -0.0013194 | -4.536e-05 | -4.8185e-05 | -5.109e-05 | -5.4332e-05 | -5.7525e-05 | -6.1214e-05 | -0.00042662 | -0.00045125 | -0.00047226 | -0.0004958 | -0.00052134 | -0.00055347 | -0.00093454 | -0.00098989 | -0.0010462 | -0.0011087 | -0.0011695 | -0.0012392
Option 5 AT | Constraint on Pipeline from Storage to GTs SEV | Constraints to make diesel to come exclusively from storage | -0.00079313 | -0.00080704 | -0.00083549 | -0.00082295 | -0.00078098 | -0.00080366 | -3.8679e-05 | -4.1681e-05 | -4.4551e-05 | -4.7894e-05 | -5.0961e-05 | -5.4915e-05 | -0.00029108 | -0.00031208 | -0.00033323 | -0.00035808 | -0.00038553 | -0.00041297 | -6.8463e-05 | -7.278e-05 | -7.6903e-05 | -8.2633e-05 | -8.7967e-05 | -9.4841e-05
Option 5 AT | Constraint on Pipeline from Storage to GTs SNSW | Constraints to make diesel to come exclusively from storage | -0.0010759 | -0.0011168 | -0.0011625 | -0.001214 | -0.0012677 | -0.0013194 | -4.536e-05 | -4.8185e-05 | -5.109e-05 | -5.4332e-05 | -5.7525e-05 | -6.1214e-05 | -0.00042662 | -0.00045125 | -0.00047226 | -0.0004958 | -0.00052134 | -0.00055347 | -0.00093454 | -0.00098989 | -0.0010462 | -0.0011087 | -0.0011695 | -0.0012392
Option 5 AT | Constraint on Pipeline from Storage to GTs SNW | Constraints to make diesel to come exclusively from storage | -0.00080798 | -0.00082207 | -0.00085039 | -0.00083764 | -0.00080204 | -0.00080911 | -3.8513e-05 | -4.1477e-05 | -4.4422e-05 | -4.7659e-05 | -5.0896e-05 | -5.4724e-05 | -0.00029709 | -0.00031805 | -0.00034027 | -0.00036634 | -0.00039451 | -0.00042236 | -7.3027e-05 | -7.8151e-05 | -8.2991e-05 | -8.8722e-05 | -9.5995e-05 | -0.00010631
Option 5 AT | Constraint on Pipeline from Storage to GTs SQ | Constraints to make diesel to come exclusively from storage | -0.00090403 | -0.00093633 | -0.00095345 | -0.0009104 | -0.0046572 | -0.0055155 | -0.0003099 | -0.00033138 | -0.00035429 | -0.00037977 | -0.00040474 | -0.00043228 | -0.002336 | -0.0026063 | -0.0027806 | -0.0029745 | -0.0031818 | -0.0034124 | -0.00060178 | -0.00061452 | -0.00068858 | -0.00073724 | -0.00078572 | -0.00084064
Option 5 AT | Constraint on Pipeline from Storage to GTs TAS | Constraints to make diesel to come exclusively from storage | -0.00085654 | -0.00087194 | -0.00089962 | -0.00089797 | -0.00085603 | -0.00086346 | -3.8423e-05 | -4.1311e-05 | -4.4214e-05 | -4.7425e-05 | -5.063e-05 | -5.4387e-05 | -0.00029095 | -0.00031196 | -0.00033307 | -0.00035787 | -0.00038523 | -0.00041265 | -6.8535e-05 | -7.2872e-05 | -7.7476e-05 | -8.2778e-05 | -8.8175e-05 | -9.5061e-05
Option 5 AT | Constraint on Pipeline from Storage to GTs WNV | Constraints to make diesel to come exclusively from storage | -0.0007923 | -0.00080617 | -0.00083459 | -0.00082222 | -0.00079574 | -0.00080721 | -3.8379e-05 | -4.4761e-05 | -4.6492e-05 | -4.7611e-05 | -5.0318e-05 | -5.4195e-05 | -0.0002885 | -0.00030993 | -0.00033015 | -0.00035387 | -0.00037918 | -0.00040757 | -7.1736e-05 | -7.6647e-05 | -8.1636e-05 | -8.7832e-05 | -9.3871e-05 | -0.00010157
Option 5 AT | Constraint on Pipeline from Storage to GTs WOO | Constraints to make diesel to come exclusively from storage | -0.00081748 | -0.0008315 | -0.00085985 | -0.00084691 | -0.00081542 | -0.00082485 | -3.8574e-05 | -4.1512e-05 | -4.4474e-05 | -4.7714e-05 | -5.0926e-05 | -5.4774e-05 | -0.0002973 | -0.00031821 | -0.00034051 | -0.00036666 | -0.00039494 | -0.00042278 | -7.464e-05 | -7.9948e-05 | -8.4432e-05 | -9.0862e-05 | -9.8698e-05 | -0.00010989
Option 5 AT | DNSP Thermal Limit on CER CNSW Area1 | DNSP Thermal Limit on CER | 883480.6222 | 1020555.7296 | 1213799.0579 | 1336605.8134 | 1306184.2045 | 1466166.5363 | 1319940.9569 | 1531387.4038 | 1722069.3094 | 1724501.5552 | 1735008.8566 | 1771703.0573 | 2023063.6049 | 2141769.1207 | 2213801.3727 | 1996958.1063 | 1767864.8022 | 1840111.5188 | 1846652.9495 | 1989540.994 | 2119668.1924 | 2399541.7854 | 1886913.2833 | 2402974.556
Option 5 AT | DNSP Thermal Limit on CER CQ Area1 | DNSP Thermal Limit on CER | 936397.8542 | 1124349.1962 | 1261213.0892 | 1393128.481 | 1519860.3042 | 1647873.7228 | 1776903.5596 | 2012296.6958 | 2110023.4918 | 2244636.8134 | 2235538.8851 | 2279650.9309 | 2438750.2156 | 2774968.0407 | 3016166.3994 | 2867812.3015 | 2714055.0754 | 3155891.8529 | 3431539.897 | 3614483.035 | 3605818.1486 | 3551098.5574 | 3583254.0139 | 4186611.8428
Option 5 AT | DNSP Thermal Limit on CER CSA Area1 | DNSP Thermal Limit on CER | 3654557.4097 | 4090378.0231 | 4499502.105 | 4560939.8446 | 3912410.1893 | 4285849.0847 | 4548971.2677 | 4809898.1065 | 5457876.009 | 5222376.8887 | -7142935.6003 | -6379454.5288 | -6317492.0098 | -5482033.4199 | -5528823.583 | -5299940.7725 | -5693857.0631 | -4896956.644 | -4177477.4114 | -4262121.5459 | -3436441.0055 | -2903976.664 | -2509407.7857 | -2023494.3758
Option 5 AT | DNSP Thermal Limit on CER GG Area1 | DNSP Thermal Limit on CER | 113699.5701 | 135336.2477 | 150438.8784 | 170201.7847 | 183259.7922 | 196947.9013 | 208011.887 | 224774.9 | 235039.1428 | 247553.5866 | 243891.9973 | 246956.9056 | 266464.5103 | 304402.5243 | 323797.6042 | 326565.7723 | 299624.3286 | 340853.6482 | 365756.2888 | 405474.9403 | 416957.7444 | 437058.5696 | 462305.2499 | 492340.9345
Option 5 AT | DNSP Thermal Limit on CER MEL Area1 | DNSP Thermal Limit on CER | 887489.1889 | 1052920.4305 | 1227167.2193 | 1231325.4483 | -1429009.7599 | -1271607.466 | -1103261.3563 | -1155556.1553 | -1232643.504 | -1706765.3582 | -1648491.0623 | -1426368.7257 | -1378997.8842 | -1712107.0388 | -2304479.5861 | -2215481.9178 | -2669842.2907 | -2190814.9451 | -3208681.0533 | -3359548.5032 | -3100465.5397 | -3257954.6294 | -3356339.832 | -3435169.0076
Option 5 AT | DNSP Thermal Limit on CER MEL Area2 | DNSP Thermal Limit on CER | 3608685.7229 | 4328943.1407 | 5119997.9553 | 5286153.8459 | 6056040.6977 | 6545355.1779 | 6940469.4171 | 7438158.4585 | 7723320.243 | 7690919.1201 | 7798725.0869 | 8435736.7643 | 8370032.1229 | 9390619.6363 | 9665156.2125 | 10071443.8612 | 9519533.6951 | 11139094.2137 | 12834134.0768 | 11582880.7873 | 13543730.5665 | 14301383.321 | 15092772.4429 | 16620377.3034
Option 5 AT | DNSP Thermal Limit on CER NNSW Area1 | DNSP Thermal Limit on CER | 1717232.4181 | 1942252.4089 | 2271801.0578 | 2553655.8829 | 2731195.2179 | 3017304.3955 | 3131222.5502 | 3482930.5241 | 3639864.037 | 3832500.4141 | 3798800.4343 | 3863125.0712 | 4312761.1351 | 4770076.4528 | 5116768.6488 | 5014406.2805 | 4833941.278 | 5195020.8456 | 5813519.3997 | 6199974.3446 | 6356714.2512 | 6715159.795 | 6801927.47 | 7598575.0906
Option 5 AT | DNSP Thermal Limit on CER NQ Area1 | DNSP Thermal Limit on CER | 1522229.0435 | 1816127.5346 | 2010136.0205 | 2252961.3123 | 2440549.8901 | 2624893.3062 | 2693712.9674 | 2885780.1316 | 2978235.1453 | 3203099.5189 | 3071840.002 | 3146811.3918 | 3376461.3932 | 3744968.6828 | 4040560.7432 | 3837185.831 | 3449780.0904 | 4110895.5049 | 4419504.838 | 4871320.6537 | 5101006.5611 | 4552674.2272 | 4696961.3463 | 5169660.8415
Option 5 AT | DNSP Thermal Limit on CER NSA Area1 | DNSP Thermal Limit on CER | 149218.1245 | 167297.4642 | 192611.8346 | 200422.3827 | -164799.9613 | -184028.4485 | -158522.1527 | -137531.8549 | -123937.9652 | -98258.4639 | -644493.9022 | -588095.8234 | -571829.9121 | -515015.5522 | -523730.7127 | -495130.2555 | -521838.9144 | -446850.6667 | -380648.6177 | -366446.3407 | -295435.7427 | -270651.3478 | -206910.4423 | -409615.3911
Option 5 AT | DNSP Thermal Limit on CER SESA Area1 | DNSP Thermal Limit on CER | 167164.4442 | 196774.5831 | 218284.9762 | 225457.3385 | 85308.5857 | 99890.1596 | 114966.3585 | 130679.2254 | 154567.7608 | 165822.6269 | -381096.1636 | -322296.1131 | -312767.3912 | -279200.4636 | -254424.1228 | -230888.7767 | -250501.6001 | -189204.9427 | -137970.1959 | -134334.6636 | -81317.8287 | -39256.5375 | -16787.0442 | -275309.6133
Option 5 AT | DNSP Thermal Limit on CER SEV Area1 | DNSP Thermal Limit on CER | 499457.6521 | 612709.3099 | 737056.9564 | 779203.7438 | 923886.0341 | 1015234.3887 | 1067899.5406 | 1162447.6138 | 1262789.7481 | 1272948.2261 | 1307393.5233 | 1383769.736 | 1483788.987 | 1519369.4573 | 1564154.8066 | 1666717.9096 | 1511161.6491 | 1587477.9893 | 1710965.7364 | 1587335.3718 | 1870442.0854 | 1943144.1835 | 1695958.6335 | 1923900.4984
Option 5 AT | DNSP Thermal Limit on CER SNSW Area1 | DNSP Thermal Limit on CER | 1154957.4899 | 1292647.2914 | 1480426.5069 | 1591860.9875 | 1245162.4617 | 1427018.9818 | 1225769.9912 | 1482692.9006 | 1591951.1496 | 1587428.6247 | 1581057.7442 | 1644654.4869 | 1935771.6082 | 1820127.7404 | 2087786.1767 | 2007338.3116 | 1808523.6121 | 2002681.026 | 2001267.8757 | 1656087.9069 | 1991295.7678 | 2249988.7533 | 1651320.6417 | 2178828.4241
Option 5 AT | DNSP Thermal Limit on CER SNSW Area2 | DNSP Thermal Limit on CER | 865242.4697 | 989803.0705 | 1166694.0032 | 1292251.6143 | 1331622.8239 | 1468282.18 | 1361294.3846 | 1557806.7931 | 1620870.7553 | 1581130.6849 | 1521745.3747 | 1572310.6678 | 1778496.7604 | 1966484.2689 | 2172472.1023 | 1901428.474 | 1710451.0362 | 1859355.7589 | 1955585.1042 | 2072214.0326 | 2015949.4944 | 2179419.9427 | 2091379.442 | 2558333.1183
Option 5 AT | DNSP Thermal Limit on CER SNW Area1 | DNSP Thermal Limit on CER | 3313576.943 | 3766663.2408 | 4361231.232 | 4838228.0205 | 5789078.1137 | 6442637.0594 | 6710049.8169 | 7592879.714 | 7957395.8648 | 8278735.9179 | 8315016.4796 | 8600440.4739 | 9345623.757 | 10649952.2382 | 11490473.1133 | 10613423.674 | 9609705.4359 | 9928246.3535 | 11552733.3827 | 12602755.1732 | 13149183.2151 | 14614454.332 | 13025768.8099 | 14957014.5231
Option 5 AT | DNSP Thermal Limit on CER SNW Area2 | DNSP Thermal Limit on CER | 4756888.8097 | 5401559.4728 | 6219184.7987 | 6892491.1822 | 4594051.0541 | 5487043.786 | 4600123.511 | 5894048.9863 | 6293125.1051 | 5939620.6801 | 6032415.5732 | 6518908.828 | 7972602.1174 | 7467689.3285 | 8303492.6408 | 7715828.3637 | 6858467.4368 | 7519381.9143 | 7196108.2564 | 8086244.3596 | 8080397.5079 | 9900759.5993 | 7188661.3583 | 10412295.6817
Option 5 AT | DNSP Thermal Limit on CER SQ Area1 | DNSP Thermal Limit on CER | 7447757.4211 | 8826078.3466 | 9774377.9409 | 11003136.0518 | 11843715.8605 | 12733527.5549 | 13560418.264 | 14529347.5921 | 15195598.694 | 16220009.7303 | 16016968.5225 | 16200506.1975 | 17329998.0902 | 19180403.4701 | 20153125.4132 | 20196393.9899 | 17582710.9391 | 20737271.1043 | 22452796.7344 | 24875573.4863 | 25117347.6413 | 26342300.2623 | 28223614.859 | 30176513.8185
Option 5 AT | DNSP Thermal Limit on CER TAS Area1 | DNSP Thermal Limit on CER | 485539.3939 | 574070.5175 | 679793.8299 | 727881.7075 | 837886.6889 | 909056.0245 | 946716.8925 | 1024762.0863 | 1094360.7532 | 1082520.7272 | 1133752.8144 | 1161738.701 | 1233626.1445 | 1373469.1002 | 1474617.4456 | 1506090.3417 | 1526424.2979 | 1668993.0857 | 1736203.0556 | 1614095.495 | 1817703.2506 | 1701695.1434 | 1608711.9876 | 1819494.6403
Option 5 AT | DNSP Thermal Limit on CER WNV Area1 | DNSP Thermal Limit on CER | 371808.4722 | 439042.3913 | 505992.6572 | 522042.4403 | 479386.3268 | 504828.5916 | 540555.8702 | 585204.8693 | 612086.077 | 563378.1294 | 582453.0338 | 622008.0491 | 700597.3384 | 680782.93 | 667251.0335 | 679319.6075 | 275952.9389 | 372326.0516 | 322077.3063 | 346120.6411 | 634839.1092 | 570038.1604 | 555625.4757 | 686345.8399
Option 5 AT | DNSP Thermal Limit on CER WNV Area2 | DNSP Thermal Limit on CER | 1388134.7444 | 1655422.0942 | 1924498.0093 | 2006644.911 | 1563295.3738 | 1715097.9332 | 1870136.5017 | 2043621.3037 | 2145010.4439 | 1948212.7947 | 2057287.8725 | 2263408.6356 | 2602007.6572 | 2478114.9036 | 2415127.6523 | 2557030.8751 | 1608461.383 | 1466531.1769 | 1021530.9995 | 1125507.0701 | 2339970.1552 | 2312806.9377 | 1981940.7637 | 2537536.3997
Option 5 AT | DNSP Thermal Limit on Distributed Resources CNSW Area1 | DNSP Thermal Limit on Distributed Resources | 1482891.4483 | 1558142.9791 | 1764445.8896 | 1698902.0853 | 1637846.1405 | 1666705.4006 | 1705298.6739 | 1772378.6866 | 1886296.9403 | 1801082.7266 | -1797219.607 | -1612872.9066 | -1939798.6264 | -1737226.6052 | -2023576.1792 | -1670884.6464 | -1781015.7213 | -1627247.1659 | -1670872.149 | -1792632.297 | -1339809.6638 | -1315177.5061 | -2453495.7872 | -2111266.5998
Option 5 AT | DNSP Thermal Limit on Distributed Resources CQ Area1 | DNSP Thermal Limit on Distributed Resources | 397163.333 | 319386.6682 | 278916.9598 | 270153.9491 | 206580.8391 | 201404.2393 | 177534.8007 | 150709.5881 | 154655.5164 | 141942.3558 | 532702.5026 | 571056.2566 | 222031.7535 | 310172.601 | 318617.366 | 420715.0568 | 627417.9424 | 690058.5917 | 577716.9854 | 632755.0478 | 596261.1553 | 719260.2871 | 617464.1552 | 627609.8379
Option 5 AT | DNSP Thermal Limit on Distributed Resources CSA Area1 | DNSP Thermal Limit on Distributed Resources | 0.26137 | 0.24328 | 0.23813 | 0.22627 | 0.27705 | 0.31409 | 0.34103 | 0.30079 | 0.33373 | 0.31711 | 548719.8047 | 664427.8894 | 603000.1929 | 2444992.6261 | 2708301.6154 | 2694476.0219 | 2917154.4279 | 2422848.5979 | 2683720.8815 | 2503732.8966 | 2793085.4589 | 3102801.8166 | 2775191.733 | 2635975.9323
Option 5 AT | DNSP Thermal Limit on Distributed Resources GG Area1 | DNSP Thermal Limit on Distributed Resources | 274813.5293 | 311347.0447 | 317329.4683 | 329938.9108 | 332224.9033 | 338609.5093 | 339689.55 | 361003.8378 | 359075.8785 | 370057.8513 | 355352.2902 | 355258.9863 | 106357.1357 | -10765.2334 | -16089.7155 | -9259.5727 | -98421.0027 | -20450.5164 | -1639.1292 | 21320.1776 | 27580.0529 | 41628.895 | 28686.1389 | -64417.47
Option 5 AT | DNSP Thermal Limit on Distributed Resources MEL Area1 | DNSP Thermal Limit on Distributed Resources | 209212.9447 | 226589.2877 | 245030.9956 | 226748.6584 | 239348.3879 | 232417.5266 | 236098.1143 | 259554.2043 | 261671.8259 | 246160.9484 | 237526.3626 | 241806.879 | 242178.5969 | 259974.4553 | 266338.6512 | 239263.5473 | 207544.6659 | 224277.6921 | 244028.6333 | 227192.6207 | 239940.7594 | 245296.9441 | 245113.9545 | 259315.2112
Option 5 AT | DNSP Thermal Limit on Distributed Resources MEL Area2 | DNSP Thermal Limit on Distributed Resources | 352443.7666 | 381716.5731 | 412786.058 | 381989.982 | 403220.827 | 391412.1569 | 397921.498 | 437251.4944 | 440817.7777 | 414691.2284 | 400147.2984 | 407356.4089 | 408152.9309 | 438133.4768 | 448873.5757 | 403133.4135 | 349675.9291 | 377858.5757 | 411108.5412 | 382742.3361 | 404212.8573 | 413240.5295 | 412943.0546 | 436854.7724
Option 5 AT | DNSP Thermal Limit on Distributed Resources NNSW Area1 | DNSP Thermal Limit on Distributed Resources | 0.13505 | 0.10727 | 0.12028 | 0.1025 | 0.10525 | 0.14026 | 0.15334 | 0.15061 | 0.15548 | 0.14655 | 0.13309 | 0.13589 | 599002.2039 | 506946.9013 | 1034164.8657 | 975904.7153 | 932495.8527 | 972306.1381 | 958759.5902 | 1545237.6062 | 1655691.8706 | 1614780.4649 | 1912458.7628 | 2257182.2576
Option 5 AT | DNSP Thermal Limit on Distributed Resources NQ Area1 | DNSP Thermal Limit on Distributed Resources | 1620445.8337 | 1387524.1456 | 1053914.5525 | 917920.328 | 828729.5401 | 803842.8339 | 647731.5914 | 620679.0626 | 634191.651 | 776971.5316 | 945079.304 | 1527736.0583 | 701850.7105 | 779784.2457 | 923360.5779 | 973494.5583 | 1364067.7005 | 1320376.126 | 1227377.4695 | 1062190.6623 | 1370952.5666 | 1518419.911 | 1626071.6324 | 1213175.3317
Option 5 AT | DNSP Thermal Limit on Distributed Resources NSA Area1 | DNSP Thermal Limit on Distributed Resources | 712980.3159 | 564089.3246 | 493667.2797 | 519483.0172 | 517026.2362 | 688028.6955 | 553160.7435 | 381192.944 | 474055.0509 | 430972.5741 | 314481.173 | 352683.6419 | 266881.4413 | 210592.6106 | 194239.4416 | -675092.12 | -615008.19 | -621176.4143 | -573190.7697 | -586178.9565 | -553224.6215 | -394702.016 | -654907.3352 | -709133.9272
Option 5 AT | DNSP Thermal Limit on Distributed Resources SESA Area1 | DNSP Thermal Limit on Distributed Resources | 0.025602 | 0.030752 | 0.029853 | 0.070271 | 0.075187 | 0.07593 | 0.076581 | 0.06907 | 0.072471 | 0.069892 | 0.065757 | 0.067147 | 0.07268 | 0.083568 | 0.16057 | 0.1416 | 0.27269 | 0.29638 | 0.28048 | 0.26854 | 0.26904 | 0.28826 | 2557.3987 | 2095.6144
Option 5 AT | DNSP Thermal Limit on Distributed Resources SEV Area1 | DNSP Thermal Limit on Distributed Resources | 512063.0156 | 537019.2081 | 593981.3902 | 552462.7409 | 566263.8946 | 507554.2021 | 533546.0333 | 576762.9259 | 589227.5308 | 516085.1492 | 441283.7336 | 449076.0849 | 400259.72 | 366009.6966 | 384454.8217 | 392626.0286 | 402878.4348 | 446583.3238 | 399557.6623 | 402784.6151 | 427226.9644 | 438731.7822 | 400614.5478 | 448207.3083
Option 5 AT | DNSP Thermal Limit on Distributed Resources SNSW Area1 | DNSP Thermal Limit on Distributed Resources | 1530345.1947 | 1334105.492 | 1389549.0003 | 1057980.7345 | 951502.0456 | 797679.5418 | 632643.0143 | 522755.8586 | 654464.1429 | 525415.7473 | 560946.362 | 713822.313 | 461943.3657 | 405165.2551 | -2567811.6445 | -4745207.7466 | -4672311.7838 | -4689626.0637 | -4659012.0648 | -4703118.7261 | -4498978.175 | -4528542.6894 | -4354540.6596 | -4678853.6708
Option 5 AT | DNSP Thermal Limit on Distributed Resources SNSW Area2 | DNSP Thermal Limit on Distributed Resources | 77909.929 | 66365.8491 | 70694.9971 | 52332.1445 | 47624.1615 | 41297.5577 | 33321.058 | 28642.6778 | 37876.0013 | 33311.729 | 29276.5932 | 27025.6069 | 17040.3961 | 13923.817 | 14525.3082 | 17561.5599 | 19131.7212 | 19516.0044 | 18766.5008 | 18917.7885 | 23186.4114 | 25369.9663 | 23091.168 | 20089.2637
Option 5 AT | DNSP Thermal Limit on Distributed Resources SNW Area1 | DNSP Thermal Limit on Distributed Resources | 815656.6386 | 837184.1158 | 909110.9505 | 970952.146 | 909516.137 | 963108.4088 | 946983.0527 | 988694.6865 | 985674.5579 | 935883.4205 | 893262.3976 | 875673.9234 | 942941.0508 | 943378.678 | 898865.0526 | 909517.8792 | 811872.6433 | 838628.6584 | 912467.6427 | 970176.8202 | 910772.0038 | 964807.7078 | 825040.4445 | 927163.4781
Option 5 AT | DNSP Thermal Limit on Distributed Resources SNW Area2 | DNSP Thermal Limit on Distributed Resources | 1216287.3598 | 1248389.4335 | 1355645.6196 | 1447865.589 | 1356256.2289 | 1436173.333 | 1412118.5367 | 1474317.9051 | 1469814.2739 | 1395567.0385 | 1332011.565 | 1305784.0992 | 1406063.0538 | 1406867.7488 | 1340376.169 | 1356258.4706 | 1210828.0044 | 1250777.6251 | 1360650.3993 | 1446704.8831 | 1358121.9901 | 1438698.7005 | 1230731.6669 | 1381841.1828
Option 5 AT | DNSP Thermal Limit on Distributed Resources SQ Area1 | DNSP Thermal Limit on Distributed Resources | 1228258.6212 | 1316778.0539 | 1378200.0935 | 1312597.6834 | 1302580.8915 | 1207358.0854 | 927617.6775 | 800250.8273 | 835374.0552 | 4147068.6231 | 4265880.0352 | 4009455.1716 | 4653380.1236 | 4939297.6498 | 4672525.8404 | 5028949.4373 | 6158748.5042 | 5954359.1295 | 5354971.1299 | 5655813.7811 | 6141194.1273 | 6553055.2636 | 5404542.793 | 5263587.6197
Option 5 AT | DNSP Thermal Limit on Distributed Resources TAS Area1 | DNSP Thermal Limit on Distributed Resources | 726389.015 | 780068.429 | 816306.6719 | 751281.9729 | 781198.0701 | 843751.8331 | 824265.1213 | 848675.2024 | 784169.6469 | 678916.5252 | 812447.7666 | 809821.9384 | 1094122.0503 | 864728.7678 | 337850.6579 | 372720.2443 | 401552.0193 | 471274.9105 | 419722.01 | 384183.7198 | 481996.0741 | 537489.2902 | 391847.8921 | 441699.2598
Option 5 AT | DNSP Thermal Limit on Distributed Resources WNV Area1 | DNSP Thermal Limit on Distributed Resources | 0.23074 | 0.23972 | 0.22838 | 0.17109 | 0.18037 | 0.21412 | 0.24789 | 0.24832 | 0.25113 | 0.20778 | 0.20167 | 0.20476 | 0.16849 | 0.54185 | 228944.8722 | 244170.2029 | 232466.524 | 246652.9543 | 236423.2888 | 229779.7014 | 278764.07 | 269717.5053 | 219536.5397 | 276588.2583
Option 5 AT | DNSP Thermal Limit on Distributed Resources WNV Area2 | DNSP Thermal Limit on Distributed Resources | 0.25973 | 0.27016 | 0.26357 | 0.21251 | 0.2135 | 0.21858 | 0.27352 | 0.27259 | 0.27969 | 0.23792 | 0.21937 | 0.21834 | 0.20283 | 0.53181 | 1748035.5989 | 1881995.4613 | 1778573.6144 | 1886586.9572 | 1824600.2979 | 1767264.5556 | 2051571.378 | 1987047.5103 | 1617736.7592 | 2034464.9684
Option 5 AT | Daily H2 Limit NSW | H2 Infrastructure Limitations | 0 | 0 | 0 | 0 | 74.634 | 268.989 | 575.235 | 989.056 | 1356.255 | 1392.403 | 1344.782 | 1301.579 | 1257.998 | 1214.024 | 1169.674 | 1124.93 | 1079.804 | 1034.715 | 989.675 | 944.667 | 899.708 | 854.786 | 809.91 | 765.067
Option 5 AT | Daily H2 Limit QLD | H2 Infrastructure Limitations | 0 | 0 | 0 | 0 | 15.773 | 37.709 | 62.165 | 85.404 | 106.757 | 106.759 | 106.761 | 106.762 | 111.577 | 121.208 | 134.135 | 150.359 | 169.932 | 188.075 | 204.841 | 221.752 | 238.882 | 256.178 | 273.684 | 291.343
Option 5 AT | Daily H2 Limit SA | H2 Infrastructure Limitations | 0 | 0 | 0 | 0 | 0.00012774 | 0.00014261 | 902.016 | 989.345 | 996.365 | 783.66 | 598.563 | 598.559 | 598.557 | 598.557 | 598.557 | 598.559 | 598.563 | 598.565 | 598.565 | 598.565 | 598.566 | 598.566 | 598.566 | 598.566
Option 5 AT | Daily H2 Limit TAS | H2 Infrastructure Limitations | 0 | 0 | 0 | 0 | 0 | 0 | 2.1021e-05 | 568 | 568 | 568 | 568 | 568 | 568 | 507.339 | 507.339 | 507.339 | 507.339 | 507.339 | 507.339 | 507.339 | 507.339 | 507.339 | 507.339 | 507.339
Option 5 AT | Daily H2 Limit VIC | H2 Infrastructure Limitations | 0 | 0 | 0 | 0 | 355.986 | 1340.561 | 2953.724 | 5195.476 | 7403.019 | 7857.356 | 7857.356 | 7857.356 | 7857.356 | 7857.356 | 7857.356 | 7857.356 | 7857.356 | 7857.356 | 7857.356 | 7857.356 | 7857.356 | 7857.356 | 7857.356 | 7857.356
Option 5 AT | ExportGroup_CNSW1 | Group Network Export Constraints | 2617927.8539 | 2570582.1781 | 2510767.1616 | 2468097.9582 | 2395720.8632 | 2389236.104 | -3813677.6676 | -6038627.9992 | -5898811.2082 | -6160339.0581 | -6556721.6641 | -6123220.7028 | -6765539.1169 | -6896862.2919 | -7125426.794 | -6987543.1204 | -6873250.34 | -6716880.5016 | -6811111.6331 | -7015046.2501 | -6543632.5494 | -6600034.9096 | -7294026.1283 | -7568098.4774
Option 5 AT | ExportGroup_CQ1 | Group Network Export Constraints | 1446874.8795 | 2020439.3498 | 7924508.7094 | 8559457.5747 | 8268152.1364 | 8174644.0073 | 9156663.458 | 5176923.306 | 4911440.5657 | 3217821.2676 | 2819772.4955 | 2667363.9617 | 2039106.8558 | 2794528.8305 | 2508647.0308 | 1053025.9814 | 1119277.6812 | 750783.0081 | 264439.2319 | 327764.8419 | 661146.3513 | 31503.5436 | -124732.3694 | -1068495.2889
Option 5 AT | ExportGroup_MN1 | Group Network Export Constraints | 5055057.9106 | 5488674.2413 | 4851174.8755 | 4512677.9226 | 4586339.0124 | 5218804.7336 | 4588120.4904 | 6503584.7343 | 6704079.8984 | 6297707.4038 | 5117388.5367 | 6008800.1553 | 6947618.3313 | 5661128.2623 | 6086818.6376 | 5465462.7962 | 4409931.2193 | 5172965.3832 | 4636962.242 | 4724234.7629 | 4001922.2511 | 3482057.6328 | 4507733.0127 | 4849468.2423
Option 5 AT | ExportGroup_NET1 | Group Network Export Constraints | 0 | 559901.4735 | 827243.9771 | 856751.6032 | 639077.5404 | 940863.9746 | 743838.0464 | 448668.1755 | 40059.5985 | -29801.4006 | 123304.4985 | 778814.9128 | 785011.2177 | 768040.7149 | -493418.739 | -711432.6939 | -858290.9785 | -1067651.7459 | -1195756.3842 | -1336404.9721 | -1637292.2997 | -235148.7911 | 230566.0056 | -155442.4142
Option 5 AT | ExportGroup_NQ1 | Group Network Export Constraints | 2187981.3708 | 2676198.6002 | 10118985.9497 | 11344274.9397 | 11614832.9786 | 11941147.3071 | 14444762.1677 | 15522097.4 | 15853287.3253 | 15420550.2288 | 14740229.5489 | 14379098.5607 | 15850644.7663 | 15923131.9992 | 15663732.002 | 15766022.7633 | 15411490.4603 | 15084974.6145 | 14838390.7268 | 15152133.8998 | 15319839.618 | 14415652.433 | 14674090.1116 | 15785612.3296
Option 5 AT | ExportGroup_NSA1 | Group Network Export Constraints | 832607.2993 | 1528086.8389 | 1280977.6813 | 1275039.9678 | 2556843.2372 | 2569684.3698 | 1813184.6825 | 2117142.709 | 2297035.1347 | 1995815.8923 | 1414490.5745 | 1575679.7076 | 1942865.2336 | 2006449.3384 | 2253539.5322 | 2531594.6426 | 2703809.9651 | 2351734.6054 | 2961940.5809 | 2434340.7838 | 2922512.8617 | 3279794.9944 | 562869.9395 | 1014023.567
Option 5 AT | ExportGroup_SEVIC1 | Group Network Export Constraints | 0 | 0 | 0 | 0 | 0 | 18393388.1927 | 19137402.4526 | -8198896.4724 | -6755195.4927 | -3554578.4655 | -3180462.2334 | -1828461.6556 | -39189802.5855 | -37916916.7211 | -42409801.8984 | -43136490.1377 | -42609978.5377 | -42820775.2674 | -42708246.7278 | -41750950.7445 | -43621646.0885 | -42249721.3118 | -41701025.525 | -41830716.1222
Option 5 AT | ExportGroup_SQ1 | Group Network Export Constraints | 201213.607 | 103927.6115 | 2973150.2498 | 1965370.678 | 1848717.0878 | 1411591.3642 | 3446615.436 | 2933826.8175 | 2599602.8451 | -1580569.9913 | -3863828.006 | -4575132.8292 | -5371295.9118 | -5777952.2826 | -6162807.5063 | -6379773.8185 | -6538398.0094 | -7070044.6318 | -7768295.2951 | -8871503.4481 | -9557060.7405 | -10395055.3392 | -13263275.2879 | -15144143.3587
Option 5 AT | ExportGroup_SWNSW1 | Group Network Export Constraints | 2724561.704 | 1042518.6802 | -384277.5147 | -729365.9084 | -1032337.9532 | -1502412.0138 | -1724545.1169 | -1798941.979 | -1548429.2869 | -1857979.3719 | -2046688.3457 | -1822910.1932 | -2381081.6604 | -2532224.9743 | -2493630.108 | -2402305.4043 | -2379936.8339 | -2925868.0884 | -2950321.9474 | -2992969.9105 | -2939450.0946 | -2953160.2665 | -3081884.7715 | -3274634.8616
Option 5 AT | ExportGroup_SWNSW2 | Group Network Export Constraints | 0 | 0 | 0 | 0 | 0 | 6941883.1927 | 10208157.6016 | 7813839.4978 | 7223462.6681 | 8091123.0248 | 10192830.2282 | 11926118.8053 | 12612602.2187 | 12083762.9625 | 10894789.7033 | 11078092.647 | 9886834.6777 | 12822796.7 | 10961257.8628 | 12798551.9649 | 10341155.0897 | 10662710.2769 | 12040084.2207 | 12411114.0651
Option 5 AT | ExportGroup_SWQLD1 | Group Network Export Constraints | 8437554.6616 | 10031060.5215 | 6853323.2988 | 9722645.097 | 9436632.4223 | 10004653.8942 | 8630344.5895 | 9704828.8845 | 8856374.2946 | 8558804.5317 | 10036169.1841 | 8925150.6241 | 9203837.854 | 8158032.498 | 7682176.7403 | 8129863.2059 | 7641606.4887 | 7648282.9591 | 9295524.0705 | 7850776.2564 | 8074859.0429 | 9200817.0011 | 10467176.7082 | 12810364.1077
Option 5 AT | ExportGroup_SWV1 | Group Network Export Constraints | 11508047.1571 | 12174740.9928 | 12954007.5461 | 13838525.3872 | 12080809.9083 | 11008663.074 | 11206215.07 | 10476782.9271 | 8638810.7324 | 8952448.3831 | 9310028.8994 | 10967384.8143 | 9290581.8689 | 7102001.7402 | 6786734.3525 | 7308561.1603 | 6260303.4426 | 6902098.4099 | 7452870.509 | 9036698.0866 | 6853952.2862 | 5865284.7528 | 6217523.4095 | 6236225.0375
Option 5 AT | ExportGroup_WNV1 | Group Network Export Constraints | -51550.4979 | 245043.6634 | 491193.7611 | 2210540.2579 | 2124957.2074 | 717580.9067 | 0 | 0 | 0 | 0 | 0 | 0 | 0 | 0 | 0 | 0 | 0 | 0 | 0 | 0 | 0 | 0 | 0 | 0
Option 5 AT | ExportGroup_WV1 | Group Network Export Constraints | 3504814.5143 | 3797923.6916 | 4178045.6007 | -415859.6674 | -4669675.0361 | -6254577.1632 | -7301555.8484 | -7195617.3445 | -7516251.6206 | -7758630.7121 | -4924908.8765 | -4479196.1591 | -6447591.766 | -5331447.3943 | -4735663.5706 | -4200700.4322 | -4787352.8307 | -4072241.1819 | -4054773.2698 | -4294592.748 | -3070506.8329 | -2878955.7966 | -4516800.1205 | -5008459.4597
Option 5 AT | ExportLimit_DN1_Dubbo | Distribution REZ Export Constraints | 0 | 0 | 1.3404e-06 | 1.62e-06 | 3.2483e-06 | 3.7308e-06 | -3561599.9055 | -4108743.3862 | -3972691.0952 | -4140513.1484 | -4393225.4569 | -4160740.1301 | -4520933.9364 | -4508496.6896 | -4637640.042 | -4406475.184 | -4063471.801 | -3942271.5258 | -4025530.566 | -4131760.1337 | -3776407.0638 | -3837225.5632 | -4267503.7614 | -4089493.9542
Option 5 AT | ExportLimit_DN2_Yass | Distribution REZ Export Constraints | 0 | 0 | 0 | 0 | 0 | 0 | 0 | 0 | 0 | 0 | 0 | 0 | 0 | 0 | 0 | 0 | 0 | 0 | 0 | 0 | 0 | 0 | 0 | 0
Option 5 AT | ExportLimit_DN3_Marulan | Distribution REZ Export Constraints | 0 | 0 | 0 | 0 | -0.44289 | -2.8329 | -2.6862 | -2.6859 | -2.772 | -2.7783 | -1058785.0099 | -908993.1282 | -1060031.9919 | -1153301.6568 | -1129676.698 | -933275.3106 | -893306.311 | -928476.3849 | -895199.417 | -880463.6015 | -926498.2959 | -893163.1131 | -904345.1113 | -963175.6941
Option 5 AT | ExportLimit_N10_Hunter Coast | REZ Network Export Constraints | 0 | 0 | 0 | -10224000 | -17520000 | -17568000 | -17520000 | -17520000 | -17520000 | -17568000 | -17520000 | -17520000 | -10149942.1586 | -9461799.3499 | -8126319.0241 | -8563996.3421 | -7824344.7717 | -9047439.6505 | -7142982.8069 | -6651417.3601 | -6309025.1266 | -5828007.8538 | -4642424.6797 | -5021139.4994
Option 5 AT | ExportLimit_N11_Illawarra Coast | REZ Network Export Constraints | 0 | 0 | 0 | 0 | 0 | 0 | 0 | 0 | 0 | 0 | 0 | 0 | 3615212.7615 | 3514653.1848 | 4104339.8974 | 4003210.7331 | 1910537.2996 | 1058217.7841 | 1719994.3211 | 1539053.0543 | 1414140.7407 | 1531001.5936 | -3735013.9841 | -3614011.3169
Option 5 AT | ExportLimit_N12_Illawarra | REZ Network Export Constraints | 0 | 0 | 989058.1907 | 935558.8525 | 788563.5802 | 383858.4029 | -271413.8877 | -1351413.8324 | -2845143.876 | -3799717.8425 | -4761694.6914 | -23214521.3931 | -24201401.5744 | -25362460.8971 | -26034177.218 | -26757602.4453 | -27406236.7651 | -28145681.7243 | -28521803.8577 | -29128843.6138 | -29660836.5299 | -30271521.8543 | -30650059.7008 | -30667745.4671
Option 5 AT | ExportLimit_N13_South Cobar | REZ Network Export Constraints | 0 | 1.072 | 1.3906 | 1.1296 | 1.1221 | 1.1509 | 1.6731 | 1.7401 | 1.7511 | 1.6797 | 350277.5334 | 331080.6241 | 345897.2115 | 345750.2015 | 341532.9736 | 353185.2167 | 316700.0623 | 339501.7986 | 358230.4406 | 350559.285 | 355048.1106 | 348872.1046 | 720082.4352 | 769743.2784
Option 5 AT | ExportLimit_N1_North West NSW | REZ Network Export Constraints | 393811.0727 | 484740.9354 | 499184.951 | 375149.0284 | 310979.4755 | 293279.1159 | 344667.1127 | -337281.012 | -696496.1172 | -1480444.8529 | -1667555.8041 | -1651016.1076 | -2235351.8908 | -2436874.9255 | -2374644.2124 | -2295881.2529 | -3189991.2618 | -3195391.7219 | -3264133.3849 | -3294383.104 | -3296267.6286 | -5032173.5598 | -4850619.0638 | -4911909.9305
Option 5 AT | ExportLimit_N2_New England | REZ Network Export Constraints | 2371406.9196 | 2331338.1955 | 2929482.2142 | 2514344.9655 | 2657790.177 | 2671900.752 | -13205044.8918 | -13376149.1553 | -12819662.5569 | -13930236.5909 | -12432921.6397 | -13317451.2497 | -15895283.5045 | -16879232.6247 | -20927724.1378 | -19042664.7266 | -18731146.7567 | -18281938.1251 | -18239674.757 | -18952715.9058 | -18242524.2353 | -18105534.9476 | -19720540.787 | -19386808.7452
Option 5 AT | ExportLimit_N3_Central-West Orana | REZ Network Export Constraints | 3467527.5582 | 3831910.6604 | -14127735.2158 | -14026280.4147 | -12803547.344 | -13931554.9932 | -20172021.4569 | -19538810.2769 | -19611287.7862 | -21980155.1722 | -24817141.9734 | -25245038.8635 | -25098901.964 | -26734959.1741 | -26714467.0405 | -24933130.6144 | -27198455.3746 | -27822328.0463 | -25353629.1619 | -26093366.4027 | -25229609.9998 | -27224093.7974 | -40173486.837 | -36946435.3637
Option 5 AT | ExportLimit_N4_Broken Hill | REZ Network Export Constraints | 779262.5114 | 1096997.7988 | 1316098.2439 | 1227743.0037 | 1117501.4643 | 993193.3943 | 964820.5861 | 998101.9249 | 1081330.9073 | 1019531.8407 | 958636.5881 | 1008517.0649 | 555367.7503 | 544085.9158 | 592200.1474 | 656474.278 | 611418.6368 | 829495.2878 | 778464.2657 | 786156.8268 | 846580.9213 | 840300.878 | 539905.0645 | 595169.1493
Option 5 AT | ExportLimit_N5_South West NSW | REZ Network Export Constraints | 1524437.9135 | -4261433.7419 | -4383406.7322 | -4520959.9805 | -4999390.1498 | -8445450.1974 | -10771732.9856 | -10609159.7403 | -10445096.4075 | -10603748.4865 | -10858791.0513 | -10644707.5227 | -10536164.2062 | -11133722.4344 | -10735372.0081 | -10709519.0945 | -10751710.5621 | -10602679.5869 | -10556428.1589 | -10223227.3217 | -10147430.519 | -10333011.9689 | -9958883.7992 | -10180825.5345
Option 5 AT | ExportLimit_N6_Wagga Wagga | REZ Network Export Constraints | 910432.565 | -5377305.0142 | -11493945.288 | -11695891.5789 | -11162362.9038 | -11944430.5591 | -12602050.1998 | -12639819.1787 | -12147971.7405 | -12773990.7208 | -13077568.4181 | -12764642.2301 | -13576470.0637 | -13295304.2775 | -13164188.7576 | -13143375.6165 | -13136884.7399 | -13150834.0054 | -13356097.7437 | -13423097.1801 | -13212959.2221 | -13253054.2571 | -13649194.4474 | -13938204.8994
Option 5 AT | ExportLimit_N7_Tumut | REZ Network Export Constraints | -15.9285 | -2085535.3497 | -3593898.3162 | -3564357.8862 | -3537092.4002 | -3591731.5563 | -3668116.5458 | -3607062.9612 | -3601296.5372 | -3655281.2379 | -3397603.7783 | -3216390.7606 | -3325136.2568 | -3283372.4794 | -3154339.0232 | -3149991.2546 | -3038519.6387 | -3140238.8295 | -3174485.5272 | -3170088.3251 | -3132242.7866 | -3135492.4864 | -3227186.0942 | -3146720.048
Option 5 AT | ExportLimit_N8_Cooma-Monaro | REZ Network Export Constraints | 324546.6389 | 328152.2074 | 674132.7549 | 698107.2401 | 607423.6646 | 1066358.6235 | 931663.7778 | 847685.9948 | 660539.1934 | 495681.9312 | 399496.3292 | 222542.3914 | 21032.9139 | 390353.1551 | 143384.6362 | 48984.4436 | 68505.7562 | 42955.3436 | 88295.8093 | 438973.6609 | 384421.9078 | 467489.3939 | 306755.7909 | 446731.0189
Option 5 AT | ExportLimit_N9_Hunter-Central Coast | REZ Network Export Constraints | -41894.5741 | 1648475.2777 | -1392393.0873 | -2083754.1597 | -2908188.8345 | -2096668.3582 | -2559668.6351 | -9188799.4359 | -8777690.0891 | -12509543.5707 | -12913624.7591 | -12214329.7988 | -14429014.1284 | -13052844.1099 | -19851010.1502 | -18056283.8099 | -17302001.9173 | -16943908.814 | -17662963.9345 | -19421994.432 | -17281671.8177 | -17232100.7233 | -22057849.5412 | -23017951.6714
Option 5 AT | ExportLimit_Q1_Far North Qld | REZ Network Export Constraints | 929109.0158 | 981515.027 | 3411391.5422 | 4156200.8062 | 4374509.074 | 4015215.1994 | 3745863.8143 | 3166345.3143 | 3057502.4209 | 2970528.2947 | 2678732.9345 | 2763619.9813 | 1627002.6953 | 156992.2049 | -754264.6814 | -765085.0706 | -282169.6814 | -1729293.8187 | -4984870.7707 | -4168333.4954 | -3986848.0539 | -3971541.6402 | -3550236.883 | -3277997.5044
Option 5 AT | ExportLimit_Q2_North Qld Clean Energy Hub | REZ Network Export Constraints | 335603.7561 | 352636.0708 | 3428928.2611 | 3480021.6546 | 3500471.0224 | -9004838.7361 | -5631813.8966 | -3945516.0932 | -3595946.3928 | -3903520.7978 | -4066328.8992 | -4734341.0192 | -3214790.9352 | -2411457.3101 | -2429499.6382 | -2070759.3172 | -2434327.6281 | -2263187.8225 | -2102389.5192 | -2044038.7415 | -2216520.0845 | -3199596.9609 | -2831814.7861 | -1941191.6878
Option 5 AT | ExportLimit_Q5_Barcaldine | REZ Network Export Constraints | 0 | 3.1542 | 375336.6565 | 481815.5728 | 492626.4326 | 472512.4318 | 447154.6997 | 451516.6013 | 458914.0399 | 405255.6625 | 429861.6806 | 431208.1256 | 385960.6818 | 396007.5998 | 429583.8041 | 420108.6302 | 424421.1041 | 420892.4857 | 184051.5422 | -1945159.8842 | -1775503.8797 | -1738286.7569 | -2519482.0946 | -2153378.5396
Option 5 AT | ExportLimit_Q9_Banana | REZ Network Export Constraints | 36767.2196 | 37643.5719 | 36753.661 | 33094.5145 | 27955.7671 | 27152.8697 | 23736.2111 | 20576.9256 | 22132.5106 | 17129.0797 | 20747.7855 | 21189.5708 | 13343.1172 | 14237.1002 | 15202.7282 | 13490.8065 | 18640.549 | 0 | 0 | 0 | 0 | 0 | 0 | 0
Option 5 AT | ExportLimit_S2_Riverland | REZ Network Export Constraints | 32415.8363 | -3861661.7181 | -6800804.6209 | -6808941.2041 | -6767730.6112 | -6723909.8358 | -6568272.59 | -6608122.6335 | -6539445.2603 | -5826141.1086 | -5729519.3337 | -5536412.8722 | -4786148.697 | -4934799.8795 | -4965725.3594 | -6033281.8655 | -7850598.0644 | -9323720.3 | -9245981.3579 | -10817172.888 | -14473810.4388 | -14061165.1823 | -15395791.2956 | -14813087.6375
Option 5 AT | ExportLimit_S4_Yorke Peninsula | REZ Network Export Constraints | -436.5883 | -474.8272 | -437.5515 | -423.6536 | 0.241 | 0.26383 | 0.26089 | 0.26652 | 0.27697 | 0.25997 | 247689.6284 | 263968.5561 | 218388.7954 | 228661.4631 | 242683.4108 | 245560.1832 | 248379.0623 | 233474.2355 | 254516.8325 | 256756.9583 | 260009.5188 | 286490.9384 | 266991.9241 | 296958.5363
Option 5 AT | ExportLimit_S6_Roxby Downs | REZ Network Export Constraints | 0 | 0 | 0.068028 | 0.071787 | 0.14255 | 0.14812 | 0.15446 | 0.15853 | 0.15186 | 0.1489 | 96504.758 | 99937.5132 | 1609147.7185 | 1594237.3147 | 1627514.2023 | 1630335.8015 | 1629505.8548 | 1647164.005 | 1674068.2344 | 1709397.7797 | 1660476.4421 | 1672476.4327 | 1515615.0376 | 1696988.0202
Option 5 AT | ExportLimit_S7_Eastern Eyre Peninsula | REZ Network Export Constraints | 562465.84 | 494245.0741 | 434553.5096 | 539038.1902 | 336205.8407 | 154382.5856 | 124503.8793 | 889734.2914 | 423184.2573 | 267001.6556 | 629609.3612 | 548369.3152 | 300774.6474 | 422997.0917 | 478415.2712 | 705477.8916 | 813397.9847 | 408971.9784 | 511802.7365 | 62054.2752 | -336469.5022 | -398562.2518 | -2284205.6397 | -2460952.1084
Option 5 AT | ExportLimit_S8_Western Eyre Peninsula | REZ Network Export Constraints | 0 | 0 | -0.0090327 | -0.0096401 | -0.012598 | -0.01291 | -0.011337 | -0.26089 | -0.26571 | -0.26628 | -0.32192 | -0.32943 | -0.35214 | -0.33324 | -0.40999 | -0.40533 | -1.1252 | -1.108 | -0.8878 | -0.99121 | -1.0374 | -1.0104 | -1.7249 | -1.7833
Option 5 AT | ExportLimit_T1_North East Tasmania | REZ Network Export Constraints | 0 | 559901.4735 | 827243.9771 | 856751.6032 | 639077.5404 | 940863.9746 | 743838.0464 | 448668.1755 | 40059.5984 | -29801.4005 | 123304.4994 | 778814.9149 | 785011.2177 | 768040.7159 | -493418.7381 | -711432.6929 | -858290.9775 | -1067651.7448 | -1195756.3843 | -1336404.9721 | -1637292.2988 | -235148.7901 | 230566.0066 | -155442.413
Option 5 AT | ExportLimit_T2_North West Tasmania | REZ Network Export Constraints | 390481.1331 | 410842.0328 | 429067.8284 | 471280.2847 | 441240.642 | 413479.7508 | 438849.2565 | 465297.8239 | 440916.4895 | 433593.9685 | 504096.5537 | 481873.8978 | 488557.5297 | 494081.79 | 388538.3729 | 438990.3899 | 445473.8076 | 472123.2511 | 427149.4407 | 512243.5728 | 501988.6503 | 476225.838 | 487308.8193 | 514302.6283
Option 5 AT | ExportLimit_T3_Central Highlands | REZ Network Export Constraints | 498399.5137 | 915699.2095 | 4061370.0197 | 4447230.112 | 1927286.3574 | 196019.6484 | 425415.0526 | 519107.232 | 968242.8056 | 2522818.2718 | 1852808.6328 | 1464450.5415 | 1696796.7204 | 2143737.6348 | 2165645.7158 | 2741178.6869 | 2822345.3748 | 2830833.1001 | 2391442.5358 | 2708850.0835 | 2626069.1778 | 2351197.4012 | 2913621.6048 | 3164918.7802
Option 5 AT | ExportLimit_V1_North West VIC | REZ Network Export Constraints | 1147945.092 | -46913.3186 | 1975169.6188 | 1910678.3196 | 1740681.0646 | -6721738.9536 | -10965467.9624 | -9786693.6426 | -9234050.5368 | -10921293.8891 | -10988731.2271 | -12520415.8259 | -14325159.4451 | -14302629.737 | -12848649.7565 | -12580857.845 | -12170456.0811 | -11415497.3757 | -12437861.3106 | -14404696.7026 | -11801219.8072 | -10762548.0731 | -13204766.8885 | -13057073.8426
Option 5 AT | ExportLimit_V2_Central Highlands VIC | REZ Network Export Constraints | 1916966.4417 | 2328780.7136 | 3476318.9367 | 2987487.4341 | 1527312.0795 | 1510133.5916 | 1543365.0498 | -93496.6224 | -140290.6234 | -82657.56 | -3144985.3242 | -2860579.3878 | -643902.014 | -887129.4206 | -416083.8987 | -534081.2935 | -862510.7214 | -187595.2902 | -611402.8586 | -477560.143 | -1575193.5163 | -1220625.9743 | -4922789.9572 | -4357514.6299
Option 5 AT | ExportLimit_V7_Central North VIC | REZ Network Export Constraints | 1561142.7696 | 2011265.6257 | 4035677.2591 | 3836170.7459 | 3951432.4719 | 3668727.0027 | 3395671.8973 | 3563942.5279 | 3828974.94 | 3480383.9945 | 3390528.3965 | 3179421.0611 | 4825365.3199 | 5024451.1047 | 5164066.3004 | 5607390.7371 | 5539870.9217 | 5687178.3308 | 5369854.2132 | 5328945.2082 | 5732915.4331 | 5668081.5359 | 4900368.0446 | 5292271.6492
Option 5 AT | ExportLimit_V8_Gippsland Offshore | REZ Network Export Constraints | 0 | 0 | 0 | 0 | 0 | -9450042.1775 | -8732371.2432 | -22968297.4631 | -20786370.4631 | -15943318.2401 | -14309847.2971 | -12252607.1523 | -32951544.7097 | -30512067.6694 | -29353338.1576 | -30633522.2946 | -29649407.8902 | -29444540.328 | -29626081.0545 | -28029524.3536 | -30437192.6351 | -30080465.0984 | -29642466.4354 | -28034190.0625
Option 5 AT | GG H2 Green Commodities Consumption Purchaser | Subregion flexible electricity load for Green Commodities H2 | 0 | 0 | 0 | 0 | 0 | 0 | 0 | 1243.9024 | 2445.4029 | 2896.4216 | 3364.5584 | 3841.3907 | 4350.9383 | 4921.4463 | 5564.488 | 6283.3174 | 7180.2689 | 8177.0081 | 9289.0636 | 10516.127 | 11871.6977 | 13346.9531 | 14777.1429 | 16010.2961
Option 5 AT | Gas Zone Daily Offtake Limit Colongra | Gas Infrastructure Limitations by Gas Zone | 663.1251 | 3416.1679 | 569.9425 | 10656.8288 | 6872.2727 | 9816.3875 | 12854.655 | 9355.8897 | 9865.8103 | 10631.5055 | 12709.2594 | 9691.3549 | 658.1087 | 5390.17 | 6308.5023 | 6029.8618 | 4601.1459 | 3170.4338 | 4368.1905 | 5435.2963 | 3244.4678 | 5541.0596 | 5802.3996 | 2723.8795
Option 5 AT | Gas Zone Daily Offtake Limit Gippsland | Gas Infrastructure Limitations by Gas Zone | 14724.1 | 14764.44 | 14403.4867 | 7994.9551 | 7478.6243 | 7276.3934 | 5369.0833 | 4836.7733 | 5326.3661 | 5258.9527 | 5742.2006 | 3928.8605 | 2519.7657 | 2566.8401 | 2911.1939 | 2520.2711 | 2134.1435 | 2136.1326 | 2697.1588 | 2517.4466 | 2865.5445 | 2765.5654 | 3429.8171 | 2243.9173
Option 5 AT | Gas Zone Daily Offtake Limit Gladstone | Gas Infrastructure Limitations by Gas Zone | 0 | 0 | 0 | 0 | 237.1962 | 254.472 | 187.7869 | 37.2116 | 115.4349 | 5.1223 | 4.4394e-06 | 8.8589 | 7.9839e-06 | 8.522e-06 | 8.5555e-06 | 8.7141e-06 | 9.1241e-06 | 9.2198e-06 | 128.4847 | 949.5815 | 8040.8747 | 5945.3809 | 13701.0396 | 22097.115
Option 5 AT | Gas Zone Daily Offtake Limit Kurri Kurri | Gas Infrastructure Limitations by Gas Zone | 117.5205 | 2004.7927 | 1470.1592 | 12061.4502 | 10908.14 | 12734.3627 | 14576.7028 | 10498.0389 | 10824.7834 | 11928.7448 | 12942.0929 | 9692.9003 | 1310.6517 | 5628.3064 | 6424.682 | 5643.5936 | 4627.657 | 3978.9847 | 5307.2171 | 5667.5928 | 4807.9987 | 5944.0473 | 6285.2709 | 3909.4969
Option 5 AT | Gas Zone Daily Offtake Limit Laverton North | Gas Infrastructure Limitations by Gas Zone | 374.7455 | 1462.6623 | 2917.332 | 899.6117 | 302.1787 | 214.0014 | 311.1236 | 487.6025 | 392.6977 | 1368.5667 | 1802.1952 | 1172.5448 | 669.8458 | 1691.8323 | 1966.1498 | 617.5431 | 1711.8163 | 1221.4116 | 2287.3659 | 1440.3908 | 1059.6174 | 734.5417 | 855.1375 | 274.8875
Option 5 AT | Gas Zone Daily Offtake Limit Melbourne | Gas Infrastructure Limitations by Gas Zone | 3220.8696 | 7646.1591 | 9999.4969 | 6313.4065 | 3795.4867 | 1218.4098 | 3088.7995 | 4776.9045 | 4942.4614 | 4259.6605 | 5066.0911 | 4217.4572 | 1904.6024 | 3306.2305 | 2043.6624 | 2231.5336 | 2530.4914 | 1221.4116 | 3794.2837 | 3068.118 | 3462.7128 | 2649.6738 | 4697.1166 | 2274.7747
Option 5 AT | Gas Zone Daily Offtake Limit Moomba | Gas Infrastructure Limitations by Gas Zone | 11646.9777 | 616.3435 | 398.831 | 3878.9246 | 2162.9149 | 1544.8809 | 3153.0254 | 2208.4459 | 2056.6783 | 2861.632 | 2693.0199 | 2496.3894 | 637.9559 | 1640.3099 | 1687.7592 | 1526.273 | 2131.9393 | 748.9941 | 2230.5 | 1670.6962 | 1760.2899 | 1443.4815 | 1042.9215 | 732.6053
Option 5 AT | Gas Zone Daily Offtake Limit NQGP | Gas Infrastructure Limitations by Gas Zone | 11809.8867 | 9792.1899 | 836.8078 | 1594.4092 | 3156.8442 | 3047.8284 | 1533.0974 | 878.5627 | 707.9586 | 1130.167 | 1021.1632 | 1149.8799 | 502.0847 | 503.4602 | 502.0847 | 502.0847 | 502.0847 | 539.7637 | 1064.1258 | 502.0847 | 1040.0841 | 0 | 0 | 0
Option 5 AT | Gas Zone Daily Offtake Limit Newcastle | Gas Infrastructure Limitations by Gas Zone | 780.6456 | 5420.9607 | 2040.1016 | 22718.279 | 24021.6619 | 29760.545 | 41286.9133 | 25762.0386 | 27242.4095 | 30108.0964 | 33817.7826 | 27684.1226 | 4227.2093 | 11174.3849 | 12733.1844 | 15023.2308 | 9910.3198 | 7149.4185 | 13434.3216 | 19676.1495 | 24476.9507 | 13893.9333 | 23571.4725 | 13298.5559
Option 5 AT | Gas Zone Daily Offtake Limit Northern | Gas Infrastructure Limitations by Gas Zone | 40150 | 40259.9999 | 20725.7656 | 23263.1584 | 18525.6815 | 18360.0426 | 12948.6925 | 9971.7102 | 10107.1324 | 10362.5408 | 7261.4966 | 6878.4658 | 901.4882 | 2856.1856 | 3306.2712 | 3357.6013 | 3008.5606 | 2305.3848 | 4751.9564 | 3144.4834 | 10659.4718 | 6844.8134 | 15759.3221 | 22651.3594
Option 5 AT | Gas Zone Daily Offtake Limit Port Campbell | Gas Infrastructure Limitations by Gas Zone | 1152.0874 | 2599.2981 | 4896.3705 | 7201.1583 | 8096.8413 | 2833.3998 | 8100.6308 | 9058.4408 | 8975.8651 | 9215.0987 | 9284.4652 | 8105.0422 | 2013.4193 | 4559.6958 | 4584.4783 | 5504.7482 | 5170.4666 | 2635.9948 | 7202.6748 | 6190.5724 | 8648.4736 | 797.0714 | 6040.831 | 3659.299
Option 5 AT | Gas Zone Daily Offtake Limit Southern | Gas Infrastructure Limitations by Gas Zone | 66087.256 | 38378.6207 | 41619.6089 | 64556.3375 | 64884.2469 | 55784.1854 | 80691.4893 | 59563.4418 | 61552.7705 | 66568.9613 | 71327.4997 | 54538.4562 | 13345.0025 | 28363.0302 | 29402.5046 | 33013.861 | 28014.0656 | 14758.5764 | 30365.1246 | 34365.1298 | 44024.6345 | 23801.6113 | 42367.4341 | 24405.5417
Option 5 AT | Gordon Min Gen | Hydro min release | 2743.5656 | 1315.5336 | 867.7512 | 517.909 | 706.0578 | 540.9711 | 979.7703 | 859.2164 | 1321.3248 | 1335.5964 | 1375.9503 | 1217.0463 | 1564.872 | 1571.5966 | 933.3871 | 864.4855 | 854.733 | 870.6201 | 1088.0254 | 1058.1048 | 979.2599 | 1052.8299 | 990.0423 | 827.7293
Option 5 AT | ImportGroup_N9_Hydrogen | Group Network Import Constraints | 3759238.5653 | 1964226.4715 | -1328921.4487 | -3104172.1101 | -3608866.4898 | -4880977.7029 | -3239741.8772 | -7226185.6402 | -7964959.5459 | -11474925.6685 | -13020423.1617 | -13966233.3124 | -10621017.7686 | -11293596.9999 | -11694231.3892 | -13925593.6766 | -17549155.4972 | -17284937.1791 | -17696820.9889 | -14871354.0343 | -17628269.2963 | -18975134.7719 | -13692918.8547 | -15060903.8309
Option 5 AT | ImportGroup_NSA1 | Group Network Import Constraints | -832607.2993 | -1528086.8389 | -1280977.6813 | -1275039.9678 | -2556843.2398 | -2569684.3771 | -4324840.2556 | -6284569.8049 | -6925093.3121 | -8126685.9061 | -8118951.2212 | -8280140.3559 | -8647325.8806 | -8729278.3712 | -8958000.1799 | -9236055.2944 | -9408270.6214 | -9074563.6492 | -9666401.2327 | -9138801.4359 | -9626973.5144 | -10002624.0335 | -16357374.8796 | -16808528.5086
Option 5 AT | ImportGroup_Q1_Hydrogen | Group Network Import Constraints | 990636.8645 | 1089425.249 | -1162676.0971 | -1611604.3935 | -1503730.9029 | -1070068.4678 | -715596.3411 | 51276.5551 | 281714.3768 | 572002.3372 | 962670.1424 | 1069083.2678 | 2159238.6272 | 2172350.7427 | 1941823.7896 | 1611420.6388 | 1180808.5345 | 1258153.472 | 599847.9293 | -562878.323 | -708368.0549 | -566673.1834 | -986828.1861 | -1042980.2389
Option 5 AT | ImportGroup_Q4_Hydrogen | Group Network Import Constraints | -3380763.1594 | -4611539.0231 | -357243.7722 | -133183.0135 | -581991.8158 | -745904.4994 | 552411.6604 | 566256.0838 | 739444.7354 | 547141.2589 | -484544.1569 | -702408.6037 | 814656.8934 | 811619.8934 | 539764.8823 | -57745.085 | -325537.9068 | -680545.111 | -966543.0009 | -1094828.7187 | -713455.3376 | -1884248.1143 | -802628.7412 | 457557.6144
Option 5 AT | ImportGroup_Q7_Hydrogen | Group Network Import Constraints | -1458219.1344 | -1944954.5425 | -70782.2905 | -2294398.5509 | -2793594.041 | -3005094.2879 | -5576269.2906 | -3964812.6708 | -4439569.0084 | -8460401.1658 | -12101813.1445 | -12050894.9559 | -10805196.4628 | -10655262.8839 | -10532859.493 | -11317196.752 | -11533288.3888 | -11720567.5221 | -12074581.7544 | -9249988.8898 | -8574474.2994 | -6386490.3092 | -4735349.5997 | -2828643.7043
Option 5 AT | ImportLimit_DN1_Dubbo | Distribution REZ Import Constraints | 0 | 0 | -1.3404e-06 | -1.62e-06 | -3.2483e-06 | -3.7308e-06 | -0.094507 | -2023256.6138 | -2159308.9048 | -2008286.8516 | -1738774.5431 | -1971259.8699 | -1611066.0636 | -1640303.3104 | -1494359.958 | -1725524.816 | -2068528.199 | -2206528.4742 | -2106469.434 | -2000239.8663 | -2355592.9362 | -2311574.4368 | -1864496.2386 | -2042506.0458
Option 5 AT | ImportLimit_DN3_Marulan | Distribution REZ Import Constraints | 0 | 0 | 0 | 0 | -0.2136 | -1.3188 | -1.4543 | -1.4548 | -1.3691 | -1.3751 | -435549.9013 | -585341.7831 | -564058.6571 | -475238.5557 | -494413.9511 | -690815.3387 | -730784.3383 | -700063.8279 | -728891.2321 | -743627.0478 | -697592.3535 | -735377.1 | -719745.5389 | -800036.3044
Option 5 AT | ImportLimit_N12_Illawarra | REZ Network Import Constraints | 0 | 0 | -989058.1907 | -935558.8525 | -788563.5802 | -383858.4029 | 271413.8877 | 1351413.8324 | 2845143.876 | 3799717.8425 | 4761694.6914 | -11825478.6069 | -10838598.4256 | -9773539.1029 | -9005822.782 | -8282397.5547 | -7633763.2349 | -6990318.2757 | -6518196.1423 | -5911156.3862 | -5379163.4701 | -4864478.1457 | -4389940.2992 | -4372254.5329
Option 5 AT | ImportLimit_N1_North West NSW | REZ Network Import Constraints | -393811.0727 | -484740.9354 | -499184.951 | -375149.0284 | -310979.4755 | -293279.1159 | -344667.1127 | 152722.9266 | -78868.1507 | -105799.6518 | -87073.1451 | -103612.8416 | -63910.6536 | 131313.0314 | 75381.665 | -3381.296 | -441887.7984 | -446437.6921 | -367745.6709 | -337495.952 | -335611.4277 | -464580.1461 | -631116.1895 | -569825.3231
Option 5 AT | ImportLimit_N3_Central-West Orana | REZ Network Import Constraints | -3467527.5582 | -3831910.6604 | -18934088.7842 | -42896199.5853 | -44118932.656 | -45004164.0166 | -48276556.7754 | -53513287.7867 | -53440810.2864 | -54699133.5907 | -56519318.5953 | -56091421.7055 | -56237558.6006 | -54824341.0115 | -54621993.5535 | -56403330.0235 | -54215957.6311 | -53815138.1741 | -56060783.8591 | -55321046.6201 | -56184803.025 | -58334163.5299 | -61269269.1106 | -64496320.5903
Option 5 AT | ImportLimit_N8_Cooma-Monaro | REZ Network Import Constraints | -324546.6389 | -328152.2074 | -674132.7549 | -698107.2401 | -607423.6656 | -1066358.6247 | -931663.778 | -847685.9952 | -660539.1938 | -495681.9318 | -399496.3306 | -222542.3936 | -21032.9147 | -390353.1626 | -219463.203 | -189070.6673 | -244097.3732 | -219028.0345 | -263887.418 | -614565.2699 | -560013.5175 | -643562.0772 | -623113.0568 | -763088.2857
Option 5 AT | ImportLimit_Q1_Far North Qld | REZ Network Import Constraints | -929109.0158 | -981515.027 | -3411391.5422 | -4156200.8062 | -4374509.074 | -4015215.1994 | -3745863.8143 | -3166345.3144 | -3057502.4211 | -2970528.2949 | -2678732.9348 | -2763619.9816 | -1810533.6892 | -1911702.0204 | -2371487.825 | -3054334.0232 | -3537249.4128 | -3790987.611 | -4810300.3471 | -6226792.8248 | -6408278.2692 | -6452064.4811 | -6844889.4406 | -7117128.8193
Option 5 AT | ImportLimit_S3_Mid-North SA | REZ Network Import Constraints | -5251810.291 | -5045034.2069 | -5451803.0007 | -6568802.0869 | -4874176.9949 | -5866481.8013 | -5452468.2794 | -7028216.0048 | -6621102.4096 | -6057590.5321 | -5609097.4208 | -6665652.7596 | -6161263.3034 | -5159853.9747 | -5709607.4961 | -5278235.7147 | -4508863.7423 | -6274711.3974 | -5775454.0344 | -7063410.9299 | -5923353.8355 | -5831896.2286 | -5251947.4984 | -5677896.0589
Option 5 AT | ImportLimit_S7_Eastern Eyre Peninsula | REZ Network Import Constraints | -562465.84 | -494245.0741 | -434553.5096 | -539038.1902 | -336205.8427 | -154382.5882 | -124503.8795 | -889734.2918 | -423184.2576 | -267001.6561 | -629609.3618 | -849871.7827 | -602277.1147 | -725325.5933 | -779917.7388 | -1006980.3594 | -1114900.4532 | -711300.4814 | -813305.2038 | -1302730.2115 | -904206.4351 | -958661.8901 | -2082264.2891 | -2245570.4988
Option 5 AT | ImportLimit_T1_North East Tasmania | REZ Network Import Constraints | 0 | -559901.4735 | -827243.9771 | -856751.6032 | -639077.5404 | -940863.9746 | -743838.0464 | -448668.1755 | -40059.5985 | 29801.4003 | -123304.4996 | -778814.9153 | -785011.2185 | -768040.7169 | 493418.737 | 711432.6918 | 858290.9763 | 1067651.7434 | 1195756.384 | 1336404.9718 | 1637292.2984 | 235148.7895 | -230566.0075 | 155442.4121
Option 5 AT | ImportLimit_T3_Central Highlands | REZ Network Import Constraints | -498399.5137 | -915699.2095 | -4061370.0197 | -4447230.112 | -7574966.3574 | -9946259.6484 | -10149015.0526 | -10242707.232 | -10691842.8056 | -12273058.2718 | -11576408.6328 | -11188050.5415 | -11420396.7204 | -11893977.6348 | -11889245.7158 | -12464778.6869 | -12545945.3748 | -12581073.1001 | -12115042.5358 | -12432450.0835 | -12349669.1778 | -12101437.4012 | -12637221.6048 | -12888518.7802
Option 5 AT | ImportLimit_V1_North West VIC | REZ Network Import Constraints | -1147945.092 | -4061886.6814 | -8983169.6188 | -8918678.3196 | -8748681.0646 | -16535221.0464 | -23724132.0376 | -24902906.3574 | -25455549.4632 | -23863346.1113 | -23700868.7733 | -22169184.1747 | -20364440.5551 | -20482010.2637 | -21840950.2445 | -22108742.1566 | -22519143.9215 | -23369142.6282 | -22251738.6895 | -20284903.2975 | -22888380.193 | -24022091.9272 | -21484833.1119 | -21632526.1579
Option 5 AT | ImportLimit_V5_South West VIC | REZ Network Import Constraints | -9639767.8383 | -12470638.4026 | -13957033.7409 | -14906616.6879 | -12795842.7294 | -11698886.8373 | -9834370.5694 | -8521912.2245 | -6482787.8338 | -6772824.5882 | -4436271.7198 | -4498552.2379 | -2745666.6301 | -1364776.5746 | -782863.9079 | -1210742.7158 | 117614.5046 | 24993.5422 | -653260.2831 | -2516977.8269 | -461437.2244 | 608263.5552 | 188365.8829 | 248453.7924
Option 5 AT | ImportLimit_V7_Central North VIC | REZ Network Import Constraints | -1561142.7696 | -2011265.6257 | -4035677.2591 | -3836170.7459 | -3951432.4719 | -3668727.0027 | -3395671.8973 | -3563942.5279 | -3828974.9402 | -3480383.9948 | -3390528.397 | -3179421.0618 | -4825365.3207 | -5024451.1065 | -5164066.3032 | -5607390.7411 | -5539870.927 | -5687178.3376 | -5369854.2134 | -5328945.2086 | -5732915.4336 | -5668081.5366 | -4900368.0454 | -5292271.6501
Option 5 AT | Kareeya Min Gen | Hydro min release | 695.0253 | 582.8677 | 495.527 | 482.5405 | 407.4714 | 407.8264 | 249.3319 | 258.3529 | 270.5789 | 268.1616 | 254.4386 | 186.5849 | 74.2948 | 89.0822 | 107.232 | 107.9423 | 118.4057 | 113.2806 | 119.0488 | 123.8666 | 110.5077 | 137.8747 | 118.7801 | 108.9012
Option 5 AT | Liapootah Min Gen | Hydro min release | 595.482 | 534.8899 | 394.2954 | 508.5938 | 503.3928 | 375.8477 | 391.926 | 346.6608 | 341.0526 | 322.5212 | 362.3743 | 460.1047 | 382.2854 | 376.8631 | 168.8202 | 158.295 | 159.9071 | 155.6153 | 200.9837 | 199.3668 | 191.795 | 197.8312 | 181.4943 | 147.0028
Option 5 AT | N >> 11-0_17-0 | NetworkConstraints | 21566334.5181 | 21139119.4202 | 25452555.515 | 23529244.8508 | 22060984.0183 | 23282585.88 | 22214749.7059 | 20988452.7036 | 19994547.043 | 19787483.8914 | 19996252.769 | 12038752.7777 | 13612770.6356 | 12684312.7229 | 12506789.3873 | 11928838.7629 | 13375419.5429 | 13319626.6392 | 13636592.7633 | 13923115.5997 | 12610465.1893 | 13030913.126 | 17560372.8627 | 18434003.5561
Option 5 AT | N >> 11-0_BAN_SCRK_1 | NetworkConstraints | 0 | 0 | 0 | 0 | 0 | 0 | 0 | 0 | 0 | 0 | 0 | 13987023.9919 | 15526399.0888 | 14632653.6156 | 14457274.0395 | 13956958.6814 | 15350773.2955 | 15426184.7576 | 15742262.4158 | 16125692.7348 | 14825274.5868 | 15297934.9161 | 19823835.8203 | 20753087.6118
Option 5 AT | N >> 12-0_14-0_R | NetworkConstraints | 41789924.0069 | 44106845.5822 | 46050937.1797 | 52560525.5965 | 55481508.166 | 57869778.1264 | 59712951.3963 | 61989601.589 | 63471834.5535 | 65014949.1701 | 66664303.7128 | 55554050.8027 | 56494540.1014 | 55976561.8149 | 55589480.2258 | 57309229.5643 | 57763647.4548 | 59320662.0474 | 60623538.087 | 61743996.7128 | 62023293.596 | 63855201.2037 | 66778238.8993 | 69603549.3835
Option 5 AT | N >> 12-0_39-1_R | NetworkConstraints | 49497258.7243 | 52612877.2261 | 55711663.5452 | 60255514.7256 | 61117920.9332 | 63916770.4444 | 65661490.7981 | 67831916.7176 | 69406833.8184 | 71138249.9581 | 73111370.1233 | 0 | 0 | 0 | 0 | 0 | 0 | 0 | 0 | 0 | 0 | 0 | 0 | 0
Option 5 AT | N >> 12-0_39/1_R | NetworkConstraints | 0 | 0 | 0 | 0 | 0 | 0 | 0 | 0 | 0 | 0 | 0 | 58704684.4746 | 59624872.719 | 59184576.858 | 58831616.6214 | 60704008.1018 | 61091933.9993 | 62801874.9532 | 64194758.4604 | 65510990.1174 | 65875071.5218 | 67746363.0131 | 70649954.4508 | 73538348.0823
Option 5 AT | N >> 12-0_BAN_SCRK_1_R | NetworkConstraints | 0 | 0 | 0 | 0 | 0 | 0 | 0 | 0 | 0 | 0 | 0 | 59001072.1918 | 59898724.789 | 59460595.7866 | 59089339.9535 | 60979748.406 | 61336733.9522 | 63058646.9481 | 64462817.0073 | 65754905.5157 | 66150226.7439 | 68034159.7796 | 70941506.3947 | 73866115.6264
Option 5 AT | N >> 16-0_8-0_R | NetworkConstraints | 18581470.1479 | 21021655.7761 | 24495263.6527 | 24091313.3005 | 24223312.6578 | 26193537.6062 | 26353933.4304 | 26662518.8295 | 27725858.3414 | 29095504.855 | 31442302.5045 | 24682354.1325 | 20974222.9359 | 21738372.5701 | 21488568.4121 | 23027874.4407 | 20918248.3812 | 23791881.0224 | 22399414.9928 | 23805921.4959 | 23982265.8471 | 24675984.2507 | 19320837.1449 | 19915795.6563
Option 5 AT | N >> 16-0_BAN_SCRK_1_R | NetworkConstraints | 0 | 0 | 0 | 0 | 0 | 0 | 0 | 0 | 0 | 0 | 0 | 30124511.8069 | 26455242.0948 | 27066834.3184 | 26723655.7858 | 28289801.3692 | 26277326.8797 | 29384483.2733 | 27986766.237 | 29524964.3033 | 29481591.5843 | 30353506.9248 | 25648233.722 | 26578952.3063
Option 5 AT | N >> 17-0_11-0 | NetworkConstraints | 21813955.5562 | 21723633.8949 | 26649996.4313 | 24113717.2359 | 22052804.4386 | 23249251.9925 | 21983224.4954 | 20676746.6 | 19519639.43 | 19234803.4235 | 19476833.2066 | 12234942.6479 | 13706020.4661 | 12730012.1841 | 12511738.2797 | 11916955.6618 | 13353206.7366 | 13318292.3414 | 13588181.6993 | 13839546.4518 | 12480244.3397 | 12916898.8817 | 17410266.0521 | 18342129.3001
Option 5 AT | N >> 17-0_BAN_SCRK_1 | NetworkConstraints | 0 | 0 | 0 | 0 | 0 | 0 | 0 | 0 | 0 | 0 | 0 | 15902795.9639 | 17097801.6775 | 16069896.1427 | 15764161.0919 | 15257565.2342 | 16583701.9706 | 16813051.6388 | 16978168.0612 | 17309894.0715 | 15864427.3257 | 16426884.1471 | 20833631.0069 | 21994723.0854
Option 5 AT | N >> 18-0_5-0 | NetworkConstraints | 0 | 0 | 0 | -2893947.9818 | -4936836.2678 | -5447166.8529 | -5218554.4581 | -4952576.942 | -4976016.012 | -5209447.238 | -5547115.8909 | 0 | 0 | 0 | 0 | 0 | 0 | 0 | 0 | 0 | 0 | 0 | 0 | 0
Option 5 AT | N >> 18-0_5-0_R | NetworkConstraints | 6526676.4725 | 4450978.8065 | 5207342.5113 | 1821088.0089 | 0 | 0 | 0 | 0 | 0 | 0 | 0 | 4860345.461 | 4306934.705 | 4516093.0186 | 4378250.2249 | 4374260.3242 | 4097990.8263 | 4783874.8334 | 4526117.8274 | 4912079.6209 | 4760091.3369 | 4913548.6635 | 4485602.9213 | 4679026.0313
Option 5 AT | N >> 31-0_32-0 | NetworkConstraints | 37727590.2912 | 40235118.6484 | 43032966.6226 | 42885554.3315 | 43540488.4121 | 45680068.6711 | 51802739.8699 | 55302113.3452 | 60292097.4705 | 63280284.1052 | 64104229.6781 | 0 | 0 | 0 | 0 | 0 | 0 | 0 | 0 | 0 | 0 | 0 | 0 | 0
Option 5 AT | N >> 32-0_31-0 | NetworkConstraints | 37727553.9302 | 40235265.7215 | 43033110.3246 | 42885801.5576 | 43540529.2464 | 45680239.9587 | 51803000.076 | 55302381.11 | 60292373.3131 | 63280564.3778 | 64104507.9783 | 0 | 0 | 0 | 0 | 0 | 0 | 0 | 0 | 0 | 0 | 0 | 0 | 0
Option 5 AT | N >> 32/2_31-0 | NetworkConstraints | 0 | 0 | 0 | 0 | 0 | 0 | 0 | 0 | 0 | 0 | 0 | 55251322.0905 | 54706574.8759 | 56180264.8752 | 56398280.2248 | 60484473.1187 | 60519978.6617 | 62564390.3599 | 63345063.8645 | 64611730.3416 | 67900893.6118 | 69687808.4272 | 66042509.0139 | 66280034.5484
Option 5 AT | N >> 32/2_38/2 | NetworkConstraints | 0 | 0 | 0 | 0 | 0 | 0 | 0 | 0 | 0 | 0 | 0 | 55251660.4045 | 54706928.9343 | 56180615.9986 | 56398632.771 | 60484831.5575 | 60520334.4097 | 62564754.5923 | 63345444.4497 | 64612123.3882 | 67901284.544 | 69688209.7456 | 66042941.1398 | 66280490.125
Option 5 AT | N >> 38/1_32/1_R | NetworkConstraints | 0 | 0 | 0 | 0 | 0 | 0 | 0 | 0 | 0 | 0 | 0 | 101369397.9964 | 101858217.6989 | 102840774.9373 | 102869775.7967 | 107673917.6836 | 107285472.1272 | 111220979.2607 | 113062586.0083 | 116083770.637 | 118497942.644 | 121701333.1779 | 121570515.3687 | 124736263.8098
Option 5 AT | N >> 38/2_32/2 | NetworkConstraints | 0 | 0 | 0 | 0 | 0 | 0 | 0 | 0 | 0 | 0 | 0 | 55253219.6796 | 54708555.2805 | 56182235.5033 | 56400256.1165 | 60486483.8544 | 60521979.6638 | 62566447.3568 | 63347198.6669 | 64613940.5081 | 67903091.2598 | 69690061.3992 | 66044931.8974 | 66282572.3662
Option 5 AT | N >> 39-1_11-0 | NetworkConstraints | 38272897.8309 | 40712973.596 | 45625830.7253 | 46585712.9086 | 46433556.7697 | 49094474.7018 | 49243871.742 | 49408861.5004 | 49876880.9599 | 50991754.167 | 52774208.3132 | 0 | 0 | 0 | 0 | 0 | 0 | 0 | 0 | 0 | 0 | 0 | 0 | 0
Option 5 AT | N >> 39-1_16-0 | NetworkConstraints | 36919765.6696 | 39654908.8747 | 44294810.1971 | 45495186.7321 | 45174149.5434 | 47820974.7063 | 48149076.0363 | 48558353.0769 | 49284987.9663 | 50565082.8065 | 52555568.5848 | 0 | 0 | 0 | 0 | 0 | 0 | 0 | 0 | 0 | 0 | 0 | 0 | 0
Option 5 AT | N >> 39-1_17-0 | NetworkConstraints | 37677657.6592 | 40280205.8928 | 45403521.552 | 46184526.9719 | 45866943.9311 | 48482823.8189 | 48553522.6035 | 48712691.8328 | 49120806.796 | 50201505.7105 | 52002378.4544 | 0 | 0 | 0 | 0 | 0 | 0 | 0 | 0 | 0 | 0 | 0 | 0 | 0
Option 5 AT | N >> 39-1_3W-0 | NetworkConstraints | 38584189.2818 | 40988794.9593 | 45733453.453 | 46934749.5724 | 46637164.0967 | 49381545.768 | 49671450.9842 | 50015821.0977 | 50714725.4816 | 51999438.1778 | 53969529.4873 | 0 | 0 | 0 | 0 | 0 | 0 | 0 | 0 | 0 | 0 | 0 | 0 | 0
Option 5 AT | N >> 39-1_5A6-0 | NetworkConstraints | 35756236.3245 | 38478849.4905 | 43227432.7547 | 43585477.6564 | 43197994.1089 | 45879755.6385 | 45800319.8039 | 45532306.8019 | 45992530.1969 | 47096836.5786 | 48942969.4006 | 0 | 0 | 0 | 0 | 0 | 0 | 0 | 0 | 0 | 0 | 0 | 0 | 0
Option 5 AT | N >> 39-1_8-0 | NetworkConstraints | 36835681.8885 | 39587699.0129 | 44165228.2966 | 45419320.0797 | 45131329.9887 | 47782339.6268 | 48141347.0701 | 48580408.8508 | 49343344.6869 | 50646041.932 | 52656669.0044 | 0 | 0 | 0 | 0 | 0 | 0 | 0 | 0 | 0 | 0 | 0 | 0 | 0
Option 5 AT | N >> 39-1_NIL | NetworkConstraints | 38012904.7563 | 40741302.7928 | 45383288.8209 | 46676560.867 | 46390241.9908 | 49054909.2002 | 49403250.175 | 49824269.5627 | 50514425.3876 | 51767767.0075 | 53690139.0537 | 0 | 0 | 0 | 0 | 0 | 0 | 0 | 0 | 0 | 0 | 0 | 0 | 0
Option 5 AT | N >> 39/1_11-0 | NetworkConstraints | 0 | 0 | 0 | 0 | 0 | 0 | 0 | 0 | 0 | 0 | 0 | 44837309.8571 | 44630387.7639 | 44062886.209 | 43690477.5359 | 44644692.3189 | 44905259.3809 | 47004261.5886 | 47043218.0579 | 48557375.1488 | 47619963.4526 | 49016828.6527 | 51303574.4779 | 53428196.2129
Option 5 AT | N >> 39/1_16-0 | NetworkConstraints | 0 | 0 | 0 | 0 | 0 | 0 | 0 | 0 | 0 | 0 | 0 | 44751189.895 | 43956056.8286 | 43605156.6761 | 43237432.9625 | 44414991.2239 | 44250811.7267 | 46592695.3392 | 46458660.9011 | 48029237.9441 | 47330840.2799 | 48712713.8552 | 49770113.2854 | 51799679.1103
Option 5 AT | N >> 39/1_17-0 | NetworkConstraints | 0 | 0 | 0 | 0 | 0 | 0 | 0 | 0 | 0 | 0 | 0 | 44791629.1827 | 44487838.0409 | 43923264.6134 | 43535322.4122 | 44504537.139 | 44717172.4009 | 46838759.3484 | 46846030.6956 | 48342738.7075 | 47419151.4412 | 48817952.2222 | 50960332.4517 | 53096621.511
Option 5 AT | N >> 39/1_5A6-0 | NetworkConstraints | 0 | 0 | 0 | 0 | 0 | 0 | 0 | 0 | 0 | 0 | 0 | 42705984.7077 | 42169337.3349 | 41763725.4518 | 41412143.5359 | 42349117.7887 | 42408999.4347 | 44685498.6945 | 44499248.4007 | 46097964.3609 | 45164947.5409 | 46468834.6638 | 48107661.7674 | 50023352.9528
Option 5 AT | N >> 39/1_8-0 | NetworkConstraints | 0 | 0 | 0 | 0 | 0 | 0 | 0 | 0 | 0 | 0 | 0 | 44790296.3876 | 43942112.0484 | 43614862.0472 | 43249441.4021 | 44451695.827 | 44245924.5293 | 46613227.5938 | 46465074.5207 | 48044918.2647 | 47372379.2866 | 48753689.8929 | 49693175.4202 | 51712877.1486
Option 5 AT | N >> 39/1_BAN_SCRK_1 | NetworkConstraints | 0 | 0 | 0 | 0 | 0 | 0 | 0 | 0 | 0 | 0 | 0 | 47541778.6129 | 46784852.3935 | 46335673.5904 | 45903349.6941 | 47071094.7959 | 46958825.4577 | 49410709.1103 | 49284092.6873 | 50887637.1923 | 50072328.1706 | 51548422.9941 | 53069442.461 | 55303448.572
Option 5 AT | N >> 39/1_NIL | NetworkConstraints | 0 | 0 | 0 | 0 | 0 | 0 | 0 | 0 | 0 | 0 | 0 | 45586014.2826 | 45038985.6041 | 44606933.2528 | 44237171.5195 | 45367845.6831 | 45360381.8396 | 47618143.3658 | 47589724.0832 | 49145882.9341 | 48394380.3118 | 49807318.437 | 51355243.314 | 53463884.0648
Option 5 AT | N >> 5A5_5P1 | NetworkConstraints | 0 | 0 | -941803.8689 | 11714242.3739 | 16728652.8458 | 17468263.5929 | 19075663.7951 | 20649758.9847 | 19844090.372 | 20758032.942 | 21973397.0292 | 17260135.3621 | 17471757.071 | 16107719.1068 | 16336702.6803 | 16700306.9212 | 15681441.1856 | 15302692.1428 | 16378610.9736 | 16021907.6307 | 15674665.2329 | 16425367.7726 | 19411843.9892 | 21274977.9561
Option 5 AT | N >> 5H5_5H6 | NetworkConstraints | 0 | 0 | 0 | 27789912.8125 | 44373984.8437 | 45927093.1542 | 50953644.7041 | 56249750.7469 | 59061871.7977 | 61259554.5069 | 62600047.0326 | 55009879.9669 | 51779304.4439 | 51379751.8139 | 50601849.3065 | 54273070.2567 | 53398960.1775 | 54892505.9437 | 55075492.4791 | 54663472.3368 | 56935976.3787 | 58955600.8226 | 55890076.1296 | 58148911.2143
Option 5 AT | N >> 5P1_5A5 | NetworkConstraints | 0 | 0 | 2435108.1695 | 15090120.7709 | 17466207.4305 | 18309664.003 | 24304403.5898 | 30827643.0946 | 32586816.2466 | 34626197.6642 | 35221764.6191 | 41377321.0572 | 41764653.7837 | 40633769.2815 | 40906860.9297 | 43743643.1146 | 42034334.7173 | 41100429.4617 | 43820461.4895 | 43047791.1544 | 45146939.4797 | 46897143.6215 | 47960332.5282 | 51055591.8871
Option 5 AT | N >> 5P1_5P2 | NetworkConstraints | 0 | 0 | 3405970.2855 | 12256092.2679 | 11676349.4544 | 12290879.7961 | 18628643.7261 | 25615869.3439 | 28192138.2135 | 30141001.6217 | 30176788.9426 | 44848860.2485 | 45235922.2142 | 44594441.3911 | 44815104.7255 | 48426657.2353 | 46774210.4265 | 45754860.7567 | 48741551.0516 | 47926571.6083 | 51002590.3467 | 52886132.2208 | 52373363.9892 | 55353776.2991
Option 5 AT | N >> 76-0_77-0_R | NetworkConstraints | 23829664.133 | 29859449.9277 | 31540405.2773 | 35103885.4573 | 34841141.5802 | 35599679.3118 | 37138180.2745 | 40531201.0741 | 41799316.9215 | 42917414.9913 | 44530211.8289 | 38131881.9533 | 37048693.5513 | 37171087.1486 | 36738896.2965 | 38788676.6071 | 37769318.3125 | 39001946.1498 | 39888480.9495 | 40149194.4 | 41713036.6185 | 43000541.1851 | 41098081.9146 | 43212275.9888
Option 5 AT | N >> 76-0_BAN_SCRK_1_R | NetworkConstraints | 0 | 0 | 0 | 0 | 0 | 0 | 0 | 0 | 0 | 0 | 0 | 40170875.2794 | 38996239.7112 | 39083591.8279 | 38616683.1815 | 40674394.9785 | 39638842.7164 | 41040888.6339 | 41849055.9798 | 42205484.5153 | 43646448.8624 | 44995163.496 | 43224740.5148 | 45438570.227
Option 5 AT | N >> 8-0_16-0_R | NetworkConstraints | 17784800.1992 | 20338289.8324 | 23555740.8087 | 23379199.3979 | 23635953.042 | 25614746.9705 | 25907888.6665 | 26343556.5791 | 27577767.6081 | 29051869.8573 | 31495585.3475 | 21178285.9339 | 17694569.096 | 18484403.9556 | 18280784.759 | 19734299.4424 | 17687948.6585 | 20290870.0268 | 19009367.2361 | 20264054.803 | 20555492.75 | 21140398.8217 | 15871314.4207 | 16318194.4523
Option 5 AT | N >> 8-0_BAN_SCRK_1_R | NetworkConstraints | 0 | 0 | 0 | 0 | 0 | 0 | 0 | 0 | 0 | 0 | 0 | 25000755.1327 | 21312252.978 | 22097343.6682 | 21838610.9732 | 23410248.561 | 21249513.086 | 24118550.7788 | 22773757.6924 | 24149123.4084 | 24406691.1488 | 25110034.0419 | 19786494.8168 | 20419781.0346
Option 5 AT | N >> 81-0_82-0 | NetworkConstraints | 28555560.1871 | 32250633.8681 | 16249560.3789 | 0 | 0 | 0 | 0 | 0 | 0 | 0 | 0 | 0 | 0 | 0 | 0 | 0 | 0 | 0 | 0 | 0 | 0 | 0 | 0 | 0
Option 5 AT | N >> 81_82-0 | NetworkConstraints | 0 | 0 | 24087529.3388 | 32346266.7413 | 27059333.5895 | 27704178.8057 | 34199533.1349 | 37393548.4687 | 42170225.9016 | 44590793.748 | 44187800.5004 | 43160895.4697 | 35801549.1526 | 35839288.7169 | 34474188.6558 | 38388701.659 | 38688320.5148 | 41305064.2807 | 38368263.2194 | 37673491.3363 | 39954344.9757 | 41163108.5193 | 34528936.624 | 33977627.985
Option 5 AT | N >> 82-0_81 | NetworkConstraints | 0 | 0 | 24169816.1909 | 32505474.3751 | 27326317.1317 | 27925219.3825 | 34064940.8101 | 37063115.1069 | 41686112.6526 | 44040396.8851 | 43603245.8116 | 43834796.6246 | 36912834.8377 | 36991245.0336 | 35711176.4353 | 39552229.613 | 39960879.4491 | 42480174.3067 | 39589127.2977 | 38906903.1708 | 41192213.1424 | 42357083.2337 | 35782665.2539 | 35106075.4507
Option 5 AT | N >> 82-0_81-0 | NetworkConstraints | 29632530.7881 | 33313624.1157 | 16674350.1514 | 0 | 0 | 0 | 0 | 0 | 0 | 0 | 0 | 0 | 0 | 0 | 0 | 0 | 0 | 0 | 0 | 0 | 0 | 0 | 0 | 0
Option 5 AT | N >> 93-0_90-0_R | NetworkConstraints | 3487361.2915 | 6445928.1246 | 12729097.55 | 2509757.6338 | -3669004.4787 | -3274284.9555 | -1792533.746 | -2126705.0114 | -717608.3034 | -191130.6875 | -356929.014 | 3155289.69 | 9250369.8706 | 11187708.2094 | 12764667.5117 | 13126163.9561 | 13519657.5392 | 13092375.7404 | 15558262.2258 | 16965567.9762 | 18310500.9014 | 18903990.6525 | 19187251.4548 | 18451998.5542
Option 5 AT | N >> BANNABY_1TH1_2_BAN_SCRK_1 | NetworkConstraints | 0 | 0 | 0 | 0 | 0 | 0 | 0 | 0 | 0 | 0 | 0 | 9571564.5971 | 8989941.46 | 9945593.4869 | 10016558.6427 | 11205360.8097 | 9695852.2547 | 10443557.109 | 10881560.1506 | 10788436.7464 | 12562721.1982 | 12896379.2863 | 11020515.7669 | 11327708.7639
Option 5 AT | N >> BAN_SCRK_1_11-0 | NetworkConstraints | 0 | 0 | 0 | 0 | 0 | 0 | 0 | 0 | 0 | 0 | 0 | 55061231.2393 | 53273306.1505 | 52638892.4528 | 51827426.6764 | 52968096.4835 | 52390058.8535 | 55757436.1196 | 55035641.1532 | 56758510.2965 | 55430686.06 | 57166984.8806 | 58981149.7198 | 61844612.7749
Option 5 AT | N >> BAN_SCRK_1_16-0 | NetworkConstraints | 0 | 0 | 0 | 0 | 0 | 0 | 0 | 0 | 0 | 0 | 0 | 55964992.901 | 53603741.3429 | 53156174.7762 | 52334749.3769 | 53699331.0586 | 52722901.2719 | 56375575.6662 | 55478961.8181 | 57287266.4931 | 56150243.7236 | 57903627.9141 | 58621656.5012 | 61447395.6963
Option 5 AT | N >> BAN_SCRK_1_17-0 | NetworkConstraints | 0 | 0 | 0 | 0 | 0 | 0 | 0 | 0 | 0 | 0 | 0 | 54882691.0153 | 53117940.9966 | 52435474.193 | 51607027.9672 | 52705772.6745 | 52177779.2824 | 55512695.0992 | 54785920.5142 | 56478926.6048 | 55099728.9482 | 56837022.6548 | 58761460.5101 | 61649842.8046
Option 5 AT | N >> BAN_SCRK_1_5A6-0 | NetworkConstraints | 0 | 0 | 0 | 0 | 0 | 0 | 0 | 0 | 0 | 0 | 0 | 47525378.7681 | 45498427.6164 | 45059380.0527 | 44332973.6254 | 45114361.7048 | 44472983.5248 | 47983398.9906 | 46800298.2791 | 48626782.992 | 47038887.0949 | 48489772.9914 | 49853596.0255 | 52176014.6492
Option 5 AT | N >> BAN_SCRK_1_8-0 | NetworkConstraints | 0 | 0 | 0 | 0 | 0 | 0 | 0 | 0 | 0 | 0 | 0 | 56063881.2366 | 53653503.6095 | 53225691.6943 | 52404666.1108 | 53791890.312 | 52777449.8386 | 56456450.2944 | 55546706.6798 | 57363981.2773 | 56248490.4302 | 58003497.0816 | 58622529.5853 | 61444054.0878
Option 5 AT | N >> BAN_SCRK_1_BAN_SCRK_2 | NetworkConstraints | 0 | 0 | 0 | 0 | 0 | 0 | 0 | 0 | 0 | 0 | 0 | 55829764.3103 | 53665542.715 | 53151617.3165 | 52348412.2726 | 53644431.8573 | 52777988.4827 | 56334071.5713 | 55509910.3085 | 57256877.3946 | 56105292.1535 | 57856360.5812 | 58983878.1792 | 61856215.1117
Option 5 AT | N >> KEMPS_CK_2H1_2_KEMPS_CK_3H1_2 | NetworkConstraints | 5015733.6971 | 3591967.1485 | -1319844.9651 | 10994603.824 | 19177716.8664 | 20472934.7822 | 25781554.4952 | 29400388.8447 | 33786564.3407 | 36353065.8958 | 37120676.7713 | 5430279.148 | 4832508.7179 | 5431449.9124 | 5573371.432 | 6303216.8971 | 5530322.5544 | 6190017.3074 | 6061244.4385 | 6414517.6061 | 7076480.3493 | 7294778.0231 | 5173962.533 | 5037409.7285
Option 5 AT | N >> MT_PIPER_2TH1_2_BAN_SCRK_1 | NetworkConstraints | 0 | 0 | 0 | 0 | 0 | 0 | 0 | 0 | 0 | 0 | 0 | 9531232.2809 | 9718601.3425 | 9455782.3289 | 9730759.0596 | 10182761.4227 | 9824244.5025 | 10077077.858 | 10146762.1074 | 10603801.8949 | 10213728.9031 | 10613143.2598 | 11909521.1939 | 12234277.1158
Option 5 AT | N >> MT_PIPER_2TH1_2_MT_PIPER_1TH1_2 | NetworkConstraints | 4921953.1584 | 4402790.1803 | 8875224.7198 | 9677471.3574 | 12071932.4547 | 14564109.8602 | 15806126.7427 | 15220921.7536 | 15588438.0355 | 16610592.5749 | 17287560.3156 | 7268047.2016 | 7531677.2434 | 7293476.2554 | 7593033.0665 | 7988063.7836 | 7668387.6488 | 7784493.4303 | 7883083.0309 | 8265722.3008 | 7927343.911 | 8253444.3004 | 9481005.8367 | 9693150.4717
Option 5 AT | N >> SCRK_1TH1_2_SCRK_2TH1_2_R | NetworkConstraints | 0 | 0 | 0 | 0 | 0 | 0 | 0 | 0 | 0 | 0 | 0 | 91113680.601 | 92344071.5759 | 92969012.8122 | 93009682.85 | 96799177.6831 | 96233743.2549 | 99652329.3498 | 101763398.5199 | 104642872.9444 | 106266695.8581 | 109130662.9814 | 110638078.0253 | 114155431.7299
Option 5 AT | NNSW H2 Domestic Consumption Purchaser | Subregion flexible electricity load for Domestic H2 | 0 | 0 | 0 | 0 | 21.6393 | 74.56 | 169.8534 | 316.5593 | 516.0579 | 645.9686 | 776.1379 | 912.7607 | 1048.5929 | 1178.372 | 1285.6981 | 1380.5864 | 1475.3821 | 1558.518 | 1626.6301 | 1701.8386 | 1774.1607 | 1848.4446 | 1912.6829 | 1979.5514
Option 5 AT | NQ H2 Domestic Consumption Purchaser | Subregion flexible electricity load for Domestic H2 | 0 | 0 | 0 | 0 | 7.4564 | 25.1497 | 58.4776 | 112.2114 | 190.0607 | 245.7186 | 299.1923 | 350.4521 | 396.4421 | 436.3537 | 463.1799 | 486.7014 | 511.2607 | 531.5406 | 549.4491 | 580.715 | 618.675 | 670.4386 | 736.0663 | 815.3579
Option 5 AT | NSA H2 Domestic Consumption Purchaser | Subregion flexible electricity load for Domestic H2 | 0 | 0 | 0 | 0 | 44.9471 | 90.3243 | 128.6089 | 170.4029 | 219.5214 | 233.7189 | 252.2383 | 291.1136 | 329.5429 | 366.97 | 397.2459 | 423.9214 | 450.6707 | 473.7383 | 490.6066 | 510.9479 | 530.5014 | 550.2589 | 568.1163 | 590.4136
Option 5 AT | NSA H2 Green Commodities Consumption Purchaser | Subregion flexible electricity load for Green Commodities H2 | 0 | 0 | 0 | 0 | 2676.7909 | 2640.4776 | 2604.6556 | 2569.2974 | 4332.1964 | 4273.4207 | 4215.4507 | 4158.2627 | 4101.8524 | 4046.2109 | 3991.3093 | 3937.1654 | 4645.3783 | 5291.2879 | 6011.6174 | 6806.8696 | 7684.8073 | 8639.695 | 9565.6744 | 10363.5836
Option 5 AT | NSW EIR Gen | Policies NSW | 0 | 5234.8832 | 21501.8837 | 38500.3822 | 40027.1116 | 42714.1116 | 54549.3675 | 64410.0829 | 69353.4497 | 79336.2317 | 87785.921 | 87834.8953 | 101088.0997 | 115380.7898 | 128080.5574 | 130694.9842 | 134558.0343 | 136845.7863 | 137948.3057 | 142235.2192 | 142334.2929 | 145715.3281 | 166745.7531 | 166764.1402
Option 5 AT | NSW EIR Storage MW | Policies NSW | 3.285e-05 | 124.5503 | 756.7375 | 1262.2996 | 1262.2997 | 1530.785 | 2355.41 | 3523.7938 | 4026.908 | 4388.5737 | 4388.5737 | 4388.5737 | 5013.189 | 6755.5419 | 7924.7622 | 7924.7622 | 8735.6572 | 9869.2189 | 9869.2188 | 9869.2189 | 9869.2188 | 10001.1213 | 9848.4489 | 9342.8868
Option 5 AT | NSW EIR Storage MWh | Policies NSW | 0.0002555 | 996.4025 | 6053.8998 | 10098.397 | 10098.3972 | 12246.28 | 18843.28 | 28190.3501 | 32215.2642 | 35108.59 | 35108.59 | 35108.59 | 40105.5121 | 54044.3354 | 63398.0976 | 63398.0977 | 69885.2583 | 78953.7513 | 78953.7512 | 78953.7512 | 78953.7509 | 80008.9705 | 78787.5916 | 74743.0946
Option 5 AT | PEC and Heywood Export | Special Constraints | -2017758.791 | 1228675.0437 | 1333812.5686 | 2460055.9601 | 2399960.3536 | 1546375.8733 | 1935053.3747 | 1531573.4597 | 1559082.8533 | 1507035.6207 | 1320651.4044 | 490701.8951 | -68640.7728 | 194401.2115 | 210028.8818 | 201690.2399 | 296903.2741 | -56840.2752 | 120222.9411 | 10448.0143 | 312290.2138 | 132917.9993 | 267083.612 | 133233.2204
Option 5 AT | PEC and Heywood Import | Special Constraints | 2017758.791 | -1228675.0437 | -1333812.5686 | -2460055.9601 | -2399960.3536 | -1546375.8733 | -1935053.3747 | -1531573.4597 | -1559082.8533 | -1507035.6207 | -1320651.4044 | -490701.8951 | 68640.7728 | -194401.2115 | -210028.8818 | -201690.2399 | -296903.2741 | 56840.2752 | -120222.9411 | -10448.0143 | -312290.2138 | -132917.9993 | -267083.612 | -133233.2204
Option 5 AT | Poatina Min Gen | Hydro min release | 1137.4073 | 2199.0164 | 1856.3858 | 889.1512 | 1035.0684 | 797.2487 | 1050.5208 | 1157.376 | 1362.8483 | 1236.8237 | 1247.4223 | 1125.5332 | 1814.4326 | 2066.6559 | 744.1029 | 702.0327 | 694.3976 | 692.0643 | 896.5535 | 874.2467 | 834.6802 | 867.9677 | 807.7633 | 625.7382
Option 5 AT | Powering Australia Plan | Policies NEM | 0 | 2264.025 | 28275.1552 | 21846.7671 | 0 | 0 | 0 | 0 | 0 | 0 | 0 | 0 | 0 | 0 | 0 | 0 | 0 | 0 | 0 | 0 | 0 | 0 | 0 | 0
Option 5 AT | REZ Access Scheme N3 | Policies NSW | 0 | 0.00024156 | 1472.0644 | 7406.4692 | 7700 | 7700 | 7700 | 7700 | 7700 | 7700 | 7700 | 7700 | 7700 | 7700 | 7700 | 7700 | 7700 | 7700 | 7700 | 7700 | 7700 | 7700 | 7700 | 7700
Option 5 AT | REZ Access Scheme N5 | Policies NSW | 0 | 0.0001647 | 1252.5627 | 1252.5627 | 1252.563 | 1252.5631 | 1252.5631 | 1252.5631 | 1252.5631 | 1252.5631 | 1252.5631 | 1252.5631 | 2179.3085 | 2301.1273 | 2301.1273 | 2301.1273 | 2301.1273 | 2301.1273 | 2301.1273 | 2817.1518 | 2817.1518 | 2817.1518 | 3918.2085 | 3918.2085
Option 5 AT | REZ Landholder_NSW | Landholder Payments | 0 | 0 | 0 | 0 | 0 | 1.903 | 11.8419 | 72.8944 | 91.6249 | 155.4099 | 208.3006 | 210.9836 | 229.9378 | 229.9378 | 240.5923 | 241.7777 | 302.066 | 302.066 | 302.066 | 302.7417 | 302.7417 | 359.9803 | 439.0107 | 439.0107
Option 5 AT | REZ Landholder_QLD | Landholder Payments | 0 | 0 | 0 | 0 | 0 | 0 | 0 | 0 | 0 | 0 | 0 | 0 | 37.5536 | 71.2595 | 100.8651 | 137.228 | 137.228 | 173.5031 | 326.5635 | 737.9028 | 737.9028 | 737.9028 | 853.2758 | 853.2758
Option 5 AT | REZ Landholder_VIC | Landholder Payments | 0 | 0 | 0 | 0 | 0 | 0 | 0 | 74.8688 | 82.4138 | 82.4138 | 182.1051 | 182.1051 | 182.1051 | 182.1051 | 182.1051 | 182.1051 | 182.1051 | 182.1051 | 182.1051 | 219.1552 | 219.1552 | 219.1552 | 379.9623 | 379.9623
Option 5 AT | ResourceLimit_DN1_Solar | Resource Limits for DREZ | 0 | 0 | 7.3e-06 | 1.095e-05 | 1.46e-05 | 2.562e-05 | 6.57e-05 | 807.324 | 830.3014 | 908.1876 | 908.1876 | 908.1876 | 908.1876 | 991.2263 | 1049.9396 | 1054.7552 | 1296.228 | 1296.228 | 1296.228 | 1320 | 1320 | 1320 | 1320 | 1320
Option 5 AT | ResourceLimit_DN3_Solar | Resource Limits for DREZ | 0 | 0 | 0 | 0 | 4.745e-05 | 9.516e-05 | 9.49e-05 | 9.49e-05 | 9.49e-05 | 9.516e-05 | 9.49e-05 | 9.855e-05 | 9.855e-05 | 0.00011712 | 0.0004234 | 114.6467 | 114.6468 | 114.6468 | 114.6468 | 114.6468 | 114.6468 | 114.6468 | 240.8228 | 240.8228
Option 5 AT | ResourceLimit_N12_Wind Medium | Resource Limits for REZ | 0 | 0 | 357 | 357 | 357 | 357 | 357 | 357 | 357 | 357 | 357 | 357 | 357 | 357 | 357 | 357 | 357 | 357 | 357 | 357 | 357 | 357 | 357 | 357
Option 5 AT | ResourceLimit_N2_Solar | Resource Limits for REZ | 0 | 1.83e-05 | 4.38e-05 | 5.84e-05 | 5.84e-05 | 8.418e-05 | 8.395e-05 | 8.395e-05 | 8.03e-05 | 8.418e-05 | 8.395e-05 | 7.665e-05 | 0.00031755 | 0.00031842 | 292.433 | 292.433 | 292.433 | 292.433 | 292.433 | 292.433 | 292.433 | 292.433 | 292.433 | 292.433
Option 5 AT | ResourceLimit_N2_Wind Medium | Resource Limits for REZ | 0 | 0 | 5.84e-05 | 7.665e-05 | 8.03e-05 | 9.882e-05 | 450.5229 | 450.5229 | 450.5229 | 450.5229 | 1233.8572 | 1233.8572 | 1233.8572 | 1233.8572 | 1233.8572 | 1947.8609 | 2214.5693 | 2662.3709 | 2662.3709 | 2662.3709 | 2662.3709 | 2662.3709 | 2858.0766 | 2858.0766
Option 5 AT | ResourceLimit_N3_Solar | Resource Limits for REZ | 0 | 0.00013908 | 372.064 | 3579.4084 | 3579.4084 | 3579.4085 | 5456.7607 | 5456.7607 | 5456.7607 | 6120.01 | 6120.01 | 6120.01 | 6120.01 | 6120.01 | 6120.01 | 6120.01 | 6135.1377 | 6135.1378 | 6135.1377 | 6135.1378 | 6135.1378 | 6135.1378 | 9181.7209 | 9181.7209
Option 5 AT | ResourceLimit_N3_Wind Medium | Resource Limits for REZ | 0 | 0 | 0.00022995 | 2727.0607 | 3020.5914 | 3380.039 | 3380.039 | 4273.4162 | 4273.4162 | 4273.4162 | 5217.8628 | 5217.8628 | 5217.8628 | 5217.8628 | 5217.8628 | 5217.8628 | 5217.8628 | 5217.8628 | 5217.8628 | 5217.8628 | 5217.8628 | 5976.6681 | 6058.0587 | 6058.0587
Option 5 AT | ResourceLimit_N5_Solar | Resource Limits for REZ | 0 | 8.052e-05 | 0.00015695 | 0.0001606 | 0.00050735 | 0.0005124 | 0.00051465 | 0.00051465 | 0.00051465 | 0.0005124 | 0.0005183 | 0.00051465 | 926.746 | 1048.5647 | 1048.5647 | 1048.5647 | 1048.5647 | 1048.5647 | 1048.5647 | 1564.5893 | 1564.5893 | 1564.5893 | 2665.6461 | 2665.6461
Option 5 AT | ResourceLimit_N5_Wind Medium | Resource Limits for REZ | 0 | 0 | 0.0003358 | 0.0003358 | 0.0003358 | 0.00033672 | 0.0003358 | 0.0003358 | 0.0003358 | 0.00033672 | 0.0003358 | 0.0003358 | 0.00033945 | 0.00033672 | 0.00033945 | 0.00033945 | 0.00033945 | 0.00034038 | 0.00033945 | 0.00033945 | 0.00033945 | 0.00033672 | 0.00033945 | 0.00033945
Option 5 AT | ResourceLimit_N8_Wind Medium | Resource Limits for REZ | 0 | 0 | 0.00011315 | 0.00012045 | 0.0001387 | 175.0578 | 175.0578 | 175.0578 | 175.0578 | 175.0578 | 200 | 200 | 200 | 200 | 200 | 200 | 200 | 200 | 200 | 401.2735 | 401.2735 | 408.8257 | 408.8257 | 415.1054
Option 5 AT | ResourceLimit_N9_Solar | Resource Limits for REZ | 0 | 953 | 1851.4247 | 2061.0197 | 2061.0198 | 2374.904 | 2374.904 | 3251.4387 | 5124.325 | 7729.2538 | 7942.8923 | 7942.8923 | 7942.8923 | 11813.5444 | 16279.5339 | 16279.534 | 16279.534 | 16279.534 | 16279.534 | 16666.9651 | 16666.9651 | 16666.9651 | 16666.9651 | 16666.9651
Option 5 AT | ResourceLimit_N9_Wind Medium | Resource Limits for REZ | 0 | 0 | 1000 | 1000 | 1000 | 1127.1335 | 1127.1335 | 1702.8696 | 1702.8696 | 2458.7077 | 2713.8263 | 2713.8263 | 2713.8263 | 2713.8263 | 2713.8263 | 2713.8263 | 2713.8263 | 2713.8263 | 2713.8263 | 2713.8263 | 2713.8263 | 2897.549 | 2897.549 | 2897.549
Option 5 AT | ResourceLimit_Q8a_Solar | Resource Limits for REZ | 0 | 1547.3226 | 1547.3226 | 2113.8595 | 2113.8595 | 2113.8596 | 2113.86 | 2113.86 | 2113.86 | 2113.86 | 2113.86 | 2113.86 | 2113.86 | 2113.86 | 2113.86 | 2113.86 | 2113.86 | 2113.86 | 2113.86 | 2169.9469 | 2275.81 | 2275.81 | 2797 | 2797
Option 5 AT | ResourceLimit_Q8b_Wind Medium | Resource Limits for REZ | 0 | 0 | 311.7912 | 311.7912 | 311.7912 | 311.7913 | 311.7913 | 311.7913 | 311.7913 | 369.97 | 369.97 | 369.97 | 369.97 | 369.97 | 369.97 | 369.97 | 369.97 | 369.97 | 369.97 | 369.97 | 369.97 | 369.97 | 369.97 | 369.97
Option 5 AT | ResourceLimit_Q8c_Solar | Resource Limits for REZ | 0 | 0.00015006 | 0.00017885 | 391.2042 | 391.2042 | 391.2042 | 1400.8748 | 1612.5776 | 2057.6 | 2057.6 | 2057.6 | 2057.6 | 2057.6 | 2057.6 | 2057.6 | 2057.6 | 2057.6 | 2057.6 | 2057.6 | 2057.6 | 2057.6 | 2057.6 | 2057.6 | 2160.1369
Option 5 AT | ResourceLimit_Q8c_Wind Medium | Resource Limits for REZ | 0 | 0 | 1008 | 1008 | 1008 | 1008 | 1008 | 1008 | 1008 | 1008 | 1117.9549 | 1711.1521 | 1711.1521 | 1711.1521 | 1711.1521 | 1711.1521 | 2773.1083 | 2773.1083 | 2773.1083 | 2773.1083 | 2773.1083 | 2773.1083 | 4330.6247 | 4330.6247
Option 5 AT | ResourceLimit_S3_Solar | Resource Limits for REZ | 0 | 0.00011712 | 0.00012045 | 0.00014235 | 2.7727 | 2.7727 | 254.5085 | 332.6733 | 332.6733 | 375.9661 | 637.9528 | 637.9528 | 637.9528 | 1248.948 | 1300 | 1300 | 1300 | 1300 | 1300 | 1300 | 1300 | 1300 | 1876.5498 | 1876.5498
Option 5 AT | ResourceLimit_S5_Solar | Resource Limits for REZ | 0 | 582.1459 | 582.1459 | 582.1459 | 1227.9027 | 1227.9027 | 2050.949 | 2519.6958 | 2519.6958 | 3313.5301 | 3313.5301 | 3313.5301 | 4445.8293 | 4465.2623 | 4923 | 4923 | 4971.663 | 4971.663 | 4971.663 | 4971.663 | 5792.6463 | 5792.6463 | 11472.8763 | 11472.8763
Option 5 AT | ResourceLimit_S6_Wind Medium | Resource Limits for REZ | 0 | 0 | 2.19e-05 | 2.555e-05 | 4.745e-05 | 5.124e-05 | 5.11e-05 | 5.11e-05 | 5.11e-05 | 5.124e-05 | 32.3604 | 32.3604 | 569.6159 | 569.6159 | 569.6159 | 569.6159 | 569.6159 | 569.6159 | 569.6159 | 569.6159 | 569.6159 | 569.6159 | 569.6159 | 569.6159
Option 5 AT | ResourceLimit_T1_Solar | Resource Limits for REZ | 0 | 301.7968 | 301.7968 | 301.7968 | 301.7968 | 301.7968 | 301.7968 | 301.7968 | 301.7968 | 301.7968 | 301.7968 | 301.7968 | 301.7968 | 301.7968 | 301.7968 | 301.7968 | 301.7968 | 301.7968 | 301.7968 | 301.7968 | 301.7968 | 301.7968 | 301.7968 | 301.7968
Option 5 AT | ResourceLimit_T3_Solar | Resource Limits for REZ | 0 | 5.856e-05 | 6.57e-05 | 6.57e-05 | 6.935e-05 | 7.32e-05 | 7.3e-05 | 7.3e-05 | 7.3e-05 | 7.32e-05 | 7.3e-05 | 7.3e-05 | 7.665e-05 | 7.686e-05 | 7.665e-05 | 7.665e-05 | 7.665e-05 | 7.686e-05 | 7.665e-05 | 7.665e-05 | 7.665e-05 | 7.686e-05 | 7.665e-05 | 7.665e-05
Option 5 AT | ResourceLimit_T3_Wind Medium | Resource Limits for REZ | 0 | 0 | 2.19e-05 | 3.65e-05 | 4.745e-05 | 43.6225 | 43.6225 | 43.6225 | 123.7292 | 491.4582 | 491.4582 | 491.4582 | 496.2897 | 632.2463 | 632.2463 | 837.0973 | 837.0973 | 837.0973 | 837.0973 | 860.6396 | 860.6396 | 860.6396 | 1091.4417 | 1091.4417
Option 5 AT | ResourceLimit_V1_Solar | Resource Limits for REZ | 0 | 263.0462 | 263.0462 | 263.0462 | 263.0462 | 263.0462 | 1360.5405 | 2075.3737 | 2075.3737 | 3016 | 3016 | 3016 | 5553.1323 | 8562.4746 | 10702.1697 | 11012.2948 | 11012.2948 | 11012.2948 | 11012.2948 | 11012.2948 | 11516.8617 | 11516.8617 | 13718.1844 | 13718.1844
Option 5 AT | ResourceLimit_V1_Wind Medium | Resource Limits for REZ | 0 | 0 | 725.1728 | 725.1728 | 725.1728 | 725.1728 | 725.1728 | 725.1728 | 725.1728 | 725.1728 | 1131 | 1131 | 1131 | 1131 | 1131 | 1131 | 1131 | 1131 | 1131 | 1131 | 1206.1541 | 1206.1541 | 1206.1541 | 1206.1541
Option 5 AT | ResourceLimit_V2_Wind Medium | Resource Limits for REZ | 0 | 0 | 51.582 | 286.0564 | 286.0564 | 286.0564 | 299.4234 | 901.376 | 956 | 956 | 1682.2754 | 1682.2754 | 1682.2754 | 1682.2754 | 1682.2754 | 1682.2754 | 1682.2754 | 1682.2754 | 1816.6792 | 2234.2725 | 2234.2725 | 2234.2725 | 3703.5491 | 3703.5491
Option 5 AT | ResourceLimit_V4_Solar | Resource Limits for REZ | 0 | 0.00039894 | 0.00039785 | 0.0004015 | 0.00040515 | 0.00040626 | 0.00040515 | 0.00040515 | 0.00040515 | 0.00039894 | 0.00040515 | 0.00040515 | 0.00041245 | 3012.5506 | 3012.5507 | 3012.5507 | 3012.5507 | 3012.5507 | 3012.5507 | 3012.5507 | 3012.5507 | 3012.5507 | 3790.4213 | 3790.4213
Option 5 AT | ResourceLimit_V4_Wind Medium | Resource Limits for REZ | 0 | 0 | 0.0004015 | 119.768 | 119.768 | 119.768 | 119.768 | 119.768 | 119.768 | 119.768 | 1437.7151 | 1437.7151 | 1437.7151 | 1437.7151 | 1437.7151 | 1437.7151 | 1437.7151 | 1437.7151 | 1604 | 1604 | 1604 | 1604 | 1604 | 1604
Option 5 AT | ResourceLimit_V5_Wind Medium | Resource Limits for REZ | 0 | 0 | 0.00020805 | 0.00021535 | 0.00021535 | 0.00021594 | 0.00021535 | 0.00021535 | 27.3336 | 27.3336 | 27.3336 | 27.3336 | 27.3336 | 27.3336 | 27.3336 | 27.3336 | 27.3336 | 27.3336 | 702.9115 | 1599 | 1599 | 1703.241 | 2266.3494 | 2266.3494
Option 5 AT | ResourceLimit_V7_Wind Medium | Resource Limits for REZ | 0 | 0 | 408 | 408 | 408 | 408 | 408 | 408 | 408 | 408 | 408 | 408 | 1221.1312 | 1221.1312 | 1221.1312 | 1221.1312 | 1221.1312 | 1221.1312 | 1221.1312 | 1221.1312 | 1221.1312 | 1221.1312 | 1221.1312 | 1221.1312
Option 5 AT | SA Firming | Policies SA | 0 | 0 | 318.86 | 318.86 | 564.86 | 564.86 | 637.7153 | 1297.763 | 1297.763 | 1383.153 | 1435.1937 | 1466.5536 | 2461.925 | 2900.8125 | 3239.3459 | 3421.7455 | 3562.3224 | 3822.7529 | 3822.7529 | 4153.1201 | 5184.4363 | 5604.3447 | 8791.7318 | 8913.1355
Option 5 AT | SESA H2 Domestic Consumption Purchaser | Subregion flexible electricity load for Domestic H2 | 0 | 0 | 0 | 0 | 55.5843 | 60.2074 | 85.722 | 113.6193 | 146.365 | 155.8126 | 168.1849 | 194.0757 | 219.73 | 244.6206 | 264.8306 | 282.6143 | 300.4471 | 315.808 | 327.0624 | 340.6493 | 353.6329 | 366.8394 | 378.7614 | 393.6264
Option 5 AT | SEV H2 Domestic Consumption Purchaser | Subregion flexible electricity load for Domestic H2 | 0 | 0 | 0 | 0 | 35.405 | 125.3037 | 284.0971 | 524.6614 | 831.4179 | 1003.7103 | 1154.0387 | 1302.4764 | 1437.1614 | 1555.8777 | 1643.6809 | 1718.2636 | 1796.0086 | 1863.5029 | 1915.2637 | 1974.1807 | 2028.2529 | 2083.6797 | 2137.416 | 2214.7157
Option 5 AT | SNSW H2 Domestic Consumption Purchaser | Subregion flexible electricity load for Domestic H2 | 0.41714 | 0.366 | 0.365 | 0.365 | 21.6393 | 74.56 | 169.8534 | 316.5593 | 516.0579 | 645.9686 | 776.1379 | 912.7607 | 1048.5929 | 1178.372 | 1285.6981 | 1380.5864 | 1475.3821 | 1558.518 | 1626.6301 | 1701.8386 | 1774.1607 | 1848.4446 | 1912.6829 | 1979.5514
Option 5 AT | SNW Firming | Policies NSW | 0.0001971 | 922.3353 | 922.3356 | 1296.5474 | 1847.8948 | 1984.5721 | 2639.4836 | 2730.8557 | 2730.8557 | 2730.8557 | 2730.8557 | 2730.8557 | 4396.1735 | 4396.1735 | 4396.1735 | 4396.1735 | 4396.1736 | 4396.1736 | 4396.1736 | 4396.1736 | 4396.1734 | 3473.8383 | 3473.8381 | 3099.6265
Option 5 AT | SNW H2 Domestic Consumption Purchaser | Subregion flexible electricity load for Domestic H2 | 2.92 | 2.8757 | 2.8416 | 2.8157 | 151.3707 | 521.946 | 1189.1046 | 2215.7586 | 3612.4571 | 4521.7546 | 5432.9379 | 6389.2207 | 7340.2021 | 8248.5251 | 8999.8603 | 9664.2093 | 10327.5186 | 10909.5743 | 11386.386 | 11912.8179 | 12419.2814 | 12939.164 | 13388.8054 | 13856.7557
Option 5 AT | SNW H2 Green Commodities Consumption Purchaser | Subregion flexible electricity load for Green Commodities H2 | 0 | 0 | 0 | 0 | 0 | 0 | 0 | 959.9247 | 1512.0689 | 1840.9277 | 2203.8317 | 2575.5557 | 2969.0937 | 3390.494 | 8328.3164 | 8215.3474 | 8640.3869 | 8692.7493 | 8753.2411 | 8817.4559 | 8972.352 | 10085.535 | 11118.3309 | 12039.161
Option 5 AT | SQ H2 Domestic Consumption Purchaser | Subregion flexible electricity load for Domestic H2 | 0 | 0 | 0 | 0 | 34.7793 | 117.3823 | 272.8084 | 523.7229 | 886.8979 | 1146.6866 | 1396.2134 | 1635.5129 | 1849.9243 | 2036.3086 | 2161.5056 | 2271.2907 | 2385.9529 | 2480.6097 | 2564.0963 | 2710.0207 | 2887.2021 | 3128.6437 | 3435.0286 | 3805.0729
Option 5 AT | SRET | Policies SA | 0 | 2.07e-06 | 3.245e-09 | 1.7025e-06 | 2.665e-05 | 51.5467 | 1.1498e-05 | 3.0304e-06 | 3.3738e-06 | 9.4344e-06 | 2.4859e-06 | 3.4982e-06 | 2.5503e-05 | 2.9807e-05 | 2.629e-05 | 2.6063e-05 | 3.1319e-05 | 2.5514e-05 | 7.0281e-06 | 7.4795e-06 | 5.8597e-06 | 6.4523e-06 | 1.1008e-05 | 1.0056e-05
Option 5 AT | Shared Upgrade_CNSW-SNW Option 3 - Stage 2 | Shared REZ Upgrades | 0 | 0 | 0 | 0 | 0 | 0 | 0 | 0 | 0 | 0 | 0 | 2000 | 0 | 0 | 0 | 0 | 0 | 0 | 0 | 0 | 0 | 0 | 0 | 0
Option 5 AT | Snowy 2.0 - Gen | Special Constraints | 0 | 0 | 1642455.2407 | 4962896.4859 | 5197738.485 | 5326834.0127 | 5365979.2594 | 5473189.5068 | 5771284.8272 | 5696987.3078 | 4459904.3815 | 5249061.3337 | 4019435.3506 | 3415617.6517 | 3095730.3684 | 3316601.6499 | 4044744.4813 | 3840628.571 | 3091619.4305 | 2989003.7301 | 3535062.4649 | 4108520.4124 | 3371995.5331 | 3154285.8701
Option 5 AT | Snowy 2.0 - Pump | Special Constraints | 0 | 0 | 2588110.7544 | 6497463.2175 | 6767045.7919 | 7266307.0669 | 7114573.7847 | 7440660.1408 | 8073085.2275 | 7687842.4068 | 6219915.3378 | 6651077.6629 | 5774937.5613 | 4432556.3327 | 4112029.6836 | 4813474.341 | 5285100.7698 | 4996040.6314 | 4312395.3849 | 4101603.5756 | 4522159.3721 | 5601883.1612 | 4438288.0001 | 4318079.7153
Option 5 AT | Sys Strength Requirement - Efficient Level CNSW | System Strength Requiements- Efficient | 0 | 0 | 0 | 0 | -7.3e-05 | -0.00010248 | 0 | -1.095e-05 | -3.65e-06 | -3.66e-06 | -3.65e-06 | -3.65e-06 | -3.65e-06 | -1.83e-05 | -3.285e-05 | -6.57e-05 | -9.855e-05 | -9.516e-05 | -0.0001095 | -3.65e-06 | -1.825e-05 | -1.464e-05 | -7.3e-06 | -2.19e-05
Option 5 AT | Sys Strength Requirement - Efficient Level CQ | System Strength Requiements- Efficient | 0 | 0 | 0 | -1.825e-05 | -3.65e-05 | -9.882e-05 | 0 | -3.65e-06 | -1.095e-05 | -1.464e-05 | -7.3e-06 | -7.3e-06 | -2.555e-05 | -2.562e-05 | -3.65e-06 | -2.555e-05 | -2.19e-05 | -1.83e-05 | -7.3e-06 | -3.65e-06 | -7.3e-06 | -3.66e-06 | -3.65e-06 | 0
Option 5 AT | Sys Strength Requirement - Efficient Level CSA | System Strength Requiements- Efficient | 0 | 0 | -3.65e-06 | -2.19e-05 | -2.92e-05 | -8.784e-05 | -3.65e-06 | -7.3e-06 | -1.095e-05 | -7.32e-06 | -2.19e-05 | -2.92e-05 | -7.3e-06 | -1.464e-05 | -1.825e-05 | -1.095e-05 | -1.46e-05 | -2.928e-05 | 0 | 0 | 1.095e-05 | 1.098e-05 | -0.0001095 | 3.65e-06
Option 5 AT | Sys Strength Requirement - Efficient Level GG | System Strength Requiements- Efficient | 0 | 0 | 0 | -1.095e-05 | -2.19e-05 | -4.026e-05 | 0 | 1.095e-05 | 1.46e-05 | 0 | -3.65e-06 | 0 | 3.65e-05 | 3.66e-06 | 3.65e-06 | -3.65e-06 | -2.19e-05 | -7.32e-06 | -1.095e-05 | -1.095e-05 | -3.65e-06 | -3.66e-06 | -3.65e-06 | 1.46e-05
Option 5 AT | Sys Strength Requirement - Efficient Level MEL | System Strength Requiements- Efficient | 0 | 0 | 0 | -7.3e-06 | -3.285e-05 | -0.00029646 | -0.0002993 | -0.0002993 | -0.0002993 | -0.00030012 | -0.0002993 | -0.00029565 | 0 | 1.464e-05 | 7.3e-06 | -1.095e-05 | -2.19e-05 | -2.562e-05 | -4.38e-05 | -4.38e-05 | 0 | -3.66e-06 | -3.65e-06 | 2.19e-05
Option 5 AT | Sys Strength Requirement - Efficient Level NNSW | System Strength Requiements- Efficient | 0 | -1.098e-05 | -1.46e-05 | -1.825e-05 | -0.00011315 | -0.00029646 | 0 | 0 | -1.095e-05 | -7.32e-06 | -1.46e-05 | -1.46e-05 | -3.65e-06 | -1.83e-05 | -7.3e-06 | -1.095e-05 | -2.19e-05 | -1.098e-05 | -1.825e-05 | -1.46e-05 | -1.095e-05 | -2.196e-05 | -5.84e-05 | 1.825e-05
Option 5 AT | Sys Strength Requirement - Efficient Level NQ | System Strength Requiements- Efficient | 0 | 0 | -2.92e-05 | -4.745e-05 | -3.65e-05 | -0.0001098 | 0 | -3.65e-06 | -1.095e-05 | -3.66e-06 | -1.095e-05 | -7.3e-06 | -1.46e-05 | 0 | -3.285e-05 | -3.65e-05 | -2.555e-05 | -5.49e-05 | 0 | 0 | -7.3e-06 | -3.66e-06 | -3.65e-06 | 0
Option 5 AT | Sys Strength Requirement - Efficient Level NSA | System Strength Requiements- Efficient | 0 | 0 | -3.65e-06 | -3.285e-05 | -5.84e-05 | -0.00019032 | -1.095e-05 | -7.3e-06 | -3.65e-06 | -3.66e-06 | -7.3e-06 | -7.3e-06 | -1.095e-05 | -1.83e-05 | 0 | -7.3e-06 | -3.65e-06 | -8.418e-05 | -8.03e-05 | -7.3e-06 | -3.65e-06 | -3.66e-06 | 3.65e-06 | 9.855e-05
Option 5 AT | Sys Strength Requirement - Efficient Level SESA | System Strength Requiements- Efficient | 0 | 0 | 0 | 0 | 0 | 0 | 0 | 0 | 0 | 0 | 0 | 0 | 0 | 0 | 0 | -1.095e-05 | 0 | 0 | 0 | 0 | -3.65e-06 | 0 | -1.095e-05 | 0
Option 5 AT | Sys Strength Requirement - Efficient Level SEV | System Strength Requiements- Efficient | 0 | 0 | 0 | 0 | -1.825e-05 | -3.66e-06 | 0 | 0 | 0 | -3.66e-06 | 0 | 0 | -3.65e-06 | -7.32e-06 | -3.65e-06 | -1.095e-05 | -3.65e-06 | -1.098e-05 | -2.555e-05 | -2.92e-05 | -3.65e-06 | 0 | -3.65e-06 | 5.475e-05
Option 5 AT | Sys Strength Requirement - Efficient Level SNSW | System Strength Requiements- Efficient | 0 | -3.66e-06 | -3.65e-06 | -4.015e-05 | -6.205e-05 | -0.00012444 | -3.65e-06 | -1.095e-05 | -2.19e-05 | -1.83e-05 | -1.46e-05 | -0.00014235 | -7.3e-05 | -0.0002928 | -1.46e-05 | -7.3e-06 | -0.00011315 | -6.954e-05 | -6.57e-05 | -7.3e-06 | 0 | -3.66e-06 | -1.095e-05 | -7.3e-06
Option 5 AT | Sys Strength Requirement - Efficient Level SNW | System Strength Requiements- Efficient | -3.65e-06 | -1.464e-05 | -5.84e-05 | -4.38e-05 | -6.205e-05 | -2.562e-05 | 0 | 0 | -1.095e-05 | -1.098e-05 | -2.19e-05 | -2.555e-05 | -4.015e-05 | -8.784e-05 | -4.745e-05 | -0.00020075 | -9.125e-05 | -0.00016104 | -3.65e-06 | -3.65e-06 | -3.65e-06 | -3.66e-06 | -2.19e-05 | 7.3e-06
Option 5 AT | Sys Strength Requirement - Efficient Level SQ | System Strength Requiements- Efficient | 0 | -3.66e-06 | 0 | 0 | -9.125e-05 | -0.00013176 | 0 | -2.92e-05 | -1.095e-05 | -7.32e-06 | -1.46e-05 | -1.095e-05 | -3.65e-06 | 0 | -2.555e-05 | -7.3e-05 | -0.0001898 | -0.00013908 | -0.0001533 | -3.65e-06 | -3.65e-06 | -1.83e-05 | -1.095e-05 | -2.19e-05
Option 5 AT | Sys Strength Requirement - Efficient Level TAS | System Strength Requiements- Efficient | 0 | -3.66e-06 | 0 | -6.935e-05 | -5.84e-05 | -7.686e-05 | -7.665e-05 | -8.76e-05 | -7.3e-06 | -3.66e-06 | -1.46e-05 | -1.825e-05 | -1.095e-05 | 0 | -1.825e-05 | 0 | -1.46e-05 | -4.392e-05 | -3.65e-06 | -3.65e-06 | -3.65e-06 | -3.66e-06 | -3.65e-06 | -3.65e-06
Option 5 AT | Sys Strength Requirement - Efficient Level WNV | System Strength Requiements- Efficient | 0 | 0 | -1.46e-05 | 3.65e-06 | -5.84e-05 | 0 | -1.825e-05 | -3.65e-05 | -1.095e-05 | -1.83e-05 | -1.825e-05 | -2.19e-05 | -1.095e-05 | -3.66e-06 | -0.0002701 | -1.46e-05 | -4.745e-05 | 3.294e-05 | -2.92e-05 | -3.285e-05 | -1.825e-05 | -2.928e-05 | -2.19e-05 | -7.3e-05
Option 5 AT | Sys Strength Requirement - Min Fault Level CNSW | System Strength Requiements - Minimum | 0 | 0 | 0 | 0 | 41 | 701 | 701 | 701 | 701 | 701 | 701 | 701 | 701 | 701 | 701 | 701 | 701 | 701 | 701 | 701 | 701 | 701 | 701 | 701
Option 5 AT | Sys Strength Requirement - Min Fault Level CQ | System Strength Requiements - Minimum | 0 | 0 | 0 | 0 | 513 | 513 | 513 | 513 | 513 | 513 | 513 | 513 | 513 | 513 | 513 | 513 | 513 | 513 | 513 | 513 | 513 | 513 | 513 | 513
Option 5 AT | Sys Strength Requirement - Min Fault Level GG | System Strength Requiements - Minimum | 0 | 0 | 0 | 286.9 | 286.9 | 286.9 | 286.9 | 286.9 | 286.9 | 286.9 | 286.9 | 286.9 | 286.9 | 286.9 | 286.9 | 286.9 | 286.9 | 286.9 | 286.9 | 286.9 | 286.9 | 286.9 | 286.9 | 286.9
Option 5 AT | Sys Strength Requirement - Min Fault Level SEV | System Strength Requiements - Minimum | 0 | 0 | 0 | 0 | 0 | 0 | 0 | 823.1 | 823.1 | 823.1 | 823.1 | 823.1 | 823.1 | 823.1 | 823.1 | 823.1 | 823.1 | 823.1 | 823.1 | 823.1 | 823.1 | 823.1 | 823.1 | 823.1
Option 5 AT | Sys Strength Requirement - Min Fault Level SNW | System Strength Requiements - Minimum | 0 | 0 | 0 | 717.2 | 717.2 | 717.2 | 717.2 | 717.2 | 717.2 | 717.2 | 717.2 | 717.2 | 717.2 | 717.2 | 717.2 | 717.2 | 717.2 | 717.2 | 717.2 | 717.2 | 717.2 | 717.2 | 717.2 | 717.2
Option 5 AT | Sys Strength Requirement - Min Fault Level SQ | System Strength Requiements - Minimum | 0 | 0 | 0 | 0 | 162.4 | 588.4 | 588.4 | 588.4 | 588.4 | 588.4 | 588.4 | 588.4 | 588.4 | 588.4 | 588.4 | 588.4 | 588.4 | 588.4 | 588.4 | 588.4 | 588.4 | 588.4 | 588.4 | 588.4
Option 5 AT | TAS H2 Domestic Consumption Purchaser | Subregion flexible electricity load for Domestic H2 | 0 | 0 | 0 | 0 | 150.745 | 306.7626 | 567.2557 | 837.31 | 1024.6593 | 1056.8591 | 1084.3246 | 1114.1364 | 1138.8 | 1141.0134 | 1150.858 | 1160.1786 | 1179.1064 | 1196.1231 | 1205.0077 | 1216.545 | 1223.7929 | 1230.292 | 1229.6713 | 1232.9179
Option 5 AT | TAS H2 Green Commodities Consumption Purchaser | Subregion flexible electricity load for Green Commodities H2 | 0 | 0 | 0 | 0 | 0 | 0 | 0 | 0 | 0 | 0 | 0 | 0 | 0 | 0 | 904.0274 | 1024.4257 | 1172.3687 | 1337.1386 | 1520.3471 | 1723.2841 | 1946.4191 | 2188.1997 | 2423.0451 | 2624.6277
Option 5 AT | TRET | Policies TAS | 13845.5109 | 14379.5879 | 15853.4439 | 15461 | 16237.8222 | 16507 | 17032 | 17556 | 18319.0955 | 19315.5286 | 19126 | 19650 | 20174 | 20697 | 16591.7938 | 16738.4158 | 17027.5959 | 17397.4891 | 17974.4774 | 18545.0665 | 18431.7735 | 20474.7786 | 21040.2908 | 20761.686
Option 5 AT | Tarraleah Max Energy Day | Hydro min release | 182.3158 | 157.225 | 142.7852 | 104.5782 | 167.8924 | 117.2538 | 167.1724 | 133.9186 | 157.7384 | 134.9854 | 151.5954 | 130.3224 | 140.8181 | 191.6439 | 137.4606 | 133.0493 | 131.4281 | 132.1571 | 158.2698 | 152.1758 | 139.7276 | 151.6334 | 145.3131 | 125.6377
Option 5 AT | Tarraleah Min Flow | Hydro min release | 182.3158 | 157.225 | 142.7852 | 104.5782 | 167.8924 | 117.2538 | 167.1724 | 133.9186 | 157.7384 | 134.9854 | 151.5954 | 130.3224 | 140.8181 | 191.6439 | 137.4606 | 133.0493 | 131.4281 | 132.1571 | 158.2698 | 152.1758 | 139.7276 | 151.6334 | 145.3131 | 125.6377
Option 5 AT | Tarraleah Min Gen | Hydro min release | 594.6104 | 625.7635 | 475.7917 | 321.3212 | 702.2938 | 490.4725 | 699.2818 | 560.1816 | 659.8197 | 564.6438 | 634.1237 | 545.1387 | 467.8235 | 409.8015 | 360.1278 | 322.9564 | 313.0228 | 318.4212 | 426.4863 | 418.9737 | 367.2525 | 421.3176 | 396.361 | 314.0521
Option 5 AT | VIC Storage | Policies VIC | 0 | 1365.7047 | 1516.7688 | 1516.7689 | 1516.7689 | 1516.769 | 1516.769 | 1516.769 | 1516.769 | 1516.769 | 1516.769 | 1516.769 | 2866.5917 | 5375.6379 | 6414.1605 | 6414.1605 | 6414.1605 | 6414.1605 | 6414.1605 | 6414.1605 | 6520.0478 | 5514.5237 | 6327.5954 | 6327.5954
Option 5 AT | VOWT | Policies VIC | 0 | 0 | 0 | 0 | 0 | 2000 | 2667 | 3333 | 4000 | 5000 | 6000 | 7000 | 8000 | 9000 | 9000 | 9000 | 9000 | 9000 | 9000 | 9000 | 9000 | 9000 | 9000 | 9000
Option 5 AT | VRET | Policies VIC | 0 | 6414.0513 | 11923.8068 | 12410.926 | 9407.7579 | 7994.8825 | 3800.7288 | 6998.4913 | 2608.5531 | 0 | 0 | 0 | 0 | 0 | 0 | 0 | 0 | 0 | 0 | 0 | 0 | 0 | 0 | 0
Option 5 AT | WNV H2 Domestic Consumption Purchaser | Subregion flexible electricity load for Domestic H2 | 70.7579 | 69.8803 | 68.7497 | 67.89 | 318.4364 | 1127.8374 | 2556.9527 | 4721.8486 | 7482.7607 | 9033.4443 | 10386.3493 | 11722.2879 | 12934.4529 | 14002.8986 | 14792.9709 | 15464.5286 | 16163.8686 | 16771.5003 | 17237.2963 | 17767.6786 | 18254.1714 | 18752.9606 | 19236.822 | 19932.3371
Option 5 AT | WNV H2 Green Commodities Consumption Purchaser | Subregion flexible electricity load for Green Commodities H2 | 0 | 0 | 0 | 0 | 0 | 0 | 0 | 0 | 0 | 0 | 848.0139 | 991.6893 | 1141.4539 | 1305.8807 | 1486.3113 | 1684.2663 | 1927.4801 | 2198.4096 | 2499.6274 | 2833.2819 | 3200.1269 | 3597.6463 | 3983.7671 | 4315.1771
Option 5 AT | Wayatinah Min Gen | Hydro min release | 247.344 | 231.3189 | 173.1865 | 228.0632 | 225.7663 | 176.2148 | 175.5345 | 145.5982 | 152.8242 | 144.6038 | 162.3328 | 206.249 | 171.5863 | 169.0105 | 75.7211 | 70.9455 | 71.6082 | 69.8513 | 90.2744 | 89.3914 | 86.067 | 88.7015 | 81.4306 | 65.8866
Option 6 AT | 2030 Emissions Budget 1 | Emissions DLT | 89148.5358 | 74426.6806 | 36657.274 | 20040.7966 | 0 | 0 | 0 | 0 | 0 | 0 | 0 | 0 | 0 | 0 | 0 | 0 | 0 | 0 | 0 | 0 | 0 | 0 | 0 | 0
Option 6 AT | 2035 Emissions Target | Emissions DLT | 0 | 0 | 0 | 0 | 0 | 0 | 0 | 0 | 3409.2124 | 0 | 0 | 0 | 0 | 0 | 0 | 0 | 0 | 0 | 0 | 0 | 0 | 0 | 0 | 0
Option 6 AT | 2050 Emissions Budget 1 | Emissions DLT | 89148.5358 | 74426.6806 | 36657.274 | 20040.7966 | 16192.0064 | 13644.9866 | 0 | 0 | 0 | 0 | 0 | 0 | 0 | 0 | 0 | 0 | 0 | 0 | 0 | 0 | 0 | 0 | 0 | 0
Option 6 AT | 2050 Emissions Budget 2 | Emissions DLT | 0 | 0 | 0 | 0 | 0 | 0 | 14135.2073 | 3465.7387 | 3409.2124 | 3481.1712 | 3484.9974 | 3105.713 | 0 | 0 | 0 | 0 | 0 | 0 | 0 | 0 | 0 | 0 | 0 | 0
Option 6 AT | 2050 Emissions Budget 3 | Emissions DLT | 0 | 0 | 0 | 0 | 0 | 0 | 0 | 0 | 0 | 0 | 0 | 0 | 759.2056 | 1254.7032 | 1254.6795 | 1484.3126 | 1217.2798 | 648.2393 | 0 | 0 | 0 | 0 | 0 | 0
Option 6 AT | 2050 Emissions Budget 4 | Emissions DLT | 0 | 0 | 0 | 0 | 0 | 0 | 0 | 0 | 0 | 0 | 0 | 0 | 0 | 0 | 0 | 0 | 0 | 0 | 1645.2526 | 2070.5474 | 3328.4618 | 1685.112 | 3430.7479 | 3029.1283
Option 6 AT | 2050 Emissions Budget NSW 1 | Emissions DLT | 29816.7401 | 27670.2878 | 11900.3796 | 4077.0995 | 2845.2363 | 1772.5741 | 0 | 0 | 0 | 0 | 0 | 0 | 0 | 0 | 0 | 0 | 0 | 0 | 0 | 0 | 0 | 0 | 0 | 0
Option 6 AT | 2050 Emissions Budget NSW 2 | Emissions DLT | 0 | 0 | 0 | 0 | 0 | 0 | 2306.6324 | 1375.1066 | 1431.9423 | 1468.255 | 1575.7029 | 1435.2388 | 0 | 0 | 0 | 0 | 0 | 0 | 0 | 0 | 0 | 0 | 0 | 0
Option 6 AT | 2050 Emissions Budget NSW 3 | Emissions DLT | 0 | 0 | 0 | 0 | 0 | 0 | 0 | 0 | 0 | 0 | 0 | 0 | 336.1129 | 562.3435 | 602.2709 | 748.8437 | 478.5599 | 278.4005 | 0 | 0 | 0 | 0 | 0 | 0
Option 6 AT | 2050 Emissions Budget NSW 4 | Emissions DLT | 0 | 0 | 0 | 0 | 0 | 0 | 0 | 0 | 0 | 0 | 0 | 0 | 0 | 0 | 0 | 0 | 0 | 0 | 615.3125 | 1005.4635 | 1444.5113 | 623.5259 | 1215.5769 | 739.7134
Option 6 AT | 2050 Emissions Budget QLD 1 | Emissions DLT | 28942.2012 | 22914.6635 | 10244.9454 | 5027.168 | 2299.0345 | 1620.0479 | 0 | 0 | 0 | 0 | 0 | 0 | 0 | 0 | 0 | 0 | 0 | 0 | 0 | 0 | 0 | 0 | 0 | 0
Option 6 AT | 2050 Emissions Budget QLD 2 | Emissions DLT | 0 | 0 | 0 | 0 | 0 | 0 | 1095.3254 | 743.4398 | 701.3311 | 646.1463 | 528.9651 | 628.8972 | 0 | 0 | 0 | 0 | 0 | 0 | 0 | 0 | 0 | 0 | 0 | 0
Option 6 AT | 2050 Emissions Budget QLD 3 | Emissions DLT | 0 | 0 | 0 | 0 | 0 | 0 | 0 | 0 | 0 | 0 | 0 | 0 | 149.2269 | 182.8158 | 208.5047 | 199.6261 | 190.6509 | 174.7892 | 0 | 0 | 0 | 0 | 0 | 0
Option 6 AT | 2050 Emissions Budget QLD 4 | Emissions DLT | 0 | 0 | 0 | 0 | 0 | 0 | 0 | 0 | 0 | 0 | 0 | 0 | 0 | 0 | 0 | 0 | 0 | 0 | 412.4583 | 473.0015 | 984.8739 | 623.9856 | 1217.6989 | 1716.6149
Option 6 AT | 2050 Emissions Budget SA 1 | Emissions DLT | 2518.7917 | 413.7523 | 528.545 | 1035.0884 | 1016.5257 | 718.2447 | 0 | 0 | 0 | 0 | 0 | 0 | 0 | 0 | 0 | 0 | 0 | 0 | 0 | 0 | 0 | 0 | 0 | 0
Option 6 AT | 2050 Emissions Budget SA 2 | Emissions DLT | 0 | 0 | 0 | 0 | 0 | 0 | 871.5056 | 617.6522 | 575.0807 | 587.9629 | 580.1138 | 314.159 | 0 | 0 | 0 | 0 | 0 | 0 | 0 | 0 | 0 | 0 | 0 | 0
Option 6 AT | 2050 Emissions Budget SA 3 | Emissions DLT | 0 | 0 | 0 | 0 | 0 | 0 | 0 | 0 | 0 | 0 | 0 | 0 | 75.2584 | 159.2513 | 158.4241 | 143.3585 | 190.0853 | 55.9032 | 0 | 0 | 0 | 0 | 0 | 0
Option 6 AT | 2050 Emissions Budget SA 4 | Emissions DLT | 0 | 0 | 0 | 0 | 0 | 0 | 0 | 0 | 0 | 0 | 0 | 0 | 0 | 0 | 0 | 0 | 0 | 0 | 125.435 | 130.9005 | 233.1322 | 176.4532 | 228.3329 | 150.3133
Option 6 AT | 2050 Emissions Budget VIC 1 | Emissions DLT | 27870.8028 | 23427.977 | 13983.404 | 9901.2812 | 10030.7434 | 9534.1199 | 0 | 0 | 0 | 0 | 0 | 0 | 0 | 0 | 0 | 0 | 0 | 0 | 0 | 0 | 0 | 0 | 0 | 0
Option 6 AT | 2050 Emissions Budget VIC 2 | Emissions DLT | 0 | 0 | 0 | 0 | 0 | 0 | 9861.7439 | 728.5345 | 698.8686 | 778.3164 | 799.0583 | 724.4615 | 0 | 0 | 0 | 0 | 0 | 0 | 0 | 0 | 0 | 0 | 0 | 0
Option 6 AT | 2050 Emissions Budget VIC 3 | Emissions DLT | 0 | 0 | 0 | 0 | 0 | 0 | 0 | 0 | 0 | 0 | 0 | 0 | 190.8211 | 348.3477 | 282.7837 | 389.1441 | 354.8869 | 132.4159 | 0 | 0 | 0 | 0 | 0 | 0
Option 6 AT | 2050 Emissions Budget VIC 4 | Emissions DLT | 0 | 0 | 0 | 0 | 0 | 0 | 0 | 0 | 0 | 0 | 0 | 0 | 0 | 0 | 0 | 0 | 0 | 0 | 480.4684 | 454.2764 | 651.6288 | 252.3681 | 752.9986 | 415.3275
Option 6 AT | Basslink Daily Energy Limit | Special Constraints | -1712.4638 | -1356.3556 | -560.2855 | -825.7796 | -2083.6709 | -2615.81 | -2695.1049 | -2397.2272 | -2978.3513 | -3068.4337 | -3229.7926 | -3172.202 | -3287.6645 | -3359.6689 | -3727.5883 | -3731.6514 | -3797.4947 | -3738.5799 | -3676.473 | -3664.9856 | -3668.0247 | -3529.5249 | -3643.0942 | -3774.0838
Option 6 AT | Borumba - Gen | Special Constraints | 0 | 0 | 0 | 0 | 0 | 0 | 0 | 0 | 0 | 1973823.726 | 2896983.2191 | 3142353.866 | 2848020.4505 | 2356330.4257 | 2168891.565 | 2154409.0937 | 2635553.0498 | 2460508.8452 | 2112609.4294 | 1828938.4976 | 2213129.2013 | 2538628.9406 | 2520345.0677 | 2783039.5008
Option 6 AT | Borumba - Pump | Special Constraints | 0 | 0 | 0 | 0 | 0 | 0 | 0 | 0 | 0 | 2626348.8396 | 3965660.514 | 4168126.4189 | 3885732.0808 | 3168695.5795 | 2931000.9787 | 2906087.7516 | 3546299.955 | 3257420.597 | 2845265.2247 | 2512090.5633 | 2976972.3394 | 3373828.3768 | 3394403.9785 | 3748201.3184
Option 6 AT | CIS Dispatchable NSW | Policies NEM | 6.57e-05 | 910.4955 | 1540.6727 | 2052.9736 | 2052.9736 | 2302.214 | 3126.839 | 3951.589 | 4079.5603 | 4770.3918 | 4770.3919 | 4770.3919 | 6124.1496 | 7554.7492 | 8715.478 | 8715.4781 | 9294.5862 | 10380.0334 | 10380.0333 | 10380.0333 | 10380.0333 | 9901.0714 | 9881.4931 | 9369.1923
Option 6 AT | CIS Dispatchable SA | Policies NEM | 0 | 788 | 1106.86 | 1106.8601 | 1352.86 | 1352.86 | 1352.86 | 1811.3365 | 1811.3365 | 2002.6748 | 2002.6748 | 2002.6749 | 2993.4217 | 3496.0471 | 3669.7047 | 3813.7611 | 4014.9921 | 4296.6346 | 4296.6346 | 4319.3209 | 5230.0506 | 4843.8753 | 7734.7263 | 7734.7263
Option 6 AT | CIS Dispatchable VIC | Policies NEM | 0 | 1377.5445 | 1516.7686 | 1516.7686 | 1516.7686 | 1516.7686 | 1516.7686 | 1516.7692 | 1516.7692 | 1516.7693 | 1516.7693 | 1516.7693 | 2754.94 | 5374.0615 | 6284.6107 | 6284.6107 | 6284.6107 | 6284.6108 | 6284.6107 | 6284.6107 | 6389.5749 | 5329.5745 | 6269.0168 | 6269.0168
Option 6 AT | CIS Gen NSW | Policies NEM | 0 | 2271.8234 | 7931.07 | 14075.07 | 14612.8957 | 15570.4858 | 19449.7727 | 22182.3118 | 23799.2557 | 27188.3563 | 31789.7873 | 31854.2806 | 36651.5853 | 42052.2143 | 47308.6401 | 47830.4199 | 49084.3558 | 49965.7827 | 49965.7828 | 52102.9597 | 52133.0512 | 53176.6506 | 60885.9583 | 60964.0167
Option 6 AT | CIS Gen SA | Policies NEM | 0 | 578.4912 | 790.5052 | 790.5052 | 2178.9839 | 2178.9839 | 3351.007 | 4648.6563 | 5142.9704 | 6623.1964 | 8478.8531 | 8478.8533 | 11020.2716 | 11609.2269 | 11936.0997 | 12477.7393 | 13628.1409 | 14930.394 | 15029.0675 | 16379.1154 | 18544.9086 | 18544.9086 | 25175.3001 | 25175.3002
Option 6 AT | CIS Gen TAS | Policies NEM | 0 | 300.0001 | 1115.9624 | 1200 | 1266.4788 | 1443.0099 | 1443.0099 | 1443.0099 | 1478.8413 | 1928.9597 | 1939.7521 | 1990.4748 | 2038.203 | 2221.7784 | 2221.7784 | 2420.7647 | 2420.7647 | 2420.7647 | 2471.1267 | 2497.5647 | 2497.5647 | 3011.6129 | 3412.7156 | 3412.7156
Option 6 AT | CIS Gen VIC - Solar | Policies NEM | 0 | 1170.3783 | 1170.3783 | 1170.3783 | 1170.3783 | 1170.3783 | 2312.7063 | 3061.8755 | 3061.8755 | 3921.0003 | 3921.0006 | 3921.0006 | 7943.6461 | 16098.2463 | 18035.2545 | 18354.9959 | 18354.9959 | 18354.996 | 18354.996 | 18354.996 | 18844.3709 | 18844.3709 | 21993.5451 | 21993.5451
Option 6 AT | CIS Gen VIC - Wind | Policies NEM | 0 | 0 | 2848.6656 | 3500 | 3500 | 5500 | 6205.5355 | 7743.126 | 9019.66 | 10019.66 | 12987.8954 | 13987.8954 | 15776.2439 | 16776.2439 | 16776.2439 | 16776.2439 | 16776.2439 | 16776.244 | 17572.9118 | 18697.6337 | 18954.8993 | 19020.0925 | 21156.804 | 21156.804
Option 6 AT | CIS Total Dispatchable | Policies NEM | 6.57e-05 | 3076.04 | 5550.83 | 7262.83 | 8734.2651 | 8983.5055 | 11325.4385 | 12981.2423 | 13110.1373 | 14035.1246 | 14049.1971 | 14121.664 | 18047.5456 | 23959.9919 | 26622.1904 | 27005.2943 | 28210.4486 | 31604.8805 | 31604.8805 | 31800.0097 | 32853.834 | 30947.5883 | 34602.4898 | 33131.7273
Option 6 AT | CNSW H2 Domestic Consumption Purchaser | Subregion flexible electricity load for Domestic H2 | 0 | 0 | 0 | 0 | 21.6393 | 74.56 | 169.8534 | 316.5593 | 516.0579 | 645.9686 | 776.1379 | 912.7607 | 1048.5929 | 1178.372 | 1285.6981 | 1380.5864 | 1475.3821 | 1558.518 | 1626.6301 | 1701.8386 | 1774.1607 | 1848.4446 | 1912.6829 | 1979.5514
Option 6 AT | CQ H2 Domestic Consumption Purchaser | Subregion flexible electricity load for Domestic H2 | 170.455 | 168.3874 | 165.6299 | 163.6243 | 166.3879 | 176.2043 | 195.8201 | 229.7414 | 279.5379 | 314.7623 | 347.9454 | 380.33 | 408.9564 | 436.3537 | 463.1799 | 486.7014 | 511.2607 | 531.5406 | 549.4491 | 580.715 | 618.675 | 670.4386 | 736.0663 | 815.3579
Option 6 AT | CSA H2 Domestic Consumption Purchaser | Subregion flexible electricity load for Domestic H2 | 7.3521 | 7.2677 | 7.1436 | 7.0393 | 74.9293 | 150.5317 | 214.3309 | 284.0221 | 365.8343 | 389.5577 | 420.4231 | 485.2414 | 549.2729 | 611.5906 | 662.0506 | 706.5357 | 751.1179 | 789.5463 | 817.669 | 851.545 | 884.1343 | 917.0983 | 946.8514 | 983.9879
Option 6 AT | Catagunya Min Gen | Hydro min release | 327.3236 | 288.1394 | 214.6128 | 198.0459 | 148.6182 | 218.6179 | 218.4494 | 202.6378 | 193.3135 | 182.6767 | 205.7692 | 266.0637 | 229.5936 | 217.3355 | 93.0599 | 89.4223 | 88.2146 | 86.0143 | 112.7648 | 111.1623 | 108.2905 | 109.144 | 99.2744 | 81.6897
Option 6 AT | Combined Marinus Export | Special Constraints | 2182902.0694 | 2404391.6596 | 3469189.9519 | 2847367.6738 | 3215886.4526 | 3077967.8094 | 3150413.1336 | 3242676.157 | 3347285.0027 | 4378325.6516 | 3932255.938 | 4216526.8667 | 4423682.6673 | 4533532.9043 | -789087.3982 | -882676.7851 | -924168.4027 | -1099208.1626 | -825952.7108 | -724132.0824 | -1405549.5218 | -99285.1144 | 52769.2861 | -775896.5366
Option 6 AT | Combined Marinus Import | Special Constraints | -2182902.0694 | -2404391.6596 | -3469189.9519 | -2847367.6738 | -3215886.4526 | -3077967.8094 | -3150413.1336 | -3242676.157 | -3347285.0027 | -4378325.6516 | -3932255.938 | -4216526.8667 | -4423682.6673 | -4533532.9043 | 789087.3982 | 882676.7851 | 924168.4027 | 1099208.1626 | 825952.7108 | 724132.0824 | 1405549.5218 | 99285.1144 | -52769.2861 | 775896.5366
Option 6 AT | Constraint on Pipeline from Storage to GTs CNSW | Constraints to make diesel to come exclusively from storage | -0.00026628 | -0.00028495 | -0.00029423 | -0.00028899 | -0.0002699 | -0.00027191 | -0.00020868 | -0.00022445 | -0.00024035 | -0.00025805 | -0.0002758 | -0.00029673 | -0.00028408 | -0.00030468 | -0.00032544 | -0.00034911 | -0.00037393 | -0.00040189 | -2.7768e-05 | -2.9772e-05 | -3.1826e-05 | -3.4114e-05 | -3.6422e-05 | -3.9254e-05
Option 6 AT | Constraint on Pipeline from Storage to GTs CQ | Constraints to make diesel to come exclusively from storage | -0.00026928 | -0.00028883 | -0.00030785 | -0.00032047 | -0.0018363 | -0.0021531 | -0.0016445 | -0.0018243 | -0.0019511 | -0.0020932 | -0.0022318 | -0.0023867 | -0.0021929 | -0.0024461 | -0.0026093 | -0.0027909 | -0.0029851 | -0.003201 | -0.00028287 | -0.0002998 | -0.00033584 | -0.00036056 | -0.0003849 | -0.00041207
Option 6 AT | Constraint on Pipeline from Storage to GTs CSA | Constraints to make diesel to come exclusively from storage | -0.0002663 | -0.00028479 | -0.00029295 | -0.00028759 | -0.00027074 | -0.0002731 | -0.00020883 | -0.00022471 | -0.0002407 | -0.0002584 | -0.00027619 | -0.0002971 | -0.00028446 | -0.00030292 | -0.00032441 | -0.00034973 | -0.00037536 | -0.00040256 | -2.7261e-05 | -2.9186e-05 | -3.1225e-05 | -3.3426e-05 | -3.5694e-05 | -3.8538e-05
Option 6 AT | Constraint on Pipeline from Storage to GTs GG | Constraints to make diesel to come exclusively from storage | -0.00026935 | -0.00028888 | -0.00030773 | -0.00032055 | -0.0021173 | -0.0026054 | -0.0016333 | -0.0018205 | -0.0019469 | -0.0020882 | -0.0022263 | -0.0023812 | -0.0021848 | -0.002436 | -0.0025981 | -0.0027784 | -0.0029709 | -0.003183 | -0.00028094 | -0.00030003 | -0.00033609 | -0.00036083 | -0.00038522 | -0.00039933
Option 6 AT | Constraint on Pipeline from Storage to GTs MEL | Constraints to make diesel to come exclusively from storage | -0.0002698 | -0.0002887 | -0.00029758 | -0.00028665 | -0.000268 | -0.00027229 | -0.00020898 | -0.00026471 | -0.00025818 | -0.0002765 | -0.00028522 | -0.00030552 | -0.00028303 | -0.00030163 | -0.00032414 | -0.00034874 | -0.00037478 | -0.00040249 | -2.662e-05 | -2.8503e-05 | -3.024e-05 | -3.2563e-05 | -3.4664e-05 | -3.7352e-05
Option 6 AT | Constraint on Pipeline from Storage to GTs NNSW | Constraints to make diesel to come exclusively from storage | -0.00027805 | -0.00029777 | -0.00031655 | -0.00033739 | -0.00035981 | -0.00038573 | -0.00024285 | -0.00025829 | -0.00027415 | -0.00029181 | -0.0003092 | -0.00032927 | -0.00064378 | -0.00067677 | -0.00070408 | -0.00073407 | -0.00076551 | -0.00080548 | -4.4741e-05 | -4.7699e-05 | -5.0679e-05 | -5.3982e-05 | -5.7232e-05 | -6.1066e-05
Option 6 AT | Constraint on Pipeline from Storage to GTs NQ | Constraints to make diesel to come exclusively from storage | -0.00027805 | -0.00029777 | -0.00031655 | -0.00033739 | -0.00035981 | -0.00038573 | -0.00024285 | -0.00025829 | -0.00027415 | -0.00029181 | -0.0003092 | -0.00032927 | -0.00064378 | -0.00067677 | -0.00070408 | -0.00073407 | -0.00076551 | -0.00080548 | -4.4741e-05 | -4.7699e-05 | -5.0679e-05 | -5.3982e-05 | -5.7232e-05 | -6.1066e-05
Option 6 AT | Constraint on Pipeline from Storage to GTs NSA | Constraints to make diesel to come exclusively from storage | -0.00026633 | -0.00028482 | -0.00029294 | -0.00028759 | -0.00027041 | -0.0002728 | -0.00020884 | -0.00022471 | -0.0002407 | -0.00025849 | -0.00027621 | -0.00029711 | -0.00028345 | -0.00030325 | -0.00032442 | -0.00034902 | -0.00037424 | -0.00040101 | -2.7154e-05 | -2.9104e-05 | -3.1091e-05 | -3.331e-05 | -3.5573e-05 | -3.8386e-05
Option 6 AT | Constraint on Pipeline from Storage to GTs SESA | Constraints to make diesel to come exclusively from storage | -0.00027805 | -0.00029777 | -0.00031655 | -0.00033739 | -0.00035981 | -0.00038573 | -0.00024285 | -0.00025829 | -0.00027415 | -0.00029181 | -0.0003092 | -0.00032927 | -0.00064378 | -0.00067677 | -0.00070408 | -0.00073407 | -0.00076551 | -0.00080548 | -4.4741e-05 | -4.7699e-05 | -5.0679e-05 | -5.3982e-05 | -5.7232e-05 | -6.1066e-05
Option 6 AT | Constraint on Pipeline from Storage to GTs SEV | Constraints to make diesel to come exclusively from storage | -0.00026625 | -0.00028464 | -0.00029233 | -0.00028703 | -0.00026364 | -0.00027087 | -0.00020833 | -0.00022786 | -0.00023887 | -0.00025809 | -0.00027544 | -0.00029461 | -0.00028303 | -0.00030163 | -0.00032413 | -0.00034873 | -0.00037476 | -0.00040246 | -2.684e-05 | -2.874e-05 | -3.0615e-05 | -3.2868e-05 | -3.5038e-05 | -3.7753e-05
Option 6 AT | Constraint on Pipeline from Storage to GTs SNSW | Constraints to make diesel to come exclusively from storage | -0.00027805 | -0.00029777 | -0.00031655 | -0.00033739 | -0.00035981 | -0.00038573 | -0.00024285 | -0.00025829 | -0.00027415 | -0.00029181 | -0.0003092 | -0.00032927 | -0.00064378 | -0.00067677 | -0.00070408 | -0.00073407 | -0.00076551 | -0.00080548 | -4.4741e-05 | -4.7699e-05 | -5.0679e-05 | -5.3982e-05 | -5.7232e-05 | -6.1066e-05
Option 6 AT | Constraint on Pipeline from Storage to GTs SNW | Constraints to make diesel to come exclusively from storage | -0.00026628 | -0.00028502 | -0.00029487 | -0.00028968 | -0.00026811 | -0.00026964 | -0.0002084 | -0.00022434 | -0.00024023 | -0.0002579 | -0.00027562 | -0.00029659 | -0.00028404 | -0.00030464 | -0.00032539 | -0.00034905 | -0.0003739 | -0.00040186 | -2.7778e-05 | -2.9777e-05 | -3.1834e-05 | -3.4131e-05 | -3.6423e-05 | -3.9278e-05
Option 6 AT | Constraint on Pipeline from Storage to GTs SQ | Constraints to make diesel to come exclusively from storage | -0.00026841 | -0.00028773 | -0.00030631 | -0.00031851 | -0.0017651 | -0.0021087 | -0.0017028 | -0.0018212 | -0.0019478 | -0.002089 | -0.0022279 | -0.0023827 | -0.0021952 | -0.0024489 | -0.0026123 | -0.0027944 | -0.0029889 | -0.0032054 | -0.00029215 | -0.00029889 | -0.0003349 | -0.00035951 | -0.00038377 | -0.00041074
Option 6 AT | Constraint on Pipeline from Storage to GTs TAS | Constraints to make diesel to come exclusively from storage | -0.00026617 | -0.00028411 | -0.00029007 | -0.00028749 | -0.00026898 | -0.00027157 | -0.00020865 | -0.00022454 | -0.00024025 | -0.00025785 | -0.0002756 | -0.00029658 | -0.00028311 | -0.00030168 | -0.00032425 | -0.00034888 | -0.00037493 | -0.00040267 | -2.6757e-05 | -2.8646e-05 | -3.0585e-05 | -3.2746e-05 | -3.491e-05 | -3.7598e-05
Option 6 AT | Constraint on Pipeline from Storage to GTs WNV | Constraints to make diesel to come exclusively from storage | -0.00026625 | -0.00028445 | -0.00029137 | -0.000286 | -0.00027001 | -0.00027236 | -0.00020901 | -0.00025629 | -0.00025812 | -0.00026827 | -0.00028136 | -0.00030036 | -0.00028319 | -0.00030341 | -0.00032421 | -0.00034836 | -0.00037274 | -0.00040005 | -2.7171e-05 | -2.9123e-05 | -3.1064e-05 | -3.3349e-05 | -3.5597e-05 | -3.8414e-05
Option 6 AT | Constraint on Pipeline from Storage to GTs WOO | Constraints to make diesel to come exclusively from storage | -0.00026628 | -0.00028489 | -0.0002938 | -0.00028852 | -0.00026979 | -0.00027208 | -0.00020863 | -0.0002244 | -0.00024034 | -0.00025803 | -0.00027572 | -0.00029669 | -0.00028142 | -0.00030172 | -0.00032237 | -0.00034599 | -0.00037082 | -0.00039897 | -2.7764e-05 | -2.9759e-05 | -3.1799e-05 | -3.4102e-05 | -3.6396e-05 | -3.923e-05
Option 6 AT | DNSP Thermal Limit on CER CNSW Area1 | DNSP Thermal Limit on CER | 883433.1639 | 1020547.5513 | 1213786.3992 | 1336601.005 | 1306449.5951 | 1466227.2898 | 1323392.2499 | 1532816.0377 | 1719534.6328 | 1719082.0487 | 1722492.1322 | 1767365.353 | 2018003.9258 | 2139702.711 | 2210634.8572 | 1990336.877 | 1767759.6016 | 1842038.7193 | 1848528.7098 | 1992393.071 | 2120536.394 | 2403851.6235 | 1884050.8303 | 2394904.9733
Option 6 AT | DNSP Thermal Limit on CER CQ Area1 | DNSP Thermal Limit on CER | 936377.0075 | 1124351.5994 | 1261295.9226 | 1393112.0559 | 1519873.2341 | 1647997.8607 | 1777254.7269 | 2013106.4934 | 2109776.5699 | 2244623.2974 | 2232115.2414 | 2280328.3345 | 2438829.9579 | 2774560.8224 | 3017694.1594 | 2866486.9836 | 2714922.6788 | 3152576.0927 | 3428452.3054 | 3609753.4253 | 3604393.9787 | 3546985.9428 | 3583618.6068 | 4202233.4707
Option 6 AT | DNSP Thermal Limit on CER CSA Area1 | DNSP Thermal Limit on CER | 3654314.7336 | 4090209.8246 | 4499510.7463 | 4560976.8013 | 3922968.6135 | 4295185.2374 | 4559758.7243 | 4817053.4097 | 5458821.9121 | 5210976.7004 | -7753433.9822 | -7076822.2398 | -7010410.9472 | -6175873.4179 | -6218764.8765 | -5991773.9353 | -6381322.1846 | -5590951.3142 | -4871308.0016 | -4951732.6015 | -4130691.3791 | -3599446.7273 | -3199562.352 | -2715896.9569
Option 6 AT | DNSP Thermal Limit on CER GG Area1 | DNSP Thermal Limit on CER | 113701.8666 | 135336.3384 | 150440.3047 | 170201.4181 | 183262.5489 | 196973.5268 | 208029.8106 | 224748.609 | 235093.0005 | 248717.1052 | 244793.3658 | 247231.1106 | 265259.5767 | 303115.5169 | 322644.2178 | 325292.8696 | 298394.327 | 339597.1672 | 364480.9426 | 404202.4464 | 415690.4096 | 435823.1042 | 461010.9786 | 491073.1025
Option 6 AT | DNSP Thermal Limit on CER MEL Area1 | DNSP Thermal Limit on CER | 887491.3114 | 1052947.6242 | 1227214.5949 | 1231354.2026 | -1428889.3721 | -1271201.8908 | -1103098.3712 | -1155387.3618 | -1240026.4666 | -1709861.7374 | -1650546.3255 | -1429265.068 | -1383998.9403 | -1713371.659 | -2308473.1004 | -2217398.3454 | -2670665.5925 | -2197114.3423 | -3207640.7007 | -3356344.1556 | -3099962.0633 | -3252897.4689 | -3355469.6777 | -3436238.6078
Option 6 AT | DNSP Thermal Limit on CER MEL Area2 | DNSP Thermal Limit on CER | 3608702.3076 | 4328987.5329 | 5120176.1054 | 5286258.1877 | 6060558.7006 | 6540935.395 | 6961205.1244 | 7437996.9092 | 7694693.8994 | 7649177.3101 | 7834826.0371 | 8437490.6375 | 8358015.4402 | 9405990.4683 | 9671808.6934 | 10081355.3267 | 9533079.2697 | 11139339.1998 | 12850242.1462 | 11537898.2303 | 13504882.7565 | 14301880.9005 | 15080161.5208 | 16607399.0277
Option 6 AT | DNSP Thermal Limit on CER NNSW Area1 | DNSP Thermal Limit on CER | 1717127.869 | 1942235.4522 | 2272048.9368 | 2553655.4197 | 2731161.5365 | 3017046.5998 | 3134409.1061 | 3486029.2096 | 3640511.1026 | 3834810.199 | 3789852.1228 | 3864127.1547 | 4316510.4516 | 4772272.3154 | 5115036.3493 | 5017624.6532 | 4834498.6658 | 5189304.522 | 5773620.101 | 6198507.3228 | 6353846.2767 | 6732223.4192 | 6795842.7395 | 7595009.2562
Option 6 AT | DNSP Thermal Limit on CER NQ Area1 | DNSP Thermal Limit on CER | 1522230.3961 | 1816121.3481 | 2010322.5244 | 2253003.0244 | 2436774.2933 | 2621045.8122 | 2698142.7026 | 2907336.8549 | 2977171.6672 | 3204158.6801 | 3069325.3495 | 3146052.809 | 3377016.607 | 3766023.3542 | 4066465.8402 | 3834200.2187 | 3452984.5636 | 4109426.1178 | 4419603.7635 | 4871079.9731 | 5056728.0585 | 4547773.7924 | 4703288.071 | 5177685.8088
Option 6 AT | DNSP Thermal Limit on CER NSA Area1 | DNSP Thermal Limit on CER | 149212.6549 | 167288.0063 | 192615.2402 | 200424.1254 | -164879.3938 | -184060.0626 | -158633.546 | -137776.1237 | -129144.8578 | -103426.9298 | -677329.9205 | -626370.2413 | -609549.6151 | -552922.4945 | -561301.8166 | -532224.2954 | -559377.2858 | -484190.9133 | -417468.0292 | -403840.1852 | -332218.8557 | -307191.7648 | -243940.4896 | -409727.3858
Option 6 AT | DNSP Thermal Limit on CER SESA Area1 | DNSP Thermal Limit on CER | 167162.3327 | 196772.2755 | 218286.0386 | 225444.2438 | 85283.5245 | 99897.5387 | 115018.5625 | 130750.5992 | 153997.2588 | 165268.2319 | -433405.6023 | -381640.0134 | -371669.2651 | -338311.2498 | -313147.1526 | -289711.2388 | -309726.9046 | -248089.6784 | -196330.0103 | -192825.4061 | -140059.8709 | -97736.6447 | -75143.446 | -275694.4695
Option 6 AT | DNSP Thermal Limit on CER SEV Area1 | DNSP Thermal Limit on CER | 499457.9856 | 612713.4994 | 737046.2855 | 779246.5607 | 923807.1212 | 1015306.2728 | 1068117.8801 | 1162351.1628 | 1261619.5176 | 1270659.0894 | 1307021.2749 | 1382282.6292 | 1483089.0249 | 1519065.9408 | 1562885.8252 | 1665179.6011 | 1509924.514 | 1586131.5593 | 1711776.1932 | 1586678.1027 | 1870623.4807 | 2001234.3568 | 1697341.0815 | 1922819.3825
Option 6 AT | DNSP Thermal Limit on CER SNSW Area1 | DNSP Thermal Limit on CER | 1154967.3558 | 1292644.2175 | 1480393.0634 | 1591842.0329 | 1245590.0046 | 1426539.4206 | 1226628.1226 | 1490857.3435 | 1586411.5903 | 1579255.0234 | 1576844.0581 | 1639977.754 | 1931674.2549 | 1820113.0996 | 2085522.6278 | 2002877.1557 | 1793911.5571 | 2002084.9166 | 1999660.6653 | 1669162.9023 | 1994410.8067 | 2263306.8835 | 1652853.8537 | 2179571.551
Option 6 AT | DNSP Thermal Limit on CER SNSW Area2 | DNSP Thermal Limit on CER | 865247.7377 | 989808.3717 | 1166630.9736 | 1292249.8496 | 1328676.1975 | 1465228.5776 | 1362261.0583 | 1556146.3659 | 1613697.3868 | 1567256.4598 | 1522208.6442 | 1572127.4862 | 1777732.6284 | 1966416.6183 | 2170201.9884 | 1902528.4307 | 1716552.2815 | 1859699.0311 | 1985574.4067 | 2074788.2571 | 2013582.4623 | 2191118.6056 | 2090117.0632 | 2556282.6167
Option 6 AT | DNSP Thermal Limit on CER SNW Area1 | DNSP Thermal Limit on CER | 3313523.8736 | 3766701.5424 | 4361131.72 | 4838028.3634 | 5790280.6304 | 6442248.3405 | 6712584.9301 | 7587254.478 | 7960808.3903 | 8278556.462 | 8291753.832 | 8592902.3138 | 9332463.6159 | 10640512.7434 | 11462931.3054 | 10644419.8199 | 9579545.6106 | 9918550.4747 | 11570183.1567 | 12589143.1167 | 13173783.7827 | 14622043.8715 | 13242912.7485 | 14945141.0688
Option 6 AT | DNSP Thermal Limit on CER SNW Area2 | DNSP Thermal Limit on CER | 4756835.6404 | 5401585.2651 | 6219136.8915 | 6892428.1445 | 4598626.8819 | 5493105.114 | 4606992.876 | 5918921.252 | 6340976.2533 | 6021582.2293 | 6093084.1997 | 6561408.4653 | 8015012.8967 | 7456560.9671 | 8274209.5988 | 7700015.4117 | 6818466.9814 | 7509591.4199 | 6992495.7909 | 8146456.5906 | 8133733.4491 | 10004784.4735 | 7198107.1222 | 10427881.5412
Option 6 AT | DNSP Thermal Limit on CER SQ Area1 | DNSP Thermal Limit on CER | 7447821.6426 | 8825932.3451 | 9774286.5613 | 11003337.6466 | 11844007.6794 | 12733856.4077 | 13564549.0402 | 14534667.5153 | 15198344.2573 | 16225566.27 | 15990934.2287 | 16203207.7252 | 17327734.4251 | 19173484.3219 | 20148595.7356 | 20179211.1425 | 17615628.5939 | 20713865.5517 | 22457990.4401 | 24875482.6027 | 25100234.2521 | 26340851.4914 | 28248261.4371 | 29955929.9876
Option 6 AT | DNSP Thermal Limit on CER TAS Area1 | DNSP Thermal Limit on CER | 485540.9679 | 574064.278 | 679703.4131 | 727877.0322 | 837891.8905 | 906353.4528 | 944279.9942 | 1022254.8934 | 1091958.4308 | 1071745.7095 | 1122483.4488 | 1150445.7914 | 1231744.0942 | 1374718.298 | 1473992.0779 | 1505894.8924 | 1526196.5447 | 1668972.4573 | 1735745.4086 | 1613783.7281 | 1816797.1487 | 1718357.3208 | 1608024.2254 | 1819134.1819
Option 6 AT | DNSP Thermal Limit on CER WNV Area1 | DNSP Thermal Limit on CER | 371808.4088 | 439037.9674 | 505980.1778 | 522016.7068 | 479274.8692 | 504849.708 | 540495.8838 | 584684.4051 | 597007.365 | 559439.8604 | 572852.6243 | 619218.2155 | 698017.2509 | 680371.3192 | 667241.1766 | 679326.9953 | 275566.0568 | 366383.5277 | 323363.1904 | 346560.044 | 634970.3775 | 570268.2165 | 555023.8715 | 685349.8937
Option 6 AT | DNSP Thermal Limit on CER WNV Area2 | DNSP Thermal Limit on CER | 1388136.4197 | 1655414.6571 | 1924457.6654 | 2006535.3604 | 1563300.6732 | 1715098.2931 | 1869767.7495 | 2029434.7932 | 2130584.4704 | 1917617.561 | 2028541.8022 | 2234208.0711 | 2572093.4781 | 2476710.2521 | 2414768.7704 | 2556844.9982 | 1606669.0498 | 1129293.4356 | 1026114.3696 | 1128723.4715 | 2340519.5677 | 2315489.1224 | 1980343.8533 | 2534153.9108
Option 6 AT | DNSP Thermal Limit on Distributed Resources CNSW Area1 | DNSP Thermal Limit on Distributed Resources | 1482891.4592 | 1558144.0869 | 1764449.9728 | 1699309.5939 | 1638005.2169 | 1664415.7001 | 1711719.9423 | 1773707.6507 | 1857968.7108 | -1296957.2056 | -1776854.9596 | -1622754.9926 | -1836677.8485 | -1691982.1533 | -2046033.9364 | -1673919.0347 | -1846623.9547 | -1696711.3042 | -1690089.7536 | -1852014.7559 | -1384180.7971 | -1339864.9761 | -2467036.584 | -2145896.7751
Option 6 AT | DNSP Thermal Limit on Distributed Resources CQ Area1 | DNSP Thermal Limit on Distributed Resources | 400594.1558 | 322007.7177 | 281468.123 | 272355.6737 | 208027.6237 | 202673.8606 | 183251.117 | 157701.6665 | 152498.1202 | 143611.6976 | 372973.6322 | 887528.6284 | 334578.8455 | 463641.5163 | 493498.0804 | 463140.1444 | 638650.7358 | 688529.7912 | 573266.5927 | 603220.9435 | 585565.7497 | 700458.7156 | 618446.299 | 627215.9422
Option 6 AT | DNSP Thermal Limit on Distributed Resources CSA Area1 | DNSP Thermal Limit on Distributed Resources | 0.099296 | 0.092976 | 0.090782 | 0.082795 | 0.093862 | 0.10232 | 0.099687 | 0.11569 | 0.13269 | 0.14528 | 586404.9357 | 719735.3293 | 684607.68 | 2552970.828 | 2731529.3382 | 2743889.5003 | 2985044.6306 | 2458761.2359 | 2752207.7596 | 2600006.6203 | 2806412.8751 | 3109859.6213 | 2786268.587 | 2659018.995
Option 6 AT | DNSP Thermal Limit on Distributed Resources GG Area1 | DNSP Thermal Limit on Distributed Resources | 274781.7613 | 311317.315 | 317307.8867 | 329921.0021 | 332206.9879 | 338589.9023 | 339682.7422 | 360390.3331 | 358455.9064 | 369400.7536 | 354719.8092 | 355251.704 | 125153.9936 | -10762.3012 | -18683.4231 | -11791.3962 | -101176.9758 | -23578.9591 | -4757.3482 | 17990.7553 | 24510.9976 | 38168.1597 | 25630.0788 | -64412.2016
Option 6 AT | DNSP Thermal Limit on Distributed Resources MEL Area1 | DNSP Thermal Limit on Distributed Resources | 209213.2757 | 226589.8779 | 245033.2217 | 226752.6965 | 239356.0483 | 232459.441 | 236926.5075 | 259535.8708 | 261660.281 | 246127.5823 | 237468.3882 | 241760.0392 | 242244.0756 | 260025.1628 | 266399.9659 | 239276.0153 | 207558.6227 | 224285.1951 | 244025.8895 | 227192.9047 | 239943.0214 | 245295.3571 | 245108.5111 | 259313.9998
Option 6 AT | DNSP Thermal Limit on Distributed Resources MEL Area2 | DNSP Thermal Limit on Distributed Resources | 352444.1158 | 381717.1923 | 412788.4111 | 381994.2262 | 403228.8436 | 391495.0295 | 399514.463 | 437232.4013 | 440805.7844 | 414656.152 | 400084.6081 | 407305.9356 | 408212.9243 | 438168.2122 | 448920.3727 | 403147.5655 | 349689.3467 | 377864.9807 | 411106.2414 | 382743.0512 | 404215.5398 | 413239.3599 | 412937.9794 | 436853.9458
Option 6 AT | DNSP Thermal Limit on Distributed Resources NNSW Area1 | DNSP Thermal Limit on Distributed Resources | 0.051251 | 0.03707 | 0.039897 | 0.032631 | 0.029261 | 0.035171 | 0.044928 | 0.048629 | 0.079245 | 0.11124 | 0.11254 | 0.63485 | 1035600.4894 | 859775.6885 | 1642002.3843 | 1648628.3605 | 1715996.2843 | 1767807.6799 | 1649640.3795 | 1742288.7301 | 1861635.6744 | 1843213.2573 | 1943520.1817 | 2273424.8062
Option 6 AT | DNSP Thermal Limit on Distributed Resources NQ Area1 | DNSP Thermal Limit on Distributed Resources | 1613871.4961 | 1382290.5243 | 1054263.9022 | 915128.9872 | 825274.2193 | 798915.2307 | 660920.4175 | 650990.8226 | 621656.7407 | 733977.78 | 948451.0411 | 1552661.4411 | 705456.7769 | 785458.3595 | 933408.813 | 980556.6127 | 1387464.8816 | 1299314.9284 | 1229960.001 | 1041216.5124 | 1338855.1033 | 1506815.5694 | 1636087.9846 | 1242504.2205
Option 6 AT | DNSP Thermal Limit on Distributed Resources NSA Area1 | DNSP Thermal Limit on Distributed Resources | 713009.0609 | 565246.4305 | 494772.396 | 520961.4088 | 507622.8945 | 644828.1725 | 522799.2417 | 375413.7918 | 447876.067 | 384447.5324 | 312029.0702 | 344141.2149 | 255392.9084 | 205012.3883 | 194344.3678 | -671168.6487 | -616317.5734 | -627178.9194 | -582009.6414 | -607860.1011 | -572614.1292 | -473342.0547 | -654055.4321 | -704753.1517
Option 6 AT | DNSP Thermal Limit on Distributed Resources SESA Area1 | DNSP Thermal Limit on Distributed Resources | 0.013631 | 0.013785 | 0.012945 | 0.011982 | 0.01712 | 0.017543 | 0.017203 | 0.016224 | 0.028037 | 0.035206 | 0.045499 | 0.048909 | 0.060422 | 0.067388 | 0.22046 | 0.19675 | 0.18599 | 0.28089 | 0.19971 | 0.19168 | 0.20263 | 0.2205 | 5812.964 | 4744.7578
Option 6 AT | DNSP Thermal Limit on Distributed Resources SEV Area1 | DNSP Thermal Limit on Distributed Resources | 512063.3222 | 537019.8939 | 593984.044 | 552467.9086 | 566273.6028 | 508666.4833 | 536276.0528 | 575854.9639 | 584996.7677 | 514788.3743 | 441830.3598 | 446733.0012 | 386247.3066 | 364147.1349 | 380560.5369 | 388201.0761 | 394477.0588 | 443133.0834 | 394002.7399 | 403125.765 | 426762.1184 | 440797.7002 | 398695.8 | 445027.7033
Option 6 AT | DNSP Thermal Limit on Distributed Resources SNSW Area1 | DNSP Thermal Limit on Distributed Resources | 1529979.9426 | 1333844.8337 | 1388817.1185 | 1046545.7346 | 952242.9847 | 798091.8064 | 631435.5517 | 561660.9005 | 874896.2474 | 839647.5759 | 679441.5485 | 667196.784 | 449675.9261 | 429822.3211 | -1285921.1342 | -4747346.2621 | -4652402.2498 | -4696568.6965 | -4644895.6946 | -4704708.991 | -4501337.4242 | -4515298.7601 | -4356560.1532 | -4671524.9864
Option 6 AT | DNSP Thermal Limit on Distributed Resources SNSW Area2 | DNSP Thermal Limit on Distributed Resources | 78259.7946 | 67338.7912 | 71018.237 | 52205.827 | 48515.475 | 41314.1315 | 33633.674 | 28697.334 | 35178.1944 | 31623.5063 | 25300.1476 | 24776.9955 | 16076.2158 | 14086.3466 | 14698.6127 | 17168.9722 | 19311.7105 | 19382.0075 | 18604.9384 | 18101.123 | 22500.0539 | 24070.2842 | 22993.7819 | 20085.9818
Option 6 AT | DNSP Thermal Limit on Distributed Resources SNW Area1 | DNSP Thermal Limit on Distributed Resources | 815656.6879 | 837185.5411 | 909113.5374 | 970960.8984 | 909529.1071 | 963124.225 | 946973.925 | 988683.7366 | 985668.025 | 935875.1779 | 893252.0493 | 875666.3187 | 948043.5254 | 952017.9783 | 898569.5423 | 909520.4069 | 807697.8644 | 835298.1049 | 912468.8105 | 970177.7112 | 910772.6711 | 964808.6735 | 819718.5156 | 927149.9972
Option 6 AT | DNSP Thermal Limit on Distributed Resources SNW Area2 | DNSP Thermal Limit on Distributed Resources | 1216287.4144 | 1248391.1217 | 1355648.809 | 1447876.7776 | 1356272.3826 | 1436192.5012 | 1412107.6947 | 1474304.7733 | 1469806.3287 | 1395556.9871 | 1331998.8754 | 1305774.8201 | 1413865.7138 | 1419900.2035 | 1340004.4456 | 1356261.5613 | 1204352.5229 | 1245468.231 | 1360622.1991 | 1446704.6529 | 1358106.5756 | 1438699.9834 | 1222457.4206 | 1381959.5777
Option 6 AT | DNSP Thermal Limit on Distributed Resources SQ Area1 | DNSP Thermal Limit on Distributed Resources | 1166660.9081 | 1250442.5267 | 1309228.67 | 1244402.6384 | 1233225.765 | 1140031.0813 | 901845.2527 | 814390.675 | 785321.4954 | 2981013.1899 | 3328400.7421 | 3142574.2957 | 4482088.5569 | 4847447.3607 | 4527083.7918 | 4888343.4699 | 6037289.8144 | 5861310.675 | 5345982.8187 | 5616775.6043 | 6124357.269 | 6523687.6659 | 5449777.7734 | 5327636.7627
Option 6 AT | DNSP Thermal Limit on Distributed Resources TAS Area1 | DNSP Thermal Limit on Distributed Resources | 725825.5154 | 779452.5135 | 815675.804 | 750724.5934 | 780557.7407 | 843112.9851 | 823654.3382 | 848041.1496 | 802913.2049 | 682228.0376 | 822661.2002 | 807546.8218 | 1094122.0548 | 842296.3824 | 303683.3173 | 346627.0337 | 364381.2473 | 442643.0994 | 384957.38 | 360723.6127 | 459176.6475 | 510984.7553 | 358954.4675 | 412943.6928
Option 6 AT | DNSP Thermal Limit on Distributed Resources WNV Area1 | DNSP Thermal Limit on Distributed Resources | 0.099552 | 0.10297 | 0.097702 | 0.071184 | 0.074669 | 0.081752 | 0.080291 | 0.077486 | 0.078284 | 0.077871 | 0.085749 | 0.11579 | 0.12114 | 0.50112 | 233865.6799 | 241388.7122 | 242448.865 | 254779.571 | 243564.9241 | 243310.4702 | 279887.4911 | 266105.7291 | 219188.908 | 276682.9409
Option 6 AT | DNSP Thermal Limit on Distributed Resources WNV Area2 | DNSP Thermal Limit on Distributed Resources | 0.097282 | 0.10038 | 0.095744 | 0.070472 | 0.071306 | 0.06575 | 0.076301 | 0.076179 | 0.077147 | 0.073562 | 0.080006 | 0.092148 | 0.122 | 0.55594 | 1720152.7598 | 1803246.0221 | 1779820.0194 | 1867271.2524 | 1812401.9587 | 1796061.1608 | 2055888.3244 | 1962336.9325 | 1618972.8806 | 2031681.0164
Option 6 AT | Daily H2 Limit NSW | H2 Infrastructure Limitations | 0 | 0 | 0 | 0 | 74.634 | 268.989 | 575.235 | 989.056 | 1356.255 | 1392.403 | 1344.782 | 1301.579 | 1257.998 | 1214.024 | 1169.674 | 1124.93 | 1079.804 | 1034.715 | 989.675 | 944.667 | 899.708 | 854.786 | 809.91 | 765.067
Option 6 AT | Daily H2 Limit QLD | H2 Infrastructure Limitations | 0 | 0 | 0 | 0 | 15.773 | 37.709 | 62.165 | 85.404 | 106.757 | 106.759 | 106.761 | 106.762 | 111.577 | 121.208 | 134.135 | 150.359 | 169.932 | 188.075 | 204.841 | 221.752 | 238.882 | 256.178 | 273.684 | 291.343
Option 6 AT | Daily H2 Limit SA | H2 Infrastructure Limitations | 0 | 0 | 0 | 0 | 5.6977e-05 | 6.4088e-05 | 902.016 | 989.345 | 996.365 | 783.66 | 598.563 | 598.559 | 598.557 | 598.557 | 598.557 | 598.559 | 598.563 | 598.565 | 598.565 | 598.565 | 598.566 | 598.566 | 598.566 | 598.566
Option 6 AT | Daily H2 Limit TAS | H2 Infrastructure Limitations | 0 | 0 | 0 | 0 | 0 | 0 | 0.00010567 | 568 | 568 | 568 | 568 | 568 | 568 | 507.339 | 507.339 | 507.339 | 507.339 | 507.339 | 507.339 | 507.339 | 507.339 | 507.339 | 507.339 | 507.339
Option 6 AT | Daily H2 Limit VIC | H2 Infrastructure Limitations | 0 | 0 | 0 | 0 | 355.986 | 1340.561 | 2953.724 | 5195.476 | 7403.019 | 7857.356 | 7857.356 | 7857.356 | 7857.356 | 7857.356 | 7857.356 | 7857.356 | 7857.356 | 7857.356 | 7857.356 | 7857.356 | 7857.356 | 7857.356 | 7857.356 | 7857.356
Option 6 AT | ExportGroup_CNSW1 | Group Network Export Constraints | 2617919.8981 | 2570622.0531 | 2512489.6918 | 2464521.1878 | 2395778.0381 | 2390940.8764 | -3798464.6977 | -5939138.8682 | -5685987.2357 | -5964502.8581 | -6283545.3843 | -6028676.9139 | -6642150.2974 | -6825207.3068 | -7116058.588 | -6975604.2996 | -7081381.3777 | -6940286.4252 | -7001845.0941 | -7236335.1197 | -6823192.4143 | -6872662.1083 | -7327368.3272 | -7589057.7942
Option 6 AT | ExportGroup_CQ1 | Group Network Export Constraints | 1442369.5068 | 2016219.987 | 7935282.7094 | 8564490.9238 | 8270850.0401 | 8159603.4389 | 9222791.0186 | 5657125.2685 | 4962397.0461 | 3354964.5762 | 2859084.2628 | 2757889.8968 | 1935721.0392 | 2818202.6062 | 2537407.7314 | 962789.9954 | 1194864.0417 | 720612.6833 | 258280.5358 | 286932.991 | 592801.0672 | 4028.9967 | -155422.0495 | -1100538.7265
Option 6 AT | ExportGroup_MN1 | Group Network Export Constraints | 5055473.3518 | 5484932.5382 | 4852120.2845 | 4517948.853 | 4589932.832 | 5235820.4808 | 4281361.9283 | 6086287.5455 | 6331517.6207 | 5634839.6493 | 4962929.6223 | 5957482.7084 | 6953624.6689 | 5627121.3033 | 6077245.3038 | 5482028.1594 | 4458288.0497 | 5247887.5316 | 4725201.3109 | 4813181.3066 | 4001529.1217 | 3503904.7653 | 4441942.9117 | 4824648.8685
Option 6 AT | ExportGroup_NET1 | Group Network Export Constraints | 0 | 556568.4909 | 829327.7541 | 860517.1703 | 642610.4938 | 943612.6803 | 747223.1638 | 451689.8519 | 67372.5893 | -30844.9273 | 126260.2752 | 278214.8285 | 283222.6761 | 670966.3029 | -597824.2496 | -811120.5036 | -961712.2914 | -1170191.5061 | -1197534.0151 | -1337051.383 | -1638356.5735 | -227324.6377 | 228242.9545 | -158127.6379
Option 6 AT | ExportGroup_NQ1 | Group Network Export Constraints | 2187983.1495 | 2676219.8745 | 10126431.3031 | 11354493.7371 | 11619380.662 | 11918585.3369 | 14509013.6936 | 15644588.059 | 15828559.4766 | 15482797.9247 | 14758444.167 | 14382276.1216 | 15799944.8487 | 15871912.4795 | 15625193.7117 | 15745683.2674 | 15418550.2865 | 15088533.6801 | 14831217.4378 | 15085618.9597 | 15238313.4499 | 14350934.3908 | 14654397.2681 | 15763790.6893
Option 6 AT | ExportGroup_NSA1 | Group Network Export Constraints | 832505.4264 | 1520693.8605 | 1279234.676 | 1273134.642 | 2501303.9628 | 2536184.393 | 1939163.5194 | 2228149.1882 | 2159830.6485 | 1825044.2541 | 1121431.6005 | 1344053.3955 | 1557917.508 | 1584691.2235 | 1808386.4612 | 2089862.5828 | 2302189.1692 | 1922637.0343 | 2550725.8031 | 2063409.0493 | 2557572.2128 | 2976188.1842 | 633882.5118 | 1086969.8818
Option 6 AT | ExportGroup_SEVIC1 | Group Network Export Constraints | 0 | 0 | 0 | 0 | 0 | 18477830.3223 | 19276557.6993 | -8132463.3685 | -6931285.9538 | -3457686.7843 | -3128318.4218 | -1797373.6236 | -39110164.9423 | -37872508.6485 | -42471979.0579 | -43188841.6693 | -42681792.8755 | -42971651.6768 | -42644322.4953 | -41713339.5875 | -43560786.9271 | -42232946.8742 | -41661014.8887 | -41766709.8923
Option 6 AT | ExportGroup_SQ1 | Group Network Export Constraints | 208497.6039 | 105375.3903 | 2984531.9504 | 1964653.7323 | 1871659.8938 | 1424720.0405 | 3189998.2171 | 2523751.8816 | 1958949.0877 | -1474838.4253 | -4147673.6067 | -4509152.5784 | -5480622.7136 | -5810902.5 | -6385641.2077 | -6494053.7916 | -6495560.226 | -7115884.448 | -7715838.791 | -8915227.8752 | -9524510.6619 | -10332356.6637 | -13216433.7203 | -15022354.6844
Option 6 AT | ExportGroup_SWNSW1 | Group Network Export Constraints | 2724560.2076 | 1043054.955 | -386105.7362 | -737827.1661 | -1025419.2589 | -1510122.8462 | -1735511.3153 | -1767552.3081 | -1519574.1968 | -1848810.2292 | -2001440.3329 | -1925713.5659 | -2418692.3486 | -2528754.7282 | -2499595.1405 | -2403437.9497 | -2375883.546 | -2934247.3944 | -2951067.8955 | -2985778.4805 | -2939635.4673 | -2950349.1183 | -3080265.7368 | -3278995.0406
Option 6 AT | ExportGroup_SWNSW2 | Group Network Export Constraints | 0 | 0 | 0 | 0 | 0 | 7077086.3074 | 10682889.4118 | 9170121.4808 | 9492423.5672 | 10665636.8847 | 11596140.6645 | 12744364.3359 | 12720746.7217 | 12414321.9387 | 10894227.7843 | 11075525.1275 | 9955049.9819 | 12862182.1831 | 11051879.842 | 12521742.7536 | 10229655.5985 | 10449038.9208 | 12077884.5462 | 12439095.3916
Option 6 AT | ExportGroup_SWQLD1 | Group Network Export Constraints | 8461611.4683 | 10055805.8863 | 6853406.1093 | 9746312.8583 | 9455901.4568 | 10040612.1312 | 8671826.0591 | 10149684.8335 | 9402435.7476 | 9330704.2624 | 9685498.5087 | 9348696.6843 | 10752284.3344 | 9597700.788 | 9420671.2553 | 9675655.354 | 9393440.7103 | 9563365.7036 | 10968505.3992 | 7634228.0998 | 7784762.7318 | 8853276.6505 | 10482774.3824 | 12860987.7637
Option 6 AT | ExportGroup_SWV1 | Group Network Export Constraints | 11506490.4576 | 12173305.8438 | 12962700.6343 | 13838396.2602 | 12077629.7299 | 10996207.7685 | 11151540.7058 | 10267182.4698 | 8703105.7989 | 9061145.2941 | 9360631.7855 | 11097590.7609 | 9345304.7855 | 7178186.6262 | 6891285.8483 | 7511862.4236 | 6427117.9739 | 7142937.6652 | 7374123.455 | 8965567.3794 | 6759457.3915 | 5642754.3746 | 6170470.7983 | 6218495.2046
Option 6 AT | ExportGroup_WNV1 | Group Network Export Constraints | -53832.5669 | 240388.3285 | 499982.384 | 2208959.7079 | 2062975.6106 | 705020.0585 | 0 | 0 | 0 | 0 | 0 | 0 | 0 | 0 | 0 | 0 | 0 | 0 | 0 | 0 | 0 | 0 | 0 | 0
Option 6 AT | ExportGroup_WV1 | Group Network Export Constraints | 3504832.9695 | 3798088.9879 | 4170300.2885 | -416294.8583 | -4654735.276 | -6249357.29 | -7290647.2726 | -7185522.2718 | -6431086.517 | -6737606.0299 | -4771435.4806 | -4550592.3986 | -6505086.2389 | -5399557.3205 | -4836379.2831 | -4307852.0794 | -4846910.7637 | -4188061.6667 | -4124247.0584 | -4271210.4814 | -3070731.1966 | -2862322.9529 | -4545581.591 | -5082976.7211
Option 6 AT | ExportLimit_DN1_Dubbo | Distribution REZ Export Constraints | 0 | 0 | 4.332e-07 | 5.2342e-07 | 6.7331e-07 | 9.5223e-07 | -3561599.9055 | -4089891.9331 | -3845231.3335 | -4029363.2369 | -4220421.8543 | -4094316.94 | -4440064.3199 | -4464096.0162 | -4633477.6797 | -4394238.6341 | -4267146.564 | -4159365.7285 | -4214242.2649 | -4339297.5847 | -4036135.8277 | -4094514.33 | -4294542.3269 | -4109568.1421
Option 6 AT | ExportLimit_DN2_Yass | Distribution REZ Export Constraints | 0 | 0 | 0 | 0 | 0 | 0 | 0 | 0 | 0 | 0 | 0 | 0 | 0 | 0 | 0 | 0 | 0 | 0 | 0 | 0 | 0 | 0 | 0 | 0
Option 6 AT | ExportLimit_DN3_Marulan | Distribution REZ Export Constraints | 0 | 0 | 0 | 0 | -0.19803 | -3.1032 | -3.1442 | -897605.978 | -946862.4807 | -930359.7054 | -979218.1889 | -936632.399 | -1053158.8104 | -1151904.1992 | -1130948.2967 | -946943.1066 | -913659.3193 | -947034.2235 | -910625.2009 | -898205.5691 | -939031.5795 | -910791.6936 | -909968.6164 | -932116.4983
Option 6 AT | ExportLimit_N10_Hunter Coast | REZ Network Export Constraints | 0 | 0 | 0 | -10224000 | -17520000 | -17568000 | -17520000 | -17520000 | -17520000 | -17568000 | -17520000 | -17520000 | -11372337.0443 | -12178157.4727 | -11274106.5355 | -11565120.0158 | -11073323.9746 | -11902648.9916 | -11365002.393 | -10050531.3861 | -9811622.0093 | -9223190.1182 | -5050615.9218 | -5419069.5618
Option 6 AT | ExportLimit_N11_Illawarra Coast | REZ Network Export Constraints | 0 | 0 | 0 | 0 | 0 | 0 | 0 | -17520000 | -17520000 | -17568000 | -17520000 | -17520000 | -13798743.685 | -12102104.1243 | -9503831.1427 | -9552289.1494 | -6131989.3441 | -7565507.3494 | -6447996.858 | -6746182.1873 | -6951353.5967 | -6787375.1411 | -4762291.8822 | -4631115.43
Option 6 AT | ExportLimit_N12_Illawarra | REZ Network Export Constraints | 0 | 0 | 989060.2875 | 935565.2046 | 788676.9922 | 383907.9651 | -271426.4579 | -1350905.5314 | -2844958.065 | -3799411.7653 | -4761531.8918 | -23214645.6021 | -24201449.5234 | -25362519.639 | -26034173.5937 | -26757644.2225 | -27406586.9051 | -28145680.2127 | -28523663.6183 | -29128911.612 | -29660835.9263 | -30271521.2945 | -30650241.0556 | -30668110.4442
Option 6 AT | ExportLimit_N13_South Cobar | REZ Network Export Constraints | 0 | 0.44617 | 0.58173 | 0.46387 | 0.47056 | 0.48035 | 0.48564 | 0.46952 | 302114.5714 | 343428.6547 | 351729.5289 | 330705.1697 | 344998.8672 | 348407.0613 | 319272.2954 | 352918.8912 | 316386.7138 | 339415.9282 | 357955.6342 | 351072.6636 | 355146.6875 | 348972.8885 | 714011.9376 | 764246.2769
Option 6 AT | ExportLimit_N1_North West NSW | REZ Network Export Constraints | 394026.911 | 484705.6856 | 499765.4149 | 375180.9173 | 310884.2928 | 293556.664 | 348488.7018 | -362617.4184 | -705749.5418 | -1543573.6805 | -1775749.2436 | -1681712.7033 | -2291071.3098 | -2487316.9266 | -2415224.1164 | -2334132.2884 | -3238419.8897 | -3241167.453 | -3338196.5565 | -3347335.7706 | -3363196.6199 | -5128575.7613 | -4923849.5274 | -4977241.1349
Option 6 AT | ExportLimit_N2_New England | REZ Network Export Constraints | 2371842.433 | 2331653.2562 | 2919152.2143 | 2504852.4331 | 2646398.0859 | 2664776.9521 | -13608771.353 | -13771246.0109 | -13367952.6903 | -14326960.7043 | -13276980.5539 | -13516022.7143 | -16186181.8354 | -17163133.1555 | -21285348.4945 | -20040264.1112 | -19531877.9238 | -18735088.8617 | -18597336.1581 | -19349513.9095 | -18610417.6481 | -18475448.3255 | -20021495.3911 | -19676327.1415
Option 6 AT | ExportLimit_N3_Central-West Orana | REZ Network Export Constraints | 3467549.2423 | 3831993.3285 | -14137632.8859 | -14012957.8617 | -12814307.3566 | -14029004.2633 | -19895823.8675 | -19779111.6418 | -20676116.693 | -23179694.1003 | -25175041.3431 | -25564848.1234 | -25353020.0614 | -27048512.957 | -27199171.544 | -25354094.1201 | -27853054.1425 | -28536273.3461 | -26008689.0581 | -26800344.5366 | -25876101.2452 | -27352326.8081 | -40491298.6867 | -37312733.0887
Option 6 AT | ExportLimit_N4_Broken Hill | REZ Network Export Constraints | 779262.4432 | 1097058.66 | 1319665.3956 | 1233186.5991 | 1121987.2301 | 994211.7105 | 1047980.31 | 1081949.5476 | 1021116.6684 | 964760.022 | 907992.3765 | 930815.7858 | 572126.7434 | 517854.3549 | 545869.2557 | 609208.7199 | 577511.208 | 824063.013 | 776090.4405 | 785917.8803 | 841010.9699 | 843574.2059 | 563066.7501 | 612835.4974
Option 6 AT | ExportLimit_N5_South West NSW | REZ Network Export Constraints | 1524439.2323 | -4260986.2791 | -4290654.2626 | -4433956.3649 | -4906861.3121 | -8363151.172 | -10682309.2776 | -10479696.9452 | -10309786.0313 | -10458122.5575 | -10425025.7319 | -10305287.7222 | -10566739.5516 | -11074766.772 | -10676904.6128 | -10660638.0652 | -10684777.9167 | -10565790.3165 | -10494118.6219 | -10164793.2756 | -10123746.4258 | -10285829.731 | -9867383.2702 | -10088254.8081
Option 6 AT | ExportLimit_N6_Wagga Wagga | REZ Network Export Constraints | 910434.5028 | -5377238.1091 | -11494826.957 | -11704655.355 | -11092442.3683 | -11921586.8069 | -12564367.839 | -12554690.4122 | -12120726.426 | -12812123.5121 | -12188903.2896 | -11853855.9246 | -13025079.6503 | -13269638.2567 | -13161755.4872 | -13148525.6826 | -13169771.3203 | -13177406.305 | -13350348.5014 | -13425319.7325 | -13219521.6226 | -13262957.3039 | -13644229.5699 | -13945417.216
Option 6 AT | ExportLimit_N7_Tumut | REZ Network Export Constraints | -13.5916 | -2085533.6986 | -3594014.5924 | -3564429.7605 | -3537090.8058 | -3588822.8285 | -3668879.8299 | -3243574.3512 | -3246311.573 | -3243819.6723 | -3286586.9681 | -3217737.2824 | -3324976.2206 | -3287955.2394 | -3162958.3864 | -3153898.0249 | -3065590.7525 | -3169487.9716 | -3177778.0392 | -3168225.9224 | -3135054.9712 | -3136066.3665 | -3229062.5064 | -3153467.331
Option 6 AT | ExportLimit_N8_Cooma-Monaro | REZ Network Export Constraints | 324546.8843 | 328153.1903 | 674138.3669 | 698116.951 | 607438.6209 | 1086137.3112 | 945480.0242 | 946858.3 | 756450.6373 | 585377.3122 | 425763.7613 | 223799.3999 | 14738.0707 | 392765.3704 | 114791.2662 | 36511.7747 | 58111.8899 | 40650.3974 | 71252.7887 | 261594.4419 | 231203.8378 | 268079.3668 | 107021.2339 | 394908.658
Option 6 AT | ExportLimit_N9_Hunter-Central Coast | REZ Network Export Constraints | -41883.4301 | 1648498.8185 | -1433449.9104 | -2141852.655 | -2666741.8115 | -1985680.7316 | -2390882.6552 | -5056205.5535 | -4097087.8214 | -7013028.9045 | -10968037.0877 | -10169314.0296 | -11748048.0539 | -11815410.0288 | -20202755.7664 | -18511624.2234 | -17547914.5017 | -17147119.8783 | -17461646.2924 | -20406397.6659 | -18342907.4841 | -17606814.8053 | -22403564.7614 | -23334693.2726
Option 6 AT | ExportLimit_Q1_Far North Qld | REZ Network Export Constraints | 929109.6458 | 981520.4684 | 3413223.6537 | 4166362.4805 | 4375224.0401 | 4019008.7359 | 3748895.6715 | 3194834.4619 | 3026482.9466 | 2978968.4039 | 2711202.5577 | 2766440.7655 | 1679398.5152 | 217046.1518 | -731392.2946 | -685209.6584 | -172543.3004 | -1618821.0075 | -4886408.4985 | -3957018.4658 | -3837790.2001 | -3815662.1763 | -3385287.7094 | -3108921.9005
Option 6 AT | ExportLimit_Q2_North Qld Clean Energy Hub | REZ Network Export Constraints | 335604.2037 | 352642.7538 | 3429559.8264 | 3480007.2592 | 3500234.4318 | -9036746.6476 | -5584540.6227 | -3874569.5734 | -3565957.2486 | -3865683.5406 | -4085742.6891 | -4748284.3102 | -3095726.8916 | -2301477.9112 | -2306056.3472 | -1967882.5887 | -2331027.2005 | -2161472.2669 | -2050367.3107 | -1995627.126 | -2165194.6924 | -3141211.6372 | -2778327.4274 | -1895035.6433
Option 6 AT | ExportLimit_Q5_Barcaldine | REZ Network Export Constraints | 0 | 2.0113 | 375438.9959 | 482231.6425 | 492343.8513 | 472784.8715 | 448043.3653 | 461455.4894 | 465290.9371 | 413546.923 | 432592.5987 | 439502.7616 | 389610.1269 | 399165.9663 | 436528.0104 | 418166.9183 | 426240.701 | 418918.0495 | 11422.3881 | -2138858.8675 | -1956670.0487 | -1904062.5405 | -2655277.3171 | -2272974.6926
Option 6 AT | ExportLimit_Q9_Banana | REZ Network Export Constraints | 36767.5124 | 37656.8193 | 36795.8545 | 33118.7653 | 27830.8148 | 27187.8449 | 24101.4468 | 22563.7675 | 22939.8801 | 18468.8824 | 21403.761 | 21980.7183 | 13789.5546 | 14606.4337 | 15860.665 | 13393.8498 | 18920.3151 | 0 | 0 | 0 | 0 | 0 | 0 | 0
Option 6 AT | ExportLimit_S2_Riverland | REZ Network Export Constraints | 32423.268 | -3861580.631 | -6800736.6242 | -6808431.3 | -6771958.4666 | -6726002.1378 | -6259172.4509 | -6382777.3582 | -6282766.4671 | -5087916.5349 | -5765008.98 | -5466122.0113 | -4808664.0298 | -4939259.3161 | -4942698.5978 | -5721421.1543 | -7530649.7235 | -8951522.2246 | -8619713.21 | -9827398.9298 | -14320333.9895 | -13914519.9294 | -15329568.2634 | -14793157.5676
Option 6 AT | ExportLimit_S4_Yorke Peninsula | REZ Network Export Constraints | -434.6965 | -474.6404 | -432.1416 | -421.7204 | 0.08787 | 0.092446 | 0.082431 | 0.14126 | 0.20211 | 0.20574 | 254679.0545 | 260531.7857 | 220523.7088 | 231557.5334 | 245538.5095 | 245951.8305 | 251608.6716 | 233022.1639 | 255845.3345 | 258532.8739 | 262745.0658 | 287604.7549 | 267849.0284 | 301044.709
Option 6 AT | ExportLimit_S6_Roxby Downs | REZ Network Export Constraints | 0 | 0 | 0.027108 | 0.027105 | 0.057046 | 0.056562 | 0.047751 | 0.064051 | 0.17175 | 0.19154 | 1.2533 | 1.2657 | 1603611.2383 | 1589450.6749 | 1628112.1035 | 1631466.1216 | 1626613.5774 | 1641966.2033 | 1671531.2754 | 1709523.2001 | 1658016.7881 | 1666549.0966 | 1515420.8816 | 1697662.2807
Option 6 AT | ExportLimit_S7_Eastern Eyre Peninsula | REZ Network Export Constraints | 562447.907 | 494398.385 | 434829.6843 | 540034.1436 | 333037.3242 | 151162.5829 | 123165.8692 | 726833.3968 | 233753.5753 | 91509.4687 | 609511.9751 | 559984.0614 | 354166.0549 | 473537.7452 | 541715.27 | 728987.6286 | 878968.238 | 465609.8294 | 606358.6767 | 98157.7546 | -274237.7709 | -255000.8752 | -2360871.3794 | -2527625.7835
Option 6 AT | ExportLimit_S8_Western Eyre Peninsula | REZ Network Export Constraints | 0 | 0 | -0.0035641 | -0.0038606 | -0.0049036 | -0.0051079 | -0.0059252 | -0.21283 | -0.23383 | -0.23843 | -0.48141 | -0.54558 | -0.5905 | -0.56863 | -0.56297 | -0.56232 | -1.2976 | -1.284 | -1.0273 | -1.086 | -1.1254 | -1.0969 | -1.6404 | -1.6663
Option 6 AT | ExportLimit_T1_North East Tasmania | REZ Network Export Constraints | 0 | 556568.4909 | 829327.7541 | 860517.1703 | 642610.4938 | 943612.6803 | 747223.1638 | 451689.8519 | 67372.5909 | -30844.9242 | 126260.2792 | 278214.8334 | 283222.6762 | 670966.3047 | -597824.2477 | -811120.5016 | -961712.2892 | -1170191.5022 | -1197534.0151 | -1337051.3829 | -1638356.5734 | -227324.6373 | 228242.9547 | -158127.6378
Option 6 AT | ExportLimit_T2_North West Tasmania | REZ Network Export Constraints | 390481.1874 | 410842.1046 | 429138.0342 | 471360.0791 | 441309.8423 | 413556.161 | 438928.3166 | 465377.9961 | 445235.0682 | 448367.2692 | 503391.1264 | 481256.2507 | 487884.0778 | 489655.6882 | 382519.5677 | 432019.5635 | 440396.2391 | 466140.8403 | 420129.7039 | 513642.5082 | 504137.6194 | 477713.6509 | 486350.8387 | 512215.748
Option 6 AT | ExportLimit_T3_Central Highlands | REZ Network Export Constraints | 498399.5607 | 915699.4639 | 4059508.6557 | 4447225.2091 | 1943016.7165 | 184074.659 | 412895.3806 | 506493.3416 | 782403.3214 | 2622724.4701 | 1942072.6549 | 1550290.9202 | 1900097.1386 | 2143737.5792 | 2172674.1036 | 2734163.3535 | 2812365.2953 | 2818532.4351 | 2379079.9584 | 2668694.8098 | 2586743.7047 | 2310585.0884 | 2905324.6508 | 3156490.3163
Option 6 AT | ExportLimit_V1_North West VIC | REZ Network Export Constraints | 1147907.8992 | -43408.0904 | 1977593.5802 | 1911572.069 | 1742277.8826 | -6696088.2207 | -10865638.9632 | -8890942.3571 | -8436633.4701 | -10224179.8851 | -10919538.1368 | -12581190.3594 | -14611060.8734 | -14459394.9235 | -13190141.5455 | -12941051.5368 | -12597989.5191 | -11857617.2864 | -12686618.4669 | -14492348.2305 | -11602240.8875 | -10533197.3456 | -13020080.8467 | -12875985.1145
Option 6 AT | ExportLimit_V2_Central Highlands VIC | REZ Network Export Constraints | 1916967.5606 | 2328790.5051 | 3462095.5969 | 2987914.3094 | 1529750.7038 | 1513532.0013 | 1625745.7526 | -265474.6531 | -123922.6985 | -70562.2237 | -3684697.1033 | -3381486.4205 | -1321295.1161 | -1389566.0798 | -902904.9088 | -1006923.2919 | -1349623.4623 | -632387.8613 | -1185460.9126 | -251264.8786 | -1308368.7696 | -965300.5847 | -4739826.5467 | -4182313.377
Option 6 AT | ExportLimit_V7_Central North VIC | REZ Network Export Constraints | 1561146.7736 | 2011277.3259 | 4035770.3865 | 3834632.7443 | 3953860.9294 | 3670281.0453 | 3402754.2234 | 3572094.8735 | 3808156.3138 | 3508507.9423 | 3405611.7875 | 3162935.4419 | 4740129.4163 | 4931450.1573 | 5070655.254 | 5501036.0181 | 5381711.417 | 5551228.364 | 5290487.4248 | 5286548.3098 | 5691648.458 | 5633535.066 | 4862218.6212 | 5247252.7075
Option 6 AT | ExportLimit_V8_Gippsland Offshore | REZ Network Export Constraints | 0 | 0 | 0 | 0 | 0 | -9365508.5704 | -8595940.7666 | -22831526.9063 | -20657382.7428 | -15813698.2458 | -14204447.7699 | -12184766.3909 | -32789732.6521 | -30423171.0325 | -29264514.906 | -30512898.2347 | -29503648.2913 | -29317887.2435 | -29524655.3992 | -27865547.1377 | -30293060.7892 | -29921747.5224 | -29502800.8549 | -27879058.4395
Option 6 AT | GG H2 Green Commodities Consumption Purchaser | Subregion flexible electricity load for Green Commodities H2 | 0 | 0 | 0 | 0 | 0 | 0 | 0 | 1243.9024 | 2445.4029 | 2896.4216 | 3364.5584 | 3841.3907 | 4350.9383 | 4921.4463 | 5564.488 | 6283.3174 | 7180.2689 | 8177.0081 | 9289.0636 | 10516.127 | 11871.6977 | 13346.9531 | 14777.1429 | 16010.2961
Option 6 AT | Gas Zone Daily Offtake Limit Colongra | Gas Infrastructure Limitations by Gas Zone | 663.4266 | 3381.9506 | 572.1093 | 10588.2252 | 6783.7217 | 9164.132 | 12848.3563 | 8362.6148 | 9189.3261 | 9513.9301 | 11765.0805 | 10210.1855 | 689.2268 | 5445.8557 | 6354.6101 | 5952.4869 | 4549.0909 | 3043.8383 | 4243.3354 | 5489.4366 | 3311.314 | 5258.1343 | 5764.8155 | 2615.5581
Option 6 AT | Gas Zone Daily Offtake Limit Gippsland | Gas Infrastructure Limitations by Gas Zone | 14724.1 | 14764.44 | 14400.5841 | 7989.9566 | 7384.1359 | 7179.8251 | 5223.6203 | 5128.1745 | 5832.6207 | 5338.6823 | 5615.4572 | 4124.846 | 2557.8456 | 2580.3408 | 2852.85 | 2576.2176 | 2157.972 | 2075.1959 | 2711.6451 | 2471.5059 | 2851.6209 | 2729.2544 | 3366.4054 | 2235.9781
Option 6 AT | Gas Zone Daily Offtake Limit Gladstone | Gas Infrastructure Limitations by Gas Zone | 0 | 0 | 0 | 0 | 247.4196 | 278.2831 | 182.729 | 34.7293 | 120.7664 | 25.6217 | 11.4682 | 12.9017 | 7.3706e-06 | 8.1175e-06 | 8.0964e-06 | 8.2987e-06 | 8.6717e-06 | 8.7727e-06 | 130.6634 | 950.0804 | 8052.7494 | 5912.4427 | 13703.3954 | 22166.0152
Option 6 AT | Gas Zone Daily Offtake Limit Kurri Kurri | Gas Infrastructure Limitations by Gas Zone | 117.5202 | 2004.1027 | 1468.3341 | 12066.1499 | 10894.8746 | 12793.6695 | 14651.7399 | 9747.1588 | 10308.9668 | 10314.0506 | 12070.3587 | 10149.1566 | 1338.3719 | 5690.1981 | 6442.6974 | 5673.8064 | 4471.6453 | 4008.4564 | 5538.1845 | 5540.1822 | 4992.428 | 5951.9475 | 6290.511 | 3896.1692
Option 6 AT | Gas Zone Daily Offtake Limit Laverton North | Gas Infrastructure Limitations by Gas Zone | 374.7452 | 1462.6624 | 2917.3322 | 898.6894 | 322.5006 | 214.1662 | 330.9409 | 517.0927 | 437.4971 | 1394.2666 | 1705.6196 | 1168.4039 | 677.6066 | 1674.4665 | 1950.9252 | 636.2612 | 1757.0382 | 1218.6589 | 2319.9914 | 1375.3157 | 1082.5053 | 784.2905 | 826.9708 | 277.9354
Option 6 AT | Gas Zone Daily Offtake Limit Melbourne | Gas Infrastructure Limitations by Gas Zone | 3220.8693 | 7646.1592 | 9999.5105 | 6313.2186 | 3861.3135 | 1246.3683 | 3135.646 | 4877.0989 | 5036.6436 | 4158.8849 | 5414.9206 | 4222.7474 | 1947.1087 | 3298.5369 | 2102.0273 | 2246.3946 | 2528.7342 | 1218.6589 | 3803.5585 | 3027.1768 | 3492.6726 | 2752.5898 | 4669.4903 | 2268.6901
Option 6 AT | Gas Zone Daily Offtake Limit Moomba | Gas Infrastructure Limitations by Gas Zone | 11608.9007 | 616.7729 | 398.4827 | 3859.1353 | 2191.2298 | 1552.9624 | 3211.2651 | 2447.1831 | 2098.7392 | 2757.108 | 2697.781 | 2483.7452 | 672.9337 | 1622.0025 | 1684.1785 | 1603.2474 | 2061.5432 | 682.6318 | 2263.7662 | 1615.6084 | 1706.7951 | 1407.1813 | 1024.4284 | 738.7977
Option 6 AT | Gas Zone Daily Offtake Limit NQGP | Gas Infrastructure Limitations by Gas Zone | 11817.8961 | 9793.861 | 836.8078 | 1588.8274 | 3161.0049 | 3044.1496 | 1624.5962 | 885.021 | 828.6502 | 991.8986 | 983.4998 | 1193.0424 | 502.0847 | 503.4602 | 502.0847 | 502.0847 | 502.0847 | 540.8397 | 1061.4202 | 502.0847 | 998.1618 | 0 | 0 | 0
Option 6 AT | Gas Zone Daily Offtake Limit Newcastle | Gas Infrastructure Limitations by Gas Zone | 780.9468 | 5386.0534 | 2040.4434 | 22654.3751 | 22988.2191 | 28460.8323 | 40477.7437 | 23474.5177 | 25054.2238 | 26210.981 | 30512.4236 | 28046.5282 | 4356.7903 | 11407.5138 | 12797.3074 | 14987.7924 | 9596.53 | 7052.2948 | 13798.2216 | 19612.0862 | 24379.5044 | 13774.6104 | 23526.6079 | 13151.3874
Option 6 AT | Gas Zone Daily Offtake Limit Northern | Gas Infrastructure Limitations by Gas Zone | 40150 | 40260 | 20727.3646 | 23270.8973 | 18397.4072 | 18294.2282 | 13370.4758 | 10531.0519 | 10438.2302 | 10007.6511 | 7164.449 | 7380.2417 | 928.1028 | 2807.1174 | 3378.703 | 3351.5487 | 2948.3009 | 2287.205 | 4816.4082 | 3130.0445 | 10634.1401 | 6782.3706 | 15766.5717 | 22695.9462
Option 6 AT | Gas Zone Daily Offtake Limit Port Campbell | Gas Infrastructure Limitations by Gas Zone | 1152.0873 | 2599.2981 | 4896.3705 | 7191.233 | 8132.036 | 2906.9165 | 8281.0051 | 9441.3361 | 8841.1248 | 9200.4493 | 10025.5371 | 8089.91 | 2023.7244 | 4520.9504 | 4611.0414 | 5252.7612 | 4985.1669 | 2659.3358 | 7278.5951 | 6312.7215 | 8702.4617 | 786.6529 | 5842.7156 | 3604.2347
Option 6 AT | Gas Zone Daily Offtake Limit Southern | Gas Infrastructure Limitations by Gas Zone | 65861.6061 | 38354.0154 | 41620.0786 | 64427.5002 | 64202.7148 | 54853.127 | 80467.4894 | 59742.7784 | 61143.7018 | 63274.9956 | 69253.6686 | 55436.321 | 13529.3441 | 28637.3324 | 29687.4111 | 32997.5995 | 27413.8677 | 14570.8642 | 30948.2741 | 34311.3859 | 43892.7618 | 23695.8934 | 42032.5915 | 24214.4204
Option 6 AT | Gordon Min Gen | Hydro min release | 2736.239 | 1322.8857 | 867.7257 | 519.3241 | 707.0227 | 538.5911 | 976.5529 | 864.8767 | 1299.0665 | 1342.9765 | 1379.3836 | 1226.0483 | 1639.8549 | 1542.9803 | 933.4082 | 858.2509 | 844.2716 | 840.9305 | 1093.4818 | 1053.1859 | 992.8561 | 1045.8689 | 989.6304 | 827.227
Option 6 AT | ImportGroup_N9_Hydrogen | Group Network Import Constraints | 3747324.1763 | 1968702.8086 | -1290262.5925 | -3050001.7386 | -3558666.346 | -4732383.6528 | -3077751.9668 | -5006100.5011 | -4230577.3624 | -6049518.5562 | -11173383.7182 | -11478698.9841 | -10158084.3848 | -10651554.4705 | -10993581.5266 | -12848550.018 | -16533089.135 | -16538614.2747 | -17052815.2614 | -14100627.6328 | -16792169.5837 | -18749004.4631 | -13537981.939 | -15009112.2123
Option 6 AT | ImportGroup_NSA1 | Group Network Import Constraints | -832505.4264 | -1520693.8605 | -1279234.676 | -1273134.642 | -2501303.963 | -2536184.3936 | -4018530.8371 | -5692836.7423 | -7166195.737 | -8259834.7158 | -8751388.255 | -8974010.0533 | -9187874.163 | -9235551.8727 | -9438343.1213 | -9719819.2516 | -9932145.839 | -9573497.6953 | -10180682.4577 | -9693365.704 | -10187528.8675 | -10627048.8299 | -16278986.7893 | -16732074.16
Option 6 AT | ImportGroup_Q1_Hydrogen | Group Network Import Constraints | 990042.3708 | 1089299.4263 | -1161913.4177 | -1620346.8043 | -1502301.7633 | -1071152.8812 | -713051.2187 | 31667.0323 | 302585.2735 | 569681.9779 | 922032.9484 | 1070328.6417 | 2115651.657 | 2112720.8752 | 1859631.3928 | 1589236.5472 | 1129693.2783 | 1203548.4873 | 551975.1156 | -592645.8832 | -772904.8097 | -633793.0161 | -1063866.9136 | -1120526.9435
Option 6 AT | ImportGroup_Q4_Hydrogen | Group Network Import Constraints | -3384493.5397 | -4615839.921 | -354758.1865 | -130040.7481 | -593155.4732 | -781327.1688 | 643237.2237 | 436929.0311 | 691179.3534 | 458613.1377 | -545790.9356 | -760649.7658 | 799499.0686 | 763016.4876 | 511943.3498 | -15924.9673 | -421764.7332 | -763613.9072 | -1022285.9461 | -1099434.8701 | -742225.8811 | -1861625.2771 | -796641.5925 | 470567.8897
Option 6 AT | ImportGroup_Q7_Hydrogen | Group Network Import Constraints | -1451202.213 | -1943559.8359 | -75009.5598 | -2327680.5771 | -2849862.587 | -3064910.5561 | -5155901.5038 | -3509102.5811 | -4120743.6832 | -8444882.7639 | -12169997.3494 | -11936115.7885 | -10837813.9097 | -10708155.4965 | -10674875.8124 | -11338051.1489 | -11399716.0787 | -11696816.8229 | -11972096.5287 | -9211064.2612 | -8554469.624 | -6302553.4824 | -4675110.2815 | -2748562.6109
Option 6 AT | ImportLimit_DN1_Dubbo | Distribution REZ Import Constraints | 0 | 0 | -4.332e-07 | -5.2342e-07 | -6.7331e-07 | -9.5223e-07 | -0.094538 | -2042108.0669 | -2286768.6665 | -2119436.7631 | -1911578.1457 | -2037683.06 | -1691935.6801 | -1684703.9838 | -1498522.3203 | -1737761.3659 | -1864853.436 | -1989434.2715 | -1917757.7351 | -1792702.4153 | -2095864.1723 | -2054285.67 | -1837457.6731 | -2022431.8579
Option 6 AT | ImportLimit_DN3_Marulan | Distribution REZ Import Constraints | 0 | 0 | 0 | 0 | -0.090205 | -1.3691 | -1.3174 | -574827.8488 | -559420.2244 | -595853.561 | -542825.0961 | -585410.886 | -570931.8446 | -476636.0193 | -493142.3586 | -677147.5488 | -710431.3364 | -681505.9957 | -713465.4541 | -725885.086 | -685059.0755 | -717748.5249 | -714122.0387 | -786058.0674
Option 6 AT | ImportLimit_N12_Illawarra | REZ Network Import Constraints | 0 | 0 | -989060.2875 | -935565.2046 | -788676.9922 | -383907.9651 | 271426.4579 | 1350905.5314 | 2844958.065 | 3799411.7653 | 4761531.8918 | -11825354.3979 | -10838550.4766 | -9773480.361 | -9005826.4063 | -8282355.7775 | -7633413.0949 | -6990319.7873 | -6516336.3817 | -5911088.388 | -5379164.0737 | -4864478.7055 | -4389758.9444 | -4371889.5558
Option 6 AT | ImportLimit_N1_North West NSW | REZ Network Import Constraints | -394026.911 | -484705.6856 | -499765.4149 | -375180.9173 | -310884.2928 | -293556.664 | -348488.7018 | 151034.7598 | -11492.9927 | -94741.9435 | -44127.4795 | -138164.0199 | -43513.9719 | 146335.5185 | 80638.8222 | -453.0125 | -424420.6839 | -431708.3013 | -324643.9981 | -315504.7839 | -299643.9347 | -438146.8158 | -627663.4252 | -574271.8178
Option 6 AT | ImportLimit_N3_Central-West Orana | REZ Network Import Constraints | -3467549.2423 | -3831993.3285 | -18924191.1141 | -42909522.1383 | -44108172.6434 | -45137716.0401 | -48170586.506 | -54361007.6093 | -55001776.1909 | -57048943.1765 | -57171233.3766 | -56781426.6217 | -56993254.6912 | -55523368.0299 | -55147103.2391 | -56992180.6883 | -54971568.5955 | -54515266.21 | -56815933.7121 | -56024278.2354 | -56948521.5285 | -58397951.5507 | -61195869.928 | -64374435.5284
Option 6 AT | ImportLimit_N8_Cooma-Monaro | REZ Network Import Constraints | -324546.8843 | -328153.1903 | -674138.3669 | -698116.951 | -607438.621 | -1086137.3114 | -945480.0248 | -946858.3011 | -756450.6396 | -585377.3154 | -425763.766 | -223799.4081 | -14738.0711 | -392765.3812 | -190869.829 | -197988.491 | -233703.5064 | -216723.0882 | -246844.3943 | -437186.0475 | -406795.4436 | -444152.0455 | -459476.8912 | -747364.3155
Option 6 AT | ImportLimit_Q1_Far North Qld | REZ Network Import Constraints | -929109.6458 | -981520.4684 | -3413223.6537 | -4166362.4805 | -4375224.0401 | -4019008.7359 | -3748895.6715 | -3194834.4624 | -3026482.9471 | -2978968.4047 | -2711202.5588 | -2766440.7667 | -1859038.4817 | -1971743.8703 | -2458146.3534 | -3082066.0283 | -3594732.3871 | -3848335.3417 | -4858600.3143 | -6255926.1011 | -6467711.1306 | -6518073.4046 | -6920213.6214 | -7196579.4303
Option 6 AT | ImportLimit_S3_Mid-North SA | REZ Network Import Constraints | -5251790.4125 | -5045480.7567 | -5452714.0426 | -6577088.6069 | -4967113.3191 | -5974818.3152 | -5312608.5926 | -6935705.4574 | -6245189.8876 | -5518650.8912 | -5400412.9685 | -6450540.8083 | -6080876.3007 | -5078039.4057 | -5671250.6947 | -5239228.3623 | -4490283.6466 | -6307614.0799 | -5808070.4581 | -7062672.9159 | -5843953.2108 | -5754585.2424 | -5156526.2257 | -5617313.3921
Option 6 AT | ImportLimit_S7_Eastern Eyre Peninsula | REZ Network Import Constraints | -562447.907 | -494398.385 | -434829.6843 | -540034.1436 | -333037.3243 | -151162.5832 | -123165.8699 | -726833.3984 | -233753.577 | -91509.4705 | -609511.9793 | -707974.8481 | -502156.8378 | -621933.9827 | -689706.0539 | -876978.4129 | -1026959.0232 | -614006.07 | -754349.4593 | -1456569.7756 | -1084174.2501 | -1129662.1015 | -2005598.5688 | -2178896.8246
Option 6 AT | ImportLimit_T1_North East Tasmania | REZ Network Import Constraints | 0 | -556568.4909 | -829327.7541 | -860517.1703 | -642610.4938 | -943612.6803 | -747223.1638 | -451689.8519 | -67372.591 | 30844.924 | -126260.2796 | -278214.8352 | -283222.6767 | -670966.3058 | 597824.2465 | 811120.5004 | 961712.2878 | 1170191.5004 | 1197534.015 | 1337051.3829 | 1638356.5733 | 227324.6373 | -228242.955 | 158127.6374
Option 6 AT | ImportLimit_T3_Central Highlands | REZ Network Import Constraints | -498399.5607 | -915699.4639 | -4059508.6557 | -4447225.2091 | -7590696.7165 | -9934314.659 | -10136495.3806 | -10230093.3416 | -10506003.3214 | -12372964.4701 | -11665672.6549 | -11273890.9202 | -11623697.1386 | -11893977.5792 | -11896274.1036 | -12457763.3535 | -12535965.2953 | -12568772.4351 | -12102679.9584 | -12392294.8098 | -12310343.7047 | -12060825.0884 | -12628924.6508 | -12880090.3163
Option 6 AT | ImportLimit_V1_North West VIC | REZ Network Import Constraints | -1147907.8992 | -4065391.9096 | -8985593.5802 | -8919572.069 | -8750277.8826 | -16560871.7793 | -23823961.0368 | -25798657.6429 | -26252966.5299 | -24560460.1176 | -23770061.8662 | -22108409.644 | -20078539.1268 | -20325245.0768 | -21499458.4555 | -21748548.4652 | -22091610.4844 | -22927022.7183 | -22002981.5331 | -20197251.7695 | -23087359.1125 | -24251442.6544 | -21669519.1533 | -21813614.8855
Option 6 AT | ImportLimit_V5_South West VIC | REZ Network Import Constraints | -9639773.1828 | -12470726.7644 | -13953929.3809 | -14901336.9979 | -12808174.3465 | -11737666.6912 | -9907805.8898 | -8676757.2046 | -7020670.0529 | -7292945.3187 | -4849285.0946 | -4889826.0211 | -3065114.8008 | -1661499.9866 | -1071903.0817 | -1542192.5128 | -263530.1663 | -387261.1553 | -749110.1505 | -2564031.7372 | -487699.9726 | 710507.6966 | 75021.0412 | 112699.8608
Option 6 AT | ImportLimit_V7_Central North VIC | REZ Network Import Constraints | -1561146.7736 | -2011277.3259 | -4035770.3865 | -3834632.7443 | -3953860.9294 | -3670281.0453 | -3402754.2234 | -3572094.8735 | -3808156.3144 | -3508507.9433 | -3405611.789 | -3162935.4447 | -4740129.4183 | -4931450.1595 | -5070655.2564 | -5501036.0207 | -5381711.4198 | -5551228.3671 | -5290487.4249 | -5286548.3099 | -5691648.4581 | -5633535.0661 | -4862218.6214 | -5247252.7077
Option 6 AT | Kareeya Min Gen | Hydro min release | 695.2632 | 582.8026 | 495.9689 | 481.7225 | 407.2304 | 409.3044 | 253.4501 | 257.4846 | 259.2749 | 272.5339 | 236.9256 | 186.6396 | 75.5665 | 87.0379 | 107.2682 | 107.817 | 119.4776 | 109.1471 | 119.7883 | 123.0425 | 108.0892 | 137.8379 | 119.915 | 109.5778
Option 6 AT | Liapootah Min Gen | Hydro min release | 595.6099 | 534.915 | 394.5257 | 508.9929 | 503.369 | 378.393 | 396.8527 | 344.9274 | 331.5187 | 314.649 | 362.0163 | 463.5383 | 390.0641 | 369.9642 | 167.8211 | 157.665 | 157.4158 | 153.2497 | 202.3334 | 197.8558 | 191.351 | 195.6936 | 179.1498 | 146.634
Option 6 AT | N >> 11-0_17-0 | NetworkConstraints | 21567311.6154 | 21142169.0405 | 25479882.0447 | 23552878.6192 | 22425113.3211 | 23695717.608 | 22792266.6408 | 14568839.513 | 13792549.6814 | 13548585.0668 | 12764993.0975 | 12604835.4647 | 13962860.6566 | 14763120.2192 | 16249901.7492 | 15681198.2931 | 17642408.8605 | 17080311.1195 | 17875023.1521 | 17822402.9564 | 16509701.0198 | 16923864.746 | 18319398.069 | 19256000.0095
Option 6 AT | N >> 11-0_39/1 | NetworkConstraints | 0 | 0 | 0 | 0 | 25535232.479 | 27031001.6132 | 26259227.2248 | 0 | 0 | 0 | 0 | 0 | 0 | 0 | 0 | 0 | 0 | 0 | 0 | 0 | 0 | 0 | 0 | 0
Option 6 AT | N >> 11-0_BAN_SCRK_1 | NetworkConstraints | 0 | 0 | 0 | 0 | 0 | 0 | 0 | 16211246.4892 | 15529177.7588 | 15365805.0066 | 14654321.6568 | 14588793.3429 | 15888507.8363 | 16691290.3747 | 18140707.2051 | 17651254.2882 | 19553561.1797 | 19130290.8434 | 19921004.4628 | 19957372.1128 | 18662719.8467 | 19122878.2265 | 20569642.4686 | 21561258.4892
Option 6 AT | N >> 12-0_14-0_R | NetworkConstraints | 41793913.2068 | 44105367.5588 | 46076180.1962 | 52577780.5544 | 52180955.5062 | 54360745.5574 | 55523912.9766 | 52163747.7494 | 53334582.3513 | 55235099.1345 | 55109417.9746 | 56275194.4201 | 57119224.9784 | 57731677.9583 | 58285170.1547 | 60021669.1716 | 60747646.7625 | 61942356.5464 | 63722837.7521 | 64443624.9438 | 64778999.7201 | 66467943.0858 | 67256591.5527 | 70108253.8797
Option 6 AT | N >> 12-0_39-1_R | NetworkConstraints | 49500874.138 | 52611867.0388 | 55745067.1336 | 60279684.7967 | 0 | 0 | 0 | 0 | 0 | 0 | 0 | 0 | 0 | 0 | 0 | 0 | 0 | 0 | 0 | 0 | 0 | 0 | 0 | 0
Option 6 AT | N >> 12-0_39/1_R | NetworkConstraints | 0 | 0 | 0 | 0 | 56538200.889 | 59074038.3904 | 60182625.1754 | 54791052.8368 | 56124978.4811 | 58168394.5726 | 58147944.3151 | 59458461.7742 | 60241742.8722 | 60855190.4848 | 61372031.2548 | 63263937.2995 | 63903126.3043 | 65272330.4789 | 67117199.2757 | 68035592.8793 | 68460979.0489 | 70186160.5433 | 71096005.4868 | 74010965.1782
Option 6 AT | N >> 12-0_BAN_SCRK_1_R | NetworkConstraints | 0 | 0 | 0 | 0 | 0 | 0 | 0 | 55068426.798 | 56413631.8166 | 58481947.0352 | 58456952.5046 | 59759797.3276 | 60530594.2929 | 61151264.6643 | 61649907.1153 | 63559968.1825 | 64168153.6832 | 65545960.0201 | 67409566.6681 | 68300599.2285 | 68757365.6448 | 70490271.8666 | 71390927.4146 | 74340063.4725
Option 6 AT | N >> 16-0_39/1_R | NetworkConstraints | 0 | 0 | 0 | 0 | 30364715.5281 | 32574353.4947 | 32897792.7918 | 0 | 0 | 0 | 0 | 0 | 0 | 0 | 0 | 0 | 0 | 0 | 0 | 0 | 0 | 0 | 0 | 0
Option 6 AT | N >> 16-0_8-0_R | NetworkConstraints | 18581101.8451 | 21024770.0312 | 24528530.7092 | 24126971.4841 | 25893879.3215 | 27975698.5852 | 28447848.3672 | 17917082.6788 | 19842940.0647 | 21707180.8112 | 22883128.6871 | 25308054.8816 | 21180192.065 | 19920115.4129 | 17385071.3689 | 18989603.4044 | 16237061.6345 | 19663335.5709 | 17946439.8703 | 19245535.6192 | 19594438.2047 | 20090114.3776 | 18365880.8235 | 18940964.6917
Option 6 AT | N >> 16-0_BAN_SCRK_1_R | NetworkConstraints | 0 | 0 | 0 | 0 | 0 | 0 | 0 | 23372841.9798 | 25293473.2682 | 27303572.1126 | 28385034.9176 | 30947276.9363 | 26791185.9783 | 25629381.9276 | 23206903.6854 | 24846834.3574 | 22260561.4136 | 25839367.2247 | 24216230.9136 | 25553497.3982 | 25696789.4652 | 26341903.153 | 24801650.3152 | 25720904.0335
Option 6 AT | N >> 17-0_11-0 | NetworkConstraints | 21814382.0321 | 21726662.0227 | 26679482.6671 | 24140401.4542 | 23544206.4336 | 24848979.1553 | 23898239.1416 | 14853118.3313 | 14046463.3702 | 13828999.5326 | 12981935.4349 | 12836083.6363 | 14089058.5154 | 14865459.7633 | 16320637.0394 | 15738084.784 | 17688650.0325 | 17138231.6129 | 17904429.3901 | 17797270.5563 | 16441351.889 | 16861699.2544 | 18176368.8561 | 19172278.0517
Option 6 AT | N >> 17-0_39/1 | NetworkConstraints | 0 | 0 | 0 | 0 | 29934866.9087 | 31594168.6803 | 30679909.565 | 0 | 0 | 0 | 0 | 0 | 0 | 0 | 0 | 0 | 0 | 0 | 0 | 0 | 0 | 0 | 0 | 0
Option 6 AT | N >> 17-0_BAN_SCRK_1 | NetworkConstraints | 0 | 0 | 0 | 0 | 0 | 0 | 0 | 18221034.6457 | 17499298.7742 | 17476317.3037 | 16599720.8379 | 16643786.5291 | 17574537.7019 | 18297795.7366 | 19620658.7062 | 19136295.7899 | 20965276.3398 | 20671274.9015 | 21367811.4579 | 21284549.7855 | 19859900.0465 | 20372843.8599 | 21593578.4852 | 22820245.2067
Option 6 AT | N >> 18-0_5-0 | NetworkConstraints | 0 | 0 | 0 | -2899690.9549 | 0 | 0 | 0 | 0 | 0 | 0 | 0 | 0 | 0 | 0 | 0 | 0 | 0 | 0 | 0 | 0 | 0 | 0 | 0 | 0
Option 6 AT | N >> 18-0_5-0_R | NetworkConstraints | 6527698.8359 | 4452130.3728 | 5216416.1087 | 1823436.5554 | 5192501.8367 | 5719044.0143 | 5596997.0596 | 4028583.5765 | 4214018.3657 | 4537107.3058 | 4644091.5236 | 5087301.0575 | 4391186.0129 | 4414099.2835 | 4027756.3308 | 4050475.1237 | 3701732.3354 | 4440763.2231 | 4171050.4182 | 4459678.5918 | 4352712.1318 | 4455448.7362 | 4371645.577 | 4590885.9284
Option 6 AT | N >> 31-0_32-0 | NetworkConstraints | 37721813.9921 | 40237768.7688 | 43014686.0123 | 42844602.1265 | 0 | 0 | 0 | 0 | 0 | 0 | 0 | 0 | 0 | 0 | 0 | 0 | 0 | 0 | 0 | 0 | 0 | 0 | 0 | 0
Option 6 AT | N >> 32-0_31-0 | NetworkConstraints | 37721777.6271 | 40237915.8105 | 43014829.5431 | 42844849.4303 | 0 | 0 | 0 | 0 | 0 | 0 | 0 | 0 | 0 | 0 | 0 | 0 | 0 | 0 | 0 | 0 | 0 | 0 | 0 | 0
Option 6 AT | N >> 32/2_31-0 | NetworkConstraints | 0 | 0 | 0 | 0 | 38854860.8093 | 40676404.9126 | 46679094.3972 | 43596989.2476 | 47321329.6804 | 48906276.5676 | 52034814.8693 | 53546563.165 | 54384853.8117 | 55297830.0714 | 54638056.5892 | 58472146.8165 | 58335117.7037 | 60644628.9651 | 61669349.2654 | 63124113.879 | 66380170.9002 | 68503671.9274 | 65691757.0702 | 65865651.0919
Option 6 AT | N >> 32/2_38/2 | NetworkConstraints | 0 | 0 | 0 | 0 | 38855123.437 | 40676551.2224 | 46679144.6275 | 43597315.1176 | 47321659.8521 | 48906622.427 | 52035155.9385 | 53546913.1766 | 54385210.8392 | 55298185.7016 | 54638416.9664 | 58472514.443 | 58335483.431 | 60645002.0243 | 61669737.1625 | 63124512.7992 | 66380568.3771 | 68504077.1432 | 65692190.5769 | 65866108.2857
Option 6 AT | N >> 38/1_32/1_R | NetworkConstraints | 0 | 0 | 0 | 0 | 70174794.9301 | 73832278.6708 | 79062047.321 | 87797476.032 | 92159164.3959 | 95757034.3298 | 98346033.8978 | 101414145.2033 | 102173454.1485 | 102979137.1632 | 102525098.6641 | 107240514.8747 | 106799679.7464 | 110797246.5871 | 112918785.0991 | 115731362.7216 | 118244269.6875 | 121433631.0364 | 121441490.7697 | 124585939.4628
Option 6 AT | N >> 38/2_32/2 | NetworkConstraints | 0 | 0 | 0 | 0 | 38856254.979 | 40677740.3648 | 46680263.3713 | 43598803.8438 | 47323175.2424 | 48908203.7908 | 52036722.7544 | 53548522.8012 | 54386851.6953 | 55299832.4314 | 54640085.3241 | 58474216.8417 | 58337183.1354 | 60646742.7663 | 61671536.8936 | 63126366.8299 | 66382414.8818 | 68505959.0759 | 65694189.6954 | 65868200.0665
Option 6 AT | N >> 39-1_11-0 | NetworkConstraints | 38274918.4344 | 40715801.8017 | 45666902.5741 | 46621856.9136 | 0 | 0 | 0 | 0 | 0 | 0 | 0 | 0 | 0 | 0 | 0 | 0 | 0 | 0 | 0 | 0 | 0 | 0 | 0 | 0
Option 6 AT | N >> 39-1_16-0 | NetworkConstraints | 36921499.5444 | 39657490.8965 | 44335064.0593 | 45531442.3924 | 0 | 0 | 0 | 0 | 0 | 0 | 0 | 0 | 0 | 0 | 0 | 0 | 0 | 0 | 0 | 0 | 0 | 0 | 0 | 0
Option 6 AT | N >> 39-1_17-0 | NetworkConstraints | 37679318.0042 | 40282923.2786 | 45444892.7463 | 46221596.2783 | 0 | 0 | 0 | 0 | 0 | 0 | 0 | 0 | 0 | 0 | 0 | 0 | 0 | 0 | 0 | 0 | 0 | 0 | 0 | 0
Option 6 AT | N >> 39-1_3W-0 | NetworkConstraints | 38586238.7478 | 40991513.689 | 45774844.1227 | 46971566.7184 | 0 | 0 | 0 | 0 | 0 | 0 | 0 | 0 | 0 | 0 | 0 | 0 | 0 | 0 | 0 | 0 | 0 | 0 | 0 | 0
Option 6 AT | N >> 39-1_5A6-0 | NetworkConstraints | 35758396.6771 | 38482135.6031 | 43271847.9522 | 43624058.3315 | 0 | 0 | 0 | 0 | 0 | 0 | 0 | 0 | 0 | 0 | 0 | 0 | 0 | 0 | 0 | 0 | 0 | 0 | 0 | 0
Option 6 AT | N >> 39-1_8-0 | NetworkConstraints | 36837427.4087 | 39590262.207 | 44205336.1174 | 45455459.4192 | 0 | 0 | 0 | 0 | 0 | 0 | 0 | 0 | 0 | 0 | 0 | 0 | 0 | 0 | 0 | 0 | 0 | 0 | 0 | 0
Option 6 AT | N >> 39-1_NIL | NetworkConstraints | 38014820.3903 | 40743773.7227 | 45423409.9938 | 46712121.8692 | 0 | 0 | 0 | 0 | 0 | 0 | 0 | 0 | 0 | 0 | 0 | 0 | 0 | 0 | 0 | 0 | 0 | 0 | 0 | 0
Option 6 AT | N >> 39/1_11-0 | NetworkConstraints | 0 | 0 | 0 | 0 | 43454483.8184 | 46043653.169 | 45942179.8448 | 42057205.4987 | 42878428.6887 | 44386311.6354 | 44352390.886 | 45975339.5234 | 45270885.3487 | 45520305.7122 | 45707763.3094 | 46716620.2187 | 47185043.2374 | 49009960.676 | 49449005.1609 | 50465681.0634 | 49643952.947 | 50872661.1477 | 51627077.1154 | 53805046.5993
Option 6 AT | N >> 39/1_16-0 | NetworkConstraints | 0 | 0 | 0 | 0 | 42316926.0703 | 44900252.3247 | 45006303.2273 | 40997341.0083 | 42104957.4357 | 43810251.8096 | 43997988.2239 | 45845166.0973 | 44556898.0893 | 44561251.4649 | 44279861.8709 | 45516134.4825 | 45417922.1147 | 47617345.1111 | 47776541.951 | 48897585.9059 | 48329204.1383 | 49526542.515 | 49885111.0309 | 51955506.7991
Option 6 AT | N >> 39/1_17-0 | NetworkConstraints | 0 | 0 | 0 | 0 | 43377070.6559 | 45940727.9237 | 45807304.5879 | 41960312.8404 | 42795481.6629 | 44331132.118 | 44291290.2667 | 45934503.7358 | 45136297.9455 | 45350765.2945 | 45478646.8778 | 46503912.1427 | 46909494.2675 | 48766863.8467 | 49170277.8192 | 50168277.6887 | 49362584.4107 | 50587878.8213 | 51265474.5939 | 53453951.0213
Option 6 AT | N >> 39/1_5A6-0 | NetworkConstraints | 0 | 0 | 0 | 0 | 40157171.0391 | 42773138.5316 | 42462976.7843 | 39546118.8954 | 40464634.9255 | 41978341.5524 | 42082449.373 | 43848220.2475 | 42770193.1183 | 42919722.7339 | 42865664.4193 | 43861677.8089 | 44052552.1241 | 46129591.0737 | 46272946.9105 | 47398430.9545 | 46589841.9128 | 47729747.5579 | 48317689.5932 | 50283378.1153
Option 6 AT | N >> 39/1_8-0 | NetworkConstraints | 0 | 0 | 0 | 0 | 42227868.6905 | 44813419.9976 | 44945281.3456 | 40930628.9377 | 42069692.6517 | 43795280.4011 | 44008624.9499 | 45879192.4823 | 44537951.9776 | 44519568.485 | 44193429.558 | 45454698.2663 | 45300993.9412 | 47539142.3411 | 47673013.7139 | 48808628.9178 | 48267466.9746 | 49462950.1898 | 49787378.8958 | 51846650.4219
Option 6 AT | N >> 39/1_BAN_SCRK_1 | NetworkConstraints | 0 | 0 | 0 | 0 | 0 | 0 | 0 | 43903540.0495 | 44982888.0206 | 46755298.5534 | 46866581.3115 | 48753405.7482 | 47473377.1063 | 47556472.8982 | 47360311.9972 | 48591346.7374 | 48595262.161 | 50846848.0849 | 51081809.1728 | 52179313.8244 | 51500177.1583 | 52772442.3355 | 53264002.2957 | 55541953.8543
Option 6 AT | N >> 39/1_NIL | NetworkConstraints | 0 | 0 | 0 | 0 | 43239574.9961 | 45825423.0974 | 45896279.7273 | 42131991.0956 | 43157229.1354 | 44821078.1238 | 44928344.7204 | 46696765.8937 | 45660113.597 | 45765305.4774 | 45668330.7879 | 46856080.0049 | 46969574.7327 | 49032406.0407 | 49340732.9024 | 50428675.7557 | 49801383.0146 | 51034202.9479 | 51552986.4838 | 53706443.3324
Option 6 AT | N >> 5A5_5P1 | NetworkConstraints | 0 | 0 | -936368.1952 | 11743194.2178 | 17644027.6244 | 18531739.078 | 20133379.8301 | 17512400.6293 | 17401691.341 | 18323050.9787 | 18451469.5577 | 18073501.346 | 17980387.3186 | 16777370.4981 | 17059443.0527 | 17527845.1918 | 16718884.1029 | 16197340.3181 | 17347771.61 | 16917381.818 | 16618113.8899 | 16950890.6853 | 19458904.8797 | 21271689.4261
Option 6 AT | N >> 5H5_5H6 | NetworkConstraints | 0 | 0 | 0 | 27784957.7467 | 46522644.6159 | 48284823.4165 | 53098671.2254 | 47131671.7209 | 49651042.4024 | 51766610.8197 | 53242142.3635 | 54196257.8833 | 52432194.8253 | 52211818.2965 | 50902916.9203 | 54404626.1332 | 53508839.6395 | 54987513.3829 | 55928747.732 | 55251941.1758 | 57584957.116 | 59489806.1645 | 55771908.3004 | 57950789.5645
Option 6 AT | N >> 5P1_5A5 | NetworkConstraints | 0 | 0 | 2398746.9197 | 15066255.9005 | 15720723.3004 | 16554427.1983 | 22077986.4998 | 37328724.4533 | 38733624.0614 | 40670541.3407 | 41668122.131 | 41101198.6685 | 42065384.7631 | 40532248.3922 | 40286200.0348 | 43115807.6399 | 41492368.1227 | 40651221.7146 | 43379540.5172 | 42790165.2839 | 44923838.5728 | 46207302.8528 | 47702194.5178 | 50677877.6478
Option 6 AT | N >> 5P1_5P2 | NetworkConstraints | 0 | 0 | 3359111.8449 | 12210606.0083 | 8297366.3911 | 8774646.9441 | 14180200.622 | 39189543.1176 | 41168549.5205 | 43193722.7543 | 44463395.5769 | 43941549.9761 | 45310971.6522 | 44018178.1044 | 43499581.332 | 47032775.8803 | 45359409.6893 | 44559440.7967 | 47508584.6186 | 46990596.9724 | 50082053.311 | 51605869.026 | 51992242.9422 | 54843353.9301
Option 6 AT | N >> 76-0_39/1_R | NetworkConstraints | 0 | 0 | 0 | 0 | 37056620.6563 | 38056638.7607 | 39477950.9946 | 0 | 0 | 0 | 0 | 0 | 0 | 0 | 0 | 0 | 0 | 0 | 0 | 0 | 0 | 0 | 0 | 0
Option 6 AT | N >> 76-0_77-0_R | NetworkConstraints | 23827944.575 | 29852945.0353 | 31549276.5424 | 35113542.4238 | 34249777.864 | 35017591.9246 | 36505333.6673 | 33528384.6849 | 35077406.3077 | 37175625.902 | 37286656.6144 | 38307866.2448 | 37455317.7427 | 37135248.6211 | 36094192.6724 | 38161838.8638 | 36892302.0848 | 38213055.2188 | 39186283.2249 | 39338336.1854 | 40950761.5643 | 42062755.0841 | 40873335.8313 | 42948439.7344
Option 6 AT | N >> 76-0_BAN_SCRK_1_R | NetworkConstraints | 0 | 0 | 0 | 0 | 0 | 0 | 0 | 35452401.6752 | 37028675.0507 | 39196500.4106 | 39312173.9607 | 40447245.3086 | 39453852.6603 | 39139431.4423 | 38080745.9271 | 40161805.058 | 38888452.2089 | 40362892.1393 | 41284300.5609 | 41493038.9216 | 42993290.9064 | 44151683.2259 | 43016301.5942 | 45194355.5333
Option 6 AT | N >> 8-0_16-0_R | NetworkConstraints | 17784433.2307 | 20341337.686 | 23588269.4331 | 23414326.651 | 25122323.6369 | 27200852.6379 | 27787846.9098 | 14796289.0643 | 16617826.1944 | 18323751.2017 | 19477427.7569 | 21685014.4748 | 17841829.436 | 16630788.588 | 14198643.0498 | 15709806.9543 | 13032687.9364 | 16185658.6922 | 14561662.0696 | 15754676.1791 | 16201873.5686 | 16609946.6987 | 14933481.1106 | 15356203.4603
Option 6 AT | N >> 8-0_39/1_R | NetworkConstraints | 0 | 0 | 0 | 0 | 28899792.5935 | 31102656.6218 | 31641999.291 | 0 | 0 | 0 | 0 | 0 | 0 | 0 | 0 | 0 | 0 | 0 | 0 | 0 | 0 | 0 | 0 | 0
Option 6 AT | N >> 8-0_BAN_SCRK_1_R | NetworkConstraints | 0 | 0 | 0 | 0 | 0 | 0 | 0 | 18185816.1201 | 20137794.5271 | 22030619.7726 | 23224511.9617 | 25620168.7977 | 21528689.885 | 20288229.8242 | 17742414.1188 | 19378854.3845 | 16575884.5067 | 19995537.792 | 18329121.7707 | 19601739.442 | 20030175.0248 | 20530908.9086 | 18835228.2967 | 19444328.9803
Option 6 AT | N >> 81-0_82-0 | NetworkConstraints | 28545631.349 | 32255590.4463 | 16242010.3545 | 0 | 0 | 0 | 0 | 0 | 0 | 0 | 0 | 0 | 0 | 0 | 0 | 0 | 0 | 0 | 0 | 0 | 0 | 0 | 0 | 0
Option 6 AT | N >> 81_82-0 | NetworkConstraints | 0 | 0 | 24069367.4283 | 32291310.0562 | 29312779.3218 | 29996834.3717 | 36198571.6927 | 32812130.106 | 35873912.6695 | 36635447.9507 | 39639587.6439 | 40967578.6835 | 36494523.8368 | 37462206.0294 | 35632595.044 | 39117209.1993 | 39494423.3691 | 41985859.4567 | 40658192.1562 | 39439213.5645 | 41737915.6138 | 43332754.2703 | 34567223.1658 | 33947129.1893
Option 6 AT | N >> 82-0_81 | NetworkConstraints | 0 | 0 | 24151207.8854 | 32450778.3581 | 30075310.6827 | 30714086.2496 | 36738943.9449 | 33539166.615 | 36550556.7381 | 37277561.6829 | 40291419.9499 | 41617100.6285 | 37513978.0248 | 38439038.1879 | 36678828.0013 | 40098841.5982 | 40571745.9337 | 42986761.5846 | 41620274.3365 | 40468576.7369 | 42760617.7493 | 44333563.0276 | 35799845.4081 | 35057073.587
Option 6 AT | N >> 82-0_81-0 | NetworkConstraints | 29622706.8266 | 33318546.2815 | 16666829.7979 | 0 | 0 | 0 | 0 | 0 | 0 | 0 | 0 | 0 | 0 | 0 | 0 | 0 | 0 | 0 | 0 | 0 | 0 | 0 | 0 | 0
Option 6 AT | N >> 93-0_90-0_R | NetworkConstraints | 3479906.6326 | 6447687.871 | 12714340.8982 | 2489635.7827 | 144523.475 | 671783.8061 | 2230318.6233 | 367568.2352 | 1430280.8852 | 1409901.0701 | 2455223.1999 | 2579065.8606 | 7946173.8491 | 8355575.8846 | 9302272.5193 | 9701308.0913 | 9806467.4194 | 9848762.3741 | 11131600.2403 | 13352921.2632 | 14598680.5095 | 15438689.1968 | 18721199.1745 | 17982849.418
Option 6 AT | N >> BANNABY_1TH1_2_BAN_SCRK_1 | NetworkConstraints | 0 | 0 | 0 | 0 | 0 | 0 | 0 | 6243611.5223 | 7420573.0985 | 8216119.2154 | 9126114.7879 | 9309868.4089 | 8956471.0462 | 8950063.4807 | 8052631.9406 | 9220057.7415 | 7465020.4652 | 8461216.2455 | 8705940.2208 | 8827896.126 | 10613362.9155 | 10882217.4213 | 10660082.7989 | 10884435.2233
Option 6 AT | N >> BAN_SCRK_1_11-0 | NetworkConstraints | 0 | 0 | 0 | 0 | 0 | 0 | 0 | 51132253.8743 | 52283014.4453 | 54483317.4694 | 54500501.3954 | 56849786.0088 | 54360404.4011 | 54409888.398 | 53807221.2165 | 55046212.6103 | 54613345.4452 | 57697367.3397 | 57520789.3885 | 58508696.0774 | 57377985.965 | 58782494.7622 | 59240852.4556 | 62146029.7843
Option 6 AT | N >> BAN_SCRK_1_16-0 | NetworkConstraints | 0 | 0 | 0 | 0 | 0 | 0 | 0 | 51072019.7215 | 52505581.911 | 54925463.9344 | 55146605.3808 | 57746186.3964 | 54673622.7543 | 54498384.5933 | 53454666.178 | 54923119.7354 | 53964259.778 | 57449423.8351 | 57009611.5579 | 58113383.9905 | 57190340.1233 | 58591104.6654 | 58694428.0894 | 61551349.0882
Option 6 AT | N >> BAN_SCRK_1_17-0 | NetworkConstraints | 0 | 0 | 0 | 0 | 0 | 0 | 0 | 51131784.0312 | 52226581.7768 | 54405962.9507 | 54363818.3561 | 56686105.1854 | 54220299.776 | 54283219.3328 | 53721243.5388 | 54918974.0749 | 54551323.6868 | 57584776.214 | 57421992.5118 | 58367795.7568 | 57185060.7722 | 58589294.2143 | 59046941.3678 | 61979189.6574
Option 6 AT | N >> BAN_SCRK_1_5A6-0 | NetworkConstraints | 0 | 0 | 0 | 0 | 0 | 0 | 0 | 43896364.1494 | 44910507.636 | 46816527.3349 | 46925946.3343 | 49344350.6567 | 46498817.7566 | 46543006.5678 | 45840164.0569 | 46724584.3246 | 46178371.4501 | 49465418.9314 | 48748642.7292 | 49865073.4601 | 48481450.7506 | 49636179.9888 | 50035565.2862 | 52405165.4608
Option 6 AT | N >> BAN_SCRK_1_8-0 | NetworkConstraints | 0 | 0 | 0 | 0 | 0 | 0 | 0 | 51075595.3073 | 52537782.2248 | 54977947.4949 | 55221156.2907 | 57843212.9798 | 54720970.7147 | 54526467.5818 | 53442798.9861 | 54934293.9102 | 53925662.0704 | 57448151.4572 | 56986454.3975 | 58102772.0823 | 57202680.2204 | 58603344.6999 | 58677837.8587 | 61529415.8568
Option 6 AT | N >> BAN_SCRK_1_BAN_SCRK_2 | NetworkConstraints | 0 | 0 | 0 | 0 | 0 | 0 | 0 | 51354207.057 | 52668448.5692 | 55012992.6667 | 55135397.2661 | 57617662.1562 | 54750698.4849 | 54672250.937 | 53811716.4371 | 55208856.1836 | 54409623.2385 | 57751217.774 | 57423934.0088 | 58454810.159 | 57512688.9315 | 58915082.6492 | 59132966.5392 | 62038847.1345
Option 6 AT | N >> KEMPS_CK_2H1_2_KEMPS_CK_3H1_2 | NetworkConstraints | 5021966.9332 | 3591932.2889 | -1330008.0053 | 10962164.5161 | -11572058.234 | -11984590.25 | -10565336.2618 | 2530891.4644 | 3418980.5786 | 3884609.4001 | 4702739.5652 | 5248367.3471 | 4678041.9745 | 4350689.0003 | 3566332.8296 | 4288065.0289 | 3266567.4199 | 4197898.8697 | 3834616.3194 | 4326073.9557 | 5013306.0509 | 5227350.9291 | 4766876.0831 | 4600751.8876
Option 6 AT | N >> MT_PIPER_2TH1_2_39/1 | NetworkConstraints | 0 | 0 | 0 | 0 | 15490312.1147 | 18271231.079 | 19501765.5961 | 0 | 0 | 0 | 0 | 0 | 0 | 0 | 0 | 0 | 0 | 0 | 0 | 0 | 0 | 0 | 0 | 0
Option 6 AT | N >> MT_PIPER_2TH1_2_BAN_SCRK_1 | NetworkConstraints | 0 | 0 | 0 | 0 | 0 | 0 | 0 | 8132514.232 | 8511821.5952 | 8562709.4527 | 9491773.2487 | 9652239.3467 | 9716498.1433 | 9374231.3465 | 9504199.4925 | 9944127.6244 | 9739200.3493 | 10032284.0341 | 10090684.1448 | 10544529.5678 | 10210832.6485 | 10496047.9694 | 11850836.1485 | 12162634.8344
Option 6 AT | N >> MT_PIPER_2TH1_2_MT_PIPER_1TH1_2 | NetworkConstraints | 4920824.8175 | 4417731.9023 | 8872943.5419 | 9691711.8822 | 11405065.1871 | 13870475.716 | 15047885.9062 | 6066804.5747 | 6388654.176 | 6351045.3596 | 7255670.3244 | 7320427.5375 | 7489433.8981 | 7157585.9763 | 7317421.3559 | 7696828.6541 | 7525148.1186 | 7688535.6015 | 7757798.4967 | 8163856.2143 | 7872987.9488 | 8100181.6381 | 9418190.1999 | 9616399.1166
Option 6 AT | N >> SCRK_1TH1_2_SCRK_2TH1_2_R | NetworkConstraints | 0 | 0 | 0 | 0 | 56877054.2894 | 59771472.1635 | 63689435.3164 | 80576627.8819 | 84005909.4107 | 87456767.3971 | 89111560.5184 | 91823698.2841 | 92756406.4009 | 93282482.6542 | 93088980.471 | 96889415.6664 | 96312733.2507 | 99725996.7529 | 101953866.4737 | 104596877.6816 | 106334060.7655 | 109036113.8713 | 110601521.7065 | 114111925.5074
Option 6 AT | NNSW H2 Domestic Consumption Purchaser | Subregion flexible electricity load for Domestic H2 | 0 | 0 | 0 | 0 | 21.6393 | 74.56 | 169.8534 | 316.5593 | 516.0579 | 645.9686 | 776.1379 | 912.7607 | 1048.5929 | 1178.372 | 1285.6981 | 1380.5864 | 1475.3821 | 1558.518 | 1626.6301 | 1701.8386 | 1774.1607 | 1848.4446 | 1912.6829 | 1979.5514
Option 6 AT | NQ H2 Domestic Consumption Purchaser | Subregion flexible electricity load for Domestic H2 | 0 | 0 | 0 | 0 | 7.4564 | 25.1497 | 58.4776 | 112.2114 | 190.0607 | 245.7186 | 299.1923 | 350.4521 | 396.4421 | 436.3537 | 463.1799 | 486.7014 | 511.2607 | 531.5406 | 549.4491 | 580.715 | 618.675 | 670.4386 | 736.0663 | 815.3579
Option 6 AT | NSA H2 Domestic Consumption Purchaser | Subregion flexible electricity load for Domestic H2 | 0 | 0 | 0 | 0 | 44.9471 | 90.3243 | 128.6089 | 170.4029 | 219.5214 | 233.7189 | 252.2383 | 291.1136 | 329.5429 | 366.97 | 397.2459 | 423.9214 | 450.6707 | 473.7383 | 490.6066 | 510.9479 | 530.5014 | 550.2589 | 568.1163 | 590.4136
Option 6 AT | NSA H2 Green Commodities Consumption Purchaser | Subregion flexible electricity load for Green Commodities H2 | 0 | 0 | 0 | 0 | 2676.7909 | 2640.4776 | 2604.6556 | 2569.2974 | 4332.1964 | 4273.4207 | 4215.4507 | 4158.2627 | 4101.8524 | 4046.2109 | 3991.3093 | 3937.1654 | 4645.3783 | 5291.2879 | 6011.6174 | 6806.8696 | 7684.8073 | 8639.695 | 9565.6744 | 10363.5836
Option 6 AT | NSW EIR Gen | Policies NSW | 0 | 5234.8832 | 21520.7225 | 38521.6763 | 40027.1116 | 42714.1116 | 53906.1986 | 62025.0232 | 65853.6828 | 73958.5443 | 86166.817 | 86345.7858 | 101169.6969 | 114069.8051 | 126873.2517 | 128369.3475 | 132636.4345 | 135556.0136 | 135556.0137 | 141317.3011 | 141400.8049 | 144623.3278 | 165982.2971 | 166210.8521
Option 6 AT | NSW EIR Storage MW | Policies NSW | 1.46e-05 | 139.0666 | 769.2438 | 1281.5446 | 1281.5447 | 1530.785 | 2355.41 | 3180.16 | 3308.1313 | 3998.9628 | 3998.9628 | 3998.9628 | 5352.7206 | 6783.3202 | 7944.049 | 7944.049 | 8523.1571 | 9608.6042 | 9608.6042 | 9608.6042 | 9608.6042 | 9901.0712 | 9881.4929 | 9369.192
Option 6 AT | NSW EIR Storage MWh | Policies NSW | 0.0001095 | 1112.5324 | 6153.9503 | 10252.3572 | 10252.3572 | 12246.28 | 18843.28 | 25441.28 | 26465.0505 | 31991.7028 | 31991.703 | 31991.703 | 42821.7649 | 54266.5617 | 63552.3921 | 63552.3922 | 68185.2572 | 76868.8341 | 76868.834 | 76868.834 | 76868.8339 | 79208.5701 | 79051.9434 | 74953.5366
Option 6 AT | PEC and Heywood Export | Special Constraints | -2013854.1366 | 1230085.314 | 1334526.5036 | 2456680.2946 | 2411597.246 | 1518808.5764 | 1924320.2749 | 1576059.2588 | 1555882.1113 | 1444486.7017 | 1288153.6609 | 511595.8212 | -62513.5341 | 179473.3949 | 226320.1947 | 193251.9684 | 283253.3098 | -60099.3356 | 132977.6183 | 46602.9706 | 310077.9244 | 130066.1269 | 279562.7228 | 132657.8733
Option 6 AT | PEC and Heywood Import | Special Constraints | 2013854.1366 | -1230085.314 | -1334526.5036 | -2456680.2946 | -2411597.246 | -1518808.5764 | -1924320.2749 | -1576059.2588 | -1555882.1113 | -1444486.7017 | -1288153.6609 | -511595.8212 | 62513.5341 | -179473.3949 | -226320.1947 | -193251.9684 | -283253.3098 | 60099.3356 | -132977.6183 | -46602.9706 | -310077.9244 | -130066.1269 | -279562.7228 | -132657.8733
Option 6 AT | Poatina Min Gen | Hydro min release | 1137.4129 | 2199.471 | 1856.4489 | 884.3362 | 1037.4331 | 799.1759 | 1058.2572 | 1198.2038 | 1344.8933 | 1204.0418 | 1201.2883 | 1126.4038 | 1943.6343 | 2177.5136 | 745.3119 | 698.4511 | 697.7547 | 685.5558 | 899.2472 | 865.8656 | 832.3364 | 861.8977 | 804.3029 | 627.6618
Option 6 AT | Powering Australia Plan | Policies NEM | 0 | 2262.4285 | 28275.4566 | 21850.2038 | 0 | 0 | 0 | 0 | 0 | 0 | 0 | 0 | 0 | 0 | 0 | 0 | 0 | 0 | 0 | 0 | 0 | 0 | 0 | 0
Option 6 AT | REZ Access Scheme N3 | Policies NSW | 0 | 8.052e-05 | 1465.3715 | 7414.8208 | 7700 | 7700 | 7700 | 7700 | 7700 | 7700 | 7700 | 7700 | 7700 | 7700 | 7700 | 7700 | 7700 | 7700 | 7700 | 7700 | 7700 | 7700 | 7700 | 7700
Option 6 AT | REZ Access Scheme N5 | Policies NSW | 0 | 4.392e-05 | 1281.0847 | 1281.0847 | 1281.0849 | 1281.0849 | 1281.0849 | 1281.0849 | 1281.0849 | 1281.0849 | 1614.6069 | 1614.6069 | 2069.5063 | 2271.3599 | 2271.3599 | 2271.3599 | 2271.3599 | 2271.3599 | 2271.3599 | 2748.3745 | 2748.3745 | 2748.3745 | 3945.3605 | 3945.3605
Option 6 AT | REZ Landholder_NSW | Landholder Payments | 0 | 0 | 0 | 0 | 0 | 2.1396 | 11.4492 | 80.2351 | 112.3618 | 185.91 | 213.1042 | 213.1042 | 231.0524 | 232.6174 | 244.5484 | 245.6792 | 284.1774 | 284.1774 | 284.1774 | 286.4414 | 286.4414 | 342.7184 | 375.6305 | 375.6305
Option 6 AT | REZ Landholder_QLD | Landholder Payments | 0 | 0 | 0 | 0 | 0 | 0 | 0 | 0 | 0 | 0 | 0 | 0 | 32.5888 | 66.3781 | 97.3566 | 130.3156 | 130.3156 | 166.5727 | 349.4601 | 762.6719 | 764.6635 | 764.6635 | 872.0151 | 872.0151
Option 6 AT | REZ Landholder_VIC | Landholder Payments | 0 | 0 | 0 | 0 | 0 | 0 | 0 | 82.3132 | 82.3132 | 82.3132 | 200.3323 | 200.3323 | 200.3323 | 200.3323 | 200.3323 | 200.3323 | 200.3323 | 200.3323 | 200.3323 | 208.5704 | 208.5704 | 208.5704 | 373.1221 | 373.1221
Option 6 AT | ResourceLimit_DN1_Solar | Resource Limits for DREZ | 0 | 0 | 3.65e-06 | 3.65e-06 | 7.3e-06 | 7.32e-06 | 6.205e-05 | 737.1186 | 830.3015 | 924.1282 | 924.1282 | 924.1282 | 924.1282 | 994.1121 | 1049.9394 | 1052.0448 | 1093.3205 | 1093.3205 | 1093.3205 | 1120.7958 | 1120.7958 | 1120.7958 | 1320 | 1320
Option 6 AT | ResourceLimit_DN3_Solar | Resource Limits for DREZ | 0 | 0 | 0 | 0 | 2.19e-05 | 3.66e-05 | 3.65e-05 | 3.65e-05 | 4.745e-05 | 8.784e-05 | 0.0001095 | 0.0001314 | 0.0001314 | 0.00014274 | 0.0012629 | 105.8744 | 105.8745 | 105.8745 | 105.8745 | 105.8745 | 105.8745 | 105.8745 | 232.5832 | 232.5832
Option 6 AT | ResourceLimit_N12_Wind Medium | Resource Limits for REZ | 0 | 0 | 357 | 357 | 357 | 357 | 357 | 357 | 357 | 357 | 357 | 357 | 357 | 357 | 357 | 357 | 357 | 357 | 357 | 357 | 357 | 357 | 357 | 357
Option 6 AT | ResourceLimit_N2_Solar | Resource Limits for REZ | 0 | 1.098e-05 | 1.095e-05 | 1.825e-05 | 1.825e-05 | 2.562e-05 | 4.38e-05 | 4.38e-05 | 5.11e-05 | 6.588e-05 | 7.3e-05 | 0.000146 | 0.00074095 | 0.00074298 | 0.0010184 | 0.0010512 | 0.0010658 | 0.001076 | 0.0010731 | 0.0010768 | 0.0010768 | 0.001076 | 0.0010877 | 0.0010877
Option 6 AT | ResourceLimit_N2_Wind Medium | Resource Limits for REZ | 0 | 0 | 2.92e-05 | 3.65e-05 | 3.65e-05 | 3.66e-05 | 263.4706 | 263.4706 | 263.4706 | 263.4706 | 1286.7133 | 1286.7133 | 1286.7133 | 1286.7133 | 1286.7133 | 1683.8891 | 2075.3166 | 2708.9938 | 2708.9938 | 2708.9938 | 2708.9938 | 2708.9938 | 2910.3168 | 2910.3168
Option 6 AT | ResourceLimit_N3_Solar | Resource Limits for REZ | 0 | 5.124e-05 | 365.3714 | 3588.8074 | 3588.8074 | 3588.8074 | 5347.2881 | 5347.2881 | 5645.7145 | 6120.01 | 6120.01 | 6120.01 | 6120.01 | 6120.01 | 6120.01 | 6120.01 | 6212.8401 | 6212.8401 | 6212.8401 | 6212.8401 | 6212.8401 | 6212.8401 | 9323.0793 | 9323.0793
Option 6 AT | ResourceLimit_N3_Wind Medium | Resource Limits for REZ | 0 | 0 | 7.3e-05 | 2726.0134 | 3011.1926 | 3415.3467 | 3415.3467 | 4594.0345 | 4594.0345 | 4960.3348 | 5413.8314 | 5413.8314 | 5413.8314 | 5413.8314 | 5413.8314 | 5413.8314 | 5413.8314 | 5413.8314 | 5413.8314 | 5413.8314 | 5413.8314 | 5936.1283 | 5964.132 | 5964.132
Option 6 AT | ResourceLimit_N5_Solar | Resource Limits for REZ | 0 | 2.196e-05 | 4.745e-05 | 4.745e-05 | 0.0001606 | 0.0001647 | 0.00016425 | 0.00016425 | 0.0001679 | 0.00017568 | 333.5222 | 333.5222 | 788.4215 | 990.2751 | 990.2751 | 990.2751 | 990.2751 | 990.2751 | 990.2751 | 1467.2897 | 1467.2897 | 1467.2897 | 2664.2757 | 2664.2757
Option 6 AT | ResourceLimit_N5_Wind Medium | Resource Limits for REZ | 0 | 0 | 0.00012045 | 0.00012045 | 0.00012045 | 0.00012078 | 0.00012045 | 0.00012045 | 0.00012045 | 0.00012078 | 0.00012045 | 0.00011315 | 0.00012045 | 0.00012078 | 0.00012045 | 0.0001241 | 0.0001241 | 0.00012078 | 0.00012045 | 0.00012045 | 0.00012045 | 0.00012078 | 0.00012045 | 0.00012045
Option 6 AT | ResourceLimit_N8_Wind Medium | Resource Limits for REZ | 0 | 0 | 4.38e-05 | 4.38e-05 | 4.745e-05 | 179.1887 | 179.1887 | 199.9999 | 200 | 200 | 200 | 200 | 200 | 200 | 200 | 200 | 200 | 200 | 200 | 326.625 | 326.625 | 326.625 | 326.625 | 404.6834
Option 6 AT | ResourceLimit_N9_Solar | Resource Limits for REZ | 0 | 953 | 1850.4012 | 2044.9518 | 2044.9518 | 2318.9957 | 2318.9957 | 2318.9957 | 3171.5133 | 5301.9997 | 5796.2204 | 5796.2204 | 7565.3117 | 11567.5404 | 15625.353 | 15625.353 | 15625.353 | 15625.353 | 15625.353 | 16531.7986 | 16531.7986 | 16531.7986 | 16531.7986 | 16531.7986
Option 6 AT | ResourceLimit_N9_Wind Medium | Resource Limits for REZ | 0 | 0 | 982.7112 | 982.7112 | 982.7112 | 1082.9139 | 1082.9139 | 1082.9139 | 1082.9139 | 1082.9139 | 2521.0406 | 2521.0406 | 2521.0406 | 2521.0406 | 2521.0406 | 2521.0406 | 2521.0406 | 2521.0406 | 2521.0406 | 2521.0406 | 2521.0406 | 2893.9744 | 2893.9744 | 2893.9744
Option 6 AT | ResourceLimit_Q8a_Solar | Resource Limits for REZ | 0 | 1572.4555 | 1572.4555 | 2113.1401 | 2113.1401 | 2113.1401 | 2113.86 | 2113.86 | 2113.86 | 2113.86 | 2113.86 | 2113.86 | 2113.86 | 2113.86 | 2113.86 | 2113.86 | 2113.86 | 2113.86 | 2113.86 | 2275.81 | 2275.81 | 2275.81 | 2797 | 2797
Option 6 AT | ResourceLimit_Q8b_Wind Medium | Resource Limits for REZ | 0 | 0 | 314.9196 | 314.9196 | 314.9196 | 314.9196 | 336.0639 | 336.0639 | 336.0639 | 369.97 | 369.97 | 369.97 | 369.97 | 369.97 | 369.97 | 369.97 | 369.97 | 369.97 | 369.97 | 369.97 | 369.97 | 369.97 | 369.97 | 369.97
Option 6 AT | ResourceLimit_Q8c_Solar | Resource Limits for REZ | 0 | 5.856e-05 | 5.84e-05 | 407.5295 | 407.5295 | 407.5295 | 1398.0201 | 1398.0201 | 2057.5998 | 2057.6 | 2057.6 | 2057.6 | 2057.6 | 2057.6 | 2057.6 | 2057.6 | 2057.6 | 2057.6 | 2057.6 | 2057.6 | 2057.6 | 2057.6 | 2057.6 | 2057.9374
Option 6 AT | ResourceLimit_Q8c_Wind Medium | Resource Limits for REZ | 0 | 0 | 1008 | 1008 | 1008 | 1008 | 1008 | 1008 | 1008 | 1008 | 1360.1159 | 1949.3199 | 1949.3199 | 1949.3199 | 1949.3199 | 1949.3199 | 2802.3926 | 2802.3926 | 2802.3926 | 2802.3926 | 2802.3926 | 2837.4775 | 4250.3089 | 4250.3089
Option 6 AT | ResourceLimit_S3_Solar | Resource Limits for REZ | 0 | 5.124e-05 | 5.475e-05 | 5.475e-05 | 13.16 | 13.16 | 216.0209 | 383.8995 | 383.8995 | 458.3237 | 646.0514 | 646.0514 | 646.0514 | 1235.0063 | 1300 | 1300 | 1300 | 1300 | 1300 | 1300 | 1300 | 1300 | 1878.1756 | 1878.1756
Option 6 AT | ResourceLimit_S5_Solar | Resource Limits for REZ | 0 | 578.4911 | 578.4911 | 578.4911 | 1231.5628 | 1231.5628 | 1992.3332 | 2487.3986 | 2487.3986 | 3323.1849 | 3323.1849 | 3323.1849 | 4661.1233 | 4661.1234 | 4923 | 4923 | 5094.6861 | 5094.6861 | 5094.6861 | 5094.6861 | 5891.681 | 5891.681 | 11491.3613 | 11491.3613
Option 6 AT | ResourceLimit_S6_Wind Medium | Resource Limits for REZ | 0 | 0 | 1.095e-05 | 1.095e-05 | 1.825e-05 | 1.83e-05 | 1.825e-05 | 2.555e-05 | 6.57e-05 | 7.32e-05 | 0.000511 | 0.000511 | 569.6159 | 569.6159 | 569.6159 | 569.6159 | 569.6159 | 569.6159 | 569.6159 | 569.6159 | 569.6159 | 569.6159 | 569.6159 | 569.6159
Option 6 AT | ResourceLimit_T1_Solar | Resource Limits for REZ | 0 | 300 | 300 | 300 | 300 | 300 | 300 | 300 | 300 | 300 | 300 | 300 | 300 | 300 | 300 | 300 | 300 | 300 | 300 | 300 | 300 | 300 | 300 | 300
Option 6 AT | ResourceLimit_T3_Solar | Resource Limits for REZ | 0 | 2.562e-05 | 2.555e-05 | 2.555e-05 | 2.555e-05 | 2.562e-05 | 2.555e-05 | 2.555e-05 | 2.555e-05 | 2.562e-05 | 2.92e-05 | 2.92e-05 | 3.285e-05 | 3.66e-05 | 3.65e-05 | 3.65e-05 | 3.65e-05 | 3.66e-05 | 3.65e-05 | 3.65e-05 | 3.65e-05 | 3.66e-05 | 3.65e-05 | 3.65e-05
Option 6 AT | ResourceLimit_T3_Wind Medium | Resource Limits for REZ | 0 | 0 | 7.3e-06 | 1.46e-05 | 1.46e-05 | 40.5001 | 40.5001 | 40.5001 | 76.3315 | 522.3507 | 522.3507 | 522.3507 | 570.0789 | 632.2463 | 632.2463 | 831.2326 | 831.2326 | 831.2326 | 831.2326 | 840.777 | 840.777 | 840.777 | 1086.3138 | 1086.3138
Option 6 AT | ResourceLimit_V1_Solar | Resource Limits for REZ | 0 | 265.378 | 265.378 | 265.378 | 265.378 | 265.378 | 1407.706 | 2156.8751 | 2156.8751 | 3016 | 3016 | 3016 | 5324.815 | 8551.2432 | 10488.2513 | 10807.9928 | 10807.9928 | 10807.9928 | 10807.9928 | 10807.9928 | 11297.3677 | 11297.3677 | 13661.4662 | 13661.4662
Option 6 AT | ResourceLimit_V1_Wind Medium | Resource Limits for REZ | 0 | 0 | 725.1577 | 725.1577 | 725.1577 | 725.1577 | 725.1577 | 965.34 | 965.34 | 965.34 | 1131 | 1131 | 1131 | 1131 | 1131 | 1131 | 1131 | 1131 | 1131 | 1131 | 1321.0154 | 1321.0154 | 1321.0154 | 1321.0154
Option 6 AT | ResourceLimit_V2_Wind Medium | Resource Limits for REZ | 0 | 0 | 45.9538 | 286.0563 | 286.0563 | 286.0563 | 324.5917 | 956 | 956 | 956 | 1803.8572 | 1803.8572 | 1803.8572 | 1803.8572 | 1803.8572 | 1803.8572 | 1803.8572 | 1803.8572 | 1889.8042 | 2156.9406 | 2156.9406 | 2156.9406 | 3654.0937 | 3654.0937
Option 6 AT | ResourceLimit_V4_Solar | Resource Limits for REZ | 0 | 0.00015738 | 0.00015695 | 0.00015695 | 0.00015695 | 0.00015738 | 0.0001606 | 0.0001606 | 0.0001606 | 8.052e-05 | 0.0001679 | 0.00011315 | 0.0002555 | 3005.0032 | 3005.0032 | 3005.0032 | 3005.0032 | 3005.0032 | 3005.0032 | 3005.0032 | 3005.0032 | 3005.0032 | 3790.0789 | 3790.0789
Option 6 AT | ResourceLimit_V4_Wind Medium | Resource Limits for REZ | 0 | 0 | 0.0001971 | 120.7621 | 120.7621 | 120.7621 | 120.7621 | 120.7621 | 510.019 | 510.019 | 1464.7372 | 1464.7372 | 1464.7372 | 1464.7372 | 1464.7372 | 1464.7372 | 1464.7372 | 1464.7372 | 1601.3445 | 1601.3445 | 1604 | 1604 | 1604 | 1604
Option 6 AT | ResourceLimit_V5_Wind Medium | Resource Limits for REZ | 0 | 0 | 8.03e-05 | 8.03e-05 | 8.03e-05 | 8.052e-05 | 8.03e-05 | 8.03e-05 | 167.3009 | 167.3009 | 167.3009 | 167.3009 | 167.3009 | 167.3009 | 167.3009 | 167.3009 | 167.3009 | 167.3009 | 741.4144 | 1599 | 1599 | 1664.1932 | 2303.7516 | 2303.7516
Option 6 AT | ResourceLimit_V7_Wind Medium | Resource Limits for REZ | 0 | 0 | 408 | 408 | 408 | 408 | 408 | 408 | 408 | 408 | 408 | 408 | 1196.3484 | 1196.3484 | 1196.3484 | 1196.3484 | 1196.3484 | 1196.3484 | 1196.3484 | 1196.3484 | 1196.3484 | 1196.3484 | 1196.3484 | 1196.3484
Option 6 AT | SA Firming | Policies SA | 0 | 0 | 318.86 | 318.86 | 564.86 | 564.86 | 641.2896 | 1369.6513 | 1369.6513 | 1560.9896 | 1560.9897 | 1560.9897 | 2551.7365 | 3054.3619 | 3228.0195 | 3372.0758 | 3573.3069 | 3854.9494 | 3854.9494 | 4166.4948 | 5225.5257 | 5627.3503 | 8815.6814 | 8935.9983
Option 6 AT | SESA H2 Domestic Consumption Purchaser | Subregion flexible electricity load for Domestic H2 | 0 | 0 | 0 | 0 | 55.5843 | 60.2074 | 85.722 | 113.6193 | 146.365 | 155.8126 | 168.1849 | 194.0757 | 219.73 | 244.6206 | 264.8306 | 282.6143 | 300.4471 | 315.808 | 327.0624 | 340.6493 | 353.6329 | 366.8394 | 378.7614 | 393.6264
Option 6 AT | SEV H2 Domestic Consumption Purchaser | Subregion flexible electricity load for Domestic H2 | 0 | 0 | 0 | 0 | 35.405 | 125.3037 | 284.0971 | 524.6614 | 831.4179 | 1003.7103 | 1154.0387 | 1302.4764 | 1437.1614 | 1555.8777 | 1643.6809 | 1718.2636 | 1796.0086 | 1863.5029 | 1915.2637 | 1974.1807 | 2028.2529 | 2083.6797 | 2137.416 | 2214.7157
Option 6 AT | SNSW H2 Domestic Consumption Purchaser | Subregion flexible electricity load for Domestic H2 | 0.41714 | 0.366 | 0.365 | 0.365 | 21.6393 | 74.56 | 169.8534 | 316.5593 | 516.0579 | 645.9686 | 776.1379 | 912.7607 | 1048.5929 | 1178.372 | 1285.6981 | 1380.5864 | 1475.3821 | 1558.518 | 1626.6301 | 1701.8386 | 1774.1607 | 1848.4446 | 1912.6829 | 1979.5514
Option 6 AT | SNW Firming | Policies NSW | 8.395e-05 | 910.4955 | 910.4955 | 1271.1311 | 1728.8558 | 1888.2827 | 2458.9636 | 2458.9636 | 2458.9637 | 2458.9639 | 2458.9639 | 2458.9639 | 4417.5213 | 4417.5213 | 4417.5213 | 4417.5213 | 4417.5213 | 4417.5216 | 4417.5216 | 4417.5216 | 4417.5215 | 3507.0261 | 3507.0261 | 3146.3905
Option 6 AT | SNW H2 Domestic Consumption Purchaser | Subregion flexible electricity load for Domestic H2 | 2.92 | 2.8757 | 2.8416 | 2.8157 | 151.3707 | 521.946 | 1189.1046 | 2215.7586 | 3612.4571 | 4521.7546 | 5432.9379 | 6389.2207 | 7340.2021 | 8248.5251 | 8999.8603 | 9664.2093 | 10327.5186 | 10909.5743 | 11386.386 | 11912.8179 | 12419.2814 | 12939.164 | 13388.8054 | 13856.7557
Option 6 AT | SNW H2 Green Commodities Consumption Purchaser | Subregion flexible electricity load for Green Commodities H2 | 0 | 0 | 0 | 0 | 0 | 0 | 0 | 959.9247 | 1512.0689 | 1840.9277 | 2203.8317 | 2575.5557 | 2969.0937 | 3390.494 | 8328.3164 | 8215.3474 | 8640.3869 | 8692.7493 | 8753.2411 | 8817.4559 | 8972.352 | 10085.535 | 11118.3309 | 12039.161
Option 6 AT | SQ H2 Domestic Consumption Purchaser | Subregion flexible electricity load for Domestic H2 | 0 | 0 | 0 | 0 | 34.7793 | 117.3823 | 272.8084 | 523.7229 | 886.8979 | 1146.6866 | 1396.2134 | 1635.5129 | 1849.9243 | 2036.3086 | 2161.5056 | 2271.2907 | 2385.9529 | 2480.6097 | 2564.0963 | 2710.0207 | 2887.2021 | 3128.6437 | 3435.0286 | 3805.0729
Option 6 AT | SRET | Policies SA | 0 | 1.8839e-07 | 3.3218e-07 | 9.7098e-07 | 1.1826e-05 | 0.0022946 | 3.2081e-05 | 1.4148e-05 | 1.4565e-05 | 1.9582e-05 | 1.1724e-05 | 1.9021e-05 | 2.4851e-05 | 2.7987e-05 | 2.8321e-05 | 2.6323e-05 | 3.1611e-05 | 2.4942e-05 | 3.2971e-06 | 3.4747e-06 | 2.7494e-06 | 3.1141e-06 | 5.6971e-06 | 5.3941e-06
Option 6 AT | Shared Upgrade_CNSW-SNW Option 3 - Stage 2 | Shared REZ Upgrades | 0 | 0 | 0 | 0 | 0 | 0 | 0 | 2000 | 0 | 0 | 0 | 2000 | 0 | 0 | 0 | 0 | 0 | 0 | 0 | 0 | 0 | 0 | 0 | 0
Option 6 AT | Snowy 2.0 - Gen | Special Constraints | 0 | 0 | 1643465.5479 | 4958341.8716 | 5187342.1762 | 5333358.5609 | 5376571.383 | 5437890.2289 | 5593867.2682 | 5638964.7097 | 4427813.8614 | 5172128.6877 | 3997961.107 | 3424521.5876 | 3075858.1196 | 3311284.9837 | 4073926.2185 | 3817582.7644 | 3119471.0038 | 3046530.0443 | 3548926.4737 | 4090706.2989 | 3381221.4893 | 3129636.7991
Option 6 AT | Snowy 2.0 - Pump | Special Constraints | 0 | 0 | 2590053.27 | 6498808.8711 | 6760414.5919 | 7280839.1862 | 7149752.1526 | 7408329.3668 | 7843793.4752 | 7649674.4402 | 6219915.2458 | 6553366.1378 | 5739889.7563 | 4442634.0184 | 4083106.0138 | 4795980.4291 | 5336609.2577 | 4951422.9583 | 4338225.9409 | 4144203.1242 | 4549859.0314 | 5606653.5073 | 4422923.6963 | 4285363.085
Option 6 AT | Sys Strength Requirement - Efficient Level CNSW | System Strength Requiements- Efficient | 0 | 0 | -3.65e-06 | -7.3e-06 | -2.92e-05 | -2.562e-05 | -1.46e-05 | -1.825e-05 | -3.65e-06 | -1.464e-05 | -3.285e-05 | 0 | -1.46e-05 | -2.562e-05 | -2.19e-05 | -2.555e-05 | -4.38e-05 | -5.49e-05 | -6.205e-05 | -3.65e-06 | -1.095e-05 | -1.098e-05 | -3.65e-06 | -3.65e-06
Option 6 AT | Sys Strength Requirement - Efficient Level CQ | System Strength Requiements- Efficient | 0 | -4.026e-05 | -7.3e-06 | 0 | -3.65e-06 | -3.66e-06 | 0 | -4.38e-05 | -1.825e-05 | -1.464e-05 | -7.3e-06 | -7.3e-06 | -2.19e-05 | -3.66e-05 | -1.46e-05 | -1.825e-05 | -2.19e-05 | -1.098e-05 | -3.65e-06 | -1.095e-05 | -3.65e-06 | -3.66e-06 | -3.65e-06 | -3.65e-06
Option 6 AT | Sys Strength Requirement - Efficient Level CSA | System Strength Requiements- Efficient | 0 | 0 | 0 | -7.3e-06 | -3.65e-06 | -1.83e-05 | 0 | -1.095e-05 | -1.46e-05 | -1.098e-05 | -1.46e-05 | -2.555e-05 | -3.65e-06 | -1.83e-05 | -1.095e-05 | -1.095e-05 | -2.19e-05 | -2.928e-05 | 0 | 0 | 0 | 0 | -2.19e-05 | -3.65e-06
Option 6 AT | Sys Strength Requirement - Efficient Level GG | System Strength Requiements- Efficient | 0 | 0 | 0 | 0 | -3.65e-06 | -1.464e-05 | 0 | 0 | 0 | -3.66e-06 | -1.095e-05 | -7.3e-06 | 4.38e-05 | 2.562e-05 | 2.19e-05 | -7.3e-06 | -2.555e-05 | -1.464e-05 | -1.825e-05 | -1.825e-05 | 0 | 0 | 0 | 0
Option 6 AT | Sys Strength Requirement - Efficient Level MEL | System Strength Requiements- Efficient | 0 | 0 | 0 | -3.65e-06 | -1.095e-05 | -2.928e-05 | -2.19e-05 | 0 | -3.65e-06 | -7.32e-06 | -1.46e-05 | -3.285e-05 | 0 | 7.32e-06 | 0 | -7.3e-06 | -1.825e-05 | -5.856e-05 | -6.57e-05 | -6.57e-05 | 0 | -3.66e-06 | 0 | 7.3e-06
Option 6 AT | Sys Strength Requirement - Efficient Level NNSW | System Strength Requiements- Efficient | 0 | 0 | -3.65e-06 | -1.095e-05 | -1.095e-05 | -1.464e-05 | 0 | 0 | -2.19e-05 | -7.32e-06 | -2.19e-05 | -1.825e-05 | 0 | -3.66e-06 | -3.65e-06 | -1.46e-05 | -2.555e-05 | -6.954e-05 | -7.3e-05 | 0 | 0 | 0 | -3.65e-06 | 2.555e-05
Option 6 AT | Sys Strength Requirement - Efficient Level NQ | System Strength Requiements- Efficient | 0 | 0 | -1.095e-05 | -1.095e-05 | -7.3e-06 | -1.464e-05 | -3.65e-06 | -1.46e-05 | -6.205e-05 | -1.464e-05 | -1.46e-05 | -2.92e-05 | -1.46e-05 | -1.098e-05 | -1.825e-05 | -2.555e-05 | -5.84e-05 | -6.954e-05 | 0 | -4.38e-05 | -7.665e-05 | 0.00038796 | -7.3e-05 | -6.935e-05
Option 6 AT | Sys Strength Requirement - Efficient Level NSA | System Strength Requiements- Efficient | 0 | 0 | 0 | 0 | -3.65e-06 | 2.196e-05 | -2.19e-05 | -1.46e-05 | -1.46e-05 | -1.098e-05 | 0 | -7.3e-06 | -1.46e-05 | -2.196e-05 | -1.46e-05 | -1.46e-05 | -1.095e-05 | -5.124e-05 | -4.38e-05 | -3.65e-06 | -3.65e-06 | 0 | -1.46e-05 | -3.65e-06
Option 6 AT | Sys Strength Requirement - Efficient Level SESA | System Strength Requiements- Efficient | 0 | 0 | 0 | 0 | -1.095e-05 | 0 | -7.3e-06 | 0 | 0 | -3.66e-06 | 0 | -3.65e-06 | 0 | 0 | 0 | 0 | -2.92e-05 | 0 | 0 | 0 | 0 | 0 | -1.46e-05 | 0
Option 6 AT | Sys Strength Requirement - Efficient Level SEV | System Strength Requiements- Efficient | 0 | 0 | 0 | 0 | 0 | 0 | -3.65e-06 | 0 | 0 | 0 | -3.65e-06 | 0 | -3.65e-06 | 3.66e-06 | 0 | -7.3e-06 | -1.46e-05 | -3.66e-06 | -3.65e-06 | -7.3e-06 | 0 | 0 | 0 | 3.65e-06
Option 6 AT | Sys Strength Requirement - Efficient Level SNSW | System Strength Requiements- Efficient | 0 | -7.32e-06 | 0 | -2.555e-05 | -7.3e-06 | -2.928e-05 | 0 | -3.65e-06 | -4.38e-05 | -1.098e-05 | -1.825e-05 | -2.19e-05 | -0.0002409 | -9.516e-05 | -2.555e-05 | -3.65e-05 | -3.285e-05 | -2.928e-05 | -3.65e-06 | -3.65e-06 | -7.3e-06 | -3.66e-06 | 0 | -3.65e-06
Option 6 AT | Sys Strength Requirement - Efficient Level SNW | System Strength Requiements- Efficient | -3.65e-06 | -3.66e-06 | -3.65e-06 | -3.65e-06 | -1.46e-05 | 2.196e-05 | -3.65e-06 | 0 | 0 | -1.098e-05 | -1.825e-05 | -0.0001752 | -1.095e-05 | -5.49e-05 | -1.46e-05 | -4.38e-05 | -2.92e-05 | -2.562e-05 | -4.38e-05 | -3.65e-06 | -3.65e-06 | -3.66e-06 | -7.3e-06 | 0
Option 6 AT | Sys Strength Requirement - Efficient Level SQ | System Strength Requiements- Efficient | 0 | 0 | 0 | -1.095e-05 | -7.3e-06 | -7.32e-06 | -1.095e-05 | -2.19e-05 | -1.825e-05 | -1.464e-05 | -1.095e-05 | -2.92e-05 | -3.65e-06 | -5.124e-05 | -1.825e-05 | -7.3e-05 | -1.825e-05 | 0 | -7.3e-06 | 0 | -7.3e-06 | 0 | -3.65e-06 | -3.65e-06
Option 6 AT | Sys Strength Requirement - Efficient Level TAS | System Strength Requiements- Efficient | 0 | 0 | 0 | -3.65e-06 | -3.65e-06 | -1.098e-05 | -1.46e-05 | -1.095e-05 | -1.46e-05 | 0 | -1.46e-05 | -2.19e-05 | 0 | 3.66e-06 | -7.3e-06 | -1.095e-05 | -3.285e-05 | -4.758e-05 | 0 | 0 | 0 | -3.66e-06 | 0 | -3.65e-06
Option 6 AT | Sys Strength Requirement - Efficient Level WNV | System Strength Requiements- Efficient | 0 | 0 | -1.095e-05 | 0 | -3.65e-06 | -3.66e-06 | -2.555e-05 | -0.0001095 | -6.205e-05 | -7.32e-05 | -3.65e-06 | -7.665e-05 | -5.475e-05 | -0.00013908 | -3.65e-06 | -1.095e-05 | -4.38e-05 | -0.00010614 | -3.65e-06 | 0 | -3.65e-06 | -1.098e-05 | -2.92e-05 | -1.46e-05
Option 6 AT | Sys Strength Requirement - Min Fault Level CNSW | System Strength Requiements - Minimum | 0 | 0 | 0 | 0 | 41 | 701 | 701 | 701 | 701 | 701 | 701 | 701 | 701 | 701 | 701 | 701 | 701 | 701 | 701 | 701 | 701 | 701 | 701 | 701
Option 6 AT | Sys Strength Requirement - Min Fault Level CQ | System Strength Requiements - Minimum | 0 | 0 | 0 | 0 | 513 | 513 | 513 | 513 | 513 | 513 | 513 | 513 | 513 | 513 | 513 | 513 | 513 | 513 | 513 | 513 | 513 | 513 | 513 | 513
Option 6 AT | Sys Strength Requirement - Min Fault Level GG | System Strength Requiements - Minimum | 0 | 0 | 0 | 286.9 | 286.9 | 286.9 | 286.9 | 286.9 | 286.9 | 286.9 | 286.9 | 286.9 | 286.9 | 286.9 | 286.9 | 286.9 | 286.9 | 286.9 | 286.9 | 286.9 | 286.9 | 286.9 | 286.9 | 286.9
Option 6 AT | Sys Strength Requirement - Min Fault Level SEV | System Strength Requiements - Minimum | 0 | 0 | 0 | 0 | 0 | 0 | 0 | 823.1 | 823.1 | 823.1 | 823.1 | 823.1 | 823.1 | 823.1 | 823.1 | 823.1 | 823.1 | 823.1 | 823.1 | 823.1 | 823.1 | 823.1 | 823.1 | 823.1
Option 6 AT | Sys Strength Requirement - Min Fault Level SNW | System Strength Requiements - Minimum | 0 | 0 | 0 | 717.2 | 717.2 | 717.2 | 717.2 | 717.2 | 717.2 | 717.2 | 717.2 | 717.2 | 717.2 | 717.2 | 717.2 | 717.2 | 717.2 | 717.2 | 717.2 | 717.2 | 717.2 | 717.2 | 717.2 | 717.2
Option 6 AT | Sys Strength Requirement - Min Fault Level SQ | System Strength Requiements - Minimum | 0 | 0 | 0 | 0 | 162.4 | 588.4 | 588.4 | 588.4 | 588.4 | 588.4 | 588.4 | 588.4 | 588.4 | 588.4 | 588.4 | 588.4 | 588.4 | 588.4 | 588.4 | 588.4 | 588.4 | 588.4 | 588.4 | 588.4
Option 6 AT | TAS H2 Domestic Consumption Purchaser | Subregion flexible electricity load for Domestic H2 | 0 | 0 | 0 | 0 | 150.745 | 306.7626 | 567.2557 | 837.31 | 1024.6593 | 1056.8591 | 1084.3246 | 1114.1364 | 1138.8 | 1141.0134 | 1150.858 | 1160.1786 | 1179.1064 | 1196.1231 | 1205.0077 | 1216.545 | 1223.7929 | 1230.292 | 1229.6713 | 1232.9179
Option 6 AT | TAS H2 Green Commodities Consumption Purchaser | Subregion flexible electricity load for Green Commodities H2 | 0 | 0 | 0 | 0 | 0 | 0 | 0 | 0 | 0 | 0 | 0 | 0 | 0 | 0 | 904.0274 | 1024.4257 | 1172.3687 | 1337.1386 | 1520.3471 | 1723.2841 | 1946.4191 | 2188.1997 | 2423.0451 | 2624.6277
Option 6 AT | TRET | Policies TAS | 13837.5002 | 14383.855 | 15852.5857 | 15461 | 16249.126 | 16507 | 17032 | 17556 | 18079.0002 | 19334.3906 | 19126 | 19650 | 20174 | 20697 | 16482.9491 | 16626.0617 | 16880.9999 | 17180.6548 | 17984.7229 | 18489.121 | 18417.2591 | 20404.7963 | 21007.2738 | 20747.1439
Option 6 AT | Tarraleah Max Energy Day | Hydro min release | 182.2748 | 157.2659 | 142.7854 | 104.5968 | 167.5401 | 117.5874 | 168.9576 | 132.9023 | 155.5391 | 138.5086 | 148.8644 | 130.9607 | 142.8923 | 189.5736 | 137.8928 | 134.0122 | 130.9202 | 131.266 | 158.063 | 152.4236 | 141.1502 | 149.0327 | 145.7159 | 126.3721
Option 6 AT | Tarraleah Min Flow | Hydro min release | 182.2748 | 157.2659 | 142.7854 | 104.5968 | 167.5401 | 117.5874 | 168.9576 | 132.9023 | 155.5391 | 138.5086 | 148.8644 | 130.9607 | 142.8923 | 189.5736 | 137.8928 | 134.0122 | 130.9202 | 131.266 | 158.063 | 152.4236 | 141.1502 | 149.0327 | 145.7159 | 126.3721
Option 6 AT | Tarraleah Min Gen | Hydro min release | 594.613 | 625.9352 | 475.7862 | 321.6556 | 700.8201 | 491.8683 | 706.7486 | 555.9298 | 650.6199 | 579.3812 | 622.6998 | 547.8085 | 497.813 | 433.4542 | 362.4712 | 324.9928 | 308.5437 | 310.9407 | 433.8359 | 416.2275 | 372.0056 | 413.4805 | 396.2835 | 315.2951
Option 6 AT | VIC Storage | Policies VIC | 0 | 1377.5445 | 1516.7686 | 1516.7686 | 1516.7686 | 1516.7686 | 1516.7686 | 1516.7693 | 1516.7693 | 1516.7693 | 1516.7693 | 1516.7693 | 2754.94 | 5374.0615 | 6284.6108 | 6284.6108 | 6284.6108 | 6284.6108 | 6284.6108 | 6284.6108 | 6389.575 | 5329.5745 | 6269.0168 | 6269.0168
Option 6 AT | VOWT | Policies VIC | 0 | 0 | 0 | 0 | 0 | 2000 | 2667 | 3333 | 4000 | 5000 | 6000 | 7000 | 8000 | 9000 | 9000 | 9000 | 9000 | 9000 | 9000 | 9000 | 9000 | 9000 | 9000 | 9000
Option 6 AT | VRET | Policies VIC | 0 | 6415.7373 | 11914.8552 | 12408.4501 | 9390.5712 | 8001.4257 | 3812.5902 | 7089.9349 | 2738.1036 | 0 | 0 | 0 | 0 | 0 | 0 | 0 | 0 | 0 | 0 | 0 | 0 | 0 | 0 | 0
Option 6 AT | WNV H2 Domestic Consumption Purchaser | Subregion flexible electricity load for Domestic H2 | 70.7579 | 69.8803 | 68.7497 | 67.89 | 318.4364 | 1127.8374 | 2556.9527 | 4721.8486 | 7482.7607 | 9033.4443 | 10386.3493 | 11722.2879 | 12934.4529 | 14002.8986 | 14792.9709 | 15464.5286 | 16163.8686 | 16771.5003 | 17237.2963 | 17767.6786 | 18254.1714 | 18752.9606 | 19236.822 | 19932.3371
Option 6 AT | WNV H2 Green Commodities Consumption Purchaser | Subregion flexible electricity load for Green Commodities H2 | 0 | 0 | 0 | 0 | 0 | 0 | 0 | 0 | 0 | 0 | 848.0139 | 991.6893 | 1141.4539 | 1305.8807 | 1486.3113 | 1684.2663 | 1927.4801 | 2198.4096 | 2499.6274 | 2833.2819 | 3200.1269 | 3597.6463 | 3983.7671 | 4315.1771
Option 6 AT | Wayatinah Min Gen | Hydro min release | 247.2556 | 231.4388 | 173.1793 | 228.1593 | 225.684 | 177.9761 | 177.3031 | 144.7449 | 148.9629 | 141.0079 | 162.2061 | 207.9132 | 175.0967 | 165.8882 | 75.298 | 70.6978 | 70.4722 | 68.7611 | 90.7758 | 88.7095 | 85.7179 | 87.8731 | 80.3409 | 65.7008

## RHS (hidden)
Model | Technology | Category | 2026-27 | 2027-28 | 2028-29 | 2029-30 | 2030-31 | 2031-32 | 2032-33 | 2033-34 | 2034-35 | 2035-36 | 2036-37 | 2037-38 | 2038-39 | 2039-40 | 2040-41 | 2041-42 | 2042-43 | 2043-44 | 2044-45 | 2045-46 | 2046-47 | 2047-48 | 2048-49 | 2049-50
BaseCase SC | 2030 Emissions Budget 1 | Emissions DLT | 69603.1022 | 69793.7956 | 69603.1022 | 69603.1022 | 69603.1022 | 69793.7956 | 69634.8699 | 69634.8699 | 69634.8699 | 69825.6504 | 69634.8699 | 69634.8699 | 69603.1022 | 69793.7956 | 69603.1022 | 69603.1022 | 69603.1022 | 69793.7956 | 69634.8699 | 69634.8699 | 69634.8699 | 69825.6504 | 69634.8699 | 69634.8699
BaseCase SC | 2035 Emissions Target | Emissions DLT | 3909.2632 | 3919.9735 | 3909.2632 | 3909.2632 | 3909.2632 | 3919.9735 | 3911.0475 | 3911.0475 | 3911.0475 | 3921.7627 | 3911.0475 | 3911.0475 | 3909.2632 | 3919.9735 | 3909.2632 | 3909.2632 | 3909.2632 | 3919.9735 | 3911.0475 | 3911.0475 | 3911.0475 | 3921.7627 | 3911.0475 | 3911.0475
BaseCase SC | 2050 Emissions Budget 1 | Emissions DLT | 59138.3391 | 59300.3619 | 59138.3391 | 59138.3391 | 59138.3391 | 59300.3619 | 59165.3305 | 59165.3305 | 59165.3305 | 59327.4273 | 59165.3305 | 59165.3305 | 59138.3391 | 59300.3619 | 59138.3391 | 59138.3391 | 59138.3391 | 59300.3619 | 59165.3305 | 59165.3305 | 59165.3305 | 59327.4273 | 59165.3305 | 59165.3305
BaseCase SC | 2050 Emissions Budget 2 | Emissions DLT | 21749.6839 | 21809.2721 | 21749.6839 | 21749.6839 | 21749.6839 | 21809.2721 | 21759.6108 | 21759.6108 | 21759.6108 | 21819.2261 | 21759.6108 | 21759.6108 | 21749.6839 | 21809.2721 | 21749.6839 | 21749.6839 | 21749.6839 | 21809.2721 | 21759.6108 | 21759.6108 | 21759.6108 | 21819.2261 | 21759.6108 | 21759.6108
BaseCase SC | 2050 Emissions Budget 3 | Emissions DLT | 9474.331 | 9500.288 | 9474.331 | 9474.331 | 9474.331 | 9500.288 | 9478.6552 | 9478.6552 | 9478.6552 | 9504.6241 | 9478.6552 | 9478.6552 | 9474.331 | 9500.288 | 9474.331 | 9474.331 | 9474.331 | 9500.288 | 9478.6552 | 9478.6552 | 9478.6552 | 9504.6241 | 9478.6552 | 9478.6552
BaseCase SC | 2050 Emissions Budget 4 | Emissions DLT | 6715.6586 | 6734.0577 | 6715.6586 | 6715.6586 | 6715.6586 | 6734.0577 | 6718.7238 | 6718.7238 | 6718.7238 | 6737.1312 | 6718.7238 | 6718.7238 | 6715.6586 | 6734.0577 | 6715.6586 | 6715.6586 | 6715.6586 | 6734.0577 | 6718.7238 | 6718.7238 | 6718.7238 | 6737.1312 | 6718.7238 | 6718.7238
BaseCase SC | 2050 Emissions Budget NSW 1 | Emissions DLT | 24777.3723 | 24845.2555 | 24777.3723 | 24777.3723 | 24777.3723 | 24845.2555 | 24788.681 | 24788.681 | 24788.681 | 24856.5952 | 24788.681 | 24788.681 | 24777.3723 | 24845.2555 | 24777.3723 | 24777.3723 | 24777.3723 | 24845.2555 | 24788.681 | 24788.681 | 24788.681 | 24856.5952 | 24788.681 | 24788.681
BaseCase SC | 2050 Emissions Budget NSW 2 | Emissions DLT | 11389.5985 | 11420.8029 | 11389.5985 | 11389.5985 | 11389.5985 | 11420.8029 | 11394.7969 | 11394.7969 | 11394.7969 | 11426.0155 | 11394.7969 | 11394.7969 | 11389.5985 | 11420.8029 | 11389.5985 | 11389.5985 | 11389.5985 | 11420.8029 | 11394.7969 | 11394.7969 | 11394.7969 | 11426.0155 | 11394.7969 | 11394.7969
BaseCase SC | 2050 Emissions Budget NSW 3 | Emissions DLT | 11389.5985 | 11420.8029 | 11389.5985 | 11389.5985 | 11389.5985 | 11420.8029 | 11394.7969 | 11394.7969 | 11394.7969 | 11426.0155 | 11394.7969 | 11394.7969 | 11389.5985 | 11420.8029 | 11389.5985 | 11389.5985 | 11389.5985 | 11420.8029 | 11394.7969 | 11394.7969 | 11394.7969 | 11426.0155 | 11394.7969 | 11394.7969
BaseCase SC | 2050 Emissions Budget NSW 4 | Emissions DLT | 11389.5985 | 11420.8029 | 11389.5985 | 11389.5985 | 11389.5985 | 11420.8029 | 11394.7969 | 11394.7969 | 11394.7969 | 11426.0155 | 11394.7969 | 11394.7969 | 11389.5985 | 11420.8029 | 11389.5985 | 11389.5985 | 11389.5985 | 11420.8029 | 11394.7969 | 11394.7969 | 11394.7969 | 11426.0155 | 11394.7969 | 11394.7969
BaseCase SC | 2050 Emissions Budget QLD 1 | Emissions DLT | 33269.6168 | 33360.7664 | 33269.6168 | 33269.6168 | 33269.6168 | 33360.7664 | 33284.8015 | 33284.8015 | 33284.8015 | 33375.9927 | 33284.8015 | 33284.8015 | 33269.6168 | 33360.7664 | 33269.6168 | 33269.6168 | 33269.6168 | 33360.7664 | 33284.8015 | 33284.8015 | 33284.8015 | 33375.9927 | 33284.8015 | 33284.8015
BaseCase SC | 2050 Emissions Budget QLD 2 | Emissions DLT | 12388.6861 | 12422.6277 | 12388.6861 | 12388.6861 | 12388.6861 | 12422.6277 | 12394.3405 | 12394.3405 | 12394.3405 | 12428.2976 | 12394.3405 | 12394.3405 | 12388.6861 | 12422.6277 | 12388.6861 | 12388.6861 | 12388.6861 | 12422.6277 | 12394.3405 | 12394.3405 | 12394.3405 | 12428.2976 | 12394.3405 | 12394.3405
BaseCase SC | 2050 Emissions Budget QLD 3 | Emissions DLT | 12388.6861 | 12422.6277 | 12388.6861 | 12388.6861 | 12388.6861 | 12422.6277 | 12394.3405 | 12394.3405 | 12394.3405 | 12428.2976 | 12394.3405 | 12394.3405 | 12388.6861 | 12422.6277 | 12388.6861 | 12388.6861 | 12388.6861 | 12422.6277 | 12394.3405 | 12394.3405 | 12394.3405 | 12428.2976 | 12394.3405 | 12394.3405
BaseCase SC | 2050 Emissions Budget QLD 4 | Emissions DLT | 12388.6861 | 12422.6277 | 12388.6861 | 12388.6861 | 12388.6861 | 12422.6277 | 12394.3405 | 12394.3405 | 12394.3405 | 12428.2976 | 12394.3405 | 12394.3405 | 12388.6861 | 12422.6277 | 12388.6861 | 12388.6861 | 12388.6861 | 12422.6277 | 12394.3405 | 12394.3405 | 12394.3405 | 12428.2976 | 12394.3405 | 12394.3405
BaseCase SC | 2050 Emissions Budget SA 1 | Emissions DLT | 1415.3741 | 1419.2518 | 1415.3741 | 1415.3741 | 1415.3741 | 1419.2518 | 1416.0201 | 1416.0201 | 1416.0201 | 1419.8996 | 1416.0201 | 1416.0201 | 1415.3741 | 1419.2518 | 1415.3741 | 1415.3741 | 1415.3741 | 1419.2518 | 1416.0201 | 1416.0201 | 1416.0201 | 1419.8996 | 1416.0201 | 1416.0201
BaseCase SC | 2050 Emissions Budget SA 2 | Emissions DLT | 749.3157 | 751.3686 | 749.3157 | 749.3157 | 749.3157 | 751.3686 | 749.6577 | 749.6577 | 749.6577 | 751.7115 | 749.6577 | 749.6577 | 749.3157 | 751.3686 | 749.3157 | 749.3157 | 749.3157 | 751.3686 | 749.6577 | 749.6577 | 749.6577 | 751.7115 | 749.6577 | 749.6577
BaseCase SC | 2050 Emissions Budget SA 3 | Emissions DLT | 749.3157 | 751.3686 | 749.3157 | 749.3157 | 749.3157 | 751.3686 | 749.6577 | 749.6577 | 749.6577 | 751.7115 | 749.6577 | 749.6577 | 749.3157 | 751.3686 | 749.3157 | 749.3157 | 749.3157 | 751.3686 | 749.6577 | 749.6577 | 749.6577 | 751.7115 | 749.6577 | 749.6577
BaseCase SC | 2050 Emissions Budget SA 4 | Emissions DLT | 749.3157 | 751.3686 | 749.3157 | 749.3157 | 749.3157 | 751.3686 | 749.6577 | 749.6577 | 749.6577 | 751.7115 | 749.6577 | 749.6577 | 749.3157 | 751.3686 | 749.3157 | 749.3157 | 749.3157 | 751.3686 | 749.6577 | 749.6577 | 749.6577 | 751.7115 | 749.6577 | 749.6577
BaseCase SC | 2050 Emissions Budget VIC 1 | Emissions DLT | 22795.8485 | 22858.3029 | 22795.8485 | 22795.8485 | 22795.8485 | 22858.3029 | 22806.2529 | 22806.2529 | 22806.2529 | 22868.7357 | 22806.2529 | 22806.2529 | 22795.8485 | 22858.3029 | 22795.8485 | 22795.8485 | 22795.8485 | 22858.3029 | 22806.2529 | 22806.2529 | 22806.2529 | 22868.7357 | 22806.2529 | 22806.2529
BaseCase SC | 2050 Emissions Budget VIC 2 | Emissions DLT | 6943.6588 | 6962.6825 | 6943.6588 | 6943.6588 | 6943.6588 | 6962.6825 | 6946.8279 | 6946.8279 | 6946.8279 | 6965.8603 | 6946.8279 | 6946.8279 | 6943.6588 | 6962.6825 | 6943.6588 | 6943.6588 | 6943.6588 | 6962.6825 | 6946.8279 | 6946.8279 | 6946.8279 | 6965.8603 | 6946.8279 | 6946.8279
BaseCase SC | 2050 Emissions Budget VIC 3 | Emissions DLT | 6943.6588 | 6962.6825 | 6943.6588 | 6943.6588 | 6943.6588 | 6962.6825 | 6946.8279 | 6946.8279 | 6946.8279 | 6965.8603 | 6946.8279 | 6946.8279 | 6943.6588 | 6962.6825 | 6943.6588 | 6943.6588 | 6943.6588 | 6962.6825 | 6946.8279 | 6946.8279 | 6946.8279 | 6965.8603 | 6946.8279 | 6946.8279
BaseCase SC | 2050 Emissions Budget VIC 4 | Emissions DLT | 6943.6588 | 6962.6825 | 6943.6588 | 6943.6588 | 6943.6588 | 6962.6825 | 6946.8279 | 6946.8279 | 6946.8279 | 6965.8603 | 6946.8279 | 6946.8279 | 6943.6588 | 6962.6825 | 6943.6588 | 6943.6588 | 6943.6588 | 6962.6825 | 6946.8279 | 6946.8279 | 6946.8279 | 6965.8603 | 6946.8279 | 6946.8279
BaseCase SC | Basslink Daily Energy Limit | Special Constraints | -287.568 | -288.408 | -287.568 | -287.568 | -287.568 | -288.408 | -287.568 | -287.568 | -287.568 | -288.408 | -287.568 | -287.568 | -287.568 | -288.408 | -287.568 | -287.568 | -287.568 | -288.408 | -287.568 | -287.568 | -287.568 | -288.408 | -287.568 | -287.568
BaseCase SC | Borumba - Gen | Special Constraints | 0 | 0 | 0 | 0 | 0 | 0 | 0 | 0 | 0 | 15336000 | 26280000 | 26280000 | 26280000 | 26352000 | 26280000 | 26280000 | 26280000 | 26352000 | 26280000 | 26280000 | 26280000 | 26352000 | 26280000 | 26280000
BaseCase SC | Borumba - Pump | Special Constraints | 0 | 0 | 0 | 0 | 0 | 0 | 0 | 0 | 0 | 15336000 | 26280000 | 26280000 | 26280000 | 26352000 | 26280000 | 26280000 | 26280000 | 26352000 | 26280000 | 26280000 | 26280000 | 26352000 | 26280000 | 26280000
BaseCase SC | CIS Dispatchable NSW | Policies NEM | -1231.12 | -631.96 | -431.96 | -1241.96 | -2541.96 | -2741.96 | -2741.96 | -2783.18 | -2741.96 | -2741.96 | -2741.96 | -2741.96 | -2741.96 | -2741.96 | -2750.69 | -2750.69 | -2709.47 | -2750.69 | -2709.47 | -2709.47 | -1925.69 | -1624.85 | -1583.63 | -1583.63
BaseCase SC | CIS Dispatchable SA | Policies NEM | -30 | 788 | 788 | 788 | -461 | -461 | -461 | -205 | -461 | -461 | -461 | -205 | -461 | -461 | -461 | -461 | -461 | -461 | -205 | -461 | -431 | 0 | 0 | 0
BaseCase SC | CIS Dispatchable VIC | Policies NEM | 0 | 1220 | 1271.79 | 1271.79 | -428.21 | -428.21 | -435.41 | -428.21 | -428.21 | -428.21 | -428.21 | -428.21 | -428.21 | -428.21 | -435.41 | -428.21 | -428.21 | -435.41 | -437.03 | -428.21 | -435.41 | 0 | 0 | 0
BaseCase SC | CIS Gen NSW | Policies NEM | -4646.44 | 1715.47 | 7931.07 | 14075.07 | -8779.93 | -9539.57 | -9539.57 | -9539.57 | -9539.57 | -9539.57 | -9539.57 | -9539.57 | -9539.57 | -9539.57 | -9539.57 | -9539.57 | -9539.57 | -9539.57 | -9539.57 | -9302.56 | -8998.86 | -8966.46 | -8583 | -8583
BaseCase SC | CIS Gen SA | Policies NEM | 0 | 20.36 | 621.16 | 509.16 | -690.84 | -690.84 | -690.84 | -690.84 | -690.84 | -690.84 | -690.84 | -690.84 | -690.84 | -690.84 | -690.84 | -690.84 | -690.84 | -690.84 | -690.84 | -690.84 | -690.84 | -690.84 | -690.84 | -690.84
BaseCase SC | CIS Gen TAS | Policies NEM | 0 | 0 | 750 | 1200 | 0 | 0 | 0 | 0 | 0 | 0 | 0 | 0 | 0 | 0 | 0 | 0 | 0 | 0 | 0 | 0 | 0 | 0 | 0 | 0
BaseCase SC | CIS Gen VIC - Solar | Policies NEM | 0 | 669 | 555.93 | 555.93 | -944.07 | -944.07 | -944.07 | -944.07 | -944.07 | -944.07 | -944.07 | -944.07 | -944.07 | -944.07 | -944.07 | -944.07 | -944.07 | -944.07 | -944.07 | -944.07 | -944.07 | -944.07 | -944.07 | -944.07
BaseCase SC | CIS Gen VIC - Wind | Policies NEM | 0 | 0 | 1922 | 3500 | -600 | -600 | -600 | -600 | -600 | -600 | -600 | -600 | -600 | -600 | -600 | -600 | -600 | -600 | -600 | -600 | -600 | -600 | -600 | -600
BaseCase SC | CIS Total Dispatchable | Policies NEM | -1261.12 | 3076.04 | 5550.83 | 7262.83 | -3731.17 | -3931.17 | -3938.37 | -3716.39 | -3931.17 | -3931.17 | -3931.17 | -3675.17 | -3931.17 | -3931.17 | -3947.1 | -3939.9 | -3898.68 | -3947.1 | -3651.5 | -3898.68 | -3092.1 | -1774.85 | -1583.63 | -1583.63
BaseCase SC | CNSW H2 Domestic Consumption Purchaser | Subregion flexible electricity load for Domestic H2 | 0 | 0 | 0 | 0 | 15.2257 | 45.698 | 95.29 | 167.8479 | 264.7293 | 323.4417 | 380.3779 | 437.5829 | 492.5936 | 547.6969 | 597.9153 | 647.8229 | 703.5114 | 756.5537 | 799.706 | 841.7943 | 879.5457 | 915.948 | 947.6857 | 984.2486
BaseCase SC | CQ H2 Domestic Consumption Purchaser | Subregion flexible electricity load for Domestic H2 | 170.455 | 168.3874 | 165.6299 | 163.6243 | 163.9371 | 167.2109 | 173.712 | 185.9936 | 203.9307 | 215.6803 | 227.0274 | 239.5443 | 251.85 | 264.3586 | 275.4677 | 287.1507 | 301.6464 | 315.6511 | 327.2189 | 338.9286 | 349.3571 | 359.9637 | 369.2456 | 380.4343
BaseCase SC | CSA H2 Domestic Consumption Purchaser | Subregion flexible electricity load for Domestic H2 | 7.3521 | 7.2677 | 7.1436 | 7.0393 | 6.9871 | 11.1369 | 25.993 | 49.5879 | 83.4807 | 107.6309 | 132.4153 | 158.1493 | 183.8036 | 209.2489 | 232.2417 | 255.7086 | 282.5621 | 310.0043 | 336.3697 | 365.0521 | 393.0007 | 421.2691 | 447.3547 | 474.1871
BaseCase SC | Catagunya Min Gen | Hydro min release | 17.52 | 17.52 | 17.52 | 17.52 | 17.52 | 17.52 | 17.52 | 17.52 | 17.52 | 17.52 | 17.52 | 17.52 | 17.52 | 17.52 | 17.52 | 17.52 | 17.52 | 17.52 | 17.52 | 17.52 | 17.52 | 17.52 | 17.52 | 17.52
BaseCase SC | Combined Marinus Export | Special Constraints | 11773440 | 11805696 | 11773440 | 11773440 | 11773440 | 11805696 | 11773440 | 11773440 | 15589440 | 18393696 | 18343440 | 18343440 | 18343440 | 18393696 | 18343440 | 18343440 | 18343440 | 18393696 | 18343440 | 18343440 | 18343440 | 18393696 | 18343440 | 18343440
BaseCase SC | Combined Marinus Import | Special Constraints | 8567280 | 8590752 | 8567280 | 8567280 | 8567280 | 8590752 | 8567280 | 8567280 | 12383280 | 15178752 | 15137280 | 15137280 | 15137280 | 15178752 | 15137280 | 15137280 | 15137280 | 15178752 | 15137280 | 15137280 | 15137280 | 15178752 | 15137280 | 15137280
BaseCase SC | Constraint on Pipeline from Storage to GTs CNSW | Constraints to make diesel to come exclusively from storage | 0 | 0 | 0 | 0 | 0 | 0 | 0 | 0 | 0 | 0 | 0 | 0 | 0 | 0 | 0 | 0 | 0 | 0 | 0 | 0 | 0 | 0 | 0 | 0
BaseCase SC | Constraint on Pipeline from Storage to GTs CQ | Constraints to make diesel to come exclusively from storage | 0 | 0 | 0 | 0 | 0 | 0 | 0 | 0 | 0 | 0 | 0 | 0 | 0 | 0 | 0 | 0 | 0 | 0 | 0 | 0 | 0 | 0 | 0 | 0
BaseCase SC | Constraint on Pipeline from Storage to GTs CSA | Constraints to make diesel to come exclusively from storage | 0 | 0 | 0 | 0 | 0 | 0 | 0 | 0 | 0 | 0 | 0 | 0 | 0 | 0 | 0 | 0 | 0 | 0 | 0 | 0 | 0 | 0 | 0 | 0
BaseCase SC | Constraint on Pipeline from Storage to GTs GG | Constraints to make diesel to come exclusively from storage | 0 | 0 | 0 | 0 | 0 | 0 | 0 | 0 | 0 | 0 | 0 | 0 | 0 | 0 | 0 | 0 | 0 | 0 | 0 | 0 | 0 | 0 | 0 | 0
BaseCase SC | Constraint on Pipeline from Storage to GTs MEL | Constraints to make diesel to come exclusively from storage | 0 | 0 | 0 | 0 | 0 | 0 | 0 | 0 | 0 | 0 | 0 | 0 | 0 | 0 | 0 | 0 | 0 | 0 | 0 | 0 | 0 | 0 | 0 | 0
BaseCase SC | Constraint on Pipeline from Storage to GTs NNSW | Constraints to make diesel to come exclusively from storage | 0 | 0 | 0 | 0 | 0 | 0 | 0 | 0 | 0 | 0 | 0 | 0 | 0 | 0 | 0 | 0 | 0 | 0 | 0 | 0 | 0 | 0 | 0 | 0
BaseCase SC | Constraint on Pipeline from Storage to GTs NQ | Constraints to make diesel to come exclusively from storage | 0 | 0 | 0 | 0 | 0 | 0 | 0 | 0 | 0 | 0 | 0 | 0 | 0 | 0 | 0 | 0 | 0 | 0 | 0 | 0 | 0 | 0 | 0 | 0
BaseCase SC | Constraint on Pipeline from Storage to GTs NSA | Constraints to make diesel to come exclusively from storage | 0 | 0 | 0 | 0 | 0 | 0 | 0 | 0 | 0 | 0 | 0 | 0 | 0 | 0 | 0 | 0 | 0 | 0 | 0 | 0 | 0 | 0 | 0 | 0
BaseCase SC | Constraint on Pipeline from Storage to GTs SESA | Constraints to make diesel to come exclusively from storage | 0 | 0 | 0 | 0 | 0 | 0 | 0 | 0 | 0 | 0 | 0 | 0 | 0 | 0 | 0 | 0 | 0 | 0 | 0 | 0 | 0 | 0 | 0 | 0
BaseCase SC | Constraint on Pipeline from Storage to GTs SEV | Constraints to make diesel to come exclusively from storage | 0 | 0 | 0 | 0 | 0 | 0 | 0 | 0 | 0 | 0 | 0 | 0 | 0 | 0 | 0 | 0 | 0 | 0 | 0 | 0 | 0 | 0 | 0 | 0
BaseCase SC | Constraint on Pipeline from Storage to GTs SNSW | Constraints to make diesel to come exclusively from storage | 0 | 0 | 0 | 0 | 0 | 0 | 0 | 0 | 0 | 0 | 0 | 0 | 0 | 0 | 0 | 0 | 0 | 0 | 0 | 0 | 0 | 0 | 0 | 0
BaseCase SC | Constraint on Pipeline from Storage to GTs SNW | Constraints to make diesel to come exclusively from storage | 0 | 0 | 0 | 0 | 0 | 0 | 0 | 0 | 0 | 0 | 0 | 0 | 0 | 0 | 0 | 0 | 0 | 0 | 0 | 0 | 0 | 0 | 0 | 0
BaseCase SC | Constraint on Pipeline from Storage to GTs SQ | Constraints to make diesel to come exclusively from storage | 0 | 0 | 0 | 0 | 0 | 0 | 0 | 0 | 0 | 0 | 0 | 0 | 0 | 0 | 0 | 0 | 0 | 0 | 0 | 0 | 0 | 0 | 0 | 0
BaseCase SC | Constraint on Pipeline from Storage to GTs TAS | Constraints to make diesel to come exclusively from storage | 0 | 0 | 0 | 0 | 0 | 0 | 0 | 0 | 0 | 0 | 0 | 0 | 0 | 0 | 0 | 0 | 0 | 0 | 0 | 0 | 0 | 0 | 0 | 0
BaseCase SC | Constraint on Pipeline from Storage to GTs WNV | Constraints to make diesel to come exclusively from storage | 0 | 0 | 0 | 0 | 0 | 0 | 0 | 0 | 0 | 0 | 0 | 0 | 0 | 0 | 0 | 0 | 0 | 0 | 0 | 0 | 0 | 0 | 0 | 0
BaseCase SC | Constraint on Pipeline from Storage to GTs WOO | Constraints to make diesel to come exclusively from storage | 0 | 0 | 0 | 0 | 0 | 0 | 0 | 0 | 0 | 0 | 0 | 0 | 0 | 0 | 0 | 0 | 0 | 0 | 0 | 0 | 0 | 0 | 0 | 0
BaseCase SC | DNSP Thermal Limit on CER CNSW Area1 | DNSP Thermal Limit on CER | 962269.5 | 1099240 | 1264331.5 | 1368618 | 1448495.5 | 1609457.5 | 1584894 | 1855986 | 1950265 | 1990593 | 2044071.5 | 2138503.5 | 2288587 | 2525268 | 2589849 | 2534195.5 | 2447252.5 | 2644375 | 2891062.5 | 2969827.5 | 3092953 | 3323357.5 | 3258642.5 | 3794009
BaseCase SC | DNSP Thermal Limit on CER CQ Area1 | DNSP Thermal Limit on CER | 1214135.5 | 1438282.5 | 1635434 | 1844677.5 | 1973392 | 2134233.5 | 2266398 | 2529976.5 | 2659692 | 2850524 | 2911547.5 | 2926350.5 | 3165456.5 | 3410091.5 | 3569522 | 3423494 | 3274746 | 3651306.5 | 4022065.5 | 4051686.5 | 4171485 | 4376405 | 4693518 | 5217151.5
BaseCase SC | DNSP Thermal Limit on CER CSA Area1 | DNSP Thermal Limit on CER | 4369703.5 | 4970993 | 5542293.5 | 5902109.5 | 6603829.5 | 7231945.5 | 7807612 | 8505794 | 9415109.5 | 10195176 | 9928766 | 11826609 | 12672958.5 | 13622141 | 14131716 | 14501482.5 | 14628137.5 | 15775448 | 16799547.5 | 17032647 | 17876777 | 18996982.5 | 19706877.5 | 20614297
BaseCase SC | DNSP Thermal Limit on CER GG Area1 | DNSP Thermal Limit on CER | 155600 | 181154 | 207585 | 237317.5 | 244723.5 | 266711 | 279661 | 303196.5 | 320219.5 | 327993.5 | 338642 | 346448 | 362495 | 410569.5 | 432863.5 | 423099.5 | 399305.5 | 442073 | 476014 | 527076.5 | 563742 | 606543 | 625200 | 657931
BaseCase SC | DNSP Thermal Limit on CER MEL Area1 | DNSP Thermal Limit on CER | 903804.5 | 1074538 | 1241559.5 | 1253626 | 1475591 | 1580832 | 1696335 | 1836226 | 1944128.5 | 1963441.5 | 2045969 | 2196155.5 | 2379218 | 2573691 | 2626002 | 2645969.5 | 2448698 | 2738856 | 2977171.5 | 2883992.5 | 3272370.5 | 3382329 | 3540169.5 | 3815404.5
BaseCase SC | DNSP Thermal Limit on CER MEL Area2 | DNSP Thermal Limit on CER | 4077436.5 | 4892366 | 5709473.5 | 5763936.5 | 6859135.5 | 7368862 | 7916307.5 | 8567873 | 9044577.5 | 9075970 | 9489322.5 | 10153292 | 11053820.5 | 11986993.5 | 12279957 | 12385446.5 | 11487296.5 | 12859446 | 14092083.5 | 13559880.5 | 15481497 | 16085141.5 | 16869894.5 | 18245077.5
BaseCase SC | DNSP Thermal Limit on CER NNSW Area1 | DNSP Thermal Limit on CER | 2319485 | 2619173.5 | 3000920.5 | 3230027 | 3455891 | 3783180 | 3784977.5 | 4417095 | 4497106 | 4630417 | 4738909 | 4888101 | 5276885.5 | 5737342 | 6097179 | 5972858 | 5721246.5 | 6024370.5 | 6558027.5 | 6657969 | 6998736.5 | 7473568.5 | 7440381 | 8684916.5
BaseCase SC | DNSP Thermal Limit on CER NQ Area1 | DNSP Thermal Limit on CER | 2004455 | 2321331.5 | 2581749 | 2951374.5 | 3120879.5 | 3367430 | 3548307 | 3847397 | 3998043 | 4243889.5 | 4293045 | 4508772.5 | 4756791 | 5053722 | 5424260.5 | 5206304 | 4926321.5 | 5276491.5 | 6006003.5 | 6337836 | 6492838 | 6964466.5 | 7046529 | 7591057
BaseCase SC | DNSP Thermal Limit on CER NSA Area1 | DNSP Thermal Limit on CER | 163549.5 | 187723.5 | 208359.5 | 225657 | 249650 | 274596.5 | 299842.5 | 328945.5 | 369092.5 | 405415 | 408910 | 474385 | 523891 | 563390 | 590644.5 | 626933 | 632063 | 705668.5 | 756785.5 | 790998 | 846054 | 902103 | 961711.5 | 1025929.5
BaseCase SC | DNSP Thermal Limit on CER SESA Area1 | DNSP Thermal Limit on CER | 192389.5 | 224162 | 249699 | 270519 | 305407.5 | 341687 | 374616 | 411291.5 | 458612.5 | 495405 | 527327.5 | 612997.5 | 672570 | 726764.5 | 771765 | 809274 | 831340.5 | 911095.5 | 973244 | 1002924.5 | 1056734.5 | 1133855.5 | 1188050 | 1254240.5
BaseCase SC | DNSP Thermal Limit on CER SEV Area1 | DNSP Thermal Limit on CER | 869993.5 | 1079513 | 1309967 | 1458998 | 1718562 | 1888720.5 | 2082340 | 2257719.5 | 2400364.5 | 2502685.5 | 2660977 | 2831323.5 | 2990136 | 3309379.5 | 3358226 | 3426154.5 | 3331916.5 | 3637723 | 3848570 | 3796630.5 | 4172030 | 4385849 | 4467058.5 | 4735672.5
BaseCase SC | DNSP Thermal Limit on CER SNSW Area1 | DNSP Thermal Limit on CER | 1174766 | 1310078.5 | 1498737.5 | 1600065 | 1708618.5 | 1880050 | 1862821 | 2149223 | 2175605 | 2224902.5 | 2286962.5 | 2365366.5 | 2548270 | 2767700 | 2970013.5 | 2944803 | 2855330 | 3028007.5 | 3306100 | 3367361.5 | 3590860.5 | 3801597.5 | 3728843.5 | 4253500
BaseCase SC | DNSP Thermal Limit on CER SNSW Area2 | DNSP Thermal Limit on CER | 1043797.5 | 1166291.5 | 1344684.5 | 1434148 | 1529340.5 | 1684192.5 | 1667598 | 1945727.5 | 1964255 | 2025090.5 | 2058616.5 | 2130210.5 | 2279355 | 2527801 | 2723374.5 | 2668299.5 | 2582128.5 | 2737297 | 2991106.5 | 3057346 | 3251264 | 3406728.5 | 3321214 | 3862827.5
BaseCase SC | DNSP Thermal Limit on CER SNW Area1 | DNSP Thermal Limit on CER | 4458959.5 | 5132281 | 5992301.5 | 6641521 | 7009635.5 | 7837808 | 7861801.5 | 9126356.5 | 9454527.5 | 9698977 | 10090969 | 10411546.5 | 11474418 | 12646910 | 13544563 | 13309342 | 12985964.5 | 14103417 | 15232228.5 | 16265479 | 16763573 | 18339376.5 | 18174930 | 20690621
BaseCase SC | DNSP Thermal Limit on CER SNW Area2 | DNSP Thermal Limit on CER | 4854239 | 5492319.5 | 6312703 | 6911204.5 | 7211102 | 7994005 | 7922739.5 | 9129889.5 | 9379712.5 | 9504602 | 9796439 | 10024946 | 10997930 | 12035263 | 12813397 | 12477255.5 | 12034985 | 13019684.5 | 14076194.5 | 14959332.5 | 15293712 | 16666756.5 | 16380577 | 18617534
BaseCase SC | DNSP Thermal Limit on CER SQ Area1 | DNSP Thermal Limit on CER | 9938212.5 | 11607518.5 | 13171236 | 14613507 | 15592113 | 16394045 | 17429438.5 | 18319735 | 19347688 | 20500654.5 | 20647687 | 20838566 | 22457303 | 23906216 | 25264318.5 | 25511219 | 22931963.5 | 25603814 | 28035455.5 | 29615946 | 31128416.5 | 32381464.5 | 34330958 | 35657825.5
BaseCase SC | DNSP Thermal Limit on CER TAS Area1 | DNSP Thermal Limit on CER | 588631 | 690523 | 793388.5 | 827265 | 988272 | 1094497.5 | 1184901 | 1318139 | 1409578 | 1466903.5 | 1611783 | 1673225.5 | 1854824 | 2103135.5 | 2103989.5 | 2197931.5 | 2329299.5 | 2471090 | 2494764 | 2630453 | 2878081 | 3233742 | 3270442 | 3341494
BaseCase SC | DNSP Thermal Limit on CER WNV Area1 | DNSP Thermal Limit on CER | 396133.5 | 471282 | 543415.5 | 570307.5 | 686698 | 730555 | 777736 | 843984.5 | 907707.5 | 931417 | 976391 | 1040531.5 | 1144501.5 | 1230784 | 1252963 | 1301238.5 | 1162334.5 | 1293776 | 1392629 | 1428265 | 1650645.5 | 1703399 | 1765322 | 1891010.5
BaseCase SC | DNSP Thermal Limit on CER WNV Area2 | DNSP Thermal Limit on CER | 1549694.5 | 1862670.5 | 2178832.5 | 2333610 | 2827931.5 | 3039132 | 3287030.5 | 3577522.5 | 3846777.5 | 3971182.5 | 4246029 | 4485911.5 | 4898273 | 5450925 | 5471439 | 5640633 | 5090448.5 | 5460674.5 | 5853761.5 | 5851998 | 6789522 | 7052745.5 | 7234929 | 7547963
BaseCase SC | DNSP Thermal Limit on Distributed Resources CNSW Area1 | DNSP Thermal Limit on Distributed Resources | 5676480 | 5692032 | 5676480 | 5676480 | 5676480 | 5692032 | 5676480 | 5676480 | 5676480 | 5692032 | 5676480 | 5676480 | 5676480 | 5692032 | 5676480 | 5676480 | 5676480 | 5692032 | 5676480 | 5676480 | 5676480 | 5692032 | 5676480 | 5676480
BaseCase SC | DNSP Thermal Limit on Distributed Resources CQ Area1 | DNSP Thermal Limit on Distributed Resources | 0 | 0 | 0 | 0 | 0 | 9003600 | 8979000 | 8979000 | 8979000 | 9003600 | 8979000 | 8979000 | 8979000 | 9003600 | 8979000 | 8979000 | 8979000 | 9003600 | 8979000 | 8979000 | 8979000 | 9003600 | 8979000 | 8979000
BaseCase SC | DNSP Thermal Limit on Distributed Resources CSA Area1 | DNSP Thermal Limit on Distributed Resources | 0 | 0 | 0 | 0 | 0 | 65352960 | 65174400 | 65174400 | 65174400 | 65352960 | 65174400 | 65174400 | 65174400 | 65352960 | 65174400 | 65174400 | 65174400 | 65352960 | 65174400 | 65174400 | 65174400 | 65352960 | 65174400 | 65174400
BaseCase SC | DNSP Thermal Limit on Distributed Resources GG Area1 | DNSP Thermal Limit on Distributed Resources | 1033680 | 1036512 | 1033680 | 1033680 | 1033680 | 1036512 | 1033680 | 1033680 | 1033680 | 1036512 | 1033680 | 1033680 | 1033680 | 1036512 | 1033680 | 1033680 | 1033680 | 1036512 | 1033680 | 1033680 | 1033680 | 1036512 | 1033680 | 1033680
BaseCase SC | DNSP Thermal Limit on Distributed Resources MEL Area1 | DNSP Thermal Limit on Distributed Resources | 15978240 | 16022016 | 15978240 | 15978240 | 15978240 | 16022016 | 15978240 | 15978240 | 15978240 | 16022016 | 15978240 | 15978240 | 15978240 | 16022016 | 15978240 | 15978240 | 15978240 | 16022016 | 15978240 | 15978240 | 15978240 | 16022016 | 15978240 | 15978240
BaseCase SC | DNSP Thermal Limit on Distributed Resources MEL Area2 | DNSP Thermal Limit on Distributed Resources | 182768640 | 183269376 | 182768640 | 182768640 | 182768640 | 183269376 | 182768640 | 182768640 | 182768640 | 183269376 | 182768640 | 182768640 | 182768640 | 183269376 | 182768640 | 182768640 | 182768640 | 183269376 | 182768640 | 182768640 | 182768640 | 183269376 | 182768640 | 182768640
BaseCase SC | DNSP Thermal Limit on Distributed Resources NNSW Area1 | DNSP Thermal Limit on Distributed Resources | 0 | 0 | 0 | 0 | 0 | 9196848 | 9171720 | 9171720 | 9171720 | 9196848 | 9171720 | 9171720 | 9171720 | 9196848 | 9171720 | 9171720 | 9171720 | 9196848 | 9171720 | 9171720 | 9171720 | 9196848 | 9171720 | 9171720
BaseCase SC | DNSP Thermal Limit on Distributed Resources NQ Area1 | DNSP Thermal Limit on Distributed Resources | 0 | 0 | 0 | 0 | 0 | 16961904 | 16915560 | 16915560 | 16915560 | 16961904 | 16915560 | 16915560 | 16915560 | 16961904 | 16915560 | 16915560 | 16915560 | 16961904 | 16915560 | 16915560 | 16915560 | 16961904 | 16915560 | 16915560
BaseCase SC | DNSP Thermal Limit on Distributed Resources NSA Area1 | DNSP Thermal Limit on Distributed Resources | 3039720 | 3048048 | 3039720 | 3039720 | 3039720 | 3048048 | 3039720 | 3039720 | 3039720 | 3048048 | 3039720 | 3039720 | 3039720 | 3048048 | 3039720 | 3039720 | 3039720 | 3048048 | 3039720 | 3039720 | 3039720 | 3048048 | 3039720 | 3039720
BaseCase SC | DNSP Thermal Limit on Distributed Resources SESA Area1 | DNSP Thermal Limit on Distributed Resources | 0 | 0 | 0 | 0 | 0 | 4488624 | 4476360 | 4476360 | 4476360 | 4488624 | 4476360 | 4476360 | 4476360 | 4488624 | 4476360 | 4476360 | 4476360 | 4488624 | 4476360 | 4476360 | 4476360 | 4488624 | 4476360 | 4476360
BaseCase SC | DNSP Thermal Limit on Distributed Resources SEV Area1 | DNSP Thermal Limit on Distributed Resources | 7191960 | 7211664 | 7191960 | 7191960 | 7191960 | 7211664 | 7191960 | 7191960 | 7191960 | 7211664 | 7191960 | 7191960 | 7191960 | 7211664 | 7191960 | 7191960 | 7191960 | 7211664 | 7191960 | 7191960 | 7191960 | 7211664 | 7191960 | 7191960
BaseCase SC | DNSP Thermal Limit on Distributed Resources SNSW Area1 | DNSP Thermal Limit on Distributed Resources | 6990480 | 7009632 | 6990480 | 6990480 | 6990480 | 7009632 | 6990480 | 6990480 | 6990480 | 7009632 | 6990480 | 6990480 | 6990480 | 7009632 | 6990480 | 6990480 | 6990480 | 7009632 | 6990480 | 6990480 | 6990480 | 7009632 | 6990480 | 6990480
BaseCase SC | DNSP Thermal Limit on Distributed Resources SNSW Area2 | DNSP Thermal Limit on Distributed Resources | 8059200 | 8081280 | 8059200 | 8059200 | 8059200 | 8081280 | 8059200 | 8059200 | 8059200 | 8081280 | 8059200 | 8059200 | 8059200 | 8081280 | 8059200 | 8059200 | 8059200 | 8081280 | 8059200 | 8059200 | 8059200 | 8081280 | 8059200 | 8059200
BaseCase SC | DNSP Thermal Limit on Distributed Resources SNW Area1 | DNSP Thermal Limit on Distributed Resources | 27366240 | 27441216 | 27366240 | 27366240 | 27366240 | 27441216 | 27366240 | 27366240 | 27366240 | 27441216 | 27366240 | 27366240 | 27366240 | 27441216 | 27366240 | 27366240 | 27366240 | 27441216 | 27366240 | 27366240 | 27366240 | 27441216 | 27366240 | 27366240
BaseCase SC | DNSP Thermal Limit on Distributed Resources SNW Area2 | DNSP Thermal Limit on Distributed Resources | 59734440 | 59898096 | 59734440 | 59734440 | 59734440 | 59898096 | 59734440 | 59734440 | 59734440 | 59898096 | 59734440 | 59734440 | 59734440 | 59898096 | 59734440 | 59734440 | 59734440 | 59898096 | 59734440 | 59734440 | 59734440 | 59898096 | 59734440 | 59734440
BaseCase SC | DNSP Thermal Limit on Distributed Resources SQ Area1 | DNSP Thermal Limit on Distributed Resources | 51018240 | 51158016 | 51018240 | 51018240 | 51018240 | 51158016 | 51018240 | 51018240 | 51018240 | 51158016 | 51018240 | 51018240 | 51018240 | 51158016 | 51018240 | 51018240 | 51018240 | 51158016 | 51018240 | 51018240 | 51018240 | 51158016 | 51018240 | 51018240
BaseCase SC | DNSP Thermal Limit on Distributed Resources TAS Area1 | DNSP Thermal Limit on Distributed Resources | 3468960 | 3478464 | 3468960 | 3468960 | 3468960 | 3478464 | 3468960 | 3468960 | 3468960 | 3478464 | 3468960 | 3468960 | 3468960 | 3478464 | 3468960 | 3468960 | 3468960 | 3478464 | 3468960 | 3468960 | 3468960 | 3478464 | 3468960 | 3468960
BaseCase SC | DNSP Thermal Limit on Distributed Resources WNV Area1 | DNSP Thermal Limit on Distributed Resources | 0 | 0 | 0 | 0 | 0 | 3469680 | 3460200 | 3460200 | 3460200 | 3469680 | 3460200 | 3460200 | 3460200 | 3469680 | 3460200 | 3460200 | 3460200 | 3469680 | 3460200 | 3460200 | 3460200 | 3469680 | 3460200 | 3460200
BaseCase SC | DNSP Thermal Limit on Distributed Resources WNV Area2 | DNSP Thermal Limit on Distributed Resources | 0 | 0 | 0 | 0 | 0 | 53441856 | 53295840 | 53295840 | 53295840 | 53441856 | 53295840 | 53295840 | 53295840 | 53441856 | 53295840 | 53295840 | 53295840 | 53441856 | 53295840 | 53295840 | 53295840 | 53441856 | 53295840 | 53295840
BaseCase SC | Daily H2 Limit NSW | H2 Infrastructure Limitations | 0 | 0 | 0 | 0 | 0 | 0 | 0 | 0 | 0 | 0 | 0 | 0 | 0 | 0 | 0 | 0 | 0 | 0 | 0 | 0 | 0 | 0 | 0 | 0
BaseCase SC | Daily H2 Limit QLD | H2 Infrastructure Limitations | 0 | 0 | 0 | 0 | 0 | 0 | 0 | 0 | 0 | 0 | 0 | 0 | 0 | 0 | 0 | 0 | 0 | 0 | 0 | 0 | 0 | 0 | 0 | 0
BaseCase SC | Daily H2 Limit SA | H2 Infrastructure Limitations | 0 | 0 | 0 | 0 | 0 | 0 | 0 | 0 | 0 | 0 | 0 | 0 | 0 | 0 | 0 | 0 | 0 | 0 | 0 | 0 | 0 | 0 | 0 | 0
BaseCase SC | Daily H2 Limit TAS | H2 Infrastructure Limitations | 0 | 0 | 0 | 0 | 0 | 0 | 0 | 0 | 0 | 0 | 0 | 0 | 0 | 0 | 0 | 0 | 0 | 0 | 0 | 0 | 0 | 0 | 0 | 0
BaseCase SC | Daily H2 Limit VIC | H2 Infrastructure Limitations | 0 | 0 | 0 | 0 | 0 | 0 | 0 | 0 | 0 | 0 | 0 | 0 | 0 | 0 | 0 | 0 | 0 | 0 | 0 | 0 | 0 | 0 | 0 | 0
BaseCase SC | ExportGroup_CNSW1 | Group Network Export Constraints | 7139400 | 7158960 | 7139400 | 7139400 | 7139400 | 7158960 | 7139400 | 7139400 | 7139400 | 7158960 | 7139400 | 7139400 | 7139400 | 7158960 | 7139400 | 7139400 | 7139400 | 7158960 | 7139400 | 7139400 | 7139400 | 7158960 | 7139400 | 7139400
BaseCase SC | ExportGroup_CQ1 | Group Network Export Constraints | 16792320 | 16833120 | 16792320 | 16792320 | 16792320 | 16833120 | 16792320 | 16792320 | 16792320 | 16833120 | 16792320 | 16792320 | 16792320 | 16833120 | 16792320 | 16792320 | 16792320 | 16833120 | 16792320 | 16792320 | 16792320 | 16833120 | 16792320 | 16792320
BaseCase SC | ExportGroup_MN1 | Group Network Export Constraints | 15460080 | 15499200 | 15460080 | 15460080 | 15460080 | 15499200 | 15460080 | 15460080 | 15460080 | 15499200 | 15460080 | 15460080 | 15460080 | 15499200 | 15460080 | 15460080 | 15460080 | 15499200 | 15460080 | 15460080 | 15460080 | 15499200 | 15460080 | 15460080
BaseCase SC | ExportGroup_NET1 | Group Network Export Constraints | 14016000 | 14054400 | 14016000 | 14016000 | 14016000 | 14054400 | 14016000 | 14016000 | 14016000 | 14054400 | 14016000 | 14016000 | 14016000 | 14054400 | 14016000 | 14016000 | 14016000 | 14054400 | 14016000 | 14016000 | 14016000 | 14054400 | 14016000 | 14016000
BaseCase SC | ExportGroup_NQ1 | Group Network Export Constraints | 22380480 | 22438560 | 22380480 | 22380480 | 22380480 | 22438560 | 22380480 | 22380480 | 22380480 | 22438560 | 22380480 | 22380480 | 22380480 | 22438560 | 22380480 | 22380480 | 22380480 | 22438560 | 22380480 | 22380480 | 22380480 | 22438560 | 22380480 | 22380480
BaseCase SC | ExportGroup_NSA1 | Group Network Export Constraints | 5124600 | 5138640 | 5124600 | 5124600 | 5124600 | 5138640 | 5124600 | 5124600 | 5124600 | 5138640 | 5124600 | 5124600 | 5124600 | 5138640 | 5124600 | 5124600 | 5124600 | 5138640 | 5124600 | 5124600 | 5124600 | 5138640 | 5124600 | 5124600
BaseCase SC | ExportGroup_SEVIC1 | Group Network Export Constraints | 0 | 0 | 0 | 0 | 0 | 36892800 | 36792000 | 36792000 | 36792000 | 36892800 | 36792000 | 36792000 | 36792000 | 36892800 | 36792000 | 36792000 | 36792000 | 36892800 | 36792000 | 36792000 | 36792000 | 36892800 | 36792000 | 36792000
BaseCase SC | ExportGroup_SQ1 | Group Network Export Constraints | 12264000 | 12297600 | 12264000 | 12264000 | 12264000 | 12297600 | 12264000 | 12264000 | 12264000 | 12297600 | 12264000 | 12264000 | 12264000 | 12297600 | 12264000 | 12264000 | 12264000 | 12297600 | 12264000 | 12264000 | 12264000 | 12297600 | 12264000 | 12264000
BaseCase SC | ExportGroup_SWNSW1 | Group Network Export Constraints | 10512000 | 10540800 | 10512000 | 10512000 | 10512000 | 10540800 | 10512000 | 10512000 | 10512000 | 10540800 | 10512000 | 10512000 | 10512000 | 10540800 | 10512000 | 10512000 | 10512000 | 10540800 | 10512000 | 10512000 | 10512000 | 10540800 | 10512000 | 10512000
BaseCase SC | ExportGroup_SWNSW2 | Group Network Export Constraints | 0 | 0 | 0 | 0 | 0 | 22598400 | 38544000 | 38544000 | 38544000 | 38649600 | 38544000 | 38544000 | 38544000 | 38649600 | 38544000 | 38544000 | 38544000 | 38649600 | 38544000 | 38544000 | 38544000 | 38649600 | 38544000 | 38544000
BaseCase SC | ExportGroup_SWQLD1 | Group Network Export Constraints | 26280000 | 26352000 | 26280000 | 26280000 | 26280000 | 26352000 | 26280000 | 26280000 | 26280000 | 26352000 | 26280000 | 26280000 | 26280000 | 26352000 | 26280000 | 26280000 | 26280000 | 26352000 | 26280000 | 26280000 | 26280000 | 26352000 | 26280000 | 26280000
BaseCase SC | ExportGroup_SWV1 | Group Network Export Constraints | 21856200 | 21916080 | 21856200 | 21856200 | 21856200 | 21916080 | 21856200 | 21856200 | 21856200 | 21916080 | 21856200 | 21856200 | 21856200 | 21916080 | 21856200 | 21856200 | 21856200 | 21916080 | 21856200 | 21856200 | 21856200 | 21916080 | 21856200 | 21856200
BaseCase SC | ExportGroup_WNV1 | Group Network Export Constraints | 23802480 | 23851440 | 23802480 | 23802480 | 23802480 | 10851480 | 23802480 | 23802480 | 23802480 | 23851440 | 23802480 | 23802480 | 23802480 | 23851440 | 23802480 | 23802480 | 23802480 | 23851440 | 23802480 | 23802480 | 23802480 | 23851440 | 23802480 | 23802480
BaseCase SC | ExportGroup_WV1 | Group Network Export Constraints | 7860000 | 7878720 | 7860000 | 7860000 | 7860000 | 7878720 | 7860000 | 7860000 | 7860000 | 7878720 | 7860000 | 7860000 | 7860000 | 7878720 | 7860000 | 7860000 | 7860000 | 7878720 | 7860000 | 7860000 | 7860000 | 7878720 | 7860000 | 7860000
BaseCase SC | ExportLimit_DN1_Dubbo | Distribution REZ Export Constraints | 0 | 0 | 0 | 0 | 0 | 0 | 0 | 0 | 0 | 0 | 0 | 0 | 0 | 0 | 0 | 0 | 0 | 0 | 0 | 0 | 0 | 0 | 0 | 0
BaseCase SC | ExportLimit_DN2_Yass | Distribution REZ Export Constraints | 0 | 0 | 0 | 0 | 0 | 0 | 0 | 0 | 0 | 0 | 0 | 0 | 0 | 0 | 0 | 0 | 0 | 0 | 0 | 0 | 0 | 0 | 0 | 0
BaseCase SC | ExportLimit_DN3_Marulan | Distribution REZ Export Constraints | 0 | 0 | 0 | 0 | 0 | 0 | 0 | 0 | 0 | 0 | 0 | 0 | 0 | 0 | 0 | 0 | 0 | 0 | 0 | 0 | 0 | 0 | 0 | 0
BaseCase SC | ExportLimit_N10_Hunter Coast | REZ Network Export Constraints | 49494000 | 49629600 | 49494000 | 49494000 | 49494000 | 49629600 | 49494000 | 49494000 | 49494000 | 49629600 | 49494000 | 49494000 | 49494000 | 49629600 | 49494000 | 49494000 | 49494000 | 49629600 | 49494000 | 49494000 | 49494000 | 49629600 | 49494000 | 49494000
BaseCase SC | ExportLimit_N11_Illawarra Coast | REZ Network Export Constraints | 8760000 | 8784000 | 8760000 | 8760000 | 8760000 | 8784000 | 8760000 | 8760000 | 8760000 | 8784000 | 8760000 | 8760000 | 8760000 | 8784000 | 8760000 | 8760000 | 8760000 | 8784000 | 8760000 | 8760000 | 8760000 | 8784000 | 8760000 | 8760000
BaseCase SC | ExportLimit_N12_Illawarra | REZ Network Export Constraints | 8760000 | 8784000 | 8760000 | 8760000 | 8760000 | 8784000 | 8760000 | 8760000 | 8760000 | 8784000 | 8760000 | 8760000 | 8760000 | 8784000 | 8760000 | 8760000 | 8760000 | 8784000 | 8760000 | 8760000 | 8760000 | 8784000 | 8760000 | 8760000
BaseCase SC | ExportLimit_N13_South Cobar | REZ Network Export Constraints | 995328 | 997872 | 995328 | 995328 | 995328 | 997872 | 995328 | 995328 | 995328 | 997872 | 995328 | 995328 | 995328 | 997872 | 995328 | 995328 | 995328 | 997872 | 995328 | 995328 | 995328 | 997872 | 995328 | 995328
BaseCase SC | ExportLimit_N1_North West NSW | REZ Network Export Constraints | 1497960 | 1502064 | 1497960 | 1497960 | 1497960 | 1502064 | 1497960 | 1497960 | 1497960 | 1502064 | 1497960 | 1497960 | 1497960 | 1502064 | 1497960 | 1497960 | 1497960 | 1502064 | 1497960 | 1497960 | 1497960 | 1502064 | 1497960 | 1497960
BaseCase SC | ExportLimit_N2_New England | REZ Network Export Constraints | 5054520 | 5068368 | 5054520 | 5054520 | 5054520 | 5068368 | 5054520 | 5054520 | 5054520 | 5068368 | 5054520 | 5054520 | 5054520 | 5068368 | 5054520 | 5054520 | 5054520 | 5068368 | 5054520 | 5054520 | 5054520 | 5068368 | 5054520 | 5054520
BaseCase SC | ExportLimit_N3_Central-West Orana | REZ Network Export Constraints | 7884000 | 7905600 | 7884000 | 7884000 | 7884000 | 7905600 | 7884000 | 7884000 | 7884000 | 7905600 | 7884000 | 7884000 | 7884000 | 7905600 | 7884000 | 7884000 | 7884000 | 7905600 | 7884000 | 7884000 | 7884000 | 7905600 | 7884000 | 7884000
BaseCase SC | ExportLimit_N4_Broken Hill | REZ Network Export Constraints | 2190000 | 2196000 | 2190000 | 2190000 | 2190000 | 2196000 | 2190000 | 2190000 | 2190000 | 2196000 | 2190000 | 2190000 | 2190000 | 2196000 | 2190000 | 2190000 | 2190000 | 2196000 | 2190000 | 2190000 | 2190000 | 2196000 | 2190000 | 2190000
BaseCase SC | ExportLimit_N5_South West NSW | REZ Network Export Constraints | 3942000 | 3952800 | 3942000 | 3942000 | 3942000 | 3952800 | 3942000 | 3942000 | 3942000 | 3952800 | 3942000 | 3942000 | 3942000 | 3952800 | 3942000 | 3942000 | 3942000 | 3952800 | 3942000 | 3942000 | 3942000 | 3952800 | 3942000 | 3942000
BaseCase SC | ExportLimit_N6_Wagga Wagga | REZ Network Export Constraints | 9636000 | 9662400 | 9636000 | 9636000 | 9636000 | 9662400 | 9636000 | 9636000 | 9636000 | 9662400 | 9636000 | 9636000 | 9636000 | 9662400 | 9636000 | 9636000 | 9636000 | 9662400 | 9636000 | 9636000 | 9636000 | 9662400 | 9636000 | 9636000
BaseCase SC | ExportLimit_N7_Tumut | REZ Network Export Constraints | 0 | 0 | 0 | 0 | 0 | 0 | 0 | 0 | 0 | 0 | 0 | 0 | 0 | 0 | 0 | 0 | 0 | 0 | 0 | 0 | 0 | 0 | 0 | 0
BaseCase SC | ExportLimit_N8_Cooma-Monaro | REZ Network Export Constraints | 3066000 | 3074400 | 3066000 | 3066000 | 3066000 | 3074400 | 3066000 | 3066000 | 3066000 | 3074400 | 3066000 | 3066000 | 3066000 | 3074400 | 3066000 | 3066000 | 3066000 | 3074400 | 3066000 | 3066000 | 3066000 | 3074400 | 3066000 | 3066000
BaseCase SC | ExportLimit_N9_Hunter-Central Coast | REZ Network Export Constraints | 3504000 | 3513600 | 3504000 | 3504000 | 3504000 | 3513600 | 3504000 | 3504000 | 3504000 | 3513600 | 3504000 | 3504000 | 3504000 | 3513600 | 3504000 | 3504000 | 3504000 | 3513600 | 3504000 | 3504000 | 3504000 | 3513600 | 3504000 | 3504000
BaseCase SC | ExportLimit_Q1_Far North Qld | REZ Network Export Constraints | 6570000 | 6588000 | 6570000 | 6570000 | 6570000 | 6588000 | 6570000 | 6570000 | 6570000 | 6588000 | 6570000 | 6570000 | 6570000 | 6588000 | 6570000 | 6570000 | 6570000 | 6588000 | 6570000 | 6570000 | 6570000 | 6588000 | 6570000 | 6570000
BaseCase SC | ExportLimit_Q2_North Qld Clean Energy Hub | REZ Network Export Constraints | 6132000 | 6148800 | 6132000 | 6132000 | 6132000 | 6148800 | 6132000 | 6132000 | 6132000 | 6148800 | 6132000 | 6132000 | 6132000 | 6148800 | 6132000 | 6132000 | 6132000 | 6148800 | 6132000 | 6132000 | 6132000 | 6148800 | 6132000 | 6132000
BaseCase SC | ExportLimit_Q5_Barcaldine | REZ Network Export Constraints | 744600 | 746640 | 744600 | 744600 | 744600 | 746640 | 744600 | 744600 | 744600 | 746640 | 744600 | 744600 | 744600 | 746640 | 744600 | 744600 | 744600 | 746640 | 744600 | 744600 | 744600 | 746640 | 744600 | 744600
BaseCase SC | ExportLimit_Q9_Banana | REZ Network Export Constraints | 1314000 | 1317600 | 1314000 | 1314000 | 1314000 | 1317600 | 1314000 | 1314000 | 1314000 | 1317600 | 1314000 | 1314000 | 1314000 | 1317600 | 1314000 | 1314000 | 1314000 | 1317600 | 1314000 | 1314000 | 1314000 | 1317600 | 1314000 | 1314000
BaseCase SC | ExportLimit_S2_Riverland | REZ Network Export Constraints | 1138800 | 1141920 | 1138800 | 1138800 | 1138800 | 1141920 | 1138800 | 1138800 | 1138800 | 1141920 | 1138800 | 1138800 | 1138800 | 1141920 | 1138800 | 1138800 | 1138800 | 1141920 | 1138800 | 1138800 | 1138800 | 1141920 | 1138800 | 1138800
BaseCase SC | ExportLimit_S4_Yorke Peninsula | REZ Network Export Constraints | 876000 | 878400 | 876000 | 876000 | 876000 | 878400 | 876000 | 876000 | 876000 | 878400 | 876000 | 876000 | 876000 | 878400 | 876000 | 876000 | 876000 | 878400 | 876000 | 876000 | 876000 | 878400 | 876000 | 876000
BaseCase SC | ExportLimit_S6_Roxby Downs | REZ Network Export Constraints | 4380000 | 4392000 | 4380000 | 4380000 | 4380000 | 4392000 | 4380000 | 4380000 | 4380000 | 4392000 | 4380000 | 4380000 | 4380000 | 4392000 | 4380000 | 4380000 | 4380000 | 4392000 | 4380000 | 4380000 | 4380000 | 4392000 | 4380000 | 4380000
BaseCase SC | ExportLimit_S7_Eastern Eyre Peninsula | REZ Network Export Constraints | 2628000 | 2635200 | 2628000 | 2628000 | 2628000 | 2635200 | 2628000 | 2628000 | 2628000 | 2635200 | 2628000 | 2628000 | 2628000 | 2635200 | 2628000 | 2628000 | 2628000 | 2635200 | 2628000 | 2628000 | 2628000 | 2635200 | 2628000 | 2628000
BaseCase SC | ExportLimit_S8_Western Eyre Peninsula | REZ Network Export Constraints | 0 | 0 | 0 | 0 | 0 | 0 | 0 | 0 | 0 | 0 | 0 | 0 | 0 | 0 | 0 | 0 | 0 | 0 | 0 | 0 | 0 | 0 | 0 | 0
BaseCase SC | ExportLimit_T1_North East Tasmania | REZ Network Export Constraints | 3504000 | 3513600 | 3504000 | 3504000 | 3504000 | 3513600 | 3504000 | 3504000 | 3504000 | 3513600 | 3504000 | 3504000 | 3504000 | 3513600 | 3504000 | 3504000 | 3504000 | 3513600 | 3504000 | 3504000 | 3504000 | 3513600 | 3504000 | 3504000
BaseCase SC | ExportLimit_T2_North West Tasmania | REZ Network Export Constraints | 1337520 | 1344168 | 1337520 | 1337520 | 1337520 | 1344168 | 1337520 | 1337520 | 1337520 | 1344168 | 1337520 | 1337520 | 1337520 | 1344168 | 1337520 | 1337520 | 1337520 | 1344168 | 1337520 | 1337520 | 1337520 | 1344168 | 1337520 | 1337520
BaseCase SC | ExportLimit_T3_Central Highlands | REZ Network Export Constraints | 7080120 | 7096968 | 7080120 | 7080120 | 7080120 | 7096968 | 7080120 | 7080120 | 7080120 | 7096968 | 7080120 | 7080120 | 7080120 | 7096968 | 7080120 | 7080120 | 7080120 | 7096968 | 7080120 | 7080120 | 7080120 | 7096968 | 7080120 | 7080120
BaseCase SC | ExportLimit_V1_North West VIC | REZ Network Export Constraints | 4932960 | 4943520 | 4932960 | 4932960 | 4932960 | 4943520 | 4932960 | 4932960 | 4932960 | 4943520 | 4932960 | 4932960 | 4932960 | 4943520 | 4932960 | 4932960 | 4932960 | 4943520 | 4932960 | 4932960 | 4932960 | 4943520 | 4932960 | 4932960
BaseCase SC | ExportLimit_V2_Central Highlands VIC | REZ Network Export Constraints | 6283200 | 6297600 | 6283200 | 6283200 | 6283200 | 6297600 | 6283200 | 6283200 | 6283200 | 6297600 | 6283200 | 6283200 | 6283200 | 6297600 | 6283200 | 6283200 | 6283200 | 6297600 | 6283200 | 6283200 | 6283200 | 6297600 | 6283200 | 6283200
BaseCase SC | ExportLimit_V7_Central North VIC | REZ Network Export Constraints | 9032400 | 9048000 | 9032400 | 9032400 | 9032400 | 9048000 | 9032400 | 9032400 | 9032400 | 9048000 | 9032400 | 9032400 | 9032400 | 9048000 | 9032400 | 9032400 | 9032400 | 9048000 | 9032400 | 9032400 | 9032400 | 9048000 | 9032400 | 9032400
BaseCase SC | ExportLimit_V8_Gippsland Offshore | REZ Network Export Constraints | 0 | 0 | 0 | 0 | 0 | 0 | 0 | 0 | 0 | 0 | 0 | 0 | 0 | 0 | 0 | 0 | 0 | 0 | 0 | 0 | 0 | 0 | 0 | 0
BaseCase SC | GG H2 Green Commodities Consumption Purchaser | Subregion flexible electricity load for Green Commodities H2 | 0 | 0 | 0 | 0 | 0 | 0 | 0 | 0 | 491.5259 | 516.4356 | 520.8313 | 515.8824 | 523.211 | 542.3207 | 580.2686 | 635.269 | 716.6343 | 804.8947 | 906.8351 | 1015.0439 | 1140.3907 | 1282.5957 | 1417.9947 | 1539.7909
BaseCase SC | Gas Zone Daily Offtake Limit Colongra | Gas Infrastructure Limitations by Gas Zone | 14724.1 | 14764.44 | 14724.1 | 14724.1 | 14724.1 | 14764.44 | 14724.1 | 14724.1 | 14724.1 | 14764.44 | 14724.1 | 14724.1 | 14724.1 | 14764.44 | 14724.1 | 14724.1 | 14724.1 | 14764.44 | 14724.1 | 14724.1 | 14724.1 | 14764.44 | 14724.1 | 14724.1
BaseCase SC | Gas Zone Daily Offtake Limit Gippsland | Gas Infrastructure Limitations by Gas Zone | 262949.23 | 354549.48 | 304359.5 | 285980.59 | 280142.05 | 239296.04 | 241707.66 | 229742.27 | 197089.85 | 191313.2 | 247284.52 | 241360.71 | 193081.91 | 230414.24 | 233012.45 | 233229.63 | 239652.11 | 183455.55 | 156526.92 | 156526.92 | 156526.92 | 156969.04 | 156526.92 | 156526.92
BaseCase SC | Gas Zone Daily Offtake Limit Gladstone | Gas Infrastructure Limitations by Gas Zone | 9103.39 | 17552.22 | 26385.1 | 41246.68 | 56511.48 | 57504.8 | 58214.08 | 58890.28 | 59080.18 | 59103.17 | 58990.84 | 59190.17 | 59232.04 | 59248.13 | 59137.98 | 59293.01 | 59365.4 | 59403.91 | 59330.76 | 59330.76 | 59330.76 | 59486.62 | 59330.76 | 59330.76
BaseCase SC | Gas Zone Daily Offtake Limit Kurri Kurri | Gas Infrastructure Limitations by Gas Zone | 21900 | 21960 | 21900 | 21900 | 21900 | 21960 | 21900 | 21900 | 21900 | 21960 | 21900 | 21900 | 21900 | 21960 | 21900 | 21900 | 21900 | 21960 | 21900 | 21900 | 21900 | 21960 | 21900 | 21900
BaseCase SC | Gas Zone Daily Offtake Limit Laverton North | Gas Infrastructure Limitations by Gas Zone | 28836.93 | 28458.12 | 27340.32 | 29059.61 | 28413.44 | 28813.15 | 28443.3 | 28592.31 | 28964.05 | 28613.69 | 28221.65 | 28444.74 | 28884.49 | 28130.32 | 27838.38 | 28331.8 | 28638.83 | 28934.08 | 29243.8 | 29243.8 | 29243.8 | 29323.92 | 29243.8 | 29243.8
BaseCase SC | Gas Zone Daily Offtake Limit Melbourne | Gas Infrastructure Limitations by Gas Zone | 376185.92 | 470262.78 | 430864.02 | 417592.39 | 417222.73 | 380825.38 | 389412.31 | 381986.83 | 376304.97 | 398021.4 | 458123.29 | 456586.98 | 412979.2 | 455181.73 | 463772.03 | 466741.65 | 474100.61 | 426773.3 | 399027.34 | 399027.34 | 399027.34 | 400210.36 | 399027.34 | 399027.34
BaseCase SC | Gas Zone Daily Offtake Limit Moomba | Gas Infrastructure Limitations by Gas Zone | 251237.37 | 242827.83 | 234669.06 | 227197.74 | 220615.43 | 216000.5 | 240216.42 | 262600.12 | 254424.01 | 249363.49 | 243566.62 | 239172.6 | 235943.22 | 233815.53 | 231271.44 | 229093.87 | 227785.78 | 227273.25 | 225678.8 | 225678.8 | 225678.8 | 226316.39 | 225678.8 | 225678.8
BaseCase SC | Gas Zone Daily Offtake Limit NQGP | Gas Infrastructure Limitations by Gas Zone | 5651.9 | 5678.26 | 5833.72 | 5865.57 | 5652.32 | 5659.15 | 5866.91 | 5861.8 | 5650.64 | 5675.71 | 5832.94 | 5855.85 | 5653.6 | 5669.34 | 5851.62 | 54038.08 | 102799.02 | 103088.07 | 102676.25 | 102676.25 | 102676.25 | 102958.03 | 102676.25 | 102676.25
BaseCase SC | Gas Zone Daily Offtake Limit Newcastle | Gas Infrastructure Limitations by Gas Zone | 40150 | 40260 | 40150 | 40150 | 40150 | 40260 | 40150 | 40150 | 40150 | 40260 | 40150 | 40150 | 40150 | 40260 | 40150 | 40150 | 40150 | 40260 | 40150 | 40150 | 40150 | 40260 | 40150 | 40150
BaseCase SC | Gas Zone Daily Offtake Limit Northern | Gas Infrastructure Limitations by Gas Zone | 1505342.63 | 1510744.91 | 1511086.54 | 1509426.08 | 1485177.95 | 1419629.78 | 1330025.5 | 1261790.08 | 1209301.84 | 1151021.82 | 1090848.47 | 1040009.83 | 985550.1 | 925690.52 | 863168.48 | 871817.59 | 875248.69 | 815601.68 | 782352.15 | 782352.15 | 782352.15 | 784489.1 | 782352.15 | 782352.15
BaseCase SC | Gas Zone Daily Offtake Limit Port Campbell | Gas Infrastructure Limitations by Gas Zone | 272710.11 | 271861.37 | 260248 | 257255.01 | 276310.78 | 267524.62 | 287824.86 | 307994.3 | 403887.29 | 504728.1 | 501708.91 | 500354.27 | 496267.17 | 494056.71 | 493665.89 | 493678.18 | 520001.35 | 549160.94 | 546724.26 | 546724.26 | 546724.26 | 548226.37 | 546724.26 | 546724.26
BaseCase SC | Gas Zone Daily Offtake Limit Southern | Gas Infrastructure Limitations by Gas Zone | 563868.53 | 655092.49 | 590536.13 | 566379.03 | 581331.28 | 529978.15 | 591860.88 | 621935.73 | 685008.2 | 783697.16 | 837652.38 | 829172.33 | 779611.71 | 822114.54 | 829636.23 | 829397.23 | 863101.44 | 847328.81 | 816086.9 | 816086.9 | 816086.9 | 818464.62 | 816086.9 | 816086.9
BaseCase SC | Gordon Min Gen | Hydro min release | 32.85 | 32.85 | 32.85 | 32.85 | 32.85 | 32.85 | 32.85 | 32.85 | 32.85 | 32.85 | 32.85 | 32.85 | 32.85 | 32.85 | 32.85 | 32.85 | 32.85 | 32.85 | 32.85 | 32.85 | 32.85 | 32.85 | 32.85 | 32.85
BaseCase SC | ImportGroup_N9_Hydrogen | Group Network Import Constraints | 8935200 | 8959680 | 8935200 | 8935200 | 8935200 | 8959680 | 8935200 | 8935200 | 8935200 | 8959680 | 8935200 | 8935200 | 8935200 | 8959680 | 8935200 | 8935200 | 8935200 | 8959680 | 8935200 | 8935200 | 8935200 | 8959680 | 8935200 | 8935200
BaseCase SC | ImportGroup_NSA1 | Group Network Import Constraints | 5168400 | 5182560 | 5168400 | 5168400 | 5168400 | 5182560 | 5168400 | 5168400 | 5168400 | 5182560 | 5168400 | 5168400 | 5168400 | 5182560 | 5168400 | 5168400 | 5168400 | 5182560 | 5168400 | 5168400 | 5168400 | 5182560 | 5168400 | 5168400
BaseCase SC | ImportGroup_Q1_Hydrogen | Group Network Import Constraints | 4292400 | 4304160 | 4292400 | 4292400 | 4292400 | 4304160 | 4292400 | 4292400 | 4292400 | 4304160 | 4292400 | 4292400 | 4292400 | 4304160 | 4292400 | 4292400 | 4292400 | 4304160 | 4292400 | 4292400 | 4292400 | 4304160 | 4292400 | 4292400
BaseCase SC | ImportGroup_Q4_Hydrogen | Group Network Import Constraints | 8409600 | 8432640 | 8409600 | 8409600 | 8409600 | 8432640 | 8409600 | 8409600 | 8409600 | 8432640 | 8409600 | 8409600 | 8409600 | 8432640 | 8409600 | 8409600 | 8409600 | 8432640 | 8409600 | 8409600 | 8409600 | 8432640 | 8409600 | 8409600
BaseCase SC | ImportGroup_Q7_Hydrogen | Group Network Import Constraints | 9198000 | 9223200 | 9198000 | 9198000 | 9198000 | 9223200 | 9198000 | 9198000 | 9198000 | 9223200 | 9198000 | 9198000 | 9198000 | 9223200 | 9198000 | 9198000 | 9198000 | 9223200 | 9198000 | 9198000 | 9198000 | 9223200 | 9198000 | 9198000
BaseCase SC | ImportLimit_N12_Illawarra | REZ Network Import Constraints | 8760000 | 8784000 | 8760000 | 8760000 | 8760000 | 8784000 | 8760000 | 8760000 | 8760000 | 8784000 | 8760000 | 8760000 | 8760000 | 8784000 | 8760000 | 8760000 | 8760000 | 8784000 | 8760000 | 8760000 | 8760000 | 8784000 | 8760000 | 8760000
BaseCase SC | ImportLimit_N1_North West NSW | REZ Network Import Constraints | 490560 | 491904 | 490560 | 490560 | 490560 | 491904 | 490560 | 490560 | 490560 | 491904 | 490560 | 490560 | 490560 | 491904 | 490560 | 490560 | 490560 | 491904 | 490560 | 490560 | 490560 | 491904 | 490560 | 490560
BaseCase SC | ImportLimit_N3_Central-West Orana | REZ Network Import Constraints | 7884000 | 7905600 | 7884000 | 7884000 | 7884000 | 7905600 | 7884000 | 7884000 | 7884000 | 7905600 | 7884000 | 7884000 | 7884000 | 7905600 | 7884000 | 7884000 | 7884000 | 7905600 | 7884000 | 7884000 | 7884000 | 7905600 | 7884000 | 7884000
BaseCase SC | ImportLimit_N8_Cooma-Monaro | REZ Network Import Constraints | 1182600 | 1185840 | 1182600 | 1182600 | 1182600 | 1185840 | 1182600 | 1182600 | 1182600 | 1185840 | 1182600 | 1182600 | 1182600 | 1185840 | 1182600 | 1182600 | 1182600 | 1185840 | 1182600 | 1182600 | 1182600 | 1185840 | 1182600 | 1182600
BaseCase SC | ImportLimit_Q1_Far North Qld | REZ Network Import Constraints | 805920 | 808128 | 805920 | 805920 | 805920 | 808128 | 805920 | 805920 | 805920 | 808128 | 805920 | 805920 | 805920 | 808128 | 805920 | 805920 | 805920 | 808128 | 805920 | 805920 | 805920 | 808128 | 805920 | 805920
BaseCase SC | ImportLimit_S3_Mid-North SA | REZ Network Import Constraints | 3924480 | 3935232 | 3924480 | 3924480 | 3924480 | 3935232 | 3924480 | 3924480 | 3924480 | 3935232 | 3924480 | 3924480 | 3924480 | 3935232 | 3924480 | 3924480 | 3924480 | 3935232 | 3924480 | 3924480 | 3924480 | 3935232 | 3924480 | 3924480
BaseCase SC | ImportLimit_S7_Eastern Eyre Peninsula | REZ Network Import Constraints | 1322760 | 1326384 | 1322760 | 1322760 | 1322760 | 1326384 | 1322760 | 1322760 | 1322760 | 1326384 | 1322760 | 1322760 | 1322760 | 1326384 | 1322760 | 1322760 | 1322760 | 1326384 | 1322760 | 1322760 | 1322760 | 1326384 | 1322760 | 1322760
BaseCase SC | ImportLimit_T1_North East Tasmania | REZ Network Import Constraints | 3942000 | 3952800 | 3942000 | 3942000 | 3942000 | 3952800 | 3942000 | 3942000 | 3942000 | 3952800 | 3942000 | 3942000 | 3942000 | 3952800 | 3942000 | 3942000 | 3942000 | 3952800 | 3942000 | 3942000 | 3942000 | 3952800 | 3942000 | 3942000
BaseCase SC | ImportLimit_T3_Central Highlands | REZ Network Import Constraints | 4818000 | 4831200 | 4818000 | 4818000 | 4818000 | 4831200 | 4818000 | 4818000 | 4818000 | 4831200 | 4818000 | 4818000 | 4818000 | 4831200 | 4818000 | 4818000 | 4818000 | 4831200 | 4818000 | 4818000 | 4818000 | 4831200 | 4818000 | 4818000
BaseCase SC | ImportLimit_V1_North West VIC | REZ Network Import Constraints | 3241200 | 3250080 | 3241200 | 3241200 | 3241200 | 3250080 | 3241200 | 3241200 | 3241200 | 3250080 | 3241200 | 3241200 | 3241200 | 3250080 | 3241200 | 3241200 | 3241200 | 3250080 | 3241200 | 3241200 | 3241200 | 3250080 | 3241200 | 3241200
BaseCase SC | ImportLimit_V5_South West VIC | REZ Network Import Constraints | 27856800 | 27933120 | 27856800 | 27856800 | 27856800 | 27933120 | 27856800 | 27856800 | 27856800 | 27933120 | 27856800 | 27856800 | 27856800 | 27933120 | 27856800 | 27856800 | 27856800 | 27933120 | 27856800 | 27856800 | 27856800 | 27933120 | 27856800 | 27856800
BaseCase SC | ImportLimit_V7_Central North VIC | REZ Network Import Constraints | 4380000 | 4392000 | 4380000 | 4380000 | 4380000 | 4392000 | 4380000 | 4380000 | 4380000 | 4392000 | 4380000 | 4380000 | 4380000 | 4392000 | 4380000 | 4380000 | 4380000 | 4392000 | 4380000 | 4380000 | 4380000 | 4392000 | 4380000 | 4380000
BaseCase SC | Kareeya Min Gen | Hydro min release | 10.95 | 10.95 | 10.95 | 10.95 | 10.95 | 10.95 | 10.95 | 10.95 | 10.95 | 10.95 | 10.95 | 10.95 | 10.95 | 10.95 | 10.95 | 10.95 | 10.95 | 10.95 | 10.95 | 10.95 | 10.95 | 10.95 | 10.95 | 10.95
BaseCase SC | Liapootah Min Gen | Hydro min release | 43.8 | 43.8 | 43.8 | 43.8 | 43.8 | 43.8 | 43.8 | 43.8 | 43.8 | 43.8 | 43.8 | 43.8 | 43.8 | 43.8 | 43.8 | 43.8 | 43.8 | 43.8 | 43.8 | 43.8 | 43.8 | 43.8 | 43.8 | 43.8
BaseCase SC | N >> 11-0_17-0 | NetworkConstraints | 35498879.6 | 39416434.94 | 38970166.675 | 38842048.95 | 34961989.18 | 35383345.795 | 35532882.045 | 35184233.46 | 35391265.69 | 35704554.88 | 35780683.595 | 35955718.315 | 36305606.745 | 36636576.365 | 36642780.345 | 36874766.545 | 36735046.215 | 37048580.17 | 37365858.71 | 37624430.56 | 37743849.505 | 38085826.235 | 38114499.74 | 38479392.1
BaseCase SC | N >> 12-0_14-0_R | NetworkConstraints | 58244106.35 | 59045808.7 | 60013528.155 | 64750241.145 | 67972083.05 | 69885110.175 | 70947098.32 | 72174303.285 | 73220858.395 | 74517495.96 | 75186797.63 | 76072362.83 | 77836379.215 | 79225551.04 | 79541985.515 | 80709148.445 | 80003526.88 | 81304778.43 | 83188487.43 | 84490061.31 | 85099009.655 | 86540070.33 | 86969920.395 | 88809962.51
BaseCase SC | N >> 12-0_39-1_R | NetworkConstraints | 65703216.26 | 66812391.4 | 67548431.39 | 69662028.505 | 71735997.83 | 73836701.375 | 75014216.255 | 76032104.975 | 77173993.815 | 78581666.99 | 79319018.775 | 80285252.75 | 82209964.7 | 83718601.515 | 84070940.34 | 85344428.75 | 84574530.035 | 85987234.32 | 88049623.665 | 89469771.12 | 90134182.295 | 91699438.865 | 92175522.685 | 94183191.195
BaseCase SC | N >> 16-0_8-0_R | NetworkConstraints | 34538601.43 | 44364333.12 | 43623250.285 | 43630586.655 | 33815508.745 | 33868496.385 | 33759536.065 | 33118565.68 | 33097375.98 | 33161897.255 | 33057572.105 | 33039639.815 | 33003918.49 | 33066557.63 | 32969380.61 | 32945752.515 | 32960037.28 | 33024470.765 | 32895547.73 | 32869193.965 | 32856864.5 | 32918451.46 | 32818980.68 | 32781715.355
BaseCase SC | N >> 17-0_11-0 | NetworkConstraints | 36638370.29 | 41611784.785 | 40721155.54 | 39914690.29 | 34824682.16 | 35163494.355 | 35254823.01 | 34456658.49 | 34604924.43 | 34854207.755 | 34883967.46 | 35009270.23 | 35260141.36 | 35521890.595 | 35501532.905 | 35668020.125 | 35567917.8 | 35817159.815 | 36019915.71 | 36205442.22 | 36290626.445 | 36560498.395 | 36556242.105 | 36817848.4
BaseCase SC | N >> 18-0_5-0 | NetworkConstraints | 0 | 0 | 0 | 6275538.115 | 0 | 0 | 0 | 0 | 0 | 0 | 0 | 0 | 0 | 0 | 0 | 0 | 0 | 0 | 0 | 0 | 0 | 0 | 0 | 0
BaseCase SC | N >> 18-0_5-0_R | NetworkConstraints | 13282803.05 | 12527066.49 | 12426283.64 | 4266806.61 | 12382566.735 | 12447823.66 | 12443747.66 | 12377191.475 | 12409457.02 | 12476732.505 | 12470571.45 | 12497722.7 | 12553017.98 | 12622521.18 | 12605366.55 | 12642434.645 | 12620547.825 | 12687310.175 | 12719482.705 | 12760687.22 | 12778428.165 | 12850263.945 | 12836641.125 | 12894240.035
BaseCase SC | N >> 31-0_32-0 | NetworkConstraints | 73638253.535 | 82829350.745 | 83237693.46 | 93398673.775 | 89637941.9 | 90898429.25 | 91388955.37 | 91615425.345 | 92211176.885 | 93084114.3 | 93330113.21 | 93834245.095 | 94837964.685 | 95763643.865 | 95808892.23 | 96472959.26 | 96071295.175 | 96947212.7 | 97883989.76 | 98624489.3 | 98971528.76 | 99926439.695 | 100036281.595 | 101083205.395
BaseCase SC | N >> 32-0_31-0 | NetworkConstraints | 64612067.665 | 66007558.42 | 66318489.355 | 74157814.82 | 78698745.685 | 79969461.515 | 80509188.97 | 80722033.13 | 81337610.09 | 82207184.81 | 82493783.58 | 83014692.435 | 84051825.035 | 84975900.24 | 85055067.015 | 85741231.215 | 85326201.915 | 86198847.53 | 87199227.94 | 87964380.82 | 88322956.96 | 89277244.365 | 89423150.73 | 90504928.025
BaseCase SC | N >> 39-1_11-0 | NetworkConstraints | 49920133.08 | 58202739.47 | 58322052.24 | 59468534.34 | 52873033.315 | 53990797.665 | 54558250.465 | 54820660.005 | 55424209.34 | 56208432.7 | 56558142.49 | 57068798.35 | 58086424.04 | 58923797.85 | 59069969.165 | 59743447.005 | 59336469.6 | 60123126.235 | 61173497.6 | 61924489.155 | 62275313.08 | 63142865.415 | 63354453.69 | 64415911.465
BaseCase SC | N >> 39-1_16-0 | NetworkConstraints | 49682172.72 | 58057168.82 | 58084056.325 | 59238525.425 | 52423836.15 | 53483219.53 | 54010259.525 | 54192203.975 | 54758519.11 | 55501613.19 | 55822418.14 | 56301593.905 | 57256295.17 | 58049357.685 | 58179199.83 | 58810958.74 | 58429108.93 | 59174590.655 | 60152688.935 | 60857180.26 | 61186524.405 | 62007787.38 | 62199005.83 | 63194840.545
BaseCase SC | N >> 39-1_17-0 | NetworkConstraints | 49137321.67 | 57341480.515 | 57193300.18 | 58344448.03 | 51803599.74 | 52875683.53 | 53413197.375 | 53418206.26 | 53985017.655 | 54726674.15 | 55049932.54 | 55529503.955 | 56485194.495 | 57276762.19 | 57408869.655 | 58041361.51 | 57659156.025 | 58403091.655 | 59384370.29 | 60089658.405 | 60419119.545 | 61239034.555 | 61432577.665 | 62429432.845
BaseCase SC | N >> 39-1_3W-0 | NetworkConstraints | 52632810.185 | 61692222.92 | 61770582.54 | 62942393.99 | 55699772.875 | 56839438.415 | 57408205.715 | 57650495.215 | 58258046.73 | 59054087.595 | 59399523.925 | 59913557.89 | 60937975.09 | 61787487.725 | 61928029.65 | 62606026.8 | 62196344.135 | 62994803.005 | 64045589.035 | 64801612.77 | 65154713.345 | 66034639.43 | 66241034.785 | 67309571.665
BaseCase SC | N >> 39-1_5A6-0 | NetworkConstraints | 50701091.22 | 59221718.26 | 59305812.88 | 60113653.68 | 53054880.31 | 54137441.86 | 54677085.565 | 54920088.52 | 55497477.85 | 56254118.595 | 56582099.57 | 57070671.795 | 58043899.505 | 58851593.935 | 58984892.395 | 59628828.42 | 59239534.435 | 59998710.645 | 60996702.295 | 61714796.585 | 62050747.89 | 62887076.89 | 63082944.665 | 64098120.885
BaseCase SC | N >> 39-1_8-0 | NetworkConstraints | 49798089.96 | 58205275.7 | 58255329.515 | 59411603.07 | 52554014.915 | 53613869.455 | 54140607.9 | 54345708.105 | 54912526.43 | 55656547.605 | 55977360.025 | 56456965 | 57412493.965 | 58206542.14 | 58336223.01 | 58968519.83 | 58586334.22 | 59332759.685 | 60311429.175 | 61016522.165 | 61346181.64 | 62168439.02 | 62359550.895 | 63356251.605
BaseCase SC | N >> 39-1_NIL | NetworkConstraints | 50616641.38 | 51261943.545 | 51378499.62 | 52331868.73 | 53462848.21 | 54602111.215 | 55182793.625 | 55443423.255 | 56055713.545 | 56849659.275 | 57205977.63 | 57724055.84 | 58756254.495 | 59604232.275 | 59754084.81 | 60437120.785 | 60024273.03 | 60820806.045 | 61887770.795 | 62649444.575 | 63005535.425 | 63883997.015 | 64100208.025 | 65176880.13
BaseCase SC | N >> 5A5_5P1 | NetworkConstraints | 0 | 0 | 25481601.66 | 46314890.565 | 47518525.71 | 47640230.45 | 47506961.495 | 47525577.485 | 47524129.97 | 47651464.78 | 47521275.955 | 47520096.595 | 47517429.655 | 47644825.055 | 47515144.32 | 47513234.49 | 47514249.96 | 47641738.09 | 47509658.285 | 47507574.3 | 47507006.285 | 47634139.955 | 47504286.74 | 47501537.82
BaseCase SC | N >> 5H5_5H6 | NetworkConstraints | 0 | 0 | 0 | 63239928.6 | 95535988.55 | 95997370.25 | 95880512.9 | 95455834.6 | 95565794.85 | 95942794.8 | 95772036.8 | 95865154.55 | 96049842.6 | 96436859.4 | 96229150.2 | 96351120.2 | 96277041 | 96655017.5 | 96611159.4 | 96747209.55 | 96811856.65 | 97203834.35 | 97008047.6 | 97200688.3
BaseCase SC | N >> 5P1_5A5 | NetworkConstraints | 0 | 0 | 56123948.05 | 106691429 | 111726961.75 | 111875216.25 | 111457653.35 | 111483954.65 | 111398001.6 | 111613345.7 | 111236897.15 | 111164047.75 | 111019755 | 111226989.7 | 110879480.75 | 110784405.35 | 110842247.95 | 111056803 | 110581155.15 | 110475002.45 | 110424273.45 | 110627738.7 | 110270959.15 | 110120351.95
BaseCase SC | N >> 5P1_5P2 | NetworkConstraints | 0 | 0 | 39513376.385 | 75309306.905 | 78906122.315 | 78940755.43 | 78593129.11 | 78628465.135 | 78520975.93 | 78623839.625 | 78319590.425 | 78228457.495 | 78048153.1 | 78140755.85 | 77872680.64 | 77753963.93 | 77826276.415 | 77928058.535 | 77499880.73 | 77367305.185 | 77303693.765 | 77391704.73 | 77112048.28 | 76923831.765
BaseCase SC | N >> 76-0_77-0_R | NetworkConstraints | 49777736.86 | 52241903.84 | 51790289.935 | 54374265.165 | 55502284.235 | 56057808.27 | 56197574.27 | 55987989.68 | 56199139.68 | 56568377.615 | 56595355.38 | 56774148.825 | 57129263.035 | 57517678.585 | 57473571.415 | 57708140.3 | 57565883.61 | 57936624.78 | 58207831.9 | 58469515.07 | 58593255.145 | 58991512.05 | 58970263.755 | 59340737.575
BaseCase SC | N >> 8-0_16-0_R | NetworkConstraints | 33998267.29 | 45435144.415 | 44757573.305 | 44866969.34 | 33433162.71 | 33469250.335 | 33349754.6 | 32780000.68 | 32750869.455 | 32806044.51 | 32696106.265 | 32671466.63 | 32622283.17 | 32674923.175 | 32574821.875 | 32542247.14 | 32561897.025 | 32617004.225 | 32473177.125 | 32436857.55 | 32419992.815 | 32471126.375 | 32367867.655 | 32316565.62
BaseCase SC | N >> 81-0_82-0 | NetworkConstraints | 51923286.82 | 71611631.505 | 30336529.135 | 0 | 0 | 0 | 0 | 0 | 0 | 0 | 0 | 0 | 0 | 0 | 0 | 0 | 0 | 0 | 0 | 0 | 0 | 0 | 0 | 0
BaseCase SC | N >> 81_82-0 | NetworkConstraints | 0 | 0 | 42291609.64 | 101529458.83 | 84070839.49 | 84276381.505 | 84035624.575 | 83766762.325 | 83737118.38 | 83928339.85 | 83681362.765 | 83656261.52 | 83606003.975 | 83794503.25 | 83557637.615 | 83524459.315 | 83544422.89 | 83735767.13 | 83453994.41 | 83416919.14 | 83399857.755 | 83586717.625 | 83346693.43 | 83294168.81
BaseCase SC | N >> 82-0_81 | NetworkConstraints | 0 | 0 | 43024934.22 | 100014984.83 | 89692836.925 | 89889156.295 | 89616902.585 | 89400930.91 | 89360190.835 | 89554662.715 | 89283602.415 | 89249111.95 | 89180177.72 | 89370935.515 | 89113723.79 | 89068196.26 | 89095642.105 | 89290167.57 | 88971466.65 | 88920618.305 | 88897073.94 | 89085655.465 | 88824088.405 | 88752084.405
BaseCase SC | N >> 82-0_81-0 | NetworkConstraints | 58114352.685 | 73599723.27 | 30808113.535 | 0 | 0 | 0 | 0 | 0 | 0 | 0 | 0 | 0 | 0 | 0 | 0 | 0 | 0 | 0 | 0 | 0 | 0 | 0 | 0 | 0
BaseCase SC | N >> 93-0_90-0_R | NetworkConstraints | 38645749.15 | 39300150.885 | 39011774.665 | 34193720.085 | 31989204.245 | 32369841.555 | 32496367.18 | 32195561.51 | 32355547.095 | 32608931.895 | 32656059.425 | 32791432.175 | 33061029.005 | 33328542.595 | 33321753.285 | 33500144.37 | 33392273.005 | 33646419.655 | 33879104.66 | 34078024.625 | 34171159.26 | 34446565.28 | 34457123.94 | 34738319.57
BaseCase SC | N >> KEMPS_CK_2H1_2_KEMPS_CK_3H1_2 | NetworkConstraints | 27713528.175 | 27930577.12 | 27713374.575 | 52624872.48 | 65390022.18 | 65620610.34 | 65478642.35 | 64053451.745 | 64039045.915 | 64198850.38 | 64011566.355 | 63999472.07 | 63974308.115 | 64133210.6 | 63950957.625 | 63934018.41 | 63943808.625 | 64104218.565 | 63899266.235 | 63880412.005 | 63872919.93 | 64030449.235 | 63846651.035 | 63820382.18
BaseCase SC | N >> MT_PIPER_2TH1_2_MT_PIPER_1TH1_2 | NetworkConstraints | 25161027.49 | 25898722.325 | 25974940.975 | 24883565.665 | 24249961.36 | 24306727.21 | 24228294.545 | 24239730.525 | 24219924.785 | 24265085.38 | 24182418.77 | 24165745.13 | 24131795.215 | 24175553.66 | 24099647.11 | 24076914.225 | 24090341.21 | 24135828.79 | 24029609.305 | 24004325.185 | 23993425.31 | 24035754.025 | 23957688.14 | 23922307.575
BaseCase SC | NNSW H2 Domestic Consumption Purchaser | Subregion flexible electricity load for Domestic H2 | 0 | 0 | 0 | 0 | 15.2257 | 45.698 | 95.29 | 167.8479 | 264.7293 | 323.4417 | 380.3779 | 437.5829 | 492.5936 | 547.6969 | 597.9153 | 647.8229 | 703.5114 | 756.5537 | 799.706 | 841.7943 | 879.5457 | 915.948 | 947.6857 | 984.2486
BaseCase SC | NQ H2 Domestic Consumption Purchaser | Subregion flexible electricity load for Domestic H2 | 0 | 0 | 0 | 0 | 3.8064 | 11.6337 | 25.3151 | 46.6157 | 76.7021 | 97.0691 | 117.7894 | 139.2736 | 160.7043 | 182.1126 | 202.2859 | 222.3893 | 244.1329 | 264.8291 | 282.7414 | 300.03 | 315.725 | 331.3109 | 345.8597 | 362.3407
BaseCase SC | NSA H2 Domestic Consumption Purchaser | Subregion flexible electricity load for Domestic H2 | 0 | 0 | 0 | 0 | 1.9293 | 6.6926 | 15.5907 | 29.7736 | 50.1093 | 64.5734 | 79.4649 | 94.9 | 110.2821 | 125.5389 | 139.3503 | 153.4043 | 169.5164 | 186.0077 | 201.8166 | 219.0521 | 235.79 | 252.7771 | 268.4284 | 284.4914
BaseCase SC | NSA H2 Green Commodities Consumption Purchaser | Subregion flexible electricity load for Green Commodities H2 | 0 | 0 | 0 | 0 | 0 | 0 | 0 | 0 | 0 | 0 | 0 | 0 | 0 | 0 | 0 | 0 | 402.2023 | 451.724 | 508.9504 | 569.694 | 640.0489 | 719.817 | 795.8047 | 864.1497
BaseCase SC | NSW EIR Gen | Policies NSW | -11402.6522 | 5234.8832 | 13242.1116 | 27334.1116 | 40027.1116 | 42714.1116 | 51994.1116 | 53815.1116 | 65728.1116 | 67385.1116 | 72211.1116 | -15956.8884 | -15956.8884 | -15956.8884 | -15956.8884 | -15956.8884 | -15956.8884 | -15956.8884 | -15956.8884 | -15268.8816 | -14569.2384 | -14490.3768 | -13419.373 | -13419.373
BaseCase SC | NSW EIR Storage MW | Policies NSW | -325 | -599.84 | 199.16 | 590.16 | -1409.84 | -1409.84 | -1409.84 | -1409.84 | -1409.84 | -1409.84 | -1409.84 | -1409.84 | -1409.84 | -1409.84 | -1409.84 | -1409.84 | -1409.84 | -1409.84 | -1409.84 | -1409.84 | -1084.84 | -810 | -810 | -810
BaseCase SC | NSW EIR Storage MWh | Policies NSW | -2600 | -4798.72 | 5113.28 | -948.72 | 5648.28 | 12246.28 | 18843.28 | 25441.28 | 25441.28 | 25441.28 | 25441.28 | -16948.72 | -16948.72 | -16948.72 | -16948.72 | -16948.72 | -16948.72 | -16948.72 | -16948.72 | -16948.72 | -14348.72 | -12150 | -12150 | -12150
BaseCase SC | PEC and Heywood Export | Special Constraints | 6570000 | 9412800 | 11388000 | 11388000 | 11388000 | 11419200 | 11388000 | 11388000 | 11388000 | 11419200 | 11388000 | 11388000 | 11388000 | 11419200 | 11388000 | 11388000 | 11388000 | 11419200 | 11388000 | 11388000 | 11388000 | 11419200 | 11388000 | 11388000
BaseCase SC | PEC and Heywood Import | Special Constraints | 6132000 | 10000800 | 12702000 | 12702000 | 12702000 | 12736800 | 12702000 | 12702000 | 12702000 | 12736800 | 12702000 | 12702000 | 12702000 | 12736800 | 12702000 | 12702000 | 12702000 | 12736800 | 12702000 | 12702000 | 12702000 | 12736800 | 12702000 | 12702000
BaseCase SC | Poatina Min Gen | Hydro min release | 0 | 0 | 0 | 0 | 0 | 0 | 0 | 0 | 0 | 0 | 0 | 0 | 0 | 0 | 0 | 0 | 0 | 0 | 0 | 0 | 0 | 0 | 0 | 0
BaseCase SC | Powering Australia Plan | Policies NEM | 0 | 0 | 0 | 0 | 0 | 0 | 0 | 0 | 0 | 0 | 0 | 0 | 0 | 0 | 0 | 0 | 0 | 0 | 0 | 0 | 0 | 0 | 0 | 0
BaseCase SC | REZ Access Scheme N3 | Policies NSW | 0 | 7700 | 7700 | 7700 | 7700 | 7700 | 7700 | 7700 | 7700 | 7700 | 7700 | 7700 | 7700 | 7700 | 7700 | 7700 | 7700 | 7700 | 7700 | 7700 | 7700 | 7700 | 7700 | 7700
BaseCase SC | REZ Access Scheme N5 | Policies NSW | 0 | 3980 | 3980 | 3980 | 3980 | 3980 | 3980 | 3980 | 3980 | 3980 | 3980 | 3980 | 3980 | 3980 | 40000 | 40000 | 40000 | 40000 | 40000 | 40000 | 40000 | 40000 | 40000 | 40000
BaseCase SC | REZ Landholder_NSW | Landholder Payments | 0 | 0 | -82 | -82 | -82 | -82 | -197.2 | -197.2 | -197.2 | -197.2 | -197.2 | -197.2 | -197.2 | -197.2 | -197.2 | -197.2 | -197.2 | -197.2 | -197.2 | -197.2 | -197.2 | -197.2 | -197.2 | -197.2
BaseCase SC | REZ Landholder_QLD | Landholder Payments | 0 | 0 | 0 | 0 | 0 | 0 | 0 | 0 | 0 | 0 | 0 | 0 | 0 | 0 | 0 | 0 | 0 | 0 | 0 | 0 | 0 | 0 | 0 | 0
BaseCase SC | REZ Landholder_VIC | Landholder Payments | 0 | 0 | 0 | 0 | 0 | -56 | -56 | -56 | -216 | -216 | -216 | -216 | -284.4 | -284.4 | -284.4 | -284.4 | -284.4 | -284.4 | -284.4 | -284.4 | -284.4 | -284.4 | -284.4 | -284.4
BaseCase SC | ResourceLimit_DN1_Solar | Resource Limits for DREZ | 1320 | 1320 | 1320 | 1320 | 1320 | 1320 | 1320 | 1320 | 1320 | 1320 | 1320 | 1320 | 1320 | 1320 | 1320 | 1320 | 1320 | 1320 | 1320 | 1320 | 1320 | 1320 | 1320 | 1320
BaseCase SC | ResourceLimit_N12_Wind Medium | Resource Limits for REZ | 0 | 0 | 0 | 0 | 0 | 0 | 0 | 0 | 0 | 0 | 0 | 0 | 0 | 0 | 0 | 0 | 0 | 0 | 0 | 0 | 0 | 0 | 0 | 0
BaseCase SC | ResourceLimit_N2_Solar | Resource Limits for REZ | 2985 | 2784.36 | 2464.36 | 2464.36 | 2464.36 | 2464.36 | 2464.36 | 2464.36 | 2464.36 | 2464.36 | 2464.36 | 2464.36 | 2464.36 | 2464.36 | 2464.36 | 2464.36 | 2464.36 | 2464.36 | 2464.36 | 2464.36 | 2464.36 | 2464.36 | 2464.36 | 2464.36
BaseCase SC | ResourceLimit_N2_Wind Medium | Resource Limits for REZ | 5600 | 5600 | 5600 | 5600 | 5390 | 5390 | 5390 | 5390 | 5390 | 5390 | 5390 | 5390 | 5390 | 5390 | 5390 | 5390 | 5390 | 5390 | 5390 | 5390 | 5390 | 5390 | 5390 | 5390
BaseCase SC | ResourceLimit_N3_Solar | Resource Limits for REZ | 6120.01 | 6120.01 | 6120.01 | 6120.01 | 6120.01 | 6120.01 | 6120.01 | 6120.01 | 6120.01 | 6120.01 | 6120.01 | 6120.01 | 6120.01 | 6120.01 | 6120.01 | 6120.01 | 6120.01 | 6120.01 | 6120.01 | 6120.01 | 6120.01 | 6120.01 | 6120.01 | 6120.01
BaseCase SC | ResourceLimit_N3_Wind Medium | Resource Limits for REZ | 3209.97 | 3209.97 | 2795.97 | 2795.97 | 2795.97 | 2795.97 | 2795.97 | 2795.97 | 2795.97 | 2795.97 | 2795.97 | 2795.97 | 2795.97 | 2795.97 | 2795.97 | 2795.97 | 2795.97 | 2795.97 | 2795.97 | 2795.97 | 2795.97 | 2795.97 | 2795.97 | 2795.97
BaseCase SC | ResourceLimit_N5_Solar | Resource Limits for REZ | 5677 | 5677 | 5677 | 5677 | 5677 | 5677 | 5677 | 5677 | 5677 | 5677 | 5677 | 5677 | 5677 | 5677 | 5677 | 5677 | 5677 | 5677 | 5677 | 5677 | 5677 | 5677 | 5677 | 5677
BaseCase SC | ResourceLimit_N5_Wind Medium | Resource Limits for REZ | 10500 | 10500 | 10500 | 10500 | 10500 | 10500 | 10500 | 10500 | 10500 | 10500 | 10500 | 10500 | 10500 | 10500 | 10500 | 10500 | 10500 | 10500 | 10500 | 10500 | 10500 | 10500 | 10500 | 10500
BaseCase SC | ResourceLimit_N8_Wind Medium | Resource Limits for REZ | 200 | 200 | 200 | 200 | 200 | 200 | 200 | 200 | 200 | 200 | 200 | 200 | 200 | 200 | 200 | 200 | 200 | 200 | 200 | 200 | 200 | 200 | 200 | 200
BaseCase SC | ResourceLimit_N9_Solar | Resource Limits for REZ | 953 | 953 | 953 | 953 | 953 | 953 | 953 | 953 | 953 | 953 | 953 | 953 | 953 | 953 | 953 | 953 | 953 | 953 | 953 | 953 | 953 | 953 | 953 | 953
BaseCase SC | ResourceLimit_N9_Wind Medium | Resource Limits for REZ | 1000 | 1000 | 1000 | 1000 | 1000 | 1000 | 1000 | 1000 | 1000 | 1000 | 1000 | 1000 | 1000 | 1000 | 1000 | 1000 | 1000 | 1000 | 1000 | 1000 | 1000 | 1000 | 1000 | 1000
BaseCase SC | ResourceLimit_Q8a_Solar | Resource Limits for REZ | 2363.85 | 2113.86 | 2113.86 | 2113.86 | 2113.86 | 2113.86 | 2113.86 | 2113.86 | 2113.86 | 2113.86 | 2113.86 | 2113.86 | 2113.86 | 2113.86 | 2113.86 | 2113.86 | 2113.86 | 2113.86 | 2113.86 | 2113.86 | 2275.81 | 2275.81 | 2275.81 | 2275.81
BaseCase SC | ResourceLimit_S6_Wind Medium | Resource Limits for REZ | 0 | 0 | 0 | 0 | 0 | 0 | 0 | 0 | 0 | 0 | 0 | 0 | 0 | 0 | 0 | 0 | 0 | 0 | 0 | 0 | 0 | 0 | 0 | 0
BaseCase SC | ResourceLimit_T1_Solar | Resource Limits for REZ | 300 | 300 | 300 | 300 | 300 | 300 | 300 | 300 | 300 | 300 | 300 | 300 | 300 | 300 | 300 | 300 | 300 | 300 | 300 | 300 | 300 | 300 | 300 | 300
BaseCase SC | ResourceLimit_T3_Solar | Resource Limits for REZ | 150 | 150 | -137 | -137 | -137 | -137 | -137 | -137 | -137 | -137 | -137 | -137 | -137 | -137 | -137 | -137 | -137 | -137 | -137 | -137 | -137 | -137 | -137 | -137
BaseCase SC | ResourceLimit_T3_Wind Medium | Resource Limits for REZ | 2500 | 2500 | 2500 | 2500 | 2500 | 2500 | 2500 | 2500 | 2500 | 2500 | 2500 | 2500 | 2500 | 2500 | 2500 | 2500 | 2500 | 2500 | 2500 | 2500 | 2500 | 2500 | 2500 | 2500
BaseCase SC | ResourceLimit_V1_Wind Medium | Resource Limits for REZ | 1131 | 1131 | 1131 | 1131 | 1131 | 1131 | 1131 | 1131 | 1131 | 1131 | 1131 | 1131 | 1131 | 1131 | 1131 | 1131 | 1131 | 1131 | 1131 | 1131 | 1131 | 1131 | 1131 | 1131
BaseCase SC | ResourceLimit_V2_Wind Medium | Resource Limits for REZ | 956 | 956 | 956 | 956 | 956 | 956 | 956 | 956 | 956 | 956 | 956 | 956 | 956 | 956 | 956 | 956 | 956 | 956 | 956 | 956 | 956 | 956 | 956 | 956
BaseCase SC | ResourceLimit_V4_Solar | Resource Limits for REZ | 0 | 0 | 0 | 0 | 0 | 0 | 0 | 0 | 0 | 0 | 0 | 0 | 0 | 0 | 0 | 0 | 0 | 0 | 0 | 0 | 0 | 0 | 0 | 0
BaseCase SC | ResourceLimit_V4_Wind Medium | Resource Limits for REZ | 1604 | 1604 | 1604 | 1604 | 1604 | 1604 | 1604 | 1604 | 1604 | 1604 | 1604 | 1604 | 1604 | 1604 | 1604 | 1604 | 1604 | 1604 | 1604 | 1604 | 1604 | 1604 | 1604 | 1604
BaseCase SC | ResourceLimit_V5_Wind Medium | Resource Limits for REZ | 1599 | 1599 | 1599 | 1599 | 1599 | 1599 | 1599 | 1599 | 1599 | 1599 | 1599 | 1599 | 1599 | 1599 | 1599 | 1599 | 1599 | 1599 | 1599 | 1599 | 1599 | 1599 | 1599 | 1599
BaseCase SC | ResourceLimit_V7_Wind Medium | Resource Limits for REZ | 408 | 408 | 408 | 408 | 408 | 408 | 408 | 408 | 408 | 408 | 408 | 408 | 408 | 408 | 408 | 408 | 408 | 408 | 408 | 408 | 408 | 408 | 408 | 408
BaseCase SC | SA Firming | Policies SA | -2897.64 | -2581.14 | 318.86 | 318.86 | 564.86 | -1735.14 | -1735.14 | -1735.14 | -1735.14 | -1655.14 | -1619.24 | -1090.24 | -1090.24 | -1090.24 | -886.48 | -886.48 | -886.48 | -886.48 | -548.48 | -420.08 | -266.08 | -266.08 | -266.08 | -266.08
BaseCase SC | SESA H2 Domestic Consumption Purchaser | Subregion flexible electricity load for Domestic H2 | 0 | 0 | 0 | 0 | 1.2514 | 4.4443 | 10.4023 | 19.8664 | 33.3714 | 43.0577 | 52.9504 | 63.2493 | 73.5214 | 83.71 | 92.8914 | 102.3043 | 113.0457 | 123.9966 | 134.5531 | 146 | 157.2107 | 168.492 | 178.9521 | 189.6957
BaseCase SC | SEV H2 Domestic Consumption Purchaser | Subregion flexible electricity load for Domestic H2 | 0 | 0 | 0 | 0 | 12.8271 | 42.8486 | 97.1671 | 181.8743 | 300.3429 | 378.7083 | 456.2449 | 535.5071 | 613.1479 | 689.9151 | 761.5379 | 831.835 | 906.66 | 975.4234 | 1030.5399 | 1078.5229 | 1115.7007 | 1147.4186 | 1170.3853 | 1196.1571
BaseCase SC | SNSW H2 Domestic Consumption Purchaser | Subregion flexible electricity load for Domestic H2 | 0.41714 | 0.366 | 0.365 | 0.365 | 15.2257 | 45.698 | 95.29 | 167.8479 | 264.7293 | 323.4417 | 380.3779 | 437.5829 | 492.5936 | 547.6969 | 597.9153 | 647.8229 | 703.5114 | 756.5537 | 799.706 | 841.7943 | 879.5457 | 915.948 | 947.6857 | 984.2486
BaseCase SC | SNW Firming | Policies NSW | 0 | 446 | 0 | 0 | 0 | 0 | 0 | 0 | 0 | 0 | 0 | 0 | 0 | 0 | 0 | 0 | 0 | 0 | 0 | 0 | 0 | 0 | 0 | 0
BaseCase SC | SNW H2 Domestic Consumption Purchaser | Subregion flexible electricity load for Domestic H2 | 2.92 | 2.8757 | 2.8416 | 2.8157 | 106.6321 | 319.9649 | 667.1864 | 1175.0914 | 1853.0529 | 2264.0929 | 2662.6971 | 3062.9236 | 3448.155 | 3833.8526 | 4185.46 | 4534.6036 | 4924.6321 | 5295.8506 | 5597.8377 | 5892.5079 | 6156.8721 | 6411.5574 | 6633.7483 | 6889.7921
BaseCase SC | SNW H2 Green Commodities Consumption Purchaser | Subregion flexible electricity load for Green Commodities H2 | 0 | 0 | 0 | 0 | 0 | 0 | 0 | 0 | 0 | 0 | 0 | 0 | 0 | 0 | 0 | 0 | 425.0367 | 477.4009 | 537.9004 | 602.1 | 676.4831 | 760.8797 | 841.2599 | 913.5899
BaseCase SC | SQ H2 Domestic Consumption Purchaser | Subregion flexible electricity load for Domestic H2 | 0 | 0 | 0 | 0 | 17.7807 | 54.3514 | 118.2066 | 217.4879 | 357.8564 | 453.0329 | 549.6577 | 650.0129 | 749.8664 | 849.9106 | 944.062 | 1037.9036 | 1139.3214 | 1235.9389 | 1319.5643 | 1400.1921 | 1473.4007 | 1546.1263 | 1613.9336 | 1690.9407
BaseCase SC | SRET | Policies SA | 0 | 0 | 0 | 0 | 0 | 0 | 0 | 0 | 0 | 0 | 0 | 0 | 0 | 0 | 0 | 0 | 0 | 0 | 0 | 0 | 0 | 0 | 0 | 0
BaseCase SC | Shared Upgrade_SNSW-CNSW Option 1 (HumeLink) | Shared REZ Upgrades | 0 | 2200 | 0 | 0 | 0 | 0 | 0 | 0 | 0 | 0 | 0 | 0 | 0 | 0 | 0 | 0 | 0 | 0 | 0 | 0 | 0 | 0 | 0 | 0
BaseCase SC | Snowy 2.0 - Gen | Special Constraints | 5781600 | 17703360 | 26280000 | 26280000 | 26280000 | 26352000 | 26280000 | 26280000 | 26280000 | 26352000 | 26280000 | 26280000 | 26280000 | 26352000 | 26280000 | 26280000 | 26280000 | 26352000 | 26280000 | 26280000 | 26280000 | 26352000 | 26280000 | 26280000
BaseCase SC | Snowy 2.0 - Pump | Special Constraints | 5781600 | 17703360 | 26280000 | 26280000 | 26280000 | 26352000 | 26280000 | 26280000 | 26280000 | 26352000 | 26280000 | 26280000 | 26280000 | 26352000 | 26280000 | 26280000 | 26280000 | 26352000 | 26280000 | 26280000 | 26280000 | 26352000 | 26280000 | 26280000
BaseCase SC | Sys Strength Requirement - Efficient Level CNSW | System Strength Requiements- Efficient | 0 | 0 | 0 | 0 | 0 | 0 | 0 | 0 | 0 | 0 | 0 | 0 | 0 | 0 | 0 | 0 | 0 | 0 | 0 | 0 | 0 | 0 | 0 | 0
BaseCase SC | Sys Strength Requirement - Efficient Level CQ | System Strength Requiements- Efficient | 0 | 0 | 0 | 0 | 0 | 0 | 0 | 0 | 0 | 0 | 0 | 0 | 0 | 0 | 0 | 0 | 0 | 0 | 0 | 0 | 0 | 0 | 0 | 0
BaseCase SC | Sys Strength Requirement - Efficient Level CSA | System Strength Requiements- Efficient | 0 | 0 | 0 | 0 | 0 | 0 | 0 | 0 | 0 | 0 | 0 | 0 | 0 | 0 | 0 | 0 | 0 | 0 | 0 | 0 | 0 | 0 | 0 | 0
BaseCase SC | Sys Strength Requirement - Efficient Level GG | System Strength Requiements- Efficient | 0 | 0 | 0 | 0 | 0 | 0 | 0 | 0 | 0 | 0 | 0 | 0 | 0 | 0 | 0 | 0 | 0 | 0 | 0 | 0 | 0 | 0 | 0 | 0
BaseCase SC | Sys Strength Requirement - Efficient Level MEL | System Strength Requiements- Efficient | 0 | 0 | 0 | 0 | 0 | 0 | 0 | 0 | 0 | 0 | 0 | 0 | 0 | 0 | 0 | 0 | 0 | 0 | 0 | 0 | 0 | 0 | 0 | 0
BaseCase SC | Sys Strength Requirement - Efficient Level NNSW | System Strength Requiements- Efficient | 0 | 0 | 0 | 0 | 0 | 0 | 0 | 0 | 0 | 0 | 0 | 0 | 0 | 0 | 0 | 0 | 0 | 0 | 0 | 0 | 0 | 0 | 0 | 0
BaseCase SC | Sys Strength Requirement - Efficient Level NQ | System Strength Requiements- Efficient | 0 | 0 | 0 | 0 | 0 | 0 | 0 | 0 | 0 | 0 | 0 | 0 | 0 | 0 | 0 | 0 | 0 | 0 | 0 | 0 | 0 | 0 | 0 | 0
BaseCase SC | Sys Strength Requirement - Efficient Level NSA | System Strength Requiements- Efficient | 0 | 0 | 0 | 0 | 0 | 0 | 0 | 0 | 0 | 0 | 0 | 0 | 0 | 0 | 0 | 0 | 0 | 0 | 0 | 0 | 0 | 0 | 0 | 0
BaseCase SC | Sys Strength Requirement - Efficient Level SESA | System Strength Requiements- Efficient | 0 | 0 | 0 | 0 | 0 | 0 | 0 | 0 | 0 | 0 | 0 | 0 | 0 | 0 | 0 | 0 | 0 | 0 | 0 | 0 | 0 | 0 | 0 | 0
BaseCase SC | Sys Strength Requirement - Efficient Level SEV | System Strength Requiements- Efficient | 0 | 0 | 0 | 0 | 0 | 0 | 0 | 0 | 0 | 0 | 0 | 0 | 0 | 0 | 0 | 0 | 0 | 0 | 0 | 0 | 0 | 0 | 0 | 0
BaseCase SC | Sys Strength Requirement - Efficient Level SNSW | System Strength Requiements- Efficient | 0 | 0 | 0 | 0 | 0 | 0 | 0 | 0 | 0 | 0 | 0 | 0 | 0 | 0 | 0 | 0 | 0 | 0 | 0 | 0 | 0 | 0 | 0 | 0
BaseCase SC | Sys Strength Requirement - Efficient Level SNW | System Strength Requiements- Efficient | 0 | 0 | 0 | 0 | 0 | 0 | 0 | 0 | 0 | 0 | 0 | 0 | 0 | 0 | 0 | 0 | 0 | 0 | 0 | 0 | 0 | 0 | 0 | 0
BaseCase SC | Sys Strength Requirement - Efficient Level SQ | System Strength Requiements- Efficient | 0 | 0 | 0 | 0 | 0 | 0 | 0 | 0 | 0 | 0 | 0 | 0 | 0 | 0 | 0 | 0 | 0 | 0 | 0 | 0 | 0 | 0 | 0 | 0
BaseCase SC | Sys Strength Requirement - Efficient Level TAS | System Strength Requiements- Efficient | 0 | 0 | 0 | 0 | 0 | 0 | 0 | 0 | 0 | 0 | 0 | 0 | 0 | 0 | 0 | 0 | 0 | 0 | 0 | 0 | 0 | 0 | 0 | 0
BaseCase SC | Sys Strength Requirement - Efficient Level WNV | System Strength Requiements- Efficient | 0 | 0 | 0 | 0 | 0 | 0 | 0 | 0 | 0 | 0 | 0 | 0 | 0 | 0 | 0 | 0 | 0 | 0 | 0 | 0 | 0 | 0 | 0 | 0
BaseCase SC | Sys Strength Requirement - Min Fault Level CNSW | System Strength Requiements - Minimum | -3404 | -3404 | -3404 | -2744 | -1374 | -1374 | -1374 | -689 | -689 | -689 | -689 | -689 | -689 | -689 | 701 | 701 | 701 | 701 | 701 | 701 | 701 | 701 | 701 | 701
BaseCase SC | Sys Strength Requirement - Min Fault Level CQ | System Strength Requiements - Minimum | -2491 | -2491 | -2491 | -1791 | -1791 | -1791 | -1791 | -1791 | -1791 | -1791 | -1791 | -1791 | -1791 | -1791 | -1791 | -1791 | -1791 | -1426 | -1061 | -696 | -331 | -331 | -331 | 513
BaseCase SC | Sys Strength Requirement - Min Fault Level GG | System Strength Requiements - Minimum | -1393.1 | -1393.1 | -1393.1 | 286.9 | 286.9 | 286.9 | 286.9 | 286.9 | 286.9 | 286.9 | 286.9 | 286.9 | 286.9 | 286.9 | 286.9 | 286.9 | 286.9 | 286.9 | 286.9 | 286.9 | 286.9 | 286.9 | 286.9 | 286.9
BaseCase SC | Sys Strength Requirement - Min Fault Level SEV | System Strength Requiements - Minimum | -3996.9 | -3996.9 | -2546.9 | -1966.9 | -1386.9 | -1386.9 | -1386.9 | -1386.9 | 823.1 | 823.1 | 823.1 | 823.1 | 823.1 | 823.1 | 823.1 | 823.1 | 823.1 | 823.1 | 823.1 | 823.1 | 823.1 | 823.1 | 823.1 | 823.1
BaseCase SC | Sys Strength Requirement - Min Fault Level SNW | System Strength Requiements - Minimum | -3482.8 | -3482.8 | -3482.8 | -602.8 | -602.8 | -602.8 | -602.8 | 717.2 | 717.2 | 717.2 | 717.2 | 717.2 | 717.2 | 717.2 | 717.2 | 717.2 | 717.2 | 717.2 | 717.2 | 717.2 | 717.2 | 717.2 | 717.2 | 717.2
BaseCase SC | Sys Strength Requirement - Min Fault Level SQ | System Strength Requiements - Minimum | -2857.6 | -2857.6 | -2857.6 | -2857.6 | -2857.6 | -2857.6 | -2857.6 | -2857.6 | -2857.6 | -2857.6 | -2157.6 | -1007.6 | -1007.6 | -1007.6 | -1007.6 | -1007.6 | -263.6 | -263.6 | -263.6 | -263.6 | -263.6 | -263.6 | -263.6 | 588.4
BaseCase SC | TAS H2 Domestic Consumption Purchaser | Subregion flexible electricity load for Domestic H2 | 0 | 0 | 0 | 0 | 104.8071 | 210.9483 | 318.876 | 432.16 | 550.3679 | 563.1214 | 574.4251 | 588.5364 | 601.8329 | 615.6689 | 627.3497 | 645.685 | 675.4064 | 709.1826 | 742.4277 | 778.545 | 805.6593 | 827.0354 | 839.2036 | 850.1893
BaseCase SC | TRET | Policies TAS | 0 | 12617 | 14039 | 15461 | 15984 | 16507 | 17032 | 17556 | 18079 | 18603 | 19126 | 19650 | 20174 | 20697 | 0 | 0 | 0 | 0 | 0 | 0 | 0 | 0 | 0 | 0
BaseCase SC | Tarraleah Max Energy Day | Hydro min release | 7300 | 7320 | 7300 | 7300 | 7300 | 7320 | 7300 | 7300 | 7300 | 7320 | 7300 | 7300 | 7300 | 7320 | 7300 | 7300 | 7300 | 7320 | 7300 | 7300 | 7300 | 7320 | 7300 | 7300
BaseCase SC | Tarraleah Min Flow | Hydro min release | 0 | 0 | 0 | 0 | 0 | 0 | 0 | 0 | 0 | 0 | 0 | 0 | 0 | 0 | 0 | 0 | 0 | 0 | 0 | 0 | 0 | 0 | 0 | 0
BaseCase SC | Tarraleah Min Gen | Hydro min release | 151.11 | 151.11 | 151.11 | 151.11 | 151.11 | 151.11 | 151.11 | 151.11 | 151.11 | 151.11 | 151.11 | 151.11 | 151.11 | 151.11 | 151.11 | 151.11 | 151.11 | 151.11 | 151.11 | 151.11 | 151.11 | 151.11 | 151.11 | 151.11
BaseCase SC | VIC Storage | Policies VIC | -2084.01 | -3120.457 | -2896.292 | -2095.694 | -1450.275 | -820.499 | -374.228 | 185.78 | 766.921 | -5716.4 | -5919.707 | -6146.617 | -6387.966 | -6652.422 | -6885.985 | -7010.564 | -7387.997 | -7557.168 | -7888.687 | -8220.368 | -8117.769 | -7419.624 | -7948.381 | -8472.344
BaseCase SC | VOWT | Policies VIC | 0 | 0 | 0 | 0 | 0 | 2000 | 2667 | 3333 | 4000 | 5000 | 6000 | 7000 | 8000 | 9000 | 0 | 0 | 0 | 0 | 0 | 0 | 0 | 0 | 0 | 0
BaseCase SC | VRET | Policies VIC | 0 | 0 | 0 | 0 | 0 | 0 | 0 | 0 | 0 | 0 | 0 | 0 | 0 | 0 | 0 | 0 | 0 | 0 | 0 | 0 | 0 | 0 | 0 | 0
BaseCase SC | WNV H2 Domestic Consumption Purchaser | Subregion flexible electricity load for Domestic H2 | 70.7579 | 69.8803 | 68.7497 | 67.89 | 139.065 | 385.6623 | 874.5564 | 1636.66 | 2702.9814 | 3408.5574 | 4106.2821 | 4819.6164 | 5518.3829 | 6209.4194 | 6853.7886 | 7486.6193 | 8159.94 | 8778.6017 | 9274.9367 | 9706.81 | 10041.15 | 10326.5843 | 10533.5469 | 10765.31
BaseCase SC | Wayatinah Min Gen | Hydro min release | 24.09 | 24.09 | 24.09 | 24.09 | 24.09 | 24.09 | 24.09 | 24.09 | 24.09 | 24.09 | 24.09 | 24.09 | 24.09 | 24.09 | 24.09 | 24.09 | 24.09 | 24.09 | 24.09 | 24.09 | 24.09 | 24.09 | 24.09 | 24.09
Option 2 SC | 2030 Emissions Budget 1 | Emissions DLT | 69603.1022 | 69793.7956 | 69603.1022 | 69603.1022 | 69603.1022 | 69793.7956 | 69634.8699 | 69634.8699 | 69634.8699 | 69825.6504 | 69634.8699 | 69634.8699 | 69603.1022 | 69793.7956 | 69603.1022 | 69603.1022 | 69603.1022 | 69793.7956 | 69634.8699 | 69634.8699 | 69634.8699 | 69825.6504 | 69634.8699 | 69634.8699
Option 2 SC | 2035 Emissions Target | Emissions DLT | 3909.2632 | 3919.9735 | 3909.2632 | 3909.2632 | 3909.2632 | 3919.9735 | 3911.0475 | 3911.0475 | 3911.0475 | 3921.7627 | 3911.0475 | 3911.0475 | 3909.2632 | 3919.9735 | 3909.2632 | 3909.2632 | 3909.2632 | 3919.9735 | 3911.0475 | 3911.0475 | 3911.0475 | 3921.7627 | 3911.0475 | 3911.0475
Option 2 SC | 2050 Emissions Budget 1 | Emissions DLT | 59138.3391 | 59300.3619 | 59138.3391 | 59138.3391 | 59138.3391 | 59300.3619 | 59165.3305 | 59165.3305 | 59165.3305 | 59327.4273 | 59165.3305 | 59165.3305 | 59138.3391 | 59300.3619 | 59138.3391 | 59138.3391 | 59138.3391 | 59300.3619 | 59165.3305 | 59165.3305 | 59165.3305 | 59327.4273 | 59165.3305 | 59165.3305
Option 2 SC | 2050 Emissions Budget 2 | Emissions DLT | 21749.6839 | 21809.2721 | 21749.6839 | 21749.6839 | 21749.6839 | 21809.2721 | 21759.6108 | 21759.6108 | 21759.6108 | 21819.2261 | 21759.6108 | 21759.6108 | 21749.6839 | 21809.2721 | 21749.6839 | 21749.6839 | 21749.6839 | 21809.2721 | 21759.6108 | 21759.6108 | 21759.6108 | 21819.2261 | 21759.6108 | 21759.6108
Option 2 SC | 2050 Emissions Budget 3 | Emissions DLT | 9474.331 | 9500.288 | 9474.331 | 9474.331 | 9474.331 | 9500.288 | 9478.6552 | 9478.6552 | 9478.6552 | 9504.6241 | 9478.6552 | 9478.6552 | 9474.331 | 9500.288 | 9474.331 | 9474.331 | 9474.331 | 9500.288 | 9478.6552 | 9478.6552 | 9478.6552 | 9504.6241 | 9478.6552 | 9478.6552
Option 2 SC | 2050 Emissions Budget 4 | Emissions DLT | 6715.6586 | 6734.0577 | 6715.6586 | 6715.6586 | 6715.6586 | 6734.0577 | 6718.7238 | 6718.7238 | 6718.7238 | 6737.1312 | 6718.7238 | 6718.7238 | 6715.6586 | 6734.0577 | 6715.6586 | 6715.6586 | 6715.6586 | 6734.0577 | 6718.7238 | 6718.7238 | 6718.7238 | 6737.1312 | 6718.7238 | 6718.7238
Option 2 SC | 2050 Emissions Budget NSW 1 | Emissions DLT | 24777.3723 | 24845.2555 | 24777.3723 | 24777.3723 | 24777.3723 | 24845.2555 | 24788.681 | 24788.681 | 24788.681 | 24856.5952 | 24788.681 | 24788.681 | 24777.3723 | 24845.2555 | 24777.3723 | 24777.3723 | 24777.3723 | 24845.2555 | 24788.681 | 24788.681 | 24788.681 | 24856.5952 | 24788.681 | 24788.681
Option 2 SC | 2050 Emissions Budget NSW 2 | Emissions DLT | 11389.5985 | 11420.8029 | 11389.5985 | 11389.5985 | 11389.5985 | 11420.8029 | 11394.7969 | 11394.7969 | 11394.7969 | 11426.0155 | 11394.7969 | 11394.7969 | 11389.5985 | 11420.8029 | 11389.5985 | 11389.5985 | 11389.5985 | 11420.8029 | 11394.7969 | 11394.7969 | 11394.7969 | 11426.0155 | 11394.7969 | 11394.7969
Option 2 SC | 2050 Emissions Budget NSW 3 | Emissions DLT | 11389.5985 | 11420.8029 | 11389.5985 | 11389.5985 | 11389.5985 | 11420.8029 | 11394.7969 | 11394.7969 | 11394.7969 | 11426.0155 | 11394.7969 | 11394.7969 | 11389.5985 | 11420.8029 | 11389.5985 | 11389.5985 | 11389.5985 | 11420.8029 | 11394.7969 | 11394.7969 | 11394.7969 | 11426.0155 | 11394.7969 | 11394.7969
Option 2 SC | 2050 Emissions Budget NSW 4 | Emissions DLT | 11389.5985 | 11420.8029 | 11389.5985 | 11389.5985 | 11389.5985 | 11420.8029 | 11394.7969 | 11394.7969 | 11394.7969 | 11426.0155 | 11394.7969 | 11394.7969 | 11389.5985 | 11420.8029 | 11389.5985 | 11389.5985 | 11389.5985 | 11420.8029 | 11394.7969 | 11394.7969 | 11394.7969 | 11426.0155 | 11394.7969 | 11394.7969
Option 2 SC | 2050 Emissions Budget QLD 1 | Emissions DLT | 33269.6168 | 33360.7664 | 33269.6168 | 33269.6168 | 33269.6168 | 33360.7664 | 33284.8015 | 33284.8015 | 33284.8015 | 33375.9927 | 33284.8015 | 33284.8015 | 33269.6168 | 33360.7664 | 33269.6168 | 33269.6168 | 33269.6168 | 33360.7664 | 33284.8015 | 33284.8015 | 33284.8015 | 33375.9927 | 33284.8015 | 33284.8015
Option 2 SC | 2050 Emissions Budget QLD 2 | Emissions DLT | 12388.6861 | 12422.6277 | 12388.6861 | 12388.6861 | 12388.6861 | 12422.6277 | 12394.3405 | 12394.3405 | 12394.3405 | 12428.2976 | 12394.3405 | 12394.3405 | 12388.6861 | 12422.6277 | 12388.6861 | 12388.6861 | 12388.6861 | 12422.6277 | 12394.3405 | 12394.3405 | 12394.3405 | 12428.2976 | 12394.3405 | 12394.3405
Option 2 SC | 2050 Emissions Budget QLD 3 | Emissions DLT | 12388.6861 | 12422.6277 | 12388.6861 | 12388.6861 | 12388.6861 | 12422.6277 | 12394.3405 | 12394.3405 | 12394.3405 | 12428.2976 | 12394.3405 | 12394.3405 | 12388.6861 | 12422.6277 | 12388.6861 | 12388.6861 | 12388.6861 | 12422.6277 | 12394.3405 | 12394.3405 | 12394.3405 | 12428.2976 | 12394.3405 | 12394.3405
Option 2 SC | 2050 Emissions Budget QLD 4 | Emissions DLT | 12388.6861 | 12422.6277 | 12388.6861 | 12388.6861 | 12388.6861 | 12422.6277 | 12394.3405 | 12394.3405 | 12394.3405 | 12428.2976 | 12394.3405 | 12394.3405 | 12388.6861 | 12422.6277 | 12388.6861 | 12388.6861 | 12388.6861 | 12422.6277 | 12394.3405 | 12394.3405 | 12394.3405 | 12428.2976 | 12394.3405 | 12394.3405
Option 2 SC | 2050 Emissions Budget SA 1 | Emissions DLT | 1415.3741 | 1419.2518 | 1415.3741 | 1415.3741 | 1415.3741 | 1419.2518 | 1416.0201 | 1416.0201 | 1416.0201 | 1419.8996 | 1416.0201 | 1416.0201 | 1415.3741 | 1419.2518 | 1415.3741 | 1415.3741 | 1415.3741 | 1419.2518 | 1416.0201 | 1416.0201 | 1416.0201 | 1419.8996 | 1416.0201 | 1416.0201
Option 2 SC | 2050 Emissions Budget SA 2 | Emissions DLT | 749.3157 | 751.3686 | 749.3157 | 749.3157 | 749.3157 | 751.3686 | 749.6577 | 749.6577 | 749.6577 | 751.7115 | 749.6577 | 749.6577 | 749.3157 | 751.3686 | 749.3157 | 749.3157 | 749.3157 | 751.3686 | 749.6577 | 749.6577 | 749.6577 | 751.7115 | 749.6577 | 749.6577
Option 2 SC | 2050 Emissions Budget SA 3 | Emissions DLT | 749.3157 | 751.3686 | 749.3157 | 749.3157 | 749.3157 | 751.3686 | 749.6577 | 749.6577 | 749.6577 | 751.7115 | 749.6577 | 749.6577 | 749.3157 | 751.3686 | 749.3157 | 749.3157 | 749.3157 | 751.3686 | 749.6577 | 749.6577 | 749.6577 | 751.7115 | 749.6577 | 749.6577
Option 2 SC | 2050 Emissions Budget SA 4 | Emissions DLT | 749.3157 | 751.3686 | 749.3157 | 749.3157 | 749.3157 | 751.3686 | 749.6577 | 749.6577 | 749.6577 | 751.7115 | 749.6577 | 749.6577 | 749.3157 | 751.3686 | 749.3157 | 749.3157 | 749.3157 | 751.3686 | 749.6577 | 749.6577 | 749.6577 | 751.7115 | 749.6577 | 749.6577
Option 2 SC | 2050 Emissions Budget VIC 1 | Emissions DLT | 22795.8485 | 22858.3029 | 22795.8485 | 22795.8485 | 22795.8485 | 22858.3029 | 22806.2529 | 22806.2529 | 22806.2529 | 22868.7357 | 22806.2529 | 22806.2529 | 22795.8485 | 22858.3029 | 22795.8485 | 22795.8485 | 22795.8485 | 22858.3029 | 22806.2529 | 22806.2529 | 22806.2529 | 22868.7357 | 22806.2529 | 22806.2529
Option 2 SC | 2050 Emissions Budget VIC 2 | Emissions DLT | 6943.6588 | 6962.6825 | 6943.6588 | 6943.6588 | 6943.6588 | 6962.6825 | 6946.8279 | 6946.8279 | 6946.8279 | 6965.8603 | 6946.8279 | 6946.8279 | 6943.6588 | 6962.6825 | 6943.6588 | 6943.6588 | 6943.6588 | 6962.6825 | 6946.8279 | 6946.8279 | 6946.8279 | 6965.8603 | 6946.8279 | 6946.8279
Option 2 SC | 2050 Emissions Budget VIC 3 | Emissions DLT | 6943.6588 | 6962.6825 | 6943.6588 | 6943.6588 | 6943.6588 | 6962.6825 | 6946.8279 | 6946.8279 | 6946.8279 | 6965.8603 | 6946.8279 | 6946.8279 | 6943.6588 | 6962.6825 | 6943.6588 | 6943.6588 | 6943.6588 | 6962.6825 | 6946.8279 | 6946.8279 | 6946.8279 | 6965.8603 | 6946.8279 | 6946.8279
Option 2 SC | 2050 Emissions Budget VIC 4 | Emissions DLT | 6943.6588 | 6962.6825 | 6943.6588 | 6943.6588 | 6943.6588 | 6962.6825 | 6946.8279 | 6946.8279 | 6946.8279 | 6965.8603 | 6946.8279 | 6946.8279 | 6943.6588 | 6962.6825 | 6943.6588 | 6943.6588 | 6943.6588 | 6962.6825 | 6946.8279 | 6946.8279 | 6946.8279 | 6965.8603 | 6946.8279 | 6946.8279
Option 2 SC | Basslink Daily Energy Limit | Special Constraints | -287.568 | -288.408 | -287.568 | -287.568 | -287.568 | -288.408 | -287.568 | -287.568 | -287.568 | -288.408 | -287.568 | -287.568 | -287.568 | -288.408 | -287.568 | -287.568 | -287.568 | -288.408 | -287.568 | -287.568 | -287.568 | -288.408 | -287.568 | -287.568
Option 2 SC | Borumba - Gen | Special Constraints | 0 | 0 | 0 | 0 | 0 | 0 | 0 | 0 | 0 | 15336000 | 26280000 | 26280000 | 26280000 | 26352000 | 26280000 | 26280000 | 26280000 | 26352000 | 26280000 | 26280000 | 26280000 | 26352000 | 26280000 | 26280000
Option 2 SC | Borumba - Pump | Special Constraints | 0 | 0 | 0 | 0 | 0 | 0 | 0 | 0 | 0 | 15336000 | 26280000 | 26280000 | 26280000 | 26352000 | 26280000 | 26280000 | 26280000 | 26352000 | 26280000 | 26280000 | 26280000 | 26352000 | 26280000 | 26280000
Option 2 SC | CIS Dispatchable NSW | Policies NEM | -1231.12 | -631.96 | -431.96 | -1241.96 | -2541.96 | -2741.96 | -2741.96 | -2783.18 | -2741.96 | -2741.96 | -2741.96 | -2741.96 | -2741.96 | -2741.96 | -2750.69 | -2750.69 | -2709.47 | -2750.69 | -2709.47 | -2709.47 | -1925.69 | -1624.85 | -1583.63 | -1583.63
Option 2 SC | CIS Dispatchable SA | Policies NEM | -30 | 788 | 788 | 788 | -461 | -461 | -461 | -205 | -461 | -461 | -461 | -205 | -461 | -461 | -461 | -461 | -461 | -461 | -205 | -461 | -431 | 0 | 0 | 0
Option 2 SC | CIS Dispatchable VIC | Policies NEM | 0 | 1220 | 1271.79 | 1271.79 | -428.21 | -428.21 | -435.41 | -428.21 | -428.21 | -428.21 | -428.21 | -428.21 | -428.21 | -428.21 | -435.41 | -428.21 | -428.21 | -435.41 | -437.03 | -428.21 | -435.41 | 0 | 0 | 0
Option 2 SC | CIS Gen NSW | Policies NEM | -4646.44 | 1715.47 | 7931.07 | 14075.07 | -8779.93 | -9539.57 | -9539.57 | -9539.57 | -9539.57 | -9539.57 | -9539.57 | -9539.57 | -9539.57 | -9539.57 | -9539.57 | -9539.57 | -9539.57 | -9539.57 | -9539.57 | -9302.56 | -8998.86 | -8966.46 | -8583 | -8583
Option 2 SC | CIS Gen SA | Policies NEM | 0 | 20.36 | 621.16 | 509.16 | -690.84 | -690.84 | -690.84 | -690.84 | -690.84 | -690.84 | -690.84 | -690.84 | -690.84 | -690.84 | -690.84 | -690.84 | -690.84 | -690.84 | -690.84 | -690.84 | -690.84 | -690.84 | -690.84 | -690.84
Option 2 SC | CIS Gen TAS | Policies NEM | 0 | 0 | 750 | 1200 | 0 | 0 | 0 | 0 | 0 | 0 | 0 | 0 | 0 | 0 | 0 | 0 | 0 | 0 | 0 | 0 | 0 | 0 | 0 | 0
Option 2 SC | CIS Gen VIC - Solar | Policies NEM | 0 | 669 | 555.93 | 555.93 | -944.07 | -944.07 | -944.07 | -944.07 | -944.07 | -944.07 | -944.07 | -944.07 | -944.07 | -944.07 | -944.07 | -944.07 | -944.07 | -944.07 | -944.07 | -944.07 | -944.07 | -944.07 | -944.07 | -944.07
Option 2 SC | CIS Gen VIC - Wind | Policies NEM | 0 | 0 | 1922 | 3500 | -600 | -600 | -600 | -600 | -600 | -600 | -600 | -600 | -600 | -600 | -600 | -600 | -600 | -600 | -600 | -600 | -600 | -600 | -600 | -600
Option 2 SC | CIS Total Dispatchable | Policies NEM | -1261.12 | 3076.04 | 5550.83 | 7262.83 | -3731.17 | -3931.17 | -3938.37 | -3716.39 | -3931.17 | -3931.17 | -3931.17 | -3675.17 | -3931.17 | -3931.17 | -3947.1 | -3939.9 | -3898.68 | -3947.1 | -3651.5 | -3898.68 | -3092.1 | -1774.85 | -1583.63 | -1583.63
Option 2 SC | CNSW H2 Domestic Consumption Purchaser | Subregion flexible electricity load for Domestic H2 | 0 | 0 | 0 | 0 | 15.2257 | 45.698 | 95.29 | 167.8479 | 264.7293 | 323.4417 | 380.3779 | 437.5829 | 492.5936 | 547.6969 | 597.9153 | 647.8229 | 703.5114 | 756.5537 | 799.706 | 841.7943 | 879.5457 | 915.948 | 947.6857 | 984.2486
Option 2 SC | CQ H2 Domestic Consumption Purchaser | Subregion flexible electricity load for Domestic H2 | 170.455 | 168.3874 | 165.6299 | 163.6243 | 163.9371 | 167.2109 | 173.712 | 185.9936 | 203.9307 | 215.6803 | 227.0274 | 239.5443 | 251.85 | 264.3586 | 275.4677 | 287.1507 | 301.6464 | 315.6511 | 327.2189 | 338.9286 | 349.3571 | 359.9637 | 369.2456 | 380.4343
Option 2 SC | CSA H2 Domestic Consumption Purchaser | Subregion flexible electricity load for Domestic H2 | 7.3521 | 7.2677 | 7.1436 | 7.0393 | 6.9871 | 11.1369 | 25.993 | 49.5879 | 83.4807 | 107.6309 | 132.4153 | 158.1493 | 183.8036 | 209.2489 | 232.2417 | 255.7086 | 282.5621 | 310.0043 | 336.3697 | 365.0521 | 393.0007 | 421.2691 | 447.3547 | 474.1871
Option 2 SC | Catagunya Min Gen | Hydro min release | 17.52 | 17.52 | 17.52 | 17.52 | 17.52 | 17.52 | 17.52 | 17.52 | 17.52 | 17.52 | 17.52 | 17.52 | 17.52 | 17.52 | 17.52 | 17.52 | 17.52 | 17.52 | 17.52 | 17.52 | 17.52 | 17.52 | 17.52 | 17.52
Option 2 SC | Combined Marinus Export | Special Constraints | 11773440 | 11805696 | 11773440 | 11773440 | 11773440 | 11805696 | 11773440 | 11773440 | 15589440 | 18393696 | 18343440 | 18343440 | 18343440 | 18393696 | 18343440 | 18343440 | 18343440 | 18393696 | 18343440 | 18343440 | 18343440 | 18393696 | 18343440 | 18343440
Option 2 SC | Combined Marinus Import | Special Constraints | 8567280 | 8590752 | 8567280 | 8567280 | 8567280 | 8590752 | 8567280 | 8567280 | 12383280 | 15178752 | 15137280 | 15137280 | 15137280 | 15178752 | 15137280 | 15137280 | 15137280 | 15178752 | 15137280 | 15137280 | 15137280 | 15178752 | 15137280 | 15137280
Option 2 SC | Constraint on Pipeline from Storage to GTs CNSW | Constraints to make diesel to come exclusively from storage | 0 | 0 | 0 | 0 | 0 | 0 | 0 | 0 | 0 | 0 | 0 | 0 | 0 | 0 | 0 | 0 | 0 | 0 | 0 | 0 | 0 | 0 | 0 | 0
Option 2 SC | Constraint on Pipeline from Storage to GTs CQ | Constraints to make diesel to come exclusively from storage | 0 | 0 | 0 | 0 | 0 | 0 | 0 | 0 | 0 | 0 | 0 | 0 | 0 | 0 | 0 | 0 | 0 | 0 | 0 | 0 | 0 | 0 | 0 | 0
Option 2 SC | Constraint on Pipeline from Storage to GTs CSA | Constraints to make diesel to come exclusively from storage | 0 | 0 | 0 | 0 | 0 | 0 | 0 | 0 | 0 | 0 | 0 | 0 | 0 | 0 | 0 | 0 | 0 | 0 | 0 | 0 | 0 | 0 | 0 | 0
Option 2 SC | Constraint on Pipeline from Storage to GTs GG | Constraints to make diesel to come exclusively from storage | 0 | 0 | 0 | 0 | 0 | 0 | 0 | 0 | 0 | 0 | 0 | 0 | 0 | 0 | 0 | 0 | 0 | 0 | 0 | 0 | 0 | 0 | 0 | 0
Option 2 SC | Constraint on Pipeline from Storage to GTs MEL | Constraints to make diesel to come exclusively from storage | 0 | 0 | 0 | 0 | 0 | 0 | 0 | 0 | 0 | 0 | 0 | 0 | 0 | 0 | 0 | 0 | 0 | 0 | 0 | 0 | 0 | 0 | 0 | 0
Option 2 SC | Constraint on Pipeline from Storage to GTs NNSW | Constraints to make diesel to come exclusively from storage | 0 | 0 | 0 | 0 | 0 | 0 | 0 | 0 | 0 | 0 | 0 | 0 | 0 | 0 | 0 | 0 | 0 | 0 | 0 | 0 | 0 | 0 | 0 | 0
Option 2 SC | Constraint on Pipeline from Storage to GTs NQ | Constraints to make diesel to come exclusively from storage | 0 | 0 | 0 | 0 | 0 | 0 | 0 | 0 | 0 | 0 | 0 | 0 | 0 | 0 | 0 | 0 | 0 | 0 | 0 | 0 | 0 | 0 | 0 | 0
Option 2 SC | Constraint on Pipeline from Storage to GTs NSA | Constraints to make diesel to come exclusively from storage | 0 | 0 | 0 | 0 | 0 | 0 | 0 | 0 | 0 | 0 | 0 | 0 | 0 | 0 | 0 | 0 | 0 | 0 | 0 | 0 | 0 | 0 | 0 | 0
Option 2 SC | Constraint on Pipeline from Storage to GTs SESA | Constraints to make diesel to come exclusively from storage | 0 | 0 | 0 | 0 | 0 | 0 | 0 | 0 | 0 | 0 | 0 | 0 | 0 | 0 | 0 | 0 | 0 | 0 | 0 | 0 | 0 | 0 | 0 | 0
Option 2 SC | Constraint on Pipeline from Storage to GTs SEV | Constraints to make diesel to come exclusively from storage | 0 | 0 | 0 | 0 | 0 | 0 | 0 | 0 | 0 | 0 | 0 | 0 | 0 | 0 | 0 | 0 | 0 | 0 | 0 | 0 | 0 | 0 | 0 | 0
Option 2 SC | Constraint on Pipeline from Storage to GTs SNSW | Constraints to make diesel to come exclusively from storage | 0 | 0 | 0 | 0 | 0 | 0 | 0 | 0 | 0 | 0 | 0 | 0 | 0 | 0 | 0 | 0 | 0 | 0 | 0 | 0 | 0 | 0 | 0 | 0
Option 2 SC | Constraint on Pipeline from Storage to GTs SNW | Constraints to make diesel to come exclusively from storage | 0 | 0 | 0 | 0 | 0 | 0 | 0 | 0 | 0 | 0 | 0 | 0 | 0 | 0 | 0 | 0 | 0 | 0 | 0 | 0 | 0 | 0 | 0 | 0
Option 2 SC | Constraint on Pipeline from Storage to GTs SQ | Constraints to make diesel to come exclusively from storage | 0 | 0 | 0 | 0 | 0 | 0 | 0 | 0 | 0 | 0 | 0 | 0 | 0 | 0 | 0 | 0 | 0 | 0 | 0 | 0 | 0 | 0 | 0 | 0
Option 2 SC | Constraint on Pipeline from Storage to GTs TAS | Constraints to make diesel to come exclusively from storage | 0 | 0 | 0 | 0 | 0 | 0 | 0 | 0 | 0 | 0 | 0 | 0 | 0 | 0 | 0 | 0 | 0 | 0 | 0 | 0 | 0 | 0 | 0 | 0
Option 2 SC | Constraint on Pipeline from Storage to GTs WNV | Constraints to make diesel to come exclusively from storage | 0 | 0 | 0 | 0 | 0 | 0 | 0 | 0 | 0 | 0 | 0 | 0 | 0 | 0 | 0 | 0 | 0 | 0 | 0 | 0 | 0 | 0 | 0 | 0
Option 2 SC | Constraint on Pipeline from Storage to GTs WOO | Constraints to make diesel to come exclusively from storage | 0 | 0 | 0 | 0 | 0 | 0 | 0 | 0 | 0 | 0 | 0 | 0 | 0 | 0 | 0 | 0 | 0 | 0 | 0 | 0 | 0 | 0 | 0 | 0
Option 2 SC | DNSP Thermal Limit on CER CNSW Area1 | DNSP Thermal Limit on CER | 962269.5 | 1099240 | 1264331.5 | 1368618 | 1448495.5 | 1609457.5 | 1584894 | 1855986 | 1950265 | 1990593 | 2044071.5 | 2138503.5 | 2288587 | 2525268 | 2589849 | 2534195.5 | 2447252.5 | 2644375 | 2891062.5 | 2969827.5 | 3092953 | 3323357.5 | 3258642.5 | 3794009
Option 2 SC | DNSP Thermal Limit on CER CQ Area1 | DNSP Thermal Limit on CER | 1214135.5 | 1438282.5 | 1635434 | 1844677.5 | 1973392 | 2134233.5 | 2266398 | 2529976.5 | 2659692 | 2850524 | 2911547.5 | 2926350.5 | 3165456.5 | 3410091.5 | 3569522 | 3423494 | 3274746 | 3651306.5 | 4022065.5 | 4051686.5 | 4171485 | 4376405 | 4693518 | 5217151.5
Option 2 SC | DNSP Thermal Limit on CER CSA Area1 | DNSP Thermal Limit on CER | 4369703.5 | 4970993 | 5542293.5 | 5902109.5 | 6603829.5 | 7231945.5 | 7807612 | 8505794 | 9415109.5 | 10195176 | 9928766 | 11826609 | 12672958.5 | 13622141 | 14131716 | 14501482.5 | 14628137.5 | 15775448 | 16799547.5 | 17032647 | 17876777 | 18996982.5 | 19706877.5 | 20614297
Option 2 SC | DNSP Thermal Limit on CER GG Area1 | DNSP Thermal Limit on CER | 155600 | 181154 | 207585 | 237317.5 | 244723.5 | 266711 | 279661 | 303196.5 | 320219.5 | 327993.5 | 338642 | 346448 | 362495 | 410569.5 | 432863.5 | 423099.5 | 399305.5 | 442073 | 476014 | 527076.5 | 563742 | 606543 | 625200 | 657931
Option 2 SC | DNSP Thermal Limit on CER MEL Area1 | DNSP Thermal Limit on CER | 903804.5 | 1074538 | 1241559.5 | 1253626 | 1475591 | 1580832 | 1696335 | 1836226 | 1944128.5 | 1963441.5 | 2045969 | 2196155.5 | 2379218 | 2573691 | 2626002 | 2645969.5 | 2448698 | 2738856 | 2977171.5 | 2883992.5 | 3272370.5 | 3382329 | 3540169.5 | 3815404.5
Option 2 SC | DNSP Thermal Limit on CER MEL Area2 | DNSP Thermal Limit on CER | 4077436.5 | 4892366 | 5709473.5 | 5763936.5 | 6859135.5 | 7368862 | 7916307.5 | 8567873 | 9044577.5 | 9075970 | 9489322.5 | 10153292 | 11053820.5 | 11986993.5 | 12279957 | 12385446.5 | 11487296.5 | 12859446 | 14092083.5 | 13559880.5 | 15481497 | 16085141.5 | 16869894.5 | 18245077.5
Option 2 SC | DNSP Thermal Limit on CER NNSW Area1 | DNSP Thermal Limit on CER | 2319485 | 2619173.5 | 3000920.5 | 3230027 | 3455891 | 3783180 | 3784977.5 | 4417095 | 4497106 | 4630417 | 4738909 | 4888101 | 5276885.5 | 5737342 | 6097179 | 5972858 | 5721246.5 | 6024370.5 | 6558027.5 | 6657969 | 6998736.5 | 7473568.5 | 7440381 | 8684916.5
Option 2 SC | DNSP Thermal Limit on CER NQ Area1 | DNSP Thermal Limit on CER | 2004455 | 2321331.5 | 2581749 | 2951374.5 | 3120879.5 | 3367430 | 3548307 | 3847397 | 3998043 | 4243889.5 | 4293045 | 4508772.5 | 4756791 | 5053722 | 5424260.5 | 5206304 | 4926321.5 | 5276491.5 | 6006003.5 | 6337836 | 6492838 | 6964466.5 | 7046529 | 7591057
Option 2 SC | DNSP Thermal Limit on CER NSA Area1 | DNSP Thermal Limit on CER | 163549.5 | 187723.5 | 208359.5 | 225657 | 249650 | 274596.5 | 299842.5 | 328945.5 | 369092.5 | 405415 | 408910 | 474385 | 523891 | 563390 | 590644.5 | 626933 | 632063 | 705668.5 | 756785.5 | 790998 | 846054 | 902103 | 961711.5 | 1025929.5
Option 2 SC | DNSP Thermal Limit on CER SESA Area1 | DNSP Thermal Limit on CER | 192389.5 | 224162 | 249699 | 270519 | 305407.5 | 341687 | 374616 | 411291.5 | 458612.5 | 495405 | 527327.5 | 612997.5 | 672570 | 726764.5 | 771765 | 809274 | 831340.5 | 911095.5 | 973244 | 1002924.5 | 1056734.5 | 1133855.5 | 1188050 | 1254240.5
Option 2 SC | DNSP Thermal Limit on CER SEV Area1 | DNSP Thermal Limit on CER | 869993.5 | 1079513 | 1309967 | 1458998 | 1718562 | 1888720.5 | 2082340 | 2257719.5 | 2400364.5 | 2502685.5 | 2660977 | 2831323.5 | 2990136 | 3309379.5 | 3358226 | 3426154.5 | 3331916.5 | 3637723 | 3848570 | 3796630.5 | 4172030 | 4385849 | 4467058.5 | 4735672.5
Option 2 SC | DNSP Thermal Limit on CER SNSW Area1 | DNSP Thermal Limit on CER | 1174766 | 1310078.5 | 1498737.5 | 1600065 | 1708618.5 | 1880050 | 1862821 | 2149223 | 2175605 | 2224902.5 | 2286962.5 | 2365366.5 | 2548270 | 2767700 | 2970013.5 | 2944803 | 2855330 | 3028007.5 | 3306100 | 3367361.5 | 3590860.5 | 3801597.5 | 3728843.5 | 4253500
Option 2 SC | DNSP Thermal Limit on CER SNSW Area2 | DNSP Thermal Limit on CER | 1043797.5 | 1166291.5 | 1344684.5 | 1434148 | 1529340.5 | 1684192.5 | 1667598 | 1945727.5 | 1964255 | 2025090.5 | 2058616.5 | 2130210.5 | 2279355 | 2527801 | 2723374.5 | 2668299.5 | 2582128.5 | 2737297 | 2991106.5 | 3057346 | 3251264 | 3406728.5 | 3321214 | 3862827.5
Option 2 SC | DNSP Thermal Limit on CER SNW Area1 | DNSP Thermal Limit on CER | 4458959.5 | 5132281 | 5992301.5 | 6641521 | 7009635.5 | 7837808 | 7861801.5 | 9126356.5 | 9454527.5 | 9698977 | 10090969 | 10411546.5 | 11474418 | 12646910 | 13544563 | 13309342 | 12985964.5 | 14103417 | 15232228.5 | 16265479 | 16763573 | 18339376.5 | 18174930 | 20690621
Option 2 SC | DNSP Thermal Limit on CER SNW Area2 | DNSP Thermal Limit on CER | 4854239 | 5492319.5 | 6312703 | 6911204.5 | 7211102 | 7994005 | 7922739.5 | 9129889.5 | 9379712.5 | 9504602 | 9796439 | 10024946 | 10997930 | 12035263 | 12813397 | 12477255.5 | 12034985 | 13019684.5 | 14076194.5 | 14959332.5 | 15293712 | 16666756.5 | 16380577 | 18617534
Option 2 SC | DNSP Thermal Limit on CER SQ Area1 | DNSP Thermal Limit on CER | 9938212.5 | 11607518.5 | 13171236 | 14613507 | 15592113 | 16394045 | 17429438.5 | 18319735 | 19347688 | 20500654.5 | 20647687 | 20838566 | 22457303 | 23906216 | 25264318.5 | 25511219 | 22931963.5 | 25603814 | 28035455.5 | 29615946 | 31128416.5 | 32381464.5 | 34330958 | 35657825.5
Option 2 SC | DNSP Thermal Limit on CER TAS Area1 | DNSP Thermal Limit on CER | 588631 | 690523 | 793388.5 | 827265 | 988272 | 1094497.5 | 1184901 | 1318139 | 1409578 | 1466903.5 | 1611783 | 1673225.5 | 1854824 | 2103135.5 | 2103989.5 | 2197931.5 | 2329299.5 | 2471090 | 2494764 | 2630453 | 2878081 | 3233742 | 3270442 | 3341494
Option 2 SC | DNSP Thermal Limit on CER WNV Area1 | DNSP Thermal Limit on CER | 396133.5 | 471282 | 543415.5 | 570307.5 | 686698 | 730555 | 777736 | 843984.5 | 907707.5 | 931417 | 976391 | 1040531.5 | 1144501.5 | 1230784 | 1252963 | 1301238.5 | 1162334.5 | 1293776 | 1392629 | 1428265 | 1650645.5 | 1703399 | 1765322 | 1891010.5
Option 2 SC | DNSP Thermal Limit on CER WNV Area2 | DNSP Thermal Limit on CER | 1549694.5 | 1862670.5 | 2178832.5 | 2333610 | 2827931.5 | 3039132 | 3287030.5 | 3577522.5 | 3846777.5 | 3971182.5 | 4246029 | 4485911.5 | 4898273 | 5450925 | 5471439 | 5640633 | 5090448.5 | 5460674.5 | 5853761.5 | 5851998 | 6789522 | 7052745.5 | 7234929 | 7547963
Option 2 SC | DNSP Thermal Limit on Distributed Resources CNSW Area1 | DNSP Thermal Limit on Distributed Resources | 5676480 | 5692032 | 5676480 | 5676480 | 5676480 | 5692032 | 5676480 | 5676480 | 5676480 | 5692032 | 5676480 | 5676480 | 5676480 | 5692032 | 5676480 | 5676480 | 5676480 | 5692032 | 5676480 | 5676480 | 5676480 | 5692032 | 5676480 | 5676480
Option 2 SC | DNSP Thermal Limit on Distributed Resources CQ Area1 | DNSP Thermal Limit on Distributed Resources | 0 | 0 | 0 | 0 | 0 | 9003600 | 8979000 | 8979000 | 8979000 | 9003600 | 8979000 | 8979000 | 8979000 | 9003600 | 8979000 | 8979000 | 8979000 | 9003600 | 8979000 | 8979000 | 8979000 | 9003600 | 8979000 | 8979000
Option 2 SC | DNSP Thermal Limit on Distributed Resources CSA Area1 | DNSP Thermal Limit on Distributed Resources | 0 | 0 | 0 | 0 | 0 | 65352960 | 65174400 | 65174400 | 65174400 | 65352960 | 65174400 | 65174400 | 65174400 | 65352960 | 65174400 | 65174400 | 65174400 | 65352960 | 65174400 | 65174400 | 65174400 | 65352960 | 65174400 | 65174400
Option 2 SC | DNSP Thermal Limit on Distributed Resources GG Area1 | DNSP Thermal Limit on Distributed Resources | 1033680 | 1036512 | 1033680 | 1033680 | 1033680 | 1036512 | 1033680 | 1033680 | 1033680 | 1036512 | 1033680 | 1033680 | 1033680 | 1036512 | 1033680 | 1033680 | 1033680 | 1036512 | 1033680 | 1033680 | 1033680 | 1036512 | 1033680 | 1033680
Option 2 SC | DNSP Thermal Limit on Distributed Resources MEL Area1 | DNSP Thermal Limit on Distributed Resources | 15978240 | 16022016 | 15978240 | 15978240 | 15978240 | 16022016 | 15978240 | 15978240 | 15978240 | 16022016 | 15978240 | 15978240 | 15978240 | 16022016 | 15978240 | 15978240 | 15978240 | 16022016 | 15978240 | 15978240 | 15978240 | 16022016 | 15978240 | 15978240
Option 2 SC | DNSP Thermal Limit on Distributed Resources MEL Area2 | DNSP Thermal Limit on Distributed Resources | 182768640 | 183269376 | 182768640 | 182768640 | 182768640 | 183269376 | 182768640 | 182768640 | 182768640 | 183269376 | 182768640 | 182768640 | 182768640 | 183269376 | 182768640 | 182768640 | 182768640 | 183269376 | 182768640 | 182768640 | 182768640 | 183269376 | 182768640 | 182768640
Option 2 SC | DNSP Thermal Limit on Distributed Resources NNSW Area1 | DNSP Thermal Limit on Distributed Resources | 0 | 0 | 0 | 0 | 0 | 9196848 | 9171720 | 9171720 | 9171720 | 9196848 | 9171720 | 9171720 | 9171720 | 9196848 | 9171720 | 9171720 | 9171720 | 9196848 | 9171720 | 9171720 | 9171720 | 9196848 | 9171720 | 9171720
Option 2 SC | DNSP Thermal Limit on Distributed Resources NQ Area1 | DNSP Thermal Limit on Distributed Resources | 0 | 0 | 0 | 0 | 0 | 16961904 | 16915560 | 16915560 | 16915560 | 16961904 | 16915560 | 16915560 | 16915560 | 16961904 | 16915560 | 16915560 | 16915560 | 16961904 | 16915560 | 16915560 | 16915560 | 16961904 | 16915560 | 16915560
Option 2 SC | DNSP Thermal Limit on Distributed Resources NSA Area1 | DNSP Thermal Limit on Distributed Resources | 3039720 | 3048048 | 3039720 | 3039720 | 3039720 | 3048048 | 3039720 | 3039720 | 3039720 | 3048048 | 3039720 | 3039720 | 3039720 | 3048048 | 3039720 | 3039720 | 3039720 | 3048048 | 3039720 | 3039720 | 3039720 | 3048048 | 3039720 | 3039720
Option 2 SC | DNSP Thermal Limit on Distributed Resources SESA Area1 | DNSP Thermal Limit on Distributed Resources | 0 | 0 | 0 | 0 | 0 | 4488624 | 4476360 | 4476360 | 4476360 | 4488624 | 4476360 | 4476360 | 4476360 | 4488624 | 4476360 | 4476360 | 4476360 | 4488624 | 4476360 | 4476360 | 4476360 | 4488624 | 4476360 | 4476360
Option 2 SC | DNSP Thermal Limit on Distributed Resources SEV Area1 | DNSP Thermal Limit on Distributed Resources | 7191960 | 7211664 | 7191960 | 7191960 | 7191960 | 7211664 | 7191960 | 7191960 | 7191960 | 7211664 | 7191960 | 7191960 | 7191960 | 7211664 | 7191960 | 7191960 | 7191960 | 7211664 | 7191960 | 7191960 | 7191960 | 7211664 | 7191960 | 7191960
Option 2 SC | DNSP Thermal Limit on Distributed Resources SNSW Area1 | DNSP Thermal Limit on Distributed Resources | 6990480 | 7009632 | 6990480 | 6990480 | 6990480 | 7009632 | 6990480 | 6990480 | 6990480 | 7009632 | 6990480 | 6990480 | 6990480 | 7009632 | 6990480 | 6990480 | 6990480 | 7009632 | 6990480 | 6990480 | 6990480 | 7009632 | 6990480 | 6990480
Option 2 SC | DNSP Thermal Limit on Distributed Resources SNSW Area2 | DNSP Thermal Limit on Distributed Resources | 8059200 | 8081280 | 8059200 | 8059200 | 8059200 | 8081280 | 8059200 | 8059200 | 8059200 | 8081280 | 8059200 | 8059200 | 8059200 | 8081280 | 8059200 | 8059200 | 8059200 | 8081280 | 8059200 | 8059200 | 8059200 | 8081280 | 8059200 | 8059200
Option 2 SC | DNSP Thermal Limit on Distributed Resources SNW Area1 | DNSP Thermal Limit on Distributed Resources | 27366240 | 27441216 | 27366240 | 27366240 | 27366240 | 27441216 | 27366240 | 27366240 | 27366240 | 27441216 | 27366240 | 27366240 | 27366240 | 27441216 | 27366240 | 27366240 | 27366240 | 27441216 | 27366240 | 27366240 | 27366240 | 27441216 | 27366240 | 27366240
Option 2 SC | DNSP Thermal Limit on Distributed Resources SNW Area2 | DNSP Thermal Limit on Distributed Resources | 59734440 | 59898096 | 59734440 | 59734440 | 59734440 | 59898096 | 59734440 | 59734440 | 59734440 | 59898096 | 59734440 | 59734440 | 59734440 | 59898096 | 59734440 | 59734440 | 59734440 | 59898096 | 59734440 | 59734440 | 59734440 | 59898096 | 59734440 | 59734440
Option 2 SC | DNSP Thermal Limit on Distributed Resources SQ Area1 | DNSP Thermal Limit on Distributed Resources | 51018240 | 51158016 | 51018240 | 51018240 | 51018240 | 51158016 | 51018240 | 51018240 | 51018240 | 51158016 | 51018240 | 51018240 | 51018240 | 51158016 | 51018240 | 51018240 | 51018240 | 51158016 | 51018240 | 51018240 | 51018240 | 51158016 | 51018240 | 51018240
Option 2 SC | DNSP Thermal Limit on Distributed Resources TAS Area1 | DNSP Thermal Limit on Distributed Resources | 3468960 | 3478464 | 3468960 | 3468960 | 3468960 | 3478464 | 3468960 | 3468960 | 3468960 | 3478464 | 3468960 | 3468960 | 3468960 | 3478464 | 3468960 | 3468960 | 3468960 | 3478464 | 3468960 | 3468960 | 3468960 | 3478464 | 3468960 | 3468960
Option 2 SC | DNSP Thermal Limit on Distributed Resources WNV Area1 | DNSP Thermal Limit on Distributed Resources | 0 | 0 | 0 | 0 | 0 | 3469680 | 3460200 | 3460200 | 3460200 | 3469680 | 3460200 | 3460200 | 3460200 | 3469680 | 3460200 | 3460200 | 3460200 | 3469680 | 3460200 | 3460200 | 3460200 | 3469680 | 3460200 | 3460200
Option 2 SC | DNSP Thermal Limit on Distributed Resources WNV Area2 | DNSP Thermal Limit on Distributed Resources | 0 | 0 | 0 | 0 | 0 | 53441856 | 53295840 | 53295840 | 53295840 | 53441856 | 53295840 | 53295840 | 53295840 | 53441856 | 53295840 | 53295840 | 53295840 | 53441856 | 53295840 | 53295840 | 53295840 | 53441856 | 53295840 | 53295840
Option 2 SC | Daily H2 Limit NSW | H2 Infrastructure Limitations | 0 | 0 | 0 | 0 | 0 | 0 | 0 | 0 | 0 | 0 | 0 | 0 | 0 | 0 | 0 | 0 | 0 | 0 | 0 | 0 | 0 | 0 | 0 | 0
Option 2 SC | Daily H2 Limit QLD | H2 Infrastructure Limitations | 0 | 0 | 0 | 0 | 0 | 0 | 0 | 0 | 0 | 0 | 0 | 0 | 0 | 0 | 0 | 0 | 0 | 0 | 0 | 0 | 0 | 0 | 0 | 0
Option 2 SC | Daily H2 Limit SA | H2 Infrastructure Limitations | 0 | 0 | 0 | 0 | 0 | 0 | 0 | 0 | 0 | 0 | 0 | 0 | 0 | 0 | 0 | 0 | 0 | 0 | 0 | 0 | 0 | 0 | 0 | 0
Option 2 SC | Daily H2 Limit TAS | H2 Infrastructure Limitations | 0 | 0 | 0 | 0 | 0 | 0 | 0 | 0 | 0 | 0 | 0 | 0 | 0 | 0 | 0 | 0 | 0 | 0 | 0 | 0 | 0 | 0 | 0 | 0
Option 2 SC | Daily H2 Limit VIC | H2 Infrastructure Limitations | 0 | 0 | 0 | 0 | 0 | 0 | 0 | 0 | 0 | 0 | 0 | 0 | 0 | 0 | 0 | 0 | 0 | 0 | 0 | 0 | 0 | 0 | 0 | 0
Option 2 SC | ExportGroup_CNSW1 | Group Network Export Constraints | 7139400 | 7158960 | 7139400 | 7139400 | 7139400 | 7158960 | 7139400 | 7139400 | 7139400 | 7158960 | 7139400 | 7139400 | 7139400 | 7158960 | 7139400 | 7139400 | 7139400 | 7158960 | 7139400 | 7139400 | 7139400 | 7158960 | 7139400 | 7139400
Option 2 SC | ExportGroup_CQ1 | Group Network Export Constraints | 16792320 | 16833120 | 16792320 | 16792320 | 16792320 | 16833120 | 16792320 | 16792320 | 16792320 | 16833120 | 16792320 | 16792320 | 16792320 | 16833120 | 16792320 | 16792320 | 16792320 | 16833120 | 16792320 | 16792320 | 16792320 | 16833120 | 16792320 | 16792320
Option 2 SC | ExportGroup_MN1 | Group Network Export Constraints | 15460080 | 15499200 | 15460080 | 15460080 | 15460080 | 15499200 | 15460080 | 15460080 | 15460080 | 15499200 | 15460080 | 15460080 | 15460080 | 15499200 | 15460080 | 15460080 | 15460080 | 15499200 | 15460080 | 15460080 | 15460080 | 15499200 | 15460080 | 15460080
Option 2 SC | ExportGroup_NET1 | Group Network Export Constraints | 14016000 | 14054400 | 14016000 | 14016000 | 14016000 | 14054400 | 14016000 | 14016000 | 14016000 | 14054400 | 14016000 | 14016000 | 14016000 | 14054400 | 14016000 | 14016000 | 14016000 | 14054400 | 14016000 | 14016000 | 14016000 | 14054400 | 14016000 | 14016000
Option 2 SC | ExportGroup_NQ1 | Group Network Export Constraints | 22380480 | 22438560 | 22380480 | 22380480 | 22380480 | 22438560 | 22380480 | 22380480 | 22380480 | 22438560 | 22380480 | 22380480 | 22380480 | 22438560 | 22380480 | 22380480 | 22380480 | 22438560 | 22380480 | 22380480 | 22380480 | 22438560 | 22380480 | 22380480
Option 2 SC | ExportGroup_NSA1 | Group Network Export Constraints | 5124600 | 5138640 | 5124600 | 5124600 | 5124600 | 5138640 | 5124600 | 5124600 | 5124600 | 5138640 | 5124600 | 5124600 | 5124600 | 5138640 | 5124600 | 5124600 | 5124600 | 5138640 | 5124600 | 5124600 | 5124600 | 5138640 | 5124600 | 5124600
Option 2 SC | ExportGroup_SEVIC1 | Group Network Export Constraints | 0 | 0 | 0 | 0 | 0 | 36892800 | 36792000 | 36792000 | 36792000 | 36892800 | 36792000 | 36792000 | 36792000 | 36892800 | 36792000 | 36792000 | 36792000 | 36892800 | 36792000 | 36792000 | 36792000 | 36892800 | 36792000 | 36792000
Option 2 SC | ExportGroup_SQ1 | Group Network Export Constraints | 12264000 | 12297600 | 12264000 | 12264000 | 12264000 | 12297600 | 12264000 | 12264000 | 12264000 | 12297600 | 12264000 | 12264000 | 12264000 | 12297600 | 12264000 | 12264000 | 12264000 | 12297600 | 12264000 | 12264000 | 12264000 | 12297600 | 12264000 | 12264000
Option 2 SC | ExportGroup_SWNSW1 | Group Network Export Constraints | 10512000 | 10540800 | 10512000 | 10512000 | 10512000 | 10540800 | 10512000 | 10512000 | 10512000 | 10540800 | 10512000 | 10512000 | 10512000 | 10540800 | 10512000 | 10512000 | 10512000 | 10540800 | 10512000 | 10512000 | 10512000 | 10540800 | 10512000 | 10512000
Option 2 SC | ExportGroup_SWNSW2 | Group Network Export Constraints | 0 | 0 | 0 | 0 | 0 | 22598400 | 38544000 | 38544000 | 38544000 | 38649600 | 38544000 | 38544000 | 38544000 | 38649600 | 38544000 | 38544000 | 38544000 | 38649600 | 38544000 | 38544000 | 38544000 | 38649600 | 38544000 | 38544000
Option 2 SC | ExportGroup_SWQLD1 | Group Network Export Constraints | 26280000 | 26352000 | 26280000 | 26280000 | 26280000 | 26352000 | 26280000 | 26280000 | 26280000 | 26352000 | 26280000 | 26280000 | 26280000 | 26352000 | 26280000 | 26280000 | 26280000 | 26352000 | 26280000 | 26280000 | 26280000 | 26352000 | 26280000 | 26280000
Option 2 SC | ExportGroup_SWV1 | Group Network Export Constraints | 21856200 | 21916080 | 21856200 | 21856200 | 21856200 | 21916080 | 21856200 | 21856200 | 21856200 | 21916080 | 21856200 | 21856200 | 21856200 | 21916080 | 21856200 | 21856200 | 21856200 | 21916080 | 21856200 | 21856200 | 21856200 | 21916080 | 21856200 | 21856200
Option 2 SC | ExportGroup_WNV1 | Group Network Export Constraints | 23802480 | 23851440 | 23802480 | 23802480 | 23802480 | 10851480 | 23802480 | 23802480 | 23802480 | 23851440 | 23802480 | 23802480 | 23802480 | 23851440 | 23802480 | 23802480 | 23802480 | 23851440 | 23802480 | 23802480 | 23802480 | 23851440 | 23802480 | 23802480
Option 2 SC | ExportGroup_WV1 | Group Network Export Constraints | 7860000 | 7878720 | 7860000 | 7860000 | 7860000 | 7878720 | 7860000 | 7860000 | 7860000 | 7878720 | 7860000 | 7860000 | 7860000 | 7878720 | 7860000 | 7860000 | 7860000 | 7878720 | 7860000 | 7860000 | 7860000 | 7878720 | 7860000 | 7860000
Option 2 SC | ExportLimit_DN1_Dubbo | Distribution REZ Export Constraints | 0 | 0 | 0 | 0 | 0 | 0 | 0 | 0 | 0 | 0 | 0 | 0 | 0 | 0 | 0 | 0 | 0 | 0 | 0 | 0 | 0 | 0 | 0 | 0
Option 2 SC | ExportLimit_DN2_Yass | Distribution REZ Export Constraints | 0 | 0 | 0 | 0 | 0 | 0 | 0 | 0 | 0 | 0 | 0 | 0 | 0 | 0 | 0 | 0 | 0 | 0 | 0 | 0 | 0 | 0 | 0 | 0
Option 2 SC | ExportLimit_DN3_Marulan | Distribution REZ Export Constraints | 0 | 0 | 0 | 0 | 0 | 0 | 0 | 0 | 0 | 0 | 0 | 0 | 0 | 0 | 0 | 0 | 0 | 0 | 0 | 0 | 0 | 0 | 0 | 0
Option 2 SC | ExportLimit_N10_Hunter Coast | REZ Network Export Constraints | 49494000 | 49629600 | 49494000 | 49494000 | 49494000 | 49629600 | 49494000 | 49494000 | 49494000 | 49629600 | 49494000 | 49494000 | 49494000 | 49629600 | 49494000 | 49494000 | 49494000 | 49629600 | 49494000 | 49494000 | 49494000 | 49629600 | 49494000 | 49494000
Option 2 SC | ExportLimit_N11_Illawarra Coast | REZ Network Export Constraints | 8760000 | 8784000 | 8760000 | 8760000 | 8760000 | 8784000 | 8760000 | 8760000 | 8760000 | 8784000 | 8760000 | 8760000 | 8760000 | 8784000 | 8760000 | 8760000 | 8760000 | 8784000 | 8760000 | 8760000 | 8760000 | 8784000 | 8760000 | 8760000
Option 2 SC | ExportLimit_N12_Illawarra | REZ Network Export Constraints | 8760000 | 8784000 | 8760000 | 8760000 | 8760000 | 8784000 | 8760000 | 8760000 | 8760000 | 8784000 | 8760000 | 8760000 | 8760000 | 8784000 | 8760000 | 8760000 | 8760000 | 8784000 | 8760000 | 8760000 | 8760000 | 8784000 | 8760000 | 8760000
Option 2 SC | ExportLimit_N13_South Cobar | REZ Network Export Constraints | 995328 | 997872 | 995328 | 995328 | 995328 | 997872 | 995328 | 995328 | 995328 | 997872 | 995328 | 995328 | 995328 | 997872 | 995328 | 995328 | 995328 | 997872 | 995328 | 995328 | 995328 | 997872 | 995328 | 995328
Option 2 SC | ExportLimit_N1_North West NSW | REZ Network Export Constraints | 1497960 | 1502064 | 1497960 | 1497960 | 1497960 | 1502064 | 1497960 | 1497960 | 1497960 | 1502064 | 1497960 | 1497960 | 1497960 | 1502064 | 1497960 | 1497960 | 1497960 | 1502064 | 1497960 | 1497960 | 1497960 | 1502064 | 1497960 | 1497960
Option 2 SC | ExportLimit_N2_New England | REZ Network Export Constraints | 5054520 | 5068368 | 5054520 | 5054520 | 5054520 | 5068368 | 5054520 | 5054520 | 5054520 | 5068368 | 5054520 | 5054520 | 5054520 | 5068368 | 5054520 | 5054520 | 5054520 | 5068368 | 5054520 | 5054520 | 5054520 | 5068368 | 5054520 | 5054520
Option 2 SC | ExportLimit_N3_Central-West Orana | REZ Network Export Constraints | 7884000 | 7905600 | 7884000 | 7884000 | 7884000 | 7905600 | 7884000 | 7884000 | 7884000 | 7905600 | 7884000 | 7884000 | 7884000 | 7905600 | 7884000 | 7884000 | 7884000 | 7905600 | 7884000 | 7884000 | 7884000 | 7905600 | 7884000 | 7884000
Option 2 SC | ExportLimit_N4_Broken Hill | REZ Network Export Constraints | 2190000 | 2196000 | 2190000 | 2190000 | 2190000 | 2196000 | 2190000 | 2190000 | 2190000 | 2196000 | 2190000 | 2190000 | 2190000 | 2196000 | 2190000 | 2190000 | 2190000 | 2196000 | 2190000 | 2190000 | 2190000 | 2196000 | 2190000 | 2190000
Option 2 SC | ExportLimit_N5_South West NSW | REZ Network Export Constraints | 3942000 | 3952800 | 3942000 | 3942000 | 3942000 | 3952800 | 3942000 | 3942000 | 3942000 | 3952800 | 3942000 | 3942000 | 3942000 | 3952800 | 3942000 | 3942000 | 3942000 | 3952800 | 3942000 | 3942000 | 3942000 | 3952800 | 3942000 | 3942000
Option 2 SC | ExportLimit_N6_Wagga Wagga | REZ Network Export Constraints | 9636000 | 9662400 | 9636000 | 9636000 | 9636000 | 9662400 | 9636000 | 9636000 | 9636000 | 9662400 | 9636000 | 9636000 | 9636000 | 9662400 | 9636000 | 9636000 | 9636000 | 9662400 | 9636000 | 9636000 | 9636000 | 9662400 | 9636000 | 9636000
Option 2 SC | ExportLimit_N7_Tumut | REZ Network Export Constraints | 0 | 0 | 0 | 0 | 0 | 0 | 0 | 0 | 0 | 0 | 0 | 0 | 0 | 0 | 0 | 0 | 0 | 0 | 0 | 0 | 0 | 0 | 0 | 0
Option 2 SC | ExportLimit_N8_Cooma-Monaro | REZ Network Export Constraints | 3066000 | 3074400 | 3066000 | 3066000 | 3066000 | 3074400 | 3066000 | 3066000 | 3066000 | 3074400 | 3066000 | 3066000 | 3066000 | 3074400 | 3066000 | 3066000 | 3066000 | 3074400 | 3066000 | 3066000 | 3066000 | 3074400 | 3066000 | 3066000
Option 2 SC | ExportLimit_N9_Hunter-Central Coast | REZ Network Export Constraints | 3504000 | 3513600 | 3504000 | 3504000 | 3504000 | 3513600 | 3504000 | 3504000 | 3504000 | 3513600 | 3504000 | 3504000 | 3504000 | 3513600 | 3504000 | 3504000 | 3504000 | 3513600 | 3504000 | 3504000 | 3504000 | 3513600 | 3504000 | 3504000
Option 2 SC | ExportLimit_Q1_Far North Qld | REZ Network Export Constraints | 6570000 | 6588000 | 6570000 | 6570000 | 6570000 | 6588000 | 6570000 | 6570000 | 6570000 | 6588000 | 6570000 | 6570000 | 6570000 | 6588000 | 6570000 | 6570000 | 6570000 | 6588000 | 6570000 | 6570000 | 6570000 | 6588000 | 6570000 | 6570000
Option 2 SC | ExportLimit_Q2_North Qld Clean Energy Hub | REZ Network Export Constraints | 6132000 | 6148800 | 6132000 | 6132000 | 6132000 | 6148800 | 6132000 | 6132000 | 6132000 | 6148800 | 6132000 | 6132000 | 6132000 | 6148800 | 6132000 | 6132000 | 6132000 | 6148800 | 6132000 | 6132000 | 6132000 | 6148800 | 6132000 | 6132000
Option 2 SC | ExportLimit_Q5_Barcaldine | REZ Network Export Constraints | 744600 | 746640 | 744600 | 744600 | 744600 | 746640 | 744600 | 744600 | 744600 | 746640 | 744600 | 744600 | 744600 | 746640 | 744600 | 744600 | 744600 | 746640 | 744600 | 744600 | 744600 | 746640 | 744600 | 744600
Option 2 SC | ExportLimit_Q9_Banana | REZ Network Export Constraints | 1314000 | 1317600 | 1314000 | 1314000 | 1314000 | 1317600 | 1314000 | 1314000 | 1314000 | 1317600 | 1314000 | 1314000 | 1314000 | 1317600 | 1314000 | 1314000 | 1314000 | 1317600 | 1314000 | 1314000 | 1314000 | 1317600 | 1314000 | 1314000
Option 2 SC | ExportLimit_S2_Riverland | REZ Network Export Constraints | 1138800 | 1141920 | 1138800 | 1138800 | 1138800 | 1141920 | 1138800 | 1138800 | 1138800 | 1141920 | 1138800 | 1138800 | 1138800 | 1141920 | 1138800 | 1138800 | 1138800 | 1141920 | 1138800 | 1138800 | 1138800 | 1141920 | 1138800 | 1138800
Option 2 SC | ExportLimit_S4_Yorke Peninsula | REZ Network Export Constraints | 876000 | 878400 | 876000 | 876000 | 876000 | 878400 | 876000 | 876000 | 876000 | 878400 | 876000 | 876000 | 876000 | 878400 | 876000 | 876000 | 876000 | 878400 | 876000 | 876000 | 876000 | 878400 | 876000 | 876000
Option 2 SC | ExportLimit_S6_Roxby Downs | REZ Network Export Constraints | 4380000 | 4392000 | 4380000 | 4380000 | 4380000 | 4392000 | 4380000 | 4380000 | 4380000 | 4392000 | 4380000 | 4380000 | 4380000 | 4392000 | 4380000 | 4380000 | 4380000 | 4392000 | 4380000 | 4380000 | 4380000 | 4392000 | 4380000 | 4380000
Option 2 SC | ExportLimit_S7_Eastern Eyre Peninsula | REZ Network Export Constraints | 2628000 | 2635200 | 2628000 | 2628000 | 2628000 | 2635200 | 2628000 | 2628000 | 2628000 | 2635200 | 2628000 | 2628000 | 2628000 | 2635200 | 2628000 | 2628000 | 2628000 | 2635200 | 2628000 | 2628000 | 2628000 | 2635200 | 2628000 | 2628000
Option 2 SC | ExportLimit_S8_Western Eyre Peninsula | REZ Network Export Constraints | 0 | 0 | 0 | 0 | 0 | 0 | 0 | 0 | 0 | 0 | 0 | 0 | 0 | 0 | 0 | 0 | 0 | 0 | 0 | 0 | 0 | 0 | 0 | 0
Option 2 SC | ExportLimit_T1_North East Tasmania | REZ Network Export Constraints | 3504000 | 3513600 | 3504000 | 3504000 | 3504000 | 3513600 | 3504000 | 3504000 | 3504000 | 3513600 | 3504000 | 3504000 | 3504000 | 3513600 | 3504000 | 3504000 | 3504000 | 3513600 | 3504000 | 3504000 | 3504000 | 3513600 | 3504000 | 3504000
Option 2 SC | ExportLimit_T2_North West Tasmania | REZ Network Export Constraints | 1337520 | 1344168 | 1337520 | 1337520 | 1337520 | 1344168 | 1337520 | 1337520 | 1337520 | 1344168 | 1337520 | 1337520 | 1337520 | 1344168 | 1337520 | 1337520 | 1337520 | 1344168 | 1337520 | 1337520 | 1337520 | 1344168 | 1337520 | 1337520
Option 2 SC | ExportLimit_T3_Central Highlands | REZ Network Export Constraints | 7080120 | 7096968 | 7080120 | 7080120 | 7080120 | 7096968 | 7080120 | 7080120 | 7080120 | 7096968 | 7080120 | 7080120 | 7080120 | 7096968 | 7080120 | 7080120 | 7080120 | 7096968 | 7080120 | 7080120 | 7080120 | 7096968 | 7080120 | 7080120
Option 2 SC | ExportLimit_V1_North West VIC | REZ Network Export Constraints | 4932960 | 4943520 | 4932960 | 4932960 | 4932960 | 4943520 | 4932960 | 4932960 | 4932960 | 4943520 | 4932960 | 4932960 | 4932960 | 4943520 | 4932960 | 4932960 | 4932960 | 4943520 | 4932960 | 4932960 | 4932960 | 4943520 | 4932960 | 4932960
Option 2 SC | ExportLimit_V2_Central Highlands VIC | REZ Network Export Constraints | 6283200 | 6297600 | 6283200 | 6283200 | 6283200 | 6297600 | 6283200 | 6283200 | 6283200 | 6297600 | 6283200 | 6283200 | 6283200 | 6297600 | 6283200 | 6283200 | 6283200 | 6297600 | 6283200 | 6283200 | 6283200 | 6297600 | 6283200 | 6283200
Option 2 SC | ExportLimit_V7_Central North VIC | REZ Network Export Constraints | 9032400 | 9048000 | 9032400 | 9032400 | 9032400 | 9048000 | 9032400 | 9032400 | 9032400 | 9048000 | 9032400 | 9032400 | 9032400 | 9048000 | 9032400 | 9032400 | 9032400 | 9048000 | 9032400 | 9032400 | 9032400 | 9048000 | 9032400 | 9032400
Option 2 SC | ExportLimit_V8_Gippsland Offshore | REZ Network Export Constraints | 0 | 0 | 0 | 0 | 0 | 0 | 0 | 0 | 0 | 0 | 0 | 0 | 0 | 0 | 0 | 0 | 0 | 0 | 0 | 0 | 0 | 0 | 0 | 0
Option 2 SC | GG H2 Green Commodities Consumption Purchaser | Subregion flexible electricity load for Green Commodities H2 | 0 | 0 | 0 | 0 | 0 | 0 | 0 | 0 | 491.5259 | 516.4356 | 520.8313 | 515.8824 | 523.211 | 542.3207 | 580.2686 | 635.269 | 716.6343 | 804.8947 | 906.8351 | 1015.0439 | 1140.3907 | 1282.5957 | 1417.9947 | 1539.7909
Option 2 SC | Gas Zone Daily Offtake Limit Colongra | Gas Infrastructure Limitations by Gas Zone | 14724.1 | 14764.44 | 14724.1 | 14724.1 | 14724.1 | 14764.44 | 14724.1 | 14724.1 | 14724.1 | 14764.44 | 14724.1 | 14724.1 | 14724.1 | 14764.44 | 14724.1 | 14724.1 | 14724.1 | 14764.44 | 14724.1 | 14724.1 | 14724.1 | 14764.44 | 14724.1 | 14724.1
Option 2 SC | Gas Zone Daily Offtake Limit Gippsland | Gas Infrastructure Limitations by Gas Zone | 262949.23 | 354549.48 | 304359.5 | 285980.59 | 280142.05 | 239296.04 | 241707.66 | 229742.27 | 197089.85 | 191313.2 | 247284.52 | 241360.71 | 193081.91 | 230414.24 | 233012.45 | 233229.63 | 239652.11 | 183455.55 | 156526.92 | 156526.92 | 156526.92 | 156969.04 | 156526.92 | 156526.92
Option 2 SC | Gas Zone Daily Offtake Limit Gladstone | Gas Infrastructure Limitations by Gas Zone | 9103.39 | 17552.22 | 26385.1 | 41246.68 | 56511.48 | 57504.8 | 58214.08 | 58890.28 | 59080.18 | 59103.17 | 58990.84 | 59190.17 | 59232.04 | 59248.13 | 59137.98 | 59293.01 | 59365.4 | 59403.91 | 59330.76 | 59330.76 | 59330.76 | 59486.62 | 59330.76 | 59330.76
Option 2 SC | Gas Zone Daily Offtake Limit Kurri Kurri | Gas Infrastructure Limitations by Gas Zone | 21900 | 21960 | 21900 | 21900 | 21900 | 21960 | 21900 | 21900 | 21900 | 21960 | 21900 | 21900 | 21900 | 21960 | 21900 | 21900 | 21900 | 21960 | 21900 | 21900 | 21900 | 21960 | 21900 | 21900
Option 2 SC | Gas Zone Daily Offtake Limit Laverton North | Gas Infrastructure Limitations by Gas Zone | 28836.93 | 28458.12 | 27340.32 | 29059.61 | 28413.44 | 28813.15 | 28443.3 | 28592.31 | 28964.05 | 28613.69 | 28221.65 | 28444.74 | 28884.49 | 28130.32 | 27838.38 | 28331.8 | 28638.83 | 28934.08 | 29243.8 | 29243.8 | 29243.8 | 29323.92 | 29243.8 | 29243.8
Option 2 SC | Gas Zone Daily Offtake Limit Melbourne | Gas Infrastructure Limitations by Gas Zone | 376185.92 | 470262.78 | 430864.02 | 417592.39 | 417222.73 | 380825.38 | 389412.31 | 381986.83 | 376304.97 | 398021.4 | 458123.29 | 456586.98 | 412979.2 | 455181.73 | 463772.03 | 466741.65 | 474100.61 | 426773.3 | 399027.34 | 399027.34 | 399027.34 | 400210.36 | 399027.34 | 399027.34
Option 2 SC | Gas Zone Daily Offtake Limit Moomba | Gas Infrastructure Limitations by Gas Zone | 251237.37 | 242827.83 | 234669.06 | 227197.74 | 220615.43 | 216000.5 | 240216.42 | 262600.12 | 254424.01 | 249363.49 | 243566.62 | 239172.6 | 235943.22 | 233815.53 | 231271.44 | 229093.87 | 227785.78 | 227273.25 | 225678.8 | 225678.8 | 225678.8 | 226316.39 | 225678.8 | 225678.8
Option 2 SC | Gas Zone Daily Offtake Limit NQGP | Gas Infrastructure Limitations by Gas Zone | 5651.9 | 5678.26 | 5833.72 | 5865.57 | 5652.32 | 5659.15 | 5866.91 | 5861.8 | 5650.64 | 5675.71 | 5832.94 | 5855.85 | 5653.6 | 5669.34 | 5851.62 | 54038.08 | 102799.02 | 103088.07 | 102676.25 | 102676.25 | 102676.25 | 102958.03 | 102676.25 | 102676.25
Option 2 SC | Gas Zone Daily Offtake Limit Newcastle | Gas Infrastructure Limitations by Gas Zone | 40150 | 40260 | 40150 | 40150 | 40150 | 40260 | 40150 | 40150 | 40150 | 40260 | 40150 | 40150 | 40150 | 40260 | 40150 | 40150 | 40150 | 40260 | 40150 | 40150 | 40150 | 40260 | 40150 | 40150
Option 2 SC | Gas Zone Daily Offtake Limit Northern | Gas Infrastructure Limitations by Gas Zone | 1505342.63 | 1510744.91 | 1511086.54 | 1509426.08 | 1485177.95 | 1419629.78 | 1330025.5 | 1261790.08 | 1209301.84 | 1151021.82 | 1090848.47 | 1040009.83 | 985550.1 | 925690.52 | 863168.48 | 871817.59 | 875248.69 | 815601.68 | 782352.15 | 782352.15 | 782352.15 | 784489.1 | 782352.15 | 782352.15
Option 2 SC | Gas Zone Daily Offtake Limit Port Campbell | Gas Infrastructure Limitations by Gas Zone | 272710.11 | 271861.37 | 260248 | 257255.01 | 276310.78 | 267524.62 | 287824.86 | 307994.3 | 403887.29 | 504728.1 | 501708.91 | 500354.27 | 496267.17 | 494056.71 | 493665.89 | 493678.18 | 520001.35 | 549160.94 | 546724.26 | 546724.26 | 546724.26 | 548226.37 | 546724.26 | 546724.26
Option 2 SC | Gas Zone Daily Offtake Limit Southern | Gas Infrastructure Limitations by Gas Zone | 563868.53 | 655092.49 | 590536.13 | 566379.03 | 581331.28 | 529978.15 | 591860.88 | 621935.73 | 685008.2 | 783697.16 | 837652.38 | 829172.33 | 779611.71 | 822114.54 | 829636.23 | 829397.23 | 863101.44 | 847328.81 | 816086.9 | 816086.9 | 816086.9 | 818464.62 | 816086.9 | 816086.9
Option 2 SC | Gordon Min Gen | Hydro min release | 32.85 | 32.85 | 32.85 | 32.85 | 32.85 | 32.85 | 32.85 | 32.85 | 32.85 | 32.85 | 32.85 | 32.85 | 32.85 | 32.85 | 32.85 | 32.85 | 32.85 | 32.85 | 32.85 | 32.85 | 32.85 | 32.85 | 32.85 | 32.85
Option 2 SC | ImportGroup_N9_Hydrogen | Group Network Import Constraints | 8935200 | 8959680 | 8935200 | 8935200 | 8935200 | 8959680 | 8935200 | 8935200 | 8935200 | 8959680 | 8935200 | 8935200 | 8935200 | 8959680 | 8935200 | 8935200 | 8935200 | 8959680 | 8935200 | 8935200 | 8935200 | 8959680 | 8935200 | 8935200
Option 2 SC | ImportGroup_NSA1 | Group Network Import Constraints | 5168400 | 5182560 | 5168400 | 5168400 | 5168400 | 5182560 | 5168400 | 5168400 | 5168400 | 5182560 | 5168400 | 5168400 | 5168400 | 5182560 | 5168400 | 5168400 | 5168400 | 5182560 | 5168400 | 5168400 | 5168400 | 5182560 | 5168400 | 5168400
Option 2 SC | ImportGroup_Q1_Hydrogen | Group Network Import Constraints | 4292400 | 4304160 | 4292400 | 4292400 | 4292400 | 4304160 | 4292400 | 4292400 | 4292400 | 4304160 | 4292400 | 4292400 | 4292400 | 4304160 | 4292400 | 4292400 | 4292400 | 4304160 | 4292400 | 4292400 | 4292400 | 4304160 | 4292400 | 4292400
Option 2 SC | ImportGroup_Q4_Hydrogen | Group Network Import Constraints | 8409600 | 8432640 | 8409600 | 8409600 | 8409600 | 8432640 | 8409600 | 8409600 | 8409600 | 8432640 | 8409600 | 8409600 | 8409600 | 8432640 | 8409600 | 8409600 | 8409600 | 8432640 | 8409600 | 8409600 | 8409600 | 8432640 | 8409600 | 8409600
Option 2 SC | ImportGroup_Q7_Hydrogen | Group Network Import Constraints | 9198000 | 9223200 | 9198000 | 9198000 | 9198000 | 9223200 | 9198000 | 9198000 | 9198000 | 9223200 | 9198000 | 9198000 | 9198000 | 9223200 | 9198000 | 9198000 | 9198000 | 9223200 | 9198000 | 9198000 | 9198000 | 9223200 | 9198000 | 9198000
Option 2 SC | ImportLimit_N12_Illawarra | REZ Network Import Constraints | 8760000 | 8784000 | 8760000 | 8760000 | 8760000 | 8784000 | 8760000 | 8760000 | 8760000 | 8784000 | 8760000 | 8760000 | 8760000 | 8784000 | 8760000 | 8760000 | 8760000 | 8784000 | 8760000 | 8760000 | 8760000 | 8784000 | 8760000 | 8760000
Option 2 SC | ImportLimit_N1_North West NSW | REZ Network Import Constraints | 490560 | 491904 | 490560 | 490560 | 490560 | 491904 | 490560 | 490560 | 490560 | 491904 | 490560 | 490560 | 490560 | 491904 | 490560 | 490560 | 490560 | 491904 | 490560 | 490560 | 490560 | 491904 | 490560 | 490560
Option 2 SC | ImportLimit_N3_Central-West Orana | REZ Network Import Constraints | 7884000 | 7905600 | 7884000 | 7884000 | 7884000 | 7905600 | 7884000 | 7884000 | 7884000 | 7905600 | 7884000 | 7884000 | 7884000 | 7905600 | 7884000 | 7884000 | 7884000 | 7905600 | 7884000 | 7884000 | 7884000 | 7905600 | 7884000 | 7884000
Option 2 SC | ImportLimit_N8_Cooma-Monaro | REZ Network Import Constraints | 1182600 | 1185840 | 1182600 | 1182600 | 1182600 | 1185840 | 1182600 | 1182600 | 1182600 | 1185840 | 1182600 | 1182600 | 1182600 | 1185840 | 1182600 | 1182600 | 1182600 | 1185840 | 1182600 | 1182600 | 1182600 | 1185840 | 1182600 | 1182600
Option 2 SC | ImportLimit_Q1_Far North Qld | REZ Network Import Constraints | 805920 | 808128 | 805920 | 805920 | 805920 | 808128 | 805920 | 805920 | 805920 | 808128 | 805920 | 805920 | 805920 | 808128 | 805920 | 805920 | 805920 | 808128 | 805920 | 805920 | 805920 | 808128 | 805920 | 805920
Option 2 SC | ImportLimit_S3_Mid-North SA | REZ Network Import Constraints | 3924480 | 3935232 | 3924480 | 3924480 | 3924480 | 3935232 | 3924480 | 3924480 | 3924480 | 3935232 | 3924480 | 3924480 | 3924480 | 3935232 | 3924480 | 3924480 | 3924480 | 3935232 | 3924480 | 3924480 | 3924480 | 3935232 | 3924480 | 3924480
Option 2 SC | ImportLimit_S7_Eastern Eyre Peninsula | REZ Network Import Constraints | 1322760 | 1326384 | 1322760 | 1322760 | 1322760 | 1326384 | 1322760 | 1322760 | 1322760 | 1326384 | 1322760 | 1322760 | 1322760 | 1326384 | 1322760 | 1322760 | 1322760 | 1326384 | 1322760 | 1322760 | 1322760 | 1326384 | 1322760 | 1322760
Option 2 SC | ImportLimit_T1_North East Tasmania | REZ Network Import Constraints | 3942000 | 3952800 | 3942000 | 3942000 | 3942000 | 3952800 | 3942000 | 3942000 | 3942000 | 3952800 | 3942000 | 3942000 | 3942000 | 3952800 | 3942000 | 3942000 | 3942000 | 3952800 | 3942000 | 3942000 | 3942000 | 3952800 | 3942000 | 3942000
Option 2 SC | ImportLimit_T3_Central Highlands | REZ Network Import Constraints | 4818000 | 4831200 | 4818000 | 4818000 | 4818000 | 4831200 | 4818000 | 4818000 | 4818000 | 4831200 | 4818000 | 4818000 | 4818000 | 4831200 | 4818000 | 4818000 | 4818000 | 4831200 | 4818000 | 4818000 | 4818000 | 4831200 | 4818000 | 4818000
Option 2 SC | ImportLimit_V1_North West VIC | REZ Network Import Constraints | 3241200 | 3250080 | 3241200 | 3241200 | 3241200 | 3250080 | 3241200 | 3241200 | 3241200 | 3250080 | 3241200 | 3241200 | 3241200 | 3250080 | 3241200 | 3241200 | 3241200 | 3250080 | 3241200 | 3241200 | 3241200 | 3250080 | 3241200 | 3241200
Option 2 SC | ImportLimit_V5_South West VIC | REZ Network Import Constraints | 27856800 | 27933120 | 27856800 | 27856800 | 27856800 | 27933120 | 27856800 | 27856800 | 27856800 | 27933120 | 27856800 | 27856800 | 27856800 | 27933120 | 27856800 | 27856800 | 27856800 | 27933120 | 27856800 | 27856800 | 27856800 | 27933120 | 27856800 | 27856800
Option 2 SC | ImportLimit_V7_Central North VIC | REZ Network Import Constraints | 4380000 | 4392000 | 4380000 | 4380000 | 4380000 | 4392000 | 4380000 | 4380000 | 4380000 | 4392000 | 4380000 | 4380000 | 4380000 | 4392000 | 4380000 | 4380000 | 4380000 | 4392000 | 4380000 | 4380000 | 4380000 | 4392000 | 4380000 | 4380000
Option 2 SC | Kareeya Min Gen | Hydro min release | 10.95 | 10.95 | 10.95 | 10.95 | 10.95 | 10.95 | 10.95 | 10.95 | 10.95 | 10.95 | 10.95 | 10.95 | 10.95 | 10.95 | 10.95 | 10.95 | 10.95 | 10.95 | 10.95 | 10.95 | 10.95 | 10.95 | 10.95 | 10.95
Option 2 SC | Liapootah Min Gen | Hydro min release | 43.8 | 43.8 | 43.8 | 43.8 | 43.8 | 43.8 | 43.8 | 43.8 | 43.8 | 43.8 | 43.8 | 43.8 | 43.8 | 43.8 | 43.8 | 43.8 | 43.8 | 43.8 | 43.8 | 43.8 | 43.8 | 43.8 | 43.8 | 43.8
Option 2 SC | N >> 11-0_17-0 | NetworkConstraints | 35498879.6 | 39416434.94 | 38970166.675 | 38842048.95 | 35165748.445 | 35603676.44 | 35763797.18 | 35417703.425 | 35633458.015 | 35956580.075 | 36039255.08 | 36221671.51 | 36586251.88 | 36927830.79 | 36937641.835 | 37179344.82 | 37033745 | 37357157.14 | 37691093.015 | 37960501.895 | 38085005.565 | 38438017.315 | 38471242.735 | 38851460.38
Option 2 SC | N >> 11-0_39/1 | NetworkConstraints | 0 | 0 | 0 | 0 | 46400471.175 | 47000201.27 | 47225633.7 | 47313197.455 | 47618424.68 | 48067783.305 | 48192259.55 | 48450395.95 | 48965724.475 | 49441495.05 | 49462947.355 | 49804359.395 | 49598443.79 | 50048531.365 | 50528031.275 | 50908641.195 | 51085275.77 | 51576865.475 | 51631425.63 | 52168894.34
Option 2 SC | N >> 12-0_14-0_R | NetworkConstraints | 58244106.35 | 59045808.7 | 60013528.155 | 64750241.145 | 76023917.3 | 77882492.13 | 78874863.22 | 80120217.355 | 81134334.135 | 82417407.005 | 83039372.305 | 83897483.65 | 85606902.175 | 86979616.175 | 87259633.08 | 88390694.055 | 87706939.095 | 88994421.85 | 90793243.45 | 92054558.78 | 92644554.005 | 94067604.995 | 94457519.89 | 96240618.01
Option 2 SC | N >> 12-0_39-1_R | NetworkConstraints | 65703216.26 | 66812391.4 | 67548431.39 | 69662028.505 | 0 | 0 | 0 | 0 | 0 | 0 | 0 | 0 | 0 | 0 | 0 | 0 | 0 | 0 | 0 | 0 | 0 | 0 | 0 | 0
Option 2 SC | N >> 12-0_39/1_R | NetworkConstraints | 0 | 0 | 0 | 0 | 75966501.865 | 77918394.24 | 78976806.755 | 79965739.965 | 81027496.57 | 82360621.985 | 83022028.36 | 83920452.61 | 85710174.26 | 87137155.125 | 87440548.885 | 88624737.68 | 87908866.405 | 89246607.92 | 91140152.51 | 92460718.335 | 93078433.95 | 94558117.405 | 94976567.225 | 96843429.8
Option 2 SC | N >> 16-0_39/1_R | NetworkConstraints | 0 | 0 | 0 | 0 | 43158781.35 | 43532768.515 | 43611757.11 | 43150013.305 | 43308747.235 | 43590082.89 | 43606978.85 | 43741279.08 | 44008920.835 | 44304221.225 | 44267588.49 | 44444727.495 | 44337689.145 | 44619662.15 | 44820834.27 | 45018356.77 | 45110612.895 | 45413856.665 | 45394431.455 | 45673596.4
Option 2 SC | N >> 16-0_8-0_R | NetworkConstraints | 34538601.43 | 44364333.12 | 43623250.285 | 43630586.655 | 34699222.51 | 34841249.86 | 34789653.005 | 34186698.555 | 34211612.62 | 34327726.835 | 34258407.66 | 34279487.96 | 34321461.975 | 34439773.25 | 34362061.645 | 34389838.11 | 34373039.075 | 34489280.2 | 34448844.04 | 34479814.32 | 34494324.055 | 34613859.46 | 34538851.015 | 34582627.315
Option 2 SC | N >> 17-0_11-0 | NetworkConstraints | 36638370.29 | 41611784.785 | 40721155.54 | 39914690.29 | 35453822.275 | 35868892.89 | 36010029.705 | 35260983.97 | 35449428.33 | 35743285.415 | 35803925.525 | 35963231.61 | 36281784.46 | 36591679.355 | 36588663.575 | 36799915.01 | 36672728.375 | 36966751.22 | 37246967.695 | 37482417.3 | 37591023.86 | 37911001.675 | 37928441.29 | 38260646.58
Option 2 SC | N >> 17-0_39/1 | NetworkConstraints | 0 | 0 | 0 | 0 | 48491072.455 | 49049372.045 | 49233486.025 | 48201131.875 | 48446318.205 | 48834619.865 | 48907368.055 | 49114698.8 | 49528828.155 | 49938230.81 | 49928199.67 | 50202654.475 | 50037220.79 | 50425983.56 | 50784088.005 | 51090030.045 | 51231725.605 | 51653972.675 | 51670542.25 | 52102450.045
Option 2 SC | N >> 18-0_5-0 | NetworkConstraints | 0 | 0 | 0 | 6275538.115 | 0 | 0 | 0 | 0 | 0 | 0 | 0 | 0 | 0 | 0 | 0 | 0 | 0 | 0 | 0 | 0 | 0 | 0 | 0 | 0
Option 2 SC | N >> 18-0_5-0_R | NetworkConstraints | 13282803.05 | 12527066.49 | 12426283.64 | 4266806.61 | 12440151.06 | 12508917.845 | 12506998.175 | 12440075.95 | 12474102.515 | 12543406.295 | 12538524.69 | 12567167.67 | 12625429.09 | 12697118.205 | 12680648.895 | 12719679.145 | 12696605.035 | 12765404.765 | 12800898.895 | 12844292.475 | 12863060.29 | 12937167.265 | 12924420.785 | 12985114.48
Option 2 SC | N >> 31-0_32-0 | NetworkConstraints | 73638253.535 | 82829350.745 | 83237693.46 | 93398673.775 | 0 | 0 | 0 | 0 | 0 | 0 | 0 | 0 | 0 | 0 | 0 | 0 | 0 | 0 | 0 | 0 | 0 | 0 | 0 | 0
Option 2 SC | N >> 32-0_31-0 | NetworkConstraints | 64612067.665 | 66007558.42 | 66318489.355 | 74157814.82 | 0 | 0 | 0 | 0 | 0 | 0 | 0 | 0 | 0 | 0 | 0 | 0 | 0 | 0 | 0 | 0 | 0 | 0 | 0 | 0
Option 2 SC | N >> 32/2_31-0 | NetworkConstraints | 0 | 0 | 0 | 0 | 82075019.875 | 83158640.385 | 83550015.735 | 83601614.46 | 84102524.185 | 84859164.72 | 85043296.51 | 85467177.075 | 86311022.225 | 87112020.645 | 87127383.465 | 87685661.12 | 87347944.23 | 88107160.41 | 88871998.785 | 89494535.99 | 89786399.32 | 90611916.965 | 90681598.285 | 91561750.825
Option 2 SC | N >> 32/2_38/2 | NetworkConstraints | 0 | 0 | 0 | 0 | 84140844.29 | 85319817.555 | 85769866.37 | 85770984.06 | 86323049.625 | 87139526.84 | 87359912.18 | 87827077.83 | 88757142.125 | 89622513.51 | 89656883.53 | 90272193.545 | 89899992.115 | 90719267.67 | 91579719.42 | 92265863.98 | 92587505.665 | 93479923.15 | 93574148.575 | 94544238.155
Option 2 SC | N >> 38/1_32/1_R | NetworkConstraints | 0 | 0 | 0 | 0 | 145147337.9 | 147567763.25 | 148642598.85 | 149186153.45 | 150378995.75 | 152029221.25 | 152619589.85 | 153628959.4 | 155639214.55 | 157394972.15 | 157583239.3 | 158913275.6 | 158109037.2 | 159764780.3 | 161738920.65 | 163222112.7 | 163916470.1 | 165731146.5 | 166048700.65 | 168145561.4
Option 2 SC | N >> 38/2_32/2 | NetworkConstraints | 0 | 0 | 0 | 0 | 86953857.96 | 88561041.19 | 89302189.665 | 89070839.945 | 89855308.595 | 90925660.7 | 91328707.92 | 91992543.57 | 93314299.08 | 94454150.64 | 94592818.235 | 95467246.935 | 94938361.36 | 96012563.175 | 97325331.635 | 98300452.365 | 98757380.405 | 99935762.715 | 100159468.895 | 101538146.685
Option 2 SC | N >> 39-1_11-0 | NetworkConstraints | 49920133.08 | 58202739.47 | 58322052.24 | 59468534.34 | 0 | 0 | 0 | 0 | 0 | 0 | 0 | 0 | 0 | 0 | 0 | 0 | 0 | 0 | 0 | 0 | 0 | 0 | 0 | 0
Option 2 SC | N >> 39-1_16-0 | NetworkConstraints | 49682172.72 | 58057168.82 | 58084056.325 | 59238525.425 | 0 | 0 | 0 | 0 | 0 | 0 | 0 | 0 | 0 | 0 | 0 | 0 | 0 | 0 | 0 | 0 | 0 | 0 | 0 | 0
Option 2 SC | N >> 39-1_17-0 | NetworkConstraints | 49137321.67 | 57341480.515 | 57193300.18 | 58344448.03 | 0 | 0 | 0 | 0 | 0 | 0 | 0 | 0 | 0 | 0 | 0 | 0 | 0 | 0 | 0 | 0 | 0 | 0 | 0 | 0
Option 2 SC | N >> 39-1_3W-0 | NetworkConstraints | 52632810.185 | 61692222.92 | 61770582.54 | 62942393.99 | 0 | 0 | 0 | 0 | 0 | 0 | 0 | 0 | 0 | 0 | 0 | 0 | 0 | 0 | 0 | 0 | 0 | 0 | 0 | 0
Option 2 SC | N >> 39-1_5A6-0 | NetworkConstraints | 50701091.22 | 59221718.26 | 59305812.88 | 60113653.68 | 0 | 0 | 0 | 0 | 0 | 0 | 0 | 0 | 0 | 0 | 0 | 0 | 0 | 0 | 0 | 0 | 0 | 0 | 0 | 0
Option 2 SC | N >> 39-1_8-0 | NetworkConstraints | 49798089.96 | 58205275.7 | 58255329.515 | 59411603.07 | 0 | 0 | 0 | 0 | 0 | 0 | 0 | 0 | 0 | 0 | 0 | 0 | 0 | 0 | 0 | 0 | 0 | 0 | 0 | 0
Option 2 SC | N >> 39-1_NIL | NetworkConstraints | 50616641.38 | 51261943.545 | 51378499.62 | 52331868.73 | 0 | 0 | 0 | 0 | 0 | 0 | 0 | 0 | 0 | 0 | 0 | 0 | 0 | 0 | 0 | 0 | 0 | 0 | 0 | 0
Option 2 SC | N >> 39/1_11-0 | NetworkConstraints | 0 | 0 | 0 | 0 | 52056788.06 | 53031305.95 | 53501252.53 | 53666180.76 | 54187855.93 | 54882532.86 | 55168014.66 | 55609384.415 | 56489060.575 | 57229624.685 | 57339163.48 | 57921385.83 | 57569605.47 | 58266315.035 | 59157508.815 | 59806732.685 | 60109863.575 | 60876586.6 | 61042669.345 | 61960231.9
Option 2 SC | N >> 39/1_16-0 | NetworkConstraints | 0 | 0 | 0 | 0 | 51395745.645 | 52314119.785 | 52746022.45 | 52830586.68 | 53316115.485 | 53970253.79 | 54228279.43 | 54639091.595 | 55457667.375 | 56154612.47 | 56248904.865 | 56790610.97 | 56463225.995 | 57119363.155 | 57940985.02 | 58545050.64 | 58827345.135 | 59548517.82 | 59695431.265 | 60549274.2
Option 2 SC | N >> 39/1_17-0 | NetworkConstraints | 0 | 0 | 0 | 0 | 50674503.58 | 51614684.415 | 52065284.865 | 51970872.59 | 52465636.93 | 53127352.865 | 53395240.285 | 53813839.71 | 54648148.555 | 55353376.64 | 55454394.84 | 56006597.07 | 55672961.73 | 56336596.945 | 57178961.88 | 57794709.245 | 58082188.755 | 58812235.51 | 58966881.685 | 59837123.11
Option 2 SC | N >> 39/1_5A6-0 | NetworkConstraints | 0 | 0 | 0 | 0 | 52049662.175 | 52991325.83 | 53435659.53 | 53579034.575 | 54075344.49 | 54742765.61 | 55007674.845 | 55427636.555 | 56264235.215 | 56975529.95 | 57073087.095 | 57626629.53 | 57291999.89 | 57961573.265 | 58802446.66 | 59419737.615 | 59708481.055 | 60444415.26 | 60595753.12 | 61468413.12
Option 2 SC | N >> 39/1_8-0 | NetworkConstraints | 0 | 0 | 0 | 0 | 51551666.35 | 52468473.755 | 52898545.37 | 53006815.1 | 53491756.2 | 54145729 | 54402803.58 | 54813120.68 | 55630685.08 | 56327426.73 | 56420969.44 | 56961995 | 56635009.6 | 57290993.615 | 58110961.935 | 58714271.86 | 58996247.21 | 59717170.335 | 59863270.015 | 60716058.93
Option 2 SC | N >> 39/1_NIL | NetworkConstraints | 0 | 0 | 0 | 0 | 52494051 | 53480724.755 | 53958094.135 | 54121123.37 | 54646300.685 | 55344640.06 | 55632947.73 | 56077308.77 | 56962722.235 | 57707372.09 | 57818576.11 | 58404506.86 | 58050389.69 | 58750896.16 | 59648817 | 60302200.705 | 60607557.32 | 61378405.755 | 61546527.95 | 62470089.68
Option 2 SC | N >> 5A5_5P1 | NetworkConstraints | 0 | 0 | 25481601.66 | 46314890.565 | 48468214.42 | 48614438.505 | 48494509.65 | 48515635.68 | 48527885.805 | 48672350.02 | 48550759.575 | 48561171.385 | 48581585.89 | 48727324.97 | 48601625.02 | 48614984.375 | 48606765.615 | 48751448.245 | 48643854.125 | 48658798.28 | 48666207.335 | 48812358.355 | 48687970.735 | 48709298.305
Option 2 SC | N >> 5H5_5H6 | NetworkConstraints | 0 | 0 | 0 | 63239928.6 | 91209013.05 | 91846118.35 | 91875573.15 | 91630986.25 | 91854733.5 | 92341171.3 | 92274744.45 | 92464141.15 | 92840657.65 | 93347156.4 | 93205404.85 | 93454307.05 | 93303506.4 | 93791403.25 | 93983938.75 | 94261543.2 | 94392366 | 94909490 | 94791993 | 95184722.35
Option 2 SC | N >> 5P1_5A5 | NetworkConstraints | 0 | 0 | 56123948.05 | 106691429 | 113470411.95 | 113553474.9 | 113080292.5 | 113059665.7 | 112930086.85 | 113103795.15 | 112687041.25 | 112577274.5 | 112359478.05 | 112521198.9 | 112148087.7 | 112004387.25 | 112091642.65 | 112264358.9 | 111697807.15 | 111537429.25 | 111461286.3 | 111617099.6 | 111229994.75 | 111002713.4
Option 2 SC | N >> 5P1_5P2 | NetworkConstraints | 0 | 0 | 39513376.385 | 75309306.905 | 74291811.04 | 74237790.575 | 73845794.29 | 73794092.425 | 73634009.55 | 73668197.49 | 73333816.76 | 73198184.69 | 72929218.79 | 72948514.535 | 72668039.605 | 72490645.705 | 72598422.41 | 72631303.875 | 72111957.565 | 71913952.44 | 71819758.52 | 71831842.56 | 71534084.375 | 71253390.27
Option 2 SC | N >> 76-0_39/1_R | NetworkConstraints | 0 | 0 | 0 | 0 | 69523180.87 | 70183555.315 | 70333198.935 | 70108121.97 | 70352862.4 | 70794568.5 | 70812207.22 | 71019412.845 | 71431202.625 | 71895020.425 | 71830240.195 | 72102336.77 | 71937424.45 | 72380741.145 | 72681643.67 | 72985169.47 | 73128388.905 | 73603759.765 | 73565479.19 | 73995066.89
Option 2 SC | N >> 76-0_77-0_R | NetworkConstraints | 49777736.86 | 52241903.84 | 51790289.935 | 54374265.165 | 55509991.275 | 56046068.35 | 56169728.625 | 55935238.765 | 56128244.345 | 56478134.355 | 56490372.91 | 56653813.47 | 56978340.445 | 57345808.86 | 57293080.415 | 57507407.235 | 57377385.16 | 57728701.85 | 57964111.725 | 58203223.325 | 58316411.43 | 58692817.585 | 58660980.955 | 58999549.965
Option 2 SC | N >> 8-0_16-0_R | NetworkConstraints | 33998267.29 | 45435144.415 | 44757573.305 | 44866969.34 | 34248587.16 | 34365648.1 | 34298220.66 | 33759453.65 | 33772042.92 | 33873939.235 | 33795644.775 | 33806308.255 | 33827432.8 | 33930485.935 | 33847964.91 | 33861907.785 | 33853429.105 | 33955452.205 | 33891665.29 | 33907219.23 | 33914642.155 | 34018247.91 | 33937091.63 | 33959125.645
Option 2 SC | N >> 8-0_39/1_R | NetworkConstraints | 0 | 0 | 0 | 0 | 42766815.035 | 43090136.085 | 43134299.54 | 42817066.305 | 42949116.35 | 43201222.045 | 43197132.23 | 43308878.965 | 43531378.4 | 43795199.33 | 43746599.225 | 43893785.555 | 43804761.5 | 44057507.27 | 44206565.245 | 44370707.315 | 44447623.055 | 44717932.11 | 44683642.01 | 44915731.65
Option 2 SC | N >> 81-0_82-0 | NetworkConstraints | 51923286.82 | 71611631.505 | 30336529.135 | 0 | 0 | 0 | 0 | 0 | 0 | 0 | 0 | 0 | 0 | 0 | 0 | 0 | 0 | 0 | 0 | 0 | 0 | 0 | 0 | 0
Option 2 SC | N >> 81_82-0 | NetworkConstraints | 0 | 0 | 42291609.64 | 101529458.83 | 83024007.385 | 83336464.75 | 83176767.46 | 82988508.265 | 83024675.995 | 83283377.665 | 83092538.52 | 83123127.06 | 83183789.94 | 83445599.68 | 83242681.93 | 83282885.965 | 83258480.805 | 83517598.5 | 83368326.03 | 83413088.06 | 83434329.24 | 83697755.97 | 83498810.18 | 83561990.615
Option 2 SC | N >> 82-0_81 | NetworkConstraints | 0 | 0 | 43024934.22 | 100014984.83 | 91052593.355 | 91352556.275 | 91147971.225 | 90997185.795 | 91015957.76 | 91277557.695 | 91051152.5 | 91067009.595 | 91098371.565 | 91361523.595 | 91128903.935 | 91149726.825 | 91137051.265 | 91398974.845 | 91193963.285 | 91217114.435 | 91228209.93 | 91492131.435 | 91261595.84 | 91294209.235
Option 2 SC | N >> 82-0_81-0 | NetworkConstraints | 58114352.685 | 73599723.27 | 30808113.535 | 0 | 0 | 0 | 0 | 0 | 0 | 0 | 0 | 0 | 0 | 0 | 0 | 0 | 0 | 0 | 0 | 0 | 0 | 0 | 0 | 0
Option 2 SC | N >> 93-0_90-0_R | NetworkConstraints | 38645749.15 | 39300150.885 | 39011774.665 | 34193720.085 | 32670048.475 | 33147605.875 | 33339977.525 | 33117148.17 | 33334356.965 | 33650728.495 | 33742355.085 | 33926150.24 | 34292186.35 | 34627753.63 | 34646171.12 | 34888365.895 | 34741914.83 | 35059310.115 | 35402882.18 | 35672954.37 | 35799398.385 | 36145685.91 | 36187652.11 | 36569444.795
Option 2 SC | N >> KEMPS_CK_2H1_2_KEMPS_CK_3H1_2 | NetworkConstraints | 27713528.175 | 27930577.12 | 27713374.575 | 52624872.48 | 25516500.22 | 24843531.71 | 24249227.64 | 23070646.28 | 22620741.365 | 22209668.79 | 21775412.845 | 21394758.43 | 20636027.805 | 20185346.089 | 19902861.258 | 19400713.6915 | 19704089.5095 | 19291332.259 | 18334588.2239 | 17774630.4479 | 17513249.076 | 17039964.4567 | 16708730.15 | 15917292.0922
Option 2 SC | N >> MT_PIPER_2TH1_2_39/1 | NetworkConstraints | 0 | 0 | 0 | 0 | 44210049.155 | 44375059.24 | 44281164.295 | 44282326.885 | 44295801.465 | 44430941.37 | 44320814.195 | 44332300.625 | 44354450.095 | 44491129.62 | 44376539.63 | 44390925.675 | 44381913.595 | 44517524.655 | 44422465.93 | 44438575.16 | 44447036.675 | 44583938.945 | 44470795.79 | 44493933.465
Option 2 SC | N >> MT_PIPER_2TH1_2_MT_PIPER_1TH1_2 | NetworkConstraints | 25161027.49 | 25898722.325 | 25974940.975 | 24883565.665 | 23711293.185 | 23748214.555 | 23658113.155 | 23655970.705 | 23625177.64 | 23657166.22 | 23567035.51 | 23541063.45 | 23488600.58 | 23518211.51 | 23438544.915 | 23403565.555 | 23424399.735 | 23456660.955 | 23330235.035 | 23291293.65 | 23273993.715 | 23301635.47 | 23218617.815 | 23163926.59
Option 2 SC | N >> SCRK_1TH1_2_SCRK_2TH1_2_R | NetworkConstraints | 0 | 0 | 0 | 0 | 98493184.235 | 100660456.53 | 101735161.85 | 102617215.75 | 103710446.65 | 105143320.95 | 105763928.35 | 106689016.9 | 108531397.15 | 110061057.6 | 110313120.7 | 111532033.55 | 110794963.5 | 112232899.9 | 114121730.75 | 115481027.7 | 116117448.35 | 117701079.45 | 118071617.75 | 119993395.1
Option 2 SC | NNSW H2 Domestic Consumption Purchaser | Subregion flexible electricity load for Domestic H2 | 0 | 0 | 0 | 0 | 15.2257 | 45.698 | 95.29 | 167.8479 | 264.7293 | 323.4417 | 380.3779 | 437.5829 | 492.5936 | 547.6969 | 597.9153 | 647.8229 | 703.5114 | 756.5537 | 799.706 | 841.7943 | 879.5457 | 915.948 | 947.6857 | 984.2486
Option 2 SC | NQ H2 Domestic Consumption Purchaser | Subregion flexible electricity load for Domestic H2 | 0 | 0 | 0 | 0 | 3.8064 | 11.6337 | 25.3151 | 46.6157 | 76.7021 | 97.0691 | 117.7894 | 139.2736 | 160.7043 | 182.1126 | 202.2859 | 222.3893 | 244.1329 | 264.8291 | 282.7414 | 300.03 | 315.725 | 331.3109 | 345.8597 | 362.3407
Option 2 SC | NSA H2 Domestic Consumption Purchaser | Subregion flexible electricity load for Domestic H2 | 0 | 0 | 0 | 0 | 1.9293 | 6.6926 | 15.5907 | 29.7736 | 50.1093 | 64.5734 | 79.4649 | 94.9 | 110.2821 | 125.5389 | 139.3503 | 153.4043 | 169.5164 | 186.0077 | 201.8166 | 219.0521 | 235.79 | 252.7771 | 268.4284 | 284.4914
Option 2 SC | NSA H2 Green Commodities Consumption Purchaser | Subregion flexible electricity load for Green Commodities H2 | 0 | 0 | 0 | 0 | 0 | 0 | 0 | 0 | 0 | 0 | 0 | 0 | 0 | 0 | 0 | 0 | 402.2023 | 451.724 | 508.9504 | 569.694 | 640.0489 | 719.817 | 795.8047 | 864.1497
Option 2 SC | NSW EIR Gen | Policies NSW | -11402.6522 | 5234.8832 | 13242.1116 | 27334.1116 | 40027.1116 | 42714.1116 | 51994.1116 | 53815.1116 | 65728.1116 | 67385.1116 | 72211.1116 | -15956.8884 | -15956.8884 | -15956.8884 | -15956.8884 | -15956.8884 | -15956.8884 | -15956.8884 | -15956.8884 | -15268.8816 | -14569.2384 | -14490.3768 | -13419.373 | -13419.373
Option 2 SC | NSW EIR Storage MW | Policies NSW | -325 | -599.84 | 199.16 | 590.16 | -1409.84 | -1409.84 | -1409.84 | -1409.84 | -1409.84 | -1409.84 | -1409.84 | -1409.84 | -1409.84 | -1409.84 | -1409.84 | -1409.84 | -1409.84 | -1409.84 | -1409.84 | -1409.84 | -1084.84 | -810 | -810 | -810
Option 2 SC | NSW EIR Storage MWh | Policies NSW | -2600 | -4798.72 | 5113.28 | -948.72 | 5648.28 | 12246.28 | 18843.28 | 25441.28 | 25441.28 | 25441.28 | 25441.28 | -16948.72 | -16948.72 | -16948.72 | -16948.72 | -16948.72 | -16948.72 | -16948.72 | -16948.72 | -16948.72 | -14348.72 | -12150 | -12150 | -12150
Option 2 SC | PEC and Heywood Export | Special Constraints | 6570000 | 9412800 | 11388000 | 11388000 | 11388000 | 11419200 | 11388000 | 11388000 | 11388000 | 11419200 | 11388000 | 11388000 | 11388000 | 11419200 | 11388000 | 11388000 | 11388000 | 11419200 | 11388000 | 11388000 | 11388000 | 11419200 | 11388000 | 11388000
Option 2 SC | PEC and Heywood Import | Special Constraints | 6132000 | 10000800 | 12702000 | 12702000 | 12702000 | 12736800 | 12702000 | 12702000 | 12702000 | 12736800 | 12702000 | 12702000 | 12702000 | 12736800 | 12702000 | 12702000 | 12702000 | 12736800 | 12702000 | 12702000 | 12702000 | 12736800 | 12702000 | 12702000
Option 2 SC | Poatina Min Gen | Hydro min release | 0 | 0 | 0 | 0 | 0 | 0 | 0 | 0 | 0 | 0 | 0 | 0 | 0 | 0 | 0 | 0 | 0 | 0 | 0 | 0 | 0 | 0 | 0 | 0
Option 2 SC | Powering Australia Plan | Policies NEM | 0 | 0 | 0 | 0 | 0 | 0 | 0 | 0 | 0 | 0 | 0 | 0 | 0 | 0 | 0 | 0 | 0 | 0 | 0 | 0 | 0 | 0 | 0 | 0
Option 2 SC | REZ Access Scheme N3 | Policies NSW | 0 | 7700 | 7700 | 7700 | 7700 | 7700 | 7700 | 7700 | 7700 | 7700 | 7700 | 7700 | 7700 | 7700 | 7700 | 7700 | 7700 | 7700 | 7700 | 7700 | 7700 | 7700 | 7700 | 7700
Option 2 SC | REZ Access Scheme N5 | Policies NSW | 0 | 3980 | 3980 | 3980 | 3980 | 3980 | 3980 | 3980 | 3980 | 3980 | 3980 | 3980 | 3980 | 3980 | 40000 | 40000 | 40000 | 40000 | 40000 | 40000 | 40000 | 40000 | 40000 | 40000
Option 2 SC | REZ Landholder_NSW | Landholder Payments | 0 | 0 | -82 | -82 | -82 | -82 | -197.2 | -197.2 | -197.2 | -197.2 | -197.2 | -197.2 | -197.2 | -197.2 | -197.2 | -197.2 | -197.2 | -197.2 | -197.2 | -197.2 | -197.2 | -197.2 | -197.2 | -197.2
Option 2 SC | REZ Landholder_QLD | Landholder Payments | 0 | 0 | 0 | 0 | 0 | 0 | 0 | 0 | 0 | 0 | 0 | 0 | 0 | 0 | 0 | 0 | 0 | 0 | 0 | 0 | 0 | 0 | 0 | 0
Option 2 SC | REZ Landholder_VIC | Landholder Payments | 0 | 0 | 0 | 0 | 0 | -56 | -56 | -56 | -216 | -216 | -216 | -216 | -284.4 | -284.4 | -284.4 | -284.4 | -284.4 | -284.4 | -284.4 | -284.4 | -284.4 | -284.4 | -284.4 | -284.4
Option 2 SC | ResourceLimit_DN1_Solar | Resource Limits for DREZ | 1320 | 1320 | 1320 | 1320 | 1320 | 1320 | 1320 | 1320 | 1320 | 1320 | 1320 | 1320 | 1320 | 1320 | 1320 | 1320 | 1320 | 1320 | 1320 | 1320 | 1320 | 1320 | 1320 | 1320
Option 2 SC | ResourceLimit_N12_Wind Medium | Resource Limits for REZ | 0 | 0 | 0 | 0 | 0 | 0 | 0 | 0 | 0 | 0 | 0 | 0 | 0 | 0 | 0 | 0 | 0 | 0 | 0 | 0 | 0 | 0 | 0 | 0
Option 2 SC | ResourceLimit_N2_Solar | Resource Limits for REZ | 2985 | 2784.36 | 2464.36 | 2464.36 | 2464.36 | 2464.36 | 2464.36 | 2464.36 | 2464.36 | 2464.36 | 2464.36 | 2464.36 | 2464.36 | 2464.36 | 2464.36 | 2464.36 | 2464.36 | 2464.36 | 2464.36 | 2464.36 | 2464.36 | 2464.36 | 2464.36 | 2464.36
Option 2 SC | ResourceLimit_N2_Wind Medium | Resource Limits for REZ | 5600 | 5600 | 5600 | 5600 | 5390 | 5390 | 5390 | 5390 | 5390 | 5390 | 5390 | 5390 | 5390 | 5390 | 5390 | 5390 | 5390 | 5390 | 5390 | 5390 | 5390 | 5390 | 5390 | 5390
Option 2 SC | ResourceLimit_N3_Solar | Resource Limits for REZ | 6120.01 | 6120.01 | 6120.01 | 6120.01 | 6120.01 | 6120.01 | 6120.01 | 6120.01 | 6120.01 | 6120.01 | 6120.01 | 6120.01 | 6120.01 | 6120.01 | 6120.01 | 6120.01 | 6120.01 | 6120.01 | 6120.01 | 6120.01 | 6120.01 | 6120.01 | 6120.01 | 6120.01
Option 2 SC | ResourceLimit_N3_Wind Medium | Resource Limits for REZ | 3209.97 | 3209.97 | 2795.97 | 2795.97 | 2795.97 | 2795.97 | 2795.97 | 2795.97 | 2795.97 | 2795.97 | 2795.97 | 2795.97 | 2795.97 | 2795.97 | 2795.97 | 2795.97 | 2795.97 | 2795.97 | 2795.97 | 2795.97 | 2795.97 | 2795.97 | 2795.97 | 2795.97
Option 2 SC | ResourceLimit_N5_Solar | Resource Limits for REZ | 5677 | 5677 | 5677 | 5677 | 5677 | 5677 | 5677 | 5677 | 5677 | 5677 | 5677 | 5677 | 5677 | 5677 | 5677 | 5677 | 5677 | 5677 | 5677 | 5677 | 5677 | 5677 | 5677 | 5677
Option 2 SC | ResourceLimit_N5_Wind Medium | Resource Limits for REZ | 10500 | 10500 | 10500 | 10500 | 10500 | 10500 | 10500 | 10500 | 10500 | 10500 | 10500 | 10500 | 10500 | 10500 | 10500 | 10500 | 10500 | 10500 | 10500 | 10500 | 10500 | 10500 | 10500 | 10500
Option 2 SC | ResourceLimit_N8_Wind Medium | Resource Limits for REZ | 200 | 200 | 200 | 200 | 200 | 200 | 200 | 200 | 200 | 200 | 200 | 200 | 200 | 200 | 200 | 200 | 200 | 200 | 200 | 200 | 200 | 200 | 200 | 200
Option 2 SC | ResourceLimit_N9_Solar | Resource Limits for REZ | 953 | 953 | 953 | 953 | 953 | 953 | 953 | 953 | 953 | 953 | 953 | 953 | 953 | 953 | 953 | 953 | 953 | 953 | 953 | 953 | 953 | 953 | 953 | 953
Option 2 SC | ResourceLimit_N9_Wind Medium | Resource Limits for REZ | 1000 | 1000 | 1000 | 1000 | 1000 | 1000 | 1000 | 1000 | 1000 | 1000 | 1000 | 1000 | 1000 | 1000 | 1000 | 1000 | 1000 | 1000 | 1000 | 1000 | 1000 | 1000 | 1000 | 1000
Option 2 SC | ResourceLimit_Q8a_Solar | Resource Limits for REZ | 2363.85 | 2113.86 | 2113.86 | 2113.86 | 2113.86 | 2113.86 | 2113.86 | 2113.86 | 2113.86 | 2113.86 | 2113.86 | 2113.86 | 2113.86 | 2113.86 | 2113.86 | 2113.86 | 2113.86 | 2113.86 | 2113.86 | 2113.86 | 2275.81 | 2275.81 | 2275.81 | 2275.81
Option 2 SC | ResourceLimit_S6_Wind Medium | Resource Limits for REZ | 0 | 0 | 0 | 0 | 0 | 0 | 0 | 0 | 0 | 0 | 0 | 0 | 0 | 0 | 0 | 0 | 0 | 0 | 0 | 0 | 0 | 0 | 0 | 0
Option 2 SC | ResourceLimit_T1_Solar | Resource Limits for REZ | 300 | 300 | 300 | 300 | 300 | 300 | 300 | 300 | 300 | 300 | 300 | 300 | 300 | 300 | 300 | 300 | 300 | 300 | 300 | 300 | 300 | 300 | 300 | 300
Option 2 SC | ResourceLimit_T3_Solar | Resource Limits for REZ | 150 | 150 | -137 | -137 | -137 | -137 | -137 | -137 | -137 | -137 | -137 | -137 | -137 | -137 | -137 | -137 | -137 | -137 | -137 | -137 | -137 | -137 | -137 | -137
Option 2 SC | ResourceLimit_T3_Wind Medium | Resource Limits for REZ | 2500 | 2500 | 2500 | 2500 | 2500 | 2500 | 2500 | 2500 | 2500 | 2500 | 2500 | 2500 | 2500 | 2500 | 2500 | 2500 | 2500 | 2500 | 2500 | 2500 | 2500 | 2500 | 2500 | 2500
Option 2 SC | ResourceLimit_V1_Wind Medium | Resource Limits for REZ | 1131 | 1131 | 1131 | 1131 | 1131 | 1131 | 1131 | 1131 | 1131 | 1131 | 1131 | 1131 | 1131 | 1131 | 1131 | 1131 | 1131 | 1131 | 1131 | 1131 | 1131 | 1131 | 1131 | 1131
Option 2 SC | ResourceLimit_V2_Wind Medium | Resource Limits for REZ | 956 | 956 | 956 | 956 | 956 | 956 | 956 | 956 | 956 | 956 | 956 | 956 | 956 | 956 | 956 | 956 | 956 | 956 | 956 | 956 | 956 | 956 | 956 | 956
Option 2 SC | ResourceLimit_V4_Solar | Resource Limits for REZ | 0 | 0 | 0 | 0 | 0 | 0 | 0 | 0 | 0 | 0 | 0 | 0 | 0 | 0 | 0 | 0 | 0 | 0 | 0 | 0 | 0 | 0 | 0 | 0
Option 2 SC | ResourceLimit_V4_Wind Medium | Resource Limits for REZ | 1604 | 1604 | 1604 | 1604 | 1604 | 1604 | 1604 | 1604 | 1604 | 1604 | 1604 | 1604 | 1604 | 1604 | 1604 | 1604 | 1604 | 1604 | 1604 | 1604 | 1604 | 1604 | 1604 | 1604
Option 2 SC | ResourceLimit_V5_Wind Medium | Resource Limits for REZ | 1599 | 1599 | 1599 | 1599 | 1599 | 1599 | 1599 | 1599 | 1599 | 1599 | 1599 | 1599 | 1599 | 1599 | 1599 | 1599 | 1599 | 1599 | 1599 | 1599 | 1599 | 1599 | 1599 | 1599
Option 2 SC | ResourceLimit_V7_Wind Medium | Resource Limits for REZ | 408 | 408 | 408 | 408 | 408 | 408 | 408 | 408 | 408 | 408 | 408 | 408 | 408 | 408 | 408 | 408 | 408 | 408 | 408 | 408 | 408 | 408 | 408 | 408
Option 2 SC | SA Firming | Policies SA | -2897.64 | -2581.14 | 318.86 | 318.86 | 564.86 | -1735.14 | -1735.14 | -1735.14 | -1735.14 | -1655.14 | -1619.24 | -1090.24 | -1090.24 | -1090.24 | -886.48 | -886.48 | -886.48 | -886.48 | -548.48 | -420.08 | -266.08 | -266.08 | -266.08 | -266.08
Option 2 SC | SESA H2 Domestic Consumption Purchaser | Subregion flexible electricity load for Domestic H2 | 0 | 0 | 0 | 0 | 1.2514 | 4.4443 | 10.4023 | 19.8664 | 33.3714 | 43.0577 | 52.9504 | 63.2493 | 73.5214 | 83.71 | 92.8914 | 102.3043 | 113.0457 | 123.9966 | 134.5531 | 146 | 157.2107 | 168.492 | 178.9521 | 189.6957
Option 2 SC | SEV H2 Domestic Consumption Purchaser | Subregion flexible electricity load for Domestic H2 | 0 | 0 | 0 | 0 | 12.8271 | 42.8486 | 97.1671 | 181.8743 | 300.3429 | 378.7083 | 456.2449 | 535.5071 | 613.1479 | 689.9151 | 761.5379 | 831.835 | 906.66 | 975.4234 | 1030.5399 | 1078.5229 | 1115.7007 | 1147.4186 | 1170.3853 | 1196.1571
Option 2 SC | SNSW H2 Domestic Consumption Purchaser | Subregion flexible electricity load for Domestic H2 | 0.41714 | 0.366 | 0.365 | 0.365 | 15.2257 | 45.698 | 95.29 | 167.8479 | 264.7293 | 323.4417 | 380.3779 | 437.5829 | 492.5936 | 547.6969 | 597.9153 | 647.8229 | 703.5114 | 756.5537 | 799.706 | 841.7943 | 879.5457 | 915.948 | 947.6857 | 984.2486
Option 2 SC | SNW Firming | Policies NSW | 0 | 446 | 0 | 0 | 0 | 0 | 0 | 0 | 0 | 0 | 0 | 0 | 0 | 0 | 0 | 0 | 0 | 0 | 0 | 0 | 0 | 0 | 0 | 0
Option 2 SC | SNW H2 Domestic Consumption Purchaser | Subregion flexible electricity load for Domestic H2 | 2.92 | 2.8757 | 2.8416 | 2.8157 | 106.6321 | 319.9649 | 667.1864 | 1175.0914 | 1853.0529 | 2264.0929 | 2662.6971 | 3062.9236 | 3448.155 | 3833.8526 | 4185.46 | 4534.6036 | 4924.6321 | 5295.8506 | 5597.8377 | 5892.5079 | 6156.8721 | 6411.5574 | 6633.7483 | 6889.7921
Option 2 SC | SNW H2 Green Commodities Consumption Purchaser | Subregion flexible electricity load for Green Commodities H2 | 0 | 0 | 0 | 0 | 0 | 0 | 0 | 0 | 0 | 0 | 0 | 0 | 0 | 0 | 0 | 0 | 425.0367 | 477.4009 | 537.9004 | 602.1 | 676.4831 | 760.8797 | 841.2599 | 913.5899
Option 2 SC | SQ H2 Domestic Consumption Purchaser | Subregion flexible electricity load for Domestic H2 | 0 | 0 | 0 | 0 | 17.7807 | 54.3514 | 118.2066 | 217.4879 | 357.8564 | 453.0329 | 549.6577 | 650.0129 | 749.8664 | 849.9106 | 944.062 | 1037.9036 | 1139.3214 | 1235.9389 | 1319.5643 | 1400.1921 | 1473.4007 | 1546.1263 | 1613.9336 | 1690.9407
Option 2 SC | SRET | Policies SA | 0 | 0 | 0 | 0 | 0 | 0 | 0 | 0 | 0 | 0 | 0 | 0 | 0 | 0 | 0 | 0 | 0 | 0 | 0 | 0 | 0 | 0 | 0 | 0
Option 2 SC | Shared Upgrade_SNSW-CNSW Option 1 (HumeLink) | Shared REZ Upgrades | 0 | 2200 | 0 | 0 | 0 | 0 | 0 | 0 | 0 | 0 | 0 | 0 | 0 | 0 | 0 | 0 | 0 | 0 | 0 | 0 | 0 | 0 | 0 | 0
Option 2 SC | Snowy 2.0 - Gen | Special Constraints | 5781600 | 17703360 | 26280000 | 26280000 | 26280000 | 26352000 | 26280000 | 26280000 | 26280000 | 26352000 | 26280000 | 26280000 | 26280000 | 26352000 | 26280000 | 26280000 | 26280000 | 26352000 | 26280000 | 26280000 | 26280000 | 26352000 | 26280000 | 26280000
Option 2 SC | Snowy 2.0 - Pump | Special Constraints | 5781600 | 17703360 | 26280000 | 26280000 | 26280000 | 26352000 | 26280000 | 26280000 | 26280000 | 26352000 | 26280000 | 26280000 | 26280000 | 26352000 | 26280000 | 26280000 | 26280000 | 26352000 | 26280000 | 26280000 | 26280000 | 26352000 | 26280000 | 26280000
Option 2 SC | Sys Strength Requirement - Efficient Level CNSW | System Strength Requiements- Efficient | 0 | 0 | 0 | 0 | 0 | 0 | 0 | 0 | 0 | 0 | 0 | 0 | 0 | 0 | 0 | 0 | 0 | 0 | 0 | 0 | 0 | 0 | 0 | 0
Option 2 SC | Sys Strength Requirement - Efficient Level CQ | System Strength Requiements- Efficient | 0 | 0 | 0 | 0 | 0 | 0 | 0 | 0 | 0 | 0 | 0 | 0 | 0 | 0 | 0 | 0 | 0 | 0 | 0 | 0 | 0 | 0 | 0 | 0
Option 2 SC | Sys Strength Requirement - Efficient Level CSA | System Strength Requiements- Efficient | 0 | 0 | 0 | 0 | 0 | 0 | 0 | 0 | 0 | 0 | 0 | 0 | 0 | 0 | 0 | 0 | 0 | 0 | 0 | 0 | 0 | 0 | 0 | 0
Option 2 SC | Sys Strength Requirement - Efficient Level GG | System Strength Requiements- Efficient | 0 | 0 | 0 | 0 | 0 | 0 | 0 | 0 | 0 | 0 | 0 | 0 | 0 | 0 | 0 | 0 | 0 | 0 | 0 | 0 | 0 | 0 | 0 | 0
Option 2 SC | Sys Strength Requirement - Efficient Level MEL | System Strength Requiements- Efficient | 0 | 0 | 0 | 0 | 0 | 0 | 0 | 0 | 0 | 0 | 0 | 0 | 0 | 0 | 0 | 0 | 0 | 0 | 0 | 0 | 0 | 0 | 0 | 0
Option 2 SC | Sys Strength Requirement - Efficient Level NNSW | System Strength Requiements- Efficient | 0 | 0 | 0 | 0 | 0 | 0 | 0 | 0 | 0 | 0 | 0 | 0 | 0 | 0 | 0 | 0 | 0 | 0 | 0 | 0 | 0 | 0 | 0 | 0
Option 2 SC | Sys Strength Requirement - Efficient Level NQ | System Strength Requiements- Efficient | 0 | 0 | 0 | 0 | 0 | 0 | 0 | 0 | 0 | 0 | 0 | 0 | 0 | 0 | 0 | 0 | 0 | 0 | 0 | 0 | 0 | 0 | 0 | 0
Option 2 SC | Sys Strength Requirement - Efficient Level NSA | System Strength Requiements- Efficient | 0 | 0 | 0 | 0 | 0 | 0 | 0 | 0 | 0 | 0 | 0 | 0 | 0 | 0 | 0 | 0 | 0 | 0 | 0 | 0 | 0 | 0 | 0 | 0
Option 2 SC | Sys Strength Requirement - Efficient Level SESA | System Strength Requiements- Efficient | 0 | 0 | 0 | 0 | 0 | 0 | 0 | 0 | 0 | 0 | 0 | 0 | 0 | 0 | 0 | 0 | 0 | 0 | 0 | 0 | 0 | 0 | 0 | 0
Option 2 SC | Sys Strength Requirement - Efficient Level SEV | System Strength Requiements- Efficient | 0 | 0 | 0 | 0 | 0 | 0 | 0 | 0 | 0 | 0 | 0 | 0 | 0 | 0 | 0 | 0 | 0 | 0 | 0 | 0 | 0 | 0 | 0 | 0
Option 2 SC | Sys Strength Requirement - Efficient Level SNSW | System Strength Requiements- Efficient | 0 | 0 | 0 | 0 | 0 | 0 | 0 | 0 | 0 | 0 | 0 | 0 | 0 | 0 | 0 | 0 | 0 | 0 | 0 | 0 | 0 | 0 | 0 | 0
Option 2 SC | Sys Strength Requirement - Efficient Level SNW | System Strength Requiements- Efficient | 0 | 0 | 0 | 0 | 0 | 0 | 0 | 0 | 0 | 0 | 0 | 0 | 0 | 0 | 0 | 0 | 0 | 0 | 0 | 0 | 0 | 0 | 0 | 0
Option 2 SC | Sys Strength Requirement - Efficient Level SQ | System Strength Requiements- Efficient | 0 | 0 | 0 | 0 | 0 | 0 | 0 | 0 | 0 | 0 | 0 | 0 | 0 | 0 | 0 | 0 | 0 | 0 | 0 | 0 | 0 | 0 | 0 | 0
Option 2 SC | Sys Strength Requirement - Efficient Level TAS | System Strength Requiements- Efficient | 0 | 0 | 0 | 0 | 0 | 0 | 0 | 0 | 0 | 0 | 0 | 0 | 0 | 0 | 0 | 0 | 0 | 0 | 0 | 0 | 0 | 0 | 0 | 0
Option 2 SC | Sys Strength Requirement - Efficient Level WNV | System Strength Requiements- Efficient | 0 | 0 | 0 | 0 | 0 | 0 | 0 | 0 | 0 | 0 | 0 | 0 | 0 | 0 | 0 | 0 | 0 | 0 | 0 | 0 | 0 | 0 | 0 | 0
Option 2 SC | Sys Strength Requirement - Min Fault Level CNSW | System Strength Requiements - Minimum | -3404 | -3404 | -3404 | -2744 | -1374 | -1374 | -1374 | -689 | -689 | -689 | -689 | -689 | -689 | -689 | 701 | 701 | 701 | 701 | 701 | 701 | 701 | 701 | 701 | 701
Option 2 SC | Sys Strength Requirement - Min Fault Level CQ | System Strength Requiements - Minimum | -2491 | -2491 | -2491 | -1791 | -1791 | -1791 | -1791 | -1791 | -1791 | -1791 | -1791 | -1791 | -1791 | -1791 | -1791 | -1791 | -1791 | -1426 | -1061 | -696 | -331 | -331 | -331 | 513
Option 2 SC | Sys Strength Requirement - Min Fault Level GG | System Strength Requiements - Minimum | -1393.1 | -1393.1 | -1393.1 | 286.9 | 286.9 | 286.9 | 286.9 | 286.9 | 286.9 | 286.9 | 286.9 | 286.9 | 286.9 | 286.9 | 286.9 | 286.9 | 286.9 | 286.9 | 286.9 | 286.9 | 286.9 | 286.9 | 286.9 | 286.9
Option 2 SC | Sys Strength Requirement - Min Fault Level SEV | System Strength Requiements - Minimum | -3996.9 | -3996.9 | -2546.9 | -1966.9 | -1386.9 | -1386.9 | -1386.9 | -1386.9 | 823.1 | 823.1 | 823.1 | 823.1 | 823.1 | 823.1 | 823.1 | 823.1 | 823.1 | 823.1 | 823.1 | 823.1 | 823.1 | 823.1 | 823.1 | 823.1
Option 2 SC | Sys Strength Requirement - Min Fault Level SNW | System Strength Requiements - Minimum | -3482.8 | -3482.8 | -3482.8 | -602.8 | -602.8 | -602.8 | -602.8 | 717.2 | 717.2 | 717.2 | 717.2 | 717.2 | 717.2 | 717.2 | 717.2 | 717.2 | 717.2 | 717.2 | 717.2 | 717.2 | 717.2 | 717.2 | 717.2 | 717.2
Option 2 SC | Sys Strength Requirement - Min Fault Level SQ | System Strength Requiements - Minimum | -2857.6 | -2857.6 | -2857.6 | -2857.6 | -2857.6 | -2857.6 | -2857.6 | -2857.6 | -2857.6 | -2857.6 | -2157.6 | -1007.6 | -1007.6 | -1007.6 | -1007.6 | -1007.6 | -263.6 | -263.6 | -263.6 | -263.6 | -263.6 | -263.6 | -263.6 | 588.4
Option 2 SC | TAS H2 Domestic Consumption Purchaser | Subregion flexible electricity load for Domestic H2 | 0 | 0 | 0 | 0 | 104.8071 | 210.9483 | 318.876 | 432.16 | 550.3679 | 563.1214 | 574.4251 | 588.5364 | 601.8329 | 615.6689 | 627.3497 | 645.685 | 675.4064 | 709.1826 | 742.4277 | 778.545 | 805.6593 | 827.0354 | 839.2036 | 850.1893
Option 2 SC | TRET | Policies TAS | 0 | 12617 | 14039 | 15461 | 15984 | 16507 | 17032 | 17556 | 18079 | 18603 | 19126 | 19650 | 20174 | 20697 | 0 | 0 | 0 | 0 | 0 | 0 | 0 | 0 | 0 | 0
Option 2 SC | Tarraleah Max Energy Day | Hydro min release | 7300 | 7320 | 7300 | 7300 | 7300 | 7320 | 7300 | 7300 | 7300 | 7320 | 7300 | 7300 | 7300 | 7320 | 7300 | 7300 | 7300 | 7320 | 7300 | 7300 | 7300 | 7320 | 7300 | 7300
Option 2 SC | Tarraleah Min Flow | Hydro min release | 0 | 0 | 0 | 0 | 0 | 0 | 0 | 0 | 0 | 0 | 0 | 0 | 0 | 0 | 0 | 0 | 0 | 0 | 0 | 0 | 0 | 0 | 0 | 0
Option 2 SC | Tarraleah Min Gen | Hydro min release | 151.11 | 151.11 | 151.11 | 151.11 | 151.11 | 151.11 | 151.11 | 151.11 | 151.11 | 151.11 | 151.11 | 151.11 | 151.11 | 151.11 | 151.11 | 151.11 | 151.11 | 151.11 | 151.11 | 151.11 | 151.11 | 151.11 | 151.11 | 151.11
Option 2 SC | VIC Storage | Policies VIC | -2084.01 | -3120.457 | -2896.292 | -2095.694 | -1450.275 | -820.499 | -374.228 | 185.78 | 766.921 | -5716.4 | -5919.707 | -6146.617 | -6387.966 | -6652.422 | -6885.985 | -7010.564 | -7387.997 | -7557.168 | -7888.687 | -8220.368 | -8117.769 | -7419.624 | -7948.381 | -8472.344
Option 2 SC | VOWT | Policies VIC | 0 | 0 | 0 | 0 | 0 | 2000 | 2667 | 3333 | 4000 | 5000 | 6000 | 7000 | 8000 | 9000 | 0 | 0 | 0 | 0 | 0 | 0 | 0 | 0 | 0 | 0
Option 2 SC | VRET | Policies VIC | 0 | 0 | 0 | 0 | 0 | 0 | 0 | 0 | 0 | 0 | 0 | 0 | 0 | 0 | 0 | 0 | 0 | 0 | 0 | 0 | 0 | 0 | 0 | 0
Option 2 SC | WNV H2 Domestic Consumption Purchaser | Subregion flexible electricity load for Domestic H2 | 70.7579 | 69.8803 | 68.7497 | 67.89 | 139.065 | 385.6623 | 874.5564 | 1636.66 | 2702.9814 | 3408.5574 | 4106.2821 | 4819.6164 | 5518.3829 | 6209.4194 | 6853.7886 | 7486.6193 | 8159.94 | 8778.6017 | 9274.9367 | 9706.81 | 10041.15 | 10326.5843 | 10533.5469 | 10765.31
Option 2 SC | Wayatinah Min Gen | Hydro min release | 24.09 | 24.09 | 24.09 | 24.09 | 24.09 | 24.09 | 24.09 | 24.09 | 24.09 | 24.09 | 24.09 | 24.09 | 24.09 | 24.09 | 24.09 | 24.09 | 24.09 | 24.09 | 24.09 | 24.09 | 24.09 | 24.09 | 24.09 | 24.09
Option 2D SC | 2030 Emissions Budget 1 | Emissions DLT | 69603.1022 | 69793.7956 | 69603.1022 | 69603.1022 | 69603.1022 | 69793.7956 | 69634.8699 | 69634.8699 | 69634.8699 | 69825.6504 | 69634.8699 | 69634.8699 | 69603.1022 | 69793.7956 | 69603.1022 | 69603.1022 | 69603.1022 | 69793.7956 | 69634.8699 | 69634.8699 | 69634.8699 | 69825.6504 | 69634.8699 | 69634.8699
Option 2D SC | 2035 Emissions Target | Emissions DLT | 3909.2632 | 3919.9735 | 3909.2632 | 3909.2632 | 3909.2632 | 3919.9735 | 3911.0475 | 3911.0475 | 3911.0475 | 3921.7627 | 3911.0475 | 3911.0475 | 3909.2632 | 3919.9735 | 3909.2632 | 3909.2632 | 3909.2632 | 3919.9735 | 3911.0475 | 3911.0475 | 3911.0475 | 3921.7627 | 3911.0475 | 3911.0475
Option 2D SC | 2050 Emissions Budget 1 | Emissions DLT | 59138.3391 | 59300.3619 | 59138.3391 | 59138.3391 | 59138.3391 | 59300.3619 | 59165.3305 | 59165.3305 | 59165.3305 | 59327.4273 | 59165.3305 | 59165.3305 | 59138.3391 | 59300.3619 | 59138.3391 | 59138.3391 | 59138.3391 | 59300.3619 | 59165.3305 | 59165.3305 | 59165.3305 | 59327.4273 | 59165.3305 | 59165.3305
Option 2D SC | 2050 Emissions Budget 2 | Emissions DLT | 21749.6839 | 21809.2721 | 21749.6839 | 21749.6839 | 21749.6839 | 21809.2721 | 21759.6108 | 21759.6108 | 21759.6108 | 21819.2261 | 21759.6108 | 21759.6108 | 21749.6839 | 21809.2721 | 21749.6839 | 21749.6839 | 21749.6839 | 21809.2721 | 21759.6108 | 21759.6108 | 21759.6108 | 21819.2261 | 21759.6108 | 21759.6108
Option 2D SC | 2050 Emissions Budget 3 | Emissions DLT | 9474.331 | 9500.288 | 9474.331 | 9474.331 | 9474.331 | 9500.288 | 9478.6552 | 9478.6552 | 9478.6552 | 9504.6241 | 9478.6552 | 9478.6552 | 9474.331 | 9500.288 | 9474.331 | 9474.331 | 9474.331 | 9500.288 | 9478.6552 | 9478.6552 | 9478.6552 | 9504.6241 | 9478.6552 | 9478.6552
Option 2D SC | 2050 Emissions Budget 4 | Emissions DLT | 6715.6586 | 6734.0577 | 6715.6586 | 6715.6586 | 6715.6586 | 6734.0577 | 6718.7238 | 6718.7238 | 6718.7238 | 6737.1312 | 6718.7238 | 6718.7238 | 6715.6586 | 6734.0577 | 6715.6586 | 6715.6586 | 6715.6586 | 6734.0577 | 6718.7238 | 6718.7238 | 6718.7238 | 6737.1312 | 6718.7238 | 6718.7238
Option 2D SC | 2050 Emissions Budget NSW 1 | Emissions DLT | 24777.3723 | 24845.2555 | 24777.3723 | 24777.3723 | 24777.3723 | 24845.2555 | 24788.681 | 24788.681 | 24788.681 | 24856.5952 | 24788.681 | 24788.681 | 24777.3723 | 24845.2555 | 24777.3723 | 24777.3723 | 24777.3723 | 24845.2555 | 24788.681 | 24788.681 | 24788.681 | 24856.5952 | 24788.681 | 24788.681
Option 2D SC | 2050 Emissions Budget NSW 2 | Emissions DLT | 11389.5985 | 11420.8029 | 11389.5985 | 11389.5985 | 11389.5985 | 11420.8029 | 11394.7969 | 11394.7969 | 11394.7969 | 11426.0155 | 11394.7969 | 11394.7969 | 11389.5985 | 11420.8029 | 11389.5985 | 11389.5985 | 11389.5985 | 11420.8029 | 11394.7969 | 11394.7969 | 11394.7969 | 11426.0155 | 11394.7969 | 11394.7969
Option 2D SC | 2050 Emissions Budget NSW 3 | Emissions DLT | 11389.5985 | 11420.8029 | 11389.5985 | 11389.5985 | 11389.5985 | 11420.8029 | 11394.7969 | 11394.7969 | 11394.7969 | 11426.0155 | 11394.7969 | 11394.7969 | 11389.5985 | 11420.8029 | 11389.5985 | 11389.5985 | 11389.5985 | 11420.8029 | 11394.7969 | 11394.7969 | 11394.7969 | 11426.0155 | 11394.7969 | 11394.7969
Option 2D SC | 2050 Emissions Budget NSW 4 | Emissions DLT | 11389.5985 | 11420.8029 | 11389.5985 | 11389.5985 | 11389.5985 | 11420.8029 | 11394.7969 | 11394.7969 | 11394.7969 | 11426.0155 | 11394.7969 | 11394.7969 | 11389.5985 | 11420.8029 | 11389.5985 | 11389.5985 | 11389.5985 | 11420.8029 | 11394.7969 | 11394.7969 | 11394.7969 | 11426.0155 | 11394.7969 | 11394.7969
Option 2D SC | 2050 Emissions Budget QLD 1 | Emissions DLT | 33269.6168 | 33360.7664 | 33269.6168 | 33269.6168 | 33269.6168 | 33360.7664 | 33284.8015 | 33284.8015 | 33284.8015 | 33375.9927 | 33284.8015 | 33284.8015 | 33269.6168 | 33360.7664 | 33269.6168 | 33269.6168 | 33269.6168 | 33360.7664 | 33284.8015 | 33284.8015 | 33284.8015 | 33375.9927 | 33284.8015 | 33284.8015
Option 2D SC | 2050 Emissions Budget QLD 2 | Emissions DLT | 12388.6861 | 12422.6277 | 12388.6861 | 12388.6861 | 12388.6861 | 12422.6277 | 12394.3405 | 12394.3405 | 12394.3405 | 12428.2976 | 12394.3405 | 12394.3405 | 12388.6861 | 12422.6277 | 12388.6861 | 12388.6861 | 12388.6861 | 12422.6277 | 12394.3405 | 12394.3405 | 12394.3405 | 12428.2976 | 12394.3405 | 12394.3405
Option 2D SC | 2050 Emissions Budget QLD 3 | Emissions DLT | 12388.6861 | 12422.6277 | 12388.6861 | 12388.6861 | 12388.6861 | 12422.6277 | 12394.3405 | 12394.3405 | 12394.3405 | 12428.2976 | 12394.3405 | 12394.3405 | 12388.6861 | 12422.6277 | 12388.6861 | 12388.6861 | 12388.6861 | 12422.6277 | 12394.3405 | 12394.3405 | 12394.3405 | 12428.2976 | 12394.3405 | 12394.3405
Option 2D SC | 2050 Emissions Budget QLD 4 | Emissions DLT | 12388.6861 | 12422.6277 | 12388.6861 | 12388.6861 | 12388.6861 | 12422.6277 | 12394.3405 | 12394.3405 | 12394.3405 | 12428.2976 | 12394.3405 | 12394.3405 | 12388.6861 | 12422.6277 | 12388.6861 | 12388.6861 | 12388.6861 | 12422.6277 | 12394.3405 | 12394.3405 | 12394.3405 | 12428.2976 | 12394.3405 | 12394.3405
Option 2D SC | 2050 Emissions Budget SA 1 | Emissions DLT | 1415.3741 | 1419.2518 | 1415.3741 | 1415.3741 | 1415.3741 | 1419.2518 | 1416.0201 | 1416.0201 | 1416.0201 | 1419.8996 | 1416.0201 | 1416.0201 | 1415.3741 | 1419.2518 | 1415.3741 | 1415.3741 | 1415.3741 | 1419.2518 | 1416.0201 | 1416.0201 | 1416.0201 | 1419.8996 | 1416.0201 | 1416.0201
Option 2D SC | 2050 Emissions Budget SA 2 | Emissions DLT | 749.3157 | 751.3686 | 749.3157 | 749.3157 | 749.3157 | 751.3686 | 749.6577 | 749.6577 | 749.6577 | 751.7115 | 749.6577 | 749.6577 | 749.3157 | 751.3686 | 749.3157 | 749.3157 | 749.3157 | 751.3686 | 749.6577 | 749.6577 | 749.6577 | 751.7115 | 749.6577 | 749.6577
Option 2D SC | 2050 Emissions Budget SA 3 | Emissions DLT | 749.3157 | 751.3686 | 749.3157 | 749.3157 | 749.3157 | 751.3686 | 749.6577 | 749.6577 | 749.6577 | 751.7115 | 749.6577 | 749.6577 | 749.3157 | 751.3686 | 749.3157 | 749.3157 | 749.3157 | 751.3686 | 749.6577 | 749.6577 | 749.6577 | 751.7115 | 749.6577 | 749.6577
Option 2D SC | 2050 Emissions Budget SA 4 | Emissions DLT | 749.3157 | 751.3686 | 749.3157 | 749.3157 | 749.3157 | 751.3686 | 749.6577 | 749.6577 | 749.6577 | 751.7115 | 749.6577 | 749.6577 | 749.3157 | 751.3686 | 749.3157 | 749.3157 | 749.3157 | 751.3686 | 749.6577 | 749.6577 | 749.6577 | 751.7115 | 749.6577 | 749.6577
Option 2D SC | 2050 Emissions Budget VIC 1 | Emissions DLT | 22795.8485 | 22858.3029 | 22795.8485 | 22795.8485 | 22795.8485 | 22858.3029 | 22806.2529 | 22806.2529 | 22806.2529 | 22868.7357 | 22806.2529 | 22806.2529 | 22795.8485 | 22858.3029 | 22795.8485 | 22795.8485 | 22795.8485 | 22858.3029 | 22806.2529 | 22806.2529 | 22806.2529 | 22868.7357 | 22806.2529 | 22806.2529
Option 2D SC | 2050 Emissions Budget VIC 2 | Emissions DLT | 6943.6588 | 6962.6825 | 6943.6588 | 6943.6588 | 6943.6588 | 6962.6825 | 6946.8279 | 6946.8279 | 6946.8279 | 6965.8603 | 6946.8279 | 6946.8279 | 6943.6588 | 6962.6825 | 6943.6588 | 6943.6588 | 6943.6588 | 6962.6825 | 6946.8279 | 6946.8279 | 6946.8279 | 6965.8603 | 6946.8279 | 6946.8279
Option 2D SC | 2050 Emissions Budget VIC 3 | Emissions DLT | 6943.6588 | 6962.6825 | 6943.6588 | 6943.6588 | 6943.6588 | 6962.6825 | 6946.8279 | 6946.8279 | 6946.8279 | 6965.8603 | 6946.8279 | 6946.8279 | 6943.6588 | 6962.6825 | 6943.6588 | 6943.6588 | 6943.6588 | 6962.6825 | 6946.8279 | 6946.8279 | 6946.8279 | 6965.8603 | 6946.8279 | 6946.8279
Option 2D SC | 2050 Emissions Budget VIC 4 | Emissions DLT | 6943.6588 | 6962.6825 | 6943.6588 | 6943.6588 | 6943.6588 | 6962.6825 | 6946.8279 | 6946.8279 | 6946.8279 | 6965.8603 | 6946.8279 | 6946.8279 | 6943.6588 | 6962.6825 | 6943.6588 | 6943.6588 | 6943.6588 | 6962.6825 | 6946.8279 | 6946.8279 | 6946.8279 | 6965.8603 | 6946.8279 | 6946.8279
Option 2D SC | Basslink Daily Energy Limit | Special Constraints | -287.568 | -288.408 | -287.568 | -287.568 | -287.568 | -288.408 | -287.568 | -287.568 | -287.568 | -288.408 | -287.568 | -287.568 | -287.568 | -288.408 | -287.568 | -287.568 | -287.568 | -288.408 | -287.568 | -287.568 | -287.568 | -288.408 | -287.568 | -287.568
Option 2D SC | Borumba - Gen | Special Constraints | 0 | 0 | 0 | 0 | 0 | 0 | 0 | 0 | 0 | 15336000 | 26280000 | 26280000 | 26280000 | 26352000 | 26280000 | 26280000 | 26280000 | 26352000 | 26280000 | 26280000 | 26280000 | 26352000 | 26280000 | 26280000
Option 2D SC | Borumba - Pump | Special Constraints | 0 | 0 | 0 | 0 | 0 | 0 | 0 | 0 | 0 | 15336000 | 26280000 | 26280000 | 26280000 | 26352000 | 26280000 | 26280000 | 26280000 | 26352000 | 26280000 | 26280000 | 26280000 | 26352000 | 26280000 | 26280000
Option 2D SC | CIS Dispatchable NSW | Policies NEM | -1231.12 | -631.96 | -431.96 | -1241.96 | -2541.96 | -2741.96 | -2741.96 | -2783.18 | -2741.96 | -2741.96 | -2741.96 | -2741.96 | -2741.96 | -2741.96 | -2750.69 | -2750.69 | -2709.47 | -2750.69 | -2709.47 | -2709.47 | -1925.69 | -1624.85 | -1583.63 | -1583.63
Option 2D SC | CIS Dispatchable SA | Policies NEM | -30 | 788 | 788 | 788 | -461 | -461 | -461 | -205 | -461 | -461 | -461 | -205 | -461 | -461 | -461 | -461 | -461 | -461 | -205 | -461 | -431 | 0 | 0 | 0
Option 2D SC | CIS Dispatchable VIC | Policies NEM | 0 | 1220 | 1271.79 | 1271.79 | -428.21 | -428.21 | -435.41 | -428.21 | -428.21 | -428.21 | -428.21 | -428.21 | -428.21 | -428.21 | -435.41 | -428.21 | -428.21 | -435.41 | -437.03 | -428.21 | -435.41 | 0 | 0 | 0
Option 2D SC | CIS Gen NSW | Policies NEM | -4646.44 | 1715.47 | 7931.07 | 14075.07 | -8779.93 | -9539.57 | -9539.57 | -9539.57 | -9539.57 | -9539.57 | -9539.57 | -9539.57 | -9539.57 | -9539.57 | -9539.57 | -9539.57 | -9539.57 | -9539.57 | -9539.57 | -9302.56 | -8998.86 | -8966.46 | -8583 | -8583
Option 2D SC | CIS Gen SA | Policies NEM | 0 | 20.36 | 621.16 | 509.16 | -690.84 | -690.84 | -690.84 | -690.84 | -690.84 | -690.84 | -690.84 | -690.84 | -690.84 | -690.84 | -690.84 | -690.84 | -690.84 | -690.84 | -690.84 | -690.84 | -690.84 | -690.84 | -690.84 | -690.84
Option 2D SC | CIS Gen TAS | Policies NEM | 0 | 0 | 750 | 1200 | 0 | 0 | 0 | 0 | 0 | 0 | 0 | 0 | 0 | 0 | 0 | 0 | 0 | 0 | 0 | 0 | 0 | 0 | 0 | 0
Option 2D SC | CIS Gen VIC - Solar | Policies NEM | 0 | 669 | 555.93 | 555.93 | -944.07 | -944.07 | -944.07 | -944.07 | -944.07 | -944.07 | -944.07 | -944.07 | -944.07 | -944.07 | -944.07 | -944.07 | -944.07 | -944.07 | -944.07 | -944.07 | -944.07 | -944.07 | -944.07 | -944.07
Option 2D SC | CIS Gen VIC - Wind | Policies NEM | 0 | 0 | 1922 | 3500 | -600 | -600 | -600 | -600 | -600 | -600 | -600 | -600 | -600 | -600 | -600 | -600 | -600 | -600 | -600 | -600 | -600 | -600 | -600 | -600
Option 2D SC | CIS Total Dispatchable | Policies NEM | -1261.12 | 3076.04 | 5550.83 | 7262.83 | -3731.17 | -3931.17 | -3938.37 | -3716.39 | -3931.17 | -3931.17 | -3931.17 | -3675.17 | -3931.17 | -3931.17 | -3947.1 | -3939.9 | -3898.68 | -3947.1 | -3651.5 | -3898.68 | -3092.1 | -1774.85 | -1583.63 | -1583.63
Option 2D SC | CNSW H2 Domestic Consumption Purchaser | Subregion flexible electricity load for Domestic H2 | 0 | 0 | 0 | 0 | 15.2257 | 45.698 | 95.29 | 167.8479 | 264.7293 | 323.4417 | 380.3779 | 437.5829 | 492.5936 | 547.6969 | 597.9153 | 647.8229 | 703.5114 | 756.5537 | 799.706 | 841.7943 | 879.5457 | 915.948 | 947.6857 | 984.2486
Option 2D SC | CQ H2 Domestic Consumption Purchaser | Subregion flexible electricity load for Domestic H2 | 170.455 | 168.3874 | 165.6299 | 163.6243 | 163.9371 | 167.2109 | 173.712 | 185.9936 | 203.9307 | 215.6803 | 227.0274 | 239.5443 | 251.85 | 264.3586 | 275.4677 | 287.1507 | 301.6464 | 315.6511 | 327.2189 | 338.9286 | 349.3571 | 359.9637 | 369.2456 | 380.4343
Option 2D SC | CSA H2 Domestic Consumption Purchaser | Subregion flexible electricity load for Domestic H2 | 7.3521 | 7.2677 | 7.1436 | 7.0393 | 6.9871 | 11.1369 | 25.993 | 49.5879 | 83.4807 | 107.6309 | 132.4153 | 158.1493 | 183.8036 | 209.2489 | 232.2417 | 255.7086 | 282.5621 | 310.0043 | 336.3697 | 365.0521 | 393.0007 | 421.2691 | 447.3547 | 474.1871
Option 2D SC | Catagunya Min Gen | Hydro min release | 17.52 | 17.52 | 17.52 | 17.52 | 17.52 | 17.52 | 17.52 | 17.52 | 17.52 | 17.52 | 17.52 | 17.52 | 17.52 | 17.52 | 17.52 | 17.52 | 17.52 | 17.52 | 17.52 | 17.52 | 17.52 | 17.52 | 17.52 | 17.52
Option 2D SC | Combined Marinus Export | Special Constraints | 11773440 | 11805696 | 11773440 | 11773440 | 11773440 | 11805696 | 11773440 | 11773440 | 15589440 | 18393696 | 18343440 | 18343440 | 18343440 | 18393696 | 18343440 | 18343440 | 18343440 | 18393696 | 18343440 | 18343440 | 18343440 | 18393696 | 18343440 | 18343440
Option 2D SC | Combined Marinus Import | Special Constraints | 8567280 | 8590752 | 8567280 | 8567280 | 8567280 | 8590752 | 8567280 | 8567280 | 12383280 | 15178752 | 15137280 | 15137280 | 15137280 | 15178752 | 15137280 | 15137280 | 15137280 | 15178752 | 15137280 | 15137280 | 15137280 | 15178752 | 15137280 | 15137280
Option 2D SC | Constraint on Pipeline from Storage to GTs CNSW | Constraints to make diesel to come exclusively from storage | 0 | 0 | 0 | 0 | 0 | 0 | 0 | 0 | 0 | 0 | 0 | 0 | 0 | 0 | 0 | 0 | 0 | 0 | 0 | 0 | 0 | 0 | 0 | 0
Option 2D SC | Constraint on Pipeline from Storage to GTs CQ | Constraints to make diesel to come exclusively from storage | 0 | 0 | 0 | 0 | 0 | 0 | 0 | 0 | 0 | 0 | 0 | 0 | 0 | 0 | 0 | 0 | 0 | 0 | 0 | 0 | 0 | 0 | 0 | 0
Option 2D SC | Constraint on Pipeline from Storage to GTs CSA | Constraints to make diesel to come exclusively from storage | 0 | 0 | 0 | 0 | 0 | 0 | 0 | 0 | 0 | 0 | 0 | 0 | 0 | 0 | 0 | 0 | 0 | 0 | 0 | 0 | 0 | 0 | 0 | 0
Option 2D SC | Constraint on Pipeline from Storage to GTs GG | Constraints to make diesel to come exclusively from storage | 0 | 0 | 0 | 0 | 0 | 0 | 0 | 0 | 0 | 0 | 0 | 0 | 0 | 0 | 0 | 0 | 0 | 0 | 0 | 0 | 0 | 0 | 0 | 0
Option 2D SC | Constraint on Pipeline from Storage to GTs MEL | Constraints to make diesel to come exclusively from storage | 0 | 0 | 0 | 0 | 0 | 0 | 0 | 0 | 0 | 0 | 0 | 0 | 0 | 0 | 0 | 0 | 0 | 0 | 0 | 0 | 0 | 0 | 0 | 0
Option 2D SC | Constraint on Pipeline from Storage to GTs NNSW | Constraints to make diesel to come exclusively from storage | 0 | 0 | 0 | 0 | 0 | 0 | 0 | 0 | 0 | 0 | 0 | 0 | 0 | 0 | 0 | 0 | 0 | 0 | 0 | 0 | 0 | 0 | 0 | 0
Option 2D SC | Constraint on Pipeline from Storage to GTs NQ | Constraints to make diesel to come exclusively from storage | 0 | 0 | 0 | 0 | 0 | 0 | 0 | 0 | 0 | 0 | 0 | 0 | 0 | 0 | 0 | 0 | 0 | 0 | 0 | 0 | 0 | 0 | 0 | 0
Option 2D SC | Constraint on Pipeline from Storage to GTs NSA | Constraints to make diesel to come exclusively from storage | 0 | 0 | 0 | 0 | 0 | 0 | 0 | 0 | 0 | 0 | 0 | 0 | 0 | 0 | 0 | 0 | 0 | 0 | 0 | 0 | 0 | 0 | 0 | 0
Option 2D SC | Constraint on Pipeline from Storage to GTs SESA | Constraints to make diesel to come exclusively from storage | 0 | 0 | 0 | 0 | 0 | 0 | 0 | 0 | 0 | 0 | 0 | 0 | 0 | 0 | 0 | 0 | 0 | 0 | 0 | 0 | 0 | 0 | 0 | 0
Option 2D SC | Constraint on Pipeline from Storage to GTs SEV | Constraints to make diesel to come exclusively from storage | 0 | 0 | 0 | 0 | 0 | 0 | 0 | 0 | 0 | 0 | 0 | 0 | 0 | 0 | 0 | 0 | 0 | 0 | 0 | 0 | 0 | 0 | 0 | 0
Option 2D SC | Constraint on Pipeline from Storage to GTs SNSW | Constraints to make diesel to come exclusively from storage | 0 | 0 | 0 | 0 | 0 | 0 | 0 | 0 | 0 | 0 | 0 | 0 | 0 | 0 | 0 | 0 | 0 | 0 | 0 | 0 | 0 | 0 | 0 | 0
Option 2D SC | Constraint on Pipeline from Storage to GTs SNW | Constraints to make diesel to come exclusively from storage | 0 | 0 | 0 | 0 | 0 | 0 | 0 | 0 | 0 | 0 | 0 | 0 | 0 | 0 | 0 | 0 | 0 | 0 | 0 | 0 | 0 | 0 | 0 | 0
Option 2D SC | Constraint on Pipeline from Storage to GTs SQ | Constraints to make diesel to come exclusively from storage | 0 | 0 | 0 | 0 | 0 | 0 | 0 | 0 | 0 | 0 | 0 | 0 | 0 | 0 | 0 | 0 | 0 | 0 | 0 | 0 | 0 | 0 | 0 | 0
Option 2D SC | Constraint on Pipeline from Storage to GTs TAS | Constraints to make diesel to come exclusively from storage | 0 | 0 | 0 | 0 | 0 | 0 | 0 | 0 | 0 | 0 | 0 | 0 | 0 | 0 | 0 | 0 | 0 | 0 | 0 | 0 | 0 | 0 | 0 | 0
Option 2D SC | Constraint on Pipeline from Storage to GTs WNV | Constraints to make diesel to come exclusively from storage | 0 | 0 | 0 | 0 | 0 | 0 | 0 | 0 | 0 | 0 | 0 | 0 | 0 | 0 | 0 | 0 | 0 | 0 | 0 | 0 | 0 | 0 | 0 | 0
Option 2D SC | Constraint on Pipeline from Storage to GTs WOO | Constraints to make diesel to come exclusively from storage | 0 | 0 | 0 | 0 | 0 | 0 | 0 | 0 | 0 | 0 | 0 | 0 | 0 | 0 | 0 | 0 | 0 | 0 | 0 | 0 | 0 | 0 | 0 | 0
Option 2D SC | DNSP Thermal Limit on CER CNSW Area1 | DNSP Thermal Limit on CER | 962269.5 | 1099240 | 1264331.5 | 1368618 | 1448495.5 | 1609457.5 | 1584894 | 1855986 | 1950265 | 1990593 | 2044071.5 | 2138503.5 | 2288587 | 2525268 | 2589849 | 2534195.5 | 2447252.5 | 2644375 | 2891062.5 | 2969827.5 | 3092953 | 3323357.5 | 3258642.5 | 3794009
Option 2D SC | DNSP Thermal Limit on CER CQ Area1 | DNSP Thermal Limit on CER | 1214135.5 | 1438282.5 | 1635434 | 1844677.5 | 1973392 | 2134233.5 | 2266398 | 2529976.5 | 2659692 | 2850524 | 2911547.5 | 2926350.5 | 3165456.5 | 3410091.5 | 3569522 | 3423494 | 3274746 | 3651306.5 | 4022065.5 | 4051686.5 | 4171485 | 4376405 | 4693518 | 5217151.5
Option 2D SC | DNSP Thermal Limit on CER CSA Area1 | DNSP Thermal Limit on CER | 4369703.5 | 4970993 | 5542293.5 | 5902109.5 | 6603829.5 | 7231945.5 | 7807612 | 8505794 | 9415109.5 | 10195176 | 9928766 | 11826609 | 12672958.5 | 13622141 | 14131716 | 14501482.5 | 14628137.5 | 15775448 | 16799547.5 | 17032647 | 17876777 | 18996982.5 | 19706877.5 | 20614297
Option 2D SC | DNSP Thermal Limit on CER GG Area1 | DNSP Thermal Limit on CER | 155600 | 181154 | 207585 | 237317.5 | 244723.5 | 266711 | 279661 | 303196.5 | 320219.5 | 327993.5 | 338642 | 346448 | 362495 | 410569.5 | 432863.5 | 423099.5 | 399305.5 | 442073 | 476014 | 527076.5 | 563742 | 606543 | 625200 | 657931
Option 2D SC | DNSP Thermal Limit on CER MEL Area1 | DNSP Thermal Limit on CER | 903804.5 | 1074538 | 1241559.5 | 1253626 | 1475591 | 1580832 | 1696335 | 1836226 | 1944128.5 | 1963441.5 | 2045969 | 2196155.5 | 2379218 | 2573691 | 2626002 | 2645969.5 | 2448698 | 2738856 | 2977171.5 | 2883992.5 | 3272370.5 | 3382329 | 3540169.5 | 3815404.5
Option 2D SC | DNSP Thermal Limit on CER MEL Area2 | DNSP Thermal Limit on CER | 4077436.5 | 4892366 | 5709473.5 | 5763936.5 | 6859135.5 | 7368862 | 7916307.5 | 8567873 | 9044577.5 | 9075970 | 9489322.5 | 10153292 | 11053820.5 | 11986993.5 | 12279957 | 12385446.5 | 11487296.5 | 12859446 | 14092083.5 | 13559880.5 | 15481497 | 16085141.5 | 16869894.5 | 18245077.5
Option 2D SC | DNSP Thermal Limit on CER NNSW Area1 | DNSP Thermal Limit on CER | 2319485 | 2619173.5 | 3000920.5 | 3230027 | 3455891 | 3783180 | 3784977.5 | 4417095 | 4497106 | 4630417 | 4738909 | 4888101 | 5276885.5 | 5737342 | 6097179 | 5972858 | 5721246.5 | 6024370.5 | 6558027.5 | 6657969 | 6998736.5 | 7473568.5 | 7440381 | 8684916.5
Option 2D SC | DNSP Thermal Limit on CER NQ Area1 | DNSP Thermal Limit on CER | 2004455 | 2321331.5 | 2581749 | 2951374.5 | 3120879.5 | 3367430 | 3548307 | 3847397 | 3998043 | 4243889.5 | 4293045 | 4508772.5 | 4756791 | 5053722 | 5424260.5 | 5206304 | 4926321.5 | 5276491.5 | 6006003.5 | 6337836 | 6492838 | 6964466.5 | 7046529 | 7591057
Option 2D SC | DNSP Thermal Limit on CER NSA Area1 | DNSP Thermal Limit on CER | 163549.5 | 187723.5 | 208359.5 | 225657 | 249650 | 274596.5 | 299842.5 | 328945.5 | 369092.5 | 405415 | 408910 | 474385 | 523891 | 563390 | 590644.5 | 626933 | 632063 | 705668.5 | 756785.5 | 790998 | 846054 | 902103 | 961711.5 | 1025929.5
Option 2D SC | DNSP Thermal Limit on CER SESA Area1 | DNSP Thermal Limit on CER | 192389.5 | 224162 | 249699 | 270519 | 305407.5 | 341687 | 374616 | 411291.5 | 458612.5 | 495405 | 527327.5 | 612997.5 | 672570 | 726764.5 | 771765 | 809274 | 831340.5 | 911095.5 | 973244 | 1002924.5 | 1056734.5 | 1133855.5 | 1188050 | 1254240.5
Option 2D SC | DNSP Thermal Limit on CER SEV Area1 | DNSP Thermal Limit on CER | 869993.5 | 1079513 | 1309967 | 1458998 | 1718562 | 1888720.5 | 2082340 | 2257719.5 | 2400364.5 | 2502685.5 | 2660977 | 2831323.5 | 2990136 | 3309379.5 | 3358226 | 3426154.5 | 3331916.5 | 3637723 | 3848570 | 3796630.5 | 4172030 | 4385849 | 4467058.5 | 4735672.5
Option 2D SC | DNSP Thermal Limit on CER SNSW Area1 | DNSP Thermal Limit on CER | 1174766 | 1310078.5 | 1498737.5 | 1600065 | 1708618.5 | 1880050 | 1862821 | 2149223 | 2175605 | 2224902.5 | 2286962.5 | 2365366.5 | 2548270 | 2767700 | 2970013.5 | 2944803 | 2855330 | 3028007.5 | 3306100 | 3367361.5 | 3590860.5 | 3801597.5 | 3728843.5 | 4253500
Option 2D SC | DNSP Thermal Limit on CER SNSW Area2 | DNSP Thermal Limit on CER | 1043797.5 | 1166291.5 | 1344684.5 | 1434148 | 1529340.5 | 1684192.5 | 1667598 | 1945727.5 | 1964255 | 2025090.5 | 2058616.5 | 2130210.5 | 2279355 | 2527801 | 2723374.5 | 2668299.5 | 2582128.5 | 2737297 | 2991106.5 | 3057346 | 3251264 | 3406728.5 | 3321214 | 3862827.5
Option 2D SC | DNSP Thermal Limit on CER SNW Area1 | DNSP Thermal Limit on CER | 4458959.5 | 5132281 | 5992301.5 | 6641521 | 7009635.5 | 7837808 | 7861801.5 | 9126356.5 | 9454527.5 | 9698977 | 10090969 | 10411546.5 | 11474418 | 12646910 | 13544563 | 13309342 | 12985964.5 | 14103417 | 15232228.5 | 16265479 | 16763573 | 18339376.5 | 18174930 | 20690621
Option 2D SC | DNSP Thermal Limit on CER SNW Area2 | DNSP Thermal Limit on CER | 4854239 | 5492319.5 | 6312703 | 6911204.5 | 7211102 | 7994005 | 7922739.5 | 9129889.5 | 9379712.5 | 9504602 | 9796439 | 10024946 | 10997930 | 12035263 | 12813397 | 12477255.5 | 12034985 | 13019684.5 | 14076194.5 | 14959332.5 | 15293712 | 16666756.5 | 16380577 | 18617534
Option 2D SC | DNSP Thermal Limit on CER SQ Area1 | DNSP Thermal Limit on CER | 9938212.5 | 11607518.5 | 13171236 | 14613507 | 15592113 | 16394045 | 17429438.5 | 18319735 | 19347688 | 20500654.5 | 20647687 | 20838566 | 22457303 | 23906216 | 25264318.5 | 25511219 | 22931963.5 | 25603814 | 28035455.5 | 29615946 | 31128416.5 | 32381464.5 | 34330958 | 35657825.5
Option 2D SC | DNSP Thermal Limit on CER TAS Area1 | DNSP Thermal Limit on CER | 588631 | 690523 | 793388.5 | 827265 | 988272 | 1094497.5 | 1184901 | 1318139 | 1409578 | 1466903.5 | 1611783 | 1673225.5 | 1854824 | 2103135.5 | 2103989.5 | 2197931.5 | 2329299.5 | 2471090 | 2494764 | 2630453 | 2878081 | 3233742 | 3270442 | 3341494
Option 2D SC | DNSP Thermal Limit on CER WNV Area1 | DNSP Thermal Limit on CER | 396133.5 | 471282 | 543415.5 | 570307.5 | 686698 | 730555 | 777736 | 843984.5 | 907707.5 | 931417 | 976391 | 1040531.5 | 1144501.5 | 1230784 | 1252963 | 1301238.5 | 1162334.5 | 1293776 | 1392629 | 1428265 | 1650645.5 | 1703399 | 1765322 | 1891010.5
Option 2D SC | DNSP Thermal Limit on CER WNV Area2 | DNSP Thermal Limit on CER | 1549694.5 | 1862670.5 | 2178832.5 | 2333610 | 2827931.5 | 3039132 | 3287030.5 | 3577522.5 | 3846777.5 | 3971182.5 | 4246029 | 4485911.5 | 4898273 | 5450925 | 5471439 | 5640633 | 5090448.5 | 5460674.5 | 5853761.5 | 5851998 | 6789522 | 7052745.5 | 7234929 | 7547963
Option 2D SC | DNSP Thermal Limit on Distributed Resources CNSW Area1 | DNSP Thermal Limit on Distributed Resources | 5676480 | 5692032 | 5676480 | 5676480 | 5676480 | 5692032 | 5676480 | 5676480 | 5676480 | 5692032 | 5676480 | 5676480 | 5676480 | 5692032 | 5676480 | 5676480 | 5676480 | 5692032 | 5676480 | 5676480 | 5676480 | 5692032 | 5676480 | 5676480
Option 2D SC | DNSP Thermal Limit on Distributed Resources CQ Area1 | DNSP Thermal Limit on Distributed Resources | 0 | 0 | 0 | 0 | 0 | 9003600 | 8979000 | 8979000 | 8979000 | 9003600 | 8979000 | 8979000 | 8979000 | 9003600 | 8979000 | 8979000 | 8979000 | 9003600 | 8979000 | 8979000 | 8979000 | 9003600 | 8979000 | 8979000
Option 2D SC | DNSP Thermal Limit on Distributed Resources CSA Area1 | DNSP Thermal Limit on Distributed Resources | 0 | 0 | 0 | 0 | 0 | 65352960 | 65174400 | 65174400 | 65174400 | 65352960 | 65174400 | 65174400 | 65174400 | 65352960 | 65174400 | 65174400 | 65174400 | 65352960 | 65174400 | 65174400 | 65174400 | 65352960 | 65174400 | 65174400
Option 2D SC | DNSP Thermal Limit on Distributed Resources GG Area1 | DNSP Thermal Limit on Distributed Resources | 1033680 | 1036512 | 1033680 | 1033680 | 1033680 | 1036512 | 1033680 | 1033680 | 1033680 | 1036512 | 1033680 | 1033680 | 1033680 | 1036512 | 1033680 | 1033680 | 1033680 | 1036512 | 1033680 | 1033680 | 1033680 | 1036512 | 1033680 | 1033680
Option 2D SC | DNSP Thermal Limit on Distributed Resources MEL Area1 | DNSP Thermal Limit on Distributed Resources | 15978240 | 16022016 | 15978240 | 15978240 | 15978240 | 16022016 | 15978240 | 15978240 | 15978240 | 16022016 | 15978240 | 15978240 | 15978240 | 16022016 | 15978240 | 15978240 | 15978240 | 16022016 | 15978240 | 15978240 | 15978240 | 16022016 | 15978240 | 15978240
Option 2D SC | DNSP Thermal Limit on Distributed Resources MEL Area2 | DNSP Thermal Limit on Distributed Resources | 182768640 | 183269376 | 182768640 | 182768640 | 182768640 | 183269376 | 182768640 | 182768640 | 182768640 | 183269376 | 182768640 | 182768640 | 182768640 | 183269376 | 182768640 | 182768640 | 182768640 | 183269376 | 182768640 | 182768640 | 182768640 | 183269376 | 182768640 | 182768640
Option 2D SC | DNSP Thermal Limit on Distributed Resources NNSW Area1 | DNSP Thermal Limit on Distributed Resources | 0 | 0 | 0 | 0 | 0 | 9196848 | 9171720 | 9171720 | 9171720 | 9196848 | 9171720 | 9171720 | 9171720 | 9196848 | 9171720 | 9171720 | 9171720 | 9196848 | 9171720 | 9171720 | 9171720 | 9196848 | 9171720 | 9171720
Option 2D SC | DNSP Thermal Limit on Distributed Resources NQ Area1 | DNSP Thermal Limit on Distributed Resources | 0 | 0 | 0 | 0 | 0 | 16961904 | 16915560 | 16915560 | 16915560 | 16961904 | 16915560 | 16915560 | 16915560 | 16961904 | 16915560 | 16915560 | 16915560 | 16961904 | 16915560 | 16915560 | 16915560 | 16961904 | 16915560 | 16915560
Option 2D SC | DNSP Thermal Limit on Distributed Resources NSA Area1 | DNSP Thermal Limit on Distributed Resources | 3039720 | 3048048 | 3039720 | 3039720 | 3039720 | 3048048 | 3039720 | 3039720 | 3039720 | 3048048 | 3039720 | 3039720 | 3039720 | 3048048 | 3039720 | 3039720 | 3039720 | 3048048 | 3039720 | 3039720 | 3039720 | 3048048 | 3039720 | 3039720
Option 2D SC | DNSP Thermal Limit on Distributed Resources SESA Area1 | DNSP Thermal Limit on Distributed Resources | 0 | 0 | 0 | 0 | 0 | 4488624 | 4476360 | 4476360 | 4476360 | 4488624 | 4476360 | 4476360 | 4476360 | 4488624 | 4476360 | 4476360 | 4476360 | 4488624 | 4476360 | 4476360 | 4476360 | 4488624 | 4476360 | 4476360
Option 2D SC | DNSP Thermal Limit on Distributed Resources SEV Area1 | DNSP Thermal Limit on Distributed Resources | 7191960 | 7211664 | 7191960 | 7191960 | 7191960 | 7211664 | 7191960 | 7191960 | 7191960 | 7211664 | 7191960 | 7191960 | 7191960 | 7211664 | 7191960 | 7191960 | 7191960 | 7211664 | 7191960 | 7191960 | 7191960 | 7211664 | 7191960 | 7191960
Option 2D SC | DNSP Thermal Limit on Distributed Resources SNSW Area1 | DNSP Thermal Limit on Distributed Resources | 6990480 | 7009632 | 6990480 | 6990480 | 6990480 | 7009632 | 6990480 | 6990480 | 6990480 | 7009632 | 6990480 | 6990480 | 6990480 | 7009632 | 6990480 | 6990480 | 6990480 | 7009632 | 6990480 | 6990480 | 6990480 | 7009632 | 6990480 | 6990480
Option 2D SC | DNSP Thermal Limit on Distributed Resources SNSW Area2 | DNSP Thermal Limit on Distributed Resources | 8059200 | 8081280 | 8059200 | 8059200 | 8059200 | 8081280 | 8059200 | 8059200 | 8059200 | 8081280 | 8059200 | 8059200 | 8059200 | 8081280 | 8059200 | 8059200 | 8059200 | 8081280 | 8059200 | 8059200 | 8059200 | 8081280 | 8059200 | 8059200
Option 2D SC | DNSP Thermal Limit on Distributed Resources SNW Area1 | DNSP Thermal Limit on Distributed Resources | 27366240 | 27441216 | 27366240 | 27366240 | 27366240 | 27441216 | 27366240 | 27366240 | 27366240 | 27441216 | 27366240 | 27366240 | 27366240 | 27441216 | 27366240 | 27366240 | 27366240 | 27441216 | 27366240 | 27366240 | 27366240 | 27441216 | 27366240 | 27366240
Option 2D SC | DNSP Thermal Limit on Distributed Resources SNW Area2 | DNSP Thermal Limit on Distributed Resources | 59734440 | 59898096 | 59734440 | 59734440 | 59734440 | 59898096 | 59734440 | 59734440 | 59734440 | 59898096 | 59734440 | 59734440 | 59734440 | 59898096 | 59734440 | 59734440 | 59734440 | 59898096 | 59734440 | 59734440 | 59734440 | 59898096 | 59734440 | 59734440
Option 2D SC | DNSP Thermal Limit on Distributed Resources SQ Area1 | DNSP Thermal Limit on Distributed Resources | 51018240 | 51158016 | 51018240 | 51018240 | 51018240 | 51158016 | 51018240 | 51018240 | 51018240 | 51158016 | 51018240 | 51018240 | 51018240 | 51158016 | 51018240 | 51018240 | 51018240 | 51158016 | 51018240 | 51018240 | 51018240 | 51158016 | 51018240 | 51018240
Option 2D SC | DNSP Thermal Limit on Distributed Resources TAS Area1 | DNSP Thermal Limit on Distributed Resources | 3468960 | 3478464 | 3468960 | 3468960 | 3468960 | 3478464 | 3468960 | 3468960 | 3468960 | 3478464 | 3468960 | 3468960 | 3468960 | 3478464 | 3468960 | 3468960 | 3468960 | 3478464 | 3468960 | 3468960 | 3468960 | 3478464 | 3468960 | 3468960
Option 2D SC | DNSP Thermal Limit on Distributed Resources WNV Area1 | DNSP Thermal Limit on Distributed Resources | 0 | 0 | 0 | 0 | 0 | 3469680 | 3460200 | 3460200 | 3460200 | 3469680 | 3460200 | 3460200 | 3460200 | 3469680 | 3460200 | 3460200 | 3460200 | 3469680 | 3460200 | 3460200 | 3460200 | 3469680 | 3460200 | 3460200
Option 2D SC | DNSP Thermal Limit on Distributed Resources WNV Area2 | DNSP Thermal Limit on Distributed Resources | 0 | 0 | 0 | 0 | 0 | 53441856 | 53295840 | 53295840 | 53295840 | 53441856 | 53295840 | 53295840 | 53295840 | 53441856 | 53295840 | 53295840 | 53295840 | 53441856 | 53295840 | 53295840 | 53295840 | 53441856 | 53295840 | 53295840
Option 2D SC | Daily H2 Limit NSW | H2 Infrastructure Limitations | 0 | 0 | 0 | 0 | 0 | 0 | 0 | 0 | 0 | 0 | 0 | 0 | 0 | 0 | 0 | 0 | 0 | 0 | 0 | 0 | 0 | 0 | 0 | 0
Option 2D SC | Daily H2 Limit QLD | H2 Infrastructure Limitations | 0 | 0 | 0 | 0 | 0 | 0 | 0 | 0 | 0 | 0 | 0 | 0 | 0 | 0 | 0 | 0 | 0 | 0 | 0 | 0 | 0 | 0 | 0 | 0
Option 2D SC | Daily H2 Limit SA | H2 Infrastructure Limitations | 0 | 0 | 0 | 0 | 0 | 0 | 0 | 0 | 0 | 0 | 0 | 0 | 0 | 0 | 0 | 0 | 0 | 0 | 0 | 0 | 0 | 0 | 0 | 0
Option 2D SC | Daily H2 Limit TAS | H2 Infrastructure Limitations | 0 | 0 | 0 | 0 | 0 | 0 | 0 | 0 | 0 | 0 | 0 | 0 | 0 | 0 | 0 | 0 | 0 | 0 | 0 | 0 | 0 | 0 | 0 | 0
Option 2D SC | Daily H2 Limit VIC | H2 Infrastructure Limitations | 0 | 0 | 0 | 0 | 0 | 0 | 0 | 0 | 0 | 0 | 0 | 0 | 0 | 0 | 0 | 0 | 0 | 0 | 0 | 0 | 0 | 0 | 0 | 0
Option 2D SC | ExportGroup_CNSW1 | Group Network Export Constraints | 7139400 | 7158960 | 7139400 | 7139400 | 7139400 | 7158960 | 7139400 | 7139400 | 7139400 | 7158960 | 7139400 | 7139400 | 7139400 | 7158960 | 7139400 | 7139400 | 7139400 | 7158960 | 7139400 | 7139400 | 7139400 | 7158960 | 7139400 | 7139400
Option 2D SC | ExportGroup_CQ1 | Group Network Export Constraints | 16792320 | 16833120 | 16792320 | 16792320 | 16792320 | 16833120 | 16792320 | 16792320 | 16792320 | 16833120 | 16792320 | 16792320 | 16792320 | 16833120 | 16792320 | 16792320 | 16792320 | 16833120 | 16792320 | 16792320 | 16792320 | 16833120 | 16792320 | 16792320
Option 2D SC | ExportGroup_MN1 | Group Network Export Constraints | 15460080 | 15499200 | 15460080 | 15460080 | 15460080 | 15499200 | 15460080 | 15460080 | 15460080 | 15499200 | 15460080 | 15460080 | 15460080 | 15499200 | 15460080 | 15460080 | 15460080 | 15499200 | 15460080 | 15460080 | 15460080 | 15499200 | 15460080 | 15460080
Option 2D SC | ExportGroup_NET1 | Group Network Export Constraints | 14016000 | 14054400 | 14016000 | 14016000 | 14016000 | 14054400 | 14016000 | 14016000 | 14016000 | 14054400 | 14016000 | 14016000 | 14016000 | 14054400 | 14016000 | 14016000 | 14016000 | 14054400 | 14016000 | 14016000 | 14016000 | 14054400 | 14016000 | 14016000
Option 2D SC | ExportGroup_NQ1 | Group Network Export Constraints | 22380480 | 22438560 | 22380480 | 22380480 | 22380480 | 22438560 | 22380480 | 22380480 | 22380480 | 22438560 | 22380480 | 22380480 | 22380480 | 22438560 | 22380480 | 22380480 | 22380480 | 22438560 | 22380480 | 22380480 | 22380480 | 22438560 | 22380480 | 22380480
Option 2D SC | ExportGroup_NSA1 | Group Network Export Constraints | 5124600 | 5138640 | 5124600 | 5124600 | 5124600 | 5138640 | 5124600 | 5124600 | 5124600 | 5138640 | 5124600 | 5124600 | 5124600 | 5138640 | 5124600 | 5124600 | 5124600 | 5138640 | 5124600 | 5124600 | 5124600 | 5138640 | 5124600 | 5124600
Option 2D SC | ExportGroup_SEVIC1 | Group Network Export Constraints | 0 | 0 | 0 | 0 | 0 | 36892800 | 36792000 | 36792000 | 36792000 | 36892800 | 36792000 | 36792000 | 36792000 | 36892800 | 36792000 | 36792000 | 36792000 | 36892800 | 36792000 | 36792000 | 36792000 | 36892800 | 36792000 | 36792000
Option 2D SC | ExportGroup_SQ1 | Group Network Export Constraints | 12264000 | 12297600 | 12264000 | 12264000 | 12264000 | 12297600 | 12264000 | 12264000 | 12264000 | 12297600 | 12264000 | 12264000 | 12264000 | 12297600 | 12264000 | 12264000 | 12264000 | 12297600 | 12264000 | 12264000 | 12264000 | 12297600 | 12264000 | 12264000
Option 2D SC | ExportGroup_SWNSW1 | Group Network Export Constraints | 10512000 | 10540800 | 10512000 | 10512000 | 10512000 | 10540800 | 10512000 | 10512000 | 10512000 | 10540800 | 10512000 | 10512000 | 10512000 | 10540800 | 10512000 | 10512000 | 10512000 | 10540800 | 10512000 | 10512000 | 10512000 | 10540800 | 10512000 | 10512000
Option 2D SC | ExportGroup_SWNSW2 | Group Network Export Constraints | 0 | 0 | 0 | 0 | 0 | 22598400 | 38544000 | 38544000 | 38544000 | 38649600 | 38544000 | 38544000 | 38544000 | 38649600 | 38544000 | 38544000 | 38544000 | 38649600 | 38544000 | 38544000 | 38544000 | 38649600 | 38544000 | 38544000
Option 2D SC | ExportGroup_SWQLD1 | Group Network Export Constraints | 26280000 | 26352000 | 26280000 | 26280000 | 26280000 | 26352000 | 26280000 | 26280000 | 26280000 | 26352000 | 26280000 | 26280000 | 26280000 | 26352000 | 26280000 | 26280000 | 26280000 | 26352000 | 26280000 | 26280000 | 26280000 | 26352000 | 26280000 | 26280000
Option 2D SC | ExportGroup_SWV1 | Group Network Export Constraints | 21856200 | 21916080 | 21856200 | 21856200 | 21856200 | 21916080 | 21856200 | 21856200 | 21856200 | 21916080 | 21856200 | 21856200 | 21856200 | 21916080 | 21856200 | 21856200 | 21856200 | 21916080 | 21856200 | 21856200 | 21856200 | 21916080 | 21856200 | 21856200
Option 2D SC | ExportGroup_WNV1 | Group Network Export Constraints | 23802480 | 23851440 | 23802480 | 23802480 | 23802480 | 10851480 | 23802480 | 23802480 | 23802480 | 23851440 | 23802480 | 23802480 | 23802480 | 23851440 | 23802480 | 23802480 | 23802480 | 23851440 | 23802480 | 23802480 | 23802480 | 23851440 | 23802480 | 23802480
Option 2D SC | ExportGroup_WV1 | Group Network Export Constraints | 7860000 | 7878720 | 7860000 | 7860000 | 7860000 | 7878720 | 7860000 | 7860000 | 7860000 | 7878720 | 7860000 | 7860000 | 7860000 | 7878720 | 7860000 | 7860000 | 7860000 | 7878720 | 7860000 | 7860000 | 7860000 | 7878720 | 7860000 | 7860000
Option 2D SC | ExportLimit_DN1_Dubbo | Distribution REZ Export Constraints | 0 | 0 | 0 | 0 | 0 | 0 | 0 | 0 | 0 | 0 | 0 | 0 | 0 | 0 | 0 | 0 | 0 | 0 | 0 | 0 | 0 | 0 | 0 | 0
Option 2D SC | ExportLimit_DN2_Yass | Distribution REZ Export Constraints | 0 | 0 | 0 | 0 | 0 | 0 | 0 | 0 | 0 | 0 | 0 | 0 | 0 | 0 | 0 | 0 | 0 | 0 | 0 | 0 | 0 | 0 | 0 | 0
Option 2D SC | ExportLimit_DN3_Marulan | Distribution REZ Export Constraints | 0 | 0 | 0 | 0 | 0 | 0 | 0 | 0 | 0 | 0 | 0 | 0 | 0 | 0 | 0 | 0 | 0 | 0 | 0 | 0 | 0 | 0 | 0 | 0
Option 2D SC | ExportLimit_N10_Hunter Coast | REZ Network Export Constraints | 49494000 | 49629600 | 49494000 | 49494000 | 49494000 | 49629600 | 49494000 | 49494000 | 49494000 | 49629600 | 49494000 | 49494000 | 49494000 | 49629600 | 49494000 | 49494000 | 49494000 | 49629600 | 49494000 | 49494000 | 49494000 | 49629600 | 49494000 | 49494000
Option 2D SC | ExportLimit_N11_Illawarra Coast | REZ Network Export Constraints | 8760000 | 8784000 | 8760000 | 8760000 | 8760000 | 8784000 | 8760000 | 8760000 | 8760000 | 8784000 | 8760000 | 8760000 | 8760000 | 8784000 | 8760000 | 8760000 | 8760000 | 8784000 | 8760000 | 8760000 | 8760000 | 8784000 | 8760000 | 8760000
Option 2D SC | ExportLimit_N12_Illawarra | REZ Network Export Constraints | 8760000 | 8784000 | 8760000 | 8760000 | 8760000 | 8784000 | 8760000 | 8760000 | 8760000 | 8784000 | 8760000 | 8760000 | 8760000 | 8784000 | 8760000 | 8760000 | 8760000 | 8784000 | 8760000 | 8760000 | 8760000 | 8784000 | 8760000 | 8760000
Option 2D SC | ExportLimit_N13_South Cobar | REZ Network Export Constraints | 995328 | 997872 | 995328 | 995328 | 995328 | 997872 | 995328 | 995328 | 995328 | 997872 | 995328 | 995328 | 995328 | 997872 | 995328 | 995328 | 995328 | 997872 | 995328 | 995328 | 995328 | 997872 | 995328 | 995328
Option 2D SC | ExportLimit_N1_North West NSW | REZ Network Export Constraints | 1497960 | 1502064 | 1497960 | 1497960 | 1497960 | 1502064 | 1497960 | 1497960 | 1497960 | 1502064 | 1497960 | 1497960 | 1497960 | 1502064 | 1497960 | 1497960 | 1497960 | 1502064 | 1497960 | 1497960 | 1497960 | 1502064 | 1497960 | 1497960
Option 2D SC | ExportLimit_N2_New England | REZ Network Export Constraints | 5054520 | 5068368 | 5054520 | 5054520 | 5054520 | 5068368 | 5054520 | 5054520 | 5054520 | 5068368 | 5054520 | 5054520 | 5054520 | 5068368 | 5054520 | 5054520 | 5054520 | 5068368 | 5054520 | 5054520 | 5054520 | 5068368 | 5054520 | 5054520
Option 2D SC | ExportLimit_N3_Central-West Orana | REZ Network Export Constraints | 7884000 | 7905600 | 7884000 | 7884000 | 7884000 | 7905600 | 7884000 | 7884000 | 7884000 | 7905600 | 7884000 | 7884000 | 7884000 | 7905600 | 7884000 | 7884000 | 7884000 | 7905600 | 7884000 | 7884000 | 7884000 | 7905600 | 7884000 | 7884000
Option 2D SC | ExportLimit_N4_Broken Hill | REZ Network Export Constraints | 2190000 | 2196000 | 2190000 | 2190000 | 2190000 | 2196000 | 2190000 | 2190000 | 2190000 | 2196000 | 2190000 | 2190000 | 2190000 | 2196000 | 2190000 | 2190000 | 2190000 | 2196000 | 2190000 | 2190000 | 2190000 | 2196000 | 2190000 | 2190000
Option 2D SC | ExportLimit_N5_South West NSW | REZ Network Export Constraints | 3942000 | 3952800 | 3942000 | 3942000 | 3942000 | 3952800 | 3942000 | 3942000 | 3942000 | 3952800 | 3942000 | 3942000 | 3942000 | 3952800 | 3942000 | 3942000 | 3942000 | 3952800 | 3942000 | 3942000 | 3942000 | 3952800 | 3942000 | 3942000
Option 2D SC | ExportLimit_N6_Wagga Wagga | REZ Network Export Constraints | 9636000 | 9662400 | 9636000 | 9636000 | 9636000 | 9662400 | 9636000 | 9636000 | 9636000 | 9662400 | 9636000 | 9636000 | 9636000 | 9662400 | 9636000 | 9636000 | 9636000 | 9662400 | 9636000 | 9636000 | 9636000 | 9662400 | 9636000 | 9636000
Option 2D SC | ExportLimit_N7_Tumut | REZ Network Export Constraints | 0 | 0 | 0 | 0 | 0 | 0 | 0 | 0 | 0 | 0 | 0 | 0 | 0 | 0 | 0 | 0 | 0 | 0 | 0 | 0 | 0 | 0 | 0 | 0
Option 2D SC | ExportLimit_N8_Cooma-Monaro | REZ Network Export Constraints | 3066000 | 3074400 | 3066000 | 3066000 | 3066000 | 3074400 | 3066000 | 3066000 | 3066000 | 3074400 | 3066000 | 3066000 | 3066000 | 3074400 | 3066000 | 3066000 | 3066000 | 3074400 | 3066000 | 3066000 | 3066000 | 3074400 | 3066000 | 3066000
Option 2D SC | ExportLimit_N9_Hunter-Central Coast | REZ Network Export Constraints | 3504000 | 3513600 | 3504000 | 3504000 | 3504000 | 3513600 | 3504000 | 3504000 | 3504000 | 3513600 | 3504000 | 3504000 | 3504000 | 3513600 | 3504000 | 3504000 | 3504000 | 3513600 | 3504000 | 3504000 | 3504000 | 3513600 | 3504000 | 3504000
Option 2D SC | ExportLimit_Q1_Far North Qld | REZ Network Export Constraints | 6570000 | 6588000 | 6570000 | 6570000 | 6570000 | 6588000 | 6570000 | 6570000 | 6570000 | 6588000 | 6570000 | 6570000 | 6570000 | 6588000 | 6570000 | 6570000 | 6570000 | 6588000 | 6570000 | 6570000 | 6570000 | 6588000 | 6570000 | 6570000
Option 2D SC | ExportLimit_Q2_North Qld Clean Energy Hub | REZ Network Export Constraints | 6132000 | 6148800 | 6132000 | 6132000 | 6132000 | 6148800 | 6132000 | 6132000 | 6132000 | 6148800 | 6132000 | 6132000 | 6132000 | 6148800 | 6132000 | 6132000 | 6132000 | 6148800 | 6132000 | 6132000 | 6132000 | 6148800 | 6132000 | 6132000
Option 2D SC | ExportLimit_Q5_Barcaldine | REZ Network Export Constraints | 744600 | 746640 | 744600 | 744600 | 744600 | 746640 | 744600 | 744600 | 744600 | 746640 | 744600 | 744600 | 744600 | 746640 | 744600 | 744600 | 744600 | 746640 | 744600 | 744600 | 744600 | 746640 | 744600 | 744600
Option 2D SC | ExportLimit_Q9_Banana | REZ Network Export Constraints | 1314000 | 1317600 | 1314000 | 1314000 | 1314000 | 1317600 | 1314000 | 1314000 | 1314000 | 1317600 | 1314000 | 1314000 | 1314000 | 1317600 | 1314000 | 1314000 | 1314000 | 1317600 | 1314000 | 1314000 | 1314000 | 1317600 | 1314000 | 1314000
Option 2D SC | ExportLimit_S2_Riverland | REZ Network Export Constraints | 1138800 | 1141920 | 1138800 | 1138800 | 1138800 | 1141920 | 1138800 | 1138800 | 1138800 | 1141920 | 1138800 | 1138800 | 1138800 | 1141920 | 1138800 | 1138800 | 1138800 | 1141920 | 1138800 | 1138800 | 1138800 | 1141920 | 1138800 | 1138800
Option 2D SC | ExportLimit_S4_Yorke Peninsula | REZ Network Export Constraints | 876000 | 878400 | 876000 | 876000 | 876000 | 878400 | 876000 | 876000 | 876000 | 878400 | 876000 | 876000 | 876000 | 878400 | 876000 | 876000 | 876000 | 878400 | 876000 | 876000 | 876000 | 878400 | 876000 | 876000
Option 2D SC | ExportLimit_S6_Roxby Downs | REZ Network Export Constraints | 4380000 | 4392000 | 4380000 | 4380000 | 4380000 | 4392000 | 4380000 | 4380000 | 4380000 | 4392000 | 4380000 | 4380000 | 4380000 | 4392000 | 4380000 | 4380000 | 4380000 | 4392000 | 4380000 | 4380000 | 4380000 | 4392000 | 4380000 | 4380000
Option 2D SC | ExportLimit_S7_Eastern Eyre Peninsula | REZ Network Export Constraints | 2628000 | 2635200 | 2628000 | 2628000 | 2628000 | 2635200 | 2628000 | 2628000 | 2628000 | 2635200 | 2628000 | 2628000 | 2628000 | 2635200 | 2628000 | 2628000 | 2628000 | 2635200 | 2628000 | 2628000 | 2628000 | 2635200 | 2628000 | 2628000
Option 2D SC | ExportLimit_S8_Western Eyre Peninsula | REZ Network Export Constraints | 0 | 0 | 0 | 0 | 0 | 0 | 0 | 0 | 0 | 0 | 0 | 0 | 0 | 0 | 0 | 0 | 0 | 0 | 0 | 0 | 0 | 0 | 0 | 0
Option 2D SC | ExportLimit_T1_North East Tasmania | REZ Network Export Constraints | 3504000 | 3513600 | 3504000 | 3504000 | 3504000 | 3513600 | 3504000 | 3504000 | 3504000 | 3513600 | 3504000 | 3504000 | 3504000 | 3513600 | 3504000 | 3504000 | 3504000 | 3513600 | 3504000 | 3504000 | 3504000 | 3513600 | 3504000 | 3504000
Option 2D SC | ExportLimit_T2_North West Tasmania | REZ Network Export Constraints | 1337520 | 1344168 | 1337520 | 1337520 | 1337520 | 1344168 | 1337520 | 1337520 | 1337520 | 1344168 | 1337520 | 1337520 | 1337520 | 1344168 | 1337520 | 1337520 | 1337520 | 1344168 | 1337520 | 1337520 | 1337520 | 1344168 | 1337520 | 1337520
Option 2D SC | ExportLimit_T3_Central Highlands | REZ Network Export Constraints | 7080120 | 7096968 | 7080120 | 7080120 | 7080120 | 7096968 | 7080120 | 7080120 | 7080120 | 7096968 | 7080120 | 7080120 | 7080120 | 7096968 | 7080120 | 7080120 | 7080120 | 7096968 | 7080120 | 7080120 | 7080120 | 7096968 | 7080120 | 7080120
Option 2D SC | ExportLimit_V1_North West VIC | REZ Network Export Constraints | 4932960 | 4943520 | 4932960 | 4932960 | 4932960 | 4943520 | 4932960 | 4932960 | 4932960 | 4943520 | 4932960 | 4932960 | 4932960 | 4943520 | 4932960 | 4932960 | 4932960 | 4943520 | 4932960 | 4932960 | 4932960 | 4943520 | 4932960 | 4932960
Option 2D SC | ExportLimit_V2_Central Highlands VIC | REZ Network Export Constraints | 6283200 | 6297600 | 6283200 | 6283200 | 6283200 | 6297600 | 6283200 | 6283200 | 6283200 | 6297600 | 6283200 | 6283200 | 6283200 | 6297600 | 6283200 | 6283200 | 6283200 | 6297600 | 6283200 | 6283200 | 6283200 | 6297600 | 6283200 | 6283200
Option 2D SC | ExportLimit_V7_Central North VIC | REZ Network Export Constraints | 9032400 | 9048000 | 9032400 | 9032400 | 9032400 | 9048000 | 9032400 | 9032400 | 9032400 | 9048000 | 9032400 | 9032400 | 9032400 | 9048000 | 9032400 | 9032400 | 9032400 | 9048000 | 9032400 | 9032400 | 9032400 | 9048000 | 9032400 | 9032400
Option 2D SC | ExportLimit_V8_Gippsland Offshore | REZ Network Export Constraints | 0 | 0 | 0 | 0 | 0 | 0 | 0 | 0 | 0 | 0 | 0 | 0 | 0 | 0 | 0 | 0 | 0 | 0 | 0 | 0 | 0 | 0 | 0 | 0
Option 2D SC | GG H2 Green Commodities Consumption Purchaser | Subregion flexible electricity load for Green Commodities H2 | 0 | 0 | 0 | 0 | 0 | 0 | 0 | 0 | 491.5259 | 516.4356 | 520.8313 | 515.8824 | 523.211 | 542.3207 | 580.2686 | 635.269 | 716.6343 | 804.8947 | 906.8351 | 1015.0439 | 1140.3907 | 1282.5957 | 1417.9947 | 1539.7909
Option 2D SC | Gas Zone Daily Offtake Limit Colongra | Gas Infrastructure Limitations by Gas Zone | 14724.1 | 14764.44 | 14724.1 | 14724.1 | 14724.1 | 14764.44 | 14724.1 | 14724.1 | 14724.1 | 14764.44 | 14724.1 | 14724.1 | 14724.1 | 14764.44 | 14724.1 | 14724.1 | 14724.1 | 14764.44 | 14724.1 | 14724.1 | 14724.1 | 14764.44 | 14724.1 | 14724.1
Option 2D SC | Gas Zone Daily Offtake Limit Gippsland | Gas Infrastructure Limitations by Gas Zone | 262949.23 | 354549.48 | 304359.5 | 285980.59 | 280142.05 | 239296.04 | 241707.66 | 229742.27 | 197089.85 | 191313.2 | 247284.52 | 241360.71 | 193081.91 | 230414.24 | 233012.45 | 233229.63 | 239652.11 | 183455.55 | 156526.92 | 156526.92 | 156526.92 | 156969.04 | 156526.92 | 156526.92
Option 2D SC | Gas Zone Daily Offtake Limit Gladstone | Gas Infrastructure Limitations by Gas Zone | 9103.39 | 17552.22 | 26385.1 | 41246.68 | 56511.48 | 57504.8 | 58214.08 | 58890.28 | 59080.18 | 59103.17 | 58990.84 | 59190.17 | 59232.04 | 59248.13 | 59137.98 | 59293.01 | 59365.4 | 59403.91 | 59330.76 | 59330.76 | 59330.76 | 59486.62 | 59330.76 | 59330.76
Option 2D SC | Gas Zone Daily Offtake Limit Kurri Kurri | Gas Infrastructure Limitations by Gas Zone | 21900 | 21960 | 21900 | 21900 | 21900 | 21960 | 21900 | 21900 | 21900 | 21960 | 21900 | 21900 | 21900 | 21960 | 21900 | 21900 | 21900 | 21960 | 21900 | 21900 | 21900 | 21960 | 21900 | 21900
Option 2D SC | Gas Zone Daily Offtake Limit Laverton North | Gas Infrastructure Limitations by Gas Zone | 28836.93 | 28458.12 | 27340.32 | 29059.61 | 28413.44 | 28813.15 | 28443.3 | 28592.31 | 28964.05 | 28613.69 | 28221.65 | 28444.74 | 28884.49 | 28130.32 | 27838.38 | 28331.8 | 28638.83 | 28934.08 | 29243.8 | 29243.8 | 29243.8 | 29323.92 | 29243.8 | 29243.8
Option 2D SC | Gas Zone Daily Offtake Limit Melbourne | Gas Infrastructure Limitations by Gas Zone | 376185.92 | 470262.78 | 430864.02 | 417592.39 | 417222.73 | 380825.38 | 389412.31 | 381986.83 | 376304.97 | 398021.4 | 458123.29 | 456586.98 | 412979.2 | 455181.73 | 463772.03 | 466741.65 | 474100.61 | 426773.3 | 399027.34 | 399027.34 | 399027.34 | 400210.36 | 399027.34 | 399027.34
Option 2D SC | Gas Zone Daily Offtake Limit Moomba | Gas Infrastructure Limitations by Gas Zone | 251237.37 | 242827.83 | 234669.06 | 227197.74 | 220615.43 | 216000.5 | 240216.42 | 262600.12 | 254424.01 | 249363.49 | 243566.62 | 239172.6 | 235943.22 | 233815.53 | 231271.44 | 229093.87 | 227785.78 | 227273.25 | 225678.8 | 225678.8 | 225678.8 | 226316.39 | 225678.8 | 225678.8
Option 2D SC | Gas Zone Daily Offtake Limit NQGP | Gas Infrastructure Limitations by Gas Zone | 5651.9 | 5678.26 | 5833.72 | 5865.57 | 5652.32 | 5659.15 | 5866.91 | 5861.8 | 5650.64 | 5675.71 | 5832.94 | 5855.85 | 5653.6 | 5669.34 | 5851.62 | 54038.08 | 102799.02 | 103088.07 | 102676.25 | 102676.25 | 102676.25 | 102958.03 | 102676.25 | 102676.25
Option 2D SC | Gas Zone Daily Offtake Limit Newcastle | Gas Infrastructure Limitations by Gas Zone | 40150 | 40260 | 40150 | 40150 | 40150 | 40260 | 40150 | 40150 | 40150 | 40260 | 40150 | 40150 | 40150 | 40260 | 40150 | 40150 | 40150 | 40260 | 40150 | 40150 | 40150 | 40260 | 40150 | 40150
Option 2D SC | Gas Zone Daily Offtake Limit Northern | Gas Infrastructure Limitations by Gas Zone | 1505342.63 | 1510744.91 | 1511086.54 | 1509426.08 | 1485177.95 | 1419629.78 | 1330025.5 | 1261790.08 | 1209301.84 | 1151021.82 | 1090848.47 | 1040009.83 | 985550.1 | 925690.52 | 863168.48 | 871817.59 | 875248.69 | 815601.68 | 782352.15 | 782352.15 | 782352.15 | 784489.1 | 782352.15 | 782352.15
Option 2D SC | Gas Zone Daily Offtake Limit Port Campbell | Gas Infrastructure Limitations by Gas Zone | 272710.11 | 271861.37 | 260248 | 257255.01 | 276310.78 | 267524.62 | 287824.86 | 307994.3 | 403887.29 | 504728.1 | 501708.91 | 500354.27 | 496267.17 | 494056.71 | 493665.89 | 493678.18 | 520001.35 | 549160.94 | 546724.26 | 546724.26 | 546724.26 | 548226.37 | 546724.26 | 546724.26
Option 2D SC | Gas Zone Daily Offtake Limit Southern | Gas Infrastructure Limitations by Gas Zone | 563868.53 | 655092.49 | 590536.13 | 566379.03 | 581331.28 | 529978.15 | 591860.88 | 621935.73 | 685008.2 | 783697.16 | 837652.38 | 829172.33 | 779611.71 | 822114.54 | 829636.23 | 829397.23 | 863101.44 | 847328.81 | 816086.9 | 816086.9 | 816086.9 | 818464.62 | 816086.9 | 816086.9
Option 2D SC | Gordon Min Gen | Hydro min release | 32.85 | 32.85 | 32.85 | 32.85 | 32.85 | 32.85 | 32.85 | 32.85 | 32.85 | 32.85 | 32.85 | 32.85 | 32.85 | 32.85 | 32.85 | 32.85 | 32.85 | 32.85 | 32.85 | 32.85 | 32.85 | 32.85 | 32.85 | 32.85
Option 2D SC | ImportGroup_N9_Hydrogen | Group Network Import Constraints | 8935200 | 8959680 | 8935200 | 8935200 | 8935200 | 8959680 | 8935200 | 8935200 | 8935200 | 8959680 | 8935200 | 8935200 | 8935200 | 8959680 | 8935200 | 8935200 | 8935200 | 8959680 | 8935200 | 8935200 | 8935200 | 8959680 | 8935200 | 8935200
Option 2D SC | ImportGroup_NSA1 | Group Network Import Constraints | 5168400 | 5182560 | 5168400 | 5168400 | 5168400 | 5182560 | 5168400 | 5168400 | 5168400 | 5182560 | 5168400 | 5168400 | 5168400 | 5182560 | 5168400 | 5168400 | 5168400 | 5182560 | 5168400 | 5168400 | 5168400 | 5182560 | 5168400 | 5168400
Option 2D SC | ImportGroup_Q1_Hydrogen | Group Network Import Constraints | 4292400 | 4304160 | 4292400 | 4292400 | 4292400 | 4304160 | 4292400 | 4292400 | 4292400 | 4304160 | 4292400 | 4292400 | 4292400 | 4304160 | 4292400 | 4292400 | 4292400 | 4304160 | 4292400 | 4292400 | 4292400 | 4304160 | 4292400 | 4292400
Option 2D SC | ImportGroup_Q4_Hydrogen | Group Network Import Constraints | 8409600 | 8432640 | 8409600 | 8409600 | 8409600 | 8432640 | 8409600 | 8409600 | 8409600 | 8432640 | 8409600 | 8409600 | 8409600 | 8432640 | 8409600 | 8409600 | 8409600 | 8432640 | 8409600 | 8409600 | 8409600 | 8432640 | 8409600 | 8409600
Option 2D SC | ImportGroup_Q7_Hydrogen | Group Network Import Constraints | 9198000 | 9223200 | 9198000 | 9198000 | 9198000 | 9223200 | 9198000 | 9198000 | 9198000 | 9223200 | 9198000 | 9198000 | 9198000 | 9223200 | 9198000 | 9198000 | 9198000 | 9223200 | 9198000 | 9198000 | 9198000 | 9223200 | 9198000 | 9198000
Option 2D SC | ImportLimit_N12_Illawarra | REZ Network Import Constraints | 8760000 | 8784000 | 8760000 | 8760000 | 8760000 | 8784000 | 8760000 | 8760000 | 8760000 | 8784000 | 8760000 | 8760000 | 8760000 | 8784000 | 8760000 | 8760000 | 8760000 | 8784000 | 8760000 | 8760000 | 8760000 | 8784000 | 8760000 | 8760000
Option 2D SC | ImportLimit_N1_North West NSW | REZ Network Import Constraints | 490560 | 491904 | 490560 | 490560 | 490560 | 491904 | 490560 | 490560 | 490560 | 491904 | 490560 | 490560 | 490560 | 491904 | 490560 | 490560 | 490560 | 491904 | 490560 | 490560 | 490560 | 491904 | 490560 | 490560
Option 2D SC | ImportLimit_N3_Central-West Orana | REZ Network Import Constraints | 7884000 | 7905600 | 7884000 | 7884000 | 7884000 | 7905600 | 7884000 | 7884000 | 7884000 | 7905600 | 7884000 | 7884000 | 7884000 | 7905600 | 7884000 | 7884000 | 7884000 | 7905600 | 7884000 | 7884000 | 7884000 | 7905600 | 7884000 | 7884000
Option 2D SC | ImportLimit_N8_Cooma-Monaro | REZ Network Import Constraints | 1182600 | 1185840 | 1182600 | 1182600 | 1182600 | 1185840 | 1182600 | 1182600 | 1182600 | 1185840 | 1182600 | 1182600 | 1182600 | 1185840 | 1182600 | 1182600 | 1182600 | 1185840 | 1182600 | 1182600 | 1182600 | 1185840 | 1182600 | 1182600
Option 2D SC | ImportLimit_Q1_Far North Qld | REZ Network Import Constraints | 805920 | 808128 | 805920 | 805920 | 805920 | 808128 | 805920 | 805920 | 805920 | 808128 | 805920 | 805920 | 805920 | 808128 | 805920 | 805920 | 805920 | 808128 | 805920 | 805920 | 805920 | 808128 | 805920 | 805920
Option 2D SC | ImportLimit_S3_Mid-North SA | REZ Network Import Constraints | 3924480 | 3935232 | 3924480 | 3924480 | 3924480 | 3935232 | 3924480 | 3924480 | 3924480 | 3935232 | 3924480 | 3924480 | 3924480 | 3935232 | 3924480 | 3924480 | 3924480 | 3935232 | 3924480 | 3924480 | 3924480 | 3935232 | 3924480 | 3924480
Option 2D SC | ImportLimit_S7_Eastern Eyre Peninsula | REZ Network Import Constraints | 1322760 | 1326384 | 1322760 | 1322760 | 1322760 | 1326384 | 1322760 | 1322760 | 1322760 | 1326384 | 1322760 | 1322760 | 1322760 | 1326384 | 1322760 | 1322760 | 1322760 | 1326384 | 1322760 | 1322760 | 1322760 | 1326384 | 1322760 | 1322760
Option 2D SC | ImportLimit_T1_North East Tasmania | REZ Network Import Constraints | 3942000 | 3952800 | 3942000 | 3942000 | 3942000 | 3952800 | 3942000 | 3942000 | 3942000 | 3952800 | 3942000 | 3942000 | 3942000 | 3952800 | 3942000 | 3942000 | 3942000 | 3952800 | 3942000 | 3942000 | 3942000 | 3952800 | 3942000 | 3942000
Option 2D SC | ImportLimit_T3_Central Highlands | REZ Network Import Constraints | 4818000 | 4831200 | 4818000 | 4818000 | 4818000 | 4831200 | 4818000 | 4818000 | 4818000 | 4831200 | 4818000 | 4818000 | 4818000 | 4831200 | 4818000 | 4818000 | 4818000 | 4831200 | 4818000 | 4818000 | 4818000 | 4831200 | 4818000 | 4818000
Option 2D SC | ImportLimit_V1_North West VIC | REZ Network Import Constraints | 3241200 | 3250080 | 3241200 | 3241200 | 3241200 | 3250080 | 3241200 | 3241200 | 3241200 | 3250080 | 3241200 | 3241200 | 3241200 | 3250080 | 3241200 | 3241200 | 3241200 | 3250080 | 3241200 | 3241200 | 3241200 | 3250080 | 3241200 | 3241200
Option 2D SC | ImportLimit_V5_South West VIC | REZ Network Import Constraints | 27856800 | 27933120 | 27856800 | 27856800 | 27856800 | 27933120 | 27856800 | 27856800 | 27856800 | 27933120 | 27856800 | 27856800 | 27856800 | 27933120 | 27856800 | 27856800 | 27856800 | 27933120 | 27856800 | 27856800 | 27856800 | 27933120 | 27856800 | 27856800
Option 2D SC | ImportLimit_V7_Central North VIC | REZ Network Import Constraints | 4380000 | 4392000 | 4380000 | 4380000 | 4380000 | 4392000 | 4380000 | 4380000 | 4380000 | 4392000 | 4380000 | 4380000 | 4380000 | 4392000 | 4380000 | 4380000 | 4380000 | 4392000 | 4380000 | 4380000 | 4380000 | 4392000 | 4380000 | 4380000
Option 2D SC | Kareeya Min Gen | Hydro min release | 10.95 | 10.95 | 10.95 | 10.95 | 10.95 | 10.95 | 10.95 | 10.95 | 10.95 | 10.95 | 10.95 | 10.95 | 10.95 | 10.95 | 10.95 | 10.95 | 10.95 | 10.95 | 10.95 | 10.95 | 10.95 | 10.95 | 10.95 | 10.95
Option 2D SC | Liapootah Min Gen | Hydro min release | 43.8 | 43.8 | 43.8 | 43.8 | 43.8 | 43.8 | 43.8 | 43.8 | 43.8 | 43.8 | 43.8 | 43.8 | 43.8 | 43.8 | 43.8 | 43.8 | 43.8 | 43.8 | 43.8 | 43.8 | 43.8 | 43.8 | 43.8 | 43.8
Option 2D SC | N >> 11-0_17-0 | NetworkConstraints | 35498879.6 | 39416434.94 | 38970166.675 | 38842048.95 | 33255635.965 | 33680761.93 | 33840369.815 | 33514832.675 | 33726143.325 | 34039467.615 | 34123575.62 | 34302237.02 | 34659298.01 | 34990707.19 | 35003452.785 | 35240164.565 | 35097565.975 | 35411181.67 | 35741366.64 | 36005213.7 | 36127164.55 | 36469763 | 36505440.4 | 36877817.14
Option 2D SC | N >> 12-0_14-0_R | NetworkConstraints | 58244106.35 | 59045808.7 | 60013528.155 | 64750241.145 | 67591488.865 | 69513563.63 | 70583451.63 | 71808002.25 | 72859787.11 | 74161014.35 | 74835555.825 | 75725546.085 | 77498385.675 | 78892602.655 | 79212513.66 | 80385518.345 | 79676372.48 | 80982228.72 | 82877256.275 | 84185343.13 | 84797325.03 | 86243699.245 | 86677588.71 | 88526836.43
Option 2D SC | N >> 12-0_39-1_R | NetworkConstraints | 65703216.26 | 66812391.4 | 67548431.39 | 69662028.505 | 71378820.95 | 73468994.795 | 74640402.885 | 75654283.21 | 76790035.315 | 78190222.22 | 78923531.17 | 79884573.7 | 81798943.985 | 83299551.365 | 83649915.5 | 84916558.395 | 84150800.62 | 85555987.215 | 87607216.75 | 89019732.82 | 89680572.005 | 91237496.81 | 91710942.625 | 93707818.55
Option 2D SC | N >> 16-0_8-0_R | NetworkConstraints | 34538601.43 | 44364333.12 | 43623250.285 | 43630586.655 | 38386466.79 | 38498029.265 | 38410659.285 | 37800321.71 | 37808176.345 | 37915715.9 | 37822932.68 | 37829576.69 | 37842814.585 | 37951039.11 | 37855610.22 | 37864376.6 | 37859079.205 | 37966655.605 | 37882981.95 | 37892753.535 | 37897319.625 | 38005935.06 | 37911360.085 | 37925164.165
Option 2D SC | N >> 17-0_11-0 | NetworkConstraints | 36638370.29 | 41611784.785 | 40721155.54 | 39914690.29 | 33074397.21 | 33428791.23 | 33538726.04 | 32827007.075 | 32987811.635 | 33245960.885 | 33290384.755 | 33426305.42 | 33698266 | 33970018.185 | 33960104.325 | 34140521.555 | 34031972.425 | 34290167.175 | 34522092.825 | 34723160.805 | 34815692.56 | 35096153.01 | 35103696.765 | 35387305.725
Option 2D SC | N >> 18-0_5-0 | NetworkConstraints | 0 | 0 | 0 | 6275538.115 | 9544258.0055 | 9538593.4085 | 9485715.723 | 9558848.9245 | 9525116.8335 | 9513833.3835 | 9461246.099 | 9432852.734 | 9375085.215 | 9361443.951 | 9320345.1845 | 9281640.741 | 9304516.5595 | 9293740.477 | 9201116.8455 | 9158087.055 | 9139492.7245 | 9123446.3735 | 9078656.846 | 9018478.477
Option 2D SC | N >> 18-0_5-0_R | NetworkConstraints | 13282803.05 | 12527066.49 | 12426283.64 | 4266806.61 | 0 | 0 | 0 | 0 | 0 | 0 | 0 | 0 | 0 | 0 | 0 | 0 | 0 | 0 | 0 | 0 | 0 | 0 | 0 | 0
Option 2D SC | N >> 31-0_32-0 | NetworkConstraints | 73638253.535 | 82829350.745 | 83237693.46 | 93398673.775 | 89549260.38 | 90822103.335 | 91322054.3 | 91550382.3 | 92154079.49 | 93035247.65 | 93287940.015 | 93798792.655 | 94815903.215 | 95750514.13 | 95799781.325 | 96472702.495 | 96065685.295 | 96949863.515 | 97902557.265 | 98652942.49 | 99004594.13 | 99968832.02 | 100083554.505 | 101144446.16
Option 2D SC | N >> 32-0_31-0 | NetworkConstraints | 64612067.665 | 66007558.42 | 66318489.355 | 74157814.82 | 78673590.255 | 79956818.925 | 80505794.31 | 80720628.13 | 81344003.78 | 82221794.82 | 82514831.325 | 83042336.52 | 84092618.875 | 85025596.755 | 85108569.36 | 85803432.9 | 85383146.86 | 86264039.455 | 87279908.33 | 88054767.715 | 88417875.795 | 89381455.805 | 89532013.75 | 90627505.565
Option 2D SC | N >> 39-1_11-0 | NetworkConstraints | 49920133.08 | 58202739.47 | 58322052.24 | 59468534.34 | 56242700.94 | 57346036.2 | 57888353.97 | 58133492.605 | 58724516.915 | 59504335.09 | 59834912.85 | 60334973.4 | 61331471.005 | 62163343.635 | 62294607.495 | 62954097.87 | 62555567.54 | 63337775.44 | 64354464.57 | 65089860.205 | 65433415.42 | 66294831.32 | 66490155.295 | 67529575.695
Option 2D SC | N >> 39-1_16-0 | NetworkConstraints | 49682172.72 | 58057168.82 | 58084056.325 | 59238525.425 | 55341438.62 | 56378389.86 | 56876673.455 | 57036447.745 | 57586285.755 | 58319554.455 | 58619228.86 | 59084462.4 | 60011383.825 | 60793167.95 | 60907435.505 | 61520811.535 | 61150071.94 | 61885660.62 | 62823501.035 | 63507492.595 | 63827256.13 | 64636418.39 | 64810277.435 | 65777134.935
Option 2D SC | N >> 39-1_17-0 | NetworkConstraints | 49137321.67 | 57341480.515 | 57193300.18 | 58344448.03 | 55288701.1 | 56342893.505 | 56853904.155 | 56870362.735 | 57427341.91 | 58167809.55 | 58473777.42 | 58945031.13 | 59884132.575 | 60673653.17 | 60791787.39 | 61413294.19 | 61037720.405 | 61780435.985 | 62732998.175 | 63426038.18 | 63749796.84 | 64567164.23 | 64745668.15 | 65725219.79
Option 2D SC | N >> 39-1_3W-0 | NetworkConstraints | 52632810.185 | 61692222.92 | 61770582.54 | 62942393.99 | 58558785.49 | 59669149.985 | 60204622.67 | 60415361.255 | 61002565.785 | 61784508.145 | 62105838.865 | 62602650.92 | 63592803.005 | 64426396.14 | 64549689.36 | 65205032.185 | 64809063.165 | 65593312.17 | 66596412.06 | 67327167.855 | 67668393.495 | 68531416.08 | 68718359.77 | 69751151.59
Option 2D SC | N >> 39-1_5A6-0 | NetworkConstraints | 50701091.22 | 59221718.26 | 59305812.88 | 60113653.68 | 55738755.29 | 56793796.225 | 57302091.1 | 57517739.125 | 58075863.3 | 58819075.9 | 59124291.445 | 59596562.79 | 60537311.015 | 61329877.505 | 61446908.195 | 62069350.615 | 61693046.585 | 62438715 | 63391578.52 | 64085704.99 | 64410454.645 | 65230695.23 | 65408206.835 | 66389503.705
Option 2D SC | N >> 39-1_8-0 | NetworkConstraints | 49798089.96 | 58205275.7 | 58255329.515 | 59411603.07 | 55485764.43 | 56523478.54 | 57021604.91 | 57200760 | 57751159.44 | 58485447.915 | 58785148.27 | 59250860.565 | 60178710.94 | 60961576.06 | 61075683.52 | 61689664.05 | 61318548.495 | 62055172.235 | 62993672.615 | 63678341.03 | 63998452.965 | 64808709.82 | 64982467.555 | 65950295.62
Option 2D SC | N >> 39-1_NIL | NetworkConstraints | 50616641.38 | 51261943.545 | 51378499.62 | 52331868.73 | 56367890.595 | 57481517.09 | 58031424.69 | 58266642.27 | 58860539.055 | 59642454.58 | 59976248.475 | 60478763.56 | 61479954.1 | 62314278.31 | 62447808.905 | 63110326.725 | 62709881.27 | 63494306.47 | 64517398.925 | 65256190.95 | 65601585.255 | 66465476.15 | 66663372.915 | 67707700.71
Option 2D SC | N >> 5A5_5P1 | NetworkConstraints | 0 | 0 | 25481601.66 | 46314890.565 | 47924549.41 | 48045751.615 | 47912365.69 | 47942175.39 | 47945570.78 | 48079143.225 | 47951812.335 | 47954729.895 | 47960224.405 | 48094286.345 | 47965830.805 | 47969320.795 | 47967071.7 | 48100819.47 | 47977216.06 | 47981153.3 | 47983403.66 | 48117442.78 | 47989339.415 | 47995104.14
Option 2D SC | N >> 5H5_5H6 | NetworkConstraints | 0 | 0 | 0 | 63239928.6 | 95200965.4 | 95673342.75 | 95566476.85 | 95139582.15 | 95257860.95 | 95642770.3 | 95479742.65 | 95579901.6 | 95778625.65 | 96174278.1 | 95971492.4 | 96102754.1 | 96023067.25 | 96408988.35 | 96382516.8 | 96528930.95 | 96598409.05 | 96999441.95 | 96809479.3 | 97016765.5
Option 2D SC | N >> 5P1_5A5 | NetworkConstraints | 0 | 0 | 56123948.05 | 106691429 | 113000694.9 | 113127563.6 | 112688604.65 | 112719818.85 | 112619325.35 | 112822740.8 | 112430912.65 | 112345755.65 | 112176961.1 | 112370971.35 | 112012984 | 111901697.5 | 111969347.15 | 112171903.8 | 111664010.45 | 111539782 | 111480580.35 | 111670107.1 | 111301280.6 | 111125112.45
Option 2D SC | N >> 5P1_5P2 | NetworkConstraints | 0 | 0 | 39513376.385 | 75309306.905 | 75877649.405 | 75898884.545 | 75551172.475 | 75578081.67 | 75454899.81 | 75532849.23 | 75224019.085 | 75119612.395 | 74912830.52 | 74979154.945 | 74711790.915 | 74575538.6 | 74658435.99 | 74735254.14 | 74284260.605 | 74132133.685 | 74059424.795 | 74120356.215 | 73839709.33 | 73623878
Option 2D SC | N >> 76-0_77-0_R | NetworkConstraints | 49777736.86 | 52241903.84 | 51790289.935 | 54374265.165 | 55008671.055 | 55586589.015 | 55742330.095 | 55528717.82 | 55747541.265 | 56123723.265 | 56158179.665 | 56343464.035 | 56711526.795 | 57107556.75 | 57068338.445 | 57311481.185 | 57164048.575 | 57541758.475 | 57829362.415 | 58100605.125 | 58228795.24 | 58635057 | 58619530.06 | 59003508.875
Option 2D SC | N >> 8-0_16-0_R | NetworkConstraints | 33998267.29 | 45435144.415 | 44757573.305 | 44866969.34 | 38092812.13 | 38188334.435 | 38090705.14 | 37546131.37 | 37546484.895 | 37645372.78 | 37547115.625 | 37547422.975 | 37547950.455 | 37646903.42 | 37548538.6 | 37548861.76 | 37548630.755 | 37647571.125 | 37549652.125 | 37550017.125 | 37550294.04 | 37649212.03 | 37550885.915 | 37551436.585
Option 2D SC | N >> 81-0_82-0 | NetworkConstraints | 51923286.82 | 71611631.505 | 30336529.135 | 0 | 0 | 0 | 0 | 0 | 0 | 0 | 0 | 0 | 0 | 0 | 0 | 0 | 0 | 0 | 0 | 0 | 0 | 0 | 0 | 0
Option 2D SC | N >> 81_82-0 | NetworkConstraints | 0 | 0 | 42291609.64 | 101529458.83 | 84055732.125 | 84266425.275 | 84029199.62 | 83757624.465 | 83730371.76 | 83924098.585 | 83679107.72 | 83656028.86 | 83609801.525 | 83801015.99 | 83565330.72 | 83534819.065 | 83553171.645 | 83747030.96 | 83470019.105 | 83435918.185 | 83420247.445 | 83609941.84 | 83371357.2 | 83323036.335
Option 2D SC | N >> 82-0_81 | NetworkConstraints | 0 | 0 | 43024934.22 | 100014984.83 | 89869116.375 | 90070200.735 | 89800408.04 | 89581451.535 | 89542783.57 | 89739927.01 | 89470092.32 | 89437351.74 | 89371911.105 | 89565524.445 | 89308837.515 | 89265621.77 | 89291666.165 | 89488874.025 | 89173802.22 | 89125530.705 | 89103192.54 | 89294738.16 | 89033915.615 | 88965554.89
Option 2D SC | N >> 82-0_81-0 | NetworkConstraints | 58114352.685 | 73599723.27 | 30808113.535 | 0 | 0 | 0 | 0 | 0 | 0 | 0 | 0 | 0 | 0 | 0 | 0 | 0 | 0 | 0 | 0 | 0 | 0 | 0 | 0 | 0
Option 2D SC | N >> 93-0_90-0_R | NetworkConstraints | 38645749.15 | 39300150.885 | 39011774.665 | 34193720.085 | 31955592.265 | 32333559.72 | 32458353.77 | 32157190.135 | 32315698.98 | 32567420.61 | 32613437.805 | 32747560.775 | 33014668.755 | 33280388.725 | 33272986.02 | 33449730.455 | 33342855.19 | 33595331.945 | 33825192.87 | 34022277.01 | 34114551.685 | 34388090.905 | 34397876.47 | 34676476.34
Option 2D SC | N >> KEMPS_CK_2H1_2_KEMPS_CK_3H1_2 | NetworkConstraints | 27713528.175 | 27930577.12 | 27713374.575 | 52624872.48 | 64769476.48 | 64992974.205 | 64848796.055 | 63419117.405 | 63401338.42 | 63555853.38 | 63367524.425 | 63352574.51 | 63321730.08 | 63475042.91 | 63292881.355 | 63272184.925 | 63284248.715 | 63439351.125 | 63229445.02 | 63206400.685 | 63196940.345 | 63348716.265 | 63164644.055 | 63132449.1
Option 2D SC | N >> MT_PIPER_2TH1_2_MT_PIPER_1TH1_2 | NetworkConstraints | 25161027.49 | 25898722.325 | 25974940.975 | 24883565.665 | 24817448.175 | 24890846.235 | 24821349.06 | 24826313.01 | 24814296.295 | 24869267.615 | 24791418.33 | 24781335.81 | 24760509.285 | 24814769.425 | 24741055.27 | 24727003.855 | 24735180.39 | 24790516.52 | 24698146.79 | 24682544.305 | 24676181.06 | 24729394.78 | 24654364.515 | 24632673.38
Option 2D SC | NNSW H2 Domestic Consumption Purchaser | Subregion flexible electricity load for Domestic H2 | 0 | 0 | 0 | 0 | 15.2257 | 45.698 | 95.29 | 167.8479 | 264.7293 | 323.4417 | 380.3779 | 437.5829 | 492.5936 | 547.6969 | 597.9153 | 647.8229 | 703.5114 | 756.5537 | 799.706 | 841.7943 | 879.5457 | 915.948 | 947.6857 | 984.2486
Option 2D SC | NQ H2 Domestic Consumption Purchaser | Subregion flexible electricity load for Domestic H2 | 0 | 0 | 0 | 0 | 3.8064 | 11.6337 | 25.3151 | 46.6157 | 76.7021 | 97.0691 | 117.7894 | 139.2736 | 160.7043 | 182.1126 | 202.2859 | 222.3893 | 244.1329 | 264.8291 | 282.7414 | 300.03 | 315.725 | 331.3109 | 345.8597 | 362.3407
Option 2D SC | NSA H2 Domestic Consumption Purchaser | Subregion flexible electricity load for Domestic H2 | 0 | 0 | 0 | 0 | 1.9293 | 6.6926 | 15.5907 | 29.7736 | 50.1093 | 64.5734 | 79.4649 | 94.9 | 110.2821 | 125.5389 | 139.3503 | 153.4043 | 169.5164 | 186.0077 | 201.8166 | 219.0521 | 235.79 | 252.7771 | 268.4284 | 284.4914
Option 2D SC | NSA H2 Green Commodities Consumption Purchaser | Subregion flexible electricity load for Green Commodities H2 | 0 | 0 | 0 | 0 | 0 | 0 | 0 | 0 | 0 | 0 | 0 | 0 | 0 | 0 | 0 | 0 | 402.2023 | 451.724 | 508.9504 | 569.694 | 640.0489 | 719.817 | 795.8047 | 864.1497
Option 2D SC | NSW EIR Gen | Policies NSW | -11402.6522 | 5234.8832 | 13242.1116 | 27334.1116 | 40027.1116 | 42714.1116 | 51994.1116 | 53815.1116 | 65728.1116 | 67385.1116 | 72211.1116 | -15956.8884 | -15956.8884 | -15956.8884 | -15956.8884 | -15956.8884 | -15956.8884 | -15956.8884 | -15956.8884 | -15268.8816 | -14569.2384 | -14490.3768 | -13419.373 | -13419.373
Option 2D SC | NSW EIR Storage MW | Policies NSW | -325 | -599.84 | 199.16 | 590.16 | -1409.84 | -1409.84 | -1409.84 | -1409.84 | -1409.84 | -1409.84 | -1409.84 | -1409.84 | -1409.84 | -1409.84 | -1409.84 | -1409.84 | -1409.84 | -1409.84 | -1409.84 | -1409.84 | -1084.84 | -810 | -810 | -810
Option 2D SC | NSW EIR Storage MWh | Policies NSW | -2600 | -4798.72 | 5113.28 | -948.72 | 5648.28 | 12246.28 | 18843.28 | 25441.28 | 25441.28 | 25441.28 | 25441.28 | -16948.72 | -16948.72 | -16948.72 | -16948.72 | -16948.72 | -16948.72 | -16948.72 | -16948.72 | -16948.72 | -14348.72 | -12150 | -12150 | -12150
Option 2D SC | PEC and Heywood Export | Special Constraints | 6570000 | 9412800 | 11388000 | 11388000 | 11388000 | 11419200 | 11388000 | 11388000 | 11388000 | 11419200 | 11388000 | 11388000 | 11388000 | 11419200 | 11388000 | 11388000 | 11388000 | 11419200 | 11388000 | 11388000 | 11388000 | 11419200 | 11388000 | 11388000
Option 2D SC | PEC and Heywood Import | Special Constraints | 6132000 | 10000800 | 12702000 | 12702000 | 12702000 | 12736800 | 12702000 | 12702000 | 12702000 | 12736800 | 12702000 | 12702000 | 12702000 | 12736800 | 12702000 | 12702000 | 12702000 | 12736800 | 12702000 | 12702000 | 12702000 | 12736800 | 12702000 | 12702000
Option 2D SC | Poatina Min Gen | Hydro min release | 0 | 0 | 0 | 0 | 0 | 0 | 0 | 0 | 0 | 0 | 0 | 0 | 0 | 0 | 0 | 0 | 0 | 0 | 0 | 0 | 0 | 0 | 0 | 0
Option 2D SC | Powering Australia Plan | Policies NEM | 0 | 0 | 0 | 0 | 0 | 0 | 0 | 0 | 0 | 0 | 0 | 0 | 0 | 0 | 0 | 0 | 0 | 0 | 0 | 0 | 0 | 0 | 0 | 0
Option 2D SC | REZ Access Scheme N3 | Policies NSW | 0 | 7700 | 7700 | 7700 | 7700 | 7700 | 7700 | 7700 | 7700 | 7700 | 7700 | 7700 | 7700 | 7700 | 7700 | 7700 | 7700 | 7700 | 7700 | 7700 | 7700 | 7700 | 7700 | 7700
Option 2D SC | REZ Access Scheme N5 | Policies NSW | 0 | 3980 | 3980 | 3980 | 3980 | 3980 | 3980 | 3980 | 3980 | 3980 | 3980 | 3980 | 3980 | 3980 | 40000 | 40000 | 40000 | 40000 | 40000 | 40000 | 40000 | 40000 | 40000 | 40000
Option 2D SC | REZ Landholder_NSW | Landholder Payments | 0 | 0 | -82 | -82 | -82 | -82 | -197.2 | -197.2 | -197.2 | -197.2 | -197.2 | -197.2 | -197.2 | -197.2 | -197.2 | -197.2 | -197.2 | -197.2 | -197.2 | -197.2 | -197.2 | -197.2 | -197.2 | -197.2
Option 2D SC | REZ Landholder_QLD | Landholder Payments | 0 | 0 | 0 | 0 | 0 | 0 | 0 | 0 | 0 | 0 | 0 | 0 | 0 | 0 | 0 | 0 | 0 | 0 | 0 | 0 | 0 | 0 | 0 | 0
Option 2D SC | REZ Landholder_VIC | Landholder Payments | 0 | 0 | 0 | 0 | 0 | -56 | -56 | -56 | -216 | -216 | -216 | -216 | -284.4 | -284.4 | -284.4 | -284.4 | -284.4 | -284.4 | -284.4 | -284.4 | -284.4 | -284.4 | -284.4 | -284.4
Option 2D SC | ResourceLimit_DN1_Solar | Resource Limits for DREZ | 1320 | 1320 | 1320 | 1320 | 1320 | 1320 | 1320 | 1320 | 1320 | 1320 | 1320 | 1320 | 1320 | 1320 | 1320 | 1320 | 1320 | 1320 | 1320 | 1320 | 1320 | 1320 | 1320 | 1320
Option 2D SC | ResourceLimit_N12_Wind Medium | Resource Limits for REZ | 0 | 0 | 0 | 0 | 0 | 0 | 0 | 0 | 0 | 0 | 0 | 0 | 0 | 0 | 0 | 0 | 0 | 0 | 0 | 0 | 0 | 0 | 0 | 0
Option 2D SC | ResourceLimit_N2_Solar | Resource Limits for REZ | 2985 | 2784.36 | 2464.36 | 2464.36 | 2464.36 | 2464.36 | 2464.36 | 2464.36 | 2464.36 | 2464.36 | 2464.36 | 2464.36 | 2464.36 | 2464.36 | 2464.36 | 2464.36 | 2464.36 | 2464.36 | 2464.36 | 2464.36 | 2464.36 | 2464.36 | 2464.36 | 2464.36
Option 2D SC | ResourceLimit_N2_Wind Medium | Resource Limits for REZ | 5600 | 5600 | 5600 | 5600 | 5390 | 5390 | 5390 | 5390 | 5390 | 5390 | 5390 | 5390 | 5390 | 5390 | 5390 | 5390 | 5390 | 5390 | 5390 | 5390 | 5390 | 5390 | 5390 | 5390
Option 2D SC | ResourceLimit_N3_Solar | Resource Limits for REZ | 6120.01 | 6120.01 | 6120.01 | 6120.01 | 6120.01 | 6120.01 | 6120.01 | 6120.01 | 6120.01 | 6120.01 | 6120.01 | 6120.01 | 6120.01 | 6120.01 | 6120.01 | 6120.01 | 6120.01 | 6120.01 | 6120.01 | 6120.01 | 6120.01 | 6120.01 | 6120.01 | 6120.01
Option 2D SC | ResourceLimit_N3_Wind Medium | Resource Limits for REZ | 3209.97 | 3209.97 | 2795.97 | 2795.97 | 2795.97 | 2795.97 | 2795.97 | 2795.97 | 2795.97 | 2795.97 | 2795.97 | 2795.97 | 2795.97 | 2795.97 | 2795.97 | 2795.97 | 2795.97 | 2795.97 | 2795.97 | 2795.97 | 2795.97 | 2795.97 | 2795.97 | 2795.97
Option 2D SC | ResourceLimit_N5_Solar | Resource Limits for REZ | 5677 | 5677 | 5677 | 5677 | 5677 | 5677 | 5677 | 5677 | 5677 | 5677 | 5677 | 5677 | 5677 | 5677 | 5677 | 5677 | 5677 | 5677 | 5677 | 5677 | 5677 | 5677 | 5677 | 5677
Option 2D SC | ResourceLimit_N5_Wind Medium | Resource Limits for REZ | 10500 | 10500 | 10500 | 10500 | 10500 | 10500 | 10500 | 10500 | 10500 | 10500 | 10500 | 10500 | 10500 | 10500 | 10500 | 10500 | 10500 | 10500 | 10500 | 10500 | 10500 | 10500 | 10500 | 10500
Option 2D SC | ResourceLimit_N8_Wind Medium | Resource Limits for REZ | 200 | 200 | 200 | 200 | 200 | 200 | 200 | 200 | 200 | 200 | 200 | 200 | 200 | 200 | 200 | 200 | 200 | 200 | 200 | 200 | 200 | 200 | 200 | 200
Option 2D SC | ResourceLimit_N9_Solar | Resource Limits for REZ | 953 | 953 | 953 | 953 | 953 | 953 | 953 | 953 | 953 | 953 | 953 | 953 | 953 | 953 | 953 | 953 | 953 | 953 | 953 | 953 | 953 | 953 | 953 | 953
Option 2D SC | ResourceLimit_N9_Wind Medium | Resource Limits for REZ | 1000 | 1000 | 1000 | 1000 | 1000 | 1000 | 1000 | 1000 | 1000 | 1000 | 1000 | 1000 | 1000 | 1000 | 1000 | 1000 | 1000 | 1000 | 1000 | 1000 | 1000 | 1000 | 1000 | 1000
Option 2D SC | ResourceLimit_Q8a_Solar | Resource Limits for REZ | 2363.85 | 2113.86 | 2113.86 | 2113.86 | 2113.86 | 2113.86 | 2113.86 | 2113.86 | 2113.86 | 2113.86 | 2113.86 | 2113.86 | 2113.86 | 2113.86 | 2113.86 | 2113.86 | 2113.86 | 2113.86 | 2113.86 | 2113.86 | 2275.81 | 2275.81 | 2275.81 | 2275.81
Option 2D SC | ResourceLimit_S6_Wind Medium | Resource Limits for REZ | 0 | 0 | 0 | 0 | 0 | 0 | 0 | 0 | 0 | 0 | 0 | 0 | 0 | 0 | 0 | 0 | 0 | 0 | 0 | 0 | 0 | 0 | 0 | 0
Option 2D SC | ResourceLimit_T1_Solar | Resource Limits for REZ | 300 | 300 | 300 | 300 | 300 | 300 | 300 | 300 | 300 | 300 | 300 | 300 | 300 | 300 | 300 | 300 | 300 | 300 | 300 | 300 | 300 | 300 | 300 | 300
Option 2D SC | ResourceLimit_T3_Solar | Resource Limits for REZ | 150 | 150 | -137 | -137 | -137 | -137 | -137 | -137 | -137 | -137 | -137 | -137 | -137 | -137 | -137 | -137 | -137 | -137 | -137 | -137 | -137 | -137 | -137 | -137
Option 2D SC | ResourceLimit_T3_Wind Medium | Resource Limits for REZ | 2500 | 2500 | 2500 | 2500 | 2500 | 2500 | 2500 | 2500 | 2500 | 2500 | 2500 | 2500 | 2500 | 2500 | 2500 | 2500 | 2500 | 2500 | 2500 | 2500 | 2500 | 2500 | 2500 | 2500
Option 2D SC | ResourceLimit_V1_Wind Medium | Resource Limits for REZ | 1131 | 1131 | 1131 | 1131 | 1131 | 1131 | 1131 | 1131 | 1131 | 1131 | 1131 | 1131 | 1131 | 1131 | 1131 | 1131 | 1131 | 1131 | 1131 | 1131 | 1131 | 1131 | 1131 | 1131
Option 2D SC | ResourceLimit_V2_Wind Medium | Resource Limits for REZ | 956 | 956 | 956 | 956 | 956 | 956 | 956 | 956 | 956 | 956 | 956 | 956 | 956 | 956 | 956 | 956 | 956 | 956 | 956 | 956 | 956 | 956 | 956 | 956
Option 2D SC | ResourceLimit_V4_Solar | Resource Limits for REZ | 0 | 0 | 0 | 0 | 0 | 0 | 0 | 0 | 0 | 0 | 0 | 0 | 0 | 0 | 0 | 0 | 0 | 0 | 0 | 0 | 0 | 0 | 0 | 0
Option 2D SC | ResourceLimit_V4_Wind Medium | Resource Limits for REZ | 1604 | 1604 | 1604 | 1604 | 1604 | 1604 | 1604 | 1604 | 1604 | 1604 | 1604 | 1604 | 1604 | 1604 | 1604 | 1604 | 1604 | 1604 | 1604 | 1604 | 1604 | 1604 | 1604 | 1604
Option 2D SC | ResourceLimit_V5_Wind Medium | Resource Limits for REZ | 1599 | 1599 | 1599 | 1599 | 1599 | 1599 | 1599 | 1599 | 1599 | 1599 | 1599 | 1599 | 1599 | 1599 | 1599 | 1599 | 1599 | 1599 | 1599 | 1599 | 1599 | 1599 | 1599 | 1599
Option 2D SC | ResourceLimit_V7_Wind Medium | Resource Limits for REZ | 408 | 408 | 408 | 408 | 408 | 408 | 408 | 408 | 408 | 408 | 408 | 408 | 408 | 408 | 408 | 408 | 408 | 408 | 408 | 408 | 408 | 408 | 408 | 408
Option 2D SC | SA Firming | Policies SA | -2897.64 | -2581.14 | 318.86 | 318.86 | 564.86 | -1735.14 | -1735.14 | -1735.14 | -1735.14 | -1655.14 | -1619.24 | -1090.24 | -1090.24 | -1090.24 | -886.48 | -886.48 | -886.48 | -886.48 | -548.48 | -420.08 | -266.08 | -266.08 | -266.08 | -266.08
Option 2D SC | SESA H2 Domestic Consumption Purchaser | Subregion flexible electricity load for Domestic H2 | 0 | 0 | 0 | 0 | 1.2514 | 4.4443 | 10.4023 | 19.8664 | 33.3714 | 43.0577 | 52.9504 | 63.2493 | 73.5214 | 83.71 | 92.8914 | 102.3043 | 113.0457 | 123.9966 | 134.5531 | 146 | 157.2107 | 168.492 | 178.9521 | 189.6957
Option 2D SC | SEV H2 Domestic Consumption Purchaser | Subregion flexible electricity load for Domestic H2 | 0 | 0 | 0 | 0 | 12.8271 | 42.8486 | 97.1671 | 181.8743 | 300.3429 | 378.7083 | 456.2449 | 535.5071 | 613.1479 | 689.9151 | 761.5379 | 831.835 | 906.66 | 975.4234 | 1030.5399 | 1078.5229 | 1115.7007 | 1147.4186 | 1170.3853 | 1196.1571
Option 2D SC | SNSW H2 Domestic Consumption Purchaser | Subregion flexible electricity load for Domestic H2 | 0.41714 | 0.366 | 0.365 | 0.365 | 15.2257 | 45.698 | 95.29 | 167.8479 | 264.7293 | 323.4417 | 380.3779 | 437.5829 | 492.5936 | 547.6969 | 597.9153 | 647.8229 | 703.5114 | 756.5537 | 799.706 | 841.7943 | 879.5457 | 915.948 | 947.6857 | 984.2486
Option 2D SC | SNW Firming | Policies NSW | 0 | 446 | 0 | 0 | 0 | 0 | 0 | 0 | 0 | 0 | 0 | 0 | 0 | 0 | 0 | 0 | 0 | 0 | 0 | 0 | 0 | 0 | 0 | 0
Option 2D SC | SNW H2 Domestic Consumption Purchaser | Subregion flexible electricity load for Domestic H2 | 2.92 | 2.8757 | 2.8416 | 2.8157 | 106.6321 | 319.9649 | 667.1864 | 1175.0914 | 1853.0529 | 2264.0929 | 2662.6971 | 3062.9236 | 3448.155 | 3833.8526 | 4185.46 | 4534.6036 | 4924.6321 | 5295.8506 | 5597.8377 | 5892.5079 | 6156.8721 | 6411.5574 | 6633.7483 | 6889.7921
Option 2D SC | SNW H2 Green Commodities Consumption Purchaser | Subregion flexible electricity load for Green Commodities H2 | 0 | 0 | 0 | 0 | 0 | 0 | 0 | 0 | 0 | 0 | 0 | 0 | 0 | 0 | 0 | 0 | 425.0367 | 477.4009 | 537.9004 | 602.1 | 676.4831 | 760.8797 | 841.2599 | 913.5899
Option 2D SC | SQ H2 Domestic Consumption Purchaser | Subregion flexible electricity load for Domestic H2 | 0 | 0 | 0 | 0 | 17.7807 | 54.3514 | 118.2066 | 217.4879 | 357.8564 | 453.0329 | 549.6577 | 650.0129 | 749.8664 | 849.9106 | 944.062 | 1037.9036 | 1139.3214 | 1235.9389 | 1319.5643 | 1400.1921 | 1473.4007 | 1546.1263 | 1613.9336 | 1690.9407
Option 2D SC | SRET | Policies SA | 0 | 0 | 0 | 0 | 0 | 0 | 0 | 0 | 0 | 0 | 0 | 0 | 0 | 0 | 0 | 0 | 0 | 0 | 0 | 0 | 0 | 0 | 0 | 0
Option 2D SC | Shared Upgrade_SNSW-CNSW Option 1 (HumeLink) | Shared REZ Upgrades | 0 | 2200 | 0 | 0 | 0 | 0 | 0 | 0 | 0 | 0 | 0 | 0 | 0 | 0 | 0 | 0 | 0 | 0 | 0 | 0 | 0 | 0 | 0 | 0
Option 2D SC | Snowy 2.0 - Gen | Special Constraints | 5781600 | 17703360 | 26280000 | 26280000 | 26280000 | 26352000 | 26280000 | 26280000 | 26280000 | 26352000 | 26280000 | 26280000 | 26280000 | 26352000 | 26280000 | 26280000 | 26280000 | 26352000 | 26280000 | 26280000 | 26280000 | 26352000 | 26280000 | 26280000
Option 2D SC | Snowy 2.0 - Pump | Special Constraints | 5781600 | 17703360 | 26280000 | 26280000 | 26280000 | 26352000 | 26280000 | 26280000 | 26280000 | 26352000 | 26280000 | 26280000 | 26280000 | 26352000 | 26280000 | 26280000 | 26280000 | 26352000 | 26280000 | 26280000 | 26280000 | 26352000 | 26280000 | 26280000
Option 2D SC | Sys Strength Requirement - Efficient Level CNSW | System Strength Requiements- Efficient | 0 | 0 | 0 | 0 | 0 | 0 | 0 | 0 | 0 | 0 | 0 | 0 | 0 | 0 | 0 | 0 | 0 | 0 | 0 | 0 | 0 | 0 | 0 | 0
Option 2D SC | Sys Strength Requirement - Efficient Level CQ | System Strength Requiements- Efficient | 0 | 0 | 0 | 0 | 0 | 0 | 0 | 0 | 0 | 0 | 0 | 0 | 0 | 0 | 0 | 0 | 0 | 0 | 0 | 0 | 0 | 0 | 0 | 0
Option 2D SC | Sys Strength Requirement - Efficient Level CSA | System Strength Requiements- Efficient | 0 | 0 | 0 | 0 | 0 | 0 | 0 | 0 | 0 | 0 | 0 | 0 | 0 | 0 | 0 | 0 | 0 | 0 | 0 | 0 | 0 | 0 | 0 | 0
Option 2D SC | Sys Strength Requirement - Efficient Level GG | System Strength Requiements- Efficient | 0 | 0 | 0 | 0 | 0 | 0 | 0 | 0 | 0 | 0 | 0 | 0 | 0 | 0 | 0 | 0 | 0 | 0 | 0 | 0 | 0 | 0 | 0 | 0
Option 2D SC | Sys Strength Requirement - Efficient Level MEL | System Strength Requiements- Efficient | 0 | 0 | 0 | 0 | 0 | 0 | 0 | 0 | 0 | 0 | 0 | 0 | 0 | 0 | 0 | 0 | 0 | 0 | 0 | 0 | 0 | 0 | 0 | 0
Option 2D SC | Sys Strength Requirement - Efficient Level NNSW | System Strength Requiements- Efficient | 0 | 0 | 0 | 0 | 0 | 0 | 0 | 0 | 0 | 0 | 0 | 0 | 0 | 0 | 0 | 0 | 0 | 0 | 0 | 0 | 0 | 0 | 0 | 0
Option 2D SC | Sys Strength Requirement - Efficient Level NQ | System Strength Requiements- Efficient | 0 | 0 | 0 | 0 | 0 | 0 | 0 | 0 | 0 | 0 | 0 | 0 | 0 | 0 | 0 | 0 | 0 | 0 | 0 | 0 | 0 | 0 | 0 | 0
Option 2D SC | Sys Strength Requirement - Efficient Level NSA | System Strength Requiements- Efficient | 0 | 0 | 0 | 0 | 0 | 0 | 0 | 0 | 0 | 0 | 0 | 0 | 0 | 0 | 0 | 0 | 0 | 0 | 0 | 0 | 0 | 0 | 0 | 0
Option 2D SC | Sys Strength Requirement - Efficient Level SESA | System Strength Requiements- Efficient | 0 | 0 | 0 | 0 | 0 | 0 | 0 | 0 | 0 | 0 | 0 | 0 | 0 | 0 | 0 | 0 | 0 | 0 | 0 | 0 | 0 | 0 | 0 | 0
Option 2D SC | Sys Strength Requirement - Efficient Level SEV | System Strength Requiements- Efficient | 0 | 0 | 0 | 0 | 0 | 0 | 0 | 0 | 0 | 0 | 0 | 0 | 0 | 0 | 0 | 0 | 0 | 0 | 0 | 0 | 0 | 0 | 0 | 0
Option 2D SC | Sys Strength Requirement - Efficient Level SNSW | System Strength Requiements- Efficient | 0 | 0 | 0 | 0 | 0 | 0 | 0 | 0 | 0 | 0 | 0 | 0 | 0 | 0 | 0 | 0 | 0 | 0 | 0 | 0 | 0 | 0 | 0 | 0
Option 2D SC | Sys Strength Requirement - Efficient Level SNW | System Strength Requiements- Efficient | 0 | 0 | 0 | 0 | 0 | 0 | 0 | 0 | 0 | 0 | 0 | 0 | 0 | 0 | 0 | 0 | 0 | 0 | 0 | 0 | 0 | 0 | 0 | 0
Option 2D SC | Sys Strength Requirement - Efficient Level SQ | System Strength Requiements- Efficient | 0 | 0 | 0 | 0 | 0 | 0 | 0 | 0 | 0 | 0 | 0 | 0 | 0 | 0 | 0 | 0 | 0 | 0 | 0 | 0 | 0 | 0 | 0 | 0
Option 2D SC | Sys Strength Requirement - Efficient Level TAS | System Strength Requiements- Efficient | 0 | 0 | 0 | 0 | 0 | 0 | 0 | 0 | 0 | 0 | 0 | 0 | 0 | 0 | 0 | 0 | 0 | 0 | 0 | 0 | 0 | 0 | 0 | 0
Option 2D SC | Sys Strength Requirement - Efficient Level WNV | System Strength Requiements- Efficient | 0 | 0 | 0 | 0 | 0 | 0 | 0 | 0 | 0 | 0 | 0 | 0 | 0 | 0 | 0 | 0 | 0 | 0 | 0 | 0 | 0 | 0 | 0 | 0
Option 2D SC | Sys Strength Requirement - Min Fault Level CNSW | System Strength Requiements - Minimum | -3404 | -3404 | -3404 | -2744 | -1374 | -1374 | -1374 | -689 | -689 | -689 | -689 | -689 | -689 | -689 | 701 | 701 | 701 | 701 | 701 | 701 | 701 | 701 | 701 | 701
Option 2D SC | Sys Strength Requirement - Min Fault Level CQ | System Strength Requiements - Minimum | -2491 | -2491 | -2491 | -1791 | -1791 | -1791 | -1791 | -1791 | -1791 | -1791 | -1791 | -1791 | -1791 | -1791 | -1791 | -1791 | -1791 | -1426 | -1061 | -696 | -331 | -331 | -331 | 513
Option 2D SC | Sys Strength Requirement - Min Fault Level GG | System Strength Requiements - Minimum | -1393.1 | -1393.1 | -1393.1 | 286.9 | 286.9 | 286.9 | 286.9 | 286.9 | 286.9 | 286.9 | 286.9 | 286.9 | 286.9 | 286.9 | 286.9 | 286.9 | 286.9 | 286.9 | 286.9 | 286.9 | 286.9 | 286.9 | 286.9 | 286.9
Option 2D SC | Sys Strength Requirement - Min Fault Level SEV | System Strength Requiements - Minimum | -3996.9 | -3996.9 | -2546.9 | -1966.9 | -1386.9 | -1386.9 | -1386.9 | -1386.9 | 823.1 | 823.1 | 823.1 | 823.1 | 823.1 | 823.1 | 823.1 | 823.1 | 823.1 | 823.1 | 823.1 | 823.1 | 823.1 | 823.1 | 823.1 | 823.1
Option 2D SC | Sys Strength Requirement - Min Fault Level SNW | System Strength Requiements - Minimum | -3482.8 | -3482.8 | -3482.8 | -602.8 | -602.8 | -602.8 | -602.8 | 717.2 | 717.2 | 717.2 | 717.2 | 717.2 | 717.2 | 717.2 | 717.2 | 717.2 | 717.2 | 717.2 | 717.2 | 717.2 | 717.2 | 717.2 | 717.2 | 717.2
Option 2D SC | Sys Strength Requirement - Min Fault Level SQ | System Strength Requiements - Minimum | -2857.6 | -2857.6 | -2857.6 | -2857.6 | -2857.6 | -2857.6 | -2857.6 | -2857.6 | -2857.6 | -2857.6 | -2157.6 | -1007.6 | -1007.6 | -1007.6 | -1007.6 | -1007.6 | -263.6 | -263.6 | -263.6 | -263.6 | -263.6 | -263.6 | -263.6 | 588.4
Option 2D SC | TAS H2 Domestic Consumption Purchaser | Subregion flexible electricity load for Domestic H2 | 0 | 0 | 0 | 0 | 104.8071 | 210.9483 | 318.876 | 432.16 | 550.3679 | 563.1214 | 574.4251 | 588.5364 | 601.8329 | 615.6689 | 627.3497 | 645.685 | 675.4064 | 709.1826 | 742.4277 | 778.545 | 805.6593 | 827.0354 | 839.2036 | 850.1893
Option 2D SC | TRET | Policies TAS | 0 | 12617 | 14039 | 15461 | 15984 | 16507 | 17032 | 17556 | 18079 | 18603 | 19126 | 19650 | 20174 | 20697 | 0 | 0 | 0 | 0 | 0 | 0 | 0 | 0 | 0 | 0
Option 2D SC | Tarraleah Max Energy Day | Hydro min release | 7300 | 7320 | 7300 | 7300 | 7300 | 7320 | 7300 | 7300 | 7300 | 7320 | 7300 | 7300 | 7300 | 7320 | 7300 | 7300 | 7300 | 7320 | 7300 | 7300 | 7300 | 7320 | 7300 | 7300
Option 2D SC | Tarraleah Min Flow | Hydro min release | 0 | 0 | 0 | 0 | 0 | 0 | 0 | 0 | 0 | 0 | 0 | 0 | 0 | 0 | 0 | 0 | 0 | 0 | 0 | 0 | 0 | 0 | 0 | 0
Option 2D SC | Tarraleah Min Gen | Hydro min release | 151.11 | 151.11 | 151.11 | 151.11 | 151.11 | 151.11 | 151.11 | 151.11 | 151.11 | 151.11 | 151.11 | 151.11 | 151.11 | 151.11 | 151.11 | 151.11 | 151.11 | 151.11 | 151.11 | 151.11 | 151.11 | 151.11 | 151.11 | 151.11
Option 2D SC | VIC Storage | Policies VIC | -2084.01 | -3120.457 | -2896.292 | -2095.694 | -1450.275 | -820.499 | -374.228 | 185.78 | 766.921 | -5716.4 | -5919.707 | -6146.617 | -6387.966 | -6652.422 | -6885.985 | -7010.564 | -7387.997 | -7557.168 | -7888.687 | -8220.368 | -8117.769 | -7419.624 | -7948.381 | -8472.344
Option 2D SC | VOWT | Policies VIC | 0 | 0 | 0 | 0 | 0 | 2000 | 2667 | 3333 | 4000 | 5000 | 6000 | 7000 | 8000 | 9000 | 0 | 0 | 0 | 0 | 0 | 0 | 0 | 0 | 0 | 0
Option 2D SC | VRET | Policies VIC | 0 | 0 | 0 | 0 | 0 | 0 | 0 | 0 | 0 | 0 | 0 | 0 | 0 | 0 | 0 | 0 | 0 | 0 | 0 | 0 | 0 | 0 | 0 | 0
Option 2D SC | WNV H2 Domestic Consumption Purchaser | Subregion flexible electricity load for Domestic H2 | 70.7579 | 69.8803 | 68.7497 | 67.89 | 139.065 | 385.6623 | 874.5564 | 1636.66 | 2702.9814 | 3408.5574 | 4106.2821 | 4819.6164 | 5518.3829 | 6209.4194 | 6853.7886 | 7486.6193 | 8159.94 | 8778.6017 | 9274.9367 | 9706.81 | 10041.15 | 10326.5843 | 10533.5469 | 10765.31
Option 2D SC | Wayatinah Min Gen | Hydro min release | 24.09 | 24.09 | 24.09 | 24.09 | 24.09 | 24.09 | 24.09 | 24.09 | 24.09 | 24.09 | 24.09 | 24.09 | 24.09 | 24.09 | 24.09 | 24.09 | 24.09 | 24.09 | 24.09 | 24.09 | 24.09 | 24.09 | 24.09 | 24.09
Option 3 SC | 2030 Emissions Budget 1 | Emissions DLT | 69603.1022 | 69793.7956 | 69603.1022 | 69603.1022 | 69603.1022 | 69793.7956 | 69634.8699 | 69634.8699 | 69634.8699 | 69825.6504 | 69634.8699 | 69634.8699 | 69603.1022 | 69793.7956 | 69603.1022 | 69603.1022 | 69603.1022 | 69793.7956 | 69634.8699 | 69634.8699 | 69634.8699 | 69825.6504 | 69634.8699 | 69634.8699
Option 3 SC | 2035 Emissions Target | Emissions DLT | 3909.2632 | 3919.9735 | 3909.2632 | 3909.2632 | 3909.2632 | 3919.9735 | 3911.0475 | 3911.0475 | 3911.0475 | 3921.7627 | 3911.0475 | 3911.0475 | 3909.2632 | 3919.9735 | 3909.2632 | 3909.2632 | 3909.2632 | 3919.9735 | 3911.0475 | 3911.0475 | 3911.0475 | 3921.7627 | 3911.0475 | 3911.0475
Option 3 SC | 2050 Emissions Budget 1 | Emissions DLT | 59138.3391 | 59300.3619 | 59138.3391 | 59138.3391 | 59138.3391 | 59300.3619 | 59165.3305 | 59165.3305 | 59165.3305 | 59327.4273 | 59165.3305 | 59165.3305 | 59138.3391 | 59300.3619 | 59138.3391 | 59138.3391 | 59138.3391 | 59300.3619 | 59165.3305 | 59165.3305 | 59165.3305 | 59327.4273 | 59165.3305 | 59165.3305
Option 3 SC | 2050 Emissions Budget 2 | Emissions DLT | 21749.6839 | 21809.2721 | 21749.6839 | 21749.6839 | 21749.6839 | 21809.2721 | 21759.6108 | 21759.6108 | 21759.6108 | 21819.2261 | 21759.6108 | 21759.6108 | 21749.6839 | 21809.2721 | 21749.6839 | 21749.6839 | 21749.6839 | 21809.2721 | 21759.6108 | 21759.6108 | 21759.6108 | 21819.2261 | 21759.6108 | 21759.6108
Option 3 SC | 2050 Emissions Budget 3 | Emissions DLT | 9474.331 | 9500.288 | 9474.331 | 9474.331 | 9474.331 | 9500.288 | 9478.6552 | 9478.6552 | 9478.6552 | 9504.6241 | 9478.6552 | 9478.6552 | 9474.331 | 9500.288 | 9474.331 | 9474.331 | 9474.331 | 9500.288 | 9478.6552 | 9478.6552 | 9478.6552 | 9504.6241 | 9478.6552 | 9478.6552
Option 3 SC | 2050 Emissions Budget 4 | Emissions DLT | 6715.6586 | 6734.0577 | 6715.6586 | 6715.6586 | 6715.6586 | 6734.0577 | 6718.7238 | 6718.7238 | 6718.7238 | 6737.1312 | 6718.7238 | 6718.7238 | 6715.6586 | 6734.0577 | 6715.6586 | 6715.6586 | 6715.6586 | 6734.0577 | 6718.7238 | 6718.7238 | 6718.7238 | 6737.1312 | 6718.7238 | 6718.7238
Option 3 SC | 2050 Emissions Budget NSW 1 | Emissions DLT | 24777.3723 | 24845.2555 | 24777.3723 | 24777.3723 | 24777.3723 | 24845.2555 | 24788.681 | 24788.681 | 24788.681 | 24856.5952 | 24788.681 | 24788.681 | 24777.3723 | 24845.2555 | 24777.3723 | 24777.3723 | 24777.3723 | 24845.2555 | 24788.681 | 24788.681 | 24788.681 | 24856.5952 | 24788.681 | 24788.681
Option 3 SC | 2050 Emissions Budget NSW 2 | Emissions DLT | 11389.5985 | 11420.8029 | 11389.5985 | 11389.5985 | 11389.5985 | 11420.8029 | 11394.7969 | 11394.7969 | 11394.7969 | 11426.0155 | 11394.7969 | 11394.7969 | 11389.5985 | 11420.8029 | 11389.5985 | 11389.5985 | 11389.5985 | 11420.8029 | 11394.7969 | 11394.7969 | 11394.7969 | 11426.0155 | 11394.7969 | 11394.7969
Option 3 SC | 2050 Emissions Budget NSW 3 | Emissions DLT | 11389.5985 | 11420.8029 | 11389.5985 | 11389.5985 | 11389.5985 | 11420.8029 | 11394.7969 | 11394.7969 | 11394.7969 | 11426.0155 | 11394.7969 | 11394.7969 | 11389.5985 | 11420.8029 | 11389.5985 | 11389.5985 | 11389.5985 | 11420.8029 | 11394.7969 | 11394.7969 | 11394.7969 | 11426.0155 | 11394.7969 | 11394.7969
Option 3 SC | 2050 Emissions Budget NSW 4 | Emissions DLT | 11389.5985 | 11420.8029 | 11389.5985 | 11389.5985 | 11389.5985 | 11420.8029 | 11394.7969 | 11394.7969 | 11394.7969 | 11426.0155 | 11394.7969 | 11394.7969 | 11389.5985 | 11420.8029 | 11389.5985 | 11389.5985 | 11389.5985 | 11420.8029 | 11394.7969 | 11394.7969 | 11394.7969 | 11426.0155 | 11394.7969 | 11394.7969
Option 3 SC | 2050 Emissions Budget QLD 1 | Emissions DLT | 33269.6168 | 33360.7664 | 33269.6168 | 33269.6168 | 33269.6168 | 33360.7664 | 33284.8015 | 33284.8015 | 33284.8015 | 33375.9927 | 33284.8015 | 33284.8015 | 33269.6168 | 33360.7664 | 33269.6168 | 33269.6168 | 33269.6168 | 33360.7664 | 33284.8015 | 33284.8015 | 33284.8015 | 33375.9927 | 33284.8015 | 33284.8015
Option 3 SC | 2050 Emissions Budget QLD 2 | Emissions DLT | 12388.6861 | 12422.6277 | 12388.6861 | 12388.6861 | 12388.6861 | 12422.6277 | 12394.3405 | 12394.3405 | 12394.3405 | 12428.2976 | 12394.3405 | 12394.3405 | 12388.6861 | 12422.6277 | 12388.6861 | 12388.6861 | 12388.6861 | 12422.6277 | 12394.3405 | 12394.3405 | 12394.3405 | 12428.2976 | 12394.3405 | 12394.3405
Option 3 SC | 2050 Emissions Budget QLD 3 | Emissions DLT | 12388.6861 | 12422.6277 | 12388.6861 | 12388.6861 | 12388.6861 | 12422.6277 | 12394.3405 | 12394.3405 | 12394.3405 | 12428.2976 | 12394.3405 | 12394.3405 | 12388.6861 | 12422.6277 | 12388.6861 | 12388.6861 | 12388.6861 | 12422.6277 | 12394.3405 | 12394.3405 | 12394.3405 | 12428.2976 | 12394.3405 | 12394.3405
Option 3 SC | 2050 Emissions Budget QLD 4 | Emissions DLT | 12388.6861 | 12422.6277 | 12388.6861 | 12388.6861 | 12388.6861 | 12422.6277 | 12394.3405 | 12394.3405 | 12394.3405 | 12428.2976 | 12394.3405 | 12394.3405 | 12388.6861 | 12422.6277 | 12388.6861 | 12388.6861 | 12388.6861 | 12422.6277 | 12394.3405 | 12394.3405 | 12394.3405 | 12428.2976 | 12394.3405 | 12394.3405
Option 3 SC | 2050 Emissions Budget SA 1 | Emissions DLT | 1415.3741 | 1419.2518 | 1415.3741 | 1415.3741 | 1415.3741 | 1419.2518 | 1416.0201 | 1416.0201 | 1416.0201 | 1419.8996 | 1416.0201 | 1416.0201 | 1415.3741 | 1419.2518 | 1415.3741 | 1415.3741 | 1415.3741 | 1419.2518 | 1416.0201 | 1416.0201 | 1416.0201 | 1419.8996 | 1416.0201 | 1416.0201
Option 3 SC | 2050 Emissions Budget SA 2 | Emissions DLT | 749.3157 | 751.3686 | 749.3157 | 749.3157 | 749.3157 | 751.3686 | 749.6577 | 749.6577 | 749.6577 | 751.7115 | 749.6577 | 749.6577 | 749.3157 | 751.3686 | 749.3157 | 749.3157 | 749.3157 | 751.3686 | 749.6577 | 749.6577 | 749.6577 | 751.7115 | 749.6577 | 749.6577
Option 3 SC | 2050 Emissions Budget SA 3 | Emissions DLT | 749.3157 | 751.3686 | 749.3157 | 749.3157 | 749.3157 | 751.3686 | 749.6577 | 749.6577 | 749.6577 | 751.7115 | 749.6577 | 749.6577 | 749.3157 | 751.3686 | 749.3157 | 749.3157 | 749.3157 | 751.3686 | 749.6577 | 749.6577 | 749.6577 | 751.7115 | 749.6577 | 749.6577
Option 3 SC | 2050 Emissions Budget SA 4 | Emissions DLT | 749.3157 | 751.3686 | 749.3157 | 749.3157 | 749.3157 | 751.3686 | 749.6577 | 749.6577 | 749.6577 | 751.7115 | 749.6577 | 749.6577 | 749.3157 | 751.3686 | 749.3157 | 749.3157 | 749.3157 | 751.3686 | 749.6577 | 749.6577 | 749.6577 | 751.7115 | 749.6577 | 749.6577
Option 3 SC | 2050 Emissions Budget VIC 1 | Emissions DLT | 22795.8485 | 22858.3029 | 22795.8485 | 22795.8485 | 22795.8485 | 22858.3029 | 22806.2529 | 22806.2529 | 22806.2529 | 22868.7357 | 22806.2529 | 22806.2529 | 22795.8485 | 22858.3029 | 22795.8485 | 22795.8485 | 22795.8485 | 22858.3029 | 22806.2529 | 22806.2529 | 22806.2529 | 22868.7357 | 22806.2529 | 22806.2529
Option 3 SC | 2050 Emissions Budget VIC 2 | Emissions DLT | 6943.6588 | 6962.6825 | 6943.6588 | 6943.6588 | 6943.6588 | 6962.6825 | 6946.8279 | 6946.8279 | 6946.8279 | 6965.8603 | 6946.8279 | 6946.8279 | 6943.6588 | 6962.6825 | 6943.6588 | 6943.6588 | 6943.6588 | 6962.6825 | 6946.8279 | 6946.8279 | 6946.8279 | 6965.8603 | 6946.8279 | 6946.8279
Option 3 SC | 2050 Emissions Budget VIC 3 | Emissions DLT | 6943.6588 | 6962.6825 | 6943.6588 | 6943.6588 | 6943.6588 | 6962.6825 | 6946.8279 | 6946.8279 | 6946.8279 | 6965.8603 | 6946.8279 | 6946.8279 | 6943.6588 | 6962.6825 | 6943.6588 | 6943.6588 | 6943.6588 | 6962.6825 | 6946.8279 | 6946.8279 | 6946.8279 | 6965.8603 | 6946.8279 | 6946.8279
Option 3 SC | 2050 Emissions Budget VIC 4 | Emissions DLT | 6943.6588 | 6962.6825 | 6943.6588 | 6943.6588 | 6943.6588 | 6962.6825 | 6946.8279 | 6946.8279 | 6946.8279 | 6965.8603 | 6946.8279 | 6946.8279 | 6943.6588 | 6962.6825 | 6943.6588 | 6943.6588 | 6943.6588 | 6962.6825 | 6946.8279 | 6946.8279 | 6946.8279 | 6965.8603 | 6946.8279 | 6946.8279
Option 3 SC | Basslink Daily Energy Limit | Special Constraints | -287.568 | -288.408 | -287.568 | -287.568 | -287.568 | -288.408 | -287.568 | -287.568 | -287.568 | -288.408 | -287.568 | -287.568 | -287.568 | -288.408 | -287.568 | -287.568 | -287.568 | -288.408 | -287.568 | -287.568 | -287.568 | -288.408 | -287.568 | -287.568
Option 3 SC | Borumba - Gen | Special Constraints | 0 | 0 | 0 | 0 | 0 | 0 | 0 | 0 | 0 | 15336000 | 26280000 | 26280000 | 26280000 | 26352000 | 26280000 | 26280000 | 26280000 | 26352000 | 26280000 | 26280000 | 26280000 | 26352000 | 26280000 | 26280000
Option 3 SC | Borumba - Pump | Special Constraints | 0 | 0 | 0 | 0 | 0 | 0 | 0 | 0 | 0 | 15336000 | 26280000 | 26280000 | 26280000 | 26352000 | 26280000 | 26280000 | 26280000 | 26352000 | 26280000 | 26280000 | 26280000 | 26352000 | 26280000 | 26280000
Option 3 SC | CIS Dispatchable NSW | Policies NEM | -1231.12 | -631.96 | -431.96 | -1241.96 | -2541.96 | -2741.96 | -2741.96 | -2783.18 | -2741.96 | -2741.96 | -2741.96 | -2741.96 | -2741.96 | -2741.96 | -2750.69 | -2750.69 | -2709.47 | -2750.69 | -2709.47 | -2709.47 | -1925.69 | -1624.85 | -1583.63 | -1583.63
Option 3 SC | CIS Dispatchable SA | Policies NEM | -30 | 788 | 788 | 788 | -461 | -461 | -461 | -205 | -461 | -461 | -461 | -205 | -461 | -461 | -461 | -461 | -461 | -461 | -205 | -461 | -431 | 0 | 0 | 0
Option 3 SC | CIS Dispatchable VIC | Policies NEM | 0 | 1220 | 1271.79 | 1271.79 | -428.21 | -428.21 | -435.41 | -428.21 | -428.21 | -428.21 | -428.21 | -428.21 | -428.21 | -428.21 | -435.41 | -428.21 | -428.21 | -435.41 | -437.03 | -428.21 | -435.41 | 0 | 0 | 0
Option 3 SC | CIS Gen NSW | Policies NEM | -4646.44 | 1715.47 | 7931.07 | 14075.07 | -8779.93 | -9539.57 | -9539.57 | -9539.57 | -9539.57 | -9539.57 | -9539.57 | -9539.57 | -9539.57 | -9539.57 | -9539.57 | -9539.57 | -9539.57 | -9539.57 | -9539.57 | -9302.56 | -8998.86 | -8966.46 | -8583 | -8583
Option 3 SC | CIS Gen SA | Policies NEM | 0 | 20.36 | 621.16 | 509.16 | -690.84 | -690.84 | -690.84 | -690.84 | -690.84 | -690.84 | -690.84 | -690.84 | -690.84 | -690.84 | -690.84 | -690.84 | -690.84 | -690.84 | -690.84 | -690.84 | -690.84 | -690.84 | -690.84 | -690.84
Option 3 SC | CIS Gen TAS | Policies NEM | 0 | 0 | 750 | 1200 | 0 | 0 | 0 | 0 | 0 | 0 | 0 | 0 | 0 | 0 | 0 | 0 | 0 | 0 | 0 | 0 | 0 | 0 | 0 | 0
Option 3 SC | CIS Gen VIC - Solar | Policies NEM | 0 | 669 | 555.93 | 555.93 | -944.07 | -944.07 | -944.07 | -944.07 | -944.07 | -944.07 | -944.07 | -944.07 | -944.07 | -944.07 | -944.07 | -944.07 | -944.07 | -944.07 | -944.07 | -944.07 | -944.07 | -944.07 | -944.07 | -944.07
Option 3 SC | CIS Gen VIC - Wind | Policies NEM | 0 | 0 | 1922 | 3500 | -600 | -600 | -600 | -600 | -600 | -600 | -600 | -600 | -600 | -600 | -600 | -600 | -600 | -600 | -600 | -600 | -600 | -600 | -600 | -600
Option 3 SC | CIS Total Dispatchable | Policies NEM | -1261.12 | 3076.04 | 5550.83 | 7262.83 | -3731.17 | -3931.17 | -3938.37 | -3716.39 | -3931.17 | -3931.17 | -3931.17 | -3675.17 | -3931.17 | -3931.17 | -3947.1 | -3939.9 | -3898.68 | -3947.1 | -3651.5 | -3898.68 | -3092.1 | -1774.85 | -1583.63 | -1583.63
Option 3 SC | CNSW H2 Domestic Consumption Purchaser | Subregion flexible electricity load for Domestic H2 | 0 | 0 | 0 | 0 | 15.2257 | 45.698 | 95.29 | 167.8479 | 264.7293 | 323.4417 | 380.3779 | 437.5829 | 492.5936 | 547.6969 | 597.9153 | 647.8229 | 703.5114 | 756.5537 | 799.706 | 841.7943 | 879.5457 | 915.948 | 947.6857 | 984.2486
Option 3 SC | CQ H2 Domestic Consumption Purchaser | Subregion flexible electricity load for Domestic H2 | 170.455 | 168.3874 | 165.6299 | 163.6243 | 163.9371 | 167.2109 | 173.712 | 185.9936 | 203.9307 | 215.6803 | 227.0274 | 239.5443 | 251.85 | 264.3586 | 275.4677 | 287.1507 | 301.6464 | 315.6511 | 327.2189 | 338.9286 | 349.3571 | 359.9637 | 369.2456 | 380.4343
Option 3 SC | CSA H2 Domestic Consumption Purchaser | Subregion flexible electricity load for Domestic H2 | 7.3521 | 7.2677 | 7.1436 | 7.0393 | 6.9871 | 11.1369 | 25.993 | 49.5879 | 83.4807 | 107.6309 | 132.4153 | 158.1493 | 183.8036 | 209.2489 | 232.2417 | 255.7086 | 282.5621 | 310.0043 | 336.3697 | 365.0521 | 393.0007 | 421.2691 | 447.3547 | 474.1871
Option 3 SC | Catagunya Min Gen | Hydro min release | 17.52 | 17.52 | 17.52 | 17.52 | 17.52 | 17.52 | 17.52 | 17.52 | 17.52 | 17.52 | 17.52 | 17.52 | 17.52 | 17.52 | 17.52 | 17.52 | 17.52 | 17.52 | 17.52 | 17.52 | 17.52 | 17.52 | 17.52 | 17.52
Option 3 SC | Combined Marinus Export | Special Constraints | 11773440 | 11805696 | 11773440 | 11773440 | 11773440 | 11805696 | 11773440 | 11773440 | 15589440 | 18393696 | 18343440 | 18343440 | 18343440 | 18393696 | 18343440 | 18343440 | 18343440 | 18393696 | 18343440 | 18343440 | 18343440 | 18393696 | 18343440 | 18343440
Option 3 SC | Combined Marinus Import | Special Constraints | 8567280 | 8590752 | 8567280 | 8567280 | 8567280 | 8590752 | 8567280 | 8567280 | 12383280 | 15178752 | 15137280 | 15137280 | 15137280 | 15178752 | 15137280 | 15137280 | 15137280 | 15178752 | 15137280 | 15137280 | 15137280 | 15178752 | 15137280 | 15137280
Option 3 SC | Constraint on Pipeline from Storage to GTs CNSW | Constraints to make diesel to come exclusively from storage | 0 | 0 | 0 | 0 | 0 | 0 | 0 | 0 | 0 | 0 | 0 | 0 | 0 | 0 | 0 | 0 | 0 | 0 | 0 | 0 | 0 | 0 | 0 | 0
Option 3 SC | Constraint on Pipeline from Storage to GTs CQ | Constraints to make diesel to come exclusively from storage | 0 | 0 | 0 | 0 | 0 | 0 | 0 | 0 | 0 | 0 | 0 | 0 | 0 | 0 | 0 | 0 | 0 | 0 | 0 | 0 | 0 | 0 | 0 | 0
Option 3 SC | Constraint on Pipeline from Storage to GTs CSA | Constraints to make diesel to come exclusively from storage | 0 | 0 | 0 | 0 | 0 | 0 | 0 | 0 | 0 | 0 | 0 | 0 | 0 | 0 | 0 | 0 | 0 | 0 | 0 | 0 | 0 | 0 | 0 | 0
Option 3 SC | Constraint on Pipeline from Storage to GTs GG | Constraints to make diesel to come exclusively from storage | 0 | 0 | 0 | 0 | 0 | 0 | 0 | 0 | 0 | 0 | 0 | 0 | 0 | 0 | 0 | 0 | 0 | 0 | 0 | 0 | 0 | 0 | 0 | 0
Option 3 SC | Constraint on Pipeline from Storage to GTs MEL | Constraints to make diesel to come exclusively from storage | 0 | 0 | 0 | 0 | 0 | 0 | 0 | 0 | 0 | 0 | 0 | 0 | 0 | 0 | 0 | 0 | 0 | 0 | 0 | 0 | 0 | 0 | 0 | 0
Option 3 SC | Constraint on Pipeline from Storage to GTs NNSW | Constraints to make diesel to come exclusively from storage | 0 | 0 | 0 | 0 | 0 | 0 | 0 | 0 | 0 | 0 | 0 | 0 | 0 | 0 | 0 | 0 | 0 | 0 | 0 | 0 | 0 | 0 | 0 | 0
Option 3 SC | Constraint on Pipeline from Storage to GTs NQ | Constraints to make diesel to come exclusively from storage | 0 | 0 | 0 | 0 | 0 | 0 | 0 | 0 | 0 | 0 | 0 | 0 | 0 | 0 | 0 | 0 | 0 | 0 | 0 | 0 | 0 | 0 | 0 | 0
Option 3 SC | Constraint on Pipeline from Storage to GTs NSA | Constraints to make diesel to come exclusively from storage | 0 | 0 | 0 | 0 | 0 | 0 | 0 | 0 | 0 | 0 | 0 | 0 | 0 | 0 | 0 | 0 | 0 | 0 | 0 | 0 | 0 | 0 | 0 | 0
Option 3 SC | Constraint on Pipeline from Storage to GTs SESA | Constraints to make diesel to come exclusively from storage | 0 | 0 | 0 | 0 | 0 | 0 | 0 | 0 | 0 | 0 | 0 | 0 | 0 | 0 | 0 | 0 | 0 | 0 | 0 | 0 | 0 | 0 | 0 | 0
Option 3 SC | Constraint on Pipeline from Storage to GTs SEV | Constraints to make diesel to come exclusively from storage | 0 | 0 | 0 | 0 | 0 | 0 | 0 | 0 | 0 | 0 | 0 | 0 | 0 | 0 | 0 | 0 | 0 | 0 | 0 | 0 | 0 | 0 | 0 | 0
Option 3 SC | Constraint on Pipeline from Storage to GTs SNSW | Constraints to make diesel to come exclusively from storage | 0 | 0 | 0 | 0 | 0 | 0 | 0 | 0 | 0 | 0 | 0 | 0 | 0 | 0 | 0 | 0 | 0 | 0 | 0 | 0 | 0 | 0 | 0 | 0
Option 3 SC | Constraint on Pipeline from Storage to GTs SNW | Constraints to make diesel to come exclusively from storage | 0 | 0 | 0 | 0 | 0 | 0 | 0 | 0 | 0 | 0 | 0 | 0 | 0 | 0 | 0 | 0 | 0 | 0 | 0 | 0 | 0 | 0 | 0 | 0
Option 3 SC | Constraint on Pipeline from Storage to GTs SQ | Constraints to make diesel to come exclusively from storage | 0 | 0 | 0 | 0 | 0 | 0 | 0 | 0 | 0 | 0 | 0 | 0 | 0 | 0 | 0 | 0 | 0 | 0 | 0 | 0 | 0 | 0 | 0 | 0
Option 3 SC | Constraint on Pipeline from Storage to GTs TAS | Constraints to make diesel to come exclusively from storage | 0 | 0 | 0 | 0 | 0 | 0 | 0 | 0 | 0 | 0 | 0 | 0 | 0 | 0 | 0 | 0 | 0 | 0 | 0 | 0 | 0 | 0 | 0 | 0
Option 3 SC | Constraint on Pipeline from Storage to GTs WNV | Constraints to make diesel to come exclusively from storage | 0 | 0 | 0 | 0 | 0 | 0 | 0 | 0 | 0 | 0 | 0 | 0 | 0 | 0 | 0 | 0 | 0 | 0 | 0 | 0 | 0 | 0 | 0 | 0
Option 3 SC | Constraint on Pipeline from Storage to GTs WOO | Constraints to make diesel to come exclusively from storage | 0 | 0 | 0 | 0 | 0 | 0 | 0 | 0 | 0 | 0 | 0 | 0 | 0 | 0 | 0 | 0 | 0 | 0 | 0 | 0 | 0 | 0 | 0 | 0
Option 3 SC | DNSP Thermal Limit on CER CNSW Area1 | DNSP Thermal Limit on CER | 962269.5 | 1099240 | 1264331.5 | 1368618 | 1448495.5 | 1609457.5 | 1584894 | 1855986 | 1950265 | 1990593 | 2044071.5 | 2138503.5 | 2288587 | 2525268 | 2589849 | 2534195.5 | 2447252.5 | 2644375 | 2891062.5 | 2969827.5 | 3092953 | 3323357.5 | 3258642.5 | 3794009
Option 3 SC | DNSP Thermal Limit on CER CQ Area1 | DNSP Thermal Limit on CER | 1214135.5 | 1438282.5 | 1635434 | 1844677.5 | 1973392 | 2134233.5 | 2266398 | 2529976.5 | 2659692 | 2850524 | 2911547.5 | 2926350.5 | 3165456.5 | 3410091.5 | 3569522 | 3423494 | 3274746 | 3651306.5 | 4022065.5 | 4051686.5 | 4171485 | 4376405 | 4693518 | 5217151.5
Option 3 SC | DNSP Thermal Limit on CER CSA Area1 | DNSP Thermal Limit on CER | 4369703.5 | 4970993 | 5542293.5 | 5902109.5 | 6603829.5 | 7231945.5 | 7807612 | 8505794 | 9415109.5 | 10195176 | 9928766 | 11826609 | 12672958.5 | 13622141 | 14131716 | 14501482.5 | 14628137.5 | 15775448 | 16799547.5 | 17032647 | 17876777 | 18996982.5 | 19706877.5 | 20614297
Option 3 SC | DNSP Thermal Limit on CER GG Area1 | DNSP Thermal Limit on CER | 155600 | 181154 | 207585 | 237317.5 | 244723.5 | 266711 | 279661 | 303196.5 | 320219.5 | 327993.5 | 338642 | 346448 | 362495 | 410569.5 | 432863.5 | 423099.5 | 399305.5 | 442073 | 476014 | 527076.5 | 563742 | 606543 | 625200 | 657931
Option 3 SC | DNSP Thermal Limit on CER MEL Area1 | DNSP Thermal Limit on CER | 903804.5 | 1074538 | 1241559.5 | 1253626 | 1475591 | 1580832 | 1696335 | 1836226 | 1944128.5 | 1963441.5 | 2045969 | 2196155.5 | 2379218 | 2573691 | 2626002 | 2645969.5 | 2448698 | 2738856 | 2977171.5 | 2883992.5 | 3272370.5 | 3382329 | 3540169.5 | 3815404.5
Option 3 SC | DNSP Thermal Limit on CER MEL Area2 | DNSP Thermal Limit on CER | 4077436.5 | 4892366 | 5709473.5 | 5763936.5 | 6859135.5 | 7368862 | 7916307.5 | 8567873 | 9044577.5 | 9075970 | 9489322.5 | 10153292 | 11053820.5 | 11986993.5 | 12279957 | 12385446.5 | 11487296.5 | 12859446 | 14092083.5 | 13559880.5 | 15481497 | 16085141.5 | 16869894.5 | 18245077.5
Option 3 SC | DNSP Thermal Limit on CER NNSW Area1 | DNSP Thermal Limit on CER | 2319485 | 2619173.5 | 3000920.5 | 3230027 | 3455891 | 3783180 | 3784977.5 | 4417095 | 4497106 | 4630417 | 4738909 | 4888101 | 5276885.5 | 5737342 | 6097179 | 5972858 | 5721246.5 | 6024370.5 | 6558027.5 | 6657969 | 6998736.5 | 7473568.5 | 7440381 | 8684916.5
Option 3 SC | DNSP Thermal Limit on CER NQ Area1 | DNSP Thermal Limit on CER | 2004455 | 2321331.5 | 2581749 | 2951374.5 | 3120879.5 | 3367430 | 3548307 | 3847397 | 3998043 | 4243889.5 | 4293045 | 4508772.5 | 4756791 | 5053722 | 5424260.5 | 5206304 | 4926321.5 | 5276491.5 | 6006003.5 | 6337836 | 6492838 | 6964466.5 | 7046529 | 7591057
Option 3 SC | DNSP Thermal Limit on CER NSA Area1 | DNSP Thermal Limit on CER | 163549.5 | 187723.5 | 208359.5 | 225657 | 249650 | 274596.5 | 299842.5 | 328945.5 | 369092.5 | 405415 | 408910 | 474385 | 523891 | 563390 | 590644.5 | 626933 | 632063 | 705668.5 | 756785.5 | 790998 | 846054 | 902103 | 961711.5 | 1025929.5
Option 3 SC | DNSP Thermal Limit on CER SESA Area1 | DNSP Thermal Limit on CER | 192389.5 | 224162 | 249699 | 270519 | 305407.5 | 341687 | 374616 | 411291.5 | 458612.5 | 495405 | 527327.5 | 612997.5 | 672570 | 726764.5 | 771765 | 809274 | 831340.5 | 911095.5 | 973244 | 1002924.5 | 1056734.5 | 1133855.5 | 1188050 | 1254240.5
Option 3 SC | DNSP Thermal Limit on CER SEV Area1 | DNSP Thermal Limit on CER | 869993.5 | 1079513 | 1309967 | 1458998 | 1718562 | 1888720.5 | 2082340 | 2257719.5 | 2400364.5 | 2502685.5 | 2660977 | 2831323.5 | 2990136 | 3309379.5 | 3358226 | 3426154.5 | 3331916.5 | 3637723 | 3848570 | 3796630.5 | 4172030 | 4385849 | 4467058.5 | 4735672.5
Option 3 SC | DNSP Thermal Limit on CER SNSW Area1 | DNSP Thermal Limit on CER | 1174766 | 1310078.5 | 1498737.5 | 1600065 | 1708618.5 | 1880050 | 1862821 | 2149223 | 2175605 | 2224902.5 | 2286962.5 | 2365366.5 | 2548270 | 2767700 | 2970013.5 | 2944803 | 2855330 | 3028007.5 | 3306100 | 3367361.5 | 3590860.5 | 3801597.5 | 3728843.5 | 4253500
Option 3 SC | DNSP Thermal Limit on CER SNSW Area2 | DNSP Thermal Limit on CER | 1043797.5 | 1166291.5 | 1344684.5 | 1434148 | 1529340.5 | 1684192.5 | 1667598 | 1945727.5 | 1964255 | 2025090.5 | 2058616.5 | 2130210.5 | 2279355 | 2527801 | 2723374.5 | 2668299.5 | 2582128.5 | 2737297 | 2991106.5 | 3057346 | 3251264 | 3406728.5 | 3321214 | 3862827.5
Option 3 SC | DNSP Thermal Limit on CER SNW Area1 | DNSP Thermal Limit on CER | 4458959.5 | 5132281 | 5992301.5 | 6641521 | 7009635.5 | 7837808 | 7861801.5 | 9126356.5 | 9454527.5 | 9698977 | 10090969 | 10411546.5 | 11474418 | 12646910 | 13544563 | 13309342 | 12985964.5 | 14103417 | 15232228.5 | 16265479 | 16763573 | 18339376.5 | 18174930 | 20690621
Option 3 SC | DNSP Thermal Limit on CER SNW Area2 | DNSP Thermal Limit on CER | 4854239 | 5492319.5 | 6312703 | 6911204.5 | 7211102 | 7994005 | 7922739.5 | 9129889.5 | 9379712.5 | 9504602 | 9796439 | 10024946 | 10997930 | 12035263 | 12813397 | 12477255.5 | 12034985 | 13019684.5 | 14076194.5 | 14959332.5 | 15293712 | 16666756.5 | 16380577 | 18617534
Option 3 SC | DNSP Thermal Limit on CER SQ Area1 | DNSP Thermal Limit on CER | 9938212.5 | 11607518.5 | 13171236 | 14613507 | 15592113 | 16394045 | 17429438.5 | 18319735 | 19347688 | 20500654.5 | 20647687 | 20838566 | 22457303 | 23906216 | 25264318.5 | 25511219 | 22931963.5 | 25603814 | 28035455.5 | 29615946 | 31128416.5 | 32381464.5 | 34330958 | 35657825.5
Option 3 SC | DNSP Thermal Limit on CER TAS Area1 | DNSP Thermal Limit on CER | 588631 | 690523 | 793388.5 | 827265 | 988272 | 1094497.5 | 1184901 | 1318139 | 1409578 | 1466903.5 | 1611783 | 1673225.5 | 1854824 | 2103135.5 | 2103989.5 | 2197931.5 | 2329299.5 | 2471090 | 2494764 | 2630453 | 2878081 | 3233742 | 3270442 | 3341494
Option 3 SC | DNSP Thermal Limit on CER WNV Area1 | DNSP Thermal Limit on CER | 396133.5 | 471282 | 543415.5 | 570307.5 | 686698 | 730555 | 777736 | 843984.5 | 907707.5 | 931417 | 976391 | 1040531.5 | 1144501.5 | 1230784 | 1252963 | 1301238.5 | 1162334.5 | 1293776 | 1392629 | 1428265 | 1650645.5 | 1703399 | 1765322 | 1891010.5
Option 3 SC | DNSP Thermal Limit on CER WNV Area2 | DNSP Thermal Limit on CER | 1549694.5 | 1862670.5 | 2178832.5 | 2333610 | 2827931.5 | 3039132 | 3287030.5 | 3577522.5 | 3846777.5 | 3971182.5 | 4246029 | 4485911.5 | 4898273 | 5450925 | 5471439 | 5640633 | 5090448.5 | 5460674.5 | 5853761.5 | 5851998 | 6789522 | 7052745.5 | 7234929 | 7547963
Option 3 SC | DNSP Thermal Limit on Distributed Resources CNSW Area1 | DNSP Thermal Limit on Distributed Resources | 5676480 | 5692032 | 5676480 | 5676480 | 5676480 | 5692032 | 5676480 | 5676480 | 5676480 | 5692032 | 5676480 | 5676480 | 5676480 | 5692032 | 5676480 | 5676480 | 5676480 | 5692032 | 5676480 | 5676480 | 5676480 | 5692032 | 5676480 | 5676480
Option 3 SC | DNSP Thermal Limit on Distributed Resources CQ Area1 | DNSP Thermal Limit on Distributed Resources | 0 | 0 | 0 | 0 | 0 | 9003600 | 8979000 | 8979000 | 8979000 | 9003600 | 8979000 | 8979000 | 8979000 | 9003600 | 8979000 | 8979000 | 8979000 | 9003600 | 8979000 | 8979000 | 8979000 | 9003600 | 8979000 | 8979000
Option 3 SC | DNSP Thermal Limit on Distributed Resources CSA Area1 | DNSP Thermal Limit on Distributed Resources | 0 | 0 | 0 | 0 | 0 | 65352960 | 65174400 | 65174400 | 65174400 | 65352960 | 65174400 | 65174400 | 65174400 | 65352960 | 65174400 | 65174400 | 65174400 | 65352960 | 65174400 | 65174400 | 65174400 | 65352960 | 65174400 | 65174400
Option 3 SC | DNSP Thermal Limit on Distributed Resources GG Area1 | DNSP Thermal Limit on Distributed Resources | 1033680 | 1036512 | 1033680 | 1033680 | 1033680 | 1036512 | 1033680 | 1033680 | 1033680 | 1036512 | 1033680 | 1033680 | 1033680 | 1036512 | 1033680 | 1033680 | 1033680 | 1036512 | 1033680 | 1033680 | 1033680 | 1036512 | 1033680 | 1033680
Option 3 SC | DNSP Thermal Limit on Distributed Resources MEL Area1 | DNSP Thermal Limit on Distributed Resources | 15978240 | 16022016 | 15978240 | 15978240 | 15978240 | 16022016 | 15978240 | 15978240 | 15978240 | 16022016 | 15978240 | 15978240 | 15978240 | 16022016 | 15978240 | 15978240 | 15978240 | 16022016 | 15978240 | 15978240 | 15978240 | 16022016 | 15978240 | 15978240
Option 3 SC | DNSP Thermal Limit on Distributed Resources MEL Area2 | DNSP Thermal Limit on Distributed Resources | 182768640 | 183269376 | 182768640 | 182768640 | 182768640 | 183269376 | 182768640 | 182768640 | 182768640 | 183269376 | 182768640 | 182768640 | 182768640 | 183269376 | 182768640 | 182768640 | 182768640 | 183269376 | 182768640 | 182768640 | 182768640 | 183269376 | 182768640 | 182768640
Option 3 SC | DNSP Thermal Limit on Distributed Resources NNSW Area1 | DNSP Thermal Limit on Distributed Resources | 0 | 0 | 0 | 0 | 0 | 9196848 | 9171720 | 9171720 | 9171720 | 9196848 | 9171720 | 9171720 | 9171720 | 9196848 | 9171720 | 9171720 | 9171720 | 9196848 | 9171720 | 9171720 | 9171720 | 9196848 | 9171720 | 9171720
Option 3 SC | DNSP Thermal Limit on Distributed Resources NQ Area1 | DNSP Thermal Limit on Distributed Resources | 0 | 0 | 0 | 0 | 0 | 16961904 | 16915560 | 16915560 | 16915560 | 16961904 | 16915560 | 16915560 | 16915560 | 16961904 | 16915560 | 16915560 | 16915560 | 16961904 | 16915560 | 16915560 | 16915560 | 16961904 | 16915560 | 16915560
Option 3 SC | DNSP Thermal Limit on Distributed Resources NSA Area1 | DNSP Thermal Limit on Distributed Resources | 3039720 | 3048048 | 3039720 | 3039720 | 3039720 | 3048048 | 3039720 | 3039720 | 3039720 | 3048048 | 3039720 | 3039720 | 3039720 | 3048048 | 3039720 | 3039720 | 3039720 | 3048048 | 3039720 | 3039720 | 3039720 | 3048048 | 3039720 | 3039720
Option 3 SC | DNSP Thermal Limit on Distributed Resources SESA Area1 | DNSP Thermal Limit on Distributed Resources | 0 | 0 | 0 | 0 | 0 | 4488624 | 4476360 | 4476360 | 4476360 | 4488624 | 4476360 | 4476360 | 4476360 | 4488624 | 4476360 | 4476360 | 4476360 | 4488624 | 4476360 | 4476360 | 4476360 | 4488624 | 4476360 | 4476360
Option 3 SC | DNSP Thermal Limit on Distributed Resources SEV Area1 | DNSP Thermal Limit on Distributed Resources | 7191960 | 7211664 | 7191960 | 7191960 | 7191960 | 7211664 | 7191960 | 7191960 | 7191960 | 7211664 | 7191960 | 7191960 | 7191960 | 7211664 | 7191960 | 7191960 | 7191960 | 7211664 | 7191960 | 7191960 | 7191960 | 7211664 | 7191960 | 7191960
Option 3 SC | DNSP Thermal Limit on Distributed Resources SNSW Area1 | DNSP Thermal Limit on Distributed Resources | 6990480 | 7009632 | 6990480 | 6990480 | 6990480 | 7009632 | 6990480 | 6990480 | 6990480 | 7009632 | 6990480 | 6990480 | 6990480 | 7009632 | 6990480 | 6990480 | 6990480 | 7009632 | 6990480 | 6990480 | 6990480 | 7009632 | 6990480 | 6990480
Option 3 SC | DNSP Thermal Limit on Distributed Resources SNSW Area2 | DNSP Thermal Limit on Distributed Resources | 8059200 | 8081280 | 8059200 | 8059200 | 8059200 | 8081280 | 8059200 | 8059200 | 8059200 | 8081280 | 8059200 | 8059200 | 8059200 | 8081280 | 8059200 | 8059200 | 8059200 | 8081280 | 8059200 | 8059200 | 8059200 | 8081280 | 8059200 | 8059200
Option 3 SC | DNSP Thermal Limit on Distributed Resources SNW Area1 | DNSP Thermal Limit on Distributed Resources | 27366240 | 27441216 | 27366240 | 27366240 | 27366240 | 27441216 | 27366240 | 27366240 | 27366240 | 27441216 | 27366240 | 27366240 | 27366240 | 27441216 | 27366240 | 27366240 | 27366240 | 27441216 | 27366240 | 27366240 | 27366240 | 27441216 | 27366240 | 27366240
Option 3 SC | DNSP Thermal Limit on Distributed Resources SNW Area2 | DNSP Thermal Limit on Distributed Resources | 59734440 | 59898096 | 59734440 | 59734440 | 59734440 | 59898096 | 59734440 | 59734440 | 59734440 | 59898096 | 59734440 | 59734440 | 59734440 | 59898096 | 59734440 | 59734440 | 59734440 | 59898096 | 59734440 | 59734440 | 59734440 | 59898096 | 59734440 | 59734440
Option 3 SC | DNSP Thermal Limit on Distributed Resources SQ Area1 | DNSP Thermal Limit on Distributed Resources | 51018240 | 51158016 | 51018240 | 51018240 | 51018240 | 51158016 | 51018240 | 51018240 | 51018240 | 51158016 | 51018240 | 51018240 | 51018240 | 51158016 | 51018240 | 51018240 | 51018240 | 51158016 | 51018240 | 51018240 | 51018240 | 51158016 | 51018240 | 51018240
Option 3 SC | DNSP Thermal Limit on Distributed Resources TAS Area1 | DNSP Thermal Limit on Distributed Resources | 3468960 | 3478464 | 3468960 | 3468960 | 3468960 | 3478464 | 3468960 | 3468960 | 3468960 | 3478464 | 3468960 | 3468960 | 3468960 | 3478464 | 3468960 | 3468960 | 3468960 | 3478464 | 3468960 | 3468960 | 3468960 | 3478464 | 3468960 | 3468960
Option 3 SC | DNSP Thermal Limit on Distributed Resources WNV Area1 | DNSP Thermal Limit on Distributed Resources | 0 | 0 | 0 | 0 | 0 | 3469680 | 3460200 | 3460200 | 3460200 | 3469680 | 3460200 | 3460200 | 3460200 | 3469680 | 3460200 | 3460200 | 3460200 | 3469680 | 3460200 | 3460200 | 3460200 | 3469680 | 3460200 | 3460200
Option 3 SC | DNSP Thermal Limit on Distributed Resources WNV Area2 | DNSP Thermal Limit on Distributed Resources | 0 | 0 | 0 | 0 | 0 | 53441856 | 53295840 | 53295840 | 53295840 | 53441856 | 53295840 | 53295840 | 53295840 | 53441856 | 53295840 | 53295840 | 53295840 | 53441856 | 53295840 | 53295840 | 53295840 | 53441856 | 53295840 | 53295840
Option 3 SC | Daily H2 Limit NSW | H2 Infrastructure Limitations | 0 | 0 | 0 | 0 | 0 | 0 | 0 | 0 | 0 | 0 | 0 | 0 | 0 | 0 | 0 | 0 | 0 | 0 | 0 | 0 | 0 | 0 | 0 | 0
Option 3 SC | Daily H2 Limit QLD | H2 Infrastructure Limitations | 0 | 0 | 0 | 0 | 0 | 0 | 0 | 0 | 0 | 0 | 0 | 0 | 0 | 0 | 0 | 0 | 0 | 0 | 0 | 0 | 0 | 0 | 0 | 0
Option 3 SC | Daily H2 Limit SA | H2 Infrastructure Limitations | 0 | 0 | 0 | 0 | 0 | 0 | 0 | 0 | 0 | 0 | 0 | 0 | 0 | 0 | 0 | 0 | 0 | 0 | 0 | 0 | 0 | 0 | 0 | 0
Option 3 SC | Daily H2 Limit TAS | H2 Infrastructure Limitations | 0 | 0 | 0 | 0 | 0 | 0 | 0 | 0 | 0 | 0 | 0 | 0 | 0 | 0 | 0 | 0 | 0 | 0 | 0 | 0 | 0 | 0 | 0 | 0
Option 3 SC | Daily H2 Limit VIC | H2 Infrastructure Limitations | 0 | 0 | 0 | 0 | 0 | 0 | 0 | 0 | 0 | 0 | 0 | 0 | 0 | 0 | 0 | 0 | 0 | 0 | 0 | 0 | 0 | 0 | 0 | 0
Option 3 SC | ExportGroup_CNSW1 | Group Network Export Constraints | 7139400 | 7158960 | 7139400 | 7139400 | 7139400 | 7158960 | 7139400 | 7139400 | 7139400 | 7158960 | 7139400 | 7139400 | 7139400 | 7158960 | 7139400 | 7139400 | 7139400 | 7158960 | 7139400 | 7139400 | 7139400 | 7158960 | 7139400 | 7139400
Option 3 SC | ExportGroup_CQ1 | Group Network Export Constraints | 16792320 | 16833120 | 16792320 | 16792320 | 16792320 | 16833120 | 16792320 | 16792320 | 16792320 | 16833120 | 16792320 | 16792320 | 16792320 | 16833120 | 16792320 | 16792320 | 16792320 | 16833120 | 16792320 | 16792320 | 16792320 | 16833120 | 16792320 | 16792320
Option 3 SC | ExportGroup_MN1 | Group Network Export Constraints | 15460080 | 15499200 | 15460080 | 15460080 | 15460080 | 15499200 | 15460080 | 15460080 | 15460080 | 15499200 | 15460080 | 15460080 | 15460080 | 15499200 | 15460080 | 15460080 | 15460080 | 15499200 | 15460080 | 15460080 | 15460080 | 15499200 | 15460080 | 15460080
Option 3 SC | ExportGroup_NET1 | Group Network Export Constraints | 14016000 | 14054400 | 14016000 | 14016000 | 14016000 | 14054400 | 14016000 | 14016000 | 14016000 | 14054400 | 14016000 | 14016000 | 14016000 | 14054400 | 14016000 | 14016000 | 14016000 | 14054400 | 14016000 | 14016000 | 14016000 | 14054400 | 14016000 | 14016000
Option 3 SC | ExportGroup_NQ1 | Group Network Export Constraints | 22380480 | 22438560 | 22380480 | 22380480 | 22380480 | 22438560 | 22380480 | 22380480 | 22380480 | 22438560 | 22380480 | 22380480 | 22380480 | 22438560 | 22380480 | 22380480 | 22380480 | 22438560 | 22380480 | 22380480 | 22380480 | 22438560 | 22380480 | 22380480
Option 3 SC | ExportGroup_NSA1 | Group Network Export Constraints | 5124600 | 5138640 | 5124600 | 5124600 | 5124600 | 5138640 | 5124600 | 5124600 | 5124600 | 5138640 | 5124600 | 5124600 | 5124600 | 5138640 | 5124600 | 5124600 | 5124600 | 5138640 | 5124600 | 5124600 | 5124600 | 5138640 | 5124600 | 5124600
Option 3 SC | ExportGroup_SEVIC1 | Group Network Export Constraints | 0 | 0 | 0 | 0 | 0 | 36892800 | 36792000 | 36792000 | 36792000 | 36892800 | 36792000 | 36792000 | 36792000 | 36892800 | 36792000 | 36792000 | 36792000 | 36892800 | 36792000 | 36792000 | 36792000 | 36892800 | 36792000 | 36792000
Option 3 SC | ExportGroup_SQ1 | Group Network Export Constraints | 12264000 | 12297600 | 12264000 | 12264000 | 12264000 | 12297600 | 12264000 | 12264000 | 12264000 | 12297600 | 12264000 | 12264000 | 12264000 | 12297600 | 12264000 | 12264000 | 12264000 | 12297600 | 12264000 | 12264000 | 12264000 | 12297600 | 12264000 | 12264000
Option 3 SC | ExportGroup_SWNSW1 | Group Network Export Constraints | 10512000 | 10540800 | 10512000 | 10512000 | 10512000 | 10540800 | 10512000 | 10512000 | 10512000 | 10540800 | 10512000 | 10512000 | 10512000 | 10540800 | 10512000 | 10512000 | 10512000 | 10540800 | 10512000 | 10512000 | 10512000 | 10540800 | 10512000 | 10512000
Option 3 SC | ExportGroup_SWNSW2 | Group Network Export Constraints | 0 | 0 | 0 | 0 | 0 | 22598400 | 38544000 | 38544000 | 38544000 | 38649600 | 38544000 | 38544000 | 38544000 | 38649600 | 38544000 | 38544000 | 38544000 | 38649600 | 38544000 | 38544000 | 38544000 | 38649600 | 38544000 | 38544000
Option 3 SC | ExportGroup_SWQLD1 | Group Network Export Constraints | 26280000 | 26352000 | 26280000 | 26280000 | 26280000 | 26352000 | 26280000 | 26280000 | 26280000 | 26352000 | 26280000 | 26280000 | 26280000 | 26352000 | 26280000 | 26280000 | 26280000 | 26352000 | 26280000 | 26280000 | 26280000 | 26352000 | 26280000 | 26280000
Option 3 SC | ExportGroup_SWV1 | Group Network Export Constraints | 21856200 | 21916080 | 21856200 | 21856200 | 21856200 | 21916080 | 21856200 | 21856200 | 21856200 | 21916080 | 21856200 | 21856200 | 21856200 | 21916080 | 21856200 | 21856200 | 21856200 | 21916080 | 21856200 | 21856200 | 21856200 | 21916080 | 21856200 | 21856200
Option 3 SC | ExportGroup_WNV1 | Group Network Export Constraints | 23802480 | 23851440 | 23802480 | 23802480 | 23802480 | 10851480 | 23802480 | 23802480 | 23802480 | 23851440 | 23802480 | 23802480 | 23802480 | 23851440 | 23802480 | 23802480 | 23802480 | 23851440 | 23802480 | 23802480 | 23802480 | 23851440 | 23802480 | 23802480
Option 3 SC | ExportGroup_WV1 | Group Network Export Constraints | 7860000 | 7878720 | 7860000 | 7860000 | 7860000 | 7878720 | 7860000 | 7860000 | 7860000 | 7878720 | 7860000 | 7860000 | 7860000 | 7878720 | 7860000 | 7860000 | 7860000 | 7878720 | 7860000 | 7860000 | 7860000 | 7878720 | 7860000 | 7860000
Option 3 SC | ExportLimit_DN1_Dubbo | Distribution REZ Export Constraints | 0 | 0 | 0 | 0 | 0 | 0 | 0 | 0 | 0 | 0 | 0 | 0 | 0 | 0 | 0 | 0 | 0 | 0 | 0 | 0 | 0 | 0 | 0 | 0
Option 3 SC | ExportLimit_DN2_Yass | Distribution REZ Export Constraints | 0 | 0 | 0 | 0 | 0 | 0 | 0 | 0 | 0 | 0 | 0 | 0 | 0 | 0 | 0 | 0 | 0 | 0 | 0 | 0 | 0 | 0 | 0 | 0
Option 3 SC | ExportLimit_DN3_Marulan | Distribution REZ Export Constraints | 0 | 0 | 0 | 0 | 0 | 0 | 0 | 0 | 0 | 0 | 0 | 0 | 0 | 0 | 0 | 0 | 0 | 0 | 0 | 0 | 0 | 0 | 0 | 0
Option 3 SC | ExportLimit_N10_Hunter Coast | REZ Network Export Constraints | 49494000 | 49629600 | 49494000 | 49494000 | 49494000 | 49629600 | 49494000 | 49494000 | 49494000 | 49629600 | 49494000 | 49494000 | 49494000 | 49629600 | 49494000 | 49494000 | 49494000 | 49629600 | 49494000 | 49494000 | 49494000 | 49629600 | 49494000 | 49494000
Option 3 SC | ExportLimit_N11_Illawarra Coast | REZ Network Export Constraints | 8760000 | 8784000 | 8760000 | 8760000 | 8760000 | 8784000 | 8760000 | 8760000 | 8760000 | 8784000 | 8760000 | 8760000 | 8760000 | 8784000 | 8760000 | 8760000 | 8760000 | 8784000 | 8760000 | 8760000 | 8760000 | 8784000 | 8760000 | 8760000
Option 3 SC | ExportLimit_N12_Illawarra | REZ Network Export Constraints | 8760000 | 8784000 | 8760000 | 8760000 | 8760000 | 8784000 | 8760000 | 8760000 | 8760000 | 8784000 | 8760000 | 8760000 | 8760000 | 8784000 | 8760000 | 8760000 | 8760000 | 8784000 | 8760000 | 8760000 | 8760000 | 8784000 | 8760000 | 8760000
Option 3 SC | ExportLimit_N13_South Cobar | REZ Network Export Constraints | 995328 | 997872 | 995328 | 995328 | 995328 | 997872 | 995328 | 995328 | 995328 | 997872 | 995328 | 995328 | 995328 | 997872 | 995328 | 995328 | 995328 | 997872 | 995328 | 995328 | 995328 | 997872 | 995328 | 995328
Option 3 SC | ExportLimit_N1_North West NSW | REZ Network Export Constraints | 1497960 | 1502064 | 1497960 | 1497960 | 1497960 | 1502064 | 1497960 | 1497960 | 1497960 | 1502064 | 1497960 | 1497960 | 1497960 | 1502064 | 1497960 | 1497960 | 1497960 | 1502064 | 1497960 | 1497960 | 1497960 | 1502064 | 1497960 | 1497960
Option 3 SC | ExportLimit_N2_New England | REZ Network Export Constraints | 5054520 | 5068368 | 5054520 | 5054520 | 5054520 | 5068368 | 5054520 | 5054520 | 5054520 | 5068368 | 5054520 | 5054520 | 5054520 | 5068368 | 5054520 | 5054520 | 5054520 | 5068368 | 5054520 | 5054520 | 5054520 | 5068368 | 5054520 | 5054520
Option 3 SC | ExportLimit_N3_Central-West Orana | REZ Network Export Constraints | 7884000 | 7905600 | 7884000 | 7884000 | 7884000 | 7905600 | 7884000 | 7884000 | 7884000 | 7905600 | 7884000 | 7884000 | 7884000 | 7905600 | 7884000 | 7884000 | 7884000 | 7905600 | 7884000 | 7884000 | 7884000 | 7905600 | 7884000 | 7884000
Option 3 SC | ExportLimit_N4_Broken Hill | REZ Network Export Constraints | 2190000 | 2196000 | 2190000 | 2190000 | 2190000 | 2196000 | 2190000 | 2190000 | 2190000 | 2196000 | 2190000 | 2190000 | 2190000 | 2196000 | 2190000 | 2190000 | 2190000 | 2196000 | 2190000 | 2190000 | 2190000 | 2196000 | 2190000 | 2190000
Option 3 SC | ExportLimit_N5_South West NSW | REZ Network Export Constraints | 3942000 | 3952800 | 3942000 | 3942000 | 3942000 | 3952800 | 3942000 | 3942000 | 3942000 | 3952800 | 3942000 | 3942000 | 3942000 | 3952800 | 3942000 | 3942000 | 3942000 | 3952800 | 3942000 | 3942000 | 3942000 | 3952800 | 3942000 | 3942000
Option 3 SC | ExportLimit_N6_Wagga Wagga | REZ Network Export Constraints | 9636000 | 9662400 | 9636000 | 9636000 | 9636000 | 9662400 | 9636000 | 9636000 | 9636000 | 9662400 | 9636000 | 9636000 | 9636000 | 9662400 | 9636000 | 9636000 | 9636000 | 9662400 | 9636000 | 9636000 | 9636000 | 9662400 | 9636000 | 9636000
Option 3 SC | ExportLimit_N7_Tumut | REZ Network Export Constraints | 0 | 0 | 0 | 0 | 0 | 0 | 0 | 0 | 0 | 0 | 0 | 0 | 0 | 0 | 0 | 0 | 0 | 0 | 0 | 0 | 0 | 0 | 0 | 0
Option 3 SC | ExportLimit_N8_Cooma-Monaro | REZ Network Export Constraints | 3066000 | 3074400 | 3066000 | 3066000 | 3066000 | 3074400 | 3066000 | 3066000 | 3066000 | 3074400 | 3066000 | 3066000 | 3066000 | 3074400 | 3066000 | 3066000 | 3066000 | 3074400 | 3066000 | 3066000 | 3066000 | 3074400 | 3066000 | 3066000
Option 3 SC | ExportLimit_N9_Hunter-Central Coast | REZ Network Export Constraints | 3504000 | 3513600 | 3504000 | 3504000 | 3504000 | 3513600 | 3504000 | 3504000 | 3504000 | 3513600 | 3504000 | 3504000 | 3504000 | 3513600 | 3504000 | 3504000 | 3504000 | 3513600 | 3504000 | 3504000 | 3504000 | 3513600 | 3504000 | 3504000
Option 3 SC | ExportLimit_Q1_Far North Qld | REZ Network Export Constraints | 6570000 | 6588000 | 6570000 | 6570000 | 6570000 | 6588000 | 6570000 | 6570000 | 6570000 | 6588000 | 6570000 | 6570000 | 6570000 | 6588000 | 6570000 | 6570000 | 6570000 | 6588000 | 6570000 | 6570000 | 6570000 | 6588000 | 6570000 | 6570000
Option 3 SC | ExportLimit_Q2_North Qld Clean Energy Hub | REZ Network Export Constraints | 6132000 | 6148800 | 6132000 | 6132000 | 6132000 | 6148800 | 6132000 | 6132000 | 6132000 | 6148800 | 6132000 | 6132000 | 6132000 | 6148800 | 6132000 | 6132000 | 6132000 | 6148800 | 6132000 | 6132000 | 6132000 | 6148800 | 6132000 | 6132000
Option 3 SC | ExportLimit_Q5_Barcaldine | REZ Network Export Constraints | 744600 | 746640 | 744600 | 744600 | 744600 | 746640 | 744600 | 744600 | 744600 | 746640 | 744600 | 744600 | 744600 | 746640 | 744600 | 744600 | 744600 | 746640 | 744600 | 744600 | 744600 | 746640 | 744600 | 744600
Option 3 SC | ExportLimit_Q9_Banana | REZ Network Export Constraints | 1314000 | 1317600 | 1314000 | 1314000 | 1314000 | 1317600 | 1314000 | 1314000 | 1314000 | 1317600 | 1314000 | 1314000 | 1314000 | 1317600 | 1314000 | 1314000 | 1314000 | 1317600 | 1314000 | 1314000 | 1314000 | 1317600 | 1314000 | 1314000
Option 3 SC | ExportLimit_S2_Riverland | REZ Network Export Constraints | 1138800 | 1141920 | 1138800 | 1138800 | 1138800 | 1141920 | 1138800 | 1138800 | 1138800 | 1141920 | 1138800 | 1138800 | 1138800 | 1141920 | 1138800 | 1138800 | 1138800 | 1141920 | 1138800 | 1138800 | 1138800 | 1141920 | 1138800 | 1138800
Option 3 SC | ExportLimit_S4_Yorke Peninsula | REZ Network Export Constraints | 876000 | 878400 | 876000 | 876000 | 876000 | 878400 | 876000 | 876000 | 876000 | 878400 | 876000 | 876000 | 876000 | 878400 | 876000 | 876000 | 876000 | 878400 | 876000 | 876000 | 876000 | 878400 | 876000 | 876000
Option 3 SC | ExportLimit_S6_Roxby Downs | REZ Network Export Constraints | 4380000 | 4392000 | 4380000 | 4380000 | 4380000 | 4392000 | 4380000 | 4380000 | 4380000 | 4392000 | 4380000 | 4380000 | 4380000 | 4392000 | 4380000 | 4380000 | 4380000 | 4392000 | 4380000 | 4380000 | 4380000 | 4392000 | 4380000 | 4380000
Option 3 SC | ExportLimit_S7_Eastern Eyre Peninsula | REZ Network Export Constraints | 2628000 | 2635200 | 2628000 | 2628000 | 2628000 | 2635200 | 2628000 | 2628000 | 2628000 | 2635200 | 2628000 | 2628000 | 2628000 | 2635200 | 2628000 | 2628000 | 2628000 | 2635200 | 2628000 | 2628000 | 2628000 | 2635200 | 2628000 | 2628000
Option 3 SC | ExportLimit_S8_Western Eyre Peninsula | REZ Network Export Constraints | 0 | 0 | 0 | 0 | 0 | 0 | 0 | 0 | 0 | 0 | 0 | 0 | 0 | 0 | 0 | 0 | 0 | 0 | 0 | 0 | 0 | 0 | 0 | 0
Option 3 SC | ExportLimit_T1_North East Tasmania | REZ Network Export Constraints | 3504000 | 3513600 | 3504000 | 3504000 | 3504000 | 3513600 | 3504000 | 3504000 | 3504000 | 3513600 | 3504000 | 3504000 | 3504000 | 3513600 | 3504000 | 3504000 | 3504000 | 3513600 | 3504000 | 3504000 | 3504000 | 3513600 | 3504000 | 3504000
Option 3 SC | ExportLimit_T2_North West Tasmania | REZ Network Export Constraints | 1337520 | 1344168 | 1337520 | 1337520 | 1337520 | 1344168 | 1337520 | 1337520 | 1337520 | 1344168 | 1337520 | 1337520 | 1337520 | 1344168 | 1337520 | 1337520 | 1337520 | 1344168 | 1337520 | 1337520 | 1337520 | 1344168 | 1337520 | 1337520
Option 3 SC | ExportLimit_T3_Central Highlands | REZ Network Export Constraints | 7080120 | 7096968 | 7080120 | 7080120 | 7080120 | 7096968 | 7080120 | 7080120 | 7080120 | 7096968 | 7080120 | 7080120 | 7080120 | 7096968 | 7080120 | 7080120 | 7080120 | 7096968 | 7080120 | 7080120 | 7080120 | 7096968 | 7080120 | 7080120
Option 3 SC | ExportLimit_V1_North West VIC | REZ Network Export Constraints | 4932960 | 4943520 | 4932960 | 4932960 | 4932960 | 4943520 | 4932960 | 4932960 | 4932960 | 4943520 | 4932960 | 4932960 | 4932960 | 4943520 | 4932960 | 4932960 | 4932960 | 4943520 | 4932960 | 4932960 | 4932960 | 4943520 | 4932960 | 4932960
Option 3 SC | ExportLimit_V2_Central Highlands VIC | REZ Network Export Constraints | 6283200 | 6297600 | 6283200 | 6283200 | 6283200 | 6297600 | 6283200 | 6283200 | 6283200 | 6297600 | 6283200 | 6283200 | 6283200 | 6297600 | 6283200 | 6283200 | 6283200 | 6297600 | 6283200 | 6283200 | 6283200 | 6297600 | 6283200 | 6283200
Option 3 SC | ExportLimit_V7_Central North VIC | REZ Network Export Constraints | 9032400 | 9048000 | 9032400 | 9032400 | 9032400 | 9048000 | 9032400 | 9032400 | 9032400 | 9048000 | 9032400 | 9032400 | 9032400 | 9048000 | 9032400 | 9032400 | 9032400 | 9048000 | 9032400 | 9032400 | 9032400 | 9048000 | 9032400 | 9032400
Option 3 SC | ExportLimit_V8_Gippsland Offshore | REZ Network Export Constraints | 0 | 0 | 0 | 0 | 0 | 0 | 0 | 0 | 0 | 0 | 0 | 0 | 0 | 0 | 0 | 0 | 0 | 0 | 0 | 0 | 0 | 0 | 0 | 0
Option 3 SC | GG H2 Green Commodities Consumption Purchaser | Subregion flexible electricity load for Green Commodities H2 | 0 | 0 | 0 | 0 | 0 | 0 | 0 | 0 | 491.5259 | 516.4356 | 520.8313 | 515.8824 | 523.211 | 542.3207 | 580.2686 | 635.269 | 716.6343 | 804.8947 | 906.8351 | 1015.0439 | 1140.3907 | 1282.5957 | 1417.9947 | 1539.7909
Option 3 SC | Gas Zone Daily Offtake Limit Colongra | Gas Infrastructure Limitations by Gas Zone | 14724.1 | 14764.44 | 14724.1 | 14724.1 | 14724.1 | 14764.44 | 14724.1 | 14724.1 | 14724.1 | 14764.44 | 14724.1 | 14724.1 | 14724.1 | 14764.44 | 14724.1 | 14724.1 | 14724.1 | 14764.44 | 14724.1 | 14724.1 | 14724.1 | 14764.44 | 14724.1 | 14724.1
Option 3 SC | Gas Zone Daily Offtake Limit Gippsland | Gas Infrastructure Limitations by Gas Zone | 262949.23 | 354549.48 | 304359.5 | 285980.59 | 280142.05 | 239296.04 | 241707.66 | 229742.27 | 197089.85 | 191313.2 | 247284.52 | 241360.71 | 193081.91 | 230414.24 | 233012.45 | 233229.63 | 239652.11 | 183455.55 | 156526.92 | 156526.92 | 156526.92 | 156969.04 | 156526.92 | 156526.92
Option 3 SC | Gas Zone Daily Offtake Limit Gladstone | Gas Infrastructure Limitations by Gas Zone | 9103.39 | 17552.22 | 26385.1 | 41246.68 | 56511.48 | 57504.8 | 58214.08 | 58890.28 | 59080.18 | 59103.17 | 58990.84 | 59190.17 | 59232.04 | 59248.13 | 59137.98 | 59293.01 | 59365.4 | 59403.91 | 59330.76 | 59330.76 | 59330.76 | 59486.62 | 59330.76 | 59330.76
Option 3 SC | Gas Zone Daily Offtake Limit Kurri Kurri | Gas Infrastructure Limitations by Gas Zone | 21900 | 21960 | 21900 | 21900 | 21900 | 21960 | 21900 | 21900 | 21900 | 21960 | 21900 | 21900 | 21900 | 21960 | 21900 | 21900 | 21900 | 21960 | 21900 | 21900 | 21900 | 21960 | 21900 | 21900
Option 3 SC | Gas Zone Daily Offtake Limit Laverton North | Gas Infrastructure Limitations by Gas Zone | 28836.93 | 28458.12 | 27340.32 | 29059.61 | 28413.44 | 28813.15 | 28443.3 | 28592.31 | 28964.05 | 28613.69 | 28221.65 | 28444.74 | 28884.49 | 28130.32 | 27838.38 | 28331.8 | 28638.83 | 28934.08 | 29243.8 | 29243.8 | 29243.8 | 29323.92 | 29243.8 | 29243.8
Option 3 SC | Gas Zone Daily Offtake Limit Melbourne | Gas Infrastructure Limitations by Gas Zone | 376185.92 | 470262.78 | 430864.02 | 417592.39 | 417222.73 | 380825.38 | 389412.31 | 381986.83 | 376304.97 | 398021.4 | 458123.29 | 456586.98 | 412979.2 | 455181.73 | 463772.03 | 466741.65 | 474100.61 | 426773.3 | 399027.34 | 399027.34 | 399027.34 | 400210.36 | 399027.34 | 399027.34
Option 3 SC | Gas Zone Daily Offtake Limit Moomba | Gas Infrastructure Limitations by Gas Zone | 251237.37 | 242827.83 | 234669.06 | 227197.74 | 220615.43 | 216000.5 | 240216.42 | 262600.12 | 254424.01 | 249363.49 | 243566.62 | 239172.6 | 235943.22 | 233815.53 | 231271.44 | 229093.87 | 227785.78 | 227273.25 | 225678.8 | 225678.8 | 225678.8 | 226316.39 | 225678.8 | 225678.8
Option 3 SC | Gas Zone Daily Offtake Limit NQGP | Gas Infrastructure Limitations by Gas Zone | 5651.9 | 5678.26 | 5833.72 | 5865.57 | 5652.32 | 5659.15 | 5866.91 | 5861.8 | 5650.64 | 5675.71 | 5832.94 | 5855.85 | 5653.6 | 5669.34 | 5851.62 | 54038.08 | 102799.02 | 103088.07 | 102676.25 | 102676.25 | 102676.25 | 102958.03 | 102676.25 | 102676.25
Option 3 SC | Gas Zone Daily Offtake Limit Newcastle | Gas Infrastructure Limitations by Gas Zone | 40150 | 40260 | 40150 | 40150 | 40150 | 40260 | 40150 | 40150 | 40150 | 40260 | 40150 | 40150 | 40150 | 40260 | 40150 | 40150 | 40150 | 40260 | 40150 | 40150 | 40150 | 40260 | 40150 | 40150
Option 3 SC | Gas Zone Daily Offtake Limit Northern | Gas Infrastructure Limitations by Gas Zone | 1505342.63 | 1510744.91 | 1511086.54 | 1509426.08 | 1485177.95 | 1419629.78 | 1330025.5 | 1261790.08 | 1209301.84 | 1151021.82 | 1090848.47 | 1040009.83 | 985550.1 | 925690.52 | 863168.48 | 871817.59 | 875248.69 | 815601.68 | 782352.15 | 782352.15 | 782352.15 | 784489.1 | 782352.15 | 782352.15
Option 3 SC | Gas Zone Daily Offtake Limit Port Campbell | Gas Infrastructure Limitations by Gas Zone | 272710.11 | 271861.37 | 260248 | 257255.01 | 276310.78 | 267524.62 | 287824.86 | 307994.3 | 403887.29 | 504728.1 | 501708.91 | 500354.27 | 496267.17 | 494056.71 | 493665.89 | 493678.18 | 520001.35 | 549160.94 | 546724.26 | 546724.26 | 546724.26 | 548226.37 | 546724.26 | 546724.26
Option 3 SC | Gas Zone Daily Offtake Limit Southern | Gas Infrastructure Limitations by Gas Zone | 563868.53 | 655092.49 | 590536.13 | 566379.03 | 581331.28 | 529978.15 | 591860.88 | 621935.73 | 685008.2 | 783697.16 | 837652.38 | 829172.33 | 779611.71 | 822114.54 | 829636.23 | 829397.23 | 863101.44 | 847328.81 | 816086.9 | 816086.9 | 816086.9 | 818464.62 | 816086.9 | 816086.9
Option 3 SC | Gordon Min Gen | Hydro min release | 32.85 | 32.85 | 32.85 | 32.85 | 32.85 | 32.85 | 32.85 | 32.85 | 32.85 | 32.85 | 32.85 | 32.85 | 32.85 | 32.85 | 32.85 | 32.85 | 32.85 | 32.85 | 32.85 | 32.85 | 32.85 | 32.85 | 32.85 | 32.85
Option 3 SC | ImportGroup_N9_Hydrogen | Group Network Import Constraints | 8935200 | 8959680 | 8935200 | 8935200 | 8935200 | 8959680 | 8935200 | 8935200 | 8935200 | 8959680 | 8935200 | 8935200 | 8935200 | 8959680 | 8935200 | 8935200 | 8935200 | 8959680 | 8935200 | 8935200 | 8935200 | 8959680 | 8935200 | 8935200
Option 3 SC | ImportGroup_NSA1 | Group Network Import Constraints | 5168400 | 5182560 | 5168400 | 5168400 | 5168400 | 5182560 | 5168400 | 5168400 | 5168400 | 5182560 | 5168400 | 5168400 | 5168400 | 5182560 | 5168400 | 5168400 | 5168400 | 5182560 | 5168400 | 5168400 | 5168400 | 5182560 | 5168400 | 5168400
Option 3 SC | ImportGroup_Q1_Hydrogen | Group Network Import Constraints | 4292400 | 4304160 | 4292400 | 4292400 | 4292400 | 4304160 | 4292400 | 4292400 | 4292400 | 4304160 | 4292400 | 4292400 | 4292400 | 4304160 | 4292400 | 4292400 | 4292400 | 4304160 | 4292400 | 4292400 | 4292400 | 4304160 | 4292400 | 4292400
Option 3 SC | ImportGroup_Q4_Hydrogen | Group Network Import Constraints | 8409600 | 8432640 | 8409600 | 8409600 | 8409600 | 8432640 | 8409600 | 8409600 | 8409600 | 8432640 | 8409600 | 8409600 | 8409600 | 8432640 | 8409600 | 8409600 | 8409600 | 8432640 | 8409600 | 8409600 | 8409600 | 8432640 | 8409600 | 8409600
Option 3 SC | ImportGroup_Q7_Hydrogen | Group Network Import Constraints | 9198000 | 9223200 | 9198000 | 9198000 | 9198000 | 9223200 | 9198000 | 9198000 | 9198000 | 9223200 | 9198000 | 9198000 | 9198000 | 9223200 | 9198000 | 9198000 | 9198000 | 9223200 | 9198000 | 9198000 | 9198000 | 9223200 | 9198000 | 9198000
Option 3 SC | ImportLimit_N12_Illawarra | REZ Network Import Constraints | 8760000 | 8784000 | 8760000 | 8760000 | 8760000 | 8784000 | 8760000 | 8760000 | 8760000 | 8784000 | 8760000 | 8760000 | 8760000 | 8784000 | 8760000 | 8760000 | 8760000 | 8784000 | 8760000 | 8760000 | 8760000 | 8784000 | 8760000 | 8760000
Option 3 SC | ImportLimit_N1_North West NSW | REZ Network Import Constraints | 490560 | 491904 | 490560 | 490560 | 490560 | 491904 | 490560 | 490560 | 490560 | 491904 | 490560 | 490560 | 490560 | 491904 | 490560 | 490560 | 490560 | 491904 | 490560 | 490560 | 490560 | 491904 | 490560 | 490560
Option 3 SC | ImportLimit_N3_Central-West Orana | REZ Network Import Constraints | 7884000 | 7905600 | 7884000 | 7884000 | 7884000 | 7905600 | 7884000 | 7884000 | 7884000 | 7905600 | 7884000 | 7884000 | 7884000 | 7905600 | 7884000 | 7884000 | 7884000 | 7905600 | 7884000 | 7884000 | 7884000 | 7905600 | 7884000 | 7884000
Option 3 SC | ImportLimit_N8_Cooma-Monaro | REZ Network Import Constraints | 1182600 | 1185840 | 1182600 | 1182600 | 1182600 | 1185840 | 1182600 | 1182600 | 1182600 | 1185840 | 1182600 | 1182600 | 1182600 | 1185840 | 1182600 | 1182600 | 1182600 | 1185840 | 1182600 | 1182600 | 1182600 | 1185840 | 1182600 | 1182600
Option 3 SC | ImportLimit_Q1_Far North Qld | REZ Network Import Constraints | 805920 | 808128 | 805920 | 805920 | 805920 | 808128 | 805920 | 805920 | 805920 | 808128 | 805920 | 805920 | 805920 | 808128 | 805920 | 805920 | 805920 | 808128 | 805920 | 805920 | 805920 | 808128 | 805920 | 805920
Option 3 SC | ImportLimit_S3_Mid-North SA | REZ Network Import Constraints | 3924480 | 3935232 | 3924480 | 3924480 | 3924480 | 3935232 | 3924480 | 3924480 | 3924480 | 3935232 | 3924480 | 3924480 | 3924480 | 3935232 | 3924480 | 3924480 | 3924480 | 3935232 | 3924480 | 3924480 | 3924480 | 3935232 | 3924480 | 3924480
Option 3 SC | ImportLimit_S7_Eastern Eyre Peninsula | REZ Network Import Constraints | 1322760 | 1326384 | 1322760 | 1322760 | 1322760 | 1326384 | 1322760 | 1322760 | 1322760 | 1326384 | 1322760 | 1322760 | 1322760 | 1326384 | 1322760 | 1322760 | 1322760 | 1326384 | 1322760 | 1322760 | 1322760 | 1326384 | 1322760 | 1322760
Option 3 SC | ImportLimit_T1_North East Tasmania | REZ Network Import Constraints | 3942000 | 3952800 | 3942000 | 3942000 | 3942000 | 3952800 | 3942000 | 3942000 | 3942000 | 3952800 | 3942000 | 3942000 | 3942000 | 3952800 | 3942000 | 3942000 | 3942000 | 3952800 | 3942000 | 3942000 | 3942000 | 3952800 | 3942000 | 3942000
Option 3 SC | ImportLimit_T3_Central Highlands | REZ Network Import Constraints | 4818000 | 4831200 | 4818000 | 4818000 | 4818000 | 4831200 | 4818000 | 4818000 | 4818000 | 4831200 | 4818000 | 4818000 | 4818000 | 4831200 | 4818000 | 4818000 | 4818000 | 4831200 | 4818000 | 4818000 | 4818000 | 4831200 | 4818000 | 4818000
Option 3 SC | ImportLimit_V1_North West VIC | REZ Network Import Constraints | 3241200 | 3250080 | 3241200 | 3241200 | 3241200 | 3250080 | 3241200 | 3241200 | 3241200 | 3250080 | 3241200 | 3241200 | 3241200 | 3250080 | 3241200 | 3241200 | 3241200 | 3250080 | 3241200 | 3241200 | 3241200 | 3250080 | 3241200 | 3241200
Option 3 SC | ImportLimit_V5_South West VIC | REZ Network Import Constraints | 27856800 | 27933120 | 27856800 | 27856800 | 27856800 | 27933120 | 27856800 | 27856800 | 27856800 | 27933120 | 27856800 | 27856800 | 27856800 | 27933120 | 27856800 | 27856800 | 27856800 | 27933120 | 27856800 | 27856800 | 27856800 | 27933120 | 27856800 | 27856800
Option 3 SC | ImportLimit_V7_Central North VIC | REZ Network Import Constraints | 4380000 | 4392000 | 4380000 | 4380000 | 4380000 | 4392000 | 4380000 | 4380000 | 4380000 | 4392000 | 4380000 | 4380000 | 4380000 | 4392000 | 4380000 | 4380000 | 4380000 | 4392000 | 4380000 | 4380000 | 4380000 | 4392000 | 4380000 | 4380000
Option 3 SC | Kareeya Min Gen | Hydro min release | 10.95 | 10.95 | 10.95 | 10.95 | 10.95 | 10.95 | 10.95 | 10.95 | 10.95 | 10.95 | 10.95 | 10.95 | 10.95 | 10.95 | 10.95 | 10.95 | 10.95 | 10.95 | 10.95 | 10.95 | 10.95 | 10.95 | 10.95 | 10.95
Option 3 SC | Liapootah Min Gen | Hydro min release | 43.8 | 43.8 | 43.8 | 43.8 | 43.8 | 43.8 | 43.8 | 43.8 | 43.8 | 43.8 | 43.8 | 43.8 | 43.8 | 43.8 | 43.8 | 43.8 | 43.8 | 43.8 | 43.8 | 43.8 | 43.8 | 43.8 | 43.8 | 43.8
Option 3 SC | N >> 11-0_17-0 | NetworkConstraints | 35498879.6 | 39416434.94 | 38970166.675 | 38842048.95 | 34961989.18 | 35383345.795 | 35532882.045 | 36487181.085 | 36628783.555 | 36876452.295 | 36895321.865 | 37014982.085 | 37254640.63 | 37514166.02 | 37514746.235 | 37688058.695 | 37584044.27 | 37844598.23 | 38053750.535 | 38246830.435 | 38334922.05 | 38617167.025 | 38610978.11 | 38882988.38
Option 3 SC | N >> 11-0_39/1 | NetworkConstraints | 0 | 0 | 0 | 0 | 0 | 0 | 0 | 49202000.02 | 49404052.68 | 49749496.85 | 49784126.175 | 49954943.875 | 50296458.895 | 50659131.02 | 0 | 0 | 0 | 0 | 0 | 0 | 0 | 0 | 0 | 0
Option 3 SC | N >> 11-0_BAN_SCRK_1 | NetworkConstraints | 0 | 0 | 0 | 0 | 0 | 0 | 0 | 0 | 0 | 0 | 0 | 0 | 0 | 0 | 50356497.815 | 50580810.8 | 50445869.31 | 50788542.955 | 51055150.135 | 51305129.82 | 51420118.3 | 51790484.435 | 51778146.505 | 52130716.45
Option 3 SC | N >> 12-0_14-0_R | NetworkConstraints | 58244106.35 | 59045808.7 | 60013528.155 | 64750241.145 | 67972083.05 | 69885110.175 | 70947098.32 | 85619562.775 | 86634404.32 | 87932548.76 | 88540773.6 | 89399506.835 | 91110093.985 | 92497977.245 | 91889145.525 | 93012187.23 | 92333481.525 | 93625102.225 | 95397057.29 | 96649383.005 | 97234582.25 | 98661062.25 | 99034234.87 | 100804374.13
Option 3 SC | N >> 12-0_39-1_R | NetworkConstraints | 65703216.26 | 66812391.4 | 67548431.39 | 69662028.505 | 71735997.83 | 73836701.375 | 75014216.255 | 0 | 0 | 0 | 0 | 0 | 0 | 0 | 0 | 0 | 0 | 0 | 0 | 0 | 0 | 0 | 0 | 0
Option 3 SC | N >> 12-0_39/1_R | NetworkConstraints | 0 | 0 | 0 | 0 | 0 | 0 | 0 | 91925743.935 | 93036781.95 | 94453229.975 | 95123838.575 | 96063974.145 | 97936679.655 | 99451398.41 | 95572257.825 | 96768866.925 | 96045735.67 | 97415796.48 | 99309855.925 | 100644208.255 | 101267637.81 | 102781437.64 | 103185109.465 | 105071155.55
Option 3 SC | N >> 12-0_BAN_SCRK_1_R | NetworkConstraints | 0 | 0 | 0 | 0 | 0 | 0 | 0 | 0 | 0 | 0 | 0 | 0 | 0 | 0 | 98905486.265 | 100117199.53 | 99384814.17 | 100777980.645 | 102690674.39 | 104041902.73 | 104673587.255 | 106212157.54 | 106615548.685 | 108525610.615
Option 3 SC | N >> 16-0_39/1_R | NetworkConstraints | 0 | 0 | 0 | 0 | 0 | 0 | 0 | 55086435.16 | 55018048.92 | 55090256.79 | 54889593.25 | 54831723.22 | 54716460.365 | 54782604.58 | 0 | 0 | 0 | 0 | 0 | 0 | 0 | 0 | 0 | 0
Option 3 SC | N >> 16-0_8-0_R | NetworkConstraints | 34538601.43 | 44364333.12 | 43623250.285 | 43630586.655 | 33815508.745 | 33868496.385 | 33759536.065 | 32893206.75 | 32749394.595 | 32683490.98 | 32479215.625 | 32357532.37 | 32115064.385 | 32036469.56 | 34245575.075 | 34116242.49 | 34194769.66 | 34162862.12 | 33840386.08 | 33696064.505 | 33627551.015 | 33580518.82 | 33419438.495 | 33214965.145
Option 3 SC | N >> 16-0_BAN_SCRK_1_R | NetworkConstraints | 0 | 0 | 0 | 0 | 0 | 0 | 0 | 0 | 0 | 0 | 0 | 0 | 0 | 0 | 55294583.33 | 55220272.1 | 55265502.835 | 55340419.28 | 55061406.985 | 54978453.48 | 54938748.05 | 55005103.69 | 54818912.8 | 54701243.805
Option 3 SC | N >> 17-0_11-0 | NetworkConstraints | 36638370.29 | 41611784.785 | 40721155.54 | 39914690.29 | 34824682.16 | 35163494.355 | 35254823.01 | 36256136.15 | 36354440.775 | 36555759.545 | 36539652.27 | 36622672.39 | 36789363.21 | 36998700.79 | 36832426.135 | 36957058.65 | 36882527.095 | 37095668.035 | 37219170.87 | 37357951.225 | 37420483.205 | 37649546.47 | 37618385.555 | 37813564.27
Option 3 SC | N >> 17-0_39/1 | NetworkConstraints | 0 | 0 | 0 | 0 | 0 | 0 | 0 | 50761626.15 | 50862335.71 | 51104891.845 | 51052052.855 | 51137111.555 | 51307834.59 | 51558637.725 | 0 | 0 | 0 | 0 | 0 | 0 | 0 | 0 | 0 | 0
Option 3 SC | N >> 17-0_BAN_SCRK_1 | NetworkConstraints | 0 | 0 | 0 | 0 | 0 | 0 | 0 | 0 | 0 | 0 | 0 | 0 | 0 | 0 | 51529515.425 | 51641178.95 | 51574438.06 | 51814781.04 | 51875906.54 | 52000238.405 | 52056156.405 | 52310812.535 | 52233387.285 | 52408205.805
Option 3 SC | N >> 18-0_5-0 | NetworkConstraints | 0 | 0 | 0 | 6275538.115 | 0 | 0 | 0 | 0 | 0 | 0 | 0 | 0 | 0 | 0 | 0 | 0 | 0 | 0 | 0 | 0 | 0 | 0 | 0 | 0
Option 3 SC | N >> 18-0_5-0_R | NetworkConstraints | 13282803.05 | 12527066.49 | 12426283.64 | 4266806.61 | 12382566.735 | 12447823.66 | 12443747.66 | 12242439.205 | 12269301.285 | 12330506.3 | 12320267.16 | 12342845.4 | 12389036.215 | 12451988.355 | 12308581.275 | 12336084.4 | 12320009.8 | 12376975.935 | 12392716.49 | 12423246.265 | 12435906.165 | 12496833.29 | 12478717.26 | 12521187.075
Option 3 SC | N >> 31-0_32-0 | NetworkConstraints | 73638253.535 | 82829350.745 | 83237693.46 | 93398673.775 | 89637941.9 | 90898429.25 | 91388955.37 | 0 | 0 | 0 | 0 | 0 | 0 | 0 | 0 | 0 | 0 | 0 | 0 | 0 | 0 | 0 | 0 | 0
Option 3 SC | N >> 32-0_31-0 | NetworkConstraints | 64612067.665 | 66007558.42 | 66318489.355 | 74157814.82 | 78698745.685 | 79969461.515 | 80509188.97 | 0 | 0 | 0 | 0 | 0 | 0 | 0 | 0 | 0 | 0 | 0 | 0 | 0 | 0 | 0 | 0 | 0
Option 3 SC | N >> 32/2_31-0 | NetworkConstraints | 0 | 0 | 0 | 0 | 0 | 0 | 0 | 83239159.1 | 83700141.53 | 84413701.67 | 84565895.49 | 84955991.675 | 85732507.475 | 86486906.59 | 87164918.72 | 87673478.675 | 87365885.835 | 88078764.965 | 88753972.275 | 89321047.89 | 89586757.455 | 90360054.82 | 90402096.645 | 91203749.405
Option 3 SC | N >> 32/2_38/2 | NetworkConstraints | 0 | 0 | 0 | 0 | 0 | 0 | 0 | 85414688.995 | 85926753.69 | 86700086.26 | 86888455.78 | 87321780.4 | 88184387.905 | 89003094.57 | 89699585.3 | 90265067.135 | 89923061.645 | 90695907.59 | 91466495.515 | 92097055.155 | 92392480.26 | 93232571.085 | 93299082.965 | 94190487.255
Option 3 SC | N >> 38/1_32/1_R | NetworkConstraints | 0 | 0 | 0 | 0 | 0 | 0 | 0 | 132291351.6 | 133421076.55 | 134960735.5 | 135543151.55 | 136499106.1 | 138403061.6 | 140042648.6 | 151850255.2 | 153215727.25 | 152389955.4 | 154064310.7 | 156117017.95 | 157639752.25 | 158352937.05 | 160190346.5 | 160542222.3 | 162695139.15
Option 3 SC | N >> 38/1_39/2_R | NetworkConstraints | 0 | 0 | 0 | 0 | 0 | 0 | 0 | 135840198.5 | 136969918.5 | 138518763.5 | 139091991.45 | 140047944.8 | 141951897.55 | 143600669.8 | 0 | 0 | 0 | 0 | 0 | 0 | 0 | 0 | 0 | 0
Option 3 SC | N >> 38/2_32/2 | NetworkConstraints | 0 | 0 | 0 | 0 | 0 | 0 | 0 | 88810965.16 | 89561455.15 | 90595270.135 | 90971006.785 | 91606092.965 | 92870545.64 | 93970872.455 | 94857786.13 | 95693380.125 | 95188042.375 | 96226664 | 97468738.865 | 98400531.74 | 98836983.855 | 99975216.66 | 100176657.51 | 101493998.77
Option 3 SC | N >> 39-1_11-0 | NetworkConstraints | 49920133.08 | 58202739.47 | 58322052.24 | 59468534.34 | 52873033.315 | 53990797.665 | 54558250.465 | 0 | 0 | 0 | 0 | 0 | 0 | 0 | 0 | 0 | 0 | 0 | 0 | 0 | 0 | 0 | 0 | 0
Option 3 SC | N >> 39-1_16-0 | NetworkConstraints | 49682172.72 | 58057168.82 | 58084056.325 | 59238525.425 | 52423836.15 | 53483219.53 | 54010259.525 | 0 | 0 | 0 | 0 | 0 | 0 | 0 | 0 | 0 | 0 | 0 | 0 | 0 | 0 | 0 | 0 | 0
Option 3 SC | N >> 39-1_17-0 | NetworkConstraints | 49137321.67 | 57341480.515 | 57193300.18 | 58344448.03 | 51803599.74 | 52875683.53 | 53413197.375 | 0 | 0 | 0 | 0 | 0 | 0 | 0 | 0 | 0 | 0 | 0 | 0 | 0 | 0 | 0 | 0 | 0
Option 3 SC | N >> 39-1_3W-0 | NetworkConstraints | 52632810.185 | 61692222.92 | 61770582.54 | 62942393.99 | 55699772.875 | 56839438.415 | 57408205.715 | 0 | 0 | 0 | 0 | 0 | 0 | 0 | 0 | 0 | 0 | 0 | 0 | 0 | 0 | 0 | 0 | 0
Option 3 SC | N >> 39-1_5A6-0 | NetworkConstraints | 50701091.22 | 59221718.26 | 59305812.88 | 60113653.68 | 53054880.31 | 54137441.86 | 54677085.565 | 0 | 0 | 0 | 0 | 0 | 0 | 0 | 0 | 0 | 0 | 0 | 0 | 0 | 0 | 0 | 0 | 0
Option 3 SC | N >> 39-1_8-0 | NetworkConstraints | 49798089.96 | 58205275.7 | 58255329.515 | 59411603.07 | 52554014.915 | 53613869.455 | 54140607.9 | 0 | 0 | 0 | 0 | 0 | 0 | 0 | 0 | 0 | 0 | 0 | 0 | 0 | 0 | 0 | 0 | 0
Option 3 SC | N >> 39-1_NIL | NetworkConstraints | 50616641.38 | 51261943.545 | 51378499.62 | 52331868.73 | 53462848.21 | 54602111.215 | 55182793.625 | 0 | 0 | 0 | 0 | 0 | 0 | 0 | 0 | 0 | 0 | 0 | 0 | 0 | 0 | 0 | 0 | 0
Option 3 SC | N >> 39/1_11-0 | NetworkConstraints | 0 | 0 | 0 | 0 | 0 | 0 | 0 | 74254210.735 | 74775897.305 | 75525514.745 | 75756071.45 | 76197452.67 | 77077137.88 | 77872651.8 | 72743943.42 | 73325215.69 | 72974536.365 | 73710403.205 | 74557607.79 | 75205636.455 | 75506661.88 | 76313051.96 | 76436724.75 | 77351932.32
Option 3 SC | N >> 39/1_16-0 | NetworkConstraints | 0 | 0 | 0 | 0 | 0 | 0 | 0 | 73601196.69 | 74086736.03 | 74796297.06 | 74998910.905 | 75409734.945 | 76228313.74 | 76980695.775 | 72047935.365 | 72590677.72 | 72263200.28 | 72961385.95 | 73741516.06 | 74346600.48 | 74627802.82 | 75391781.745 | 75496313.635 | 76350923.825
Option 3 SC | N >> 39/1_17-0 | NetworkConstraints | 0 | 0 | 0 | 0 | 0 | 0 | 0 | 72580036.435 | 73074806.995 | 73791514.405 | 74004416.265 | 74423022.9 | 75257333.21 | 76017562.59 | 71901110.125 | 72458414.9 | 72122227.145 | 72833441.235 | 73639889.46 | 74261189.835 | 74549706.825 | 75328574.59 | 75441348.225 | 76318768.275
Option 3 SC | N >> 39/1_5A6-0 | NetworkConstraints | 0 | 0 | 0 | 0 | 0 | 0 | 0 | 74279256.72 | 74775578.715 | 75498234.75 | 75707921.62 | 76127896.295 | 76964500.25 | 77731044.55 | 74937974.445 | 75504516.85 | 75162616.555 | 75890820.915 | 76706029.05 | 77337666.35 | 77631390.175 | 78428209.62 | 78538134.995 | 79430330.62
Option 3 SC | N >> 39/1_8-0 | NetworkConstraints | 0 | 0 | 0 | 0 | 0 | 0 | 0 | 73799211.185 | 74284162.565 | 74993615.985 | 75195220.795 | 75605550.78 | 76423117.665 | 77175354.415 | 72104366.41 | 72645438.29 | 72318958.09 | 73015758.89 | 73792770.06 | 74395993.305 | 74676363.6 | 75438741.39 | 75542227.82 | 76394221.51
Option 3 SC | N >> 39/1_BAN_SCK330_2 | NetworkConstraints | 0 | 0 | 0 | 0 | 0 | 0 | 0 | 67779717.87 | 68304904.84 | 69040834.315 | 69291565.8 | 69735935.385 | 70621357.695 | 71403601.055 | 0 | 0 | 0 | 0 | 0 | 0 | 0 | 0 | 0 | 0
Option 3 SC | N >> 39/1_BAN_SCK330_3 | NetworkConstraints | 0 | 0 | 0 | 0 | 0 | 0 | 0 | 67781291.11 | 68306478.215 | 69042411.9 | 69293139.02 | 69737509.04 | 70622930.995 | 71405178.7 | 0 | 0 | 0 | 0 | 0 | 0 | 0 | 0 | 0 | 0
Option 3 SC | N >> 39/1_BAN_SCRK_1 | NetworkConstraints | 0 | 0 | 0 | 0 | 0 | 0 | 0 | 0 | 0 | 0 | 0 | 0 | 0 | 0 | 71354095.235 | 71933779.975 | 71583794.255 | 72315006.355 | 73163663.32 | 73809989.78 | 74110999.405 | 74912227.25 | 75039133.11 | 75952268.15
Option 3 SC | N >> 39/1_NIL | NetworkConstraints | 0 | 0 | 0 | 0 | 0 | 0 | 0 | 73024273.945 | 73549459.2 | 74297571.85 | 74536116.33 | 74980485.605 | 75865905.005 | 76660336.46 | 71933336.1 | 72517595.14 | 72165020.665 | 72900037.87 | 73756621.86 | 74408003.615 | 74710860.59 | 75516651.2 | 75645918.935 | 76565978.705
Option 3 SC | N >> 39/2_38/1_R | NetworkConstraints | 0 | 0 | 0 | 0 | 0 | 0 | 0 | 144067764.75 | 145197496.75 | 146767644.75 | 147319573.35 | 148275531.3 | 150179498.65 | 151849572.35 | 0 | 0 | 0 | 0 | 0 | 0 | 0 | 0 | 0 | 0
Option 3 SC | N >> 39/2_SYDW_SCRK_4_R | NetworkConstraints | 0 | 0 | 0 | 0 | 0 | 0 | 0 | 148099456.6 | 149229178.5 | 150809764.7 | 151351252.25 | 152307209.3 | 154211162.5 | 155891674.25 | 0 | 0 | 0 | 0 | 0 | 0 | 0 | 0 | 0 | 0
Option 3 SC | N >> 5A5_5P1 | NetworkConstraints | 0 | 0 | 25481601.66 | 46314890.565 | 47518525.71 | 47640230.45 | 47506961.495 | 46575251.25 | 46561502.855 | 46673274.845 | 46535535.145 | 46523947.235 | 46500535.465 | 46611284.645 | 45085516.8 | 45056909.115 | 45074155.34 | 45169972.565 | 44996322.675 | 44964441.18 | 44949668.325 | 45042032.395 | 44903940.3 | 44858950.115
Option 3 SC | N >> 5H5_5H6 | NetworkConstraints | 0 | 0 | 0 | 63239928.6 | 95535988.55 | 95997370.25 | 95880512.9 | 92054186.1 | 92228527.4 | 92664046.15 | 92555714.65 | 92703317.25 | 92996518.6 | 93447752.35 | 93252514 | 93413663.55 | 93316136.25 | 93721990.95 | 93756147.05 | 93935825 | 94020178.95 | 94444995.9 | 94278607.25 | 94532618.9
Option 3 SC | N >> 5P1_5A5 | NetworkConstraints | 0 | 0 | 56123948.05 | 106691429 | 111726961.75 | 111875216.25 | 111457653.35 | 108931294.05 | 108877564.15 | 109119875.05 | 108777006.3 | 108731422.15 | 108641465.25 | 108878511.4 | 102742877.8 | 102718701.2 | 102733426.95 | 102992219.4 | 102666908 | 102639890.2 | 102626930.75 | 102882842.65 | 102587860.9 | 102549468.95
Option 3 SC | N >> 5P1_5P2 | NetworkConstraints | 0 | 0 | 39513376.385 | 75309306.905 | 78906122.315 | 78940755.43 | 78593129.11 | 85175714.935 | 85111200.9 | 85277352.44 | 84990597.555 | 84935812.99 | 84828043.8 | 84987668.83 | 82295766.485 | 82281697.89 | 82290389.01 | 82502446.125 | 82251081.575 | 82235302.195 | 82227375.855 | 82437798.48 | 82204308.295 | 82181667.495
Option 3 SC | N >> 76-0_39/1_R | NetworkConstraints | 0 | 0 | 0 | 0 | 0 | 0 | 0 | 72228573.805 | 72398873.02 | 72767198.605 | 72718326.96 | 72862559.9 | 73148776.05 | 73532698.76 | 0 | 0 | 0 | 0 | 0 | 0 | 0 | 0 | 0 | 0
Option 3 SC | N >> 76-0_77-0_R | NetworkConstraints | 49777736.86 | 52241903.84 | 51790289.935 | 54374265.165 | 55502284.235 | 56057808.27 | 56197574.27 | 56752292.48 | 56899278.29 | 57202514.445 | 57174925.39 | 57299434.735 | 57546330.045 | 57863114.92 | 60773542.745 | 60909451.78 | 60826983.485 | 61113587.525 | 61199094.78 | 61350716.615 | 61422545.525 | 61725006.395 | 61641071.56 | 61855766.245
Option 3 SC | N >> 76-0_BAN_SCRK_1_R | NetworkConstraints | 0 | 0 | 0 | 0 | 0 | 0 | 0 | 0 | 0 | 0 | 0 | 0 | 0 | 0 | 75998812.43 | 76161375.41 | 76062754.085 | 76414147.425 | 76507775.105 | 76689134.15 | 76774990.6 | 77145395.63 | 77036338.39 | 77293126.775
Option 3 SC | N >> 8-0_16-0_R | NetworkConstraints | 33998267.29 | 45435144.415 | 44757573.305 | 44866969.34 | 33433162.71 | 33469250.335 | 33349754.6 | 27860756.97 | 27724108.845 | 27652522.095 | 27467343.185 | 27351735.54 | 27121263.255 | 27037673.955 | 28853391.08 | 28728352.885 | 28804179.67 | 28762349.28 | 28461957.545 | 28322451.46 | 28256497.305 | 28199934.305 | 28055510.01 | 27857976.605
Option 3 SC | N >> 8-0_39/1_R | NetworkConstraints | 0 | 0 | 0 | 0 | 0 | 0 | 0 | 42600203.79 | 42515068.985 | 42536653.215 | 42355050.285 | 42283038.28 | 42139360.485 | 42153524.705 | 0 | 0 | 0 | 0 | 0 | 0 | 0 | 0 | 0 | 0
Option 3 SC | N >> 8-0_BAN_SCRK_1_R | NetworkConstraints | 0 | 0 | 0 | 0 | 0 | 0 | 0 | 0 | 0 | 0 | 0 | 0 | 0 | 0 | 42050672.07 | 41958679.8 | 42014393.76 | 42038409.665 | 41762921.46 | 41660302.565 | 41612000.815 | 41625087.19 | 41464297.415 | 41319083.26
Option 3 SC | N >> 81-0_82-0 | NetworkConstraints | 51923286.82 | 71611631.505 | 30336529.135 | 0 | 0 | 0 | 0 | 0 | 0 | 0 | 0 | 0 | 0 | 0 | 0 | 0 | 0 | 0 | 0 | 0 | 0 | 0 | 0 | 0
Option 3 SC | N >> 81_82-0 | NetworkConstraints | 0 | 0 | 42291609.64 | 101529458.83 | 84070839.49 | 84276381.505 | 84035624.575 | 82795187.06 | 82815333.96 | 83056576.855 | 82853096.325 | 82870131.58 | 82903778.785 | 83146720.53 | 82218038.69 | 82228080.245 | 82221990.015 | 82450014.775 | 82249184.855 | 82260288.06 | 82265548.305 | 82494359.345 | 82281492.135 | 82296986.82
Option 3 SC | N >> 82-0_81 | NetworkConstraints | 0 | 0 | 43024934.22 | 100014984.83 | 89692836.925 | 89889156.295 | 89616902.585 | 90861084.82 | 90864986.575 | 91110506.18 | 90872246.89 | 90875534.02 | 90881829.535 | 91127587.88 | 90240642.67 | 90233562.01 | 90237832.17 | 90471142.285 | 90218269.51 | 90210270.895 | 90206579.335 | 90438633.485 | 90195056.05 | 90183547.48
Option 3 SC | N >> 82-0_81-0 | NetworkConstraints | 58114352.685 | 73599723.27 | 30808113.535 | 0 | 0 | 0 | 0 | 0 | 0 | 0 | 0 | 0 | 0 | 0 | 0 | 0 | 0 | 0 | 0 | 0 | 0 | 0 | 0 | 0
Option 3 SC | N >> 93-0_90-0_R | NetworkConstraints | 38645749.15 | 39300150.885 | 39011774.665 | 34193720.085 | 31989204.245 | 32369841.555 | 32496367.18 | 33134548.34 | 33352566.505 | 33669840.69 | 33762086.285 | 33946566.845 | 34313968.35 | 34650509.09 | 34230885.35 | 34469425.925 | 34325201.82 | 34638045.325 | 34976121.595 | 35242114.2 | 35366597.065 | 35707914.58 | 35748952.075 | 36124953.355
Option 3 SC | N >> BANNABY_1TH1_2_39/1 | NetworkConstraints | 0 | 0 | 0 | 0 | 0 | 0 | 0 | 102284150.95 | 102548904.75 | 103101941.2 | 103041440.25 | 103266901.15 | 103704472.7 | 104286872.4 | 0 | 0 | 0 | 0 | 0 | 0 | 0 | 0 | 0 | 0
Option 3 SC | N >> BANNABY_1TH1_2_BAN_SCRK_1 | NetworkConstraints | 0 | 0 | 0 | 0 | 0 | 0 | 0 | 0 | 0 | 0 | 0 | 0 | 0 | 0 | 65371793.015 | 65304990.265 | 65341948.33 | 65465530.835 | 65174155.805 | 65100517.395 | 65076133.275 | 65187537.975 | 64976934.43 | 64877091.635
Option 3 SC | N >> BAN_SCK330_2_39/1 | NetworkConstraints | 0 | 0 | 0 | 0 | 0 | 0 | 0 | 125117314.25 | 125642500.65 | 126531417.15 | 126629167.2 | 127073537.6 | 127958962.15 | 128894194.7 | 0 | 0 | 0 | 0 | 0 | 0 | 0 | 0 | 0 | 0
Option 3 SC | N >> BAN_SCK330_2_BAN_SCK330_3 | NetworkConstraints | 0 | 0 | 0 | 0 | 0 | 0 | 0 | 125375704.6 | 125900891.1 | 126790492.85 | 126887549.6 | 127331923.3 | 128217347.6 | 129153261.7 | 0 | 0 | 0 | 0 | 0 | 0 | 0 | 0 | 0 | 0
Option 3 SC | N >> BAN_SCRK_1_11-0 | NetworkConstraints | 0 | 0 | 0 | 0 | 0 | 0 | 0 | 0 | 0 | 0 | 0 | 0 | 0 | 0 | 154357174.65 | 154830044 | 154543407.8 | 155398713 | 155837015.95 | 156364540.7 | 156613574.65 | 157524647.75 | 157373326.95 | 158120068.05
Option 3 SC | N >> BAN_SCRK_1_16-0 | NetworkConstraints | 0 | 0 | 0 | 0 | 0 | 0 | 0 | 0 | 0 | 0 | 0 | 0 | 0 | 0 | 155719513.95 | 156158543.6 | 155892259.25 | 156719789.4 | 157093978.2 | 157583792.4 | 157815486.7 | 158694607.8 | 158521245.3 | 159214795.7
Option 3 SC | N >> BAN_SCRK_1_17-0 | NetworkConstraints | 0 | 0 | 0 | 0 | 0 | 0 | 0 | 0 | 0 | 0 | 0 | 0 | 0 | 0 | 151575065.7 | 152023915.8 | 151751855.05 | 152577186.25 | 152979689.8 | 153480418.65 | 153716749.8 | 154595040.15 | 154437875.1 | 155146659.15
Option 3 SC | N >> BAN_SCRK_1_5A6-0 | NetworkConstraints | 0 | 0 | 0 | 0 | 0 | 0 | 0 | 0 | 0 | 0 | 0 | 0 | 0 | 0 | 151120583.65 | 151539849.55 | 151285447.25 | 152082363.9 | 152433518.15 | 152901315.35 | 153122902.7 | 153968971.4 | 153797134.25 | 154459652.7
Option 3 SC | N >> BAN_SCRK_1_8-0 | NetworkConstraints | 0 | 0 | 0 | 0 | 0 | 0 | 0 | 0 | 0 | 0 | 0 | 0 | 0 | 0 | 156324636.15 | 156763260.95 | 156497206.65 | 157326014.1 | 157697888.1 | 158187257.35 | 158418794.5 | 159299114.25 | 159123943.7 | 159816887.05
Option 3 SC | N >> BAN_SCRK_1_BAN_SCRK_2 | NetworkConstraints | 0 | 0 | 0 | 0 | 0 | 0 | 0 | 0 | 0 | 0 | 0 | 0 | 0 | 0 | 115887878.9 | 116351404.1 | 116070255.4 | 116814516.05 | 117339053 | 117856195.15 | 118100846.95 | 118899556.5 | 118845994.4 | 119578255.95
Option 3 SC | N >> KEMPS_CK_2H1_2_KEMPS_CK_3H1_2 | NetworkConstraints | 27713528.175 | 27930577.12 | 27713374.575 | 52624872.48 | 65390022.18 | 65620610.34 | 65478642.35 | 26437145.35 | 26038064.7 | 25689779.035 | 25288217.53 | 24950567.06 | 24277515.735 | 23894101.56 | 23986358.76 | 23584729.21 | 23827059.765 | 23519648.14 | 22733042.256 | 22285255.1275 | 22077164.1075 | 21720958.4175 | 21434420.4075 | 20801918.3585
Option 3 SC | N >> MT_PIPER_2TH1_2_39/1 | NetworkConstraints | 0 | 0 | 0 | 0 | 0 | 0 | 0 | 38828041.025 | 38775031.41 | 38825180.3 | 38675157.205 | 38630385.52 | 38540480.33 | 38586285.55 | 0 | 0 | 0 | 0 | 0 | 0 | 0 | 0 | 0 | 0
Option 3 SC | N >> MT_PIPER_2TH1_2_BAN_SCRK_1 | NetworkConstraints | 0 | 0 | 0 | 0 | 0 | 0 | 0 | 0 | 0 | 0 | 0 | 0 | 0 | 0 | 35901867.405 | 35820901.195 | 35869648.135 | 35893003.81 | 35649525.2 | 35559272.965 | 35517641.305 | 35531004.54 | 35388296 | 35260929.005
Option 3 SC | N >> MT_PIPER_2TH1_2_MT_PIPER_1TH1_2 | NetworkConstraints | 25161027.49 | 25898722.325 | 25974940.975 | 24883565.665 | 24249961.36 | 24306727.21 | 24228294.545 | 21332907.13 | 21266095.235 | 21253769.895 | 21140293.945 | 21083842.865 | 20970673.365 | 20952783.2 | 18944771 | 18849523.44 | 18906939.705 | 18870468.215 | 18647694.675 | 18541507.06 | 18492317.085 | 18444181.515 | 18339997.14 | 18190056.28
Option 3 SC | N >> SCRK_1TH1_2_SCRK_2TH1_2_R | NetworkConstraints | 0 | 0 | 0 | 0 | 0 | 0 | 0 | 0 | 0 | 0 | 0 | 0 | 0 | 0 | 129576145.75 | 130861643.45 | 130083928.75 | 131637420.35 | 133594087.55 | 135027742.7 | 135700115.5 | 137406828.8 | 137761940.55 | 139789352.35
Option 3 SC | NNSW H2 Domestic Consumption Purchaser | Subregion flexible electricity load for Domestic H2 | 0 | 0 | 0 | 0 | 15.2257 | 45.698 | 95.29 | 167.8479 | 264.7293 | 323.4417 | 380.3779 | 437.5829 | 492.5936 | 547.6969 | 597.9153 | 647.8229 | 703.5114 | 756.5537 | 799.706 | 841.7943 | 879.5457 | 915.948 | 947.6857 | 984.2486
Option 3 SC | NQ H2 Domestic Consumption Purchaser | Subregion flexible electricity load for Domestic H2 | 0 | 0 | 0 | 0 | 3.8064 | 11.6337 | 25.3151 | 46.6157 | 76.7021 | 97.0691 | 117.7894 | 139.2736 | 160.7043 | 182.1126 | 202.2859 | 222.3893 | 244.1329 | 264.8291 | 282.7414 | 300.03 | 315.725 | 331.3109 | 345.8597 | 362.3407
Option 3 SC | NSA H2 Domestic Consumption Purchaser | Subregion flexible electricity load for Domestic H2 | 0 | 0 | 0 | 0 | 1.9293 | 6.6926 | 15.5907 | 29.7736 | 50.1093 | 64.5734 | 79.4649 | 94.9 | 110.2821 | 125.5389 | 139.3503 | 153.4043 | 169.5164 | 186.0077 | 201.8166 | 219.0521 | 235.79 | 252.7771 | 268.4284 | 284.4914
Option 3 SC | NSA H2 Green Commodities Consumption Purchaser | Subregion flexible electricity load for Green Commodities H2 | 0 | 0 | 0 | 0 | 0 | 0 | 0 | 0 | 0 | 0 | 0 | 0 | 0 | 0 | 0 | 0 | 402.2023 | 451.724 | 508.9504 | 569.694 | 640.0489 | 719.817 | 795.8047 | 864.1497
Option 3 SC | NSW EIR Gen | Policies NSW | -11402.6522 | 5234.8832 | 13242.1116 | 27334.1116 | 40027.1116 | 42714.1116 | 51994.1116 | 53815.1116 | 65728.1116 | 67385.1116 | 72211.1116 | -15956.8884 | -15956.8884 | -15956.8884 | -15956.8884 | -15956.8884 | -15956.8884 | -15956.8884 | -15956.8884 | -15268.8816 | -14569.2384 | -14490.3768 | -13419.373 | -13419.373
Option 3 SC | NSW EIR Storage MW | Policies NSW | -325 | -599.84 | 199.16 | 590.16 | -1409.84 | -1409.84 | -1409.84 | -1409.84 | -1409.84 | -1409.84 | -1409.84 | -1409.84 | -1409.84 | -1409.84 | -1409.84 | -1409.84 | -1409.84 | -1409.84 | -1409.84 | -1409.84 | -1084.84 | -810 | -810 | -810
Option 3 SC | NSW EIR Storage MWh | Policies NSW | -2600 | -4798.72 | 5113.28 | -948.72 | 5648.28 | 12246.28 | 18843.28 | 25441.28 | 25441.28 | 25441.28 | 25441.28 | -16948.72 | -16948.72 | -16948.72 | -16948.72 | -16948.72 | -16948.72 | -16948.72 | -16948.72 | -16948.72 | -14348.72 | -12150 | -12150 | -12150
Option 3 SC | PEC and Heywood Export | Special Constraints | 6570000 | 9412800 | 11388000 | 11388000 | 11388000 | 11419200 | 11388000 | 11388000 | 11388000 | 11419200 | 11388000 | 11388000 | 11388000 | 11419200 | 11388000 | 11388000 | 11388000 | 11419200 | 11388000 | 11388000 | 11388000 | 11419200 | 11388000 | 11388000
Option 3 SC | PEC and Heywood Import | Special Constraints | 6132000 | 10000800 | 12702000 | 12702000 | 12702000 | 12736800 | 12702000 | 12702000 | 12702000 | 12736800 | 12702000 | 12702000 | 12702000 | 12736800 | 12702000 | 12702000 | 12702000 | 12736800 | 12702000 | 12702000 | 12702000 | 12736800 | 12702000 | 12702000
Option 3 SC | Poatina Min Gen | Hydro min release | 0 | 0 | 0 | 0 | 0 | 0 | 0 | 0 | 0 | 0 | 0 | 0 | 0 | 0 | 0 | 0 | 0 | 0 | 0 | 0 | 0 | 0 | 0 | 0
Option 3 SC | Powering Australia Plan | Policies NEM | 0 | 0 | 0 | 0 | 0 | 0 | 0 | 0 | 0 | 0 | 0 | 0 | 0 | 0 | 0 | 0 | 0 | 0 | 0 | 0 | 0 | 0 | 0 | 0
Option 3 SC | REZ Access Scheme N3 | Policies NSW | 0 | 7700 | 7700 | 7700 | 7700 | 7700 | 7700 | 7700 | 7700 | 7700 | 7700 | 7700 | 7700 | 7700 | 7700 | 7700 | 7700 | 7700 | 7700 | 7700 | 7700 | 7700 | 7700 | 7700
Option 3 SC | REZ Access Scheme N5 | Policies NSW | 0 | 3980 | 3980 | 3980 | 3980 | 3980 | 3980 | 3980 | 3980 | 3980 | 3980 | 3980 | 3980 | 3980 | 40000 | 40000 | 40000 | 40000 | 40000 | 40000 | 40000 | 40000 | 40000 | 40000
Option 3 SC | REZ Landholder_NSW | Landholder Payments | 0 | 0 | -82 | -82 | -82 | -82 | -197.2 | -197.2 | -197.2 | -197.2 | -197.2 | -197.2 | -197.2 | -197.2 | -197.2 | -197.2 | -197.2 | -197.2 | -197.2 | -197.2 | -197.2 | -197.2 | -197.2 | -197.2
Option 3 SC | REZ Landholder_QLD | Landholder Payments | 0 | 0 | 0 | 0 | 0 | 0 | 0 | 0 | 0 | 0 | 0 | 0 | 0 | 0 | 0 | 0 | 0 | 0 | 0 | 0 | 0 | 0 | 0 | 0
Option 3 SC | REZ Landholder_VIC | Landholder Payments | 0 | 0 | 0 | 0 | 0 | -56 | -56 | -56 | -216 | -216 | -216 | -216 | -284.4 | -284.4 | -284.4 | -284.4 | -284.4 | -284.4 | -284.4 | -284.4 | -284.4 | -284.4 | -284.4 | -284.4
Option 3 SC | ResourceLimit_DN1_Solar | Resource Limits for DREZ | 1320 | 1320 | 1320 | 1320 | 1320 | 1320 | 1320 | 1320 | 1320 | 1320 | 1320 | 1320 | 1320 | 1320 | 1320 | 1320 | 1320 | 1320 | 1320 | 1320 | 1320 | 1320 | 1320 | 1320
Option 3 SC | ResourceLimit_N12_Wind Medium | Resource Limits for REZ | 0 | 0 | 0 | 0 | 0 | 0 | 0 | 0 | 0 | 0 | 0 | 0 | 0 | 0 | 0 | 0 | 0 | 0 | 0 | 0 | 0 | 0 | 0 | 0
Option 3 SC | ResourceLimit_N2_Solar | Resource Limits for REZ | 2985 | 2784.36 | 2464.36 | 2464.36 | 2464.36 | 2464.36 | 2464.36 | 2464.36 | 2464.36 | 2464.36 | 2464.36 | 2464.36 | 2464.36 | 2464.36 | 2464.36 | 2464.36 | 2464.36 | 2464.36 | 2464.36 | 2464.36 | 2464.36 | 2464.36 | 2464.36 | 2464.36
Option 3 SC | ResourceLimit_N2_Wind Medium | Resource Limits for REZ | 5600 | 5600 | 5600 | 5600 | 5390 | 5390 | 5390 | 5390 | 5390 | 5390 | 5390 | 5390 | 5390 | 5390 | 5390 | 5390 | 5390 | 5390 | 5390 | 5390 | 5390 | 5390 | 5390 | 5390
Option 3 SC | ResourceLimit_N3_Solar | Resource Limits for REZ | 6120.01 | 6120.01 | 6120.01 | 6120.01 | 6120.01 | 6120.01 | 6120.01 | 6120.01 | 6120.01 | 6120.01 | 6120.01 | 6120.01 | 6120.01 | 6120.01 | 6120.01 | 6120.01 | 6120.01 | 6120.01 | 6120.01 | 6120.01 | 6120.01 | 6120.01 | 6120.01 | 6120.01
Option 3 SC | ResourceLimit_N3_Wind Medium | Resource Limits for REZ | 3209.97 | 3209.97 | 2795.97 | 2795.97 | 2795.97 | 2795.97 | 2795.97 | 2795.97 | 2795.97 | 2795.97 | 2795.97 | 2795.97 | 2795.97 | 2795.97 | 2795.97 | 2795.97 | 2795.97 | 2795.97 | 2795.97 | 2795.97 | 2795.97 | 2795.97 | 2795.97 | 2795.97
Option 3 SC | ResourceLimit_N5_Solar | Resource Limits for REZ | 5677 | 5677 | 5677 | 5677 | 5677 | 5677 | 5677 | 5677 | 5677 | 5677 | 5677 | 5677 | 5677 | 5677 | 5677 | 5677 | 5677 | 5677 | 5677 | 5677 | 5677 | 5677 | 5677 | 5677
Option 3 SC | ResourceLimit_N5_Wind Medium | Resource Limits for REZ | 10500 | 10500 | 10500 | 10500 | 10500 | 10500 | 10500 | 10500 | 10500 | 10500 | 10500 | 10500 | 10500 | 10500 | 10500 | 10500 | 10500 | 10500 | 10500 | 10500 | 10500 | 10500 | 10500 | 10500
Option 3 SC | ResourceLimit_N8_Wind Medium | Resource Limits for REZ | 200 | 200 | 200 | 200 | 200 | 200 | 200 | 200 | 200 | 200 | 200 | 200 | 200 | 200 | 200 | 200 | 200 | 200 | 200 | 200 | 200 | 200 | 200 | 200
Option 3 SC | ResourceLimit_N9_Solar | Resource Limits for REZ | 953 | 953 | 953 | 953 | 953 | 953 | 953 | 953 | 953 | 953 | 953 | 953 | 953 | 953 | 953 | 953 | 953 | 953 | 953 | 953 | 953 | 953 | 953 | 953
Option 3 SC | ResourceLimit_N9_Wind Medium | Resource Limits for REZ | 1000 | 1000 | 1000 | 1000 | 1000 | 1000 | 1000 | 1000 | 1000 | 1000 | 1000 | 1000 | 1000 | 1000 | 1000 | 1000 | 1000 | 1000 | 1000 | 1000 | 1000 | 1000 | 1000 | 1000
Option 3 SC | ResourceLimit_Q8a_Solar | Resource Limits for REZ | 2363.85 | 2113.86 | 2113.86 | 2113.86 | 2113.86 | 2113.86 | 2113.86 | 2113.86 | 2113.86 | 2113.86 | 2113.86 | 2113.86 | 2113.86 | 2113.86 | 2113.86 | 2113.86 | 2113.86 | 2113.86 | 2113.86 | 2113.86 | 2275.81 | 2275.81 | 2275.81 | 2275.81
Option 3 SC | ResourceLimit_S6_Wind Medium | Resource Limits for REZ | 0 | 0 | 0 | 0 | 0 | 0 | 0 | 0 | 0 | 0 | 0 | 0 | 0 | 0 | 0 | 0 | 0 | 0 | 0 | 0 | 0 | 0 | 0 | 0
Option 3 SC | ResourceLimit_T1_Solar | Resource Limits for REZ | 300 | 300 | 300 | 300 | 300 | 300 | 300 | 300 | 300 | 300 | 300 | 300 | 300 | 300 | 300 | 300 | 300 | 300 | 300 | 300 | 300 | 300 | 300 | 300
Option 3 SC | ResourceLimit_T3_Solar | Resource Limits for REZ | 150 | 150 | -137 | -137 | -137 | -137 | -137 | -137 | -137 | -137 | -137 | -137 | -137 | -137 | -137 | -137 | -137 | -137 | -137 | -137 | -137 | -137 | -137 | -137
Option 3 SC | ResourceLimit_T3_Wind Medium | Resource Limits for REZ | 2500 | 2500 | 2500 | 2500 | 2500 | 2500 | 2500 | 2500 | 2500 | 2500 | 2500 | 2500 | 2500 | 2500 | 2500 | 2500 | 2500 | 2500 | 2500 | 2500 | 2500 | 2500 | 2500 | 2500
Option 3 SC | ResourceLimit_V1_Wind Medium | Resource Limits for REZ | 1131 | 1131 | 1131 | 1131 | 1131 | 1131 | 1131 | 1131 | 1131 | 1131 | 1131 | 1131 | 1131 | 1131 | 1131 | 1131 | 1131 | 1131 | 1131 | 1131 | 1131 | 1131 | 1131 | 1131
Option 3 SC | ResourceLimit_V2_Wind Medium | Resource Limits for REZ | 956 | 956 | 956 | 956 | 956 | 956 | 956 | 956 | 956 | 956 | 956 | 956 | 956 | 956 | 956 | 956 | 956 | 956 | 956 | 956 | 956 | 956 | 956 | 956
Option 3 SC | ResourceLimit_V4_Solar | Resource Limits for REZ | 0 | 0 | 0 | 0 | 0 | 0 | 0 | 0 | 0 | 0 | 0 | 0 | 0 | 0 | 0 | 0 | 0 | 0 | 0 | 0 | 0 | 0 | 0 | 0
Option 3 SC | ResourceLimit_V4_Wind Medium | Resource Limits for REZ | 1604 | 1604 | 1604 | 1604 | 1604 | 1604 | 1604 | 1604 | 1604 | 1604 | 1604 | 1604 | 1604 | 1604 | 1604 | 1604 | 1604 | 1604 | 1604 | 1604 | 1604 | 1604 | 1604 | 1604
Option 3 SC | ResourceLimit_V5_Wind Medium | Resource Limits for REZ | 1599 | 1599 | 1599 | 1599 | 1599 | 1599 | 1599 | 1599 | 1599 | 1599 | 1599 | 1599 | 1599 | 1599 | 1599 | 1599 | 1599 | 1599 | 1599 | 1599 | 1599 | 1599 | 1599 | 1599
Option 3 SC | ResourceLimit_V7_Wind Medium | Resource Limits for REZ | 408 | 408 | 408 | 408 | 408 | 408 | 408 | 408 | 408 | 408 | 408 | 408 | 408 | 408 | 408 | 408 | 408 | 408 | 408 | 408 | 408 | 408 | 408 | 408
Option 3 SC | SA Firming | Policies SA | -2897.64 | -2581.14 | 318.86 | 318.86 | 564.86 | -1735.14 | -1735.14 | -1735.14 | -1735.14 | -1655.14 | -1619.24 | -1090.24 | -1090.24 | -1090.24 | -886.48 | -886.48 | -886.48 | -886.48 | -548.48 | -420.08 | -266.08 | -266.08 | -266.08 | -266.08
Option 3 SC | SESA H2 Domestic Consumption Purchaser | Subregion flexible electricity load for Domestic H2 | 0 | 0 | 0 | 0 | 1.2514 | 4.4443 | 10.4023 | 19.8664 | 33.3714 | 43.0577 | 52.9504 | 63.2493 | 73.5214 | 83.71 | 92.8914 | 102.3043 | 113.0457 | 123.9966 | 134.5531 | 146 | 157.2107 | 168.492 | 178.9521 | 189.6957
Option 3 SC | SEV H2 Domestic Consumption Purchaser | Subregion flexible electricity load for Domestic H2 | 0 | 0 | 0 | 0 | 12.8271 | 42.8486 | 97.1671 | 181.8743 | 300.3429 | 378.7083 | 456.2449 | 535.5071 | 613.1479 | 689.9151 | 761.5379 | 831.835 | 906.66 | 975.4234 | 1030.5399 | 1078.5229 | 1115.7007 | 1147.4186 | 1170.3853 | 1196.1571
Option 3 SC | SNSW H2 Domestic Consumption Purchaser | Subregion flexible electricity load for Domestic H2 | 0.41714 | 0.366 | 0.365 | 0.365 | 15.2257 | 45.698 | 95.29 | 167.8479 | 264.7293 | 323.4417 | 380.3779 | 437.5829 | 492.5936 | 547.6969 | 597.9153 | 647.8229 | 703.5114 | 756.5537 | 799.706 | 841.7943 | 879.5457 | 915.948 | 947.6857 | 984.2486
Option 3 SC | SNW Firming | Policies NSW | 0 | 446 | 0 | 0 | 0 | 0 | 0 | 0 | 0 | 0 | 0 | 0 | 0 | 0 | 0 | 0 | 0 | 0 | 0 | 0 | 0 | 0 | 0 | 0
Option 3 SC | SNW H2 Domestic Consumption Purchaser | Subregion flexible electricity load for Domestic H2 | 2.92 | 2.8757 | 2.8416 | 2.8157 | 106.6321 | 319.9649 | 667.1864 | 1175.0914 | 1853.0529 | 2264.0929 | 2662.6971 | 3062.9236 | 3448.155 | 3833.8526 | 4185.46 | 4534.6036 | 4924.6321 | 5295.8506 | 5597.8377 | 5892.5079 | 6156.8721 | 6411.5574 | 6633.7483 | 6889.7921
Option 3 SC | SNW H2 Green Commodities Consumption Purchaser | Subregion flexible electricity load for Green Commodities H2 | 0 | 0 | 0 | 0 | 0 | 0 | 0 | 0 | 0 | 0 | 0 | 0 | 0 | 0 | 0 | 0 | 425.0367 | 477.4009 | 537.9004 | 602.1 | 676.4831 | 760.8797 | 841.2599 | 913.5899
Option 3 SC | SQ H2 Domestic Consumption Purchaser | Subregion flexible electricity load for Domestic H2 | 0 | 0 | 0 | 0 | 17.7807 | 54.3514 | 118.2066 | 217.4879 | 357.8564 | 453.0329 | 549.6577 | 650.0129 | 749.8664 | 849.9106 | 944.062 | 1037.9036 | 1139.3214 | 1235.9389 | 1319.5643 | 1400.1921 | 1473.4007 | 1546.1263 | 1613.9336 | 1690.9407
Option 3 SC | SRET | Policies SA | 0 | 0 | 0 | 0 | 0 | 0 | 0 | 0 | 0 | 0 | 0 | 0 | 0 | 0 | 0 | 0 | 0 | 0 | 0 | 0 | 0 | 0 | 0 | 0
Option 3 SC | Shared Upgrade_CNSW-SNW Option 3 - Stage 2 | Shared REZ Upgrades | 0 | 0 | 0 | 0 | 0 | 0 | 0 | 0 | 0 | 0 | 0 | 0 | 0 | 0 | 2000 | 0 | 0 | 0 | 0 | 0 | 0 | 0 | 0 | 0
Option 3 SC | Shared Upgrade_SNSW-CNSW Option 1 (HumeLink) | Shared REZ Upgrades | 0 | 2200 | 0 | 0 | 0 | 0 | 0 | 0 | 0 | 0 | 0 | 0 | 0 | 0 | 0 | 0 | 0 | 0 | 0 | 0 | 0 | 0 | 0 | 0
Option 3 SC | Snowy 2.0 - Gen | Special Constraints | 5781600 | 17703360 | 26280000 | 26280000 | 26280000 | 26352000 | 26280000 | 26280000 | 26280000 | 26352000 | 26280000 | 26280000 | 26280000 | 26352000 | 26280000 | 26280000 | 26280000 | 26352000 | 26280000 | 26280000 | 26280000 | 26352000 | 26280000 | 26280000
Option 3 SC | Snowy 2.0 - Pump | Special Constraints | 5781600 | 17703360 | 26280000 | 26280000 | 26280000 | 26352000 | 26280000 | 26280000 | 26280000 | 26352000 | 26280000 | 26280000 | 26280000 | 26352000 | 26280000 | 26280000 | 26280000 | 26352000 | 26280000 | 26280000 | 26280000 | 26352000 | 26280000 | 26280000
Option 3 SC | Sys Strength Requirement - Efficient Level CNSW | System Strength Requiements- Efficient | 0 | 0 | 0 | 0 | 0 | 0 | 0 | 0 | 0 | 0 | 0 | 0 | 0 | 0 | 0 | 0 | 0 | 0 | 0 | 0 | 0 | 0 | 0 | 0
Option 3 SC | Sys Strength Requirement - Efficient Level CQ | System Strength Requiements- Efficient | 0 | 0 | 0 | 0 | 0 | 0 | 0 | 0 | 0 | 0 | 0 | 0 | 0 | 0 | 0 | 0 | 0 | 0 | 0 | 0 | 0 | 0 | 0 | 0
Option 3 SC | Sys Strength Requirement - Efficient Level CSA | System Strength Requiements- Efficient | 0 | 0 | 0 | 0 | 0 | 0 | 0 | 0 | 0 | 0 | 0 | 0 | 0 | 0 | 0 | 0 | 0 | 0 | 0 | 0 | 0 | 0 | 0 | 0
Option 3 SC | Sys Strength Requirement - Efficient Level GG | System Strength Requiements- Efficient | 0 | 0 | 0 | 0 | 0 | 0 | 0 | 0 | 0 | 0 | 0 | 0 | 0 | 0 | 0 | 0 | 0 | 0 | 0 | 0 | 0 | 0 | 0 | 0
Option 3 SC | Sys Strength Requirement - Efficient Level MEL | System Strength Requiements- Efficient | 0 | 0 | 0 | 0 | 0 | 0 | 0 | 0 | 0 | 0 | 0 | 0 | 0 | 0 | 0 | 0 | 0 | 0 | 0 | 0 | 0 | 0 | 0 | 0
Option 3 SC | Sys Strength Requirement - Efficient Level NNSW | System Strength Requiements- Efficient | 0 | 0 | 0 | 0 | 0 | 0 | 0 | 0 | 0 | 0 | 0 | 0 | 0 | 0 | 0 | 0 | 0 | 0 | 0 | 0 | 0 | 0 | 0 | 0
Option 3 SC | Sys Strength Requirement - Efficient Level NQ | System Strength Requiements- Efficient | 0 | 0 | 0 | 0 | 0 | 0 | 0 | 0 | 0 | 0 | 0 | 0 | 0 | 0 | 0 | 0 | 0 | 0 | 0 | 0 | 0 | 0 | 0 | 0
Option 3 SC | Sys Strength Requirement - Efficient Level NSA | System Strength Requiements- Efficient | 0 | 0 | 0 | 0 | 0 | 0 | 0 | 0 | 0 | 0 | 0 | 0 | 0 | 0 | 0 | 0 | 0 | 0 | 0 | 0 | 0 | 0 | 0 | 0
Option 3 SC | Sys Strength Requirement - Efficient Level SESA | System Strength Requiements- Efficient | 0 | 0 | 0 | 0 | 0 | 0 | 0 | 0 | 0 | 0 | 0 | 0 | 0 | 0 | 0 | 0 | 0 | 0 | 0 | 0 | 0 | 0 | 0 | 0
Option 3 SC | Sys Strength Requirement - Efficient Level SEV | System Strength Requiements- Efficient | 0 | 0 | 0 | 0 | 0 | 0 | 0 | 0 | 0 | 0 | 0 | 0 | 0 | 0 | 0 | 0 | 0 | 0 | 0 | 0 | 0 | 0 | 0 | 0
Option 3 SC | Sys Strength Requirement - Efficient Level SNSW | System Strength Requiements- Efficient | 0 | 0 | 0 | 0 | 0 | 0 | 0 | 0 | 0 | 0 | 0 | 0 | 0 | 0 | 0 | 0 | 0 | 0 | 0 | 0 | 0 | 0 | 0 | 0
Option 3 SC | Sys Strength Requirement - Efficient Level SNW | System Strength Requiements- Efficient | 0 | 0 | 0 | 0 | 0 | 0 | 0 | 0 | 0 | 0 | 0 | 0 | 0 | 0 | 0 | 0 | 0 | 0 | 0 | 0 | 0 | 0 | 0 | 0
Option 3 SC | Sys Strength Requirement - Efficient Level SQ | System Strength Requiements- Efficient | 0 | 0 | 0 | 0 | 0 | 0 | 0 | 0 | 0 | 0 | 0 | 0 | 0 | 0 | 0 | 0 | 0 | 0 | 0 | 0 | 0 | 0 | 0 | 0
Option 3 SC | Sys Strength Requirement - Efficient Level TAS | System Strength Requiements- Efficient | 0 | 0 | 0 | 0 | 0 | 0 | 0 | 0 | 0 | 0 | 0 | 0 | 0 | 0 | 0 | 0 | 0 | 0 | 0 | 0 | 0 | 0 | 0 | 0
Option 3 SC | Sys Strength Requirement - Efficient Level WNV | System Strength Requiements- Efficient | 0 | 0 | 0 | 0 | 0 | 0 | 0 | 0 | 0 | 0 | 0 | 0 | 0 | 0 | 0 | 0 | 0 | 0 | 0 | 0 | 0 | 0 | 0 | 0
Option 3 SC | Sys Strength Requirement - Min Fault Level CNSW | System Strength Requiements - Minimum | -3404 | -3404 | -3404 | -2744 | -1374 | -1374 | -1374 | -689 | -689 | -689 | -689 | -689 | -689 | -689 | 701 | 701 | 701 | 701 | 701 | 701 | 701 | 701 | 701 | 701
Option 3 SC | Sys Strength Requirement - Min Fault Level CQ | System Strength Requiements - Minimum | -2491 | -2491 | -2491 | -1791 | -1791 | -1791 | -1791 | -1791 | -1791 | -1791 | -1791 | -1791 | -1791 | -1791 | -1791 | -1791 | -1791 | -1426 | -1061 | -696 | -331 | -331 | -331 | 513
Option 3 SC | Sys Strength Requirement - Min Fault Level GG | System Strength Requiements - Minimum | -1393.1 | -1393.1 | -1393.1 | 286.9 | 286.9 | 286.9 | 286.9 | 286.9 | 286.9 | 286.9 | 286.9 | 286.9 | 286.9 | 286.9 | 286.9 | 286.9 | 286.9 | 286.9 | 286.9 | 286.9 | 286.9 | 286.9 | 286.9 | 286.9
Option 3 SC | Sys Strength Requirement - Min Fault Level SEV | System Strength Requiements - Minimum | -3996.9 | -3996.9 | -2546.9 | -1966.9 | -1386.9 | -1386.9 | -1386.9 | -1386.9 | 823.1 | 823.1 | 823.1 | 823.1 | 823.1 | 823.1 | 823.1 | 823.1 | 823.1 | 823.1 | 823.1 | 823.1 | 823.1 | 823.1 | 823.1 | 823.1
Option 3 SC | Sys Strength Requirement - Min Fault Level SNW | System Strength Requiements - Minimum | -3482.8 | -3482.8 | -3482.8 | -602.8 | -602.8 | -602.8 | -602.8 | 717.2 | 717.2 | 717.2 | 717.2 | 717.2 | 717.2 | 717.2 | 717.2 | 717.2 | 717.2 | 717.2 | 717.2 | 717.2 | 717.2 | 717.2 | 717.2 | 717.2
Option 3 SC | Sys Strength Requirement - Min Fault Level SQ | System Strength Requiements - Minimum | -2857.6 | -2857.6 | -2857.6 | -2857.6 | -2857.6 | -2857.6 | -2857.6 | -2857.6 | -2857.6 | -2857.6 | -2157.6 | -1007.6 | -1007.6 | -1007.6 | -1007.6 | -1007.6 | -263.6 | -263.6 | -263.6 | -263.6 | -263.6 | -263.6 | -263.6 | 588.4
Option 3 SC | TAS H2 Domestic Consumption Purchaser | Subregion flexible electricity load for Domestic H2 | 0 | 0 | 0 | 0 | 104.8071 | 210.9483 | 318.876 | 432.16 | 550.3679 | 563.1214 | 574.4251 | 588.5364 | 601.8329 | 615.6689 | 627.3497 | 645.685 | 675.4064 | 709.1826 | 742.4277 | 778.545 | 805.6593 | 827.0354 | 839.2036 | 850.1893
Option 3 SC | TRET | Policies TAS | 0 | 12617 | 14039 | 15461 | 15984 | 16507 | 17032 | 17556 | 18079 | 18603 | 19126 | 19650 | 20174 | 20697 | 0 | 0 | 0 | 0 | 0 | 0 | 0 | 0 | 0 | 0
Option 3 SC | Tarraleah Max Energy Day | Hydro min release | 7300 | 7320 | 7300 | 7300 | 7300 | 7320 | 7300 | 7300 | 7300 | 7320 | 7300 | 7300 | 7300 | 7320 | 7300 | 7300 | 7300 | 7320 | 7300 | 7300 | 7300 | 7320 | 7300 | 7300
Option 3 SC | Tarraleah Min Flow | Hydro min release | 0 | 0 | 0 | 0 | 0 | 0 | 0 | 0 | 0 | 0 | 0 | 0 | 0 | 0 | 0 | 0 | 0 | 0 | 0 | 0 | 0 | 0 | 0 | 0
Option 3 SC | Tarraleah Min Gen | Hydro min release | 151.11 | 151.11 | 151.11 | 151.11 | 151.11 | 151.11 | 151.11 | 151.11 | 151.11 | 151.11 | 151.11 | 151.11 | 151.11 | 151.11 | 151.11 | 151.11 | 151.11 | 151.11 | 151.11 | 151.11 | 151.11 | 151.11 | 151.11 | 151.11
Option 3 SC | VIC Storage | Policies VIC | -2084.01 | -3120.457 | -2896.292 | -2095.694 | -1450.275 | -820.499 | -374.228 | 185.78 | 766.921 | -5716.4 | -5919.707 | -6146.617 | -6387.966 | -6652.422 | -6885.985 | -7010.564 | -7387.997 | -7557.168 | -7888.687 | -8220.368 | -8117.769 | -7419.624 | -7948.381 | -8472.344
Option 3 SC | VOWT | Policies VIC | 0 | 0 | 0 | 0 | 0 | 2000 | 2667 | 3333 | 4000 | 5000 | 6000 | 7000 | 8000 | 9000 | 0 | 0 | 0 | 0 | 0 | 0 | 0 | 0 | 0 | 0
Option 3 SC | VRET | Policies VIC | 0 | 0 | 0 | 0 | 0 | 0 | 0 | 0 | 0 | 0 | 0 | 0 | 0 | 0 | 0 | 0 | 0 | 0 | 0 | 0 | 0 | 0 | 0 | 0
Option 3 SC | WNV H2 Domestic Consumption Purchaser | Subregion flexible electricity load for Domestic H2 | 70.7579 | 69.8803 | 68.7497 | 67.89 | 139.065 | 385.6623 | 874.5564 | 1636.66 | 2702.9814 | 3408.5574 | 4106.2821 | 4819.6164 | 5518.3829 | 6209.4194 | 6853.7886 | 7486.6193 | 8159.94 | 8778.6017 | 9274.9367 | 9706.81 | 10041.15 | 10326.5843 | 10533.5469 | 10765.31
Option 3 SC | Wayatinah Min Gen | Hydro min release | 24.09 | 24.09 | 24.09 | 24.09 | 24.09 | 24.09 | 24.09 | 24.09 | 24.09 | 24.09 | 24.09 | 24.09 | 24.09 | 24.09 | 24.09 | 24.09 | 24.09 | 24.09 | 24.09 | 24.09 | 24.09 | 24.09 | 24.09 | 24.09
Option 4 SC | 2030 Emissions Budget 1 | Emissions DLT | 69603.1022 | 69793.7956 | 69603.1022 | 69603.1022 | 69603.1022 | 69793.7956 | 69634.8699 | 69634.8699 | 69634.8699 | 69825.6504 | 69634.8699 | 69634.8699 | 69603.1022 | 69793.7956 | 69603.1022 | 69603.1022 | 69603.1022 | 69793.7956 | 69634.8699 | 69634.8699 | 69634.8699 | 69825.6504 | 69634.8699 | 69634.8699
Option 4 SC | 2035 Emissions Target | Emissions DLT | 3909.2632 | 3919.9735 | 3909.2632 | 3909.2632 | 3909.2632 | 3919.9735 | 3911.0475 | 3911.0475 | 3911.0475 | 3921.7627 | 3911.0475 | 3911.0475 | 3909.2632 | 3919.9735 | 3909.2632 | 3909.2632 | 3909.2632 | 3919.9735 | 3911.0475 | 3911.0475 | 3911.0475 | 3921.7627 | 3911.0475 | 3911.0475
Option 4 SC | 2050 Emissions Budget 1 | Emissions DLT | 59138.3391 | 59300.3619 | 59138.3391 | 59138.3391 | 59138.3391 | 59300.3619 | 59165.3305 | 59165.3305 | 59165.3305 | 59327.4273 | 59165.3305 | 59165.3305 | 59138.3391 | 59300.3619 | 59138.3391 | 59138.3391 | 59138.3391 | 59300.3619 | 59165.3305 | 59165.3305 | 59165.3305 | 59327.4273 | 59165.3305 | 59165.3305
Option 4 SC | 2050 Emissions Budget 2 | Emissions DLT | 21749.6839 | 21809.2721 | 21749.6839 | 21749.6839 | 21749.6839 | 21809.2721 | 21759.6108 | 21759.6108 | 21759.6108 | 21819.2261 | 21759.6108 | 21759.6108 | 21749.6839 | 21809.2721 | 21749.6839 | 21749.6839 | 21749.6839 | 21809.2721 | 21759.6108 | 21759.6108 | 21759.6108 | 21819.2261 | 21759.6108 | 21759.6108
Option 4 SC | 2050 Emissions Budget 3 | Emissions DLT | 9474.331 | 9500.288 | 9474.331 | 9474.331 | 9474.331 | 9500.288 | 9478.6552 | 9478.6552 | 9478.6552 | 9504.6241 | 9478.6552 | 9478.6552 | 9474.331 | 9500.288 | 9474.331 | 9474.331 | 9474.331 | 9500.288 | 9478.6552 | 9478.6552 | 9478.6552 | 9504.6241 | 9478.6552 | 9478.6552
Option 4 SC | 2050 Emissions Budget 4 | Emissions DLT | 6715.6586 | 6734.0577 | 6715.6586 | 6715.6586 | 6715.6586 | 6734.0577 | 6718.7238 | 6718.7238 | 6718.7238 | 6737.1312 | 6718.7238 | 6718.7238 | 6715.6586 | 6734.0577 | 6715.6586 | 6715.6586 | 6715.6586 | 6734.0577 | 6718.7238 | 6718.7238 | 6718.7238 | 6737.1312 | 6718.7238 | 6718.7238
Option 4 SC | 2050 Emissions Budget NSW 1 | Emissions DLT | 24777.3723 | 24845.2555 | 24777.3723 | 24777.3723 | 24777.3723 | 24845.2555 | 24788.681 | 24788.681 | 24788.681 | 24856.5952 | 24788.681 | 24788.681 | 24777.3723 | 24845.2555 | 24777.3723 | 24777.3723 | 24777.3723 | 24845.2555 | 24788.681 | 24788.681 | 24788.681 | 24856.5952 | 24788.681 | 24788.681
Option 4 SC | 2050 Emissions Budget NSW 2 | Emissions DLT | 11389.5985 | 11420.8029 | 11389.5985 | 11389.5985 | 11389.5985 | 11420.8029 | 11394.7969 | 11394.7969 | 11394.7969 | 11426.0155 | 11394.7969 | 11394.7969 | 11389.5985 | 11420.8029 | 11389.5985 | 11389.5985 | 11389.5985 | 11420.8029 | 11394.7969 | 11394.7969 | 11394.7969 | 11426.0155 | 11394.7969 | 11394.7969
Option 4 SC | 2050 Emissions Budget NSW 3 | Emissions DLT | 11389.5985 | 11420.8029 | 11389.5985 | 11389.5985 | 11389.5985 | 11420.8029 | 11394.7969 | 11394.7969 | 11394.7969 | 11426.0155 | 11394.7969 | 11394.7969 | 11389.5985 | 11420.8029 | 11389.5985 | 11389.5985 | 11389.5985 | 11420.8029 | 11394.7969 | 11394.7969 | 11394.7969 | 11426.0155 | 11394.7969 | 11394.7969
Option 4 SC | 2050 Emissions Budget NSW 4 | Emissions DLT | 11389.5985 | 11420.8029 | 11389.5985 | 11389.5985 | 11389.5985 | 11420.8029 | 11394.7969 | 11394.7969 | 11394.7969 | 11426.0155 | 11394.7969 | 11394.7969 | 11389.5985 | 11420.8029 | 11389.5985 | 11389.5985 | 11389.5985 | 11420.8029 | 11394.7969 | 11394.7969 | 11394.7969 | 11426.0155 | 11394.7969 | 11394.7969
Option 4 SC | 2050 Emissions Budget QLD 1 | Emissions DLT | 33269.6168 | 33360.7664 | 33269.6168 | 33269.6168 | 33269.6168 | 33360.7664 | 33284.8015 | 33284.8015 | 33284.8015 | 33375.9927 | 33284.8015 | 33284.8015 | 33269.6168 | 33360.7664 | 33269.6168 | 33269.6168 | 33269.6168 | 33360.7664 | 33284.8015 | 33284.8015 | 33284.8015 | 33375.9927 | 33284.8015 | 33284.8015
Option 4 SC | 2050 Emissions Budget QLD 2 | Emissions DLT | 12388.6861 | 12422.6277 | 12388.6861 | 12388.6861 | 12388.6861 | 12422.6277 | 12394.3405 | 12394.3405 | 12394.3405 | 12428.2976 | 12394.3405 | 12394.3405 | 12388.6861 | 12422.6277 | 12388.6861 | 12388.6861 | 12388.6861 | 12422.6277 | 12394.3405 | 12394.3405 | 12394.3405 | 12428.2976 | 12394.3405 | 12394.3405
Option 4 SC | 2050 Emissions Budget QLD 3 | Emissions DLT | 12388.6861 | 12422.6277 | 12388.6861 | 12388.6861 | 12388.6861 | 12422.6277 | 12394.3405 | 12394.3405 | 12394.3405 | 12428.2976 | 12394.3405 | 12394.3405 | 12388.6861 | 12422.6277 | 12388.6861 | 12388.6861 | 12388.6861 | 12422.6277 | 12394.3405 | 12394.3405 | 12394.3405 | 12428.2976 | 12394.3405 | 12394.3405
Option 4 SC | 2050 Emissions Budget QLD 4 | Emissions DLT | 12388.6861 | 12422.6277 | 12388.6861 | 12388.6861 | 12388.6861 | 12422.6277 | 12394.3405 | 12394.3405 | 12394.3405 | 12428.2976 | 12394.3405 | 12394.3405 | 12388.6861 | 12422.6277 | 12388.6861 | 12388.6861 | 12388.6861 | 12422.6277 | 12394.3405 | 12394.3405 | 12394.3405 | 12428.2976 | 12394.3405 | 12394.3405
Option 4 SC | 2050 Emissions Budget SA 1 | Emissions DLT | 1415.3741 | 1419.2518 | 1415.3741 | 1415.3741 | 1415.3741 | 1419.2518 | 1416.0201 | 1416.0201 | 1416.0201 | 1419.8996 | 1416.0201 | 1416.0201 | 1415.3741 | 1419.2518 | 1415.3741 | 1415.3741 | 1415.3741 | 1419.2518 | 1416.0201 | 1416.0201 | 1416.0201 | 1419.8996 | 1416.0201 | 1416.0201
Option 4 SC | 2050 Emissions Budget SA 2 | Emissions DLT | 749.3157 | 751.3686 | 749.3157 | 749.3157 | 749.3157 | 751.3686 | 749.6577 | 749.6577 | 749.6577 | 751.7115 | 749.6577 | 749.6577 | 749.3157 | 751.3686 | 749.3157 | 749.3157 | 749.3157 | 751.3686 | 749.6577 | 749.6577 | 749.6577 | 751.7115 | 749.6577 | 749.6577
Option 4 SC | 2050 Emissions Budget SA 3 | Emissions DLT | 749.3157 | 751.3686 | 749.3157 | 749.3157 | 749.3157 | 751.3686 | 749.6577 | 749.6577 | 749.6577 | 751.7115 | 749.6577 | 749.6577 | 749.3157 | 751.3686 | 749.3157 | 749.3157 | 749.3157 | 751.3686 | 749.6577 | 749.6577 | 749.6577 | 751.7115 | 749.6577 | 749.6577
Option 4 SC | 2050 Emissions Budget SA 4 | Emissions DLT | 749.3157 | 751.3686 | 749.3157 | 749.3157 | 749.3157 | 751.3686 | 749.6577 | 749.6577 | 749.6577 | 751.7115 | 749.6577 | 749.6577 | 749.3157 | 751.3686 | 749.3157 | 749.3157 | 749.3157 | 751.3686 | 749.6577 | 749.6577 | 749.6577 | 751.7115 | 749.6577 | 749.6577
Option 4 SC | 2050 Emissions Budget VIC 1 | Emissions DLT | 22795.8485 | 22858.3029 | 22795.8485 | 22795.8485 | 22795.8485 | 22858.3029 | 22806.2529 | 22806.2529 | 22806.2529 | 22868.7357 | 22806.2529 | 22806.2529 | 22795.8485 | 22858.3029 | 22795.8485 | 22795.8485 | 22795.8485 | 22858.3029 | 22806.2529 | 22806.2529 | 22806.2529 | 22868.7357 | 22806.2529 | 22806.2529
Option 4 SC | 2050 Emissions Budget VIC 2 | Emissions DLT | 6943.6588 | 6962.6825 | 6943.6588 | 6943.6588 | 6943.6588 | 6962.6825 | 6946.8279 | 6946.8279 | 6946.8279 | 6965.8603 | 6946.8279 | 6946.8279 | 6943.6588 | 6962.6825 | 6943.6588 | 6943.6588 | 6943.6588 | 6962.6825 | 6946.8279 | 6946.8279 | 6946.8279 | 6965.8603 | 6946.8279 | 6946.8279
Option 4 SC | 2050 Emissions Budget VIC 3 | Emissions DLT | 6943.6588 | 6962.6825 | 6943.6588 | 6943.6588 | 6943.6588 | 6962.6825 | 6946.8279 | 6946.8279 | 6946.8279 | 6965.8603 | 6946.8279 | 6946.8279 | 6943.6588 | 6962.6825 | 6943.6588 | 6943.6588 | 6943.6588 | 6962.6825 | 6946.8279 | 6946.8279 | 6946.8279 | 6965.8603 | 6946.8279 | 6946.8279
Option 4 SC | 2050 Emissions Budget VIC 4 | Emissions DLT | 6943.6588 | 6962.6825 | 6943.6588 | 6943.6588 | 6943.6588 | 6962.6825 | 6946.8279 | 6946.8279 | 6946.8279 | 6965.8603 | 6946.8279 | 6946.8279 | 6943.6588 | 6962.6825 | 6943.6588 | 6943.6588 | 6943.6588 | 6962.6825 | 6946.8279 | 6946.8279 | 6946.8279 | 6965.8603 | 6946.8279 | 6946.8279
Option 4 SC | Basslink Daily Energy Limit | Special Constraints | -287.568 | -288.408 | -287.568 | -287.568 | -287.568 | -288.408 | -287.568 | -287.568 | -287.568 | -288.408 | -287.568 | -287.568 | -287.568 | -288.408 | -287.568 | -287.568 | -287.568 | -288.408 | -287.568 | -287.568 | -287.568 | -288.408 | -287.568 | -287.568
Option 4 SC | Borumba - Gen | Special Constraints | 0 | 0 | 0 | 0 | 0 | 0 | 0 | 0 | 0 | 15336000 | 26280000 | 26280000 | 26280000 | 26352000 | 26280000 | 26280000 | 26280000 | 26352000 | 26280000 | 26280000 | 26280000 | 26352000 | 26280000 | 26280000
Option 4 SC | Borumba - Pump | Special Constraints | 0 | 0 | 0 | 0 | 0 | 0 | 0 | 0 | 0 | 15336000 | 26280000 | 26280000 | 26280000 | 26352000 | 26280000 | 26280000 | 26280000 | 26352000 | 26280000 | 26280000 | 26280000 | 26352000 | 26280000 | 26280000
Option 4 SC | CIS Dispatchable NSW | Policies NEM | -1231.12 | -631.96 | -431.96 | -1241.96 | -2541.96 | -2741.96 | -2741.96 | -2783.18 | -2741.96 | -2741.96 | -2741.96 | -2741.96 | -2741.96 | -2741.96 | -2750.69 | -2750.69 | -2709.47 | -2750.69 | -2709.47 | -2709.47 | -1925.69 | -1624.85 | -1583.63 | -1583.63
Option 4 SC | CIS Dispatchable SA | Policies NEM | -30 | 788 | 788 | 788 | -461 | -461 | -461 | -205 | -461 | -461 | -461 | -205 | -461 | -461 | -461 | -461 | -461 | -461 | -205 | -461 | -431 | 0 | 0 | 0
Option 4 SC | CIS Dispatchable VIC | Policies NEM | 0 | 1220 | 1271.79 | 1271.79 | -428.21 | -428.21 | -435.41 | -428.21 | -428.21 | -428.21 | -428.21 | -428.21 | -428.21 | -428.21 | -435.41 | -428.21 | -428.21 | -435.41 | -437.03 | -428.21 | -435.41 | 0 | 0 | 0
Option 4 SC | CIS Gen NSW | Policies NEM | -4646.44 | 1715.47 | 7931.07 | 14075.07 | -8779.93 | -9539.57 | -9539.57 | -9539.57 | -9539.57 | -9539.57 | -9539.57 | -9539.57 | -9539.57 | -9539.57 | -9539.57 | -9539.57 | -9539.57 | -9539.57 | -9539.57 | -9302.56 | -8998.86 | -8966.46 | -8583 | -8583
Option 4 SC | CIS Gen SA | Policies NEM | 0 | 20.36 | 621.16 | 509.16 | -690.84 | -690.84 | -690.84 | -690.84 | -690.84 | -690.84 | -690.84 | -690.84 | -690.84 | -690.84 | -690.84 | -690.84 | -690.84 | -690.84 | -690.84 | -690.84 | -690.84 | -690.84 | -690.84 | -690.84
Option 4 SC | CIS Gen TAS | Policies NEM | 0 | 0 | 750 | 1200 | 0 | 0 | 0 | 0 | 0 | 0 | 0 | 0 | 0 | 0 | 0 | 0 | 0 | 0 | 0 | 0 | 0 | 0 | 0 | 0
Option 4 SC | CIS Gen VIC - Solar | Policies NEM | 0 | 669 | 555.93 | 555.93 | -944.07 | -944.07 | -944.07 | -944.07 | -944.07 | -944.07 | -944.07 | -944.07 | -944.07 | -944.07 | -944.07 | -944.07 | -944.07 | -944.07 | -944.07 | -944.07 | -944.07 | -944.07 | -944.07 | -944.07
Option 4 SC | CIS Gen VIC - Wind | Policies NEM | 0 | 0 | 1922 | 3500 | -600 | -600 | -600 | -600 | -600 | -600 | -600 | -600 | -600 | -600 | -600 | -600 | -600 | -600 | -600 | -600 | -600 | -600 | -600 | -600
Option 4 SC | CIS Total Dispatchable | Policies NEM | -1261.12 | 3076.04 | 5550.83 | 7262.83 | -3731.17 | -3931.17 | -3938.37 | -3716.39 | -3931.17 | -3931.17 | -3931.17 | -3675.17 | -3931.17 | -3931.17 | -3947.1 | -3939.9 | -3898.68 | -3947.1 | -3651.5 | -3898.68 | -3092.1 | -1774.85 | -1583.63 | -1583.63
Option 4 SC | CNSW H2 Domestic Consumption Purchaser | Subregion flexible electricity load for Domestic H2 | 0 | 0 | 0 | 0 | 15.2257 | 45.698 | 95.29 | 167.8479 | 264.7293 | 323.4417 | 380.3779 | 437.5829 | 492.5936 | 547.6969 | 597.9153 | 647.8229 | 703.5114 | 756.5537 | 799.706 | 841.7943 | 879.5457 | 915.948 | 947.6857 | 984.2486
Option 4 SC | CQ H2 Domestic Consumption Purchaser | Subregion flexible electricity load for Domestic H2 | 170.455 | 168.3874 | 165.6299 | 163.6243 | 163.9371 | 167.2109 | 173.712 | 185.9936 | 203.9307 | 215.6803 | 227.0274 | 239.5443 | 251.85 | 264.3586 | 275.4677 | 287.1507 | 301.6464 | 315.6511 | 327.2189 | 338.9286 | 349.3571 | 359.9637 | 369.2456 | 380.4343
Option 4 SC | CSA H2 Domestic Consumption Purchaser | Subregion flexible electricity load for Domestic H2 | 7.3521 | 7.2677 | 7.1436 | 7.0393 | 6.9871 | 11.1369 | 25.993 | 49.5879 | 83.4807 | 107.6309 | 132.4153 | 158.1493 | 183.8036 | 209.2489 | 232.2417 | 255.7086 | 282.5621 | 310.0043 | 336.3697 | 365.0521 | 393.0007 | 421.2691 | 447.3547 | 474.1871
Option 4 SC | Catagunya Min Gen | Hydro min release | 17.52 | 17.52 | 17.52 | 17.52 | 17.52 | 17.52 | 17.52 | 17.52 | 17.52 | 17.52 | 17.52 | 17.52 | 17.52 | 17.52 | 17.52 | 17.52 | 17.52 | 17.52 | 17.52 | 17.52 | 17.52 | 17.52 | 17.52 | 17.52
Option 4 SC | Combined Marinus Export | Special Constraints | 11773440 | 11805696 | 11773440 | 11773440 | 11773440 | 11805696 | 11773440 | 11773440 | 15589440 | 18393696 | 18343440 | 18343440 | 18343440 | 18393696 | 18343440 | 18343440 | 18343440 | 18393696 | 18343440 | 18343440 | 18343440 | 18393696 | 18343440 | 18343440
Option 4 SC | Combined Marinus Import | Special Constraints | 8567280 | 8590752 | 8567280 | 8567280 | 8567280 | 8590752 | 8567280 | 8567280 | 12383280 | 15178752 | 15137280 | 15137280 | 15137280 | 15178752 | 15137280 | 15137280 | 15137280 | 15178752 | 15137280 | 15137280 | 15137280 | 15178752 | 15137280 | 15137280
Option 4 SC | Constraint on Pipeline from Storage to GTs CNSW | Constraints to make diesel to come exclusively from storage | 0 | 0 | 0 | 0 | 0 | 0 | 0 | 0 | 0 | 0 | 0 | 0 | 0 | 0 | 0 | 0 | 0 | 0 | 0 | 0 | 0 | 0 | 0 | 0
Option 4 SC | Constraint on Pipeline from Storage to GTs CQ | Constraints to make diesel to come exclusively from storage | 0 | 0 | 0 | 0 | 0 | 0 | 0 | 0 | 0 | 0 | 0 | 0 | 0 | 0 | 0 | 0 | 0 | 0 | 0 | 0 | 0 | 0 | 0 | 0
Option 4 SC | Constraint on Pipeline from Storage to GTs CSA | Constraints to make diesel to come exclusively from storage | 0 | 0 | 0 | 0 | 0 | 0 | 0 | 0 | 0 | 0 | 0 | 0 | 0 | 0 | 0 | 0 | 0 | 0 | 0 | 0 | 0 | 0 | 0 | 0
Option 4 SC | Constraint on Pipeline from Storage to GTs GG | Constraints to make diesel to come exclusively from storage | 0 | 0 | 0 | 0 | 0 | 0 | 0 | 0 | 0 | 0 | 0 | 0 | 0 | 0 | 0 | 0 | 0 | 0 | 0 | 0 | 0 | 0 | 0 | 0
Option 4 SC | Constraint on Pipeline from Storage to GTs MEL | Constraints to make diesel to come exclusively from storage | 0 | 0 | 0 | 0 | 0 | 0 | 0 | 0 | 0 | 0 | 0 | 0 | 0 | 0 | 0 | 0 | 0 | 0 | 0 | 0 | 0 | 0 | 0 | 0
Option 4 SC | Constraint on Pipeline from Storage to GTs NNSW | Constraints to make diesel to come exclusively from storage | 0 | 0 | 0 | 0 | 0 | 0 | 0 | 0 | 0 | 0 | 0 | 0 | 0 | 0 | 0 | 0 | 0 | 0 | 0 | 0 | 0 | 0 | 0 | 0
Option 4 SC | Constraint on Pipeline from Storage to GTs NQ | Constraints to make diesel to come exclusively from storage | 0 | 0 | 0 | 0 | 0 | 0 | 0 | 0 | 0 | 0 | 0 | 0 | 0 | 0 | 0 | 0 | 0 | 0 | 0 | 0 | 0 | 0 | 0 | 0
Option 4 SC | Constraint on Pipeline from Storage to GTs NSA | Constraints to make diesel to come exclusively from storage | 0 | 0 | 0 | 0 | 0 | 0 | 0 | 0 | 0 | 0 | 0 | 0 | 0 | 0 | 0 | 0 | 0 | 0 | 0 | 0 | 0 | 0 | 0 | 0
Option 4 SC | Constraint on Pipeline from Storage to GTs SESA | Constraints to make diesel to come exclusively from storage | 0 | 0 | 0 | 0 | 0 | 0 | 0 | 0 | 0 | 0 | 0 | 0 | 0 | 0 | 0 | 0 | 0 | 0 | 0 | 0 | 0 | 0 | 0 | 0
Option 4 SC | Constraint on Pipeline from Storage to GTs SEV | Constraints to make diesel to come exclusively from storage | 0 | 0 | 0 | 0 | 0 | 0 | 0 | 0 | 0 | 0 | 0 | 0 | 0 | 0 | 0 | 0 | 0 | 0 | 0 | 0 | 0 | 0 | 0 | 0
Option 4 SC | Constraint on Pipeline from Storage to GTs SNSW | Constraints to make diesel to come exclusively from storage | 0 | 0 | 0 | 0 | 0 | 0 | 0 | 0 | 0 | 0 | 0 | 0 | 0 | 0 | 0 | 0 | 0 | 0 | 0 | 0 | 0 | 0 | 0 | 0
Option 4 SC | Constraint on Pipeline from Storage to GTs SNW | Constraints to make diesel to come exclusively from storage | 0 | 0 | 0 | 0 | 0 | 0 | 0 | 0 | 0 | 0 | 0 | 0 | 0 | 0 | 0 | 0 | 0 | 0 | 0 | 0 | 0 | 0 | 0 | 0
Option 4 SC | Constraint on Pipeline from Storage to GTs SQ | Constraints to make diesel to come exclusively from storage | 0 | 0 | 0 | 0 | 0 | 0 | 0 | 0 | 0 | 0 | 0 | 0 | 0 | 0 | 0 | 0 | 0 | 0 | 0 | 0 | 0 | 0 | 0 | 0
Option 4 SC | Constraint on Pipeline from Storage to GTs TAS | Constraints to make diesel to come exclusively from storage | 0 | 0 | 0 | 0 | 0 | 0 | 0 | 0 | 0 | 0 | 0 | 0 | 0 | 0 | 0 | 0 | 0 | 0 | 0 | 0 | 0 | 0 | 0 | 0
Option 4 SC | Constraint on Pipeline from Storage to GTs WNV | Constraints to make diesel to come exclusively from storage | 0 | 0 | 0 | 0 | 0 | 0 | 0 | 0 | 0 | 0 | 0 | 0 | 0 | 0 | 0 | 0 | 0 | 0 | 0 | 0 | 0 | 0 | 0 | 0
Option 4 SC | Constraint on Pipeline from Storage to GTs WOO | Constraints to make diesel to come exclusively from storage | 0 | 0 | 0 | 0 | 0 | 0 | 0 | 0 | 0 | 0 | 0 | 0 | 0 | 0 | 0 | 0 | 0 | 0 | 0 | 0 | 0 | 0 | 0 | 0
Option 4 SC | DNSP Thermal Limit on CER CNSW Area1 | DNSP Thermal Limit on CER | 962269.5 | 1099240 | 1264331.5 | 1368618 | 1448495.5 | 1609457.5 | 1584894 | 1855986 | 1950265 | 1990593 | 2044071.5 | 2138503.5 | 2288587 | 2525268 | 2589849 | 2534195.5 | 2447252.5 | 2644375 | 2891062.5 | 2969827.5 | 3092953 | 3323357.5 | 3258642.5 | 3794009
Option 4 SC | DNSP Thermal Limit on CER CQ Area1 | DNSP Thermal Limit on CER | 1214135.5 | 1438282.5 | 1635434 | 1844677.5 | 1973392 | 2134233.5 | 2266398 | 2529976.5 | 2659692 | 2850524 | 2911547.5 | 2926350.5 | 3165456.5 | 3410091.5 | 3569522 | 3423494 | 3274746 | 3651306.5 | 4022065.5 | 4051686.5 | 4171485 | 4376405 | 4693518 | 5217151.5
Option 4 SC | DNSP Thermal Limit on CER CSA Area1 | DNSP Thermal Limit on CER | 4369703.5 | 4970993 | 5542293.5 | 5902109.5 | 6603829.5 | 7231945.5 | 7807612 | 8505794 | 9415109.5 | 10195176 | 9928766 | 11826609 | 12672958.5 | 13622141 | 14131716 | 14501482.5 | 14628137.5 | 15775448 | 16799547.5 | 17032647 | 17876777 | 18996982.5 | 19706877.5 | 20614297
Option 4 SC | DNSP Thermal Limit on CER GG Area1 | DNSP Thermal Limit on CER | 155600 | 181154 | 207585 | 237317.5 | 244723.5 | 266711 | 279661 | 303196.5 | 320219.5 | 327993.5 | 338642 | 346448 | 362495 | 410569.5 | 432863.5 | 423099.5 | 399305.5 | 442073 | 476014 | 527076.5 | 563742 | 606543 | 625200 | 657931
Option 4 SC | DNSP Thermal Limit on CER MEL Area1 | DNSP Thermal Limit on CER | 903804.5 | 1074538 | 1241559.5 | 1253626 | 1475591 | 1580832 | 1696335 | 1836226 | 1944128.5 | 1963441.5 | 2045969 | 2196155.5 | 2379218 | 2573691 | 2626002 | 2645969.5 | 2448698 | 2738856 | 2977171.5 | 2883992.5 | 3272370.5 | 3382329 | 3540169.5 | 3815404.5
Option 4 SC | DNSP Thermal Limit on CER MEL Area2 | DNSP Thermal Limit on CER | 4077436.5 | 4892366 | 5709473.5 | 5763936.5 | 6859135.5 | 7368862 | 7916307.5 | 8567873 | 9044577.5 | 9075970 | 9489322.5 | 10153292 | 11053820.5 | 11986993.5 | 12279957 | 12385446.5 | 11487296.5 | 12859446 | 14092083.5 | 13559880.5 | 15481497 | 16085141.5 | 16869894.5 | 18245077.5
Option 4 SC | DNSP Thermal Limit on CER NNSW Area1 | DNSP Thermal Limit on CER | 2319485 | 2619173.5 | 3000920.5 | 3230027 | 3455891 | 3783180 | 3784977.5 | 4417095 | 4497106 | 4630417 | 4738909 | 4888101 | 5276885.5 | 5737342 | 6097179 | 5972858 | 5721246.5 | 6024370.5 | 6558027.5 | 6657969 | 6998736.5 | 7473568.5 | 7440381 | 8684916.5
Option 4 SC | DNSP Thermal Limit on CER NQ Area1 | DNSP Thermal Limit on CER | 2004455 | 2321331.5 | 2581749 | 2951374.5 | 3120879.5 | 3367430 | 3548307 | 3847397 | 3998043 | 4243889.5 | 4293045 | 4508772.5 | 4756791 | 5053722 | 5424260.5 | 5206304 | 4926321.5 | 5276491.5 | 6006003.5 | 6337836 | 6492838 | 6964466.5 | 7046529 | 7591057
Option 4 SC | DNSP Thermal Limit on CER NSA Area1 | DNSP Thermal Limit on CER | 163549.5 | 187723.5 | 208359.5 | 225657 | 249650 | 274596.5 | 299842.5 | 328945.5 | 369092.5 | 405415 | 408910 | 474385 | 523891 | 563390 | 590644.5 | 626933 | 632063 | 705668.5 | 756785.5 | 790998 | 846054 | 902103 | 961711.5 | 1025929.5
Option 4 SC | DNSP Thermal Limit on CER SESA Area1 | DNSP Thermal Limit on CER | 192389.5 | 224162 | 249699 | 270519 | 305407.5 | 341687 | 374616 | 411291.5 | 458612.5 | 495405 | 527327.5 | 612997.5 | 672570 | 726764.5 | 771765 | 809274 | 831340.5 | 911095.5 | 973244 | 1002924.5 | 1056734.5 | 1133855.5 | 1188050 | 1254240.5
Option 4 SC | DNSP Thermal Limit on CER SEV Area1 | DNSP Thermal Limit on CER | 869993.5 | 1079513 | 1309967 | 1458998 | 1718562 | 1888720.5 | 2082340 | 2257719.5 | 2400364.5 | 2502685.5 | 2660977 | 2831323.5 | 2990136 | 3309379.5 | 3358226 | 3426154.5 | 3331916.5 | 3637723 | 3848570 | 3796630.5 | 4172030 | 4385849 | 4467058.5 | 4735672.5
Option 4 SC | DNSP Thermal Limit on CER SNSW Area1 | DNSP Thermal Limit on CER | 1174766 | 1310078.5 | 1498737.5 | 1600065 | 1708618.5 | 1880050 | 1862821 | 2149223 | 2175605 | 2224902.5 | 2286962.5 | 2365366.5 | 2548270 | 2767700 | 2970013.5 | 2944803 | 2855330 | 3028007.5 | 3306100 | 3367361.5 | 3590860.5 | 3801597.5 | 3728843.5 | 4253500
Option 4 SC | DNSP Thermal Limit on CER SNSW Area2 | DNSP Thermal Limit on CER | 1043797.5 | 1166291.5 | 1344684.5 | 1434148 | 1529340.5 | 1684192.5 | 1667598 | 1945727.5 | 1964255 | 2025090.5 | 2058616.5 | 2130210.5 | 2279355 | 2527801 | 2723374.5 | 2668299.5 | 2582128.5 | 2737297 | 2991106.5 | 3057346 | 3251264 | 3406728.5 | 3321214 | 3862827.5
Option 4 SC | DNSP Thermal Limit on CER SNW Area1 | DNSP Thermal Limit on CER | 4458959.5 | 5132281 | 5992301.5 | 6641521 | 7009635.5 | 7837808 | 7861801.5 | 9126356.5 | 9454527.5 | 9698977 | 10090969 | 10411546.5 | 11474418 | 12646910 | 13544563 | 13309342 | 12985964.5 | 14103417 | 15232228.5 | 16265479 | 16763573 | 18339376.5 | 18174930 | 20690621
Option 4 SC | DNSP Thermal Limit on CER SNW Area2 | DNSP Thermal Limit on CER | 4854239 | 5492319.5 | 6312703 | 6911204.5 | 7211102 | 7994005 | 7922739.5 | 9129889.5 | 9379712.5 | 9504602 | 9796439 | 10024946 | 10997930 | 12035263 | 12813397 | 12477255.5 | 12034985 | 13019684.5 | 14076194.5 | 14959332.5 | 15293712 | 16666756.5 | 16380577 | 18617534
Option 4 SC | DNSP Thermal Limit on CER SQ Area1 | DNSP Thermal Limit on CER | 9938212.5 | 11607518.5 | 13171236 | 14613507 | 15592113 | 16394045 | 17429438.5 | 18319735 | 19347688 | 20500654.5 | 20647687 | 20838566 | 22457303 | 23906216 | 25264318.5 | 25511219 | 22931963.5 | 25603814 | 28035455.5 | 29615946 | 31128416.5 | 32381464.5 | 34330958 | 35657825.5
Option 4 SC | DNSP Thermal Limit on CER TAS Area1 | DNSP Thermal Limit on CER | 588631 | 690523 | 793388.5 | 827265 | 988272 | 1094497.5 | 1184901 | 1318139 | 1409578 | 1466903.5 | 1611783 | 1673225.5 | 1854824 | 2103135.5 | 2103989.5 | 2197931.5 | 2329299.5 | 2471090 | 2494764 | 2630453 | 2878081 | 3233742 | 3270442 | 3341494
Option 4 SC | DNSP Thermal Limit on CER WNV Area1 | DNSP Thermal Limit on CER | 396133.5 | 471282 | 543415.5 | 570307.5 | 686698 | 730555 | 777736 | 843984.5 | 907707.5 | 931417 | 976391 | 1040531.5 | 1144501.5 | 1230784 | 1252963 | 1301238.5 | 1162334.5 | 1293776 | 1392629 | 1428265 | 1650645.5 | 1703399 | 1765322 | 1891010.5
Option 4 SC | DNSP Thermal Limit on CER WNV Area2 | DNSP Thermal Limit on CER | 1549694.5 | 1862670.5 | 2178832.5 | 2333610 | 2827931.5 | 3039132 | 3287030.5 | 3577522.5 | 3846777.5 | 3971182.5 | 4246029 | 4485911.5 | 4898273 | 5450925 | 5471439 | 5640633 | 5090448.5 | 5460674.5 | 5853761.5 | 5851998 | 6789522 | 7052745.5 | 7234929 | 7547963
Option 4 SC | DNSP Thermal Limit on Distributed Resources CNSW Area1 | DNSP Thermal Limit on Distributed Resources | 5676480 | 5692032 | 5676480 | 5676480 | 5676480 | 5692032 | 5676480 | 5676480 | 5676480 | 5692032 | 5676480 | 5676480 | 5676480 | 5692032 | 5676480 | 5676480 | 5676480 | 5692032 | 5676480 | 5676480 | 5676480 | 5692032 | 5676480 | 5676480
Option 4 SC | DNSP Thermal Limit on Distributed Resources CQ Area1 | DNSP Thermal Limit on Distributed Resources | 0 | 0 | 0 | 0 | 0 | 9003600 | 8979000 | 8979000 | 8979000 | 9003600 | 8979000 | 8979000 | 8979000 | 9003600 | 8979000 | 8979000 | 8979000 | 9003600 | 8979000 | 8979000 | 8979000 | 9003600 | 8979000 | 8979000
Option 4 SC | DNSP Thermal Limit on Distributed Resources CSA Area1 | DNSP Thermal Limit on Distributed Resources | 0 | 0 | 0 | 0 | 0 | 65352960 | 65174400 | 65174400 | 65174400 | 65352960 | 65174400 | 65174400 | 65174400 | 65352960 | 65174400 | 65174400 | 65174400 | 65352960 | 65174400 | 65174400 | 65174400 | 65352960 | 65174400 | 65174400
Option 4 SC | DNSP Thermal Limit on Distributed Resources GG Area1 | DNSP Thermal Limit on Distributed Resources | 1033680 | 1036512 | 1033680 | 1033680 | 1033680 | 1036512 | 1033680 | 1033680 | 1033680 | 1036512 | 1033680 | 1033680 | 1033680 | 1036512 | 1033680 | 1033680 | 1033680 | 1036512 | 1033680 | 1033680 | 1033680 | 1036512 | 1033680 | 1033680
Option 4 SC | DNSP Thermal Limit on Distributed Resources MEL Area1 | DNSP Thermal Limit on Distributed Resources | 15978240 | 16022016 | 15978240 | 15978240 | 15978240 | 16022016 | 15978240 | 15978240 | 15978240 | 16022016 | 15978240 | 15978240 | 15978240 | 16022016 | 15978240 | 15978240 | 15978240 | 16022016 | 15978240 | 15978240 | 15978240 | 16022016 | 15978240 | 15978240
Option 4 SC | DNSP Thermal Limit on Distributed Resources MEL Area2 | DNSP Thermal Limit on Distributed Resources | 182768640 | 183269376 | 182768640 | 182768640 | 182768640 | 183269376 | 182768640 | 182768640 | 182768640 | 183269376 | 182768640 | 182768640 | 182768640 | 183269376 | 182768640 | 182768640 | 182768640 | 183269376 | 182768640 | 182768640 | 182768640 | 183269376 | 182768640 | 182768640
Option 4 SC | DNSP Thermal Limit on Distributed Resources NNSW Area1 | DNSP Thermal Limit on Distributed Resources | 0 | 0 | 0 | 0 | 0 | 9196848 | 9171720 | 9171720 | 9171720 | 9196848 | 9171720 | 9171720 | 9171720 | 9196848 | 9171720 | 9171720 | 9171720 | 9196848 | 9171720 | 9171720 | 9171720 | 9196848 | 9171720 | 9171720
Option 4 SC | DNSP Thermal Limit on Distributed Resources NQ Area1 | DNSP Thermal Limit on Distributed Resources | 0 | 0 | 0 | 0 | 0 | 16961904 | 16915560 | 16915560 | 16915560 | 16961904 | 16915560 | 16915560 | 16915560 | 16961904 | 16915560 | 16915560 | 16915560 | 16961904 | 16915560 | 16915560 | 16915560 | 16961904 | 16915560 | 16915560
Option 4 SC | DNSP Thermal Limit on Distributed Resources NSA Area1 | DNSP Thermal Limit on Distributed Resources | 3039720 | 3048048 | 3039720 | 3039720 | 3039720 | 3048048 | 3039720 | 3039720 | 3039720 | 3048048 | 3039720 | 3039720 | 3039720 | 3048048 | 3039720 | 3039720 | 3039720 | 3048048 | 3039720 | 3039720 | 3039720 | 3048048 | 3039720 | 3039720
Option 4 SC | DNSP Thermal Limit on Distributed Resources SESA Area1 | DNSP Thermal Limit on Distributed Resources | 0 | 0 | 0 | 0 | 0 | 4488624 | 4476360 | 4476360 | 4476360 | 4488624 | 4476360 | 4476360 | 4476360 | 4488624 | 4476360 | 4476360 | 4476360 | 4488624 | 4476360 | 4476360 | 4476360 | 4488624 | 4476360 | 4476360
Option 4 SC | DNSP Thermal Limit on Distributed Resources SEV Area1 | DNSP Thermal Limit on Distributed Resources | 7191960 | 7211664 | 7191960 | 7191960 | 7191960 | 7211664 | 7191960 | 7191960 | 7191960 | 7211664 | 7191960 | 7191960 | 7191960 | 7211664 | 7191960 | 7191960 | 7191960 | 7211664 | 7191960 | 7191960 | 7191960 | 7211664 | 7191960 | 7191960
Option 4 SC | DNSP Thermal Limit on Distributed Resources SNSW Area1 | DNSP Thermal Limit on Distributed Resources | 6990480 | 7009632 | 6990480 | 6990480 | 6990480 | 7009632 | 6990480 | 6990480 | 6990480 | 7009632 | 6990480 | 6990480 | 6990480 | 7009632 | 6990480 | 6990480 | 6990480 | 7009632 | 6990480 | 6990480 | 6990480 | 7009632 | 6990480 | 6990480
Option 4 SC | DNSP Thermal Limit on Distributed Resources SNSW Area2 | DNSP Thermal Limit on Distributed Resources | 8059200 | 8081280 | 8059200 | 8059200 | 8059200 | 8081280 | 8059200 | 8059200 | 8059200 | 8081280 | 8059200 | 8059200 | 8059200 | 8081280 | 8059200 | 8059200 | 8059200 | 8081280 | 8059200 | 8059200 | 8059200 | 8081280 | 8059200 | 8059200
Option 4 SC | DNSP Thermal Limit on Distributed Resources SNW Area1 | DNSP Thermal Limit on Distributed Resources | 27366240 | 27441216 | 27366240 | 27366240 | 27366240 | 27441216 | 27366240 | 27366240 | 27366240 | 27441216 | 27366240 | 27366240 | 27366240 | 27441216 | 27366240 | 27366240 | 27366240 | 27441216 | 27366240 | 27366240 | 27366240 | 27441216 | 27366240 | 27366240
Option 4 SC | DNSP Thermal Limit on Distributed Resources SNW Area2 | DNSP Thermal Limit on Distributed Resources | 59734440 | 59898096 | 59734440 | 59734440 | 59734440 | 59898096 | 59734440 | 59734440 | 59734440 | 59898096 | 59734440 | 59734440 | 59734440 | 59898096 | 59734440 | 59734440 | 59734440 | 59898096 | 59734440 | 59734440 | 59734440 | 59898096 | 59734440 | 59734440
Option 4 SC | DNSP Thermal Limit on Distributed Resources SQ Area1 | DNSP Thermal Limit on Distributed Resources | 51018240 | 51158016 | 51018240 | 51018240 | 51018240 | 51158016 | 51018240 | 51018240 | 51018240 | 51158016 | 51018240 | 51018240 | 51018240 | 51158016 | 51018240 | 51018240 | 51018240 | 51158016 | 51018240 | 51018240 | 51018240 | 51158016 | 51018240 | 51018240
Option 4 SC | DNSP Thermal Limit on Distributed Resources TAS Area1 | DNSP Thermal Limit on Distributed Resources | 3468960 | 3478464 | 3468960 | 3468960 | 3468960 | 3478464 | 3468960 | 3468960 | 3468960 | 3478464 | 3468960 | 3468960 | 3468960 | 3478464 | 3468960 | 3468960 | 3468960 | 3478464 | 3468960 | 3468960 | 3468960 | 3478464 | 3468960 | 3468960
Option 4 SC | DNSP Thermal Limit on Distributed Resources WNV Area1 | DNSP Thermal Limit on Distributed Resources | 0 | 0 | 0 | 0 | 0 | 3469680 | 3460200 | 3460200 | 3460200 | 3469680 | 3460200 | 3460200 | 3460200 | 3469680 | 3460200 | 3460200 | 3460200 | 3469680 | 3460200 | 3460200 | 3460200 | 3469680 | 3460200 | 3460200
Option 4 SC | DNSP Thermal Limit on Distributed Resources WNV Area2 | DNSP Thermal Limit on Distributed Resources | 0 | 0 | 0 | 0 | 0 | 53441856 | 53295840 | 53295840 | 53295840 | 53441856 | 53295840 | 53295840 | 53295840 | 53441856 | 53295840 | 53295840 | 53295840 | 53441856 | 53295840 | 53295840 | 53295840 | 53441856 | 53295840 | 53295840
Option 4 SC | Daily H2 Limit NSW | H2 Infrastructure Limitations | 0 | 0 | 0 | 0 | 0 | 0 | 0 | 0 | 0 | 0 | 0 | 0 | 0 | 0 | 0 | 0 | 0 | 0 | 0 | 0 | 0 | 0 | 0 | 0
Option 4 SC | Daily H2 Limit QLD | H2 Infrastructure Limitations | 0 | 0 | 0 | 0 | 0 | 0 | 0 | 0 | 0 | 0 | 0 | 0 | 0 | 0 | 0 | 0 | 0 | 0 | 0 | 0 | 0 | 0 | 0 | 0
Option 4 SC | Daily H2 Limit SA | H2 Infrastructure Limitations | 0 | 0 | 0 | 0 | 0 | 0 | 0 | 0 | 0 | 0 | 0 | 0 | 0 | 0 | 0 | 0 | 0 | 0 | 0 | 0 | 0 | 0 | 0 | 0
Option 4 SC | Daily H2 Limit TAS | H2 Infrastructure Limitations | 0 | 0 | 0 | 0 | 0 | 0 | 0 | 0 | 0 | 0 | 0 | 0 | 0 | 0 | 0 | 0 | 0 | 0 | 0 | 0 | 0 | 0 | 0 | 0
Option 4 SC | Daily H2 Limit VIC | H2 Infrastructure Limitations | 0 | 0 | 0 | 0 | 0 | 0 | 0 | 0 | 0 | 0 | 0 | 0 | 0 | 0 | 0 | 0 | 0 | 0 | 0 | 0 | 0 | 0 | 0 | 0
Option 4 SC | ExportGroup_CNSW1 | Group Network Export Constraints | 7139400 | 7158960 | 7139400 | 7139400 | 7139400 | 7158960 | 7139400 | 7139400 | 7139400 | 7158960 | 7139400 | 7139400 | 7139400 | 7158960 | 7139400 | 7139400 | 7139400 | 7158960 | 7139400 | 7139400 | 7139400 | 7158960 | 7139400 | 7139400
Option 4 SC | ExportGroup_CQ1 | Group Network Export Constraints | 16792320 | 16833120 | 16792320 | 16792320 | 16792320 | 16833120 | 16792320 | 16792320 | 16792320 | 16833120 | 16792320 | 16792320 | 16792320 | 16833120 | 16792320 | 16792320 | 16792320 | 16833120 | 16792320 | 16792320 | 16792320 | 16833120 | 16792320 | 16792320
Option 4 SC | ExportGroup_MN1 | Group Network Export Constraints | 15460080 | 15499200 | 15460080 | 15460080 | 15460080 | 15499200 | 15460080 | 15460080 | 15460080 | 15499200 | 15460080 | 15460080 | 15460080 | 15499200 | 15460080 | 15460080 | 15460080 | 15499200 | 15460080 | 15460080 | 15460080 | 15499200 | 15460080 | 15460080
Option 4 SC | ExportGroup_NET1 | Group Network Export Constraints | 14016000 | 14054400 | 14016000 | 14016000 | 14016000 | 14054400 | 14016000 | 14016000 | 14016000 | 14054400 | 14016000 | 14016000 | 14016000 | 14054400 | 14016000 | 14016000 | 14016000 | 14054400 | 14016000 | 14016000 | 14016000 | 14054400 | 14016000 | 14016000
Option 4 SC | ExportGroup_NQ1 | Group Network Export Constraints | 22380480 | 22438560 | 22380480 | 22380480 | 22380480 | 22438560 | 22380480 | 22380480 | 22380480 | 22438560 | 22380480 | 22380480 | 22380480 | 22438560 | 22380480 | 22380480 | 22380480 | 22438560 | 22380480 | 22380480 | 22380480 | 22438560 | 22380480 | 22380480
Option 4 SC | ExportGroup_NSA1 | Group Network Export Constraints | 5124600 | 5138640 | 5124600 | 5124600 | 5124600 | 5138640 | 5124600 | 5124600 | 5124600 | 5138640 | 5124600 | 5124600 | 5124600 | 5138640 | 5124600 | 5124600 | 5124600 | 5138640 | 5124600 | 5124600 | 5124600 | 5138640 | 5124600 | 5124600
Option 4 SC | ExportGroup_SEVIC1 | Group Network Export Constraints | 0 | 0 | 0 | 0 | 0 | 36892800 | 36792000 | 36792000 | 36792000 | 36892800 | 36792000 | 36792000 | 36792000 | 36892800 | 36792000 | 36792000 | 36792000 | 36892800 | 36792000 | 36792000 | 36792000 | 36892800 | 36792000 | 36792000
Option 4 SC | ExportGroup_SQ1 | Group Network Export Constraints | 12264000 | 12297600 | 12264000 | 12264000 | 12264000 | 12297600 | 12264000 | 12264000 | 12264000 | 12297600 | 12264000 | 12264000 | 12264000 | 12297600 | 12264000 | 12264000 | 12264000 | 12297600 | 12264000 | 12264000 | 12264000 | 12297600 | 12264000 | 12264000
Option 4 SC | ExportGroup_SWNSW1 | Group Network Export Constraints | 10512000 | 10540800 | 10512000 | 10512000 | 10512000 | 10540800 | 10512000 | 10512000 | 10512000 | 10540800 | 10512000 | 10512000 | 10512000 | 10540800 | 10512000 | 10512000 | 10512000 | 10540800 | 10512000 | 10512000 | 10512000 | 10540800 | 10512000 | 10512000
Option 4 SC | ExportGroup_SWNSW2 | Group Network Export Constraints | 0 | 0 | 0 | 0 | 0 | 22598400 | 38544000 | 38544000 | 38544000 | 38649600 | 38544000 | 38544000 | 38544000 | 38649600 | 38544000 | 38544000 | 38544000 | 38649600 | 38544000 | 38544000 | 38544000 | 38649600 | 38544000 | 38544000
Option 4 SC | ExportGroup_SWQLD1 | Group Network Export Constraints | 26280000 | 26352000 | 26280000 | 26280000 | 26280000 | 26352000 | 26280000 | 26280000 | 26280000 | 26352000 | 26280000 | 26280000 | 26280000 | 26352000 | 26280000 | 26280000 | 26280000 | 26352000 | 26280000 | 26280000 | 26280000 | 26352000 | 26280000 | 26280000
Option 4 SC | ExportGroup_SWV1 | Group Network Export Constraints | 21856200 | 21916080 | 21856200 | 21856200 | 21856200 | 21916080 | 21856200 | 21856200 | 21856200 | 21916080 | 21856200 | 21856200 | 21856200 | 21916080 | 21856200 | 21856200 | 21856200 | 21916080 | 21856200 | 21856200 | 21856200 | 21916080 | 21856200 | 21856200
Option 4 SC | ExportGroup_WNV1 | Group Network Export Constraints | 23802480 | 23851440 | 23802480 | 23802480 | 23802480 | 10851480 | 23802480 | 23802480 | 23802480 | 23851440 | 23802480 | 23802480 | 23802480 | 23851440 | 23802480 | 23802480 | 23802480 | 23851440 | 23802480 | 23802480 | 23802480 | 23851440 | 23802480 | 23802480
Option 4 SC | ExportGroup_WV1 | Group Network Export Constraints | 7860000 | 7878720 | 7860000 | 7860000 | 7860000 | 7878720 | 7860000 | 7860000 | 7860000 | 7878720 | 7860000 | 7860000 | 7860000 | 7878720 | 7860000 | 7860000 | 7860000 | 7878720 | 7860000 | 7860000 | 7860000 | 7878720 | 7860000 | 7860000
Option 4 SC | ExportLimit_DN1_Dubbo | Distribution REZ Export Constraints | 0 | 0 | 0 | 0 | 0 | 0 | 0 | 0 | 0 | 0 | 0 | 0 | 0 | 0 | 0 | 0 | 0 | 0 | 0 | 0 | 0 | 0 | 0 | 0
Option 4 SC | ExportLimit_DN2_Yass | Distribution REZ Export Constraints | 0 | 0 | 0 | 0 | 0 | 0 | 0 | 0 | 0 | 0 | 0 | 0 | 0 | 0 | 0 | 0 | 0 | 0 | 0 | 0 | 0 | 0 | 0 | 0
Option 4 SC | ExportLimit_DN3_Marulan | Distribution REZ Export Constraints | 0 | 0 | 0 | 0 | 0 | 0 | 0 | 0 | 0 | 0 | 0 | 0 | 0 | 0 | 0 | 0 | 0 | 0 | 0 | 0 | 0 | 0 | 0 | 0
Option 4 SC | ExportLimit_N10_Hunter Coast | REZ Network Export Constraints | 49494000 | 49629600 | 49494000 | 49494000 | 49494000 | 49629600 | 49494000 | 49494000 | 49494000 | 49629600 | 49494000 | 49494000 | 49494000 | 49629600 | 49494000 | 49494000 | 49494000 | 49629600 | 49494000 | 49494000 | 49494000 | 49629600 | 49494000 | 49494000
Option 4 SC | ExportLimit_N11_Illawarra Coast | REZ Network Export Constraints | 8760000 | 8784000 | 8760000 | 8760000 | 8760000 | 8784000 | 8760000 | 8760000 | 8760000 | 8784000 | 8760000 | 8760000 | 8760000 | 8784000 | 8760000 | 8760000 | 8760000 | 8784000 | 8760000 | 8760000 | 8760000 | 8784000 | 8760000 | 8760000
Option 4 SC | ExportLimit_N12_Illawarra | REZ Network Export Constraints | 8760000 | 8784000 | 8760000 | 8760000 | 8760000 | 8784000 | 8760000 | 8760000 | 8760000 | 8784000 | 8760000 | 8760000 | 8760000 | 8784000 | 8760000 | 8760000 | 8760000 | 8784000 | 8760000 | 8760000 | 8760000 | 8784000 | 8760000 | 8760000
Option 4 SC | ExportLimit_N13_South Cobar | REZ Network Export Constraints | 995328 | 997872 | 995328 | 995328 | 995328 | 997872 | 995328 | 995328 | 995328 | 997872 | 995328 | 995328 | 995328 | 997872 | 995328 | 995328 | 995328 | 997872 | 995328 | 995328 | 995328 | 997872 | 995328 | 995328
Option 4 SC | ExportLimit_N1_North West NSW | REZ Network Export Constraints | 1497960 | 1502064 | 1497960 | 1497960 | 1497960 | 1502064 | 1497960 | 1497960 | 1497960 | 1502064 | 1497960 | 1497960 | 1497960 | 1502064 | 1497960 | 1497960 | 1497960 | 1502064 | 1497960 | 1497960 | 1497960 | 1502064 | 1497960 | 1497960
Option 4 SC | ExportLimit_N2_New England | REZ Network Export Constraints | 5054520 | 5068368 | 5054520 | 5054520 | 5054520 | 5068368 | 5054520 | 5054520 | 5054520 | 5068368 | 5054520 | 5054520 | 5054520 | 5068368 | 5054520 | 5054520 | 5054520 | 5068368 | 5054520 | 5054520 | 5054520 | 5068368 | 5054520 | 5054520
Option 4 SC | ExportLimit_N3_Central-West Orana | REZ Network Export Constraints | 7884000 | 7905600 | 7884000 | 7884000 | 7884000 | 7905600 | 7884000 | 7884000 | 7884000 | 7905600 | 7884000 | 7884000 | 7884000 | 7905600 | 7884000 | 7884000 | 7884000 | 7905600 | 7884000 | 7884000 | 7884000 | 7905600 | 7884000 | 7884000
Option 4 SC | ExportLimit_N4_Broken Hill | REZ Network Export Constraints | 2190000 | 2196000 | 2190000 | 2190000 | 2190000 | 2196000 | 2190000 | 2190000 | 2190000 | 2196000 | 2190000 | 2190000 | 2190000 | 2196000 | 2190000 | 2190000 | 2190000 | 2196000 | 2190000 | 2190000 | 2190000 | 2196000 | 2190000 | 2190000
Option 4 SC | ExportLimit_N5_South West NSW | REZ Network Export Constraints | 3942000 | 3952800 | 3942000 | 3942000 | 3942000 | 3952800 | 3942000 | 3942000 | 3942000 | 3952800 | 3942000 | 3942000 | 3942000 | 3952800 | 3942000 | 3942000 | 3942000 | 3952800 | 3942000 | 3942000 | 3942000 | 3952800 | 3942000 | 3942000
Option 4 SC | ExportLimit_N6_Wagga Wagga | REZ Network Export Constraints | 9636000 | 9662400 | 9636000 | 9636000 | 9636000 | 9662400 | 9636000 | 9636000 | 9636000 | 9662400 | 9636000 | 9636000 | 9636000 | 9662400 | 9636000 | 9636000 | 9636000 | 9662400 | 9636000 | 9636000 | 9636000 | 9662400 | 9636000 | 9636000
Option 4 SC | ExportLimit_N7_Tumut | REZ Network Export Constraints | 0 | 0 | 0 | 0 | 0 | 0 | 0 | 0 | 0 | 0 | 0 | 0 | 0 | 0 | 0 | 0 | 0 | 0 | 0 | 0 | 0 | 0 | 0 | 0
Option 4 SC | ExportLimit_N8_Cooma-Monaro | REZ Network Export Constraints | 3066000 | 3074400 | 3066000 | 3066000 | 3066000 | 3074400 | 3066000 | 3066000 | 3066000 | 3074400 | 3066000 | 3066000 | 3066000 | 3074400 | 3066000 | 3066000 | 3066000 | 3074400 | 3066000 | 3066000 | 3066000 | 3074400 | 3066000 | 3066000
Option 4 SC | ExportLimit_N9_Hunter-Central Coast | REZ Network Export Constraints | 3504000 | 3513600 | 3504000 | 3504000 | 3504000 | 3513600 | 3504000 | 3504000 | 3504000 | 3513600 | 3504000 | 3504000 | 3504000 | 3513600 | 3504000 | 3504000 | 3504000 | 3513600 | 3504000 | 3504000 | 3504000 | 3513600 | 3504000 | 3504000
Option 4 SC | ExportLimit_Q1_Far North Qld | REZ Network Export Constraints | 6570000 | 6588000 | 6570000 | 6570000 | 6570000 | 6588000 | 6570000 | 6570000 | 6570000 | 6588000 | 6570000 | 6570000 | 6570000 | 6588000 | 6570000 | 6570000 | 6570000 | 6588000 | 6570000 | 6570000 | 6570000 | 6588000 | 6570000 | 6570000
Option 4 SC | ExportLimit_Q2_North Qld Clean Energy Hub | REZ Network Export Constraints | 6132000 | 6148800 | 6132000 | 6132000 | 6132000 | 6148800 | 6132000 | 6132000 | 6132000 | 6148800 | 6132000 | 6132000 | 6132000 | 6148800 | 6132000 | 6132000 | 6132000 | 6148800 | 6132000 | 6132000 | 6132000 | 6148800 | 6132000 | 6132000
Option 4 SC | ExportLimit_Q5_Barcaldine | REZ Network Export Constraints | 744600 | 746640 | 744600 | 744600 | 744600 | 746640 | 744600 | 744600 | 744600 | 746640 | 744600 | 744600 | 744600 | 746640 | 744600 | 744600 | 744600 | 746640 | 744600 | 744600 | 744600 | 746640 | 744600 | 744600
Option 4 SC | ExportLimit_Q9_Banana | REZ Network Export Constraints | 1314000 | 1317600 | 1314000 | 1314000 | 1314000 | 1317600 | 1314000 | 1314000 | 1314000 | 1317600 | 1314000 | 1314000 | 1314000 | 1317600 | 1314000 | 1314000 | 1314000 | 1317600 | 1314000 | 1314000 | 1314000 | 1317600 | 1314000 | 1314000
Option 4 SC | ExportLimit_S2_Riverland | REZ Network Export Constraints | 1138800 | 1141920 | 1138800 | 1138800 | 1138800 | 1141920 | 1138800 | 1138800 | 1138800 | 1141920 | 1138800 | 1138800 | 1138800 | 1141920 | 1138800 | 1138800 | 1138800 | 1141920 | 1138800 | 1138800 | 1138800 | 1141920 | 1138800 | 1138800
Option 4 SC | ExportLimit_S4_Yorke Peninsula | REZ Network Export Constraints | 876000 | 878400 | 876000 | 876000 | 876000 | 878400 | 876000 | 876000 | 876000 | 878400 | 876000 | 876000 | 876000 | 878400 | 876000 | 876000 | 876000 | 878400 | 876000 | 876000 | 876000 | 878400 | 876000 | 876000
Option 4 SC | ExportLimit_S6_Roxby Downs | REZ Network Export Constraints | 4380000 | 4392000 | 4380000 | 4380000 | 4380000 | 4392000 | 4380000 | 4380000 | 4380000 | 4392000 | 4380000 | 4380000 | 4380000 | 4392000 | 4380000 | 4380000 | 4380000 | 4392000 | 4380000 | 4380000 | 4380000 | 4392000 | 4380000 | 4380000
Option 4 SC | ExportLimit_S7_Eastern Eyre Peninsula | REZ Network Export Constraints | 2628000 | 2635200 | 2628000 | 2628000 | 2628000 | 2635200 | 2628000 | 2628000 | 2628000 | 2635200 | 2628000 | 2628000 | 2628000 | 2635200 | 2628000 | 2628000 | 2628000 | 2635200 | 2628000 | 2628000 | 2628000 | 2635200 | 2628000 | 2628000
Option 4 SC | ExportLimit_S8_Western Eyre Peninsula | REZ Network Export Constraints | 0 | 0 | 0 | 0 | 0 | 0 | 0 | 0 | 0 | 0 | 0 | 0 | 0 | 0 | 0 | 0 | 0 | 0 | 0 | 0 | 0 | 0 | 0 | 0
Option 4 SC | ExportLimit_T1_North East Tasmania | REZ Network Export Constraints | 3504000 | 3513600 | 3504000 | 3504000 | 3504000 | 3513600 | 3504000 | 3504000 | 3504000 | 3513600 | 3504000 | 3504000 | 3504000 | 3513600 | 3504000 | 3504000 | 3504000 | 3513600 | 3504000 | 3504000 | 3504000 | 3513600 | 3504000 | 3504000
Option 4 SC | ExportLimit_T2_North West Tasmania | REZ Network Export Constraints | 1337520 | 1344168 | 1337520 | 1337520 | 1337520 | 1344168 | 1337520 | 1337520 | 1337520 | 1344168 | 1337520 | 1337520 | 1337520 | 1344168 | 1337520 | 1337520 | 1337520 | 1344168 | 1337520 | 1337520 | 1337520 | 1344168 | 1337520 | 1337520
Option 4 SC | ExportLimit_T3_Central Highlands | REZ Network Export Constraints | 7080120 | 7096968 | 7080120 | 7080120 | 7080120 | 7096968 | 7080120 | 7080120 | 7080120 | 7096968 | 7080120 | 7080120 | 7080120 | 7096968 | 7080120 | 7080120 | 7080120 | 7096968 | 7080120 | 7080120 | 7080120 | 7096968 | 7080120 | 7080120
Option 4 SC | ExportLimit_V1_North West VIC | REZ Network Export Constraints | 4932960 | 4943520 | 4932960 | 4932960 | 4932960 | 4943520 | 4932960 | 4932960 | 4932960 | 4943520 | 4932960 | 4932960 | 4932960 | 4943520 | 4932960 | 4932960 | 4932960 | 4943520 | 4932960 | 4932960 | 4932960 | 4943520 | 4932960 | 4932960
Option 4 SC | ExportLimit_V2_Central Highlands VIC | REZ Network Export Constraints | 6283200 | 6297600 | 6283200 | 6283200 | 6283200 | 6297600 | 6283200 | 6283200 | 6283200 | 6297600 | 6283200 | 6283200 | 6283200 | 6297600 | 6283200 | 6283200 | 6283200 | 6297600 | 6283200 | 6283200 | 6283200 | 6297600 | 6283200 | 6283200
Option 4 SC | ExportLimit_V7_Central North VIC | REZ Network Export Constraints | 9032400 | 9048000 | 9032400 | 9032400 | 9032400 | 9048000 | 9032400 | 9032400 | 9032400 | 9048000 | 9032400 | 9032400 | 9032400 | 9048000 | 9032400 | 9032400 | 9032400 | 9048000 | 9032400 | 9032400 | 9032400 | 9048000 | 9032400 | 9032400
Option 4 SC | ExportLimit_V8_Gippsland Offshore | REZ Network Export Constraints | 0 | 0 | 0 | 0 | 0 | 0 | 0 | 0 | 0 | 0 | 0 | 0 | 0 | 0 | 0 | 0 | 0 | 0 | 0 | 0 | 0 | 0 | 0 | 0
Option 4 SC | GG H2 Green Commodities Consumption Purchaser | Subregion flexible electricity load for Green Commodities H2 | 0 | 0 | 0 | 0 | 0 | 0 | 0 | 0 | 491.5259 | 516.4356 | 520.8313 | 515.8824 | 523.211 | 542.3207 | 580.2686 | 635.269 | 716.6343 | 804.8947 | 906.8351 | 1015.0439 | 1140.3907 | 1282.5957 | 1417.9947 | 1539.7909
Option 4 SC | Gas Zone Daily Offtake Limit Colongra | Gas Infrastructure Limitations by Gas Zone | 14724.1 | 14764.44 | 14724.1 | 14724.1 | 14724.1 | 14764.44 | 14724.1 | 14724.1 | 14724.1 | 14764.44 | 14724.1 | 14724.1 | 14724.1 | 14764.44 | 14724.1 | 14724.1 | 14724.1 | 14764.44 | 14724.1 | 14724.1 | 14724.1 | 14764.44 | 14724.1 | 14724.1
Option 4 SC | Gas Zone Daily Offtake Limit Gippsland | Gas Infrastructure Limitations by Gas Zone | 262949.23 | 354549.48 | 304359.5 | 285980.59 | 280142.05 | 239296.04 | 241707.66 | 229742.27 | 197089.85 | 191313.2 | 247284.52 | 241360.71 | 193081.91 | 230414.24 | 233012.45 | 233229.63 | 239652.11 | 183455.55 | 156526.92 | 156526.92 | 156526.92 | 156969.04 | 156526.92 | 156526.92
Option 4 SC | Gas Zone Daily Offtake Limit Gladstone | Gas Infrastructure Limitations by Gas Zone | 9103.39 | 17552.22 | 26385.1 | 41246.68 | 56511.48 | 57504.8 | 58214.08 | 58890.28 | 59080.18 | 59103.17 | 58990.84 | 59190.17 | 59232.04 | 59248.13 | 59137.98 | 59293.01 | 59365.4 | 59403.91 | 59330.76 | 59330.76 | 59330.76 | 59486.62 | 59330.76 | 59330.76
Option 4 SC | Gas Zone Daily Offtake Limit Kurri Kurri | Gas Infrastructure Limitations by Gas Zone | 21900 | 21960 | 21900 | 21900 | 21900 | 21960 | 21900 | 21900 | 21900 | 21960 | 21900 | 21900 | 21900 | 21960 | 21900 | 21900 | 21900 | 21960 | 21900 | 21900 | 21900 | 21960 | 21900 | 21900
Option 4 SC | Gas Zone Daily Offtake Limit Laverton North | Gas Infrastructure Limitations by Gas Zone | 28836.93 | 28458.12 | 27340.32 | 29059.61 | 28413.44 | 28813.15 | 28443.3 | 28592.31 | 28964.05 | 28613.69 | 28221.65 | 28444.74 | 28884.49 | 28130.32 | 27838.38 | 28331.8 | 28638.83 | 28934.08 | 29243.8 | 29243.8 | 29243.8 | 29323.92 | 29243.8 | 29243.8
Option 4 SC | Gas Zone Daily Offtake Limit Melbourne | Gas Infrastructure Limitations by Gas Zone | 376185.92 | 470262.78 | 430864.02 | 417592.39 | 417222.73 | 380825.38 | 389412.31 | 381986.83 | 376304.97 | 398021.4 | 458123.29 | 456586.98 | 412979.2 | 455181.73 | 463772.03 | 466741.65 | 474100.61 | 426773.3 | 399027.34 | 399027.34 | 399027.34 | 400210.36 | 399027.34 | 399027.34
Option 4 SC | Gas Zone Daily Offtake Limit Moomba | Gas Infrastructure Limitations by Gas Zone | 251237.37 | 242827.83 | 234669.06 | 227197.74 | 220615.43 | 216000.5 | 240216.42 | 262600.12 | 254424.01 | 249363.49 | 243566.62 | 239172.6 | 235943.22 | 233815.53 | 231271.44 | 229093.87 | 227785.78 | 227273.25 | 225678.8 | 225678.8 | 225678.8 | 226316.39 | 225678.8 | 225678.8
Option 4 SC | Gas Zone Daily Offtake Limit NQGP | Gas Infrastructure Limitations by Gas Zone | 5651.9 | 5678.26 | 5833.72 | 5865.57 | 5652.32 | 5659.15 | 5866.91 | 5861.8 | 5650.64 | 5675.71 | 5832.94 | 5855.85 | 5653.6 | 5669.34 | 5851.62 | 54038.08 | 102799.02 | 103088.07 | 102676.25 | 102676.25 | 102676.25 | 102958.03 | 102676.25 | 102676.25
Option 4 SC | Gas Zone Daily Offtake Limit Newcastle | Gas Infrastructure Limitations by Gas Zone | 40150 | 40260 | 40150 | 40150 | 40150 | 40260 | 40150 | 40150 | 40150 | 40260 | 40150 | 40150 | 40150 | 40260 | 40150 | 40150 | 40150 | 40260 | 40150 | 40150 | 40150 | 40260 | 40150 | 40150
Option 4 SC | Gas Zone Daily Offtake Limit Northern | Gas Infrastructure Limitations by Gas Zone | 1505342.63 | 1510744.91 | 1511086.54 | 1509426.08 | 1485177.95 | 1419629.78 | 1330025.5 | 1261790.08 | 1209301.84 | 1151021.82 | 1090848.47 | 1040009.83 | 985550.1 | 925690.52 | 863168.48 | 871817.59 | 875248.69 | 815601.68 | 782352.15 | 782352.15 | 782352.15 | 784489.1 | 782352.15 | 782352.15
Option 4 SC | Gas Zone Daily Offtake Limit Port Campbell | Gas Infrastructure Limitations by Gas Zone | 272710.11 | 271861.37 | 260248 | 257255.01 | 276310.78 | 267524.62 | 287824.86 | 307994.3 | 403887.29 | 504728.1 | 501708.91 | 500354.27 | 496267.17 | 494056.71 | 493665.89 | 493678.18 | 520001.35 | 549160.94 | 546724.26 | 546724.26 | 546724.26 | 548226.37 | 546724.26 | 546724.26
Option 4 SC | Gas Zone Daily Offtake Limit Southern | Gas Infrastructure Limitations by Gas Zone | 563868.53 | 655092.49 | 590536.13 | 566379.03 | 581331.28 | 529978.15 | 591860.88 | 621935.73 | 685008.2 | 783697.16 | 837652.38 | 829172.33 | 779611.71 | 822114.54 | 829636.23 | 829397.23 | 863101.44 | 847328.81 | 816086.9 | 816086.9 | 816086.9 | 818464.62 | 816086.9 | 816086.9
Option 4 SC | Gordon Min Gen | Hydro min release | 32.85 | 32.85 | 32.85 | 32.85 | 32.85 | 32.85 | 32.85 | 32.85 | 32.85 | 32.85 | 32.85 | 32.85 | 32.85 | 32.85 | 32.85 | 32.85 | 32.85 | 32.85 | 32.85 | 32.85 | 32.85 | 32.85 | 32.85 | 32.85
Option 4 SC | ImportGroup_N9_Hydrogen | Group Network Import Constraints | 8935200 | 8959680 | 8935200 | 8935200 | 8935200 | 8959680 | 8935200 | 8935200 | 8935200 | 8959680 | 8935200 | 8935200 | 8935200 | 8959680 | 8935200 | 8935200 | 8935200 | 8959680 | 8935200 | 8935200 | 8935200 | 8959680 | 8935200 | 8935200
Option 4 SC | ImportGroup_NSA1 | Group Network Import Constraints | 5168400 | 5182560 | 5168400 | 5168400 | 5168400 | 5182560 | 5168400 | 5168400 | 5168400 | 5182560 | 5168400 | 5168400 | 5168400 | 5182560 | 5168400 | 5168400 | 5168400 | 5182560 | 5168400 | 5168400 | 5168400 | 5182560 | 5168400 | 5168400
Option 4 SC | ImportGroup_Q1_Hydrogen | Group Network Import Constraints | 4292400 | 4304160 | 4292400 | 4292400 | 4292400 | 4304160 | 4292400 | 4292400 | 4292400 | 4304160 | 4292400 | 4292400 | 4292400 | 4304160 | 4292400 | 4292400 | 4292400 | 4304160 | 4292400 | 4292400 | 4292400 | 4304160 | 4292400 | 4292400
Option 4 SC | ImportGroup_Q4_Hydrogen | Group Network Import Constraints | 8409600 | 8432640 | 8409600 | 8409600 | 8409600 | 8432640 | 8409600 | 8409600 | 8409600 | 8432640 | 8409600 | 8409600 | 8409600 | 8432640 | 8409600 | 8409600 | 8409600 | 8432640 | 8409600 | 8409600 | 8409600 | 8432640 | 8409600 | 8409600
Option 4 SC | ImportGroup_Q7_Hydrogen | Group Network Import Constraints | 9198000 | 9223200 | 9198000 | 9198000 | 9198000 | 9223200 | 9198000 | 9198000 | 9198000 | 9223200 | 9198000 | 9198000 | 9198000 | 9223200 | 9198000 | 9198000 | 9198000 | 9223200 | 9198000 | 9198000 | 9198000 | 9223200 | 9198000 | 9198000
Option 4 SC | ImportLimit_N12_Illawarra | REZ Network Import Constraints | 8760000 | 8784000 | 8760000 | 8760000 | 8760000 | 8784000 | 8760000 | 8760000 | 8760000 | 8784000 | 8760000 | 8760000 | 8760000 | 8784000 | 8760000 | 8760000 | 8760000 | 8784000 | 8760000 | 8760000 | 8760000 | 8784000 | 8760000 | 8760000
Option 4 SC | ImportLimit_N1_North West NSW | REZ Network Import Constraints | 490560 | 491904 | 490560 | 490560 | 490560 | 491904 | 490560 | 490560 | 490560 | 491904 | 490560 | 490560 | 490560 | 491904 | 490560 | 490560 | 490560 | 491904 | 490560 | 490560 | 490560 | 491904 | 490560 | 490560
Option 4 SC | ImportLimit_N3_Central-West Orana | REZ Network Import Constraints | 7884000 | 7905600 | 7884000 | 7884000 | 7884000 | 7905600 | 7884000 | 7884000 | 7884000 | 7905600 | 7884000 | 7884000 | 7884000 | 7905600 | 7884000 | 7884000 | 7884000 | 7905600 | 7884000 | 7884000 | 7884000 | 7905600 | 7884000 | 7884000
Option 4 SC | ImportLimit_N8_Cooma-Monaro | REZ Network Import Constraints | 1182600 | 1185840 | 1182600 | 1182600 | 1182600 | 1185840 | 1182600 | 1182600 | 1182600 | 1185840 | 1182600 | 1182600 | 1182600 | 1185840 | 1182600 | 1182600 | 1182600 | 1185840 | 1182600 | 1182600 | 1182600 | 1185840 | 1182600 | 1182600
Option 4 SC | ImportLimit_Q1_Far North Qld | REZ Network Import Constraints | 805920 | 808128 | 805920 | 805920 | 805920 | 808128 | 805920 | 805920 | 805920 | 808128 | 805920 | 805920 | 805920 | 808128 | 805920 | 805920 | 805920 | 808128 | 805920 | 805920 | 805920 | 808128 | 805920 | 805920
Option 4 SC | ImportLimit_S3_Mid-North SA | REZ Network Import Constraints | 3924480 | 3935232 | 3924480 | 3924480 | 3924480 | 3935232 | 3924480 | 3924480 | 3924480 | 3935232 | 3924480 | 3924480 | 3924480 | 3935232 | 3924480 | 3924480 | 3924480 | 3935232 | 3924480 | 3924480 | 3924480 | 3935232 | 3924480 | 3924480
Option 4 SC | ImportLimit_S7_Eastern Eyre Peninsula | REZ Network Import Constraints | 1322760 | 1326384 | 1322760 | 1322760 | 1322760 | 1326384 | 1322760 | 1322760 | 1322760 | 1326384 | 1322760 | 1322760 | 1322760 | 1326384 | 1322760 | 1322760 | 1322760 | 1326384 | 1322760 | 1322760 | 1322760 | 1326384 | 1322760 | 1322760
Option 4 SC | ImportLimit_T1_North East Tasmania | REZ Network Import Constraints | 3942000 | 3952800 | 3942000 | 3942000 | 3942000 | 3952800 | 3942000 | 3942000 | 3942000 | 3952800 | 3942000 | 3942000 | 3942000 | 3952800 | 3942000 | 3942000 | 3942000 | 3952800 | 3942000 | 3942000 | 3942000 | 3952800 | 3942000 | 3942000
Option 4 SC | ImportLimit_T3_Central Highlands | REZ Network Import Constraints | 4818000 | 4831200 | 4818000 | 4818000 | 4818000 | 4831200 | 4818000 | 4818000 | 4818000 | 4831200 | 4818000 | 4818000 | 4818000 | 4831200 | 4818000 | 4818000 | 4818000 | 4831200 | 4818000 | 4818000 | 4818000 | 4831200 | 4818000 | 4818000
Option 4 SC | ImportLimit_V1_North West VIC | REZ Network Import Constraints | 3241200 | 3250080 | 3241200 | 3241200 | 3241200 | 3250080 | 3241200 | 3241200 | 3241200 | 3250080 | 3241200 | 3241200 | 3241200 | 3250080 | 3241200 | 3241200 | 3241200 | 3250080 | 3241200 | 3241200 | 3241200 | 3250080 | 3241200 | 3241200
Option 4 SC | ImportLimit_V5_South West VIC | REZ Network Import Constraints | 27856800 | 27933120 | 27856800 | 27856800 | 27856800 | 27933120 | 27856800 | 27856800 | 27856800 | 27933120 | 27856800 | 27856800 | 27856800 | 27933120 | 27856800 | 27856800 | 27856800 | 27933120 | 27856800 | 27856800 | 27856800 | 27933120 | 27856800 | 27856800
Option 4 SC | ImportLimit_V7_Central North VIC | REZ Network Import Constraints | 4380000 | 4392000 | 4380000 | 4380000 | 4380000 | 4392000 | 4380000 | 4380000 | 4380000 | 4392000 | 4380000 | 4380000 | 4380000 | 4392000 | 4380000 | 4380000 | 4380000 | 4392000 | 4380000 | 4380000 | 4380000 | 4392000 | 4380000 | 4380000
Option 4 SC | Kareeya Min Gen | Hydro min release | 10.95 | 10.95 | 10.95 | 10.95 | 10.95 | 10.95 | 10.95 | 10.95 | 10.95 | 10.95 | 10.95 | 10.95 | 10.95 | 10.95 | 10.95 | 10.95 | 10.95 | 10.95 | 10.95 | 10.95 | 10.95 | 10.95 | 10.95 | 10.95
Option 4 SC | Liapootah Min Gen | Hydro min release | 43.8 | 43.8 | 43.8 | 43.8 | 43.8 | 43.8 | 43.8 | 43.8 | 43.8 | 43.8 | 43.8 | 43.8 | 43.8 | 43.8 | 43.8 | 43.8 | 43.8 | 43.8 | 43.8 | 43.8 | 43.8 | 43.8 | 43.8 | 43.8
Option 4 SC | N >> 11-0_17-0 | NetworkConstraints | 35498879.6 | 39416434.94 | 38970166.675 | 38842048.95 | 35165748.445 | 35603676.44 | 35763797.18 | 36429189.145 | 36583175.7 | 36844009.315 | 36873171.42 | 37003251.89 | 37264130.975 | 37537672.425 | 37514746.235 | 37688058.695 | 37584044.27 | 37844598.23 | 38053750.535 | 38246830.435 | 38334922.05 | 38617167.025 | 38610978.11 | 38882988.38
Option 4 SC | N >> 11-0_39/1 | NetworkConstraints | 0 | 0 | 0 | 0 | 46400471.175 | 47000201.27 | 47225633.7 | 0 | 0 | 0 | 0 | 0 | 0 | 0 | 0 | 0 | 0 | 0 | 0 | 0 | 0 | 0 | 0 | 0
Option 4 SC | N >> 11-0_BAN_SCRK_1 | NetworkConstraints | 0 | 0 | 0 | 0 | 0 | 0 | 0 | 48947942.275 | 49147835.08 | 49490469.725 | 49523974.45 | 49692927.465 | 50031023.81 | 50390541.395 | 50356497.815 | 50580810.8 | 50445869.31 | 50788542.955 | 51055150.135 | 51305129.82 | 51420118.3 | 51790484.435 | 51778146.505 | 52130716.45
Option 4 SC | N >> 12-0_14-0_R | NetworkConstraints | 58244106.35 | 59045808.7 | 60013528.155 | 64750241.145 | 76023917.3 | 77882492.13 | 78874863.22 | 84802567.155 | 85809120.315 | 87096618.015 | 87700149.62 | 88551803.65 | 90248828.37 | 91625061.25 | 91889145.525 | 93012187.23 | 92333481.525 | 93625102.225 | 95397057.29 | 96649383.005 | 97234582.25 | 98661062.25 | 99034234.87 | 100804374.13
Option 4 SC | N >> 12-0_39-1_R | NetworkConstraints | 65703216.26 | 66812391.4 | 67548431.39 | 69662028.505 | 0 | 0 | 0 | 0 | 0 | 0 | 0 | 0 | 0 | 0 | 0 | 0 | 0 | 0 | 0 | 0 | 0 | 0 | 0 | 0
Option 4 SC | N >> 12-0_39/1_R | NetworkConstraints | 0 | 0 | 0 | 0 | 75966501.865 | 77918394.24 | 78976806.755 | 88021820.325 | 89094251.5 | 90459961.35 | 91109068.88 | 92016451.675 | 93824600.015 | 95284812.165 | 95572257.825 | 96768866.925 | 96045735.67 | 97415796.48 | 99309855.925 | 100644208.255 | 101267637.81 | 102781437.64 | 103185109.465 | 105071155.55
Option 4 SC | N >> 12-0_BAN_SCRK_1_R | NetworkConstraints | 0 | 0 | 0 | 0 | 0 | 0 | 0 | 91258337.48 | 92344537.385 | 93733144.685 | 94385109.5 | 95304179.87 | 97135326.77 | 98619806.44 | 98905486.265 | 100117199.53 | 99384814.17 | 100777980.645 | 102690674.39 | 104041902.73 | 104673587.255 | 106212157.54 | 106615548.685 | 108525610.615
Option 4 SC | N >> 16-0_39/1_R | NetworkConstraints | 0 | 0 | 0 | 0 | 43158781.35 | 43532768.515 | 43611757.11 | 0 | 0 | 0 | 0 | 0 | 0 | 0 | 0 | 0 | 0 | 0 | 0 | 0 | 0 | 0 | 0 | 0
Option 4 SC | N >> 16-0_8-0_R | NetworkConstraints | 34538601.43 | 44364333.12 | 43623250.285 | 43630586.655 | 34699222.51 | 34841249.86 | 34789653.005 | 35065810.665 | 34949208.2 | 34918224.465 | 34730500.085 | 34631732.63 | 34435767.8 | 34394047.89 | 34245575.075 | 34116242.49 | 34194769.66 | 34162862.12 | 33840386.08 | 33696064.505 | 33627551.015 | 33580518.82 | 33419438.495 | 33214965.145
Option 4 SC | N >> 16-0_BAN_SCRK_1_R | NetworkConstraints | 0 | 0 | 0 | 0 | 0 | 0 | 0 | 55767116.725 | 55699912.625 | 55775497.765 | 55573965.71 | 55517007.77 | 55404252.925 | 55473516.275 | 55294583.33 | 55220272.1 | 55265502.835 | 55340419.28 | 55061406.985 | 54978453.48 | 54938748.05 | 55005103.69 | 54818912.8 | 54701243.805
Option 4 SC | N >> 17-0_11-0 | NetworkConstraints | 36638370.29 | 41611784.785 | 40721155.54 | 39914690.29 | 35453822.275 | 35868892.89 | 36010029.705 | 36054749.01 | 36164987.365 | 36378666.785 | 36372854.545 | 36465900.875 | 36653133.085 | 36875587.54 | 36832426.135 | 36957058.65 | 36882527.095 | 37095668.035 | 37219170.87 | 37357951.225 | 37420483.205 | 37649546.47 | 37618385.555 | 37813564.27
Option 4 SC | N >> 17-0_39/1 | NetworkConstraints | 0 | 0 | 0 | 0 | 48491072.455 | 49049372.045 | 49233486.025 | 0 | 0 | 0 | 0 | 0 | 0 | 0 | 0 | 0 | 0 | 0 | 0 | 0 | 0 | 0 | 0 | 0
Option 4 SC | N >> 17-0_BAN_SCRK_1 | NetworkConstraints | 0 | 0 | 0 | 0 | 0 | 0 | 0 | 50833142.675 | 50931845.45 | 51172716.4 | 51117994.98 | 51201295.225 | 51368999.01 | 51617687.125 | 51529515.425 | 51641178.95 | 51574438.06 | 51814781.04 | 51875906.54 | 52000238.405 | 52056156.405 | 52310812.535 | 52233387.285 | 52408205.805
Option 4 SC | N >> 18-0_5-0 | NetworkConstraints | 0 | 0 | 0 | 6275538.115 | 0 | 0 | 0 | 0 | 0 | 0 | 0 | 0 | 0 | 0 | 0 | 0 | 0 | 0 | 0 | 0 | 0 | 0 | 0 | 0
Option 4 SC | N >> 18-0_5-0_R | NetworkConstraints | 13282803.05 | 12527066.49 | 12426283.64 | 4266806.61 | 12440151.06 | 12508917.845 | 12506998.175 | 12141118.62 | 12164752.25 | 12222305.42 | 12209679.735 | 12229519.015 | 12270314.495 | 12329295.77 | 12308581.275 | 12336084.4 | 12320009.8 | 12376975.935 | 12392716.49 | 12423246.265 | 12435906.165 | 12496833.29 | 12478717.26 | 12521187.075
Option 4 SC | N >> 31-0_32-0 | NetworkConstraints | 73638253.535 | 82829350.745 | 83237693.46 | 93398673.775 | 0 | 0 | 0 | 0 | 0 | 0 | 0 | 0 | 0 | 0 | 0 | 0 | 0 | 0 | 0 | 0 | 0 | 0 | 0 | 0
Option 4 SC | N >> 32-0_31-0 | NetworkConstraints | 64612067.665 | 66007558.42 | 66318489.355 | 74157814.82 | 0 | 0 | 0 | 0 | 0 | 0 | 0 | 0 | 0 | 0 | 0 | 0 | 0 | 0 | 0 | 0 | 0 | 0 | 0 | 0
Option 4 SC | N >> 32/2_31-0 | NetworkConstraints | 0 | 0 | 0 | 0 | 82075019.875 | 83158640.385 | 83550015.735 | 83953775.885 | 84409977.28 | 85120559.065 | 85266827.51 | 85652853.205 | 86421453.585 | 87172351.1 | 87164918.72 | 87673478.675 | 87365885.835 | 88078764.965 | 88753972.275 | 89321047.89 | 89586757.455 | 90360054.82 | 90402096.645 | 91203749.405
Option 4 SC | N >> 32/2_38/2 | NetworkConstraints | 0 | 0 | 0 | 0 | 84140844.29 | 85319817.555 | 85769866.37 | 86129053.875 | 86636306.74 | 87406631.03 | 87589049 | 88018272.955 | 88872920.255 | 89688087.09 | 89699585.3 | 90265067.135 | 89923061.645 | 90695907.59 | 91466495.515 | 92097055.155 | 92392480.26 | 93232571.085 | 93299082.965 | 94190487.255
Option 4 SC | N >> 38/1_32/1_R | NetworkConstraints | 0 | 0 | 0 | 0 | 145147337.9 | 147567763.25 | 148642598.85 | 143228243.95 | 144453058.8 | 146121628.25 | 146753622.6 | 147790085.4 | 149854062 | 151631121.15 | 151850255.2 | 153215727.25 | 152389955.4 | 154064310.7 | 156117017.95 | 157639752.25 | 158352937.05 | 160190346.5 | 160542222.3 | 162695139.15
Option 4 SC | N >> 38/2_32/2 | NetworkConstraints | 0 | 0 | 0 | 0 | 86953857.96 | 88561041.19 | 89302189.665 | 89581737.2 | 90331256.76 | 91366266.905 | 91739065.31 | 92373302.785 | 93636263.64 | 94737596.36 | 94857786.13 | 95693380.125 | 95188042.375 | 96226664 | 97468738.865 | 98400531.74 | 98836983.855 | 99975216.66 | 100176657.51 | 101493998.77
Option 4 SC | N >> 39-1_11-0 | NetworkConstraints | 49920133.08 | 58202739.47 | 58322052.24 | 59468534.34 | 0 | 0 | 0 | 0 | 0 | 0 | 0 | 0 | 0 | 0 | 0 | 0 | 0 | 0 | 0 | 0 | 0 | 0 | 0 | 0
Option 4 SC | N >> 39-1_16-0 | NetworkConstraints | 49682172.72 | 58057168.82 | 58084056.325 | 59238525.425 | 0 | 0 | 0 | 0 | 0 | 0 | 0 | 0 | 0 | 0 | 0 | 0 | 0 | 0 | 0 | 0 | 0 | 0 | 0 | 0
Option 4 SC | N >> 39-1_17-0 | NetworkConstraints | 49137321.67 | 57341480.515 | 57193300.18 | 58344448.03 | 0 | 0 | 0 | 0 | 0 | 0 | 0 | 0 | 0 | 0 | 0 | 0 | 0 | 0 | 0 | 0 | 0 | 0 | 0 | 0
Option 4 SC | N >> 39-1_3W-0 | NetworkConstraints | 52632810.185 | 61692222.92 | 61770582.54 | 62942393.99 | 0 | 0 | 0 | 0 | 0 | 0 | 0 | 0 | 0 | 0 | 0 | 0 | 0 | 0 | 0 | 0 | 0 | 0 | 0 | 0
Option 4 SC | N >> 39-1_5A6-0 | NetworkConstraints | 50701091.22 | 59221718.26 | 59305812.88 | 60113653.68 | 0 | 0 | 0 | 0 | 0 | 0 | 0 | 0 | 0 | 0 | 0 | 0 | 0 | 0 | 0 | 0 | 0 | 0 | 0 | 0
Option 4 SC | N >> 39-1_8-0 | NetworkConstraints | 49798089.96 | 58205275.7 | 58255329.515 | 59411603.07 | 0 | 0 | 0 | 0 | 0 | 0 | 0 | 0 | 0 | 0 | 0 | 0 | 0 | 0 | 0 | 0 | 0 | 0 | 0 | 0
Option 4 SC | N >> 39-1_NIL | NetworkConstraints | 50616641.38 | 51261943.545 | 51378499.62 | 52331868.73 | 0 | 0 | 0 | 0 | 0 | 0 | 0 | 0 | 0 | 0 | 0 | 0 | 0 | 0 | 0 | 0 | 0 | 0 | 0 | 0
Option 4 SC | N >> 39/1_11-0 | NetworkConstraints | 0 | 0 | 0 | 0 | 52056788.06 | 53031305.95 | 53501252.53 | 69082833.09 | 69602675.82 | 70337172.98 | 70579901.2 | 71019567.985 | 71897066.6 | 72676653.615 | 72743943.42 | 73325215.69 | 72974536.365 | 73710403.205 | 74557607.79 | 75205636.455 | 75506661.88 | 76313051.96 | 76436724.75 | 77351932.32
Option 4 SC | N >> 39/1_16-0 | NetworkConstraints | 0 | 0 | 0 | 0 | 51395745.645 | 52314119.785 | 52746022.45 | 68629032.28 | 69114496.595 | 69811347.81 | 70027053.74 | 70437655.465 | 71257046.295 | 71996054.49 | 72047935.365 | 72590677.72 | 72263200.28 | 72961385.95 | 73741516.06 | 74346600.48 | 74627802.82 | 75391781.745 | 75496313.635 | 76350923.825
Option 4 SC | N >> 39/1_17-0 | NetworkConstraints | 0 | 0 | 0 | 0 | 50674503.58 | 51614684.415 | 52065284.865 | 68391309.46 | 68889659.225 | 69599600.235 | 69826510.465 | 70247989.52 | 71089262.42 | 71842391.475 | 71901110.125 | 72458414.9 | 72122227.145 | 72833441.235 | 73639889.46 | 74261189.835 | 74549706.825 | 75328574.59 | 75441348.225 | 76318768.275
Option 4 SC | N >> 39/1_5A6-0 | NetworkConstraints | 0 | 0 | 0 | 0 | 52049662.175 | 52991325.83 | 53435659.53 | 71368438.18 | 71875307.72 | 72602045.945 | 72828040.56 | 73256766.48 | 74112182.475 | 74883018.055 | 74937974.445 | 75504516.85 | 75162616.555 | 75890820.915 | 76706029.05 | 77337666.35 | 77631390.175 | 78428209.62 | 78538134.995 | 79430330.62
Option 4 SC | N >> 39/1_8-0 | NetworkConstraints | 0 | 0 | 0 | 0 | 51551666.35 | 52468473.755 | 52898545.37 | 68695865.76 | 69179856.11 | 69875312.63 | 70089631.875 | 70498990.62 | 71315874.27 | 72053372.57 | 72104366.41 | 72645438.29 | 72318958.09 | 73015758.89 | 73792770.06 | 74395993.305 | 74676363.6 | 75438741.39 | 75542227.82 | 76394221.51
Option 4 SC | N >> 39/1_BAN_SCRK_1 | NetworkConstraints | 0 | 0 | 0 | 0 | 0 | 0 | 0 | 67700042.78 | 68218957.31 | 68948472.115 | 69194181.715 | 69633139.485 | 70508611.47 | 71283453.76 | 71354095.235 | 71933779.975 | 71583794.255 | 72315006.355 | 73163663.32 | 73809989.78 | 74110999.405 | 74912227.25 | 75039133.11 | 75952268.15
Option 4 SC | N >> 39/1_NIL | NetworkConstraints | 0 | 0 | 0 | 0 | 52494051 | 53480724.755 | 53958094.135 | 68252375.605 | 68775063.495 | 69508586.68 | 69757545.965 | 70199645.17 | 71081783.375 | 71860754.65 | 71933336.1 | 72517595.14 | 72165020.665 | 72900037.87 | 73756621.86 | 74408003.615 | 74710860.59 | 75516651.2 | 75645918.935 | 76565978.705
Option 4 SC | N >> 5A5_5P1 | NetworkConstraints | 0 | 0 | 25481601.66 | 46314890.565 | 48468214.42 | 48614438.505 | 48494509.65 | 45265497.075 | 45239941.68 | 45335821.48 | 45191888.48 | 45170282.45 | 45127134.63 | 45220830.96 | 45085516.8 | 45056909.115 | 45074155.34 | 45169972.565 | 44996322.675 | 44964441.18 | 44949668.325 | 45042032.395 | 44903940.3 | 44858950.115
Option 4 SC | N >> 5H5_5H6 | NetworkConstraints | 0 | 0 | 0 | 63239928.6 | 91209013.05 | 91846118.35 | 91875573.15 | 92234572.35 | 92379214.4 | 92784231.05 | 92650840.25 | 92773235.65 | 93016792.5 | 93434603.2 | 93252514 | 93413663.55 | 93316136.25 | 93721990.95 | 93756147.05 | 93935825 | 94020178.95 | 94444995.9 | 94278607.25 | 94532618.9
Option 4 SC | N >> 5P1_5A5 | NetworkConstraints | 0 | 0 | 56123948.05 | 106691429 | 113470411.95 | 113553474.9 | 113080292.5 | 102896925.25 | 102875021.2 | 103134003.75 | 102833988.3 | 102815410.5 | 102778650.9 | 103035506.75 | 102742877.8 | 102718701.2 | 102733426.95 | 102992219.4 | 102666908 | 102639890.2 | 102626930.75 | 102882842.65 | 102587860.9 | 102549468.95
Option 4 SC | N >> 5P1_5P2 | NetworkConstraints | 0 | 0 | 39513376.385 | 75309306.905 | 74291811.04 | 74237790.575 | 73845794.29 | 82386967.55 | 82373976.725 | 82586264.39 | 82349760.865 | 82338694.95 | 82317065.205 | 82527888.175 | 82295766.485 | 82281697.89 | 82290389.01 | 82502446.125 | 82251081.575 | 82235302.195 | 82227375.855 | 82437798.48 | 82204308.295 | 82181667.495
Option 4 SC | N >> 76-0_39/1_R | NetworkConstraints | 0 | 0 | 0 | 0 | 69523180.87 | 70183555.315 | 70333198.935 | 0 | 0 | 0 | 0 | 0 | 0 | 0 | 0 | 0 | 0 | 0 | 0 | 0 | 0 | 0 | 0 | 0
Option 4 SC | N >> 76-0_77-0_R | NetworkConstraints | 49777736.86 | 52241903.84 | 51790289.935 | 54374265.165 | 55509991.275 | 56046068.35 | 56169728.625 | 59912358.515 | 60034776.55 | 60320442.02 | 60264447.66 | 60368115.695 | 60573911.26 | 60870732.33 | 60773542.745 | 60909451.78 | 60826983.485 | 61113587.525 | 61199094.78 | 61350716.615 | 61422545.525 | 61725006.395 | 61641071.56 | 61855766.245
Option 4 SC | N >> 76-0_BAN_SCRK_1_R | NetworkConstraints | 0 | 0 | 0 | 0 | 0 | 0 | 0 | 74968915.26 | 75115308.715 | 75465611.305 | 75389978.385 | 75513945.815 | 75760087.67 | 76123718.305 | 75998812.43 | 76161375.41 | 76062754.085 | 76414147.425 | 76507775.105 | 76689134.15 | 76774990.6 | 77145395.63 | 77036338.39 | 77293126.775
Option 4 SC | N >> 8-0_16-0_R | NetworkConstraints | 33998267.29 | 45435144.415 | 44757573.305 | 44866969.34 | 34248587.16 | 34365648.1 | 34298220.66 | 29645356.745 | 29532798.985 | 29491744.645 | 29321587.395 | 29226272.605 | 29036944.65 | 28985639.085 | 28853391.08 | 28728352.885 | 28804179.67 | 28762349.28 | 28461957.545 | 28322451.46 | 28256497.305 | 28199934.305 | 28055510.01 | 27857976.605
Option 4 SC | N >> 8-0_39/1_R | NetworkConstraints | 0 | 0 | 0 | 0 | 42766815.035 | 43090136.085 | 43134299.54 | 0 | 0 | 0 | 0 | 0 | 0 | 0 | 0 | 0 | 0 | 0 | 0 | 0 | 0 | 0 | 0 | 0
Option 4 SC | N >> 8-0_BAN_SCRK_1_R | NetworkConstraints | 0 | 0 | 0 | 0 | 0 | 0 | 0 | 42632530.585 | 42549854.94 | 42574349.08 | 42394645.955 | 42324656.06 | 42185464.045 | 42202513.7 | 42050672.07 | 41958679.8 | 42014393.76 | 42038409.665 | 41762921.46 | 41660302.565 | 41612000.815 | 41625087.19 | 41464297.415 | 41319083.26
Option 4 SC | N >> 81-0_82-0 | NetworkConstraints | 51923286.82 | 71611631.505 | 30336529.135 | 0 | 0 | 0 | 0 | 0 | 0 | 0 | 0 | 0 | 0 | 0 | 0 | 0 | 0 | 0 | 0 | 0 | 0 | 0 | 0 | 0
Option 4 SC | N >> 81_82-0 | NetworkConstraints | 0 | 0 | 42291609.64 | 101529458.83 | 83024007.385 | 83336464.75 | 83176767.46 | 82155165.52 | 82164137.505 | 82391964.14 | 82180991.47 | 82188544.675 | 82203505.27 | 82431936.495 | 82218038.69 | 82228080.245 | 82221990.015 | 82450014.775 | 82249184.855 | 82260288.06 | 82265548.305 | 82494359.345 | 82281492.135 | 82296986.82
Option 4 SC | N >> 82-0_81 | NetworkConstraints | 0 | 0 | 43024934.22 | 100014984.83 | 91052593.355 | 91352556.275 | 91147971.225 | 90285938.25 | 90279542.34 | 90512735.035 | 90267535.895 | 90262082.62 | 90251154.61 | 90483587.045 | 90240642.67 | 90233562.01 | 90237832.17 | 90471142.285 | 90218269.51 | 90210270.895 | 90206579.335 | 90438633.485 | 90195056.05 | 90183547.48
Option 4 SC | N >> 82-0_81-0 | NetworkConstraints | 58114352.685 | 73599723.27 | 30808113.535 | 0 | 0 | 0 | 0 | 0 | 0 | 0 | 0 | 0 | 0 | 0 | 0 | 0 | 0 | 0 | 0 | 0 | 0 | 0 | 0 | 0
Option 4 SC | N >> 93-0_90-0_R | NetworkConstraints | 38645749.15 | 39300150.885 | 39011774.665 | 34193720.085 | 32670048.475 | 33147605.875 | 33339977.525 | 32725128.505 | 32939027.35 | 33250883.215 | 33340825.935 | 33521815.235 | 33882302.58 | 34213039.365 | 34230885.35 | 34469425.925 | 34325201.82 | 34638045.325 | 34976121.595 | 35242114.2 | 35366597.065 | 35707914.58 | 35748952.075 | 36124953.355
Option 4 SC | N >> BANNABY_1TH1_2_BAN_SCRK_1 | NetworkConstraints | 0 | 0 | 0 | 0 | 0 | 0 | 0 | 65755442.09 | 65701903.875 | 65821420.39 | 65598035.22 | 65553715.63 | 65457508.68 | 65576368.77 | 65371793.015 | 65304990.265 | 65341948.33 | 65465530.835 | 65174155.805 | 65100517.395 | 65076133.275 | 65187537.975 | 64976934.43 | 64877091.635
Option 4 SC | N >> BAN_SCRK_1_11-0 | NetworkConstraints | 0 | 0 | 0 | 0 | 0 | 0 | 0 | 151363699.35 | 151789120.15 | 152641616.95 | 152587531.95 | 152947737.45 | 153663496.4 | 154554537.7 | 154357174.65 | 154830044 | 154543407.8 | 155398713 | 155837015.95 | 156364540.7 | 156613574.65 | 157524647.75 | 157373326.95 | 158120068.05
Option 4 SC | N >> BAN_SCRK_1_16-0 | NetworkConstraints | 0 | 0 | 0 | 0 | 0 | 0 | 0 | 152938483.05 | 153333754.8 | 154158478.05 | 154075437.1 | 154410159.5 | 155074920.1 | 155935647.7 | 155719513.95 | 156158543.6 | 155892259.25 | 156719789.4 | 157093978.2 | 157583792.4 | 157815486.7 | 158694607.8 | 158521245.3 | 159214795.7
Option 4 SC | N >> BAN_SCRK_1_17-0 | NetworkConstraints | 0 | 0 | 0 | 0 | 0 | 0 | 0 | 148733824.1 | 149137606 | 149960289 | 149895423.1 | 150237297.35 | 150916681.55 | 151775931.4 | 151575065.7 | 152023915.8 | 151751855.05 | 152577186.25 | 152979689.8 | 153480418.65 | 153716749.8 | 154595040.15 | 154437875.1 | 155146659.15
Option 4 SC | N >> BAN_SCRK_1_5A6-0 | NetworkConstraints | 0 | 0 | 0 | 0 | 0 | 0 | 0 | 148463559.15 | 148841231.4 | 149635339.2 | 149549793.1 | 149869647.35 | 150504641.5 | 151333278.3 | 151120583.65 | 151539849.55 | 151285447.25 | 152082363.9 | 152433518.15 | 152901315.35 | 153122902.7 | 153968971.4 | 153797134.25 | 154459652.7
Option 4 SC | N >> BAN_SCRK_1_8-0 | NetworkConstraints | 0 | 0 | 0 | 0 | 0 | 0 | 0 | 153545969.8 | 153940912.7 | 154766881.65 | 154681957.85 | 155016410.2 | 155680582.55 | 156542544.15 | 156324636.15 | 156763260.95 | 156497206.65 | 157326014.1 | 157697888.1 | 158187257.35 | 158418794.5 | 159299114.25 | 159123943.7 | 159816887.05
Option 4 SC | N >> BAN_SCRK_1_BAN_SCRK_2 | NetworkConstraints | 0 | 0 | 0 | 0 | 0 | 0 | 0 | 112951596.8 | 113368942.65 | 114110219.65 | 114152023.4 | 114505435.95 | 115207300.95 | 115986602 | 115887878.9 | 116351404.1 | 116070255.4 | 116814516.05 | 117339053 | 117856195.15 | 118100846.95 | 118899556.5 | 118845994.4 | 119578255.95
Option 4 SC | N >> KEMPS_CK_2H1_2_KEMPS_CK_3H1_2 | NetworkConstraints | 27713528.175 | 27930577.12 | 27713374.575 | 52624872.48 | 25516500.22 | 24843531.71 | 24249227.64 | 26516507.06 | 26157250.68 | 25850787.315 | 25481937.275 | 25178069.9 | 24571661.295 | 24233948.265 | 23986358.76 | 23584729.21 | 23827059.765 | 23519648.14 | 22733042.256 | 22285255.1275 | 22077164.1075 | 21720958.4175 | 21434420.4075 | 20801918.3585
Option 4 SC | N >> MT_PIPER_2TH1_2_39/1 | NetworkConstraints | 0 | 0 | 0 | 0 | 44210049.155 | 44375059.24 | 44281164.295 | 0 | 0 | 0 | 0 | 0 | 0 | 0 | 0 | 0 | 0 | 0 | 0 | 0 | 0 | 0 | 0 | 0
Option 4 SC | N >> MT_PIPER_2TH1_2_BAN_SCRK_1 | NetworkConstraints | 0 | 0 | 0 | 0 | 0 | 0 | 0 | 36410815.205 | 36338581.735 | 36361986.045 | 36202699.82 | 36141630.26 | 36019510.48 | 36036742.065 | 35901867.405 | 35820901.195 | 35869648.135 | 35893003.81 | 35649525.2 | 35559272.965 | 35517641.305 | 35531004.54 | 35388296 | 35260929.005
Option 4 SC | N >> MT_PIPER_2TH1_2_MT_PIPER_1TH1_2 | NetworkConstraints | 25161027.49 | 25898722.325 | 25974940.975 | 24883565.665 | 23711293.185 | 23748214.555 | 23658113.155 | 19544264.87 | 19459160.16 | 19422836.705 | 19299133.86 | 19227162.09 | 19083407.575 | 19039729.18 | 18944771 | 18849523.44 | 18906939.705 | 18870468.215 | 18647694.675 | 18541507.06 | 18492317.085 | 18444181.515 | 18339997.14 | 18190056.28
Option 4 SC | N >> SCRK_1TH1_2_SCRK_2TH1_2_R | NetworkConstraints | 0 | 0 | 0 | 0 | 98493184.235 | 100660456.53 | 101735161.85 | 121455483.7 | 122609157.2 | 124156835.6 | 124775794.35 | 125752152.15 | 127695734.3 | 129346035.2 | 129576145.75 | 130861643.45 | 130083928.75 | 131637420.35 | 133594087.55 | 135027742.7 | 135700115.5 | 137406828.8 | 137761940.55 | 139789352.35
Option 4 SC | NNSW H2 Domestic Consumption Purchaser | Subregion flexible electricity load for Domestic H2 | 0 | 0 | 0 | 0 | 15.2257 | 45.698 | 95.29 | 167.8479 | 264.7293 | 323.4417 | 380.3779 | 437.5829 | 492.5936 | 547.6969 | 597.9153 | 647.8229 | 703.5114 | 756.5537 | 799.706 | 841.7943 | 879.5457 | 915.948 | 947.6857 | 984.2486
Option 4 SC | NQ H2 Domestic Consumption Purchaser | Subregion flexible electricity load for Domestic H2 | 0 | 0 | 0 | 0 | 3.8064 | 11.6337 | 25.3151 | 46.6157 | 76.7021 | 97.0691 | 117.7894 | 139.2736 | 160.7043 | 182.1126 | 202.2859 | 222.3893 | 244.1329 | 264.8291 | 282.7414 | 300.03 | 315.725 | 331.3109 | 345.8597 | 362.3407
Option 4 SC | NSA H2 Domestic Consumption Purchaser | Subregion flexible electricity load for Domestic H2 | 0 | 0 | 0 | 0 | 1.9293 | 6.6926 | 15.5907 | 29.7736 | 50.1093 | 64.5734 | 79.4649 | 94.9 | 110.2821 | 125.5389 | 139.3503 | 153.4043 | 169.5164 | 186.0077 | 201.8166 | 219.0521 | 235.79 | 252.7771 | 268.4284 | 284.4914
Option 4 SC | NSA H2 Green Commodities Consumption Purchaser | Subregion flexible electricity load for Green Commodities H2 | 0 | 0 | 0 | 0 | 0 | 0 | 0 | 0 | 0 | 0 | 0 | 0 | 0 | 0 | 0 | 0 | 402.2023 | 451.724 | 508.9504 | 569.694 | 640.0489 | 719.817 | 795.8047 | 864.1497
Option 4 SC | NSW EIR Gen | Policies NSW | -11402.6522 | 5234.8832 | 13242.1116 | 27334.1116 | 40027.1116 | 42714.1116 | 51994.1116 | 53815.1116 | 65728.1116 | 67385.1116 | 72211.1116 | -15956.8884 | -15956.8884 | -15956.8884 | -15956.8884 | -15956.8884 | -15956.8884 | -15956.8884 | -15956.8884 | -15268.8816 | -14569.2384 | -14490.3768 | -13419.373 | -13419.373
Option 4 SC | NSW EIR Storage MW | Policies NSW | -325 | -599.84 | 199.16 | 590.16 | -1409.84 | -1409.84 | -1409.84 | -1409.84 | -1409.84 | -1409.84 | -1409.84 | -1409.84 | -1409.84 | -1409.84 | -1409.84 | -1409.84 | -1409.84 | -1409.84 | -1409.84 | -1409.84 | -1084.84 | -810 | -810 | -810
Option 4 SC | NSW EIR Storage MWh | Policies NSW | -2600 | -4798.72 | 5113.28 | -948.72 | 5648.28 | 12246.28 | 18843.28 | 25441.28 | 25441.28 | 25441.28 | 25441.28 | -16948.72 | -16948.72 | -16948.72 | -16948.72 | -16948.72 | -16948.72 | -16948.72 | -16948.72 | -16948.72 | -14348.72 | -12150 | -12150 | -12150
Option 4 SC | PEC and Heywood Export | Special Constraints | 6570000 | 9412800 | 11388000 | 11388000 | 11388000 | 11419200 | 11388000 | 11388000 | 11388000 | 11419200 | 11388000 | 11388000 | 11388000 | 11419200 | 11388000 | 11388000 | 11388000 | 11419200 | 11388000 | 11388000 | 11388000 | 11419200 | 11388000 | 11388000
Option 4 SC | PEC and Heywood Import | Special Constraints | 6132000 | 10000800 | 12702000 | 12702000 | 12702000 | 12736800 | 12702000 | 12702000 | 12702000 | 12736800 | 12702000 | 12702000 | 12702000 | 12736800 | 12702000 | 12702000 | 12702000 | 12736800 | 12702000 | 12702000 | 12702000 | 12736800 | 12702000 | 12702000
Option 4 SC | Poatina Min Gen | Hydro min release | 0 | 0 | 0 | 0 | 0 | 0 | 0 | 0 | 0 | 0 | 0 | 0 | 0 | 0 | 0 | 0 | 0 | 0 | 0 | 0 | 0 | 0 | 0 | 0
Option 4 SC | Powering Australia Plan | Policies NEM | 0 | 0 | 0 | 0 | 0 | 0 | 0 | 0 | 0 | 0 | 0 | 0 | 0 | 0 | 0 | 0 | 0 | 0 | 0 | 0 | 0 | 0 | 0 | 0
Option 4 SC | REZ Access Scheme N3 | Policies NSW | 0 | 7700 | 7700 | 7700 | 7700 | 7700 | 7700 | 7700 | 7700 | 7700 | 7700 | 7700 | 7700 | 7700 | 7700 | 7700 | 7700 | 7700 | 7700 | 7700 | 7700 | 7700 | 7700 | 7700
Option 4 SC | REZ Access Scheme N5 | Policies NSW | 0 | 3980 | 3980 | 3980 | 3980 | 3980 | 3980 | 3980 | 3980 | 3980 | 3980 | 3980 | 3980 | 3980 | 40000 | 40000 | 40000 | 40000 | 40000 | 40000 | 40000 | 40000 | 40000 | 40000
Option 4 SC | REZ Landholder_NSW | Landholder Payments | 0 | 0 | -82 | -82 | -82 | -82 | -197.2 | -197.2 | -197.2 | -197.2 | -197.2 | -197.2 | -197.2 | -197.2 | -197.2 | -197.2 | -197.2 | -197.2 | -197.2 | -197.2 | -197.2 | -197.2 | -197.2 | -197.2
Option 4 SC | REZ Landholder_QLD | Landholder Payments | 0 | 0 | 0 | 0 | 0 | 0 | 0 | 0 | 0 | 0 | 0 | 0 | 0 | 0 | 0 | 0 | 0 | 0 | 0 | 0 | 0 | 0 | 0 | 0
Option 4 SC | REZ Landholder_VIC | Landholder Payments | 0 | 0 | 0 | 0 | 0 | -56 | -56 | -56 | -216 | -216 | -216 | -216 | -284.4 | -284.4 | -284.4 | -284.4 | -284.4 | -284.4 | -284.4 | -284.4 | -284.4 | -284.4 | -284.4 | -284.4
Option 4 SC | ResourceLimit_DN1_Solar | Resource Limits for DREZ | 1320 | 1320 | 1320 | 1320 | 1320 | 1320 | 1320 | 1320 | 1320 | 1320 | 1320 | 1320 | 1320 | 1320 | 1320 | 1320 | 1320 | 1320 | 1320 | 1320 | 1320 | 1320 | 1320 | 1320
Option 4 SC | ResourceLimit_N12_Wind Medium | Resource Limits for REZ | 0 | 0 | 0 | 0 | 0 | 0 | 0 | 0 | 0 | 0 | 0 | 0 | 0 | 0 | 0 | 0 | 0 | 0 | 0 | 0 | 0 | 0 | 0 | 0
Option 4 SC | ResourceLimit_N2_Solar | Resource Limits for REZ | 2985 | 2784.36 | 2464.36 | 2464.36 | 2464.36 | 2464.36 | 2464.36 | 2464.36 | 2464.36 | 2464.36 | 2464.36 | 2464.36 | 2464.36 | 2464.36 | 2464.36 | 2464.36 | 2464.36 | 2464.36 | 2464.36 | 2464.36 | 2464.36 | 2464.36 | 2464.36 | 2464.36
Option 4 SC | ResourceLimit_N2_Wind Medium | Resource Limits for REZ | 5600 | 5600 | 5600 | 5600 | 5390 | 5390 | 5390 | 5390 | 5390 | 5390 | 5390 | 5390 | 5390 | 5390 | 5390 | 5390 | 5390 | 5390 | 5390 | 5390 | 5390 | 5390 | 5390 | 5390
Option 4 SC | ResourceLimit_N3_Solar | Resource Limits for REZ | 6120.01 | 6120.01 | 6120.01 | 6120.01 | 6120.01 | 6120.01 | 6120.01 | 6120.01 | 6120.01 | 6120.01 | 6120.01 | 6120.01 | 6120.01 | 6120.01 | 6120.01 | 6120.01 | 6120.01 | 6120.01 | 6120.01 | 6120.01 | 6120.01 | 6120.01 | 6120.01 | 6120.01
Option 4 SC | ResourceLimit_N3_Wind Medium | Resource Limits for REZ | 3209.97 | 3209.97 | 2795.97 | 2795.97 | 2795.97 | 2795.97 | 2795.97 | 2795.97 | 2795.97 | 2795.97 | 2795.97 | 2795.97 | 2795.97 | 2795.97 | 2795.97 | 2795.97 | 2795.97 | 2795.97 | 2795.97 | 2795.97 | 2795.97 | 2795.97 | 2795.97 | 2795.97
Option 4 SC | ResourceLimit_N5_Solar | Resource Limits for REZ | 5677 | 5677 | 5677 | 5677 | 5677 | 5677 | 5677 | 5677 | 5677 | 5677 | 5677 | 5677 | 5677 | 5677 | 5677 | 5677 | 5677 | 5677 | 5677 | 5677 | 5677 | 5677 | 5677 | 5677
Option 4 SC | ResourceLimit_N5_Wind Medium | Resource Limits for REZ | 10500 | 10500 | 10500 | 10500 | 10500 | 10500 | 10500 | 10500 | 10500 | 10500 | 10500 | 10500 | 10500 | 10500 | 10500 | 10500 | 10500 | 10500 | 10500 | 10500 | 10500 | 10500 | 10500 | 10500
Option 4 SC | ResourceLimit_N8_Wind Medium | Resource Limits for REZ | 200 | 200 | 200 | 200 | 200 | 200 | 200 | 200 | 200 | 200 | 200 | 200 | 200 | 200 | 200 | 200 | 200 | 200 | 200 | 200 | 200 | 200 | 200 | 200
Option 4 SC | ResourceLimit_N9_Solar | Resource Limits for REZ | 953 | 953 | 953 | 953 | 953 | 953 | 953 | 953 | 953 | 953 | 953 | 953 | 953 | 953 | 953 | 953 | 953 | 953 | 953 | 953 | 953 | 953 | 953 | 953
Option 4 SC | ResourceLimit_N9_Wind Medium | Resource Limits for REZ | 1000 | 1000 | 1000 | 1000 | 1000 | 1000 | 1000 | 1000 | 1000 | 1000 | 1000 | 1000 | 1000 | 1000 | 1000 | 1000 | 1000 | 1000 | 1000 | 1000 | 1000 | 1000 | 1000 | 1000
Option 4 SC | ResourceLimit_Q8a_Solar | Resource Limits for REZ | 2363.85 | 2113.86 | 2113.86 | 2113.86 | 2113.86 | 2113.86 | 2113.86 | 2113.86 | 2113.86 | 2113.86 | 2113.86 | 2113.86 | 2113.86 | 2113.86 | 2113.86 | 2113.86 | 2113.86 | 2113.86 | 2113.86 | 2113.86 | 2275.81 | 2275.81 | 2275.81 | 2275.81
Option 4 SC | ResourceLimit_S6_Wind Medium | Resource Limits for REZ | 0 | 0 | 0 | 0 | 0 | 0 | 0 | 0 | 0 | 0 | 0 | 0 | 0 | 0 | 0 | 0 | 0 | 0 | 0 | 0 | 0 | 0 | 0 | 0
Option 4 SC | ResourceLimit_T1_Solar | Resource Limits for REZ | 300 | 300 | 300 | 300 | 300 | 300 | 300 | 300 | 300 | 300 | 300 | 300 | 300 | 300 | 300 | 300 | 300 | 300 | 300 | 300 | 300 | 300 | 300 | 300
Option 4 SC | ResourceLimit_T3_Solar | Resource Limits for REZ | 150 | 150 | -137 | -137 | -137 | -137 | -137 | -137 | -137 | -137 | -137 | -137 | -137 | -137 | -137 | -137 | -137 | -137 | -137 | -137 | -137 | -137 | -137 | -137
Option 4 SC | ResourceLimit_T3_Wind Medium | Resource Limits for REZ | 2500 | 2500 | 2500 | 2500 | 2500 | 2500 | 2500 | 2500 | 2500 | 2500 | 2500 | 2500 | 2500 | 2500 | 2500 | 2500 | 2500 | 2500 | 2500 | 2500 | 2500 | 2500 | 2500 | 2500
Option 4 SC | ResourceLimit_V1_Wind Medium | Resource Limits for REZ | 1131 | 1131 | 1131 | 1131 | 1131 | 1131 | 1131 | 1131 | 1131 | 1131 | 1131 | 1131 | 1131 | 1131 | 1131 | 1131 | 1131 | 1131 | 1131 | 1131 | 1131 | 1131 | 1131 | 1131
Option 4 SC | ResourceLimit_V2_Wind Medium | Resource Limits for REZ | 956 | 956 | 956 | 956 | 956 | 956 | 956 | 956 | 956 | 956 | 956 | 956 | 956 | 956 | 956 | 956 | 956 | 956 | 956 | 956 | 956 | 956 | 956 | 956
Option 4 SC | ResourceLimit_V4_Solar | Resource Limits for REZ | 0 | 0 | 0 | 0 | 0 | 0 | 0 | 0 | 0 | 0 | 0 | 0 | 0 | 0 | 0 | 0 | 0 | 0 | 0 | 0 | 0 | 0 | 0 | 0
Option 4 SC | ResourceLimit_V4_Wind Medium | Resource Limits for REZ | 1604 | 1604 | 1604 | 1604 | 1604 | 1604 | 1604 | 1604 | 1604 | 1604 | 1604 | 1604 | 1604 | 1604 | 1604 | 1604 | 1604 | 1604 | 1604 | 1604 | 1604 | 1604 | 1604 | 1604
Option 4 SC | ResourceLimit_V5_Wind Medium | Resource Limits for REZ | 1599 | 1599 | 1599 | 1599 | 1599 | 1599 | 1599 | 1599 | 1599 | 1599 | 1599 | 1599 | 1599 | 1599 | 1599 | 1599 | 1599 | 1599 | 1599 | 1599 | 1599 | 1599 | 1599 | 1599
Option 4 SC | ResourceLimit_V7_Wind Medium | Resource Limits for REZ | 408 | 408 | 408 | 408 | 408 | 408 | 408 | 408 | 408 | 408 | 408 | 408 | 408 | 408 | 408 | 408 | 408 | 408 | 408 | 408 | 408 | 408 | 408 | 408
Option 4 SC | SA Firming | Policies SA | -2897.64 | -2581.14 | 318.86 | 318.86 | 564.86 | -1735.14 | -1735.14 | -1735.14 | -1735.14 | -1655.14 | -1619.24 | -1090.24 | -1090.24 | -1090.24 | -886.48 | -886.48 | -886.48 | -886.48 | -548.48 | -420.08 | -266.08 | -266.08 | -266.08 | -266.08
Option 4 SC | SESA H2 Domestic Consumption Purchaser | Subregion flexible electricity load for Domestic H2 | 0 | 0 | 0 | 0 | 1.2514 | 4.4443 | 10.4023 | 19.8664 | 33.3714 | 43.0577 | 52.9504 | 63.2493 | 73.5214 | 83.71 | 92.8914 | 102.3043 | 113.0457 | 123.9966 | 134.5531 | 146 | 157.2107 | 168.492 | 178.9521 | 189.6957
Option 4 SC | SEV H2 Domestic Consumption Purchaser | Subregion flexible electricity load for Domestic H2 | 0 | 0 | 0 | 0 | 12.8271 | 42.8486 | 97.1671 | 181.8743 | 300.3429 | 378.7083 | 456.2449 | 535.5071 | 613.1479 | 689.9151 | 761.5379 | 831.835 | 906.66 | 975.4234 | 1030.5399 | 1078.5229 | 1115.7007 | 1147.4186 | 1170.3853 | 1196.1571
Option 4 SC | SNSW H2 Domestic Consumption Purchaser | Subregion flexible electricity load for Domestic H2 | 0.41714 | 0.366 | 0.365 | 0.365 | 15.2257 | 45.698 | 95.29 | 167.8479 | 264.7293 | 323.4417 | 380.3779 | 437.5829 | 492.5936 | 547.6969 | 597.9153 | 647.8229 | 703.5114 | 756.5537 | 799.706 | 841.7943 | 879.5457 | 915.948 | 947.6857 | 984.2486
Option 4 SC | SNW Firming | Policies NSW | 0 | 446 | 0 | 0 | 0 | 0 | 0 | 0 | 0 | 0 | 0 | 0 | 0 | 0 | 0 | 0 | 0 | 0 | 0 | 0 | 0 | 0 | 0 | 0
Option 4 SC | SNW H2 Domestic Consumption Purchaser | Subregion flexible electricity load for Domestic H2 | 2.92 | 2.8757 | 2.8416 | 2.8157 | 106.6321 | 319.9649 | 667.1864 | 1175.0914 | 1853.0529 | 2264.0929 | 2662.6971 | 3062.9236 | 3448.155 | 3833.8526 | 4185.46 | 4534.6036 | 4924.6321 | 5295.8506 | 5597.8377 | 5892.5079 | 6156.8721 | 6411.5574 | 6633.7483 | 6889.7921
Option 4 SC | SNW H2 Green Commodities Consumption Purchaser | Subregion flexible electricity load for Green Commodities H2 | 0 | 0 | 0 | 0 | 0 | 0 | 0 | 0 | 0 | 0 | 0 | 0 | 0 | 0 | 0 | 0 | 425.0367 | 477.4009 | 537.9004 | 602.1 | 676.4831 | 760.8797 | 841.2599 | 913.5899
Option 4 SC | SQ H2 Domestic Consumption Purchaser | Subregion flexible electricity load for Domestic H2 | 0 | 0 | 0 | 0 | 17.7807 | 54.3514 | 118.2066 | 217.4879 | 357.8564 | 453.0329 | 549.6577 | 650.0129 | 749.8664 | 849.9106 | 944.062 | 1037.9036 | 1139.3214 | 1235.9389 | 1319.5643 | 1400.1921 | 1473.4007 | 1546.1263 | 1613.9336 | 1690.9407
Option 4 SC | SRET | Policies SA | 0 | 0 | 0 | 0 | 0 | 0 | 0 | 0 | 0 | 0 | 0 | 0 | 0 | 0 | 0 | 0 | 0 | 0 | 0 | 0 | 0 | 0 | 0 | 0
Option 4 SC | Shared Upgrade_CNSW-SNW Option 3 - Stage 2 | Shared REZ Upgrades | 0 | 0 | 0 | 0 | 0 | 0 | 0 | 2000 | 0 | 0 | 0 | 0 | 0 | 0 | 0 | 0 | 0 | 0 | 0 | 0 | 0 | 0 | 0 | 0
Option 4 SC | Shared Upgrade_SNSW-CNSW Option 1 (HumeLink) | Shared REZ Upgrades | 0 | 2200 | 0 | 0 | 0 | 0 | 0 | 0 | 0 | 0 | 0 | 0 | 0 | 0 | 0 | 0 | 0 | 0 | 0 | 0 | 0 | 0 | 0 | 0
Option 4 SC | Snowy 2.0 - Gen | Special Constraints | 5781600 | 17703360 | 26280000 | 26280000 | 26280000 | 26352000 | 26280000 | 26280000 | 26280000 | 26352000 | 26280000 | 26280000 | 26280000 | 26352000 | 26280000 | 26280000 | 26280000 | 26352000 | 26280000 | 26280000 | 26280000 | 26352000 | 26280000 | 26280000
Option 4 SC | Snowy 2.0 - Pump | Special Constraints | 5781600 | 17703360 | 26280000 | 26280000 | 26280000 | 26352000 | 26280000 | 26280000 | 26280000 | 26352000 | 26280000 | 26280000 | 26280000 | 26352000 | 26280000 | 26280000 | 26280000 | 26352000 | 26280000 | 26280000 | 26280000 | 26352000 | 26280000 | 26280000
Option 4 SC | Sys Strength Requirement - Efficient Level CNSW | System Strength Requiements- Efficient | 0 | 0 | 0 | 0 | 0 | 0 | 0 | 0 | 0 | 0 | 0 | 0 | 0 | 0 | 0 | 0 | 0 | 0 | 0 | 0 | 0 | 0 | 0 | 0
Option 4 SC | Sys Strength Requirement - Efficient Level CQ | System Strength Requiements- Efficient | 0 | 0 | 0 | 0 | 0 | 0 | 0 | 0 | 0 | 0 | 0 | 0 | 0 | 0 | 0 | 0 | 0 | 0 | 0 | 0 | 0 | 0 | 0 | 0
Option 4 SC | Sys Strength Requirement - Efficient Level CSA | System Strength Requiements- Efficient | 0 | 0 | 0 | 0 | 0 | 0 | 0 | 0 | 0 | 0 | 0 | 0 | 0 | 0 | 0 | 0 | 0 | 0 | 0 | 0 | 0 | 0 | 0 | 0
Option 4 SC | Sys Strength Requirement - Efficient Level GG | System Strength Requiements- Efficient | 0 | 0 | 0 | 0 | 0 | 0 | 0 | 0 | 0 | 0 | 0 | 0 | 0 | 0 | 0 | 0 | 0 | 0 | 0 | 0 | 0 | 0 | 0 | 0
Option 4 SC | Sys Strength Requirement - Efficient Level MEL | System Strength Requiements- Efficient | 0 | 0 | 0 | 0 | 0 | 0 | 0 | 0 | 0 | 0 | 0 | 0 | 0 | 0 | 0 | 0 | 0 | 0 | 0 | 0 | 0 | 0 | 0 | 0
Option 4 SC | Sys Strength Requirement - Efficient Level NNSW | System Strength Requiements- Efficient | 0 | 0 | 0 | 0 | 0 | 0 | 0 | 0 | 0 | 0 | 0 | 0 | 0 | 0 | 0 | 0 | 0 | 0 | 0 | 0 | 0 | 0 | 0 | 0
Option 4 SC | Sys Strength Requirement - Efficient Level NQ | System Strength Requiements- Efficient | 0 | 0 | 0 | 0 | 0 | 0 | 0 | 0 | 0 | 0 | 0 | 0 | 0 | 0 | 0 | 0 | 0 | 0 | 0 | 0 | 0 | 0 | 0 | 0
Option 4 SC | Sys Strength Requirement - Efficient Level NSA | System Strength Requiements- Efficient | 0 | 0 | 0 | 0 | 0 | 0 | 0 | 0 | 0 | 0 | 0 | 0 | 0 | 0 | 0 | 0 | 0 | 0 | 0 | 0 | 0 | 0 | 0 | 0
Option 4 SC | Sys Strength Requirement - Efficient Level SESA | System Strength Requiements- Efficient | 0 | 0 | 0 | 0 | 0 | 0 | 0 | 0 | 0 | 0 | 0 | 0 | 0 | 0 | 0 | 0 | 0 | 0 | 0 | 0 | 0 | 0 | 0 | 0
Option 4 SC | Sys Strength Requirement - Efficient Level SEV | System Strength Requiements- Efficient | 0 | 0 | 0 | 0 | 0 | 0 | 0 | 0 | 0 | 0 | 0 | 0 | 0 | 0 | 0 | 0 | 0 | 0 | 0 | 0 | 0 | 0 | 0 | 0
Option 4 SC | Sys Strength Requirement - Efficient Level SNSW | System Strength Requiements- Efficient | 0 | 0 | 0 | 0 | 0 | 0 | 0 | 0 | 0 | 0 | 0 | 0 | 0 | 0 | 0 | 0 | 0 | 0 | 0 | 0 | 0 | 0 | 0 | 0
Option 4 SC | Sys Strength Requirement - Efficient Level SNW | System Strength Requiements- Efficient | 0 | 0 | 0 | 0 | 0 | 0 | 0 | 0 | 0 | 0 | 0 | 0 | 0 | 0 | 0 | 0 | 0 | 0 | 0 | 0 | 0 | 0 | 0 | 0
Option 4 SC | Sys Strength Requirement - Efficient Level SQ | System Strength Requiements- Efficient | 0 | 0 | 0 | 0 | 0 | 0 | 0 | 0 | 0 | 0 | 0 | 0 | 0 | 0 | 0 | 0 | 0 | 0 | 0 | 0 | 0 | 0 | 0 | 0
Option 4 SC | Sys Strength Requirement - Efficient Level TAS | System Strength Requiements- Efficient | 0 | 0 | 0 | 0 | 0 | 0 | 0 | 0 | 0 | 0 | 0 | 0 | 0 | 0 | 0 | 0 | 0 | 0 | 0 | 0 | 0 | 0 | 0 | 0
Option 4 SC | Sys Strength Requirement - Efficient Level WNV | System Strength Requiements- Efficient | 0 | 0 | 0 | 0 | 0 | 0 | 0 | 0 | 0 | 0 | 0 | 0 | 0 | 0 | 0 | 0 | 0 | 0 | 0 | 0 | 0 | 0 | 0 | 0
Option 4 SC | Sys Strength Requirement - Min Fault Level CNSW | System Strength Requiements - Minimum | -3404 | -3404 | -3404 | -2744 | -1374 | -1374 | -1374 | -689 | -689 | -689 | -689 | -689 | -689 | -689 | 701 | 701 | 701 | 701 | 701 | 701 | 701 | 701 | 701 | 701
Option 4 SC | Sys Strength Requirement - Min Fault Level CQ | System Strength Requiements - Minimum | -2491 | -2491 | -2491 | -1791 | -1791 | -1791 | -1791 | -1791 | -1791 | -1791 | -1791 | -1791 | -1791 | -1791 | -1791 | -1791 | -1791 | -1426 | -1061 | -696 | -331 | -331 | -331 | 513
Option 4 SC | Sys Strength Requirement - Min Fault Level GG | System Strength Requiements - Minimum | -1393.1 | -1393.1 | -1393.1 | 286.9 | 286.9 | 286.9 | 286.9 | 286.9 | 286.9 | 286.9 | 286.9 | 286.9 | 286.9 | 286.9 | 286.9 | 286.9 | 286.9 | 286.9 | 286.9 | 286.9 | 286.9 | 286.9 | 286.9 | 286.9
Option 4 SC | Sys Strength Requirement - Min Fault Level SEV | System Strength Requiements - Minimum | -3996.9 | -3996.9 | -2546.9 | -1966.9 | -1386.9 | -1386.9 | -1386.9 | -1386.9 | 823.1 | 823.1 | 823.1 | 823.1 | 823.1 | 823.1 | 823.1 | 823.1 | 823.1 | 823.1 | 823.1 | 823.1 | 823.1 | 823.1 | 823.1 | 823.1
Option 4 SC | Sys Strength Requirement - Min Fault Level SNW | System Strength Requiements - Minimum | -3482.8 | -3482.8 | -3482.8 | -602.8 | -602.8 | -602.8 | -602.8 | 717.2 | 717.2 | 717.2 | 717.2 | 717.2 | 717.2 | 717.2 | 717.2 | 717.2 | 717.2 | 717.2 | 717.2 | 717.2 | 717.2 | 717.2 | 717.2 | 717.2
Option 4 SC | Sys Strength Requirement - Min Fault Level SQ | System Strength Requiements - Minimum | -2857.6 | -2857.6 | -2857.6 | -2857.6 | -2857.6 | -2857.6 | -2857.6 | -2857.6 | -2857.6 | -2857.6 | -2157.6 | -1007.6 | -1007.6 | -1007.6 | -1007.6 | -1007.6 | -263.6 | -263.6 | -263.6 | -263.6 | -263.6 | -263.6 | -263.6 | 588.4
Option 4 SC | TAS H2 Domestic Consumption Purchaser | Subregion flexible electricity load for Domestic H2 | 0 | 0 | 0 | 0 | 104.8071 | 210.9483 | 318.876 | 432.16 | 550.3679 | 563.1214 | 574.4251 | 588.5364 | 601.8329 | 615.6689 | 627.3497 | 645.685 | 675.4064 | 709.1826 | 742.4277 | 778.545 | 805.6593 | 827.0354 | 839.2036 | 850.1893
Option 4 SC | TRET | Policies TAS | 0 | 12617 | 14039 | 15461 | 15984 | 16507 | 17032 | 17556 | 18079 | 18603 | 19126 | 19650 | 20174 | 20697 | 0 | 0 | 0 | 0 | 0 | 0 | 0 | 0 | 0 | 0
Option 4 SC | Tarraleah Max Energy Day | Hydro min release | 7300 | 7320 | 7300 | 7300 | 7300 | 7320 | 7300 | 7300 | 7300 | 7320 | 7300 | 7300 | 7300 | 7320 | 7300 | 7300 | 7300 | 7320 | 7300 | 7300 | 7300 | 7320 | 7300 | 7300
Option 4 SC | Tarraleah Min Flow | Hydro min release | 0 | 0 | 0 | 0 | 0 | 0 | 0 | 0 | 0 | 0 | 0 | 0 | 0 | 0 | 0 | 0 | 0 | 0 | 0 | 0 | 0 | 0 | 0 | 0
Option 4 SC | Tarraleah Min Gen | Hydro min release | 151.11 | 151.11 | 151.11 | 151.11 | 151.11 | 151.11 | 151.11 | 151.11 | 151.11 | 151.11 | 151.11 | 151.11 | 151.11 | 151.11 | 151.11 | 151.11 | 151.11 | 151.11 | 151.11 | 151.11 | 151.11 | 151.11 | 151.11 | 151.11
Option 4 SC | VIC Storage | Policies VIC | -2084.01 | -3120.457 | -2896.292 | -2095.694 | -1450.275 | -820.499 | -374.228 | 185.78 | 766.921 | -5716.4 | -5919.707 | -6146.617 | -6387.966 | -6652.422 | -6885.985 | -7010.564 | -7387.997 | -7557.168 | -7888.687 | -8220.368 | -8117.769 | -7419.624 | -7948.381 | -8472.344
Option 4 SC | VOWT | Policies VIC | 0 | 0 | 0 | 0 | 0 | 2000 | 2667 | 3333 | 4000 | 5000 | 6000 | 7000 | 8000 | 9000 | 0 | 0 | 0 | 0 | 0 | 0 | 0 | 0 | 0 | 0
Option 4 SC | VRET | Policies VIC | 0 | 0 | 0 | 0 | 0 | 0 | 0 | 0 | 0 | 0 | 0 | 0 | 0 | 0 | 0 | 0 | 0 | 0 | 0 | 0 | 0 | 0 | 0 | 0
Option 4 SC | WNV H2 Domestic Consumption Purchaser | Subregion flexible electricity load for Domestic H2 | 70.7579 | 69.8803 | 68.7497 | 67.89 | 139.065 | 385.6623 | 874.5564 | 1636.66 | 2702.9814 | 3408.5574 | 4106.2821 | 4819.6164 | 5518.3829 | 6209.4194 | 6853.7886 | 7486.6193 | 8159.94 | 8778.6017 | 9274.9367 | 9706.81 | 10041.15 | 10326.5843 | 10533.5469 | 10765.31
Option 4 SC | Wayatinah Min Gen | Hydro min release | 24.09 | 24.09 | 24.09 | 24.09 | 24.09 | 24.09 | 24.09 | 24.09 | 24.09 | 24.09 | 24.09 | 24.09 | 24.09 | 24.09 | 24.09 | 24.09 | 24.09 | 24.09 | 24.09 | 24.09 | 24.09 | 24.09 | 24.09 | 24.09
Option 5 SC | 2030 Emissions Budget 1 | Emissions DLT | 69603.1022 | 69793.7956 | 69603.1022 | 69603.1022 | 69603.1022 | 69793.7956 | 69634.8699 | 69634.8699 | 69634.8699 | 69825.6504 | 69634.8699 | 69634.8699 | 69603.1022 | 69793.7956 | 69603.1022 | 69603.1022 | 69603.1022 | 69793.7956 | 69634.8699 | 69634.8699 | 69634.8699 | 69825.6504 | 69634.8699 | 69634.8699
Option 5 SC | 2035 Emissions Target | Emissions DLT | 3909.2632 | 3919.9735 | 3909.2632 | 3909.2632 | 3909.2632 | 3919.9735 | 3911.0475 | 3911.0475 | 3911.0475 | 3921.7627 | 3911.0475 | 3911.0475 | 3909.2632 | 3919.9735 | 3909.2632 | 3909.2632 | 3909.2632 | 3919.9735 | 3911.0475 | 3911.0475 | 3911.0475 | 3921.7627 | 3911.0475 | 3911.0475
Option 5 SC | 2050 Emissions Budget 1 | Emissions DLT | 59138.3391 | 59300.3619 | 59138.3391 | 59138.3391 | 59138.3391 | 59300.3619 | 59165.3305 | 59165.3305 | 59165.3305 | 59327.4273 | 59165.3305 | 59165.3305 | 59138.3391 | 59300.3619 | 59138.3391 | 59138.3391 | 59138.3391 | 59300.3619 | 59165.3305 | 59165.3305 | 59165.3305 | 59327.4273 | 59165.3305 | 59165.3305
Option 5 SC | 2050 Emissions Budget 2 | Emissions DLT | 21749.6839 | 21809.2721 | 21749.6839 | 21749.6839 | 21749.6839 | 21809.2721 | 21759.6108 | 21759.6108 | 21759.6108 | 21819.2261 | 21759.6108 | 21759.6108 | 21749.6839 | 21809.2721 | 21749.6839 | 21749.6839 | 21749.6839 | 21809.2721 | 21759.6108 | 21759.6108 | 21759.6108 | 21819.2261 | 21759.6108 | 21759.6108
Option 5 SC | 2050 Emissions Budget 3 | Emissions DLT | 9474.331 | 9500.288 | 9474.331 | 9474.331 | 9474.331 | 9500.288 | 9478.6552 | 9478.6552 | 9478.6552 | 9504.6241 | 9478.6552 | 9478.6552 | 9474.331 | 9500.288 | 9474.331 | 9474.331 | 9474.331 | 9500.288 | 9478.6552 | 9478.6552 | 9478.6552 | 9504.6241 | 9478.6552 | 9478.6552
Option 5 SC | 2050 Emissions Budget 4 | Emissions DLT | 6715.6586 | 6734.0577 | 6715.6586 | 6715.6586 | 6715.6586 | 6734.0577 | 6718.7238 | 6718.7238 | 6718.7238 | 6737.1312 | 6718.7238 | 6718.7238 | 6715.6586 | 6734.0577 | 6715.6586 | 6715.6586 | 6715.6586 | 6734.0577 | 6718.7238 | 6718.7238 | 6718.7238 | 6737.1312 | 6718.7238 | 6718.7238
Option 5 SC | 2050 Emissions Budget NSW 1 | Emissions DLT | 24777.3723 | 24845.2555 | 24777.3723 | 24777.3723 | 24777.3723 | 24845.2555 | 24788.681 | 24788.681 | 24788.681 | 24856.5952 | 24788.681 | 24788.681 | 24777.3723 | 24845.2555 | 24777.3723 | 24777.3723 | 24777.3723 | 24845.2555 | 24788.681 | 24788.681 | 24788.681 | 24856.5952 | 24788.681 | 24788.681
Option 5 SC | 2050 Emissions Budget NSW 2 | Emissions DLT | 11389.5985 | 11420.8029 | 11389.5985 | 11389.5985 | 11389.5985 | 11420.8029 | 11394.7969 | 11394.7969 | 11394.7969 | 11426.0155 | 11394.7969 | 11394.7969 | 11389.5985 | 11420.8029 | 11389.5985 | 11389.5985 | 11389.5985 | 11420.8029 | 11394.7969 | 11394.7969 | 11394.7969 | 11426.0155 | 11394.7969 | 11394.7969
Option 5 SC | 2050 Emissions Budget NSW 3 | Emissions DLT | 11389.5985 | 11420.8029 | 11389.5985 | 11389.5985 | 11389.5985 | 11420.8029 | 11394.7969 | 11394.7969 | 11394.7969 | 11426.0155 | 11394.7969 | 11394.7969 | 11389.5985 | 11420.8029 | 11389.5985 | 11389.5985 | 11389.5985 | 11420.8029 | 11394.7969 | 11394.7969 | 11394.7969 | 11426.0155 | 11394.7969 | 11394.7969
Option 5 SC | 2050 Emissions Budget NSW 4 | Emissions DLT | 11389.5985 | 11420.8029 | 11389.5985 | 11389.5985 | 11389.5985 | 11420.8029 | 11394.7969 | 11394.7969 | 11394.7969 | 11426.0155 | 11394.7969 | 11394.7969 | 11389.5985 | 11420.8029 | 11389.5985 | 11389.5985 | 11389.5985 | 11420.8029 | 11394.7969 | 11394.7969 | 11394.7969 | 11426.0155 | 11394.7969 | 11394.7969
Option 5 SC | 2050 Emissions Budget QLD 1 | Emissions DLT | 33269.6168 | 33360.7664 | 33269.6168 | 33269.6168 | 33269.6168 | 33360.7664 | 33284.8015 | 33284.8015 | 33284.8015 | 33375.9927 | 33284.8015 | 33284.8015 | 33269.6168 | 33360.7664 | 33269.6168 | 33269.6168 | 33269.6168 | 33360.7664 | 33284.8015 | 33284.8015 | 33284.8015 | 33375.9927 | 33284.8015 | 33284.8015
Option 5 SC | 2050 Emissions Budget QLD 2 | Emissions DLT | 12388.6861 | 12422.6277 | 12388.6861 | 12388.6861 | 12388.6861 | 12422.6277 | 12394.3405 | 12394.3405 | 12394.3405 | 12428.2976 | 12394.3405 | 12394.3405 | 12388.6861 | 12422.6277 | 12388.6861 | 12388.6861 | 12388.6861 | 12422.6277 | 12394.3405 | 12394.3405 | 12394.3405 | 12428.2976 | 12394.3405 | 12394.3405
Option 5 SC | 2050 Emissions Budget QLD 3 | Emissions DLT | 12388.6861 | 12422.6277 | 12388.6861 | 12388.6861 | 12388.6861 | 12422.6277 | 12394.3405 | 12394.3405 | 12394.3405 | 12428.2976 | 12394.3405 | 12394.3405 | 12388.6861 | 12422.6277 | 12388.6861 | 12388.6861 | 12388.6861 | 12422.6277 | 12394.3405 | 12394.3405 | 12394.3405 | 12428.2976 | 12394.3405 | 12394.3405
Option 5 SC | 2050 Emissions Budget QLD 4 | Emissions DLT | 12388.6861 | 12422.6277 | 12388.6861 | 12388.6861 | 12388.6861 | 12422.6277 | 12394.3405 | 12394.3405 | 12394.3405 | 12428.2976 | 12394.3405 | 12394.3405 | 12388.6861 | 12422.6277 | 12388.6861 | 12388.6861 | 12388.6861 | 12422.6277 | 12394.3405 | 12394.3405 | 12394.3405 | 12428.2976 | 12394.3405 | 12394.3405
Option 5 SC | 2050 Emissions Budget SA 1 | Emissions DLT | 1415.3741 | 1419.2518 | 1415.3741 | 1415.3741 | 1415.3741 | 1419.2518 | 1416.0201 | 1416.0201 | 1416.0201 | 1419.8996 | 1416.0201 | 1416.0201 | 1415.3741 | 1419.2518 | 1415.3741 | 1415.3741 | 1415.3741 | 1419.2518 | 1416.0201 | 1416.0201 | 1416.0201 | 1419.8996 | 1416.0201 | 1416.0201
Option 5 SC | 2050 Emissions Budget SA 2 | Emissions DLT | 749.3157 | 751.3686 | 749.3157 | 749.3157 | 749.3157 | 751.3686 | 749.6577 | 749.6577 | 749.6577 | 751.7115 | 749.6577 | 749.6577 | 749.3157 | 751.3686 | 749.3157 | 749.3157 | 749.3157 | 751.3686 | 749.6577 | 749.6577 | 749.6577 | 751.7115 | 749.6577 | 749.6577
Option 5 SC | 2050 Emissions Budget SA 3 | Emissions DLT | 749.3157 | 751.3686 | 749.3157 | 749.3157 | 749.3157 | 751.3686 | 749.6577 | 749.6577 | 749.6577 | 751.7115 | 749.6577 | 749.6577 | 749.3157 | 751.3686 | 749.3157 | 749.3157 | 749.3157 | 751.3686 | 749.6577 | 749.6577 | 749.6577 | 751.7115 | 749.6577 | 749.6577
Option 5 SC | 2050 Emissions Budget SA 4 | Emissions DLT | 749.3157 | 751.3686 | 749.3157 | 749.3157 | 749.3157 | 751.3686 | 749.6577 | 749.6577 | 749.6577 | 751.7115 | 749.6577 | 749.6577 | 749.3157 | 751.3686 | 749.3157 | 749.3157 | 749.3157 | 751.3686 | 749.6577 | 749.6577 | 749.6577 | 751.7115 | 749.6577 | 749.6577
Option 5 SC | 2050 Emissions Budget VIC 1 | Emissions DLT | 22795.8485 | 22858.3029 | 22795.8485 | 22795.8485 | 22795.8485 | 22858.3029 | 22806.2529 | 22806.2529 | 22806.2529 | 22868.7357 | 22806.2529 | 22806.2529 | 22795.8485 | 22858.3029 | 22795.8485 | 22795.8485 | 22795.8485 | 22858.3029 | 22806.2529 | 22806.2529 | 22806.2529 | 22868.7357 | 22806.2529 | 22806.2529
Option 5 SC | 2050 Emissions Budget VIC 2 | Emissions DLT | 6943.6588 | 6962.6825 | 6943.6588 | 6943.6588 | 6943.6588 | 6962.6825 | 6946.8279 | 6946.8279 | 6946.8279 | 6965.8603 | 6946.8279 | 6946.8279 | 6943.6588 | 6962.6825 | 6943.6588 | 6943.6588 | 6943.6588 | 6962.6825 | 6946.8279 | 6946.8279 | 6946.8279 | 6965.8603 | 6946.8279 | 6946.8279
Option 5 SC | 2050 Emissions Budget VIC 3 | Emissions DLT | 6943.6588 | 6962.6825 | 6943.6588 | 6943.6588 | 6943.6588 | 6962.6825 | 6946.8279 | 6946.8279 | 6946.8279 | 6965.8603 | 6946.8279 | 6946.8279 | 6943.6588 | 6962.6825 | 6943.6588 | 6943.6588 | 6943.6588 | 6962.6825 | 6946.8279 | 6946.8279 | 6946.8279 | 6965.8603 | 6946.8279 | 6946.8279
Option 5 SC | 2050 Emissions Budget VIC 4 | Emissions DLT | 6943.6588 | 6962.6825 | 6943.6588 | 6943.6588 | 6943.6588 | 6962.6825 | 6946.8279 | 6946.8279 | 6946.8279 | 6965.8603 | 6946.8279 | 6946.8279 | 6943.6588 | 6962.6825 | 6943.6588 | 6943.6588 | 6943.6588 | 6962.6825 | 6946.8279 | 6946.8279 | 6946.8279 | 6965.8603 | 6946.8279 | 6946.8279
Option 5 SC | Basslink Daily Energy Limit | Special Constraints | -287.568 | -288.408 | -287.568 | -287.568 | -287.568 | -288.408 | -287.568 | -287.568 | -287.568 | -288.408 | -287.568 | -287.568 | -287.568 | -288.408 | -287.568 | -287.568 | -287.568 | -288.408 | -287.568 | -287.568 | -287.568 | -288.408 | -287.568 | -287.568
Option 5 SC | Borumba - Gen | Special Constraints | 0 | 0 | 0 | 0 | 0 | 0 | 0 | 0 | 0 | 15336000 | 26280000 | 26280000 | 26280000 | 26352000 | 26280000 | 26280000 | 26280000 | 26352000 | 26280000 | 26280000 | 26280000 | 26352000 | 26280000 | 26280000
Option 5 SC | Borumba - Pump | Special Constraints | 0 | 0 | 0 | 0 | 0 | 0 | 0 | 0 | 0 | 15336000 | 26280000 | 26280000 | 26280000 | 26352000 | 26280000 | 26280000 | 26280000 | 26352000 | 26280000 | 26280000 | 26280000 | 26352000 | 26280000 | 26280000
Option 5 SC | CIS Dispatchable NSW | Policies NEM | -1231.12 | -631.96 | -431.96 | -1241.96 | -2541.96 | -2741.96 | -2741.96 | -2783.18 | -2741.96 | -2741.96 | -2741.96 | -2741.96 | -2741.96 | -2741.96 | -2750.69 | -2750.69 | -2709.47 | -2750.69 | -2709.47 | -2709.47 | -1925.69 | -1624.85 | -1583.63 | -1583.63
Option 5 SC | CIS Dispatchable SA | Policies NEM | -30 | 788 | 788 | 788 | -461 | -461 | -461 | -205 | -461 | -461 | -461 | -205 | -461 | -461 | -461 | -461 | -461 | -461 | -205 | -461 | -431 | 0 | 0 | 0
Option 5 SC | CIS Dispatchable VIC | Policies NEM | 0 | 1220 | 1271.79 | 1271.79 | -428.21 | -428.21 | -435.41 | -428.21 | -428.21 | -428.21 | -428.21 | -428.21 | -428.21 | -428.21 | -435.41 | -428.21 | -428.21 | -435.41 | -437.03 | -428.21 | -435.41 | 0 | 0 | 0
Option 5 SC | CIS Gen NSW | Policies NEM | -4646.44 | 1715.47 | 7931.07 | 14075.07 | -8779.93 | -9539.57 | -9539.57 | -9539.57 | -9539.57 | -9539.57 | -9539.57 | -9539.57 | -9539.57 | -9539.57 | -9539.57 | -9539.57 | -9539.57 | -9539.57 | -9539.57 | -9302.56 | -8998.86 | -8966.46 | -8583 | -8583
Option 5 SC | CIS Gen SA | Policies NEM | 0 | 20.36 | 621.16 | 509.16 | -690.84 | -690.84 | -690.84 | -690.84 | -690.84 | -690.84 | -690.84 | -690.84 | -690.84 | -690.84 | -690.84 | -690.84 | -690.84 | -690.84 | -690.84 | -690.84 | -690.84 | -690.84 | -690.84 | -690.84
Option 5 SC | CIS Gen TAS | Policies NEM | 0 | 0 | 750 | 1200 | 0 | 0 | 0 | 0 | 0 | 0 | 0 | 0 | 0 | 0 | 0 | 0 | 0 | 0 | 0 | 0 | 0 | 0 | 0 | 0
Option 5 SC | CIS Gen VIC - Solar | Policies NEM | 0 | 669 | 555.93 | 555.93 | -944.07 | -944.07 | -944.07 | -944.07 | -944.07 | -944.07 | -944.07 | -944.07 | -944.07 | -944.07 | -944.07 | -944.07 | -944.07 | -944.07 | -944.07 | -944.07 | -944.07 | -944.07 | -944.07 | -944.07
Option 5 SC | CIS Gen VIC - Wind | Policies NEM | 0 | 0 | 1922 | 3500 | -600 | -600 | -600 | -600 | -600 | -600 | -600 | -600 | -600 | -600 | -600 | -600 | -600 | -600 | -600 | -600 | -600 | -600 | -600 | -600
Option 5 SC | CIS Total Dispatchable | Policies NEM | -1261.12 | 3076.04 | 5550.83 | 7262.83 | -3731.17 | -3931.17 | -3938.37 | -3716.39 | -3931.17 | -3931.17 | -3931.17 | -3675.17 | -3931.17 | -3931.17 | -3947.1 | -3939.9 | -3898.68 | -3947.1 | -3651.5 | -3898.68 | -3092.1 | -1774.85 | -1583.63 | -1583.63
Option 5 SC | CNSW H2 Domestic Consumption Purchaser | Subregion flexible electricity load for Domestic H2 | 0 | 0 | 0 | 0 | 15.2257 | 45.698 | 95.29 | 167.8479 | 264.7293 | 323.4417 | 380.3779 | 437.5829 | 492.5936 | 547.6969 | 597.9153 | 647.8229 | 703.5114 | 756.5537 | 799.706 | 841.7943 | 879.5457 | 915.948 | 947.6857 | 984.2486
Option 5 SC | CQ H2 Domestic Consumption Purchaser | Subregion flexible electricity load for Domestic H2 | 170.455 | 168.3874 | 165.6299 | 163.6243 | 163.9371 | 167.2109 | 173.712 | 185.9936 | 203.9307 | 215.6803 | 227.0274 | 239.5443 | 251.85 | 264.3586 | 275.4677 | 287.1507 | 301.6464 | 315.6511 | 327.2189 | 338.9286 | 349.3571 | 359.9637 | 369.2456 | 380.4343
Option 5 SC | CSA H2 Domestic Consumption Purchaser | Subregion flexible electricity load for Domestic H2 | 7.3521 | 7.2677 | 7.1436 | 7.0393 | 6.9871 | 11.1369 | 25.993 | 49.5879 | 83.4807 | 107.6309 | 132.4153 | 158.1493 | 183.8036 | 209.2489 | 232.2417 | 255.7086 | 282.5621 | 310.0043 | 336.3697 | 365.0521 | 393.0007 | 421.2691 | 447.3547 | 474.1871
Option 5 SC | Catagunya Min Gen | Hydro min release | 17.52 | 17.52 | 17.52 | 17.52 | 17.52 | 17.52 | 17.52 | 17.52 | 17.52 | 17.52 | 17.52 | 17.52 | 17.52 | 17.52 | 17.52 | 17.52 | 17.52 | 17.52 | 17.52 | 17.52 | 17.52 | 17.52 | 17.52 | 17.52
Option 5 SC | Combined Marinus Export | Special Constraints | 11773440 | 11805696 | 11773440 | 11773440 | 11773440 | 11805696 | 11773440 | 11773440 | 15589440 | 18393696 | 18343440 | 18343440 | 18343440 | 18393696 | 18343440 | 18343440 | 18343440 | 18393696 | 18343440 | 18343440 | 18343440 | 18393696 | 18343440 | 18343440
Option 5 SC | Combined Marinus Import | Special Constraints | 8567280 | 8590752 | 8567280 | 8567280 | 8567280 | 8590752 | 8567280 | 8567280 | 12383280 | 15178752 | 15137280 | 15137280 | 15137280 | 15178752 | 15137280 | 15137280 | 15137280 | 15178752 | 15137280 | 15137280 | 15137280 | 15178752 | 15137280 | 15137280
Option 5 SC | Constraint on Pipeline from Storage to GTs CNSW | Constraints to make diesel to come exclusively from storage | 0 | 0 | 0 | 0 | 0 | 0 | 0 | 0 | 0 | 0 | 0 | 0 | 0 | 0 | 0 | 0 | 0 | 0 | 0 | 0 | 0 | 0 | 0 | 0
Option 5 SC | Constraint on Pipeline from Storage to GTs CQ | Constraints to make diesel to come exclusively from storage | 0 | 0 | 0 | 0 | 0 | 0 | 0 | 0 | 0 | 0 | 0 | 0 | 0 | 0 | 0 | 0 | 0 | 0 | 0 | 0 | 0 | 0 | 0 | 0
Option 5 SC | Constraint on Pipeline from Storage to GTs CSA | Constraints to make diesel to come exclusively from storage | 0 | 0 | 0 | 0 | 0 | 0 | 0 | 0 | 0 | 0 | 0 | 0 | 0 | 0 | 0 | 0 | 0 | 0 | 0 | 0 | 0 | 0 | 0 | 0
Option 5 SC | Constraint on Pipeline from Storage to GTs GG | Constraints to make diesel to come exclusively from storage | 0 | 0 | 0 | 0 | 0 | 0 | 0 | 0 | 0 | 0 | 0 | 0 | 0 | 0 | 0 | 0 | 0 | 0 | 0 | 0 | 0 | 0 | 0 | 0
Option 5 SC | Constraint on Pipeline from Storage to GTs MEL | Constraints to make diesel to come exclusively from storage | 0 | 0 | 0 | 0 | 0 | 0 | 0 | 0 | 0 | 0 | 0 | 0 | 0 | 0 | 0 | 0 | 0 | 0 | 0 | 0 | 0 | 0 | 0 | 0
Option 5 SC | Constraint on Pipeline from Storage to GTs NNSW | Constraints to make diesel to come exclusively from storage | 0 | 0 | 0 | 0 | 0 | 0 | 0 | 0 | 0 | 0 | 0 | 0 | 0 | 0 | 0 | 0 | 0 | 0 | 0 | 0 | 0 | 0 | 0 | 0
Option 5 SC | Constraint on Pipeline from Storage to GTs NQ | Constraints to make diesel to come exclusively from storage | 0 | 0 | 0 | 0 | 0 | 0 | 0 | 0 | 0 | 0 | 0 | 0 | 0 | 0 | 0 | 0 | 0 | 0 | 0 | 0 | 0 | 0 | 0 | 0
Option 5 SC | Constraint on Pipeline from Storage to GTs NSA | Constraints to make diesel to come exclusively from storage | 0 | 0 | 0 | 0 | 0 | 0 | 0 | 0 | 0 | 0 | 0 | 0 | 0 | 0 | 0 | 0 | 0 | 0 | 0 | 0 | 0 | 0 | 0 | 0
Option 5 SC | Constraint on Pipeline from Storage to GTs SESA | Constraints to make diesel to come exclusively from storage | 0 | 0 | 0 | 0 | 0 | 0 | 0 | 0 | 0 | 0 | 0 | 0 | 0 | 0 | 0 | 0 | 0 | 0 | 0 | 0 | 0 | 0 | 0 | 0
Option 5 SC | Constraint on Pipeline from Storage to GTs SEV | Constraints to make diesel to come exclusively from storage | 0 | 0 | 0 | 0 | 0 | 0 | 0 | 0 | 0 | 0 | 0 | 0 | 0 | 0 | 0 | 0 | 0 | 0 | 0 | 0 | 0 | 0 | 0 | 0
Option 5 SC | Constraint on Pipeline from Storage to GTs SNSW | Constraints to make diesel to come exclusively from storage | 0 | 0 | 0 | 0 | 0 | 0 | 0 | 0 | 0 | 0 | 0 | 0 | 0 | 0 | 0 | 0 | 0 | 0 | 0 | 0 | 0 | 0 | 0 | 0
Option 5 SC | Constraint on Pipeline from Storage to GTs SNW | Constraints to make diesel to come exclusively from storage | 0 | 0 | 0 | 0 | 0 | 0 | 0 | 0 | 0 | 0 | 0 | 0 | 0 | 0 | 0 | 0 | 0 | 0 | 0 | 0 | 0 | 0 | 0 | 0
Option 5 SC | Constraint on Pipeline from Storage to GTs SQ | Constraints to make diesel to come exclusively from storage | 0 | 0 | 0 | 0 | 0 | 0 | 0 | 0 | 0 | 0 | 0 | 0 | 0 | 0 | 0 | 0 | 0 | 0 | 0 | 0 | 0 | 0 | 0 | 0
Option 5 SC | Constraint on Pipeline from Storage to GTs TAS | Constraints to make diesel to come exclusively from storage | 0 | 0 | 0 | 0 | 0 | 0 | 0 | 0 | 0 | 0 | 0 | 0 | 0 | 0 | 0 | 0 | 0 | 0 | 0 | 0 | 0 | 0 | 0 | 0
Option 5 SC | Constraint on Pipeline from Storage to GTs WNV | Constraints to make diesel to come exclusively from storage | 0 | 0 | 0 | 0 | 0 | 0 | 0 | 0 | 0 | 0 | 0 | 0 | 0 | 0 | 0 | 0 | 0 | 0 | 0 | 0 | 0 | 0 | 0 | 0
Option 5 SC | Constraint on Pipeline from Storage to GTs WOO | Constraints to make diesel to come exclusively from storage | 0 | 0 | 0 | 0 | 0 | 0 | 0 | 0 | 0 | 0 | 0 | 0 | 0 | 0 | 0 | 0 | 0 | 0 | 0 | 0 | 0 | 0 | 0 | 0
Option 5 SC | DNSP Thermal Limit on CER CNSW Area1 | DNSP Thermal Limit on CER | 962269.5 | 1099240 | 1264331.5 | 1368618 | 1448495.5 | 1609457.5 | 1584894 | 1855986 | 1950265 | 1990593 | 2044071.5 | 2138503.5 | 2288587 | 2525268 | 2589849 | 2534195.5 | 2447252.5 | 2644375 | 2891062.5 | 2969827.5 | 3092953 | 3323357.5 | 3258642.5 | 3794009
Option 5 SC | DNSP Thermal Limit on CER CQ Area1 | DNSP Thermal Limit on CER | 1214135.5 | 1438282.5 | 1635434 | 1844677.5 | 1973392 | 2134233.5 | 2266398 | 2529976.5 | 2659692 | 2850524 | 2911547.5 | 2926350.5 | 3165456.5 | 3410091.5 | 3569522 | 3423494 | 3274746 | 3651306.5 | 4022065.5 | 4051686.5 | 4171485 | 4376405 | 4693518 | 5217151.5
Option 5 SC | DNSP Thermal Limit on CER CSA Area1 | DNSP Thermal Limit on CER | 4369703.5 | 4970993 | 5542293.5 | 5902109.5 | 6603829.5 | 7231945.5 | 7807612 | 8505794 | 9415109.5 | 10195176 | 9928766 | 11826609 | 12672958.5 | 13622141 | 14131716 | 14501482.5 | 14628137.5 | 15775448 | 16799547.5 | 17032647 | 17876777 | 18996982.5 | 19706877.5 | 20614297
Option 5 SC | DNSP Thermal Limit on CER GG Area1 | DNSP Thermal Limit on CER | 155600 | 181154 | 207585 | 237317.5 | 244723.5 | 266711 | 279661 | 303196.5 | 320219.5 | 327993.5 | 338642 | 346448 | 362495 | 410569.5 | 432863.5 | 423099.5 | 399305.5 | 442073 | 476014 | 527076.5 | 563742 | 606543 | 625200 | 657931
Option 5 SC | DNSP Thermal Limit on CER MEL Area1 | DNSP Thermal Limit on CER | 903804.5 | 1074538 | 1241559.5 | 1253626 | 1475591 | 1580832 | 1696335 | 1836226 | 1944128.5 | 1963441.5 | 2045969 | 2196155.5 | 2379218 | 2573691 | 2626002 | 2645969.5 | 2448698 | 2738856 | 2977171.5 | 2883992.5 | 3272370.5 | 3382329 | 3540169.5 | 3815404.5
Option 5 SC | DNSP Thermal Limit on CER MEL Area2 | DNSP Thermal Limit on CER | 4077436.5 | 4892366 | 5709473.5 | 5763936.5 | 6859135.5 | 7368862 | 7916307.5 | 8567873 | 9044577.5 | 9075970 | 9489322.5 | 10153292 | 11053820.5 | 11986993.5 | 12279957 | 12385446.5 | 11487296.5 | 12859446 | 14092083.5 | 13559880.5 | 15481497 | 16085141.5 | 16869894.5 | 18245077.5
Option 5 SC | DNSP Thermal Limit on CER NNSW Area1 | DNSP Thermal Limit on CER | 2319485 | 2619173.5 | 3000920.5 | 3230027 | 3455891 | 3783180 | 3784977.5 | 4417095 | 4497106 | 4630417 | 4738909 | 4888101 | 5276885.5 | 5737342 | 6097179 | 5972858 | 5721246.5 | 6024370.5 | 6558027.5 | 6657969 | 6998736.5 | 7473568.5 | 7440381 | 8684916.5
Option 5 SC | DNSP Thermal Limit on CER NQ Area1 | DNSP Thermal Limit on CER | 2004455 | 2321331.5 | 2581749 | 2951374.5 | 3120879.5 | 3367430 | 3548307 | 3847397 | 3998043 | 4243889.5 | 4293045 | 4508772.5 | 4756791 | 5053722 | 5424260.5 | 5206304 | 4926321.5 | 5276491.5 | 6006003.5 | 6337836 | 6492838 | 6964466.5 | 7046529 | 7591057
Option 5 SC | DNSP Thermal Limit on CER NSA Area1 | DNSP Thermal Limit on CER | 163549.5 | 187723.5 | 208359.5 | 225657 | 249650 | 274596.5 | 299842.5 | 328945.5 | 369092.5 | 405415 | 408910 | 474385 | 523891 | 563390 | 590644.5 | 626933 | 632063 | 705668.5 | 756785.5 | 790998 | 846054 | 902103 | 961711.5 | 1025929.5
Option 5 SC | DNSP Thermal Limit on CER SESA Area1 | DNSP Thermal Limit on CER | 192389.5 | 224162 | 249699 | 270519 | 305407.5 | 341687 | 374616 | 411291.5 | 458612.5 | 495405 | 527327.5 | 612997.5 | 672570 | 726764.5 | 771765 | 809274 | 831340.5 | 911095.5 | 973244 | 1002924.5 | 1056734.5 | 1133855.5 | 1188050 | 1254240.5
Option 5 SC | DNSP Thermal Limit on CER SEV Area1 | DNSP Thermal Limit on CER | 869993.5 | 1079513 | 1309967 | 1458998 | 1718562 | 1888720.5 | 2082340 | 2257719.5 | 2400364.5 | 2502685.5 | 2660977 | 2831323.5 | 2990136 | 3309379.5 | 3358226 | 3426154.5 | 3331916.5 | 3637723 | 3848570 | 3796630.5 | 4172030 | 4385849 | 4467058.5 | 4735672.5
Option 5 SC | DNSP Thermal Limit on CER SNSW Area1 | DNSP Thermal Limit on CER | 1174766 | 1310078.5 | 1498737.5 | 1600065 | 1708618.5 | 1880050 | 1862821 | 2149223 | 2175605 | 2224902.5 | 2286962.5 | 2365366.5 | 2548270 | 2767700 | 2970013.5 | 2944803 | 2855330 | 3028007.5 | 3306100 | 3367361.5 | 3590860.5 | 3801597.5 | 3728843.5 | 4253500
Option 5 SC | DNSP Thermal Limit on CER SNSW Area2 | DNSP Thermal Limit on CER | 1043797.5 | 1166291.5 | 1344684.5 | 1434148 | 1529340.5 | 1684192.5 | 1667598 | 1945727.5 | 1964255 | 2025090.5 | 2058616.5 | 2130210.5 | 2279355 | 2527801 | 2723374.5 | 2668299.5 | 2582128.5 | 2737297 | 2991106.5 | 3057346 | 3251264 | 3406728.5 | 3321214 | 3862827.5
Option 5 SC | DNSP Thermal Limit on CER SNW Area1 | DNSP Thermal Limit on CER | 4458959.5 | 5132281 | 5992301.5 | 6641521 | 7009635.5 | 7837808 | 7861801.5 | 9126356.5 | 9454527.5 | 9698977 | 10090969 | 10411546.5 | 11474418 | 12646910 | 13544563 | 13309342 | 12985964.5 | 14103417 | 15232228.5 | 16265479 | 16763573 | 18339376.5 | 18174930 | 20690621
Option 5 SC | DNSP Thermal Limit on CER SNW Area2 | DNSP Thermal Limit on CER | 4854239 | 5492319.5 | 6312703 | 6911204.5 | 7211102 | 7994005 | 7922739.5 | 9129889.5 | 9379712.5 | 9504602 | 9796439 | 10024946 | 10997930 | 12035263 | 12813397 | 12477255.5 | 12034985 | 13019684.5 | 14076194.5 | 14959332.5 | 15293712 | 16666756.5 | 16380577 | 18617534
Option 5 SC | DNSP Thermal Limit on CER SQ Area1 | DNSP Thermal Limit on CER | 9938212.5 | 11607518.5 | 13171236 | 14613507 | 15592113 | 16394045 | 17429438.5 | 18319735 | 19347688 | 20500654.5 | 20647687 | 20838566 | 22457303 | 23906216 | 25264318.5 | 25511219 | 22931963.5 | 25603814 | 28035455.5 | 29615946 | 31128416.5 | 32381464.5 | 34330958 | 35657825.5
Option 5 SC | DNSP Thermal Limit on CER TAS Area1 | DNSP Thermal Limit on CER | 588631 | 690523 | 793388.5 | 827265 | 988272 | 1094497.5 | 1184901 | 1318139 | 1409578 | 1466903.5 | 1611783 | 1673225.5 | 1854824 | 2103135.5 | 2103989.5 | 2197931.5 | 2329299.5 | 2471090 | 2494764 | 2630453 | 2878081 | 3233742 | 3270442 | 3341494
Option 5 SC | DNSP Thermal Limit on CER WNV Area1 | DNSP Thermal Limit on CER | 396133.5 | 471282 | 543415.5 | 570307.5 | 686698 | 730555 | 777736 | 843984.5 | 907707.5 | 931417 | 976391 | 1040531.5 | 1144501.5 | 1230784 | 1252963 | 1301238.5 | 1162334.5 | 1293776 | 1392629 | 1428265 | 1650645.5 | 1703399 | 1765322 | 1891010.5
Option 5 SC | DNSP Thermal Limit on CER WNV Area2 | DNSP Thermal Limit on CER | 1549694.5 | 1862670.5 | 2178832.5 | 2333610 | 2827931.5 | 3039132 | 3287030.5 | 3577522.5 | 3846777.5 | 3971182.5 | 4246029 | 4485911.5 | 4898273 | 5450925 | 5471439 | 5640633 | 5090448.5 | 5460674.5 | 5853761.5 | 5851998 | 6789522 | 7052745.5 | 7234929 | 7547963
Option 5 SC | DNSP Thermal Limit on Distributed Resources CNSW Area1 | DNSP Thermal Limit on Distributed Resources | 5676480 | 5692032 | 5676480 | 5676480 | 5676480 | 5692032 | 5676480 | 5676480 | 5676480 | 5692032 | 5676480 | 5676480 | 5676480 | 5692032 | 5676480 | 5676480 | 5676480 | 5692032 | 5676480 | 5676480 | 5676480 | 5692032 | 5676480 | 5676480
Option 5 SC | DNSP Thermal Limit on Distributed Resources CQ Area1 | DNSP Thermal Limit on Distributed Resources | 0 | 0 | 0 | 0 | 0 | 9003600 | 8979000 | 8979000 | 8979000 | 9003600 | 8979000 | 8979000 | 8979000 | 9003600 | 8979000 | 8979000 | 8979000 | 9003600 | 8979000 | 8979000 | 8979000 | 9003600 | 8979000 | 8979000
Option 5 SC | DNSP Thermal Limit on Distributed Resources CSA Area1 | DNSP Thermal Limit on Distributed Resources | 0 | 0 | 0 | 0 | 0 | 65352960 | 65174400 | 65174400 | 65174400 | 65352960 | 65174400 | 65174400 | 65174400 | 65352960 | 65174400 | 65174400 | 65174400 | 65352960 | 65174400 | 65174400 | 65174400 | 65352960 | 65174400 | 65174400
Option 5 SC | DNSP Thermal Limit on Distributed Resources GG Area1 | DNSP Thermal Limit on Distributed Resources | 1033680 | 1036512 | 1033680 | 1033680 | 1033680 | 1036512 | 1033680 | 1033680 | 1033680 | 1036512 | 1033680 | 1033680 | 1033680 | 1036512 | 1033680 | 1033680 | 1033680 | 1036512 | 1033680 | 1033680 | 1033680 | 1036512 | 1033680 | 1033680
Option 5 SC | DNSP Thermal Limit on Distributed Resources MEL Area1 | DNSP Thermal Limit on Distributed Resources | 15978240 | 16022016 | 15978240 | 15978240 | 15978240 | 16022016 | 15978240 | 15978240 | 15978240 | 16022016 | 15978240 | 15978240 | 15978240 | 16022016 | 15978240 | 15978240 | 15978240 | 16022016 | 15978240 | 15978240 | 15978240 | 16022016 | 15978240 | 15978240
Option 5 SC | DNSP Thermal Limit on Distributed Resources MEL Area2 | DNSP Thermal Limit on Distributed Resources | 182768640 | 183269376 | 182768640 | 182768640 | 182768640 | 183269376 | 182768640 | 182768640 | 182768640 | 183269376 | 182768640 | 182768640 | 182768640 | 183269376 | 182768640 | 182768640 | 182768640 | 183269376 | 182768640 | 182768640 | 182768640 | 183269376 | 182768640 | 182768640
Option 5 SC | DNSP Thermal Limit on Distributed Resources NNSW Area1 | DNSP Thermal Limit on Distributed Resources | 0 | 0 | 0 | 0 | 0 | 9196848 | 9171720 | 9171720 | 9171720 | 9196848 | 9171720 | 9171720 | 9171720 | 9196848 | 9171720 | 9171720 | 9171720 | 9196848 | 9171720 | 9171720 | 9171720 | 9196848 | 9171720 | 9171720
Option 5 SC | DNSP Thermal Limit on Distributed Resources NQ Area1 | DNSP Thermal Limit on Distributed Resources | 0 | 0 | 0 | 0 | 0 | 16961904 | 16915560 | 16915560 | 16915560 | 16961904 | 16915560 | 16915560 | 16915560 | 16961904 | 16915560 | 16915560 | 16915560 | 16961904 | 16915560 | 16915560 | 16915560 | 16961904 | 16915560 | 16915560
Option 5 SC | DNSP Thermal Limit on Distributed Resources NSA Area1 | DNSP Thermal Limit on Distributed Resources | 3039720 | 3048048 | 3039720 | 3039720 | 3039720 | 3048048 | 3039720 | 3039720 | 3039720 | 3048048 | 3039720 | 3039720 | 3039720 | 3048048 | 3039720 | 3039720 | 3039720 | 3048048 | 3039720 | 3039720 | 3039720 | 3048048 | 3039720 | 3039720
Option 5 SC | DNSP Thermal Limit on Distributed Resources SESA Area1 | DNSP Thermal Limit on Distributed Resources | 0 | 0 | 0 | 0 | 0 | 4488624 | 4476360 | 4476360 | 4476360 | 4488624 | 4476360 | 4476360 | 4476360 | 4488624 | 4476360 | 4476360 | 4476360 | 4488624 | 4476360 | 4476360 | 4476360 | 4488624 | 4476360 | 4476360
Option 5 SC | DNSP Thermal Limit on Distributed Resources SEV Area1 | DNSP Thermal Limit on Distributed Resources | 7191960 | 7211664 | 7191960 | 7191960 | 7191960 | 7211664 | 7191960 | 7191960 | 7191960 | 7211664 | 7191960 | 7191960 | 7191960 | 7211664 | 7191960 | 7191960 | 7191960 | 7211664 | 7191960 | 7191960 | 7191960 | 7211664 | 7191960 | 7191960
Option 5 SC | DNSP Thermal Limit on Distributed Resources SNSW Area1 | DNSP Thermal Limit on Distributed Resources | 6990480 | 7009632 | 6990480 | 6990480 | 6990480 | 7009632 | 6990480 | 6990480 | 6990480 | 7009632 | 6990480 | 6990480 | 6990480 | 7009632 | 6990480 | 6990480 | 6990480 | 7009632 | 6990480 | 6990480 | 6990480 | 7009632 | 6990480 | 6990480
Option 5 SC | DNSP Thermal Limit on Distributed Resources SNSW Area2 | DNSP Thermal Limit on Distributed Resources | 8059200 | 8081280 | 8059200 | 8059200 | 8059200 | 8081280 | 8059200 | 8059200 | 8059200 | 8081280 | 8059200 | 8059200 | 8059200 | 8081280 | 8059200 | 8059200 | 8059200 | 8081280 | 8059200 | 8059200 | 8059200 | 8081280 | 8059200 | 8059200
Option 5 SC | DNSP Thermal Limit on Distributed Resources SNW Area1 | DNSP Thermal Limit on Distributed Resources | 27366240 | 27441216 | 27366240 | 27366240 | 27366240 | 27441216 | 27366240 | 27366240 | 27366240 | 27441216 | 27366240 | 27366240 | 27366240 | 27441216 | 27366240 | 27366240 | 27366240 | 27441216 | 27366240 | 27366240 | 27366240 | 27441216 | 27366240 | 27366240
Option 5 SC | DNSP Thermal Limit on Distributed Resources SNW Area2 | DNSP Thermal Limit on Distributed Resources | 59734440 | 59898096 | 59734440 | 59734440 | 59734440 | 59898096 | 59734440 | 59734440 | 59734440 | 59898096 | 59734440 | 59734440 | 59734440 | 59898096 | 59734440 | 59734440 | 59734440 | 59898096 | 59734440 | 59734440 | 59734440 | 59898096 | 59734440 | 59734440
Option 5 SC | DNSP Thermal Limit on Distributed Resources SQ Area1 | DNSP Thermal Limit on Distributed Resources | 51018240 | 51158016 | 51018240 | 51018240 | 51018240 | 51158016 | 51018240 | 51018240 | 51018240 | 51158016 | 51018240 | 51018240 | 51018240 | 51158016 | 51018240 | 51018240 | 51018240 | 51158016 | 51018240 | 51018240 | 51018240 | 51158016 | 51018240 | 51018240
Option 5 SC | DNSP Thermal Limit on Distributed Resources TAS Area1 | DNSP Thermal Limit on Distributed Resources | 3468960 | 3478464 | 3468960 | 3468960 | 3468960 | 3478464 | 3468960 | 3468960 | 3468960 | 3478464 | 3468960 | 3468960 | 3468960 | 3478464 | 3468960 | 3468960 | 3468960 | 3478464 | 3468960 | 3468960 | 3468960 | 3478464 | 3468960 | 3468960
Option 5 SC | DNSP Thermal Limit on Distributed Resources WNV Area1 | DNSP Thermal Limit on Distributed Resources | 0 | 0 | 0 | 0 | 0 | 3469680 | 3460200 | 3460200 | 3460200 | 3469680 | 3460200 | 3460200 | 3460200 | 3469680 | 3460200 | 3460200 | 3460200 | 3469680 | 3460200 | 3460200 | 3460200 | 3469680 | 3460200 | 3460200
Option 5 SC | DNSP Thermal Limit on Distributed Resources WNV Area2 | DNSP Thermal Limit on Distributed Resources | 0 | 0 | 0 | 0 | 0 | 53441856 | 53295840 | 53295840 | 53295840 | 53441856 | 53295840 | 53295840 | 53295840 | 53441856 | 53295840 | 53295840 | 53295840 | 53441856 | 53295840 | 53295840 | 53295840 | 53441856 | 53295840 | 53295840
Option 5 SC | Daily H2 Limit NSW | H2 Infrastructure Limitations | 0 | 0 | 0 | 0 | 0 | 0 | 0 | 0 | 0 | 0 | 0 | 0 | 0 | 0 | 0 | 0 | 0 | 0 | 0 | 0 | 0 | 0 | 0 | 0
Option 5 SC | Daily H2 Limit QLD | H2 Infrastructure Limitations | 0 | 0 | 0 | 0 | 0 | 0 | 0 | 0 | 0 | 0 | 0 | 0 | 0 | 0 | 0 | 0 | 0 | 0 | 0 | 0 | 0 | 0 | 0 | 0
Option 5 SC | Daily H2 Limit SA | H2 Infrastructure Limitations | 0 | 0 | 0 | 0 | 0 | 0 | 0 | 0 | 0 | 0 | 0 | 0 | 0 | 0 | 0 | 0 | 0 | 0 | 0 | 0 | 0 | 0 | 0 | 0
Option 5 SC | Daily H2 Limit TAS | H2 Infrastructure Limitations | 0 | 0 | 0 | 0 | 0 | 0 | 0 | 0 | 0 | 0 | 0 | 0 | 0 | 0 | 0 | 0 | 0 | 0 | 0 | 0 | 0 | 0 | 0 | 0
Option 5 SC | Daily H2 Limit VIC | H2 Infrastructure Limitations | 0 | 0 | 0 | 0 | 0 | 0 | 0 | 0 | 0 | 0 | 0 | 0 | 0 | 0 | 0 | 0 | 0 | 0 | 0 | 0 | 0 | 0 | 0 | 0
Option 5 SC | ExportGroup_CNSW1 | Group Network Export Constraints | 7139400 | 7158960 | 7139400 | 7139400 | 7139400 | 7158960 | 7139400 | 7139400 | 7139400 | 7158960 | 7139400 | 7139400 | 7139400 | 7158960 | 7139400 | 7139400 | 7139400 | 7158960 | 7139400 | 7139400 | 7139400 | 7158960 | 7139400 | 7139400
Option 5 SC | ExportGroup_CQ1 | Group Network Export Constraints | 16792320 | 16833120 | 16792320 | 16792320 | 16792320 | 16833120 | 16792320 | 16792320 | 16792320 | 16833120 | 16792320 | 16792320 | 16792320 | 16833120 | 16792320 | 16792320 | 16792320 | 16833120 | 16792320 | 16792320 | 16792320 | 16833120 | 16792320 | 16792320
Option 5 SC | ExportGroup_MN1 | Group Network Export Constraints | 15460080 | 15499200 | 15460080 | 15460080 | 15460080 | 15499200 | 15460080 | 15460080 | 15460080 | 15499200 | 15460080 | 15460080 | 15460080 | 15499200 | 15460080 | 15460080 | 15460080 | 15499200 | 15460080 | 15460080 | 15460080 | 15499200 | 15460080 | 15460080
Option 5 SC | ExportGroup_NET1 | Group Network Export Constraints | 14016000 | 14054400 | 14016000 | 14016000 | 14016000 | 14054400 | 14016000 | 14016000 | 14016000 | 14054400 | 14016000 | 14016000 | 14016000 | 14054400 | 14016000 | 14016000 | 14016000 | 14054400 | 14016000 | 14016000 | 14016000 | 14054400 | 14016000 | 14016000
Option 5 SC | ExportGroup_NQ1 | Group Network Export Constraints | 22380480 | 22438560 | 22380480 | 22380480 | 22380480 | 22438560 | 22380480 | 22380480 | 22380480 | 22438560 | 22380480 | 22380480 | 22380480 | 22438560 | 22380480 | 22380480 | 22380480 | 22438560 | 22380480 | 22380480 | 22380480 | 22438560 | 22380480 | 22380480
Option 5 SC | ExportGroup_NSA1 | Group Network Export Constraints | 5124600 | 5138640 | 5124600 | 5124600 | 5124600 | 5138640 | 5124600 | 5124600 | 5124600 | 5138640 | 5124600 | 5124600 | 5124600 | 5138640 | 5124600 | 5124600 | 5124600 | 5138640 | 5124600 | 5124600 | 5124600 | 5138640 | 5124600 | 5124600
Option 5 SC | ExportGroup_SEVIC1 | Group Network Export Constraints | 0 | 0 | 0 | 0 | 0 | 36892800 | 36792000 | 36792000 | 36792000 | 36892800 | 36792000 | 36792000 | 36792000 | 36892800 | 36792000 | 36792000 | 36792000 | 36892800 | 36792000 | 36792000 | 36792000 | 36892800 | 36792000 | 36792000
Option 5 SC | ExportGroup_SQ1 | Group Network Export Constraints | 12264000 | 12297600 | 12264000 | 12264000 | 12264000 | 12297600 | 12264000 | 12264000 | 12264000 | 12297600 | 12264000 | 12264000 | 12264000 | 12297600 | 12264000 | 12264000 | 12264000 | 12297600 | 12264000 | 12264000 | 12264000 | 12297600 | 12264000 | 12264000
Option 5 SC | ExportGroup_SWNSW1 | Group Network Export Constraints | 10512000 | 10540800 | 10512000 | 10512000 | 10512000 | 10540800 | 10512000 | 10512000 | 10512000 | 10540800 | 10512000 | 10512000 | 10512000 | 10540800 | 10512000 | 10512000 | 10512000 | 10540800 | 10512000 | 10512000 | 10512000 | 10540800 | 10512000 | 10512000
Option 5 SC | ExportGroup_SWNSW2 | Group Network Export Constraints | 0 | 0 | 0 | 0 | 0 | 22598400 | 38544000 | 38544000 | 38544000 | 38649600 | 38544000 | 38544000 | 38544000 | 38649600 | 38544000 | 38544000 | 38544000 | 38649600 | 38544000 | 38544000 | 38544000 | 38649600 | 38544000 | 38544000
Option 5 SC | ExportGroup_SWQLD1 | Group Network Export Constraints | 26280000 | 26352000 | 26280000 | 26280000 | 26280000 | 26352000 | 26280000 | 26280000 | 26280000 | 26352000 | 26280000 | 26280000 | 26280000 | 26352000 | 26280000 | 26280000 | 26280000 | 26352000 | 26280000 | 26280000 | 26280000 | 26352000 | 26280000 | 26280000
Option 5 SC | ExportGroup_SWV1 | Group Network Export Constraints | 21856200 | 21916080 | 21856200 | 21856200 | 21856200 | 21916080 | 21856200 | 21856200 | 21856200 | 21916080 | 21856200 | 21856200 | 21856200 | 21916080 | 21856200 | 21856200 | 21856200 | 21916080 | 21856200 | 21856200 | 21856200 | 21916080 | 21856200 | 21856200
Option 5 SC | ExportGroup_WNV1 | Group Network Export Constraints | 23802480 | 23851440 | 23802480 | 23802480 | 23802480 | 10851480 | 23802480 | 23802480 | 23802480 | 23851440 | 23802480 | 23802480 | 23802480 | 23851440 | 23802480 | 23802480 | 23802480 | 23851440 | 23802480 | 23802480 | 23802480 | 23851440 | 23802480 | 23802480
Option 5 SC | ExportGroup_WV1 | Group Network Export Constraints | 7860000 | 7878720 | 7860000 | 7860000 | 7860000 | 7878720 | 7860000 | 7860000 | 7860000 | 7878720 | 7860000 | 7860000 | 7860000 | 7878720 | 7860000 | 7860000 | 7860000 | 7878720 | 7860000 | 7860000 | 7860000 | 7878720 | 7860000 | 7860000
Option 5 SC | ExportLimit_DN1_Dubbo | Distribution REZ Export Constraints | 0 | 0 | 0 | 0 | 0 | 0 | 0 | 0 | 0 | 0 | 0 | 0 | 0 | 0 | 0 | 0 | 0 | 0 | 0 | 0 | 0 | 0 | 0 | 0
Option 5 SC | ExportLimit_DN2_Yass | Distribution REZ Export Constraints | 0 | 0 | 0 | 0 | 0 | 0 | 0 | 0 | 0 | 0 | 0 | 0 | 0 | 0 | 0 | 0 | 0 | 0 | 0 | 0 | 0 | 0 | 0 | 0
Option 5 SC | ExportLimit_DN3_Marulan | Distribution REZ Export Constraints | 0 | 0 | 0 | 0 | 0 | 0 | 0 | 0 | 0 | 0 | 0 | 0 | 0 | 0 | 0 | 0 | 0 | 0 | 0 | 0 | 0 | 0 | 0 | 0
Option 5 SC | ExportLimit_N10_Hunter Coast | REZ Network Export Constraints | 49494000 | 49629600 | 49494000 | 49494000 | 49494000 | 49629600 | 49494000 | 49494000 | 49494000 | 49629600 | 49494000 | 49494000 | 49494000 | 49629600 | 49494000 | 49494000 | 49494000 | 49629600 | 49494000 | 49494000 | 49494000 | 49629600 | 49494000 | 49494000
Option 5 SC | ExportLimit_N11_Illawarra Coast | REZ Network Export Constraints | 8760000 | 8784000 | 8760000 | 8760000 | 8760000 | 8784000 | 8760000 | 8760000 | 8760000 | 8784000 | 8760000 | 8760000 | 8760000 | 8784000 | 8760000 | 8760000 | 8760000 | 8784000 | 8760000 | 8760000 | 8760000 | 8784000 | 8760000 | 8760000
Option 5 SC | ExportLimit_N12_Illawarra | REZ Network Export Constraints | 8760000 | 8784000 | 8760000 | 8760000 | 8760000 | 8784000 | 8760000 | 8760000 | 8760000 | 8784000 | 8760000 | 8760000 | 8760000 | 8784000 | 8760000 | 8760000 | 8760000 | 8784000 | 8760000 | 8760000 | 8760000 | 8784000 | 8760000 | 8760000
Option 5 SC | ExportLimit_N13_South Cobar | REZ Network Export Constraints | 995328 | 997872 | 995328 | 995328 | 995328 | 997872 | 995328 | 995328 | 995328 | 997872 | 995328 | 995328 | 995328 | 997872 | 995328 | 995328 | 995328 | 997872 | 995328 | 995328 | 995328 | 997872 | 995328 | 995328
Option 5 SC | ExportLimit_N1_North West NSW | REZ Network Export Constraints | 1497960 | 1502064 | 1497960 | 1497960 | 1497960 | 1502064 | 1497960 | 1497960 | 1497960 | 1502064 | 1497960 | 1497960 | 1497960 | 1502064 | 1497960 | 1497960 | 1497960 | 1502064 | 1497960 | 1497960 | 1497960 | 1502064 | 1497960 | 1497960
Option 5 SC | ExportLimit_N2_New England | REZ Network Export Constraints | 5054520 | 5068368 | 5054520 | 5054520 | 5054520 | 5068368 | 5054520 | 5054520 | 5054520 | 5068368 | 5054520 | 5054520 | 5054520 | 5068368 | 5054520 | 5054520 | 5054520 | 5068368 | 5054520 | 5054520 | 5054520 | 5068368 | 5054520 | 5054520
Option 5 SC | ExportLimit_N3_Central-West Orana | REZ Network Export Constraints | 7884000 | 7905600 | 7884000 | 7884000 | 7884000 | 7905600 | 7884000 | 7884000 | 7884000 | 7905600 | 7884000 | 7884000 | 7884000 | 7905600 | 7884000 | 7884000 | 7884000 | 7905600 | 7884000 | 7884000 | 7884000 | 7905600 | 7884000 | 7884000
Option 5 SC | ExportLimit_N4_Broken Hill | REZ Network Export Constraints | 2190000 | 2196000 | 2190000 | 2190000 | 2190000 | 2196000 | 2190000 | 2190000 | 2190000 | 2196000 | 2190000 | 2190000 | 2190000 | 2196000 | 2190000 | 2190000 | 2190000 | 2196000 | 2190000 | 2190000 | 2190000 | 2196000 | 2190000 | 2190000
Option 5 SC | ExportLimit_N5_South West NSW | REZ Network Export Constraints | 3942000 | 3952800 | 3942000 | 3942000 | 3942000 | 3952800 | 3942000 | 3942000 | 3942000 | 3952800 | 3942000 | 3942000 | 3942000 | 3952800 | 3942000 | 3942000 | 3942000 | 3952800 | 3942000 | 3942000 | 3942000 | 3952800 | 3942000 | 3942000
Option 5 SC | ExportLimit_N6_Wagga Wagga | REZ Network Export Constraints | 9636000 | 9662400 | 9636000 | 9636000 | 9636000 | 9662400 | 9636000 | 9636000 | 9636000 | 9662400 | 9636000 | 9636000 | 9636000 | 9662400 | 9636000 | 9636000 | 9636000 | 9662400 | 9636000 | 9636000 | 9636000 | 9662400 | 9636000 | 9636000
Option 5 SC | ExportLimit_N7_Tumut | REZ Network Export Constraints | 0 | 0 | 0 | 0 | 0 | 0 | 0 | 0 | 0 | 0 | 0 | 0 | 0 | 0 | 0 | 0 | 0 | 0 | 0 | 0 | 0 | 0 | 0 | 0
Option 5 SC | ExportLimit_N8_Cooma-Monaro | REZ Network Export Constraints | 3066000 | 3074400 | 3066000 | 3066000 | 3066000 | 3074400 | 3066000 | 3066000 | 3066000 | 3074400 | 3066000 | 3066000 | 3066000 | 3074400 | 3066000 | 3066000 | 3066000 | 3074400 | 3066000 | 3066000 | 3066000 | 3074400 | 3066000 | 3066000
Option 5 SC | ExportLimit_N9_Hunter-Central Coast | REZ Network Export Constraints | 3504000 | 3513600 | 3504000 | 3504000 | 3504000 | 3513600 | 3504000 | 3504000 | 3504000 | 3513600 | 3504000 | 3504000 | 3504000 | 3513600 | 3504000 | 3504000 | 3504000 | 3513600 | 3504000 | 3504000 | 3504000 | 3513600 | 3504000 | 3504000
Option 5 SC | ExportLimit_Q1_Far North Qld | REZ Network Export Constraints | 6570000 | 6588000 | 6570000 | 6570000 | 6570000 | 6588000 | 6570000 | 6570000 | 6570000 | 6588000 | 6570000 | 6570000 | 6570000 | 6588000 | 6570000 | 6570000 | 6570000 | 6588000 | 6570000 | 6570000 | 6570000 | 6588000 | 6570000 | 6570000
Option 5 SC | ExportLimit_Q2_North Qld Clean Energy Hub | REZ Network Export Constraints | 6132000 | 6148800 | 6132000 | 6132000 | 6132000 | 6148800 | 6132000 | 6132000 | 6132000 | 6148800 | 6132000 | 6132000 | 6132000 | 6148800 | 6132000 | 6132000 | 6132000 | 6148800 | 6132000 | 6132000 | 6132000 | 6148800 | 6132000 | 6132000
Option 5 SC | ExportLimit_Q5_Barcaldine | REZ Network Export Constraints | 744600 | 746640 | 744600 | 744600 | 744600 | 746640 | 744600 | 744600 | 744600 | 746640 | 744600 | 744600 | 744600 | 746640 | 744600 | 744600 | 744600 | 746640 | 744600 | 744600 | 744600 | 746640 | 744600 | 744600
Option 5 SC | ExportLimit_Q9_Banana | REZ Network Export Constraints | 1314000 | 1317600 | 1314000 | 1314000 | 1314000 | 1317600 | 1314000 | 1314000 | 1314000 | 1317600 | 1314000 | 1314000 | 1314000 | 1317600 | 1314000 | 1314000 | 1314000 | 1317600 | 1314000 | 1314000 | 1314000 | 1317600 | 1314000 | 1314000
Option 5 SC | ExportLimit_S2_Riverland | REZ Network Export Constraints | 1138800 | 1141920 | 1138800 | 1138800 | 1138800 | 1141920 | 1138800 | 1138800 | 1138800 | 1141920 | 1138800 | 1138800 | 1138800 | 1141920 | 1138800 | 1138800 | 1138800 | 1141920 | 1138800 | 1138800 | 1138800 | 1141920 | 1138800 | 1138800
Option 5 SC | ExportLimit_S4_Yorke Peninsula | REZ Network Export Constraints | 876000 | 878400 | 876000 | 876000 | 876000 | 878400 | 876000 | 876000 | 876000 | 878400 | 876000 | 876000 | 876000 | 878400 | 876000 | 876000 | 876000 | 878400 | 876000 | 876000 | 876000 | 878400 | 876000 | 876000
Option 5 SC | ExportLimit_S6_Roxby Downs | REZ Network Export Constraints | 4380000 | 4392000 | 4380000 | 4380000 | 4380000 | 4392000 | 4380000 | 4380000 | 4380000 | 4392000 | 4380000 | 4380000 | 4380000 | 4392000 | 4380000 | 4380000 | 4380000 | 4392000 | 4380000 | 4380000 | 4380000 | 4392000 | 4380000 | 4380000
Option 5 SC | ExportLimit_S7_Eastern Eyre Peninsula | REZ Network Export Constraints | 2628000 | 2635200 | 2628000 | 2628000 | 2628000 | 2635200 | 2628000 | 2628000 | 2628000 | 2635200 | 2628000 | 2628000 | 2628000 | 2635200 | 2628000 | 2628000 | 2628000 | 2635200 | 2628000 | 2628000 | 2628000 | 2635200 | 2628000 | 2628000
Option 5 SC | ExportLimit_S8_Western Eyre Peninsula | REZ Network Export Constraints | 0 | 0 | 0 | 0 | 0 | 0 | 0 | 0 | 0 | 0 | 0 | 0 | 0 | 0 | 0 | 0 | 0 | 0 | 0 | 0 | 0 | 0 | 0 | 0
Option 5 SC | ExportLimit_T1_North East Tasmania | REZ Network Export Constraints | 3504000 | 3513600 | 3504000 | 3504000 | 3504000 | 3513600 | 3504000 | 3504000 | 3504000 | 3513600 | 3504000 | 3504000 | 3504000 | 3513600 | 3504000 | 3504000 | 3504000 | 3513600 | 3504000 | 3504000 | 3504000 | 3513600 | 3504000 | 3504000
Option 5 SC | ExportLimit_T2_North West Tasmania | REZ Network Export Constraints | 1337520 | 1344168 | 1337520 | 1337520 | 1337520 | 1344168 | 1337520 | 1337520 | 1337520 | 1344168 | 1337520 | 1337520 | 1337520 | 1344168 | 1337520 | 1337520 | 1337520 | 1344168 | 1337520 | 1337520 | 1337520 | 1344168 | 1337520 | 1337520
Option 5 SC | ExportLimit_T3_Central Highlands | REZ Network Export Constraints | 7080120 | 7096968 | 7080120 | 7080120 | 7080120 | 7096968 | 7080120 | 7080120 | 7080120 | 7096968 | 7080120 | 7080120 | 7080120 | 7096968 | 7080120 | 7080120 | 7080120 | 7096968 | 7080120 | 7080120 | 7080120 | 7096968 | 7080120 | 7080120
Option 5 SC | ExportLimit_V1_North West VIC | REZ Network Export Constraints | 4932960 | 4943520 | 4932960 | 4932960 | 4932960 | 4943520 | 4932960 | 4932960 | 4932960 | 4943520 | 4932960 | 4932960 | 4932960 | 4943520 | 4932960 | 4932960 | 4932960 | 4943520 | 4932960 | 4932960 | 4932960 | 4943520 | 4932960 | 4932960
Option 5 SC | ExportLimit_V2_Central Highlands VIC | REZ Network Export Constraints | 6283200 | 6297600 | 6283200 | 6283200 | 6283200 | 6297600 | 6283200 | 6283200 | 6283200 | 6297600 | 6283200 | 6283200 | 6283200 | 6297600 | 6283200 | 6283200 | 6283200 | 6297600 | 6283200 | 6283200 | 6283200 | 6297600 | 6283200 | 6283200
Option 5 SC | ExportLimit_V7_Central North VIC | REZ Network Export Constraints | 9032400 | 9048000 | 9032400 | 9032400 | 9032400 | 9048000 | 9032400 | 9032400 | 9032400 | 9048000 | 9032400 | 9032400 | 9032400 | 9048000 | 9032400 | 9032400 | 9032400 | 9048000 | 9032400 | 9032400 | 9032400 | 9048000 | 9032400 | 9032400
Option 5 SC | ExportLimit_V8_Gippsland Offshore | REZ Network Export Constraints | 0 | 0 | 0 | 0 | 0 | 0 | 0 | 0 | 0 | 0 | 0 | 0 | 0 | 0 | 0 | 0 | 0 | 0 | 0 | 0 | 0 | 0 | 0 | 0
Option 5 SC | GG H2 Green Commodities Consumption Purchaser | Subregion flexible electricity load for Green Commodities H2 | 0 | 0 | 0 | 0 | 0 | 0 | 0 | 0 | 491.5259 | 516.4356 | 520.8313 | 515.8824 | 523.211 | 542.3207 | 580.2686 | 635.269 | 716.6343 | 804.8947 | 906.8351 | 1015.0439 | 1140.3907 | 1282.5957 | 1417.9947 | 1539.7909
Option 5 SC | Gas Zone Daily Offtake Limit Colongra | Gas Infrastructure Limitations by Gas Zone | 14724.1 | 14764.44 | 14724.1 | 14724.1 | 14724.1 | 14764.44 | 14724.1 | 14724.1 | 14724.1 | 14764.44 | 14724.1 | 14724.1 | 14724.1 | 14764.44 | 14724.1 | 14724.1 | 14724.1 | 14764.44 | 14724.1 | 14724.1 | 14724.1 | 14764.44 | 14724.1 | 14724.1
Option 5 SC | Gas Zone Daily Offtake Limit Gippsland | Gas Infrastructure Limitations by Gas Zone | 262949.23 | 354549.48 | 304359.5 | 285980.59 | 280142.05 | 239296.04 | 241707.66 | 229742.27 | 197089.85 | 191313.2 | 247284.52 | 241360.71 | 193081.91 | 230414.24 | 233012.45 | 233229.63 | 239652.11 | 183455.55 | 156526.92 | 156526.92 | 156526.92 | 156969.04 | 156526.92 | 156526.92
Option 5 SC | Gas Zone Daily Offtake Limit Gladstone | Gas Infrastructure Limitations by Gas Zone | 9103.39 | 17552.22 | 26385.1 | 41246.68 | 56511.48 | 57504.8 | 58214.08 | 58890.28 | 59080.18 | 59103.17 | 58990.84 | 59190.17 | 59232.04 | 59248.13 | 59137.98 | 59293.01 | 59365.4 | 59403.91 | 59330.76 | 59330.76 | 59330.76 | 59486.62 | 59330.76 | 59330.76
Option 5 SC | Gas Zone Daily Offtake Limit Kurri Kurri | Gas Infrastructure Limitations by Gas Zone | 21900 | 21960 | 21900 | 21900 | 21900 | 21960 | 21900 | 21900 | 21900 | 21960 | 21900 | 21900 | 21900 | 21960 | 21900 | 21900 | 21900 | 21960 | 21900 | 21900 | 21900 | 21960 | 21900 | 21900
Option 5 SC | Gas Zone Daily Offtake Limit Laverton North | Gas Infrastructure Limitations by Gas Zone | 28836.93 | 28458.12 | 27340.32 | 29059.61 | 28413.44 | 28813.15 | 28443.3 | 28592.31 | 28964.05 | 28613.69 | 28221.65 | 28444.74 | 28884.49 | 28130.32 | 27838.38 | 28331.8 | 28638.83 | 28934.08 | 29243.8 | 29243.8 | 29243.8 | 29323.92 | 29243.8 | 29243.8
Option 5 SC | Gas Zone Daily Offtake Limit Melbourne | Gas Infrastructure Limitations by Gas Zone | 376185.92 | 470262.78 | 430864.02 | 417592.39 | 417222.73 | 380825.38 | 389412.31 | 381986.83 | 376304.97 | 398021.4 | 458123.29 | 456586.98 | 412979.2 | 455181.73 | 463772.03 | 466741.65 | 474100.61 | 426773.3 | 399027.34 | 399027.34 | 399027.34 | 400210.36 | 399027.34 | 399027.34
Option 5 SC | Gas Zone Daily Offtake Limit Moomba | Gas Infrastructure Limitations by Gas Zone | 251237.37 | 242827.83 | 234669.06 | 227197.74 | 220615.43 | 216000.5 | 240216.42 | 262600.12 | 254424.01 | 249363.49 | 243566.62 | 239172.6 | 235943.22 | 233815.53 | 231271.44 | 229093.87 | 227785.78 | 227273.25 | 225678.8 | 225678.8 | 225678.8 | 226316.39 | 225678.8 | 225678.8
Option 5 SC | Gas Zone Daily Offtake Limit NQGP | Gas Infrastructure Limitations by Gas Zone | 5651.9 | 5678.26 | 5833.72 | 5865.57 | 5652.32 | 5659.15 | 5866.91 | 5861.8 | 5650.64 | 5675.71 | 5832.94 | 5855.85 | 5653.6 | 5669.34 | 5851.62 | 54038.08 | 102799.02 | 103088.07 | 102676.25 | 102676.25 | 102676.25 | 102958.03 | 102676.25 | 102676.25
Option 5 SC | Gas Zone Daily Offtake Limit Newcastle | Gas Infrastructure Limitations by Gas Zone | 40150 | 40260 | 40150 | 40150 | 40150 | 40260 | 40150 | 40150 | 40150 | 40260 | 40150 | 40150 | 40150 | 40260 | 40150 | 40150 | 40150 | 40260 | 40150 | 40150 | 40150 | 40260 | 40150 | 40150
Option 5 SC | Gas Zone Daily Offtake Limit Northern | Gas Infrastructure Limitations by Gas Zone | 1505342.63 | 1510744.91 | 1511086.54 | 1509426.08 | 1485177.95 | 1419629.78 | 1330025.5 | 1261790.08 | 1209301.84 | 1151021.82 | 1090848.47 | 1040009.83 | 985550.1 | 925690.52 | 863168.48 | 871817.59 | 875248.69 | 815601.68 | 782352.15 | 782352.15 | 782352.15 | 784489.1 | 782352.15 | 782352.15
Option 5 SC | Gas Zone Daily Offtake Limit Port Campbell | Gas Infrastructure Limitations by Gas Zone | 272710.11 | 271861.37 | 260248 | 257255.01 | 276310.78 | 267524.62 | 287824.86 | 307994.3 | 403887.29 | 504728.1 | 501708.91 | 500354.27 | 496267.17 | 494056.71 | 493665.89 | 493678.18 | 520001.35 | 549160.94 | 546724.26 | 546724.26 | 546724.26 | 548226.37 | 546724.26 | 546724.26
Option 5 SC | Gas Zone Daily Offtake Limit Southern | Gas Infrastructure Limitations by Gas Zone | 563868.53 | 655092.49 | 590536.13 | 566379.03 | 581331.28 | 529978.15 | 591860.88 | 621935.73 | 685008.2 | 783697.16 | 837652.38 | 829172.33 | 779611.71 | 822114.54 | 829636.23 | 829397.23 | 863101.44 | 847328.81 | 816086.9 | 816086.9 | 816086.9 | 818464.62 | 816086.9 | 816086.9
Option 5 SC | Gordon Min Gen | Hydro min release | 32.85 | 32.85 | 32.85 | 32.85 | 32.85 | 32.85 | 32.85 | 32.85 | 32.85 | 32.85 | 32.85 | 32.85 | 32.85 | 32.85 | 32.85 | 32.85 | 32.85 | 32.85 | 32.85 | 32.85 | 32.85 | 32.85 | 32.85 | 32.85
Option 5 SC | ImportGroup_N9_Hydrogen | Group Network Import Constraints | 8935200 | 8959680 | 8935200 | 8935200 | 8935200 | 8959680 | 8935200 | 8935200 | 8935200 | 8959680 | 8935200 | 8935200 | 8935200 | 8959680 | 8935200 | 8935200 | 8935200 | 8959680 | 8935200 | 8935200 | 8935200 | 8959680 | 8935200 | 8935200
Option 5 SC | ImportGroup_NSA1 | Group Network Import Constraints | 5168400 | 5182560 | 5168400 | 5168400 | 5168400 | 5182560 | 5168400 | 5168400 | 5168400 | 5182560 | 5168400 | 5168400 | 5168400 | 5182560 | 5168400 | 5168400 | 5168400 | 5182560 | 5168400 | 5168400 | 5168400 | 5182560 | 5168400 | 5168400
Option 5 SC | ImportGroup_Q1_Hydrogen | Group Network Import Constraints | 4292400 | 4304160 | 4292400 | 4292400 | 4292400 | 4304160 | 4292400 | 4292400 | 4292400 | 4304160 | 4292400 | 4292400 | 4292400 | 4304160 | 4292400 | 4292400 | 4292400 | 4304160 | 4292400 | 4292400 | 4292400 | 4304160 | 4292400 | 4292400
Option 5 SC | ImportGroup_Q4_Hydrogen | Group Network Import Constraints | 8409600 | 8432640 | 8409600 | 8409600 | 8409600 | 8432640 | 8409600 | 8409600 | 8409600 | 8432640 | 8409600 | 8409600 | 8409600 | 8432640 | 8409600 | 8409600 | 8409600 | 8432640 | 8409600 | 8409600 | 8409600 | 8432640 | 8409600 | 8409600
Option 5 SC | ImportGroup_Q7_Hydrogen | Group Network Import Constraints | 9198000 | 9223200 | 9198000 | 9198000 | 9198000 | 9223200 | 9198000 | 9198000 | 9198000 | 9223200 | 9198000 | 9198000 | 9198000 | 9223200 | 9198000 | 9198000 | 9198000 | 9223200 | 9198000 | 9198000 | 9198000 | 9223200 | 9198000 | 9198000
Option 5 SC | ImportLimit_N12_Illawarra | REZ Network Import Constraints | 8760000 | 8784000 | 8760000 | 8760000 | 8760000 | 8784000 | 8760000 | 8760000 | 8760000 | 8784000 | 8760000 | 8760000 | 8760000 | 8784000 | 8760000 | 8760000 | 8760000 | 8784000 | 8760000 | 8760000 | 8760000 | 8784000 | 8760000 | 8760000
Option 5 SC | ImportLimit_N1_North West NSW | REZ Network Import Constraints | 490560 | 491904 | 490560 | 490560 | 490560 | 491904 | 490560 | 490560 | 490560 | 491904 | 490560 | 490560 | 490560 | 491904 | 490560 | 490560 | 490560 | 491904 | 490560 | 490560 | 490560 | 491904 | 490560 | 490560
Option 5 SC | ImportLimit_N3_Central-West Orana | REZ Network Import Constraints | 7884000 | 7905600 | 7884000 | 7884000 | 7884000 | 7905600 | 7884000 | 7884000 | 7884000 | 7905600 | 7884000 | 7884000 | 7884000 | 7905600 | 7884000 | 7884000 | 7884000 | 7905600 | 7884000 | 7884000 | 7884000 | 7905600 | 7884000 | 7884000
Option 5 SC | ImportLimit_N8_Cooma-Monaro | REZ Network Import Constraints | 1182600 | 1185840 | 1182600 | 1182600 | 1182600 | 1185840 | 1182600 | 1182600 | 1182600 | 1185840 | 1182600 | 1182600 | 1182600 | 1185840 | 1182600 | 1182600 | 1182600 | 1185840 | 1182600 | 1182600 | 1182600 | 1185840 | 1182600 | 1182600
Option 5 SC | ImportLimit_Q1_Far North Qld | REZ Network Import Constraints | 805920 | 808128 | 805920 | 805920 | 805920 | 808128 | 805920 | 805920 | 805920 | 808128 | 805920 | 805920 | 805920 | 808128 | 805920 | 805920 | 805920 | 808128 | 805920 | 805920 | 805920 | 808128 | 805920 | 805920
Option 5 SC | ImportLimit_S3_Mid-North SA | REZ Network Import Constraints | 3924480 | 3935232 | 3924480 | 3924480 | 3924480 | 3935232 | 3924480 | 3924480 | 3924480 | 3935232 | 3924480 | 3924480 | 3924480 | 3935232 | 3924480 | 3924480 | 3924480 | 3935232 | 3924480 | 3924480 | 3924480 | 3935232 | 3924480 | 3924480
Option 5 SC | ImportLimit_S7_Eastern Eyre Peninsula | REZ Network Import Constraints | 1322760 | 1326384 | 1322760 | 1322760 | 1322760 | 1326384 | 1322760 | 1322760 | 1322760 | 1326384 | 1322760 | 1322760 | 1322760 | 1326384 | 1322760 | 1322760 | 1322760 | 1326384 | 1322760 | 1322760 | 1322760 | 1326384 | 1322760 | 1322760
Option 5 SC | ImportLimit_T1_North East Tasmania | REZ Network Import Constraints | 3942000 | 3952800 | 3942000 | 3942000 | 3942000 | 3952800 | 3942000 | 3942000 | 3942000 | 3952800 | 3942000 | 3942000 | 3942000 | 3952800 | 3942000 | 3942000 | 3942000 | 3952800 | 3942000 | 3942000 | 3942000 | 3952800 | 3942000 | 3942000
Option 5 SC | ImportLimit_T3_Central Highlands | REZ Network Import Constraints | 4818000 | 4831200 | 4818000 | 4818000 | 4818000 | 4831200 | 4818000 | 4818000 | 4818000 | 4831200 | 4818000 | 4818000 | 4818000 | 4831200 | 4818000 | 4818000 | 4818000 | 4831200 | 4818000 | 4818000 | 4818000 | 4831200 | 4818000 | 4818000
Option 5 SC | ImportLimit_V1_North West VIC | REZ Network Import Constraints | 3241200 | 3250080 | 3241200 | 3241200 | 3241200 | 3250080 | 3241200 | 3241200 | 3241200 | 3250080 | 3241200 | 3241200 | 3241200 | 3250080 | 3241200 | 3241200 | 3241200 | 3250080 | 3241200 | 3241200 | 3241200 | 3250080 | 3241200 | 3241200
Option 5 SC | ImportLimit_V5_South West VIC | REZ Network Import Constraints | 27856800 | 27933120 | 27856800 | 27856800 | 27856800 | 27933120 | 27856800 | 27856800 | 27856800 | 27933120 | 27856800 | 27856800 | 27856800 | 27933120 | 27856800 | 27856800 | 27856800 | 27933120 | 27856800 | 27856800 | 27856800 | 27933120 | 27856800 | 27856800
Option 5 SC | ImportLimit_V7_Central North VIC | REZ Network Import Constraints | 4380000 | 4392000 | 4380000 | 4380000 | 4380000 | 4392000 | 4380000 | 4380000 | 4380000 | 4392000 | 4380000 | 4380000 | 4380000 | 4392000 | 4380000 | 4380000 | 4380000 | 4392000 | 4380000 | 4380000 | 4380000 | 4392000 | 4380000 | 4380000
Option 5 SC | Kareeya Min Gen | Hydro min release | 10.95 | 10.95 | 10.95 | 10.95 | 10.95 | 10.95 | 10.95 | 10.95 | 10.95 | 10.95 | 10.95 | 10.95 | 10.95 | 10.95 | 10.95 | 10.95 | 10.95 | 10.95 | 10.95 | 10.95 | 10.95 | 10.95 | 10.95 | 10.95
Option 5 SC | Liapootah Min Gen | Hydro min release | 43.8 | 43.8 | 43.8 | 43.8 | 43.8 | 43.8 | 43.8 | 43.8 | 43.8 | 43.8 | 43.8 | 43.8 | 43.8 | 43.8 | 43.8 | 43.8 | 43.8 | 43.8 | 43.8 | 43.8 | 43.8 | 43.8 | 43.8 | 43.8
Option 5 SC | N >> 11-0_17-0 | NetworkConstraints | 35498879.6 | 39416434.94 | 38970166.675 | 38842048.95 | 33255635.965 | 33680761.93 | 33840369.815 | 33514832.675 | 33726143.325 | 34039467.615 | 34123575.62 | 34769502.34 | 35032658.74 | 35301822.35 | 35285570.175 | 35460346.68 | 35355402.07 | 35611462.73 | 35829295.565 | 36024019.685 | 36113012.895 | 36390887.165 | 36391520.235 | 36665912.275
Option 5 SC | N >> 11-0_BAN_SCRK_1 | NetworkConstraints | 0 | 0 | 0 | 0 | 0 | 0 | 0 | 0 | 0 | 0 | 0 | 47696731.41 | 48035862.795 | 48390787.395 | 48362410.195 | 48587377.005 | 48452006.65 | 48790033.665 | 49063215.055 | 49313932.075 | 49429364.99 | 49795123.26 | 49788519.45 | 50142175.32
Option 5 SC | N >> 12-0_14-0_R | NetworkConstraints | 58244106.35 | 59045808.7 | 60013528.155 | 64750241.145 | 67591488.865 | 69513563.63 | 70583451.63 | 71808002.25 | 72859787.11 | 74161014.35 | 74835555.825 | 85529983.665 | 87180451.26 | 88517380.18 | 88775767.17 | 89867998.12 | 89207914.535 | 90462550.04 | 92187439.835 | 93405405.465 | 93974547.6 | 95360347.75 | 95724828.095 | 97446406.665
Option 5 SC | N >> 12-0_39-1_R | NetworkConstraints | 65703216.26 | 66812391.4 | 67548431.39 | 69662028.505 | 71378820.95 | 73468994.795 | 74640402.885 | 75654283.21 | 76790035.315 | 78190222.22 | 78923531.17 | 0 | 0 | 0 | 0 | 0 | 0 | 0 | 0 | 0 | 0 | 0 | 0 | 0
Option 5 SC | N >> 12-0_39/1_R | NetworkConstraints | 0 | 0 | 0 | 0 | 0 | 0 | 0 | 0 | 0 | 0 | 0 | 90211374.345 | 91984757.59 | 93416818.91 | 93698835.465 | 94872428.69 | 94163197.46 | 95506830.82 | 97364579.355 | 98673268.955 | 99284736.22 | 100769332.47 | 101165347.45 | 103015138.09
Option 5 SC | N >> 12-0_BAN_SCRK_1_R | NetworkConstraints | 0 | 0 | 0 | 0 | 0 | 0 | 0 | 0 | 0 | 0 | 0 | 92312590.865 | 94097882.74 | 95543598.405 | 95823701.63 | 97005071.12 | 96291027.8 | 97647724.005 | 99514094.33 | 100831487.35 | 101447343.965 | 102945802.145 | 103340668.655 | 105202892.855
Option 5 SC | N >> 16-0_8-0_R | NetworkConstraints | 34538601.43 | 44364333.12 | 43623250.285 | 43630586.655 | 38386466.79 | 38498029.265 | 38410659.285 | 37800321.71 | 37808176.345 | 37915715.9 | 37822932.68 | 42740420.475 | 42563318.395 | 42555562.625 | 42391314.33 | 42274482.805 | 42345474.975 | 42346591.165 | 42025108.035 | 41894721.185 | 41832660.815 | 41820178.26 | 41644534.565 | 41459732.86
Option 5 SC | N >> 16-0_BAN_SCRK_1_R | NetworkConstraints | 0 | 0 | 0 | 0 | 0 | 0 | 0 | 0 | 0 | 0 | 0 | 61283088.145 | 61195992.525 | 61297694.985 | 61111146.765 | 61053805.19 | 61088769.925 | 61194842.12 | 60931013.305 | 60866986.3 | 60836155.35 | 60935695.735 | 60743539.075 | 60652637.89
Option 5 SC | N >> 17-0_11-0 | NetworkConstraints | 36638370.29 | 41611784.785 | 40721155.54 | 39914690.29 | 33074397.21 | 33428791.23 | 33538726.04 | 32827007.075 | 32987811.635 | 33245960.885 | 33290384.755 | 34161248.36 | 34361264.96 | 34586241.445 | 34553039.96 | 34686078.245 | 34606408.345 | 34821430.98 | 34966231.86 | 35114400.85 | 35181492.105 | 35413377.16 | 35392999.905 | 35601524.76
Option 5 SC | N >> 17-0_BAN_SCRK_1 | NetworkConstraints | 0 | 0 | 0 | 0 | 0 | 0 | 0 | 0 | 0 | 0 | 0 | 48742254.79 | 48920992.9 | 49170602.185 | 49092281.67 | 49211200.88 | 49140025.04 | 49380735.925 | 49461499.055 | 49593935.715 | 49653786.635 | 49909623.195 | 49842759.885 | 50029096.35
Option 5 SC | N >> 18-0_5-0 | NetworkConstraints | 0 | 0 | 0 | 6275538.115 | 9544258.0055 | 9538593.4085 | 9485715.723 | 9558848.9245 | 9525116.8335 | 9513833.3835 | 9461246.099 | 0 | 0 | 0 | 0 | 0 | 0 | 0 | 0 | 0 | 0 | 0 | 0 | 0
Option 5 SC | N >> 18-0_5-0_R | NetworkConstraints | 13282803.05 | 12527066.49 | 12426283.64 | 4266806.61 | 0 | 0 | 0 | 0 | 0 | 0 | 0 | 12275018.56 | 12315055.835 | 12373640.525 | 12352580.255 | 12379585.51 | 12363816 | 12420422.945 | 12435145.735 | 12465119.635 | 12477506.975 | 12538020.33 | 12519509.91 | 12561187.875
Option 5 SC | N >> 31-0_32-0 | NetworkConstraints | 73638253.535 | 82829350.745 | 83237693.46 | 93398673.775 | 89549260.38 | 90822103.335 | 91322054.3 | 91550382.3 | 92154079.49 | 93035247.65 | 93287940.015 | 0 | 0 | 0 | 0 | 0 | 0 | 0 | 0 | 0 | 0 | 0 | 0 | 0
Option 5 SC | N >> 32-0_31-0 | NetworkConstraints | 64612067.665 | 66007558.42 | 66318489.355 | 74157814.82 | 78673590.255 | 79956818.925 | 80505794.31 | 80720628.13 | 81344003.78 | 82221794.82 | 82514831.325 | 0 | 0 | 0 | 0 | 0 | 0 | 0 | 0 | 0 | 0 | 0 | 0 | 0
Option 5 SC | N >> 32/2_31-0 | NetworkConstraints | 0 | 0 | 0 | 0 | 0 | 0 | 0 | 0 | 0 | 0 | 0 | 85657372.1 | 86430613.93 | 87184636.08 | 87178549.26 | 87690185.53 | 87380741.035 | 88096511.475 | 88777191.83 | 89347693.05 | 89614992.42 | 90391556.82 | 90435251.795 | 91241739.145
Option 5 SC | N >> 32/2_38/2 | NetworkConstraints | 0 | 0 | 0 | 0 | 0 | 0 | 0 | 0 | 0 | 0 | 0 | 88022658.635 | 88881950.19 | 89700242.67 | 89713099.415 | 90281655.595 | 89937791.97 | 90713533.435 | 91489612.21 | 92123592.89 | 92420612.425 | 93263971.97 | 93332135.88 | 94228388.555
Option 5 SC | N >> 38/1_32/1_R | NetworkConstraints | 0 | 0 | 0 | 0 | 0 | 0 | 0 | 0 | 0 | 0 | 0 | 148539011.95 | 150601624.55 | 152379715.7 | 152596519.25 | 153961080.45 | 153135853.5 | 154811306.3 | 156860461.95 | 158382190.8 | 159094921.3 | 160933308.65 | 161282773.25 | 163434258.1
Option 5 SC | N >> 38/2_32/2 | NetworkConstraints | 0 | 0 | 0 | 0 | 0 | 0 | 0 | 0 | 0 | 0 | 0 | 92368447.225 | 93635177.055 | 94739027.36 | 94860336.09 | 95698434.085 | 95191587.095 | 96232534.285 | 97479084.96 | 98413663.22 | 98851405.63 | 99992266.97 | 100195075.705 | 101516341.21
Option 5 SC | N >> 39-1_11-0 | NetworkConstraints | 49920133.08 | 58202739.47 | 58322052.24 | 59468534.34 | 56242700.94 | 57346036.2 | 57888353.97 | 58133492.605 | 58724516.915 | 59504335.09 | 59834912.85 | 0 | 0 | 0 | 0 | 0 | 0 | 0 | 0 | 0 | 0 | 0 | 0 | 0
Option 5 SC | N >> 39-1_16-0 | NetworkConstraints | 49682172.72 | 58057168.82 | 58084056.325 | 59238525.425 | 55341438.62 | 56378389.86 | 56876673.455 | 57036447.745 | 57586285.755 | 58319554.455 | 58619228.86 | 0 | 0 | 0 | 0 | 0 | 0 | 0 | 0 | 0 | 0 | 0 | 0 | 0
Option 5 SC | N >> 39-1_17-0 | NetworkConstraints | 49137321.67 | 57341480.515 | 57193300.18 | 58344448.03 | 55288701.1 | 56342893.505 | 56853904.155 | 56870362.735 | 57427341.91 | 58167809.55 | 58473777.42 | 0 | 0 | 0 | 0 | 0 | 0 | 0 | 0 | 0 | 0 | 0 | 0 | 0
Option 5 SC | N >> 39-1_3W-0 | NetworkConstraints | 52632810.185 | 61692222.92 | 61770582.54 | 62942393.99 | 58558785.49 | 59669149.985 | 60204622.67 | 60415361.255 | 61002565.785 | 61784508.145 | 62105838.865 | 0 | 0 | 0 | 0 | 0 | 0 | 0 | 0 | 0 | 0 | 0 | 0 | 0
Option 5 SC | N >> 39-1_5A6-0 | NetworkConstraints | 50701091.22 | 59221718.26 | 59305812.88 | 60113653.68 | 55738755.29 | 56793796.225 | 57302091.1 | 57517739.125 | 58075863.3 | 58819075.9 | 59124291.445 | 0 | 0 | 0 | 0 | 0 | 0 | 0 | 0 | 0 | 0 | 0 | 0 | 0
Option 5 SC | N >> 39-1_8-0 | NetworkConstraints | 49798089.96 | 58205275.7 | 58255329.515 | 59411603.07 | 55485764.43 | 56523478.54 | 57021604.91 | 57200760 | 57751159.44 | 58485447.915 | 58785148.27 | 0 | 0 | 0 | 0 | 0 | 0 | 0 | 0 | 0 | 0 | 0 | 0 | 0
Option 5 SC | N >> 39-1_NIL | NetworkConstraints | 50616641.38 | 51261943.545 | 51378499.62 | 52331868.73 | 56367890.595 | 57481517.09 | 58031424.69 | 58266642.27 | 58860539.055 | 59642454.58 | 59976248.475 | 0 | 0 | 0 | 0 | 0 | 0 | 0 | 0 | 0 | 0 | 0 | 0 | 0
Option 5 SC | N >> 39/1_11-0 | NetworkConstraints | 0 | 0 | 0 | 0 | 0 | 0 | 0 | 0 | 0 | 0 | 0 | 78269016.66 | 79128235.245 | 79914865.765 | 79957455.72 | 80526622.08 | 80183252.665 | 80927068.965 | 81733329.53 | 82367861.24 | 82662599.425 | 83475483.155 | 83573281.905 | 84469423.4
Option 5 SC | N >> 39/1_16-0 | NetworkConstraints | 0 | 0 | 0 | 0 | 0 | 0 | 0 | 0 | 0 | 0 | 0 | 76598998.295 | 77389164.73 | 78124943.19 | 78151815.91 | 78675212.42 | 78359420.53 | 79055828.835 | 79784985.235 | 80368497.96 | 80639633.92 | 81399512.855 | 81477157.465 | 82301283.31
Option 5 SC | N >> 39/1_17-0 | NetworkConstraints | 0 | 0 | 0 | 0 | 0 | 0 | 0 | 0 | 0 | 0 | 0 | 77649663.19 | 78475789.88 | 79238480.155 | 79273012.5 | 79820285.905 | 79490152.895 | 80211680.425 | 80980483.885 | 81590601.925 | 81873912.315 | 82661885.065 | 82749497.185 | 83611122.21
Option 5 SC | N >> 39/1_5A6-0 | NetworkConstraints | 0 | 0 | 0 | 0 | 0 | 0 | 0 | 0 | 0 | 0 | 0 | 80160088.225 | 80989197.985 | 81760743.045 | 81789563.555 | 82338695.775 | 82007318.28 | 82737543.22 | 83503239.805 | 84115464.645 | 84400111.655 | 85196867.235 | 85278964.46 | 86143721.905
Option 5 SC | N >> 39/1_8-0 | NetworkConstraints | 0 | 0 | 0 | 0 | 0 | 0 | 0 | 0 | 0 | 0 | 0 | 76672342.565 | 77460490.135 | 78195116.325 | 78221211.83 | 78743261.62 | 78428274.005 | 79123630.48 | 79850212.09 | 80432225.925 | 80702694.13 | 81461347.11 | 81538082.505 | 82360106.945
Option 5 SC | N >> 39/1_BAN_SCRK_1 | NetworkConstraints | 0 | 0 | 0 | 0 | 0 | 0 | 0 | 0 | 0 | 0 | 0 | 75577359.855 | 76426710.67 | 77199825.69 | 77246941.68 | 77809339.86 | 77469803.045 | 78200587.73 | 79002510.88 | 79629561.595 | 79921557.16 | 80720287.915 | 80821988.345 | 81707876.12
Option 5 SC | N >> 39/1_NIL | NetworkConstraints | 0 | 0 | 0 | 0 | 0 | 0 | 0 | 0 | 0 | 0 | 0 | 76630514.61 | 77486761.035 | 78265210.585 | 78313288.595 | 78880412.555 | 78538194.13 | 79273975.66 | 80083054.43 | 80715329.805 | 81009258.91 | 81813762.04 | 81916859.03 | 82809914.32
Option 5 SC | N >> 5A5_5P1 | NetworkConstraints | 0 | 0 | 25481601.66 | 46314890.565 | 47924549.41 | 48045751.615 | 47912365.69 | 47942175.39 | 47945570.78 | 48079143.225 | 47951812.335 | 45247814.21 | 45206137.81 | 45301032.11 | 45165938.995 | 45138306.56 | 45154965.13 | 45251905.985 | 45079785.31 | 45048991.31 | 45034721.35 | 45128329.4 | 44990553.005 | 44947097.185
Option 5 SC | N >> 5H5_5H6 | NetworkConstraints | 0 | 0 | 0 | 63239928.6 | 95200965.4 | 95673342.75 | 95566476.85 | 95139582.15 | 95257860.95 | 95642770.3 | 95479742.65 | 92727651.85 | 92973425.3 | 93392583 | 93211267.8 | 93373889.7 | 93275483.3 | 93682576.9 | 93719474.5 | 93900784.35 | 93985893.95 | 94412140.45 | 94246670.3 | 94502985.85
Option 5 SC | N >> 5P1_5A5 | NetworkConstraints | 0 | 0 | 56123948.05 | 106691429 | 113000694.9 | 113127563.6 | 112688604.65 | 112719818.85 | 112619325.35 | 112822740.8 | 112430912.65 | 102976662.3 | 102935899.55 | 103190526.5 | 102896279.25 | 102869454 | 102885777.7 | 103142530.75 | 102812051.3 | 102782085.45 | 102767751.45 | 103021306.85 | 102724459.5 | 102681892.25
Option 5 SC | N >> 5P1_5P2 | NetworkConstraints | 0 | 0 | 39513376.385 | 75309306.905 | 75877649.405 | 75898884.545 | 75551172.475 | 75578081.67 | 75454899.81 | 75532849.23 | 75224019.085 | 82444170.75 | 82416146.63 | 82622973.55 | 82388682.33 | 82370375.535 | 82381621.115 | 82590000.93 | 82330782.75 | 82310278.525 | 82300166.245 | 82506393.82 | 82270323.34 | 82241013.47
Option 5 SC | N >> 76-0_77-0_R | NetworkConstraints | 49777736.86 | 52241903.84 | 51790289.935 | 54374265.165 | 55008671.055 | 55586589.015 | 55742330.095 | 55528717.82 | 55747541.265 | 56123723.265 | 56158179.665 | 60183134.29 | 60390081.07 | 60687188.735 | 60590806.89 | 60727485.285 | 60644560.095 | 60931394.18 | 61018735.075 | 61171213.42 | 61243416.795 | 61546210.105 | 61463156.11 | 61679050.675
Option 5 SC | N >> 76-0_BAN_SCRK_1_R | NetworkConstraints | 0 | 0 | 0 | 0 | 0 | 0 | 0 | 0 | 0 | 0 | 0 | 75256136.21 | 75505659.315 | 75870892.11 | 75747634.53 | 75912443.28 | 75812472.58 | 76165300.51 | 76263583.48 | 76447444.025 | 76534445.265 | 76906564.015 | 76799372.3 | 77059685.935
Option 5 SC | N >> 8-0_16-0_R | NetworkConstraints | 33998267.29 | 45435144.415 | 44757573.305 | 44866969.34 | 38092812.13 | 38188334.435 | 38090705.14 | 37546131.37 | 37546484.895 | 37645372.78 | 37547115.625 | 36212197.645 | 36039076.06 | 36017003.745 | 35871155.095 | 35756855.325 | 35826206.955 | 35812802.545 | 35513215.69 | 35385680.55 | 35325277.27 | 35298446.855 | 35141463.21 | 34960831.83
Option 5 SC | N >> 8-0_BAN_SCRK_1_R | NetworkConstraints | 0 | 0 | 0 | 0 | 0 | 0 | 0 | 0 | 0 | 0 | 0 | 50518508.075 | 50399955.91 | 50452389.55 | 50285060.805 | 50206748.645 | 50254219.83 | 50312588.445 | 50039963.82 | 49952594.09 | 49911346.355 | 49960461.2 | 49785509.65 | 49661820.99
Option 5 SC | N >> 81-0_82-0 | NetworkConstraints | 51923286.82 | 71611631.505 | 30336529.135 | 0 | 0 | 0 | 0 | 0 | 0 | 0 | 0 | 0 | 0 | 0 | 0 | 0 | 0 | 0 | 0 | 0 | 0 | 0 | 0 | 0
Option 5 SC | N >> 81_82-0 | NetworkConstraints | 0 | 0 | 42291609.64 | 101529458.83 | 84055732.125 | 84266425.275 | 84029199.62 | 83757624.465 | 83730371.76 | 83924098.585 | 83679107.72 | 82180533.525 | 82195727.845 | 82424295.195 | 82210486.62 | 82220683.345 | 82214499.09 | 82442648.9 | 82242115.335 | 82253391.58 | 82258730.86 | 82487685.395 | 82274922.39 | 82290660.645
Option 5 SC | N >> 82-0_81 | NetworkConstraints | 0 | 0 | 43024934.22 | 100014984.83 | 89869116.375 | 90070200.735 | 89800408.04 | 89581451.535 | 89542783.57 | 89739927.01 | 89470092.32 | 90253428.56 | 90242723.94 | 90475272.05 | 90232417.2 | 90225487.12 | 90229667.8 | 90463093.185 | 90210502.68 | 90202675.2 | 90199050.475 | 90431243.265 | 90187766.05 | 90176483.085
Option 5 SC | N >> 82-0_81-0 | NetworkConstraints | 58114352.685 | 73599723.27 | 30808113.535 | 0 | 0 | 0 | 0 | 0 | 0 | 0 | 0 | 0 | 0 | 0 | 0 | 0 | 0 | 0 | 0 | 0 | 0 | 0 | 0 | 0
Option 5 SC | N >> 93-0_90-0_R | NetworkConstraints | 38645749.15 | 39300150.885 | 39011774.665 | 34193720.085 | 31955592.265 | 32333559.72 | 32458353.77 | 32157190.135 | 32315698.98 | 32567420.61 | 32613437.805 | 33513737.33 | 33873651.625 | 34203981.59 | 34221682.705 | 34459843.065 | 34315846.99 | 34628312.695 | 34965733.71 | 35231303.065 | 35355590.84 | 35696483.275 | 35737338.95 | 36112742.505
Option 5 SC | N >> BANNABY_1TH1_2_BAN_SCRK_1 | NetworkConstraints | 0 | 0 | 0 | 0 | 0 | 0 | 0 | 0 | 0 | 0 | 0 | 58878561.665 | 58758110.94 | 58842099.36 | 58648379.72 | 58565781.63 | 58612558.34 | 58702479.86 | 58400527.39 | 58309208.615 | 58275761.195 | 58351945.63 | 58150625.82 | 58025455.615
Option 5 SC | N >> BAN_SCRK_1_11-0 | NetworkConstraints | 0 | 0 | 0 | 0 | 0 | 0 | 0 | 0 | 0 | 0 | 0 | 148850689.35 | 149565876.95 | 150445552.05 | 150258908.7 | 150731442.45 | 150445054.1 | 151289022.5 | 151737557.6 | 152264696.6 | 152513418.3 | 153413170.2 | 153272527.45 | 154018666.45
Option 5 SC | N >> BAN_SCRK_1_16-0 | NetworkConstraints | 0 | 0 | 0 | 0 | 0 | 0 | 0 | 0 | 0 | 0 | 0 | 149487030.8 | 150149415 | 150995327 | 150791566.6 | 151229083.95 | 150963779.6 | 151776619.05 | 152161084.8 | 152649196.4 | 152879915.5 | 153744227.45 | 153583086.1 | 154274152.3
Option 5 SC | N >> BAN_SCRK_1_17-0 | NetworkConstraints | 0 | 0 | 0 | 0 | 0 | 0 | 0 | 0 | 0 | 0 | 0 | 146412550.85 | 147095194.3 | 147946383.05 | 147756637.2 | 148207687.4 | 147934340.6 | 148751451.55 | 149167985.65 | 149671153.85 | 149908491.15 | 150778878.75 | 150633045.4 | 151345225.7
Option 5 SC | N >> BAN_SCRK_1_5A6-0 | NetworkConstraints | 0 | 0 | 0 | 0 | 0 | 0 | 0 | 0 | 0 | 0 | 0 | 144981739.15 | 145613830.85 | 146427409.4 | 146226838.6 | 146644247.9 | 146391033.7 | 147173030.2 | 147533763.55 | 147999466.55 | 148219891.95 | 149050903.45 | 148891003.75 | 149550487.6
Option 5 SC | N >> BAN_SCRK_1_8-0 | NetworkConstraints | 0 | 0 | 0 | 0 | 0 | 0 | 0 | 0 | 0 | 0 | 0 | 150002609.9 | 150664508.1 | 151511481.35 | 151306223.25 | 151743402.65 | 151478284.8 | 152292218.9 | 152674744.2 | 153162479.9 | 153393070.05 | 154258415.5 | 154095744.1 | 154786303.15
Option 5 SC | N >> BAN_SCRK_1_BAN_SCRK_2 | NetworkConstraints | 0 | 0 | 0 | 0 | 0 | 0 | 0 | 0 | 0 | 0 | 0 | 110406467.85 | 111104806.15 | 111870720.5 | 111781842.3 | 112243086.95 | 111963380.2 | 112694430.15 | 113225696.15 | 113740283.85 | 113983559.55 | 114768864.25 | 114724917.4 | 115453488.35
Option 5 SC | N >> KEMPS_CK_2H1_2_KEMPS_CK_3H1_2 | NetworkConstraints | 27713528.175 | 27930577.12 | 27713374.575 | 52624872.48 | 64769476.48 | 64992974.205 | 64848796.055 | 63419117.405 | 63401338.42 | 63555853.38 | 63367524.425 | 24768761.725 | 24158498.27 | 23817063.29 | 23569446.02 | 23165276.645 | 23409153.495 | 23098212.74 | 22308158.027 | 21857535.615 | 21648086.273 | 21288059.9095 | 21001245.8435 | 20364721.221
Option 5 SC | N >> MT_PIPER_2TH1_2_BAN_SCRK_1 | NetworkConstraints | 0 | 0 | 0 | 0 | 0 | 0 | 0 | 0 | 0 | 0 | 0 | 36350040.335 | 36230516.175 | 36250057.78 | 36115375.43 | 36036130.49 | 36083840.32 | 36109378.165 | 35868398.32 | 35780063.74 | 35739320.015 | 35755073.955 | 35612724.705 | 35488064.235
Option 5 SC | N >> MT_PIPER_2TH1_2_MT_PIPER_1TH1_2 | NetworkConstraints | 25161027.49 | 25898722.325 | 25974940.975 | 24883565.665 | 24817448.175 | 24890846.235 | 24821349.06 | 24826313.01 | 24814296.295 | 24869267.615 | 24791418.33 | 19294956.435 | 19152116.875 | 19109234.71 | 19014357.18 | 18919719.2 | 18976770.465 | 18941049.795 | 18719171.86 | 18613662.475 | 18564778.175 | 18517470.54 | 18413425.655 | 18264439
Option 5 SC | N >> SCRK_1TH1_2_SCRK_2TH1_2_R | NetworkConstraints | 0 | 0 | 0 | 0 | 0 | 0 | 0 | 0 | 0 | 0 | 0 | 122903607.95 | 124822021.4 | 126447563 | 126678009.35 | 127946884.6 | 127179259.45 | 128709245.6 | 130643893.1 | 132059006.9 | 132722581.4 | 134403859.1 | 134757683.45 | 136758821.3
Option 5 SC | NNSW H2 Domestic Consumption Purchaser | Subregion flexible electricity load for Domestic H2 | 0 | 0 | 0 | 0 | 15.2257 | 45.698 | 95.29 | 167.8479 | 264.7293 | 323.4417 | 380.3779 | 437.5829 | 492.5936 | 547.6969 | 597.9153 | 647.8229 | 703.5114 | 756.5537 | 799.706 | 841.7943 | 879.5457 | 915.948 | 947.6857 | 984.2486
Option 5 SC | NQ H2 Domestic Consumption Purchaser | Subregion flexible electricity load for Domestic H2 | 0 | 0 | 0 | 0 | 3.8064 | 11.6337 | 25.3151 | 46.6157 | 76.7021 | 97.0691 | 117.7894 | 139.2736 | 160.7043 | 182.1126 | 202.2859 | 222.3893 | 244.1329 | 264.8291 | 282.7414 | 300.03 | 315.725 | 331.3109 | 345.8597 | 362.3407
Option 5 SC | NSA H2 Domestic Consumption Purchaser | Subregion flexible electricity load for Domestic H2 | 0 | 0 | 0 | 0 | 1.9293 | 6.6926 | 15.5907 | 29.7736 | 50.1093 | 64.5734 | 79.4649 | 94.9 | 110.2821 | 125.5389 | 139.3503 | 153.4043 | 169.5164 | 186.0077 | 201.8166 | 219.0521 | 235.79 | 252.7771 | 268.4284 | 284.4914
Option 5 SC | NSA H2 Green Commodities Consumption Purchaser | Subregion flexible electricity load for Green Commodities H2 | 0 | 0 | 0 | 0 | 0 | 0 | 0 | 0 | 0 | 0 | 0 | 0 | 0 | 0 | 0 | 0 | 402.2023 | 451.724 | 508.9504 | 569.694 | 640.0489 | 719.817 | 795.8047 | 864.1497
Option 5 SC | NSW EIR Gen | Policies NSW | -11402.6522 | 5234.8832 | 13242.1116 | 27334.1116 | 40027.1116 | 42714.1116 | 51994.1116 | 53815.1116 | 65728.1116 | 67385.1116 | 72211.1116 | -15956.8884 | -15956.8884 | -15956.8884 | -15956.8884 | -15956.8884 | -15956.8884 | -15956.8884 | -15956.8884 | -15268.8816 | -14569.2384 | -14490.3768 | -13419.373 | -13419.373
Option 5 SC | NSW EIR Storage MW | Policies NSW | -325 | -599.84 | 199.16 | 590.16 | -1409.84 | -1409.84 | -1409.84 | -1409.84 | -1409.84 | -1409.84 | -1409.84 | -1409.84 | -1409.84 | -1409.84 | -1409.84 | -1409.84 | -1409.84 | -1409.84 | -1409.84 | -1409.84 | -1084.84 | -810 | -810 | -810
Option 5 SC | NSW EIR Storage MWh | Policies NSW | -2600 | -4798.72 | 5113.28 | -948.72 | 5648.28 | 12246.28 | 18843.28 | 25441.28 | 25441.28 | 25441.28 | 25441.28 | -16948.72 | -16948.72 | -16948.72 | -16948.72 | -16948.72 | -16948.72 | -16948.72 | -16948.72 | -16948.72 | -14348.72 | -12150 | -12150 | -12150
Option 5 SC | PEC and Heywood Export | Special Constraints | 6570000 | 9412800 | 11388000 | 11388000 | 11388000 | 11419200 | 11388000 | 11388000 | 11388000 | 11419200 | 11388000 | 11388000 | 11388000 | 11419200 | 11388000 | 11388000 | 11388000 | 11419200 | 11388000 | 11388000 | 11388000 | 11419200 | 11388000 | 11388000
Option 5 SC | PEC and Heywood Import | Special Constraints | 6132000 | 10000800 | 12702000 | 12702000 | 12702000 | 12736800 | 12702000 | 12702000 | 12702000 | 12736800 | 12702000 | 12702000 | 12702000 | 12736800 | 12702000 | 12702000 | 12702000 | 12736800 | 12702000 | 12702000 | 12702000 | 12736800 | 12702000 | 12702000
Option 5 SC | Poatina Min Gen | Hydro min release | 0 | 0 | 0 | 0 | 0 | 0 | 0 | 0 | 0 | 0 | 0 | 0 | 0 | 0 | 0 | 0 | 0 | 0 | 0 | 0 | 0 | 0 | 0 | 0
Option 5 SC | Powering Australia Plan | Policies NEM | 0 | 0 | 0 | 0 | 0 | 0 | 0 | 0 | 0 | 0 | 0 | 0 | 0 | 0 | 0 | 0 | 0 | 0 | 0 | 0 | 0 | 0 | 0 | 0
Option 5 SC | REZ Access Scheme N3 | Policies NSW | 0 | 7700 | 7700 | 7700 | 7700 | 7700 | 7700 | 7700 | 7700 | 7700 | 7700 | 7700 | 7700 | 7700 | 7700 | 7700 | 7700 | 7700 | 7700 | 7700 | 7700 | 7700 | 7700 | 7700
Option 5 SC | REZ Access Scheme N5 | Policies NSW | 0 | 3980 | 3980 | 3980 | 3980 | 3980 | 3980 | 3980 | 3980 | 3980 | 3980 | 3980 | 3980 | 3980 | 40000 | 40000 | 40000 | 40000 | 40000 | 40000 | 40000 | 40000 | 40000 | 40000
Option 5 SC | REZ Landholder_NSW | Landholder Payments | 0 | 0 | -82 | -82 | -82 | -82 | -197.2 | -197.2 | -197.2 | -197.2 | -197.2 | -197.2 | -197.2 | -197.2 | -197.2 | -197.2 | -197.2 | -197.2 | -197.2 | -197.2 | -197.2 | -197.2 | -197.2 | -197.2
Option 5 SC | REZ Landholder_QLD | Landholder Payments | 0 | 0 | 0 | 0 | 0 | 0 | 0 | 0 | 0 | 0 | 0 | 0 | 0 | 0 | 0 | 0 | 0 | 0 | 0 | 0 | 0 | 0 | 0 | 0
Option 5 SC | REZ Landholder_VIC | Landholder Payments | 0 | 0 | 0 | 0 | 0 | -56 | -56 | -56 | -216 | -216 | -216 | -216 | -284.4 | -284.4 | -284.4 | -284.4 | -284.4 | -284.4 | -284.4 | -284.4 | -284.4 | -284.4 | -284.4 | -284.4
Option 5 SC | ResourceLimit_DN1_Solar | Resource Limits for DREZ | 1320 | 1320 | 1320 | 1320 | 1320 | 1320 | 1320 | 1320 | 1320 | 1320 | 1320 | 1320 | 1320 | 1320 | 1320 | 1320 | 1320 | 1320 | 1320 | 1320 | 1320 | 1320 | 1320 | 1320
Option 5 SC | ResourceLimit_N12_Wind Medium | Resource Limits for REZ | 0 | 0 | 0 | 0 | 0 | 0 | 0 | 0 | 0 | 0 | 0 | 0 | 0 | 0 | 0 | 0 | 0 | 0 | 0 | 0 | 0 | 0 | 0 | 0
Option 5 SC | ResourceLimit_N2_Solar | Resource Limits for REZ | 2985 | 2784.36 | 2464.36 | 2464.36 | 2464.36 | 2464.36 | 2464.36 | 2464.36 | 2464.36 | 2464.36 | 2464.36 | 2464.36 | 2464.36 | 2464.36 | 2464.36 | 2464.36 | 2464.36 | 2464.36 | 2464.36 | 2464.36 | 2464.36 | 2464.36 | 2464.36 | 2464.36
Option 5 SC | ResourceLimit_N2_Wind Medium | Resource Limits for REZ | 5600 | 5600 | 5600 | 5600 | 5390 | 5390 | 5390 | 5390 | 5390 | 5390 | 5390 | 5390 | 5390 | 5390 | 5390 | 5390 | 5390 | 5390 | 5390 | 5390 | 5390 | 5390 | 5390 | 5390
Option 5 SC | ResourceLimit_N3_Solar | Resource Limits for REZ | 6120.01 | 6120.01 | 6120.01 | 6120.01 | 6120.01 | 6120.01 | 6120.01 | 6120.01 | 6120.01 | 6120.01 | 6120.01 | 6120.01 | 6120.01 | 6120.01 | 6120.01 | 6120.01 | 6120.01 | 6120.01 | 6120.01 | 6120.01 | 6120.01 | 6120.01 | 6120.01 | 6120.01
Option 5 SC | ResourceLimit_N3_Wind Medium | Resource Limits for REZ | 3209.97 | 3209.97 | 2795.97 | 2795.97 | 2795.97 | 2795.97 | 2795.97 | 2795.97 | 2795.97 | 2795.97 | 2795.97 | 2795.97 | 2795.97 | 2795.97 | 2795.97 | 2795.97 | 2795.97 | 2795.97 | 2795.97 | 2795.97 | 2795.97 | 2795.97 | 2795.97 | 2795.97
Option 5 SC | ResourceLimit_N5_Solar | Resource Limits for REZ | 5677 | 5677 | 5677 | 5677 | 5677 | 5677 | 5677 | 5677 | 5677 | 5677 | 5677 | 5677 | 5677 | 5677 | 5677 | 5677 | 5677 | 5677 | 5677 | 5677 | 5677 | 5677 | 5677 | 5677
Option 5 SC | ResourceLimit_N5_Wind Medium | Resource Limits for REZ | 10500 | 10500 | 10500 | 10500 | 10500 | 10500 | 10500 | 10500 | 10500 | 10500 | 10500 | 10500 | 10500 | 10500 | 10500 | 10500 | 10500 | 10500 | 10500 | 10500 | 10500 | 10500 | 10500 | 10500
Option 5 SC | ResourceLimit_N8_Wind Medium | Resource Limits for REZ | 200 | 200 | 200 | 200 | 200 | 200 | 200 | 200 | 200 | 200 | 200 | 200 | 200 | 200 | 200 | 200 | 200 | 200 | 200 | 200 | 200 | 200 | 200 | 200
Option 5 SC | ResourceLimit_N9_Solar | Resource Limits for REZ | 953 | 953 | 953 | 953 | 953 | 953 | 953 | 953 | 953 | 953 | 953 | 953 | 953 | 953 | 953 | 953 | 953 | 953 | 953 | 953 | 953 | 953 | 953 | 953
Option 5 SC | ResourceLimit_N9_Wind Medium | Resource Limits for REZ | 1000 | 1000 | 1000 | 1000 | 1000 | 1000 | 1000 | 1000 | 1000 | 1000 | 1000 | 1000 | 1000 | 1000 | 1000 | 1000 | 1000 | 1000 | 1000 | 1000 | 1000 | 1000 | 1000 | 1000
Option 5 SC | ResourceLimit_Q8a_Solar | Resource Limits for REZ | 2363.85 | 2113.86 | 2113.86 | 2113.86 | 2113.86 | 2113.86 | 2113.86 | 2113.86 | 2113.86 | 2113.86 | 2113.86 | 2113.86 | 2113.86 | 2113.86 | 2113.86 | 2113.86 | 2113.86 | 2113.86 | 2113.86 | 2113.86 | 2275.81 | 2275.81 | 2275.81 | 2275.81
Option 5 SC | ResourceLimit_S6_Wind Medium | Resource Limits for REZ | 0 | 0 | 0 | 0 | 0 | 0 | 0 | 0 | 0 | 0 | 0 | 0 | 0 | 0 | 0 | 0 | 0 | 0 | 0 | 0 | 0 | 0 | 0 | 0
Option 5 SC | ResourceLimit_T1_Solar | Resource Limits for REZ | 300 | 300 | 300 | 300 | 300 | 300 | 300 | 300 | 300 | 300 | 300 | 300 | 300 | 300 | 300 | 300 | 300 | 300 | 300 | 300 | 300 | 300 | 300 | 300
Option 5 SC | ResourceLimit_T3_Solar | Resource Limits for REZ | 150 | 150 | -137 | -137 | -137 | -137 | -137 | -137 | -137 | -137 | -137 | -137 | -137 | -137 | -137 | -137 | -137 | -137 | -137 | -137 | -137 | -137 | -137 | -137
Option 5 SC | ResourceLimit_T3_Wind Medium | Resource Limits for REZ | 2500 | 2500 | 2500 | 2500 | 2500 | 2500 | 2500 | 2500 | 2500 | 2500 | 2500 | 2500 | 2500 | 2500 | 2500 | 2500 | 2500 | 2500 | 2500 | 2500 | 2500 | 2500 | 2500 | 2500
Option 5 SC | ResourceLimit_V1_Wind Medium | Resource Limits for REZ | 1131 | 1131 | 1131 | 1131 | 1131 | 1131 | 1131 | 1131 | 1131 | 1131 | 1131 | 1131 | 1131 | 1131 | 1131 | 1131 | 1131 | 1131 | 1131 | 1131 | 1131 | 1131 | 1131 | 1131
Option 5 SC | ResourceLimit_V2_Wind Medium | Resource Limits for REZ | 956 | 956 | 956 | 956 | 956 | 956 | 956 | 956 | 956 | 956 | 956 | 956 | 956 | 956 | 956 | 956 | 956 | 956 | 956 | 956 | 956 | 956 | 956 | 956
Option 5 SC | ResourceLimit_V4_Solar | Resource Limits for REZ | 0 | 0 | 0 | 0 | 0 | 0 | 0 | 0 | 0 | 0 | 0 | 0 | 0 | 0 | 0 | 0 | 0 | 0 | 0 | 0 | 0 | 0 | 0 | 0
Option 5 SC | ResourceLimit_V4_Wind Medium | Resource Limits for REZ | 1604 | 1604 | 1604 | 1604 | 1604 | 1604 | 1604 | 1604 | 1604 | 1604 | 1604 | 1604 | 1604 | 1604 | 1604 | 1604 | 1604 | 1604 | 1604 | 1604 | 1604 | 1604 | 1604 | 1604
Option 5 SC | ResourceLimit_V5_Wind Medium | Resource Limits for REZ | 1599 | 1599 | 1599 | 1599 | 1599 | 1599 | 1599 | 1599 | 1599 | 1599 | 1599 | 1599 | 1599 | 1599 | 1599 | 1599 | 1599 | 1599 | 1599 | 1599 | 1599 | 1599 | 1599 | 1599
Option 5 SC | ResourceLimit_V7_Wind Medium | Resource Limits for REZ | 408 | 408 | 408 | 408 | 408 | 408 | 408 | 408 | 408 | 408 | 408 | 408 | 408 | 408 | 408 | 408 | 408 | 408 | 408 | 408 | 408 | 408 | 408 | 408
Option 5 SC | SA Firming | Policies SA | -2897.64 | -2581.14 | 318.86 | 318.86 | 564.86 | -1735.14 | -1735.14 | -1735.14 | -1735.14 | -1655.14 | -1619.24 | -1090.24 | -1090.24 | -1090.24 | -886.48 | -886.48 | -886.48 | -886.48 | -548.48 | -420.08 | -266.08 | -266.08 | -266.08 | -266.08
Option 5 SC | SESA H2 Domestic Consumption Purchaser | Subregion flexible electricity load for Domestic H2 | 0 | 0 | 0 | 0 | 1.2514 | 4.4443 | 10.4023 | 19.8664 | 33.3714 | 43.0577 | 52.9504 | 63.2493 | 73.5214 | 83.71 | 92.8914 | 102.3043 | 113.0457 | 123.9966 | 134.5531 | 146 | 157.2107 | 168.492 | 178.9521 | 189.6957
Option 5 SC | SEV H2 Domestic Consumption Purchaser | Subregion flexible electricity load for Domestic H2 | 0 | 0 | 0 | 0 | 12.8271 | 42.8486 | 97.1671 | 181.8743 | 300.3429 | 378.7083 | 456.2449 | 535.5071 | 613.1479 | 689.9151 | 761.5379 | 831.835 | 906.66 | 975.4234 | 1030.5399 | 1078.5229 | 1115.7007 | 1147.4186 | 1170.3853 | 1196.1571
Option 5 SC | SNSW H2 Domestic Consumption Purchaser | Subregion flexible electricity load for Domestic H2 | 0.41714 | 0.366 | 0.365 | 0.365 | 15.2257 | 45.698 | 95.29 | 167.8479 | 264.7293 | 323.4417 | 380.3779 | 437.5829 | 492.5936 | 547.6969 | 597.9153 | 647.8229 | 703.5114 | 756.5537 | 799.706 | 841.7943 | 879.5457 | 915.948 | 947.6857 | 984.2486
Option 5 SC | SNW Firming | Policies NSW | 0 | 446 | 0 | 0 | 0 | 0 | 0 | 0 | 0 | 0 | 0 | 0 | 0 | 0 | 0 | 0 | 0 | 0 | 0 | 0 | 0 | 0 | 0 | 0
Option 5 SC | SNW H2 Domestic Consumption Purchaser | Subregion flexible electricity load for Domestic H2 | 2.92 | 2.8757 | 2.8416 | 2.8157 | 106.6321 | 319.9649 | 667.1864 | 1175.0914 | 1853.0529 | 2264.0929 | 2662.6971 | 3062.9236 | 3448.155 | 3833.8526 | 4185.46 | 4534.6036 | 4924.6321 | 5295.8506 | 5597.8377 | 5892.5079 | 6156.8721 | 6411.5574 | 6633.7483 | 6889.7921
Option 5 SC | SNW H2 Green Commodities Consumption Purchaser | Subregion flexible electricity load for Green Commodities H2 | 0 | 0 | 0 | 0 | 0 | 0 | 0 | 0 | 0 | 0 | 0 | 0 | 0 | 0 | 0 | 0 | 425.0367 | 477.4009 | 537.9004 | 602.1 | 676.4831 | 760.8797 | 841.2599 | 913.5899
Option 5 SC | SQ H2 Domestic Consumption Purchaser | Subregion flexible electricity load for Domestic H2 | 0 | 0 | 0 | 0 | 17.7807 | 54.3514 | 118.2066 | 217.4879 | 357.8564 | 453.0329 | 549.6577 | 650.0129 | 749.8664 | 849.9106 | 944.062 | 1037.9036 | 1139.3214 | 1235.9389 | 1319.5643 | 1400.1921 | 1473.4007 | 1546.1263 | 1613.9336 | 1690.9407
Option 5 SC | SRET | Policies SA | 0 | 0 | 0 | 0 | 0 | 0 | 0 | 0 | 0 | 0 | 0 | 0 | 0 | 0 | 0 | 0 | 0 | 0 | 0 | 0 | 0 | 0 | 0 | 0
Option 5 SC | Shared Upgrade_CNSW-SNW Option 3 - Stage 2 | Shared REZ Upgrades | 0 | 0 | 0 | 0 | 0 | 0 | 0 | 0 | 0 | 0 | 0 | 2000 | 0 | 0 | 0 | 0 | 0 | 0 | 0 | 0 | 0 | 0 | 0 | 0
Option 5 SC | Shared Upgrade_SNSW-CNSW Option 1 (HumeLink) | Shared REZ Upgrades | 0 | 2200 | 0 | 0 | 0 | 0 | 0 | 0 | 0 | 0 | 0 | 0 | 0 | 0 | 0 | 0 | 0 | 0 | 0 | 0 | 0 | 0 | 0 | 0
Option 5 SC | Snowy 2.0 - Gen | Special Constraints | 5781600 | 17703360 | 26280000 | 26280000 | 26280000 | 26352000 | 26280000 | 26280000 | 26280000 | 26352000 | 26280000 | 26280000 | 26280000 | 26352000 | 26280000 | 26280000 | 26280000 | 26352000 | 26280000 | 26280000 | 26280000 | 26352000 | 26280000 | 26280000
Option 5 SC | Snowy 2.0 - Pump | Special Constraints | 5781600 | 17703360 | 26280000 | 26280000 | 26280000 | 26352000 | 26280000 | 26280000 | 26280000 | 26352000 | 26280000 | 26280000 | 26280000 | 26352000 | 26280000 | 26280000 | 26280000 | 26352000 | 26280000 | 26280000 | 26280000 | 26352000 | 26280000 | 26280000
Option 5 SC | Sys Strength Requirement - Efficient Level CNSW | System Strength Requiements- Efficient | 0 | 0 | 0 | 0 | 0 | 0 | 0 | 0 | 0 | 0 | 0 | 0 | 0 | 0 | 0 | 0 | 0 | 0 | 0 | 0 | 0 | 0 | 0 | 0
Option 5 SC | Sys Strength Requirement - Efficient Level CQ | System Strength Requiements- Efficient | 0 | 0 | 0 | 0 | 0 | 0 | 0 | 0 | 0 | 0 | 0 | 0 | 0 | 0 | 0 | 0 | 0 | 0 | 0 | 0 | 0 | 0 | 0 | 0
Option 5 SC | Sys Strength Requirement - Efficient Level CSA | System Strength Requiements- Efficient | 0 | 0 | 0 | 0 | 0 | 0 | 0 | 0 | 0 | 0 | 0 | 0 | 0 | 0 | 0 | 0 | 0 | 0 | 0 | 0 | 0 | 0 | 0 | 0
Option 5 SC | Sys Strength Requirement - Efficient Level GG | System Strength Requiements- Efficient | 0 | 0 | 0 | 0 | 0 | 0 | 0 | 0 | 0 | 0 | 0 | 0 | 0 | 0 | 0 | 0 | 0 | 0 | 0 | 0 | 0 | 0 | 0 | 0
Option 5 SC | Sys Strength Requirement - Efficient Level MEL | System Strength Requiements- Efficient | 0 | 0 | 0 | 0 | 0 | 0 | 0 | 0 | 0 | 0 | 0 | 0 | 0 | 0 | 0 | 0 | 0 | 0 | 0 | 0 | 0 | 0 | 0 | 0
Option 5 SC | Sys Strength Requirement - Efficient Level NNSW | System Strength Requiements- Efficient | 0 | 0 | 0 | 0 | 0 | 0 | 0 | 0 | 0 | 0 | 0 | 0 | 0 | 0 | 0 | 0 | 0 | 0 | 0 | 0 | 0 | 0 | 0 | 0
Option 5 SC | Sys Strength Requirement - Efficient Level NQ | System Strength Requiements- Efficient | 0 | 0 | 0 | 0 | 0 | 0 | 0 | 0 | 0 | 0 | 0 | 0 | 0 | 0 | 0 | 0 | 0 | 0 | 0 | 0 | 0 | 0 | 0 | 0
Option 5 SC | Sys Strength Requirement - Efficient Level NSA | System Strength Requiements- Efficient | 0 | 0 | 0 | 0 | 0 | 0 | 0 | 0 | 0 | 0 | 0 | 0 | 0 | 0 | 0 | 0 | 0 | 0 | 0 | 0 | 0 | 0 | 0 | 0
Option 5 SC | Sys Strength Requirement - Efficient Level SESA | System Strength Requiements- Efficient | 0 | 0 | 0 | 0 | 0 | 0 | 0 | 0 | 0 | 0 | 0 | 0 | 0 | 0 | 0 | 0 | 0 | 0 | 0 | 0 | 0 | 0 | 0 | 0
Option 5 SC | Sys Strength Requirement - Efficient Level SEV | System Strength Requiements- Efficient | 0 | 0 | 0 | 0 | 0 | 0 | 0 | 0 | 0 | 0 | 0 | 0 | 0 | 0 | 0 | 0 | 0 | 0 | 0 | 0 | 0 | 0 | 0 | 0
Option 5 SC | Sys Strength Requirement - Efficient Level SNSW | System Strength Requiements- Efficient | 0 | 0 | 0 | 0 | 0 | 0 | 0 | 0 | 0 | 0 | 0 | 0 | 0 | 0 | 0 | 0 | 0 | 0 | 0 | 0 | 0 | 0 | 0 | 0
Option 5 SC | Sys Strength Requirement - Efficient Level SNW | System Strength Requiements- Efficient | 0 | 0 | 0 | 0 | 0 | 0 | 0 | 0 | 0 | 0 | 0 | 0 | 0 | 0 | 0 | 0 | 0 | 0 | 0 | 0 | 0 | 0 | 0 | 0
Option 5 SC | Sys Strength Requirement - Efficient Level SQ | System Strength Requiements- Efficient | 0 | 0 | 0 | 0 | 0 | 0 | 0 | 0 | 0 | 0 | 0 | 0 | 0 | 0 | 0 | 0 | 0 | 0 | 0 | 0 | 0 | 0 | 0 | 0
Option 5 SC | Sys Strength Requirement - Efficient Level TAS | System Strength Requiements- Efficient | 0 | 0 | 0 | 0 | 0 | 0 | 0 | 0 | 0 | 0 | 0 | 0 | 0 | 0 | 0 | 0 | 0 | 0 | 0 | 0 | 0 | 0 | 0 | 0
Option 5 SC | Sys Strength Requirement - Efficient Level WNV | System Strength Requiements- Efficient | 0 | 0 | 0 | 0 | 0 | 0 | 0 | 0 | 0 | 0 | 0 | 0 | 0 | 0 | 0 | 0 | 0 | 0 | 0 | 0 | 0 | 0 | 0 | 0
Option 5 SC | Sys Strength Requirement - Min Fault Level CNSW | System Strength Requiements - Minimum | -3404 | -3404 | -3404 | -2744 | -1374 | -1374 | -1374 | -689 | -689 | -689 | -689 | -689 | -689 | -689 | 701 | 701 | 701 | 701 | 701 | 701 | 701 | 701 | 701 | 701
Option 5 SC | Sys Strength Requirement - Min Fault Level CQ | System Strength Requiements - Minimum | -2491 | -2491 | -2491 | -1791 | -1791 | -1791 | -1791 | -1791 | -1791 | -1791 | -1791 | -1791 | -1791 | -1791 | -1791 | -1791 | -1791 | -1426 | -1061 | -696 | -331 | -331 | -331 | 513
Option 5 SC | Sys Strength Requirement - Min Fault Level GG | System Strength Requiements - Minimum | -1393.1 | -1393.1 | -1393.1 | 286.9 | 286.9 | 286.9 | 286.9 | 286.9 | 286.9 | 286.9 | 286.9 | 286.9 | 286.9 | 286.9 | 286.9 | 286.9 | 286.9 | 286.9 | 286.9 | 286.9 | 286.9 | 286.9 | 286.9 | 286.9
Option 5 SC | Sys Strength Requirement - Min Fault Level SEV | System Strength Requiements - Minimum | -3996.9 | -3996.9 | -2546.9 | -1966.9 | -1386.9 | -1386.9 | -1386.9 | -1386.9 | 823.1 | 823.1 | 823.1 | 823.1 | 823.1 | 823.1 | 823.1 | 823.1 | 823.1 | 823.1 | 823.1 | 823.1 | 823.1 | 823.1 | 823.1 | 823.1
Option 5 SC | Sys Strength Requirement - Min Fault Level SNW | System Strength Requiements - Minimum | -3482.8 | -3482.8 | -3482.8 | -602.8 | -602.8 | -602.8 | -602.8 | 717.2 | 717.2 | 717.2 | 717.2 | 717.2 | 717.2 | 717.2 | 717.2 | 717.2 | 717.2 | 717.2 | 717.2 | 717.2 | 717.2 | 717.2 | 717.2 | 717.2
Option 5 SC | Sys Strength Requirement - Min Fault Level SQ | System Strength Requiements - Minimum | -2857.6 | -2857.6 | -2857.6 | -2857.6 | -2857.6 | -2857.6 | -2857.6 | -2857.6 | -2857.6 | -2857.6 | -2157.6 | -1007.6 | -1007.6 | -1007.6 | -1007.6 | -1007.6 | -263.6 | -263.6 | -263.6 | -263.6 | -263.6 | -263.6 | -263.6 | 588.4
Option 5 SC | TAS H2 Domestic Consumption Purchaser | Subregion flexible electricity load for Domestic H2 | 0 | 0 | 0 | 0 | 104.8071 | 210.9483 | 318.876 | 432.16 | 550.3679 | 563.1214 | 574.4251 | 588.5364 | 601.8329 | 615.6689 | 627.3497 | 645.685 | 675.4064 | 709.1826 | 742.4277 | 778.545 | 805.6593 | 827.0354 | 839.2036 | 850.1893
Option 5 SC | TRET | Policies TAS | 0 | 12617 | 14039 | 15461 | 15984 | 16507 | 17032 | 17556 | 18079 | 18603 | 19126 | 19650 | 20174 | 20697 | 0 | 0 | 0 | 0 | 0 | 0 | 0 | 0 | 0 | 0
Option 5 SC | Tarraleah Max Energy Day | Hydro min release | 7300 | 7320 | 7300 | 7300 | 7300 | 7320 | 7300 | 7300 | 7300 | 7320 | 7300 | 7300 | 7300 | 7320 | 7300 | 7300 | 7300 | 7320 | 7300 | 7300 | 7300 | 7320 | 7300 | 7300
Option 5 SC | Tarraleah Min Flow | Hydro min release | 0 | 0 | 0 | 0 | 0 | 0 | 0 | 0 | 0 | 0 | 0 | 0 | 0 | 0 | 0 | 0 | 0 | 0 | 0 | 0 | 0 | 0 | 0 | 0
Option 5 SC | Tarraleah Min Gen | Hydro min release | 151.11 | 151.11 | 151.11 | 151.11 | 151.11 | 151.11 | 151.11 | 151.11 | 151.11 | 151.11 | 151.11 | 151.11 | 151.11 | 151.11 | 151.11 | 151.11 | 151.11 | 151.11 | 151.11 | 151.11 | 151.11 | 151.11 | 151.11 | 151.11
Option 5 SC | VIC Storage | Policies VIC | -2084.01 | -3120.457 | -2896.292 | -2095.694 | -1450.275 | -820.499 | -374.228 | 185.78 | 766.921 | -5716.4 | -5919.707 | -6146.617 | -6387.966 | -6652.422 | -6885.985 | -7010.564 | -7387.997 | -7557.168 | -7888.687 | -8220.368 | -8117.769 | -7419.624 | -7948.381 | -8472.344
Option 5 SC | VOWT | Policies VIC | 0 | 0 | 0 | 0 | 0 | 2000 | 2667 | 3333 | 4000 | 5000 | 6000 | 7000 | 8000 | 9000 | 0 | 0 | 0 | 0 | 0 | 0 | 0 | 0 | 0 | 0
Option 5 SC | VRET | Policies VIC | 0 | 0 | 0 | 0 | 0 | 0 | 0 | 0 | 0 | 0 | 0 | 0 | 0 | 0 | 0 | 0 | 0 | 0 | 0 | 0 | 0 | 0 | 0 | 0
Option 5 SC | WNV H2 Domestic Consumption Purchaser | Subregion flexible electricity load for Domestic H2 | 70.7579 | 69.8803 | 68.7497 | 67.89 | 139.065 | 385.6623 | 874.5564 | 1636.66 | 2702.9814 | 3408.5574 | 4106.2821 | 4819.6164 | 5518.3829 | 6209.4194 | 6853.7886 | 7486.6193 | 8159.94 | 8778.6017 | 9274.9367 | 9706.81 | 10041.15 | 10326.5843 | 10533.5469 | 10765.31
Option 5 SC | Wayatinah Min Gen | Hydro min release | 24.09 | 24.09 | 24.09 | 24.09 | 24.09 | 24.09 | 24.09 | 24.09 | 24.09 | 24.09 | 24.09 | 24.09 | 24.09 | 24.09 | 24.09 | 24.09 | 24.09 | 24.09 | 24.09 | 24.09 | 24.09 | 24.09 | 24.09 | 24.09
Option 6 SC | 2030 Emissions Budget 1 | Emissions DLT | 69603.1022 | 69793.7956 | 69603.1022 | 69603.1022 | 69603.1022 | 69793.7956 | 69634.8699 | 69634.8699 | 69634.8699 | 69825.6504 | 69634.8699 | 69634.8699 | 69603.1022 | 69793.7956 | 69603.1022 | 69603.1022 | 69603.1022 | 69793.7956 | 69634.8699 | 69634.8699 | 69634.8699 | 69825.6504 | 69634.8699 | 69634.8699
Option 6 SC | 2035 Emissions Target | Emissions DLT | 3909.2632 | 3919.9735 | 3909.2632 | 3909.2632 | 3909.2632 | 3919.9735 | 3911.0475 | 3911.0475 | 3911.0475 | 3921.7627 | 3911.0475 | 3911.0475 | 3909.2632 | 3919.9735 | 3909.2632 | 3909.2632 | 3909.2632 | 3919.9735 | 3911.0475 | 3911.0475 | 3911.0475 | 3921.7627 | 3911.0475 | 3911.0475
Option 6 SC | 2050 Emissions Budget 1 | Emissions DLT | 59138.3391 | 59300.3619 | 59138.3391 | 59138.3391 | 59138.3391 | 59300.3619 | 59165.3305 | 59165.3305 | 59165.3305 | 59327.4273 | 59165.3305 | 59165.3305 | 59138.3391 | 59300.3619 | 59138.3391 | 59138.3391 | 59138.3391 | 59300.3619 | 59165.3305 | 59165.3305 | 59165.3305 | 59327.4273 | 59165.3305 | 59165.3305
Option 6 SC | 2050 Emissions Budget 2 | Emissions DLT | 21749.6839 | 21809.2721 | 21749.6839 | 21749.6839 | 21749.6839 | 21809.2721 | 21759.6108 | 21759.6108 | 21759.6108 | 21819.2261 | 21759.6108 | 21759.6108 | 21749.6839 | 21809.2721 | 21749.6839 | 21749.6839 | 21749.6839 | 21809.2721 | 21759.6108 | 21759.6108 | 21759.6108 | 21819.2261 | 21759.6108 | 21759.6108
Option 6 SC | 2050 Emissions Budget 3 | Emissions DLT | 9474.331 | 9500.288 | 9474.331 | 9474.331 | 9474.331 | 9500.288 | 9478.6552 | 9478.6552 | 9478.6552 | 9504.6241 | 9478.6552 | 9478.6552 | 9474.331 | 9500.288 | 9474.331 | 9474.331 | 9474.331 | 9500.288 | 9478.6552 | 9478.6552 | 9478.6552 | 9504.6241 | 9478.6552 | 9478.6552
Option 6 SC | 2050 Emissions Budget 4 | Emissions DLT | 6715.6586 | 6734.0577 | 6715.6586 | 6715.6586 | 6715.6586 | 6734.0577 | 6718.7238 | 6718.7238 | 6718.7238 | 6737.1312 | 6718.7238 | 6718.7238 | 6715.6586 | 6734.0577 | 6715.6586 | 6715.6586 | 6715.6586 | 6734.0577 | 6718.7238 | 6718.7238 | 6718.7238 | 6737.1312 | 6718.7238 | 6718.7238
Option 6 SC | 2050 Emissions Budget NSW 1 | Emissions DLT | 24777.3723 | 24845.2555 | 24777.3723 | 24777.3723 | 24777.3723 | 24845.2555 | 24788.681 | 24788.681 | 24788.681 | 24856.5952 | 24788.681 | 24788.681 | 24777.3723 | 24845.2555 | 24777.3723 | 24777.3723 | 24777.3723 | 24845.2555 | 24788.681 | 24788.681 | 24788.681 | 24856.5952 | 24788.681 | 24788.681
Option 6 SC | 2050 Emissions Budget NSW 2 | Emissions DLT | 11389.5985 | 11420.8029 | 11389.5985 | 11389.5985 | 11389.5985 | 11420.8029 | 11394.7969 | 11394.7969 | 11394.7969 | 11426.0155 | 11394.7969 | 11394.7969 | 11389.5985 | 11420.8029 | 11389.5985 | 11389.5985 | 11389.5985 | 11420.8029 | 11394.7969 | 11394.7969 | 11394.7969 | 11426.0155 | 11394.7969 | 11394.7969
Option 6 SC | 2050 Emissions Budget NSW 3 | Emissions DLT | 11389.5985 | 11420.8029 | 11389.5985 | 11389.5985 | 11389.5985 | 11420.8029 | 11394.7969 | 11394.7969 | 11394.7969 | 11426.0155 | 11394.7969 | 11394.7969 | 11389.5985 | 11420.8029 | 11389.5985 | 11389.5985 | 11389.5985 | 11420.8029 | 11394.7969 | 11394.7969 | 11394.7969 | 11426.0155 | 11394.7969 | 11394.7969
Option 6 SC | 2050 Emissions Budget NSW 4 | Emissions DLT | 11389.5985 | 11420.8029 | 11389.5985 | 11389.5985 | 11389.5985 | 11420.8029 | 11394.7969 | 11394.7969 | 11394.7969 | 11426.0155 | 11394.7969 | 11394.7969 | 11389.5985 | 11420.8029 | 11389.5985 | 11389.5985 | 11389.5985 | 11420.8029 | 11394.7969 | 11394.7969 | 11394.7969 | 11426.0155 | 11394.7969 | 11394.7969
Option 6 SC | 2050 Emissions Budget QLD 1 | Emissions DLT | 33269.6168 | 33360.7664 | 33269.6168 | 33269.6168 | 33269.6168 | 33360.7664 | 33284.8015 | 33284.8015 | 33284.8015 | 33375.9927 | 33284.8015 | 33284.8015 | 33269.6168 | 33360.7664 | 33269.6168 | 33269.6168 | 33269.6168 | 33360.7664 | 33284.8015 | 33284.8015 | 33284.8015 | 33375.9927 | 33284.8015 | 33284.8015
Option 6 SC | 2050 Emissions Budget QLD 2 | Emissions DLT | 12388.6861 | 12422.6277 | 12388.6861 | 12388.6861 | 12388.6861 | 12422.6277 | 12394.3405 | 12394.3405 | 12394.3405 | 12428.2976 | 12394.3405 | 12394.3405 | 12388.6861 | 12422.6277 | 12388.6861 | 12388.6861 | 12388.6861 | 12422.6277 | 12394.3405 | 12394.3405 | 12394.3405 | 12428.2976 | 12394.3405 | 12394.3405
Option 6 SC | 2050 Emissions Budget QLD 3 | Emissions DLT | 12388.6861 | 12422.6277 | 12388.6861 | 12388.6861 | 12388.6861 | 12422.6277 | 12394.3405 | 12394.3405 | 12394.3405 | 12428.2976 | 12394.3405 | 12394.3405 | 12388.6861 | 12422.6277 | 12388.6861 | 12388.6861 | 12388.6861 | 12422.6277 | 12394.3405 | 12394.3405 | 12394.3405 | 12428.2976 | 12394.3405 | 12394.3405
Option 6 SC | 2050 Emissions Budget QLD 4 | Emissions DLT | 12388.6861 | 12422.6277 | 12388.6861 | 12388.6861 | 12388.6861 | 12422.6277 | 12394.3405 | 12394.3405 | 12394.3405 | 12428.2976 | 12394.3405 | 12394.3405 | 12388.6861 | 12422.6277 | 12388.6861 | 12388.6861 | 12388.6861 | 12422.6277 | 12394.3405 | 12394.3405 | 12394.3405 | 12428.2976 | 12394.3405 | 12394.3405
Option 6 SC | 2050 Emissions Budget SA 1 | Emissions DLT | 1415.3741 | 1419.2518 | 1415.3741 | 1415.3741 | 1415.3741 | 1419.2518 | 1416.0201 | 1416.0201 | 1416.0201 | 1419.8996 | 1416.0201 | 1416.0201 | 1415.3741 | 1419.2518 | 1415.3741 | 1415.3741 | 1415.3741 | 1419.2518 | 1416.0201 | 1416.0201 | 1416.0201 | 1419.8996 | 1416.0201 | 1416.0201
Option 6 SC | 2050 Emissions Budget SA 2 | Emissions DLT | 749.3157 | 751.3686 | 749.3157 | 749.3157 | 749.3157 | 751.3686 | 749.6577 | 749.6577 | 749.6577 | 751.7115 | 749.6577 | 749.6577 | 749.3157 | 751.3686 | 749.3157 | 749.3157 | 749.3157 | 751.3686 | 749.6577 | 749.6577 | 749.6577 | 751.7115 | 749.6577 | 749.6577
Option 6 SC | 2050 Emissions Budget SA 3 | Emissions DLT | 749.3157 | 751.3686 | 749.3157 | 749.3157 | 749.3157 | 751.3686 | 749.6577 | 749.6577 | 749.6577 | 751.7115 | 749.6577 | 749.6577 | 749.3157 | 751.3686 | 749.3157 | 749.3157 | 749.3157 | 751.3686 | 749.6577 | 749.6577 | 749.6577 | 751.7115 | 749.6577 | 749.6577
Option 6 SC | 2050 Emissions Budget SA 4 | Emissions DLT | 749.3157 | 751.3686 | 749.3157 | 749.3157 | 749.3157 | 751.3686 | 749.6577 | 749.6577 | 749.6577 | 751.7115 | 749.6577 | 749.6577 | 749.3157 | 751.3686 | 749.3157 | 749.3157 | 749.3157 | 751.3686 | 749.6577 | 749.6577 | 749.6577 | 751.7115 | 749.6577 | 749.6577
Option 6 SC | 2050 Emissions Budget VIC 1 | Emissions DLT | 22795.8485 | 22858.3029 | 22795.8485 | 22795.8485 | 22795.8485 | 22858.3029 | 22806.2529 | 22806.2529 | 22806.2529 | 22868.7357 | 22806.2529 | 22806.2529 | 22795.8485 | 22858.3029 | 22795.8485 | 22795.8485 | 22795.8485 | 22858.3029 | 22806.2529 | 22806.2529 | 22806.2529 | 22868.7357 | 22806.2529 | 22806.2529
Option 6 SC | 2050 Emissions Budget VIC 2 | Emissions DLT | 6943.6588 | 6962.6825 | 6943.6588 | 6943.6588 | 6943.6588 | 6962.6825 | 6946.8279 | 6946.8279 | 6946.8279 | 6965.8603 | 6946.8279 | 6946.8279 | 6943.6588 | 6962.6825 | 6943.6588 | 6943.6588 | 6943.6588 | 6962.6825 | 6946.8279 | 6946.8279 | 6946.8279 | 6965.8603 | 6946.8279 | 6946.8279
Option 6 SC | 2050 Emissions Budget VIC 3 | Emissions DLT | 6943.6588 | 6962.6825 | 6943.6588 | 6943.6588 | 6943.6588 | 6962.6825 | 6946.8279 | 6946.8279 | 6946.8279 | 6965.8603 | 6946.8279 | 6946.8279 | 6943.6588 | 6962.6825 | 6943.6588 | 6943.6588 | 6943.6588 | 6962.6825 | 6946.8279 | 6946.8279 | 6946.8279 | 6965.8603 | 6946.8279 | 6946.8279
Option 6 SC | 2050 Emissions Budget VIC 4 | Emissions DLT | 6943.6588 | 6962.6825 | 6943.6588 | 6943.6588 | 6943.6588 | 6962.6825 | 6946.8279 | 6946.8279 | 6946.8279 | 6965.8603 | 6946.8279 | 6946.8279 | 6943.6588 | 6962.6825 | 6943.6588 | 6943.6588 | 6943.6588 | 6962.6825 | 6946.8279 | 6946.8279 | 6946.8279 | 6965.8603 | 6946.8279 | 6946.8279
Option 6 SC | Basslink Daily Energy Limit | Special Constraints | -287.568 | -288.408 | -287.568 | -287.568 | -287.568 | -288.408 | -287.568 | -287.568 | -287.568 | -288.408 | -287.568 | -287.568 | -287.568 | -288.408 | -287.568 | -287.568 | -287.568 | -288.408 | -287.568 | -287.568 | -287.568 | -288.408 | -287.568 | -287.568
Option 6 SC | Borumba - Gen | Special Constraints | 0 | 0 | 0 | 0 | 0 | 0 | 0 | 0 | 0 | 15336000 | 26280000 | 26280000 | 26280000 | 26352000 | 26280000 | 26280000 | 26280000 | 26352000 | 26280000 | 26280000 | 26280000 | 26352000 | 26280000 | 26280000
Option 6 SC | Borumba - Pump | Special Constraints | 0 | 0 | 0 | 0 | 0 | 0 | 0 | 0 | 0 | 15336000 | 26280000 | 26280000 | 26280000 | 26352000 | 26280000 | 26280000 | 26280000 | 26352000 | 26280000 | 26280000 | 26280000 | 26352000 | 26280000 | 26280000
Option 6 SC | CIS Dispatchable NSW | Policies NEM | -1231.12 | -631.96 | -431.96 | -1241.96 | -2541.96 | -2741.96 | -2741.96 | -2783.18 | -2741.96 | -2741.96 | -2741.96 | -2741.96 | -2741.96 | -2741.96 | -2750.69 | -2750.69 | -2709.47 | -2750.69 | -2709.47 | -2709.47 | -1925.69 | -1624.85 | -1583.63 | -1583.63
Option 6 SC | CIS Dispatchable SA | Policies NEM | -30 | 788 | 788 | 788 | -461 | -461 | -461 | -205 | -461 | -461 | -461 | -205 | -461 | -461 | -461 | -461 | -461 | -461 | -205 | -461 | -431 | 0 | 0 | 0
Option 6 SC | CIS Dispatchable VIC | Policies NEM | 0 | 1220 | 1271.79 | 1271.79 | -428.21 | -428.21 | -435.41 | -428.21 | -428.21 | -428.21 | -428.21 | -428.21 | -428.21 | -428.21 | -435.41 | -428.21 | -428.21 | -435.41 | -437.03 | -428.21 | -435.41 | 0 | 0 | 0
Option 6 SC | CIS Gen NSW | Policies NEM | -4646.44 | 1715.47 | 7931.07 | 14075.07 | -8779.93 | -9539.57 | -9539.57 | -9539.57 | -9539.57 | -9539.57 | -9539.57 | -9539.57 | -9539.57 | -9539.57 | -9539.57 | -9539.57 | -9539.57 | -9539.57 | -9539.57 | -9302.56 | -8998.86 | -8966.46 | -8583 | -8583
Option 6 SC | CIS Gen SA | Policies NEM | 0 | 20.36 | 621.16 | 509.16 | -690.84 | -690.84 | -690.84 | -690.84 | -690.84 | -690.84 | -690.84 | -690.84 | -690.84 | -690.84 | -690.84 | -690.84 | -690.84 | -690.84 | -690.84 | -690.84 | -690.84 | -690.84 | -690.84 | -690.84
Option 6 SC | CIS Gen TAS | Policies NEM | 0 | 0 | 750 | 1200 | 0 | 0 | 0 | 0 | 0 | 0 | 0 | 0 | 0 | 0 | 0 | 0 | 0 | 0 | 0 | 0 | 0 | 0 | 0 | 0
Option 6 SC | CIS Gen VIC - Solar | Policies NEM | 0 | 669 | 555.93 | 555.93 | -944.07 | -944.07 | -944.07 | -944.07 | -944.07 | -944.07 | -944.07 | -944.07 | -944.07 | -944.07 | -944.07 | -944.07 | -944.07 | -944.07 | -944.07 | -944.07 | -944.07 | -944.07 | -944.07 | -944.07
Option 6 SC | CIS Gen VIC - Wind | Policies NEM | 0 | 0 | 1922 | 3500 | -600 | -600 | -600 | -600 | -600 | -600 | -600 | -600 | -600 | -600 | -600 | -600 | -600 | -600 | -600 | -600 | -600 | -600 | -600 | -600
Option 6 SC | CIS Total Dispatchable | Policies NEM | -1261.12 | 3076.04 | 5550.83 | 7262.83 | -3731.17 | -3931.17 | -3938.37 | -3716.39 | -3931.17 | -3931.17 | -3931.17 | -3675.17 | -3931.17 | -3931.17 | -3947.1 | -3939.9 | -3898.68 | -3947.1 | -3651.5 | -3898.68 | -3092.1 | -1774.85 | -1583.63 | -1583.63
Option 6 SC | CNSW H2 Domestic Consumption Purchaser | Subregion flexible electricity load for Domestic H2 | 0 | 0 | 0 | 0 | 15.2257 | 45.698 | 95.29 | 167.8479 | 264.7293 | 323.4417 | 380.3779 | 437.5829 | 492.5936 | 547.6969 | 597.9153 | 647.8229 | 703.5114 | 756.5537 | 799.706 | 841.7943 | 879.5457 | 915.948 | 947.6857 | 984.2486
Option 6 SC | CQ H2 Domestic Consumption Purchaser | Subregion flexible electricity load for Domestic H2 | 170.455 | 168.3874 | 165.6299 | 163.6243 | 163.9371 | 167.2109 | 173.712 | 185.9936 | 203.9307 | 215.6803 | 227.0274 | 239.5443 | 251.85 | 264.3586 | 275.4677 | 287.1507 | 301.6464 | 315.6511 | 327.2189 | 338.9286 | 349.3571 | 359.9637 | 369.2456 | 380.4343
Option 6 SC | CSA H2 Domestic Consumption Purchaser | Subregion flexible electricity load for Domestic H2 | 7.3521 | 7.2677 | 7.1436 | 7.0393 | 6.9871 | 11.1369 | 25.993 | 49.5879 | 83.4807 | 107.6309 | 132.4153 | 158.1493 | 183.8036 | 209.2489 | 232.2417 | 255.7086 | 282.5621 | 310.0043 | 336.3697 | 365.0521 | 393.0007 | 421.2691 | 447.3547 | 474.1871
Option 6 SC | Catagunya Min Gen | Hydro min release | 17.52 | 17.52 | 17.52 | 17.52 | 17.52 | 17.52 | 17.52 | 17.52 | 17.52 | 17.52 | 17.52 | 17.52 | 17.52 | 17.52 | 17.52 | 17.52 | 17.52 | 17.52 | 17.52 | 17.52 | 17.52 | 17.52 | 17.52 | 17.52
Option 6 SC | Combined Marinus Export | Special Constraints | 11773440 | 11805696 | 11773440 | 11773440 | 11773440 | 11805696 | 11773440 | 11773440 | 15589440 | 18393696 | 18343440 | 18343440 | 18343440 | 18393696 | 18343440 | 18343440 | 18343440 | 18393696 | 18343440 | 18343440 | 18343440 | 18393696 | 18343440 | 18343440
Option 6 SC | Combined Marinus Import | Special Constraints | 8567280 | 8590752 | 8567280 | 8567280 | 8567280 | 8590752 | 8567280 | 8567280 | 12383280 | 15178752 | 15137280 | 15137280 | 15137280 | 15178752 | 15137280 | 15137280 | 15137280 | 15178752 | 15137280 | 15137280 | 15137280 | 15178752 | 15137280 | 15137280
Option 6 SC | Constraint on Pipeline from Storage to GTs CNSW | Constraints to make diesel to come exclusively from storage | 0 | 0 | 0 | 0 | 0 | 0 | 0 | 0 | 0 | 0 | 0 | 0 | 0 | 0 | 0 | 0 | 0 | 0 | 0 | 0 | 0 | 0 | 0 | 0
Option 6 SC | Constraint on Pipeline from Storage to GTs CQ | Constraints to make diesel to come exclusively from storage | 0 | 0 | 0 | 0 | 0 | 0 | 0 | 0 | 0 | 0 | 0 | 0 | 0 | 0 | 0 | 0 | 0 | 0 | 0 | 0 | 0 | 0 | 0 | 0
Option 6 SC | Constraint on Pipeline from Storage to GTs CSA | Constraints to make diesel to come exclusively from storage | 0 | 0 | 0 | 0 | 0 | 0 | 0 | 0 | 0 | 0 | 0 | 0 | 0 | 0 | 0 | 0 | 0 | 0 | 0 | 0 | 0 | 0 | 0 | 0
Option 6 SC | Constraint on Pipeline from Storage to GTs GG | Constraints to make diesel to come exclusively from storage | 0 | 0 | 0 | 0 | 0 | 0 | 0 | 0 | 0 | 0 | 0 | 0 | 0 | 0 | 0 | 0 | 0 | 0 | 0 | 0 | 0 | 0 | 0 | 0
Option 6 SC | Constraint on Pipeline from Storage to GTs MEL | Constraints to make diesel to come exclusively from storage | 0 | 0 | 0 | 0 | 0 | 0 | 0 | 0 | 0 | 0 | 0 | 0 | 0 | 0 | 0 | 0 | 0 | 0 | 0 | 0 | 0 | 0 | 0 | 0
Option 6 SC | Constraint on Pipeline from Storage to GTs NNSW | Constraints to make diesel to come exclusively from storage | 0 | 0 | 0 | 0 | 0 | 0 | 0 | 0 | 0 | 0 | 0 | 0 | 0 | 0 | 0 | 0 | 0 | 0 | 0 | 0 | 0 | 0 | 0 | 0
Option 6 SC | Constraint on Pipeline from Storage to GTs NQ | Constraints to make diesel to come exclusively from storage | 0 | 0 | 0 | 0 | 0 | 0 | 0 | 0 | 0 | 0 | 0 | 0 | 0 | 0 | 0 | 0 | 0 | 0 | 0 | 0 | 0 | 0 | 0 | 0
Option 6 SC | Constraint on Pipeline from Storage to GTs NSA | Constraints to make diesel to come exclusively from storage | 0 | 0 | 0 | 0 | 0 | 0 | 0 | 0 | 0 | 0 | 0 | 0 | 0 | 0 | 0 | 0 | 0 | 0 | 0 | 0 | 0 | 0 | 0 | 0
Option 6 SC | Constraint on Pipeline from Storage to GTs SESA | Constraints to make diesel to come exclusively from storage | 0 | 0 | 0 | 0 | 0 | 0 | 0 | 0 | 0 | 0 | 0 | 0 | 0 | 0 | 0 | 0 | 0 | 0 | 0 | 0 | 0 | 0 | 0 | 0
Option 6 SC | Constraint on Pipeline from Storage to GTs SEV | Constraints to make diesel to come exclusively from storage | 0 | 0 | 0 | 0 | 0 | 0 | 0 | 0 | 0 | 0 | 0 | 0 | 0 | 0 | 0 | 0 | 0 | 0 | 0 | 0 | 0 | 0 | 0 | 0
Option 6 SC | Constraint on Pipeline from Storage to GTs SNSW | Constraints to make diesel to come exclusively from storage | 0 | 0 | 0 | 0 | 0 | 0 | 0 | 0 | 0 | 0 | 0 | 0 | 0 | 0 | 0 | 0 | 0 | 0 | 0 | 0 | 0 | 0 | 0 | 0
Option 6 SC | Constraint on Pipeline from Storage to GTs SNW | Constraints to make diesel to come exclusively from storage | 0 | 0 | 0 | 0 | 0 | 0 | 0 | 0 | 0 | 0 | 0 | 0 | 0 | 0 | 0 | 0 | 0 | 0 | 0 | 0 | 0 | 0 | 0 | 0
Option 6 SC | Constraint on Pipeline from Storage to GTs SQ | Constraints to make diesel to come exclusively from storage | 0 | 0 | 0 | 0 | 0 | 0 | 0 | 0 | 0 | 0 | 0 | 0 | 0 | 0 | 0 | 0 | 0 | 0 | 0 | 0 | 0 | 0 | 0 | 0
Option 6 SC | Constraint on Pipeline from Storage to GTs TAS | Constraints to make diesel to come exclusively from storage | 0 | 0 | 0 | 0 | 0 | 0 | 0 | 0 | 0 | 0 | 0 | 0 | 0 | 0 | 0 | 0 | 0 | 0 | 0 | 0 | 0 | 0 | 0 | 0
Option 6 SC | Constraint on Pipeline from Storage to GTs WNV | Constraints to make diesel to come exclusively from storage | 0 | 0 | 0 | 0 | 0 | 0 | 0 | 0 | 0 | 0 | 0 | 0 | 0 | 0 | 0 | 0 | 0 | 0 | 0 | 0 | 0 | 0 | 0 | 0
Option 6 SC | Constraint on Pipeline from Storage to GTs WOO | Constraints to make diesel to come exclusively from storage | 0 | 0 | 0 | 0 | 0 | 0 | 0 | 0 | 0 | 0 | 0 | 0 | 0 | 0 | 0 | 0 | 0 | 0 | 0 | 0 | 0 | 0 | 0 | 0
Option 6 SC | DNSP Thermal Limit on CER CNSW Area1 | DNSP Thermal Limit on CER | 962269.5 | 1099240 | 1264331.5 | 1368618 | 1448495.5 | 1609457.5 | 1584894 | 1855986 | 1950265 | 1990593 | 2044071.5 | 2138503.5 | 2288587 | 2525268 | 2589849 | 2534195.5 | 2447252.5 | 2644375 | 2891062.5 | 2969827.5 | 3092953 | 3323357.5 | 3258642.5 | 3794009
Option 6 SC | DNSP Thermal Limit on CER CQ Area1 | DNSP Thermal Limit on CER | 1214135.5 | 1438282.5 | 1635434 | 1844677.5 | 1973392 | 2134233.5 | 2266398 | 2529976.5 | 2659692 | 2850524 | 2911547.5 | 2926350.5 | 3165456.5 | 3410091.5 | 3569522 | 3423494 | 3274746 | 3651306.5 | 4022065.5 | 4051686.5 | 4171485 | 4376405 | 4693518 | 5217151.5
Option 6 SC | DNSP Thermal Limit on CER CSA Area1 | DNSP Thermal Limit on CER | 4369703.5 | 4970993 | 5542293.5 | 5902109.5 | 6603829.5 | 7231945.5 | 7807612 | 8505794 | 9415109.5 | 10195176 | 9928766 | 11826609 | 12672958.5 | 13622141 | 14131716 | 14501482.5 | 14628137.5 | 15775448 | 16799547.5 | 17032647 | 17876777 | 18996982.5 | 19706877.5 | 20614297
Option 6 SC | DNSP Thermal Limit on CER GG Area1 | DNSP Thermal Limit on CER | 155600 | 181154 | 207585 | 237317.5 | 244723.5 | 266711 | 279661 | 303196.5 | 320219.5 | 327993.5 | 338642 | 346448 | 362495 | 410569.5 | 432863.5 | 423099.5 | 399305.5 | 442073 | 476014 | 527076.5 | 563742 | 606543 | 625200 | 657931
Option 6 SC | DNSP Thermal Limit on CER MEL Area1 | DNSP Thermal Limit on CER | 903804.5 | 1074538 | 1241559.5 | 1253626 | 1475591 | 1580832 | 1696335 | 1836226 | 1944128.5 | 1963441.5 | 2045969 | 2196155.5 | 2379218 | 2573691 | 2626002 | 2645969.5 | 2448698 | 2738856 | 2977171.5 | 2883992.5 | 3272370.5 | 3382329 | 3540169.5 | 3815404.5
Option 6 SC | DNSP Thermal Limit on CER MEL Area2 | DNSP Thermal Limit on CER | 4077436.5 | 4892366 | 5709473.5 | 5763936.5 | 6859135.5 | 7368862 | 7916307.5 | 8567873 | 9044577.5 | 9075970 | 9489322.5 | 10153292 | 11053820.5 | 11986993.5 | 12279957 | 12385446.5 | 11487296.5 | 12859446 | 14092083.5 | 13559880.5 | 15481497 | 16085141.5 | 16869894.5 | 18245077.5
Option 6 SC | DNSP Thermal Limit on CER NNSW Area1 | DNSP Thermal Limit on CER | 2319485 | 2619173.5 | 3000920.5 | 3230027 | 3455891 | 3783180 | 3784977.5 | 4417095 | 4497106 | 4630417 | 4738909 | 4888101 | 5276885.5 | 5737342 | 6097179 | 5972858 | 5721246.5 | 6024370.5 | 6558027.5 | 6657969 | 6998736.5 | 7473568.5 | 7440381 | 8684916.5
Option 6 SC | DNSP Thermal Limit on CER NQ Area1 | DNSP Thermal Limit on CER | 2004455 | 2321331.5 | 2581749 | 2951374.5 | 3120879.5 | 3367430 | 3548307 | 3847397 | 3998043 | 4243889.5 | 4293045 | 4508772.5 | 4756791 | 5053722 | 5424260.5 | 5206304 | 4926321.5 | 5276491.5 | 6006003.5 | 6337836 | 6492838 | 6964466.5 | 7046529 | 7591057
Option 6 SC | DNSP Thermal Limit on CER NSA Area1 | DNSP Thermal Limit on CER | 163549.5 | 187723.5 | 208359.5 | 225657 | 249650 | 274596.5 | 299842.5 | 328945.5 | 369092.5 | 405415 | 408910 | 474385 | 523891 | 563390 | 590644.5 | 626933 | 632063 | 705668.5 | 756785.5 | 790998 | 846054 | 902103 | 961711.5 | 1025929.5
Option 6 SC | DNSP Thermal Limit on CER SESA Area1 | DNSP Thermal Limit on CER | 192389.5 | 224162 | 249699 | 270519 | 305407.5 | 341687 | 374616 | 411291.5 | 458612.5 | 495405 | 527327.5 | 612997.5 | 672570 | 726764.5 | 771765 | 809274 | 831340.5 | 911095.5 | 973244 | 1002924.5 | 1056734.5 | 1133855.5 | 1188050 | 1254240.5
Option 6 SC | DNSP Thermal Limit on CER SEV Area1 | DNSP Thermal Limit on CER | 869993.5 | 1079513 | 1309967 | 1458998 | 1718562 | 1888720.5 | 2082340 | 2257719.5 | 2400364.5 | 2502685.5 | 2660977 | 2831323.5 | 2990136 | 3309379.5 | 3358226 | 3426154.5 | 3331916.5 | 3637723 | 3848570 | 3796630.5 | 4172030 | 4385849 | 4467058.5 | 4735672.5
Option 6 SC | DNSP Thermal Limit on CER SNSW Area1 | DNSP Thermal Limit on CER | 1174766 | 1310078.5 | 1498737.5 | 1600065 | 1708618.5 | 1880050 | 1862821 | 2149223 | 2175605 | 2224902.5 | 2286962.5 | 2365366.5 | 2548270 | 2767700 | 2970013.5 | 2944803 | 2855330 | 3028007.5 | 3306100 | 3367361.5 | 3590860.5 | 3801597.5 | 3728843.5 | 4253500
Option 6 SC | DNSP Thermal Limit on CER SNSW Area2 | DNSP Thermal Limit on CER | 1043797.5 | 1166291.5 | 1344684.5 | 1434148 | 1529340.5 | 1684192.5 | 1667598 | 1945727.5 | 1964255 | 2025090.5 | 2058616.5 | 2130210.5 | 2279355 | 2527801 | 2723374.5 | 2668299.5 | 2582128.5 | 2737297 | 2991106.5 | 3057346 | 3251264 | 3406728.5 | 3321214 | 3862827.5
Option 6 SC | DNSP Thermal Limit on CER SNW Area1 | DNSP Thermal Limit on CER | 4458959.5 | 5132281 | 5992301.5 | 6641521 | 7009635.5 | 7837808 | 7861801.5 | 9126356.5 | 9454527.5 | 9698977 | 10090969 | 10411546.5 | 11474418 | 12646910 | 13544563 | 13309342 | 12985964.5 | 14103417 | 15232228.5 | 16265479 | 16763573 | 18339376.5 | 18174930 | 20690621
Option 6 SC | DNSP Thermal Limit on CER SNW Area2 | DNSP Thermal Limit on CER | 4854239 | 5492319.5 | 6312703 | 6911204.5 | 7211102 | 7994005 | 7922739.5 | 9129889.5 | 9379712.5 | 9504602 | 9796439 | 10024946 | 10997930 | 12035263 | 12813397 | 12477255.5 | 12034985 | 13019684.5 | 14076194.5 | 14959332.5 | 15293712 | 16666756.5 | 16380577 | 18617534
Option 6 SC | DNSP Thermal Limit on CER SQ Area1 | DNSP Thermal Limit on CER | 9938212.5 | 11607518.5 | 13171236 | 14613507 | 15592113 | 16394045 | 17429438.5 | 18319735 | 19347688 | 20500654.5 | 20647687 | 20838566 | 22457303 | 23906216 | 25264318.5 | 25511219 | 22931963.5 | 25603814 | 28035455.5 | 29615946 | 31128416.5 | 32381464.5 | 34330958 | 35657825.5
Option 6 SC | DNSP Thermal Limit on CER TAS Area1 | DNSP Thermal Limit on CER | 588631 | 690523 | 793388.5 | 827265 | 988272 | 1094497.5 | 1184901 | 1318139 | 1409578 | 1466903.5 | 1611783 | 1673225.5 | 1854824 | 2103135.5 | 2103989.5 | 2197931.5 | 2329299.5 | 2471090 | 2494764 | 2630453 | 2878081 | 3233742 | 3270442 | 3341494
Option 6 SC | DNSP Thermal Limit on CER WNV Area1 | DNSP Thermal Limit on CER | 396133.5 | 471282 | 543415.5 | 570307.5 | 686698 | 730555 | 777736 | 843984.5 | 907707.5 | 931417 | 976391 | 1040531.5 | 1144501.5 | 1230784 | 1252963 | 1301238.5 | 1162334.5 | 1293776 | 1392629 | 1428265 | 1650645.5 | 1703399 | 1765322 | 1891010.5
Option 6 SC | DNSP Thermal Limit on CER WNV Area2 | DNSP Thermal Limit on CER | 1549694.5 | 1862670.5 | 2178832.5 | 2333610 | 2827931.5 | 3039132 | 3287030.5 | 3577522.5 | 3846777.5 | 3971182.5 | 4246029 | 4485911.5 | 4898273 | 5450925 | 5471439 | 5640633 | 5090448.5 | 5460674.5 | 5853761.5 | 5851998 | 6789522 | 7052745.5 | 7234929 | 7547963
Option 6 SC | DNSP Thermal Limit on Distributed Resources CNSW Area1 | DNSP Thermal Limit on Distributed Resources | 5676480 | 5692032 | 5676480 | 5676480 | 5676480 | 5692032 | 5676480 | 5676480 | 5676480 | 5692032 | 5676480 | 5676480 | 5676480 | 5692032 | 5676480 | 5676480 | 5676480 | 5692032 | 5676480 | 5676480 | 5676480 | 5692032 | 5676480 | 5676480
Option 6 SC | DNSP Thermal Limit on Distributed Resources CQ Area1 | DNSP Thermal Limit on Distributed Resources | 0 | 0 | 0 | 0 | 0 | 9003600 | 8979000 | 8979000 | 8979000 | 9003600 | 8979000 | 8979000 | 8979000 | 9003600 | 8979000 | 8979000 | 8979000 | 9003600 | 8979000 | 8979000 | 8979000 | 9003600 | 8979000 | 8979000
Option 6 SC | DNSP Thermal Limit on Distributed Resources CSA Area1 | DNSP Thermal Limit on Distributed Resources | 0 | 0 | 0 | 0 | 0 | 65352960 | 65174400 | 65174400 | 65174400 | 65352960 | 65174400 | 65174400 | 65174400 | 65352960 | 65174400 | 65174400 | 65174400 | 65352960 | 65174400 | 65174400 | 65174400 | 65352960 | 65174400 | 65174400
Option 6 SC | DNSP Thermal Limit on Distributed Resources GG Area1 | DNSP Thermal Limit on Distributed Resources | 1033680 | 1036512 | 1033680 | 1033680 | 1033680 | 1036512 | 1033680 | 1033680 | 1033680 | 1036512 | 1033680 | 1033680 | 1033680 | 1036512 | 1033680 | 1033680 | 1033680 | 1036512 | 1033680 | 1033680 | 1033680 | 1036512 | 1033680 | 1033680
Option 6 SC | DNSP Thermal Limit on Distributed Resources MEL Area1 | DNSP Thermal Limit on Distributed Resources | 15978240 | 16022016 | 15978240 | 15978240 | 15978240 | 16022016 | 15978240 | 15978240 | 15978240 | 16022016 | 15978240 | 15978240 | 15978240 | 16022016 | 15978240 | 15978240 | 15978240 | 16022016 | 15978240 | 15978240 | 15978240 | 16022016 | 15978240 | 15978240
Option 6 SC | DNSP Thermal Limit on Distributed Resources MEL Area2 | DNSP Thermal Limit on Distributed Resources | 182768640 | 183269376 | 182768640 | 182768640 | 182768640 | 183269376 | 182768640 | 182768640 | 182768640 | 183269376 | 182768640 | 182768640 | 182768640 | 183269376 | 182768640 | 182768640 | 182768640 | 183269376 | 182768640 | 182768640 | 182768640 | 183269376 | 182768640 | 182768640
Option 6 SC | DNSP Thermal Limit on Distributed Resources NNSW Area1 | DNSP Thermal Limit on Distributed Resources | 0 | 0 | 0 | 0 | 0 | 9196848 | 9171720 | 9171720 | 9171720 | 9196848 | 9171720 | 9171720 | 9171720 | 9196848 | 9171720 | 9171720 | 9171720 | 9196848 | 9171720 | 9171720 | 9171720 | 9196848 | 9171720 | 9171720
Option 6 SC | DNSP Thermal Limit on Distributed Resources NQ Area1 | DNSP Thermal Limit on Distributed Resources | 0 | 0 | 0 | 0 | 0 | 16961904 | 16915560 | 16915560 | 16915560 | 16961904 | 16915560 | 16915560 | 16915560 | 16961904 | 16915560 | 16915560 | 16915560 | 16961904 | 16915560 | 16915560 | 16915560 | 16961904 | 16915560 | 16915560
Option 6 SC | DNSP Thermal Limit on Distributed Resources NSA Area1 | DNSP Thermal Limit on Distributed Resources | 3039720 | 3048048 | 3039720 | 3039720 | 3039720 | 3048048 | 3039720 | 3039720 | 3039720 | 3048048 | 3039720 | 3039720 | 3039720 | 3048048 | 3039720 | 3039720 | 3039720 | 3048048 | 3039720 | 3039720 | 3039720 | 3048048 | 3039720 | 3039720
Option 6 SC | DNSP Thermal Limit on Distributed Resources SESA Area1 | DNSP Thermal Limit on Distributed Resources | 0 | 0 | 0 | 0 | 0 | 4488624 | 4476360 | 4476360 | 4476360 | 4488624 | 4476360 | 4476360 | 4476360 | 4488624 | 4476360 | 4476360 | 4476360 | 4488624 | 4476360 | 4476360 | 4476360 | 4488624 | 4476360 | 4476360
Option 6 SC | DNSP Thermal Limit on Distributed Resources SEV Area1 | DNSP Thermal Limit on Distributed Resources | 7191960 | 7211664 | 7191960 | 7191960 | 7191960 | 7211664 | 7191960 | 7191960 | 7191960 | 7211664 | 7191960 | 7191960 | 7191960 | 7211664 | 7191960 | 7191960 | 7191960 | 7211664 | 7191960 | 7191960 | 7191960 | 7211664 | 7191960 | 7191960
Option 6 SC | DNSP Thermal Limit on Distributed Resources SNSW Area1 | DNSP Thermal Limit on Distributed Resources | 6990480 | 7009632 | 6990480 | 6990480 | 6990480 | 7009632 | 6990480 | 6990480 | 6990480 | 7009632 | 6990480 | 6990480 | 6990480 | 7009632 | 6990480 | 6990480 | 6990480 | 7009632 | 6990480 | 6990480 | 6990480 | 7009632 | 6990480 | 6990480
Option 6 SC | DNSP Thermal Limit on Distributed Resources SNSW Area2 | DNSP Thermal Limit on Distributed Resources | 8059200 | 8081280 | 8059200 | 8059200 | 8059200 | 8081280 | 8059200 | 8059200 | 8059200 | 8081280 | 8059200 | 8059200 | 8059200 | 8081280 | 8059200 | 8059200 | 8059200 | 8081280 | 8059200 | 8059200 | 8059200 | 8081280 | 8059200 | 8059200
Option 6 SC | DNSP Thermal Limit on Distributed Resources SNW Area1 | DNSP Thermal Limit on Distributed Resources | 27366240 | 27441216 | 27366240 | 27366240 | 27366240 | 27441216 | 27366240 | 27366240 | 27366240 | 27441216 | 27366240 | 27366240 | 27366240 | 27441216 | 27366240 | 27366240 | 27366240 | 27441216 | 27366240 | 27366240 | 27366240 | 27441216 | 27366240 | 27366240
Option 6 SC | DNSP Thermal Limit on Distributed Resources SNW Area2 | DNSP Thermal Limit on Distributed Resources | 59734440 | 59898096 | 59734440 | 59734440 | 59734440 | 59898096 | 59734440 | 59734440 | 59734440 | 59898096 | 59734440 | 59734440 | 59734440 | 59898096 | 59734440 | 59734440 | 59734440 | 59898096 | 59734440 | 59734440 | 59734440 | 59898096 | 59734440 | 59734440
Option 6 SC | DNSP Thermal Limit on Distributed Resources SQ Area1 | DNSP Thermal Limit on Distributed Resources | 51018240 | 51158016 | 51018240 | 51018240 | 51018240 | 51158016 | 51018240 | 51018240 | 51018240 | 51158016 | 51018240 | 51018240 | 51018240 | 51158016 | 51018240 | 51018240 | 51018240 | 51158016 | 51018240 | 51018240 | 51018240 | 51158016 | 51018240 | 51018240
Option 6 SC | DNSP Thermal Limit on Distributed Resources TAS Area1 | DNSP Thermal Limit on Distributed Resources | 3468960 | 3478464 | 3468960 | 3468960 | 3468960 | 3478464 | 3468960 | 3468960 | 3468960 | 3478464 | 3468960 | 3468960 | 3468960 | 3478464 | 3468960 | 3468960 | 3468960 | 3478464 | 3468960 | 3468960 | 3468960 | 3478464 | 3468960 | 3468960
Option 6 SC | DNSP Thermal Limit on Distributed Resources WNV Area1 | DNSP Thermal Limit on Distributed Resources | 0 | 0 | 0 | 0 | 0 | 3469680 | 3460200 | 3460200 | 3460200 | 3469680 | 3460200 | 3460200 | 3460200 | 3469680 | 3460200 | 3460200 | 3460200 | 3469680 | 3460200 | 3460200 | 3460200 | 3469680 | 3460200 | 3460200
Option 6 SC | DNSP Thermal Limit on Distributed Resources WNV Area2 | DNSP Thermal Limit on Distributed Resources | 0 | 0 | 0 | 0 | 0 | 53441856 | 53295840 | 53295840 | 53295840 | 53441856 | 53295840 | 53295840 | 53295840 | 53441856 | 53295840 | 53295840 | 53295840 | 53441856 | 53295840 | 53295840 | 53295840 | 53441856 | 53295840 | 53295840
Option 6 SC | Daily H2 Limit NSW | H2 Infrastructure Limitations | 0 | 0 | 0 | 0 | 0 | 0 | 0 | 0 | 0 | 0 | 0 | 0 | 0 | 0 | 0 | 0 | 0 | 0 | 0 | 0 | 0 | 0 | 0 | 0
Option 6 SC | Daily H2 Limit QLD | H2 Infrastructure Limitations | 0 | 0 | 0 | 0 | 0 | 0 | 0 | 0 | 0 | 0 | 0 | 0 | 0 | 0 | 0 | 0 | 0 | 0 | 0 | 0 | 0 | 0 | 0 | 0
Option 6 SC | Daily H2 Limit SA | H2 Infrastructure Limitations | 0 | 0 | 0 | 0 | 0 | 0 | 0 | 0 | 0 | 0 | 0 | 0 | 0 | 0 | 0 | 0 | 0 | 0 | 0 | 0 | 0 | 0 | 0 | 0
Option 6 SC | Daily H2 Limit TAS | H2 Infrastructure Limitations | 0 | 0 | 0 | 0 | 0 | 0 | 0 | 0 | 0 | 0 | 0 | 0 | 0 | 0 | 0 | 0 | 0 | 0 | 0 | 0 | 0 | 0 | 0 | 0
Option 6 SC | Daily H2 Limit VIC | H2 Infrastructure Limitations | 0 | 0 | 0 | 0 | 0 | 0 | 0 | 0 | 0 | 0 | 0 | 0 | 0 | 0 | 0 | 0 | 0 | 0 | 0 | 0 | 0 | 0 | 0 | 0
Option 6 SC | ExportGroup_CNSW1 | Group Network Export Constraints | 7139400 | 7158960 | 7139400 | 7139400 | 7139400 | 7158960 | 7139400 | 7139400 | 7139400 | 7158960 | 7139400 | 7139400 | 7139400 | 7158960 | 7139400 | 7139400 | 7139400 | 7158960 | 7139400 | 7139400 | 7139400 | 7158960 | 7139400 | 7139400
Option 6 SC | ExportGroup_CQ1 | Group Network Export Constraints | 16792320 | 16833120 | 16792320 | 16792320 | 16792320 | 16833120 | 16792320 | 16792320 | 16792320 | 16833120 | 16792320 | 16792320 | 16792320 | 16833120 | 16792320 | 16792320 | 16792320 | 16833120 | 16792320 | 16792320 | 16792320 | 16833120 | 16792320 | 16792320
Option 6 SC | ExportGroup_MN1 | Group Network Export Constraints | 15460080 | 15499200 | 15460080 | 15460080 | 15460080 | 15499200 | 15460080 | 15460080 | 15460080 | 15499200 | 15460080 | 15460080 | 15460080 | 15499200 | 15460080 | 15460080 | 15460080 | 15499200 | 15460080 | 15460080 | 15460080 | 15499200 | 15460080 | 15460080
Option 6 SC | ExportGroup_NET1 | Group Network Export Constraints | 14016000 | 14054400 | 14016000 | 14016000 | 14016000 | 14054400 | 14016000 | 14016000 | 14016000 | 14054400 | 14016000 | 14016000 | 14016000 | 14054400 | 14016000 | 14016000 | 14016000 | 14054400 | 14016000 | 14016000 | 14016000 | 14054400 | 14016000 | 14016000
Option 6 SC | ExportGroup_NQ1 | Group Network Export Constraints | 22380480 | 22438560 | 22380480 | 22380480 | 22380480 | 22438560 | 22380480 | 22380480 | 22380480 | 22438560 | 22380480 | 22380480 | 22380480 | 22438560 | 22380480 | 22380480 | 22380480 | 22438560 | 22380480 | 22380480 | 22380480 | 22438560 | 22380480 | 22380480
Option 6 SC | ExportGroup_NSA1 | Group Network Export Constraints | 5124600 | 5138640 | 5124600 | 5124600 | 5124600 | 5138640 | 5124600 | 5124600 | 5124600 | 5138640 | 5124600 | 5124600 | 5124600 | 5138640 | 5124600 | 5124600 | 5124600 | 5138640 | 5124600 | 5124600 | 5124600 | 5138640 | 5124600 | 5124600
Option 6 SC | ExportGroup_SEVIC1 | Group Network Export Constraints | 0 | 0 | 0 | 0 | 0 | 36892800 | 36792000 | 36792000 | 36792000 | 36892800 | 36792000 | 36792000 | 36792000 | 36892800 | 36792000 | 36792000 | 36792000 | 36892800 | 36792000 | 36792000 | 36792000 | 36892800 | 36792000 | 36792000
Option 6 SC | ExportGroup_SQ1 | Group Network Export Constraints | 12264000 | 12297600 | 12264000 | 12264000 | 12264000 | 12297600 | 12264000 | 12264000 | 12264000 | 12297600 | 12264000 | 12264000 | 12264000 | 12297600 | 12264000 | 12264000 | 12264000 | 12297600 | 12264000 | 12264000 | 12264000 | 12297600 | 12264000 | 12264000
Option 6 SC | ExportGroup_SWNSW1 | Group Network Export Constraints | 10512000 | 10540800 | 10512000 | 10512000 | 10512000 | 10540800 | 10512000 | 10512000 | 10512000 | 10540800 | 10512000 | 10512000 | 10512000 | 10540800 | 10512000 | 10512000 | 10512000 | 10540800 | 10512000 | 10512000 | 10512000 | 10540800 | 10512000 | 10512000
Option 6 SC | ExportGroup_SWNSW2 | Group Network Export Constraints | 0 | 0 | 0 | 0 | 0 | 22598400 | 38544000 | 38544000 | 38544000 | 38649600 | 38544000 | 38544000 | 38544000 | 38649600 | 38544000 | 38544000 | 38544000 | 38649600 | 38544000 | 38544000 | 38544000 | 38649600 | 38544000 | 38544000
Option 6 SC | ExportGroup_SWQLD1 | Group Network Export Constraints | 26280000 | 26352000 | 26280000 | 26280000 | 26280000 | 26352000 | 26280000 | 26280000 | 26280000 | 26352000 | 26280000 | 26280000 | 26280000 | 26352000 | 26280000 | 26280000 | 26280000 | 26352000 | 26280000 | 26280000 | 26280000 | 26352000 | 26280000 | 26280000
Option 6 SC | ExportGroup_SWV1 | Group Network Export Constraints | 21856200 | 21916080 | 21856200 | 21856200 | 21856200 | 21916080 | 21856200 | 21856200 | 21856200 | 21916080 | 21856200 | 21856200 | 21856200 | 21916080 | 21856200 | 21856200 | 21856200 | 21916080 | 21856200 | 21856200 | 21856200 | 21916080 | 21856200 | 21856200
Option 6 SC | ExportGroup_WNV1 | Group Network Export Constraints | 23802480 | 23851440 | 23802480 | 23802480 | 23802480 | 10851480 | 23802480 | 23802480 | 23802480 | 23851440 | 23802480 | 23802480 | 23802480 | 23851440 | 23802480 | 23802480 | 23802480 | 23851440 | 23802480 | 23802480 | 23802480 | 23851440 | 23802480 | 23802480
Option 6 SC | ExportGroup_WV1 | Group Network Export Constraints | 7860000 | 7878720 | 7860000 | 7860000 | 7860000 | 7878720 | 7860000 | 7860000 | 7860000 | 7878720 | 7860000 | 7860000 | 7860000 | 7878720 | 7860000 | 7860000 | 7860000 | 7878720 | 7860000 | 7860000 | 7860000 | 7878720 | 7860000 | 7860000
Option 6 SC | ExportLimit_DN1_Dubbo | Distribution REZ Export Constraints | 0 | 0 | 0 | 0 | 0 | 0 | 0 | 0 | 0 | 0 | 0 | 0 | 0 | 0 | 0 | 0 | 0 | 0 | 0 | 0 | 0 | 0 | 0 | 0
Option 6 SC | ExportLimit_DN2_Yass | Distribution REZ Export Constraints | 0 | 0 | 0 | 0 | 0 | 0 | 0 | 0 | 0 | 0 | 0 | 0 | 0 | 0 | 0 | 0 | 0 | 0 | 0 | 0 | 0 | 0 | 0 | 0
Option 6 SC | ExportLimit_DN3_Marulan | Distribution REZ Export Constraints | 0 | 0 | 0 | 0 | 0 | 0 | 0 | 0 | 0 | 0 | 0 | 0 | 0 | 0 | 0 | 0 | 0 | 0 | 0 | 0 | 0 | 0 | 0 | 0
Option 6 SC | ExportLimit_N10_Hunter Coast | REZ Network Export Constraints | 49494000 | 49629600 | 49494000 | 49494000 | 49494000 | 49629600 | 49494000 | 49494000 | 49494000 | 49629600 | 49494000 | 49494000 | 49494000 | 49629600 | 49494000 | 49494000 | 49494000 | 49629600 | 49494000 | 49494000 | 49494000 | 49629600 | 49494000 | 49494000
Option 6 SC | ExportLimit_N11_Illawarra Coast | REZ Network Export Constraints | 8760000 | 8784000 | 8760000 | 8760000 | 8760000 | 8784000 | 8760000 | 8760000 | 8760000 | 8784000 | 8760000 | 8760000 | 8760000 | 8784000 | 8760000 | 8760000 | 8760000 | 8784000 | 8760000 | 8760000 | 8760000 | 8784000 | 8760000 | 8760000
Option 6 SC | ExportLimit_N12_Illawarra | REZ Network Export Constraints | 8760000 | 8784000 | 8760000 | 8760000 | 8760000 | 8784000 | 8760000 | 8760000 | 8760000 | 8784000 | 8760000 | 8760000 | 8760000 | 8784000 | 8760000 | 8760000 | 8760000 | 8784000 | 8760000 | 8760000 | 8760000 | 8784000 | 8760000 | 8760000
Option 6 SC | ExportLimit_N13_South Cobar | REZ Network Export Constraints | 995328 | 997872 | 995328 | 995328 | 995328 | 997872 | 995328 | 995328 | 995328 | 997872 | 995328 | 995328 | 995328 | 997872 | 995328 | 995328 | 995328 | 997872 | 995328 | 995328 | 995328 | 997872 | 995328 | 995328
Option 6 SC | ExportLimit_N1_North West NSW | REZ Network Export Constraints | 1497960 | 1502064 | 1497960 | 1497960 | 1497960 | 1502064 | 1497960 | 1497960 | 1497960 | 1502064 | 1497960 | 1497960 | 1497960 | 1502064 | 1497960 | 1497960 | 1497960 | 1502064 | 1497960 | 1497960 | 1497960 | 1502064 | 1497960 | 1497960
Option 6 SC | ExportLimit_N2_New England | REZ Network Export Constraints | 5054520 | 5068368 | 5054520 | 5054520 | 5054520 | 5068368 | 5054520 | 5054520 | 5054520 | 5068368 | 5054520 | 5054520 | 5054520 | 5068368 | 5054520 | 5054520 | 5054520 | 5068368 | 5054520 | 5054520 | 5054520 | 5068368 | 5054520 | 5054520
Option 6 SC | ExportLimit_N3_Central-West Orana | REZ Network Export Constraints | 7884000 | 7905600 | 7884000 | 7884000 | 7884000 | 7905600 | 7884000 | 7884000 | 7884000 | 7905600 | 7884000 | 7884000 | 7884000 | 7905600 | 7884000 | 7884000 | 7884000 | 7905600 | 7884000 | 7884000 | 7884000 | 7905600 | 7884000 | 7884000
Option 6 SC | ExportLimit_N4_Broken Hill | REZ Network Export Constraints | 2190000 | 2196000 | 2190000 | 2190000 | 2190000 | 2196000 | 2190000 | 2190000 | 2190000 | 2196000 | 2190000 | 2190000 | 2190000 | 2196000 | 2190000 | 2190000 | 2190000 | 2196000 | 2190000 | 2190000 | 2190000 | 2196000 | 2190000 | 2190000
Option 6 SC | ExportLimit_N5_South West NSW | REZ Network Export Constraints | 3942000 | 3952800 | 3942000 | 3942000 | 3942000 | 3952800 | 3942000 | 3942000 | 3942000 | 3952800 | 3942000 | 3942000 | 3942000 | 3952800 | 3942000 | 3942000 | 3942000 | 3952800 | 3942000 | 3942000 | 3942000 | 3952800 | 3942000 | 3942000
Option 6 SC | ExportLimit_N6_Wagga Wagga | REZ Network Export Constraints | 9636000 | 9662400 | 9636000 | 9636000 | 9636000 | 9662400 | 9636000 | 9636000 | 9636000 | 9662400 | 9636000 | 9636000 | 9636000 | 9662400 | 9636000 | 9636000 | 9636000 | 9662400 | 9636000 | 9636000 | 9636000 | 9662400 | 9636000 | 9636000
Option 6 SC | ExportLimit_N7_Tumut | REZ Network Export Constraints | 0 | 0 | 0 | 0 | 0 | 0 | 0 | 0 | 0 | 0 | 0 | 0 | 0 | 0 | 0 | 0 | 0 | 0 | 0 | 0 | 0 | 0 | 0 | 0
Option 6 SC | ExportLimit_N8_Cooma-Monaro | REZ Network Export Constraints | 3066000 | 3074400 | 3066000 | 3066000 | 3066000 | 3074400 | 3066000 | 3066000 | 3066000 | 3074400 | 3066000 | 3066000 | 3066000 | 3074400 | 3066000 | 3066000 | 3066000 | 3074400 | 3066000 | 3066000 | 3066000 | 3074400 | 3066000 | 3066000
Option 6 SC | ExportLimit_N9_Hunter-Central Coast | REZ Network Export Constraints | 3504000 | 3513600 | 3504000 | 3504000 | 3504000 | 3513600 | 3504000 | 3504000 | 3504000 | 3513600 | 3504000 | 3504000 | 3504000 | 3513600 | 3504000 | 3504000 | 3504000 | 3513600 | 3504000 | 3504000 | 3504000 | 3513600 | 3504000 | 3504000
Option 6 SC | ExportLimit_Q1_Far North Qld | REZ Network Export Constraints | 6570000 | 6588000 | 6570000 | 6570000 | 6570000 | 6588000 | 6570000 | 6570000 | 6570000 | 6588000 | 6570000 | 6570000 | 6570000 | 6588000 | 6570000 | 6570000 | 6570000 | 6588000 | 6570000 | 6570000 | 6570000 | 6588000 | 6570000 | 6570000
Option 6 SC | ExportLimit_Q2_North Qld Clean Energy Hub | REZ Network Export Constraints | 6132000 | 6148800 | 6132000 | 6132000 | 6132000 | 6148800 | 6132000 | 6132000 | 6132000 | 6148800 | 6132000 | 6132000 | 6132000 | 6148800 | 6132000 | 6132000 | 6132000 | 6148800 | 6132000 | 6132000 | 6132000 | 6148800 | 6132000 | 6132000
Option 6 SC | ExportLimit_Q5_Barcaldine | REZ Network Export Constraints | 744600 | 746640 | 744600 | 744600 | 744600 | 746640 | 744600 | 744600 | 744600 | 746640 | 744600 | 744600 | 744600 | 746640 | 744600 | 744600 | 744600 | 746640 | 744600 | 744600 | 744600 | 746640 | 744600 | 744600
Option 6 SC | ExportLimit_Q9_Banana | REZ Network Export Constraints | 1314000 | 1317600 | 1314000 | 1314000 | 1314000 | 1317600 | 1314000 | 1314000 | 1314000 | 1317600 | 1314000 | 1314000 | 1314000 | 1317600 | 1314000 | 1314000 | 1314000 | 1317600 | 1314000 | 1314000 | 1314000 | 1317600 | 1314000 | 1314000
Option 6 SC | ExportLimit_S2_Riverland | REZ Network Export Constraints | 1138800 | 1141920 | 1138800 | 1138800 | 1138800 | 1141920 | 1138800 | 1138800 | 1138800 | 1141920 | 1138800 | 1138800 | 1138800 | 1141920 | 1138800 | 1138800 | 1138800 | 1141920 | 1138800 | 1138800 | 1138800 | 1141920 | 1138800 | 1138800
Option 6 SC | ExportLimit_S4_Yorke Peninsula | REZ Network Export Constraints | 876000 | 878400 | 876000 | 876000 | 876000 | 878400 | 876000 | 876000 | 876000 | 878400 | 876000 | 876000 | 876000 | 878400 | 876000 | 876000 | 876000 | 878400 | 876000 | 876000 | 876000 | 878400 | 876000 | 876000
Option 6 SC | ExportLimit_S6_Roxby Downs | REZ Network Export Constraints | 4380000 | 4392000 | 4380000 | 4380000 | 4380000 | 4392000 | 4380000 | 4380000 | 4380000 | 4392000 | 4380000 | 4380000 | 4380000 | 4392000 | 4380000 | 4380000 | 4380000 | 4392000 | 4380000 | 4380000 | 4380000 | 4392000 | 4380000 | 4380000
Option 6 SC | ExportLimit_S7_Eastern Eyre Peninsula | REZ Network Export Constraints | 2628000 | 2635200 | 2628000 | 2628000 | 2628000 | 2635200 | 2628000 | 2628000 | 2628000 | 2635200 | 2628000 | 2628000 | 2628000 | 2635200 | 2628000 | 2628000 | 2628000 | 2635200 | 2628000 | 2628000 | 2628000 | 2635200 | 2628000 | 2628000
Option 6 SC | ExportLimit_S8_Western Eyre Peninsula | REZ Network Export Constraints | 0 | 0 | 0 | 0 | 0 | 0 | 0 | 0 | 0 | 0 | 0 | 0 | 0 | 0 | 0 | 0 | 0 | 0 | 0 | 0 | 0 | 0 | 0 | 0
Option 6 SC | ExportLimit_T1_North East Tasmania | REZ Network Export Constraints | 3504000 | 3513600 | 3504000 | 3504000 | 3504000 | 3513600 | 3504000 | 3504000 | 3504000 | 3513600 | 3504000 | 3504000 | 3504000 | 3513600 | 3504000 | 3504000 | 3504000 | 3513600 | 3504000 | 3504000 | 3504000 | 3513600 | 3504000 | 3504000
Option 6 SC | ExportLimit_T2_North West Tasmania | REZ Network Export Constraints | 1337520 | 1344168 | 1337520 | 1337520 | 1337520 | 1344168 | 1337520 | 1337520 | 1337520 | 1344168 | 1337520 | 1337520 | 1337520 | 1344168 | 1337520 | 1337520 | 1337520 | 1344168 | 1337520 | 1337520 | 1337520 | 1344168 | 1337520 | 1337520
Option 6 SC | ExportLimit_T3_Central Highlands | REZ Network Export Constraints | 7080120 | 7096968 | 7080120 | 7080120 | 7080120 | 7096968 | 7080120 | 7080120 | 7080120 | 7096968 | 7080120 | 7080120 | 7080120 | 7096968 | 7080120 | 7080120 | 7080120 | 7096968 | 7080120 | 7080120 | 7080120 | 7096968 | 7080120 | 7080120
Option 6 SC | ExportLimit_V1_North West VIC | REZ Network Export Constraints | 4932960 | 4943520 | 4932960 | 4932960 | 4932960 | 4943520 | 4932960 | 4932960 | 4932960 | 4943520 | 4932960 | 4932960 | 4932960 | 4943520 | 4932960 | 4932960 | 4932960 | 4943520 | 4932960 | 4932960 | 4932960 | 4943520 | 4932960 | 4932960
Option 6 SC | ExportLimit_V2_Central Highlands VIC | REZ Network Export Constraints | 6283200 | 6297600 | 6283200 | 6283200 | 6283200 | 6297600 | 6283200 | 6283200 | 6283200 | 6297600 | 6283200 | 6283200 | 6283200 | 6297600 | 6283200 | 6283200 | 6283200 | 6297600 | 6283200 | 6283200 | 6283200 | 6297600 | 6283200 | 6283200
Option 6 SC | ExportLimit_V7_Central North VIC | REZ Network Export Constraints | 9032400 | 9048000 | 9032400 | 9032400 | 9032400 | 9048000 | 9032400 | 9032400 | 9032400 | 9048000 | 9032400 | 9032400 | 9032400 | 9048000 | 9032400 | 9032400 | 9032400 | 9048000 | 9032400 | 9032400 | 9032400 | 9048000 | 9032400 | 9032400
Option 6 SC | ExportLimit_V8_Gippsland Offshore | REZ Network Export Constraints | 0 | 0 | 0 | 0 | 0 | 0 | 0 | 0 | 0 | 0 | 0 | 0 | 0 | 0 | 0 | 0 | 0 | 0 | 0 | 0 | 0 | 0 | 0 | 0
Option 6 SC | GG H2 Green Commodities Consumption Purchaser | Subregion flexible electricity load for Green Commodities H2 | 0 | 0 | 0 | 0 | 0 | 0 | 0 | 0 | 491.5259 | 516.4356 | 520.8313 | 515.8824 | 523.211 | 542.3207 | 580.2686 | 635.269 | 716.6343 | 804.8947 | 906.8351 | 1015.0439 | 1140.3907 | 1282.5957 | 1417.9947 | 1539.7909
Option 6 SC | Gas Zone Daily Offtake Limit Colongra | Gas Infrastructure Limitations by Gas Zone | 14724.1 | 14764.44 | 14724.1 | 14724.1 | 14724.1 | 14764.44 | 14724.1 | 14724.1 | 14724.1 | 14764.44 | 14724.1 | 14724.1 | 14724.1 | 14764.44 | 14724.1 | 14724.1 | 14724.1 | 14764.44 | 14724.1 | 14724.1 | 14724.1 | 14764.44 | 14724.1 | 14724.1
Option 6 SC | Gas Zone Daily Offtake Limit Gippsland | Gas Infrastructure Limitations by Gas Zone | 262949.23 | 354549.48 | 304359.5 | 285980.59 | 280142.05 | 239296.04 | 241707.66 | 229742.27 | 197089.85 | 191313.2 | 247284.52 | 241360.71 | 193081.91 | 230414.24 | 233012.45 | 233229.63 | 239652.11 | 183455.55 | 156526.92 | 156526.92 | 156526.92 | 156969.04 | 156526.92 | 156526.92
Option 6 SC | Gas Zone Daily Offtake Limit Gladstone | Gas Infrastructure Limitations by Gas Zone | 9103.39 | 17552.22 | 26385.1 | 41246.68 | 56511.48 | 57504.8 | 58214.08 | 58890.28 | 59080.18 | 59103.17 | 58990.84 | 59190.17 | 59232.04 | 59248.13 | 59137.98 | 59293.01 | 59365.4 | 59403.91 | 59330.76 | 59330.76 | 59330.76 | 59486.62 | 59330.76 | 59330.76
Option 6 SC | Gas Zone Daily Offtake Limit Kurri Kurri | Gas Infrastructure Limitations by Gas Zone | 21900 | 21960 | 21900 | 21900 | 21900 | 21960 | 21900 | 21900 | 21900 | 21960 | 21900 | 21900 | 21900 | 21960 | 21900 | 21900 | 21900 | 21960 | 21900 | 21900 | 21900 | 21960 | 21900 | 21900
Option 6 SC | Gas Zone Daily Offtake Limit Laverton North | Gas Infrastructure Limitations by Gas Zone | 28836.93 | 28458.12 | 27340.32 | 29059.61 | 28413.44 | 28813.15 | 28443.3 | 28592.31 | 28964.05 | 28613.69 | 28221.65 | 28444.74 | 28884.49 | 28130.32 | 27838.38 | 28331.8 | 28638.83 | 28934.08 | 29243.8 | 29243.8 | 29243.8 | 29323.92 | 29243.8 | 29243.8
Option 6 SC | Gas Zone Daily Offtake Limit Melbourne | Gas Infrastructure Limitations by Gas Zone | 376185.92 | 470262.78 | 430864.02 | 417592.39 | 417222.73 | 380825.38 | 389412.31 | 381986.83 | 376304.97 | 398021.4 | 458123.29 | 456586.98 | 412979.2 | 455181.73 | 463772.03 | 466741.65 | 474100.61 | 426773.3 | 399027.34 | 399027.34 | 399027.34 | 400210.36 | 399027.34 | 399027.34
Option 6 SC | Gas Zone Daily Offtake Limit Moomba | Gas Infrastructure Limitations by Gas Zone | 251237.37 | 242827.83 | 234669.06 | 227197.74 | 220615.43 | 216000.5 | 240216.42 | 262600.12 | 254424.01 | 249363.49 | 243566.62 | 239172.6 | 235943.22 | 233815.53 | 231271.44 | 229093.87 | 227785.78 | 227273.25 | 225678.8 | 225678.8 | 225678.8 | 226316.39 | 225678.8 | 225678.8
Option 6 SC | Gas Zone Daily Offtake Limit NQGP | Gas Infrastructure Limitations by Gas Zone | 5651.9 | 5678.26 | 5833.72 | 5865.57 | 5652.32 | 5659.15 | 5866.91 | 5861.8 | 5650.64 | 5675.71 | 5832.94 | 5855.85 | 5653.6 | 5669.34 | 5851.62 | 54038.08 | 102799.02 | 103088.07 | 102676.25 | 102676.25 | 102676.25 | 102958.03 | 102676.25 | 102676.25
Option 6 SC | Gas Zone Daily Offtake Limit Newcastle | Gas Infrastructure Limitations by Gas Zone | 40150 | 40260 | 40150 | 40150 | 40150 | 40260 | 40150 | 40150 | 40150 | 40260 | 40150 | 40150 | 40150 | 40260 | 40150 | 40150 | 40150 | 40260 | 40150 | 40150 | 40150 | 40260 | 40150 | 40150
Option 6 SC | Gas Zone Daily Offtake Limit Northern | Gas Infrastructure Limitations by Gas Zone | 1505342.63 | 1510744.91 | 1511086.54 | 1509426.08 | 1485177.95 | 1419629.78 | 1330025.5 | 1261790.08 | 1209301.84 | 1151021.82 | 1090848.47 | 1040009.83 | 985550.1 | 925690.52 | 863168.48 | 871817.59 | 875248.69 | 815601.68 | 782352.15 | 782352.15 | 782352.15 | 784489.1 | 782352.15 | 782352.15
Option 6 SC | Gas Zone Daily Offtake Limit Port Campbell | Gas Infrastructure Limitations by Gas Zone | 272710.11 | 271861.37 | 260248 | 257255.01 | 276310.78 | 267524.62 | 287824.86 | 307994.3 | 403887.29 | 504728.1 | 501708.91 | 500354.27 | 496267.17 | 494056.71 | 493665.89 | 493678.18 | 520001.35 | 549160.94 | 546724.26 | 546724.26 | 546724.26 | 548226.37 | 546724.26 | 546724.26
Option 6 SC | Gas Zone Daily Offtake Limit Southern | Gas Infrastructure Limitations by Gas Zone | 563868.53 | 655092.49 | 590536.13 | 566379.03 | 581331.28 | 529978.15 | 591860.88 | 621935.73 | 685008.2 | 783697.16 | 837652.38 | 829172.33 | 779611.71 | 822114.54 | 829636.23 | 829397.23 | 863101.44 | 847328.81 | 816086.9 | 816086.9 | 816086.9 | 818464.62 | 816086.9 | 816086.9
Option 6 SC | Gordon Min Gen | Hydro min release | 32.85 | 32.85 | 32.85 | 32.85 | 32.85 | 32.85 | 32.85 | 32.85 | 32.85 | 32.85 | 32.85 | 32.85 | 32.85 | 32.85 | 32.85 | 32.85 | 32.85 | 32.85 | 32.85 | 32.85 | 32.85 | 32.85 | 32.85 | 32.85
Option 6 SC | ImportGroup_N9_Hydrogen | Group Network Import Constraints | 8935200 | 8959680 | 8935200 | 8935200 | 8935200 | 8959680 | 8935200 | 8935200 | 8935200 | 8959680 | 8935200 | 8935200 | 8935200 | 8959680 | 8935200 | 8935200 | 8935200 | 8959680 | 8935200 | 8935200 | 8935200 | 8959680 | 8935200 | 8935200
Option 6 SC | ImportGroup_NSA1 | Group Network Import Constraints | 5168400 | 5182560 | 5168400 | 5168400 | 5168400 | 5182560 | 5168400 | 5168400 | 5168400 | 5182560 | 5168400 | 5168400 | 5168400 | 5182560 | 5168400 | 5168400 | 5168400 | 5182560 | 5168400 | 5168400 | 5168400 | 5182560 | 5168400 | 5168400
Option 6 SC | ImportGroup_Q1_Hydrogen | Group Network Import Constraints | 4292400 | 4304160 | 4292400 | 4292400 | 4292400 | 4304160 | 4292400 | 4292400 | 4292400 | 4304160 | 4292400 | 4292400 | 4292400 | 4304160 | 4292400 | 4292400 | 4292400 | 4304160 | 4292400 | 4292400 | 4292400 | 4304160 | 4292400 | 4292400
Option 6 SC | ImportGroup_Q4_Hydrogen | Group Network Import Constraints | 8409600 | 8432640 | 8409600 | 8409600 | 8409600 | 8432640 | 8409600 | 8409600 | 8409600 | 8432640 | 8409600 | 8409600 | 8409600 | 8432640 | 8409600 | 8409600 | 8409600 | 8432640 | 8409600 | 8409600 | 8409600 | 8432640 | 8409600 | 8409600
Option 6 SC | ImportGroup_Q7_Hydrogen | Group Network Import Constraints | 9198000 | 9223200 | 9198000 | 9198000 | 9198000 | 9223200 | 9198000 | 9198000 | 9198000 | 9223200 | 9198000 | 9198000 | 9198000 | 9223200 | 9198000 | 9198000 | 9198000 | 9223200 | 9198000 | 9198000 | 9198000 | 9223200 | 9198000 | 9198000
Option 6 SC | ImportLimit_N12_Illawarra | REZ Network Import Constraints | 8760000 | 8784000 | 8760000 | 8760000 | 8760000 | 8784000 | 8760000 | 8760000 | 8760000 | 8784000 | 8760000 | 8760000 | 8760000 | 8784000 | 8760000 | 8760000 | 8760000 | 8784000 | 8760000 | 8760000 | 8760000 | 8784000 | 8760000 | 8760000
Option 6 SC | ImportLimit_N1_North West NSW | REZ Network Import Constraints | 490560 | 491904 | 490560 | 490560 | 490560 | 491904 | 490560 | 490560 | 490560 | 491904 | 490560 | 490560 | 490560 | 491904 | 490560 | 490560 | 490560 | 491904 | 490560 | 490560 | 490560 | 491904 | 490560 | 490560
Option 6 SC | ImportLimit_N3_Central-West Orana | REZ Network Import Constraints | 7884000 | 7905600 | 7884000 | 7884000 | 7884000 | 7905600 | 7884000 | 7884000 | 7884000 | 7905600 | 7884000 | 7884000 | 7884000 | 7905600 | 7884000 | 7884000 | 7884000 | 7905600 | 7884000 | 7884000 | 7884000 | 7905600 | 7884000 | 7884000
Option 6 SC | ImportLimit_N8_Cooma-Monaro | REZ Network Import Constraints | 1182600 | 1185840 | 1182600 | 1182600 | 1182600 | 1185840 | 1182600 | 1182600 | 1182600 | 1185840 | 1182600 | 1182600 | 1182600 | 1185840 | 1182600 | 1182600 | 1182600 | 1185840 | 1182600 | 1182600 | 1182600 | 1185840 | 1182600 | 1182600
Option 6 SC | ImportLimit_Q1_Far North Qld | REZ Network Import Constraints | 805920 | 808128 | 805920 | 805920 | 805920 | 808128 | 805920 | 805920 | 805920 | 808128 | 805920 | 805920 | 805920 | 808128 | 805920 | 805920 | 805920 | 808128 | 805920 | 805920 | 805920 | 808128 | 805920 | 805920
Option 6 SC | ImportLimit_S3_Mid-North SA | REZ Network Import Constraints | 3924480 | 3935232 | 3924480 | 3924480 | 3924480 | 3935232 | 3924480 | 3924480 | 3924480 | 3935232 | 3924480 | 3924480 | 3924480 | 3935232 | 3924480 | 3924480 | 3924480 | 3935232 | 3924480 | 3924480 | 3924480 | 3935232 | 3924480 | 3924480
Option 6 SC | ImportLimit_S7_Eastern Eyre Peninsula | REZ Network Import Constraints | 1322760 | 1326384 | 1322760 | 1322760 | 1322760 | 1326384 | 1322760 | 1322760 | 1322760 | 1326384 | 1322760 | 1322760 | 1322760 | 1326384 | 1322760 | 1322760 | 1322760 | 1326384 | 1322760 | 1322760 | 1322760 | 1326384 | 1322760 | 1322760
Option 6 SC | ImportLimit_T1_North East Tasmania | REZ Network Import Constraints | 3942000 | 3952800 | 3942000 | 3942000 | 3942000 | 3952800 | 3942000 | 3942000 | 3942000 | 3952800 | 3942000 | 3942000 | 3942000 | 3952800 | 3942000 | 3942000 | 3942000 | 3952800 | 3942000 | 3942000 | 3942000 | 3952800 | 3942000 | 3942000
Option 6 SC | ImportLimit_T3_Central Highlands | REZ Network Import Constraints | 4818000 | 4831200 | 4818000 | 4818000 | 4818000 | 4831200 | 4818000 | 4818000 | 4818000 | 4831200 | 4818000 | 4818000 | 4818000 | 4831200 | 4818000 | 4818000 | 4818000 | 4831200 | 4818000 | 4818000 | 4818000 | 4831200 | 4818000 | 4818000
Option 6 SC | ImportLimit_V1_North West VIC | REZ Network Import Constraints | 3241200 | 3250080 | 3241200 | 3241200 | 3241200 | 3250080 | 3241200 | 3241200 | 3241200 | 3250080 | 3241200 | 3241200 | 3241200 | 3250080 | 3241200 | 3241200 | 3241200 | 3250080 | 3241200 | 3241200 | 3241200 | 3250080 | 3241200 | 3241200
Option 6 SC | ImportLimit_V5_South West VIC | REZ Network Import Constraints | 27856800 | 27933120 | 27856800 | 27856800 | 27856800 | 27933120 | 27856800 | 27856800 | 27856800 | 27933120 | 27856800 | 27856800 | 27856800 | 27933120 | 27856800 | 27856800 | 27856800 | 27933120 | 27856800 | 27856800 | 27856800 | 27933120 | 27856800 | 27856800
Option 6 SC | ImportLimit_V7_Central North VIC | REZ Network Import Constraints | 4380000 | 4392000 | 4380000 | 4380000 | 4380000 | 4392000 | 4380000 | 4380000 | 4380000 | 4392000 | 4380000 | 4380000 | 4380000 | 4392000 | 4380000 | 4380000 | 4380000 | 4392000 | 4380000 | 4380000 | 4380000 | 4392000 | 4380000 | 4380000
Option 6 SC | Kareeya Min Gen | Hydro min release | 10.95 | 10.95 | 10.95 | 10.95 | 10.95 | 10.95 | 10.95 | 10.95 | 10.95 | 10.95 | 10.95 | 10.95 | 10.95 | 10.95 | 10.95 | 10.95 | 10.95 | 10.95 | 10.95 | 10.95 | 10.95 | 10.95 | 10.95 | 10.95
Option 6 SC | Liapootah Min Gen | Hydro min release | 43.8 | 43.8 | 43.8 | 43.8 | 43.8 | 43.8 | 43.8 | 43.8 | 43.8 | 43.8 | 43.8 | 43.8 | 43.8 | 43.8 | 43.8 | 43.8 | 43.8 | 43.8 | 43.8 | 43.8 | 43.8 | 43.8 | 43.8 | 43.8
Option 6 SC | N >> 11-0_17-0 | NetworkConstraints | 35498879.6 | 39416434.94 | 38970166.675 | 38842048.95 | 33389864.79 | 33825684.58 | 33992006.175 | 34190268.57 | 34345651.415 | 34601929.4 | 34638227.43 | 34769502.34 | 35032658.74 | 35301822.35 | 35285570.175 | 35460346.68 | 35355402.07 | 35611462.73 | 35829295.565 | 36024019.685 | 36113012.895 | 36390887.165 | 36391520.235 | 36665912.275
Option 6 SC | N >> 11-0_39/1 | NetworkConstraints | 0 | 0 | 0 | 0 | 45284756.34 | 45862712.365 | 46077518.535 | 0 | 0 | 0 | 0 | 0 | 0 | 0 | 0 | 0 | 0 | 0 | 0 | 0 | 0 | 0 | 0 | 0
Option 6 SC | N >> 11-0_BAN_SCRK_1 | NetworkConstraints | 0 | 0 | 0 | 0 | 0 | 0 | 0 | 46949351.055 | 47149892.825 | 47487836.495 | 47527218.97 | 47696731.41 | 48035862.795 | 48390787.395 | 48362410.195 | 48587377.005 | 48452006.65 | 48790033.665 | 49063215.055 | 49313932.075 | 49429364.99 | 49795123.26 | 49788519.45 | 50142175.32
Option 6 SC | N >> 12-0_14-0_R | NetworkConstraints | 58244106.35 | 59045808.7 | 60013528.155 | 64750241.145 | 73814040.275 | 75632496.425 | 76606248.91 | 81883612.26 | 82862549.515 | 84113180.79 | 84701694.795 | 85529983.665 | 87180451.26 | 88517380.18 | 88775767.17 | 89867998.12 | 89207914.535 | 90462550.04 | 92187439.835 | 93405405.465 | 93974547.6 | 95360347.75 | 95724828.095 | 97446406.665
Option 6 SC | N >> 12-0_39-1_R | NetworkConstraints | 65703216.26 | 66812391.4 | 67548431.39 | 69662028.505 | 0 | 0 | 0 | 0 | 0 | 0 | 0 | 0 | 0 | 0 | 0 | 0 | 0 | 0 | 0 | 0 | 0 | 0 | 0 | 0
Option 6 SC | N >> 12-0_39/1_R | NetworkConstraints | 0 | 0 | 0 | 0 | 75499700.69 | 77436837.575 | 78487051.34 | 86293517.855 | 87345334.715 | 88684696.23 | 89321428.15 | 90211374.345 | 91984757.59 | 93416818.91 | 93698835.465 | 94872428.69 | 94163197.46 | 95506830.82 | 97364579.355 | 98673268.955 | 99284736.22 | 100769332.47 | 101165347.45 | 103015138.09
Option 6 SC | N >> 12-0_BAN_SCRK_1_R | NetworkConstraints | 0 | 0 | 0 | 0 | 0 | 0 | 0 | 88368078.965 | 89427073.195 | 90779326.64 | 91416538.305 | 92312590.865 | 94097882.74 | 95543598.405 | 95823701.63 | 97005071.12 | 96291027.8 | 97647724.005 | 99514094.33 | 100831487.35 | 101447343.965 | 102945802.145 | 103340668.655 | 105202892.855
Option 6 SC | N >> 16-0_39/1_R | NetworkConstraints | 0 | 0 | 0 | 0 | 46600920.91 | 46977453.755 | 47043281.57 | 0 | 0 | 0 | 0 | 0 | 0 | 0 | 0 | 0 | 0 | 0 | 0 | 0 | 0 | 0 | 0 | 0
Option 6 SC | N >> 16-0_8-0_R | NetworkConstraints | 34538601.43 | 44364333.12 | 43623250.285 | 43630586.655 | 39022468.29 | 39205201.595 | 39164575.625 | 43132891.035 | 43027455.515 | 43029474.325 | 42829745.41 | 42740420.475 | 42563318.395 | 42555562.625 | 42391314.33 | 42274482.805 | 42345474.975 | 42346591.165 | 42025108.035 | 41894721.185 | 41832660.815 | 41820178.26 | 41644534.565 | 41459732.86
Option 6 SC | N >> 16-0_BAN_SCRK_1_R | NetworkConstraints | 0 | 0 | 0 | 0 | 0 | 0 | 0 | 61476477.205 | 61424502.06 | 61531169.24 | 61327156.49 | 61283088.145 | 61195992.525 | 61297694.985 | 61111146.765 | 61053805.19 | 61088769.925 | 61194842.12 | 60931013.305 | 60866986.3 | 60836155.35 | 60935695.735 | 60743539.075 | 60652637.89
Option 6 SC | N >> 17-0_11-0 | NetworkConstraints | 36638370.29 | 41611784.785 | 40721155.54 | 39914690.29 | 33604652.915 | 34018933.78 | 34168168.59 | 33721667.105 | 33839548.495 | 34055005.185 | 34061718.045 | 34161248.36 | 34361264.96 | 34586241.445 | 34553039.96 | 34686078.245 | 34606408.345 | 34821430.98 | 34966231.86 | 35114400.85 | 35181492.105 | 35413377.16 | 35392999.905 | 35601524.76
Option 6 SC | N >> 17-0_39/1 | NetworkConstraints | 0 | 0 | 0 | 0 | 47271570.01 | 47806309.78 | 47979019.655 | 0 | 0 | 0 | 0 | 0 | 0 | 0 | 0 | 0 | 0 | 0 | 0 | 0 | 0 | 0 | 0 | 0
Option 6 SC | N >> 17-0_BAN_SCRK_1 | NetworkConstraints | 0 | 0 | 0 | 0 | 0 | 0 | 0 | 48349566.83 | 48454865.185 | 48696015.965 | 48653358.84 | 48742254.79 | 48920992.9 | 49170602.185 | 49092281.67 | 49211200.88 | 49140025.04 | 49380735.925 | 49461499.055 | 49593935.715 | 49653786.635 | 49909623.195 | 49842759.885 | 50029096.35
Option 6 SC | N >> 18-0_5-0 | NetworkConstraints | 0 | 0 | 0 | 6275538.115 | 0 | 0 | 0 | 0 | 0 | 0 | 0 | 0 | 0 | 0 | 0 | 0 | 0 | 0 | 0 | 0 | 0 | 0 | 0 | 0
Option 6 SC | N >> 18-0_5-0_R | NetworkConstraints | 13282803.05 | 12527066.49 | 12426283.64 | 4266806.61 | 12553243.67 | 12625520.185 | 12625532.31 | 12188308.56 | 12211486.84 | 12268688.935 | 12255565.44 | 12275018.56 | 12315055.835 | 12373640.525 | 12352580.255 | 12379585.51 | 12363816 | 12420422.945 | 12435145.735 | 12465119.635 | 12477506.975 | 12538020.33 | 12519509.91 | 12561187.875
Option 6 SC | N >> 31-0_32-0 | NetworkConstraints | 73638253.535 | 82829350.745 | 83237693.46 | 93398673.775 | 0 | 0 | 0 | 0 | 0 | 0 | 0 | 0 | 0 | 0 | 0 | 0 | 0 | 0 | 0 | 0 | 0 | 0 | 0 | 0
Option 6 SC | N >> 32-0_31-0 | NetworkConstraints | 64612067.665 | 66007558.42 | 66318489.355 | 74157814.82 | 0 | 0 | 0 | 0 | 0 | 0 | 0 | 0 | 0 | 0 | 0 | 0 | 0 | 0 | 0 | 0 | 0 | 0 | 0 | 0
Option 6 SC | N >> 32/2_31-0 | NetworkConstraints | 0 | 0 | 0 | 0 | 82081103.305 | 83174111.06 | 83572422.2 | 83948060.17 | 84407008.215 | 85120473.51 | 85269022.495 | 85657372.1 | 86430613.93 | 87184636.08 | 87178549.26 | 87690185.53 | 87380741.035 | 88096511.475 | 88777191.83 | 89347693.05 | 89614992.42 | 90391556.82 | 90435251.795 | 91241739.145
Option 6 SC | N >> 32/2_38/2 | NetworkConstraints | 0 | 0 | 0 | 0 | 84146230 | 85334296.47 | 85791133.36 | 86123190.15 | 86633192.83 | 87406407.875 | 87591107.93 | 88022658.635 | 88881950.19 | 89700242.67 | 89713099.415 | 90281655.595 | 89937791.97 | 90713533.435 | 91489612.21 | 92123592.89 | 92420612.425 | 93263971.97 | 93332135.88 | 94228388.555
Option 6 SC | N >> 38/1_32/1_R | NetworkConstraints | 0 | 0 | 0 | 0 | 145265294.5 | 147666573.5 | 148727069.85 | 143980158 | 145204176.35 | 146873830.65 | 147503229.7 | 148539011.95 | 150601624.55 | 152379715.7 | 152596519.25 | 153961080.45 | 153135853.5 | 154811306.3 | 156860461.95 | 158382190.8 | 159094921.3 | 160933308.65 | 161282773.25 | 163434258.1
Option 6 SC | N >> 38/2_32/2 | NetworkConstraints | 0 | 0 | 0 | 0 | 86945479.15 | 88560589.3 | 89307591.01 | 89568560.665 | 90320312.065 | 91357643.455 | 91732320.185 | 92368447.225 | 93635177.055 | 94739027.36 | 94860336.09 | 95698434.085 | 95191587.095 | 96232534.285 | 97479084.96 | 98413663.22 | 98851405.63 | 99992266.97 | 100195075.705 | 101516341.21
Option 6 SC | N >> 39-1_11-0 | NetworkConstraints | 49920133.08 | 58202739.47 | 58322052.24 | 59468534.34 | 0 | 0 | 0 | 0 | 0 | 0 | 0 | 0 | 0 | 0 | 0 | 0 | 0 | 0 | 0 | 0 | 0 | 0 | 0 | 0
Option 6 SC | N >> 39-1_16-0 | NetworkConstraints | 49682172.72 | 58057168.82 | 58084056.325 | 59238525.425 | 0 | 0 | 0 | 0 | 0 | 0 | 0 | 0 | 0 | 0 | 0 | 0 | 0 | 0 | 0 | 0 | 0 | 0 | 0 | 0
Option 6 SC | N >> 39-1_17-0 | NetworkConstraints | 49137321.67 | 57341480.515 | 57193300.18 | 58344448.03 | 0 | 0 | 0 | 0 | 0 | 0 | 0 | 0 | 0 | 0 | 0 | 0 | 0 | 0 | 0 | 0 | 0 | 0 | 0 | 0
Option 6 SC | N >> 39-1_3W-0 | NetworkConstraints | 52632810.185 | 61692222.92 | 61770582.54 | 62942393.99 | 0 | 0 | 0 | 0 | 0 | 0 | 0 | 0 | 0 | 0 | 0 | 0 | 0 | 0 | 0 | 0 | 0 | 0 | 0 | 0
Option 6 SC | N >> 39-1_5A6-0 | NetworkConstraints | 50701091.22 | 59221718.26 | 59305812.88 | 60113653.68 | 0 | 0 | 0 | 0 | 0 | 0 | 0 | 0 | 0 | 0 | 0 | 0 | 0 | 0 | 0 | 0 | 0 | 0 | 0 | 0
Option 6 SC | N >> 39-1_8-0 | NetworkConstraints | 49798089.96 | 58205275.7 | 58255329.515 | 59411603.07 | 0 | 0 | 0 | 0 | 0 | 0 | 0 | 0 | 0 | 0 | 0 | 0 | 0 | 0 | 0 | 0 | 0 | 0 | 0 | 0
Option 6 SC | N >> 39-1_NIL | NetworkConstraints | 50616641.38 | 51261943.545 | 51378499.62 | 52331868.73 | 0 | 0 | 0 | 0 | 0 | 0 | 0 | 0 | 0 | 0 | 0 | 0 | 0 | 0 | 0 | 0 | 0 | 0 | 0 | 0
Option 6 SC | N >> 39/1_11-0 | NetworkConstraints | 0 | 0 | 0 | 0 | 55792160.12 | 56753666.36 | 57198086.405 | 76372653.91 | 76881659.37 | 77624145.86 | 77838517.815 | 78269016.66 | 79128235.245 | 79914865.765 | 79957455.72 | 80526622.08 | 80183252.665 | 80927068.965 | 81733329.53 | 82367861.24 | 82662599.425 | 83475483.155 | 83573281.905 | 84469423.4
Option 6 SC | N >> 39/1_16-0 | NetworkConstraints | 0 | 0 | 0 | 0 | 54622559.835 | 55521913.86 | 55926312.045 | 74854928.08 | 75323062.83 | 76018203.4 | 76203057.11 | 76598998.295 | 77389164.73 | 78124943.19 | 78151815.91 | 78675212.42 | 78359420.53 | 79055828.835 | 79784985.235 | 80368497.96 | 80639633.92 | 81399512.855 | 81477157.465 | 82301283.31
Option 6 SC | N >> 39/1_17-0 | NetworkConstraints | 0 | 0 | 0 | 0 | 54441778.13 | 55372657.235 | 55800242.415 | 75826425.33 | 76315798.02 | 77036081.935 | 77235776.985 | 77649663.19 | 78475789.88 | 79238480.155 | 79273012.5 | 79820285.905 | 79490152.895 | 80211680.425 | 80980483.885 | 81590601.925 | 81873912.315 | 82661885.065 | 82749497.185 | 83611122.21
Option 6 SC | N >> 39/1_5A6-0 | NetworkConstraints | 0 | 0 | 0 | 0 | 55030067.1 | 55947991.555 | 56362630.485 | 78329879.045 | 78821145.115 | 79549968.74 | 79744564.565 | 80160088.225 | 80989197.985 | 81760743.045 | 81789563.555 | 82338695.775 | 82007318.28 | 82737543.22 | 83503239.805 | 84115464.645 | 84400111.655 | 85196867.235 | 85278964.46 | 86143721.905
Option 6 SC | N >> 39/1_8-0 | NetworkConstraints | 0 | 0 | 0 | 0 | 54797792.705 | 55696003.9 | 56098814.865 | 74932699.125 | 75399647.795 | 76093728.125 | 76277402.21 | 76672342.565 | 77460490.135 | 78195116.325 | 78221211.83 | 78743261.62 | 78428274.005 | 79123630.48 | 79850212.09 | 80432225.925 | 80702694.13 | 81461347.11 | 81538082.505 | 82360106.945
Option 6 SC | N >> 39/1_BAN_SCRK_1 | NetworkConstraints | 0 | 0 | 0 | 0 | 0 | 0 | 0 | 73701982.225 | 74205400.615 | 74934554.79 | 75151513.725 | 75577359.855 | 76426710.67 | 77199825.69 | 77246941.68 | 77809339.86 | 77469803.045 | 78200587.73 | 79002510.88 | 79629561.595 | 79921557.16 | 80720287.915 | 80821988.345 | 81707876.12
Option 6 SC | N >> 39/1_NIL | NetworkConstraints | 0 | 0 | 0 | 0 | 55740450.765 | 56704909.965 | 57152645.775 | 74740447.555 | 75247777.615 | 75982129.68 | 76201408.185 | 76630514.61 | 77486761.035 | 78265210.585 | 78313288.595 | 78880412.555 | 78538194.13 | 79273975.66 | 80083054.43 | 80715329.805 | 81009258.91 | 81813762.04 | 81916859.03 | 82809914.32
Option 6 SC | N >> 5A5_5P1 | NetworkConstraints | 0 | 0 | 25481601.66 | 46314890.565 | 48850425.01 | 49004529.19 | 48888674.95 | 45339782.78 | 45315099.24 | 45412101.34 | 45268683.78 | 45247814.21 | 45206137.81 | 45301032.11 | 45165938.995 | 45138306.56 | 45154965.13 | 45251905.985 | 45079785.31 | 45048991.31 | 45034721.35 | 45128329.4 | 44990553.005 | 44947097.185
Option 6 SC | N >> 5H5_5H6 | NetworkConstraints | 0 | 0 | 0 | 63239928.6 | 90958166.25 | 91605126.45 | 91643421.65 | 92184117.7 | 92330063.45 | 92736327.75 | 92604151.6 | 92727651.85 | 92973425.3 | 93392583 | 93211267.8 | 93373889.7 | 93275483.3 | 93682576.9 | 93719474.5 | 93900784.35 | 93985893.95 | 94412140.45 | 94246670.3 | 94502985.85
Option 6 SC | N >> 5P1_5A5 | NetworkConstraints | 0 | 0 | 56123948.05 | 106691429 | 114761270.45 | 114828049.9 | 114336030.45 | 103066988.8 | 103042718.6 | 103299673.4 | 102997241 | 102976662.3 | 102935899.55 | 103190526.5 | 102896279.25 | 102869454 | 102885777.7 | 103142530.75 | 102812051.3 | 102782085.45 | 102767751.45 | 103021306.85 | 102724459.5 | 102681892.25
Option 6 SC | N >> 5P1_5P2 | NetworkConstraints | 0 | 0 | 39513376.385 | 75309306.905 | 71602969.315 | 71522581.155 | 71123812.64 | 82506547.495 | 82489771.225 | 82698388.215 | 82458437.355 | 82444170.75 | 82416146.63 | 82622973.55 | 82388682.33 | 82370375.535 | 82381621.115 | 82590000.93 | 82330782.75 | 82310278.525 | 82300166.245 | 82506393.82 | 82270323.34 | 82241013.47
Option 6 SC | N >> 76-0_39/1_R | NetworkConstraints | 0 | 0 | 0 | 0 | 69052357.385 | 69716701.305 | 69871103.765 | 0 | 0 | 0 | 0 | 0 | 0 | 0 | 0 | 0 | 0 | 0 | 0 | 0 | 0 | 0 | 0 | 0
Option 6 SC | N >> 76-0_77-0_R | NetworkConstraints | 49777736.86 | 52241903.84 | 51790289.935 | 54374265.165 | 55024065.875 | 55572134.67 | 55706108 | 59724860.655 | 59847952.405 | 60133855.565 | 60078898.64 | 60183134.29 | 60390081.07 | 60687188.735 | 60590806.89 | 60727485.285 | 60644560.095 | 60931394.18 | 61018735.075 | 61171213.42 | 61243416.795 | 61546210.105 | 61463156.11 | 61679050.675
Option 6 SC | N >> 76-0_BAN_SCRK_1_R | NetworkConstraints | 0 | 0 | 0 | 0 | 0 | 0 | 0 | 74703661.19 | 74852051.395 | 75203790.68 | 75130481.285 | 75256136.21 | 75505659.315 | 75870892.11 | 75747634.53 | 75912443.28 | 75812472.58 | 76165300.51 | 76263583.48 | 76447444.025 | 76534445.265 | 76906564.015 | 76799372.3 | 77059685.935
Option 6 SC | N >> 8-0_16-0_R | NetworkConstraints | 33998267.29 | 45435144.415 | 44757573.305 | 44866969.34 | 38672688.85 | 38832091.505 | 38776327.48 | 36595524.77 | 36492564.165 | 36479914.905 | 36299396.81 | 36212197.645 | 36039076.06 | 36017003.745 | 35871155.095 | 35756855.325 | 35826206.955 | 35812802.545 | 35513215.69 | 35385680.55 | 35325277.27 | 35298446.855 | 35141463.21 | 34960831.83
Option 6 SC | N >> 8-0_39/1_R | NetworkConstraints | 0 | 0 | 0 | 0 | 46430049.41 | 46765087.025 | 46801623.67 | 0 | 0 | 0 | 0 | 0 | 0 | 0 | 0 | 0 | 0 | 0 | 0 | 0 | 0 | 0 | 0 | 0
Option 6 SC | N >> 8-0_BAN_SCRK_1_R | NetworkConstraints | 0 | 0 | 0 | 0 | 0 | 0 | 0 | 50780863.81 | 50710403.775 | 50769232.73 | 50578168.69 | 50518508.075 | 50399955.91 | 50452389.55 | 50285060.805 | 50206748.645 | 50254219.83 | 50312588.445 | 50039963.82 | 49952594.09 | 49911346.355 | 49960461.2 | 49785509.65 | 49661820.99
Option 6 SC | N >> 81-0_82-0 | NetworkConstraints | 51923286.82 | 71611631.505 | 30336529.135 | 0 | 0 | 0 | 0 | 0 | 0 | 0 | 0 | 0 | 0 | 0 | 0 | 0 | 0 | 0 | 0 | 0 | 0 | 0 | 0 | 0
Option 6 SC | N >> 81_82-0 | NetworkConstraints | 0 | 0 | 42291609.64 | 101529458.83 | 83024513.885 | 83340663.175 | 83183820.165 | 82146639.825 | 82155749.845 | 82383701.02 | 82172863.78 | 82180533.525 | 82195727.845 | 82424295.195 | 82210486.62 | 82220683.345 | 82214499.09 | 82442648.9 | 82242115.335 | 82253391.58 | 82258730.86 | 82487685.395 | 82274922.39 | 82290660.645
Option 6 SC | N >> 82-0_81 | NetworkConstraints | 0 | 0 | 43024934.22 | 100014984.83 | 91039139.485 | 91345365.71 | 91144920.665 | 90276795.965 | 90270528.205 | 90503838.32 | 90258769.7 | 90253428.56 | 90242723.94 | 90475272.05 | 90232417.2 | 90225487.12 | 90229667.8 | 90463093.185 | 90210502.68 | 90202675.2 | 90199050.475 | 90431243.265 | 90187766.05 | 90176483.085
Option 6 SC | N >> 82-0_81-0 | NetworkConstraints | 58114352.685 | 73599723.27 | 30808113.535 | 0 | 0 | 0 | 0 | 0 | 0 | 0 | 0 | 0 | 0 | 0 | 0 | 0 | 0 | 0 | 0 | 0 | 0 | 0 | 0 | 0
Option 6 SC | N >> 93-0_90-0_R | NetworkConstraints | 38645749.15 | 39300150.885 | 39011774.665 | 34193720.085 | 32670590.815 | 33148387.64 | 33340838.73 | 32718313.99 | 32931873.525 | 33243352.195 | 33333034.865 | 33513737.33 | 33873651.625 | 34203981.59 | 34221682.705 | 34459843.065 | 34315846.99 | 34628312.695 | 34965733.71 | 35231303.065 | 35355590.84 | 35696483.275 | 35737338.95 | 36112742.505
Option 6 SC | N >> BANNABY_1TH1_2_BAN_SCRK_1 | NetworkConstraints | 0 | 0 | 0 | 0 | 0 | 0 | 0 | 59134717.665 | 59066517.32 | 59152777.07 | 58935364.83 | 58878561.665 | 58758110.94 | 58842099.36 | 58648379.72 | 58565781.63 | 58612558.34 | 58702479.86 | 58400527.39 | 58309208.615 | 58275761.195 | 58351945.63 | 58150625.82 | 58025455.615
Option 6 SC | N >> BAN_SCRK_1_11-0 | NetworkConstraints | 0 | 0 | 0 | 0 | 0 | 0 | 0 | 147268052.95 | 147693090.5 | 148534304.6 | 148490823.45 | 148850689.35 | 149565876.95 | 150445552.05 | 150258908.7 | 150731442.45 | 150445054.1 | 151289022.5 | 151737557.6 | 152264696.6 | 152513418.3 | 153413170.2 | 153272527.45 | 154018666.45
Option 6 SC | N >> BAN_SCRK_1_16-0 | NetworkConstraints | 0 | 0 | 0 | 0 | 0 | 0 | 0 | 148020807.7 | 148414609.55 | 149224721.5 | 149153576.95 | 149487030.8 | 150149415 | 150995327 | 150791566.6 | 151229083.95 | 150963779.6 | 151776619.05 | 152161084.8 | 152649196.4 | 152879915.5 | 153744227.45 | 153583086.1 | 154274152.3
Option 6 SC | N >> BAN_SCRK_1_17-0 | NetworkConstraints | 0 | 0 | 0 | 0 | 0 | 0 | 0 | 144902008.45 | 145307677.85 | 146122189.95 | 146069090.25 | 146412550.85 | 147095194.3 | 147946383.05 | 147756637.2 | 148207687.4 | 147934340.6 | 148751451.55 | 149167985.65 | 149671153.85 | 149908491.15 | 150778878.75 | 150633045.4 | 151345225.7
Option 6 SC | N >> BAN_SCRK_1_5A6-0 | NetworkConstraints | 0 | 0 | 0 | 0 | 0 | 0 | 0 | 143582252.3 | 143958140.7 | 144737413.45 | 144663411.7 | 144981739.15 | 145613830.85 | 146427409.4 | 146226838.6 | 146644247.9 | 146391033.7 | 147173030.2 | 147533763.55 | 147999466.55 | 148219891.95 | 149050903.45 | 148891003.75 | 149550487.6
Option 6 SC | N >> BAN_SCRK_1_8-0 | NetworkConstraints | 0 | 0 | 0 | 0 | 0 | 0 | 0 | 148537413.6 | 148930939.7 | 149742126.75 | 149669383.9 | 150002609.9 | 150664508.1 | 151511481.35 | 151306223.25 | 151743402.65 | 151478284.8 | 152292218.9 | 152674744.2 | 153162479.9 | 153393070.05 | 154258415.5 | 154095744.1 | 154786303.15
Option 6 SC | N >> BAN_SCRK_1_BAN_SCRK_2 | NetworkConstraints | 0 | 0 | 0 | 0 | 0 | 0 | 0 | 108860621.15 | 109275809.5 | 110003965.8 | 110054896.75 | 110406467.85 | 111104806.15 | 111870720.5 | 111781842.3 | 112243086.95 | 111963380.2 | 112694430.15 | 113225696.15 | 113740283.85 | 113983559.55 | 114768864.25 | 114724917.4 | 115453488.35
Option 6 SC | N >> KEMPS_CK_2H1_2_KEMPS_CK_3H1_2 | NetworkConstraints | 27713528.175 | 27930577.12 | 27713374.575 | 52624872.48 | 25002146.64 | 24318382.485 | 23718930.77 | 26115749.63 | 25754195.44 | 25444226.47 | 25074576.03 | 24768761.725 | 24158498.27 | 23817063.29 | 23569446.02 | 23165276.645 | 23409153.495 | 23098212.74 | 22308158.027 | 21857535.615 | 21648086.273 | 21288059.9095 | 21001245.8435 | 20364721.221
Option 6 SC | N >> MT_PIPER_2TH1_2_39/1 | NetworkConstraints | 0 | 0 | 0 | 0 | 44737826.875 | 44911675.5 | 44821551.36 | 0 | 0 | 0 | 0 | 0 | 0 | 0 | 0 | 0 | 0 | 0 | 0 | 0 | 0 | 0 | 0 | 0
Option 6 SC | N >> MT_PIPER_2TH1_2_BAN_SCRK_1 | NetworkConstraints | 0 | 0 | 0 | 0 | 0 | 0 | 0 | 36613499.435 | 36542803.12 | 36568385.815 | 36409810.425 | 36350040.335 | 36230516.175 | 36250057.78 | 36115375.43 | 36036130.49 | 36083840.32 | 36109378.165 | 35868398.32 | 35780063.74 | 35739320.015 | 35755073.955 | 35612724.705 | 35488064.235
Option 6 SC | N >> MT_PIPER_2TH1_2_MT_PIPER_1TH1_2 | NetworkConstraints | 25161027.49 | 25898722.325 | 25974940.975 | 24883565.665 | 24204583.695 | 24255442.105 | 24172728.57 | 19610048.68 | 19525483.06 | 19489912.98 | 19366473.195 | 19294956.435 | 19152116.875 | 19109234.71 | 19014357.18 | 18919719.2 | 18976770.465 | 18941049.795 | 18719171.86 | 18613662.475 | 18564778.175 | 18517470.54 | 18413425.655 | 18264439
Option 6 SC | N >> SCRK_1TH1_2_SCRK_2TH1_2_R | NetworkConstraints | 0 | 0 | 0 | 0 | 98224673.655 | 100406890.705 | 101493307.585 | 118662693.65 | 119801392.9 | 121325685.15 | 121939932.9 | 122903607.95 | 124822021.4 | 126447563 | 126678009.35 | 127946884.6 | 127179259.45 | 128709245.6 | 130643893.1 | 132059006.9 | 132722581.4 | 134403859.1 | 134757683.45 | 136758821.3
Option 6 SC | NNSW H2 Domestic Consumption Purchaser | Subregion flexible electricity load for Domestic H2 | 0 | 0 | 0 | 0 | 15.2257 | 45.698 | 95.29 | 167.8479 | 264.7293 | 323.4417 | 380.3779 | 437.5829 | 492.5936 | 547.6969 | 597.9153 | 647.8229 | 703.5114 | 756.5537 | 799.706 | 841.7943 | 879.5457 | 915.948 | 947.6857 | 984.2486
Option 6 SC | NQ H2 Domestic Consumption Purchaser | Subregion flexible electricity load for Domestic H2 | 0 | 0 | 0 | 0 | 3.8064 | 11.6337 | 25.3151 | 46.6157 | 76.7021 | 97.0691 | 117.7894 | 139.2736 | 160.7043 | 182.1126 | 202.2859 | 222.3893 | 244.1329 | 264.8291 | 282.7414 | 300.03 | 315.725 | 331.3109 | 345.8597 | 362.3407
Option 6 SC | NSA H2 Domestic Consumption Purchaser | Subregion flexible electricity load for Domestic H2 | 0 | 0 | 0 | 0 | 1.9293 | 6.6926 | 15.5907 | 29.7736 | 50.1093 | 64.5734 | 79.4649 | 94.9 | 110.2821 | 125.5389 | 139.3503 | 153.4043 | 169.5164 | 186.0077 | 201.8166 | 219.0521 | 235.79 | 252.7771 | 268.4284 | 284.4914
Option 6 SC | NSA H2 Green Commodities Consumption Purchaser | Subregion flexible electricity load for Green Commodities H2 | 0 | 0 | 0 | 0 | 0 | 0 | 0 | 0 | 0 | 0 | 0 | 0 | 0 | 0 | 0 | 0 | 402.2023 | 451.724 | 508.9504 | 569.694 | 640.0489 | 719.817 | 795.8047 | 864.1497
Option 6 SC | NSW EIR Gen | Policies NSW | -11402.6522 | 5234.8832 | 13242.1116 | 27334.1116 | 40027.1116 | 42714.1116 | 51994.1116 | 53815.1116 | 65728.1116 | 67385.1116 | 72211.1116 | -15956.8884 | -15956.8884 | -15956.8884 | -15956.8884 | -15956.8884 | -15956.8884 | -15956.8884 | -15956.8884 | -15268.8816 | -14569.2384 | -14490.3768 | -13419.373 | -13419.373
Option 6 SC | NSW EIR Storage MW | Policies NSW | -325 | -599.84 | 199.16 | 590.16 | -1409.84 | -1409.84 | -1409.84 | -1409.84 | -1409.84 | -1409.84 | -1409.84 | -1409.84 | -1409.84 | -1409.84 | -1409.84 | -1409.84 | -1409.84 | -1409.84 | -1409.84 | -1409.84 | -1084.84 | -810 | -810 | -810
Option 6 SC | NSW EIR Storage MWh | Policies NSW | -2600 | -4798.72 | 5113.28 | -948.72 | 5648.28 | 12246.28 | 18843.28 | 25441.28 | 25441.28 | 25441.28 | 25441.28 | -16948.72 | -16948.72 | -16948.72 | -16948.72 | -16948.72 | -16948.72 | -16948.72 | -16948.72 | -16948.72 | -14348.72 | -12150 | -12150 | -12150
Option 6 SC | PEC and Heywood Export | Special Constraints | 6570000 | 9412800 | 11388000 | 11388000 | 11388000 | 11419200 | 11388000 | 11388000 | 11388000 | 11419200 | 11388000 | 11388000 | 11388000 | 11419200 | 11388000 | 11388000 | 11388000 | 11419200 | 11388000 | 11388000 | 11388000 | 11419200 | 11388000 | 11388000
Option 6 SC | PEC and Heywood Import | Special Constraints | 6132000 | 10000800 | 12702000 | 12702000 | 12702000 | 12736800 | 12702000 | 12702000 | 12702000 | 12736800 | 12702000 | 12702000 | 12702000 | 12736800 | 12702000 | 12702000 | 12702000 | 12736800 | 12702000 | 12702000 | 12702000 | 12736800 | 12702000 | 12702000
Option 6 SC | Poatina Min Gen | Hydro min release | 0 | 0 | 0 | 0 | 0 | 0 | 0 | 0 | 0 | 0 | 0 | 0 | 0 | 0 | 0 | 0 | 0 | 0 | 0 | 0 | 0 | 0 | 0 | 0
Option 6 SC | Powering Australia Plan | Policies NEM | 0 | 0 | 0 | 0 | 0 | 0 | 0 | 0 | 0 | 0 | 0 | 0 | 0 | 0 | 0 | 0 | 0 | 0 | 0 | 0 | 0 | 0 | 0 | 0
Option 6 SC | REZ Access Scheme N3 | Policies NSW | 0 | 7700 | 7700 | 7700 | 7700 | 7700 | 7700 | 7700 | 7700 | 7700 | 7700 | 7700 | 7700 | 7700 | 7700 | 7700 | 7700 | 7700 | 7700 | 7700 | 7700 | 7700 | 7700 | 7700
Option 6 SC | REZ Access Scheme N5 | Policies NSW | 0 | 3980 | 3980 | 3980 | 3980 | 3980 | 3980 | 3980 | 3980 | 3980 | 3980 | 3980 | 3980 | 3980 | 40000 | 40000 | 40000 | 40000 | 40000 | 40000 | 40000 | 40000 | 40000 | 40000
Option 6 SC | REZ Landholder_NSW | Landholder Payments | 0 | 0 | -82 | -82 | -82 | -82 | -197.2 | -197.2 | -197.2 | -197.2 | -197.2 | -197.2 | -197.2 | -197.2 | -197.2 | -197.2 | -197.2 | -197.2 | -197.2 | -197.2 | -197.2 | -197.2 | -197.2 | -197.2
Option 6 SC | REZ Landholder_QLD | Landholder Payments | 0 | 0 | 0 | 0 | 0 | 0 | 0 | 0 | 0 | 0 | 0 | 0 | 0 | 0 | 0 | 0 | 0 | 0 | 0 | 0 | 0 | 0 | 0 | 0
Option 6 SC | REZ Landholder_VIC | Landholder Payments | 0 | 0 | 0 | 0 | 0 | -56 | -56 | -56 | -216 | -216 | -216 | -216 | -284.4 | -284.4 | -284.4 | -284.4 | -284.4 | -284.4 | -284.4 | -284.4 | -284.4 | -284.4 | -284.4 | -284.4
Option 6 SC | ResourceLimit_DN1_Solar | Resource Limits for DREZ | 1320 | 1320 | 1320 | 1320 | 1320 | 1320 | 1320 | 1320 | 1320 | 1320 | 1320 | 1320 | 1320 | 1320 | 1320 | 1320 | 1320 | 1320 | 1320 | 1320 | 1320 | 1320 | 1320 | 1320
Option 6 SC | ResourceLimit_N12_Wind Medium | Resource Limits for REZ | 0 | 0 | 0 | 0 | 0 | 0 | 0 | 0 | 0 | 0 | 0 | 0 | 0 | 0 | 0 | 0 | 0 | 0 | 0 | 0 | 0 | 0 | 0 | 0
Option 6 SC | ResourceLimit_N2_Solar | Resource Limits for REZ | 2985 | 2784.36 | 2464.36 | 2464.36 | 2464.36 | 2464.36 | 2464.36 | 2464.36 | 2464.36 | 2464.36 | 2464.36 | 2464.36 | 2464.36 | 2464.36 | 2464.36 | 2464.36 | 2464.36 | 2464.36 | 2464.36 | 2464.36 | 2464.36 | 2464.36 | 2464.36 | 2464.36
Option 6 SC | ResourceLimit_N2_Wind Medium | Resource Limits for REZ | 5600 | 5600 | 5600 | 5600 | 5390 | 5390 | 5390 | 5390 | 5390 | 5390 | 5390 | 5390 | 5390 | 5390 | 5390 | 5390 | 5390 | 5390 | 5390 | 5390 | 5390 | 5390 | 5390 | 5390
Option 6 SC | ResourceLimit_N3_Solar | Resource Limits for REZ | 6120.01 | 6120.01 | 6120.01 | 6120.01 | 6120.01 | 6120.01 | 6120.01 | 6120.01 | 6120.01 | 6120.01 | 6120.01 | 6120.01 | 6120.01 | 6120.01 | 6120.01 | 6120.01 | 6120.01 | 6120.01 | 6120.01 | 6120.01 | 6120.01 | 6120.01 | 6120.01 | 6120.01
Option 6 SC | ResourceLimit_N3_Wind Medium | Resource Limits for REZ | 3209.97 | 3209.97 | 2795.97 | 2795.97 | 2795.97 | 2795.97 | 2795.97 | 2795.97 | 2795.97 | 2795.97 | 2795.97 | 2795.97 | 2795.97 | 2795.97 | 2795.97 | 2795.97 | 2795.97 | 2795.97 | 2795.97 | 2795.97 | 2795.97 | 2795.97 | 2795.97 | 2795.97
Option 6 SC | ResourceLimit_N5_Solar | Resource Limits for REZ | 5677 | 5677 | 5677 | 5677 | 5677 | 5677 | 5677 | 5677 | 5677 | 5677 | 5677 | 5677 | 5677 | 5677 | 5677 | 5677 | 5677 | 5677 | 5677 | 5677 | 5677 | 5677 | 5677 | 5677
Option 6 SC | ResourceLimit_N5_Wind Medium | Resource Limits for REZ | 10500 | 10500 | 10500 | 10500 | 10500 | 10500 | 10500 | 10500 | 10500 | 10500 | 10500 | 10500 | 10500 | 10500 | 10500 | 10500 | 10500 | 10500 | 10500 | 10500 | 10500 | 10500 | 10500 | 10500
Option 6 SC | ResourceLimit_N8_Wind Medium | Resource Limits for REZ | 200 | 200 | 200 | 200 | 200 | 200 | 200 | 200 | 200 | 200 | 200 | 200 | 200 | 200 | 200 | 200 | 200 | 200 | 200 | 200 | 200 | 200 | 200 | 200
Option 6 SC | ResourceLimit_N9_Solar | Resource Limits for REZ | 953 | 953 | 953 | 953 | 953 | 953 | 953 | 953 | 953 | 953 | 953 | 953 | 953 | 953 | 953 | 953 | 953 | 953 | 953 | 953 | 953 | 953 | 953 | 953
Option 6 SC | ResourceLimit_N9_Wind Medium | Resource Limits for REZ | 1000 | 1000 | 1000 | 1000 | 1000 | 1000 | 1000 | 1000 | 1000 | 1000 | 1000 | 1000 | 1000 | 1000 | 1000 | 1000 | 1000 | 1000 | 1000 | 1000 | 1000 | 1000 | 1000 | 1000
Option 6 SC | ResourceLimit_Q8a_Solar | Resource Limits for REZ | 2363.85 | 2113.86 | 2113.86 | 2113.86 | 2113.86 | 2113.86 | 2113.86 | 2113.86 | 2113.86 | 2113.86 | 2113.86 | 2113.86 | 2113.86 | 2113.86 | 2113.86 | 2113.86 | 2113.86 | 2113.86 | 2113.86 | 2113.86 | 2275.81 | 2275.81 | 2275.81 | 2275.81
Option 6 SC | ResourceLimit_S6_Wind Medium | Resource Limits for REZ | 0 | 0 | 0 | 0 | 0 | 0 | 0 | 0 | 0 | 0 | 0 | 0 | 0 | 0 | 0 | 0 | 0 | 0 | 0 | 0 | 0 | 0 | 0 | 0
Option 6 SC | ResourceLimit_T1_Solar | Resource Limits for REZ | 300 | 300 | 300 | 300 | 300 | 300 | 300 | 300 | 300 | 300 | 300 | 300 | 300 | 300 | 300 | 300 | 300 | 300 | 300 | 300 | 300 | 300 | 300 | 300
Option 6 SC | ResourceLimit_T3_Solar | Resource Limits for REZ | 150 | 150 | -137 | -137 | -137 | -137 | -137 | -137 | -137 | -137 | -137 | -137 | -137 | -137 | -137 | -137 | -137 | -137 | -137 | -137 | -137 | -137 | -137 | -137
Option 6 SC | ResourceLimit_T3_Wind Medium | Resource Limits for REZ | 2500 | 2500 | 2500 | 2500 | 2500 | 2500 | 2500 | 2500 | 2500 | 2500 | 2500 | 2500 | 2500 | 2500 | 2500 | 2500 | 2500 | 2500 | 2500 | 2500 | 2500 | 2500 | 2500 | 2500
Option 6 SC | ResourceLimit_V1_Wind Medium | Resource Limits for REZ | 1131 | 1131 | 1131 | 1131 | 1131 | 1131 | 1131 | 1131 | 1131 | 1131 | 1131 | 1131 | 1131 | 1131 | 1131 | 1131 | 1131 | 1131 | 1131 | 1131 | 1131 | 1131 | 1131 | 1131
Option 6 SC | ResourceLimit_V2_Wind Medium | Resource Limits for REZ | 956 | 956 | 956 | 956 | 956 | 956 | 956 | 956 | 956 | 956 | 956 | 956 | 956 | 956 | 956 | 956 | 956 | 956 | 956 | 956 | 956 | 956 | 956 | 956
Option 6 SC | ResourceLimit_V4_Solar | Resource Limits for REZ | 0 | 0 | 0 | 0 | 0 | 0 | 0 | 0 | 0 | 0 | 0 | 0 | 0 | 0 | 0 | 0 | 0 | 0 | 0 | 0 | 0 | 0 | 0 | 0
Option 6 SC | ResourceLimit_V4_Wind Medium | Resource Limits for REZ | 1604 | 1604 | 1604 | 1604 | 1604 | 1604 | 1604 | 1604 | 1604 | 1604 | 1604 | 1604 | 1604 | 1604 | 1604 | 1604 | 1604 | 1604 | 1604 | 1604 | 1604 | 1604 | 1604 | 1604
Option 6 SC | ResourceLimit_V5_Wind Medium | Resource Limits for REZ | 1599 | 1599 | 1599 | 1599 | 1599 | 1599 | 1599 | 1599 | 1599 | 1599 | 1599 | 1599 | 1599 | 1599 | 1599 | 1599 | 1599 | 1599 | 1599 | 1599 | 1599 | 1599 | 1599 | 1599
Option 6 SC | ResourceLimit_V7_Wind Medium | Resource Limits for REZ | 408 | 408 | 408 | 408 | 408 | 408 | 408 | 408 | 408 | 408 | 408 | 408 | 408 | 408 | 408 | 408 | 408 | 408 | 408 | 408 | 408 | 408 | 408 | 408
Option 6 SC | SA Firming | Policies SA | -2897.64 | -2581.14 | 318.86 | 318.86 | 564.86 | -1735.14 | -1735.14 | -1735.14 | -1735.14 | -1655.14 | -1619.24 | -1090.24 | -1090.24 | -1090.24 | -886.48 | -886.48 | -886.48 | -886.48 | -548.48 | -420.08 | -266.08 | -266.08 | -266.08 | -266.08
Option 6 SC | SESA H2 Domestic Consumption Purchaser | Subregion flexible electricity load for Domestic H2 | 0 | 0 | 0 | 0 | 1.2514 | 4.4443 | 10.4023 | 19.8664 | 33.3714 | 43.0577 | 52.9504 | 63.2493 | 73.5214 | 83.71 | 92.8914 | 102.3043 | 113.0457 | 123.9966 | 134.5531 | 146 | 157.2107 | 168.492 | 178.9521 | 189.6957
Option 6 SC | SEV H2 Domestic Consumption Purchaser | Subregion flexible electricity load for Domestic H2 | 0 | 0 | 0 | 0 | 12.8271 | 42.8486 | 97.1671 | 181.8743 | 300.3429 | 378.7083 | 456.2449 | 535.5071 | 613.1479 | 689.9151 | 761.5379 | 831.835 | 906.66 | 975.4234 | 1030.5399 | 1078.5229 | 1115.7007 | 1147.4186 | 1170.3853 | 1196.1571
Option 6 SC | SNSW H2 Domestic Consumption Purchaser | Subregion flexible electricity load for Domestic H2 | 0.41714 | 0.366 | 0.365 | 0.365 | 15.2257 | 45.698 | 95.29 | 167.8479 | 264.7293 | 323.4417 | 380.3779 | 437.5829 | 492.5936 | 547.6969 | 597.9153 | 647.8229 | 703.5114 | 756.5537 | 799.706 | 841.7943 | 879.5457 | 915.948 | 947.6857 | 984.2486
Option 6 SC | SNW Firming | Policies NSW | 0 | 446 | 0 | 0 | 0 | 0 | 0 | 0 | 0 | 0 | 0 | 0 | 0 | 0 | 0 | 0 | 0 | 0 | 0 | 0 | 0 | 0 | 0 | 0
Option 6 SC | SNW H2 Domestic Consumption Purchaser | Subregion flexible electricity load for Domestic H2 | 2.92 | 2.8757 | 2.8416 | 2.8157 | 106.6321 | 319.9649 | 667.1864 | 1175.0914 | 1853.0529 | 2264.0929 | 2662.6971 | 3062.9236 | 3448.155 | 3833.8526 | 4185.46 | 4534.6036 | 4924.6321 | 5295.8506 | 5597.8377 | 5892.5079 | 6156.8721 | 6411.5574 | 6633.7483 | 6889.7921
Option 6 SC | SNW H2 Green Commodities Consumption Purchaser | Subregion flexible electricity load for Green Commodities H2 | 0 | 0 | 0 | 0 | 0 | 0 | 0 | 0 | 0 | 0 | 0 | 0 | 0 | 0 | 0 | 0 | 425.0367 | 477.4009 | 537.9004 | 602.1 | 676.4831 | 760.8797 | 841.2599 | 913.5899
Option 6 SC | SQ H2 Domestic Consumption Purchaser | Subregion flexible electricity load for Domestic H2 | 0 | 0 | 0 | 0 | 17.7807 | 54.3514 | 118.2066 | 217.4879 | 357.8564 | 453.0329 | 549.6577 | 650.0129 | 749.8664 | 849.9106 | 944.062 | 1037.9036 | 1139.3214 | 1235.9389 | 1319.5643 | 1400.1921 | 1473.4007 | 1546.1263 | 1613.9336 | 1690.9407
Option 6 SC | SRET | Policies SA | 0 | 0 | 0 | 0 | 0 | 0 | 0 | 0 | 0 | 0 | 0 | 0 | 0 | 0 | 0 | 0 | 0 | 0 | 0 | 0 | 0 | 0 | 0 | 0
Option 6 SC | Shared Upgrade_CNSW-SNW Option 3 - Stage 2 | Shared REZ Upgrades | 0 | 0 | 0 | 0 | 0 | 0 | 0 | 2000 | 0 | 0 | 0 | 0 | 0 | 0 | 0 | 0 | 0 | 0 | 0 | 0 | 0 | 0 | 0 | 0
Option 6 SC | Shared Upgrade_SNSW-CNSW Option 1 (HumeLink) | Shared REZ Upgrades | 0 | 2200 | 0 | 0 | 0 | 0 | 0 | 0 | 0 | 0 | 0 | 0 | 0 | 0 | 0 | 0 | 0 | 0 | 0 | 0 | 0 | 0 | 0 | 0
Option 6 SC | Snowy 2.0 - Gen | Special Constraints | 5781600 | 17703360 | 26280000 | 26280000 | 26280000 | 26352000 | 26280000 | 26280000 | 26280000 | 26352000 | 26280000 | 26280000 | 26280000 | 26352000 | 26280000 | 26280000 | 26280000 | 26352000 | 26280000 | 26280000 | 26280000 | 26352000 | 26280000 | 26280000
Option 6 SC | Snowy 2.0 - Pump | Special Constraints | 5781600 | 17703360 | 26280000 | 26280000 | 26280000 | 26352000 | 26280000 | 26280000 | 26280000 | 26352000 | 26280000 | 26280000 | 26280000 | 26352000 | 26280000 | 26280000 | 26280000 | 26352000 | 26280000 | 26280000 | 26280000 | 26352000 | 26280000 | 26280000
Option 6 SC | Sys Strength Requirement - Efficient Level CNSW | System Strength Requiements- Efficient | 0 | 0 | 0 | 0 | 0 | 0 | 0 | 0 | 0 | 0 | 0 | 0 | 0 | 0 | 0 | 0 | 0 | 0 | 0 | 0 | 0 | 0 | 0 | 0
Option 6 SC | Sys Strength Requirement - Efficient Level CQ | System Strength Requiements- Efficient | 0 | 0 | 0 | 0 | 0 | 0 | 0 | 0 | 0 | 0 | 0 | 0 | 0 | 0 | 0 | 0 | 0 | 0 | 0 | 0 | 0 | 0 | 0 | 0
Option 6 SC | Sys Strength Requirement - Efficient Level CSA | System Strength Requiements- Efficient | 0 | 0 | 0 | 0 | 0 | 0 | 0 | 0 | 0 | 0 | 0 | 0 | 0 | 0 | 0 | 0 | 0 | 0 | 0 | 0 | 0 | 0 | 0 | 0
Option 6 SC | Sys Strength Requirement - Efficient Level GG | System Strength Requiements- Efficient | 0 | 0 | 0 | 0 | 0 | 0 | 0 | 0 | 0 | 0 | 0 | 0 | 0 | 0 | 0 | 0 | 0 | 0 | 0 | 0 | 0 | 0 | 0 | 0
Option 6 SC | Sys Strength Requirement - Efficient Level MEL | System Strength Requiements- Efficient | 0 | 0 | 0 | 0 | 0 | 0 | 0 | 0 | 0 | 0 | 0 | 0 | 0 | 0 | 0 | 0 | 0 | 0 | 0 | 0 | 0 | 0 | 0 | 0
Option 6 SC | Sys Strength Requirement - Efficient Level NNSW | System Strength Requiements- Efficient | 0 | 0 | 0 | 0 | 0 | 0 | 0 | 0 | 0 | 0 | 0 | 0 | 0 | 0 | 0 | 0 | 0 | 0 | 0 | 0 | 0 | 0 | 0 | 0
Option 6 SC | Sys Strength Requirement - Efficient Level NQ | System Strength Requiements- Efficient | 0 | 0 | 0 | 0 | 0 | 0 | 0 | 0 | 0 | 0 | 0 | 0 | 0 | 0 | 0 | 0 | 0 | 0 | 0 | 0 | 0 | 0 | 0 | 0
Option 6 SC | Sys Strength Requirement - Efficient Level NSA | System Strength Requiements- Efficient | 0 | 0 | 0 | 0 | 0 | 0 | 0 | 0 | 0 | 0 | 0 | 0 | 0 | 0 | 0 | 0 | 0 | 0 | 0 | 0 | 0 | 0 | 0 | 0
Option 6 SC | Sys Strength Requirement - Efficient Level SESA | System Strength Requiements- Efficient | 0 | 0 | 0 | 0 | 0 | 0 | 0 | 0 | 0 | 0 | 0 | 0 | 0 | 0 | 0 | 0 | 0 | 0 | 0 | 0 | 0 | 0 | 0 | 0
Option 6 SC | Sys Strength Requirement - Efficient Level SEV | System Strength Requiements- Efficient | 0 | 0 | 0 | 0 | 0 | 0 | 0 | 0 | 0 | 0 | 0 | 0 | 0 | 0 | 0 | 0 | 0 | 0 | 0 | 0 | 0 | 0 | 0 | 0
Option 6 SC | Sys Strength Requirement - Efficient Level SNSW | System Strength Requiements- Efficient | 0 | 0 | 0 | 0 | 0 | 0 | 0 | 0 | 0 | 0 | 0 | 0 | 0 | 0 | 0 | 0 | 0 | 0 | 0 | 0 | 0 | 0 | 0 | 0
Option 6 SC | Sys Strength Requirement - Efficient Level SNW | System Strength Requiements- Efficient | 0 | 0 | 0 | 0 | 0 | 0 | 0 | 0 | 0 | 0 | 0 | 0 | 0 | 0 | 0 | 0 | 0 | 0 | 0 | 0 | 0 | 0 | 0 | 0
Option 6 SC | Sys Strength Requirement - Efficient Level SQ | System Strength Requiements- Efficient | 0 | 0 | 0 | 0 | 0 | 0 | 0 | 0 | 0 | 0 | 0 | 0 | 0 | 0 | 0 | 0 | 0 | 0 | 0 | 0 | 0 | 0 | 0 | 0
Option 6 SC | Sys Strength Requirement - Efficient Level TAS | System Strength Requiements- Efficient | 0 | 0 | 0 | 0 | 0 | 0 | 0 | 0 | 0 | 0 | 0 | 0 | 0 | 0 | 0 | 0 | 0 | 0 | 0 | 0 | 0 | 0 | 0 | 0
Option 6 SC | Sys Strength Requirement - Efficient Level WNV | System Strength Requiements- Efficient | 0 | 0 | 0 | 0 | 0 | 0 | 0 | 0 | 0 | 0 | 0 | 0 | 0 | 0 | 0 | 0 | 0 | 0 | 0 | 0 | 0 | 0 | 0 | 0
Option 6 SC | Sys Strength Requirement - Min Fault Level CNSW | System Strength Requiements - Minimum | -3404 | -3404 | -3404 | -2744 | -1374 | -1374 | -1374 | -689 | -689 | -689 | -689 | -689 | -689 | -689 | 701 | 701 | 701 | 701 | 701 | 701 | 701 | 701 | 701 | 701
Option 6 SC | Sys Strength Requirement - Min Fault Level CQ | System Strength Requiements - Minimum | -2491 | -2491 | -2491 | -1791 | -1791 | -1791 | -1791 | -1791 | -1791 | -1791 | -1791 | -1791 | -1791 | -1791 | -1791 | -1791 | -1791 | -1426 | -1061 | -696 | -331 | -331 | -331 | 513
Option 6 SC | Sys Strength Requirement - Min Fault Level GG | System Strength Requiements - Minimum | -1393.1 | -1393.1 | -1393.1 | 286.9 | 286.9 | 286.9 | 286.9 | 286.9 | 286.9 | 286.9 | 286.9 | 286.9 | 286.9 | 286.9 | 286.9 | 286.9 | 286.9 | 286.9 | 286.9 | 286.9 | 286.9 | 286.9 | 286.9 | 286.9
Option 6 SC | Sys Strength Requirement - Min Fault Level SEV | System Strength Requiements - Minimum | -3996.9 | -3996.9 | -2546.9 | -1966.9 | -1386.9 | -1386.9 | -1386.9 | -1386.9 | 823.1 | 823.1 | 823.1 | 823.1 | 823.1 | 823.1 | 823.1 | 823.1 | 823.1 | 823.1 | 823.1 | 823.1 | 823.1 | 823.1 | 823.1 | 823.1
Option 6 SC | Sys Strength Requirement - Min Fault Level SNW | System Strength Requiements - Minimum | -3482.8 | -3482.8 | -3482.8 | -602.8 | -602.8 | -602.8 | -602.8 | 717.2 | 717.2 | 717.2 | 717.2 | 717.2 | 717.2 | 717.2 | 717.2 | 717.2 | 717.2 | 717.2 | 717.2 | 717.2 | 717.2 | 717.2 | 717.2 | 717.2
Option 6 SC | Sys Strength Requirement - Min Fault Level SQ | System Strength Requiements - Minimum | -2857.6 | -2857.6 | -2857.6 | -2857.6 | -2857.6 | -2857.6 | -2857.6 | -2857.6 | -2857.6 | -2857.6 | -2157.6 | -1007.6 | -1007.6 | -1007.6 | -1007.6 | -1007.6 | -263.6 | -263.6 | -263.6 | -263.6 | -263.6 | -263.6 | -263.6 | 588.4
Option 6 SC | TAS H2 Domestic Consumption Purchaser | Subregion flexible electricity load for Domestic H2 | 0 | 0 | 0 | 0 | 104.8071 | 210.9483 | 318.876 | 432.16 | 550.3679 | 563.1214 | 574.4251 | 588.5364 | 601.8329 | 615.6689 | 627.3497 | 645.685 | 675.4064 | 709.1826 | 742.4277 | 778.545 | 805.6593 | 827.0354 | 839.2036 | 850.1893
Option 6 SC | TRET | Policies TAS | 0 | 12617 | 14039 | 15461 | 15984 | 16507 | 17032 | 17556 | 18079 | 18603 | 19126 | 19650 | 20174 | 20697 | 0 | 0 | 0 | 0 | 0 | 0 | 0 | 0 | 0 | 0
Option 6 SC | Tarraleah Max Energy Day | Hydro min release | 7300 | 7320 | 7300 | 7300 | 7300 | 7320 | 7300 | 7300 | 7300 | 7320 | 7300 | 7300 | 7300 | 7320 | 7300 | 7300 | 7300 | 7320 | 7300 | 7300 | 7300 | 7320 | 7300 | 7300
Option 6 SC | Tarraleah Min Flow | Hydro min release | 0 | 0 | 0 | 0 | 0 | 0 | 0 | 0 | 0 | 0 | 0 | 0 | 0 | 0 | 0 | 0 | 0 | 0 | 0 | 0 | 0 | 0 | 0 | 0
Option 6 SC | Tarraleah Min Gen | Hydro min release | 151.11 | 151.11 | 151.11 | 151.11 | 151.11 | 151.11 | 151.11 | 151.11 | 151.11 | 151.11 | 151.11 | 151.11 | 151.11 | 151.11 | 151.11 | 151.11 | 151.11 | 151.11 | 151.11 | 151.11 | 151.11 | 151.11 | 151.11 | 151.11
Option 6 SC | VIC Storage | Policies VIC | -2084.01 | -3120.457 | -2896.292 | -2095.694 | -1450.275 | -820.499 | -374.228 | 185.78 | 766.921 | -5716.4 | -5919.707 | -6146.617 | -6387.966 | -6652.422 | -6885.985 | -7010.564 | -7387.997 | -7557.168 | -7888.687 | -8220.368 | -8117.769 | -7419.624 | -7948.381 | -8472.344
Option 6 SC | VOWT | Policies VIC | 0 | 0 | 0 | 0 | 0 | 2000 | 2667 | 3333 | 4000 | 5000 | 6000 | 7000 | 8000 | 9000 | 0 | 0 | 0 | 0 | 0 | 0 | 0 | 0 | 0 | 0
Option 6 SC | VRET | Policies VIC | 0 | 0 | 0 | 0 | 0 | 0 | 0 | 0 | 0 | 0 | 0 | 0 | 0 | 0 | 0 | 0 | 0 | 0 | 0 | 0 | 0 | 0 | 0 | 0
Option 6 SC | WNV H2 Domestic Consumption Purchaser | Subregion flexible electricity load for Domestic H2 | 70.7579 | 69.8803 | 68.7497 | 67.89 | 139.065 | 385.6623 | 874.5564 | 1636.66 | 2702.9814 | 3408.5574 | 4106.2821 | 4819.6164 | 5518.3829 | 6209.4194 | 6853.7886 | 7486.6193 | 8159.94 | 8778.6017 | 9274.9367 | 9706.81 | 10041.15 | 10326.5843 | 10533.5469 | 10765.31
Option 6 SC | Wayatinah Min Gen | Hydro min release | 24.09 | 24.09 | 24.09 | 24.09 | 24.09 | 24.09 | 24.09 | 24.09 | 24.09 | 24.09 | 24.09 | 24.09 | 24.09 | 24.09 | 24.09 | 24.09 | 24.09 | 24.09 | 24.09 | 24.09 | 24.09 | 24.09 | 24.09 | 24.09
BaseCase SG | 2030 Emissions Budget 1 | Emissions DLT | 69603.1022 | 69793.7956 | 69603.1022 | 69603.1022 | 69603.1022 | 69793.7956 | 69634.8699 | 69634.8699 | 69634.8699 | 69825.6504 | 69634.8699 | 69634.8699 | 69603.1022 | 69793.7956 | 69603.1022 | 69603.1022 | 69603.1022 | 69793.7956 | 69634.8699 | 69634.8699 | 69634.8699 | 69825.6504 | 69634.8699 | 69634.8699
BaseCase SG | 2035 Emissions Target | Emissions DLT | 4017.8307 | 4028.8385 | 4017.8307 | 4017.8307 | 4017.8307 | 4028.8385 | 4019.6645 | 4019.6645 | 4019.6645 | 4030.6773 | 4019.6645 | 4019.6645 | 4017.8307 | 4028.8385 | 4017.8307 | 4017.8307 | 4017.8307 | 4028.8385 | 4019.6645 | 4019.6645 | 4019.6645 | 4030.6773 | 4019.6645 | 4019.6645
BaseCase SG | 2050 Emissions Budget 1 | Emissions DLT | 58456.6949 | 58616.8502 | 58456.6949 | 58456.6949 | 58456.6949 | 58616.8502 | 58483.3753 | 58483.3753 | 58483.3753 | 58643.6037 | 58483.3753 | 58483.3753 | 58456.6949 | 58616.8502 | 58456.6949 | 58456.6949 | 58456.6949 | 58616.8502 | 58483.3753 | 58483.3753 | 58483.3753 | 58643.6037 | 58483.3753 | 58483.3753
BaseCase SG | 2050 Emissions Budget 2 | Emissions DLT | 27985.3992 | 28062.0716 | 27985.3992 | 27985.3992 | 27985.3992 | 28062.0716 | 27998.1721 | 27998.1721 | 27998.1721 | 28074.8794 | 27998.1721 | 27998.1721 | 27985.3992 | 28062.0716 | 27985.3992 | 27985.3992 | 27985.3992 | 28062.0716 | 27998.1721 | 27998.1721 | 27998.1721 | 28074.8794 | 27998.1721 | 27998.1721
BaseCase SG | 2050 Emissions Budget 3 | Emissions DLT | 21576.3073 | 21635.4204 | 21576.3073 | 21576.3073 | 21576.3073 | 21635.4204 | 21586.155 | 21586.155 | 21586.155 | 21645.2951 | 21586.155 | 21586.155 | 21576.3073 | 21635.4204 | 21576.3073 | 21576.3073 | 21576.3073 | 21635.4204 | 21586.155 | 21586.155 | 21586.155 | 21645.2951 | 21586.155 | 21586.155
BaseCase SG | 2050 Emissions Budget 4 | Emissions DLT | 13037.7101 | 13073.4298 | 13037.7101 | 13037.7101 | 13037.7101 | 13073.4298 | 13043.6607 | 13043.6607 | 13043.6607 | 13079.3967 | 13043.6607 | 13043.6607 | 13037.7101 | 13073.4298 | 13037.7101 | 13037.7101 | 13037.7101 | 13073.4298 | 13043.6607 | 13043.6607 | 13043.6607 | 13079.3967 | 13043.6607 | 13043.6607
BaseCase SG | 2050 Emissions Budget NSW 1 | Emissions DLT | 24777.3723 | 24845.2555 | 24777.3723 | 24777.3723 | 24777.3723 | 24845.2555 | 24788.681 | 24788.681 | 24788.681 | 24856.5952 | 24788.681 | 24788.681 | 24777.3723 | 24845.2555 | 24777.3723 | 24777.3723 | 24777.3723 | 24845.2555 | 24788.681 | 24788.681 | 24788.681 | 24856.5952 | 24788.681 | 24788.681
BaseCase SG | 2050 Emissions Budget NSW 2 | Emissions DLT | 11389.5985 | 11420.8029 | 11389.5985 | 11389.5985 | 11389.5985 | 11420.8029 | 11394.7969 | 11394.7969 | 11394.7969 | 11426.0155 | 11394.7969 | 11394.7969 | 11389.5985 | 11420.8029 | 11389.5985 | 11389.5985 | 11389.5985 | 11420.8029 | 11394.7969 | 11394.7969 | 11394.7969 | 11426.0155 | 11394.7969 | 11394.7969
BaseCase SG | 2050 Emissions Budget NSW 3 | Emissions DLT | 11389.5985 | 11420.8029 | 11389.5985 | 11389.5985 | 11389.5985 | 11420.8029 | 11394.7969 | 11394.7969 | 11394.7969 | 11426.0155 | 11394.7969 | 11394.7969 | 11389.5985 | 11420.8029 | 11389.5985 | 11389.5985 | 11389.5985 | 11420.8029 | 11394.7969 | 11394.7969 | 11394.7969 | 11426.0155 | 11394.7969 | 11394.7969
BaseCase SG | 2050 Emissions Budget NSW 4 | Emissions DLT | 11389.5985 | 11420.8029 | 11389.5985 | 11389.5985 | 11389.5985 | 11420.8029 | 11394.7969 | 11394.7969 | 11394.7969 | 11426.0155 | 11394.7969 | 11394.7969 | 11389.5985 | 11420.8029 | 11389.5985 | 11389.5985 | 11389.5985 | 11420.8029 | 11394.7969 | 11394.7969 | 11394.7969 | 11426.0155 | 11394.7969 | 11394.7969
BaseCase SG | 2050 Emissions Budget QLD 1 | Emissions DLT | 33269.6168 | 33360.7664 | 33269.6168 | 33269.6168 | 33269.6168 | 33360.7664 | 33284.8015 | 33284.8015 | 33284.8015 | 33375.9927 | 33284.8015 | 33284.8015 | 33269.6168 | 33360.7664 | 33269.6168 | 33269.6168 | 33269.6168 | 33360.7664 | 33284.8015 | 33284.8015 | 33284.8015 | 33375.9927 | 33284.8015 | 33284.8015
BaseCase SG | 2050 Emissions Budget QLD 2 | Emissions DLT | 12388.6861 | 12422.6277 | 12388.6861 | 12388.6861 | 12388.6861 | 12422.6277 | 12394.3405 | 12394.3405 | 12394.3405 | 12428.2976 | 12394.3405 | 12394.3405 | 12388.6861 | 12422.6277 | 12388.6861 | 12388.6861 | 12388.6861 | 12422.6277 | 12394.3405 | 12394.3405 | 12394.3405 | 12428.2976 | 12394.3405 | 12394.3405
BaseCase SG | 2050 Emissions Budget QLD 3 | Emissions DLT | 12388.6861 | 12422.6277 | 12388.6861 | 12388.6861 | 12388.6861 | 12422.6277 | 12394.3405 | 12394.3405 | 12394.3405 | 12428.2976 | 12394.3405 | 12394.3405 | 12388.6861 | 12422.6277 | 12388.6861 | 12388.6861 | 12388.6861 | 12422.6277 | 12394.3405 | 12394.3405 | 12394.3405 | 12428.2976 | 12394.3405 | 12394.3405
BaseCase SG | 2050 Emissions Budget QLD 4 | Emissions DLT | 12388.6861 | 12422.6277 | 12388.6861 | 12388.6861 | 12388.6861 | 12422.6277 | 12394.3405 | 12394.3405 | 12394.3405 | 12428.2976 | 12394.3405 | 12394.3405 | 12388.6861 | 12422.6277 | 12388.6861 | 12388.6861 | 12388.6861 | 12422.6277 | 12394.3405 | 12394.3405 | 12394.3405 | 12428.2976 | 12394.3405 | 12394.3405
BaseCase SG | 2050 Emissions Budget SA 1 | Emissions DLT | 1415.3741 | 1419.2518 | 1415.3741 | 1415.3741 | 1415.3741 | 1419.2518 | 1416.0201 | 1416.0201 | 1416.0201 | 1419.8996 | 1416.0201 | 1416.0201 | 1415.3741 | 1419.2518 | 1415.3741 | 1415.3741 | 1415.3741 | 1419.2518 | 1416.0201 | 1416.0201 | 1416.0201 | 1419.8996 | 1416.0201 | 1416.0201
BaseCase SG | 2050 Emissions Budget SA 2 | Emissions DLT | 749.3157 | 751.3686 | 749.3157 | 749.3157 | 749.3157 | 751.3686 | 749.6577 | 749.6577 | 749.6577 | 751.7115 | 749.6577 | 749.6577 | 749.3157 | 751.3686 | 749.3157 | 749.3157 | 749.3157 | 751.3686 | 749.6577 | 749.6577 | 749.6577 | 751.7115 | 749.6577 | 749.6577
BaseCase SG | 2050 Emissions Budget SA 3 | Emissions DLT | 749.3157 | 751.3686 | 749.3157 | 749.3157 | 749.3157 | 751.3686 | 749.6577 | 749.6577 | 749.6577 | 751.7115 | 749.6577 | 749.6577 | 749.3157 | 751.3686 | 749.3157 | 749.3157 | 749.3157 | 751.3686 | 749.6577 | 749.6577 | 749.6577 | 751.7115 | 749.6577 | 749.6577
BaseCase SG | 2050 Emissions Budget SA 4 | Emissions DLT | 749.3157 | 751.3686 | 749.3157 | 749.3157 | 749.3157 | 751.3686 | 749.6577 | 749.6577 | 749.6577 | 751.7115 | 749.6577 | 749.6577 | 749.3157 | 751.3686 | 749.3157 | 749.3157 | 749.3157 | 751.3686 | 749.6577 | 749.6577 | 749.6577 | 751.7115 | 749.6577 | 749.6577
BaseCase SG | 2050 Emissions Budget VIC 1 | Emissions DLT | 22795.8485 | 22858.3029 | 22795.8485 | 22795.8485 | 22795.8485 | 22858.3029 | 22806.2529 | 22806.2529 | 22806.2529 | 22868.7357 | 22806.2529 | 22806.2529 | 22795.8485 | 22858.3029 | 22795.8485 | 22795.8485 | 22795.8485 | 22858.3029 | 22806.2529 | 22806.2529 | 22806.2529 | 22868.7357 | 22806.2529 | 22806.2529
BaseCase SG | 2050 Emissions Budget VIC 2 | Emissions DLT | 6943.6588 | 6962.6825 | 6943.6588 | 6943.6588 | 6943.6588 | 6962.6825 | 6946.8279 | 6946.8279 | 6946.8279 | 6965.8603 | 6946.8279 | 6946.8279 | 6943.6588 | 6962.6825 | 6943.6588 | 6943.6588 | 6943.6588 | 6962.6825 | 6946.8279 | 6946.8279 | 6946.8279 | 6965.8603 | 6946.8279 | 6946.8279
BaseCase SG | 2050 Emissions Budget VIC 3 | Emissions DLT | 6943.6588 | 6962.6825 | 6943.6588 | 6943.6588 | 6943.6588 | 6962.6825 | 6946.8279 | 6946.8279 | 6946.8279 | 6965.8603 | 6946.8279 | 6946.8279 | 6943.6588 | 6962.6825 | 6943.6588 | 6943.6588 | 6943.6588 | 6962.6825 | 6946.8279 | 6946.8279 | 6946.8279 | 6965.8603 | 6946.8279 | 6946.8279
BaseCase SG | 2050 Emissions Budget VIC 4 | Emissions DLT | 6943.6588 | 6962.6825 | 6943.6588 | 6943.6588 | 6943.6588 | 6962.6825 | 6946.8279 | 6946.8279 | 6946.8279 | 6965.8603 | 6946.8279 | 6946.8279 | 6943.6588 | 6962.6825 | 6943.6588 | 6943.6588 | 6943.6588 | 6962.6825 | 6946.8279 | 6946.8279 | 6946.8279 | 6965.8603 | 6946.8279 | 6946.8279
BaseCase SG | Basslink Daily Energy Limit | Special Constraints | -287.568 | -288.408 | -287.568 | -287.568 | -287.568 | -288.408 | -287.568 | -287.568 | -287.568 | -288.408 | -287.568 | -287.568 | -287.568 | -288.408 | -287.568 | -287.568 | -287.568 | -288.408 | -287.568 | -287.568 | -287.568 | -288.408 | -287.568 | -287.568
BaseCase SG | Borumba - Gen | Special Constraints | 0 | 0 | 0 | 0 | 0 | 0 | 0 | 0 | 0 | 0 | 0 | 0 | 0 | 0 | 0 | 26280000 | 26280000 | 26352000 | 26280000 | 26280000 | 26280000 | 26352000 | 26280000 | 26280000
BaseCase SG | Borumba - Pump | Special Constraints | 0 | 0 | 0 | 0 | 0 | 0 | 0 | 0 | 0 | 0 | 0 | 0 | 0 | 0 | 0 | 26280000 | 26280000 | 26352000 | 26280000 | 26280000 | 26280000 | 26352000 | 26280000 | 26280000
BaseCase SG | CIS Dispatchable NSW | Policies NEM | -1231.12 | -631.96 | -431.96 | -1241.96 | -2541.96 | -2741.96 | -2741.96 | -2783.18 | -2741.96 | -2741.96 | -2741.96 | -2741.96 | -2741.96 | -2741.96 | -2750.69 | -2709.47 | -2709.47 | -2750.69 | -2709.47 | -2709.47 | -1925.69 | -1624.85 | -1583.63 | -1583.63
BaseCase SG | CIS Dispatchable SA | Policies NEM | -30 | 788 | 788 | 788 | -461 | -461 | -461 | -461 | -461 | -461 | -461 | -461 | -461 | -461 | -461 | -205 | -461 | -461 | -461 | -461 | -431 | 0 | 0 | 0
BaseCase SG | CIS Dispatchable VIC | Policies NEM | 0 | 1220 | 1271.79 | 1271.79 | -428.21 | -428.21 | -435.41 | -428.21 | -428.21 | -428.21 | -428.21 | -428.21 | -428.21 | -428.21 | -428.21 | -428.21 | -428.21 | -428.21 | -437.03 | -428.21 | -428.21 | 0 | 0 | 0
BaseCase SG | CIS Gen NSW | Policies NEM | -4646.44 | -5085.53 | -2496.93 | 10614.07 | -8779.93 | -9539.57 | -9539.57 | -9539.57 | -9539.57 | -9539.57 | -9539.57 | -9539.57 | -9539.57 | -9539.57 | -9539.57 | -9539.57 | -9539.57 | -9539.57 | -9539.57 | -9302.56 | -8998.86 | -8966.46 | -8583 | -8583
BaseCase SG | CIS Gen SA | Policies NEM | 0 | 20.36 | 621.16 | 509.16 | -690.84 | -690.84 | -690.84 | -690.84 | -690.84 | -690.84 | -690.84 | -690.84 | -690.84 | -690.84 | -690.84 | -690.84 | -690.84 | -690.84 | -690.84 | -690.84 | -690.84 | -690.84 | -690.84 | -690.84
BaseCase SG | CIS Gen TAS | Policies NEM | 0 | 0 | 750 | 1200 | 0 | 0 | 0 | 0 | 0 | 0 | 0 | 0 | 0 | 0 | 0 | 0 | 0 | 0 | 0 | 0 | 0 | 0 | 0 | 0
BaseCase SG | CIS Gen VIC - Solar | Policies NEM | 0 | 669 | 555.93 | 555.93 | -944.07 | -944.07 | -944.07 | -944.07 | -944.07 | -944.07 | -944.07 | -944.07 | -944.07 | -944.07 | -944.07 | -944.07 | -944.07 | -944.07 | -944.07 | -944.07 | -944.07 | -944.07 | -944.07 | -944.07
BaseCase SG | CIS Gen VIC - Wind | Policies NEM | 0 | 0 | 1922 | 3500 | -600 | -600 | -600 | -600 | -600 | -600 | -600 | -600 | -600 | -600 | -600 | -600 | -600 | -600 | -600 | -600 | -600 | -600 | -600 | -600
BaseCase SG | CIS Total Dispatchable | Policies NEM | -1261.12 | 3076.04 | 5550.83 | 7262.83 | -3731.17 | -3931.17 | -3938.37 | -3972.39 | -3931.17 | -3931.17 | -3931.17 | -3931.17 | -3931.17 | -3931.17 | -3939.9 | -3642.68 | -3898.68 | -3939.9 | -3907.5 | -3898.68 | -3084.9 | -1774.85 | -1583.63 | -1583.63
BaseCase SG | CNSW H2 Domestic Consumption Purchaser | Subregion flexible electricity load for Domestic H2 | 0 | 0 | 0 | 0 | 11.4714 | 32.8357 | 66.5597 | 115.4964 | 180.0493 | 219.288 | 254.324 | 284.7521 | 308.06 | 326.8929 | 340.6976 | 356.605 | 382.155 | 414.498 | 454.837 | 510.1136 | 572.7893 | 637.3937 | 697.9503 | 749.345
BaseCase SG | CQ H2 Domestic Consumption Purchaser | Subregion flexible electricity load for Domestic H2 | 170.455 | 168.3874 | 165.6299 | 163.6243 | 163.6764 | 166.1914 | 171.3656 | 181.4571 | 195.5879 | 203.6806 | 208.4909 | 212.2736 | 214.3593 | 216.0723 | 216.9117 | 219.8864 | 226.6129 | 234.5554 | 244.3126 | 260.0364 | 279.4336 | 302.6843 | 328.1574 | 354.05
BaseCase SG | CSA H2 Domestic Consumption Purchaser | Subregion flexible electricity load for Domestic H2 | 7.3521 | 7.2677 | 7.1436 | 7.0393 | 6.9871 | 7.5554 | 18.5887 | 37.2821 | 64.0314 | 81.7494 | 96.8021 | 108.9264 | 116.9043 | 123.3169 | 129.4431 | 137.7093 | 150.38 | 167.0803 | 188.4421 | 218.4786 | 254.3529 | 294.6583 | 337.0739 | 378.8179
BaseCase SG | Catagunya Min Gen | Hydro min release | 17.52 | 17.52 | 17.52 | 17.52 | 17.52 | 17.52 | 17.52 | 17.52 | 17.52 | 17.52 | 17.52 | 17.52 | 17.52 | 17.52 | 17.52 | 17.52 | 17.52 | 17.52 | 17.52 | 17.52 | 17.52 | 17.52 | 17.52 | 17.52
BaseCase SG | Combined Marinus Export | Special Constraints | 11773440 | 11805696 | 11773440 | 11773440 | 11773440 | 11805696 | 11773440 | 11773440 | 15589440 | 18393696 | 18343440 | 18343440 | 18343440 | 18393696 | 18343440 | 18343440 | 18343440 | 18393696 | 18343440 | 18343440 | 18343440 | 18393696 | 18343440 | 18343440
BaseCase SG | Combined Marinus Import | Special Constraints | 8567280 | 8590752 | 8567280 | 8567280 | 8567280 | 8590752 | 8567280 | 8567280 | 12383280 | 15178752 | 15137280 | 15137280 | 15137280 | 15178752 | 15137280 | 15137280 | 15137280 | 15178752 | 15137280 | 15137280 | 15137280 | 15178752 | 15137280 | 15137280
BaseCase SG | Constraint on Pipeline from Storage to GTs CNSW | Constraints to make diesel to come exclusively from storage | 0 | 0 | 0 | 0 | 0 | 0 | 0 | 0 | 0 | 0 | 0 | 0 | 0 | 0 | 0 | 0 | 0 | 0 | 0 | 0 | 0 | 0 | 0 | 0
BaseCase SG | Constraint on Pipeline from Storage to GTs CQ | Constraints to make diesel to come exclusively from storage | 0 | 0 | 0 | 0 | 0 | 0 | 0 | 0 | 0 | 0 | 0 | 0 | 0 | 0 | 0 | 0 | 0 | 0 | 0 | 0 | 0 | 0 | 0 | 0
BaseCase SG | Constraint on Pipeline from Storage to GTs CSA | Constraints to make diesel to come exclusively from storage | 0 | 0 | 0 | 0 | 0 | 0 | 0 | 0 | 0 | 0 | 0 | 0 | 0 | 0 | 0 | 0 | 0 | 0 | 0 | 0 | 0 | 0 | 0 | 0
BaseCase SG | Constraint on Pipeline from Storage to GTs GG | Constraints to make diesel to come exclusively from storage | 0 | 0 | 0 | 0 | 0 | 0 | 0 | 0 | 0 | 0 | 0 | 0 | 0 | 0 | 0 | 0 | 0 | 0 | 0 | 0 | 0 | 0 | 0 | 0
BaseCase SG | Constraint on Pipeline from Storage to GTs MEL | Constraints to make diesel to come exclusively from storage | 0 | 0 | 0 | 0 | 0 | 0 | 0 | 0 | 0 | 0 | 0 | 0 | 0 | 0 | 0 | 0 | 0 | 0 | 0 | 0 | 0 | 0 | 0 | 0
BaseCase SG | Constraint on Pipeline from Storage to GTs NNSW | Constraints to make diesel to come exclusively from storage | 0 | 0 | 0 | 0 | 0 | 0 | 0 | 0 | 0 | 0 | 0 | 0 | 0 | 0 | 0 | 0 | 0 | 0 | 0 | 0 | 0 | 0 | 0 | 0
BaseCase SG | Constraint on Pipeline from Storage to GTs NQ | Constraints to make diesel to come exclusively from storage | 0 | 0 | 0 | 0 | 0 | 0 | 0 | 0 | 0 | 0 | 0 | 0 | 0 | 0 | 0 | 0 | 0 | 0 | 0 | 0 | 0 | 0 | 0 | 0
BaseCase SG | Constraint on Pipeline from Storage to GTs NSA | Constraints to make diesel to come exclusively from storage | 0 | 0 | 0 | 0 | 0 | 0 | 0 | 0 | 0 | 0 | 0 | 0 | 0 | 0 | 0 | 0 | 0 | 0 | 0 | 0 | 0 | 0 | 0 | 0
BaseCase SG | Constraint on Pipeline from Storage to GTs SESA | Constraints to make diesel to come exclusively from storage | 0 | 0 | 0 | 0 | 0 | 0 | 0 | 0 | 0 | 0 | 0 | 0 | 0 | 0 | 0 | 0 | 0 | 0 | 0 | 0 | 0 | 0 | 0 | 0
BaseCase SG | Constraint on Pipeline from Storage to GTs SEV | Constraints to make diesel to come exclusively from storage | 0 | 0 | 0 | 0 | 0 | 0 | 0 | 0 | 0 | 0 | 0 | 0 | 0 | 0 | 0 | 0 | 0 | 0 | 0 | 0 | 0 | 0 | 0 | 0
BaseCase SG | Constraint on Pipeline from Storage to GTs SNSW | Constraints to make diesel to come exclusively from storage | 0 | 0 | 0 | 0 | 0 | 0 | 0 | 0 | 0 | 0 | 0 | 0 | 0 | 0 | 0 | 0 | 0 | 0 | 0 | 0 | 0 | 0 | 0 | 0
BaseCase SG | Constraint on Pipeline from Storage to GTs SNW | Constraints to make diesel to come exclusively from storage | 0 | 0 | 0 | 0 | 0 | 0 | 0 | 0 | 0 | 0 | 0 | 0 | 0 | 0 | 0 | 0 | 0 | 0 | 0 | 0 | 0 | 0 | 0 | 0
BaseCase SG | Constraint on Pipeline from Storage to GTs SQ | Constraints to make diesel to come exclusively from storage | 0 | 0 | 0 | 0 | 0 | 0 | 0 | 0 | 0 | 0 | 0 | 0 | 0 | 0 | 0 | 0 | 0 | 0 | 0 | 0 | 0 | 0 | 0 | 0
BaseCase SG | Constraint on Pipeline from Storage to GTs TAS | Constraints to make diesel to come exclusively from storage | 0 | 0 | 0 | 0 | 0 | 0 | 0 | 0 | 0 | 0 | 0 | 0 | 0 | 0 | 0 | 0 | 0 | 0 | 0 | 0 | 0 | 0 | 0 | 0
BaseCase SG | Constraint on Pipeline from Storage to GTs WNV | Constraints to make diesel to come exclusively from storage | 0 | 0 | 0 | 0 | 0 | 0 | 0 | 0 | 0 | 0 | 0 | 0 | 0 | 0 | 0 | 0 | 0 | 0 | 0 | 0 | 0 | 0 | 0 | 0
BaseCase SG | Constraint on Pipeline from Storage to GTs WOO | Constraints to make diesel to come exclusively from storage | 0 | 0 | 0 | 0 | 0 | 0 | 0 | 0 | 0 | 0 | 0 | 0 | 0 | 0 | 0 | 0 | 0 | 0 | 0 | 0 | 0 | 0 | 0 | 0
BaseCase SG | DNSP Thermal Limit on CER CNSW Area1 | DNSP Thermal Limit on CER | 881436 | 972982.5 | 1083503 | 1151884.5 | 1160908 | 1251175 | 1183413.5 | 1341296 | 1374077 | 1329544 | 1325674 | 1349695.5 | 1414354.5 | 1488354 | 1494250 | 1402640 | 1306220.5 | 1381054.5 | 1487146 | 1557849.5 | 1591141.5 | 1742247.5 | 1700879.5 | 1969378.5
BaseCase SG | DNSP Thermal Limit on CER CQ Area1 | DNSP Thermal Limit on CER | 1115404.5 | 1274101 | 1393707.5 | 1500446 | 1535688.5 | 1638641 | 1699974 | 1840791 | 1888803 | 1953640 | 1913769 | 1887799 | 2007282 | 2140009.5 | 2188514.5 | 2043247 | 1867396.5 | 2046074.5 | 2188833 | 2336798 | 2356489.5 | 2501862.5 | 2644008 | 2880939
BaseCase SG | DNSP Thermal Limit on CER CSA Area1 | DNSP Thermal Limit on CER | 4058521 | 4405183.5 | 4763085 | 4786732.5 | 5193442.5 | 5432514.5 | 5611960.5 | 5939722.5 | 6438271.5 | 6871720 | 7454754.5 | 7611644.5 | 7948118 | 8551593 | 8857903.5 | 9195341 | 9145202.5 | 9824093 | 10423354.5 | 10383243.5 | 10626202 | 10860228 | 10922492 | 11068583.5
BaseCase SG | DNSP Thermal Limit on CER GG Area1 | DNSP Thermal Limit on CER | 146741 | 167374.5 | 183189 | 201743.5 | 206140.5 | 219662.5 | 228800 | 240546 | 246212.5 | 249750 | 239697 | 239657.5 | 252228 | 278157.5 | 285427 | 275522.5 | 245044 | 268769 | 286841.5 | 311470 | 316452 | 338619 | 350133.5 | 373568.5
BaseCase SG | DNSP Thermal Limit on CER MEL Area1 | DNSP Thermal Limit on CER | 830632 | 955827.5 | 1079121 | 1045716 | 1207876 | 1265662.5 | 1306789 | 1388799 | 1424511.5 | 1392490.5 | 1400687 | 1441197 | 1521257 | 1594988 | 1621215 | 1586373 | 1422760.5 | 1572949.5 | 1697563 | 1619332 | 1851065.5 | 1948023 | 2049094 | 2239623
BaseCase SG | DNSP Thermal Limit on CER MEL Area2 | DNSP Thermal Limit on CER | 3802297 | 4430941.5 | 5057529.5 | 4938645 | 5765578.5 | 6087419 | 6313617 | 6730756.5 | 6911386 | 6769373.5 | 6841227 | 7047098 | 7458597 | 7813554.5 | 7961109 | 7810874.5 | 7054746 | 7792342 | 8414097 | 8027198.5 | 9213764.5 | 9691014 | 10271108 | 11273698.5
BaseCase SG | DNSP Thermal Limit on CER NNSW Area1 | DNSP Thermal Limit on CER | 2087141.5 | 2267354 | 2506405 | 2661767 | 2740577 | 2886751 | 2749951.5 | 3114695.5 | 3102438 | 3020767 | 3012644 | 3007685.5 | 3228185.5 | 3353522 | 3477136 | 3279319.5 | 3050856.5 | 3159822.5 | 3377853.5 | 3530170.5 | 3690722.5 | 3956956 | 3882495.5 | 4501117.5
BaseCase SG | DNSP Thermal Limit on CER NQ Area1 | DNSP Thermal Limit on CER | 1883364.5 | 2125903.5 | 2305369 | 2552931.5 | 2590058 | 2738570 | 2797940 | 2965609 | 3037702.5 | 3154479.5 | 3026682 | 3021042.5 | 3201093 | 3395661 | 3459017.5 | 3369797.5 | 3012392.5 | 3276711 | 3501173.5 | 3836798.5 | 3875394 | 4078327 | 4213104 | 4498267
BaseCase SG | DNSP Thermal Limit on CER NSA Area1 | DNSP Thermal Limit on CER | 160251 | 182468 | 202392.5 | 206834 | 221885.5 | 224039.5 | 231958 | 248493.5 | 275127 | 298297 | 301000.5 | 333941.5 | 351921.5 | 370748 | 376737 | 389403 | 390762 | 438104 | 454109.5 | 467376 | 476560 | 483851.5 | 492002.5 | 508436.5
BaseCase SG | DNSP Thermal Limit on CER SESA Area1 | DNSP Thermal Limit on CER | 188426 | 217125.5 | 243714 | 253991 | 271399 | 284903 | 300975 | 316928.5 | 341669.5 | 361594 | 376824.5 | 435744 | 453705 | 460275.5 | 493742.5 | 521852.5 | 519411.5 | 565525 | 619413.5 | 624916.5 | 631617.5 | 640799.5 | 624320 | 624980
BaseCase SG | DNSP Thermal Limit on CER SEV Area1 | DNSP Thermal Limit on CER | 572188.5 | 661610.5 | 761834.5 | 747892 | 876632 | 925822 | 969783.5 | 1051559 | 1070425.5 | 1083394.5 | 1125160 | 1180020.5 | 1284353.5 | 1413701.5 | 1484619 | 1494598.5 | 1416134.5 | 1556328.5 | 1664826 | 1627637 | 1866879.5 | 2037376 | 2143520.5 | 2335029.5
BaseCase SG | DNSP Thermal Limit on CER SNSW Area1 | DNSP Thermal Limit on CER | 1096816 | 1183820.5 | 1315163.5 | 1378489 | 1422610 | 1499159 | 1427918 | 1603113 | 1583131 | 1539695 | 1536614.5 | 1559989.5 | 1634471 | 1699697 | 1770586 | 1694532 | 1592634.5 | 1646938.5 | 1771393 | 1822981.5 | 1900643.5 | 2038352 | 1993983 | 2286862.5
BaseCase SG | DNSP Thermal Limit on CER SNSW Area2 | DNSP Thermal Limit on CER | 947063.5 | 1020322.5 | 1134315.5 | 1186257.5 | 1218252.5 | 1278961.5 | 1206960 | 1361960.5 | 1338381.5 | 1296959.5 | 1284479.5 | 1301901.5 | 1364487 | 1429745.5 | 1494152.5 | 1422192 | 1322896.5 | 1370122.5 | 1484853.5 | 1537984.5 | 1604644 | 1728196 | 1687043 | 1960587.5
BaseCase SG | DNSP Thermal Limit on CER SNW Area1 | DNSP Thermal Limit on CER | 4044298.5 | 4485649 | 5035420.5 | 5425511.5 | 5462178 | 5891716 | 5631216 | 6331086.5 | 6325302.5 | 6136798 | 6157772 | 6050871 | 6478623 | 6907454 | 7166756 | 6756788.5 | 6370297.5 | 6766598 | 7221241 | 7708348.5 | 7832610.5 | 8623782.5 | 8551344 | 9829161.5
BaseCase SG | DNSP Thermal Limit on CER SNW Area2 | DNSP Thermal Limit on CER | 4520837 | 4967377.5 | 5526742.5 | 5909610 | 5919817 | 6364927 | 6065748 | 6799640.5 | 6772081 | 6552407.5 | 6554658.5 | 6419771.5 | 6853331.5 | 7289920.5 | 7534531.5 | 7072296 | 6633351 | 7009345.5 | 7480903 | 7929685 | 8010170.5 | 8763385.5 | 8606898 | 9850454.5
BaseCase SG | DNSP Thermal Limit on CER SQ Area1 | DNSP Thermal Limit on CER | 9269194 | 10523721 | 11654118 | 12563620 | 12954933.5 | 13640483 | 14178933 | 14657488 | 15007366 | 15564268 | 14822995.5 | 14862536 | 15628937.5 | 16746955 | 17129212 | 16856884.5 | 14694349 | 16216674.5 | 17653343 | 18737761.5 | 19158227 | 20104193.5 | 21210087 | 22136364
BaseCase SG | DNSP Thermal Limit on CER TAS Area1 | DNSP Thermal Limit on CER | 546801 | 614235.5 | 682320 | 672538.5 | 738541.5 | 784280.5 | 786662 | 816334.5 | 824276.5 | 821839.5 | 818101.5 | 818196 | 856062 | 889888 | 896858.5 | 868922 | 850158 | 888495 | 912420 | 877278.5 | 950314 | 1047181.5 | 1097473.5 | 1186880.5
BaseCase SG | DNSP Thermal Limit on CER WNV Area1 | DNSP Thermal Limit on CER | 355142.5 | 409038 | 458002 | 455272.5 | 535771 | 552974 | 567974 | 604839.5 | 624552.5 | 613482 | 619067.5 | 629262.5 | 676497 | 698700.5 | 709118 | 706402.5 | 608480 | 676199.5 | 724321.5 | 717429.5 | 823939.5 | 865039 | 904753 | 977816.5
BaseCase SG | DNSP Thermal Limit on CER WNV Area2 | DNSP Thermal Limit on CER | 1330136 | 1536806 | 1732654 | 1738761 | 2057070.5 | 2140660 | 2209844 | 2361547 | 2434758 | 2411497.5 | 2454597.5 | 2506089.5 | 2709385 | 2832084 | 2887008 | 2884996.5 | 2521795.5 | 2783706 | 2976962.5 | 2941131.5 | 3413042 | 3599560 | 3778845 | 4102767
BaseCase SG | DNSP Thermal Limit on Distributed Resources CNSW Area1 | DNSP Thermal Limit on Distributed Resources | 5676480 | 5692032 | 5676480 | 5676480 | 5676480 | 5692032 | 5676480 | 5676480 | 5676480 | 5692032 | 5676480 | 5676480 | 5676480 | 5692032 | 5676480 | 5676480 | 5676480 | 5692032 | 5676480 | 5676480 | 5676480 | 5692032 | 5676480 | 5676480
BaseCase SG | DNSP Thermal Limit on Distributed Resources CQ Area1 | DNSP Thermal Limit on Distributed Resources | 0 | 0 | 0 | 0 | 0 | 9003600 | 8979000 | 8979000 | 8979000 | 9003600 | 8979000 | 8979000 | 8979000 | 9003600 | 8979000 | 8979000 | 8979000 | 9003600 | 8979000 | 8979000 | 8979000 | 9003600 | 8979000 | 8979000
BaseCase SG | DNSP Thermal Limit on Distributed Resources CSA Area1 | DNSP Thermal Limit on Distributed Resources | 0 | 0 | 0 | 0 | 0 | 65352960 | 65174400 | 65174400 | 65174400 | 65352960 | 65174400 | 65174400 | 65174400 | 65352960 | 65174400 | 65174400 | 65174400 | 65352960 | 65174400 | 65174400 | 65174400 | 65352960 | 65174400 | 65174400
BaseCase SG | DNSP Thermal Limit on Distributed Resources GG Area1 | DNSP Thermal Limit on Distributed Resources | 0 | 0 | 0 | 0 | 0 | 1036512 | 1033680 | 1033680 | 1033680 | 1036512 | 1033680 | 1033680 | 1033680 | 1036512 | 1033680 | 1033680 | 1033680 | 1036512 | 1033680 | 1033680 | 1033680 | 1036512 | 1033680 | 1033680
BaseCase SG | DNSP Thermal Limit on Distributed Resources MEL Area1 | DNSP Thermal Limit on Distributed Resources | 15978240 | 16022016 | 15978240 | 15978240 | 15978240 | 16022016 | 15978240 | 15978240 | 15978240 | 16022016 | 15978240 | 15978240 | 15978240 | 16022016 | 15978240 | 15978240 | 15978240 | 16022016 | 15978240 | 15978240 | 15978240 | 16022016 | 15978240 | 15978240
BaseCase SG | DNSP Thermal Limit on Distributed Resources MEL Area2 | DNSP Thermal Limit on Distributed Resources | 182768640 | 183269376 | 182768640 | 182768640 | 182768640 | 183269376 | 182768640 | 182768640 | 182768640 | 183269376 | 182768640 | 182768640 | 182768640 | 183269376 | 182768640 | 182768640 | 182768640 | 183269376 | 182768640 | 182768640 | 182768640 | 183269376 | 182768640 | 182768640
BaseCase SG | DNSP Thermal Limit on Distributed Resources NNSW Area1 | DNSP Thermal Limit on Distributed Resources | 0 | 0 | 0 | 0 | 0 | 9196848 | 9171720 | 9171720 | 9171720 | 9196848 | 9171720 | 9171720 | 9171720 | 9196848 | 9171720 | 9171720 | 9171720 | 9196848 | 9171720 | 9171720 | 9171720 | 9196848 | 9171720 | 9171720
BaseCase SG | DNSP Thermal Limit on Distributed Resources NQ Area1 | DNSP Thermal Limit on Distributed Resources | 0 | 0 | 0 | 0 | 0 | 16961904 | 16915560 | 16915560 | 16915560 | 16961904 | 16915560 | 16915560 | 16915560 | 16961904 | 16915560 | 16915560 | 16915560 | 16961904 | 16915560 | 16915560 | 16915560 | 16961904 | 16915560 | 16915560
BaseCase SG | DNSP Thermal Limit on Distributed Resources NSA Area1 | DNSP Thermal Limit on Distributed Resources | 0 | 0 | 0 | 0 | 0 | 3048048 | 3039720 | 3039720 | 3039720 | 3048048 | 3039720 | 3039720 | 3039720 | 3048048 | 3039720 | 3039720 | 3039720 | 3048048 | 3039720 | 3039720 | 3039720 | 3048048 | 3039720 | 3039720
BaseCase SG | DNSP Thermal Limit on Distributed Resources SESA Area1 | DNSP Thermal Limit on Distributed Resources | 0 | 0 | 0 | 0 | 0 | 4488624 | 4476360 | 4476360 | 4476360 | 4488624 | 4476360 | 4476360 | 4476360 | 4488624 | 4476360 | 4476360 | 4476360 | 4488624 | 4476360 | 4476360 | 4476360 | 4488624 | 4476360 | 4476360
BaseCase SG | DNSP Thermal Limit on Distributed Resources SEV Area1 | DNSP Thermal Limit on Distributed Resources | 0 | 0 | 0 | 0 | 0 | 7211664 | 7191960 | 7191960 | 7191960 | 7211664 | 7191960 | 7191960 | 7191960 | 7211664 | 7191960 | 7191960 | 7191960 | 7211664 | 7191960 | 7191960 | 7191960 | 7211664 | 7191960 | 7191960
BaseCase SG | DNSP Thermal Limit on Distributed Resources SNSW Area1 | DNSP Thermal Limit on Distributed Resources | 0 | 0 | 0 | 0 | 0 | 7009632 | 6990480 | 6990480 | 6990480 | 7009632 | 6990480 | 6990480 | 6990480 | 7009632 | 6990480 | 6990480 | 6990480 | 7009632 | 6990480 | 6990480 | 6990480 | 7009632 | 6990480 | 6990480
BaseCase SG | DNSP Thermal Limit on Distributed Resources SNSW Area2 | DNSP Thermal Limit on Distributed Resources | 0 | 0 | 0 | 0 | 0 | 8081280 | 8059200 | 8059200 | 8059200 | 8081280 | 8059200 | 8059200 | 8059200 | 8081280 | 8059200 | 8059200 | 8059200 | 8081280 | 8059200 | 8059200 | 8059200 | 8081280 | 8059200 | 8059200
BaseCase SG | DNSP Thermal Limit on Distributed Resources SNW Area1 | DNSP Thermal Limit on Distributed Resources | 27366240 | 27441216 | 27366240 | 27366240 | 27366240 | 27441216 | 27366240 | 27366240 | 27366240 | 27441216 | 27366240 | 27366240 | 27366240 | 27441216 | 27366240 | 27366240 | 27366240 | 27441216 | 27366240 | 27366240 | 27366240 | 27441216 | 27366240 | 27366240
BaseCase SG | DNSP Thermal Limit on Distributed Resources SNW Area2 | DNSP Thermal Limit on Distributed Resources | 59734440 | 59898096 | 59734440 | 59734440 | 59734440 | 59898096 | 59734440 | 59734440 | 59734440 | 59898096 | 59734440 | 59734440 | 59734440 | 59898096 | 59734440 | 59734440 | 59734440 | 59898096 | 59734440 | 59734440 | 59734440 | 59898096 | 59734440 | 59734440
BaseCase SG | DNSP Thermal Limit on Distributed Resources SQ Area1 | DNSP Thermal Limit on Distributed Resources | 0 | 0 | 0 | 0 | 0 | 51158016 | 51018240 | 51018240 | 51018240 | 51158016 | 51018240 | 51018240 | 51018240 | 51158016 | 51018240 | 51018240 | 51018240 | 51158016 | 51018240 | 51018240 | 51018240 | 51158016 | 51018240 | 51018240
BaseCase SG | DNSP Thermal Limit on Distributed Resources TAS Area1 | DNSP Thermal Limit on Distributed Resources | 3468960 | 3478464 | 3468960 | 3468960 | 3468960 | 3478464 | 3468960 | 3468960 | 3468960 | 3478464 | 3468960 | 3468960 | 3468960 | 3478464 | 3468960 | 3468960 | 3468960 | 3478464 | 3468960 | 3468960 | 3468960 | 3478464 | 3468960 | 3468960
BaseCase SG | DNSP Thermal Limit on Distributed Resources WNV Area1 | DNSP Thermal Limit on Distributed Resources | 0 | 0 | 0 | 0 | 0 | 3469680 | 3460200 | 3460200 | 3460200 | 3469680 | 3460200 | 3460200 | 3460200 | 3469680 | 3460200 | 3460200 | 3460200 | 3469680 | 3460200 | 3460200 | 3460200 | 3469680 | 3460200 | 3460200
BaseCase SG | DNSP Thermal Limit on Distributed Resources WNV Area2 | DNSP Thermal Limit on Distributed Resources | 0 | 0 | 0 | 0 | 0 | 53441856 | 53295840 | 53295840 | 53295840 | 53441856 | 53295840 | 53295840 | 53295840 | 53441856 | 53295840 | 53295840 | 53295840 | 53441856 | 53295840 | 53295840 | 53295840 | 53441856 | 53295840 | 53295840
BaseCase SG | Daily H2 Limit NSW | H2 Infrastructure Limitations | 0 | 0 | 0 | 0 | 0 | 0 | 0 | 0 | 0 | 0 | 0 | 0 | 0 | 0 | 0 | 0 | 0 | 0 | 0 | 0 | 0 | 0 | 0 | 0
BaseCase SG | Daily H2 Limit QLD | H2 Infrastructure Limitations | 0 | 0 | 0 | 0 | 0 | 0 | 0 | 0 | 0 | 0 | 0 | 0 | 0 | 0 | 0 | 0 | 0 | 0 | 0 | 0 | 0 | 0 | 0 | 0
BaseCase SG | Daily H2 Limit SA | H2 Infrastructure Limitations | 0 | 0 | 0 | 0 | 0 | 0 | 0 | 0 | 0 | 0 | 0 | 0 | 0 | 0 | 0 | 0 | 0 | 0 | 0 | 0 | 0 | 0 | 0 | 0
BaseCase SG | Daily H2 Limit TAS | H2 Infrastructure Limitations | 0 | 0 | 0 | 0 | 0 | 0 | 0 | 0 | 0 | 0 | 0 | 0 | 0 | 0 | 0 | 0 | 0 | 0 | 0 | 0 | 0 | 0 | 0 | 0
BaseCase SG | Daily H2 Limit VIC | H2 Infrastructure Limitations | 0 | 0 | 0 | 0 | 0 | 0 | 0 | 0 | 0 | 0 | 0 | 0 | 0 | 0 | 0 | 0 | 0 | 0 | 0 | 0 | 0 | 0 | 0 | 0
BaseCase SG | ExportGroup_CNSW1 | Group Network Export Constraints | 7139400 | 7158960 | 7139400 | 7139400 | 7139400 | 7158960 | 7139400 | 7139400 | 7139400 | 7158960 | 7139400 | 7139400 | 7139400 | 7158960 | 7139400 | 7139400 | 7139400 | 7158960 | 7139400 | 7139400 | 7139400 | 7158960 | 7139400 | 7139400
BaseCase SG | ExportGroup_CQ1 | Group Network Export Constraints | 16792320 | 16833120 | 16792320 | 16792320 | 16792320 | 16833120 | 16792320 | 16792320 | 16792320 | 16833120 | 16792320 | 16792320 | 16792320 | 16833120 | 16792320 | 16792320 | 16792320 | 16833120 | 16792320 | 16792320 | 16792320 | 16833120 | 16792320 | 16792320
BaseCase SG | ExportGroup_MN1 | Group Network Export Constraints | 15460080 | 15499200 | 15460080 | 15460080 | 15460080 | 15499200 | 15460080 | 15460080 | 15460080 | 15499200 | 15460080 | 15460080 | 15460080 | 15499200 | 15460080 | 15460080 | 15460080 | 15499200 | 15460080 | 15460080 | 15460080 | 15499200 | 15460080 | 15460080
BaseCase SG | ExportGroup_NET1 | Group Network Export Constraints | 14016000 | 14054400 | 14016000 | 14016000 | 14016000 | 14054400 | 14016000 | 14016000 | 14016000 | 14054400 | 14016000 | 14016000 | 14016000 | 14054400 | 14016000 | 14016000 | 14016000 | 14054400 | 14016000 | 14016000 | 14016000 | 14054400 | 14016000 | 14016000
BaseCase SG | ExportGroup_NQ1 | Group Network Export Constraints | 22380480 | 22438560 | 22380480 | 22380480 | 22380480 | 22438560 | 22380480 | 22380480 | 22380480 | 22438560 | 22380480 | 22380480 | 22380480 | 22438560 | 22380480 | 22380480 | 22380480 | 22438560 | 22380480 | 22380480 | 22380480 | 22438560 | 22380480 | 22380480
BaseCase SG | ExportGroup_NSA1 | Group Network Export Constraints | 5124600 | 5138640 | 5124600 | 5124600 | 5124600 | 5138640 | 5124600 | 5124600 | 5124600 | 5138640 | 5124600 | 5124600 | 5124600 | 5138640 | 5124600 | 5124600 | 5124600 | 5138640 | 5124600 | 5124600 | 5124600 | 5138640 | 5124600 | 5124600
BaseCase SG | ExportGroup_SEVIC1 | Group Network Export Constraints | 0 | 0 | 0 | 0 | 0 | 36892800 | 36792000 | 36792000 | 36792000 | 36892800 | 36792000 | 36792000 | 36792000 | 36892800 | 36792000 | 36792000 | 36792000 | 36892800 | 36792000 | 36792000 | 36792000 | 36892800 | 36792000 | 36792000
BaseCase SG | ExportGroup_SQ1 | Group Network Export Constraints | 12264000 | 12297600 | 12264000 | 12264000 | 12264000 | 12297600 | 12264000 | 12264000 | 12264000 | 12297600 | 12264000 | 12264000 | 12264000 | 12297600 | 12264000 | 12264000 | 12264000 | 12297600 | 12264000 | 12264000 | 12264000 | 12297600 | 12264000 | 12264000
BaseCase SG | ExportGroup_SWNSW1 | Group Network Export Constraints | 10512000 | 10540800 | 10512000 | 10512000 | 10512000 | 10540800 | 10512000 | 10512000 | 10512000 | 10540800 | 10512000 | 10512000 | 10512000 | 10540800 | 10512000 | 10512000 | 10512000 | 10540800 | 10512000 | 10512000 | 10512000 | 10540800 | 10512000 | 10512000
BaseCase SG | ExportGroup_SWNSW2 | Group Network Export Constraints | 0 | 0 | 0 | 0 | 0 | 22598400 | 38544000 | 38544000 | 38544000 | 38649600 | 38544000 | 38544000 | 38544000 | 38649600 | 38544000 | 38544000 | 38544000 | 38649600 | 38544000 | 38544000 | 38544000 | 38649600 | 38544000 | 38544000
BaseCase SG | ExportGroup_SWQLD1 | Group Network Export Constraints | 26280000 | 26352000 | 26280000 | 26280000 | 26280000 | 26352000 | 26280000 | 26280000 | 26280000 | 26352000 | 26280000 | 26280000 | 26280000 | 26352000 | 26280000 | 26280000 | 26280000 | 26352000 | 26280000 | 26280000 | 26280000 | 26352000 | 26280000 | 26280000
BaseCase SG | ExportGroup_SWV1 | Group Network Export Constraints | 21856200 | 21916080 | 21856200 | 21856200 | 21856200 | 21916080 | 21856200 | 21856200 | 21856200 | 21916080 | 21856200 | 21856200 | 21856200 | 21916080 | 21856200 | 21856200 | 21856200 | 21916080 | 21856200 | 21856200 | 21856200 | 21916080 | 21856200 | 21856200
BaseCase SG | ExportGroup_WNV1 | Group Network Export Constraints | 23802480 | 23851440 | 23802480 | 23802480 | 23802480 | 10851480 | 23802480 | 23802480 | 23802480 | 23851440 | 23802480 | 23802480 | 23802480 | 23851440 | 23802480 | 23802480 | 23802480 | 23851440 | 23802480 | 23802480 | 23802480 | 23851440 | 23802480 | 23802480
BaseCase SG | ExportGroup_WV1 | Group Network Export Constraints | 7860000 | 7878720 | 7860000 | 7860000 | 7860000 | 7878720 | 7860000 | 7860000 | 7860000 | 7878720 | 7860000 | 7860000 | 7860000 | 7878720 | 7860000 | 7860000 | 7860000 | 7878720 | 7860000 | 7860000 | 7860000 | 7878720 | 7860000 | 7860000
BaseCase SG | ExportLimit_DN2_Yass | Distribution REZ Export Constraints | 0 | 0 | 0 | 0 | 0 | 0 | 0 | 0 | 0 | 0 | 0 | 0 | 0 | 0 | 0 | 0 | 0 | 0 | 0 | 0 | 0 | 0 | 0 | 0
BaseCase SG | ExportLimit_DN3_Marulan | Distribution REZ Export Constraints | 0 | 0 | 0 | 0 | 0 | 0 | 0 | 0 | 0 | 0 | 0 | 0 | 0 | 0 | 0 | 0 | 0 | 0 | 0 | 0 | 0 | 0 | 0 | 0
BaseCase SG | ExportLimit_N10_Hunter Coast | REZ Network Export Constraints | 49494000 | 49629600 | 49494000 | 49494000 | 49494000 | 49629600 | 49494000 | 49494000 | 49494000 | 49629600 | 49494000 | 49494000 | 49494000 | 49629600 | 49494000 | 49494000 | 49494000 | 49629600 | 49494000 | 49494000 | 49494000 | 49629600 | 49494000 | 49494000
BaseCase SG | ExportLimit_N11_Illawarra Coast | REZ Network Export Constraints | 8760000 | 8784000 | 8760000 | 8760000 | 8760000 | 8784000 | 8760000 | 8760000 | 8760000 | 8784000 | 8760000 | 8760000 | 8760000 | 8784000 | 8760000 | 8760000 | 8760000 | 8784000 | 8760000 | 8760000 | 8760000 | 8784000 | 8760000 | 8760000
BaseCase SG | ExportLimit_N12_Illawarra | REZ Network Export Constraints | 8760000 | 8784000 | 8760000 | 8760000 | 8760000 | 8784000 | 8760000 | 8760000 | 8760000 | 8784000 | 8760000 | 8760000 | 8760000 | 8784000 | 8760000 | 8760000 | 8760000 | 8784000 | 8760000 | 8760000 | 8760000 | 8784000 | 8760000 | 8760000
BaseCase SG | ExportLimit_N13_South Cobar | REZ Network Export Constraints | 995328 | 997872 | 995328 | 995328 | 995328 | 997872 | 995328 | 995328 | 995328 | 997872 | 995328 | 995328 | 995328 | 997872 | 995328 | 995328 | 995328 | 997872 | 995328 | 995328 | 995328 | 997872 | 995328 | 995328
BaseCase SG | ExportLimit_N1_North West NSW | REZ Network Export Constraints | 1497960 | 1502064 | 1497960 | 1497960 | 1497960 | 1502064 | 1497960 | 1497960 | 1497960 | 1502064 | 1497960 | 1497960 | 1497960 | 1502064 | 1497960 | 1497960 | 1497960 | 1502064 | 1497960 | 1497960 | 1497960 | 1502064 | 1497960 | 1497960
BaseCase SG | ExportLimit_N2_New England | REZ Network Export Constraints | 5054520 | 5068368 | 5054520 | 5054520 | 5054520 | 5068368 | 5054520 | 5054520 | 5054520 | 5068368 | 5054520 | 5054520 | 5054520 | 5068368 | 5054520 | 5054520 | 5054520 | 5068368 | 5054520 | 5054520 | 5054520 | 5068368 | 5054520 | 5054520
BaseCase SG | ExportLimit_N3_Central-West Orana | REZ Network Export Constraints | 7884000 | 7905600 | 7884000 | 7884000 | 7884000 | 7905600 | 7884000 | 7884000 | 7884000 | 7905600 | 7884000 | 7884000 | 7884000 | 7905600 | 7884000 | 7884000 | 7884000 | 7905600 | 7884000 | 7884000 | 7884000 | 7905600 | 7884000 | 7884000
BaseCase SG | ExportLimit_N4_Broken Hill | REZ Network Export Constraints | 2190000 | 2196000 | 2190000 | 2190000 | 2190000 | 2196000 | 2190000 | 2190000 | 2190000 | 2196000 | 2190000 | 2190000 | 2190000 | 2196000 | 2190000 | 2190000 | 2190000 | 2196000 | 2190000 | 2190000 | 2190000 | 2196000 | 2190000 | 2190000
BaseCase SG | ExportLimit_N5_South West NSW | REZ Network Export Constraints | 3942000 | 3952800 | 3942000 | 3942000 | 3942000 | 3952800 | 3942000 | 3942000 | 3942000 | 3952800 | 3942000 | 3942000 | 3942000 | 3952800 | 3942000 | 3942000 | 3942000 | 3952800 | 3942000 | 3942000 | 3942000 | 3952800 | 3942000 | 3942000
BaseCase SG | ExportLimit_N6_Wagga Wagga | REZ Network Export Constraints | 9636000 | 9662400 | 9636000 | 9636000 | 9636000 | 9662400 | 9636000 | 9636000 | 9636000 | 9662400 | 9636000 | 9636000 | 9636000 | 9662400 | 9636000 | 9636000 | 9636000 | 9662400 | 9636000 | 9636000 | 9636000 | 9662400 | 9636000 | 9636000
BaseCase SG | ExportLimit_N7_Tumut | REZ Network Export Constraints | 0 | 0 | 0 | 0 | 0 | 0 | 0 | 0 | 0 | 0 | 0 | 0 | 0 | 0 | 0 | 0 | 0 | 0 | 0 | 0 | 0 | 0 | 0 | 0
BaseCase SG | ExportLimit_N8_Cooma-Monaro | REZ Network Export Constraints | 3066000 | 3074400 | 3066000 | 3066000 | 3066000 | 3074400 | 3066000 | 3066000 | 3066000 | 3074400 | 3066000 | 3066000 | 3066000 | 3074400 | 3066000 | 3066000 | 3066000 | 3074400 | 3066000 | 3066000 | 3066000 | 3074400 | 3066000 | 3066000
BaseCase SG | ExportLimit_N9_Hunter-Central Coast | REZ Network Export Constraints | 3504000 | 3513600 | 3504000 | 3504000 | 3504000 | 3513600 | 3504000 | 3504000 | 3504000 | 3513600 | 3504000 | 3504000 | 3504000 | 3513600 | 3504000 | 3504000 | 3504000 | 3513600 | 3504000 | 3504000 | 3504000 | 3513600 | 3504000 | 3504000
BaseCase SG | ExportLimit_Q1_Far North Qld | REZ Network Export Constraints | 6570000 | 6588000 | 6570000 | 6570000 | 6570000 | 6588000 | 6570000 | 6570000 | 6570000 | 6588000 | 6570000 | 6570000 | 6570000 | 6588000 | 6570000 | 6570000 | 6570000 | 6588000 | 6570000 | 6570000 | 6570000 | 6588000 | 6570000 | 6570000
BaseCase SG | ExportLimit_Q2_North Qld Clean Energy Hub | REZ Network Export Constraints | 6132000 | 6148800 | 6132000 | 6132000 | 6132000 | 6148800 | 6132000 | 6132000 | 6132000 | 6148800 | 6132000 | 6132000 | 6132000 | 6148800 | 6132000 | 6132000 | 6132000 | 6148800 | 6132000 | 6132000 | 6132000 | 6148800 | 6132000 | 6132000
BaseCase SG | ExportLimit_Q5_Barcaldine | REZ Network Export Constraints | 744600 | 746640 | 744600 | 744600 | 744600 | 746640 | 744600 | 744600 | 744600 | 746640 | 744600 | 744600 | 744600 | 746640 | 744600 | 744600 | 744600 | 746640 | 744600 | 744600 | 744600 | 746640 | 744600 | 744600
BaseCase SG | ExportLimit_Q9_Banana | REZ Network Export Constraints | 1314000 | 1317600 | 1314000 | 1314000 | 1314000 | 1317600 | 1314000 | 1314000 | 1314000 | 1317600 | 1314000 | 1314000 | 1314000 | 1317600 | 1314000 | 1314000 | 1314000 | 1317600 | 1314000 | 1314000 | 1314000 | 1317600 | 1314000 | 1314000
BaseCase SG | ExportLimit_S2_Riverland | REZ Network Export Constraints | 1138800 | 1141920 | 1138800 | 1138800 | 1138800 | 1141920 | 1138800 | 1138800 | 1138800 | 1141920 | 1138800 | 1138800 | 1138800 | 1141920 | 1138800 | 1138800 | 1138800 | 1141920 | 1138800 | 1138800 | 1138800 | 1141920 | 1138800 | 1138800
BaseCase SG | ExportLimit_S4_Yorke Peninsula | REZ Network Export Constraints | 876000 | 878400 | 876000 | 876000 | 876000 | 878400 | 876000 | 876000 | 876000 | 878400 | 876000 | 876000 | 876000 | 878400 | 876000 | 876000 | 876000 | 878400 | 876000 | 876000 | 876000 | 878400 | 876000 | 876000
BaseCase SG | ExportLimit_S6_Roxby Downs | REZ Network Export Constraints | 4380000 | 4392000 | 4380000 | 4380000 | 4380000 | 4392000 | 4380000 | 4380000 | 4380000 | 4392000 | 4380000 | 4380000 | 4380000 | 4392000 | 4380000 | 4380000 | 4380000 | 4392000 | 4380000 | 4380000 | 4380000 | 4392000 | 4380000 | 4380000
BaseCase SG | ExportLimit_S7_Eastern Eyre Peninsula | REZ Network Export Constraints | 2628000 | 2635200 | 2628000 | 2628000 | 2628000 | 2635200 | 2628000 | 2628000 | 2628000 | 2635200 | 2628000 | 2628000 | 2628000 | 2635200 | 2628000 | 2628000 | 2628000 | 2635200 | 2628000 | 2628000 | 2628000 | 2635200 | 2628000 | 2628000
BaseCase SG | ExportLimit_S8_Western Eyre Peninsula | REZ Network Export Constraints | 0 | 0 | 0 | 0 | 0 | 0 | 0 | 0 | 0 | 0 | 0 | 0 | 0 | 0 | 0 | 0 | 0 | 0 | 0 | 0 | 0 | 0 | 0 | 0
BaseCase SG | ExportLimit_T1_North East Tasmania | REZ Network Export Constraints | 3504000 | 3513600 | 3504000 | 3504000 | 3504000 | 3513600 | 3504000 | 3504000 | 3504000 | 3513600 | 3504000 | 3504000 | 3504000 | 3513600 | 3504000 | 3504000 | 3504000 | 3513600 | 3504000 | 3504000 | 3504000 | 3513600 | 3504000 | 3504000
BaseCase SG | ExportLimit_T2_North West Tasmania | REZ Network Export Constraints | 1337520 | 1344168 | 1337520 | 1337520 | 1337520 | 1344168 | 1337520 | 1337520 | 1337520 | 1344168 | 1337520 | 1337520 | 1337520 | 1344168 | 1337520 | 1337520 | 1337520 | 1344168 | 1337520 | 1337520 | 1337520 | 1344168 | 1337520 | 1337520
BaseCase SG | ExportLimit_T3_Central Highlands | REZ Network Export Constraints | 7080120 | 7096968 | 7080120 | 7080120 | 7080120 | 7096968 | 7080120 | 7080120 | 7080120 | 7096968 | 7080120 | 7080120 | 7080120 | 7096968 | 7080120 | 7080120 | 7080120 | 7096968 | 7080120 | 7080120 | 7080120 | 7096968 | 7080120 | 7080120
BaseCase SG | ExportLimit_V1_North West VIC | REZ Network Export Constraints | 4932960 | 4943520 | 4932960 | 4932960 | 4932960 | 4943520 | 4932960 | 4932960 | 4932960 | 4943520 | 4932960 | 4932960 | 4932960 | 4943520 | 4932960 | 4932960 | 4932960 | 4943520 | 4932960 | 4932960 | 4932960 | 4943520 | 4932960 | 4932960
BaseCase SG | ExportLimit_V2_Central Highlands VIC | REZ Network Export Constraints | 6283200 | 6297600 | 6283200 | 6283200 | 6283200 | 6297600 | 6283200 | 6283200 | 6283200 | 6297600 | 6283200 | 6283200 | 6283200 | 6297600 | 6283200 | 6283200 | 6283200 | 6297600 | 6283200 | 6283200 | 6283200 | 6297600 | 6283200 | 6283200
BaseCase SG | ExportLimit_V7_Central North VIC | REZ Network Export Constraints | 9032400 | 9048000 | 9032400 | 9032400 | 9032400 | 9048000 | 9032400 | 9032400 | 9032400 | 9048000 | 9032400 | 9032400 | 9032400 | 9048000 | 9032400 | 9032400 | 9032400 | 9048000 | 9032400 | 9032400 | 9032400 | 9048000 | 9032400 | 9032400
BaseCase SG | ExportLimit_V8_Gippsland Offshore | REZ Network Export Constraints | 0 | 0 | 0 | 0 | 0 | 0 | 0 | 0 | 0 | 0 | 0 | 0 | 0 | 0 | 0 | 0 | 0 | 0 | 0 | 0 | 0 | 0 | 0 | 0
BaseCase SG | Gas Zone Daily Offtake Limit Colongra | Gas Infrastructure Limitations by Gas Zone | 14724.1 | 14764.44 | 14724.1 | 14724.1 | 14724.1 | 14764.44 | 14724.1 | 14724.1 | 14724.1 | 14764.44 | 14724.1 | 14724.1 | 14724.1 | 14764.44 | 14724.1 | 14724.1 | 14724.1 | 14764.44 | 14724.1 | 14724.1 | 14724.1 | 14764.44 | 14724.1 | 14724.1
BaseCase SG | Gas Zone Daily Offtake Limit Gippsland | Gas Infrastructure Limitations by Gas Zone | 263742.04 | 355488.14 | 305342.77 | 286950.1 | 281144.82 | 240333.84 | 242749.92 | 241663.94 | 220066.8 | 214266.7 | 204259.2 | 194557.67 | 185478.37 | 180238.37 | 195130.16 | 253184.85 | 265251.73 | 267153.98 | 297450.36 | 297450.36 | 297450.36 | 298334.94 | 297450.36 | 297450.36
BaseCase SG | Gas Zone Daily Offtake Limit Gladstone | Gas Infrastructure Limitations by Gas Zone | 9362.21 | 17742.19 | 26774.54 | 41458.25 | 56680.17 | 57855.87 | 58026.13 | 58056.51 | 58038.35 | 58060.12 | 57825.31 | 58147.93 | 58080.6 | 58141.28 | 57962.24 | 58156.11 | 58142.25 | 58174.72 | 58100.5 | 58100.5 | 58100.5 | 58251.86 | 58100.5 | 58100.5
BaseCase SG | Gas Zone Daily Offtake Limit Kurri Kurri | Gas Infrastructure Limitations by Gas Zone | 21900 | 21960 | 21900 | 21900 | 21900 | 21960 | 21900 | 21900 | 21900 | 21960 | 21900 | 21900 | 21900 | 21960 | 21900 | 21900 | 21900 | 21960 | 21900 | 21900 | 21900 | 21960 | 21900 | 21900
BaseCase SG | Gas Zone Daily Offtake Limit Laverton North | Gas Infrastructure Limitations by Gas Zone | 28935.7 | 29020.49 | 28564.83 | 29056.07 | 28354.44 | 29090.39 | 28782.91 | 28987.7 | 29060.19 | 28905.46 | 28395.52 | 28253.4 | 27311.42 | 27163.32 | 27563.49 | 27747.49 | 28786.11 | 28609.08 | 29080.66 | 29080.66 | 29080.66 | 29160.78 | 29080.66 | 29080.66
BaseCase SG | Gas Zone Daily Offtake Limit Melbourne | Gas Infrastructure Limitations by Gas Zone | 378609.16 | 474914.92 | 435424.73 | 421532.34 | 420506.32 | 385071.76 | 391393.04 | 393804.31 | 376378.98 | 374665.51 | 367868.1 | 383156.35 | 399424.43 | 397783.2 | 417746.11 | 477150.47 | 492522 | 499038.35 | 527866.41 | 527866.41 | 527866.41 | 529472.75 | 527866.41 | 527866.41
BaseCase SG | Gas Zone Daily Offtake Limit Moomba | Gas Infrastructure Limitations by Gas Zone | 251300.08 | 242723.42 | 234330.18 | 226584.46 | 219704.57 | 214906.76 | 239195.09 | 261517.5 | 253205.15 | 247971.09 | 242081.87 | 237631.99 | 234148.49 | 231919.8 | 229365.19 | 227048.1 | 225695.07 | 225131.67 | 223439.24 | 223439.24 | 223439.24 | 224072.66 | 223439.24 | 223439.24
BaseCase SG | Gas Zone Daily Offtake Limit NQGP | Gas Infrastructure Limitations by Gas Zone | 5651.93 | 5678.26 | 5830.68 | 46367.36 | 96700.4 | 109517.86 | 112490.43 | 112484.61 | 112273.2 | 112591.32 | 112455.3 | 112480.08 | 112276.8 | 112585.67 | 112489.45 | 107790.15 | 102802.81 | 103094.61 | 102688.43 | 102688.43 | 102688.43 | 102970.23 | 102688.43 | 102688.43
BaseCase SG | Gas Zone Daily Offtake Limit Newcastle | Gas Infrastructure Limitations by Gas Zone | 40150 | 40260 | 40150 | 40150 | 40150 | 40260 | 40150 | 40150 | 40150 | 40260 | 40150 | 40150 | 40150 | 40260 | 40150 | 40150 | 40150 | 40260 | 40150 | 40150 | 40150 | 40260 | 40150 | 40150
BaseCase SG | Gas Zone Daily Offtake Limit Northern | Gas Infrastructure Limitations by Gas Zone | 1506095.1 | 1505911.59 | 1505136.23 | 1555316.94 | 1588483.87 | 1535394.6 | 1448155.46 | 1380908.98 | 1329658.18 | 1271124.82 | 1240998.56 | 1250642.04 | 1256767.37 | 1229891.56 | 1166545.38 | 1106124.17 | 1039212.14 | 996872.81 | 980142.99 | 980142.99 | 980142.99 | 982831.65 | 980142.99 | 980142.99
BaseCase SG | Gas Zone Daily Offtake Limit Port Campbell | Gas Infrastructure Limitations by Gas Zone | 272830.36 | 272040.86 | 264461.57 | 257464.57 | 250747.91 | 242858.16 | 270680.25 | 300069.89 | 292212.66 | 288578.97 | 285502.72 | 418695.28 | 525048.92 | 495914.26 | 495520.02 | 494596.48 | 520901.29 | 550064.67 | 547375.95 | 547375.95 | 547375.95 | 548879.95 | 547375.95 | 547375.95
BaseCase SG | Gas Zone Daily Offtake Limit Southern | Gas Infrastructure Limitations by Gas Zone | 565631.12 | 659613.62 | 599995.32 | 574715.56 | 559714.44 | 509298.41 | 575335.65 | 625518.85 | 592810.2 | 585521.71 | 572137.9 | 692526.72 | 791764.61 | 761931.09 | 780534.42 | 838270.75 | 876625 | 913999.88 | 937267.53 | 937267.53 | 937267.53 | 940016.16 | 937267.53 | 937267.53
BaseCase SG | Gordon Min Gen | Hydro min release | 32.85 | 32.85 | 32.85 | 32.85 | 32.85 | 32.85 | 32.85 | 32.85 | 32.85 | 32.85 | 32.85 | 32.85 | 32.85 | 32.85 | 32.85 | 32.85 | 32.85 | 32.85 | 32.85 | 32.85 | 32.85 | 32.85 | 32.85 | 32.85
BaseCase SG | ImportGroup_N9_Hydrogen | Group Network Import Constraints | 8935200 | 8959680 | 8935200 | 8935200 | 8935200 | 8959680 | 8935200 | 8935200 | 8935200 | 8959680 | 8935200 | 8935200 | 8935200 | 8959680 | 8935200 | 8935200 | 8935200 | 8959680 | 8935200 | 8935200 | 8935200 | 8959680 | 8935200 | 8935200
BaseCase SG | ImportGroup_NSA1 | Group Network Import Constraints | 5168400 | 5182560 | 5168400 | 5168400 | 5168400 | 5182560 | 5168400 | 5168400 | 5168400 | 5182560 | 5168400 | 5168400 | 5168400 | 5182560 | 5168400 | 5168400 | 5168400 | 5182560 | 5168400 | 5168400 | 5168400 | 5182560 | 5168400 | 5168400
BaseCase SG | ImportGroup_Q1_Hydrogen | Group Network Import Constraints | 4292400 | 4304160 | 4292400 | 4292400 | 4292400 | 4304160 | 4292400 | 4292400 | 4292400 | 4304160 | 4292400 | 4292400 | 4292400 | 4304160 | 4292400 | 4292400 | 4292400 | 4304160 | 4292400 | 4292400 | 4292400 | 4304160 | 4292400 | 4292400
BaseCase SG | ImportGroup_Q4_Hydrogen | Group Network Import Constraints | 8409600 | 8432640 | 8409600 | 8409600 | 8409600 | 8432640 | 8409600 | 8409600 | 8409600 | 8432640 | 8409600 | 8409600 | 8409600 | 8432640 | 8409600 | 8409600 | 8409600 | 8432640 | 8409600 | 8409600 | 8409600 | 8432640 | 8409600 | 8409600
BaseCase SG | ImportGroup_Q7_Hydrogen | Group Network Import Constraints | 9198000 | 9223200 | 9198000 | 9198000 | 9198000 | 9223200 | 9198000 | 9198000 | 9198000 | 9223200 | 9198000 | 9198000 | 9198000 | 9223200 | 9198000 | 9198000 | 9198000 | 9223200 | 9198000 | 9198000 | 9198000 | 9223200 | 9198000 | 9198000
BaseCase SG | ImportLimit_N12_Illawarra | REZ Network Import Constraints | 8760000 | 8784000 | 8760000 | 8760000 | 8760000 | 8784000 | 8760000 | 8760000 | 8760000 | 8784000 | 8760000 | 8760000 | 8760000 | 8784000 | 8760000 | 8760000 | 8760000 | 8784000 | 8760000 | 8760000 | 8760000 | 8784000 | 8760000 | 8760000
BaseCase SG | ImportLimit_N1_North West NSW | REZ Network Import Constraints | 490560 | 491904 | 490560 | 490560 | 490560 | 491904 | 490560 | 490560 | 490560 | 491904 | 490560 | 490560 | 490560 | 491904 | 490560 | 490560 | 490560 | 491904 | 490560 | 490560 | 490560 | 491904 | 490560 | 490560
BaseCase SG | ImportLimit_N3_Central-West Orana | REZ Network Import Constraints | 7884000 | 7905600 | 7884000 | 7884000 | 7884000 | 7905600 | 7884000 | 7884000 | 7884000 | 7905600 | 7884000 | 7884000 | 7884000 | 7905600 | 7884000 | 7884000 | 7884000 | 7905600 | 7884000 | 7884000 | 7884000 | 7905600 | 7884000 | 7884000
BaseCase SG | ImportLimit_N8_Cooma-Monaro | REZ Network Import Constraints | 1182600 | 1185840 | 1182600 | 1182600 | 1182600 | 1185840 | 1182600 | 1182600 | 1182600 | 1185840 | 1182600 | 1182600 | 1182600 | 1185840 | 1182600 | 1182600 | 1182600 | 1185840 | 1182600 | 1182600 | 1182600 | 1185840 | 1182600 | 1182600
BaseCase SG | ImportLimit_Q1_Far North Qld | REZ Network Import Constraints | 805920 | 808128 | 805920 | 805920 | 805920 | 808128 | 805920 | 805920 | 805920 | 808128 | 805920 | 805920 | 805920 | 808128 | 805920 | 805920 | 805920 | 808128 | 805920 | 805920 | 805920 | 808128 | 805920 | 805920
BaseCase SG | ImportLimit_S3_Mid-North SA | REZ Network Import Constraints | 3924480 | 3935232 | 3924480 | 3924480 | 3924480 | 3935232 | 3924480 | 3924480 | 3924480 | 3935232 | 3924480 | 3924480 | 3924480 | 3935232 | 3924480 | 3924480 | 3924480 | 3935232 | 3924480 | 3924480 | 3924480 | 3935232 | 3924480 | 3924480
BaseCase SG | ImportLimit_S7_Eastern Eyre Peninsula | REZ Network Import Constraints | 1322760 | 1326384 | 1322760 | 1322760 | 1322760 | 1326384 | 1322760 | 1322760 | 1322760 | 1326384 | 1322760 | 1322760 | 1322760 | 1326384 | 1322760 | 1322760 | 1322760 | 1326384 | 1322760 | 1322760 | 1322760 | 1326384 | 1322760 | 1322760
BaseCase SG | ImportLimit_T1_North East Tasmania | REZ Network Import Constraints | 3942000 | 3952800 | 3942000 | 3942000 | 3942000 | 3952800 | 3942000 | 3942000 | 3942000 | 3952800 | 3942000 | 3942000 | 3942000 | 3952800 | 3942000 | 3942000 | 3942000 | 3952800 | 3942000 | 3942000 | 3942000 | 3952800 | 3942000 | 3942000
BaseCase SG | ImportLimit_T3_Central Highlands | REZ Network Import Constraints | 4818000 | 4831200 | 4818000 | 4818000 | 4818000 | 4831200 | 4818000 | 4818000 | 4818000 | 4831200 | 4818000 | 4818000 | 4818000 | 4831200 | 4818000 | 4818000 | 4818000 | 4831200 | 4818000 | 4818000 | 4818000 | 4831200 | 4818000 | 4818000
BaseCase SG | ImportLimit_V1_North West VIC | REZ Network Import Constraints | 3241200 | 3250080 | 3241200 | 3241200 | 3241200 | 3250080 | 3241200 | 3241200 | 3241200 | 3250080 | 3241200 | 3241200 | 3241200 | 3250080 | 3241200 | 3241200 | 3241200 | 3250080 | 3241200 | 3241200 | 3241200 | 3250080 | 3241200 | 3241200
BaseCase SG | ImportLimit_V5_South West VIC | REZ Network Import Constraints | 27856800 | 27933120 | 27856800 | 27856800 | 27856800 | 27933120 | 27856800 | 27856800 | 27856800 | 27933120 | 27856800 | 27856800 | 27856800 | 27933120 | 27856800 | 27856800 | 27856800 | 27933120 | 27856800 | 27856800 | 27856800 | 27933120 | 27856800 | 27856800
BaseCase SG | ImportLimit_V7_Central North VIC | REZ Network Import Constraints | 4380000 | 4392000 | 4380000 | 4380000 | 4380000 | 4392000 | 4380000 | 4380000 | 4380000 | 4392000 | 4380000 | 4380000 | 4380000 | 4392000 | 4380000 | 4380000 | 4380000 | 4392000 | 4380000 | 4380000 | 4380000 | 4392000 | 4380000 | 4380000
BaseCase SG | Kareeya Min Gen | Hydro min release | 10.95 | 10.95 | 10.95 | 10.95 | 10.95 | 10.95 | 10.95 | 10.95 | 10.95 | 10.95 | 10.95 | 10.95 | 10.95 | 10.95 | 10.95 | 10.95 | 10.95 | 10.95 | 10.95 | 10.95 | 10.95 | 10.95 | 10.95 | 10.95
BaseCase SG | Liapootah Min Gen | Hydro min release | 43.8 | 43.8 | 43.8 | 43.8 | 43.8 | 43.8 | 43.8 | 43.8 | 43.8 | 43.8 | 43.8 | 43.8 | 43.8 | 43.8 | 43.8 | 43.8 | 43.8 | 43.8 | 43.8 | 43.8 | 43.8 | 43.8 | 43.8 | 43.8
BaseCase SG | N >> 11-0_17-0 | NetworkConstraints | 35222483.935 | 38958262.33 | 37404505.905 | 37277632.305 | 33294104.525 | 33593027.805 | 33650831.86 | 33317615.32 | 33435543.965 | 33653813.145 | 33644891.265 | 33739056.64 | 33945730.13 | 34184490.895 | 34161800.575 | 34328305.065 | 34305629.095 | 34604060.845 | 34830764.24 | 35022569.285 | 35133789.025 | 35403453.36 | 35442675.25 | 35693450.495
BaseCase SG | N >> 12-0_14-0_R | NetworkConstraints | 57286743.64 | 57335124.245 | 53750278.24 | 57649036.075 | 60112502.145 | 61441699.955 | 62066541.935 | 62768488.095 | 63364049.145 | 64176053.92 | 64416931.64 | 64895165.38 | 65938039.92 | 66861478.71 | 67030565.85 | 67867536.925 | 67752031.775 | 68975208.97 | 70401622.395 | 71367459.24 | 71932240.13 | 73009291.855 | 73491464.625 | 74756276.97
BaseCase SG | N >> 12-0_39-1_R | NetworkConstraints | 64574065.7 | 64788995.275 | 60206282.99 | 61717022.31 | 63107995.52 | 64567444.77 | 65264878.99 | 65769452.315 | 66419265.335 | 67298162.46 | 67568062.07 | 68089856.145 | 69227731.16 | 70228206.02 | 70419777.42 | 71332993.595 | 71206969.59 | 72534487.775 | 74097925.725 | 75151746.745 | 75767972.28 | 76936056.555 | 77469232.145 | 78849262.02
BaseCase SG | N >> 16-0_8-0_R | NetworkConstraints | 34495360.54 | 44283840.775 | 43464462.355 | 43632555.36 | 33857978.765 | 33914937.5 | 33808815.68 | 33309007.595 | 33296949.92 | 33371283.705 | 33275637.05 | 33265956.72 | 33244842.815 | 33316917.15 | 33222725.2 | 33205783 | 33208116.635 | 33274127.415 | 33154468.935 | 33134915.19 | 33123480.97 | 33192443.74 | 33091916.23 | 33066307.54
BaseCase SG | N >> 17-0_11-0 | NetworkConstraints | 36381387.23 | 41189569.415 | 39374554.005 | 38675084.315 | 33521754.545 | 33765466.095 | 33785496.675 | 33117979.175 | 33202468.795 | 33383978.315 | 33352731.765 | 33420025.06 | 33568151.06 | 33763837.675 | 33722869.755 | 33842409.385 | 33826228.145 | 34064766.465 | 34202618.8 | 34340216.925 | 34419702.49 | 34637687.18 | 34641048.295 | 34820821.745
BaseCase SG | N >> 18-0_5-0 | NetworkConstraints | 0 | 0 | 0 | 6443138.6435 | 0 | 0 | 0 | 0 | 0 | 0 | 0 | 0 | 0 | 0 | 0 | 0 | 0 | 0 | 0 | 0 | 0 | 0 | 0 | 0
BaseCase SG | N >> 18-0_5-0_R | NetworkConstraints | 13214083.31 | 12451947.41 | 12170486.01 | 4181273.715 | 12113638.325 | 12160376.58 | 12142368.56 | 12081350.385 | 12099824.07 | 12152999.74 | 12133338.945 | 12147649.78 | 12180166.72 | 12235242.07 | 12213796.585 | 12240525.885 | 12237131.7 | 12301822.99 | 12319791.21 | 12350300.665 | 12367213.465 | 12427531.63 | 12415719.645 | 12455273.215
BaseCase SG | N >> 31-0_32-0 | NetworkConstraints | 73085913.66 | 81816752.22 | 79608335.225 | 89299131.905 | 85079672.49 | 86000914.185 | 86237455.935 | 86263416.45 | 86602423.905 | 87199155.935 | 87201466.09 | 87473919.445 | 88067464.26 | 88728163.2 | 88689456.55 | 89165634.995 | 89099722.45 | 89931004.32 | 90607607.475 | 91157162.465 | 91478888.315 | 92226802.905 | 92366406.795 | 93086188.95
BaseCase SG | N >> 32-0_31-0 | NetworkConstraints | 64042226.635 | 64963406.345 | 62578287.87 | 69922899.115 | 73984010.39 | 74903840.52 | 75180871.805 | 75191875.54 | 75542165.415 | 76126349.245 | 76161144.935 | 76442657.035 | 77055957.785 | 77706228.135 | 77698644.835 | 78190670.93 | 78122569.19 | 78949100.54 | 79680644.795 | 80248489.83 | 80580915.175 | 81321311.5 | 81497969.07 | 82241707.735
BaseCase SG | N >> 39-1_11-0 | NetworkConstraints | 49291175.355 | 57079766.865 | 54297362.53 | 55192924.07 | 48252430.835 | 49027214.04 | 49337880.88 | 49394289.38 | 49737789.065 | 50242814.675 | 50345350.77 | 50620998.555 | 51222552.075 | 51791311.79 | 51852593.505 | 52335594.7 | 52269041.375 | 53010789.665 | 53797400.175 | 54354651.99 | 54680189.315 | 55337713.375 | 55579545.31 | 56309157.175
BaseCase SG | N >> 39-1_16-0 | NetworkConstraints | 49088732.045 | 56995000.315 | 54293081.115 | 55218248.02 | 48076840.985 | 48813591.59 | 49099043.35 | 49101523.585 | 49423814.77 | 49904801.905 | 49993728.96 | 50252440.18 | 50816824.815 | 51357856.21 | 51408007.11 | 51861064.8 | 51798590.46 | 52501879.875 | 53232507.82 | 53755266.16 | 54060799.035 | 54685038.57 | 54904604.185 | 55589116.32
BaseCase SG | N >> 39-1_17-0 | NetworkConstraints | 48529996.68 | 56256889.585 | 53355194.3 | 54293984.98 | 47421679.34 | 48168556.21 | 48462583.5 | 48322091.27 | 48644683.05 | 49124143.21 | 49215270.36 | 49474135.79 | 50039075.185 | 50578377.825 | 50630765.705 | 51084372.81 | 51021873.06 | 51723636.2 | 52457208.34 | 52980546.425 | 53286263.6 | 53908932.25 | 54130878.855 | 54816083.77
BaseCase SG | N >> 39-1_3W-0 | NetworkConstraints | 51997430.78 | 60558349.685 | 57712985.53 | 58635253.11 | 51044535.99 | 51838606.755 | 52148647.76 | 52187858.295 | 52533641.3 | 53048673.855 | 53145283.53 | 53422738.395 | 54028298.125 | 54607412.485 | 54662515.19 | 55148764.385 | 55081777.57 | 55835046.02 | 56620317.76 | 57181300.93 | 57508972.075 | 58177464.285 | 58414312.945 | 59148790.61
BaseCase SG | N >> 39-1_5A6-0 | NetworkConstraints | 50099205.005 | 58141576.385 | 55436881.66 | 56017829.44 | 48635230.025 | 49389680.37 | 49683615.535 | 49730803.8 | 50059377.51 | 50548650.635 | 50640262.84 | 50904100.965 | 51479461.77 | 52030203.44 | 52082211.455 | 52543976.115 | 52480257.465 | 53196364.59 | 53942058.925 | 54474920.095 | 54786507.765 | 55422003.895 | 55646739.01 | 56344546.995
BaseCase SG | N >> 39-1_8-0 | NetworkConstraints | 49205909.675 | 57145034.44 | 54466812.945 | 55391395.79 | 48207464.815 | 48944714.04 | 49229883.235 | 49250634.065 | 49573208.535 | 50054872.2 | 50143606.165 | 50402557.47 | 50967435.155 | 51509230.075 | 51559143.9 | 52012584.5 | 51950050.335 | 52654239.015 | 53385219.715 | 53908427.25 | 54214242.345 | 54839308.295 | 55058788.1 | 55743896.15
BaseCase SG | N >> 39-1_NIL | NetworkConstraints | 49979899.19 | 50121892.48 | 47295513.73 | 47995538.845 | 48776155.67 | 49567469.405 | 49887623.505 | 49939525.25 | 50287978.99 | 50798531.675 | 50904149.665 | 51183867.19 | 51794066.705 | 52369552.925 | 52433242.525 | 52923071.255 | 52855524.385 | 53606436.595 | 54405840.89 | 54971031.665 | 55301373.06 | 55966817.825 | 56213675.18 | 56953752.35
BaseCase SG | N >> 5A5_5P1 | NetworkConstraints | 0 | 0 | 25524596.415 | 46350070.155 | 47534259.485 | 47656875.705 | 47524280.16 | 47540131.02 | 47539273.955 | 47667056.905 | 47537527.155 | 47536973.835 | 47535431.23 | 47663473.76 | 47533927.505 | 47532514.085 | 47532643.08 | 47660158.425 | 47528724.86 | 47527191.385 | 47526538.865 | 47654239.18 | 47524254.88 | 47522357.565
BaseCase SG | N >> 5H5_5H6 | NetworkConstraints | 0 | 0 | 0 | 62665198.1 | 94611199 | 95003153 | 94834301.8 | 94471389.15 | 94533911.7 | 94859443.15 | 94643914.5 | 94694472.5 | 94803828.75 | 95142024.1 | 94918685.5 | 95006080.15 | 94993771.5 | 95363283.5 | 95271514.6 | 95372538.45 | 95432219.6 | 95786211.25 | 95595823.75 | 95728357
BaseCase SG | N >> 5P1_5A5 | NetworkConstraints | 0 | 0 | 56317690.6 | 107219524.45 | 112393819.85 | 112592051.2 | 112211966.55 | 112252392.45 | 112203570.65 | 112459295.8 | 112117874.1 | 112078318.05 | 111992932.65 | 112238418.1 | 111903190.55 | 111835128.05 | 111844690.45 | 112065861.2 | 111627743.2 | 111548942.35 | 111502226 | 111735431.5 | 111374513.55 | 111271027.75
BaseCase SG | N >> 5P1_5P2 | NetworkConstraints | 0 | 0 | 39729686.59 | 75952566.545 | 79737146.64 | 79834410.14 | 79533722.99 | 79588485.19 | 79527450.215 | 79680952.78 | 79420457.575 | 79370926.235 | 79264211.02 | 79404648.77 | 79151978.535 | 79067025.01 | 79078995.02 | 79189102.87 | 78807850.86 | 78709426.92 | 78650925.215 | 78776088.35 | 78491293.1 | 78361964.6
BaseCase SG | N >> 76-0_77-0_R | NetworkConstraints | 49553630.055 | 51795166.75 | 50254916.64 | 52820009.855 | 53838096.78 | 54269067.39 | 54315568.24 | 54095292.835 | 54215359.48 | 54486100.41 | 54426900.07 | 54523763.54 | 54733863.885 | 55028389.59 | 54954341.32 | 55122429.95 | 55098969.46 | 55453663.865 | 55632712.975 | 55826957.515 | 55941336.38 | 56266417.84 | 56255564.13 | 56510272.565
BaseCase SG | N >> 8-0_16-0_R | NetworkConstraints | 33971383.865 | 45380398.155 | 44676199.06 | 44939961.145 | 33552181.955 | 33597834.905 | 33485368.435 | 33042302.935 | 33025717.35 | 33094311.73 | 32996327.69 | 32983055.09 | 32953997.42 | 33019614.35 | 32923594.18 | 32900225.07 | 32903420.565 | 32960669.205 | 32829586.295 | 32802642.36 | 32786964.9 | 32848262.33 | 32743533.175 | 32708280.395
BaseCase SG | N >> 81-0_82-0 | NetworkConstraints | 51855729.28 | 71467929.74 | 30127422.65 | 0 | 0 | 0 | 0 | 0 | 0 | 0 | 0 | 0 | 0 | 0 | 0 | 0 | 0 | 0 | 0 | 0 | 0 | 0 | 0 | 0
BaseCase SG | N >> 81_82-0 | NetworkConstraints | 0 | 0 | 42067254.93 | 101510879.075 | 84253518.035 | 84472277.92 | 84241432.52 | 84034283.985 | 84017429.61 | 84222215.95 | 83987527.355 | 83974124.615 | 83944556.415 | 84146401.335 | 83913683.825 | 83889915.275 | 83893027.895 | 84086445.605 | 83817773.87 | 83790318.545 | 83774454.7 | 83971813.24 | 83730331.19 | 83694403.53
BaseCase SG | N >> 82-0_81 | NetworkConstraints | 0 | 0 | 42839572.29 | 100077292.625 | 89968769.17 | 90185268.715 | 89928141.345 | 89768028.21 | 89744860.57 | 89958054.49 | 89703815.655 | 89685334.08 | 89644714.8 | 89853752.01 | 89602259.58 | 89569633.295 | 89573979.21 | 89771414.59 | 89470660.81 | 89432980.53 | 89411113.98 | 89614050.2 | 89350472.075 | 89301146.59
BaseCase SG | N >> 82-0_81-0 | NetworkConstraints | 58062087.84 | 73483611.295 | 30639242.575 | 0 | 0 | 0 | 0 | 0 | 0 | 0 | 0 | 0 | 0 | 0 | 0 | 0 | 0 | 0 | 0 | 0 | 0 | 0 | 0 | 0
BaseCase SG | N >> 93-0_90-0_R | NetworkConstraints | 38360826.04 | 38776944.98 | 37232316.09 | 32790426.43 | 30693390.835 | 30977567.435 | 31031891.605 | 30757973.06 | 30849018.1 | 31028277.91 | 31009946.935 | 31083086.63 | 31242500.875 | 31438850.635 | 31409529.42 | 31537456.595 | 31519766.165 | 31761946.75 | 31924756.89 | 32072378.17 | 32158746.16 | 32378547.39 | 32397108.42 | 32590433.83
BaseCase SG | N >> KEMPS_CK_2H1_2_KEMPS_CK_3H1_2 | NetworkConstraints | 27708809.55 | 27914255.3 | 27742531.22 | 52518006.79 | 65167777.125 | 65380460.62 | 65225148.075 | 64188002.75 | 64179734.59 | 64345476.065 | 64164418.54 | 64158260.965 | 64143619.04 | 64309101.715 | 64128676.28 | 64116438.645 | 64117786.145 | 64278920.445 | 64080454.66 | 64066556.14 | 64059245.04 | 64222143.545 | 64037501.38 | 64019609.13
BaseCase SG | N >> MT_PIPER_2TH1_2_MT_PIPER_1TH1_2 | NetworkConstraints | 25189988.845 | 25913342.24 | 26026385.245 | 24999981.47 | 24408983.315 | 24476850.385 | 24406726.4 | 24421275.815 | 24409941.72 | 24463763.285 | 24389394.35 | 24380614.415 | 24360662.91 | 24413295.675 | 24340028.605 | 24323643.995 | 24325711.765 | 24372462.445 | 24274978.49 | 24256262.47 | 24245881.765 | 24295295.42 | 24216128.32 | 24191854.46
BaseCase SG | NNSW H2 Domestic Consumption Purchaser | Subregion flexible electricity load for Domestic H2 | 0 | 0 | 0 | 0 | 11.4714 | 32.8357 | 66.5597 | 115.4964 | 180.0493 | 219.288 | 254.324 | 284.7521 | 308.06 | 326.8929 | 340.6976 | 356.605 | 382.155 | 414.498 | 454.837 | 510.1136 | 572.7893 | 637.3937 | 697.9503 | 749.345
BaseCase SG | NQ H2 Domestic Consumption Purchaser | Subregion flexible electricity load for Domestic H2 | 0 | 0 | 0 | 0 | 3.3893 | 10.1174 | 21.8216 | 39.785 | 64.1357 | 79.0566 | 89.9714 | 98.3936 | 104.4943 | 109.6963 | 114.4523 | 121.4407 | 131.5564 | 143.2117 | 158.4083 | 181.6657 | 210.8657 | 245.3786 | 284.1493 | 322.7643
BaseCase SG | NSA H2 Domestic Consumption Purchaser | Subregion flexible electricity load for Domestic H2 | 0 | 0 | 0 | 0 | 1.2514 | 4.5489 | 11.1323 | 22.3693 | 38.4293 | 49.0443 | 58.0604 | 65.3871 | 70.1321 | 73.9849 | 77.6399 | 82.6464 | 90.2071 | 100.2326 | 113.0444 | 131.0871 | 152.6221 | 176.8054 | 202.2337 | 227.2907
BaseCase SG | NSW EIR Gen | Policies NSW | -11402.6522 | -13807.1168 | -15956.8884 | 17643.1116 | -15956.8884 | -15956.8884 | -15956.8884 | -15956.8884 | -15956.8884 | -15956.8884 | -15956.8884 | -15956.8884 | -15956.8884 | -15956.8884 | -15956.8884 | -15956.8884 | -15956.8884 | -15956.8884 | -15956.8884 | -15268.8816 | -14569.2384 | -14490.3768 | -13419.373 | -13419.373
BaseCase SG | NSW EIR Storage MW | Policies NSW | -325 | -599.84 | 199.16 | 590.16 | -1409.84 | -1409.84 | -1409.84 | -1409.84 | -1409.84 | -1409.84 | -1409.84 | -1409.84 | -1409.84 | -1409.84 | -1409.84 | -1409.84 | -1409.84 | -1409.84 | -1409.84 | -1409.84 | -1084.84 | -810 | -810 | -810
BaseCase SG | NSW EIR Storage MWh | Policies NSW | -2600 | -4798.72 | -4798.72 | -948.72 | -948.72 | -948.72 | -948.72 | 11051.28 | -16948.72 | -16948.72 | -16948.72 | -16948.72 | -16948.72 | -16948.72 | -16948.72 | -16948.72 | -16948.72 | -16948.72 | -16948.72 | -16948.72 | -14348.72 | -12150 | -12150 | -12150
BaseCase SG | PEC and Heywood Export | Special Constraints | 6570000 | 9412800 | 11388000 | 11388000 | 11388000 | 11419200 | 11388000 | 11388000 | 11388000 | 11419200 | 11388000 | 11388000 | 11388000 | 11419200 | 11388000 | 11388000 | 11388000 | 11419200 | 11388000 | 11388000 | 11388000 | 11419200 | 11388000 | 11388000
BaseCase SG | PEC and Heywood Import | Special Constraints | 6132000 | 10000800 | 12702000 | 12702000 | 12702000 | 12736800 | 12702000 | 12702000 | 12702000 | 12736800 | 12702000 | 12702000 | 12702000 | 12736800 | 12702000 | 12702000 | 12702000 | 12736800 | 12702000 | 12702000 | 12702000 | 12736800 | 12702000 | 12702000
BaseCase SG | Poatina Min Gen | Hydro min release | 0 | 0 | 0 | 0 | 0 | 0 | 0 | 0 | 0 | 0 | 0 | 0 | 0 | 0 | 0 | 0 | 0 | 0 | 0 | 0 | 0 | 0 | 0 | 0
BaseCase SG | Powering Australia Plan | Policies NEM | 0 | 0 | 0 | 0 | 0 | 0 | 0 | 0 | 0 | 0 | 0 | 0 | 0 | 0 | 0 | 0 | 0 | 0 | 0 | 0 | 0 | 0 | 0 | 0
BaseCase SG | REZ Access Scheme N3 | Policies NSW | 0 | 7700 | 7700 | 7700 | 7700 | 7700 | 7700 | 7700 | 7700 | 7700 | 7700 | 7700 | 7700 | 7700 | 7700 | 7700 | 7700 | 7700 | 7700 | 7700 | 7700 | 7700 | 7700 | 7700
BaseCase SG | REZ Access Scheme N5 | Policies NSW | 0 | 3980 | 3980 | 3980 | 3980 | 3980 | 3980 | 3980 | 3980 | 3980 | 3980 | 3980 | 3980 | 3980 | 40000 | 40000 | 40000 | 40000 | 40000 | 40000 | 40000 | 40000 | 40000 | 40000
BaseCase SG | REZ Landholder_NSW | Landholder Payments | 0 | 0 | -82 | -82 | -82 | -82 | -197.2 | -197.2 | -197.2 | -197.2 | -197.2 | -197.2 | -197.2 | -197.2 | -197.2 | -197.2 | -197.2 | -197.2 | -197.2 | -197.2 | -197.2 | -197.2 | -197.2 | -197.2
BaseCase SG | REZ Landholder_QLD | Landholder Payments | 0 | 0 | 0 | 0 | 0 | 0 | 0 | 0 | 0 | 0 | 0 | 0 | 0 | 0 | 0 | 0 | 0 | 0 | 0 | 0 | 0 | 0 | 0 | 0
BaseCase SG | REZ Landholder_VIC | Landholder Payments | 0 | 0 | 0 | 0 | 0 | -56 | -56 | -216 | -216 | -216 | -216 | -216 | -284.4 | -284.4 | -284.4 | -284.4 | -284.4 | -284.4 | -284.4 | -284.4 | -284.4 | -284.4 | -284.4 | -284.4
BaseCase SG | ResourceLimit_N12_Wind Medium | Resource Limits for REZ | 0 | 0 | 0 | 0 | 0 | 0 | 0 | 0 | 0 | 0 | 0 | 0 | 0 | 0 | 0 | 0 | 0 | 0 | 0 | 0 | 0 | 0 | 0 | 0
BaseCase SG | ResourceLimit_N2_Solar | Resource Limits for REZ | 2985 | 2784.36 | 2464.36 | 2464.36 | 2464.36 | 2464.36 | 2464.36 | 2464.36 | 2464.36 | 2464.36 | 2464.36 | 2464.36 | 2464.36 | 2464.36 | 2464.36 | 2464.36 | 2464.36 | 2464.36 | 2464.36 | 2464.36 | 2464.36 | 2464.36 | 2464.36 | 2464.36
BaseCase SG | ResourceLimit_N2_Wind Medium | Resource Limits for REZ | 5600 | 5600 | 5600 | 5600 | 5390 | 5390 | 5390 | 5390 | 5390 | 5390 | 5390 | 5390 | 5390 | 5390 | 5390 | 5390 | 5390 | 5390 | 5390 | 5390 | 5390 | 5390 | 5390 | 5390
BaseCase SG | ResourceLimit_N3_Wind Medium | Resource Limits for REZ | 3209.97 | 3209.97 | 2795.97 | 2795.97 | 2795.97 | 2795.97 | 2795.97 | 2795.97 | 2795.97 | 2795.97 | 2795.97 | 2795.97 | 2795.97 | 2795.97 | 2795.97 | 2795.97 | 2795.97 | 2795.97 | 2795.97 | 2795.97 | 2795.97 | 2795.97 | 2795.97 | 2795.97
BaseCase SG | ResourceLimit_N5_Solar | Resource Limits for REZ | 5677 | 5677 | 5677 | 5677 | 5677 | 5677 | 5677 | 5677 | 5677 | 5677 | 5677 | 5677 | 5677 | 5677 | 5677 | 5677 | 5677 | 5677 | 5677 | 5677 | 5677 | 5677 | 5677 | 5677
BaseCase SG | ResourceLimit_N5_Wind Medium | Resource Limits for REZ | 10500 | 10500 | 10500 | 10500 | 10500 | 10500 | 10500 | 10500 | 10500 | 10500 | 10500 | 10500 | 10500 | 10500 | 10500 | 10500 | 10500 | 10500 | 10500 | 10500 | 10500 | 10500 | 10500 | 10500
BaseCase SG | ResourceLimit_N9_Solar | Resource Limits for REZ | 953 | 953 | 953 | 953 | 953 | 953 | 953 | 953 | 953 | 953 | 953 | 953 | 953 | 953 | 953 | 953 | 953 | 953 | 953 | 953 | 953 | 953 | 953 | 953
BaseCase SG | ResourceLimit_N9_Wind Medium | Resource Limits for REZ | 1000 | 1000 | 1000 | 1000 | 1000 | 1000 | 1000 | 1000 | 1000 | 1000 | 1000 | 1000 | 1000 | 1000 | 1000 | 1000 | 1000 | 1000 | 1000 | 1000 | 1000 | 1000 | 1000 | 1000
BaseCase SG | ResourceLimit_Q8a_Solar | Resource Limits for REZ | 2363.85 | 2113.86 | 2113.86 | 2113.86 | 2113.86 | 2113.86 | 2113.86 | 2113.86 | 2113.86 | 2113.86 | 2113.86 | 2113.86 | 2113.86 | 2113.86 | 2113.86 | 2113.86 | 2113.86 | 2113.86 | 2113.86 | 2113.86 | 2275.81 | 2275.81 | 2275.81 | 2275.81
BaseCase SG | ResourceLimit_Q8c_Wind Medium | Resource Limits for REZ | 1008 | 1008 | 1008 | 1008 | 1008 | 1008 | 1008 | 1008 | 1008 | 1008 | 1008 | 1008 | 1008 | 1008 | 1008 | 1008 | 1008 | 1008 | 1008 | 1008 | 1008 | 1008 | 1008 | 1008
BaseCase SG | ResourceLimit_S6_Wind Medium | Resource Limits for REZ | 0 | 0 | 0 | 0 | 0 | 0 | 0 | 0 | 0 | 0 | 0 | 0 | 0 | 0 | 0 | 0 | 0 | 0 | 0 | 0 | 0 | 0 | 0 | 0
BaseCase SG | ResourceLimit_T1_Solar | Resource Limits for REZ | 300 | 300 | 300 | 300 | 300 | 300 | 300 | 300 | 300 | 300 | 300 | 300 | 300 | 300 | 300 | 300 | 300 | 300 | 300 | 300 | 300 | 300 | 300 | 300
BaseCase SG | ResourceLimit_T3_Solar | Resource Limits for REZ | 150 | 150 | -137 | -137 | -137 | -137 | -137 | -137 | -137 | -137 | -137 | -137 | -137 | -137 | -137 | -137 | -137 | -137 | -137 | -137 | -137 | -137 | -137 | -137
BaseCase SG | ResourceLimit_T3_Wind Medium | Resource Limits for REZ | 2500 | 2500 | 2500 | 2500 | 2500 | 2500 | 2500 | 2500 | 2500 | 2500 | 2500 | 2500 | 2500 | 2500 | 2500 | 2500 | 2500 | 2500 | 2500 | 2500 | 2500 | 2500 | 2500 | 2500
BaseCase SG | ResourceLimit_V1_Wind Medium | Resource Limits for REZ | 1131 | 1131 | 1131 | 1131 | 1131 | 1131 | 1131 | 1131 | 1131 | 1131 | 1131 | 1131 | 1131 | 1131 | 1131 | 1131 | 1131 | 1131 | 1131 | 1131 | 1131 | 1131 | 1131 | 1131
BaseCase SG | ResourceLimit_V5_Wind Medium | Resource Limits for REZ | 1599 | 1599 | 1599 | 1599 | 1599 | 1599 | 1599 | 1599 | 1599 | 1599 | 1599 | 1599 | 1599 | 1599 | 1599 | 1599 | 1599 | 1599 | 1599 | 1599 | 1599 | 1599 | 1599 | 1599
BaseCase SG | ResourceLimit_V7_Wind Medium | Resource Limits for REZ | 408 | 408 | 408 | 408 | 408 | 408 | 408 | 408 | 408 | 408 | 408 | 408 | 408 | 408 | 408 | 408 | 408 | 408 | 408 | 408 | 408 | 408 | 408 | 408
BaseCase SG | SA Firming | Policies SA | -2897.64 | -2581.14 | 318.86 | 318.86 | 564.86 | -1735.14 | -1735.14 | -1735.14 | -1735.14 | -1655.14 | -1619.24 | -1090.24 | -1090.24 | -1090.24 | -886.48 | -886.48 | -886.48 | -886.48 | -548.48 | -420.08 | -266.08 | -266.08 | -266.08 | -266.08
BaseCase SG | SESA H2 Domestic Consumption Purchaser | Subregion flexible electricity load for Domestic H2 | 0 | 0 | 0 | 0 | 0.83429 | 3.0326 | 7.4301 | 14.9129 | 25.6021 | 32.7049 | 38.6896 | 43.5914 | 46.7721 | 49.332 | 51.7774 | 55.0629 | 60.1729 | 66.8217 | 75.3719 | 87.3914 | 101.7307 | 117.8529 | 134.8139 | 151.5271
BaseCase SG | SEV H2 Domestic Consumption Purchaser | Subregion flexible electricity load for Domestic H2 | 0 | 0 | 0 | 0 | 9.6464 | 31.2671 | 69.6361 | 128.0629 | 207.3721 | 256.2803 | 302.8423 | 349.2529 | 393.9393 | 437.9223 | 478.8486 | 520.4379 | 567.5229 | 614.9369 | 665.1007 | 730.1564 | 803.73 | 885.0731 | 967.943 | 1046.6114
BaseCase SG | SNSW H2 Domestic Consumption Purchaser | Subregion flexible electricity load for Domestic H2 | 0.41714 | 0.366 | 0.365 | 0.365 | 11.4714 | 32.8357 | 66.5597 | 115.4964 | 180.0493 | 219.288 | 254.324 | 284.7521 | 308.06 | 326.8929 | 340.6976 | 356.605 | 382.155 | 414.498 | 454.837 | 510.1136 | 572.7893 | 637.3937 | 697.9503 | 749.345
BaseCase SG | SNW Firming | Policies NSW | 0 | 481 | 0 | 0 | 0 | 0 | 0 | 0 | 0 | 0 | 0 | 0 | 0 | 0 | 0 | 0 | 0 | 0 | 0 | 0 | 0 | 0 | 0 | 0
BaseCase SG | SNW H2 Domestic Consumption Purchaser | Subregion flexible electricity load for Domestic H2 | 2.92 | 2.8757 | 2.8416 | 2.8157 | 80.1957 | 229.7974 | 465.9171 | 808.5271 | 1260.345 | 1534.9631 | 1780.1891 | 1993.1607 | 2156.3679 | 2288.2491 | 2384.805 | 2496.235 | 2675.1371 | 2901.5389 | 3183.7289 | 3570.6907 | 4009.6814 | 4461.7826 | 4885.5744 | 5245.4671
BaseCase SG | SQ H2 Domestic Consumption Purchaser | Subregion flexible electricity load for Domestic H2 | 0 | 0 | 0 | 0 | 15.7993 | 47.1883 | 101.8079 | 185.6286 | 299.4043 | 368.9569 | 419.9539 | 459.2221 | 487.5357 | 511.9071 | 534.1454 | 566.7929 | 613.8779 | 668.2426 | 739.2991 | 847.8429 | 983.9357 | 1145.0657 | 1326.0821 | 1506.1464
BaseCase SG | SRET | Policies SA | 0 | 0 | 0 | 0 | 0 | 0 | 0 | 0 | 0 | 0 | 0 | 0 | 0 | 0 | 0 | 0 | 0 | 0 | 0 | 0 | 0 | 0 | 0 | 0
BaseCase SG | Shared Upgrade_SNSW-CNSW Option 1 (HumeLink) | Shared REZ Upgrades | 0 | 2200 | 0 | 0 | 0 | 0 | 0 | 0 | 0 | 0 | 0 | 0 | 0 | 0 | 0 | 0 | 0 | 0 | 0 | 0 | 0 | 0 | 0 | 0
BaseCase SG | Snowy 2.0 - Gen | Special Constraints | 5781600 | 17703360 | 26280000 | 26280000 | 26280000 | 26352000 | 26280000 | 26280000 | 26280000 | 26352000 | 26280000 | 26280000 | 26280000 | 26352000 | 26280000 | 26280000 | 26280000 | 26352000 | 26280000 | 26280000 | 26280000 | 26352000 | 26280000 | 26280000
BaseCase SG | Snowy 2.0 - Pump | Special Constraints | 5781600 | 17703360 | 26280000 | 26280000 | 26280000 | 26352000 | 26280000 | 26280000 | 26280000 | 26352000 | 26280000 | 26280000 | 26280000 | 26352000 | 26280000 | 26280000 | 26280000 | 26352000 | 26280000 | 26280000 | 26280000 | 26352000 | 26280000 | 26280000
BaseCase SG | Sys Strength Requirement - Efficient Level CNSW | System Strength Requiements- Efficient | 0 | 0 | 0 | 0 | 0 | 0 | 0 | 0 | 0 | 0 | 0 | 0 | 0 | 0 | 0 | 0 | 0 | 0 | 0 | 0 | 0 | 0 | 0 | 0
BaseCase SG | Sys Strength Requirement - Efficient Level CQ | System Strength Requiements- Efficient | 0 | 0 | 0 | 0 | 0 | 0 | 0 | 0 | 0 | 0 | 0 | 0 | 0 | 0 | 0 | 0 | 0 | 0 | 0 | 0 | 0 | 0 | 0 | 0
BaseCase SG | Sys Strength Requirement - Efficient Level CSA | System Strength Requiements- Efficient | 0 | 0 | 0 | 0 | 0 | 0 | 0 | 0 | 0 | 0 | 0 | 0 | 0 | 0 | 0 | 0 | 0 | 0 | 0 | 0 | 0 | 0 | 0 | 0
BaseCase SG | Sys Strength Requirement - Efficient Level GG | System Strength Requiements- Efficient | 0 | 0 | 0 | 0 | 0 | 0 | 0 | 0 | 0 | 0 | 0 | 0 | 0 | 0 | 0 | 0 | 0 | 0 | 0 | 0 | 0 | 0 | 0 | 0
BaseCase SG | Sys Strength Requirement - Efficient Level MEL | System Strength Requiements- Efficient | 0 | 0 | 0 | 0 | 0 | 0 | 0 | 0 | 0 | 0 | 0 | 0 | 0 | 0 | 0 | 0 | 0 | 0 | 0 | 0 | 0 | 0 | 0 | 0
BaseCase SG | Sys Strength Requirement - Efficient Level NNSW | System Strength Requiements- Efficient | 0 | 0 | 0 | 0 | 0 | 0 | 0 | 0 | 0 | 0 | 0 | 0 | 0 | 0 | 0 | 0 | 0 | 0 | 0 | 0 | 0 | 0 | 0 | 0
BaseCase SG | Sys Strength Requirement - Efficient Level NQ | System Strength Requiements- Efficient | 0 | 0 | 0 | 0 | 0 | 0 | 0 | 0 | 0 | 0 | 0 | 0 | 0 | 0 | 0 | 0 | 0 | 0 | 0 | 0 | 0 | 0 | 0 | 0
BaseCase SG | Sys Strength Requirement - Efficient Level NSA | System Strength Requiements- Efficient | 0 | 0 | 0 | 0 | 0 | 0 | 0 | 0 | 0 | 0 | 0 | 0 | 0 | 0 | 0 | 0 | 0 | 0 | 0 | 0 | 0 | 0 | 0 | 0
BaseCase SG | Sys Strength Requirement - Efficient Level SESA | System Strength Requiements- Efficient | 0 | 0 | 0 | 0 | 0 | 0 | 0 | 0 | 0 | 0 | 0 | 0 | 0 | 0 | 0 | 0 | 0 | 0 | 0 | 0 | 0 | 0 | 0 | 0
BaseCase SG | Sys Strength Requirement - Efficient Level SEV | System Strength Requiements- Efficient | 0 | 0 | 0 | 0 | 0 | 0 | 0 | 0 | 0 | 0 | 0 | 0 | 0 | 0 | 0 | 0 | 0 | 0 | 0 | 0 | 0 | 0 | 0 | 0
BaseCase SG | Sys Strength Requirement - Efficient Level SNSW | System Strength Requiements- Efficient | 0 | 0 | 0 | 0 | 0 | 0 | 0 | 0 | 0 | 0 | 0 | 0 | 0 | 0 | 0 | 0 | 0 | 0 | 0 | 0 | 0 | 0 | 0 | 0
BaseCase SG | Sys Strength Requirement - Efficient Level SNW | System Strength Requiements- Efficient | 0 | 0 | 0 | 0 | 0 | 0 | 0 | 0 | 0 | 0 | 0 | 0 | 0 | 0 | 0 | 0 | 0 | 0 | 0 | 0 | 0 | 0 | 0 | 0
BaseCase SG | Sys Strength Requirement - Efficient Level SQ | System Strength Requiements- Efficient | 0 | 0 | 0 | 0 | 0 | 0 | 0 | 0 | 0 | 0 | 0 | 0 | 0 | 0 | 0 | 0 | 0 | 0 | 0 | 0 | 0 | 0 | 0 | 0
BaseCase SG | Sys Strength Requirement - Efficient Level TAS | System Strength Requiements- Efficient | 0 | 0 | 0 | 0 | 0 | 0 | 0 | 0 | 0 | 0 | 0 | 0 | 0 | 0 | 0 | 0 | 0 | 0 | 0 | 0 | 0 | 0 | 0 | 0
BaseCase SG | Sys Strength Requirement - Efficient Level WNV | System Strength Requiements- Efficient | 0 | 0 | 0 | 0 | 0 | 0 | 0 | 0 | 0 | 0 | 0 | 0 | 0 | 0 | 0 | 0 | 0 | 0 | 0 | 0 | 0 | 0 | 0 | 0
BaseCase SG | Sys Strength Requirement - Min Fault Level CNSW | System Strength Requiements - Minimum | -3404 | -3404 | -3404 | -689 | -689 | -689 | -689 | -689 | -689 | -689 | -689 | -689 | -689 | -689 | 701 | 701 | 701 | 701 | 701 | 701 | 701 | 701 | 701 | 701
BaseCase SG | Sys Strength Requirement - Min Fault Level CQ | System Strength Requiements - Minimum | -2491 | -2491 | -2491 | -1791 | -1791 | -1791 | -1791 | -1791 | -1791 | -1791 | -1791 | -1791 | -1791 | -1791 | -1791 | -1791 | -1791 | -1426 | -1061 | -696 | -331 | -331 | -331 | 513
BaseCase SG | Sys Strength Requirement - Min Fault Level GG | System Strength Requiements - Minimum | -1393.1 | -1393.1 | -1393.1 | 286.9 | 286.9 | 286.9 | 286.9 | 286.9 | 286.9 | 286.9 | 286.9 | 286.9 | 286.9 | 286.9 | 286.9 | 286.9 | 286.9 | 286.9 | 286.9 | 286.9 | 286.9 | 286.9 | 286.9 | 286.9
BaseCase SG | Sys Strength Requirement - Min Fault Level SEV | System Strength Requiements - Minimum | -3996.9 | -3996.9 | -2546.9 | -1386.9 | -1386.9 | -1386.9 | -1386.9 | -1386.9 | 823.1 | 823.1 | 823.1 | 823.1 | 823.1 | 823.1 | 823.1 | 823.1 | 823.1 | 823.1 | 823.1 | 823.1 | 823.1 | 823.1 | 823.1 | 823.1
BaseCase SG | Sys Strength Requirement - Min Fault Level SNW | System Strength Requiements - Minimum | -3482.8 | -3482.8 | -3482.8 | -602.8 | 717.2 | 717.2 | 717.2 | 717.2 | 717.2 | 717.2 | 717.2 | 717.2 | 717.2 | 717.2 | 717.2 | 717.2 | 717.2 | 717.2 | 717.2 | 717.2 | 717.2 | 717.2 | 717.2 | 717.2
BaseCase SG | Sys Strength Requirement - Min Fault Level SQ | System Strength Requiements - Minimum | -2857.6 | -2857.6 | -2857.6 | -2857.6 | -2507.6 | -2507.6 | -2507.6 | -2507.6 | -2507.6 | -2507.6 | -1807.6 | -1007.6 | -1007.6 | -1007.6 | -1007.6 | -1007.6 | -263.6 | -263.6 | -263.6 | -263.6 | -263.6 | -263.6 | -263.6 | 588.4
BaseCase SG | TAS H2 Domestic Consumption Purchaser | Subregion flexible electricity load for Domestic H2 | 0 | 0 | 0 | 0 | 3.5457 | 9.49 | 18.3801 | 30.7121 | 46.4071 | 54.4037 | 62.0491 | 69.9236 | 77.7971 | 86.0629 | 94.2471 | 102.8779 | 114.5579 | 129.9571 | 151.8383 | 185.0029 | 227.9164 | 276.9594 | 326.8539 | 372.9257
BaseCase SG | TRET | Policies TAS | 0 | 12627 | 14052 | 15476 | 16003 | 16528 | 17056 | 17582 | 18109 | 18635 | 19161 | 19688 | 20215 | 20741 | 0 | 0 | 0 | 0 | 0 | 0 | 0 | 0 | 0 | 0
BaseCase SG | Tarraleah Max Energy Day | Hydro min release | 7300 | 7320 | 7300 | 7300 | 7300 | 7320 | 7300 | 7300 | 7300 | 7320 | 7300 | 7300 | 7300 | 7320 | 7300 | 7300 | 7300 | 7320 | 7300 | 7300 | 7300 | 7320 | 7300 | 7300
BaseCase SG | Tarraleah Min Flow | Hydro min release | 0 | 0 | 0 | 0 | 0 | 0 | 0 | 0 | 0 | 0 | 0 | 0 | 0 | 0 | 0 | 0 | 0 | 0 | 0 | 0 | 0 | 0 | 0 | 0
BaseCase SG | Tarraleah Min Gen | Hydro min release | 151.11 | 151.11 | 151.11 | 151.11 | 151.11 | 151.11 | 151.11 | 151.11 | 151.11 | 151.11 | 151.11 | 151.11 | 151.11 | 151.11 | 151.11 | 151.11 | 151.11 | 151.11 | 151.11 | 151.11 | 151.11 | 151.11 | 151.11 | 151.11
BaseCase SG | VIC Storage | Policies VIC | -2022.06 | -3021.548 | -2751.833 | -1863.542 | -1156.389 | -454.561 | 71.838 | 723.261 | 1404.533 | -4959.061 | -5031.074 | -5108.139 | -5188.942 | -5279.569 | -5382.682 | -5191.17 | -5309.752 | -5283.734 | -5237.034 | -5258.355 | -4919.422 | -3800.84 | -3978.881 | -4132.661
BaseCase SG | VOWT | Policies VIC | 0 | 0 | 0 | 0 | 0 | 2000 | 2667 | 3333 | 4000 | 5000 | 6000 | 7000 | 8000 | 9000 | 0 | 0 | 0 | 0 | 0 | 0 | 0 | 0 | 0 | 0
BaseCase SG | VRET | Policies VIC | 0 | 0 | 0 | 0 | 0 | 0 | 0 | 0 | 0 | 0 | 0 | 0 | 0 | 0 | 0 | 0 | 0 | 0 | 0 | 0 | 0 | 0 | 0 | 0
BaseCase SG | WNV H2 Domestic Consumption Purchaser | Subregion flexible electricity load for Domestic H2 | 70.7579 | 69.8803 | 68.7497 | 67.89 | 117.0607 | 281.4823 | 626.7761 | 1152.3571 | 1866.5057 | 2306.6537 | 2725.4504 | 3143.0671 | 3545.4536 | 3941.3266 | 4309.7151 | 4683.8364 | 5107.81 | 5534.5626 | 5985.9327 | 6571.4079 | 7233.3614 | 7965.6574 | 8711.4874 | 9419.7114
BaseCase SG | Wayatinah Min Gen | Hydro min release | 24.09 | 24.09 | 24.09 | 24.09 | 24.09 | 24.09 | 24.09 | 24.09 | 24.09 | 24.09 | 24.09 | 24.09 | 24.09 | 24.09 | 24.09 | 24.09 | 24.09 | 24.09 | 24.09 | 24.09 | 24.09 | 24.09 | 24.09 | 24.09
Option 2 SG | 2030 Emissions Budget 1 | Emissions DLT | 69603.1022 | 69793.7956 | 69603.1022 | 69603.1022 | 69603.1022 | 69793.7956 | 69634.8699 | 69634.8699 | 69634.8699 | 69825.6504 | 69634.8699 | 69634.8699 | 69603.1022 | 69793.7956 | 69603.1022 | 69603.1022 | 69603.1022 | 69793.7956 | 69634.8699 | 69634.8699 | 69634.8699 | 69825.6504 | 69634.8699 | 69634.8699
Option 2 SG | 2035 Emissions Target | Emissions DLT | 4017.8307 | 4028.8385 | 4017.8307 | 4017.8307 | 4017.8307 | 4028.8385 | 4019.6645 | 4019.6645 | 4019.6645 | 4030.6773 | 4019.6645 | 4019.6645 | 4017.8307 | 4028.8385 | 4017.8307 | 4017.8307 | 4017.8307 | 4028.8385 | 4019.6645 | 4019.6645 | 4019.6645 | 4030.6773 | 4019.6645 | 4019.6645
Option 2 SG | 2050 Emissions Budget 1 | Emissions DLT | 58456.6949 | 58616.8502 | 58456.6949 | 58456.6949 | 58456.6949 | 58616.8502 | 58483.3753 | 58483.3753 | 58483.3753 | 58643.6037 | 58483.3753 | 58483.3753 | 58456.6949 | 58616.8502 | 58456.6949 | 58456.6949 | 58456.6949 | 58616.8502 | 58483.3753 | 58483.3753 | 58483.3753 | 58643.6037 | 58483.3753 | 58483.3753
Option 2 SG | 2050 Emissions Budget 2 | Emissions DLT | 27985.3992 | 28062.0716 | 27985.3992 | 27985.3992 | 27985.3992 | 28062.0716 | 27998.1721 | 27998.1721 | 27998.1721 | 28074.8794 | 27998.1721 | 27998.1721 | 27985.3992 | 28062.0716 | 27985.3992 | 27985.3992 | 27985.3992 | 28062.0716 | 27998.1721 | 27998.1721 | 27998.1721 | 28074.8794 | 27998.1721 | 27998.1721
Option 2 SG | 2050 Emissions Budget 3 | Emissions DLT | 21576.3073 | 21635.4204 | 21576.3073 | 21576.3073 | 21576.3073 | 21635.4204 | 21586.155 | 21586.155 | 21586.155 | 21645.2951 | 21586.155 | 21586.155 | 21576.3073 | 21635.4204 | 21576.3073 | 21576.3073 | 21576.3073 | 21635.4204 | 21586.155 | 21586.155 | 21586.155 | 21645.2951 | 21586.155 | 21586.155
Option 2 SG | 2050 Emissions Budget 4 | Emissions DLT | 13037.7101 | 13073.4298 | 13037.7101 | 13037.7101 | 13037.7101 | 13073.4298 | 13043.6607 | 13043.6607 | 13043.6607 | 13079.3967 | 13043.6607 | 13043.6607 | 13037.7101 | 13073.4298 | 13037.7101 | 13037.7101 | 13037.7101 | 13073.4298 | 13043.6607 | 13043.6607 | 13043.6607 | 13079.3967 | 13043.6607 | 13043.6607
Option 2 SG | 2050 Emissions Budget NSW 1 | Emissions DLT | 24777.3723 | 24845.2555 | 24777.3723 | 24777.3723 | 24777.3723 | 24845.2555 | 24788.681 | 24788.681 | 24788.681 | 24856.5952 | 24788.681 | 24788.681 | 24777.3723 | 24845.2555 | 24777.3723 | 24777.3723 | 24777.3723 | 24845.2555 | 24788.681 | 24788.681 | 24788.681 | 24856.5952 | 24788.681 | 24788.681
Option 2 SG | 2050 Emissions Budget NSW 2 | Emissions DLT | 11389.5985 | 11420.8029 | 11389.5985 | 11389.5985 | 11389.5985 | 11420.8029 | 11394.7969 | 11394.7969 | 11394.7969 | 11426.0155 | 11394.7969 | 11394.7969 | 11389.5985 | 11420.8029 | 11389.5985 | 11389.5985 | 11389.5985 | 11420.8029 | 11394.7969 | 11394.7969 | 11394.7969 | 11426.0155 | 11394.7969 | 11394.7969
Option 2 SG | 2050 Emissions Budget NSW 3 | Emissions DLT | 11389.5985 | 11420.8029 | 11389.5985 | 11389.5985 | 11389.5985 | 11420.8029 | 11394.7969 | 11394.7969 | 11394.7969 | 11426.0155 | 11394.7969 | 11394.7969 | 11389.5985 | 11420.8029 | 11389.5985 | 11389.5985 | 11389.5985 | 11420.8029 | 11394.7969 | 11394.7969 | 11394.7969 | 11426.0155 | 11394.7969 | 11394.7969
Option 2 SG | 2050 Emissions Budget NSW 4 | Emissions DLT | 11389.5985 | 11420.8029 | 11389.5985 | 11389.5985 | 11389.5985 | 11420.8029 | 11394.7969 | 11394.7969 | 11394.7969 | 11426.0155 | 11394.7969 | 11394.7969 | 11389.5985 | 11420.8029 | 11389.5985 | 11389.5985 | 11389.5985 | 11420.8029 | 11394.7969 | 11394.7969 | 11394.7969 | 11426.0155 | 11394.7969 | 11394.7969
Option 2 SG | 2050 Emissions Budget QLD 1 | Emissions DLT | 33269.6168 | 33360.7664 | 33269.6168 | 33269.6168 | 33269.6168 | 33360.7664 | 33284.8015 | 33284.8015 | 33284.8015 | 33375.9927 | 33284.8015 | 33284.8015 | 33269.6168 | 33360.7664 | 33269.6168 | 33269.6168 | 33269.6168 | 33360.7664 | 33284.8015 | 33284.8015 | 33284.8015 | 33375.9927 | 33284.8015 | 33284.8015
Option 2 SG | 2050 Emissions Budget QLD 2 | Emissions DLT | 12388.6861 | 12422.6277 | 12388.6861 | 12388.6861 | 12388.6861 | 12422.6277 | 12394.3405 | 12394.3405 | 12394.3405 | 12428.2976 | 12394.3405 | 12394.3405 | 12388.6861 | 12422.6277 | 12388.6861 | 12388.6861 | 12388.6861 | 12422.6277 | 12394.3405 | 12394.3405 | 12394.3405 | 12428.2976 | 12394.3405 | 12394.3405
Option 2 SG | 2050 Emissions Budget QLD 3 | Emissions DLT | 12388.6861 | 12422.6277 | 12388.6861 | 12388.6861 | 12388.6861 | 12422.6277 | 12394.3405 | 12394.3405 | 12394.3405 | 12428.2976 | 12394.3405 | 12394.3405 | 12388.6861 | 12422.6277 | 12388.6861 | 12388.6861 | 12388.6861 | 12422.6277 | 12394.3405 | 12394.3405 | 12394.3405 | 12428.2976 | 12394.3405 | 12394.3405
Option 2 SG | 2050 Emissions Budget QLD 4 | Emissions DLT | 12388.6861 | 12422.6277 | 12388.6861 | 12388.6861 | 12388.6861 | 12422.6277 | 12394.3405 | 12394.3405 | 12394.3405 | 12428.2976 | 12394.3405 | 12394.3405 | 12388.6861 | 12422.6277 | 12388.6861 | 12388.6861 | 12388.6861 | 12422.6277 | 12394.3405 | 12394.3405 | 12394.3405 | 12428.2976 | 12394.3405 | 12394.3405
Option 2 SG | 2050 Emissions Budget SA 1 | Emissions DLT | 1415.3741 | 1419.2518 | 1415.3741 | 1415.3741 | 1415.3741 | 1419.2518 | 1416.0201 | 1416.0201 | 1416.0201 | 1419.8996 | 1416.0201 | 1416.0201 | 1415.3741 | 1419.2518 | 1415.3741 | 1415.3741 | 1415.3741 | 1419.2518 | 1416.0201 | 1416.0201 | 1416.0201 | 1419.8996 | 1416.0201 | 1416.0201
Option 2 SG | 2050 Emissions Budget SA 2 | Emissions DLT | 749.3157 | 751.3686 | 749.3157 | 749.3157 | 749.3157 | 751.3686 | 749.6577 | 749.6577 | 749.6577 | 751.7115 | 749.6577 | 749.6577 | 749.3157 | 751.3686 | 749.3157 | 749.3157 | 749.3157 | 751.3686 | 749.6577 | 749.6577 | 749.6577 | 751.7115 | 749.6577 | 749.6577
Option 2 SG | 2050 Emissions Budget SA 3 | Emissions DLT | 749.3157 | 751.3686 | 749.3157 | 749.3157 | 749.3157 | 751.3686 | 749.6577 | 749.6577 | 749.6577 | 751.7115 | 749.6577 | 749.6577 | 749.3157 | 751.3686 | 749.3157 | 749.3157 | 749.3157 | 751.3686 | 749.6577 | 749.6577 | 749.6577 | 751.7115 | 749.6577 | 749.6577
Option 2 SG | 2050 Emissions Budget SA 4 | Emissions DLT | 749.3157 | 751.3686 | 749.3157 | 749.3157 | 749.3157 | 751.3686 | 749.6577 | 749.6577 | 749.6577 | 751.7115 | 749.6577 | 749.6577 | 749.3157 | 751.3686 | 749.3157 | 749.3157 | 749.3157 | 751.3686 | 749.6577 | 749.6577 | 749.6577 | 751.7115 | 749.6577 | 749.6577
Option 2 SG | 2050 Emissions Budget VIC 1 | Emissions DLT | 22795.8485 | 22858.3029 | 22795.8485 | 22795.8485 | 22795.8485 | 22858.3029 | 22806.2529 | 22806.2529 | 22806.2529 | 22868.7357 | 22806.2529 | 22806.2529 | 22795.8485 | 22858.3029 | 22795.8485 | 22795.8485 | 22795.8485 | 22858.3029 | 22806.2529 | 22806.2529 | 22806.2529 | 22868.7357 | 22806.2529 | 22806.2529
Option 2 SG | 2050 Emissions Budget VIC 2 | Emissions DLT | 6943.6588 | 6962.6825 | 6943.6588 | 6943.6588 | 6943.6588 | 6962.6825 | 6946.8279 | 6946.8279 | 6946.8279 | 6965.8603 | 6946.8279 | 6946.8279 | 6943.6588 | 6962.6825 | 6943.6588 | 6943.6588 | 6943.6588 | 6962.6825 | 6946.8279 | 6946.8279 | 6946.8279 | 6965.8603 | 6946.8279 | 6946.8279
Option 2 SG | 2050 Emissions Budget VIC 3 | Emissions DLT | 6943.6588 | 6962.6825 | 6943.6588 | 6943.6588 | 6943.6588 | 6962.6825 | 6946.8279 | 6946.8279 | 6946.8279 | 6965.8603 | 6946.8279 | 6946.8279 | 6943.6588 | 6962.6825 | 6943.6588 | 6943.6588 | 6943.6588 | 6962.6825 | 6946.8279 | 6946.8279 | 6946.8279 | 6965.8603 | 6946.8279 | 6946.8279
Option 2 SG | 2050 Emissions Budget VIC 4 | Emissions DLT | 6943.6588 | 6962.6825 | 6943.6588 | 6943.6588 | 6943.6588 | 6962.6825 | 6946.8279 | 6946.8279 | 6946.8279 | 6965.8603 | 6946.8279 | 6946.8279 | 6943.6588 | 6962.6825 | 6943.6588 | 6943.6588 | 6943.6588 | 6962.6825 | 6946.8279 | 6946.8279 | 6946.8279 | 6965.8603 | 6946.8279 | 6946.8279
Option 2 SG | Basslink Daily Energy Limit | Special Constraints | -287.568 | -288.408 | -287.568 | -287.568 | -287.568 | -288.408 | -287.568 | -287.568 | -287.568 | -288.408 | -287.568 | -287.568 | -287.568 | -288.408 | -287.568 | -287.568 | -287.568 | -288.408 | -287.568 | -287.568 | -287.568 | -288.408 | -287.568 | -287.568
Option 2 SG | Borumba - Gen | Special Constraints | 0 | 0 | 0 | 0 | 0 | 0 | 0 | 0 | 0 | 0 | 0 | 0 | 0 | 0 | 0 | 26280000 | 26280000 | 26352000 | 26280000 | 26280000 | 26280000 | 26352000 | 26280000 | 26280000
Option 2 SG | Borumba - Pump | Special Constraints | 0 | 0 | 0 | 0 | 0 | 0 | 0 | 0 | 0 | 0 | 0 | 0 | 0 | 0 | 0 | 26280000 | 26280000 | 26352000 | 26280000 | 26280000 | 26280000 | 26352000 | 26280000 | 26280000
Option 2 SG | CIS Dispatchable NSW | Policies NEM | -1231.12 | -631.96 | -431.96 | -1241.96 | -2541.96 | -2741.96 | -2741.96 | -2783.18 | -2741.96 | -2741.96 | -2741.96 | -2741.96 | -2741.96 | -2741.96 | -2750.69 | -2709.47 | -2709.47 | -2750.69 | -2709.47 | -2709.47 | -1925.69 | -1624.85 | -1583.63 | -1583.63
Option 2 SG | CIS Dispatchable SA | Policies NEM | -30 | 788 | 788 | 788 | -461 | -461 | -461 | -461 | -461 | -461 | -461 | -461 | -461 | -461 | -461 | -205 | -461 | -461 | -461 | -461 | -431 | 0 | 0 | 0
Option 2 SG | CIS Dispatchable VIC | Policies NEM | 0 | 1220 | 1271.79 | 1271.79 | -428.21 | -428.21 | -435.41 | -428.21 | -428.21 | -428.21 | -428.21 | -428.21 | -428.21 | -428.21 | -428.21 | -428.21 | -428.21 | -428.21 | -437.03 | -428.21 | -428.21 | 0 | 0 | 0
Option 2 SG | CIS Gen NSW | Policies NEM | -4646.44 | -5085.53 | -2496.93 | 10614.07 | -8779.93 | -9539.57 | -9539.57 | -9539.57 | -9539.57 | -9539.57 | -9539.57 | -9539.57 | -9539.57 | -9539.57 | -9539.57 | -9539.57 | -9539.57 | -9539.57 | -9539.57 | -9302.56 | -8998.86 | -8966.46 | -8583 | -8583
Option 2 SG | CIS Gen SA | Policies NEM | 0 | 20.36 | 621.16 | 509.16 | -690.84 | -690.84 | -690.84 | -690.84 | -690.84 | -690.84 | -690.84 | -690.84 | -690.84 | -690.84 | -690.84 | -690.84 | -690.84 | -690.84 | -690.84 | -690.84 | -690.84 | -690.84 | -690.84 | -690.84
Option 2 SG | CIS Gen TAS | Policies NEM | 0 | 0 | 750 | 1200 | 0 | 0 | 0 | 0 | 0 | 0 | 0 | 0 | 0 | 0 | 0 | 0 | 0 | 0 | 0 | 0 | 0 | 0 | 0 | 0
Option 2 SG | CIS Gen VIC - Solar | Policies NEM | 0 | 669 | 555.93 | 555.93 | -944.07 | -944.07 | -944.07 | -944.07 | -944.07 | -944.07 | -944.07 | -944.07 | -944.07 | -944.07 | -944.07 | -944.07 | -944.07 | -944.07 | -944.07 | -944.07 | -944.07 | -944.07 | -944.07 | -944.07
Option 2 SG | CIS Gen VIC - Wind | Policies NEM | 0 | 0 | 1922 | 3500 | -600 | -600 | -600 | -600 | -600 | -600 | -600 | -600 | -600 | -600 | -600 | -600 | -600 | -600 | -600 | -600 | -600 | -600 | -600 | -600
Option 2 SG | CIS Total Dispatchable | Policies NEM | -1261.12 | 3076.04 | 5550.83 | 7262.83 | -3731.17 | -3931.17 | -3938.37 | -3972.39 | -3931.17 | -3931.17 | -3931.17 | -3931.17 | -3931.17 | -3931.17 | -3939.9 | -3642.68 | -3898.68 | -3939.9 | -3907.5 | -3898.68 | -3084.9 | -1774.85 | -1583.63 | -1583.63
Option 2 SG | CNSW H2 Domestic Consumption Purchaser | Subregion flexible electricity load for Domestic H2 | 0 | 0 | 0 | 0 | 11.4714 | 32.8357 | 66.5597 | 115.4964 | 180.0493 | 219.288 | 254.324 | 284.7521 | 308.06 | 326.8929 | 340.6976 | 356.605 | 382.155 | 414.498 | 454.837 | 510.1136 | 572.7893 | 637.3937 | 697.9503 | 749.345
Option 2 SG | CQ H2 Domestic Consumption Purchaser | Subregion flexible electricity load for Domestic H2 | 170.455 | 168.3874 | 165.6299 | 163.6243 | 163.6764 | 166.1914 | 171.3656 | 181.4571 | 195.5879 | 203.6806 | 208.4909 | 212.2736 | 214.3593 | 216.0723 | 216.9117 | 219.8864 | 226.6129 | 234.5554 | 244.3126 | 260.0364 | 279.4336 | 302.6843 | 328.1574 | 354.05
Option 2 SG | CSA H2 Domestic Consumption Purchaser | Subregion flexible electricity load for Domestic H2 | 7.3521 | 7.2677 | 7.1436 | 7.0393 | 6.9871 | 7.5554 | 18.5887 | 37.2821 | 64.0314 | 81.7494 | 96.8021 | 108.9264 | 116.9043 | 123.3169 | 129.4431 | 137.7093 | 150.38 | 167.0803 | 188.4421 | 218.4786 | 254.3529 | 294.6583 | 337.0739 | 378.8179
Option 2 SG | Catagunya Min Gen | Hydro min release | 17.52 | 17.52 | 17.52 | 17.52 | 17.52 | 17.52 | 17.52 | 17.52 | 17.52 | 17.52 | 17.52 | 17.52 | 17.52 | 17.52 | 17.52 | 17.52 | 17.52 | 17.52 | 17.52 | 17.52 | 17.52 | 17.52 | 17.52 | 17.52
Option 2 SG | Combined Marinus Export | Special Constraints | 11773440 | 11805696 | 11773440 | 11773440 | 11773440 | 11805696 | 11773440 | 11773440 | 15589440 | 18393696 | 18343440 | 18343440 | 18343440 | 18393696 | 18343440 | 18343440 | 18343440 | 18393696 | 18343440 | 18343440 | 18343440 | 18393696 | 18343440 | 18343440
Option 2 SG | Combined Marinus Import | Special Constraints | 8567280 | 8590752 | 8567280 | 8567280 | 8567280 | 8590752 | 8567280 | 8567280 | 12383280 | 15178752 | 15137280 | 15137280 | 15137280 | 15178752 | 15137280 | 15137280 | 15137280 | 15178752 | 15137280 | 15137280 | 15137280 | 15178752 | 15137280 | 15137280
Option 2 SG | Constraint on Pipeline from Storage to GTs CNSW | Constraints to make diesel to come exclusively from storage | 0 | 0 | 0 | 0 | 0 | 0 | 0 | 0 | 0 | 0 | 0 | 0 | 0 | 0 | 0 | 0 | 0 | 0 | 0 | 0 | 0 | 0 | 0 | 0
Option 2 SG | Constraint on Pipeline from Storage to GTs CQ | Constraints to make diesel to come exclusively from storage | 0 | 0 | 0 | 0 | 0 | 0 | 0 | 0 | 0 | 0 | 0 | 0 | 0 | 0 | 0 | 0 | 0 | 0 | 0 | 0 | 0 | 0 | 0 | 0
Option 2 SG | Constraint on Pipeline from Storage to GTs CSA | Constraints to make diesel to come exclusively from storage | 0 | 0 | 0 | 0 | 0 | 0 | 0 | 0 | 0 | 0 | 0 | 0 | 0 | 0 | 0 | 0 | 0 | 0 | 0 | 0 | 0 | 0 | 0 | 0
Option 2 SG | Constraint on Pipeline from Storage to GTs GG | Constraints to make diesel to come exclusively from storage | 0 | 0 | 0 | 0 | 0 | 0 | 0 | 0 | 0 | 0 | 0 | 0 | 0 | 0 | 0 | 0 | 0 | 0 | 0 | 0 | 0 | 0 | 0 | 0
Option 2 SG | Constraint on Pipeline from Storage to GTs MEL | Constraints to make diesel to come exclusively from storage | 0 | 0 | 0 | 0 | 0 | 0 | 0 | 0 | 0 | 0 | 0 | 0 | 0 | 0 | 0 | 0 | 0 | 0 | 0 | 0 | 0 | 0 | 0 | 0
Option 2 SG | Constraint on Pipeline from Storage to GTs NNSW | Constraints to make diesel to come exclusively from storage | 0 | 0 | 0 | 0 | 0 | 0 | 0 | 0 | 0 | 0 | 0 | 0 | 0 | 0 | 0 | 0 | 0 | 0 | 0 | 0 | 0 | 0 | 0 | 0
Option 2 SG | Constraint on Pipeline from Storage to GTs NQ | Constraints to make diesel to come exclusively from storage | 0 | 0 | 0 | 0 | 0 | 0 | 0 | 0 | 0 | 0 | 0 | 0 | 0 | 0 | 0 | 0 | 0 | 0 | 0 | 0 | 0 | 0 | 0 | 0
Option 2 SG | Constraint on Pipeline from Storage to GTs NSA | Constraints to make diesel to come exclusively from storage | 0 | 0 | 0 | 0 | 0 | 0 | 0 | 0 | 0 | 0 | 0 | 0 | 0 | 0 | 0 | 0 | 0 | 0 | 0 | 0 | 0 | 0 | 0 | 0
Option 2 SG | Constraint on Pipeline from Storage to GTs SESA | Constraints to make diesel to come exclusively from storage | 0 | 0 | 0 | 0 | 0 | 0 | 0 | 0 | 0 | 0 | 0 | 0 | 0 | 0 | 0 | 0 | 0 | 0 | 0 | 0 | 0 | 0 | 0 | 0
Option 2 SG | Constraint on Pipeline from Storage to GTs SEV | Constraints to make diesel to come exclusively from storage | 0 | 0 | 0 | 0 | 0 | 0 | 0 | 0 | 0 | 0 | 0 | 0 | 0 | 0 | 0 | 0 | 0 | 0 | 0 | 0 | 0 | 0 | 0 | 0
Option 2 SG | Constraint on Pipeline from Storage to GTs SNSW | Constraints to make diesel to come exclusively from storage | 0 | 0 | 0 | 0 | 0 | 0 | 0 | 0 | 0 | 0 | 0 | 0 | 0 | 0 | 0 | 0 | 0 | 0 | 0 | 0 | 0 | 0 | 0 | 0
Option 2 SG | Constraint on Pipeline from Storage to GTs SNW | Constraints to make diesel to come exclusively from storage | 0 | 0 | 0 | 0 | 0 | 0 | 0 | 0 | 0 | 0 | 0 | 0 | 0 | 0 | 0 | 0 | 0 | 0 | 0 | 0 | 0 | 0 | 0 | 0
Option 2 SG | Constraint on Pipeline from Storage to GTs SQ | Constraints to make diesel to come exclusively from storage | 0 | 0 | 0 | 0 | 0 | 0 | 0 | 0 | 0 | 0 | 0 | 0 | 0 | 0 | 0 | 0 | 0 | 0 | 0 | 0 | 0 | 0 | 0 | 0
Option 2 SG | Constraint on Pipeline from Storage to GTs TAS | Constraints to make diesel to come exclusively from storage | 0 | 0 | 0 | 0 | 0 | 0 | 0 | 0 | 0 | 0 | 0 | 0 | 0 | 0 | 0 | 0 | 0 | 0 | 0 | 0 | 0 | 0 | 0 | 0
Option 2 SG | Constraint on Pipeline from Storage to GTs WNV | Constraints to make diesel to come exclusively from storage | 0 | 0 | 0 | 0 | 0 | 0 | 0 | 0 | 0 | 0 | 0 | 0 | 0 | 0 | 0 | 0 | 0 | 0 | 0 | 0 | 0 | 0 | 0 | 0
Option 2 SG | Constraint on Pipeline from Storage to GTs WOO | Constraints to make diesel to come exclusively from storage | 0 | 0 | 0 | 0 | 0 | 0 | 0 | 0 | 0 | 0 | 0 | 0 | 0 | 0 | 0 | 0 | 0 | 0 | 0 | 0 | 0 | 0 | 0 | 0
Option 2 SG | DNSP Thermal Limit on CER CNSW Area1 | DNSP Thermal Limit on CER | 881436 | 972982.5 | 1083503 | 1151884.5 | 1160908 | 1251175 | 1183413.5 | 1341296 | 1374077 | 1329544 | 1325674 | 1349695.5 | 1414354.5 | 1488354 | 1494250 | 1402640 | 1306220.5 | 1381054.5 | 1487146 | 1557849.5 | 1591141.5 | 1742247.5 | 1700879.5 | 1969378.5
Option 2 SG | DNSP Thermal Limit on CER CQ Area1 | DNSP Thermal Limit on CER | 1115404.5 | 1274101 | 1393707.5 | 1500446 | 1535688.5 | 1638641 | 1699974 | 1840791 | 1888803 | 1953640 | 1913769 | 1887799 | 2007282 | 2140009.5 | 2188514.5 | 2043247 | 1867396.5 | 2046074.5 | 2188833 | 2336798 | 2356489.5 | 2501862.5 | 2644008 | 2880939
Option 2 SG | DNSP Thermal Limit on CER CSA Area1 | DNSP Thermal Limit on CER | 4058521 | 4405183.5 | 4763085 | 4786732.5 | 5193442.5 | 5432514.5 | 5611960.5 | 5939722.5 | 6438271.5 | 6871720 | 7454754.5 | 7611644.5 | 7948118 | 8551593 | 8857903.5 | 9195341 | 9145202.5 | 9824093 | 10423354.5 | 10383243.5 | 10626202 | 10860228 | 10922492 | 11068583.5
Option 2 SG | DNSP Thermal Limit on CER GG Area1 | DNSP Thermal Limit on CER | 146741 | 167374.5 | 183189 | 201743.5 | 206140.5 | 219662.5 | 228800 | 240546 | 246212.5 | 249750 | 239697 | 239657.5 | 252228 | 278157.5 | 285427 | 275522.5 | 245044 | 268769 | 286841.5 | 311470 | 316452 | 338619 | 350133.5 | 373568.5
Option 2 SG | DNSP Thermal Limit on CER MEL Area1 | DNSP Thermal Limit on CER | 830632 | 955827.5 | 1079121 | 1045716 | 1207876 | 1265662.5 | 1306789 | 1388799 | 1424511.5 | 1392490.5 | 1400687 | 1441197 | 1521257 | 1594988 | 1621215 | 1586373 | 1422760.5 | 1572949.5 | 1697563 | 1619332 | 1851065.5 | 1948023 | 2049094 | 2239623
Option 2 SG | DNSP Thermal Limit on CER MEL Area2 | DNSP Thermal Limit on CER | 3802297 | 4430941.5 | 5057529.5 | 4938645 | 5765578.5 | 6087419 | 6313617 | 6730756.5 | 6911386 | 6769373.5 | 6841227 | 7047098 | 7458597 | 7813554.5 | 7961109 | 7810874.5 | 7054746 | 7792342 | 8414097 | 8027198.5 | 9213764.5 | 9691014 | 10271108 | 11273698.5
Option 2 SG | DNSP Thermal Limit on CER NNSW Area1 | DNSP Thermal Limit on CER | 2087141.5 | 2267354 | 2506405 | 2661767 | 2740577 | 2886751 | 2749951.5 | 3114695.5 | 3102438 | 3020767 | 3012644 | 3007685.5 | 3228185.5 | 3353522 | 3477136 | 3279319.5 | 3050856.5 | 3159822.5 | 3377853.5 | 3530170.5 | 3690722.5 | 3956956 | 3882495.5 | 4501117.5
Option 2 SG | DNSP Thermal Limit on CER NQ Area1 | DNSP Thermal Limit on CER | 1883364.5 | 2125903.5 | 2305369 | 2552931.5 | 2590058 | 2738570 | 2797940 | 2965609 | 3037702.5 | 3154479.5 | 3026682 | 3021042.5 | 3201093 | 3395661 | 3459017.5 | 3369797.5 | 3012392.5 | 3276711 | 3501173.5 | 3836798.5 | 3875394 | 4078327 | 4213104 | 4498267
Option 2 SG | DNSP Thermal Limit on CER NSA Area1 | DNSP Thermal Limit on CER | 160251 | 182468 | 202392.5 | 206834 | 221885.5 | 224039.5 | 231958 | 248493.5 | 275127 | 298297 | 301000.5 | 333941.5 | 351921.5 | 370748 | 376737 | 389403 | 390762 | 438104 | 454109.5 | 467376 | 476560 | 483851.5 | 492002.5 | 508436.5
Option 2 SG | DNSP Thermal Limit on CER SESA Area1 | DNSP Thermal Limit on CER | 188426 | 217125.5 | 243714 | 253991 | 271399 | 284903 | 300975 | 316928.5 | 341669.5 | 361594 | 376824.5 | 435744 | 453705 | 460275.5 | 493742.5 | 521852.5 | 519411.5 | 565525 | 619413.5 | 624916.5 | 631617.5 | 640799.5 | 624320 | 624980
Option 2 SG | DNSP Thermal Limit on CER SEV Area1 | DNSP Thermal Limit on CER | 572188.5 | 661610.5 | 761834.5 | 747892 | 876632 | 925822 | 969783.5 | 1051559 | 1070425.5 | 1083394.5 | 1125160 | 1180020.5 | 1284353.5 | 1413701.5 | 1484619 | 1494598.5 | 1416134.5 | 1556328.5 | 1664826 | 1627637 | 1866879.5 | 2037376 | 2143520.5 | 2335029.5
Option 2 SG | DNSP Thermal Limit on CER SNSW Area1 | DNSP Thermal Limit on CER | 1096816 | 1183820.5 | 1315163.5 | 1378489 | 1422610 | 1499159 | 1427918 | 1603113 | 1583131 | 1539695 | 1536614.5 | 1559989.5 | 1634471 | 1699697 | 1770586 | 1694532 | 1592634.5 | 1646938.5 | 1771393 | 1822981.5 | 1900643.5 | 2038352 | 1993983 | 2286862.5
Option 2 SG | DNSP Thermal Limit on CER SNSW Area2 | DNSP Thermal Limit on CER | 947063.5 | 1020322.5 | 1134315.5 | 1186257.5 | 1218252.5 | 1278961.5 | 1206960 | 1361960.5 | 1338381.5 | 1296959.5 | 1284479.5 | 1301901.5 | 1364487 | 1429745.5 | 1494152.5 | 1422192 | 1322896.5 | 1370122.5 | 1484853.5 | 1537984.5 | 1604644 | 1728196 | 1687043 | 1960587.5
Option 2 SG | DNSP Thermal Limit on CER SNW Area1 | DNSP Thermal Limit on CER | 4044298.5 | 4485649 | 5035420.5 | 5425511.5 | 5462178 | 5891716 | 5631216 | 6331086.5 | 6325302.5 | 6136798 | 6157772 | 6050871 | 6478623 | 6907454 | 7166756 | 6756788.5 | 6370297.5 | 6766598 | 7221241 | 7708348.5 | 7832610.5 | 8623782.5 | 8551344 | 9829161.5
Option 2 SG | DNSP Thermal Limit on CER SNW Area2 | DNSP Thermal Limit on CER | 4520837 | 4967377.5 | 5526742.5 | 5909610 | 5919817 | 6364927 | 6065748 | 6799640.5 | 6772081 | 6552407.5 | 6554658.5 | 6419771.5 | 6853331.5 | 7289920.5 | 7534531.5 | 7072296 | 6633351 | 7009345.5 | 7480903 | 7929685 | 8010170.5 | 8763385.5 | 8606898 | 9850454.5
Option 2 SG | DNSP Thermal Limit on CER SQ Area1 | DNSP Thermal Limit on CER | 9269194 | 10523721 | 11654118 | 12563620 | 12954933.5 | 13640483 | 14178933 | 14657488 | 15007366 | 15564268 | 14822995.5 | 14862536 | 15628937.5 | 16746955 | 17129212 | 16856884.5 | 14694349 | 16216674.5 | 17653343 | 18737761.5 | 19158227 | 20104193.5 | 21210087 | 22136364
Option 2 SG | DNSP Thermal Limit on CER TAS Area1 | DNSP Thermal Limit on CER | 546801 | 614235.5 | 682320 | 672538.5 | 738541.5 | 784280.5 | 786662 | 816334.5 | 824276.5 | 821839.5 | 818101.5 | 818196 | 856062 | 889888 | 896858.5 | 868922 | 850158 | 888495 | 912420 | 877278.5 | 950314 | 1047181.5 | 1097473.5 | 1186880.5
Option 2 SG | DNSP Thermal Limit on CER WNV Area1 | DNSP Thermal Limit on CER | 355142.5 | 409038 | 458002 | 455272.5 | 535771 | 552974 | 567974 | 604839.5 | 624552.5 | 613482 | 619067.5 | 629262.5 | 676497 | 698700.5 | 709118 | 706402.5 | 608480 | 676199.5 | 724321.5 | 717429.5 | 823939.5 | 865039 | 904753 | 977816.5
Option 2 SG | DNSP Thermal Limit on CER WNV Area2 | DNSP Thermal Limit on CER | 1330136 | 1536806 | 1732654 | 1738761 | 2057070.5 | 2140660 | 2209844 | 2361547 | 2434758 | 2411497.5 | 2454597.5 | 2506089.5 | 2709385 | 2832084 | 2887008 | 2884996.5 | 2521795.5 | 2783706 | 2976962.5 | 2941131.5 | 3413042 | 3599560 | 3778845 | 4102767
Option 2 SG | DNSP Thermal Limit on Distributed Resources CNSW Area1 | DNSP Thermal Limit on Distributed Resources | 5676480 | 5692032 | 5676480 | 5676480 | 5676480 | 5692032 | 5676480 | 5676480 | 5676480 | 5692032 | 5676480 | 5676480 | 5676480 | 5692032 | 5676480 | 5676480 | 5676480 | 5692032 | 5676480 | 5676480 | 5676480 | 5692032 | 5676480 | 5676480
Option 2 SG | DNSP Thermal Limit on Distributed Resources CQ Area1 | DNSP Thermal Limit on Distributed Resources | 0 | 0 | 0 | 0 | 0 | 9003600 | 8979000 | 8979000 | 8979000 | 9003600 | 8979000 | 8979000 | 8979000 | 9003600 | 8979000 | 8979000 | 8979000 | 9003600 | 8979000 | 8979000 | 8979000 | 9003600 | 8979000 | 8979000
Option 2 SG | DNSP Thermal Limit on Distributed Resources CSA Area1 | DNSP Thermal Limit on Distributed Resources | 0 | 0 | 0 | 0 | 0 | 65352960 | 65174400 | 65174400 | 65174400 | 65352960 | 65174400 | 65174400 | 65174400 | 65352960 | 65174400 | 65174400 | 65174400 | 65352960 | 65174400 | 65174400 | 65174400 | 65352960 | 65174400 | 65174400
Option 2 SG | DNSP Thermal Limit on Distributed Resources GG Area1 | DNSP Thermal Limit on Distributed Resources | 0 | 0 | 0 | 0 | 0 | 1036512 | 1033680 | 1033680 | 1033680 | 1036512 | 1033680 | 1033680 | 1033680 | 1036512 | 1033680 | 1033680 | 1033680 | 1036512 | 1033680 | 1033680 | 1033680 | 1036512 | 1033680 | 1033680
Option 2 SG | DNSP Thermal Limit on Distributed Resources MEL Area1 | DNSP Thermal Limit on Distributed Resources | 15978240 | 16022016 | 15978240 | 15978240 | 15978240 | 16022016 | 15978240 | 15978240 | 15978240 | 16022016 | 15978240 | 15978240 | 15978240 | 16022016 | 15978240 | 15978240 | 15978240 | 16022016 | 15978240 | 15978240 | 15978240 | 16022016 | 15978240 | 15978240
Option 2 SG | DNSP Thermal Limit on Distributed Resources MEL Area2 | DNSP Thermal Limit on Distributed Resources | 182768640 | 183269376 | 182768640 | 182768640 | 182768640 | 183269376 | 182768640 | 182768640 | 182768640 | 183269376 | 182768640 | 182768640 | 182768640 | 183269376 | 182768640 | 182768640 | 182768640 | 183269376 | 182768640 | 182768640 | 182768640 | 183269376 | 182768640 | 182768640
Option 2 SG | DNSP Thermal Limit on Distributed Resources NNSW Area1 | DNSP Thermal Limit on Distributed Resources | 0 | 0 | 0 | 0 | 0 | 9196848 | 9171720 | 9171720 | 9171720 | 9196848 | 9171720 | 9171720 | 9171720 | 9196848 | 9171720 | 9171720 | 9171720 | 9196848 | 9171720 | 9171720 | 9171720 | 9196848 | 9171720 | 9171720
Option 2 SG | DNSP Thermal Limit on Distributed Resources NQ Area1 | DNSP Thermal Limit on Distributed Resources | 0 | 0 | 0 | 0 | 0 | 16961904 | 16915560 | 16915560 | 16915560 | 16961904 | 16915560 | 16915560 | 16915560 | 16961904 | 16915560 | 16915560 | 16915560 | 16961904 | 16915560 | 16915560 | 16915560 | 16961904 | 16915560 | 16915560
Option 2 SG | DNSP Thermal Limit on Distributed Resources NSA Area1 | DNSP Thermal Limit on Distributed Resources | 0 | 0 | 0 | 0 | 0 | 3048048 | 3039720 | 3039720 | 3039720 | 3048048 | 3039720 | 3039720 | 3039720 | 3048048 | 3039720 | 3039720 | 3039720 | 3048048 | 3039720 | 3039720 | 3039720 | 3048048 | 3039720 | 3039720
Option 2 SG | DNSP Thermal Limit on Distributed Resources SESA Area1 | DNSP Thermal Limit on Distributed Resources | 0 | 0 | 0 | 0 | 0 | 4488624 | 4476360 | 4476360 | 4476360 | 4488624 | 4476360 | 4476360 | 4476360 | 4488624 | 4476360 | 4476360 | 4476360 | 4488624 | 4476360 | 4476360 | 4476360 | 4488624 | 4476360 | 4476360
Option 2 SG | DNSP Thermal Limit on Distributed Resources SEV Area1 | DNSP Thermal Limit on Distributed Resources | 0 | 0 | 0 | 0 | 0 | 7211664 | 7191960 | 7191960 | 7191960 | 7211664 | 7191960 | 7191960 | 7191960 | 7211664 | 7191960 | 7191960 | 7191960 | 7211664 | 7191960 | 7191960 | 7191960 | 7211664 | 7191960 | 7191960
Option 2 SG | DNSP Thermal Limit on Distributed Resources SNSW Area1 | DNSP Thermal Limit on Distributed Resources | 0 | 0 | 0 | 0 | 0 | 7009632 | 6990480 | 6990480 | 6990480 | 7009632 | 6990480 | 6990480 | 6990480 | 7009632 | 6990480 | 6990480 | 6990480 | 7009632 | 6990480 | 6990480 | 6990480 | 7009632 | 6990480 | 6990480
Option 2 SG | DNSP Thermal Limit on Distributed Resources SNSW Area2 | DNSP Thermal Limit on Distributed Resources | 0 | 0 | 0 | 0 | 0 | 8081280 | 8059200 | 8059200 | 8059200 | 8081280 | 8059200 | 8059200 | 8059200 | 8081280 | 8059200 | 8059200 | 8059200 | 8081280 | 8059200 | 8059200 | 8059200 | 8081280 | 8059200 | 8059200
Option 2 SG | DNSP Thermal Limit on Distributed Resources SNW Area1 | DNSP Thermal Limit on Distributed Resources | 27366240 | 27441216 | 27366240 | 27366240 | 27366240 | 27441216 | 27366240 | 27366240 | 27366240 | 27441216 | 27366240 | 27366240 | 27366240 | 27441216 | 27366240 | 27366240 | 27366240 | 27441216 | 27366240 | 27366240 | 27366240 | 27441216 | 27366240 | 27366240
Option 2 SG | DNSP Thermal Limit on Distributed Resources SNW Area2 | DNSP Thermal Limit on Distributed Resources | 59734440 | 59898096 | 59734440 | 59734440 | 59734440 | 59898096 | 59734440 | 59734440 | 59734440 | 59898096 | 59734440 | 59734440 | 59734440 | 59898096 | 59734440 | 59734440 | 59734440 | 59898096 | 59734440 | 59734440 | 59734440 | 59898096 | 59734440 | 59734440
Option 2 SG | DNSP Thermal Limit on Distributed Resources SQ Area1 | DNSP Thermal Limit on Distributed Resources | 0 | 0 | 0 | 0 | 0 | 51158016 | 51018240 | 51018240 | 51018240 | 51158016 | 51018240 | 51018240 | 51018240 | 51158016 | 51018240 | 51018240 | 51018240 | 51158016 | 51018240 | 51018240 | 51018240 | 51158016 | 51018240 | 51018240
Option 2 SG | DNSP Thermal Limit on Distributed Resources TAS Area1 | DNSP Thermal Limit on Distributed Resources | 3468960 | 3478464 | 3468960 | 3468960 | 3468960 | 3478464 | 3468960 | 3468960 | 3468960 | 3478464 | 3468960 | 3468960 | 3468960 | 3478464 | 3468960 | 3468960 | 3468960 | 3478464 | 3468960 | 3468960 | 3468960 | 3478464 | 3468960 | 3468960
Option 2 SG | DNSP Thermal Limit on Distributed Resources WNV Area1 | DNSP Thermal Limit on Distributed Resources | 0 | 0 | 0 | 0 | 0 | 3469680 | 3460200 | 3460200 | 3460200 | 3469680 | 3460200 | 3460200 | 3460200 | 3469680 | 3460200 | 3460200 | 3460200 | 3469680 | 3460200 | 3460200 | 3460200 | 3469680 | 3460200 | 3460200
Option 2 SG | DNSP Thermal Limit on Distributed Resources WNV Area2 | DNSP Thermal Limit on Distributed Resources | 0 | 0 | 0 | 0 | 0 | 53441856 | 53295840 | 53295840 | 53295840 | 53441856 | 53295840 | 53295840 | 53295840 | 53441856 | 53295840 | 53295840 | 53295840 | 53441856 | 53295840 | 53295840 | 53295840 | 53441856 | 53295840 | 53295840
Option 2 SG | Daily H2 Limit NSW | H2 Infrastructure Limitations | 0 | 0 | 0 | 0 | 0 | 0 | 0 | 0 | 0 | 0 | 0 | 0 | 0 | 0 | 0 | 0 | 0 | 0 | 0 | 0 | 0 | 0 | 0 | 0
Option 2 SG | Daily H2 Limit QLD | H2 Infrastructure Limitations | 0 | 0 | 0 | 0 | 0 | 0 | 0 | 0 | 0 | 0 | 0 | 0 | 0 | 0 | 0 | 0 | 0 | 0 | 0 | 0 | 0 | 0 | 0 | 0
Option 2 SG | Daily H2 Limit SA | H2 Infrastructure Limitations | 0 | 0 | 0 | 0 | 0 | 0 | 0 | 0 | 0 | 0 | 0 | 0 | 0 | 0 | 0 | 0 | 0 | 0 | 0 | 0 | 0 | 0 | 0 | 0
Option 2 SG | Daily H2 Limit TAS | H2 Infrastructure Limitations | 0 | 0 | 0 | 0 | 0 | 0 | 0 | 0 | 0 | 0 | 0 | 0 | 0 | 0 | 0 | 0 | 0 | 0 | 0 | 0 | 0 | 0 | 0 | 0
Option 2 SG | Daily H2 Limit VIC | H2 Infrastructure Limitations | 0 | 0 | 0 | 0 | 0 | 0 | 0 | 0 | 0 | 0 | 0 | 0 | 0 | 0 | 0 | 0 | 0 | 0 | 0 | 0 | 0 | 0 | 0 | 0
Option 2 SG | ExportGroup_CNSW1 | Group Network Export Constraints | 7139400 | 7158960 | 7139400 | 7139400 | 7139400 | 7158960 | 7139400 | 7139400 | 7139400 | 7158960 | 7139400 | 7139400 | 7139400 | 7158960 | 7139400 | 7139400 | 7139400 | 7158960 | 7139400 | 7139400 | 7139400 | 7158960 | 7139400 | 7139400
Option 2 SG | ExportGroup_CQ1 | Group Network Export Constraints | 16792320 | 16833120 | 16792320 | 16792320 | 16792320 | 16833120 | 16792320 | 16792320 | 16792320 | 16833120 | 16792320 | 16792320 | 16792320 | 16833120 | 16792320 | 16792320 | 16792320 | 16833120 | 16792320 | 16792320 | 16792320 | 16833120 | 16792320 | 16792320
Option 2 SG | ExportGroup_MN1 | Group Network Export Constraints | 15460080 | 15499200 | 15460080 | 15460080 | 15460080 | 15499200 | 15460080 | 15460080 | 15460080 | 15499200 | 15460080 | 15460080 | 15460080 | 15499200 | 15460080 | 15460080 | 15460080 | 15499200 | 15460080 | 15460080 | 15460080 | 15499200 | 15460080 | 15460080
Option 2 SG | ExportGroup_NET1 | Group Network Export Constraints | 14016000 | 14054400 | 14016000 | 14016000 | 14016000 | 14054400 | 14016000 | 14016000 | 14016000 | 14054400 | 14016000 | 14016000 | 14016000 | 14054400 | 14016000 | 14016000 | 14016000 | 14054400 | 14016000 | 14016000 | 14016000 | 14054400 | 14016000 | 14016000
Option 2 SG | ExportGroup_NQ1 | Group Network Export Constraints | 22380480 | 22438560 | 22380480 | 22380480 | 22380480 | 22438560 | 22380480 | 22380480 | 22380480 | 22438560 | 22380480 | 22380480 | 22380480 | 22438560 | 22380480 | 22380480 | 22380480 | 22438560 | 22380480 | 22380480 | 22380480 | 22438560 | 22380480 | 22380480
Option 2 SG | ExportGroup_NSA1 | Group Network Export Constraints | 5124600 | 5138640 | 5124600 | 5124600 | 5124600 | 5138640 | 5124600 | 5124600 | 5124600 | 5138640 | 5124600 | 5124600 | 5124600 | 5138640 | 5124600 | 5124600 | 5124600 | 5138640 | 5124600 | 5124600 | 5124600 | 5138640 | 5124600 | 5124600
Option 2 SG | ExportGroup_SEVIC1 | Group Network Export Constraints | 0 | 0 | 0 | 0 | 0 | 36892800 | 36792000 | 36792000 | 36792000 | 36892800 | 36792000 | 36792000 | 36792000 | 36892800 | 36792000 | 36792000 | 36792000 | 36892800 | 36792000 | 36792000 | 36792000 | 36892800 | 36792000 | 36792000
Option 2 SG | ExportGroup_SQ1 | Group Network Export Constraints | 12264000 | 12297600 | 12264000 | 12264000 | 12264000 | 12297600 | 12264000 | 12264000 | 12264000 | 12297600 | 12264000 | 12264000 | 12264000 | 12297600 | 12264000 | 12264000 | 12264000 | 12297600 | 12264000 | 12264000 | 12264000 | 12297600 | 12264000 | 12264000
Option 2 SG | ExportGroup_SWNSW1 | Group Network Export Constraints | 10512000 | 10540800 | 10512000 | 10512000 | 10512000 | 10540800 | 10512000 | 10512000 | 10512000 | 10540800 | 10512000 | 10512000 | 10512000 | 10540800 | 10512000 | 10512000 | 10512000 | 10540800 | 10512000 | 10512000 | 10512000 | 10540800 | 10512000 | 10512000
Option 2 SG | ExportGroup_SWNSW2 | Group Network Export Constraints | 0 | 0 | 0 | 0 | 0 | 22598400 | 38544000 | 38544000 | 38544000 | 38649600 | 38544000 | 38544000 | 38544000 | 38649600 | 38544000 | 38544000 | 38544000 | 38649600 | 38544000 | 38544000 | 38544000 | 38649600 | 38544000 | 38544000
Option 2 SG | ExportGroup_SWQLD1 | Group Network Export Constraints | 26280000 | 26352000 | 26280000 | 26280000 | 26280000 | 26352000 | 26280000 | 26280000 | 26280000 | 26352000 | 26280000 | 26280000 | 26280000 | 26352000 | 26280000 | 26280000 | 26280000 | 26352000 | 26280000 | 26280000 | 26280000 | 26352000 | 26280000 | 26280000
Option 2 SG | ExportGroup_SWV1 | Group Network Export Constraints | 21856200 | 21916080 | 21856200 | 21856200 | 21856200 | 21916080 | 21856200 | 21856200 | 21856200 | 21916080 | 21856200 | 21856200 | 21856200 | 21916080 | 21856200 | 21856200 | 21856200 | 21916080 | 21856200 | 21856200 | 21856200 | 21916080 | 21856200 | 21856200
Option 2 SG | ExportGroup_WNV1 | Group Network Export Constraints | 23802480 | 23851440 | 23802480 | 23802480 | 23802480 | 10851480 | 23802480 | 23802480 | 23802480 | 23851440 | 23802480 | 23802480 | 23802480 | 23851440 | 23802480 | 23802480 | 23802480 | 23851440 | 23802480 | 23802480 | 23802480 | 23851440 | 23802480 | 23802480
Option 2 SG | ExportGroup_WV1 | Group Network Export Constraints | 7860000 | 7878720 | 7860000 | 7860000 | 7860000 | 7878720 | 7860000 | 7860000 | 7860000 | 7878720 | 7860000 | 7860000 | 7860000 | 7878720 | 7860000 | 7860000 | 7860000 | 7878720 | 7860000 | 7860000 | 7860000 | 7878720 | 7860000 | 7860000
Option 2 SG | ExportLimit_DN2_Yass | Distribution REZ Export Constraints | 0 | 0 | 0 | 0 | 0 | 0 | 0 | 0 | 0 | 0 | 0 | 0 | 0 | 0 | 0 | 0 | 0 | 0 | 0 | 0 | 0 | 0 | 0 | 0
Option 2 SG | ExportLimit_DN3_Marulan | Distribution REZ Export Constraints | 0 | 0 | 0 | 0 | 0 | 0 | 0 | 0 | 0 | 0 | 0 | 0 | 0 | 0 | 0 | 0 | 0 | 0 | 0 | 0 | 0 | 0 | 0 | 0
Option 2 SG | ExportLimit_N10_Hunter Coast | REZ Network Export Constraints | 49494000 | 49629600 | 49494000 | 49494000 | 49494000 | 49629600 | 49494000 | 49494000 | 49494000 | 49629600 | 49494000 | 49494000 | 49494000 | 49629600 | 49494000 | 49494000 | 49494000 | 49629600 | 49494000 | 49494000 | 49494000 | 49629600 | 49494000 | 49494000
Option 2 SG | ExportLimit_N11_Illawarra Coast | REZ Network Export Constraints | 8760000 | 8784000 | 8760000 | 8760000 | 8760000 | 8784000 | 8760000 | 8760000 | 8760000 | 8784000 | 8760000 | 8760000 | 8760000 | 8784000 | 8760000 | 8760000 | 8760000 | 8784000 | 8760000 | 8760000 | 8760000 | 8784000 | 8760000 | 8760000
Option 2 SG | ExportLimit_N12_Illawarra | REZ Network Export Constraints | 8760000 | 8784000 | 8760000 | 8760000 | 8760000 | 8784000 | 8760000 | 8760000 | 8760000 | 8784000 | 8760000 | 8760000 | 8760000 | 8784000 | 8760000 | 8760000 | 8760000 | 8784000 | 8760000 | 8760000 | 8760000 | 8784000 | 8760000 | 8760000
Option 2 SG | ExportLimit_N13_South Cobar | REZ Network Export Constraints | 995328 | 997872 | 995328 | 995328 | 995328 | 997872 | 995328 | 995328 | 995328 | 997872 | 995328 | 995328 | 995328 | 997872 | 995328 | 995328 | 995328 | 997872 | 995328 | 995328 | 995328 | 997872 | 995328 | 995328
Option 2 SG | ExportLimit_N1_North West NSW | REZ Network Export Constraints | 1497960 | 1502064 | 1497960 | 1497960 | 1497960 | 1502064 | 1497960 | 1497960 | 1497960 | 1502064 | 1497960 | 1497960 | 1497960 | 1502064 | 1497960 | 1497960 | 1497960 | 1502064 | 1497960 | 1497960 | 1497960 | 1502064 | 1497960 | 1497960
Option 2 SG | ExportLimit_N2_New England | REZ Network Export Constraints | 5054520 | 5068368 | 5054520 | 5054520 | 5054520 | 5068368 | 5054520 | 5054520 | 5054520 | 5068368 | 5054520 | 5054520 | 5054520 | 5068368 | 5054520 | 5054520 | 5054520 | 5068368 | 5054520 | 5054520 | 5054520 | 5068368 | 5054520 | 5054520
Option 2 SG | ExportLimit_N3_Central-West Orana | REZ Network Export Constraints | 7884000 | 7905600 | 7884000 | 7884000 | 7884000 | 7905600 | 7884000 | 7884000 | 7884000 | 7905600 | 7884000 | 7884000 | 7884000 | 7905600 | 7884000 | 7884000 | 7884000 | 7905600 | 7884000 | 7884000 | 7884000 | 7905600 | 7884000 | 7884000
Option 2 SG | ExportLimit_N4_Broken Hill | REZ Network Export Constraints | 2190000 | 2196000 | 2190000 | 2190000 | 2190000 | 2196000 | 2190000 | 2190000 | 2190000 | 2196000 | 2190000 | 2190000 | 2190000 | 2196000 | 2190000 | 2190000 | 2190000 | 2196000 | 2190000 | 2190000 | 2190000 | 2196000 | 2190000 | 2190000
Option 2 SG | ExportLimit_N5_South West NSW | REZ Network Export Constraints | 3942000 | 3952800 | 3942000 | 3942000 | 3942000 | 3952800 | 3942000 | 3942000 | 3942000 | 3952800 | 3942000 | 3942000 | 3942000 | 3952800 | 3942000 | 3942000 | 3942000 | 3952800 | 3942000 | 3942000 | 3942000 | 3952800 | 3942000 | 3942000
Option 2 SG | ExportLimit_N6_Wagga Wagga | REZ Network Export Constraints | 9636000 | 9662400 | 9636000 | 9636000 | 9636000 | 9662400 | 9636000 | 9636000 | 9636000 | 9662400 | 9636000 | 9636000 | 9636000 | 9662400 | 9636000 | 9636000 | 9636000 | 9662400 | 9636000 | 9636000 | 9636000 | 9662400 | 9636000 | 9636000
Option 2 SG | ExportLimit_N7_Tumut | REZ Network Export Constraints | 0 | 0 | 0 | 0 | 0 | 0 | 0 | 0 | 0 | 0 | 0 | 0 | 0 | 0 | 0 | 0 | 0 | 0 | 0 | 0 | 0 | 0 | 0 | 0
Option 2 SG | ExportLimit_N8_Cooma-Monaro | REZ Network Export Constraints | 3066000 | 3074400 | 3066000 | 3066000 | 3066000 | 3074400 | 3066000 | 3066000 | 3066000 | 3074400 | 3066000 | 3066000 | 3066000 | 3074400 | 3066000 | 3066000 | 3066000 | 3074400 | 3066000 | 3066000 | 3066000 | 3074400 | 3066000 | 3066000
Option 2 SG | ExportLimit_N9_Hunter-Central Coast | REZ Network Export Constraints | 3504000 | 3513600 | 3504000 | 3504000 | 3504000 | 3513600 | 3504000 | 3504000 | 3504000 | 3513600 | 3504000 | 3504000 | 3504000 | 3513600 | 3504000 | 3504000 | 3504000 | 3513600 | 3504000 | 3504000 | 3504000 | 3513600 | 3504000 | 3504000
Option 2 SG | ExportLimit_Q1_Far North Qld | REZ Network Export Constraints | 6570000 | 6588000 | 6570000 | 6570000 | 6570000 | 6588000 | 6570000 | 6570000 | 6570000 | 6588000 | 6570000 | 6570000 | 6570000 | 6588000 | 6570000 | 6570000 | 6570000 | 6588000 | 6570000 | 6570000 | 6570000 | 6588000 | 6570000 | 6570000
Option 2 SG | ExportLimit_Q2_North Qld Clean Energy Hub | REZ Network Export Constraints | 6132000 | 6148800 | 6132000 | 6132000 | 6132000 | 6148800 | 6132000 | 6132000 | 6132000 | 6148800 | 6132000 | 6132000 | 6132000 | 6148800 | 6132000 | 6132000 | 6132000 | 6148800 | 6132000 | 6132000 | 6132000 | 6148800 | 6132000 | 6132000
Option 2 SG | ExportLimit_Q5_Barcaldine | REZ Network Export Constraints | 744600 | 746640 | 744600 | 744600 | 744600 | 746640 | 744600 | 744600 | 744600 | 746640 | 744600 | 744600 | 744600 | 746640 | 744600 | 744600 | 744600 | 746640 | 744600 | 744600 | 744600 | 746640 | 744600 | 744600
Option 2 SG | ExportLimit_Q9_Banana | REZ Network Export Constraints | 1314000 | 1317600 | 1314000 | 1314000 | 1314000 | 1317600 | 1314000 | 1314000 | 1314000 | 1317600 | 1314000 | 1314000 | 1314000 | 1317600 | 1314000 | 1314000 | 1314000 | 1317600 | 1314000 | 1314000 | 1314000 | 1317600 | 1314000 | 1314000
Option 2 SG | ExportLimit_S2_Riverland | REZ Network Export Constraints | 1138800 | 1141920 | 1138800 | 1138800 | 1138800 | 1141920 | 1138800 | 1138800 | 1138800 | 1141920 | 1138800 | 1138800 | 1138800 | 1141920 | 1138800 | 1138800 | 1138800 | 1141920 | 1138800 | 1138800 | 1138800 | 1141920 | 1138800 | 1138800
Option 2 SG | ExportLimit_S4_Yorke Peninsula | REZ Network Export Constraints | 876000 | 878400 | 876000 | 876000 | 876000 | 878400 | 876000 | 876000 | 876000 | 878400 | 876000 | 876000 | 876000 | 878400 | 876000 | 876000 | 876000 | 878400 | 876000 | 876000 | 876000 | 878400 | 876000 | 876000
Option 2 SG | ExportLimit_S6_Roxby Downs | REZ Network Export Constraints | 4380000 | 4392000 | 4380000 | 4380000 | 4380000 | 4392000 | 4380000 | 4380000 | 4380000 | 4392000 | 4380000 | 4380000 | 4380000 | 4392000 | 4380000 | 4380000 | 4380000 | 4392000 | 4380000 | 4380000 | 4380000 | 4392000 | 4380000 | 4380000
Option 2 SG | ExportLimit_S7_Eastern Eyre Peninsula | REZ Network Export Constraints | 2628000 | 2635200 | 2628000 | 2628000 | 2628000 | 2635200 | 2628000 | 2628000 | 2628000 | 2635200 | 2628000 | 2628000 | 2628000 | 2635200 | 2628000 | 2628000 | 2628000 | 2635200 | 2628000 | 2628000 | 2628000 | 2635200 | 2628000 | 2628000
Option 2 SG | ExportLimit_S8_Western Eyre Peninsula | REZ Network Export Constraints | 0 | 0 | 0 | 0 | 0 | 0 | 0 | 0 | 0 | 0 | 0 | 0 | 0 | 0 | 0 | 0 | 0 | 0 | 0 | 0 | 0 | 0 | 0 | 0
Option 2 SG | ExportLimit_T1_North East Tasmania | REZ Network Export Constraints | 3504000 | 3513600 | 3504000 | 3504000 | 3504000 | 3513600 | 3504000 | 3504000 | 3504000 | 3513600 | 3504000 | 3504000 | 3504000 | 3513600 | 3504000 | 3504000 | 3504000 | 3513600 | 3504000 | 3504000 | 3504000 | 3513600 | 3504000 | 3504000
Option 2 SG | ExportLimit_T2_North West Tasmania | REZ Network Export Constraints | 1337520 | 1344168 | 1337520 | 1337520 | 1337520 | 1344168 | 1337520 | 1337520 | 1337520 | 1344168 | 1337520 | 1337520 | 1337520 | 1344168 | 1337520 | 1337520 | 1337520 | 1344168 | 1337520 | 1337520 | 1337520 | 1344168 | 1337520 | 1337520
Option 2 SG | ExportLimit_T3_Central Highlands | REZ Network Export Constraints | 7080120 | 7096968 | 7080120 | 7080120 | 7080120 | 7096968 | 7080120 | 7080120 | 7080120 | 7096968 | 7080120 | 7080120 | 7080120 | 7096968 | 7080120 | 7080120 | 7080120 | 7096968 | 7080120 | 7080120 | 7080120 | 7096968 | 7080120 | 7080120
Option 2 SG | ExportLimit_V1_North West VIC | REZ Network Export Constraints | 4932960 | 4943520 | 4932960 | 4932960 | 4932960 | 4943520 | 4932960 | 4932960 | 4932960 | 4943520 | 4932960 | 4932960 | 4932960 | 4943520 | 4932960 | 4932960 | 4932960 | 4943520 | 4932960 | 4932960 | 4932960 | 4943520 | 4932960 | 4932960
Option 2 SG | ExportLimit_V2_Central Highlands VIC | REZ Network Export Constraints | 6283200 | 6297600 | 6283200 | 6283200 | 6283200 | 6297600 | 6283200 | 6283200 | 6283200 | 6297600 | 6283200 | 6283200 | 6283200 | 6297600 | 6283200 | 6283200 | 6283200 | 6297600 | 6283200 | 6283200 | 6283200 | 6297600 | 6283200 | 6283200
Option 2 SG | ExportLimit_V7_Central North VIC | REZ Network Export Constraints | 9032400 | 9048000 | 9032400 | 9032400 | 9032400 | 9048000 | 9032400 | 9032400 | 9032400 | 9048000 | 9032400 | 9032400 | 9032400 | 9048000 | 9032400 | 9032400 | 9032400 | 9048000 | 9032400 | 9032400 | 9032400 | 9048000 | 9032400 | 9032400
Option 2 SG | ExportLimit_V8_Gippsland Offshore | REZ Network Export Constraints | 0 | 0 | 0 | 0 | 0 | 0 | 0 | 0 | 0 | 0 | 0 | 0 | 0 | 0 | 0 | 0 | 0 | 0 | 0 | 0 | 0 | 0 | 0 | 0
Option 2 SG | Gas Zone Daily Offtake Limit Colongra | Gas Infrastructure Limitations by Gas Zone | 14724.1 | 14764.44 | 14724.1 | 14724.1 | 14724.1 | 14764.44 | 14724.1 | 14724.1 | 14724.1 | 14764.44 | 14724.1 | 14724.1 | 14724.1 | 14764.44 | 14724.1 | 14724.1 | 14724.1 | 14764.44 | 14724.1 | 14724.1 | 14724.1 | 14764.44 | 14724.1 | 14724.1
Option 2 SG | Gas Zone Daily Offtake Limit Gippsland | Gas Infrastructure Limitations by Gas Zone | 263742.04 | 355488.14 | 305342.77 | 286950.1 | 281144.82 | 240333.84 | 242749.92 | 241663.94 | 220066.8 | 214266.7 | 204259.2 | 194557.67 | 185478.37 | 180238.37 | 195130.16 | 253184.85 | 265251.73 | 267153.98 | 297450.36 | 297450.36 | 297450.36 | 298334.94 | 297450.36 | 297450.36
Option 2 SG | Gas Zone Daily Offtake Limit Gladstone | Gas Infrastructure Limitations by Gas Zone | 9362.21 | 17742.19 | 26774.54 | 41458.25 | 56680.17 | 57855.87 | 58026.13 | 58056.51 | 58038.35 | 58060.12 | 57825.31 | 58147.93 | 58080.6 | 58141.28 | 57962.24 | 58156.11 | 58142.25 | 58174.72 | 58100.5 | 58100.5 | 58100.5 | 58251.86 | 58100.5 | 58100.5
Option 2 SG | Gas Zone Daily Offtake Limit Kurri Kurri | Gas Infrastructure Limitations by Gas Zone | 21900 | 21960 | 21900 | 21900 | 21900 | 21960 | 21900 | 21900 | 21900 | 21960 | 21900 | 21900 | 21900 | 21960 | 21900 | 21900 | 21900 | 21960 | 21900 | 21900 | 21900 | 21960 | 21900 | 21900
Option 2 SG | Gas Zone Daily Offtake Limit Laverton North | Gas Infrastructure Limitations by Gas Zone | 28935.7 | 29020.49 | 28564.83 | 29056.07 | 28354.44 | 29090.39 | 28782.91 | 28987.7 | 29060.19 | 28905.46 | 28395.52 | 28253.4 | 27311.42 | 27163.32 | 27563.49 | 27747.49 | 28786.11 | 28609.08 | 29080.66 | 29080.66 | 29080.66 | 29160.78 | 29080.66 | 29080.66
Option 2 SG | Gas Zone Daily Offtake Limit Melbourne | Gas Infrastructure Limitations by Gas Zone | 378609.16 | 474914.92 | 435424.73 | 421532.34 | 420506.32 | 385071.76 | 391393.04 | 393804.31 | 376378.98 | 374665.51 | 367868.1 | 383156.35 | 399424.43 | 397783.2 | 417746.11 | 477150.47 | 492522 | 499038.35 | 527866.41 | 527866.41 | 527866.41 | 529472.75 | 527866.41 | 527866.41
Option 2 SG | Gas Zone Daily Offtake Limit Moomba | Gas Infrastructure Limitations by Gas Zone | 251300.08 | 242723.42 | 234330.18 | 226584.46 | 219704.57 | 214906.76 | 239195.09 | 261517.5 | 253205.15 | 247971.09 | 242081.87 | 237631.99 | 234148.49 | 231919.8 | 229365.19 | 227048.1 | 225695.07 | 225131.67 | 223439.24 | 223439.24 | 223439.24 | 224072.66 | 223439.24 | 223439.24
Option 2 SG | Gas Zone Daily Offtake Limit NQGP | Gas Infrastructure Limitations by Gas Zone | 5651.93 | 5678.26 | 5830.68 | 46367.36 | 96700.4 | 109517.86 | 112490.43 | 112484.61 | 112273.2 | 112591.32 | 112455.3 | 112480.08 | 112276.8 | 112585.67 | 112489.45 | 107790.15 | 102802.81 | 103094.61 | 102688.43 | 102688.43 | 102688.43 | 102970.23 | 102688.43 | 102688.43
Option 2 SG | Gas Zone Daily Offtake Limit Newcastle | Gas Infrastructure Limitations by Gas Zone | 40150 | 40260 | 40150 | 40150 | 40150 | 40260 | 40150 | 40150 | 40150 | 40260 | 40150 | 40150 | 40150 | 40260 | 40150 | 40150 | 40150 | 40260 | 40150 | 40150 | 40150 | 40260 | 40150 | 40150
Option 2 SG | Gas Zone Daily Offtake Limit Northern | Gas Infrastructure Limitations by Gas Zone | 1506095.1 | 1505911.59 | 1505136.23 | 1555316.94 | 1588483.87 | 1535394.6 | 1448155.46 | 1380908.98 | 1329658.18 | 1271124.82 | 1240998.56 | 1250642.04 | 1256767.37 | 1229891.56 | 1166545.38 | 1106124.17 | 1039212.14 | 996872.81 | 980142.99 | 980142.99 | 980142.99 | 982831.65 | 980142.99 | 980142.99
Option 2 SG | Gas Zone Daily Offtake Limit Port Campbell | Gas Infrastructure Limitations by Gas Zone | 272830.36 | 272040.86 | 264461.57 | 257464.57 | 250747.91 | 242858.16 | 270680.25 | 300069.89 | 292212.66 | 288578.97 | 285502.72 | 418695.28 | 525048.92 | 495914.26 | 495520.02 | 494596.48 | 520901.29 | 550064.67 | 547375.95 | 547375.95 | 547375.95 | 548879.95 | 547375.95 | 547375.95
Option 2 SG | Gas Zone Daily Offtake Limit Southern | Gas Infrastructure Limitations by Gas Zone | 565631.12 | 659613.62 | 599995.32 | 574715.56 | 559714.44 | 509298.41 | 575335.65 | 625518.85 | 592810.2 | 585521.71 | 572137.9 | 692526.72 | 791764.61 | 761931.09 | 780534.42 | 838270.75 | 876625 | 913999.88 | 937267.53 | 937267.53 | 937267.53 | 940016.16 | 937267.53 | 937267.53
Option 2 SG | Gordon Min Gen | Hydro min release | 32.85 | 32.85 | 32.85 | 32.85 | 32.85 | 32.85 | 32.85 | 32.85 | 32.85 | 32.85 | 32.85 | 32.85 | 32.85 | 32.85 | 32.85 | 32.85 | 32.85 | 32.85 | 32.85 | 32.85 | 32.85 | 32.85 | 32.85 | 32.85
Option 2 SG | ImportGroup_N9_Hydrogen | Group Network Import Constraints | 8935200 | 8959680 | 8935200 | 8935200 | 8935200 | 8959680 | 8935200 | 8935200 | 8935200 | 8959680 | 8935200 | 8935200 | 8935200 | 8959680 | 8935200 | 8935200 | 8935200 | 8959680 | 8935200 | 8935200 | 8935200 | 8959680 | 8935200 | 8935200
Option 2 SG | ImportGroup_NSA1 | Group Network Import Constraints | 5168400 | 5182560 | 5168400 | 5168400 | 5168400 | 5182560 | 5168400 | 5168400 | 5168400 | 5182560 | 5168400 | 5168400 | 5168400 | 5182560 | 5168400 | 5168400 | 5168400 | 5182560 | 5168400 | 5168400 | 5168400 | 5182560 | 5168400 | 5168400
Option 2 SG | ImportGroup_Q1_Hydrogen | Group Network Import Constraints | 4292400 | 4304160 | 4292400 | 4292400 | 4292400 | 4304160 | 4292400 | 4292400 | 4292400 | 4304160 | 4292400 | 4292400 | 4292400 | 4304160 | 4292400 | 4292400 | 4292400 | 4304160 | 4292400 | 4292400 | 4292400 | 4304160 | 4292400 | 4292400
Option 2 SG | ImportGroup_Q4_Hydrogen | Group Network Import Constraints | 8409600 | 8432640 | 8409600 | 8409600 | 8409600 | 8432640 | 8409600 | 8409600 | 8409600 | 8432640 | 8409600 | 8409600 | 8409600 | 8432640 | 8409600 | 8409600 | 8409600 | 8432640 | 8409600 | 8409600 | 8409600 | 8432640 | 8409600 | 8409600
Option 2 SG | ImportGroup_Q7_Hydrogen | Group Network Import Constraints | 9198000 | 9223200 | 9198000 | 9198000 | 9198000 | 9223200 | 9198000 | 9198000 | 9198000 | 9223200 | 9198000 | 9198000 | 9198000 | 9223200 | 9198000 | 9198000 | 9198000 | 9223200 | 9198000 | 9198000 | 9198000 | 9223200 | 9198000 | 9198000
Option 2 SG | ImportLimit_N12_Illawarra | REZ Network Import Constraints | 8760000 | 8784000 | 8760000 | 8760000 | 8760000 | 8784000 | 8760000 | 8760000 | 8760000 | 8784000 | 8760000 | 8760000 | 8760000 | 8784000 | 8760000 | 8760000 | 8760000 | 8784000 | 8760000 | 8760000 | 8760000 | 8784000 | 8760000 | 8760000
Option 2 SG | ImportLimit_N1_North West NSW | REZ Network Import Constraints | 490560 | 491904 | 490560 | 490560 | 490560 | 491904 | 490560 | 490560 | 490560 | 491904 | 490560 | 490560 | 490560 | 491904 | 490560 | 490560 | 490560 | 491904 | 490560 | 490560 | 490560 | 491904 | 490560 | 490560
Option 2 SG | ImportLimit_N3_Central-West Orana | REZ Network Import Constraints | 7884000 | 7905600 | 7884000 | 7884000 | 7884000 | 7905600 | 7884000 | 7884000 | 7884000 | 7905600 | 7884000 | 7884000 | 7884000 | 7905600 | 7884000 | 7884000 | 7884000 | 7905600 | 7884000 | 7884000 | 7884000 | 7905600 | 7884000 | 7884000
Option 2 SG | ImportLimit_N8_Cooma-Monaro | REZ Network Import Constraints | 1182600 | 1185840 | 1182600 | 1182600 | 1182600 | 1185840 | 1182600 | 1182600 | 1182600 | 1185840 | 1182600 | 1182600 | 1182600 | 1185840 | 1182600 | 1182600 | 1182600 | 1185840 | 1182600 | 1182600 | 1182600 | 1185840 | 1182600 | 1182600
Option 2 SG | ImportLimit_Q1_Far North Qld | REZ Network Import Constraints | 805920 | 808128 | 805920 | 805920 | 805920 | 808128 | 805920 | 805920 | 805920 | 808128 | 805920 | 805920 | 805920 | 808128 | 805920 | 805920 | 805920 | 808128 | 805920 | 805920 | 805920 | 808128 | 805920 | 805920
Option 2 SG | ImportLimit_S3_Mid-North SA | REZ Network Import Constraints | 3924480 | 3935232 | 3924480 | 3924480 | 3924480 | 3935232 | 3924480 | 3924480 | 3924480 | 3935232 | 3924480 | 3924480 | 3924480 | 3935232 | 3924480 | 3924480 | 3924480 | 3935232 | 3924480 | 3924480 | 3924480 | 3935232 | 3924480 | 3924480
Option 2 SG | ImportLimit_S7_Eastern Eyre Peninsula | REZ Network Import Constraints | 1322760 | 1326384 | 1322760 | 1322760 | 1322760 | 1326384 | 1322760 | 1322760 | 1322760 | 1326384 | 1322760 | 1322760 | 1322760 | 1326384 | 1322760 | 1322760 | 1322760 | 1326384 | 1322760 | 1322760 | 1322760 | 1326384 | 1322760 | 1322760
Option 2 SG | ImportLimit_T1_North East Tasmania | REZ Network Import Constraints | 3942000 | 3952800 | 3942000 | 3942000 | 3942000 | 3952800 | 3942000 | 3942000 | 3942000 | 3952800 | 3942000 | 3942000 | 3942000 | 3952800 | 3942000 | 3942000 | 3942000 | 3952800 | 3942000 | 3942000 | 3942000 | 3952800 | 3942000 | 3942000
Option 2 SG | ImportLimit_T3_Central Highlands | REZ Network Import Constraints | 4818000 | 4831200 | 4818000 | 4818000 | 4818000 | 4831200 | 4818000 | 4818000 | 4818000 | 4831200 | 4818000 | 4818000 | 4818000 | 4831200 | 4818000 | 4818000 | 4818000 | 4831200 | 4818000 | 4818000 | 4818000 | 4831200 | 4818000 | 4818000
Option 2 SG | ImportLimit_V1_North West VIC | REZ Network Import Constraints | 3241200 | 3250080 | 3241200 | 3241200 | 3241200 | 3250080 | 3241200 | 3241200 | 3241200 | 3250080 | 3241200 | 3241200 | 3241200 | 3250080 | 3241200 | 3241200 | 3241200 | 3250080 | 3241200 | 3241200 | 3241200 | 3250080 | 3241200 | 3241200
Option 2 SG | ImportLimit_V5_South West VIC | REZ Network Import Constraints | 27856800 | 27933120 | 27856800 | 27856800 | 27856800 | 27933120 | 27856800 | 27856800 | 27856800 | 27933120 | 27856800 | 27856800 | 27856800 | 27933120 | 27856800 | 27856800 | 27856800 | 27933120 | 27856800 | 27856800 | 27856800 | 27933120 | 27856800 | 27856800
Option 2 SG | ImportLimit_V7_Central North VIC | REZ Network Import Constraints | 4380000 | 4392000 | 4380000 | 4380000 | 4380000 | 4392000 | 4380000 | 4380000 | 4380000 | 4392000 | 4380000 | 4380000 | 4380000 | 4392000 | 4380000 | 4380000 | 4380000 | 4392000 | 4380000 | 4380000 | 4380000 | 4392000 | 4380000 | 4380000
Option 2 SG | Kareeya Min Gen | Hydro min release | 10.95 | 10.95 | 10.95 | 10.95 | 10.95 | 10.95 | 10.95 | 10.95 | 10.95 | 10.95 | 10.95 | 10.95 | 10.95 | 10.95 | 10.95 | 10.95 | 10.95 | 10.95 | 10.95 | 10.95 | 10.95 | 10.95 | 10.95 | 10.95
Option 2 SG | Liapootah Min Gen | Hydro min release | 43.8 | 43.8 | 43.8 | 43.8 | 43.8 | 43.8 | 43.8 | 43.8 | 43.8 | 43.8 | 43.8 | 43.8 | 43.8 | 43.8 | 43.8 | 43.8 | 43.8 | 43.8 | 43.8 | 43.8 | 43.8 | 43.8 | 43.8 | 43.8
Option 2 SG | N >> 11-0_17-0 | NetworkConstraints | 35222483.935 | 38958262.33 | 37404505.905 | 37277632.305 | 33432987.39 | 33743613.295 | 33808361.91 | 33472754.9 | 33595645.76 | 33819701.07 | 33813758.23 | 33911913.72 | 34127274.625 | 34372765.165 | 34352451.22 | 34525922.73 | 34502281.925 | 34809937.625 | 35049489.035 | 35249336.32 | 35365268.285 | 35642936.405 | 35687145.805 | 35948456.73
Option 2 SG | N >> 11-0_39/1 | NetworkConstraints | 0 | 0 | 0 | 0 | 44052574.865 | 44479219.355 | 44575002.46 | 44564523.33 | 44738321.84 | 45047124.445 | 45046375.29 | 45185444.85 | 45489938.95 | 45829808.345 | 45808521.24 | 46053483.195 | 46019956.665 | 46447591.04 | 46793618.1 | 47075986.805 | 47240236.935 | 47625382.63 | 47695385.445 | 48064789.87
Option 2 SG | N >> 12-0_14-0_R | NetworkConstraints | 57286743.64 | 57335124.245 | 53750278.24 | 57649036.075 | 68394312.55 | 69685929.705 | 70253839.98 | 71005496.775 | 71582603.285 | 72396129.365 | 72602919.14 | 73066289.97 | 74076864.045 | 74998260.655 | 75135515.165 | 75946602.91 | 75834703.85 | 77046562.77 | 78402245.085 | 79338195.725 | 79885431.07 | 80955719.87 | 81396345.695 | 82621995.89
Option 2 SG | N >> 12-0_39-1_R | NetworkConstraints | 64574065.7 | 64788995.275 | 60206282.99 | 61717022.31 | 0 | 0 | 0 | 0 | 0 | 0 | 0 | 0 | 0 | 0 | 0 | 0 | 0 | 0 | 0 | 0 | 0 | 0 | 0 | 0
Option 2 SG | N >> 12-0_39/1_R | NetworkConstraints | 0 | 0 | 0 | 0 | 67931415.475 | 69286206.405 | 69897591.205 | 70422849.895 | 71027066.83 | 71868586.02 | 72095310.945 | 72580451.535 | 73638498.25 | 74592960.775 | 74746883.25 | 75596069.26 | 75478914.12 | 76737483.07 | 78167068.465 | 79146986.94 | 79719929.945 | 80830278.43 | 81301822.63 | 82585048.355
Option 2 SG | N >> 16-0_39/1_R | NetworkConstraints | 0 | 0 | 0 | 0 | 41845849.16 | 42123049.685 | 42129465.05 | 41722813.07 | 41813155.88 | 42021070.37 | 41972960.12 | 42045453.39 | 42203667.655 | 42428326.045 | 42369370.865 | 42496413.81 | 42478908 | 42749070.815 | 42880876.905 | 43027443.39 | 43113056.48 | 43361064.12 | 43349596.63 | 43541491.145
Option 2 SG | N >> 16-0_8-0_R | NetworkConstraints | 34495360.54 | 44283840.775 | 43464462.355 | 43632555.36 | 34398393.71 | 34518757.19 | 34450825.505 | 33962864.35 | 33977042.255 | 34081608.655 | 34002101.07 | 34013495.32 | 34038319.235 | 34145553.175 | 34064332.07 | 34084251.56 | 34081491.635 | 34195865.295 | 34144552.55 | 34167538.01 | 34180991.555 | 34291874.405 | 34218112.555 | 34248214.86
Option 2 SG | N >> 17-0_11-0 | NetworkConstraints | 36381387.23 | 41189569.415 | 39374554.005 | 38675084.315 | 33854961.52 | 34152763.7 | 34206026.25 | 33561450.9 | 33668801.31 | 33876243.395 | 33859444.43 | 33945116.78 | 34133265.96 | 34359226.4 | 34329932.03 | 34481568.025 | 34460942.4 | 34741248.525 | 34939012.555 | 35113659.885 | 35214850.6 | 35468983.1 | 35496041.505 | 35724349.775
Option 2 SG | N >> 17-0_39/1 | NetworkConstraints | 0 | 0 | 0 | 0 | 46399034.365 | 46803398.305 | 46872176.935 | 45992052.805 | 46131684.82 | 46407236.32 | 46379337.32 | 46490969.365 | 46735634.19 | 47035854.695 | 46991538.22 | 47188486.125 | 47161586.365 | 47532376.875 | 47783242.9 | 48010203.605 | 48142050.515 | 48478736.25 | 48507747.76 | 48804591.095
Option 2 SG | N >> 18-0_5-0 | NetworkConstraints | 0 | 0 | 0 | 6443138.6435 | 0 | 0 | 0 | 0 | 0 | 0 | 0 | 0 | 0 | 0 | 0 | 0 | 0 | 0 | 0 | 0 | 0 | 0 | 0 | 0
Option 2 SG | N >> 18-0_5-0_R | NetworkConstraints | 13214083.31 | 12451947.41 | 12170486.01 | 4181273.715 | 12158028.79 | 12207284.75 | 12190692.305 | 12128415.835 | 12147891.255 | 12202278.795 | 12183176.325 | 12198292.74 | 12232564.515 | 12289041.065 | 12268032.92 | 12296168.915 | 12292580.385 | 12359176.82 | 12379697.29 | 12411830.84 | 12429694.88 | 12491671.91 | 12480824.105 | 12522505.775
Option 2 SG | N >> 31-0_32-0 | NetworkConstraints | 73085913.66 | 81816752.22 | 79608335.225 | 89299131.905 | 0 | 0 | 0 | 0 | 0 | 0 | 0 | 0 | 0 | 0 | 0 | 0 | 0 | 0 | 0 | 0 | 0 | 0 | 0 | 0
Option 2 SG | N >> 32-0_31-0 | NetworkConstraints | 64042226.635 | 64963406.345 | 62578287.87 | 69922899.115 | 0 | 0 | 0 | 0 | 0 | 0 | 0 | 0 | 0 | 0 | 0 | 0 | 0 | 0 | 0 | 0 | 0 | 0 | 0 | 0
Option 2 SG | N >> 32/2_31-0 | NetworkConstraints | 0 | 0 | 0 | 0 | 78209107.545 | 79004839.06 | 79180692.92 | 79102056.405 | 79387093.01 | 79911436.63 | 79890710.735 | 80119831.055 | 80618866.9 | 81197095.915 | 81141854.045 | 81542175.5 | 81486721.295 | 82208373.52 | 82754484.345 | 83216503.505 | 83487053.67 | 84138571.64 | 84233270.245 | 84838425.44
Option 2 SG | N >> 32/2_38/2 | NetworkConstraints | 0 | 0 | 0 | 0 | 79871197.285 | 80732249.445 | 80944294.74 | 80811740.615 | 81125886.46 | 81686365.39 | 81680953.255 | 81933452.825 | 82483459.4 | 83103291.95 | 83059848.86 | 83501066.555 | 83439968.885 | 84217867.22 | 84837231.965 | 85346452.085 | 85644612.785 | 86345239.265 | 86467039.195 | 87134008.815
Option 2 SG | N >> 38/1_32/1_R | NetworkConstraints | 0 | 0 | 0 | 0 | 136069820.9 | 137815491.9 | 138385113.6 | 138467335.55 | 139146128.55 | 140243732.65 | 140345932.95 | 140891170.55 | 142079728.75 | 143304753.55 | 143325008.9 | 144278757.1 | 144146996.8 | 145713607.2 | 147166637.55 | 148267287 | 148911174.1 | 150311112.85 | 150688280.2 | 152129723.65
Option 2 SG | N >> 38/2_32/2 | NetworkConstraints | 0 | 0 | 0 | 0 | 80849971.135 | 82002798.545 | 82403808.64 | 82023206.24 | 82469593.685 | 83176283.005 | 83258399.155 | 83617114.88 | 84398683.825 | 85189560.405 | 85217678.875 | 85844697.46 | 85757957.25 | 86773427.055 | 87743550.485 | 88467204.75 | 88890806.87 | 89796571.425 | 90059441.86 | 91007258.14
Option 2 SG | N >> 39-1_11-0 | NetworkConstraints | 49291175.355 | 57079766.865 | 54297362.53 | 55192924.07 | 0 | 0 | 0 | 0 | 0 | 0 | 0 | 0 | 0 | 0 | 0 | 0 | 0 | 0 | 0 | 0 | 0 | 0 | 0 | 0
Option 2 SG | N >> 39-1_16-0 | NetworkConstraints | 49088732.045 | 56995000.315 | 54293081.115 | 55218248.02 | 0 | 0 | 0 | 0 | 0 | 0 | 0 | 0 | 0 | 0 | 0 | 0 | 0 | 0 | 0 | 0 | 0 | 0 | 0 | 0
Option 2 SG | N >> 39-1_17-0 | NetworkConstraints | 48529996.68 | 56256889.585 | 53355194.3 | 54293984.98 | 0 | 0 | 0 | 0 | 0 | 0 | 0 | 0 | 0 | 0 | 0 | 0 | 0 | 0 | 0 | 0 | 0 | 0 | 0 | 0
Option 2 SG | N >> 39-1_3W-0 | NetworkConstraints | 51997430.78 | 60558349.685 | 57712985.53 | 58635253.11 | 0 | 0 | 0 | 0 | 0 | 0 | 0 | 0 | 0 | 0 | 0 | 0 | 0 | 0 | 0 | 0 | 0 | 0 | 0 | 0
Option 2 SG | N >> 39-1_5A6-0 | NetworkConstraints | 50099205.005 | 58141576.385 | 55436881.66 | 56017829.44 | 0 | 0 | 0 | 0 | 0 | 0 | 0 | 0 | 0 | 0 | 0 | 0 | 0 | 0 | 0 | 0 | 0 | 0 | 0 | 0
Option 2 SG | N >> 39-1_8-0 | NetworkConstraints | 49205909.675 | 57145034.44 | 54466812.945 | 55391395.79 | 0 | 0 | 0 | 0 | 0 | 0 | 0 | 0 | 0 | 0 | 0 | 0 | 0 | 0 | 0 | 0 | 0 | 0 | 0 | 0
Option 2 SG | N >> 39-1_NIL | NetworkConstraints | 49979899.19 | 50121892.48 | 47295513.73 | 47995538.845 | 0 | 0 | 0 | 0 | 0 | 0 | 0 | 0 | 0 | 0 | 0 | 0 | 0 | 0 | 0 | 0 | 0 | 0 | 0 | 0
Option 2 SG | N >> 39/1_11-0 | NetworkConstraints | 0 | 0 | 0 | 0 | 48045671.26 | 48722607.845 | 48969750.32 | 48975339.365 | 49272251.255 | 49725688.85 | 49797494.745 | 50035703.495 | 50555687.405 | 51064063.82 | 51100253.565 | 51517820.645 | 51460317.86 | 52118246.955 | 52781444.96 | 53263174.805 | 53544499.66 | 54129651.01 | 54321891.835 | 54952583.995
Option 2 SG | N >> 39/1_16-0 | NetworkConstraints | 0 | 0 | 0 | 0 | 47650096.88 | 48290586.57 | 48514402.595 | 48465715.585 | 48742036.8 | 49171514.79 | 49230717.215 | 49452492.065 | 49936388.295 | 50417245.84 | 50443230.92 | 50831716.72 | 50778169.745 | 51398158.76 | 52007600.34 | 52455833.19 | 52717747.08 | 53269977.81 | 53441205.065 | 54028107.26
Option 2 SG | N >> 39/1_17-0 | NetworkConstraints | 0 | 0 | 0 | 0 | 46824972.065 | 47479600.395 | 47716398.815 | 47521934.54 | 47803530.86 | 48236464.135 | 48301693.725 | 48527608.245 | 49020773.555 | 49505789.705 | 49537246.625 | 49933285.325 | 49878751.38 | 50505611.03 | 51131739.8 | 51588628.98 | 51855434.985 | 52413272.555 | 52592730.18 | 53190895.11
Option 2 SG | N >> 39/1_5A6-0 | NetworkConstraints | 0 | 0 | 0 | 0 | 48234436.525 | 48892941.04 | 49125221.91 | 49118262.32 | 49400698.31 | 49838323.59 | 49900041.67 | 50126813.94 | 50621390.615 | 51111807.23 | 51139495.155 | 51536441.65 | 51481681.315 | 52114247.925 | 52738242.785 | 53196300.115 | 53464115.275 | 54027402.365 | 54203557.825 | 54803394.765
Option 2 SG | N >> 39/1_8-0 | NetworkConstraints | 0 | 0 | 0 | 0 | 47814931.065 | 48454519.13 | 48676997.68 | 48647362.41 | 48923346.485 | 49352912.325 | 49411411.565 | 49632926.91 | 50116229.035 | 50597146.49 | 50622459.015 | 51010453.895 | 50956968.105 | 51576839.545 | 52184887.725 | 52632561.315 | 52894169 | 53446361.425 | 53616740.785 | 54202919.565
Option 2 SG | N >> 39/1_NIL | NetworkConstraints | 0 | 0 | 0 | 0 | 48456036.065 | 49143037.415 | 49396018.785 | 49399869.61 | 49698754.515 | 50154079.55 | 50227329.52 | 50467217.665 | 50990625.95 | 51501541.575 | 51538857.595 | 51959057.82 | 51901137.805 | 52562541.605 | 53230955.205 | 53715784.27 | 53999090.275 | 54587203.115 | 54781621.595 | 55416444.795
Option 2 SG | N >> 5A5_5P1 | NetworkConstraints | 0 | 0 | 25524596.415 | 46350070.155 | 48381186.7 | 48520659.675 | 48395669.815 | 48407123.02 | 48414060.27 | 48552623.395 | 48426086.75 | 48431796.01 | 48443900.395 | 48584192.7 | 48456697.295 | 48466232.5 | 48464847.87 | 48608532.495 | 48495601.39 | 48506704.405 | 48513447.095 | 48655403.505 | 48531568.45 | 48546221.665
Option 2 SG | N >> 5H5_5H6 | NetworkConstraints | 0 | 0 | 0 | 62665198.1 | 89440933.345 | 89945935.27 | 89876476.235 | 89623694.985 | 89750971.36 | 90133272.535 | 89975479.005 | 90078022.835 | 90300780.35 | 90707816.44 | 90534421.9 | 90712839.95 | 90687979.2 | 91158935.25 | 91253836.55 | 91459896.6 | 91580971.25 | 92020519.75 | 91914122.55 | 92184184.55
Option 2 SG | N >> 5P1_5A5 | NetworkConstraints | 0 | 0 | 56317690.6 | 107219524.45 | 114465298.6 | 114622832.4 | 114205444.95 | 114220013.95 | 114146369.05 | 114380689.05 | 114016812.55 | 113957305.75 | 113828461.05 | 114047850.3 | 113693176.4 | 113590252.85 | 113604629.9 | 113787223.1 | 113277264.85 | 113158225.65 | 113087944.15 | 113288669.75 | 112895251 | 112739051.9
Option 2 SG | N >> 5P1_5P2 | NetworkConstraints | 0 | 0 | 39729686.59 | 75952566.545 | 75516620.15 | 75554639.55 | 75231571.91 | 75226902.99 | 75135935.64 | 75245101.985 | 74976007.355 | 74902448.66 | 74743316.875 | 74833849.035 | 74576178.86 | 74449142.64 | 74466919.08 | 74512046.825 | 74062604.165 | 73915627.87 | 73828751.495 | 73896281.055 | 73590749.265 | 73397848.35
Option 2 SG | N >> 76-0_39/1_R | NetworkConstraints | 0 | 0 | 0 | 0 | 67597619.49 | 68114051.945 | 68155920.535 | 67913171.2 | 68052359.515 | 68380068.085 | 68297758.495 | 68409943.325 | 68653538.225 | 69008512.065 | 68909076.685 | 69104085.465 | 69076929.76 | 69501714.955 | 69695774.415 | 69921063.57 | 70053537.355 | 70444029.95 | 70417835.81 | 70713174.315
Option 2 SG | N >> 76-0_77-0_R | NetworkConstraints | 49553630.055 | 51795166.75 | 50254916.64 | 52820009.855 | 53980710.895 | 54402204.355 | 54440072.535 | 54205642.6 | 54315383.15 | 54575174.56 | 54508664.04 | 54597238 | 54789255.675 | 55070907.955 | 54990791.85 | 55144363.93 | 55122906.415 | 55459528.42 | 55610707.565 | 55788203.345 | 55892792.945 | 56202335.43 | 56179985.23 | 56412762.125
Option 2 SG | N >> 8-0_16-0_R | NetworkConstraints | 33971383.865 | 45380398.155 | 44676199.06 | 44939961.145 | 34056574 | 34159966.02 | 34082191.005 | 33646866.82 | 33654022.46 | 33750009.38 | 33666596.21 | 33672394.49 | 33684907.57 | 33782375.215 | 33698059.03 | 33708047.44 | 33706632.895 | 33807679.92 | 33738411.015 | 33749962.585 | 33756806.405 | 33856070.815 | 33775529.93 | 33790691.705
Option 2 SG | N >> 8-0_39/1_R | NetworkConstraints | 0 | 0 | 0 | 0 | 41688717.665 | 41932499.545 | 41917003.935 | 41630740.52 | 41705878.78 | 41896768.62 | 41838648.775 | 41899027.93 | 42030586.945 | 42235654.885 | 42168444.425 | 42273981.975 | 42259389.075 | 42502253.38 | 42593626.24 | 42715435.82 | 42786738.55 | 43011148.025 | 42983446.405 | 43142991.58
Option 2 SG | N >> 81-0_82-0 | NetworkConstraints | 51855729.28 | 71467929.74 | 30127422.65 | 0 | 0 | 0 | 0 | 0 | 0 | 0 | 0 | 0 | 0 | 0 | 0 | 0 | 0 | 0 | 0 | 0 | 0 | 0 | 0 | 0
Option 2 SG | N >> 81_82-0 | NetworkConstraints | 0 | 0 | 42067254.93 | 101510879.075 | 82715072.705 | 83004213.78 | 82827072.96 | 82664622.3 | 82685216.16 | 82926998.505 | 82721507.62 | 82738182.43 | 82774187.995 | 83020053.085 | 82812016.08 | 82840864.915 | 82836717.69 | 83092996.495 | 82928068.07 | 82961339.815 | 82980993.97 | 83232029.89 | 83034912.665 | 83078515.135
Option 2 SG | N >> 82-0_81 | NetworkConstraints | 0 | 0 | 42839572.29 | 100077292.625 | 90882833.755 | 91169854.62 | 90955583.72 | 90829537.795 | 90840229.62 | 91092990.24 | 90859040.88 | 90867759.765 | 90886430.84 | 91141383.935 | 90906099.49 | 90921054.985 | 90918831.575 | 91179222.385 | 90966155.86 | 90983388.815 | 90993643.91 | 91251222.765 | 91021651 | 91044235.46
Option 2 SG | N >> 82-0_81-0 | NetworkConstraints | 58062087.84 | 73483611.295 | 30639242.575 | 0 | 0 | 0 | 0 | 0 | 0 | 0 | 0 | 0 | 0 | 0 | 0 | 0 | 0 | 0 | 0 | 0 | 0 | 0 | 0 | 0
Option 2 SG | N >> 93-0_90-0_R | NetworkConstraints | 38360826.04 | 38776944.98 | 37232316.09 | 32790426.43 | 30950397.05 | 31300009.19 | 31396604.045 | 31165349.625 | 31288956.925 | 31504694.855 | 31507441.675 | 31606736.345 | 31823167.705 | 32062107.535 | 32049933.515 | 32223612.685 | 32199603.845 | 32500759.61 | 32749455.065 | 32949876.635 | 33067131.41 | 33337915.855 | 33390743.61 | 33653218.215
Option 2 SG | N >> KEMPS_CK_2H1_2_KEMPS_CK_3H1_2 | NetworkConstraints | 27708809.55 | 27914255.3 | 27742531.22 | 52518006.79 | 28693345.92 | 28255685.75 | 27837605.995 | 27116410.265 | 26860351.45 | 26657288.735 | 26407354.74 | 26201956.285 | 25753503.4 | 25503110.45 | 25283878.33 | 24923748.065 | 24973295.26 | 24593945.43 | 23833872.515 | 23418395.48 | 23175808.515 | 22859167.99 | 22505382.76 | 21961434.065
Option 2 SG | N >> MT_PIPER_2TH1_2_39/1 | NetworkConstraints | 0 | 0 | 0 | 0 | 44111083.535 | 44268018.85 | 44168076.23 | 44164749.885 | 44172354.795 | 44300746.63 | 44185291.075 | 44191717.735 | 44204930.45 | 44335673.185 | 44219037.62 | 44229270.94 | 44227667.185 | 44362060.19 | 44261193.96 | 44273193.19 | 44280770.975 | 44413181.33 | 44300601.365 | 44316549.48
Option 2 SG | N >> MT_PIPER_2TH1_2_MT_PIPER_1TH1_2 | NetworkConstraints | 25189988.845 | 25913342.24 | 26026385.245 | 24999981.47 | 23952569.02 | 24006661.285 | 23929422.19 | 23936223.36 | 23918637.62 | 23964380.64 | 23887042.78 | 23873239.515 | 23842340.89 | 23885714.945 | 23810236.22 | 23785070.34 | 23788352.5 | 23822700.235 | 23709809.085 | 23680957.985 | 23664644.2 | 23703189.95 | 23618523.14 | 23580974.25
Option 2 SG | N >> SCRK_1TH1_2_SCRK_2TH1_2_R | NetworkConstraints | 0 | 0 | 0 | 0 | 90295418.51 | 91853192.175 | 92471566.13 | 92793683.9 | 93415784.485 | 94342147.19 | 94515335.76 | 95015053.415 | 96104343.355 | 97147562.43 | 97245630.875 | 98119684.1 | 97998938.945 | 99355185.205 | 100766400.83 | 101775100.24 | 102365239.68 | 103568752.15 | 103993910.35 | 105314966.55
Option 2 SG | NNSW H2 Domestic Consumption Purchaser | Subregion flexible electricity load for Domestic H2 | 0 | 0 | 0 | 0 | 11.4714 | 32.8357 | 66.5597 | 115.4964 | 180.0493 | 219.288 | 254.324 | 284.7521 | 308.06 | 326.8929 | 340.6976 | 356.605 | 382.155 | 414.498 | 454.837 | 510.1136 | 572.7893 | 637.3937 | 697.9503 | 749.345
Option 2 SG | NQ H2 Domestic Consumption Purchaser | Subregion flexible electricity load for Domestic H2 | 0 | 0 | 0 | 0 | 3.3893 | 10.1174 | 21.8216 | 39.785 | 64.1357 | 79.0566 | 89.9714 | 98.3936 | 104.4943 | 109.6963 | 114.4523 | 121.4407 | 131.5564 | 143.2117 | 158.4083 | 181.6657 | 210.8657 | 245.3786 | 284.1493 | 322.7643
Option 2 SG | NSA H2 Domestic Consumption Purchaser | Subregion flexible electricity load for Domestic H2 | 0 | 0 | 0 | 0 | 1.2514 | 4.5489 | 11.1323 | 22.3693 | 38.4293 | 49.0443 | 58.0604 | 65.3871 | 70.1321 | 73.9849 | 77.6399 | 82.6464 | 90.2071 | 100.2326 | 113.0444 | 131.0871 | 152.6221 | 176.8054 | 202.2337 | 227.2907
Option 2 SG | NSW EIR Gen | Policies NSW | -11402.6522 | -13807.1168 | -15956.8884 | 17643.1116 | -15956.8884 | -15956.8884 | -15956.8884 | -15956.8884 | -15956.8884 | -15956.8884 | -15956.8884 | -15956.8884 | -15956.8884 | -15956.8884 | -15956.8884 | -15956.8884 | -15956.8884 | -15956.8884 | -15956.8884 | -15268.8816 | -14569.2384 | -14490.3768 | -13419.373 | -13419.373
Option 2 SG | NSW EIR Storage MW | Policies NSW | -325 | -599.84 | 199.16 | 590.16 | -1409.84 | -1409.84 | -1409.84 | -1409.84 | -1409.84 | -1409.84 | -1409.84 | -1409.84 | -1409.84 | -1409.84 | -1409.84 | -1409.84 | -1409.84 | -1409.84 | -1409.84 | -1409.84 | -1084.84 | -810 | -810 | -810
Option 2 SG | NSW EIR Storage MWh | Policies NSW | -2600 | -4798.72 | -4798.72 | -948.72 | -948.72 | -948.72 | -948.72 | 11051.28 | -16948.72 | -16948.72 | -16948.72 | -16948.72 | -16948.72 | -16948.72 | -16948.72 | -16948.72 | -16948.72 | -16948.72 | -16948.72 | -16948.72 | -14348.72 | -12150 | -12150 | -12150
Option 2 SG | PEC and Heywood Export | Special Constraints | 6570000 | 9412800 | 11388000 | 11388000 | 11388000 | 11419200 | 11388000 | 11388000 | 11388000 | 11419200 | 11388000 | 11388000 | 11388000 | 11419200 | 11388000 | 11388000 | 11388000 | 11419200 | 11388000 | 11388000 | 11388000 | 11419200 | 11388000 | 11388000
Option 2 SG | PEC and Heywood Import | Special Constraints | 6132000 | 10000800 | 12702000 | 12702000 | 12702000 | 12736800 | 12702000 | 12702000 | 12702000 | 12736800 | 12702000 | 12702000 | 12702000 | 12736800 | 12702000 | 12702000 | 12702000 | 12736800 | 12702000 | 12702000 | 12702000 | 12736800 | 12702000 | 12702000
Option 2 SG | Poatina Min Gen | Hydro min release | 0 | 0 | 0 | 0 | 0 | 0 | 0 | 0 | 0 | 0 | 0 | 0 | 0 | 0 | 0 | 0 | 0 | 0 | 0 | 0 | 0 | 0 | 0 | 0
Option 2 SG | Powering Australia Plan | Policies NEM | 0 | 0 | 0 | 0 | 0 | 0 | 0 | 0 | 0 | 0 | 0 | 0 | 0 | 0 | 0 | 0 | 0 | 0 | 0 | 0 | 0 | 0 | 0 | 0
Option 2 SG | REZ Access Scheme N3 | Policies NSW | 0 | 7700 | 7700 | 7700 | 7700 | 7700 | 7700 | 7700 | 7700 | 7700 | 7700 | 7700 | 7700 | 7700 | 7700 | 7700 | 7700 | 7700 | 7700 | 7700 | 7700 | 7700 | 7700 | 7700
Option 2 SG | REZ Access Scheme N5 | Policies NSW | 0 | 3980 | 3980 | 3980 | 3980 | 3980 | 3980 | 3980 | 3980 | 3980 | 3980 | 3980 | 3980 | 3980 | 40000 | 40000 | 40000 | 40000 | 40000 | 40000 | 40000 | 40000 | 40000 | 40000
Option 2 SG | REZ Landholder_NSW | Landholder Payments | 0 | 0 | -82 | -82 | -82 | -82 | -197.2 | -197.2 | -197.2 | -197.2 | -197.2 | -197.2 | -197.2 | -197.2 | -197.2 | -197.2 | -197.2 | -197.2 | -197.2 | -197.2 | -197.2 | -197.2 | -197.2 | -197.2
Option 2 SG | REZ Landholder_QLD | Landholder Payments | 0 | 0 | 0 | 0 | 0 | 0 | 0 | 0 | 0 | 0 | 0 | 0 | 0 | 0 | 0 | 0 | 0 | 0 | 0 | 0 | 0 | 0 | 0 | 0
Option 2 SG | REZ Landholder_VIC | Landholder Payments | 0 | 0 | 0 | 0 | 0 | -56 | -56 | -216 | -216 | -216 | -216 | -216 | -284.4 | -284.4 | -284.4 | -284.4 | -284.4 | -284.4 | -284.4 | -284.4 | -284.4 | -284.4 | -284.4 | -284.4
Option 2 SG | ResourceLimit_N12_Wind Medium | Resource Limits for REZ | 0 | 0 | 0 | 0 | 0 | 0 | 0 | 0 | 0 | 0 | 0 | 0 | 0 | 0 | 0 | 0 | 0 | 0 | 0 | 0 | 0 | 0 | 0 | 0
Option 2 SG | ResourceLimit_N2_Solar | Resource Limits for REZ | 2985 | 2784.36 | 2464.36 | 2464.36 | 2464.36 | 2464.36 | 2464.36 | 2464.36 | 2464.36 | 2464.36 | 2464.36 | 2464.36 | 2464.36 | 2464.36 | 2464.36 | 2464.36 | 2464.36 | 2464.36 | 2464.36 | 2464.36 | 2464.36 | 2464.36 | 2464.36 | 2464.36
Option 2 SG | ResourceLimit_N2_Wind Medium | Resource Limits for REZ | 5600 | 5600 | 5600 | 5600 | 5390 | 5390 | 5390 | 5390 | 5390 | 5390 | 5390 | 5390 | 5390 | 5390 | 5390 | 5390 | 5390 | 5390 | 5390 | 5390 | 5390 | 5390 | 5390 | 5390
Option 2 SG | ResourceLimit_N3_Wind Medium | Resource Limits for REZ | 3209.97 | 3209.97 | 2795.97 | 2795.97 | 2795.97 | 2795.97 | 2795.97 | 2795.97 | 2795.97 | 2795.97 | 2795.97 | 2795.97 | 2795.97 | 2795.97 | 2795.97 | 2795.97 | 2795.97 | 2795.97 | 2795.97 | 2795.97 | 2795.97 | 2795.97 | 2795.97 | 2795.97
Option 2 SG | ResourceLimit_N5_Solar | Resource Limits for REZ | 5677 | 5677 | 5677 | 5677 | 5677 | 5677 | 5677 | 5677 | 5677 | 5677 | 5677 | 5677 | 5677 | 5677 | 5677 | 5677 | 5677 | 5677 | 5677 | 5677 | 5677 | 5677 | 5677 | 5677
Option 2 SG | ResourceLimit_N5_Wind Medium | Resource Limits for REZ | 10500 | 10500 | 10500 | 10500 | 10500 | 10500 | 10500 | 10500 | 10500 | 10500 | 10500 | 10500 | 10500 | 10500 | 10500 | 10500 | 10500 | 10500 | 10500 | 10500 | 10500 | 10500 | 10500 | 10500
Option 2 SG | ResourceLimit_N9_Solar | Resource Limits for REZ | 953 | 953 | 953 | 953 | 953 | 953 | 953 | 953 | 953 | 953 | 953 | 953 | 953 | 953 | 953 | 953 | 953 | 953 | 953 | 953 | 953 | 953 | 953 | 953
Option 2 SG | ResourceLimit_N9_Wind Medium | Resource Limits for REZ | 1000 | 1000 | 1000 | 1000 | 1000 | 1000 | 1000 | 1000 | 1000 | 1000 | 1000 | 1000 | 1000 | 1000 | 1000 | 1000 | 1000 | 1000 | 1000 | 1000 | 1000 | 1000 | 1000 | 1000
Option 2 SG | ResourceLimit_Q8a_Solar | Resource Limits for REZ | 2363.85 | 2113.86 | 2113.86 | 2113.86 | 2113.86 | 2113.86 | 2113.86 | 2113.86 | 2113.86 | 2113.86 | 2113.86 | 2113.86 | 2113.86 | 2113.86 | 2113.86 | 2113.86 | 2113.86 | 2113.86 | 2113.86 | 2113.86 | 2275.81 | 2275.81 | 2275.81 | 2275.81
Option 2 SG | ResourceLimit_Q8c_Wind Medium | Resource Limits for REZ | 1008 | 1008 | 1008 | 1008 | 1008 | 1008 | 1008 | 1008 | 1008 | 1008 | 1008 | 1008 | 1008 | 1008 | 1008 | 1008 | 1008 | 1008 | 1008 | 1008 | 1008 | 1008 | 1008 | 1008
Option 2 SG | ResourceLimit_S6_Wind Medium | Resource Limits for REZ | 0 | 0 | 0 | 0 | 0 | 0 | 0 | 0 | 0 | 0 | 0 | 0 | 0 | 0 | 0 | 0 | 0 | 0 | 0 | 0 | 0 | 0 | 0 | 0
Option 2 SG | ResourceLimit_T1_Solar | Resource Limits for REZ | 300 | 300 | 300 | 300 | 300 | 300 | 300 | 300 | 300 | 300 | 300 | 300 | 300 | 300 | 300 | 300 | 300 | 300 | 300 | 300 | 300 | 300 | 300 | 300
Option 2 SG | ResourceLimit_T3_Solar | Resource Limits for REZ | 150 | 150 | -137 | -137 | -137 | -137 | -137 | -137 | -137 | -137 | -137 | -137 | -137 | -137 | -137 | -137 | -137 | -137 | -137 | -137 | -137 | -137 | -137 | -137
Option 2 SG | ResourceLimit_T3_Wind Medium | Resource Limits for REZ | 2500 | 2500 | 2500 | 2500 | 2500 | 2500 | 2500 | 2500 | 2500 | 2500 | 2500 | 2500 | 2500 | 2500 | 2500 | 2500 | 2500 | 2500 | 2500 | 2500 | 2500 | 2500 | 2500 | 2500
Option 2 SG | ResourceLimit_V1_Wind Medium | Resource Limits for REZ | 1131 | 1131 | 1131 | 1131 | 1131 | 1131 | 1131 | 1131 | 1131 | 1131 | 1131 | 1131 | 1131 | 1131 | 1131 | 1131 | 1131 | 1131 | 1131 | 1131 | 1131 | 1131 | 1131 | 1131
Option 2 SG | ResourceLimit_V5_Wind Medium | Resource Limits for REZ | 1599 | 1599 | 1599 | 1599 | 1599 | 1599 | 1599 | 1599 | 1599 | 1599 | 1599 | 1599 | 1599 | 1599 | 1599 | 1599 | 1599 | 1599 | 1599 | 1599 | 1599 | 1599 | 1599 | 1599
Option 2 SG | ResourceLimit_V7_Wind Medium | Resource Limits for REZ | 408 | 408 | 408 | 408 | 408 | 408 | 408 | 408 | 408 | 408 | 408 | 408 | 408 | 408 | 408 | 408 | 408 | 408 | 408 | 408 | 408 | 408 | 408 | 408
Option 2 SG | SA Firming | Policies SA | -2897.64 | -2581.14 | 318.86 | 318.86 | 564.86 | -1735.14 | -1735.14 | -1735.14 | -1735.14 | -1655.14 | -1619.24 | -1090.24 | -1090.24 | -1090.24 | -886.48 | -886.48 | -886.48 | -886.48 | -548.48 | -420.08 | -266.08 | -266.08 | -266.08 | -266.08
Option 2 SG | SESA H2 Domestic Consumption Purchaser | Subregion flexible electricity load for Domestic H2 | 0 | 0 | 0 | 0 | 0.83429 | 3.0326 | 7.4301 | 14.9129 | 25.6021 | 32.7049 | 38.6896 | 43.5914 | 46.7721 | 49.332 | 51.7774 | 55.0629 | 60.1729 | 66.8217 | 75.3719 | 87.3914 | 101.7307 | 117.8529 | 134.8139 | 151.5271
Option 2 SG | SEV H2 Domestic Consumption Purchaser | Subregion flexible electricity load for Domestic H2 | 0 | 0 | 0 | 0 | 9.6464 | 31.2671 | 69.6361 | 128.0629 | 207.3721 | 256.2803 | 302.8423 | 349.2529 | 393.9393 | 437.9223 | 478.8486 | 520.4379 | 567.5229 | 614.9369 | 665.1007 | 730.1564 | 803.73 | 885.0731 | 967.943 | 1046.6114
Option 2 SG | SNSW H2 Domestic Consumption Purchaser | Subregion flexible electricity load for Domestic H2 | 0.41714 | 0.366 | 0.365 | 0.365 | 11.4714 | 32.8357 | 66.5597 | 115.4964 | 180.0493 | 219.288 | 254.324 | 284.7521 | 308.06 | 326.8929 | 340.6976 | 356.605 | 382.155 | 414.498 | 454.837 | 510.1136 | 572.7893 | 637.3937 | 697.9503 | 749.345
Option 2 SG | SNW Firming | Policies NSW | 0 | 481 | 0 | 0 | 0 | 0 | 0 | 0 | 0 | 0 | 0 | 0 | 0 | 0 | 0 | 0 | 0 | 0 | 0 | 0 | 0 | 0 | 0 | 0
Option 2 SG | SNW H2 Domestic Consumption Purchaser | Subregion flexible electricity load for Domestic H2 | 2.92 | 2.8757 | 2.8416 | 2.8157 | 80.1957 | 229.7974 | 465.9171 | 808.5271 | 1260.345 | 1534.9631 | 1780.1891 | 1993.1607 | 2156.3679 | 2288.2491 | 2384.805 | 2496.235 | 2675.1371 | 2901.5389 | 3183.7289 | 3570.6907 | 4009.6814 | 4461.7826 | 4885.5744 | 5245.4671
Option 2 SG | SQ H2 Domestic Consumption Purchaser | Subregion flexible electricity load for Domestic H2 | 0 | 0 | 0 | 0 | 15.7993 | 47.1883 | 101.8079 | 185.6286 | 299.4043 | 368.9569 | 419.9539 | 459.2221 | 487.5357 | 511.9071 | 534.1454 | 566.7929 | 613.8779 | 668.2426 | 739.2991 | 847.8429 | 983.9357 | 1145.0657 | 1326.0821 | 1506.1464
Option 2 SG | SRET | Policies SA | 0 | 0 | 0 | 0 | 0 | 0 | 0 | 0 | 0 | 0 | 0 | 0 | 0 | 0 | 0 | 0 | 0 | 0 | 0 | 0 | 0 | 0 | 0 | 0
Option 2 SG | Shared Upgrade_SNSW-CNSW Option 1 (HumeLink) | Shared REZ Upgrades | 0 | 2200 | 0 | 0 | 0 | 0 | 0 | 0 | 0 | 0 | 0 | 0 | 0 | 0 | 0 | 0 | 0 | 0 | 0 | 0 | 0 | 0 | 0 | 0
Option 2 SG | Snowy 2.0 - Gen | Special Constraints | 5781600 | 17703360 | 26280000 | 26280000 | 26280000 | 26352000 | 26280000 | 26280000 | 26280000 | 26352000 | 26280000 | 26280000 | 26280000 | 26352000 | 26280000 | 26280000 | 26280000 | 26352000 | 26280000 | 26280000 | 26280000 | 26352000 | 26280000 | 26280000
Option 2 SG | Snowy 2.0 - Pump | Special Constraints | 5781600 | 17703360 | 26280000 | 26280000 | 26280000 | 26352000 | 26280000 | 26280000 | 26280000 | 26352000 | 26280000 | 26280000 | 26280000 | 26352000 | 26280000 | 26280000 | 26280000 | 26352000 | 26280000 | 26280000 | 26280000 | 26352000 | 26280000 | 26280000
Option 2 SG | Sys Strength Requirement - Efficient Level CNSW | System Strength Requiements- Efficient | 0 | 0 | 0 | 0 | 0 | 0 | 0 | 0 | 0 | 0 | 0 | 0 | 0 | 0 | 0 | 0 | 0 | 0 | 0 | 0 | 0 | 0 | 0 | 0
Option 2 SG | Sys Strength Requirement - Efficient Level CQ | System Strength Requiements- Efficient | 0 | 0 | 0 | 0 | 0 | 0 | 0 | 0 | 0 | 0 | 0 | 0 | 0 | 0 | 0 | 0 | 0 | 0 | 0 | 0 | 0 | 0 | 0 | 0
Option 2 SG | Sys Strength Requirement - Efficient Level CSA | System Strength Requiements- Efficient | 0 | 0 | 0 | 0 | 0 | 0 | 0 | 0 | 0 | 0 | 0 | 0 | 0 | 0 | 0 | 0 | 0 | 0 | 0 | 0 | 0 | 0 | 0 | 0
Option 2 SG | Sys Strength Requirement - Efficient Level GG | System Strength Requiements- Efficient | 0 | 0 | 0 | 0 | 0 | 0 | 0 | 0 | 0 | 0 | 0 | 0 | 0 | 0 | 0 | 0 | 0 | 0 | 0 | 0 | 0 | 0 | 0 | 0
Option 2 SG | Sys Strength Requirement - Efficient Level MEL | System Strength Requiements- Efficient | 0 | 0 | 0 | 0 | 0 | 0 | 0 | 0 | 0 | 0 | 0 | 0 | 0 | 0 | 0 | 0 | 0 | 0 | 0 | 0 | 0 | 0 | 0 | 0
Option 2 SG | Sys Strength Requirement - Efficient Level NNSW | System Strength Requiements- Efficient | 0 | 0 | 0 | 0 | 0 | 0 | 0 | 0 | 0 | 0 | 0 | 0 | 0 | 0 | 0 | 0 | 0 | 0 | 0 | 0 | 0 | 0 | 0 | 0
Option 2 SG | Sys Strength Requirement - Efficient Level NQ | System Strength Requiements- Efficient | 0 | 0 | 0 | 0 | 0 | 0 | 0 | 0 | 0 | 0 | 0 | 0 | 0 | 0 | 0 | 0 | 0 | 0 | 0 | 0 | 0 | 0 | 0 | 0
Option 2 SG | Sys Strength Requirement - Efficient Level NSA | System Strength Requiements- Efficient | 0 | 0 | 0 | 0 | 0 | 0 | 0 | 0 | 0 | 0 | 0 | 0 | 0 | 0 | 0 | 0 | 0 | 0 | 0 | 0 | 0 | 0 | 0 | 0
Option 2 SG | Sys Strength Requirement - Efficient Level SESA | System Strength Requiements- Efficient | 0 | 0 | 0 | 0 | 0 | 0 | 0 | 0 | 0 | 0 | 0 | 0 | 0 | 0 | 0 | 0 | 0 | 0 | 0 | 0 | 0 | 0 | 0 | 0
Option 2 SG | Sys Strength Requirement - Efficient Level SEV | System Strength Requiements- Efficient | 0 | 0 | 0 | 0 | 0 | 0 | 0 | 0 | 0 | 0 | 0 | 0 | 0 | 0 | 0 | 0 | 0 | 0 | 0 | 0 | 0 | 0 | 0 | 0
Option 2 SG | Sys Strength Requirement - Efficient Level SNSW | System Strength Requiements- Efficient | 0 | 0 | 0 | 0 | 0 | 0 | 0 | 0 | 0 | 0 | 0 | 0 | 0 | 0 | 0 | 0 | 0 | 0 | 0 | 0 | 0 | 0 | 0 | 0
Option 2 SG | Sys Strength Requirement - Efficient Level SNW | System Strength Requiements- Efficient | 0 | 0 | 0 | 0 | 0 | 0 | 0 | 0 | 0 | 0 | 0 | 0 | 0 | 0 | 0 | 0 | 0 | 0 | 0 | 0 | 0 | 0 | 0 | 0
Option 2 SG | Sys Strength Requirement - Efficient Level SQ | System Strength Requiements- Efficient | 0 | 0 | 0 | 0 | 0 | 0 | 0 | 0 | 0 | 0 | 0 | 0 | 0 | 0 | 0 | 0 | 0 | 0 | 0 | 0 | 0 | 0 | 0 | 0
Option 2 SG | Sys Strength Requirement - Efficient Level TAS | System Strength Requiements- Efficient | 0 | 0 | 0 | 0 | 0 | 0 | 0 | 0 | 0 | 0 | 0 | 0 | 0 | 0 | 0 | 0 | 0 | 0 | 0 | 0 | 0 | 0 | 0 | 0
Option 2 SG | Sys Strength Requirement - Efficient Level WNV | System Strength Requiements- Efficient | 0 | 0 | 0 | 0 | 0 | 0 | 0 | 0 | 0 | 0 | 0 | 0 | 0 | 0 | 0 | 0 | 0 | 0 | 0 | 0 | 0 | 0 | 0 | 0
Option 2 SG | Sys Strength Requirement - Min Fault Level CNSW | System Strength Requiements - Minimum | -3404 | -3404 | -3404 | -689 | -689 | -689 | -689 | -689 | -689 | -689 | -689 | -689 | -689 | -689 | 701 | 701 | 701 | 701 | 701 | 701 | 701 | 701 | 701 | 701
Option 2 SG | Sys Strength Requirement - Min Fault Level CQ | System Strength Requiements - Minimum | -2491 | -2491 | -2491 | -1791 | -1791 | -1791 | -1791 | -1791 | -1791 | -1791 | -1791 | -1791 | -1791 | -1791 | -1791 | -1791 | -1791 | -1426 | -1061 | -696 | -331 | -331 | -331 | 513
Option 2 SG | Sys Strength Requirement - Min Fault Level GG | System Strength Requiements - Minimum | -1393.1 | -1393.1 | -1393.1 | 286.9 | 286.9 | 286.9 | 286.9 | 286.9 | 286.9 | 286.9 | 286.9 | 286.9 | 286.9 | 286.9 | 286.9 | 286.9 | 286.9 | 286.9 | 286.9 | 286.9 | 286.9 | 286.9 | 286.9 | 286.9
Option 2 SG | Sys Strength Requirement - Min Fault Level SEV | System Strength Requiements - Minimum | -3996.9 | -3996.9 | -2546.9 | -1386.9 | -1386.9 | -1386.9 | -1386.9 | -1386.9 | 823.1 | 823.1 | 823.1 | 823.1 | 823.1 | 823.1 | 823.1 | 823.1 | 823.1 | 823.1 | 823.1 | 823.1 | 823.1 | 823.1 | 823.1 | 823.1
Option 2 SG | Sys Strength Requirement - Min Fault Level SNW | System Strength Requiements - Minimum | -3482.8 | -3482.8 | -3482.8 | -602.8 | 717.2 | 717.2 | 717.2 | 717.2 | 717.2 | 717.2 | 717.2 | 717.2 | 717.2 | 717.2 | 717.2 | 717.2 | 717.2 | 717.2 | 717.2 | 717.2 | 717.2 | 717.2 | 717.2 | 717.2
Option 2 SG | Sys Strength Requirement - Min Fault Level SQ | System Strength Requiements - Minimum | -2857.6 | -2857.6 | -2857.6 | -2857.6 | -2507.6 | -2507.6 | -2507.6 | -2507.6 | -2507.6 | -2507.6 | -1807.6 | -1007.6 | -1007.6 | -1007.6 | -1007.6 | -1007.6 | -263.6 | -263.6 | -263.6 | -263.6 | -263.6 | -263.6 | -263.6 | 588.4
Option 2 SG | TAS H2 Domestic Consumption Purchaser | Subregion flexible electricity load for Domestic H2 | 0 | 0 | 0 | 0 | 3.5457 | 9.49 | 18.3801 | 30.7121 | 46.4071 | 54.4037 | 62.0491 | 69.9236 | 77.7971 | 86.0629 | 94.2471 | 102.8779 | 114.5579 | 129.9571 | 151.8383 | 185.0029 | 227.9164 | 276.9594 | 326.8539 | 372.9257
Option 2 SG | TRET | Policies TAS | 0 | 12627 | 14052 | 15476 | 16003 | 16528 | 17056 | 17582 | 18109 | 18635 | 19161 | 19688 | 20215 | 20741 | 0 | 0 | 0 | 0 | 0 | 0 | 0 | 0 | 0 | 0
Option 2 SG | Tarraleah Max Energy Day | Hydro min release | 7300 | 7320 | 7300 | 7300 | 7300 | 7320 | 7300 | 7300 | 7300 | 7320 | 7300 | 7300 | 7300 | 7320 | 7300 | 7300 | 7300 | 7320 | 7300 | 7300 | 7300 | 7320 | 7300 | 7300
Option 2 SG | Tarraleah Min Flow | Hydro min release | 0 | 0 | 0 | 0 | 0 | 0 | 0 | 0 | 0 | 0 | 0 | 0 | 0 | 0 | 0 | 0 | 0 | 0 | 0 | 0 | 0 | 0 | 0 | 0
Option 2 SG | Tarraleah Min Gen | Hydro min release | 151.11 | 151.11 | 151.11 | 151.11 | 151.11 | 151.11 | 151.11 | 151.11 | 151.11 | 151.11 | 151.11 | 151.11 | 151.11 | 151.11 | 151.11 | 151.11 | 151.11 | 151.11 | 151.11 | 151.11 | 151.11 | 151.11 | 151.11 | 151.11
Option 2 SG | VIC Storage | Policies VIC | -2022.06 | -3021.548 | -2751.833 | -1863.542 | -1156.389 | -454.561 | 71.838 | 723.261 | 1404.533 | -4959.061 | -5031.074 | -5108.139 | -5188.942 | -5279.569 | -5382.682 | -5191.17 | -5309.752 | -5283.734 | -5237.034 | -5258.355 | -4919.422 | -3800.84 | -3978.881 | -4132.661
Option 2 SG | VOWT | Policies VIC | 0 | 0 | 0 | 0 | 0 | 2000 | 2667 | 3333 | 4000 | 5000 | 6000 | 7000 | 8000 | 9000 | 0 | 0 | 0 | 0 | 0 | 0 | 0 | 0 | 0 | 0
Option 2 SG | VRET | Policies VIC | 0 | 0 | 0 | 0 | 0 | 0 | 0 | 0 | 0 | 0 | 0 | 0 | 0 | 0 | 0 | 0 | 0 | 0 | 0 | 0 | 0 | 0 | 0 | 0
Option 2 SG | WNV H2 Domestic Consumption Purchaser | Subregion flexible electricity load for Domestic H2 | 70.7579 | 69.8803 | 68.7497 | 67.89 | 117.0607 | 281.4823 | 626.7761 | 1152.3571 | 1866.5057 | 2306.6537 | 2725.4504 | 3143.0671 | 3545.4536 | 3941.3266 | 4309.7151 | 4683.8364 | 5107.81 | 5534.5626 | 5985.9327 | 6571.4079 | 7233.3614 | 7965.6574 | 8711.4874 | 9419.7114
Option 2 SG | Wayatinah Min Gen | Hydro min release | 24.09 | 24.09 | 24.09 | 24.09 | 24.09 | 24.09 | 24.09 | 24.09 | 24.09 | 24.09 | 24.09 | 24.09 | 24.09 | 24.09 | 24.09 | 24.09 | 24.09 | 24.09 | 24.09 | 24.09 | 24.09 | 24.09 | 24.09 | 24.09
Option 2D SG | 2030 Emissions Budget 1 | Emissions DLT | 69603.1022 | 69793.7956 | 69603.1022 | 69603.1022 | 69603.1022 | 69793.7956 | 69634.8699 | 69634.8699 | 69634.8699 | 69825.6504 | 69634.8699 | 69634.8699 | 69603.1022 | 69793.7956 | 69603.1022 | 69603.1022 | 69603.1022 | 69793.7956 | 69634.8699 | 69634.8699 | 69634.8699 | 69825.6504 | 69634.8699 | 69634.8699
Option 2D SG | 2035 Emissions Target | Emissions DLT | 4017.8307 | 4028.8385 | 4017.8307 | 4017.8307 | 4017.8307 | 4028.8385 | 4019.6645 | 4019.6645 | 4019.6645 | 4030.6773 | 4019.6645 | 4019.6645 | 4017.8307 | 4028.8385 | 4017.8307 | 4017.8307 | 4017.8307 | 4028.8385 | 4019.6645 | 4019.6645 | 4019.6645 | 4030.6773 | 4019.6645 | 4019.6645
Option 2D SG | 2050 Emissions Budget 1 | Emissions DLT | 58456.6949 | 58616.8502 | 58456.6949 | 58456.6949 | 58456.6949 | 58616.8502 | 58483.3753 | 58483.3753 | 58483.3753 | 58643.6037 | 58483.3753 | 58483.3753 | 58456.6949 | 58616.8502 | 58456.6949 | 58456.6949 | 58456.6949 | 58616.8502 | 58483.3753 | 58483.3753 | 58483.3753 | 58643.6037 | 58483.3753 | 58483.3753
Option 2D SG | 2050 Emissions Budget 2 | Emissions DLT | 27985.3992 | 28062.0716 | 27985.3992 | 27985.3992 | 27985.3992 | 28062.0716 | 27998.1721 | 27998.1721 | 27998.1721 | 28074.8794 | 27998.1721 | 27998.1721 | 27985.3992 | 28062.0716 | 27985.3992 | 27985.3992 | 27985.3992 | 28062.0716 | 27998.1721 | 27998.1721 | 27998.1721 | 28074.8794 | 27998.1721 | 27998.1721
Option 2D SG | 2050 Emissions Budget 3 | Emissions DLT | 21576.3073 | 21635.4204 | 21576.3073 | 21576.3073 | 21576.3073 | 21635.4204 | 21586.155 | 21586.155 | 21586.155 | 21645.2951 | 21586.155 | 21586.155 | 21576.3073 | 21635.4204 | 21576.3073 | 21576.3073 | 21576.3073 | 21635.4204 | 21586.155 | 21586.155 | 21586.155 | 21645.2951 | 21586.155 | 21586.155
Option 2D SG | 2050 Emissions Budget 4 | Emissions DLT | 13037.7101 | 13073.4298 | 13037.7101 | 13037.7101 | 13037.7101 | 13073.4298 | 13043.6607 | 13043.6607 | 13043.6607 | 13079.3967 | 13043.6607 | 13043.6607 | 13037.7101 | 13073.4298 | 13037.7101 | 13037.7101 | 13037.7101 | 13073.4298 | 13043.6607 | 13043.6607 | 13043.6607 | 13079.3967 | 13043.6607 | 13043.6607
Option 2D SG | 2050 Emissions Budget NSW 1 | Emissions DLT | 24777.3723 | 24845.2555 | 24777.3723 | 24777.3723 | 24777.3723 | 24845.2555 | 24788.681 | 24788.681 | 24788.681 | 24856.5952 | 24788.681 | 24788.681 | 24777.3723 | 24845.2555 | 24777.3723 | 24777.3723 | 24777.3723 | 24845.2555 | 24788.681 | 24788.681 | 24788.681 | 24856.5952 | 24788.681 | 24788.681
Option 2D SG | 2050 Emissions Budget NSW 2 | Emissions DLT | 11389.5985 | 11420.8029 | 11389.5985 | 11389.5985 | 11389.5985 | 11420.8029 | 11394.7969 | 11394.7969 | 11394.7969 | 11426.0155 | 11394.7969 | 11394.7969 | 11389.5985 | 11420.8029 | 11389.5985 | 11389.5985 | 11389.5985 | 11420.8029 | 11394.7969 | 11394.7969 | 11394.7969 | 11426.0155 | 11394.7969 | 11394.7969
Option 2D SG | 2050 Emissions Budget NSW 3 | Emissions DLT | 11389.5985 | 11420.8029 | 11389.5985 | 11389.5985 | 11389.5985 | 11420.8029 | 11394.7969 | 11394.7969 | 11394.7969 | 11426.0155 | 11394.7969 | 11394.7969 | 11389.5985 | 11420.8029 | 11389.5985 | 11389.5985 | 11389.5985 | 11420.8029 | 11394.7969 | 11394.7969 | 11394.7969 | 11426.0155 | 11394.7969 | 11394.7969
Option 2D SG | 2050 Emissions Budget NSW 4 | Emissions DLT | 11389.5985 | 11420.8029 | 11389.5985 | 11389.5985 | 11389.5985 | 11420.8029 | 11394.7969 | 11394.7969 | 11394.7969 | 11426.0155 | 11394.7969 | 11394.7969 | 11389.5985 | 11420.8029 | 11389.5985 | 11389.5985 | 11389.5985 | 11420.8029 | 11394.7969 | 11394.7969 | 11394.7969 | 11426.0155 | 11394.7969 | 11394.7969
Option 2D SG | 2050 Emissions Budget QLD 1 | Emissions DLT | 33269.6168 | 33360.7664 | 33269.6168 | 33269.6168 | 33269.6168 | 33360.7664 | 33284.8015 | 33284.8015 | 33284.8015 | 33375.9927 | 33284.8015 | 33284.8015 | 33269.6168 | 33360.7664 | 33269.6168 | 33269.6168 | 33269.6168 | 33360.7664 | 33284.8015 | 33284.8015 | 33284.8015 | 33375.9927 | 33284.8015 | 33284.8015
Option 2D SG | 2050 Emissions Budget QLD 2 | Emissions DLT | 12388.6861 | 12422.6277 | 12388.6861 | 12388.6861 | 12388.6861 | 12422.6277 | 12394.3405 | 12394.3405 | 12394.3405 | 12428.2976 | 12394.3405 | 12394.3405 | 12388.6861 | 12422.6277 | 12388.6861 | 12388.6861 | 12388.6861 | 12422.6277 | 12394.3405 | 12394.3405 | 12394.3405 | 12428.2976 | 12394.3405 | 12394.3405
Option 2D SG | 2050 Emissions Budget QLD 3 | Emissions DLT | 12388.6861 | 12422.6277 | 12388.6861 | 12388.6861 | 12388.6861 | 12422.6277 | 12394.3405 | 12394.3405 | 12394.3405 | 12428.2976 | 12394.3405 | 12394.3405 | 12388.6861 | 12422.6277 | 12388.6861 | 12388.6861 | 12388.6861 | 12422.6277 | 12394.3405 | 12394.3405 | 12394.3405 | 12428.2976 | 12394.3405 | 12394.3405
Option 2D SG | 2050 Emissions Budget QLD 4 | Emissions DLT | 12388.6861 | 12422.6277 | 12388.6861 | 12388.6861 | 12388.6861 | 12422.6277 | 12394.3405 | 12394.3405 | 12394.3405 | 12428.2976 | 12394.3405 | 12394.3405 | 12388.6861 | 12422.6277 | 12388.6861 | 12388.6861 | 12388.6861 | 12422.6277 | 12394.3405 | 12394.3405 | 12394.3405 | 12428.2976 | 12394.3405 | 12394.3405
Option 2D SG | 2050 Emissions Budget SA 1 | Emissions DLT | 1415.3741 | 1419.2518 | 1415.3741 | 1415.3741 | 1415.3741 | 1419.2518 | 1416.0201 | 1416.0201 | 1416.0201 | 1419.8996 | 1416.0201 | 1416.0201 | 1415.3741 | 1419.2518 | 1415.3741 | 1415.3741 | 1415.3741 | 1419.2518 | 1416.0201 | 1416.0201 | 1416.0201 | 1419.8996 | 1416.0201 | 1416.0201
Option 2D SG | 2050 Emissions Budget SA 2 | Emissions DLT | 749.3157 | 751.3686 | 749.3157 | 749.3157 | 749.3157 | 751.3686 | 749.6577 | 749.6577 | 749.6577 | 751.7115 | 749.6577 | 749.6577 | 749.3157 | 751.3686 | 749.3157 | 749.3157 | 749.3157 | 751.3686 | 749.6577 | 749.6577 | 749.6577 | 751.7115 | 749.6577 | 749.6577
Option 2D SG | 2050 Emissions Budget SA 3 | Emissions DLT | 749.3157 | 751.3686 | 749.3157 | 749.3157 | 749.3157 | 751.3686 | 749.6577 | 749.6577 | 749.6577 | 751.7115 | 749.6577 | 749.6577 | 749.3157 | 751.3686 | 749.3157 | 749.3157 | 749.3157 | 751.3686 | 749.6577 | 749.6577 | 749.6577 | 751.7115 | 749.6577 | 749.6577
Option 2D SG | 2050 Emissions Budget SA 4 | Emissions DLT | 749.3157 | 751.3686 | 749.3157 | 749.3157 | 749.3157 | 751.3686 | 749.6577 | 749.6577 | 749.6577 | 751.7115 | 749.6577 | 749.6577 | 749.3157 | 751.3686 | 749.3157 | 749.3157 | 749.3157 | 751.3686 | 749.6577 | 749.6577 | 749.6577 | 751.7115 | 749.6577 | 749.6577
Option 2D SG | 2050 Emissions Budget VIC 1 | Emissions DLT | 22795.8485 | 22858.3029 | 22795.8485 | 22795.8485 | 22795.8485 | 22858.3029 | 22806.2529 | 22806.2529 | 22806.2529 | 22868.7357 | 22806.2529 | 22806.2529 | 22795.8485 | 22858.3029 | 22795.8485 | 22795.8485 | 22795.8485 | 22858.3029 | 22806.2529 | 22806.2529 | 22806.2529 | 22868.7357 | 22806.2529 | 22806.2529
Option 2D SG | 2050 Emissions Budget VIC 2 | Emissions DLT | 6943.6588 | 6962.6825 | 6943.6588 | 6943.6588 | 6943.6588 | 6962.6825 | 6946.8279 | 6946.8279 | 6946.8279 | 6965.8603 | 6946.8279 | 6946.8279 | 6943.6588 | 6962.6825 | 6943.6588 | 6943.6588 | 6943.6588 | 6962.6825 | 6946.8279 | 6946.8279 | 6946.8279 | 6965.8603 | 6946.8279 | 6946.8279
Option 2D SG | 2050 Emissions Budget VIC 3 | Emissions DLT | 6943.6588 | 6962.6825 | 6943.6588 | 6943.6588 | 6943.6588 | 6962.6825 | 6946.8279 | 6946.8279 | 6946.8279 | 6965.8603 | 6946.8279 | 6946.8279 | 6943.6588 | 6962.6825 | 6943.6588 | 6943.6588 | 6943.6588 | 6962.6825 | 6946.8279 | 6946.8279 | 6946.8279 | 6965.8603 | 6946.8279 | 6946.8279
Option 2D SG | 2050 Emissions Budget VIC 4 | Emissions DLT | 6943.6588 | 6962.6825 | 6943.6588 | 6943.6588 | 6943.6588 | 6962.6825 | 6946.8279 | 6946.8279 | 6946.8279 | 6965.8603 | 6946.8279 | 6946.8279 | 6943.6588 | 6962.6825 | 6943.6588 | 6943.6588 | 6943.6588 | 6962.6825 | 6946.8279 | 6946.8279 | 6946.8279 | 6965.8603 | 6946.8279 | 6946.8279
Option 2D SG | Basslink Daily Energy Limit | Special Constraints | -287.568 | -288.408 | -287.568 | -287.568 | -287.568 | -288.408 | -287.568 | -287.568 | -287.568 | -288.408 | -287.568 | -287.568 | -287.568 | -288.408 | -287.568 | -287.568 | -287.568 | -288.408 | -287.568 | -287.568 | -287.568 | -288.408 | -287.568 | -287.568
Option 2D SG | Borumba - Gen | Special Constraints | 0 | 0 | 0 | 0 | 0 | 0 | 0 | 0 | 0 | 0 | 0 | 0 | 0 | 0 | 0 | 26280000 | 26280000 | 26352000 | 26280000 | 26280000 | 26280000 | 26352000 | 26280000 | 26280000
Option 2D SG | Borumba - Pump | Special Constraints | 0 | 0 | 0 | 0 | 0 | 0 | 0 | 0 | 0 | 0 | 0 | 0 | 0 | 0 | 0 | 26280000 | 26280000 | 26352000 | 26280000 | 26280000 | 26280000 | 26352000 | 26280000 | 26280000
Option 2D SG | CIS Dispatchable NSW | Policies NEM | -1231.12 | -631.96 | -431.96 | -1241.96 | -2541.96 | -2741.96 | -2741.96 | -2783.18 | -2741.96 | -2741.96 | -2741.96 | -2741.96 | -2741.96 | -2741.96 | -2750.69 | -2709.47 | -2709.47 | -2750.69 | -2709.47 | -2709.47 | -1925.69 | -1624.85 | -1583.63 | -1583.63
Option 2D SG | CIS Dispatchable SA | Policies NEM | -30 | 788 | 788 | 788 | -461 | -461 | -461 | -461 | -461 | -461 | -461 | -461 | -461 | -461 | -461 | -205 | -461 | -461 | -461 | -461 | -431 | 0 | 0 | 0
Option 2D SG | CIS Dispatchable VIC | Policies NEM | 0 | 1220 | 1271.79 | 1271.79 | -428.21 | -428.21 | -435.41 | -428.21 | -428.21 | -428.21 | -428.21 | -428.21 | -428.21 | -428.21 | -428.21 | -428.21 | -428.21 | -428.21 | -437.03 | -428.21 | -428.21 | 0 | 0 | 0
Option 2D SG | CIS Gen NSW | Policies NEM | -4646.44 | -5085.53 | -2496.93 | 10614.07 | -8779.93 | -9539.57 | -9539.57 | -9539.57 | -9539.57 | -9539.57 | -9539.57 | -9539.57 | -9539.57 | -9539.57 | -9539.57 | -9539.57 | -9539.57 | -9539.57 | -9539.57 | -9302.56 | -8998.86 | -8966.46 | -8583 | -8583
Option 2D SG | CIS Gen SA | Policies NEM | 0 | 20.36 | 621.16 | 509.16 | -690.84 | -690.84 | -690.84 | -690.84 | -690.84 | -690.84 | -690.84 | -690.84 | -690.84 | -690.84 | -690.84 | -690.84 | -690.84 | -690.84 | -690.84 | -690.84 | -690.84 | -690.84 | -690.84 | -690.84
Option 2D SG | CIS Gen TAS | Policies NEM | 0 | 0 | 750 | 1200 | 0 | 0 | 0 | 0 | 0 | 0 | 0 | 0 | 0 | 0 | 0 | 0 | 0 | 0 | 0 | 0 | 0 | 0 | 0 | 0
Option 2D SG | CIS Gen VIC - Solar | Policies NEM | 0 | 669 | 555.93 | 555.93 | -944.07 | -944.07 | -944.07 | -944.07 | -944.07 | -944.07 | -944.07 | -944.07 | -944.07 | -944.07 | -944.07 | -944.07 | -944.07 | -944.07 | -944.07 | -944.07 | -944.07 | -944.07 | -944.07 | -944.07
Option 2D SG | CIS Gen VIC - Wind | Policies NEM | 0 | 0 | 1922 | 3500 | -600 | -600 | -600 | -600 | -600 | -600 | -600 | -600 | -600 | -600 | -600 | -600 | -600 | -600 | -600 | -600 | -600 | -600 | -600 | -600
Option 2D SG | CIS Total Dispatchable | Policies NEM | -1261.12 | 3076.04 | 5550.83 | 7262.83 | -3731.17 | -3931.17 | -3938.37 | -3972.39 | -3931.17 | -3931.17 | -3931.17 | -3931.17 | -3931.17 | -3931.17 | -3939.9 | -3642.68 | -3898.68 | -3939.9 | -3907.5 | -3898.68 | -3084.9 | -1774.85 | -1583.63 | -1583.63
Option 2D SG | CNSW H2 Domestic Consumption Purchaser | Subregion flexible electricity load for Domestic H2 | 0 | 0 | 0 | 0 | 11.4714 | 32.8357 | 66.5597 | 115.4964 | 180.0493 | 219.288 | 254.324 | 284.7521 | 308.06 | 326.8929 | 340.6976 | 356.605 | 382.155 | 414.498 | 454.837 | 510.1136 | 572.7893 | 637.3937 | 697.9503 | 749.345
Option 2D SG | CQ H2 Domestic Consumption Purchaser | Subregion flexible electricity load for Domestic H2 | 170.455 | 168.3874 | 165.6299 | 163.6243 | 163.6764 | 166.1914 | 171.3656 | 181.4571 | 195.5879 | 203.6806 | 208.4909 | 212.2736 | 214.3593 | 216.0723 | 216.9117 | 219.8864 | 226.6129 | 234.5554 | 244.3126 | 260.0364 | 279.4336 | 302.6843 | 328.1574 | 354.05
Option 2D SG | CSA H2 Domestic Consumption Purchaser | Subregion flexible electricity load for Domestic H2 | 7.3521 | 7.2677 | 7.1436 | 7.0393 | 6.9871 | 7.5554 | 18.5887 | 37.2821 | 64.0314 | 81.7494 | 96.8021 | 108.9264 | 116.9043 | 123.3169 | 129.4431 | 137.7093 | 150.38 | 167.0803 | 188.4421 | 218.4786 | 254.3529 | 294.6583 | 337.0739 | 378.8179
Option 2D SG | Catagunya Min Gen | Hydro min release | 17.52 | 17.52 | 17.52 | 17.52 | 17.52 | 17.52 | 17.52 | 17.52 | 17.52 | 17.52 | 17.52 | 17.52 | 17.52 | 17.52 | 17.52 | 17.52 | 17.52 | 17.52 | 17.52 | 17.52 | 17.52 | 17.52 | 17.52 | 17.52
Option 2D SG | Combined Marinus Export | Special Constraints | 11773440 | 11805696 | 11773440 | 11773440 | 11773440 | 11805696 | 11773440 | 11773440 | 15589440 | 18393696 | 18343440 | 18343440 | 18343440 | 18393696 | 18343440 | 18343440 | 18343440 | 18393696 | 18343440 | 18343440 | 18343440 | 18393696 | 18343440 | 18343440
Option 2D SG | Combined Marinus Import | Special Constraints | 8567280 | 8590752 | 8567280 | 8567280 | 8567280 | 8590752 | 8567280 | 8567280 | 12383280 | 15178752 | 15137280 | 15137280 | 15137280 | 15178752 | 15137280 | 15137280 | 15137280 | 15178752 | 15137280 | 15137280 | 15137280 | 15178752 | 15137280 | 15137280
Option 2D SG | Constraint on Pipeline from Storage to GTs CNSW | Constraints to make diesel to come exclusively from storage | 0 | 0 | 0 | 0 | 0 | 0 | 0 | 0 | 0 | 0 | 0 | 0 | 0 | 0 | 0 | 0 | 0 | 0 | 0 | 0 | 0 | 0 | 0 | 0
Option 2D SG | Constraint on Pipeline from Storage to GTs CQ | Constraints to make diesel to come exclusively from storage | 0 | 0 | 0 | 0 | 0 | 0 | 0 | 0 | 0 | 0 | 0 | 0 | 0 | 0 | 0 | 0 | 0 | 0 | 0 | 0 | 0 | 0 | 0 | 0
Option 2D SG | Constraint on Pipeline from Storage to GTs CSA | Constraints to make diesel to come exclusively from storage | 0 | 0 | 0 | 0 | 0 | 0 | 0 | 0 | 0 | 0 | 0 | 0 | 0 | 0 | 0 | 0 | 0 | 0 | 0 | 0 | 0 | 0 | 0 | 0
Option 2D SG | Constraint on Pipeline from Storage to GTs GG | Constraints to make diesel to come exclusively from storage | 0 | 0 | 0 | 0 | 0 | 0 | 0 | 0 | 0 | 0 | 0 | 0 | 0 | 0 | 0 | 0 | 0 | 0 | 0 | 0 | 0 | 0 | 0 | 0
Option 2D SG | Constraint on Pipeline from Storage to GTs MEL | Constraints to make diesel to come exclusively from storage | 0 | 0 | 0 | 0 | 0 | 0 | 0 | 0 | 0 | 0 | 0 | 0 | 0 | 0 | 0 | 0 | 0 | 0 | 0 | 0 | 0 | 0 | 0 | 0
Option 2D SG | Constraint on Pipeline from Storage to GTs NNSW | Constraints to make diesel to come exclusively from storage | 0 | 0 | 0 | 0 | 0 | 0 | 0 | 0 | 0 | 0 | 0 | 0 | 0 | 0 | 0 | 0 | 0 | 0 | 0 | 0 | 0 | 0 | 0 | 0
Option 2D SG | Constraint on Pipeline from Storage to GTs NQ | Constraints to make diesel to come exclusively from storage | 0 | 0 | 0 | 0 | 0 | 0 | 0 | 0 | 0 | 0 | 0 | 0 | 0 | 0 | 0 | 0 | 0 | 0 | 0 | 0 | 0 | 0 | 0 | 0
Option 2D SG | Constraint on Pipeline from Storage to GTs NSA | Constraints to make diesel to come exclusively from storage | 0 | 0 | 0 | 0 | 0 | 0 | 0 | 0 | 0 | 0 | 0 | 0 | 0 | 0 | 0 | 0 | 0 | 0 | 0 | 0 | 0 | 0 | 0 | 0
Option 2D SG | Constraint on Pipeline from Storage to GTs SESA | Constraints to make diesel to come exclusively from storage | 0 | 0 | 0 | 0 | 0 | 0 | 0 | 0 | 0 | 0 | 0 | 0 | 0 | 0 | 0 | 0 | 0 | 0 | 0 | 0 | 0 | 0 | 0 | 0
Option 2D SG | Constraint on Pipeline from Storage to GTs SEV | Constraints to make diesel to come exclusively from storage | 0 | 0 | 0 | 0 | 0 | 0 | 0 | 0 | 0 | 0 | 0 | 0 | 0 | 0 | 0 | 0 | 0 | 0 | 0 | 0 | 0 | 0 | 0 | 0
Option 2D SG | Constraint on Pipeline from Storage to GTs SNSW | Constraints to make diesel to come exclusively from storage | 0 | 0 | 0 | 0 | 0 | 0 | 0 | 0 | 0 | 0 | 0 | 0 | 0 | 0 | 0 | 0 | 0 | 0 | 0 | 0 | 0 | 0 | 0 | 0
Option 2D SG | Constraint on Pipeline from Storage to GTs SNW | Constraints to make diesel to come exclusively from storage | 0 | 0 | 0 | 0 | 0 | 0 | 0 | 0 | 0 | 0 | 0 | 0 | 0 | 0 | 0 | 0 | 0 | 0 | 0 | 0 | 0 | 0 | 0 | 0
Option 2D SG | Constraint on Pipeline from Storage to GTs SQ | Constraints to make diesel to come exclusively from storage | 0 | 0 | 0 | 0 | 0 | 0 | 0 | 0 | 0 | 0 | 0 | 0 | 0 | 0 | 0 | 0 | 0 | 0 | 0 | 0 | 0 | 0 | 0 | 0
Option 2D SG | Constraint on Pipeline from Storage to GTs TAS | Constraints to make diesel to come exclusively from storage | 0 | 0 | 0 | 0 | 0 | 0 | 0 | 0 | 0 | 0 | 0 | 0 | 0 | 0 | 0 | 0 | 0 | 0 | 0 | 0 | 0 | 0 | 0 | 0
Option 2D SG | Constraint on Pipeline from Storage to GTs WNV | Constraints to make diesel to come exclusively from storage | 0 | 0 | 0 | 0 | 0 | 0 | 0 | 0 | 0 | 0 | 0 | 0 | 0 | 0 | 0 | 0 | 0 | 0 | 0 | 0 | 0 | 0 | 0 | 0
Option 2D SG | Constraint on Pipeline from Storage to GTs WOO | Constraints to make diesel to come exclusively from storage | 0 | 0 | 0 | 0 | 0 | 0 | 0 | 0 | 0 | 0 | 0 | 0 | 0 | 0 | 0 | 0 | 0 | 0 | 0 | 0 | 0 | 0 | 0 | 0
Option 2D SG | DNSP Thermal Limit on CER CNSW Area1 | DNSP Thermal Limit on CER | 881436 | 972982.5 | 1083503 | 1151884.5 | 1160908 | 1251175 | 1183413.5 | 1341296 | 1374077 | 1329544 | 1325674 | 1349695.5 | 1414354.5 | 1488354 | 1494250 | 1402640 | 1306220.5 | 1381054.5 | 1487146 | 1557849.5 | 1591141.5 | 1742247.5 | 1700879.5 | 1969378.5
Option 2D SG | DNSP Thermal Limit on CER CQ Area1 | DNSP Thermal Limit on CER | 1115404.5 | 1274101 | 1393707.5 | 1500446 | 1535688.5 | 1638641 | 1699974 | 1840791 | 1888803 | 1953640 | 1913769 | 1887799 | 2007282 | 2140009.5 | 2188514.5 | 2043247 | 1867396.5 | 2046074.5 | 2188833 | 2336798 | 2356489.5 | 2501862.5 | 2644008 | 2880939
Option 2D SG | DNSP Thermal Limit on CER CSA Area1 | DNSP Thermal Limit on CER | 4058521 | 4405183.5 | 4763085 | 4786732.5 | 5193442.5 | 5432514.5 | 5611960.5 | 5939722.5 | 6438271.5 | 6871720 | 7454754.5 | 7611644.5 | 7948118 | 8551593 | 8857903.5 | 9195341 | 9145202.5 | 9824093 | 10423354.5 | 10383243.5 | 10626202 | 10860228 | 10922492 | 11068583.5
Option 2D SG | DNSP Thermal Limit on CER GG Area1 | DNSP Thermal Limit on CER | 146741 | 167374.5 | 183189 | 201743.5 | 206140.5 | 219662.5 | 228800 | 240546 | 246212.5 | 249750 | 239697 | 239657.5 | 252228 | 278157.5 | 285427 | 275522.5 | 245044 | 268769 | 286841.5 | 311470 | 316452 | 338619 | 350133.5 | 373568.5
Option 2D SG | DNSP Thermal Limit on CER MEL Area1 | DNSP Thermal Limit on CER | 830632 | 955827.5 | 1079121 | 1045716 | 1207876 | 1265662.5 | 1306789 | 1388799 | 1424511.5 | 1392490.5 | 1400687 | 1441197 | 1521257 | 1594988 | 1621215 | 1586373 | 1422760.5 | 1572949.5 | 1697563 | 1619332 | 1851065.5 | 1948023 | 2049094 | 2239623
Option 2D SG | DNSP Thermal Limit on CER MEL Area2 | DNSP Thermal Limit on CER | 3802297 | 4430941.5 | 5057529.5 | 4938645 | 5765578.5 | 6087419 | 6313617 | 6730756.5 | 6911386 | 6769373.5 | 6841227 | 7047098 | 7458597 | 7813554.5 | 7961109 | 7810874.5 | 7054746 | 7792342 | 8414097 | 8027198.5 | 9213764.5 | 9691014 | 10271108 | 11273698.5
Option 2D SG | DNSP Thermal Limit on CER NNSW Area1 | DNSP Thermal Limit on CER | 2087141.5 | 2267354 | 2506405 | 2661767 | 2740577 | 2886751 | 2749951.5 | 3114695.5 | 3102438 | 3020767 | 3012644 | 3007685.5 | 3228185.5 | 3353522 | 3477136 | 3279319.5 | 3050856.5 | 3159822.5 | 3377853.5 | 3530170.5 | 3690722.5 | 3956956 | 3882495.5 | 4501117.5
Option 2D SG | DNSP Thermal Limit on CER NQ Area1 | DNSP Thermal Limit on CER | 1883364.5 | 2125903.5 | 2305369 | 2552931.5 | 2590058 | 2738570 | 2797940 | 2965609 | 3037702.5 | 3154479.5 | 3026682 | 3021042.5 | 3201093 | 3395661 | 3459017.5 | 3369797.5 | 3012392.5 | 3276711 | 3501173.5 | 3836798.5 | 3875394 | 4078327 | 4213104 | 4498267
Option 2D SG | DNSP Thermal Limit on CER NSA Area1 | DNSP Thermal Limit on CER | 160251 | 182468 | 202392.5 | 206834 | 221885.5 | 224039.5 | 231958 | 248493.5 | 275127 | 298297 | 301000.5 | 333941.5 | 351921.5 | 370748 | 376737 | 389403 | 390762 | 438104 | 454109.5 | 467376 | 476560 | 483851.5 | 492002.5 | 508436.5
Option 2D SG | DNSP Thermal Limit on CER SESA Area1 | DNSP Thermal Limit on CER | 188426 | 217125.5 | 243714 | 253991 | 271399 | 284903 | 300975 | 316928.5 | 341669.5 | 361594 | 376824.5 | 435744 | 453705 | 460275.5 | 493742.5 | 521852.5 | 519411.5 | 565525 | 619413.5 | 624916.5 | 631617.5 | 640799.5 | 624320 | 624980
Option 2D SG | DNSP Thermal Limit on CER SEV Area1 | DNSP Thermal Limit on CER | 572188.5 | 661610.5 | 761834.5 | 747892 | 876632 | 925822 | 969783.5 | 1051559 | 1070425.5 | 1083394.5 | 1125160 | 1180020.5 | 1284353.5 | 1413701.5 | 1484619 | 1494598.5 | 1416134.5 | 1556328.5 | 1664826 | 1627637 | 1866879.5 | 2037376 | 2143520.5 | 2335029.5
Option 2D SG | DNSP Thermal Limit on CER SNSW Area1 | DNSP Thermal Limit on CER | 1096816 | 1183820.5 | 1315163.5 | 1378489 | 1422610 | 1499159 | 1427918 | 1603113 | 1583131 | 1539695 | 1536614.5 | 1559989.5 | 1634471 | 1699697 | 1770586 | 1694532 | 1592634.5 | 1646938.5 | 1771393 | 1822981.5 | 1900643.5 | 2038352 | 1993983 | 2286862.5
Option 2D SG | DNSP Thermal Limit on CER SNSW Area2 | DNSP Thermal Limit on CER | 947063.5 | 1020322.5 | 1134315.5 | 1186257.5 | 1218252.5 | 1278961.5 | 1206960 | 1361960.5 | 1338381.5 | 1296959.5 | 1284479.5 | 1301901.5 | 1364487 | 1429745.5 | 1494152.5 | 1422192 | 1322896.5 | 1370122.5 | 1484853.5 | 1537984.5 | 1604644 | 1728196 | 1687043 | 1960587.5
Option 2D SG | DNSP Thermal Limit on CER SNW Area1 | DNSP Thermal Limit on CER | 4044298.5 | 4485649 | 5035420.5 | 5425511.5 | 5462178 | 5891716 | 5631216 | 6331086.5 | 6325302.5 | 6136798 | 6157772 | 6050871 | 6478623 | 6907454 | 7166756 | 6756788.5 | 6370297.5 | 6766598 | 7221241 | 7708348.5 | 7832610.5 | 8623782.5 | 8551344 | 9829161.5
Option 2D SG | DNSP Thermal Limit on CER SNW Area2 | DNSP Thermal Limit on CER | 4520837 | 4967377.5 | 5526742.5 | 5909610 | 5919817 | 6364927 | 6065748 | 6799640.5 | 6772081 | 6552407.5 | 6554658.5 | 6419771.5 | 6853331.5 | 7289920.5 | 7534531.5 | 7072296 | 6633351 | 7009345.5 | 7480903 | 7929685 | 8010170.5 | 8763385.5 | 8606898 | 9850454.5
Option 2D SG | DNSP Thermal Limit on CER SQ Area1 | DNSP Thermal Limit on CER | 9269194 | 10523721 | 11654118 | 12563620 | 12954933.5 | 13640483 | 14178933 | 14657488 | 15007366 | 15564268 | 14822995.5 | 14862536 | 15628937.5 | 16746955 | 17129212 | 16856884.5 | 14694349 | 16216674.5 | 17653343 | 18737761.5 | 19158227 | 20104193.5 | 21210087 | 22136364
Option 2D SG | DNSP Thermal Limit on CER TAS Area1 | DNSP Thermal Limit on CER | 546801 | 614235.5 | 682320 | 672538.5 | 738541.5 | 784280.5 | 786662 | 816334.5 | 824276.5 | 821839.5 | 818101.5 | 818196 | 856062 | 889888 | 896858.5 | 868922 | 850158 | 888495 | 912420 | 877278.5 | 950314 | 1047181.5 | 1097473.5 | 1186880.5
Option 2D SG | DNSP Thermal Limit on CER WNV Area1 | DNSP Thermal Limit on CER | 355142.5 | 409038 | 458002 | 455272.5 | 535771 | 552974 | 567974 | 604839.5 | 624552.5 | 613482 | 619067.5 | 629262.5 | 676497 | 698700.5 | 709118 | 706402.5 | 608480 | 676199.5 | 724321.5 | 717429.5 | 823939.5 | 865039 | 904753 | 977816.5
Option 2D SG | DNSP Thermal Limit on CER WNV Area2 | DNSP Thermal Limit on CER | 1330136 | 1536806 | 1732654 | 1738761 | 2057070.5 | 2140660 | 2209844 | 2361547 | 2434758 | 2411497.5 | 2454597.5 | 2506089.5 | 2709385 | 2832084 | 2887008 | 2884996.5 | 2521795.5 | 2783706 | 2976962.5 | 2941131.5 | 3413042 | 3599560 | 3778845 | 4102767
Option 2D SG | DNSP Thermal Limit on Distributed Resources CNSW Area1 | DNSP Thermal Limit on Distributed Resources | 5676480 | 5692032 | 5676480 | 5676480 | 5676480 | 5692032 | 5676480 | 5676480 | 5676480 | 5692032 | 5676480 | 5676480 | 5676480 | 5692032 | 5676480 | 5676480 | 5676480 | 5692032 | 5676480 | 5676480 | 5676480 | 5692032 | 5676480 | 5676480
Option 2D SG | DNSP Thermal Limit on Distributed Resources CQ Area1 | DNSP Thermal Limit on Distributed Resources | 0 | 0 | 0 | 0 | 0 | 9003600 | 8979000 | 8979000 | 8979000 | 9003600 | 8979000 | 8979000 | 8979000 | 9003600 | 8979000 | 8979000 | 8979000 | 9003600 | 8979000 | 8979000 | 8979000 | 9003600 | 8979000 | 8979000
Option 2D SG | DNSP Thermal Limit on Distributed Resources CSA Area1 | DNSP Thermal Limit on Distributed Resources | 0 | 0 | 0 | 0 | 0 | 65352960 | 65174400 | 65174400 | 65174400 | 65352960 | 65174400 | 65174400 | 65174400 | 65352960 | 65174400 | 65174400 | 65174400 | 65352960 | 65174400 | 65174400 | 65174400 | 65352960 | 65174400 | 65174400
Option 2D SG | DNSP Thermal Limit on Distributed Resources GG Area1 | DNSP Thermal Limit on Distributed Resources | 0 | 0 | 0 | 0 | 0 | 1036512 | 1033680 | 1033680 | 1033680 | 1036512 | 1033680 | 1033680 | 1033680 | 1036512 | 1033680 | 1033680 | 1033680 | 1036512 | 1033680 | 1033680 | 1033680 | 1036512 | 1033680 | 1033680
Option 2D SG | DNSP Thermal Limit on Distributed Resources MEL Area1 | DNSP Thermal Limit on Distributed Resources | 15978240 | 16022016 | 15978240 | 15978240 | 15978240 | 16022016 | 15978240 | 15978240 | 15978240 | 16022016 | 15978240 | 15978240 | 15978240 | 16022016 | 15978240 | 15978240 | 15978240 | 16022016 | 15978240 | 15978240 | 15978240 | 16022016 | 15978240 | 15978240
Option 2D SG | DNSP Thermal Limit on Distributed Resources MEL Area2 | DNSP Thermal Limit on Distributed Resources | 182768640 | 183269376 | 182768640 | 182768640 | 182768640 | 183269376 | 182768640 | 182768640 | 182768640 | 183269376 | 182768640 | 182768640 | 182768640 | 183269376 | 182768640 | 182768640 | 182768640 | 183269376 | 182768640 | 182768640 | 182768640 | 183269376 | 182768640 | 182768640
Option 2D SG | DNSP Thermal Limit on Distributed Resources NNSW Area1 | DNSP Thermal Limit on Distributed Resources | 0 | 0 | 0 | 0 | 0 | 9196848 | 9171720 | 9171720 | 9171720 | 9196848 | 9171720 | 9171720 | 9171720 | 9196848 | 9171720 | 9171720 | 9171720 | 9196848 | 9171720 | 9171720 | 9171720 | 9196848 | 9171720 | 9171720
Option 2D SG | DNSP Thermal Limit on Distributed Resources NQ Area1 | DNSP Thermal Limit on Distributed Resources | 0 | 0 | 0 | 0 | 0 | 16961904 | 16915560 | 16915560 | 16915560 | 16961904 | 16915560 | 16915560 | 16915560 | 16961904 | 16915560 | 16915560 | 16915560 | 16961904 | 16915560 | 16915560 | 16915560 | 16961904 | 16915560 | 16915560
Option 2D SG | DNSP Thermal Limit on Distributed Resources NSA Area1 | DNSP Thermal Limit on Distributed Resources | 0 | 0 | 0 | 0 | 0 | 3048048 | 3039720 | 3039720 | 3039720 | 3048048 | 3039720 | 3039720 | 3039720 | 3048048 | 3039720 | 3039720 | 3039720 | 3048048 | 3039720 | 3039720 | 3039720 | 3048048 | 3039720 | 3039720
Option 2D SG | DNSP Thermal Limit on Distributed Resources SESA Area1 | DNSP Thermal Limit on Distributed Resources | 0 | 0 | 0 | 0 | 0 | 4488624 | 4476360 | 4476360 | 4476360 | 4488624 | 4476360 | 4476360 | 4476360 | 4488624 | 4476360 | 4476360 | 4476360 | 4488624 | 4476360 | 4476360 | 4476360 | 4488624 | 4476360 | 4476360
Option 2D SG | DNSP Thermal Limit on Distributed Resources SEV Area1 | DNSP Thermal Limit on Distributed Resources | 0 | 0 | 0 | 0 | 0 | 7211664 | 7191960 | 7191960 | 7191960 | 7211664 | 7191960 | 7191960 | 7191960 | 7211664 | 7191960 | 7191960 | 7191960 | 7211664 | 7191960 | 7191960 | 7191960 | 7211664 | 7191960 | 7191960
Option 2D SG | DNSP Thermal Limit on Distributed Resources SNSW Area1 | DNSP Thermal Limit on Distributed Resources | 0 | 0 | 0 | 0 | 0 | 7009632 | 6990480 | 6990480 | 6990480 | 7009632 | 6990480 | 6990480 | 6990480 | 7009632 | 6990480 | 6990480 | 6990480 | 7009632 | 6990480 | 6990480 | 6990480 | 7009632 | 6990480 | 6990480
Option 2D SG | DNSP Thermal Limit on Distributed Resources SNSW Area2 | DNSP Thermal Limit on Distributed Resources | 0 | 0 | 0 | 0 | 0 | 8081280 | 8059200 | 8059200 | 8059200 | 8081280 | 8059200 | 8059200 | 8059200 | 8081280 | 8059200 | 8059200 | 8059200 | 8081280 | 8059200 | 8059200 | 8059200 | 8081280 | 8059200 | 8059200
Option 2D SG | DNSP Thermal Limit on Distributed Resources SNW Area1 | DNSP Thermal Limit on Distributed Resources | 27366240 | 27441216 | 27366240 | 27366240 | 27366240 | 27441216 | 27366240 | 27366240 | 27366240 | 27441216 | 27366240 | 27366240 | 27366240 | 27441216 | 27366240 | 27366240 | 27366240 | 27441216 | 27366240 | 27366240 | 27366240 | 27441216 | 27366240 | 27366240
Option 2D SG | DNSP Thermal Limit on Distributed Resources SNW Area2 | DNSP Thermal Limit on Distributed Resources | 59734440 | 59898096 | 59734440 | 59734440 | 59734440 | 59898096 | 59734440 | 59734440 | 59734440 | 59898096 | 59734440 | 59734440 | 59734440 | 59898096 | 59734440 | 59734440 | 59734440 | 59898096 | 59734440 | 59734440 | 59734440 | 59898096 | 59734440 | 59734440
Option 2D SG | DNSP Thermal Limit on Distributed Resources SQ Area1 | DNSP Thermal Limit on Distributed Resources | 0 | 0 | 0 | 0 | 0 | 51158016 | 51018240 | 51018240 | 51018240 | 51158016 | 51018240 | 51018240 | 51018240 | 51158016 | 51018240 | 51018240 | 51018240 | 51158016 | 51018240 | 51018240 | 51018240 | 51158016 | 51018240 | 51018240
Option 2D SG | DNSP Thermal Limit on Distributed Resources TAS Area1 | DNSP Thermal Limit on Distributed Resources | 3468960 | 3478464 | 3468960 | 3468960 | 3468960 | 3478464 | 3468960 | 3468960 | 3468960 | 3478464 | 3468960 | 3468960 | 3468960 | 3478464 | 3468960 | 3468960 | 3468960 | 3478464 | 3468960 | 3468960 | 3468960 | 3478464 | 3468960 | 3468960
Option 2D SG | DNSP Thermal Limit on Distributed Resources WNV Area1 | DNSP Thermal Limit on Distributed Resources | 0 | 0 | 0 | 0 | 0 | 3469680 | 3460200 | 3460200 | 3460200 | 3469680 | 3460200 | 3460200 | 3460200 | 3469680 | 3460200 | 3460200 | 3460200 | 3469680 | 3460200 | 3460200 | 3460200 | 3469680 | 3460200 | 3460200
Option 2D SG | DNSP Thermal Limit on Distributed Resources WNV Area2 | DNSP Thermal Limit on Distributed Resources | 0 | 0 | 0 | 0 | 0 | 53441856 | 53295840 | 53295840 | 53295840 | 53441856 | 53295840 | 53295840 | 53295840 | 53441856 | 53295840 | 53295840 | 53295840 | 53441856 | 53295840 | 53295840 | 53295840 | 53441856 | 53295840 | 53295840
Option 2D SG | Daily H2 Limit NSW | H2 Infrastructure Limitations | 0 | 0 | 0 | 0 | 0 | 0 | 0 | 0 | 0 | 0 | 0 | 0 | 0 | 0 | 0 | 0 | 0 | 0 | 0 | 0 | 0 | 0 | 0 | 0
Option 2D SG | Daily H2 Limit QLD | H2 Infrastructure Limitations | 0 | 0 | 0 | 0 | 0 | 0 | 0 | 0 | 0 | 0 | 0 | 0 | 0 | 0 | 0 | 0 | 0 | 0 | 0 | 0 | 0 | 0 | 0 | 0
Option 2D SG | Daily H2 Limit SA | H2 Infrastructure Limitations | 0 | 0 | 0 | 0 | 0 | 0 | 0 | 0 | 0 | 0 | 0 | 0 | 0 | 0 | 0 | 0 | 0 | 0 | 0 | 0 | 0 | 0 | 0 | 0
Option 2D SG | Daily H2 Limit TAS | H2 Infrastructure Limitations | 0 | 0 | 0 | 0 | 0 | 0 | 0 | 0 | 0 | 0 | 0 | 0 | 0 | 0 | 0 | 0 | 0 | 0 | 0 | 0 | 0 | 0 | 0 | 0
Option 2D SG | Daily H2 Limit VIC | H2 Infrastructure Limitations | 0 | 0 | 0 | 0 | 0 | 0 | 0 | 0 | 0 | 0 | 0 | 0 | 0 | 0 | 0 | 0 | 0 | 0 | 0 | 0 | 0 | 0 | 0 | 0
Option 2D SG | ExportGroup_CNSW1 | Group Network Export Constraints | 7139400 | 7158960 | 7139400 | 7139400 | 7139400 | 7158960 | 7139400 | 7139400 | 7139400 | 7158960 | 7139400 | 7139400 | 7139400 | 7158960 | 7139400 | 7139400 | 7139400 | 7158960 | 7139400 | 7139400 | 7139400 | 7158960 | 7139400 | 7139400
Option 2D SG | ExportGroup_CQ1 | Group Network Export Constraints | 16792320 | 16833120 | 16792320 | 16792320 | 16792320 | 16833120 | 16792320 | 16792320 | 16792320 | 16833120 | 16792320 | 16792320 | 16792320 | 16833120 | 16792320 | 16792320 | 16792320 | 16833120 | 16792320 | 16792320 | 16792320 | 16833120 | 16792320 | 16792320
Option 2D SG | ExportGroup_MN1 | Group Network Export Constraints | 15460080 | 15499200 | 15460080 | 15460080 | 15460080 | 15499200 | 15460080 | 15460080 | 15460080 | 15499200 | 15460080 | 15460080 | 15460080 | 15499200 | 15460080 | 15460080 | 15460080 | 15499200 | 15460080 | 15460080 | 15460080 | 15499200 | 15460080 | 15460080
Option 2D SG | ExportGroup_NET1 | Group Network Export Constraints | 14016000 | 14054400 | 14016000 | 14016000 | 14016000 | 14054400 | 14016000 | 14016000 | 14016000 | 14054400 | 14016000 | 14016000 | 14016000 | 14054400 | 14016000 | 14016000 | 14016000 | 14054400 | 14016000 | 14016000 | 14016000 | 14054400 | 14016000 | 14016000
Option 2D SG | ExportGroup_NQ1 | Group Network Export Constraints | 22380480 | 22438560 | 22380480 | 22380480 | 22380480 | 22438560 | 22380480 | 22380480 | 22380480 | 22438560 | 22380480 | 22380480 | 22380480 | 22438560 | 22380480 | 22380480 | 22380480 | 22438560 | 22380480 | 22380480 | 22380480 | 22438560 | 22380480 | 22380480
Option 2D SG | ExportGroup_NSA1 | Group Network Export Constraints | 5124600 | 5138640 | 5124600 | 5124600 | 5124600 | 5138640 | 5124600 | 5124600 | 5124600 | 5138640 | 5124600 | 5124600 | 5124600 | 5138640 | 5124600 | 5124600 | 5124600 | 5138640 | 5124600 | 5124600 | 5124600 | 5138640 | 5124600 | 5124600
Option 2D SG | ExportGroup_SEVIC1 | Group Network Export Constraints | 0 | 0 | 0 | 0 | 0 | 36892800 | 36792000 | 36792000 | 36792000 | 36892800 | 36792000 | 36792000 | 36792000 | 36892800 | 36792000 | 36792000 | 36792000 | 36892800 | 36792000 | 36792000 | 36792000 | 36892800 | 36792000 | 36792000
Option 2D SG | ExportGroup_SQ1 | Group Network Export Constraints | 12264000 | 12297600 | 12264000 | 12264000 | 12264000 | 12297600 | 12264000 | 12264000 | 12264000 | 12297600 | 12264000 | 12264000 | 12264000 | 12297600 | 12264000 | 12264000 | 12264000 | 12297600 | 12264000 | 12264000 | 12264000 | 12297600 | 12264000 | 12264000
Option 2D SG | ExportGroup_SWNSW1 | Group Network Export Constraints | 10512000 | 10540800 | 10512000 | 10512000 | 10512000 | 10540800 | 10512000 | 10512000 | 10512000 | 10540800 | 10512000 | 10512000 | 10512000 | 10540800 | 10512000 | 10512000 | 10512000 | 10540800 | 10512000 | 10512000 | 10512000 | 10540800 | 10512000 | 10512000
Option 2D SG | ExportGroup_SWNSW2 | Group Network Export Constraints | 0 | 0 | 0 | 0 | 0 | 22598400 | 38544000 | 38544000 | 38544000 | 38649600 | 38544000 | 38544000 | 38544000 | 38649600 | 38544000 | 38544000 | 38544000 | 38649600 | 38544000 | 38544000 | 38544000 | 38649600 | 38544000 | 38544000
Option 2D SG | ExportGroup_SWQLD1 | Group Network Export Constraints | 26280000 | 26352000 | 26280000 | 26280000 | 26280000 | 26352000 | 26280000 | 26280000 | 26280000 | 26352000 | 26280000 | 26280000 | 26280000 | 26352000 | 26280000 | 26280000 | 26280000 | 26352000 | 26280000 | 26280000 | 26280000 | 26352000 | 26280000 | 26280000
Option 2D SG | ExportGroup_SWV1 | Group Network Export Constraints | 21856200 | 21916080 | 21856200 | 21856200 | 21856200 | 21916080 | 21856200 | 21856200 | 21856200 | 21916080 | 21856200 | 21856200 | 21856200 | 21916080 | 21856200 | 21856200 | 21856200 | 21916080 | 21856200 | 21856200 | 21856200 | 21916080 | 21856200 | 21856200
Option 2D SG | ExportGroup_WNV1 | Group Network Export Constraints | 23802480 | 23851440 | 23802480 | 23802480 | 23802480 | 10851480 | 23802480 | 23802480 | 23802480 | 23851440 | 23802480 | 23802480 | 23802480 | 23851440 | 23802480 | 23802480 | 23802480 | 23851440 | 23802480 | 23802480 | 23802480 | 23851440 | 23802480 | 23802480
Option 2D SG | ExportGroup_WV1 | Group Network Export Constraints | 7860000 | 7878720 | 7860000 | 7860000 | 7860000 | 7878720 | 7860000 | 7860000 | 7860000 | 7878720 | 7860000 | 7860000 | 7860000 | 7878720 | 7860000 | 7860000 | 7860000 | 7878720 | 7860000 | 7860000 | 7860000 | 7878720 | 7860000 | 7860000
Option 2D SG | ExportLimit_DN2_Yass | Distribution REZ Export Constraints | 0 | 0 | 0 | 0 | 0 | 0 | 0 | 0 | 0 | 0 | 0 | 0 | 0 | 0 | 0 | 0 | 0 | 0 | 0 | 0 | 0 | 0 | 0 | 0
Option 2D SG | ExportLimit_DN3_Marulan | Distribution REZ Export Constraints | 0 | 0 | 0 | 0 | 0 | 0 | 0 | 0 | 0 | 0 | 0 | 0 | 0 | 0 | 0 | 0 | 0 | 0 | 0 | 0 | 0 | 0 | 0 | 0
Option 2D SG | ExportLimit_N10_Hunter Coast | REZ Network Export Constraints | 49494000 | 49629600 | 49494000 | 49494000 | 49494000 | 49629600 | 49494000 | 49494000 | 49494000 | 49629600 | 49494000 | 49494000 | 49494000 | 49629600 | 49494000 | 49494000 | 49494000 | 49629600 | 49494000 | 49494000 | 49494000 | 49629600 | 49494000 | 49494000
Option 2D SG | ExportLimit_N11_Illawarra Coast | REZ Network Export Constraints | 8760000 | 8784000 | 8760000 | 8760000 | 8760000 | 8784000 | 8760000 | 8760000 | 8760000 | 8784000 | 8760000 | 8760000 | 8760000 | 8784000 | 8760000 | 8760000 | 8760000 | 8784000 | 8760000 | 8760000 | 8760000 | 8784000 | 8760000 | 8760000
Option 2D SG | ExportLimit_N12_Illawarra | REZ Network Export Constraints | 8760000 | 8784000 | 8760000 | 8760000 | 8760000 | 8784000 | 8760000 | 8760000 | 8760000 | 8784000 | 8760000 | 8760000 | 8760000 | 8784000 | 8760000 | 8760000 | 8760000 | 8784000 | 8760000 | 8760000 | 8760000 | 8784000 | 8760000 | 8760000
Option 2D SG | ExportLimit_N13_South Cobar | REZ Network Export Constraints | 995328 | 997872 | 995328 | 995328 | 995328 | 997872 | 995328 | 995328 | 995328 | 997872 | 995328 | 995328 | 995328 | 997872 | 995328 | 995328 | 995328 | 997872 | 995328 | 995328 | 995328 | 997872 | 995328 | 995328
Option 2D SG | ExportLimit_N1_North West NSW | REZ Network Export Constraints | 1497960 | 1502064 | 1497960 | 1497960 | 1497960 | 1502064 | 1497960 | 1497960 | 1497960 | 1502064 | 1497960 | 1497960 | 1497960 | 1502064 | 1497960 | 1497960 | 1497960 | 1502064 | 1497960 | 1497960 | 1497960 | 1502064 | 1497960 | 1497960
Option 2D SG | ExportLimit_N2_New England | REZ Network Export Constraints | 5054520 | 5068368 | 5054520 | 5054520 | 5054520 | 5068368 | 5054520 | 5054520 | 5054520 | 5068368 | 5054520 | 5054520 | 5054520 | 5068368 | 5054520 | 5054520 | 5054520 | 5068368 | 5054520 | 5054520 | 5054520 | 5068368 | 5054520 | 5054520
Option 2D SG | ExportLimit_N3_Central-West Orana | REZ Network Export Constraints | 7884000 | 7905600 | 7884000 | 7884000 | 7884000 | 7905600 | 7884000 | 7884000 | 7884000 | 7905600 | 7884000 | 7884000 | 7884000 | 7905600 | 7884000 | 7884000 | 7884000 | 7905600 | 7884000 | 7884000 | 7884000 | 7905600 | 7884000 | 7884000
Option 2D SG | ExportLimit_N4_Broken Hill | REZ Network Export Constraints | 2190000 | 2196000 | 2190000 | 2190000 | 2190000 | 2196000 | 2190000 | 2190000 | 2190000 | 2196000 | 2190000 | 2190000 | 2190000 | 2196000 | 2190000 | 2190000 | 2190000 | 2196000 | 2190000 | 2190000 | 2190000 | 2196000 | 2190000 | 2190000
Option 2D SG | ExportLimit_N5_South West NSW | REZ Network Export Constraints | 3942000 | 3952800 | 3942000 | 3942000 | 3942000 | 3952800 | 3942000 | 3942000 | 3942000 | 3952800 | 3942000 | 3942000 | 3942000 | 3952800 | 3942000 | 3942000 | 3942000 | 3952800 | 3942000 | 3942000 | 3942000 | 3952800 | 3942000 | 3942000
Option 2D SG | ExportLimit_N6_Wagga Wagga | REZ Network Export Constraints | 9636000 | 9662400 | 9636000 | 9636000 | 9636000 | 9662400 | 9636000 | 9636000 | 9636000 | 9662400 | 9636000 | 9636000 | 9636000 | 9662400 | 9636000 | 9636000 | 9636000 | 9662400 | 9636000 | 9636000 | 9636000 | 9662400 | 9636000 | 9636000
Option 2D SG | ExportLimit_N7_Tumut | REZ Network Export Constraints | 0 | 0 | 0 | 0 | 0 | 0 | 0 | 0 | 0 | 0 | 0 | 0 | 0 | 0 | 0 | 0 | 0 | 0 | 0 | 0 | 0 | 0 | 0 | 0
Option 2D SG | ExportLimit_N8_Cooma-Monaro | REZ Network Export Constraints | 3066000 | 3074400 | 3066000 | 3066000 | 3066000 | 3074400 | 3066000 | 3066000 | 3066000 | 3074400 | 3066000 | 3066000 | 3066000 | 3074400 | 3066000 | 3066000 | 3066000 | 3074400 | 3066000 | 3066000 | 3066000 | 3074400 | 3066000 | 3066000
Option 2D SG | ExportLimit_N9_Hunter-Central Coast | REZ Network Export Constraints | 3504000 | 3513600 | 3504000 | 3504000 | 3504000 | 3513600 | 3504000 | 3504000 | 3504000 | 3513600 | 3504000 | 3504000 | 3504000 | 3513600 | 3504000 | 3504000 | 3504000 | 3513600 | 3504000 | 3504000 | 3504000 | 3513600 | 3504000 | 3504000
Option 2D SG | ExportLimit_Q1_Far North Qld | REZ Network Export Constraints | 6570000 | 6588000 | 6570000 | 6570000 | 6570000 | 6588000 | 6570000 | 6570000 | 6570000 | 6588000 | 6570000 | 6570000 | 6570000 | 6588000 | 6570000 | 6570000 | 6570000 | 6588000 | 6570000 | 6570000 | 6570000 | 6588000 | 6570000 | 6570000
Option 2D SG | ExportLimit_Q2_North Qld Clean Energy Hub | REZ Network Export Constraints | 6132000 | 6148800 | 6132000 | 6132000 | 6132000 | 6148800 | 6132000 | 6132000 | 6132000 | 6148800 | 6132000 | 6132000 | 6132000 | 6148800 | 6132000 | 6132000 | 6132000 | 6148800 | 6132000 | 6132000 | 6132000 | 6148800 | 6132000 | 6132000
Option 2D SG | ExportLimit_Q5_Barcaldine | REZ Network Export Constraints | 744600 | 746640 | 744600 | 744600 | 744600 | 746640 | 744600 | 744600 | 744600 | 746640 | 744600 | 744600 | 744600 | 746640 | 744600 | 744600 | 744600 | 746640 | 744600 | 744600 | 744600 | 746640 | 744600 | 744600
Option 2D SG | ExportLimit_Q9_Banana | REZ Network Export Constraints | 1314000 | 1317600 | 1314000 | 1314000 | 1314000 | 1317600 | 1314000 | 1314000 | 1314000 | 1317600 | 1314000 | 1314000 | 1314000 | 1317600 | 1314000 | 1314000 | 1314000 | 1317600 | 1314000 | 1314000 | 1314000 | 1317600 | 1314000 | 1314000
Option 2D SG | ExportLimit_S2_Riverland | REZ Network Export Constraints | 1138800 | 1141920 | 1138800 | 1138800 | 1138800 | 1141920 | 1138800 | 1138800 | 1138800 | 1141920 | 1138800 | 1138800 | 1138800 | 1141920 | 1138800 | 1138800 | 1138800 | 1141920 | 1138800 | 1138800 | 1138800 | 1141920 | 1138800 | 1138800
Option 2D SG | ExportLimit_S4_Yorke Peninsula | REZ Network Export Constraints | 876000 | 878400 | 876000 | 876000 | 876000 | 878400 | 876000 | 876000 | 876000 | 878400 | 876000 | 876000 | 876000 | 878400 | 876000 | 876000 | 876000 | 878400 | 876000 | 876000 | 876000 | 878400 | 876000 | 876000
Option 2D SG | ExportLimit_S6_Roxby Downs | REZ Network Export Constraints | 4380000 | 4392000 | 4380000 | 4380000 | 4380000 | 4392000 | 4380000 | 4380000 | 4380000 | 4392000 | 4380000 | 4380000 | 4380000 | 4392000 | 4380000 | 4380000 | 4380000 | 4392000 | 4380000 | 4380000 | 4380000 | 4392000 | 4380000 | 4380000
Option 2D SG | ExportLimit_S7_Eastern Eyre Peninsula | REZ Network Export Constraints | 2628000 | 2635200 | 2628000 | 2628000 | 2628000 | 2635200 | 2628000 | 2628000 | 2628000 | 2635200 | 2628000 | 2628000 | 2628000 | 2635200 | 2628000 | 2628000 | 2628000 | 2635200 | 2628000 | 2628000 | 2628000 | 2635200 | 2628000 | 2628000
Option 2D SG | ExportLimit_S8_Western Eyre Peninsula | REZ Network Export Constraints | 0 | 0 | 0 | 0 | 0 | 0 | 0 | 0 | 0 | 0 | 0 | 0 | 0 | 0 | 0 | 0 | 0 | 0 | 0 | 0 | 0 | 0 | 0 | 0
Option 2D SG | ExportLimit_T1_North East Tasmania | REZ Network Export Constraints | 3504000 | 3513600 | 3504000 | 3504000 | 3504000 | 3513600 | 3504000 | 3504000 | 3504000 | 3513600 | 3504000 | 3504000 | 3504000 | 3513600 | 3504000 | 3504000 | 3504000 | 3513600 | 3504000 | 3504000 | 3504000 | 3513600 | 3504000 | 3504000
Option 2D SG | ExportLimit_T2_North West Tasmania | REZ Network Export Constraints | 1337520 | 1344168 | 1337520 | 1337520 | 1337520 | 1344168 | 1337520 | 1337520 | 1337520 | 1344168 | 1337520 | 1337520 | 1337520 | 1344168 | 1337520 | 1337520 | 1337520 | 1344168 | 1337520 | 1337520 | 1337520 | 1344168 | 1337520 | 1337520
Option 2D SG | ExportLimit_T3_Central Highlands | REZ Network Export Constraints | 7080120 | 7096968 | 7080120 | 7080120 | 7080120 | 7096968 | 7080120 | 7080120 | 7080120 | 7096968 | 7080120 | 7080120 | 7080120 | 7096968 | 7080120 | 7080120 | 7080120 | 7096968 | 7080120 | 7080120 | 7080120 | 7096968 | 7080120 | 7080120
Option 2D SG | ExportLimit_V1_North West VIC | REZ Network Export Constraints | 4932960 | 4943520 | 4932960 | 4932960 | 4932960 | 4943520 | 4932960 | 4932960 | 4932960 | 4943520 | 4932960 | 4932960 | 4932960 | 4943520 | 4932960 | 4932960 | 4932960 | 4943520 | 4932960 | 4932960 | 4932960 | 4943520 | 4932960 | 4932960
Option 2D SG | ExportLimit_V2_Central Highlands VIC | REZ Network Export Constraints | 6283200 | 6297600 | 6283200 | 6283200 | 6283200 | 6297600 | 6283200 | 6283200 | 6283200 | 6297600 | 6283200 | 6283200 | 6283200 | 6297600 | 6283200 | 6283200 | 6283200 | 6297600 | 6283200 | 6283200 | 6283200 | 6297600 | 6283200 | 6283200
Option 2D SG | ExportLimit_V7_Central North VIC | REZ Network Export Constraints | 9032400 | 9048000 | 9032400 | 9032400 | 9032400 | 9048000 | 9032400 | 9032400 | 9032400 | 9048000 | 9032400 | 9032400 | 9032400 | 9048000 | 9032400 | 9032400 | 9032400 | 9048000 | 9032400 | 9032400 | 9032400 | 9048000 | 9032400 | 9032400
Option 2D SG | ExportLimit_V8_Gippsland Offshore | REZ Network Export Constraints | 0 | 0 | 0 | 0 | 0 | 0 | 0 | 0 | 0 | 0 | 0 | 0 | 0 | 0 | 0 | 0 | 0 | 0 | 0 | 0 | 0 | 0 | 0 | 0
Option 2D SG | Gas Zone Daily Offtake Limit Colongra | Gas Infrastructure Limitations by Gas Zone | 14724.1 | 14764.44 | 14724.1 | 14724.1 | 14724.1 | 14764.44 | 14724.1 | 14724.1 | 14724.1 | 14764.44 | 14724.1 | 14724.1 | 14724.1 | 14764.44 | 14724.1 | 14724.1 | 14724.1 | 14764.44 | 14724.1 | 14724.1 | 14724.1 | 14764.44 | 14724.1 | 14724.1
Option 2D SG | Gas Zone Daily Offtake Limit Gippsland | Gas Infrastructure Limitations by Gas Zone | 263742.04 | 355488.14 | 305342.77 | 286950.1 | 281144.82 | 240333.84 | 242749.92 | 241663.94 | 220066.8 | 214266.7 | 204259.2 | 194557.67 | 185478.37 | 180238.37 | 195130.16 | 253184.85 | 265251.73 | 267153.98 | 297450.36 | 297450.36 | 297450.36 | 298334.94 | 297450.36 | 297450.36
Option 2D SG | Gas Zone Daily Offtake Limit Gladstone | Gas Infrastructure Limitations by Gas Zone | 9362.21 | 17742.19 | 26774.54 | 41458.25 | 56680.17 | 57855.87 | 58026.13 | 58056.51 | 58038.35 | 58060.12 | 57825.31 | 58147.93 | 58080.6 | 58141.28 | 57962.24 | 58156.11 | 58142.25 | 58174.72 | 58100.5 | 58100.5 | 58100.5 | 58251.86 | 58100.5 | 58100.5
Option 2D SG | Gas Zone Daily Offtake Limit Kurri Kurri | Gas Infrastructure Limitations by Gas Zone | 21900 | 21960 | 21900 | 21900 | 21900 | 21960 | 21900 | 21900 | 21900 | 21960 | 21900 | 21900 | 21900 | 21960 | 21900 | 21900 | 21900 | 21960 | 21900 | 21900 | 21900 | 21960 | 21900 | 21900
Option 2D SG | Gas Zone Daily Offtake Limit Laverton North | Gas Infrastructure Limitations by Gas Zone | 28935.7 | 29020.49 | 28564.83 | 29056.07 | 28354.44 | 29090.39 | 28782.91 | 28987.7 | 29060.19 | 28905.46 | 28395.52 | 28253.4 | 27311.42 | 27163.32 | 27563.49 | 27747.49 | 28786.11 | 28609.08 | 29080.66 | 29080.66 | 29080.66 | 29160.78 | 29080.66 | 29080.66
Option 2D SG | Gas Zone Daily Offtake Limit Melbourne | Gas Infrastructure Limitations by Gas Zone | 378609.16 | 474914.92 | 435424.73 | 421532.34 | 420506.32 | 385071.76 | 391393.04 | 393804.31 | 376378.98 | 374665.51 | 367868.1 | 383156.35 | 399424.43 | 397783.2 | 417746.11 | 477150.47 | 492522 | 499038.35 | 527866.41 | 527866.41 | 527866.41 | 529472.75 | 527866.41 | 527866.41
Option 2D SG | Gas Zone Daily Offtake Limit Moomba | Gas Infrastructure Limitations by Gas Zone | 251300.08 | 242723.42 | 234330.18 | 226584.46 | 219704.57 | 214906.76 | 239195.09 | 261517.5 | 253205.15 | 247971.09 | 242081.87 | 237631.99 | 234148.49 | 231919.8 | 229365.19 | 227048.1 | 225695.07 | 225131.67 | 223439.24 | 223439.24 | 223439.24 | 224072.66 | 223439.24 | 223439.24
Option 2D SG | Gas Zone Daily Offtake Limit NQGP | Gas Infrastructure Limitations by Gas Zone | 5651.93 | 5678.26 | 5830.68 | 46367.36 | 96700.4 | 109517.86 | 112490.43 | 112484.61 | 112273.2 | 112591.32 | 112455.3 | 112480.08 | 112276.8 | 112585.67 | 112489.45 | 107790.15 | 102802.81 | 103094.61 | 102688.43 | 102688.43 | 102688.43 | 102970.23 | 102688.43 | 102688.43
Option 2D SG | Gas Zone Daily Offtake Limit Newcastle | Gas Infrastructure Limitations by Gas Zone | 40150 | 40260 | 40150 | 40150 | 40150 | 40260 | 40150 | 40150 | 40150 | 40260 | 40150 | 40150 | 40150 | 40260 | 40150 | 40150 | 40150 | 40260 | 40150 | 40150 | 40150 | 40260 | 40150 | 40150
Option 2D SG | Gas Zone Daily Offtake Limit Northern | Gas Infrastructure Limitations by Gas Zone | 1506095.1 | 1505911.59 | 1505136.23 | 1555316.94 | 1588483.87 | 1535394.6 | 1448155.46 | 1380908.98 | 1329658.18 | 1271124.82 | 1240998.56 | 1250642.04 | 1256767.37 | 1229891.56 | 1166545.38 | 1106124.17 | 1039212.14 | 996872.81 | 980142.99 | 980142.99 | 980142.99 | 982831.65 | 980142.99 | 980142.99
Option 2D SG | Gas Zone Daily Offtake Limit Port Campbell | Gas Infrastructure Limitations by Gas Zone | 272830.36 | 272040.86 | 264461.57 | 257464.57 | 250747.91 | 242858.16 | 270680.25 | 300069.89 | 292212.66 | 288578.97 | 285502.72 | 418695.28 | 525048.92 | 495914.26 | 495520.02 | 494596.48 | 520901.29 | 550064.67 | 547375.95 | 547375.95 | 547375.95 | 548879.95 | 547375.95 | 547375.95
Option 2D SG | Gas Zone Daily Offtake Limit Southern | Gas Infrastructure Limitations by Gas Zone | 565631.12 | 659613.62 | 599995.32 | 574715.56 | 559714.44 | 509298.41 | 575335.65 | 625518.85 | 592810.2 | 585521.71 | 572137.9 | 692526.72 | 791764.61 | 761931.09 | 780534.42 | 838270.75 | 876625 | 913999.88 | 937267.53 | 937267.53 | 937267.53 | 940016.16 | 937267.53 | 937267.53
Option 2D SG | Gordon Min Gen | Hydro min release | 32.85 | 32.85 | 32.85 | 32.85 | 32.85 | 32.85 | 32.85 | 32.85 | 32.85 | 32.85 | 32.85 | 32.85 | 32.85 | 32.85 | 32.85 | 32.85 | 32.85 | 32.85 | 32.85 | 32.85 | 32.85 | 32.85 | 32.85 | 32.85
Option 2D SG | ImportGroup_N9_Hydrogen | Group Network Import Constraints | 8935200 | 8959680 | 8935200 | 8935200 | 8935200 | 8959680 | 8935200 | 8935200 | 8935200 | 8959680 | 8935200 | 8935200 | 8935200 | 8959680 | 8935200 | 8935200 | 8935200 | 8959680 | 8935200 | 8935200 | 8935200 | 8959680 | 8935200 | 8935200
Option 2D SG | ImportGroup_NSA1 | Group Network Import Constraints | 5168400 | 5182560 | 5168400 | 5168400 | 5168400 | 5182560 | 5168400 | 5168400 | 5168400 | 5182560 | 5168400 | 5168400 | 5168400 | 5182560 | 5168400 | 5168400 | 5168400 | 5182560 | 5168400 | 5168400 | 5168400 | 5182560 | 5168400 | 5168400
Option 2D SG | ImportGroup_Q1_Hydrogen | Group Network Import Constraints | 4292400 | 4304160 | 4292400 | 4292400 | 4292400 | 4304160 | 4292400 | 4292400 | 4292400 | 4304160 | 4292400 | 4292400 | 4292400 | 4304160 | 4292400 | 4292400 | 4292400 | 4304160 | 4292400 | 4292400 | 4292400 | 4304160 | 4292400 | 4292400
Option 2D SG | ImportGroup_Q4_Hydrogen | Group Network Import Constraints | 8409600 | 8432640 | 8409600 | 8409600 | 8409600 | 8432640 | 8409600 | 8409600 | 8409600 | 8432640 | 8409600 | 8409600 | 8409600 | 8432640 | 8409600 | 8409600 | 8409600 | 8432640 | 8409600 | 8409600 | 8409600 | 8432640 | 8409600 | 8409600
Option 2D SG | ImportGroup_Q7_Hydrogen | Group Network Import Constraints | 9198000 | 9223200 | 9198000 | 9198000 | 9198000 | 9223200 | 9198000 | 9198000 | 9198000 | 9223200 | 9198000 | 9198000 | 9198000 | 9223200 | 9198000 | 9198000 | 9198000 | 9223200 | 9198000 | 9198000 | 9198000 | 9223200 | 9198000 | 9198000
Option 2D SG | ImportLimit_N12_Illawarra | REZ Network Import Constraints | 8760000 | 8784000 | 8760000 | 8760000 | 8760000 | 8784000 | 8760000 | 8760000 | 8760000 | 8784000 | 8760000 | 8760000 | 8760000 | 8784000 | 8760000 | 8760000 | 8760000 | 8784000 | 8760000 | 8760000 | 8760000 | 8784000 | 8760000 | 8760000
Option 2D SG | ImportLimit_N1_North West NSW | REZ Network Import Constraints | 490560 | 491904 | 490560 | 490560 | 490560 | 491904 | 490560 | 490560 | 490560 | 491904 | 490560 | 490560 | 490560 | 491904 | 490560 | 490560 | 490560 | 491904 | 490560 | 490560 | 490560 | 491904 | 490560 | 490560
Option 2D SG | ImportLimit_N3_Central-West Orana | REZ Network Import Constraints | 7884000 | 7905600 | 7884000 | 7884000 | 7884000 | 7905600 | 7884000 | 7884000 | 7884000 | 7905600 | 7884000 | 7884000 | 7884000 | 7905600 | 7884000 | 7884000 | 7884000 | 7905600 | 7884000 | 7884000 | 7884000 | 7905600 | 7884000 | 7884000
Option 2D SG | ImportLimit_N8_Cooma-Monaro | REZ Network Import Constraints | 1182600 | 1185840 | 1182600 | 1182600 | 1182600 | 1185840 | 1182600 | 1182600 | 1182600 | 1185840 | 1182600 | 1182600 | 1182600 | 1185840 | 1182600 | 1182600 | 1182600 | 1185840 | 1182600 | 1182600 | 1182600 | 1185840 | 1182600 | 1182600
Option 2D SG | ImportLimit_Q1_Far North Qld | REZ Network Import Constraints | 805920 | 808128 | 805920 | 805920 | 805920 | 808128 | 805920 | 805920 | 805920 | 808128 | 805920 | 805920 | 805920 | 808128 | 805920 | 805920 | 805920 | 808128 | 805920 | 805920 | 805920 | 808128 | 805920 | 805920
Option 2D SG | ImportLimit_S3_Mid-North SA | REZ Network Import Constraints | 3924480 | 3935232 | 3924480 | 3924480 | 3924480 | 3935232 | 3924480 | 3924480 | 3924480 | 3935232 | 3924480 | 3924480 | 3924480 | 3935232 | 3924480 | 3924480 | 3924480 | 3935232 | 3924480 | 3924480 | 3924480 | 3935232 | 3924480 | 3924480
Option 2D SG | ImportLimit_S7_Eastern Eyre Peninsula | REZ Network Import Constraints | 1322760 | 1326384 | 1322760 | 1322760 | 1322760 | 1326384 | 1322760 | 1322760 | 1322760 | 1326384 | 1322760 | 1322760 | 1322760 | 1326384 | 1322760 | 1322760 | 1322760 | 1326384 | 1322760 | 1322760 | 1322760 | 1326384 | 1322760 | 1322760
Option 2D SG | ImportLimit_T1_North East Tasmania | REZ Network Import Constraints | 3942000 | 3952800 | 3942000 | 3942000 | 3942000 | 3952800 | 3942000 | 3942000 | 3942000 | 3952800 | 3942000 | 3942000 | 3942000 | 3952800 | 3942000 | 3942000 | 3942000 | 3952800 | 3942000 | 3942000 | 3942000 | 3952800 | 3942000 | 3942000
Option 2D SG | ImportLimit_T3_Central Highlands | REZ Network Import Constraints | 4818000 | 4831200 | 4818000 | 4818000 | 4818000 | 4831200 | 4818000 | 4818000 | 4818000 | 4831200 | 4818000 | 4818000 | 4818000 | 4831200 | 4818000 | 4818000 | 4818000 | 4831200 | 4818000 | 4818000 | 4818000 | 4831200 | 4818000 | 4818000
Option 2D SG | ImportLimit_V1_North West VIC | REZ Network Import Constraints | 3241200 | 3250080 | 3241200 | 3241200 | 3241200 | 3250080 | 3241200 | 3241200 | 3241200 | 3250080 | 3241200 | 3241200 | 3241200 | 3250080 | 3241200 | 3241200 | 3241200 | 3250080 | 3241200 | 3241200 | 3241200 | 3250080 | 3241200 | 3241200
Option 2D SG | ImportLimit_V5_South West VIC | REZ Network Import Constraints | 27856800 | 27933120 | 27856800 | 27856800 | 27856800 | 27933120 | 27856800 | 27856800 | 27856800 | 27933120 | 27856800 | 27856800 | 27856800 | 27933120 | 27856800 | 27856800 | 27856800 | 27933120 | 27856800 | 27856800 | 27856800 | 27933120 | 27856800 | 27856800
Option 2D SG | ImportLimit_V7_Central North VIC | REZ Network Import Constraints | 4380000 | 4392000 | 4380000 | 4380000 | 4380000 | 4392000 | 4380000 | 4380000 | 4380000 | 4392000 | 4380000 | 4380000 | 4380000 | 4392000 | 4380000 | 4380000 | 4380000 | 4392000 | 4380000 | 4380000 | 4380000 | 4392000 | 4380000 | 4380000
Option 2D SG | Kareeya Min Gen | Hydro min release | 10.95 | 10.95 | 10.95 | 10.95 | 10.95 | 10.95 | 10.95 | 10.95 | 10.95 | 10.95 | 10.95 | 10.95 | 10.95 | 10.95 | 10.95 | 10.95 | 10.95 | 10.95 | 10.95 | 10.95 | 10.95 | 10.95 | 10.95 | 10.95
Option 2D SG | Liapootah Min Gen | Hydro min release | 43.8 | 43.8 | 43.8 | 43.8 | 43.8 | 43.8 | 43.8 | 43.8 | 43.8 | 43.8 | 43.8 | 43.8 | 43.8 | 43.8 | 43.8 | 43.8 | 43.8 | 43.8 | 43.8 | 43.8 | 43.8 | 43.8 | 43.8 | 43.8
Option 2D SG | N >> 11-0_17-0 | NetworkConstraints | 35222483.935 | 38958262.33 | 37404505.905 | 37277632.305 | 31559987.475 | 31860572.925 | 31926869.585 | 31610012.965 | 31730370.41 | 31946659.725 | 31943978.02 | 32040116.09 | 32251036.605 | 32488337.435 | 32471575.71 | 32641462.785 | 32618307.74 | 32916488.095 | 33154232.675 | 33349954.905 | 33463504.145 | 33732314.335 | 33778745.945 | 34034668.39
Option 2D SG | N >> 12-0_14-0_R | NetworkConstraints | 57286743.64 | 57335124.245 | 53750278.24 | 57649036.075 | 59691571.62 | 61026890.16 | 61657430.82 | 62355129.15 | 62953667.545 | 63767846.91 | 64011821.07 | 64492441.12 | 65540531.155 | 66466687.37 | 66638515.72 | 67479677.615 | 67363597.025 | 68590993.365 | 70026437.42 | 70997108.18 | 71564706.935 | 72645249.015 | 73131727.365 | 74402865.415
Option 2D SG | N >> 12-0_39-1_R | NetworkConstraints | 64574065.7 | 64788995.275 | 60206282.99 | 61717022.31 | 62798010.52 | 64250487.025 | 64944468.59 | 65446784.265 | 66093104.295 | 66967359.205 | 67235727.515 | 67754717.31 | 68886476.91 | 69881654.65 | 70072116.365 | 70980424.61 | 70855078.65 | 72175541.585 | 73730497.785 | 74778655.845 | 75391568.97 | 76553455.1 | 77083685.89 | 78456299.225
Option 2D SG | N >> 16-0_8-0_R | NetworkConstraints | 34495360.54 | 44283840.775 | 43464462.355 | 43632555.36 | 38212007.545 | 38311453.805 | 38214872.8 | 37729711.115 | 37734182.405 | 37838088.415 | 37742092.005 | 37745681.51 | 37753511.11 | 37858244.695 | 37761711.64 | 37768000.205 | 37767129.81 | 37874119.37 | 37787017.31 | 37794269.67 | 37798507.98 | 37904394.875 | 37810215.26 | 37819709.815
Option 2D SG | N >> 17-0_11-0 | NetworkConstraints | 36381387.23 | 41189569.415 | 39374554.005 | 38675084.315 | 31692548.435 | 31945904.665 | 31980099.855 | 31375923.01 | 31467542.38 | 31652070.005 | 31630369.275 | 31703413.825 | 31864017.385 | 32064132.125 | 32031828.91 | 32161351.77 | 32143777.555 | 32390316.96 | 32551866.235 | 32700999.945 | 32787277.285 | 33011504.75 | 33027283.83 | 33222184.11
Option 2D SG | N >> 18-0_5-0 | NetworkConstraints | 0 | 0 | 0 | 6443138.6435 | 9825536.372 | 9839284.346 | 9801010.8595 | 9867877.583 | 9848569.1455 | 9852065.205 | 9813577.9555 | 9798596.905 | 9764617.448 | 9766058.025 | 9729456.4955 | 9701553.853 | 9705109.5595 | 9696513.192 | 9618735.355 | 9586871.9035 | 9569167.704 | 9565149.3955 | 9518475.51 | 9477148.3475
Option 2D SG | N >> 18-0_5-0_R | NetworkConstraints | 13214083.31 | 12451947.41 | 12170486.01 | 4181273.715 | 0 | 0 | 0 | 0 | 0 | 0 | 0 | 0 | 0 | 0 | 0 | 0 | 0 | 0 | 0 | 0 | 0 | 0 | 0 | 0
Option 2D SG | N >> 31-0_32-0 | NetworkConstraints | 73085913.66 | 81816752.22 | 79608335.225 | 89299131.905 | 84929758.22 | 85858849.115 | 86101439.99 | 86126960.08 | 86470489.365 | 87071773.205 | 87077525.48 | 87353603.355 | 87955070.335 | 88621159.4 | 88585352.525 | 89067885.355 | 89001098.11 | 89840048.29 | 90529099.635 | 91085985.88 | 91411993.7 | 92166471.06 | 92311350.385 | 93040731.725
Option 2D SG | N >> 32-0_31-0 | NetworkConstraints | 64042226.635 | 64963406.345 | 62578287.87 | 69922899.115 | 73898793.035 | 74826695.265 | 75109645.94 | 75120358.56 | 75475085.22 | 76063878.015 | 76101915.085 | 76386989.11 | 77008061.79 | 77663764.235 | 77658889.815 | 78157156.43 | 78088194.865 | 78922392.98 | 79666018.69 | 80241063.365 | 80577695.24 | 81324671.005 | 81506367.73 | 82259534.495
Option 2D SG | N >> 39-1_11-0 | NetworkConstraints | 49291175.355 | 57079766.865 | 54297362.53 | 55192924.07 | 51715081.275 | 52482385.41 | 52773110.635 | 52819795.46 | 53156165.15 | 53662570.13 | 53751107.24 | 54021039.43 | 54610105.28 | 55178938.6 | 55227072.895 | 55700040.23 | 55634866.17 | 56373093.54 | 57131497.37 | 57677177.52 | 57995964.365 | 58651714.235 | 58876651.84 | 59591116.635
Option 2D SG | N >> 39-1_16-0 | NetworkConstraints | 49088732.045 | 56995000.315 | 54293081.115 | 55218248.02 | 51117276.45 | 51840758.415 | 52104308.025 | 52093897.16 | 52406809.9 | 52885597.145 | 52960140.425 | 53211325.28 | 53759288.125 | 54296375.225 | 54333269.66 | 54773144.17 | 54712487.03 | 55407110.055 | 56104680.6 | 56612228.11 | 56908872.09 | 57526744.77 | 57728125.365 | 58392720.125
Option 2D SG | N >> 39-1_17-0 | NetworkConstraints | 48529996.68 | 56256889.585 | 53355194.3 | 54293984.98 | 50982232.455 | 51716854.62 | 51988590.51 | 51862720.83 | 52179715.24 | 52662525.065 | 52740392.775 | 52994772.54 | 53549907.785 | 54091540.195 | 54131335.14 | 54577062.745 | 54515644.66 | 55216915.045 | 55926069.28 | 56440320.635 | 56740740.325 | 57364286.275 | 57570699.01 | 58244011.415
Option 2D SG | N >> 39-1_3W-0 | NetworkConstraints | 51997430.78 | 60558349.685 | 57712985.53 | 58635253.11 | 54054103.82 | 54830130.655 | 55115300.395 | 55135389.715 | 55469597.855 | 55979982.835 | 56060806.95 | 56328949.16 | 56914246.18 | 57486493.53 | 57527221.93 | 57997230.205 | 57932494.68 | 58673081.52 | 59419555.09 | 59961785.91 | 60278459.78 | 60937115.905 | 61153502.375 | 61863408.53
Option 2D SG | N >> 39-1_5A6-0 | NetworkConstraints | 50099205.005 | 58141576.385 | 55436881.66 | 56017829.44 | 51462409.5 | 52200027.245 | 52470609.205 | 52501644.405 | 52819253.815 | 53304013.37 | 53380749.975 | 53635788.105 | 54191948.735 | 54736136.685 | 54774586.905 | 55220938.13 | 55159343.725 | 55863377.225 | 56572363.355 | 57087440.39 | 57388634.33 | 58014745.395 | 58220160.225 | 58894680.91
Option 2D SG | N >> 39-1_8-0 | NetworkConstraints | 49205909.675 | 57145034.44 | 54466812.945 | 55391395.79 | 51260933.105 | 51985123.5 | 52248472.225 | 52253276.005 | 52566507.115 | 53046036.105 | 53120381.635 | 53371832.215 | 53920347.715 | 54458267.62 | 54494917.07 | 54935222.655 | 54874499.68 | 55570109.01 | 56268096.79 | 56776148.11 | 57073105.555 | 57691883.185 | 57893187.48 | 58558449.57
Option 2D SG | N >> 39-1_NIL | NetworkConstraints | 49979899.19 | 50121892.48 | 47295513.73 | 47995538.845 | 51817939 | 52593805.085 | 52890808 | 52928083.975 | 53266070.035 | 53773105.59 | 53863731.05 | 54135046.6 | 54726914.935 | 55296933.87 | 55346890.29 | 55822004.725 | 55756486.225 | 56496661.155 | 57260230.86 | 57808442.625 | 58128860.745 | 58786135.32 | 59013757.13 | 59731602.705
Option 2D SG | N >> 5A5_5P1 | NetworkConstraints | 0 | 0 | 25524596.415 | 46350070.155 | 47902527.685 | 48021857.715 | 47887056.975 | 47913214.25 | 47915112.365 | 48046890.46 | 47918236.22 | 47919895.515 | 47923178.36 | 48055732.545 | 47926729.87 | 47929188.415 | 47928782.315 | 48062195.725 | 47937122.75 | 47940057.79 | 47942018.485 | 48074940.875 | 47946948.355 | 47950902.835
Option 2D SG | N >> 5H5_5H6 | NetworkConstraints | 0 | 0 | 0 | 62665198.1 | 94211136.2 | 94609297.85 | 94446842.45 | 94080293.7 | 94147550.9 | 94477140.2 | 94265932.05 | 94320291.95 | 94437944.65 | 94781077.65 | 94561490.05 | 94655549.9 | 94642319.05 | 95019154.45 | 94941139.25 | 95049852.05 | 95114024.1 | 95474171.95 | 95290036.05 | 95432621
Option 2D SG | N >> 5P1_5A5 | NetworkConstraints | 0 | 0 | 56317690.6 | 107219524.45 | 113780790.8 | 113966039.3 | 113570859.45 | 113618887.1 | 113561793.3 | 113812327.95 | 113461470.7 | 113415269.55 | 113315400.05 | 113554135.2 | 113210483.35 | 113130801.55 | 113141967.1 | 113352223.85 | 112888212.55 | 112795998.85 | 112741431.2 | 112965755.95 | 112592063.5 | 112471007.05
Option 2D SG | N >> 5P1_5P2 | NetworkConstraints | 0 | 0 | 39729686.59 | 75952566.545 | 76831192.985 | 76924090.82 | 76630086.445 | 76679324.245 | 76609354.9 | 76745184.4 | 76486539.815 | 76429850.735 | 76307485.125 | 76428629.22 | 76178871.87 | 76081337.115 | 76095035.71 | 76181340.705 | 75784130.88 | 75671201.095 | 75604245.665 | 75707795.245 | 75421217.955 | 75272906.57
Option 2D SG | N >> 76-0_77-0_R | NetworkConstraints | 49553630.055 | 51795166.75 | 50254916.64 | 52820009.855 | 53284048.91 | 53732984.39 | 53792138.63 | 53566964.875 | 53691400.52 | 53965544.33 | 53910676.52 | 54011040.52 | 54228793.165 | 54527516.685 | 54457281.46 | 54631520.65 | 54607215.65 | 54968310.935 | 55160401.555 | 55361738.555 | 55480251.98 | 55810664.51 | 55805918.705 | 56069910.265
Option 2D SG | N >> 8-0_16-0_R | NetworkConstraints | 33971383.865 | 45380398.155 | 44676199.06 | 44939961.145 | 37990521.595 | 38079207.855 | 37976324.02 | 37543358.665 | 37543554.05 | 37642219.4 | 37543841.57 | 37544036.335 | 37544365.4 | 37643171.41 | 37544740.805 | 37544964.53 | 37544908.48 | 37643795.75 | 37545735.305 | 37546013.06 | 37546239.685 | 37645061.205 | 37546742.45 | 37547131.41
Option 2D SG | N >> 81-0_82-0 | NetworkConstraints | 51855729.28 | 71467929.74 | 30127422.65 | 0 | 0 | 0 | 0 | 0 | 0 | 0 | 0 | 0 | 0 | 0 | 0 | 0 | 0 | 0 | 0 | 0 | 0 | 0 | 0 | 0
Option 2D SG | N >> 81_82-0 | NetworkConstraints | 0 | 0 | 42067254.93 | 101510879.075 | 84219459.6 | 84441976.37 | 84213614.285 | 84003655.94 | 83988161.635 | 84194344.825 | 83960665.89 | 83948356.875 | 83921169.185 | 84124664.94 | 83892792.995 | 83870935.53 | 83873785.885 | 84069539.26 | 83804583.77 | 83779336.945 | 83764760.795 | 83964124.195 | 83724201.06 | 83691163.67
Option 2D SG | N >> 82-0_81 | NetworkConstraints | 0 | 0 | 42839572.29 | 100077292.625 | 90128512.73 | 90348556.57 | 90092972.805 | 89929912.85 | 89907927.465 | 90122833.36 | 89868971.605 | 89851432.19 | 89812883.475 | 90023845.735 | 89772586.005 | 89741623.3 | 89745739.645 | 89945698.545 | 89647668.325 | 89611902.155 | 89591152.3 | 89796326.26 | 89533597.315 | 89486779.05
Option 2D SG | N >> 82-0_81-0 | NetworkConstraints | 58062087.84 | 73483611.295 | 30639242.575 | 0 | 0 | 0 | 0 | 0 | 0 | 0 | 0 | 0 | 0 | 0 | 0 | 0 | 0 | 0 | 0 | 0 | 0 | 0 | 0 | 0
Option 2D SG | N >> 93-0_90-0_R | NetworkConstraints | 38360826.04 | 38776944.98 | 37232316.09 | 32790426.43 | 30670914.57 | 30953243.92 | 31006454.355 | 30732871.69 | 30823076.57 | 31001357.52 | 30982519.84 | 31054984.595 | 31212927.455 | 31408141.105 | 31378414.39 | 31505161.395 | 31487633.8 | 31728254.73 | 31888886.035 | 32035144.32 | 32120715.735 | 32339163.465 | 32356878.09 | 32548418.88
Option 2D SG | N >> KEMPS_CK_2H1_2_KEMPS_CK_3H1_2 | NetworkConstraints | 27708809.55 | 27914255.3 | 27742531.22 | 52518006.79 | 64572243.72 | 64779713.15 | 64623594.245 | 63583956.435 | 63573769.77 | 63735788.09 | 63555065.36 | 63547362.765 | 63529361.075 | 63690754.3 | 63510896.725 | 63495964.795 | 63497686.9 | 63653766.2 | 63451819.24 | 63434810.58 | 63425676.66 | 63583993.36 | 63398908.885 | 63376942.14
Option 2D SG | N >> MT_PIPER_2TH1_2_MT_PIPER_1TH1_2 | NetworkConstraints | 25189988.845 | 25913342.24 | 26026385.245 | 24999981.47 | 24915207.28 | 24995188.385 | 24930609.97 | 24937886.59 | 24930984.43 | 24991006.64 | 24918267.92 | 24913049.315 | 24900857.56 | 24960526.71 | 24888354.6 | 24878194.165 | 24879401.625 | 24935418.06 | 24848382.125 | 24836850.885 | 24830675.645 | 24888266.685 | 24812524.115 | 24797660.34
Option 2D SG | NNSW H2 Domestic Consumption Purchaser | Subregion flexible electricity load for Domestic H2 | 0 | 0 | 0 | 0 | 11.4714 | 32.8357 | 66.5597 | 115.4964 | 180.0493 | 219.288 | 254.324 | 284.7521 | 308.06 | 326.8929 | 340.6976 | 356.605 | 382.155 | 414.498 | 454.837 | 510.1136 | 572.7893 | 637.3937 | 697.9503 | 749.345
Option 2D SG | NQ H2 Domestic Consumption Purchaser | Subregion flexible electricity load for Domestic H2 | 0 | 0 | 0 | 0 | 3.3893 | 10.1174 | 21.8216 | 39.785 | 64.1357 | 79.0566 | 89.9714 | 98.3936 | 104.4943 | 109.6963 | 114.4523 | 121.4407 | 131.5564 | 143.2117 | 158.4083 | 181.6657 | 210.8657 | 245.3786 | 284.1493 | 322.7643
Option 2D SG | NSA H2 Domestic Consumption Purchaser | Subregion flexible electricity load for Domestic H2 | 0 | 0 | 0 | 0 | 1.2514 | 4.5489 | 11.1323 | 22.3693 | 38.4293 | 49.0443 | 58.0604 | 65.3871 | 70.1321 | 73.9849 | 77.6399 | 82.6464 | 90.2071 | 100.2326 | 113.0444 | 131.0871 | 152.6221 | 176.8054 | 202.2337 | 227.2907
Option 2D SG | NSW EIR Gen | Policies NSW | -11402.6522 | -13807.1168 | -15956.8884 | 17643.1116 | -15956.8884 | -15956.8884 | -15956.8884 | -15956.8884 | -15956.8884 | -15956.8884 | -15956.8884 | -15956.8884 | -15956.8884 | -15956.8884 | -15956.8884 | -15956.8884 | -15956.8884 | -15956.8884 | -15956.8884 | -15268.8816 | -14569.2384 | -14490.3768 | -13419.373 | -13419.373
Option 2D SG | NSW EIR Storage MW | Policies NSW | -325 | -599.84 | 199.16 | 590.16 | -1409.84 | -1409.84 | -1409.84 | -1409.84 | -1409.84 | -1409.84 | -1409.84 | -1409.84 | -1409.84 | -1409.84 | -1409.84 | -1409.84 | -1409.84 | -1409.84 | -1409.84 | -1409.84 | -1084.84 | -810 | -810 | -810
Option 2D SG | NSW EIR Storage MWh | Policies NSW | -2600 | -4798.72 | -4798.72 | -948.72 | -948.72 | -948.72 | -948.72 | 11051.28 | -16948.72 | -16948.72 | -16948.72 | -16948.72 | -16948.72 | -16948.72 | -16948.72 | -16948.72 | -16948.72 | -16948.72 | -16948.72 | -16948.72 | -14348.72 | -12150 | -12150 | -12150
Option 2D SG | PEC and Heywood Export | Special Constraints | 6570000 | 9412800 | 11388000 | 11388000 | 11388000 | 11419200 | 11388000 | 11388000 | 11388000 | 11419200 | 11388000 | 11388000 | 11388000 | 11419200 | 11388000 | 11388000 | 11388000 | 11419200 | 11388000 | 11388000 | 11388000 | 11419200 | 11388000 | 11388000
Option 2D SG | PEC and Heywood Import | Special Constraints | 6132000 | 10000800 | 12702000 | 12702000 | 12702000 | 12736800 | 12702000 | 12702000 | 12702000 | 12736800 | 12702000 | 12702000 | 12702000 | 12736800 | 12702000 | 12702000 | 12702000 | 12736800 | 12702000 | 12702000 | 12702000 | 12736800 | 12702000 | 12702000
Option 2D SG | Poatina Min Gen | Hydro min release | 0 | 0 | 0 | 0 | 0 | 0 | 0 | 0 | 0 | 0 | 0 | 0 | 0 | 0 | 0 | 0 | 0 | 0 | 0 | 0 | 0 | 0 | 0 | 0
Option 2D SG | Powering Australia Plan | Policies NEM | 0 | 0 | 0 | 0 | 0 | 0 | 0 | 0 | 0 | 0 | 0 | 0 | 0 | 0 | 0 | 0 | 0 | 0 | 0 | 0 | 0 | 0 | 0 | 0
Option 2D SG | REZ Access Scheme N3 | Policies NSW | 0 | 7700 | 7700 | 7700 | 7700 | 7700 | 7700 | 7700 | 7700 | 7700 | 7700 | 7700 | 7700 | 7700 | 7700 | 7700 | 7700 | 7700 | 7700 | 7700 | 7700 | 7700 | 7700 | 7700
Option 2D SG | REZ Access Scheme N5 | Policies NSW | 0 | 3980 | 3980 | 3980 | 3980 | 3980 | 3980 | 3980 | 3980 | 3980 | 3980 | 3980 | 3980 | 3980 | 40000 | 40000 | 40000 | 40000 | 40000 | 40000 | 40000 | 40000 | 40000 | 40000
Option 2D SG | REZ Landholder_NSW | Landholder Payments | 0 | 0 | -82 | -82 | -82 | -82 | -197.2 | -197.2 | -197.2 | -197.2 | -197.2 | -197.2 | -197.2 | -197.2 | -197.2 | -197.2 | -197.2 | -197.2 | -197.2 | -197.2 | -197.2 | -197.2 | -197.2 | -197.2
Option 2D SG | REZ Landholder_QLD | Landholder Payments | 0 | 0 | 0 | 0 | 0 | 0 | 0 | 0 | 0 | 0 | 0 | 0 | 0 | 0 | 0 | 0 | 0 | 0 | 0 | 0 | 0 | 0 | 0 | 0
Option 2D SG | REZ Landholder_VIC | Landholder Payments | 0 | 0 | 0 | 0 | 0 | -56 | -56 | -216 | -216 | -216 | -216 | -216 | -284.4 | -284.4 | -284.4 | -284.4 | -284.4 | -284.4 | -284.4 | -284.4 | -284.4 | -284.4 | -284.4 | -284.4
Option 2D SG | ResourceLimit_N12_Wind Medium | Resource Limits for REZ | 0 | 0 | 0 | 0 | 0 | 0 | 0 | 0 | 0 | 0 | 0 | 0 | 0 | 0 | 0 | 0 | 0 | 0 | 0 | 0 | 0 | 0 | 0 | 0
Option 2D SG | ResourceLimit_N2_Solar | Resource Limits for REZ | 2985 | 2784.36 | 2464.36 | 2464.36 | 2464.36 | 2464.36 | 2464.36 | 2464.36 | 2464.36 | 2464.36 | 2464.36 | 2464.36 | 2464.36 | 2464.36 | 2464.36 | 2464.36 | 2464.36 | 2464.36 | 2464.36 | 2464.36 | 2464.36 | 2464.36 | 2464.36 | 2464.36
Option 2D SG | ResourceLimit_N2_Wind Medium | Resource Limits for REZ | 5600 | 5600 | 5600 | 5600 | 5390 | 5390 | 5390 | 5390 | 5390 | 5390 | 5390 | 5390 | 5390 | 5390 | 5390 | 5390 | 5390 | 5390 | 5390 | 5390 | 5390 | 5390 | 5390 | 5390
Option 2D SG | ResourceLimit_N3_Wind Medium | Resource Limits for REZ | 3209.97 | 3209.97 | 2795.97 | 2795.97 | 2795.97 | 2795.97 | 2795.97 | 2795.97 | 2795.97 | 2795.97 | 2795.97 | 2795.97 | 2795.97 | 2795.97 | 2795.97 | 2795.97 | 2795.97 | 2795.97 | 2795.97 | 2795.97 | 2795.97 | 2795.97 | 2795.97 | 2795.97
Option 2D SG | ResourceLimit_N5_Solar | Resource Limits for REZ | 5677 | 5677 | 5677 | 5677 | 5677 | 5677 | 5677 | 5677 | 5677 | 5677 | 5677 | 5677 | 5677 | 5677 | 5677 | 5677 | 5677 | 5677 | 5677 | 5677 | 5677 | 5677 | 5677 | 5677
Option 2D SG | ResourceLimit_N5_Wind Medium | Resource Limits for REZ | 10500 | 10500 | 10500 | 10500 | 10500 | 10500 | 10500 | 10500 | 10500 | 10500 | 10500 | 10500 | 10500 | 10500 | 10500 | 10500 | 10500 | 10500 | 10500 | 10500 | 10500 | 10500 | 10500 | 10500
Option 2D SG | ResourceLimit_N9_Solar | Resource Limits for REZ | 953 | 953 | 953 | 953 | 953 | 953 | 953 | 953 | 953 | 953 | 953 | 953 | 953 | 953 | 953 | 953 | 953 | 953 | 953 | 953 | 953 | 953 | 953 | 953
Option 2D SG | ResourceLimit_N9_Wind Medium | Resource Limits for REZ | 1000 | 1000 | 1000 | 1000 | 1000 | 1000 | 1000 | 1000 | 1000 | 1000 | 1000 | 1000 | 1000 | 1000 | 1000 | 1000 | 1000 | 1000 | 1000 | 1000 | 1000 | 1000 | 1000 | 1000
Option 2D SG | ResourceLimit_Q8a_Solar | Resource Limits for REZ | 2363.85 | 2113.86 | 2113.86 | 2113.86 | 2113.86 | 2113.86 | 2113.86 | 2113.86 | 2113.86 | 2113.86 | 2113.86 | 2113.86 | 2113.86 | 2113.86 | 2113.86 | 2113.86 | 2113.86 | 2113.86 | 2113.86 | 2113.86 | 2275.81 | 2275.81 | 2275.81 | 2275.81
Option 2D SG | ResourceLimit_Q8c_Wind Medium | Resource Limits for REZ | 1008 | 1008 | 1008 | 1008 | 1008 | 1008 | 1008 | 1008 | 1008 | 1008 | 1008 | 1008 | 1008 | 1008 | 1008 | 1008 | 1008 | 1008 | 1008 | 1008 | 1008 | 1008 | 1008 | 1008
Option 2D SG | ResourceLimit_S6_Wind Medium | Resource Limits for REZ | 0 | 0 | 0 | 0 | 0 | 0 | 0 | 0 | 0 | 0 | 0 | 0 | 0 | 0 | 0 | 0 | 0 | 0 | 0 | 0 | 0 | 0 | 0 | 0
Option 2D SG | ResourceLimit_T1_Solar | Resource Limits for REZ | 300 | 300 | 300 | 300 | 300 | 300 | 300 | 300 | 300 | 300 | 300 | 300 | 300 | 300 | 300 | 300 | 300 | 300 | 300 | 300 | 300 | 300 | 300 | 300
Option 2D SG | ResourceLimit_T3_Solar | Resource Limits for REZ | 150 | 150 | -137 | -137 | -137 | -137 | -137 | -137 | -137 | -137 | -137 | -137 | -137 | -137 | -137 | -137 | -137 | -137 | -137 | -137 | -137 | -137 | -137 | -137
Option 2D SG | ResourceLimit_T3_Wind Medium | Resource Limits for REZ | 2500 | 2500 | 2500 | 2500 | 2500 | 2500 | 2500 | 2500 | 2500 | 2500 | 2500 | 2500 | 2500 | 2500 | 2500 | 2500 | 2500 | 2500 | 2500 | 2500 | 2500 | 2500 | 2500 | 2500
Option 2D SG | ResourceLimit_V1_Wind Medium | Resource Limits for REZ | 1131 | 1131 | 1131 | 1131 | 1131 | 1131 | 1131 | 1131 | 1131 | 1131 | 1131 | 1131 | 1131 | 1131 | 1131 | 1131 | 1131 | 1131 | 1131 | 1131 | 1131 | 1131 | 1131 | 1131
Option 2D SG | ResourceLimit_V5_Wind Medium | Resource Limits for REZ | 1599 | 1599 | 1599 | 1599 | 1599 | 1599 | 1599 | 1599 | 1599 | 1599 | 1599 | 1599 | 1599 | 1599 | 1599 | 1599 | 1599 | 1599 | 1599 | 1599 | 1599 | 1599 | 1599 | 1599
Option 2D SG | ResourceLimit_V7_Wind Medium | Resource Limits for REZ | 408 | 408 | 408 | 408 | 408 | 408 | 408 | 408 | 408 | 408 | 408 | 408 | 408 | 408 | 408 | 408 | 408 | 408 | 408 | 408 | 408 | 408 | 408 | 408
Option 2D SG | SA Firming | Policies SA | -2897.64 | -2581.14 | 318.86 | 318.86 | 564.86 | -1735.14 | -1735.14 | -1735.14 | -1735.14 | -1655.14 | -1619.24 | -1090.24 | -1090.24 | -1090.24 | -886.48 | -886.48 | -886.48 | -886.48 | -548.48 | -420.08 | -266.08 | -266.08 | -266.08 | -266.08
Option 2D SG | SESA H2 Domestic Consumption Purchaser | Subregion flexible electricity load for Domestic H2 | 0 | 0 | 0 | 0 | 0.83429 | 3.0326 | 7.4301 | 14.9129 | 25.6021 | 32.7049 | 38.6896 | 43.5914 | 46.7721 | 49.332 | 51.7774 | 55.0629 | 60.1729 | 66.8217 | 75.3719 | 87.3914 | 101.7307 | 117.8529 | 134.8139 | 151.5271
Option 2D SG | SEV H2 Domestic Consumption Purchaser | Subregion flexible electricity load for Domestic H2 | 0 | 0 | 0 | 0 | 9.6464 | 31.2671 | 69.6361 | 128.0629 | 207.3721 | 256.2803 | 302.8423 | 349.2529 | 393.9393 | 437.9223 | 478.8486 | 520.4379 | 567.5229 | 614.9369 | 665.1007 | 730.1564 | 803.73 | 885.0731 | 967.943 | 1046.6114
Option 2D SG | SNSW H2 Domestic Consumption Purchaser | Subregion flexible electricity load for Domestic H2 | 0.41714 | 0.366 | 0.365 | 0.365 | 11.4714 | 32.8357 | 66.5597 | 115.4964 | 180.0493 | 219.288 | 254.324 | 284.7521 | 308.06 | 326.8929 | 340.6976 | 356.605 | 382.155 | 414.498 | 454.837 | 510.1136 | 572.7893 | 637.3937 | 697.9503 | 749.345
Option 2D SG | SNW Firming | Policies NSW | 0 | 481 | 0 | 0 | 0 | 0 | 0 | 0 | 0 | 0 | 0 | 0 | 0 | 0 | 0 | 0 | 0 | 0 | 0 | 0 | 0 | 0 | 0 | 0
Option 2D SG | SNW H2 Domestic Consumption Purchaser | Subregion flexible electricity load for Domestic H2 | 2.92 | 2.8757 | 2.8416 | 2.8157 | 80.1957 | 229.7974 | 465.9171 | 808.5271 | 1260.345 | 1534.9631 | 1780.1891 | 1993.1607 | 2156.3679 | 2288.2491 | 2384.805 | 2496.235 | 2675.1371 | 2901.5389 | 3183.7289 | 3570.6907 | 4009.6814 | 4461.7826 | 4885.5744 | 5245.4671
Option 2D SG | SQ H2 Domestic Consumption Purchaser | Subregion flexible electricity load for Domestic H2 | 0 | 0 | 0 | 0 | 15.7993 | 47.1883 | 101.8079 | 185.6286 | 299.4043 | 368.9569 | 419.9539 | 459.2221 | 487.5357 | 511.9071 | 534.1454 | 566.7929 | 613.8779 | 668.2426 | 739.2991 | 847.8429 | 983.9357 | 1145.0657 | 1326.0821 | 1506.1464
Option 2D SG | SRET | Policies SA | 0 | 0 | 0 | 0 | 0 | 0 | 0 | 0 | 0 | 0 | 0 | 0 | 0 | 0 | 0 | 0 | 0 | 0 | 0 | 0 | 0 | 0 | 0 | 0
Option 2D SG | Shared Upgrade_SNSW-CNSW Option 1 (HumeLink) | Shared REZ Upgrades | 0 | 2200 | 0 | 0 | 0 | 0 | 0 | 0 | 0 | 0 | 0 | 0 | 0 | 0 | 0 | 0 | 0 | 0 | 0 | 0 | 0 | 0 | 0 | 0
Option 2D SG | Snowy 2.0 - Gen | Special Constraints | 5781600 | 17703360 | 26280000 | 26280000 | 26280000 | 26352000 | 26280000 | 26280000 | 26280000 | 26352000 | 26280000 | 26280000 | 26280000 | 26352000 | 26280000 | 26280000 | 26280000 | 26352000 | 26280000 | 26280000 | 26280000 | 26352000 | 26280000 | 26280000
Option 2D SG | Snowy 2.0 - Pump | Special Constraints | 5781600 | 17703360 | 26280000 | 26280000 | 26280000 | 26352000 | 26280000 | 26280000 | 26280000 | 26352000 | 26280000 | 26280000 | 26280000 | 26352000 | 26280000 | 26280000 | 26280000 | 26352000 | 26280000 | 26280000 | 26280000 | 26352000 | 26280000 | 26280000
Option 2D SG | Sys Strength Requirement - Efficient Level CNSW | System Strength Requiements- Efficient | 0 | 0 | 0 | 0 | 0 | 0 | 0 | 0 | 0 | 0 | 0 | 0 | 0 | 0 | 0 | 0 | 0 | 0 | 0 | 0 | 0 | 0 | 0 | 0
Option 2D SG | Sys Strength Requirement - Efficient Level CQ | System Strength Requiements- Efficient | 0 | 0 | 0 | 0 | 0 | 0 | 0 | 0 | 0 | 0 | 0 | 0 | 0 | 0 | 0 | 0 | 0 | 0 | 0 | 0 | 0 | 0 | 0 | 0
Option 2D SG | Sys Strength Requirement - Efficient Level CSA | System Strength Requiements- Efficient | 0 | 0 | 0 | 0 | 0 | 0 | 0 | 0 | 0 | 0 | 0 | 0 | 0 | 0 | 0 | 0 | 0 | 0 | 0 | 0 | 0 | 0 | 0 | 0
Option 2D SG | Sys Strength Requirement - Efficient Level GG | System Strength Requiements- Efficient | 0 | 0 | 0 | 0 | 0 | 0 | 0 | 0 | 0 | 0 | 0 | 0 | 0 | 0 | 0 | 0 | 0 | 0 | 0 | 0 | 0 | 0 | 0 | 0
Option 2D SG | Sys Strength Requirement - Efficient Level MEL | System Strength Requiements- Efficient | 0 | 0 | 0 | 0 | 0 | 0 | 0 | 0 | 0 | 0 | 0 | 0 | 0 | 0 | 0 | 0 | 0 | 0 | 0 | 0 | 0 | 0 | 0 | 0
Option 2D SG | Sys Strength Requirement - Efficient Level NNSW | System Strength Requiements- Efficient | 0 | 0 | 0 | 0 | 0 | 0 | 0 | 0 | 0 | 0 | 0 | 0 | 0 | 0 | 0 | 0 | 0 | 0 | 0 | 0 | 0 | 0 | 0 | 0
Option 2D SG | Sys Strength Requirement - Efficient Level NQ | System Strength Requiements- Efficient | 0 | 0 | 0 | 0 | 0 | 0 | 0 | 0 | 0 | 0 | 0 | 0 | 0 | 0 | 0 | 0 | 0 | 0 | 0 | 0 | 0 | 0 | 0 | 0
Option 2D SG | Sys Strength Requirement - Efficient Level NSA | System Strength Requiements- Efficient | 0 | 0 | 0 | 0 | 0 | 0 | 0 | 0 | 0 | 0 | 0 | 0 | 0 | 0 | 0 | 0 | 0 | 0 | 0 | 0 | 0 | 0 | 0 | 0
Option 2D SG | Sys Strength Requirement - Efficient Level SESA | System Strength Requiements- Efficient | 0 | 0 | 0 | 0 | 0 | 0 | 0 | 0 | 0 | 0 | 0 | 0 | 0 | 0 | 0 | 0 | 0 | 0 | 0 | 0 | 0 | 0 | 0 | 0
Option 2D SG | Sys Strength Requirement - Efficient Level SEV | System Strength Requiements- Efficient | 0 | 0 | 0 | 0 | 0 | 0 | 0 | 0 | 0 | 0 | 0 | 0 | 0 | 0 | 0 | 0 | 0 | 0 | 0 | 0 | 0 | 0 | 0 | 0
Option 2D SG | Sys Strength Requirement - Efficient Level SNSW | System Strength Requiements- Efficient | 0 | 0 | 0 | 0 | 0 | 0 | 0 | 0 | 0 | 0 | 0 | 0 | 0 | 0 | 0 | 0 | 0 | 0 | 0 | 0 | 0 | 0 | 0 | 0
Option 2D SG | Sys Strength Requirement - Efficient Level SNW | System Strength Requiements- Efficient | 0 | 0 | 0 | 0 | 0 | 0 | 0 | 0 | 0 | 0 | 0 | 0 | 0 | 0 | 0 | 0 | 0 | 0 | 0 | 0 | 0 | 0 | 0 | 0
Option 2D SG | Sys Strength Requirement - Efficient Level SQ | System Strength Requiements- Efficient | 0 | 0 | 0 | 0 | 0 | 0 | 0 | 0 | 0 | 0 | 0 | 0 | 0 | 0 | 0 | 0 | 0 | 0 | 0 | 0 | 0 | 0 | 0 | 0
Option 2D SG | Sys Strength Requirement - Efficient Level TAS | System Strength Requiements- Efficient | 0 | 0 | 0 | 0 | 0 | 0 | 0 | 0 | 0 | 0 | 0 | 0 | 0 | 0 | 0 | 0 | 0 | 0 | 0 | 0 | 0 | 0 | 0 | 0
Option 2D SG | Sys Strength Requirement - Efficient Level WNV | System Strength Requiements- Efficient | 0 | 0 | 0 | 0 | 0 | 0 | 0 | 0 | 0 | 0 | 0 | 0 | 0 | 0 | 0 | 0 | 0 | 0 | 0 | 0 | 0 | 0 | 0 | 0
Option 2D SG | Sys Strength Requirement - Min Fault Level CNSW | System Strength Requiements - Minimum | -3404 | -3404 | -3404 | -689 | -689 | -689 | -689 | -689 | -689 | -689 | -689 | -689 | -689 | -689 | 701 | 701 | 701 | 701 | 701 | 701 | 701 | 701 | 701 | 701
Option 2D SG | Sys Strength Requirement - Min Fault Level CQ | System Strength Requiements - Minimum | -2491 | -2491 | -2491 | -1791 | -1791 | -1791 | -1791 | -1791 | -1791 | -1791 | -1791 | -1791 | -1791 | -1791 | -1791 | -1791 | -1791 | -1426 | -1061 | -696 | -331 | -331 | -331 | 513
Option 2D SG | Sys Strength Requirement - Min Fault Level GG | System Strength Requiements - Minimum | -1393.1 | -1393.1 | -1393.1 | 286.9 | 286.9 | 286.9 | 286.9 | 286.9 | 286.9 | 286.9 | 286.9 | 286.9 | 286.9 | 286.9 | 286.9 | 286.9 | 286.9 | 286.9 | 286.9 | 286.9 | 286.9 | 286.9 | 286.9 | 286.9
Option 2D SG | Sys Strength Requirement - Min Fault Level SEV | System Strength Requiements - Minimum | -3996.9 | -3996.9 | -2546.9 | -1386.9 | -1386.9 | -1386.9 | -1386.9 | -1386.9 | 823.1 | 823.1 | 823.1 | 823.1 | 823.1 | 823.1 | 823.1 | 823.1 | 823.1 | 823.1 | 823.1 | 823.1 | 823.1 | 823.1 | 823.1 | 823.1
Option 2D SG | Sys Strength Requirement - Min Fault Level SNW | System Strength Requiements - Minimum | -3482.8 | -3482.8 | -3482.8 | -602.8 | 717.2 | 717.2 | 717.2 | 717.2 | 717.2 | 717.2 | 717.2 | 717.2 | 717.2 | 717.2 | 717.2 | 717.2 | 717.2 | 717.2 | 717.2 | 717.2 | 717.2 | 717.2 | 717.2 | 717.2
Option 2D SG | Sys Strength Requirement - Min Fault Level SQ | System Strength Requiements - Minimum | -2857.6 | -2857.6 | -2857.6 | -2857.6 | -2507.6 | -2507.6 | -2507.6 | -2507.6 | -2507.6 | -2507.6 | -1807.6 | -1007.6 | -1007.6 | -1007.6 | -1007.6 | -1007.6 | -263.6 | -263.6 | -263.6 | -263.6 | -263.6 | -263.6 | -263.6 | 588.4
Option 2D SG | TAS H2 Domestic Consumption Purchaser | Subregion flexible electricity load for Domestic H2 | 0 | 0 | 0 | 0 | 3.5457 | 9.49 | 18.3801 | 30.7121 | 46.4071 | 54.4037 | 62.0491 | 69.9236 | 77.7971 | 86.0629 | 94.2471 | 102.8779 | 114.5579 | 129.9571 | 151.8383 | 185.0029 | 227.9164 | 276.9594 | 326.8539 | 372.9257
Option 2D SG | TRET | Policies TAS | 0 | 12627 | 14052 | 15476 | 16003 | 16528 | 17056 | 17582 | 18109 | 18635 | 19161 | 19688 | 20215 | 20741 | 0 | 0 | 0 | 0 | 0 | 0 | 0 | 0 | 0 | 0
Option 2D SG | Tarraleah Max Energy Day | Hydro min release | 7300 | 7320 | 7300 | 7300 | 7300 | 7320 | 7300 | 7300 | 7300 | 7320 | 7300 | 7300 | 7300 | 7320 | 7300 | 7300 | 7300 | 7320 | 7300 | 7300 | 7300 | 7320 | 7300 | 7300
Option 2D SG | Tarraleah Min Flow | Hydro min release | 0 | 0 | 0 | 0 | 0 | 0 | 0 | 0 | 0 | 0 | 0 | 0 | 0 | 0 | 0 | 0 | 0 | 0 | 0 | 0 | 0 | 0 | 0 | 0
Option 2D SG | Tarraleah Min Gen | Hydro min release | 151.11 | 151.11 | 151.11 | 151.11 | 151.11 | 151.11 | 151.11 | 151.11 | 151.11 | 151.11 | 151.11 | 151.11 | 151.11 | 151.11 | 151.11 | 151.11 | 151.11 | 151.11 | 151.11 | 151.11 | 151.11 | 151.11 | 151.11 | 151.11
Option 2D SG | VIC Storage | Policies VIC | -2022.06 | -3021.548 | -2751.833 | -1863.542 | -1156.389 | -454.561 | 71.838 | 723.261 | 1404.533 | -4959.061 | -5031.074 | -5108.139 | -5188.942 | -5279.569 | -5382.682 | -5191.17 | -5309.752 | -5283.734 | -5237.034 | -5258.355 | -4919.422 | -3800.84 | -3978.881 | -4132.661
Option 2D SG | VOWT | Policies VIC | 0 | 0 | 0 | 0 | 0 | 2000 | 2667 | 3333 | 4000 | 5000 | 6000 | 7000 | 8000 | 9000 | 0 | 0 | 0 | 0 | 0 | 0 | 0 | 0 | 0 | 0
Option 2D SG | VRET | Policies VIC | 0 | 0 | 0 | 0 | 0 | 0 | 0 | 0 | 0 | 0 | 0 | 0 | 0 | 0 | 0 | 0 | 0 | 0 | 0 | 0 | 0 | 0 | 0 | 0
Option 2D SG | WNV H2 Domestic Consumption Purchaser | Subregion flexible electricity load for Domestic H2 | 70.7579 | 69.8803 | 68.7497 | 67.89 | 117.0607 | 281.4823 | 626.7761 | 1152.3571 | 1866.5057 | 2306.6537 | 2725.4504 | 3143.0671 | 3545.4536 | 3941.3266 | 4309.7151 | 4683.8364 | 5107.81 | 5534.5626 | 5985.9327 | 6571.4079 | 7233.3614 | 7965.6574 | 8711.4874 | 9419.7114
Option 2D SG | Wayatinah Min Gen | Hydro min release | 24.09 | 24.09 | 24.09 | 24.09 | 24.09 | 24.09 | 24.09 | 24.09 | 24.09 | 24.09 | 24.09 | 24.09 | 24.09 | 24.09 | 24.09 | 24.09 | 24.09 | 24.09 | 24.09 | 24.09 | 24.09 | 24.09 | 24.09 | 24.09
Option 3 SG | 2030 Emissions Budget 1 | Emissions DLT | 69603.1022 | 69793.7956 | 69603.1022 | 69603.1022 | 69603.1022 | 69793.7956 | 69634.8699 | 69634.8699 | 69634.8699 | 69825.6504 | 69634.8699 | 69634.8699 | 69603.1022 | 69793.7956 | 69603.1022 | 69603.1022 | 69603.1022 | 69793.7956 | 69634.8699 | 69634.8699 | 69634.8699 | 69825.6504 | 69634.8699 | 69634.8699
Option 3 SG | 2035 Emissions Target | Emissions DLT | 4017.8307 | 4028.8385 | 4017.8307 | 4017.8307 | 4017.8307 | 4028.8385 | 4019.6645 | 4019.6645 | 4019.6645 | 4030.6773 | 4019.6645 | 4019.6645 | 4017.8307 | 4028.8385 | 4017.8307 | 4017.8307 | 4017.8307 | 4028.8385 | 4019.6645 | 4019.6645 | 4019.6645 | 4030.6773 | 4019.6645 | 4019.6645
Option 3 SG | 2050 Emissions Budget 1 | Emissions DLT | 58456.6949 | 58616.8502 | 58456.6949 | 58456.6949 | 58456.6949 | 58616.8502 | 58483.3753 | 58483.3753 | 58483.3753 | 58643.6037 | 58483.3753 | 58483.3753 | 58456.6949 | 58616.8502 | 58456.6949 | 58456.6949 | 58456.6949 | 58616.8502 | 58483.3753 | 58483.3753 | 58483.3753 | 58643.6037 | 58483.3753 | 58483.3753
Option 3 SG | 2050 Emissions Budget 2 | Emissions DLT | 27985.3992 | 28062.0716 | 27985.3992 | 27985.3992 | 27985.3992 | 28062.0716 | 27998.1721 | 27998.1721 | 27998.1721 | 28074.8794 | 27998.1721 | 27998.1721 | 27985.3992 | 28062.0716 | 27985.3992 | 27985.3992 | 27985.3992 | 28062.0716 | 27998.1721 | 27998.1721 | 27998.1721 | 28074.8794 | 27998.1721 | 27998.1721
Option 3 SG | 2050 Emissions Budget 3 | Emissions DLT | 21576.3073 | 21635.4204 | 21576.3073 | 21576.3073 | 21576.3073 | 21635.4204 | 21586.155 | 21586.155 | 21586.155 | 21645.2951 | 21586.155 | 21586.155 | 21576.3073 | 21635.4204 | 21576.3073 | 21576.3073 | 21576.3073 | 21635.4204 | 21586.155 | 21586.155 | 21586.155 | 21645.2951 | 21586.155 | 21586.155
Option 3 SG | 2050 Emissions Budget 4 | Emissions DLT | 13037.7101 | 13073.4298 | 13037.7101 | 13037.7101 | 13037.7101 | 13073.4298 | 13043.6607 | 13043.6607 | 13043.6607 | 13079.3967 | 13043.6607 | 13043.6607 | 13037.7101 | 13073.4298 | 13037.7101 | 13037.7101 | 13037.7101 | 13073.4298 | 13043.6607 | 13043.6607 | 13043.6607 | 13079.3967 | 13043.6607 | 13043.6607
Option 3 SG | 2050 Emissions Budget NSW 1 | Emissions DLT | 24777.3723 | 24845.2555 | 24777.3723 | 24777.3723 | 24777.3723 | 24845.2555 | 24788.681 | 24788.681 | 24788.681 | 24856.5952 | 24788.681 | 24788.681 | 24777.3723 | 24845.2555 | 24777.3723 | 24777.3723 | 24777.3723 | 24845.2555 | 24788.681 | 24788.681 | 24788.681 | 24856.5952 | 24788.681 | 24788.681
Option 3 SG | 2050 Emissions Budget NSW 2 | Emissions DLT | 11389.5985 | 11420.8029 | 11389.5985 | 11389.5985 | 11389.5985 | 11420.8029 | 11394.7969 | 11394.7969 | 11394.7969 | 11426.0155 | 11394.7969 | 11394.7969 | 11389.5985 | 11420.8029 | 11389.5985 | 11389.5985 | 11389.5985 | 11420.8029 | 11394.7969 | 11394.7969 | 11394.7969 | 11426.0155 | 11394.7969 | 11394.7969
Option 3 SG | 2050 Emissions Budget NSW 3 | Emissions DLT | 11389.5985 | 11420.8029 | 11389.5985 | 11389.5985 | 11389.5985 | 11420.8029 | 11394.7969 | 11394.7969 | 11394.7969 | 11426.0155 | 11394.7969 | 11394.7969 | 11389.5985 | 11420.8029 | 11389.5985 | 11389.5985 | 11389.5985 | 11420.8029 | 11394.7969 | 11394.7969 | 11394.7969 | 11426.0155 | 11394.7969 | 11394.7969
Option 3 SG | 2050 Emissions Budget NSW 4 | Emissions DLT | 11389.5985 | 11420.8029 | 11389.5985 | 11389.5985 | 11389.5985 | 11420.8029 | 11394.7969 | 11394.7969 | 11394.7969 | 11426.0155 | 11394.7969 | 11394.7969 | 11389.5985 | 11420.8029 | 11389.5985 | 11389.5985 | 11389.5985 | 11420.8029 | 11394.7969 | 11394.7969 | 11394.7969 | 11426.0155 | 11394.7969 | 11394.7969
Option 3 SG | 2050 Emissions Budget QLD 1 | Emissions DLT | 33269.6168 | 33360.7664 | 33269.6168 | 33269.6168 | 33269.6168 | 33360.7664 | 33284.8015 | 33284.8015 | 33284.8015 | 33375.9927 | 33284.8015 | 33284.8015 | 33269.6168 | 33360.7664 | 33269.6168 | 33269.6168 | 33269.6168 | 33360.7664 | 33284.8015 | 33284.8015 | 33284.8015 | 33375.9927 | 33284.8015 | 33284.8015
Option 3 SG | 2050 Emissions Budget QLD 2 | Emissions DLT | 12388.6861 | 12422.6277 | 12388.6861 | 12388.6861 | 12388.6861 | 12422.6277 | 12394.3405 | 12394.3405 | 12394.3405 | 12428.2976 | 12394.3405 | 12394.3405 | 12388.6861 | 12422.6277 | 12388.6861 | 12388.6861 | 12388.6861 | 12422.6277 | 12394.3405 | 12394.3405 | 12394.3405 | 12428.2976 | 12394.3405 | 12394.3405
Option 3 SG | 2050 Emissions Budget QLD 3 | Emissions DLT | 12388.6861 | 12422.6277 | 12388.6861 | 12388.6861 | 12388.6861 | 12422.6277 | 12394.3405 | 12394.3405 | 12394.3405 | 12428.2976 | 12394.3405 | 12394.3405 | 12388.6861 | 12422.6277 | 12388.6861 | 12388.6861 | 12388.6861 | 12422.6277 | 12394.3405 | 12394.3405 | 12394.3405 | 12428.2976 | 12394.3405 | 12394.3405
Option 3 SG | 2050 Emissions Budget QLD 4 | Emissions DLT | 12388.6861 | 12422.6277 | 12388.6861 | 12388.6861 | 12388.6861 | 12422.6277 | 12394.3405 | 12394.3405 | 12394.3405 | 12428.2976 | 12394.3405 | 12394.3405 | 12388.6861 | 12422.6277 | 12388.6861 | 12388.6861 | 12388.6861 | 12422.6277 | 12394.3405 | 12394.3405 | 12394.3405 | 12428.2976 | 12394.3405 | 12394.3405
Option 3 SG | 2050 Emissions Budget SA 1 | Emissions DLT | 1415.3741 | 1419.2518 | 1415.3741 | 1415.3741 | 1415.3741 | 1419.2518 | 1416.0201 | 1416.0201 | 1416.0201 | 1419.8996 | 1416.0201 | 1416.0201 | 1415.3741 | 1419.2518 | 1415.3741 | 1415.3741 | 1415.3741 | 1419.2518 | 1416.0201 | 1416.0201 | 1416.0201 | 1419.8996 | 1416.0201 | 1416.0201
Option 3 SG | 2050 Emissions Budget SA 2 | Emissions DLT | 749.3157 | 751.3686 | 749.3157 | 749.3157 | 749.3157 | 751.3686 | 749.6577 | 749.6577 | 749.6577 | 751.7115 | 749.6577 | 749.6577 | 749.3157 | 751.3686 | 749.3157 | 749.3157 | 749.3157 | 751.3686 | 749.6577 | 749.6577 | 749.6577 | 751.7115 | 749.6577 | 749.6577
Option 3 SG | 2050 Emissions Budget SA 3 | Emissions DLT | 749.3157 | 751.3686 | 749.3157 | 749.3157 | 749.3157 | 751.3686 | 749.6577 | 749.6577 | 749.6577 | 751.7115 | 749.6577 | 749.6577 | 749.3157 | 751.3686 | 749.3157 | 749.3157 | 749.3157 | 751.3686 | 749.6577 | 749.6577 | 749.6577 | 751.7115 | 749.6577 | 749.6577
Option 3 SG | 2050 Emissions Budget SA 4 | Emissions DLT | 749.3157 | 751.3686 | 749.3157 | 749.3157 | 749.3157 | 751.3686 | 749.6577 | 749.6577 | 749.6577 | 751.7115 | 749.6577 | 749.6577 | 749.3157 | 751.3686 | 749.3157 | 749.3157 | 749.3157 | 751.3686 | 749.6577 | 749.6577 | 749.6577 | 751.7115 | 749.6577 | 749.6577
Option 3 SG | 2050 Emissions Budget VIC 1 | Emissions DLT | 22795.8485 | 22858.3029 | 22795.8485 | 22795.8485 | 22795.8485 | 22858.3029 | 22806.2529 | 22806.2529 | 22806.2529 | 22868.7357 | 22806.2529 | 22806.2529 | 22795.8485 | 22858.3029 | 22795.8485 | 22795.8485 | 22795.8485 | 22858.3029 | 22806.2529 | 22806.2529 | 22806.2529 | 22868.7357 | 22806.2529 | 22806.2529
Option 3 SG | 2050 Emissions Budget VIC 2 | Emissions DLT | 6943.6588 | 6962.6825 | 6943.6588 | 6943.6588 | 6943.6588 | 6962.6825 | 6946.8279 | 6946.8279 | 6946.8279 | 6965.8603 | 6946.8279 | 6946.8279 | 6943.6588 | 6962.6825 | 6943.6588 | 6943.6588 | 6943.6588 | 6962.6825 | 6946.8279 | 6946.8279 | 6946.8279 | 6965.8603 | 6946.8279 | 6946.8279
Option 3 SG | 2050 Emissions Budget VIC 3 | Emissions DLT | 6943.6588 | 6962.6825 | 6943.6588 | 6943.6588 | 6943.6588 | 6962.6825 | 6946.8279 | 6946.8279 | 6946.8279 | 6965.8603 | 6946.8279 | 6946.8279 | 6943.6588 | 6962.6825 | 6943.6588 | 6943.6588 | 6943.6588 | 6962.6825 | 6946.8279 | 6946.8279 | 6946.8279 | 6965.8603 | 6946.8279 | 6946.8279
Option 3 SG | 2050 Emissions Budget VIC 4 | Emissions DLT | 6943.6588 | 6962.6825 | 6943.6588 | 6943.6588 | 6943.6588 | 6962.6825 | 6946.8279 | 6946.8279 | 6946.8279 | 6965.8603 | 6946.8279 | 6946.8279 | 6943.6588 | 6962.6825 | 6943.6588 | 6943.6588 | 6943.6588 | 6962.6825 | 6946.8279 | 6946.8279 | 6946.8279 | 6965.8603 | 6946.8279 | 6946.8279
Option 3 SG | Basslink Daily Energy Limit | Special Constraints | -287.568 | -288.408 | -287.568 | -287.568 | -287.568 | -288.408 | -287.568 | -287.568 | -287.568 | -288.408 | -287.568 | -287.568 | -287.568 | -288.408 | -287.568 | -287.568 | -287.568 | -288.408 | -287.568 | -287.568 | -287.568 | -288.408 | -287.568 | -287.568
Option 3 SG | Borumba - Gen | Special Constraints | 0 | 0 | 0 | 0 | 0 | 0 | 0 | 0 | 0 | 0 | 0 | 0 | 0 | 0 | 0 | 26280000 | 26280000 | 26352000 | 26280000 | 26280000 | 26280000 | 26352000 | 26280000 | 26280000
Option 3 SG | Borumba - Pump | Special Constraints | 0 | 0 | 0 | 0 | 0 | 0 | 0 | 0 | 0 | 0 | 0 | 0 | 0 | 0 | 0 | 26280000 | 26280000 | 26352000 | 26280000 | 26280000 | 26280000 | 26352000 | 26280000 | 26280000
Option 3 SG | CIS Dispatchable NSW | Policies NEM | -1231.12 | -631.96 | -431.96 | -1241.96 | -2541.96 | -2741.96 | -2741.96 | -2783.18 | -2741.96 | -2741.96 | -2741.96 | -2741.96 | -2741.96 | -2741.96 | -2750.69 | -2709.47 | -2709.47 | -2750.69 | -2709.47 | -2709.47 | -1925.69 | -1624.85 | -1583.63 | -1583.63
Option 3 SG | CIS Dispatchable SA | Policies NEM | -30 | 788 | 788 | 788 | -461 | -461 | -461 | -461 | -461 | -461 | -461 | -461 | -461 | -461 | -461 | -205 | -461 | -461 | -461 | -461 | -431 | 0 | 0 | 0
Option 3 SG | CIS Dispatchable VIC | Policies NEM | 0 | 1220 | 1271.79 | 1271.79 | -428.21 | -428.21 | -435.41 | -428.21 | -428.21 | -428.21 | -428.21 | -428.21 | -428.21 | -428.21 | -428.21 | -428.21 | -428.21 | -428.21 | -437.03 | -428.21 | -428.21 | 0 | 0 | 0
Option 3 SG | CIS Gen NSW | Policies NEM | -4646.44 | -5085.53 | -2496.93 | 10614.07 | -8779.93 | -9539.57 | -9539.57 | -9539.57 | -9539.57 | -9539.57 | -9539.57 | -9539.57 | -9539.57 | -9539.57 | -9539.57 | -9539.57 | -9539.57 | -9539.57 | -9539.57 | -9302.56 | -8998.86 | -8966.46 | -8583 | -8583
Option 3 SG | CIS Gen SA | Policies NEM | 0 | 20.36 | 621.16 | 509.16 | -690.84 | -690.84 | -690.84 | -690.84 | -690.84 | -690.84 | -690.84 | -690.84 | -690.84 | -690.84 | -690.84 | -690.84 | -690.84 | -690.84 | -690.84 | -690.84 | -690.84 | -690.84 | -690.84 | -690.84
Option 3 SG | CIS Gen TAS | Policies NEM | 0 | 0 | 750 | 1200 | 0 | 0 | 0 | 0 | 0 | 0 | 0 | 0 | 0 | 0 | 0 | 0 | 0 | 0 | 0 | 0 | 0 | 0 | 0 | 0
Option 3 SG | CIS Gen VIC - Solar | Policies NEM | 0 | 669 | 555.93 | 555.93 | -944.07 | -944.07 | -944.07 | -944.07 | -944.07 | -944.07 | -944.07 | -944.07 | -944.07 | -944.07 | -944.07 | -944.07 | -944.07 | -944.07 | -944.07 | -944.07 | -944.07 | -944.07 | -944.07 | -944.07
Option 3 SG | CIS Gen VIC - Wind | Policies NEM | 0 | 0 | 1922 | 3500 | -600 | -600 | -600 | -600 | -600 | -600 | -600 | -600 | -600 | -600 | -600 | -600 | -600 | -600 | -600 | -600 | -600 | -600 | -600 | -600
Option 3 SG | CIS Total Dispatchable | Policies NEM | -1261.12 | 3076.04 | 5550.83 | 7262.83 | -3731.17 | -3931.17 | -3938.37 | -3972.39 | -3931.17 | -3931.17 | -3931.17 | -3931.17 | -3931.17 | -3931.17 | -3939.9 | -3642.68 | -3898.68 | -3939.9 | -3907.5 | -3898.68 | -3084.9 | -1774.85 | -1583.63 | -1583.63
Option 3 SG | CNSW H2 Domestic Consumption Purchaser | Subregion flexible electricity load for Domestic H2 | 0 | 0 | 0 | 0 | 11.4714 | 32.8357 | 66.5597 | 115.4964 | 180.0493 | 219.288 | 254.324 | 284.7521 | 308.06 | 326.8929 | 340.6976 | 356.605 | 382.155 | 414.498 | 454.837 | 510.1136 | 572.7893 | 637.3937 | 697.9503 | 749.345
Option 3 SG | CQ H2 Domestic Consumption Purchaser | Subregion flexible electricity load for Domestic H2 | 170.455 | 168.3874 | 165.6299 | 163.6243 | 163.6764 | 166.1914 | 171.3656 | 181.4571 | 195.5879 | 203.6806 | 208.4909 | 212.2736 | 214.3593 | 216.0723 | 216.9117 | 219.8864 | 226.6129 | 234.5554 | 244.3126 | 260.0364 | 279.4336 | 302.6843 | 328.1574 | 354.05
Option 3 SG | CSA H2 Domestic Consumption Purchaser | Subregion flexible electricity load for Domestic H2 | 7.3521 | 7.2677 | 7.1436 | 7.0393 | 6.9871 | 7.5554 | 18.5887 | 37.2821 | 64.0314 | 81.7494 | 96.8021 | 108.9264 | 116.9043 | 123.3169 | 129.4431 | 137.7093 | 150.38 | 167.0803 | 188.4421 | 218.4786 | 254.3529 | 294.6583 | 337.0739 | 378.8179
Option 3 SG | Catagunya Min Gen | Hydro min release | 17.52 | 17.52 | 17.52 | 17.52 | 17.52 | 17.52 | 17.52 | 17.52 | 17.52 | 17.52 | 17.52 | 17.52 | 17.52 | 17.52 | 17.52 | 17.52 | 17.52 | 17.52 | 17.52 | 17.52 | 17.52 | 17.52 | 17.52 | 17.52
Option 3 SG | Combined Marinus Export | Special Constraints | 11773440 | 11805696 | 11773440 | 11773440 | 11773440 | 11805696 | 11773440 | 11773440 | 15589440 | 18393696 | 18343440 | 18343440 | 18343440 | 18393696 | 18343440 | 18343440 | 18343440 | 18393696 | 18343440 | 18343440 | 18343440 | 18393696 | 18343440 | 18343440
Option 3 SG | Combined Marinus Import | Special Constraints | 8567280 | 8590752 | 8567280 | 8567280 | 8567280 | 8590752 | 8567280 | 8567280 | 12383280 | 15178752 | 15137280 | 15137280 | 15137280 | 15178752 | 15137280 | 15137280 | 15137280 | 15178752 | 15137280 | 15137280 | 15137280 | 15178752 | 15137280 | 15137280
Option 3 SG | Constraint on Pipeline from Storage to GTs CNSW | Constraints to make diesel to come exclusively from storage | 0 | 0 | 0 | 0 | 0 | 0 | 0 | 0 | 0 | 0 | 0 | 0 | 0 | 0 | 0 | 0 | 0 | 0 | 0 | 0 | 0 | 0 | 0 | 0
Option 3 SG | Constraint on Pipeline from Storage to GTs CQ | Constraints to make diesel to come exclusively from storage | 0 | 0 | 0 | 0 | 0 | 0 | 0 | 0 | 0 | 0 | 0 | 0 | 0 | 0 | 0 | 0 | 0 | 0 | 0 | 0 | 0 | 0 | 0 | 0
Option 3 SG | Constraint on Pipeline from Storage to GTs CSA | Constraints to make diesel to come exclusively from storage | 0 | 0 | 0 | 0 | 0 | 0 | 0 | 0 | 0 | 0 | 0 | 0 | 0 | 0 | 0 | 0 | 0 | 0 | 0 | 0 | 0 | 0 | 0 | 0
Option 3 SG | Constraint on Pipeline from Storage to GTs GG | Constraints to make diesel to come exclusively from storage | 0 | 0 | 0 | 0 | 0 | 0 | 0 | 0 | 0 | 0 | 0 | 0 | 0 | 0 | 0 | 0 | 0 | 0 | 0 | 0 | 0 | 0 | 0 | 0
Option 3 SG | Constraint on Pipeline from Storage to GTs MEL | Constraints to make diesel to come exclusively from storage | 0 | 0 | 0 | 0 | 0 | 0 | 0 | 0 | 0 | 0 | 0 | 0 | 0 | 0 | 0 | 0 | 0 | 0 | 0 | 0 | 0 | 0 | 0 | 0
Option 3 SG | Constraint on Pipeline from Storage to GTs NNSW | Constraints to make diesel to come exclusively from storage | 0 | 0 | 0 | 0 | 0 | 0 | 0 | 0 | 0 | 0 | 0 | 0 | 0 | 0 | 0 | 0 | 0 | 0 | 0 | 0 | 0 | 0 | 0 | 0
Option 3 SG | Constraint on Pipeline from Storage to GTs NQ | Constraints to make diesel to come exclusively from storage | 0 | 0 | 0 | 0 | 0 | 0 | 0 | 0 | 0 | 0 | 0 | 0 | 0 | 0 | 0 | 0 | 0 | 0 | 0 | 0 | 0 | 0 | 0 | 0
Option 3 SG | Constraint on Pipeline from Storage to GTs NSA | Constraints to make diesel to come exclusively from storage | 0 | 0 | 0 | 0 | 0 | 0 | 0 | 0 | 0 | 0 | 0 | 0 | 0 | 0 | 0 | 0 | 0 | 0 | 0 | 0 | 0 | 0 | 0 | 0
Option 3 SG | Constraint on Pipeline from Storage to GTs SESA | Constraints to make diesel to come exclusively from storage | 0 | 0 | 0 | 0 | 0 | 0 | 0 | 0 | 0 | 0 | 0 | 0 | 0 | 0 | 0 | 0 | 0 | 0 | 0 | 0 | 0 | 0 | 0 | 0
Option 3 SG | Constraint on Pipeline from Storage to GTs SEV | Constraints to make diesel to come exclusively from storage | 0 | 0 | 0 | 0 | 0 | 0 | 0 | 0 | 0 | 0 | 0 | 0 | 0 | 0 | 0 | 0 | 0 | 0 | 0 | 0 | 0 | 0 | 0 | 0
Option 3 SG | Constraint on Pipeline from Storage to GTs SNSW | Constraints to make diesel to come exclusively from storage | 0 | 0 | 0 | 0 | 0 | 0 | 0 | 0 | 0 | 0 | 0 | 0 | 0 | 0 | 0 | 0 | 0 | 0 | 0 | 0 | 0 | 0 | 0 | 0
Option 3 SG | Constraint on Pipeline from Storage to GTs SNW | Constraints to make diesel to come exclusively from storage | 0 | 0 | 0 | 0 | 0 | 0 | 0 | 0 | 0 | 0 | 0 | 0 | 0 | 0 | 0 | 0 | 0 | 0 | 0 | 0 | 0 | 0 | 0 | 0
Option 3 SG | Constraint on Pipeline from Storage to GTs SQ | Constraints to make diesel to come exclusively from storage | 0 | 0 | 0 | 0 | 0 | 0 | 0 | 0 | 0 | 0 | 0 | 0 | 0 | 0 | 0 | 0 | 0 | 0 | 0 | 0 | 0 | 0 | 0 | 0
Option 3 SG | Constraint on Pipeline from Storage to GTs TAS | Constraints to make diesel to come exclusively from storage | 0 | 0 | 0 | 0 | 0 | 0 | 0 | 0 | 0 | 0 | 0 | 0 | 0 | 0 | 0 | 0 | 0 | 0 | 0 | 0 | 0 | 0 | 0 | 0
Option 3 SG | Constraint on Pipeline from Storage to GTs WNV | Constraints to make diesel to come exclusively from storage | 0 | 0 | 0 | 0 | 0 | 0 | 0 | 0 | 0 | 0 | 0 | 0 | 0 | 0 | 0 | 0 | 0 | 0 | 0 | 0 | 0 | 0 | 0 | 0
Option 3 SG | Constraint on Pipeline from Storage to GTs WOO | Constraints to make diesel to come exclusively from storage | 0 | 0 | 0 | 0 | 0 | 0 | 0 | 0 | 0 | 0 | 0 | 0 | 0 | 0 | 0 | 0 | 0 | 0 | 0 | 0 | 0 | 0 | 0 | 0
Option 3 SG | DNSP Thermal Limit on CER CNSW Area1 | DNSP Thermal Limit on CER | 881436 | 972982.5 | 1083503 | 1151884.5 | 1160908 | 1251175 | 1183413.5 | 1341296 | 1374077 | 1329544 | 1325674 | 1349695.5 | 1414354.5 | 1488354 | 1494250 | 1402640 | 1306220.5 | 1381054.5 | 1487146 | 1557849.5 | 1591141.5 | 1742247.5 | 1700879.5 | 1969378.5
Option 3 SG | DNSP Thermal Limit on CER CQ Area1 | DNSP Thermal Limit on CER | 1115404.5 | 1274101 | 1393707.5 | 1500446 | 1535688.5 | 1638641 | 1699974 | 1840791 | 1888803 | 1953640 | 1913769 | 1887799 | 2007282 | 2140009.5 | 2188514.5 | 2043247 | 1867396.5 | 2046074.5 | 2188833 | 2336798 | 2356489.5 | 2501862.5 | 2644008 | 2880939
Option 3 SG | DNSP Thermal Limit on CER CSA Area1 | DNSP Thermal Limit on CER | 4058521 | 4405183.5 | 4763085 | 4786732.5 | 5193442.5 | 5432514.5 | 5611960.5 | 5939722.5 | 6438271.5 | 6871720 | 7454754.5 | 7611644.5 | 7948118 | 8551593 | 8857903.5 | 9195341 | 9145202.5 | 9824093 | 10423354.5 | 10383243.5 | 10626202 | 10860228 | 10922492 | 11068583.5
Option 3 SG | DNSP Thermal Limit on CER GG Area1 | DNSP Thermal Limit on CER | 146741 | 167374.5 | 183189 | 201743.5 | 206140.5 | 219662.5 | 228800 | 240546 | 246212.5 | 249750 | 239697 | 239657.5 | 252228 | 278157.5 | 285427 | 275522.5 | 245044 | 268769 | 286841.5 | 311470 | 316452 | 338619 | 350133.5 | 373568.5
Option 3 SG | DNSP Thermal Limit on CER MEL Area1 | DNSP Thermal Limit on CER | 830632 | 955827.5 | 1079121 | 1045716 | 1207876 | 1265662.5 | 1306789 | 1388799 | 1424511.5 | 1392490.5 | 1400687 | 1441197 | 1521257 | 1594988 | 1621215 | 1586373 | 1422760.5 | 1572949.5 | 1697563 | 1619332 | 1851065.5 | 1948023 | 2049094 | 2239623
Option 3 SG | DNSP Thermal Limit on CER MEL Area2 | DNSP Thermal Limit on CER | 3802297 | 4430941.5 | 5057529.5 | 4938645 | 5765578.5 | 6087419 | 6313617 | 6730756.5 | 6911386 | 6769373.5 | 6841227 | 7047098 | 7458597 | 7813554.5 | 7961109 | 7810874.5 | 7054746 | 7792342 | 8414097 | 8027198.5 | 9213764.5 | 9691014 | 10271108 | 11273698.5
Option 3 SG | DNSP Thermal Limit on CER NNSW Area1 | DNSP Thermal Limit on CER | 2087141.5 | 2267354 | 2506405 | 2661767 | 2740577 | 2886751 | 2749951.5 | 3114695.5 | 3102438 | 3020767 | 3012644 | 3007685.5 | 3228185.5 | 3353522 | 3477136 | 3279319.5 | 3050856.5 | 3159822.5 | 3377853.5 | 3530170.5 | 3690722.5 | 3956956 | 3882495.5 | 4501117.5
Option 3 SG | DNSP Thermal Limit on CER NQ Area1 | DNSP Thermal Limit on CER | 1883364.5 | 2125903.5 | 2305369 | 2552931.5 | 2590058 | 2738570 | 2797940 | 2965609 | 3037702.5 | 3154479.5 | 3026682 | 3021042.5 | 3201093 | 3395661 | 3459017.5 | 3369797.5 | 3012392.5 | 3276711 | 3501173.5 | 3836798.5 | 3875394 | 4078327 | 4213104 | 4498267
Option 3 SG | DNSP Thermal Limit on CER NSA Area1 | DNSP Thermal Limit on CER | 160251 | 182468 | 202392.5 | 206834 | 221885.5 | 224039.5 | 231958 | 248493.5 | 275127 | 298297 | 301000.5 | 333941.5 | 351921.5 | 370748 | 376737 | 389403 | 390762 | 438104 | 454109.5 | 467376 | 476560 | 483851.5 | 492002.5 | 508436.5
Option 3 SG | DNSP Thermal Limit on CER SESA Area1 | DNSP Thermal Limit on CER | 188426 | 217125.5 | 243714 | 253991 | 271399 | 284903 | 300975 | 316928.5 | 341669.5 | 361594 | 376824.5 | 435744 | 453705 | 460275.5 | 493742.5 | 521852.5 | 519411.5 | 565525 | 619413.5 | 624916.5 | 631617.5 | 640799.5 | 624320 | 624980
Option 3 SG | DNSP Thermal Limit on CER SEV Area1 | DNSP Thermal Limit on CER | 572188.5 | 661610.5 | 761834.5 | 747892 | 876632 | 925822 | 969783.5 | 1051559 | 1070425.5 | 1083394.5 | 1125160 | 1180020.5 | 1284353.5 | 1413701.5 | 1484619 | 1494598.5 | 1416134.5 | 1556328.5 | 1664826 | 1627637 | 1866879.5 | 2037376 | 2143520.5 | 2335029.5
Option 3 SG | DNSP Thermal Limit on CER SNSW Area1 | DNSP Thermal Limit on CER | 1096816 | 1183820.5 | 1315163.5 | 1378489 | 1422610 | 1499159 | 1427918 | 1603113 | 1583131 | 1539695 | 1536614.5 | 1559989.5 | 1634471 | 1699697 | 1770586 | 1694532 | 1592634.5 | 1646938.5 | 1771393 | 1822981.5 | 1900643.5 | 2038352 | 1993983 | 2286862.5
Option 3 SG | DNSP Thermal Limit on CER SNSW Area2 | DNSP Thermal Limit on CER | 947063.5 | 1020322.5 | 1134315.5 | 1186257.5 | 1218252.5 | 1278961.5 | 1206960 | 1361960.5 | 1338381.5 | 1296959.5 | 1284479.5 | 1301901.5 | 1364487 | 1429745.5 | 1494152.5 | 1422192 | 1322896.5 | 1370122.5 | 1484853.5 | 1537984.5 | 1604644 | 1728196 | 1687043 | 1960587.5
Option 3 SG | DNSP Thermal Limit on CER SNW Area1 | DNSP Thermal Limit on CER | 4044298.5 | 4485649 | 5035420.5 | 5425511.5 | 5462178 | 5891716 | 5631216 | 6331086.5 | 6325302.5 | 6136798 | 6157772 | 6050871 | 6478623 | 6907454 | 7166756 | 6756788.5 | 6370297.5 | 6766598 | 7221241 | 7708348.5 | 7832610.5 | 8623782.5 | 8551344 | 9829161.5
Option 3 SG | DNSP Thermal Limit on CER SNW Area2 | DNSP Thermal Limit on CER | 4520837 | 4967377.5 | 5526742.5 | 5909610 | 5919817 | 6364927 | 6065748 | 6799640.5 | 6772081 | 6552407.5 | 6554658.5 | 6419771.5 | 6853331.5 | 7289920.5 | 7534531.5 | 7072296 | 6633351 | 7009345.5 | 7480903 | 7929685 | 8010170.5 | 8763385.5 | 8606898 | 9850454.5
Option 3 SG | DNSP Thermal Limit on CER SQ Area1 | DNSP Thermal Limit on CER | 9269194 | 10523721 | 11654118 | 12563620 | 12954933.5 | 13640483 | 14178933 | 14657488 | 15007366 | 15564268 | 14822995.5 | 14862536 | 15628937.5 | 16746955 | 17129212 | 16856884.5 | 14694349 | 16216674.5 | 17653343 | 18737761.5 | 19158227 | 20104193.5 | 21210087 | 22136364
Option 3 SG | DNSP Thermal Limit on CER TAS Area1 | DNSP Thermal Limit on CER | 546801 | 614235.5 | 682320 | 672538.5 | 738541.5 | 784280.5 | 786662 | 816334.5 | 824276.5 | 821839.5 | 818101.5 | 818196 | 856062 | 889888 | 896858.5 | 868922 | 850158 | 888495 | 912420 | 877278.5 | 950314 | 1047181.5 | 1097473.5 | 1186880.5
Option 3 SG | DNSP Thermal Limit on CER WNV Area1 | DNSP Thermal Limit on CER | 355142.5 | 409038 | 458002 | 455272.5 | 535771 | 552974 | 567974 | 604839.5 | 624552.5 | 613482 | 619067.5 | 629262.5 | 676497 | 698700.5 | 709118 | 706402.5 | 608480 | 676199.5 | 724321.5 | 717429.5 | 823939.5 | 865039 | 904753 | 977816.5
Option 3 SG | DNSP Thermal Limit on CER WNV Area2 | DNSP Thermal Limit on CER | 1330136 | 1536806 | 1732654 | 1738761 | 2057070.5 | 2140660 | 2209844 | 2361547 | 2434758 | 2411497.5 | 2454597.5 | 2506089.5 | 2709385 | 2832084 | 2887008 | 2884996.5 | 2521795.5 | 2783706 | 2976962.5 | 2941131.5 | 3413042 | 3599560 | 3778845 | 4102767
Option 3 SG | DNSP Thermal Limit on Distributed Resources CNSW Area1 | DNSP Thermal Limit on Distributed Resources | 5676480 | 5692032 | 5676480 | 5676480 | 5676480 | 5692032 | 5676480 | 5676480 | 5676480 | 5692032 | 5676480 | 5676480 | 5676480 | 5692032 | 5676480 | 5676480 | 5676480 | 5692032 | 5676480 | 5676480 | 5676480 | 5692032 | 5676480 | 5676480
Option 3 SG | DNSP Thermal Limit on Distributed Resources CQ Area1 | DNSP Thermal Limit on Distributed Resources | 0 | 0 | 0 | 0 | 0 | 9003600 | 8979000 | 8979000 | 8979000 | 9003600 | 8979000 | 8979000 | 8979000 | 9003600 | 8979000 | 8979000 | 8979000 | 9003600 | 8979000 | 8979000 | 8979000 | 9003600 | 8979000 | 8979000
Option 3 SG | DNSP Thermal Limit on Distributed Resources CSA Area1 | DNSP Thermal Limit on Distributed Resources | 0 | 0 | 0 | 0 | 0 | 65352960 | 65174400 | 65174400 | 65174400 | 65352960 | 65174400 | 65174400 | 65174400 | 65352960 | 65174400 | 65174400 | 65174400 | 65352960 | 65174400 | 65174400 | 65174400 | 65352960 | 65174400 | 65174400
Option 3 SG | DNSP Thermal Limit on Distributed Resources GG Area1 | DNSP Thermal Limit on Distributed Resources | 0 | 0 | 0 | 0 | 0 | 1036512 | 1033680 | 1033680 | 1033680 | 1036512 | 1033680 | 1033680 | 1033680 | 1036512 | 1033680 | 1033680 | 1033680 | 1036512 | 1033680 | 1033680 | 1033680 | 1036512 | 1033680 | 1033680
Option 3 SG | DNSP Thermal Limit on Distributed Resources MEL Area1 | DNSP Thermal Limit on Distributed Resources | 15978240 | 16022016 | 15978240 | 15978240 | 15978240 | 16022016 | 15978240 | 15978240 | 15978240 | 16022016 | 15978240 | 15978240 | 15978240 | 16022016 | 15978240 | 15978240 | 15978240 | 16022016 | 15978240 | 15978240 | 15978240 | 16022016 | 15978240 | 15978240
Option 3 SG | DNSP Thermal Limit on Distributed Resources MEL Area2 | DNSP Thermal Limit on Distributed Resources | 182768640 | 183269376 | 182768640 | 182768640 | 182768640 | 183269376 | 182768640 | 182768640 | 182768640 | 183269376 | 182768640 | 182768640 | 182768640 | 183269376 | 182768640 | 182768640 | 182768640 | 183269376 | 182768640 | 182768640 | 182768640 | 183269376 | 182768640 | 182768640
Option 3 SG | DNSP Thermal Limit on Distributed Resources NNSW Area1 | DNSP Thermal Limit on Distributed Resources | 0 | 0 | 0 | 0 | 0 | 9196848 | 9171720 | 9171720 | 9171720 | 9196848 | 9171720 | 9171720 | 9171720 | 9196848 | 9171720 | 9171720 | 9171720 | 9196848 | 9171720 | 9171720 | 9171720 | 9196848 | 9171720 | 9171720
Option 3 SG | DNSP Thermal Limit on Distributed Resources NQ Area1 | DNSP Thermal Limit on Distributed Resources | 0 | 0 | 0 | 0 | 0 | 16961904 | 16915560 | 16915560 | 16915560 | 16961904 | 16915560 | 16915560 | 16915560 | 16961904 | 16915560 | 16915560 | 16915560 | 16961904 | 16915560 | 16915560 | 16915560 | 16961904 | 16915560 | 16915560
Option 3 SG | DNSP Thermal Limit on Distributed Resources NSA Area1 | DNSP Thermal Limit on Distributed Resources | 0 | 0 | 0 | 0 | 0 | 3048048 | 3039720 | 3039720 | 3039720 | 3048048 | 3039720 | 3039720 | 3039720 | 3048048 | 3039720 | 3039720 | 3039720 | 3048048 | 3039720 | 3039720 | 3039720 | 3048048 | 3039720 | 3039720
Option 3 SG | DNSP Thermal Limit on Distributed Resources SESA Area1 | DNSP Thermal Limit on Distributed Resources | 0 | 0 | 0 | 0 | 0 | 4488624 | 4476360 | 4476360 | 4476360 | 4488624 | 4476360 | 4476360 | 4476360 | 4488624 | 4476360 | 4476360 | 4476360 | 4488624 | 4476360 | 4476360 | 4476360 | 4488624 | 4476360 | 4476360
Option 3 SG | DNSP Thermal Limit on Distributed Resources SEV Area1 | DNSP Thermal Limit on Distributed Resources | 0 | 0 | 0 | 0 | 0 | 7211664 | 7191960 | 7191960 | 7191960 | 7211664 | 7191960 | 7191960 | 7191960 | 7211664 | 7191960 | 7191960 | 7191960 | 7211664 | 7191960 | 7191960 | 7191960 | 7211664 | 7191960 | 7191960
Option 3 SG | DNSP Thermal Limit on Distributed Resources SNSW Area1 | DNSP Thermal Limit on Distributed Resources | 0 | 0 | 0 | 0 | 0 | 7009632 | 6990480 | 6990480 | 6990480 | 7009632 | 6990480 | 6990480 | 6990480 | 7009632 | 6990480 | 6990480 | 6990480 | 7009632 | 6990480 | 6990480 | 6990480 | 7009632 | 6990480 | 6990480
Option 3 SG | DNSP Thermal Limit on Distributed Resources SNSW Area2 | DNSP Thermal Limit on Distributed Resources | 0 | 0 | 0 | 0 | 0 | 8081280 | 8059200 | 8059200 | 8059200 | 8081280 | 8059200 | 8059200 | 8059200 | 8081280 | 8059200 | 8059200 | 8059200 | 8081280 | 8059200 | 8059200 | 8059200 | 8081280 | 8059200 | 8059200
Option 3 SG | DNSP Thermal Limit on Distributed Resources SNW Area1 | DNSP Thermal Limit on Distributed Resources | 27366240 | 27441216 | 27366240 | 27366240 | 27366240 | 27441216 | 27366240 | 27366240 | 27366240 | 27441216 | 27366240 | 27366240 | 27366240 | 27441216 | 27366240 | 27366240 | 27366240 | 27441216 | 27366240 | 27366240 | 27366240 | 27441216 | 27366240 | 27366240
Option 3 SG | DNSP Thermal Limit on Distributed Resources SNW Area2 | DNSP Thermal Limit on Distributed Resources | 59734440 | 59898096 | 59734440 | 59734440 | 59734440 | 59898096 | 59734440 | 59734440 | 59734440 | 59898096 | 59734440 | 59734440 | 59734440 | 59898096 | 59734440 | 59734440 | 59734440 | 59898096 | 59734440 | 59734440 | 59734440 | 59898096 | 59734440 | 59734440
Option 3 SG | DNSP Thermal Limit on Distributed Resources SQ Area1 | DNSP Thermal Limit on Distributed Resources | 0 | 0 | 0 | 0 | 0 | 51158016 | 51018240 | 51018240 | 51018240 | 51158016 | 51018240 | 51018240 | 51018240 | 51158016 | 51018240 | 51018240 | 51018240 | 51158016 | 51018240 | 51018240 | 51018240 | 51158016 | 51018240 | 51018240
Option 3 SG | DNSP Thermal Limit on Distributed Resources TAS Area1 | DNSP Thermal Limit on Distributed Resources | 3468960 | 3478464 | 3468960 | 3468960 | 3468960 | 3478464 | 3468960 | 3468960 | 3468960 | 3478464 | 3468960 | 3468960 | 3468960 | 3478464 | 3468960 | 3468960 | 3468960 | 3478464 | 3468960 | 3468960 | 3468960 | 3478464 | 3468960 | 3468960
Option 3 SG | DNSP Thermal Limit on Distributed Resources WNV Area1 | DNSP Thermal Limit on Distributed Resources | 0 | 0 | 0 | 0 | 0 | 3469680 | 3460200 | 3460200 | 3460200 | 3469680 | 3460200 | 3460200 | 3460200 | 3469680 | 3460200 | 3460200 | 3460200 | 3469680 | 3460200 | 3460200 | 3460200 | 3469680 | 3460200 | 3460200
Option 3 SG | DNSP Thermal Limit on Distributed Resources WNV Area2 | DNSP Thermal Limit on Distributed Resources | 0 | 0 | 0 | 0 | 0 | 53441856 | 53295840 | 53295840 | 53295840 | 53441856 | 53295840 | 53295840 | 53295840 | 53441856 | 53295840 | 53295840 | 53295840 | 53441856 | 53295840 | 53295840 | 53295840 | 53441856 | 53295840 | 53295840
Option 3 SG | Daily H2 Limit NSW | H2 Infrastructure Limitations | 0 | 0 | 0 | 0 | 0 | 0 | 0 | 0 | 0 | 0 | 0 | 0 | 0 | 0 | 0 | 0 | 0 | 0 | 0 | 0 | 0 | 0 | 0 | 0
Option 3 SG | Daily H2 Limit QLD | H2 Infrastructure Limitations | 0 | 0 | 0 | 0 | 0 | 0 | 0 | 0 | 0 | 0 | 0 | 0 | 0 | 0 | 0 | 0 | 0 | 0 | 0 | 0 | 0 | 0 | 0 | 0
Option 3 SG | Daily H2 Limit SA | H2 Infrastructure Limitations | 0 | 0 | 0 | 0 | 0 | 0 | 0 | 0 | 0 | 0 | 0 | 0 | 0 | 0 | 0 | 0 | 0 | 0 | 0 | 0 | 0 | 0 | 0 | 0
Option 3 SG | Daily H2 Limit TAS | H2 Infrastructure Limitations | 0 | 0 | 0 | 0 | 0 | 0 | 0 | 0 | 0 | 0 | 0 | 0 | 0 | 0 | 0 | 0 | 0 | 0 | 0 | 0 | 0 | 0 | 0 | 0
Option 3 SG | Daily H2 Limit VIC | H2 Infrastructure Limitations | 0 | 0 | 0 | 0 | 0 | 0 | 0 | 0 | 0 | 0 | 0 | 0 | 0 | 0 | 0 | 0 | 0 | 0 | 0 | 0 | 0 | 0 | 0 | 0
Option 3 SG | ExportGroup_CNSW1 | Group Network Export Constraints | 7139400 | 7158960 | 7139400 | 7139400 | 7139400 | 7158960 | 7139400 | 7139400 | 7139400 | 7158960 | 7139400 | 7139400 | 7139400 | 7158960 | 7139400 | 7139400 | 7139400 | 7158960 | 7139400 | 7139400 | 7139400 | 7158960 | 7139400 | 7139400
Option 3 SG | ExportGroup_CQ1 | Group Network Export Constraints | 16792320 | 16833120 | 16792320 | 16792320 | 16792320 | 16833120 | 16792320 | 16792320 | 16792320 | 16833120 | 16792320 | 16792320 | 16792320 | 16833120 | 16792320 | 16792320 | 16792320 | 16833120 | 16792320 | 16792320 | 16792320 | 16833120 | 16792320 | 16792320
Option 3 SG | ExportGroup_MN1 | Group Network Export Constraints | 15460080 | 15499200 | 15460080 | 15460080 | 15460080 | 15499200 | 15460080 | 15460080 | 15460080 | 15499200 | 15460080 | 15460080 | 15460080 | 15499200 | 15460080 | 15460080 | 15460080 | 15499200 | 15460080 | 15460080 | 15460080 | 15499200 | 15460080 | 15460080
Option 3 SG | ExportGroup_NET1 | Group Network Export Constraints | 14016000 | 14054400 | 14016000 | 14016000 | 14016000 | 14054400 | 14016000 | 14016000 | 14016000 | 14054400 | 14016000 | 14016000 | 14016000 | 14054400 | 14016000 | 14016000 | 14016000 | 14054400 | 14016000 | 14016000 | 14016000 | 14054400 | 14016000 | 14016000
Option 3 SG | ExportGroup_NQ1 | Group Network Export Constraints | 22380480 | 22438560 | 22380480 | 22380480 | 22380480 | 22438560 | 22380480 | 22380480 | 22380480 | 22438560 | 22380480 | 22380480 | 22380480 | 22438560 | 22380480 | 22380480 | 22380480 | 22438560 | 22380480 | 22380480 | 22380480 | 22438560 | 22380480 | 22380480
Option 3 SG | ExportGroup_NSA1 | Group Network Export Constraints | 5124600 | 5138640 | 5124600 | 5124600 | 5124600 | 5138640 | 5124600 | 5124600 | 5124600 | 5138640 | 5124600 | 5124600 | 5124600 | 5138640 | 5124600 | 5124600 | 5124600 | 5138640 | 5124600 | 5124600 | 5124600 | 5138640 | 5124600 | 5124600
Option 3 SG | ExportGroup_SEVIC1 | Group Network Export Constraints | 0 | 0 | 0 | 0 | 0 | 36892800 | 36792000 | 36792000 | 36792000 | 36892800 | 36792000 | 36792000 | 36792000 | 36892800 | 36792000 | 36792000 | 36792000 | 36892800 | 36792000 | 36792000 | 36792000 | 36892800 | 36792000 | 36792000
Option 3 SG | ExportGroup_SQ1 | Group Network Export Constraints | 12264000 | 12297600 | 12264000 | 12264000 | 12264000 | 12297600 | 12264000 | 12264000 | 12264000 | 12297600 | 12264000 | 12264000 | 12264000 | 12297600 | 12264000 | 12264000 | 12264000 | 12297600 | 12264000 | 12264000 | 12264000 | 12297600 | 12264000 | 12264000
Option 3 SG | ExportGroup_SWNSW1 | Group Network Export Constraints | 10512000 | 10540800 | 10512000 | 10512000 | 10512000 | 10540800 | 10512000 | 10512000 | 10512000 | 10540800 | 10512000 | 10512000 | 10512000 | 10540800 | 10512000 | 10512000 | 10512000 | 10540800 | 10512000 | 10512000 | 10512000 | 10540800 | 10512000 | 10512000
Option 3 SG | ExportGroup_SWNSW2 | Group Network Export Constraints | 0 | 0 | 0 | 0 | 0 | 22598400 | 38544000 | 38544000 | 38544000 | 38649600 | 38544000 | 38544000 | 38544000 | 38649600 | 38544000 | 38544000 | 38544000 | 38649600 | 38544000 | 38544000 | 38544000 | 38649600 | 38544000 | 38544000
Option 3 SG | ExportGroup_SWQLD1 | Group Network Export Constraints | 26280000 | 26352000 | 26280000 | 26280000 | 26280000 | 26352000 | 26280000 | 26280000 | 26280000 | 26352000 | 26280000 | 26280000 | 26280000 | 26352000 | 26280000 | 26280000 | 26280000 | 26352000 | 26280000 | 26280000 | 26280000 | 26352000 | 26280000 | 26280000
Option 3 SG | ExportGroup_SWV1 | Group Network Export Constraints | 21856200 | 21916080 | 21856200 | 21856200 | 21856200 | 21916080 | 21856200 | 21856200 | 21856200 | 21916080 | 21856200 | 21856200 | 21856200 | 21916080 | 21856200 | 21856200 | 21856200 | 21916080 | 21856200 | 21856200 | 21856200 | 21916080 | 21856200 | 21856200
Option 3 SG | ExportGroup_WNV1 | Group Network Export Constraints | 23802480 | 23851440 | 23802480 | 23802480 | 23802480 | 10851480 | 23802480 | 23802480 | 23802480 | 23851440 | 23802480 | 23802480 | 23802480 | 23851440 | 23802480 | 23802480 | 23802480 | 23851440 | 23802480 | 23802480 | 23802480 | 23851440 | 23802480 | 23802480
Option 3 SG | ExportGroup_WV1 | Group Network Export Constraints | 7860000 | 7878720 | 7860000 | 7860000 | 7860000 | 7878720 | 7860000 | 7860000 | 7860000 | 7878720 | 7860000 | 7860000 | 7860000 | 7878720 | 7860000 | 7860000 | 7860000 | 7878720 | 7860000 | 7860000 | 7860000 | 7878720 | 7860000 | 7860000
Option 3 SG | ExportLimit_DN2_Yass | Distribution REZ Export Constraints | 0 | 0 | 0 | 0 | 0 | 0 | 0 | 0 | 0 | 0 | 0 | 0 | 0 | 0 | 0 | 0 | 0 | 0 | 0 | 0 | 0 | 0 | 0 | 0
Option 3 SG | ExportLimit_DN3_Marulan | Distribution REZ Export Constraints | 0 | 0 | 0 | 0 | 0 | 0 | 0 | 0 | 0 | 0 | 0 | 0 | 0 | 0 | 0 | 0 | 0 | 0 | 0 | 0 | 0 | 0 | 0 | 0
Option 3 SG | ExportLimit_N10_Hunter Coast | REZ Network Export Constraints | 49494000 | 49629600 | 49494000 | 49494000 | 49494000 | 49629600 | 49494000 | 49494000 | 49494000 | 49629600 | 49494000 | 49494000 | 49494000 | 49629600 | 49494000 | 49494000 | 49494000 | 49629600 | 49494000 | 49494000 | 49494000 | 49629600 | 49494000 | 49494000
Option 3 SG | ExportLimit_N11_Illawarra Coast | REZ Network Export Constraints | 8760000 | 8784000 | 8760000 | 8760000 | 8760000 | 8784000 | 8760000 | 8760000 | 8760000 | 8784000 | 8760000 | 8760000 | 8760000 | 8784000 | 8760000 | 8760000 | 8760000 | 8784000 | 8760000 | 8760000 | 8760000 | 8784000 | 8760000 | 8760000
Option 3 SG | ExportLimit_N12_Illawarra | REZ Network Export Constraints | 8760000 | 8784000 | 8760000 | 8760000 | 8760000 | 8784000 | 8760000 | 8760000 | 8760000 | 8784000 | 8760000 | 8760000 | 8760000 | 8784000 | 8760000 | 8760000 | 8760000 | 8784000 | 8760000 | 8760000 | 8760000 | 8784000 | 8760000 | 8760000
Option 3 SG | ExportLimit_N13_South Cobar | REZ Network Export Constraints | 995328 | 997872 | 995328 | 995328 | 995328 | 997872 | 995328 | 995328 | 995328 | 997872 | 995328 | 995328 | 995328 | 997872 | 995328 | 995328 | 995328 | 997872 | 995328 | 995328 | 995328 | 997872 | 995328 | 995328
Option 3 SG | ExportLimit_N1_North West NSW | REZ Network Export Constraints | 1497960 | 1502064 | 1497960 | 1497960 | 1497960 | 1502064 | 1497960 | 1497960 | 1497960 | 1502064 | 1497960 | 1497960 | 1497960 | 1502064 | 1497960 | 1497960 | 1497960 | 1502064 | 1497960 | 1497960 | 1497960 | 1502064 | 1497960 | 1497960
Option 3 SG | ExportLimit_N2_New England | REZ Network Export Constraints | 5054520 | 5068368 | 5054520 | 5054520 | 5054520 | 5068368 | 5054520 | 5054520 | 5054520 | 5068368 | 5054520 | 5054520 | 5054520 | 5068368 | 5054520 | 5054520 | 5054520 | 5068368 | 5054520 | 5054520 | 5054520 | 5068368 | 5054520 | 5054520
Option 3 SG | ExportLimit_N3_Central-West Orana | REZ Network Export Constraints | 7884000 | 7905600 | 7884000 | 7884000 | 7884000 | 7905600 | 7884000 | 7884000 | 7884000 | 7905600 | 7884000 | 7884000 | 7884000 | 7905600 | 7884000 | 7884000 | 7884000 | 7905600 | 7884000 | 7884000 | 7884000 | 7905600 | 7884000 | 7884000
Option 3 SG | ExportLimit_N4_Broken Hill | REZ Network Export Constraints | 2190000 | 2196000 | 2190000 | 2190000 | 2190000 | 2196000 | 2190000 | 2190000 | 2190000 | 2196000 | 2190000 | 2190000 | 2190000 | 2196000 | 2190000 | 2190000 | 2190000 | 2196000 | 2190000 | 2190000 | 2190000 | 2196000 | 2190000 | 2190000
Option 3 SG | ExportLimit_N5_South West NSW | REZ Network Export Constraints | 3942000 | 3952800 | 3942000 | 3942000 | 3942000 | 3952800 | 3942000 | 3942000 | 3942000 | 3952800 | 3942000 | 3942000 | 3942000 | 3952800 | 3942000 | 3942000 | 3942000 | 3952800 | 3942000 | 3942000 | 3942000 | 3952800 | 3942000 | 3942000
Option 3 SG | ExportLimit_N6_Wagga Wagga | REZ Network Export Constraints | 9636000 | 9662400 | 9636000 | 9636000 | 9636000 | 9662400 | 9636000 | 9636000 | 9636000 | 9662400 | 9636000 | 9636000 | 9636000 | 9662400 | 9636000 | 9636000 | 9636000 | 9662400 | 9636000 | 9636000 | 9636000 | 9662400 | 9636000 | 9636000
Option 3 SG | ExportLimit_N7_Tumut | REZ Network Export Constraints | 0 | 0 | 0 | 0 | 0 | 0 | 0 | 0 | 0 | 0 | 0 | 0 | 0 | 0 | 0 | 0 | 0 | 0 | 0 | 0 | 0 | 0 | 0 | 0
Option 3 SG | ExportLimit_N8_Cooma-Monaro | REZ Network Export Constraints | 3066000 | 3074400 | 3066000 | 3066000 | 3066000 | 3074400 | 3066000 | 3066000 | 3066000 | 3074400 | 3066000 | 3066000 | 3066000 | 3074400 | 3066000 | 3066000 | 3066000 | 3074400 | 3066000 | 3066000 | 3066000 | 3074400 | 3066000 | 3066000
Option 3 SG | ExportLimit_N9_Hunter-Central Coast | REZ Network Export Constraints | 3504000 | 3513600 | 3504000 | 3504000 | 3504000 | 3513600 | 3504000 | 3504000 | 3504000 | 3513600 | 3504000 | 3504000 | 3504000 | 3513600 | 3504000 | 3504000 | 3504000 | 3513600 | 3504000 | 3504000 | 3504000 | 3513600 | 3504000 | 3504000
Option 3 SG | ExportLimit_Q1_Far North Qld | REZ Network Export Constraints | 6570000 | 6588000 | 6570000 | 6570000 | 6570000 | 6588000 | 6570000 | 6570000 | 6570000 | 6588000 | 6570000 | 6570000 | 6570000 | 6588000 | 6570000 | 6570000 | 6570000 | 6588000 | 6570000 | 6570000 | 6570000 | 6588000 | 6570000 | 6570000
Option 3 SG | ExportLimit_Q2_North Qld Clean Energy Hub | REZ Network Export Constraints | 6132000 | 6148800 | 6132000 | 6132000 | 6132000 | 6148800 | 6132000 | 6132000 | 6132000 | 6148800 | 6132000 | 6132000 | 6132000 | 6148800 | 6132000 | 6132000 | 6132000 | 6148800 | 6132000 | 6132000 | 6132000 | 6148800 | 6132000 | 6132000
Option 3 SG | ExportLimit_Q5_Barcaldine | REZ Network Export Constraints | 744600 | 746640 | 744600 | 744600 | 744600 | 746640 | 744600 | 744600 | 744600 | 746640 | 744600 | 744600 | 744600 | 746640 | 744600 | 744600 | 744600 | 746640 | 744600 | 744600 | 744600 | 746640 | 744600 | 744600
Option 3 SG | ExportLimit_Q9_Banana | REZ Network Export Constraints | 1314000 | 1317600 | 1314000 | 1314000 | 1314000 | 1317600 | 1314000 | 1314000 | 1314000 | 1317600 | 1314000 | 1314000 | 1314000 | 1317600 | 1314000 | 1314000 | 1314000 | 1317600 | 1314000 | 1314000 | 1314000 | 1317600 | 1314000 | 1314000
Option 3 SG | ExportLimit_S2_Riverland | REZ Network Export Constraints | 1138800 | 1141920 | 1138800 | 1138800 | 1138800 | 1141920 | 1138800 | 1138800 | 1138800 | 1141920 | 1138800 | 1138800 | 1138800 | 1141920 | 1138800 | 1138800 | 1138800 | 1141920 | 1138800 | 1138800 | 1138800 | 1141920 | 1138800 | 1138800
Option 3 SG | ExportLimit_S4_Yorke Peninsula | REZ Network Export Constraints | 876000 | 878400 | 876000 | 876000 | 876000 | 878400 | 876000 | 876000 | 876000 | 878400 | 876000 | 876000 | 876000 | 878400 | 876000 | 876000 | 876000 | 878400 | 876000 | 876000 | 876000 | 878400 | 876000 | 876000
Option 3 SG | ExportLimit_S6_Roxby Downs | REZ Network Export Constraints | 4380000 | 4392000 | 4380000 | 4380000 | 4380000 | 4392000 | 4380000 | 4380000 | 4380000 | 4392000 | 4380000 | 4380000 | 4380000 | 4392000 | 4380000 | 4380000 | 4380000 | 4392000 | 4380000 | 4380000 | 4380000 | 4392000 | 4380000 | 4380000
Option 3 SG | ExportLimit_S7_Eastern Eyre Peninsula | REZ Network Export Constraints | 2628000 | 2635200 | 2628000 | 2628000 | 2628000 | 2635200 | 2628000 | 2628000 | 2628000 | 2635200 | 2628000 | 2628000 | 2628000 | 2635200 | 2628000 | 2628000 | 2628000 | 2635200 | 2628000 | 2628000 | 2628000 | 2635200 | 2628000 | 2628000
Option 3 SG | ExportLimit_S8_Western Eyre Peninsula | REZ Network Export Constraints | 0 | 0 | 0 | 0 | 0 | 0 | 0 | 0 | 0 | 0 | 0 | 0 | 0 | 0 | 0 | 0 | 0 | 0 | 0 | 0 | 0 | 0 | 0 | 0
Option 3 SG | ExportLimit_T1_North East Tasmania | REZ Network Export Constraints | 3504000 | 3513600 | 3504000 | 3504000 | 3504000 | 3513600 | 3504000 | 3504000 | 3504000 | 3513600 | 3504000 | 3504000 | 3504000 | 3513600 | 3504000 | 3504000 | 3504000 | 3513600 | 3504000 | 3504000 | 3504000 | 3513600 | 3504000 | 3504000
Option 3 SG | ExportLimit_T2_North West Tasmania | REZ Network Export Constraints | 1337520 | 1344168 | 1337520 | 1337520 | 1337520 | 1344168 | 1337520 | 1337520 | 1337520 | 1344168 | 1337520 | 1337520 | 1337520 | 1344168 | 1337520 | 1337520 | 1337520 | 1344168 | 1337520 | 1337520 | 1337520 | 1344168 | 1337520 | 1337520
Option 3 SG | ExportLimit_T3_Central Highlands | REZ Network Export Constraints | 7080120 | 7096968 | 7080120 | 7080120 | 7080120 | 7096968 | 7080120 | 7080120 | 7080120 | 7096968 | 7080120 | 7080120 | 7080120 | 7096968 | 7080120 | 7080120 | 7080120 | 7096968 | 7080120 | 7080120 | 7080120 | 7096968 | 7080120 | 7080120
Option 3 SG | ExportLimit_V1_North West VIC | REZ Network Export Constraints | 4932960 | 4943520 | 4932960 | 4932960 | 4932960 | 4943520 | 4932960 | 4932960 | 4932960 | 4943520 | 4932960 | 4932960 | 4932960 | 4943520 | 4932960 | 4932960 | 4932960 | 4943520 | 4932960 | 4932960 | 4932960 | 4943520 | 4932960 | 4932960
Option 3 SG | ExportLimit_V2_Central Highlands VIC | REZ Network Export Constraints | 6283200 | 6297600 | 6283200 | 6283200 | 6283200 | 6297600 | 6283200 | 6283200 | 6283200 | 6297600 | 6283200 | 6283200 | 6283200 | 6297600 | 6283200 | 6283200 | 6283200 | 6297600 | 6283200 | 6283200 | 6283200 | 6297600 | 6283200 | 6283200
Option 3 SG | ExportLimit_V7_Central North VIC | REZ Network Export Constraints | 9032400 | 9048000 | 9032400 | 9032400 | 9032400 | 9048000 | 9032400 | 9032400 | 9032400 | 9048000 | 9032400 | 9032400 | 9032400 | 9048000 | 9032400 | 9032400 | 9032400 | 9048000 | 9032400 | 9032400 | 9032400 | 9048000 | 9032400 | 9032400
Option 3 SG | ExportLimit_V8_Gippsland Offshore | REZ Network Export Constraints | 0 | 0 | 0 | 0 | 0 | 0 | 0 | 0 | 0 | 0 | 0 | 0 | 0 | 0 | 0 | 0 | 0 | 0 | 0 | 0 | 0 | 0 | 0 | 0
Option 3 SG | Gas Zone Daily Offtake Limit Colongra | Gas Infrastructure Limitations by Gas Zone | 14724.1 | 14764.44 | 14724.1 | 14724.1 | 14724.1 | 14764.44 | 14724.1 | 14724.1 | 14724.1 | 14764.44 | 14724.1 | 14724.1 | 14724.1 | 14764.44 | 14724.1 | 14724.1 | 14724.1 | 14764.44 | 14724.1 | 14724.1 | 14724.1 | 14764.44 | 14724.1 | 14724.1
Option 3 SG | Gas Zone Daily Offtake Limit Gippsland | Gas Infrastructure Limitations by Gas Zone | 263742.04 | 355488.14 | 305342.77 | 286950.1 | 281144.82 | 240333.84 | 242749.92 | 241663.94 | 220066.8 | 214266.7 | 204259.2 | 194557.67 | 185478.37 | 180238.37 | 195130.16 | 253184.85 | 265251.73 | 267153.98 | 297450.36 | 297450.36 | 297450.36 | 298334.94 | 297450.36 | 297450.36
Option 3 SG | Gas Zone Daily Offtake Limit Gladstone | Gas Infrastructure Limitations by Gas Zone | 9362.21 | 17742.19 | 26774.54 | 41458.25 | 56680.17 | 57855.87 | 58026.13 | 58056.51 | 58038.35 | 58060.12 | 57825.31 | 58147.93 | 58080.6 | 58141.28 | 57962.24 | 58156.11 | 58142.25 | 58174.72 | 58100.5 | 58100.5 | 58100.5 | 58251.86 | 58100.5 | 58100.5
Option 3 SG | Gas Zone Daily Offtake Limit Kurri Kurri | Gas Infrastructure Limitations by Gas Zone | 21900 | 21960 | 21900 | 21900 | 21900 | 21960 | 21900 | 21900 | 21900 | 21960 | 21900 | 21900 | 21900 | 21960 | 21900 | 21900 | 21900 | 21960 | 21900 | 21900 | 21900 | 21960 | 21900 | 21900
Option 3 SG | Gas Zone Daily Offtake Limit Laverton North | Gas Infrastructure Limitations by Gas Zone | 28935.7 | 29020.49 | 28564.83 | 29056.07 | 28354.44 | 29090.39 | 28782.91 | 28987.7 | 29060.19 | 28905.46 | 28395.52 | 28253.4 | 27311.42 | 27163.32 | 27563.49 | 27747.49 | 28786.11 | 28609.08 | 29080.66 | 29080.66 | 29080.66 | 29160.78 | 29080.66 | 29080.66
Option 3 SG | Gas Zone Daily Offtake Limit Melbourne | Gas Infrastructure Limitations by Gas Zone | 378609.16 | 474914.92 | 435424.73 | 421532.34 | 420506.32 | 385071.76 | 391393.04 | 393804.31 | 376378.98 | 374665.51 | 367868.1 | 383156.35 | 399424.43 | 397783.2 | 417746.11 | 477150.47 | 492522 | 499038.35 | 527866.41 | 527866.41 | 527866.41 | 529472.75 | 527866.41 | 527866.41
Option 3 SG | Gas Zone Daily Offtake Limit Moomba | Gas Infrastructure Limitations by Gas Zone | 251300.08 | 242723.42 | 234330.18 | 226584.46 | 219704.57 | 214906.76 | 239195.09 | 261517.5 | 253205.15 | 247971.09 | 242081.87 | 237631.99 | 234148.49 | 231919.8 | 229365.19 | 227048.1 | 225695.07 | 225131.67 | 223439.24 | 223439.24 | 223439.24 | 224072.66 | 223439.24 | 223439.24
Option 3 SG | Gas Zone Daily Offtake Limit NQGP | Gas Infrastructure Limitations by Gas Zone | 5651.93 | 5678.26 | 5830.68 | 46367.36 | 96700.4 | 109517.86 | 112490.43 | 112484.61 | 112273.2 | 112591.32 | 112455.3 | 112480.08 | 112276.8 | 112585.67 | 112489.45 | 107790.15 | 102802.81 | 103094.61 | 102688.43 | 102688.43 | 102688.43 | 102970.23 | 102688.43 | 102688.43
Option 3 SG | Gas Zone Daily Offtake Limit Newcastle | Gas Infrastructure Limitations by Gas Zone | 40150 | 40260 | 40150 | 40150 | 40150 | 40260 | 40150 | 40150 | 40150 | 40260 | 40150 | 40150 | 40150 | 40260 | 40150 | 40150 | 40150 | 40260 | 40150 | 40150 | 40150 | 40260 | 40150 | 40150
Option 3 SG | Gas Zone Daily Offtake Limit Northern | Gas Infrastructure Limitations by Gas Zone | 1506095.1 | 1505911.59 | 1505136.23 | 1555316.94 | 1588483.87 | 1535394.6 | 1448155.46 | 1380908.98 | 1329658.18 | 1271124.82 | 1240998.56 | 1250642.04 | 1256767.37 | 1229891.56 | 1166545.38 | 1106124.17 | 1039212.14 | 996872.81 | 980142.99 | 980142.99 | 980142.99 | 982831.65 | 980142.99 | 980142.99
Option 3 SG | Gas Zone Daily Offtake Limit Port Campbell | Gas Infrastructure Limitations by Gas Zone | 272830.36 | 272040.86 | 264461.57 | 257464.57 | 250747.91 | 242858.16 | 270680.25 | 300069.89 | 292212.66 | 288578.97 | 285502.72 | 418695.28 | 525048.92 | 495914.26 | 495520.02 | 494596.48 | 520901.29 | 550064.67 | 547375.95 | 547375.95 | 547375.95 | 548879.95 | 547375.95 | 547375.95
Option 3 SG | Gas Zone Daily Offtake Limit Southern | Gas Infrastructure Limitations by Gas Zone | 565631.12 | 659613.62 | 599995.32 | 574715.56 | 559714.44 | 509298.41 | 575335.65 | 625518.85 | 592810.2 | 585521.71 | 572137.9 | 692526.72 | 791764.61 | 761931.09 | 780534.42 | 838270.75 | 876625 | 913999.88 | 937267.53 | 937267.53 | 937267.53 | 940016.16 | 937267.53 | 937267.53
Option 3 SG | Gordon Min Gen | Hydro min release | 32.85 | 32.85 | 32.85 | 32.85 | 32.85 | 32.85 | 32.85 | 32.85 | 32.85 | 32.85 | 32.85 | 32.85 | 32.85 | 32.85 | 32.85 | 32.85 | 32.85 | 32.85 | 32.85 | 32.85 | 32.85 | 32.85 | 32.85 | 32.85
Option 3 SG | ImportGroup_N9_Hydrogen | Group Network Import Constraints | 8935200 | 8959680 | 8935200 | 8935200 | 8935200 | 8959680 | 8935200 | 8935200 | 8935200 | 8959680 | 8935200 | 8935200 | 8935200 | 8959680 | 8935200 | 8935200 | 8935200 | 8959680 | 8935200 | 8935200 | 8935200 | 8959680 | 8935200 | 8935200
Option 3 SG | ImportGroup_NSA1 | Group Network Import Constraints | 5168400 | 5182560 | 5168400 | 5168400 | 5168400 | 5182560 | 5168400 | 5168400 | 5168400 | 5182560 | 5168400 | 5168400 | 5168400 | 5182560 | 5168400 | 5168400 | 5168400 | 5182560 | 5168400 | 5168400 | 5168400 | 5182560 | 5168400 | 5168400
Option 3 SG | ImportGroup_Q1_Hydrogen | Group Network Import Constraints | 4292400 | 4304160 | 4292400 | 4292400 | 4292400 | 4304160 | 4292400 | 4292400 | 4292400 | 4304160 | 4292400 | 4292400 | 4292400 | 4304160 | 4292400 | 4292400 | 4292400 | 4304160 | 4292400 | 4292400 | 4292400 | 4304160 | 4292400 | 4292400
Option 3 SG | ImportGroup_Q4_Hydrogen | Group Network Import Constraints | 8409600 | 8432640 | 8409600 | 8409600 | 8409600 | 8432640 | 8409600 | 8409600 | 8409600 | 8432640 | 8409600 | 8409600 | 8409600 | 8432640 | 8409600 | 8409600 | 8409600 | 8432640 | 8409600 | 8409600 | 8409600 | 8432640 | 8409600 | 8409600
Option 3 SG | ImportGroup_Q7_Hydrogen | Group Network Import Constraints | 9198000 | 9223200 | 9198000 | 9198000 | 9198000 | 9223200 | 9198000 | 9198000 | 9198000 | 9223200 | 9198000 | 9198000 | 9198000 | 9223200 | 9198000 | 9198000 | 9198000 | 9223200 | 9198000 | 9198000 | 9198000 | 9223200 | 9198000 | 9198000
Option 3 SG | ImportLimit_N12_Illawarra | REZ Network Import Constraints | 8760000 | 8784000 | 8760000 | 8760000 | 8760000 | 8784000 | 8760000 | 8760000 | 8760000 | 8784000 | 8760000 | 8760000 | 8760000 | 8784000 | 8760000 | 8760000 | 8760000 | 8784000 | 8760000 | 8760000 | 8760000 | 8784000 | 8760000 | 8760000
Option 3 SG | ImportLimit_N1_North West NSW | REZ Network Import Constraints | 490560 | 491904 | 490560 | 490560 | 490560 | 491904 | 490560 | 490560 | 490560 | 491904 | 490560 | 490560 | 490560 | 491904 | 490560 | 490560 | 490560 | 491904 | 490560 | 490560 | 490560 | 491904 | 490560 | 490560
Option 3 SG | ImportLimit_N3_Central-West Orana | REZ Network Import Constraints | 7884000 | 7905600 | 7884000 | 7884000 | 7884000 | 7905600 | 7884000 | 7884000 | 7884000 | 7905600 | 7884000 | 7884000 | 7884000 | 7905600 | 7884000 | 7884000 | 7884000 | 7905600 | 7884000 | 7884000 | 7884000 | 7905600 | 7884000 | 7884000
Option 3 SG | ImportLimit_N8_Cooma-Monaro | REZ Network Import Constraints | 1182600 | 1185840 | 1182600 | 1182600 | 1182600 | 1185840 | 1182600 | 1182600 | 1182600 | 1185840 | 1182600 | 1182600 | 1182600 | 1185840 | 1182600 | 1182600 | 1182600 | 1185840 | 1182600 | 1182600 | 1182600 | 1185840 | 1182600 | 1182600
Option 3 SG | ImportLimit_Q1_Far North Qld | REZ Network Import Constraints | 805920 | 808128 | 805920 | 805920 | 805920 | 808128 | 805920 | 805920 | 805920 | 808128 | 805920 | 805920 | 805920 | 808128 | 805920 | 805920 | 805920 | 808128 | 805920 | 805920 | 805920 | 808128 | 805920 | 805920
Option 3 SG | ImportLimit_S3_Mid-North SA | REZ Network Import Constraints | 3924480 | 3935232 | 3924480 | 3924480 | 3924480 | 3935232 | 3924480 | 3924480 | 3924480 | 3935232 | 3924480 | 3924480 | 3924480 | 3935232 | 3924480 | 3924480 | 3924480 | 3935232 | 3924480 | 3924480 | 3924480 | 3935232 | 3924480 | 3924480
Option 3 SG | ImportLimit_S7_Eastern Eyre Peninsula | REZ Network Import Constraints | 1322760 | 1326384 | 1322760 | 1322760 | 1322760 | 1326384 | 1322760 | 1322760 | 1322760 | 1326384 | 1322760 | 1322760 | 1322760 | 1326384 | 1322760 | 1322760 | 1322760 | 1326384 | 1322760 | 1322760 | 1322760 | 1326384 | 1322760 | 1322760
Option 3 SG | ImportLimit_T1_North East Tasmania | REZ Network Import Constraints | 3942000 | 3952800 | 3942000 | 3942000 | 3942000 | 3952800 | 3942000 | 3942000 | 3942000 | 3952800 | 3942000 | 3942000 | 3942000 | 3952800 | 3942000 | 3942000 | 3942000 | 3952800 | 3942000 | 3942000 | 3942000 | 3952800 | 3942000 | 3942000
Option 3 SG | ImportLimit_T3_Central Highlands | REZ Network Import Constraints | 4818000 | 4831200 | 4818000 | 4818000 | 4818000 | 4831200 | 4818000 | 4818000 | 4818000 | 4831200 | 4818000 | 4818000 | 4818000 | 4831200 | 4818000 | 4818000 | 4818000 | 4831200 | 4818000 | 4818000 | 4818000 | 4831200 | 4818000 | 4818000
Option 3 SG | ImportLimit_V1_North West VIC | REZ Network Import Constraints | 3241200 | 3250080 | 3241200 | 3241200 | 3241200 | 3250080 | 3241200 | 3241200 | 3241200 | 3250080 | 3241200 | 3241200 | 3241200 | 3250080 | 3241200 | 3241200 | 3241200 | 3250080 | 3241200 | 3241200 | 3241200 | 3250080 | 3241200 | 3241200
Option 3 SG | ImportLimit_V5_South West VIC | REZ Network Import Constraints | 27856800 | 27933120 | 27856800 | 27856800 | 27856800 | 27933120 | 27856800 | 27856800 | 27856800 | 27933120 | 27856800 | 27856800 | 27856800 | 27933120 | 27856800 | 27856800 | 27856800 | 27933120 | 27856800 | 27856800 | 27856800 | 27933120 | 27856800 | 27856800
Option 3 SG | ImportLimit_V7_Central North VIC | REZ Network Import Constraints | 4380000 | 4392000 | 4380000 | 4380000 | 4380000 | 4392000 | 4380000 | 4380000 | 4380000 | 4392000 | 4380000 | 4380000 | 4380000 | 4392000 | 4380000 | 4380000 | 4380000 | 4392000 | 4380000 | 4380000 | 4380000 | 4392000 | 4380000 | 4380000
Option 3 SG | Kareeya Min Gen | Hydro min release | 10.95 | 10.95 | 10.95 | 10.95 | 10.95 | 10.95 | 10.95 | 10.95 | 10.95 | 10.95 | 10.95 | 10.95 | 10.95 | 10.95 | 10.95 | 10.95 | 10.95 | 10.95 | 10.95 | 10.95 | 10.95 | 10.95 | 10.95 | 10.95
Option 3 SG | Liapootah Min Gen | Hydro min release | 43.8 | 43.8 | 43.8 | 43.8 | 43.8 | 43.8 | 43.8 | 43.8 | 43.8 | 43.8 | 43.8 | 43.8 | 43.8 | 43.8 | 43.8 | 43.8 | 43.8 | 43.8 | 43.8 | 43.8 | 43.8 | 43.8 | 43.8 | 43.8
Option 3 SG | N >> 11-0_17-0 | NetworkConstraints | 35222483.935 | 38958262.33 | 37404505.905 | 37277632.305 | 33294104.525 | 33593027.805 | 33650831.86 | 35208250.035 | 35288950.765 | 35471951.59 | 35432537.7 | 35496776.95 | 35638272.265 | 35834703.14 | 35665332.705 | 35789829.64 | 35773080.585 | 36022639.335 | 36164349.965 | 36307527.65 | 36389898.2 | 36618150.79 | 36619948.315 | 36806865.09
Option 3 SG | N >> 11-0_39/1 | NetworkConstraints | 0 | 0 | 0 | 0 | 0 | 0 | 0 | 47380010.245 | 47495106.585 | 47747856.52 | 47699467.025 | 47791346.145 | 47993064.905 | 48265742.63 | 0 | 0 | 0 | 0 | 0 | 0 | 0 | 0 | 0 | 0
Option 3 SG | N >> 11-0_BAN_SCRK_1 | NetworkConstraints | 0 | 0 | 0 | 0 | 0 | 0 | 0 | 0 | 0 | 0 | 0 | 0 | 0 | 0 | 47959318.555 | 48120360.08 | 48098516.36 | 48426710.85 | 48605834.47 | 48791245.81 | 48898479.345 | 49198937.7 | 49196844.23 | 49439139.595
Option 3 SG | N >> 12-0_14-0_R | NetworkConstraints | 57286743.64 | 57335124.245 | 53750278.24 | 57649036.075 | 60112502.145 | 61441699.955 | 62066541.935 | 76498685.59 | 77076196.125 | 77904409.005 | 78097177.99 | 78560904.96 | 79572178.74 | 80508428.885 | 79853184.835 | 80658577.635 | 80547578.13 | 81764271.275 | 83096346.325 | 84025599.285 | 84568561.075 | 85644793.215 | 86068375.19 | 87285103.1
Option 3 SG | N >> 12-0_39-1_R | NetworkConstraints | 64574065.7 | 64788995.275 | 60206282.99 | 61717022.31 | 63107995.52 | 64567444.77 | 65264878.99 | 0 | 0 | 0 | 0 | 0 | 0 | 0 | 0 | 0 | 0 | 0 | 0 | 0 | 0 | 0 | 0 | 0
Option 3 SG | N >> 12-0_39/1_R | NetworkConstraints | 0 | 0 | 0 | 0 | 0 | 0 | 0 | 81940485.17 | 82572735.16 | 83474681.315 | 83690461.24 | 84198161.54 | 85305279.705 | 86325554.43 | 82748204.51 | 83606367.79 | 83488113.515 | 84778369.515 | 86203754.015 | 87193872.12 | 87772336.045 | 88912941.35 | 89370335.38 | 90666730.92
Option 3 SG | N >> 12-0_BAN_SCRK_1_R | NetworkConstraints | 0 | 0 | 0 | 0 | 0 | 0 | 0 | 0 | 0 | 0 | 0 | 0 | 0 | 0 | 85918152.31 | 86787115.395 | 86667305.7 | 87979555.975 | 89417581.16 | 90420237.065 | 91006248.45 | 92166908.14 | 92624665.03 | 93937569.49
Option 3 SG | N >> 16-0_39/1_R | NetworkConstraints | 0 | 0 | 0 | 0 | 0 | 0 | 0 | 55700983.88 | 55662070.06 | 55765954.98 | 55593287.395 | 55562035.575 | 55493895.62 | 55590478.99 | 0 | 0 | 0 | 0 | 0 | 0 | 0 | 0 | 0 | 0
Option 3 SG | N >> 16-0_8-0_R | NetworkConstraints | 34495360.54 | 44283840.775 | 43464462.355 | 43632555.36 | 33857978.765 | 33914937.5 | 33808815.68 | 34186074.485 | 34104230.715 | 34104869.365 | 33959491.18 | 33893807.115 | 33750480.69 | 33735898.755 | 35635833.93 | 35543190.365 | 35556153.665 | 35533154.215 | 35261572.87 | 35154439.98 | 35091196.865 | 35084544.685 | 34917768.415 | 34777209.715
Option 3 SG | N >> 16-0_BAN_SCRK_1_R | NetworkConstraints | 0 | 0 | 0 | 0 | 0 | 0 | 0 | 0 | 0 | 0 | 0 | 0 | 0 | 0 | 56094641.885 | 56041442.565 | 56048947.895 | 56129068.22 | 55879369.44 | 55817777.755 | 55781222.71 | 55870790.18 | 55681359.12 | 55600465.52
Option 3 SG | N >> 17-0_11-0 | NetworkConstraints | 36381387.23 | 41189569.415 | 39374554.005 | 38675084.315 | 33521754.545 | 33765466.095 | 33785496.675 | 35366255.105 | 35422317.875 | 35579032.13 | 35522361.255 | 35566808.9 | 35665164.12 | 35830674.545 | 35505426.565 | 35595030.32 | 35583125.745 | 35788568.16 | 35863735.075 | 35966613.18 | 36025324.6 | 36215582.545 | 36190241.565 | 36324342.22
Option 3 SG | N >> 17-0_39/1 | NetworkConstraints | 0 | 0 | 0 | 0 | 0 | 0 | 0 | 49850271.28 | 49907699.835 | 50104517.15 | 50010137.49 | 50055694.26 | 50156437.065 | 50362343.37 | 0 | 0 | 0 | 0 | 0 | 0 | 0 | 0 | 0 | 0
Option 3 SG | N >> 17-0_BAN_SCRK_1 | NetworkConstraints | 0 | 0 | 0 | 0 | 0 | 0 | 0 | 0 | 0 | 0 | 0 | 0 | 0 | 0 | 50340969.055 | 50421257.815 | 50410612.13 | 50644086.295 | 50661924.64 | 50754086.995 | 50806619.915 | 51026509.945 | 50954307.01 | 51074413.925
Option 3 SG | N >> 18-0_5-0 | NetworkConstraints | 0 | 0 | 0 | 6443138.6435 | 0 | 0 | 0 | 0 | 0 | 0 | 0 | 0 | 0 | 0 | 0 | 0 | 0 | 0 | 0 | 0 | 0 | 0 | 0 | 0
Option 3 SG | N >> 18-0_5-0_R | NetworkConstraints | 13214083.31 | 12451947.41 | 12170486.01 | 4181273.715 | 12113638.325 | 12160376.58 | 12142368.56 | 11995134.1 | 12010533.04 | 12060145.59 | 12038617.325 | 12050457.16 | 12077591.59 | 12128519.91 | 12019879.4 | 12039758.24 | 12037325.325 | 12092883.365 | 12098186.055 | 12120770.905 | 12132997.165 | 12185393.185 | 12168667.53 | 12197820.775
Option 3 SG | N >> 31-0_32-0 | NetworkConstraints | 73085913.66 | 81816752.22 | 79608335.225 | 89299131.905 | 85079672.49 | 86000914.185 | 86237455.935 | 0 | 0 | 0 | 0 | 0 | 0 | 0 | 0 | 0 | 0 | 0 | 0 | 0 | 0 | 0 | 0 | 0
Option 3 SG | N >> 32-0_31-0 | NetworkConstraints | 64042226.635 | 64963406.345 | 62578287.87 | 69922899.115 | 73984010.39 | 74903840.52 | 75180871.805 | 0 | 0 | 0 | 0 | 0 | 0 | 0 | 0 | 0 | 0 | 0 | 0 | 0 | 0 | 0 | 0 | 0
Option 3 SG | N >> 32/2_31-0 | NetworkConstraints | 0 | 0 | 0 | 0 | 0 | 0 | 0 | 79098629.475 | 79360941.9 | 79860666.815 | 79824359.885 | 80035249.55 | 80494486.925 | 81043890.755 | 81713126.975 | 82077818.79 | 82027318.49 | 82706010.365 | 83182016.67 | 83602870.89 | 83849226.28 | 84464041.38 | 84528893.21 | 85080087.8
Option 3 SG | N >> 32/2_38/2 | NetworkConstraints | 0 | 0 | 0 | 0 | 0 | 0 | 0 | 80815134.245 | 81106513.91 | 81642348.525 | 81621307.11 | 81855542.16 | 82365676.485 | 82956650.055 | 83637540.24 | 84043044.865 | 83986912.865 | 84721763.82 | 85270847.825 | 85738804.77 | 86012717.855 | 86676566.08 | 86768433.945 | 87381322.335
Option 3 SG | N >> 38/1_32/1_R | NetworkConstraints | 0 | 0 | 0 | 0 | 0 | 0 | 0 | 122139287.35 | 122782170.35 | 123798498.8 | 123918555.1 | 124434907.9 | 125560600.8 | 126697517.3 | 137210902.25 | 138190030.85 | 138054707.2 | 139637484.7 | 141155117.85 | 142285122.85 | 142946370.1 | 144357985.85 | 144771028.1 | 146251001.45
Option 3 SG | N >> 38/1_39/2_R | NetworkConstraints | 0 | 0 | 0 | 0 | 0 | 0 | 0 | 125688160.75 | 126331039.2 | 127356562.65 | 127467422.45 | 127983782.05 | 129109463.55 | 130255567.8 | 0 | 0 | 0 | 0 | 0 | 0 | 0 | 0 | 0 | 0
Option 3 SG | N >> 38/2_32/2 | NetworkConstraints | 0 | 0 | 0 | 0 | 0 | 0 | 0 | 82068915.265 | 82495965.17 | 83181826.34 | 83250551.49 | 83593752.885 | 84341450.75 | 85107930.19 | 85899735.64 | 86498927.88 | 86416058.38 | 87398603.39 | 88313292.07 | 89004789.57 | 89409465.15 | 90287194.405 | 90526087.045 | 91431733.235
Option 3 SG | N >> 39-1_11-0 | NetworkConstraints | 49291175.355 | 57079766.865 | 54297362.53 | 55192924.07 | 48252430.835 | 49027214.04 | 49337880.88 | 0 | 0 | 0 | 0 | 0 | 0 | 0 | 0 | 0 | 0 | 0 | 0 | 0 | 0 | 0 | 0 | 0
Option 3 SG | N >> 39-1_16-0 | NetworkConstraints | 49088732.045 | 56995000.315 | 54293081.115 | 55218248.02 | 48076840.985 | 48813591.59 | 49099043.35 | 0 | 0 | 0 | 0 | 0 | 0 | 0 | 0 | 0 | 0 | 0 | 0 | 0 | 0 | 0 | 0 | 0
Option 3 SG | N >> 39-1_17-0 | NetworkConstraints | 48529996.68 | 56256889.585 | 53355194.3 | 54293984.98 | 47421679.34 | 48168556.21 | 48462583.5 | 0 | 0 | 0 | 0 | 0 | 0 | 0 | 0 | 0 | 0 | 0 | 0 | 0 | 0 | 0 | 0 | 0
Option 3 SG | N >> 39-1_3W-0 | NetworkConstraints | 51997430.78 | 60558349.685 | 57712985.53 | 58635253.11 | 51044535.99 | 51838606.755 | 52148647.76 | 0 | 0 | 0 | 0 | 0 | 0 | 0 | 0 | 0 | 0 | 0 | 0 | 0 | 0 | 0 | 0 | 0
Option 3 SG | N >> 39-1_5A6-0 | NetworkConstraints | 50099205.005 | 58141576.385 | 55436881.66 | 56017829.44 | 48635230.025 | 49389680.37 | 49683615.535 | 0 | 0 | 0 | 0 | 0 | 0 | 0 | 0 | 0 | 0 | 0 | 0 | 0 | 0 | 0 | 0 | 0
Option 3 SG | N >> 39-1_8-0 | NetworkConstraints | 49205909.675 | 57145034.44 | 54466812.945 | 55391395.79 | 48207464.815 | 48944714.04 | 49229883.235 | 0 | 0 | 0 | 0 | 0 | 0 | 0 | 0 | 0 | 0 | 0 | 0 | 0 | 0 | 0 | 0 | 0
Option 3 SG | N >> 39-1_NIL | NetworkConstraints | 49979899.19 | 50121892.48 | 47295513.73 | 47995538.845 | 48776155.67 | 49567469.405 | 49887623.505 | 0 | 0 | 0 | 0 | 0 | 0 | 0 | 0 | 0 | 0 | 0 | 0 | 0 | 0 | 0 | 0 | 0
Option 3 SG | N >> 39/1_11-0 | NetworkConstraints | 0 | 0 | 0 | 0 | 0 | 0 | 0 | 69563339.1 | 69860255.89 | 70368618.75 | 70385497.125 | 70623716.25 | 71143707.165 | 71707028.695 | 66521081.155 | 66938117.35 | 66880980.435 | 67578539.015 | 68198446.04 | 68679223.1 | 68959058.56 | 69584221.92 | 69734162.2 | 70363203.755
Option 3 SG | N >> 39/1_16-0 | NetworkConstraints | 0 | 0 | 0 | 0 | 0 | 0 | 0 | 69236335.23 | 69512660.42 | 69997540.535 | 70001330.935 | 70223117.71 | 70707017.92 | 71243307.595 | 66237095.96 | 66626477.195 | 66573103.92 | 67235486.655 | 67803361.765 | 68252283.61 | 68513653.575 | 69108416.645 | 69237463.32 | 69824857.635
Option 3 SG | N >> 39/1_17-0 | NetworkConstraints | 0 | 0 | 0 | 0 | 0 | 0 | 0 | 68131108.525 | 68412707.475 | 68900619.25 | 68910862.555 | 69136785.155 | 69629951.98 | 70169967.14 | 65935181.595 | 66335031.49 | 66280267.46 | 66954778.41 | 67543320.21 | 68004263.71 | 68272498.12 | 68877615.355 | 69015581.01 | 69618648.01
Option 3 SG | N >> 39/1_5A6-0 | NetworkConstraints | 0 | 0 | 0 | 0 | 0 | 0 | 0 | 69818474.335 | 70100915.07 | 70593757.42 | 70600252.54 | 70827036.625 | 71321618.445 | 71867277.895 | 68871593.375 | 69278029.69 | 69222288.555 | 69913074.17 | 70506676.36 | 70975303.865 | 71248256.035 | 71868430.29 | 72003923.535 | 72617151.565
Option 3 SG | N >> 39/1_8-0 | NetworkConstraints | 0 | 0 | 0 | 0 | 0 | 0 | 0 | 69439765.09 | 69715753.665 | 70200780.275 | 70203809.63 | 70425336.7 | 70908642.845 | 71445050.56 | 66311294.95 | 66699474.44 | 66646259.395 | 67307359.305 | 67872761.17 | 68320304.57 | 68580891.94 | 69174573.405 | 69302494.51 | 69888094.19
Option 3 SG | N >> 39/1_BAN_SCK330_2 | NetworkConstraints | 0 | 0 | 0 | 0 | 0 | 0 | 0 | 63058420.465 | 63357310.24 | 63850215.565 | 63885888.465 | 64125784.62 | 64649199.575 | 65197706.735 | 0 | 0 | 0 | 0 | 0 | 0 | 0 | 0 | 0 | 0
Option 3 SG | N >> 39/1_BAN_SCK330_3 | NetworkConstraints | 0 | 0 | 0 | 0 | 0 | 0 | 0 | 63059993.575 | 63358883.57 | 63851793.075 | 63887461.83 | 64127357.995 | 64650773.235 | 65199284.495 | 0 | 0 | 0 | 0 | 0 | 0 | 0 | 0 | 0 | 0
Option 3 SG | N >> 39/1_BAN_SCRK_1 | NetworkConstraints | 0 | 0 | 0 | 0 | 0 | 0 | 0 | 0 | 0 | 0 | 0 | 0 | 0 | 0 | 65145299.36 | 65561120.985 | 65504003.35 | 66196806.955 | 66818623.59 | 67298171.305 | 67577758.35 | 68198231.235 | 68351256.91 | 68978890.835
Option 3 SG | N >> 39/1_NIL | NetworkConstraints | 0 | 0 | 0 | 0 | 0 | 0 | 0 | 68303004.665 | 68601891.98 | 69106978.72 | 69130464.57 | 69370359.64 | 69893772.045 | 70454465.185 | 65677467.06 | 66096619.17 | 66039140.07 | 66735579.875 | 67363640.985 | 67846918.075 | 68128373.485 | 68751998.825 | 68907640.875 | 69540024.33
Option 3 SG | N >> 39/2_38/1_R | NetworkConstraints | 0 | 0 | 0 | 0 | 0 | 0 | 0 | 133915684.65 | 134558566.1 | 135605391.4 | 135694953.3 | 136211313.55 | 137337006.55 | 138504408.3 | 0 | 0 | 0 | 0 | 0 | 0 | 0 | 0 | 0 | 0
Option 3 SG | N >> 39/2_SYDW_SCRK_4_R | NetworkConstraints | 0 | 0 | 0 | 0 | 0 | 0 | 0 | 137947411.75 | 138590294.85 | 139647553 | 139726673.4 | 140243032.85 | 141368725.75 | 142546567.15 | 0 | 0 | 0 | 0 | 0 | 0 | 0 | 0 | 0 | 0
Option 3 SG | N >> 5A5_5P1 | NetworkConstraints | 0 | 0 | 25524596.415 | 46350070.155 | 47534259.485 | 47656875.705 | 47524280.16 | 46700423.895 | 46692565.83 | 46810474.22 | 46678433.295 | 46672263.43 | 46658458.73 | 46775332.195 | 45391515.25 | 45370983.285 | 45373798.89 | 45471497.195 | 45309012.51 | 45285357.57 | 45271609.235 | 45372878.295 | 45233485.465 | 45202548.635
Option 3 SG | N >> 5H5_5H6 | NetworkConstraints | 0 | 0 | 0 | 62665198.1 | 94611199 | 95003153 | 94834301.8 | 90491132.45 | 90590291.55 | 90944518.6 | 90765057.9 | 90845045.05 | 91018557.7 | 91392321.15 | 91524758.95 | 91640322.7 | 91624256.25 | 92019210.45 | 91990256.25 | 92123623.4 | 92201795.35 | 92576438 | 92417275.95 | 92591980.85
Option 3 SG | N >> 5P1_5A5 | NetworkConstraints | 0 | 0 | 56317690.6 | 107219524.45 | 112393819.85 | 112592051.2 | 112211966.55 | 109410043.45 | 109379560.05 | 109647337.15 | 109326279 | 109301453.15 | 109248186.6 | 109509135.6 | 103003650.45 | 102986365.95 | 102988781.7 | 103249256 | 102933530.2 | 102913479.3 | 102901566.35 | 103165077.95 | 102869059.05 | 102842708.45
Option 3 SG | N >> 5P1_5P2 | NetworkConstraints | 0 | 0 | 39729686.59 | 75952566.545 | 79737146.64 | 79834410.14 | 79533722.99 | 85748871.045 | 85712304.055 | 85909284.29 | 85648658.395 | 85618718.055 | 85554865.875 | 85743193.55 | 82449263.515 | 82439248.3 | 82440685.97 | 82653796.875 | 82408128.42 | 82396415.29 | 82389245.32 | 82604141.055 | 82370097.9 | 82354596.025
Option 3 SG | N >> 76-0_39/1_R | NetworkConstraints | 0 | 0 | 0 | 0 | 0 | 0 | 0 | 70703294.18 | 70800108.245 | 71088815.555 | 70970501.61 | 71048717.71 | 71218093.435 | 71526307.385 | 0 | 0 | 0 | 0 | 0 | 0 | 0 | 0 | 0 | 0
Option 3 SG | N >> 76-0_77-0_R | NetworkConstraints | 49553630.055 | 51795166.75 | 50254916.64 | 52820009.855 | 53838096.78 | 54269067.39 | 54315568.24 | 55436692.565 | 55520237.8 | 55754628.505 | 55667150.075 | 55734725.01 | 55880860.41 | 56132315.245 | 59313522.5 | 59410903.63 | 59397277.94 | 59674543.31 | 59706639.08 | 59819196.095 | 59885555.315 | 60145627.625 | 60067707.055 | 60215330.57
Option 3 SG | N >> 76-0_BAN_SCRK_1_R | NetworkConstraints | 0 | 0 | 0 | 0 | 0 | 0 | 0 | 0 | 0 | 0 | 0 | 0 | 0 | 0 | 74252595.9 | 74369079.105 | 74352797.41 | 74693040.33 | 74722785.15 | 74857412.13 | 74936746.635 | 75256442.725 | 75154582.335 | 75331139.48
Option 3 SG | N >> 8-0_16-0_R | NetworkConstraints | 33971383.865 | 45380398.155 | 44676199.06 | 44939961.145 | 33552181.955 | 33597834.905 | 33485368.435 | 29089754.375 | 29011977.6 | 29003540.84 | 28874351.96 | 28811979.48 | 28675759.295 | 28653000.38 | 30196456.035 | 30106861.965 | 30119347.49 | 30086056.785 | 29834812.515 | 29731266.035 | 29670304.435 | 29652771.865 | 29502814.09 | 29367031.945
Option 3 SG | N >> 8-0_39/1_R | NetworkConstraints | 0 | 0 | 0 | 0 | 0 | 0 | 0 | 43366458.95 | 43317991.725 | 43378838.505 | 43232147.885 | 43193330.825 | 43108427.715 | 43160498.685 | 0 | 0 | 0 | 0 | 0 | 0 | 0 | 0 | 0 | 0
Option 3 SG | N >> 8-0_BAN_SCRK_1_R | NetworkConstraints | 0 | 0 | 0 | 0 | 0 | 0 | 0 | 0 | 0 | 0 | 0 | 0 | 0 | 0 | 43037992.855 | 42972056.64 | 42981203.58 | 43011444.975 | 42772072.52 | 42695914.045 | 42651206.045 | 42693002.865 | 42528121.62 | 42428309.66
Option 3 SG | N >> 81-0_82-0 | NetworkConstraints | 51855729.28 | 71467929.74 | 30127422.65 | 0 | 0 | 0 | 0 | 0 | 0 | 0 | 0 | 0 | 0 | 0 | 0 | 0 | 0 | 0 | 0 | 0 | 0 | 0 | 0 | 0
Option 3 SG | N >> 81_82-0 | NetworkConstraints | 0 | 0 | 42067254.93 | 101510879.075 | 84253518.035 | 84472277.92 | 84241432.52 | 82615357.73 | 82626834.215 | 82858564.06 | 82646995.685 | 82656356.165 | 82676392.88 | 82910521.63 | 82111607.255 | 82118849.68 | 82117727.12 | 82344992.41 | 82140374.445 | 82148660.84 | 82153563.225 | 82379400.1 | 82167033.435 | 82177854.045
Option 3 SG | N >> 82-0_81 | NetworkConstraints | 0 | 0 | 42839572.29 | 100077292.625 | 89968769.17 | 90185268.715 | 89928141.345 | 90827073.025 | 90829309.255 | 91072863.025 | 90833158.56 | 90835084.62 | 90838943.75 | 91083117.48 | 90317838.475 | 90312804.665 | 90313380.32 | 90547085.355 | 90297136.22 | 90291247.7 | 90287850.63 | 90522274.285 | 90278436.23 | 90270691.205
Option 3 SG | N >> 82-0_81-0 | NetworkConstraints | 58062087.84 | 73483611.295 | 30639242.575 | 0 | 0 | 0 | 0 | 0 | 0 | 0 | 0 | 0 | 0 | 0 | 0 | 0 | 0 | 0 | 0 | 0 | 0 | 0 | 0 | 0
Option 3 SG | N >> 93-0_90-0_R | NetworkConstraints | 38360826.04 | 38776944.98 | 37232316.09 | 32790426.43 | 30693390.835 | 30977567.435 | 31031891.605 | 31175468.98 | 31299537.445 | 31515802.595 | 31518837.29 | 31618501.49 | 31835740.1 | 32075292.58 | 31674019.86 | 31845084.16 | 31821445.71 | 32118306.86 | 32362950.105 | 32560342.33 | 32675794.92 | 32942749.95 | 32994490.75 | 33252984.415
Option 3 SG | N >> BANNABY_1TH1_2_39/1 | NetworkConstraints | 0 | 0 | 0 | 0 | 0 | 0 | 0 | 99960610.25 | 100110200.95 | 100532597.4 | 100366498.15 | 100491621.4 | 100751959.15 | 101217208.5 | 0 | 0 | 0 | 0 | 0 | 0 | 0 | 0 | 0 | 0
Option 3 SG | N >> BANNABY_1TH1_2_BAN_SCRK_1 | NetworkConstraints | 0 | 0 | 0 | 0 | 0 | 0 | 0 | 0 | 0 | 0 | 0 | 0 | 0 | 0 | 66050119.685 | 66001251.035 | 66006057.065 | 66131424.23 | 65864145.405 | 65809941.42 | 65784324.915 | 65916293.375 | 65701722.15 | 65633354.485
Option 3 SG | N >> BAN_SCK330_2_39/1 | NetworkConstraints | 0 | 0 | 0 | 0 | 0 | 0 | 0 | 120395994.55 | 120694886.4 | 121340773 | 121223461.6 | 121463360.75 | 121986775.5 | 122688272.35 | 0 | 0 | 0 | 0 | 0 | 0 | 0 | 0 | 0 | 0
Option 3 SG | N >> BAN_SCK330_2_BAN_SCK330_3 | NetworkConstraints | 0 | 0 | 0 | 0 | 0 | 0 | 0 | 120654402.8 | 120953295.05 | 121599873.2 | 121481878.05 | 121721769.25 | 122245188.7 | 122947370.6 | 0 | 0 | 0 | 0 | 0 | 0 | 0 | 0 | 0 | 0
Option 3 SG | N >> BAN_SCRK_1_11-0 | NetworkConstraints | 0 | 0 | 0 | 0 | 0 | 0 | 0 | 0 | 0 | 0 | 0 | 0 | 0 | 0 | 149279727 | 149618602.15 | 149571422.8 | 150394511.6 | 150647064.8 | 151038608.05 | 151268909.95 | 152032429.25 | 151902086.05 | 152415414.35
Option 3 SG | N >> BAN_SCRK_1_16-0 | NetworkConstraints | 0 | 0 | 0 | 0 | 0 | 0 | 0 | 0 | 0 | 0 | 0 | 0 | 0 | 0 | 151003632 | 151318212.7 | 151274324.45 | 152071821.6 | 152273449.2 | 152637027.8 | 152851158.9 | 153593262.45 | 153439334.1 | 153916119.8
Option 3 SG | N >> BAN_SCRK_1_17-0 | NetworkConstraints | 0 | 0 | 0 | 0 | 0 | 0 | 0 | 0 | 0 | 0 | 0 | 0 | 0 | 0 | 146755686.9 | 147077357.9 | 147032580 | 147827347.9 | 148053543.05 | 148425193.2 | 148643767 | 149381996.4 | 149244744.05 | 149731985.75
Option 3 SG | N >> BAN_SCRK_1_5A6-0 | NetworkConstraints | 0 | 0 | 0 | 0 | 0 | 0 | 0 | 0 | 0 | 0 | 0 | 0 | 0 | 0 | 146615795.95 | 146916180.05 | 146874222.45 | 147642375.85 | 147828670.2 | 148175912.1 | 148380606.25 | 149095818.75 | 148942505.15 | 149397949.5
Option 3 SG | N >> BAN_SCRK_1_8-0 | NetworkConstraints | 0 | 0 | 0 | 0 | 0 | 0 | 0 | 0 | 0 | 0 | 0 | 0 | 0 | 0 | 151612921.25 | 151927206.55 | 151883348.75 | 152682128.85 | 152881597.4 | 153244849.9 | 153458817.95 | 154202248.7 | 154046484.25 | 154522847.25
Option 3 SG | N >> BAN_SCRK_1_BAN_SCRK_2 | NetworkConstraints | 0 | 0 | 0 | 0 | 0 | 0 | 0 | 0 | 0 | 0 | 0 | 0 | 0 | 0 | 110908828 | 111240954.1 | 111194611.1 | 111907152.3 | 112249500.25 | 112633362.15 | 112859462.5 | 113513510.9 | 113480461.35 | 113983859.45
Option 3 SG | N >> KEMPS_CK_2H1_2_KEMPS_CK_3H1_2 | NetworkConstraints | 27708809.55 | 27914255.3 | 27742531.22 | 52518006.79 | 65167777.125 | 65380460.62 | 65225148.075 | 30026038.865 | 29798905.05 | 29635105.785 | 29397057.565 | 29214878.125 | 28817077.39 | 28611335.105 | 28286722.1 | 27998591.87 | 28038055.49 | 27757116.355 | 27127619.86 | 26795410.675 | 26602003.825 | 26371059.76 | 26066395.405 | 25631704.69
Option 3 SG | N >> MT_PIPER_2TH1_2_39/1 | NetworkConstraints | 0 | 0 | 0 | 0 | 0 | 0 | 0 | 39307936.78 | 39277708.265 | 39351904.87 | 39223767.435 | 39199808.73 | 39146773.83 | 39216228.025 | 0 | 0 | 0 | 0 | 0 | 0 | 0 | 0 | 0 | 0
Option 3 SG | N >> MT_PIPER_2TH1_2_BAN_SCRK_1 | NetworkConstraints | 0 | 0 | 0 | 0 | 0 | 0 | 0 | 0 | 0 | 0 | 0 | 0 | 0 | 0 | 36767739.13 | 36709627.22 | 36717518.715 | 36746123.96 | 36534264.65 | 36467324.03 | 36428540.7 | 36467158.435 | 36320769.785 | 36233256.015
Option 3 SG | N >> MT_PIPER_2TH1_2_MT_PIPER_1TH1_2 | NetworkConstraints | 25189988.845 | 25913342.24 | 26026385.245 | 24999981.47 | 24408983.315 | 24476850.385 | 24406726.4 | 21936847.435 | 21898764.39 | 21916878.055 | 21830938.455 | 21800673.48 | 21733884.36 | 21745786.145 | 19964128.845 | 19895786.58 | 19905109.2 | 19874868.33 | 19689333.26 | 19610563.79 | 19564800.88 | 19546378.5 | 19437884.1 | 19334852.645
Option 3 SG | N >> SCRK_1TH1_2_SCRK_2TH1_2_R | NetworkConstraints | 0 | 0 | 0 | 0 | 0 | 0 | 0 | 0 | 0 | 0 | 0 | 0 | 0 | 0 | 115790431 | 116712111.75 | 116584581.45 | 118051632.4 | 119504334.75 | 120568261.55 | 121191393.9 | 122497183.4 | 122909781.25 | 124303459
Option 3 SG | NNSW H2 Domestic Consumption Purchaser | Subregion flexible electricity load for Domestic H2 | 0 | 0 | 0 | 0 | 11.4714 | 32.8357 | 66.5597 | 115.4964 | 180.0493 | 219.288 | 254.324 | 284.7521 | 308.06 | 326.8929 | 340.6976 | 356.605 | 382.155 | 414.498 | 454.837 | 510.1136 | 572.7893 | 637.3937 | 697.9503 | 749.345
Option 3 SG | NQ H2 Domestic Consumption Purchaser | Subregion flexible electricity load for Domestic H2 | 0 | 0 | 0 | 0 | 3.3893 | 10.1174 | 21.8216 | 39.785 | 64.1357 | 79.0566 | 89.9714 | 98.3936 | 104.4943 | 109.6963 | 114.4523 | 121.4407 | 131.5564 | 143.2117 | 158.4083 | 181.6657 | 210.8657 | 245.3786 | 284.1493 | 322.7643
Option 3 SG | NSA H2 Domestic Consumption Purchaser | Subregion flexible electricity load for Domestic H2 | 0 | 0 | 0 | 0 | 1.2514 | 4.5489 | 11.1323 | 22.3693 | 38.4293 | 49.0443 | 58.0604 | 65.3871 | 70.1321 | 73.9849 | 77.6399 | 82.6464 | 90.2071 | 100.2326 | 113.0444 | 131.0871 | 152.6221 | 176.8054 | 202.2337 | 227.2907
Option 3 SG | NSW EIR Gen | Policies NSW | -11402.6522 | -13807.1168 | -15956.8884 | 17643.1116 | -15956.8884 | -15956.8884 | -15956.8884 | -15956.8884 | -15956.8884 | -15956.8884 | -15956.8884 | -15956.8884 | -15956.8884 | -15956.8884 | -15956.8884 | -15956.8884 | -15956.8884 | -15956.8884 | -15956.8884 | -15268.8816 | -14569.2384 | -14490.3768 | -13419.373 | -13419.373
Option 3 SG | NSW EIR Storage MW | Policies NSW | -325 | -599.84 | 199.16 | 590.16 | -1409.84 | -1409.84 | -1409.84 | -1409.84 | -1409.84 | -1409.84 | -1409.84 | -1409.84 | -1409.84 | -1409.84 | -1409.84 | -1409.84 | -1409.84 | -1409.84 | -1409.84 | -1409.84 | -1084.84 | -810 | -810 | -810
Option 3 SG | NSW EIR Storage MWh | Policies NSW | -2600 | -4798.72 | -4798.72 | -948.72 | -948.72 | -948.72 | -948.72 | 11051.28 | -16948.72 | -16948.72 | -16948.72 | -16948.72 | -16948.72 | -16948.72 | -16948.72 | -16948.72 | -16948.72 | -16948.72 | -16948.72 | -16948.72 | -14348.72 | -12150 | -12150 | -12150
Option 3 SG | PEC and Heywood Export | Special Constraints | 6570000 | 9412800 | 11388000 | 11388000 | 11388000 | 11419200 | 11388000 | 11388000 | 11388000 | 11419200 | 11388000 | 11388000 | 11388000 | 11419200 | 11388000 | 11388000 | 11388000 | 11419200 | 11388000 | 11388000 | 11388000 | 11419200 | 11388000 | 11388000
Option 3 SG | PEC and Heywood Import | Special Constraints | 6132000 | 10000800 | 12702000 | 12702000 | 12702000 | 12736800 | 12702000 | 12702000 | 12702000 | 12736800 | 12702000 | 12702000 | 12702000 | 12736800 | 12702000 | 12702000 | 12702000 | 12736800 | 12702000 | 12702000 | 12702000 | 12736800 | 12702000 | 12702000
Option 3 SG | Poatina Min Gen | Hydro min release | 0 | 0 | 0 | 0 | 0 | 0 | 0 | 0 | 0 | 0 | 0 | 0 | 0 | 0 | 0 | 0 | 0 | 0 | 0 | 0 | 0 | 0 | 0 | 0
Option 3 SG | Powering Australia Plan | Policies NEM | 0 | 0 | 0 | 0 | 0 | 0 | 0 | 0 | 0 | 0 | 0 | 0 | 0 | 0 | 0 | 0 | 0 | 0 | 0 | 0 | 0 | 0 | 0 | 0
Option 3 SG | REZ Access Scheme N3 | Policies NSW | 0 | 7700 | 7700 | 7700 | 7700 | 7700 | 7700 | 7700 | 7700 | 7700 | 7700 | 7700 | 7700 | 7700 | 7700 | 7700 | 7700 | 7700 | 7700 | 7700 | 7700 | 7700 | 7700 | 7700
Option 3 SG | REZ Access Scheme N5 | Policies NSW | 0 | 3980 | 3980 | 3980 | 3980 | 3980 | 3980 | 3980 | 3980 | 3980 | 3980 | 3980 | 3980 | 3980 | 40000 | 40000 | 40000 | 40000 | 40000 | 40000 | 40000 | 40000 | 40000 | 40000
Option 3 SG | REZ Landholder_NSW | Landholder Payments | 0 | 0 | -82 | -82 | -82 | -82 | -197.2 | -197.2 | -197.2 | -197.2 | -197.2 | -197.2 | -197.2 | -197.2 | -197.2 | -197.2 | -197.2 | -197.2 | -197.2 | -197.2 | -197.2 | -197.2 | -197.2 | -197.2
Option 3 SG | REZ Landholder_QLD | Landholder Payments | 0 | 0 | 0 | 0 | 0 | 0 | 0 | 0 | 0 | 0 | 0 | 0 | 0 | 0 | 0 | 0 | 0 | 0 | 0 | 0 | 0 | 0 | 0 | 0
Option 3 SG | REZ Landholder_VIC | Landholder Payments | 0 | 0 | 0 | 0 | 0 | -56 | -56 | -216 | -216 | -216 | -216 | -216 | -284.4 | -284.4 | -284.4 | -284.4 | -284.4 | -284.4 | -284.4 | -284.4 | -284.4 | -284.4 | -284.4 | -284.4
Option 3 SG | ResourceLimit_N12_Wind Medium | Resource Limits for REZ | 0 | 0 | 0 | 0 | 0 | 0 | 0 | 0 | 0 | 0 | 0 | 0 | 0 | 0 | 0 | 0 | 0 | 0 | 0 | 0 | 0 | 0 | 0 | 0
Option 3 SG | ResourceLimit_N2_Solar | Resource Limits for REZ | 2985 | 2784.36 | 2464.36 | 2464.36 | 2464.36 | 2464.36 | 2464.36 | 2464.36 | 2464.36 | 2464.36 | 2464.36 | 2464.36 | 2464.36 | 2464.36 | 2464.36 | 2464.36 | 2464.36 | 2464.36 | 2464.36 | 2464.36 | 2464.36 | 2464.36 | 2464.36 | 2464.36
Option 3 SG | ResourceLimit_N2_Wind Medium | Resource Limits for REZ | 5600 | 5600 | 5600 | 5600 | 5390 | 5390 | 5390 | 5390 | 5390 | 5390 | 5390 | 5390 | 5390 | 5390 | 5390 | 5390 | 5390 | 5390 | 5390 | 5390 | 5390 | 5390 | 5390 | 5390
Option 3 SG | ResourceLimit_N3_Wind Medium | Resource Limits for REZ | 3209.97 | 3209.97 | 2795.97 | 2795.97 | 2795.97 | 2795.97 | 2795.97 | 2795.97 | 2795.97 | 2795.97 | 2795.97 | 2795.97 | 2795.97 | 2795.97 | 2795.97 | 2795.97 | 2795.97 | 2795.97 | 2795.97 | 2795.97 | 2795.97 | 2795.97 | 2795.97 | 2795.97
Option 3 SG | ResourceLimit_N5_Solar | Resource Limits for REZ | 5677 | 5677 | 5677 | 5677 | 5677 | 5677 | 5677 | 5677 | 5677 | 5677 | 5677 | 5677 | 5677 | 5677 | 5677 | 5677 | 5677 | 5677 | 5677 | 5677 | 5677 | 5677 | 5677 | 5677
Option 3 SG | ResourceLimit_N5_Wind Medium | Resource Limits for REZ | 10500 | 10500 | 10500 | 10500 | 10500 | 10500 | 10500 | 10500 | 10500 | 10500 | 10500 | 10500 | 10500 | 10500 | 10500 | 10500 | 10500 | 10500 | 10500 | 10500 | 10500 | 10500 | 10500 | 10500
Option 3 SG | ResourceLimit_N9_Solar | Resource Limits for REZ | 953 | 953 | 953 | 953 | 953 | 953 | 953 | 953 | 953 | 953 | 953 | 953 | 953 | 953 | 953 | 953 | 953 | 953 | 953 | 953 | 953 | 953 | 953 | 953
Option 3 SG | ResourceLimit_N9_Wind Medium | Resource Limits for REZ | 1000 | 1000 | 1000 | 1000 | 1000 | 1000 | 1000 | 1000 | 1000 | 1000 | 1000 | 1000 | 1000 | 1000 | 1000 | 1000 | 1000 | 1000 | 1000 | 1000 | 1000 | 1000 | 1000 | 1000
Option 3 SG | ResourceLimit_Q8a_Solar | Resource Limits for REZ | 2363.85 | 2113.86 | 2113.86 | 2113.86 | 2113.86 | 2113.86 | 2113.86 | 2113.86 | 2113.86 | 2113.86 | 2113.86 | 2113.86 | 2113.86 | 2113.86 | 2113.86 | 2113.86 | 2113.86 | 2113.86 | 2113.86 | 2113.86 | 2275.81 | 2275.81 | 2275.81 | 2275.81
Option 3 SG | ResourceLimit_Q8c_Wind Medium | Resource Limits for REZ | 1008 | 1008 | 1008 | 1008 | 1008 | 1008 | 1008 | 1008 | 1008 | 1008 | 1008 | 1008 | 1008 | 1008 | 1008 | 1008 | 1008 | 1008 | 1008 | 1008 | 1008 | 1008 | 1008 | 1008
Option 3 SG | ResourceLimit_S6_Wind Medium | Resource Limits for REZ | 0 | 0 | 0 | 0 | 0 | 0 | 0 | 0 | 0 | 0 | 0 | 0 | 0 | 0 | 0 | 0 | 0 | 0 | 0 | 0 | 0 | 0 | 0 | 0
Option 3 SG | ResourceLimit_T1_Solar | Resource Limits for REZ | 300 | 300 | 300 | 300 | 300 | 300 | 300 | 300 | 300 | 300 | 300 | 300 | 300 | 300 | 300 | 300 | 300 | 300 | 300 | 300 | 300 | 300 | 300 | 300
Option 3 SG | ResourceLimit_T3_Solar | Resource Limits for REZ | 150 | 150 | -137 | -137 | -137 | -137 | -137 | -137 | -137 | -137 | -137 | -137 | -137 | -137 | -137 | -137 | -137 | -137 | -137 | -137 | -137 | -137 | -137 | -137
Option 3 SG | ResourceLimit_T3_Wind Medium | Resource Limits for REZ | 2500 | 2500 | 2500 | 2500 | 2500 | 2500 | 2500 | 2500 | 2500 | 2500 | 2500 | 2500 | 2500 | 2500 | 2500 | 2500 | 2500 | 2500 | 2500 | 2500 | 2500 | 2500 | 2500 | 2500
Option 3 SG | ResourceLimit_V1_Wind Medium | Resource Limits for REZ | 1131 | 1131 | 1131 | 1131 | 1131 | 1131 | 1131 | 1131 | 1131 | 1131 | 1131 | 1131 | 1131 | 1131 | 1131 | 1131 | 1131 | 1131 | 1131 | 1131 | 1131 | 1131 | 1131 | 1131
Option 3 SG | ResourceLimit_V5_Wind Medium | Resource Limits for REZ | 1599 | 1599 | 1599 | 1599 | 1599 | 1599 | 1599 | 1599 | 1599 | 1599 | 1599 | 1599 | 1599 | 1599 | 1599 | 1599 | 1599 | 1599 | 1599 | 1599 | 1599 | 1599 | 1599 | 1599
Option 3 SG | ResourceLimit_V7_Wind Medium | Resource Limits for REZ | 408 | 408 | 408 | 408 | 408 | 408 | 408 | 408 | 408 | 408 | 408 | 408 | 408 | 408 | 408 | 408 | 408 | 408 | 408 | 408 | 408 | 408 | 408 | 408
Option 3 SG | SA Firming | Policies SA | -2897.64 | -2581.14 | 318.86 | 318.86 | 564.86 | -1735.14 | -1735.14 | -1735.14 | -1735.14 | -1655.14 | -1619.24 | -1090.24 | -1090.24 | -1090.24 | -886.48 | -886.48 | -886.48 | -886.48 | -548.48 | -420.08 | -266.08 | -266.08 | -266.08 | -266.08
Option 3 SG | SESA H2 Domestic Consumption Purchaser | Subregion flexible electricity load for Domestic H2 | 0 | 0 | 0 | 0 | 0.83429 | 3.0326 | 7.4301 | 14.9129 | 25.6021 | 32.7049 | 38.6896 | 43.5914 | 46.7721 | 49.332 | 51.7774 | 55.0629 | 60.1729 | 66.8217 | 75.3719 | 87.3914 | 101.7307 | 117.8529 | 134.8139 | 151.5271
Option 3 SG | SEV H2 Domestic Consumption Purchaser | Subregion flexible electricity load for Domestic H2 | 0 | 0 | 0 | 0 | 9.6464 | 31.2671 | 69.6361 | 128.0629 | 207.3721 | 256.2803 | 302.8423 | 349.2529 | 393.9393 | 437.9223 | 478.8486 | 520.4379 | 567.5229 | 614.9369 | 665.1007 | 730.1564 | 803.73 | 885.0731 | 967.943 | 1046.6114
Option 3 SG | SNSW H2 Domestic Consumption Purchaser | Subregion flexible electricity load for Domestic H2 | 0.41714 | 0.366 | 0.365 | 0.365 | 11.4714 | 32.8357 | 66.5597 | 115.4964 | 180.0493 | 219.288 | 254.324 | 284.7521 | 308.06 | 326.8929 | 340.6976 | 356.605 | 382.155 | 414.498 | 454.837 | 510.1136 | 572.7893 | 637.3937 | 697.9503 | 749.345
Option 3 SG | SNW Firming | Policies NSW | 0 | 481 | 0 | 0 | 0 | 0 | 0 | 0 | 0 | 0 | 0 | 0 | 0 | 0 | 0 | 0 | 0 | 0 | 0 | 0 | 0 | 0 | 0 | 0
Option 3 SG | SNW H2 Domestic Consumption Purchaser | Subregion flexible electricity load for Domestic H2 | 2.92 | 2.8757 | 2.8416 | 2.8157 | 80.1957 | 229.7974 | 465.9171 | 808.5271 | 1260.345 | 1534.9631 | 1780.1891 | 1993.1607 | 2156.3679 | 2288.2491 | 2384.805 | 2496.235 | 2675.1371 | 2901.5389 | 3183.7289 | 3570.6907 | 4009.6814 | 4461.7826 | 4885.5744 | 5245.4671
Option 3 SG | SQ H2 Domestic Consumption Purchaser | Subregion flexible electricity load for Domestic H2 | 0 | 0 | 0 | 0 | 15.7993 | 47.1883 | 101.8079 | 185.6286 | 299.4043 | 368.9569 | 419.9539 | 459.2221 | 487.5357 | 511.9071 | 534.1454 | 566.7929 | 613.8779 | 668.2426 | 739.2991 | 847.8429 | 983.9357 | 1145.0657 | 1326.0821 | 1506.1464
Option 3 SG | SRET | Policies SA | 0 | 0 | 0 | 0 | 0 | 0 | 0 | 0 | 0 | 0 | 0 | 0 | 0 | 0 | 0 | 0 | 0 | 0 | 0 | 0 | 0 | 0 | 0 | 0
Option 3 SG | Shared Upgrade_CNSW-SNW Option 3 - Stage 2 | Shared REZ Upgrades | 0 | 0 | 0 | 0 | 0 | 0 | 0 | 0 | 0 | 0 | 0 | 0 | 0 | 0 | 2000 | 0 | 0 | 0 | 0 | 0 | 0 | 0 | 0 | 0
Option 3 SG | Shared Upgrade_SNSW-CNSW Option 1 (HumeLink) | Shared REZ Upgrades | 0 | 2200 | 0 | 0 | 0 | 0 | 0 | 0 | 0 | 0 | 0 | 0 | 0 | 0 | 0 | 0 | 0 | 0 | 0 | 0 | 0 | 0 | 0 | 0
Option 3 SG | Snowy 2.0 - Gen | Special Constraints | 5781600 | 17703360 | 26280000 | 26280000 | 26280000 | 26352000 | 26280000 | 26280000 | 26280000 | 26352000 | 26280000 | 26280000 | 26280000 | 26352000 | 26280000 | 26280000 | 26280000 | 26352000 | 26280000 | 26280000 | 26280000 | 26352000 | 26280000 | 26280000
Option 3 SG | Snowy 2.0 - Pump | Special Constraints | 5781600 | 17703360 | 26280000 | 26280000 | 26280000 | 26352000 | 26280000 | 26280000 | 26280000 | 26352000 | 26280000 | 26280000 | 26280000 | 26352000 | 26280000 | 26280000 | 26280000 | 26352000 | 26280000 | 26280000 | 26280000 | 26352000 | 26280000 | 26280000
Option 3 SG | Sys Strength Requirement - Efficient Level CNSW | System Strength Requiements- Efficient | 0 | 0 | 0 | 0 | 0 | 0 | 0 | 0 | 0 | 0 | 0 | 0 | 0 | 0 | 0 | 0 | 0 | 0 | 0 | 0 | 0 | 0 | 0 | 0
Option 3 SG | Sys Strength Requirement - Efficient Level CQ | System Strength Requiements- Efficient | 0 | 0 | 0 | 0 | 0 | 0 | 0 | 0 | 0 | 0 | 0 | 0 | 0 | 0 | 0 | 0 | 0 | 0 | 0 | 0 | 0 | 0 | 0 | 0
Option 3 SG | Sys Strength Requirement - Efficient Level CSA | System Strength Requiements- Efficient | 0 | 0 | 0 | 0 | 0 | 0 | 0 | 0 | 0 | 0 | 0 | 0 | 0 | 0 | 0 | 0 | 0 | 0 | 0 | 0 | 0 | 0 | 0 | 0
Option 3 SG | Sys Strength Requirement - Efficient Level GG | System Strength Requiements- Efficient | 0 | 0 | 0 | 0 | 0 | 0 | 0 | 0 | 0 | 0 | 0 | 0 | 0 | 0 | 0 | 0 | 0 | 0 | 0 | 0 | 0 | 0 | 0 | 0
Option 3 SG | Sys Strength Requirement - Efficient Level MEL | System Strength Requiements- Efficient | 0 | 0 | 0 | 0 | 0 | 0 | 0 | 0 | 0 | 0 | 0 | 0 | 0 | 0 | 0 | 0 | 0 | 0 | 0 | 0 | 0 | 0 | 0 | 0
Option 3 SG | Sys Strength Requirement - Efficient Level NNSW | System Strength Requiements- Efficient | 0 | 0 | 0 | 0 | 0 | 0 | 0 | 0 | 0 | 0 | 0 | 0 | 0 | 0 | 0 | 0 | 0 | 0 | 0 | 0 | 0 | 0 | 0 | 0
Option 3 SG | Sys Strength Requirement - Efficient Level NQ | System Strength Requiements- Efficient | 0 | 0 | 0 | 0 | 0 | 0 | 0 | 0 | 0 | 0 | 0 | 0 | 0 | 0 | 0 | 0 | 0 | 0 | 0 | 0 | 0 | 0 | 0 | 0
Option 3 SG | Sys Strength Requirement - Efficient Level NSA | System Strength Requiements- Efficient | 0 | 0 | 0 | 0 | 0 | 0 | 0 | 0 | 0 | 0 | 0 | 0 | 0 | 0 | 0 | 0 | 0 | 0 | 0 | 0 | 0 | 0 | 0 | 0
Option 3 SG | Sys Strength Requirement - Efficient Level SESA | System Strength Requiements- Efficient | 0 | 0 | 0 | 0 | 0 | 0 | 0 | 0 | 0 | 0 | 0 | 0 | 0 | 0 | 0 | 0 | 0 | 0 | 0 | 0 | 0 | 0 | 0 | 0
Option 3 SG | Sys Strength Requirement - Efficient Level SEV | System Strength Requiements- Efficient | 0 | 0 | 0 | 0 | 0 | 0 | 0 | 0 | 0 | 0 | 0 | 0 | 0 | 0 | 0 | 0 | 0 | 0 | 0 | 0 | 0 | 0 | 0 | 0
Option 3 SG | Sys Strength Requirement - Efficient Level SNSW | System Strength Requiements- Efficient | 0 | 0 | 0 | 0 | 0 | 0 | 0 | 0 | 0 | 0 | 0 | 0 | 0 | 0 | 0 | 0 | 0 | 0 | 0 | 0 | 0 | 0 | 0 | 0
Option 3 SG | Sys Strength Requirement - Efficient Level SNW | System Strength Requiements- Efficient | 0 | 0 | 0 | 0 | 0 | 0 | 0 | 0 | 0 | 0 | 0 | 0 | 0 | 0 | 0 | 0 | 0 | 0 | 0 | 0 | 0 | 0 | 0 | 0
Option 3 SG | Sys Strength Requirement - Efficient Level SQ | System Strength Requiements- Efficient | 0 | 0 | 0 | 0 | 0 | 0 | 0 | 0 | 0 | 0 | 0 | 0 | 0 | 0 | 0 | 0 | 0 | 0 | 0 | 0 | 0 | 0 | 0 | 0
Option 3 SG | Sys Strength Requirement - Efficient Level TAS | System Strength Requiements- Efficient | 0 | 0 | 0 | 0 | 0 | 0 | 0 | 0 | 0 | 0 | 0 | 0 | 0 | 0 | 0 | 0 | 0 | 0 | 0 | 0 | 0 | 0 | 0 | 0
Option 3 SG | Sys Strength Requirement - Efficient Level WNV | System Strength Requiements- Efficient | 0 | 0 | 0 | 0 | 0 | 0 | 0 | 0 | 0 | 0 | 0 | 0 | 0 | 0 | 0 | 0 | 0 | 0 | 0 | 0 | 0 | 0 | 0 | 0
Option 3 SG | Sys Strength Requirement - Min Fault Level CNSW | System Strength Requiements - Minimum | -3404 | -3404 | -3404 | -689 | -689 | -689 | -689 | -689 | -689 | -689 | -689 | -689 | -689 | -689 | 701 | 701 | 701 | 701 | 701 | 701 | 701 | 701 | 701 | 701
Option 3 SG | Sys Strength Requirement - Min Fault Level CQ | System Strength Requiements - Minimum | -2491 | -2491 | -2491 | -1791 | -1791 | -1791 | -1791 | -1791 | -1791 | -1791 | -1791 | -1791 | -1791 | -1791 | -1791 | -1791 | -1791 | -1426 | -1061 | -696 | -331 | -331 | -331 | 513
Option 3 SG | Sys Strength Requirement - Min Fault Level GG | System Strength Requiements - Minimum | -1393.1 | -1393.1 | -1393.1 | 286.9 | 286.9 | 286.9 | 286.9 | 286.9 | 286.9 | 286.9 | 286.9 | 286.9 | 286.9 | 286.9 | 286.9 | 286.9 | 286.9 | 286.9 | 286.9 | 286.9 | 286.9 | 286.9 | 286.9 | 286.9
Option 3 SG | Sys Strength Requirement - Min Fault Level SEV | System Strength Requiements - Minimum | -3996.9 | -3996.9 | -2546.9 | -1386.9 | -1386.9 | -1386.9 | -1386.9 | -1386.9 | 823.1 | 823.1 | 823.1 | 823.1 | 823.1 | 823.1 | 823.1 | 823.1 | 823.1 | 823.1 | 823.1 | 823.1 | 823.1 | 823.1 | 823.1 | 823.1
Option 3 SG | Sys Strength Requirement - Min Fault Level SNW | System Strength Requiements - Minimum | -3482.8 | -3482.8 | -3482.8 | -602.8 | 717.2 | 717.2 | 717.2 | 717.2 | 717.2 | 717.2 | 717.2 | 717.2 | 717.2 | 717.2 | 717.2 | 717.2 | 717.2 | 717.2 | 717.2 | 717.2 | 717.2 | 717.2 | 717.2 | 717.2
Option 3 SG | Sys Strength Requirement - Min Fault Level SQ | System Strength Requiements - Minimum | -2857.6 | -2857.6 | -2857.6 | -2857.6 | -2507.6 | -2507.6 | -2507.6 | -2507.6 | -2507.6 | -2507.6 | -1807.6 | -1007.6 | -1007.6 | -1007.6 | -1007.6 | -1007.6 | -263.6 | -263.6 | -263.6 | -263.6 | -263.6 | -263.6 | -263.6 | 588.4
Option 3 SG | TAS H2 Domestic Consumption Purchaser | Subregion flexible electricity load for Domestic H2 | 0 | 0 | 0 | 0 | 3.5457 | 9.49 | 18.3801 | 30.7121 | 46.4071 | 54.4037 | 62.0491 | 69.9236 | 77.7971 | 86.0629 | 94.2471 | 102.8779 | 114.5579 | 129.9571 | 151.8383 | 185.0029 | 227.9164 | 276.9594 | 326.8539 | 372.9257
Option 3 SG | TRET | Policies TAS | 0 | 12627 | 14052 | 15476 | 16003 | 16528 | 17056 | 17582 | 18109 | 18635 | 19161 | 19688 | 20215 | 20741 | 0 | 0 | 0 | 0 | 0 | 0 | 0 | 0 | 0 | 0
Option 3 SG | Tarraleah Max Energy Day | Hydro min release | 7300 | 7320 | 7300 | 7300 | 7300 | 7320 | 7300 | 7300 | 7300 | 7320 | 7300 | 7300 | 7300 | 7320 | 7300 | 7300 | 7300 | 7320 | 7300 | 7300 | 7300 | 7320 | 7300 | 7300
Option 3 SG | Tarraleah Min Flow | Hydro min release | 0 | 0 | 0 | 0 | 0 | 0 | 0 | 0 | 0 | 0 | 0 | 0 | 0 | 0 | 0 | 0 | 0 | 0 | 0 | 0 | 0 | 0 | 0 | 0
Option 3 SG | Tarraleah Min Gen | Hydro min release | 151.11 | 151.11 | 151.11 | 151.11 | 151.11 | 151.11 | 151.11 | 151.11 | 151.11 | 151.11 | 151.11 | 151.11 | 151.11 | 151.11 | 151.11 | 151.11 | 151.11 | 151.11 | 151.11 | 151.11 | 151.11 | 151.11 | 151.11 | 151.11
Option 3 SG | VIC Storage | Policies VIC | -2022.06 | -3021.548 | -2751.833 | -1863.542 | -1156.389 | -454.561 | 71.838 | 723.261 | 1404.533 | -4959.061 | -5031.074 | -5108.139 | -5188.942 | -5279.569 | -5382.682 | -5191.17 | -5309.752 | -5283.734 | -5237.034 | -5258.355 | -4919.422 | -3800.84 | -3978.881 | -4132.661
Option 3 SG | VOWT | Policies VIC | 0 | 0 | 0 | 0 | 0 | 2000 | 2667 | 3333 | 4000 | 5000 | 6000 | 7000 | 8000 | 9000 | 0 | 0 | 0 | 0 | 0 | 0 | 0 | 0 | 0 | 0
Option 3 SG | VRET | Policies VIC | 0 | 0 | 0 | 0 | 0 | 0 | 0 | 0 | 0 | 0 | 0 | 0 | 0 | 0 | 0 | 0 | 0 | 0 | 0 | 0 | 0 | 0 | 0 | 0
Option 3 SG | WNV H2 Domestic Consumption Purchaser | Subregion flexible electricity load for Domestic H2 | 70.7579 | 69.8803 | 68.7497 | 67.89 | 117.0607 | 281.4823 | 626.7761 | 1152.3571 | 1866.5057 | 2306.6537 | 2725.4504 | 3143.0671 | 3545.4536 | 3941.3266 | 4309.7151 | 4683.8364 | 5107.81 | 5534.5626 | 5985.9327 | 6571.4079 | 7233.3614 | 7965.6574 | 8711.4874 | 9419.7114
Option 3 SG | Wayatinah Min Gen | Hydro min release | 24.09 | 24.09 | 24.09 | 24.09 | 24.09 | 24.09 | 24.09 | 24.09 | 24.09 | 24.09 | 24.09 | 24.09 | 24.09 | 24.09 | 24.09 | 24.09 | 24.09 | 24.09 | 24.09 | 24.09 | 24.09 | 24.09 | 24.09 | 24.09
Option 4 SG | 2030 Emissions Budget 1 | Emissions DLT | 69603.1022 | 69793.7956 | 69603.1022 | 69603.1022 | 69603.1022 | 69793.7956 | 69634.8699 | 69634.8699 | 69634.8699 | 69825.6504 | 69634.8699 | 69634.8699 | 69603.1022 | 69793.7956 | 69603.1022 | 69603.1022 | 69603.1022 | 69793.7956 | 69634.8699 | 69634.8699 | 69634.8699 | 69825.6504 | 69634.8699 | 69634.8699
Option 4 SG | 2035 Emissions Target | Emissions DLT | 4017.8307 | 4028.8385 | 4017.8307 | 4017.8307 | 4017.8307 | 4028.8385 | 4019.6645 | 4019.6645 | 4019.6645 | 4030.6773 | 4019.6645 | 4019.6645 | 4017.8307 | 4028.8385 | 4017.8307 | 4017.8307 | 4017.8307 | 4028.8385 | 4019.6645 | 4019.6645 | 4019.6645 | 4030.6773 | 4019.6645 | 4019.6645
Option 4 SG | 2050 Emissions Budget 1 | Emissions DLT | 58456.6949 | 58616.8502 | 58456.6949 | 58456.6949 | 58456.6949 | 58616.8502 | 58483.3753 | 58483.3753 | 58483.3753 | 58643.6037 | 58483.3753 | 58483.3753 | 58456.6949 | 58616.8502 | 58456.6949 | 58456.6949 | 58456.6949 | 58616.8502 | 58483.3753 | 58483.3753 | 58483.3753 | 58643.6037 | 58483.3753 | 58483.3753
Option 4 SG | 2050 Emissions Budget 2 | Emissions DLT | 27985.3992 | 28062.0716 | 27985.3992 | 27985.3992 | 27985.3992 | 28062.0716 | 27998.1721 | 27998.1721 | 27998.1721 | 28074.8794 | 27998.1721 | 27998.1721 | 27985.3992 | 28062.0716 | 27985.3992 | 27985.3992 | 27985.3992 | 28062.0716 | 27998.1721 | 27998.1721 | 27998.1721 | 28074.8794 | 27998.1721 | 27998.1721
Option 4 SG | 2050 Emissions Budget 3 | Emissions DLT | 21576.3073 | 21635.4204 | 21576.3073 | 21576.3073 | 21576.3073 | 21635.4204 | 21586.155 | 21586.155 | 21586.155 | 21645.2951 | 21586.155 | 21586.155 | 21576.3073 | 21635.4204 | 21576.3073 | 21576.3073 | 21576.3073 | 21635.4204 | 21586.155 | 21586.155 | 21586.155 | 21645.2951 | 21586.155 | 21586.155
Option 4 SG | 2050 Emissions Budget 4 | Emissions DLT | 13037.7101 | 13073.4298 | 13037.7101 | 13037.7101 | 13037.7101 | 13073.4298 | 13043.6607 | 13043.6607 | 13043.6607 | 13079.3967 | 13043.6607 | 13043.6607 | 13037.7101 | 13073.4298 | 13037.7101 | 13037.7101 | 13037.7101 | 13073.4298 | 13043.6607 | 13043.6607 | 13043.6607 | 13079.3967 | 13043.6607 | 13043.6607
Option 4 SG | 2050 Emissions Budget NSW 1 | Emissions DLT | 24777.3723 | 24845.2555 | 24777.3723 | 24777.3723 | 24777.3723 | 24845.2555 | 24788.681 | 24788.681 | 24788.681 | 24856.5952 | 24788.681 | 24788.681 | 24777.3723 | 24845.2555 | 24777.3723 | 24777.3723 | 24777.3723 | 24845.2555 | 24788.681 | 24788.681 | 24788.681 | 24856.5952 | 24788.681 | 24788.681
Option 4 SG | 2050 Emissions Budget NSW 2 | Emissions DLT | 11389.5985 | 11420.8029 | 11389.5985 | 11389.5985 | 11389.5985 | 11420.8029 | 11394.7969 | 11394.7969 | 11394.7969 | 11426.0155 | 11394.7969 | 11394.7969 | 11389.5985 | 11420.8029 | 11389.5985 | 11389.5985 | 11389.5985 | 11420.8029 | 11394.7969 | 11394.7969 | 11394.7969 | 11426.0155 | 11394.7969 | 11394.7969
Option 4 SG | 2050 Emissions Budget NSW 3 | Emissions DLT | 11389.5985 | 11420.8029 | 11389.5985 | 11389.5985 | 11389.5985 | 11420.8029 | 11394.7969 | 11394.7969 | 11394.7969 | 11426.0155 | 11394.7969 | 11394.7969 | 11389.5985 | 11420.8029 | 11389.5985 | 11389.5985 | 11389.5985 | 11420.8029 | 11394.7969 | 11394.7969 | 11394.7969 | 11426.0155 | 11394.7969 | 11394.7969
Option 4 SG | 2050 Emissions Budget NSW 4 | Emissions DLT | 11389.5985 | 11420.8029 | 11389.5985 | 11389.5985 | 11389.5985 | 11420.8029 | 11394.7969 | 11394.7969 | 11394.7969 | 11426.0155 | 11394.7969 | 11394.7969 | 11389.5985 | 11420.8029 | 11389.5985 | 11389.5985 | 11389.5985 | 11420.8029 | 11394.7969 | 11394.7969 | 11394.7969 | 11426.0155 | 11394.7969 | 11394.7969
Option 4 SG | 2050 Emissions Budget QLD 1 | Emissions DLT | 33269.6168 | 33360.7664 | 33269.6168 | 33269.6168 | 33269.6168 | 33360.7664 | 33284.8015 | 33284.8015 | 33284.8015 | 33375.9927 | 33284.8015 | 33284.8015 | 33269.6168 | 33360.7664 | 33269.6168 | 33269.6168 | 33269.6168 | 33360.7664 | 33284.8015 | 33284.8015 | 33284.8015 | 33375.9927 | 33284.8015 | 33284.8015
Option 4 SG | 2050 Emissions Budget QLD 2 | Emissions DLT | 12388.6861 | 12422.6277 | 12388.6861 | 12388.6861 | 12388.6861 | 12422.6277 | 12394.3405 | 12394.3405 | 12394.3405 | 12428.2976 | 12394.3405 | 12394.3405 | 12388.6861 | 12422.6277 | 12388.6861 | 12388.6861 | 12388.6861 | 12422.6277 | 12394.3405 | 12394.3405 | 12394.3405 | 12428.2976 | 12394.3405 | 12394.3405
Option 4 SG | 2050 Emissions Budget QLD 3 | Emissions DLT | 12388.6861 | 12422.6277 | 12388.6861 | 12388.6861 | 12388.6861 | 12422.6277 | 12394.3405 | 12394.3405 | 12394.3405 | 12428.2976 | 12394.3405 | 12394.3405 | 12388.6861 | 12422.6277 | 12388.6861 | 12388.6861 | 12388.6861 | 12422.6277 | 12394.3405 | 12394.3405 | 12394.3405 | 12428.2976 | 12394.3405 | 12394.3405
Option 4 SG | 2050 Emissions Budget QLD 4 | Emissions DLT | 12388.6861 | 12422.6277 | 12388.6861 | 12388.6861 | 12388.6861 | 12422.6277 | 12394.3405 | 12394.3405 | 12394.3405 | 12428.2976 | 12394.3405 | 12394.3405 | 12388.6861 | 12422.6277 | 12388.6861 | 12388.6861 | 12388.6861 | 12422.6277 | 12394.3405 | 12394.3405 | 12394.3405 | 12428.2976 | 12394.3405 | 12394.3405
Option 4 SG | 2050 Emissions Budget SA 1 | Emissions DLT | 1415.3741 | 1419.2518 | 1415.3741 | 1415.3741 | 1415.3741 | 1419.2518 | 1416.0201 | 1416.0201 | 1416.0201 | 1419.8996 | 1416.0201 | 1416.0201 | 1415.3741 | 1419.2518 | 1415.3741 | 1415.3741 | 1415.3741 | 1419.2518 | 1416.0201 | 1416.0201 | 1416.0201 | 1419.8996 | 1416.0201 | 1416.0201
Option 4 SG | 2050 Emissions Budget SA 2 | Emissions DLT | 749.3157 | 751.3686 | 749.3157 | 749.3157 | 749.3157 | 751.3686 | 749.6577 | 749.6577 | 749.6577 | 751.7115 | 749.6577 | 749.6577 | 749.3157 | 751.3686 | 749.3157 | 749.3157 | 749.3157 | 751.3686 | 749.6577 | 749.6577 | 749.6577 | 751.7115 | 749.6577 | 749.6577
Option 4 SG | 2050 Emissions Budget SA 3 | Emissions DLT | 749.3157 | 751.3686 | 749.3157 | 749.3157 | 749.3157 | 751.3686 | 749.6577 | 749.6577 | 749.6577 | 751.7115 | 749.6577 | 749.6577 | 749.3157 | 751.3686 | 749.3157 | 749.3157 | 749.3157 | 751.3686 | 749.6577 | 749.6577 | 749.6577 | 751.7115 | 749.6577 | 749.6577
Option 4 SG | 2050 Emissions Budget SA 4 | Emissions DLT | 749.3157 | 751.3686 | 749.3157 | 749.3157 | 749.3157 | 751.3686 | 749.6577 | 749.6577 | 749.6577 | 751.7115 | 749.6577 | 749.6577 | 749.3157 | 751.3686 | 749.3157 | 749.3157 | 749.3157 | 751.3686 | 749.6577 | 749.6577 | 749.6577 | 751.7115 | 749.6577 | 749.6577
Option 4 SG | 2050 Emissions Budget VIC 1 | Emissions DLT | 22795.8485 | 22858.3029 | 22795.8485 | 22795.8485 | 22795.8485 | 22858.3029 | 22806.2529 | 22806.2529 | 22806.2529 | 22868.7357 | 22806.2529 | 22806.2529 | 22795.8485 | 22858.3029 | 22795.8485 | 22795.8485 | 22795.8485 | 22858.3029 | 22806.2529 | 22806.2529 | 22806.2529 | 22868.7357 | 22806.2529 | 22806.2529
Option 4 SG | 2050 Emissions Budget VIC 2 | Emissions DLT | 6943.6588 | 6962.6825 | 6943.6588 | 6943.6588 | 6943.6588 | 6962.6825 | 6946.8279 | 6946.8279 | 6946.8279 | 6965.8603 | 6946.8279 | 6946.8279 | 6943.6588 | 6962.6825 | 6943.6588 | 6943.6588 | 6943.6588 | 6962.6825 | 6946.8279 | 6946.8279 | 6946.8279 | 6965.8603 | 6946.8279 | 6946.8279
Option 4 SG | 2050 Emissions Budget VIC 3 | Emissions DLT | 6943.6588 | 6962.6825 | 6943.6588 | 6943.6588 | 6943.6588 | 6962.6825 | 6946.8279 | 6946.8279 | 6946.8279 | 6965.8603 | 6946.8279 | 6946.8279 | 6943.6588 | 6962.6825 | 6943.6588 | 6943.6588 | 6943.6588 | 6962.6825 | 6946.8279 | 6946.8279 | 6946.8279 | 6965.8603 | 6946.8279 | 6946.8279
Option 4 SG | 2050 Emissions Budget VIC 4 | Emissions DLT | 6943.6588 | 6962.6825 | 6943.6588 | 6943.6588 | 6943.6588 | 6962.6825 | 6946.8279 | 6946.8279 | 6946.8279 | 6965.8603 | 6946.8279 | 6946.8279 | 6943.6588 | 6962.6825 | 6943.6588 | 6943.6588 | 6943.6588 | 6962.6825 | 6946.8279 | 6946.8279 | 6946.8279 | 6965.8603 | 6946.8279 | 6946.8279
Option 4 SG | Basslink Daily Energy Limit | Special Constraints | -287.568 | -288.408 | -287.568 | -287.568 | -287.568 | -288.408 | -287.568 | -287.568 | -287.568 | -288.408 | -287.568 | -287.568 | -287.568 | -288.408 | -287.568 | -287.568 | -287.568 | -288.408 | -287.568 | -287.568 | -287.568 | -288.408 | -287.568 | -287.568
Option 4 SG | Borumba - Gen | Special Constraints | 0 | 0 | 0 | 0 | 0 | 0 | 0 | 0 | 0 | 0 | 0 | 0 | 0 | 0 | 0 | 26280000 | 26280000 | 26352000 | 26280000 | 26280000 | 26280000 | 26352000 | 26280000 | 26280000
Option 4 SG | Borumba - Pump | Special Constraints | 0 | 0 | 0 | 0 | 0 | 0 | 0 | 0 | 0 | 0 | 0 | 0 | 0 | 0 | 0 | 26280000 | 26280000 | 26352000 | 26280000 | 26280000 | 26280000 | 26352000 | 26280000 | 26280000
Option 4 SG | CIS Dispatchable NSW | Policies NEM | -1231.12 | -631.96 | -431.96 | -1241.96 | -2541.96 | -2741.96 | -2741.96 | -2783.18 | -2741.96 | -2741.96 | -2741.96 | -2741.96 | -2741.96 | -2741.96 | -2750.69 | -2709.47 | -2709.47 | -2750.69 | -2709.47 | -2709.47 | -1925.69 | -1624.85 | -1583.63 | -1583.63
Option 4 SG | CIS Dispatchable SA | Policies NEM | -30 | 788 | 788 | 788 | -461 | -461 | -461 | -461 | -461 | -461 | -461 | -461 | -461 | -461 | -461 | -205 | -461 | -461 | -461 | -461 | -431 | 0 | 0 | 0
Option 4 SG | CIS Dispatchable VIC | Policies NEM | 0 | 1220 | 1271.79 | 1271.79 | -428.21 | -428.21 | -435.41 | -428.21 | -428.21 | -428.21 | -428.21 | -428.21 | -428.21 | -428.21 | -428.21 | -428.21 | -428.21 | -428.21 | -437.03 | -428.21 | -428.21 | 0 | 0 | 0
Option 4 SG | CIS Gen NSW | Policies NEM | -4646.44 | -5085.53 | -2496.93 | 10614.07 | -8779.93 | -9539.57 | -9539.57 | -9539.57 | -9539.57 | -9539.57 | -9539.57 | -9539.57 | -9539.57 | -9539.57 | -9539.57 | -9539.57 | -9539.57 | -9539.57 | -9539.57 | -9302.56 | -8998.86 | -8966.46 | -8583 | -8583
Option 4 SG | CIS Gen SA | Policies NEM | 0 | 20.36 | 621.16 | 509.16 | -690.84 | -690.84 | -690.84 | -690.84 | -690.84 | -690.84 | -690.84 | -690.84 | -690.84 | -690.84 | -690.84 | -690.84 | -690.84 | -690.84 | -690.84 | -690.84 | -690.84 | -690.84 | -690.84 | -690.84
Option 4 SG | CIS Gen TAS | Policies NEM | 0 | 0 | 750 | 1200 | 0 | 0 | 0 | 0 | 0 | 0 | 0 | 0 | 0 | 0 | 0 | 0 | 0 | 0 | 0 | 0 | 0 | 0 | 0 | 0
Option 4 SG | CIS Gen VIC - Solar | Policies NEM | 0 | 669 | 555.93 | 555.93 | -944.07 | -944.07 | -944.07 | -944.07 | -944.07 | -944.07 | -944.07 | -944.07 | -944.07 | -944.07 | -944.07 | -944.07 | -944.07 | -944.07 | -944.07 | -944.07 | -944.07 | -944.07 | -944.07 | -944.07
Option 4 SG | CIS Gen VIC - Wind | Policies NEM | 0 | 0 | 1922 | 3500 | -600 | -600 | -600 | -600 | -600 | -600 | -600 | -600 | -600 | -600 | -600 | -600 | -600 | -600 | -600 | -600 | -600 | -600 | -600 | -600
Option 4 SG | CIS Total Dispatchable | Policies NEM | -1261.12 | 3076.04 | 5550.83 | 7262.83 | -3731.17 | -3931.17 | -3938.37 | -3972.39 | -3931.17 | -3931.17 | -3931.17 | -3931.17 | -3931.17 | -3931.17 | -3939.9 | -3642.68 | -3898.68 | -3939.9 | -3907.5 | -3898.68 | -3084.9 | -1774.85 | -1583.63 | -1583.63
Option 4 SG | CNSW H2 Domestic Consumption Purchaser | Subregion flexible electricity load for Domestic H2 | 0 | 0 | 0 | 0 | 11.4714 | 32.8357 | 66.5597 | 115.4964 | 180.0493 | 219.288 | 254.324 | 284.7521 | 308.06 | 326.8929 | 340.6976 | 356.605 | 382.155 | 414.498 | 454.837 | 510.1136 | 572.7893 | 637.3937 | 697.9503 | 749.345
Option 4 SG | CQ H2 Domestic Consumption Purchaser | Subregion flexible electricity load for Domestic H2 | 170.455 | 168.3874 | 165.6299 | 163.6243 | 163.6764 | 166.1914 | 171.3656 | 181.4571 | 195.5879 | 203.6806 | 208.4909 | 212.2736 | 214.3593 | 216.0723 | 216.9117 | 219.8864 | 226.6129 | 234.5554 | 244.3126 | 260.0364 | 279.4336 | 302.6843 | 328.1574 | 354.05
Option 4 SG | CSA H2 Domestic Consumption Purchaser | Subregion flexible electricity load for Domestic H2 | 7.3521 | 7.2677 | 7.1436 | 7.0393 | 6.9871 | 7.5554 | 18.5887 | 37.2821 | 64.0314 | 81.7494 | 96.8021 | 108.9264 | 116.9043 | 123.3169 | 129.4431 | 137.7093 | 150.38 | 167.0803 | 188.4421 | 218.4786 | 254.3529 | 294.6583 | 337.0739 | 378.8179
Option 4 SG | Catagunya Min Gen | Hydro min release | 17.52 | 17.52 | 17.52 | 17.52 | 17.52 | 17.52 | 17.52 | 17.52 | 17.52 | 17.52 | 17.52 | 17.52 | 17.52 | 17.52 | 17.52 | 17.52 | 17.52 | 17.52 | 17.52 | 17.52 | 17.52 | 17.52 | 17.52 | 17.52
Option 4 SG | Combined Marinus Export | Special Constraints | 11773440 | 11805696 | 11773440 | 11773440 | 11773440 | 11805696 | 11773440 | 11773440 | 15589440 | 18393696 | 18343440 | 18343440 | 18343440 | 18393696 | 18343440 | 18343440 | 18343440 | 18393696 | 18343440 | 18343440 | 18343440 | 18393696 | 18343440 | 18343440
Option 4 SG | Combined Marinus Import | Special Constraints | 8567280 | 8590752 | 8567280 | 8567280 | 8567280 | 8590752 | 8567280 | 8567280 | 12383280 | 15178752 | 15137280 | 15137280 | 15137280 | 15178752 | 15137280 | 15137280 | 15137280 | 15178752 | 15137280 | 15137280 | 15137280 | 15178752 | 15137280 | 15137280
Option 4 SG | Constraint on Pipeline from Storage to GTs CNSW | Constraints to make diesel to come exclusively from storage | 0 | 0 | 0 | 0 | 0 | 0 | 0 | 0 | 0 | 0 | 0 | 0 | 0 | 0 | 0 | 0 | 0 | 0 | 0 | 0 | 0 | 0 | 0 | 0
Option 4 SG | Constraint on Pipeline from Storage to GTs CQ | Constraints to make diesel to come exclusively from storage | 0 | 0 | 0 | 0 | 0 | 0 | 0 | 0 | 0 | 0 | 0 | 0 | 0 | 0 | 0 | 0 | 0 | 0 | 0 | 0 | 0 | 0 | 0 | 0
Option 4 SG | Constraint on Pipeline from Storage to GTs CSA | Constraints to make diesel to come exclusively from storage | 0 | 0 | 0 | 0 | 0 | 0 | 0 | 0 | 0 | 0 | 0 | 0 | 0 | 0 | 0 | 0 | 0 | 0 | 0 | 0 | 0 | 0 | 0 | 0
Option 4 SG | Constraint on Pipeline from Storage to GTs GG | Constraints to make diesel to come exclusively from storage | 0 | 0 | 0 | 0 | 0 | 0 | 0 | 0 | 0 | 0 | 0 | 0 | 0 | 0 | 0 | 0 | 0 | 0 | 0 | 0 | 0 | 0 | 0 | 0
Option 4 SG | Constraint on Pipeline from Storage to GTs MEL | Constraints to make diesel to come exclusively from storage | 0 | 0 | 0 | 0 | 0 | 0 | 0 | 0 | 0 | 0 | 0 | 0 | 0 | 0 | 0 | 0 | 0 | 0 | 0 | 0 | 0 | 0 | 0 | 0
Option 4 SG | Constraint on Pipeline from Storage to GTs NNSW | Constraints to make diesel to come exclusively from storage | 0 | 0 | 0 | 0 | 0 | 0 | 0 | 0 | 0 | 0 | 0 | 0 | 0 | 0 | 0 | 0 | 0 | 0 | 0 | 0 | 0 | 0 | 0 | 0
Option 4 SG | Constraint on Pipeline from Storage to GTs NQ | Constraints to make diesel to come exclusively from storage | 0 | 0 | 0 | 0 | 0 | 0 | 0 | 0 | 0 | 0 | 0 | 0 | 0 | 0 | 0 | 0 | 0 | 0 | 0 | 0 | 0 | 0 | 0 | 0
Option 4 SG | Constraint on Pipeline from Storage to GTs NSA | Constraints to make diesel to come exclusively from storage | 0 | 0 | 0 | 0 | 0 | 0 | 0 | 0 | 0 | 0 | 0 | 0 | 0 | 0 | 0 | 0 | 0 | 0 | 0 | 0 | 0 | 0 | 0 | 0
Option 4 SG | Constraint on Pipeline from Storage to GTs SESA | Constraints to make diesel to come exclusively from storage | 0 | 0 | 0 | 0 | 0 | 0 | 0 | 0 | 0 | 0 | 0 | 0 | 0 | 0 | 0 | 0 | 0 | 0 | 0 | 0 | 0 | 0 | 0 | 0
Option 4 SG | Constraint on Pipeline from Storage to GTs SEV | Constraints to make diesel to come exclusively from storage | 0 | 0 | 0 | 0 | 0 | 0 | 0 | 0 | 0 | 0 | 0 | 0 | 0 | 0 | 0 | 0 | 0 | 0 | 0 | 0 | 0 | 0 | 0 | 0
Option 4 SG | Constraint on Pipeline from Storage to GTs SNSW | Constraints to make diesel to come exclusively from storage | 0 | 0 | 0 | 0 | 0 | 0 | 0 | 0 | 0 | 0 | 0 | 0 | 0 | 0 | 0 | 0 | 0 | 0 | 0 | 0 | 0 | 0 | 0 | 0
Option 4 SG | Constraint on Pipeline from Storage to GTs SNW | Constraints to make diesel to come exclusively from storage | 0 | 0 | 0 | 0 | 0 | 0 | 0 | 0 | 0 | 0 | 0 | 0 | 0 | 0 | 0 | 0 | 0 | 0 | 0 | 0 | 0 | 0 | 0 | 0
Option 4 SG | Constraint on Pipeline from Storage to GTs SQ | Constraints to make diesel to come exclusively from storage | 0 | 0 | 0 | 0 | 0 | 0 | 0 | 0 | 0 | 0 | 0 | 0 | 0 | 0 | 0 | 0 | 0 | 0 | 0 | 0 | 0 | 0 | 0 | 0
Option 4 SG | Constraint on Pipeline from Storage to GTs TAS | Constraints to make diesel to come exclusively from storage | 0 | 0 | 0 | 0 | 0 | 0 | 0 | 0 | 0 | 0 | 0 | 0 | 0 | 0 | 0 | 0 | 0 | 0 | 0 | 0 | 0 | 0 | 0 | 0
Option 4 SG | Constraint on Pipeline from Storage to GTs WNV | Constraints to make diesel to come exclusively from storage | 0 | 0 | 0 | 0 | 0 | 0 | 0 | 0 | 0 | 0 | 0 | 0 | 0 | 0 | 0 | 0 | 0 | 0 | 0 | 0 | 0 | 0 | 0 | 0
Option 4 SG | Constraint on Pipeline from Storage to GTs WOO | Constraints to make diesel to come exclusively from storage | 0 | 0 | 0 | 0 | 0 | 0 | 0 | 0 | 0 | 0 | 0 | 0 | 0 | 0 | 0 | 0 | 0 | 0 | 0 | 0 | 0 | 0 | 0 | 0
Option 4 SG | DNSP Thermal Limit on CER CNSW Area1 | DNSP Thermal Limit on CER | 881436 | 972982.5 | 1083503 | 1151884.5 | 1160908 | 1251175 | 1183413.5 | 1341296 | 1374077 | 1329544 | 1325674 | 1349695.5 | 1414354.5 | 1488354 | 1494250 | 1402640 | 1306220.5 | 1381054.5 | 1487146 | 1557849.5 | 1591141.5 | 1742247.5 | 1700879.5 | 1969378.5
Option 4 SG | DNSP Thermal Limit on CER CQ Area1 | DNSP Thermal Limit on CER | 1115404.5 | 1274101 | 1393707.5 | 1500446 | 1535688.5 | 1638641 | 1699974 | 1840791 | 1888803 | 1953640 | 1913769 | 1887799 | 2007282 | 2140009.5 | 2188514.5 | 2043247 | 1867396.5 | 2046074.5 | 2188833 | 2336798 | 2356489.5 | 2501862.5 | 2644008 | 2880939
Option 4 SG | DNSP Thermal Limit on CER CSA Area1 | DNSP Thermal Limit on CER | 4058521 | 4405183.5 | 4763085 | 4786732.5 | 5193442.5 | 5432514.5 | 5611960.5 | 5939722.5 | 6438271.5 | 6871720 | 7454754.5 | 7611644.5 | 7948118 | 8551593 | 8857903.5 | 9195341 | 9145202.5 | 9824093 | 10423354.5 | 10383243.5 | 10626202 | 10860228 | 10922492 | 11068583.5
Option 4 SG | DNSP Thermal Limit on CER GG Area1 | DNSP Thermal Limit on CER | 146741 | 167374.5 | 183189 | 201743.5 | 206140.5 | 219662.5 | 228800 | 240546 | 246212.5 | 249750 | 239697 | 239657.5 | 252228 | 278157.5 | 285427 | 275522.5 | 245044 | 268769 | 286841.5 | 311470 | 316452 | 338619 | 350133.5 | 373568.5
Option 4 SG | DNSP Thermal Limit on CER MEL Area1 | DNSP Thermal Limit on CER | 830632 | 955827.5 | 1079121 | 1045716 | 1207876 | 1265662.5 | 1306789 | 1388799 | 1424511.5 | 1392490.5 | 1400687 | 1441197 | 1521257 | 1594988 | 1621215 | 1586373 | 1422760.5 | 1572949.5 | 1697563 | 1619332 | 1851065.5 | 1948023 | 2049094 | 2239623
Option 4 SG | DNSP Thermal Limit on CER MEL Area2 | DNSP Thermal Limit on CER | 3802297 | 4430941.5 | 5057529.5 | 4938645 | 5765578.5 | 6087419 | 6313617 | 6730756.5 | 6911386 | 6769373.5 | 6841227 | 7047098 | 7458597 | 7813554.5 | 7961109 | 7810874.5 | 7054746 | 7792342 | 8414097 | 8027198.5 | 9213764.5 | 9691014 | 10271108 | 11273698.5
Option 4 SG | DNSP Thermal Limit on CER NNSW Area1 | DNSP Thermal Limit on CER | 2087141.5 | 2267354 | 2506405 | 2661767 | 2740577 | 2886751 | 2749951.5 | 3114695.5 | 3102438 | 3020767 | 3012644 | 3007685.5 | 3228185.5 | 3353522 | 3477136 | 3279319.5 | 3050856.5 | 3159822.5 | 3377853.5 | 3530170.5 | 3690722.5 | 3956956 | 3882495.5 | 4501117.5
Option 4 SG | DNSP Thermal Limit on CER NQ Area1 | DNSP Thermal Limit on CER | 1883364.5 | 2125903.5 | 2305369 | 2552931.5 | 2590058 | 2738570 | 2797940 | 2965609 | 3037702.5 | 3154479.5 | 3026682 | 3021042.5 | 3201093 | 3395661 | 3459017.5 | 3369797.5 | 3012392.5 | 3276711 | 3501173.5 | 3836798.5 | 3875394 | 4078327 | 4213104 | 4498267
Option 4 SG | DNSP Thermal Limit on CER NSA Area1 | DNSP Thermal Limit on CER | 160251 | 182468 | 202392.5 | 206834 | 221885.5 | 224039.5 | 231958 | 248493.5 | 275127 | 298297 | 301000.5 | 333941.5 | 351921.5 | 370748 | 376737 | 389403 | 390762 | 438104 | 454109.5 | 467376 | 476560 | 483851.5 | 492002.5 | 508436.5
Option 4 SG | DNSP Thermal Limit on CER SESA Area1 | DNSP Thermal Limit on CER | 188426 | 217125.5 | 243714 | 253991 | 271399 | 284903 | 300975 | 316928.5 | 341669.5 | 361594 | 376824.5 | 435744 | 453705 | 460275.5 | 493742.5 | 521852.5 | 519411.5 | 565525 | 619413.5 | 624916.5 | 631617.5 | 640799.5 | 624320 | 624980
Option 4 SG | DNSP Thermal Limit on CER SEV Area1 | DNSP Thermal Limit on CER | 572188.5 | 661610.5 | 761834.5 | 747892 | 876632 | 925822 | 969783.5 | 1051559 | 1070425.5 | 1083394.5 | 1125160 | 1180020.5 | 1284353.5 | 1413701.5 | 1484619 | 1494598.5 | 1416134.5 | 1556328.5 | 1664826 | 1627637 | 1866879.5 | 2037376 | 2143520.5 | 2335029.5
Option 4 SG | DNSP Thermal Limit on CER SNSW Area1 | DNSP Thermal Limit on CER | 1096816 | 1183820.5 | 1315163.5 | 1378489 | 1422610 | 1499159 | 1427918 | 1603113 | 1583131 | 1539695 | 1536614.5 | 1559989.5 | 1634471 | 1699697 | 1770586 | 1694532 | 1592634.5 | 1646938.5 | 1771393 | 1822981.5 | 1900643.5 | 2038352 | 1993983 | 2286862.5
Option 4 SG | DNSP Thermal Limit on CER SNSW Area2 | DNSP Thermal Limit on CER | 947063.5 | 1020322.5 | 1134315.5 | 1186257.5 | 1218252.5 | 1278961.5 | 1206960 | 1361960.5 | 1338381.5 | 1296959.5 | 1284479.5 | 1301901.5 | 1364487 | 1429745.5 | 1494152.5 | 1422192 | 1322896.5 | 1370122.5 | 1484853.5 | 1537984.5 | 1604644 | 1728196 | 1687043 | 1960587.5
Option 4 SG | DNSP Thermal Limit on CER SNW Area1 | DNSP Thermal Limit on CER | 4044298.5 | 4485649 | 5035420.5 | 5425511.5 | 5462178 | 5891716 | 5631216 | 6331086.5 | 6325302.5 | 6136798 | 6157772 | 6050871 | 6478623 | 6907454 | 7166756 | 6756788.5 | 6370297.5 | 6766598 | 7221241 | 7708348.5 | 7832610.5 | 8623782.5 | 8551344 | 9829161.5
Option 4 SG | DNSP Thermal Limit on CER SNW Area2 | DNSP Thermal Limit on CER | 4520837 | 4967377.5 | 5526742.5 | 5909610 | 5919817 | 6364927 | 6065748 | 6799640.5 | 6772081 | 6552407.5 | 6554658.5 | 6419771.5 | 6853331.5 | 7289920.5 | 7534531.5 | 7072296 | 6633351 | 7009345.5 | 7480903 | 7929685 | 8010170.5 | 8763385.5 | 8606898 | 9850454.5
Option 4 SG | DNSP Thermal Limit on CER SQ Area1 | DNSP Thermal Limit on CER | 9269194 | 10523721 | 11654118 | 12563620 | 12954933.5 | 13640483 | 14178933 | 14657488 | 15007366 | 15564268 | 14822995.5 | 14862536 | 15628937.5 | 16746955 | 17129212 | 16856884.5 | 14694349 | 16216674.5 | 17653343 | 18737761.5 | 19158227 | 20104193.5 | 21210087 | 22136364
Option 4 SG | DNSP Thermal Limit on CER TAS Area1 | DNSP Thermal Limit on CER | 546801 | 614235.5 | 682320 | 672538.5 | 738541.5 | 784280.5 | 786662 | 816334.5 | 824276.5 | 821839.5 | 818101.5 | 818196 | 856062 | 889888 | 896858.5 | 868922 | 850158 | 888495 | 912420 | 877278.5 | 950314 | 1047181.5 | 1097473.5 | 1186880.5
Option 4 SG | DNSP Thermal Limit on CER WNV Area1 | DNSP Thermal Limit on CER | 355142.5 | 409038 | 458002 | 455272.5 | 535771 | 552974 | 567974 | 604839.5 | 624552.5 | 613482 | 619067.5 | 629262.5 | 676497 | 698700.5 | 709118 | 706402.5 | 608480 | 676199.5 | 724321.5 | 717429.5 | 823939.5 | 865039 | 904753 | 977816.5
Option 4 SG | DNSP Thermal Limit on CER WNV Area2 | DNSP Thermal Limit on CER | 1330136 | 1536806 | 1732654 | 1738761 | 2057070.5 | 2140660 | 2209844 | 2361547 | 2434758 | 2411497.5 | 2454597.5 | 2506089.5 | 2709385 | 2832084 | 2887008 | 2884996.5 | 2521795.5 | 2783706 | 2976962.5 | 2941131.5 | 3413042 | 3599560 | 3778845 | 4102767
Option 4 SG | DNSP Thermal Limit on Distributed Resources CNSW Area1 | DNSP Thermal Limit on Distributed Resources | 5676480 | 5692032 | 5676480 | 5676480 | 5676480 | 5692032 | 5676480 | 5676480 | 5676480 | 5692032 | 5676480 | 5676480 | 5676480 | 5692032 | 5676480 | 5676480 | 5676480 | 5692032 | 5676480 | 5676480 | 5676480 | 5692032 | 5676480 | 5676480
Option 4 SG | DNSP Thermal Limit on Distributed Resources CQ Area1 | DNSP Thermal Limit on Distributed Resources | 0 | 0 | 0 | 0 | 0 | 9003600 | 8979000 | 8979000 | 8979000 | 9003600 | 8979000 | 8979000 | 8979000 | 9003600 | 8979000 | 8979000 | 8979000 | 9003600 | 8979000 | 8979000 | 8979000 | 9003600 | 8979000 | 8979000
Option 4 SG | DNSP Thermal Limit on Distributed Resources CSA Area1 | DNSP Thermal Limit on Distributed Resources | 0 | 0 | 0 | 0 | 0 | 65352960 | 65174400 | 65174400 | 65174400 | 65352960 | 65174400 | 65174400 | 65174400 | 65352960 | 65174400 | 65174400 | 65174400 | 65352960 | 65174400 | 65174400 | 65174400 | 65352960 | 65174400 | 65174400
Option 4 SG | DNSP Thermal Limit on Distributed Resources GG Area1 | DNSP Thermal Limit on Distributed Resources | 0 | 0 | 0 | 0 | 0 | 1036512 | 1033680 | 1033680 | 1033680 | 1036512 | 1033680 | 1033680 | 1033680 | 1036512 | 1033680 | 1033680 | 1033680 | 1036512 | 1033680 | 1033680 | 1033680 | 1036512 | 1033680 | 1033680
Option 4 SG | DNSP Thermal Limit on Distributed Resources MEL Area1 | DNSP Thermal Limit on Distributed Resources | 15978240 | 16022016 | 15978240 | 15978240 | 15978240 | 16022016 | 15978240 | 15978240 | 15978240 | 16022016 | 15978240 | 15978240 | 15978240 | 16022016 | 15978240 | 15978240 | 15978240 | 16022016 | 15978240 | 15978240 | 15978240 | 16022016 | 15978240 | 15978240
Option 4 SG | DNSP Thermal Limit on Distributed Resources MEL Area2 | DNSP Thermal Limit on Distributed Resources | 182768640 | 183269376 | 182768640 | 182768640 | 182768640 | 183269376 | 182768640 | 182768640 | 182768640 | 183269376 | 182768640 | 182768640 | 182768640 | 183269376 | 182768640 | 182768640 | 182768640 | 183269376 | 182768640 | 182768640 | 182768640 | 183269376 | 182768640 | 182768640
Option 4 SG | DNSP Thermal Limit on Distributed Resources NNSW Area1 | DNSP Thermal Limit on Distributed Resources | 0 | 0 | 0 | 0 | 0 | 9196848 | 9171720 | 9171720 | 9171720 | 9196848 | 9171720 | 9171720 | 9171720 | 9196848 | 9171720 | 9171720 | 9171720 | 9196848 | 9171720 | 9171720 | 9171720 | 9196848 | 9171720 | 9171720
Option 4 SG | DNSP Thermal Limit on Distributed Resources NQ Area1 | DNSP Thermal Limit on Distributed Resources | 0 | 0 | 0 | 0 | 0 | 16961904 | 16915560 | 16915560 | 16915560 | 16961904 | 16915560 | 16915560 | 16915560 | 16961904 | 16915560 | 16915560 | 16915560 | 16961904 | 16915560 | 16915560 | 16915560 | 16961904 | 16915560 | 16915560
Option 4 SG | DNSP Thermal Limit on Distributed Resources NSA Area1 | DNSP Thermal Limit on Distributed Resources | 0 | 0 | 0 | 0 | 0 | 3048048 | 3039720 | 3039720 | 3039720 | 3048048 | 3039720 | 3039720 | 3039720 | 3048048 | 3039720 | 3039720 | 3039720 | 3048048 | 3039720 | 3039720 | 3039720 | 3048048 | 3039720 | 3039720
Option 4 SG | DNSP Thermal Limit on Distributed Resources SESA Area1 | DNSP Thermal Limit on Distributed Resources | 0 | 0 | 0 | 0 | 0 | 4488624 | 4476360 | 4476360 | 4476360 | 4488624 | 4476360 | 4476360 | 4476360 | 4488624 | 4476360 | 4476360 | 4476360 | 4488624 | 4476360 | 4476360 | 4476360 | 4488624 | 4476360 | 4476360
Option 4 SG | DNSP Thermal Limit on Distributed Resources SEV Area1 | DNSP Thermal Limit on Distributed Resources | 0 | 0 | 0 | 0 | 0 | 7211664 | 7191960 | 7191960 | 7191960 | 7211664 | 7191960 | 7191960 | 7191960 | 7211664 | 7191960 | 7191960 | 7191960 | 7211664 | 7191960 | 7191960 | 7191960 | 7211664 | 7191960 | 7191960
Option 4 SG | DNSP Thermal Limit on Distributed Resources SNSW Area1 | DNSP Thermal Limit on Distributed Resources | 0 | 0 | 0 | 0 | 0 | 7009632 | 6990480 | 6990480 | 6990480 | 7009632 | 6990480 | 6990480 | 6990480 | 7009632 | 6990480 | 6990480 | 6990480 | 7009632 | 6990480 | 6990480 | 6990480 | 7009632 | 6990480 | 6990480
Option 4 SG | DNSP Thermal Limit on Distributed Resources SNSW Area2 | DNSP Thermal Limit on Distributed Resources | 0 | 0 | 0 | 0 | 0 | 8081280 | 8059200 | 8059200 | 8059200 | 8081280 | 8059200 | 8059200 | 8059200 | 8081280 | 8059200 | 8059200 | 8059200 | 8081280 | 8059200 | 8059200 | 8059200 | 8081280 | 8059200 | 8059200
Option 4 SG | DNSP Thermal Limit on Distributed Resources SNW Area1 | DNSP Thermal Limit on Distributed Resources | 27366240 | 27441216 | 27366240 | 27366240 | 27366240 | 27441216 | 27366240 | 27366240 | 27366240 | 27441216 | 27366240 | 27366240 | 27366240 | 27441216 | 27366240 | 27366240 | 27366240 | 27441216 | 27366240 | 27366240 | 27366240 | 27441216 | 27366240 | 27366240
Option 4 SG | DNSP Thermal Limit on Distributed Resources SNW Area2 | DNSP Thermal Limit on Distributed Resources | 59734440 | 59898096 | 59734440 | 59734440 | 59734440 | 59898096 | 59734440 | 59734440 | 59734440 | 59898096 | 59734440 | 59734440 | 59734440 | 59898096 | 59734440 | 59734440 | 59734440 | 59898096 | 59734440 | 59734440 | 59734440 | 59898096 | 59734440 | 59734440
Option 4 SG | DNSP Thermal Limit on Distributed Resources SQ Area1 | DNSP Thermal Limit on Distributed Resources | 0 | 0 | 0 | 0 | 0 | 51158016 | 51018240 | 51018240 | 51018240 | 51158016 | 51018240 | 51018240 | 51018240 | 51158016 | 51018240 | 51018240 | 51018240 | 51158016 | 51018240 | 51018240 | 51018240 | 51158016 | 51018240 | 51018240
Option 4 SG | DNSP Thermal Limit on Distributed Resources TAS Area1 | DNSP Thermal Limit on Distributed Resources | 3468960 | 3478464 | 3468960 | 3468960 | 3468960 | 3478464 | 3468960 | 3468960 | 3468960 | 3478464 | 3468960 | 3468960 | 3468960 | 3478464 | 3468960 | 3468960 | 3468960 | 3478464 | 3468960 | 3468960 | 3468960 | 3478464 | 3468960 | 3468960
Option 4 SG | DNSP Thermal Limit on Distributed Resources WNV Area1 | DNSP Thermal Limit on Distributed Resources | 0 | 0 | 0 | 0 | 0 | 3469680 | 3460200 | 3460200 | 3460200 | 3469680 | 3460200 | 3460200 | 3460200 | 3469680 | 3460200 | 3460200 | 3460200 | 3469680 | 3460200 | 3460200 | 3460200 | 3469680 | 3460200 | 3460200
Option 4 SG | DNSP Thermal Limit on Distributed Resources WNV Area2 | DNSP Thermal Limit on Distributed Resources | 0 | 0 | 0 | 0 | 0 | 53441856 | 53295840 | 53295840 | 53295840 | 53441856 | 53295840 | 53295840 | 53295840 | 53441856 | 53295840 | 53295840 | 53295840 | 53441856 | 53295840 | 53295840 | 53295840 | 53441856 | 53295840 | 53295840
Option 4 SG | Daily H2 Limit NSW | H2 Infrastructure Limitations | 0 | 0 | 0 | 0 | 0 | 0 | 0 | 0 | 0 | 0 | 0 | 0 | 0 | 0 | 0 | 0 | 0 | 0 | 0 | 0 | 0 | 0 | 0 | 0
Option 4 SG | Daily H2 Limit QLD | H2 Infrastructure Limitations | 0 | 0 | 0 | 0 | 0 | 0 | 0 | 0 | 0 | 0 | 0 | 0 | 0 | 0 | 0 | 0 | 0 | 0 | 0 | 0 | 0 | 0 | 0 | 0
Option 4 SG | Daily H2 Limit SA | H2 Infrastructure Limitations | 0 | 0 | 0 | 0 | 0 | 0 | 0 | 0 | 0 | 0 | 0 | 0 | 0 | 0 | 0 | 0 | 0 | 0 | 0 | 0 | 0 | 0 | 0 | 0
Option 4 SG | Daily H2 Limit TAS | H2 Infrastructure Limitations | 0 | 0 | 0 | 0 | 0 | 0 | 0 | 0 | 0 | 0 | 0 | 0 | 0 | 0 | 0 | 0 | 0 | 0 | 0 | 0 | 0 | 0 | 0 | 0
Option 4 SG | Daily H2 Limit VIC | H2 Infrastructure Limitations | 0 | 0 | 0 | 0 | 0 | 0 | 0 | 0 | 0 | 0 | 0 | 0 | 0 | 0 | 0 | 0 | 0 | 0 | 0 | 0 | 0 | 0 | 0 | 0
Option 4 SG | ExportGroup_CNSW1 | Group Network Export Constraints | 7139400 | 7158960 | 7139400 | 7139400 | 7139400 | 7158960 | 7139400 | 7139400 | 7139400 | 7158960 | 7139400 | 7139400 | 7139400 | 7158960 | 7139400 | 7139400 | 7139400 | 7158960 | 7139400 | 7139400 | 7139400 | 7158960 | 7139400 | 7139400
Option 4 SG | ExportGroup_CQ1 | Group Network Export Constraints | 16792320 | 16833120 | 16792320 | 16792320 | 16792320 | 16833120 | 16792320 | 16792320 | 16792320 | 16833120 | 16792320 | 16792320 | 16792320 | 16833120 | 16792320 | 16792320 | 16792320 | 16833120 | 16792320 | 16792320 | 16792320 | 16833120 | 16792320 | 16792320
Option 4 SG | ExportGroup_MN1 | Group Network Export Constraints | 15460080 | 15499200 | 15460080 | 15460080 | 15460080 | 15499200 | 15460080 | 15460080 | 15460080 | 15499200 | 15460080 | 15460080 | 15460080 | 15499200 | 15460080 | 15460080 | 15460080 | 15499200 | 15460080 | 15460080 | 15460080 | 15499200 | 15460080 | 15460080
Option 4 SG | ExportGroup_NET1 | Group Network Export Constraints | 14016000 | 14054400 | 14016000 | 14016000 | 14016000 | 14054400 | 14016000 | 14016000 | 14016000 | 14054400 | 14016000 | 14016000 | 14016000 | 14054400 | 14016000 | 14016000 | 14016000 | 14054400 | 14016000 | 14016000 | 14016000 | 14054400 | 14016000 | 14016000
Option 4 SG | ExportGroup_NQ1 | Group Network Export Constraints | 22380480 | 22438560 | 22380480 | 22380480 | 22380480 | 22438560 | 22380480 | 22380480 | 22380480 | 22438560 | 22380480 | 22380480 | 22380480 | 22438560 | 22380480 | 22380480 | 22380480 | 22438560 | 22380480 | 22380480 | 22380480 | 22438560 | 22380480 | 22380480
Option 4 SG | ExportGroup_NSA1 | Group Network Export Constraints | 5124600 | 5138640 | 5124600 | 5124600 | 5124600 | 5138640 | 5124600 | 5124600 | 5124600 | 5138640 | 5124600 | 5124600 | 5124600 | 5138640 | 5124600 | 5124600 | 5124600 | 5138640 | 5124600 | 5124600 | 5124600 | 5138640 | 5124600 | 5124600
Option 4 SG | ExportGroup_SEVIC1 | Group Network Export Constraints | 0 | 0 | 0 | 0 | 0 | 36892800 | 36792000 | 36792000 | 36792000 | 36892800 | 36792000 | 36792000 | 36792000 | 36892800 | 36792000 | 36792000 | 36792000 | 36892800 | 36792000 | 36792000 | 36792000 | 36892800 | 36792000 | 36792000
Option 4 SG | ExportGroup_SQ1 | Group Network Export Constraints | 12264000 | 12297600 | 12264000 | 12264000 | 12264000 | 12297600 | 12264000 | 12264000 | 12264000 | 12297600 | 12264000 | 12264000 | 12264000 | 12297600 | 12264000 | 12264000 | 12264000 | 12297600 | 12264000 | 12264000 | 12264000 | 12297600 | 12264000 | 12264000
Option 4 SG | ExportGroup_SWNSW1 | Group Network Export Constraints | 10512000 | 10540800 | 10512000 | 10512000 | 10512000 | 10540800 | 10512000 | 10512000 | 10512000 | 10540800 | 10512000 | 10512000 | 10512000 | 10540800 | 10512000 | 10512000 | 10512000 | 10540800 | 10512000 | 10512000 | 10512000 | 10540800 | 10512000 | 10512000
Option 4 SG | ExportGroup_SWNSW2 | Group Network Export Constraints | 0 | 0 | 0 | 0 | 0 | 22598400 | 38544000 | 38544000 | 38544000 | 38649600 | 38544000 | 38544000 | 38544000 | 38649600 | 38544000 | 38544000 | 38544000 | 38649600 | 38544000 | 38544000 | 38544000 | 38649600 | 38544000 | 38544000
Option 4 SG | ExportGroup_SWQLD1 | Group Network Export Constraints | 26280000 | 26352000 | 26280000 | 26280000 | 26280000 | 26352000 | 26280000 | 26280000 | 26280000 | 26352000 | 26280000 | 26280000 | 26280000 | 26352000 | 26280000 | 26280000 | 26280000 | 26352000 | 26280000 | 26280000 | 26280000 | 26352000 | 26280000 | 26280000
Option 4 SG | ExportGroup_SWV1 | Group Network Export Constraints | 21856200 | 21916080 | 21856200 | 21856200 | 21856200 | 21916080 | 21856200 | 21856200 | 21856200 | 21916080 | 21856200 | 21856200 | 21856200 | 21916080 | 21856200 | 21856200 | 21856200 | 21916080 | 21856200 | 21856200 | 21856200 | 21916080 | 21856200 | 21856200
Option 4 SG | ExportGroup_WNV1 | Group Network Export Constraints | 23802480 | 23851440 | 23802480 | 23802480 | 23802480 | 10851480 | 23802480 | 23802480 | 23802480 | 23851440 | 23802480 | 23802480 | 23802480 | 23851440 | 23802480 | 23802480 | 23802480 | 23851440 | 23802480 | 23802480 | 23802480 | 23851440 | 23802480 | 23802480
Option 4 SG | ExportGroup_WV1 | Group Network Export Constraints | 7860000 | 7878720 | 7860000 | 7860000 | 7860000 | 7878720 | 7860000 | 7860000 | 7860000 | 7878720 | 7860000 | 7860000 | 7860000 | 7878720 | 7860000 | 7860000 | 7860000 | 7878720 | 7860000 | 7860000 | 7860000 | 7878720 | 7860000 | 7860000
Option 4 SG | ExportLimit_DN2_Yass | Distribution REZ Export Constraints | 0 | 0 | 0 | 0 | 0 | 0 | 0 | 0 | 0 | 0 | 0 | 0 | 0 | 0 | 0 | 0 | 0 | 0 | 0 | 0 | 0 | 0 | 0 | 0
Option 4 SG | ExportLimit_DN3_Marulan | Distribution REZ Export Constraints | 0 | 0 | 0 | 0 | 0 | 0 | 0 | 0 | 0 | 0 | 0 | 0 | 0 | 0 | 0 | 0 | 0 | 0 | 0 | 0 | 0 | 0 | 0 | 0
Option 4 SG | ExportLimit_N10_Hunter Coast | REZ Network Export Constraints | 49494000 | 49629600 | 49494000 | 49494000 | 49494000 | 49629600 | 49494000 | 49494000 | 49494000 | 49629600 | 49494000 | 49494000 | 49494000 | 49629600 | 49494000 | 49494000 | 49494000 | 49629600 | 49494000 | 49494000 | 49494000 | 49629600 | 49494000 | 49494000
Option 4 SG | ExportLimit_N11_Illawarra Coast | REZ Network Export Constraints | 8760000 | 8784000 | 8760000 | 8760000 | 8760000 | 8784000 | 8760000 | 8760000 | 8760000 | 8784000 | 8760000 | 8760000 | 8760000 | 8784000 | 8760000 | 8760000 | 8760000 | 8784000 | 8760000 | 8760000 | 8760000 | 8784000 | 8760000 | 8760000
Option 4 SG | ExportLimit_N12_Illawarra | REZ Network Export Constraints | 8760000 | 8784000 | 8760000 | 8760000 | 8760000 | 8784000 | 8760000 | 8760000 | 8760000 | 8784000 | 8760000 | 8760000 | 8760000 | 8784000 | 8760000 | 8760000 | 8760000 | 8784000 | 8760000 | 8760000 | 8760000 | 8784000 | 8760000 | 8760000
Option 4 SG | ExportLimit_N13_South Cobar | REZ Network Export Constraints | 995328 | 997872 | 995328 | 995328 | 995328 | 997872 | 995328 | 995328 | 995328 | 997872 | 995328 | 995328 | 995328 | 997872 | 995328 | 995328 | 995328 | 997872 | 995328 | 995328 | 995328 | 997872 | 995328 | 995328
Option 4 SG | ExportLimit_N1_North West NSW | REZ Network Export Constraints | 1497960 | 1502064 | 1497960 | 1497960 | 1497960 | 1502064 | 1497960 | 1497960 | 1497960 | 1502064 | 1497960 | 1497960 | 1497960 | 1502064 | 1497960 | 1497960 | 1497960 | 1502064 | 1497960 | 1497960 | 1497960 | 1502064 | 1497960 | 1497960
Option 4 SG | ExportLimit_N2_New England | REZ Network Export Constraints | 5054520 | 5068368 | 5054520 | 5054520 | 5054520 | 5068368 | 5054520 | 5054520 | 5054520 | 5068368 | 5054520 | 5054520 | 5054520 | 5068368 | 5054520 | 5054520 | 5054520 | 5068368 | 5054520 | 5054520 | 5054520 | 5068368 | 5054520 | 5054520
Option 4 SG | ExportLimit_N3_Central-West Orana | REZ Network Export Constraints | 7884000 | 7905600 | 7884000 | 7884000 | 7884000 | 7905600 | 7884000 | 7884000 | 7884000 | 7905600 | 7884000 | 7884000 | 7884000 | 7905600 | 7884000 | 7884000 | 7884000 | 7905600 | 7884000 | 7884000 | 7884000 | 7905600 | 7884000 | 7884000
Option 4 SG | ExportLimit_N4_Broken Hill | REZ Network Export Constraints | 2190000 | 2196000 | 2190000 | 2190000 | 2190000 | 2196000 | 2190000 | 2190000 | 2190000 | 2196000 | 2190000 | 2190000 | 2190000 | 2196000 | 2190000 | 2190000 | 2190000 | 2196000 | 2190000 | 2190000 | 2190000 | 2196000 | 2190000 | 2190000
Option 4 SG | ExportLimit_N5_South West NSW | REZ Network Export Constraints | 3942000 | 3952800 | 3942000 | 3942000 | 3942000 | 3952800 | 3942000 | 3942000 | 3942000 | 3952800 | 3942000 | 3942000 | 3942000 | 3952800 | 3942000 | 3942000 | 3942000 | 3952800 | 3942000 | 3942000 | 3942000 | 3952800 | 3942000 | 3942000
Option 4 SG | ExportLimit_N6_Wagga Wagga | REZ Network Export Constraints | 9636000 | 9662400 | 9636000 | 9636000 | 9636000 | 9662400 | 9636000 | 9636000 | 9636000 | 9662400 | 9636000 | 9636000 | 9636000 | 9662400 | 9636000 | 9636000 | 9636000 | 9662400 | 9636000 | 9636000 | 9636000 | 9662400 | 9636000 | 9636000
Option 4 SG | ExportLimit_N7_Tumut | REZ Network Export Constraints | 0 | 0 | 0 | 0 | 0 | 0 | 0 | 0 | 0 | 0 | 0 | 0 | 0 | 0 | 0 | 0 | 0 | 0 | 0 | 0 | 0 | 0 | 0 | 0
Option 4 SG | ExportLimit_N8_Cooma-Monaro | REZ Network Export Constraints | 3066000 | 3074400 | 3066000 | 3066000 | 3066000 | 3074400 | 3066000 | 3066000 | 3066000 | 3074400 | 3066000 | 3066000 | 3066000 | 3074400 | 3066000 | 3066000 | 3066000 | 3074400 | 3066000 | 3066000 | 3066000 | 3074400 | 3066000 | 3066000
Option 4 SG | ExportLimit_N9_Hunter-Central Coast | REZ Network Export Constraints | 3504000 | 3513600 | 3504000 | 3504000 | 3504000 | 3513600 | 3504000 | 3504000 | 3504000 | 3513600 | 3504000 | 3504000 | 3504000 | 3513600 | 3504000 | 3504000 | 3504000 | 3513600 | 3504000 | 3504000 | 3504000 | 3513600 | 3504000 | 3504000
Option 4 SG | ExportLimit_Q1_Far North Qld | REZ Network Export Constraints | 6570000 | 6588000 | 6570000 | 6570000 | 6570000 | 6588000 | 6570000 | 6570000 | 6570000 | 6588000 | 6570000 | 6570000 | 6570000 | 6588000 | 6570000 | 6570000 | 6570000 | 6588000 | 6570000 | 6570000 | 6570000 | 6588000 | 6570000 | 6570000
Option 4 SG | ExportLimit_Q2_North Qld Clean Energy Hub | REZ Network Export Constraints | 6132000 | 6148800 | 6132000 | 6132000 | 6132000 | 6148800 | 6132000 | 6132000 | 6132000 | 6148800 | 6132000 | 6132000 | 6132000 | 6148800 | 6132000 | 6132000 | 6132000 | 6148800 | 6132000 | 6132000 | 6132000 | 6148800 | 6132000 | 6132000
Option 4 SG | ExportLimit_Q5_Barcaldine | REZ Network Export Constraints | 744600 | 746640 | 744600 | 744600 | 744600 | 746640 | 744600 | 744600 | 744600 | 746640 | 744600 | 744600 | 744600 | 746640 | 744600 | 744600 | 744600 | 746640 | 744600 | 744600 | 744600 | 746640 | 744600 | 744600
Option 4 SG | ExportLimit_Q9_Banana | REZ Network Export Constraints | 1314000 | 1317600 | 1314000 | 1314000 | 1314000 | 1317600 | 1314000 | 1314000 | 1314000 | 1317600 | 1314000 | 1314000 | 1314000 | 1317600 | 1314000 | 1314000 | 1314000 | 1317600 | 1314000 | 1314000 | 1314000 | 1317600 | 1314000 | 1314000
Option 4 SG | ExportLimit_S2_Riverland | REZ Network Export Constraints | 1138800 | 1141920 | 1138800 | 1138800 | 1138800 | 1141920 | 1138800 | 1138800 | 1138800 | 1141920 | 1138800 | 1138800 | 1138800 | 1141920 | 1138800 | 1138800 | 1138800 | 1141920 | 1138800 | 1138800 | 1138800 | 1141920 | 1138800 | 1138800
Option 4 SG | ExportLimit_S4_Yorke Peninsula | REZ Network Export Constraints | 876000 | 878400 | 876000 | 876000 | 876000 | 878400 | 876000 | 876000 | 876000 | 878400 | 876000 | 876000 | 876000 | 878400 | 876000 | 876000 | 876000 | 878400 | 876000 | 876000 | 876000 | 878400 | 876000 | 876000
Option 4 SG | ExportLimit_S6_Roxby Downs | REZ Network Export Constraints | 4380000 | 4392000 | 4380000 | 4380000 | 4380000 | 4392000 | 4380000 | 4380000 | 4380000 | 4392000 | 4380000 | 4380000 | 4380000 | 4392000 | 4380000 | 4380000 | 4380000 | 4392000 | 4380000 | 4380000 | 4380000 | 4392000 | 4380000 | 4380000
Option 4 SG | ExportLimit_S7_Eastern Eyre Peninsula | REZ Network Export Constraints | 2628000 | 2635200 | 2628000 | 2628000 | 2628000 | 2635200 | 2628000 | 2628000 | 2628000 | 2635200 | 2628000 | 2628000 | 2628000 | 2635200 | 2628000 | 2628000 | 2628000 | 2635200 | 2628000 | 2628000 | 2628000 | 2635200 | 2628000 | 2628000
Option 4 SG | ExportLimit_S8_Western Eyre Peninsula | REZ Network Export Constraints | 0 | 0 | 0 | 0 | 0 | 0 | 0 | 0 | 0 | 0 | 0 | 0 | 0 | 0 | 0 | 0 | 0 | 0 | 0 | 0 | 0 | 0 | 0 | 0
Option 4 SG | ExportLimit_T1_North East Tasmania | REZ Network Export Constraints | 3504000 | 3513600 | 3504000 | 3504000 | 3504000 | 3513600 | 3504000 | 3504000 | 3504000 | 3513600 | 3504000 | 3504000 | 3504000 | 3513600 | 3504000 | 3504000 | 3504000 | 3513600 | 3504000 | 3504000 | 3504000 | 3513600 | 3504000 | 3504000
Option 4 SG | ExportLimit_T2_North West Tasmania | REZ Network Export Constraints | 1337520 | 1344168 | 1337520 | 1337520 | 1337520 | 1344168 | 1337520 | 1337520 | 1337520 | 1344168 | 1337520 | 1337520 | 1337520 | 1344168 | 1337520 | 1337520 | 1337520 | 1344168 | 1337520 | 1337520 | 1337520 | 1344168 | 1337520 | 1337520
Option 4 SG | ExportLimit_T3_Central Highlands | REZ Network Export Constraints | 7080120 | 7096968 | 7080120 | 7080120 | 7080120 | 7096968 | 7080120 | 7080120 | 7080120 | 7096968 | 7080120 | 7080120 | 7080120 | 7096968 | 7080120 | 7080120 | 7080120 | 7096968 | 7080120 | 7080120 | 7080120 | 7096968 | 7080120 | 7080120
Option 4 SG | ExportLimit_V1_North West VIC | REZ Network Export Constraints | 4932960 | 4943520 | 4932960 | 4932960 | 4932960 | 4943520 | 4932960 | 4932960 | 4932960 | 4943520 | 4932960 | 4932960 | 4932960 | 4943520 | 4932960 | 4932960 | 4932960 | 4943520 | 4932960 | 4932960 | 4932960 | 4943520 | 4932960 | 4932960
Option 4 SG | ExportLimit_V2_Central Highlands VIC | REZ Network Export Constraints | 6283200 | 6297600 | 6283200 | 6283200 | 6283200 | 6297600 | 6283200 | 6283200 | 6283200 | 6297600 | 6283200 | 6283200 | 6283200 | 6297600 | 6283200 | 6283200 | 6283200 | 6297600 | 6283200 | 6283200 | 6283200 | 6297600 | 6283200 | 6283200
Option 4 SG | ExportLimit_V7_Central North VIC | REZ Network Export Constraints | 9032400 | 9048000 | 9032400 | 9032400 | 9032400 | 9048000 | 9032400 | 9032400 | 9032400 | 9048000 | 9032400 | 9032400 | 9032400 | 9048000 | 9032400 | 9032400 | 9032400 | 9048000 | 9032400 | 9032400 | 9032400 | 9048000 | 9032400 | 9032400
Option 4 SG | ExportLimit_V8_Gippsland Offshore | REZ Network Export Constraints | 0 | 0 | 0 | 0 | 0 | 0 | 0 | 0 | 0 | 0 | 0 | 0 | 0 | 0 | 0 | 0 | 0 | 0 | 0 | 0 | 0 | 0 | 0 | 0
Option 4 SG | Gas Zone Daily Offtake Limit Colongra | Gas Infrastructure Limitations by Gas Zone | 14724.1 | 14764.44 | 14724.1 | 14724.1 | 14724.1 | 14764.44 | 14724.1 | 14724.1 | 14724.1 | 14764.44 | 14724.1 | 14724.1 | 14724.1 | 14764.44 | 14724.1 | 14724.1 | 14724.1 | 14764.44 | 14724.1 | 14724.1 | 14724.1 | 14764.44 | 14724.1 | 14724.1
Option 4 SG | Gas Zone Daily Offtake Limit Gippsland | Gas Infrastructure Limitations by Gas Zone | 263742.04 | 355488.14 | 305342.77 | 286950.1 | 281144.82 | 240333.84 | 242749.92 | 241663.94 | 220066.8 | 214266.7 | 204259.2 | 194557.67 | 185478.37 | 180238.37 | 195130.16 | 253184.85 | 265251.73 | 267153.98 | 297450.36 | 297450.36 | 297450.36 | 298334.94 | 297450.36 | 297450.36
Option 4 SG | Gas Zone Daily Offtake Limit Gladstone | Gas Infrastructure Limitations by Gas Zone | 9362.21 | 17742.19 | 26774.54 | 41458.25 | 56680.17 | 57855.87 | 58026.13 | 58056.51 | 58038.35 | 58060.12 | 57825.31 | 58147.93 | 58080.6 | 58141.28 | 57962.24 | 58156.11 | 58142.25 | 58174.72 | 58100.5 | 58100.5 | 58100.5 | 58251.86 | 58100.5 | 58100.5
Option 4 SG | Gas Zone Daily Offtake Limit Kurri Kurri | Gas Infrastructure Limitations by Gas Zone | 21900 | 21960 | 21900 | 21900 | 21900 | 21960 | 21900 | 21900 | 21900 | 21960 | 21900 | 21900 | 21900 | 21960 | 21900 | 21900 | 21900 | 21960 | 21900 | 21900 | 21900 | 21960 | 21900 | 21900
Option 4 SG | Gas Zone Daily Offtake Limit Laverton North | Gas Infrastructure Limitations by Gas Zone | 28935.7 | 29020.49 | 28564.83 | 29056.07 | 28354.44 | 29090.39 | 28782.91 | 28987.7 | 29060.19 | 28905.46 | 28395.52 | 28253.4 | 27311.42 | 27163.32 | 27563.49 | 27747.49 | 28786.11 | 28609.08 | 29080.66 | 29080.66 | 29080.66 | 29160.78 | 29080.66 | 29080.66
Option 4 SG | Gas Zone Daily Offtake Limit Melbourne | Gas Infrastructure Limitations by Gas Zone | 378609.16 | 474914.92 | 435424.73 | 421532.34 | 420506.32 | 385071.76 | 391393.04 | 393804.31 | 376378.98 | 374665.51 | 367868.1 | 383156.35 | 399424.43 | 397783.2 | 417746.11 | 477150.47 | 492522 | 499038.35 | 527866.41 | 527866.41 | 527866.41 | 529472.75 | 527866.41 | 527866.41
Option 4 SG | Gas Zone Daily Offtake Limit Moomba | Gas Infrastructure Limitations by Gas Zone | 251300.08 | 242723.42 | 234330.18 | 226584.46 | 219704.57 | 214906.76 | 239195.09 | 261517.5 | 253205.15 | 247971.09 | 242081.87 | 237631.99 | 234148.49 | 231919.8 | 229365.19 | 227048.1 | 225695.07 | 225131.67 | 223439.24 | 223439.24 | 223439.24 | 224072.66 | 223439.24 | 223439.24
Option 4 SG | Gas Zone Daily Offtake Limit NQGP | Gas Infrastructure Limitations by Gas Zone | 5651.93 | 5678.26 | 5830.68 | 46367.36 | 96700.4 | 109517.86 | 112490.43 | 112484.61 | 112273.2 | 112591.32 | 112455.3 | 112480.08 | 112276.8 | 112585.67 | 112489.45 | 107790.15 | 102802.81 | 103094.61 | 102688.43 | 102688.43 | 102688.43 | 102970.23 | 102688.43 | 102688.43
Option 4 SG | Gas Zone Daily Offtake Limit Newcastle | Gas Infrastructure Limitations by Gas Zone | 40150 | 40260 | 40150 | 40150 | 40150 | 40260 | 40150 | 40150 | 40150 | 40260 | 40150 | 40150 | 40150 | 40260 | 40150 | 40150 | 40150 | 40260 | 40150 | 40150 | 40150 | 40260 | 40150 | 40150
Option 4 SG | Gas Zone Daily Offtake Limit Northern | Gas Infrastructure Limitations by Gas Zone | 1506095.1 | 1505911.59 | 1505136.23 | 1555316.94 | 1588483.87 | 1535394.6 | 1448155.46 | 1380908.98 | 1329658.18 | 1271124.82 | 1240998.56 | 1250642.04 | 1256767.37 | 1229891.56 | 1166545.38 | 1106124.17 | 1039212.14 | 996872.81 | 980142.99 | 980142.99 | 980142.99 | 982831.65 | 980142.99 | 980142.99
Option 4 SG | Gas Zone Daily Offtake Limit Port Campbell | Gas Infrastructure Limitations by Gas Zone | 272830.36 | 272040.86 | 264461.57 | 257464.57 | 250747.91 | 242858.16 | 270680.25 | 300069.89 | 292212.66 | 288578.97 | 285502.72 | 418695.28 | 525048.92 | 495914.26 | 495520.02 | 494596.48 | 520901.29 | 550064.67 | 547375.95 | 547375.95 | 547375.95 | 548879.95 | 547375.95 | 547375.95
Option 4 SG | Gas Zone Daily Offtake Limit Southern | Gas Infrastructure Limitations by Gas Zone | 565631.12 | 659613.62 | 599995.32 | 574715.56 | 559714.44 | 509298.41 | 575335.65 | 625518.85 | 592810.2 | 585521.71 | 572137.9 | 692526.72 | 791764.61 | 761931.09 | 780534.42 | 838270.75 | 876625 | 913999.88 | 937267.53 | 937267.53 | 937267.53 | 940016.16 | 937267.53 | 937267.53
Option 4 SG | Gordon Min Gen | Hydro min release | 32.85 | 32.85 | 32.85 | 32.85 | 32.85 | 32.85 | 32.85 | 32.85 | 32.85 | 32.85 | 32.85 | 32.85 | 32.85 | 32.85 | 32.85 | 32.85 | 32.85 | 32.85 | 32.85 | 32.85 | 32.85 | 32.85 | 32.85 | 32.85
Option 4 SG | ImportGroup_N9_Hydrogen | Group Network Import Constraints | 8935200 | 8959680 | 8935200 | 8935200 | 8935200 | 8959680 | 8935200 | 8935200 | 8935200 | 8959680 | 8935200 | 8935200 | 8935200 | 8959680 | 8935200 | 8935200 | 8935200 | 8959680 | 8935200 | 8935200 | 8935200 | 8959680 | 8935200 | 8935200
Option 4 SG | ImportGroup_NSA1 | Group Network Import Constraints | 5168400 | 5182560 | 5168400 | 5168400 | 5168400 | 5182560 | 5168400 | 5168400 | 5168400 | 5182560 | 5168400 | 5168400 | 5168400 | 5182560 | 5168400 | 5168400 | 5168400 | 5182560 | 5168400 | 5168400 | 5168400 | 5182560 | 5168400 | 5168400
Option 4 SG | ImportGroup_Q1_Hydrogen | Group Network Import Constraints | 4292400 | 4304160 | 4292400 | 4292400 | 4292400 | 4304160 | 4292400 | 4292400 | 4292400 | 4304160 | 4292400 | 4292400 | 4292400 | 4304160 | 4292400 | 4292400 | 4292400 | 4304160 | 4292400 | 4292400 | 4292400 | 4304160 | 4292400 | 4292400
Option 4 SG | ImportGroup_Q4_Hydrogen | Group Network Import Constraints | 8409600 | 8432640 | 8409600 | 8409600 | 8409600 | 8432640 | 8409600 | 8409600 | 8409600 | 8432640 | 8409600 | 8409600 | 8409600 | 8432640 | 8409600 | 8409600 | 8409600 | 8432640 | 8409600 | 8409600 | 8409600 | 8432640 | 8409600 | 8409600
Option 4 SG | ImportGroup_Q7_Hydrogen | Group Network Import Constraints | 9198000 | 9223200 | 9198000 | 9198000 | 9198000 | 9223200 | 9198000 | 9198000 | 9198000 | 9223200 | 9198000 | 9198000 | 9198000 | 9223200 | 9198000 | 9198000 | 9198000 | 9223200 | 9198000 | 9198000 | 9198000 | 9223200 | 9198000 | 9198000
Option 4 SG | ImportLimit_N12_Illawarra | REZ Network Import Constraints | 8760000 | 8784000 | 8760000 | 8760000 | 8760000 | 8784000 | 8760000 | 8760000 | 8760000 | 8784000 | 8760000 | 8760000 | 8760000 | 8784000 | 8760000 | 8760000 | 8760000 | 8784000 | 8760000 | 8760000 | 8760000 | 8784000 | 8760000 | 8760000
Option 4 SG | ImportLimit_N1_North West NSW | REZ Network Import Constraints | 490560 | 491904 | 490560 | 490560 | 490560 | 491904 | 490560 | 490560 | 490560 | 491904 | 490560 | 490560 | 490560 | 491904 | 490560 | 490560 | 490560 | 491904 | 490560 | 490560 | 490560 | 491904 | 490560 | 490560
Option 4 SG | ImportLimit_N3_Central-West Orana | REZ Network Import Constraints | 7884000 | 7905600 | 7884000 | 7884000 | 7884000 | 7905600 | 7884000 | 7884000 | 7884000 | 7905600 | 7884000 | 7884000 | 7884000 | 7905600 | 7884000 | 7884000 | 7884000 | 7905600 | 7884000 | 7884000 | 7884000 | 7905600 | 7884000 | 7884000
Option 4 SG | ImportLimit_N8_Cooma-Monaro | REZ Network Import Constraints | 1182600 | 1185840 | 1182600 | 1182600 | 1182600 | 1185840 | 1182600 | 1182600 | 1182600 | 1185840 | 1182600 | 1182600 | 1182600 | 1185840 | 1182600 | 1182600 | 1182600 | 1185840 | 1182600 | 1182600 | 1182600 | 1185840 | 1182600 | 1182600
Option 4 SG | ImportLimit_Q1_Far North Qld | REZ Network Import Constraints | 805920 | 808128 | 805920 | 805920 | 805920 | 808128 | 805920 | 805920 | 805920 | 808128 | 805920 | 805920 | 805920 | 808128 | 805920 | 805920 | 805920 | 808128 | 805920 | 805920 | 805920 | 808128 | 805920 | 805920
Option 4 SG | ImportLimit_S3_Mid-North SA | REZ Network Import Constraints | 3924480 | 3935232 | 3924480 | 3924480 | 3924480 | 3935232 | 3924480 | 3924480 | 3924480 | 3935232 | 3924480 | 3924480 | 3924480 | 3935232 | 3924480 | 3924480 | 3924480 | 3935232 | 3924480 | 3924480 | 3924480 | 3935232 | 3924480 | 3924480
Option 4 SG | ImportLimit_S7_Eastern Eyre Peninsula | REZ Network Import Constraints | 1322760 | 1326384 | 1322760 | 1322760 | 1322760 | 1326384 | 1322760 | 1322760 | 1322760 | 1326384 | 1322760 | 1322760 | 1322760 | 1326384 | 1322760 | 1322760 | 1322760 | 1326384 | 1322760 | 1322760 | 1322760 | 1326384 | 1322760 | 1322760
Option 4 SG | ImportLimit_T1_North East Tasmania | REZ Network Import Constraints | 3942000 | 3952800 | 3942000 | 3942000 | 3942000 | 3952800 | 3942000 | 3942000 | 3942000 | 3952800 | 3942000 | 3942000 | 3942000 | 3952800 | 3942000 | 3942000 | 3942000 | 3952800 | 3942000 | 3942000 | 3942000 | 3952800 | 3942000 | 3942000
Option 4 SG | ImportLimit_T3_Central Highlands | REZ Network Import Constraints | 4818000 | 4831200 | 4818000 | 4818000 | 4818000 | 4831200 | 4818000 | 4818000 | 4818000 | 4831200 | 4818000 | 4818000 | 4818000 | 4831200 | 4818000 | 4818000 | 4818000 | 4831200 | 4818000 | 4818000 | 4818000 | 4831200 | 4818000 | 4818000
Option 4 SG | ImportLimit_V1_North West VIC | REZ Network Import Constraints | 3241200 | 3250080 | 3241200 | 3241200 | 3241200 | 3250080 | 3241200 | 3241200 | 3241200 | 3250080 | 3241200 | 3241200 | 3241200 | 3250080 | 3241200 | 3241200 | 3241200 | 3250080 | 3241200 | 3241200 | 3241200 | 3250080 | 3241200 | 3241200
Option 4 SG | ImportLimit_V5_South West VIC | REZ Network Import Constraints | 27856800 | 27933120 | 27856800 | 27856800 | 27856800 | 27933120 | 27856800 | 27856800 | 27856800 | 27933120 | 27856800 | 27856800 | 27856800 | 27933120 | 27856800 | 27856800 | 27856800 | 27933120 | 27856800 | 27856800 | 27856800 | 27933120 | 27856800 | 27856800
Option 4 SG | ImportLimit_V7_Central North VIC | REZ Network Import Constraints | 4380000 | 4392000 | 4380000 | 4380000 | 4380000 | 4392000 | 4380000 | 4380000 | 4380000 | 4392000 | 4380000 | 4380000 | 4380000 | 4392000 | 4380000 | 4380000 | 4380000 | 4392000 | 4380000 | 4380000 | 4380000 | 4392000 | 4380000 | 4380000
Option 4 SG | Kareeya Min Gen | Hydro min release | 10.95 | 10.95 | 10.95 | 10.95 | 10.95 | 10.95 | 10.95 | 10.95 | 10.95 | 10.95 | 10.95 | 10.95 | 10.95 | 10.95 | 10.95 | 10.95 | 10.95 | 10.95 | 10.95 | 10.95 | 10.95 | 10.95 | 10.95 | 10.95
Option 4 SG | Liapootah Min Gen | Hydro min release | 43.8 | 43.8 | 43.8 | 43.8 | 43.8 | 43.8 | 43.8 | 43.8 | 43.8 | 43.8 | 43.8 | 43.8 | 43.8 | 43.8 | 43.8 | 43.8 | 43.8 | 43.8 | 43.8 | 43.8 | 43.8 | 43.8 | 43.8 | 43.8
Option 4 SG | N >> 11-0_17-0 | NetworkConstraints | 35222483.935 | 38958262.33 | 37404505.905 | 37277632.305 | 33432987.39 | 33743613.295 | 33808361.91 | 35036706.68 | 35124498.795 | 35315253.28 | 35280952.035 | 35350684.41 | 35504661.655 | 35709572.485 | 35665332.705 | 35789829.64 | 35773080.585 | 36022639.335 | 36164349.965 | 36307527.65 | 36389898.2 | 36618150.79 | 36619948.315 | 36806865.09
Option 4 SG | N >> 11-0_39/1 | NetworkConstraints | 0 | 0 | 0 | 0 | 44052574.865 | 44479219.355 | 44575002.46 | 0 | 0 | 0 | 0 | 0 | 0 | 0 | 0 | 0 | 0 | 0 | 0 | 0 | 0 | 0 | 0 | 0
Option 4 SG | N >> 11-0_BAN_SCRK_1 | NetworkConstraints | 0 | 0 | 0 | 0 | 0 | 0 | 0 | 47143931.54 | 47257827.145 | 47508973.495 | 47460272.97 | 47551059.935 | 47750715.385 | 48021183.765 | 47959318.555 | 48120360.08 | 48098516.36 | 48426710.85 | 48605834.47 | 48791245.81 | 48898479.345 | 49198937.7 | 49196844.23 | 49439139.595
Option 4 SG | N >> 12-0_14-0_R | NetworkConstraints | 57286743.64 | 57335124.245 | 53750278.24 | 57649036.075 | 68394312.55 | 69685929.705 | 70253839.98 | 75753564.135 | 76326409.92 | 77148184.58 | 77339519.725 | 77799269.63 | 78802448.465 | 79730701.345 | 79853184.835 | 80658577.635 | 80547578.13 | 81764271.275 | 83096346.325 | 84025599.285 | 84568561.075 | 85644793.215 | 86068375.19 | 87285103.1
Option 4 SG | N >> 12-0_39-1_R | NetworkConstraints | 64574065.7 | 64788995.275 | 60206282.99 | 61717022.31 | 0 | 0 | 0 | 0 | 0 | 0 | 0 | 0 | 0 | 0 | 0 | 0 | 0 | 0 | 0 | 0 | 0 | 0 | 0 | 0
Option 4 SG | N >> 12-0_39/1_R | NetworkConstraints | 0 | 0 | 0 | 0 | 67931415.475 | 69286206.405 | 69897591.205 | 78380209.615 | 78990554.225 | 79860120.1 | 80070038.54 | 80559849.175 | 81628704.835 | 82611615.89 | 82748204.51 | 83606367.79 | 83488113.515 | 84778369.515 | 86203754.015 | 87193872.12 | 87772336.045 | 88912941.35 | 89370335.38 | 90666730.92
Option 4 SG | N >> 12-0_BAN_SCRK_1_R | NetworkConstraints | 0 | 0 | 0 | 0 | 0 | 0 | 0 | 81494322.44 | 82112476.46 | 82998363.235 | 83205569.74 | 83701769.95 | 84784263.605 | 85785322.805 | 85918152.31 | 86787115.395 | 86667305.7 | 87979555.975 | 89417581.16 | 90420237.065 | 91006248.45 | 92166908.14 | 92624665.03 | 93937569.49
Option 4 SG | N >> 16-0_39/1_R | NetworkConstraints | 0 | 0 | 0 | 0 | 41845849.16 | 42123049.685 | 42129465.05 | 0 | 0 | 0 | 0 | 0 | 0 | 0 | 0 | 0 | 0 | 0 | 0 | 0 | 0 | 0 | 0 | 0
Option 4 SG | N >> 16-0_8-0_R | NetworkConstraints | 34495360.54 | 44283840.775 | 43464462.355 | 43632555.36 | 34398393.71 | 34518757.19 | 34450825.505 | 36109987.965 | 36043709.315 | 36067262.23 | 35927093.94 | 35873538.445 | 35757585.82 | 35767725.46 | 35635833.93 | 35543190.365 | 35556153.665 | 35533154.215 | 35261572.87 | 35154439.98 | 35091196.865 | 35084544.685 | 34917768.415 | 34777209.715
Option 4 SG | N >> 16-0_BAN_SCRK_1_R | NetworkConstraints | 0 | 0 | 0 | 0 | 0 | 0 | 0 | 56367698.675 | 56329522.695 | 56436718.13 | 56262534.46 | 56231577.355 | 56164824.57 | 56263964.325 | 56094641.885 | 56041442.565 | 56048947.895 | 56129068.22 | 55879369.44 | 55817777.755 | 55781222.71 | 55870790.18 | 55681359.12 | 55600465.52
Option 4 SG | N >> 17-0_11-0 | NetworkConstraints | 36381387.23 | 41189569.415 | 39374554.005 | 38675084.315 | 33854961.52 | 34152763.7 | 34206026.25 | 35054856.1 | 35117764.18 | 35281707.575 | 35230311.915 | 35280009.88 | 35390430.3 | 35563716.21 | 35505426.565 | 35595030.32 | 35583125.745 | 35788568.16 | 35863735.075 | 35966613.18 | 36025324.6 | 36215582.545 | 36190241.565 | 36324342.22
Option 4 SG | N >> 17-0_39/1 | NetworkConstraints | 0 | 0 | 0 | 0 | 46399034.365 | 46803398.305 | 46872176.935 | 0 | 0 | 0 | 0 | 0 | 0 | 0 | 0 | 0 | 0 | 0 | 0 | 0 | 0 | 0 | 0 | 0
Option 4 SG | N >> 17-0_BAN_SCRK_1 | NetworkConstraints | 0 | 0 | 0 | 0 | 0 | 0 | 0 | 49937479.985 | 49993812.47 | 50190209.19 | 50094653.685 | 50139120.44 | 50238010.43 | 50442668.545 | 50340969.055 | 50421257.815 | 50410612.13 | 50644086.295 | 50661924.64 | 50754086.995 | 50806619.915 | 51026509.945 | 50954307.01 | 51074413.925
Option 4 SG | N >> 18-0_5-0 | NetworkConstraints | 0 | 0 | 0 | 6443138.6435 | 0 | 0 | 0 | 0 | 0 | 0 | 0 | 0 | 0 | 0 | 0 | 0 | 0 | 0 | 0 | 0 | 0 | 0 | 0 | 0
Option 4 SG | N >> 18-0_5-0_R | NetworkConstraints | 13214083.31 | 12451947.41 | 12170486.01 | 4181273.715 | 12158028.79 | 12207284.75 | 12190692.305 | 11922526.84 | 11936094.46 | 11983592.95 | 11960985.195 | 11971327.63 | 11995264.215 | 12043655.775 | 12019879.4 | 12039758.24 | 12037325.325 | 12092883.365 | 12098186.055 | 12120770.905 | 12132997.165 | 12185393.185 | 12168667.53 | 12197820.775
Option 4 SG | N >> 31-0_32-0 | NetworkConstraints | 73085913.66 | 81816752.22 | 79608335.225 | 89299131.905 | 0 | 0 | 0 | 0 | 0 | 0 | 0 | 0 | 0 | 0 | 0 | 0 | 0 | 0 | 0 | 0 | 0 | 0 | 0 | 0
Option 4 SG | N >> 32-0_31-0 | NetworkConstraints | 64042226.635 | 64963406.345 | 62578287.87 | 69922899.115 | 0 | 0 | 0 | 0 | 0 | 0 | 0 | 0 | 0 | 0 | 0 | 0 | 0 | 0 | 0 | 0 | 0 | 0 | 0 | 0
Option 4 SG | N >> 32/2_31-0 | NetworkConstraints | 0 | 0 | 0 | 0 | 78209107.545 | 79004839.06 | 79180692.92 | 79855266.445 | 80114875.91 | 80613979.725 | 80573655.78 | 80782288.66 | 81236820.43 | 81784840.24 | 81713126.975 | 82077818.79 | 82027318.49 | 82706010.365 | 83182016.67 | 83602870.89 | 83849226.28 | 84464041.38 | 84528893.21 | 85080087.8
Option 4 SG | N >> 32/2_38/2 | NetworkConstraints | 0 | 0 | 0 | 0 | 79871197.285 | 80732249.445 | 80944294.74 | 81571794.095 | 81860452.63 | 82395648.18 | 82370577.325 | 82602542.675 | 83107940.845 | 83697507.425 | 83637540.24 | 84043044.865 | 83986912.865 | 84721763.82 | 85270847.825 | 85738804.77 | 86012717.855 | 86676566.08 | 86768433.945 | 87381322.335
Option 4 SG | N >> 38/1_32/1_R | NetworkConstraints | 0 | 0 | 0 | 0 | 136069820.9 | 137815491.9 | 138385113.6 | 132223216.4 | 132920180.7 | 134021146.8 | 134151940 | 134711874.15 | 135932230.05 | 137164335.55 | 137210902.25 | 138190030.85 | 138054707.2 | 139637484.7 | 141155117.85 | 142285122.85 | 142946370.1 | 144357985.85 | 144771028.1 | 146251001.45
Option 4 SG | N >> 38/2_32/2 | NetworkConstraints | 0 | 0 | 0 | 0 | 80849971.135 | 82002798.545 | 82403808.64 | 82847461.405 | 83273975.835 | 83961618.425 | 84027758.185 | 84370444.06 | 85117233.95 | 85885142.15 | 85899735.64 | 86498927.88 | 86416058.38 | 87398603.39 | 88313292.07 | 89004789.57 | 89409465.15 | 90287194.405 | 90526087.045 | 91431733.235
Option 4 SG | N >> 39-1_11-0 | NetworkConstraints | 49291175.355 | 57079766.865 | 54297362.53 | 55192924.07 | 0 | 0 | 0 | 0 | 0 | 0 | 0 | 0 | 0 | 0 | 0 | 0 | 0 | 0 | 0 | 0 | 0 | 0 | 0 | 0
Option 4 SG | N >> 39-1_16-0 | NetworkConstraints | 49088732.045 | 56995000.315 | 54293081.115 | 55218248.02 | 0 | 0 | 0 | 0 | 0 | 0 | 0 | 0 | 0 | 0 | 0 | 0 | 0 | 0 | 0 | 0 | 0 | 0 | 0 | 0
Option 4 SG | N >> 39-1_17-0 | NetworkConstraints | 48529996.68 | 56256889.585 | 53355194.3 | 54293984.98 | 0 | 0 | 0 | 0 | 0 | 0 | 0 | 0 | 0 | 0 | 0 | 0 | 0 | 0 | 0 | 0 | 0 | 0 | 0 | 0
Option 4 SG | N >> 39-1_3W-0 | NetworkConstraints | 51997430.78 | 60558349.685 | 57712985.53 | 58635253.11 | 0 | 0 | 0 | 0 | 0 | 0 | 0 | 0 | 0 | 0 | 0 | 0 | 0 | 0 | 0 | 0 | 0 | 0 | 0 | 0
Option 4 SG | N >> 39-1_5A6-0 | NetworkConstraints | 50099205.005 | 58141576.385 | 55436881.66 | 56017829.44 | 0 | 0 | 0 | 0 | 0 | 0 | 0 | 0 | 0 | 0 | 0 | 0 | 0 | 0 | 0 | 0 | 0 | 0 | 0 | 0
Option 4 SG | N >> 39-1_8-0 | NetworkConstraints | 49205909.675 | 57145034.44 | 54466812.945 | 55391395.79 | 0 | 0 | 0 | 0 | 0 | 0 | 0 | 0 | 0 | 0 | 0 | 0 | 0 | 0 | 0 | 0 | 0 | 0 | 0 | 0
Option 4 SG | N >> 39-1_NIL | NetworkConstraints | 49979899.19 | 50121892.48 | 47295513.73 | 47995538.845 | 0 | 0 | 0 | 0 | 0 | 0 | 0 | 0 | 0 | 0 | 0 | 0 | 0 | 0 | 0 | 0 | 0 | 0 | 0 | 0
Option 4 SG | N >> 39/1_11-0 | NetworkConstraints | 0 | 0 | 0 | 0 | 48045671.26 | 48722607.845 | 48969750.32 | 64402565.585 | 64698549.47 | 65193501.765 | 65223013.825 | 65459952.09 | 65978479.49 | 66526627.755 | 66521081.155 | 66938117.35 | 66880980.435 | 67578539.015 | 68198446.04 | 68679223.1 | 68959058.56 | 69584221.92 | 69734162.2 | 70363203.755
Option 4 SG | N >> 39/1_16-0 | NetworkConstraints | 0 | 0 | 0 | 0 | 47650096.88 | 48290586.57 | 48514402.595 | 64258766.835 | 64535167.14 | 65008247.1 | 65024862.075 | 65246167.11 | 65730372.86 | 66253255.6 | 66237095.96 | 66626477.195 | 66573103.92 | 67235486.655 | 67803361.765 | 68252283.61 | 68513653.575 | 69108416.645 | 69237463.32 | 69824857.635
Option 4 SG | N >> 39/1_17-0 | NetworkConstraints | 0 | 0 | 0 | 0 | 46824972.065 | 47479600.395 | 47716398.815 | 63904195.335 | 64187947.83 | 64668300.63 | 64690791.915 | 64917907.38 | 65415018.16 | 65946273.055 | 65935181.595 | 66335031.49 | 66280267.46 | 66954778.41 | 67543320.21 | 68004263.71 | 68272498.12 | 68877615.355 | 69015581.01 | 69618648.01
Option 4 SG | N >> 39/1_5A6-0 | NetworkConstraints | 0 | 0 | 0 | 0 | 48234436.525 | 48892941.04 | 49125221.91 | 66806171.685 | 67094744.315 | 67587745.095 | 67605901.725 | 67837012.975 | 68342524.51 | 68887708.17 | 68871593.375 | 69278029.69 | 69222288.555 | 69913074.17 | 70506676.36 | 70975303.865 | 71248256.035 | 71868430.29 | 72003923.535 | 72617151.565
Option 4 SG | N >> 39/1_8-0 | NetworkConstraints | 0 | 0 | 0 | 0 | 47814931.065 | 48454519.13 | 48676997.68 | 64338994.69 | 64614553.465 | 65086899.375 | 65102738.55 | 65323381.16 | 65806109.46 | 66328140.565 | 66311294.95 | 66699474.44 | 66646259.395 | 67307359.305 | 67872761.17 | 68320304.57 | 68580891.94 | 69174573.405 | 69302494.51 | 69888094.19
Option 4 SG | N >> 39/1_BAN_SCRK_1 | NetworkConstraints | 0 | 0 | 0 | 0 | 0 | 0 | 0 | 63031100.13 | 63326498.135 | 63816470.415 | 63849491 | 64086224.645 | 64603640.46 | 65147491.435 | 65145299.36 | 65561120.985 | 65504003.35 | 66196806.955 | 66818623.59 | 67298171.305 | 67577758.35 | 68198231.235 | 68351256.91 | 68978890.835
Option 4 SG | N >> 39/1_NIL | NetworkConstraints | 0 | 0 | 0 | 0 | 48456036.065 | 49143037.415 | 49396018.785 | 63547546.56 | 63845129.41 | 64337646.665 | 64372274.955 | 64610587.33 | 65131886.67 | 65678165.41 | 65677467.06 | 66096619.17 | 66039140.07 | 66735579.875 | 67363640.985 | 67846918.075 | 68128373.485 | 68751998.825 | 68907640.875 | 69540024.33
Option 4 SG | N >> 5A5_5P1 | NetworkConstraints | 0 | 0 | 25524596.415 | 46350070.155 | 48381186.7 | 48520659.675 | 48395669.815 | 45495711.405 | 45481155.23 | 45588791.48 | 45455338.375 | 45443695.485 | 45418193.365 | 45523256.59 | 45391515.25 | 45370983.285 | 45373798.89 | 45471497.195 | 45309012.51 | 45285357.57 | 45271609.235 | 45372878.295 | 45233485.465 | 45202548.635
Option 4 SG | N >> 5H5_5H6 | NetworkConstraints | 0 | 0 | 0 | 62665198.1 | 89440933.345 | 89945935.27 | 89876476.235 | 90935737.55 | 91018043.9 | 91355914.1 | 91163423.45 | 91229641.5 | 91373721.1 | 91727249.95 | 91524758.95 | 91640322.7 | 91624256.25 | 92019210.45 | 91990256.25 | 92123623.4 | 92201795.35 | 92576438 | 92417275.95 | 92591980.85
Option 4 SG | N >> 5P1_5A5 | NetworkConstraints | 0 | 0 | 56317690.6 | 107219524.45 | 114465298.6 | 114622832.4 | 114205444.95 | 103092546.6 | 103080113.9 | 103349415.7 | 103058332.75 | 103048251.45 | 103026516.45 | 103293144.7 | 103003650.45 | 102986365.95 | 102988781.7 | 103249256 | 102933530.2 | 102913479.3 | 102901566.35 | 103165077.95 | 102869059.05 | 102842708.45
Option 4 SG | N >> 5P1_5P2 | NetworkConstraints | 0 | 0 | 39729686.59 | 75952566.545 | 75516620.15 | 75554639.55 | 75231571.91 | 82501660.655 | 82494323.39 | 82712920.92 | 82481676.77 | 82475615.595 | 82462816.12 | 82679457.17 | 82449263.515 | 82439248.3 | 82440685.97 | 82653796.875 | 82408128.42 | 82396415.29 | 82389245.32 | 82604141.055 | 82370097.9 | 82354596.025
Option 4 SG | N >> 76-0_39/1_R | NetworkConstraints | 0 | 0 | 0 | 0 | 67597619.49 | 68114051.945 | 68155920.535 | 0 | 0 | 0 | 0 | 0 | 0 | 0 | 0 | 0 | 0 | 0 | 0 | 0 | 0 | 0 | 0 | 0
Option 4 SG | N >> 76-0_77-0_R | NetworkConstraints | 49553630.055 | 51795166.75 | 50254916.64 | 52820009.855 | 53980710.895 | 54402204.355 | 54440072.535 | 58815538.935 | 58885142.545 | 59113629.715 | 59007705.305 | 59063905.71 | 59185687.26 | 59428090.435 | 59313522.5 | 59410903.63 | 59397277.94 | 59674543.31 | 59706639.08 | 59819196.095 | 59885555.315 | 60145627.625 | 60067707.055 | 60215330.57
Option 4 SG | N >> 76-0_BAN_SCRK_1_R | NetworkConstraints | 0 | 0 | 0 | 0 | 0 | 0 | 0 | 73657058.465 | 73740297.12 | 74022256.615 | 73886897.875 | 73954085.815 | 74099729.175 | 74398274.79 | 74252595.9 | 74369079.105 | 74352797.41 | 74693040.33 | 74722785.15 | 74857412.13 | 74936746.635 | 75256442.725 | 75154582.335 | 75331139.48
Option 4 SG | N >> 8-0_16-0_R | NetworkConstraints | 33971383.865 | 45380398.155 | 44676199.06 | 44939961.145 | 34056574 | 34159966.02 | 34082191.005 | 30654350.345 | 30590350.865 | 30601793.535 | 30477593.3 | 30425971.54 | 30313976.415 | 30312742.645 | 30196456.035 | 30106861.965 | 30119347.49 | 30086056.785 | 29834812.515 | 29731266.035 | 29670304.435 | 29652771.865 | 29502814.09 | 29367031.945
Option 4 SG | N >> 8-0_39/1_R | NetworkConstraints | 0 | 0 | 0 | 0 | 41688717.665 | 41932499.545 | 41917003.935 | 0 | 0 | 0 | 0 | 0 | 0 | 0 | 0 | 0 | 0 | 0 | 0 | 0 | 0 | 0 | 0 | 0
Option 4 SG | N >> 8-0_BAN_SCRK_1_R | NetworkConstraints | 0 | 0 | 0 | 0 | 0 | 0 | 0 | 43374467.8 | 43327443.14 | 43390381.075 | 43244475.395 | 43206618.97 | 43124305.76 | 43178144.8 | 43037992.855 | 42972056.64 | 42981203.58 | 43011444.975 | 42772072.52 | 42695914.045 | 42651206.045 | 42693002.865 | 42528121.62 | 42428309.66
Option 4 SG | N >> 81-0_82-0 | NetworkConstraints | 51855729.28 | 71467929.74 | 30127422.65 | 0 | 0 | 0 | 0 | 0 | 0 | 0 | 0 | 0 | 0 | 0 | 0 | 0 | 0 | 0 | 0 | 0 | 0 | 0 | 0 | 0
Option 4 SG | N >> 81_82-0 | NetworkConstraints | 0 | 0 | 42067254.93 | 101510879.075 | 82715072.705 | 83004213.78 | 82827072.96 | 82074800.78 | 82079936.4 | 82303565.105 | 82089031.275 | 82093213.845 | 82102175.555 | 82326756.66 | 82111607.255 | 82118849.68 | 82117727.12 | 82344992.41 | 82140374.445 | 82148660.84 | 82153563.225 | 82379400.1 | 82167033.435 | 82177854.045
Option 4 SG | N >> 82-0_81 | NetworkConstraints | 0 | 0 | 42839572.29 | 100077292.625 | 90882833.755 | 91169854.62 | 90955583.72 | 90343600.24 | 90339992.88 | 90576114.94 | 90333642.065 | 90330796.19 | 90324453.445 | 90559863.975 | 90317838.475 | 90312804.665 | 90313380.32 | 90547085.355 | 90297136.22 | 90291247.7 | 90287850.63 | 90522274.285 | 90278436.23 | 90270691.205
Option 4 SG | N >> 82-0_81-0 | NetworkConstraints | 58062087.84 | 73483611.295 | 30639242.575 | 0 | 0 | 0 | 0 | 0 | 0 | 0 | 0 | 0 | 0 | 0 | 0 | 0 | 0 | 0 | 0 | 0 | 0 | 0 | 0 | 0
Option 4 SG | N >> 93-0_90-0_R | NetworkConstraints | 38360826.04 | 38776944.98 | 37232316.09 | 32790426.43 | 30950397.05 | 31300009.19 | 31396604.045 | 30802877.355 | 30924605.225 | 31137388.21 | 31139796.985 | 31237564.435 | 31450710.02 | 31686290.58 | 31674019.86 | 31845084.16 | 31821445.71 | 32118306.86 | 32362950.105 | 32560342.33 | 32675794.92 | 32942749.95 | 32994490.75 | 33252984.415
Option 4 SG | N >> BANNABY_1TH1_2_BAN_SCRK_1 | NetworkConstraints | 0 | 0 | 0 | 0 | 0 | 0 | 0 | 66274975.88 | 66243775.795 | 66382569.81 | 66183016.035 | 66161393.74 | 66105654.37 | 66248805.85 | 66050119.685 | 66001251.035 | 66006057.065 | 66131424.23 | 65864145.405 | 65809941.42 | 65784324.915 | 65916293.375 | 65701722.15 | 65633354.485
Option 4 SG | N >> BAN_SCRK_1_11-0 | NetworkConstraints | 0 | 0 | 0 | 0 | 0 | 0 | 0 | 147548761 | 147790687.3 | 148444956.55 | 148217139.55 | 148412159.75 | 148835554.25 | 149537359.15 | 149279727 | 149618602.15 | 149571422.8 | 150394511.6 | 150647064.8 | 151038608.05 | 151268909.95 | 152032429.25 | 151902086.05 | 152415414.35
Option 4 SG | N >> BAN_SCRK_1_16-0 | NetworkConstraints | 0 | 0 | 0 | 0 | 0 | 0 | 0 | 149395638.35 | 149620385.45 | 150260686.9 | 150016305.85 | 150197635.6 | 150590912.35 | 151275834.7 | 151003632 | 151318212.7 | 151274324.45 | 152071821.6 | 152273449.2 | 152637027.8 | 152851158.9 | 153593262.45 | 153439334.1 | 153916119.8
Option 4 SG | N >> BAN_SCRK_1_17-0 | NetworkConstraints | 0 | 0 | 0 | 0 | 0 | 0 | 0 | 145112731.95 | 145342356.1 | 145976932.45 | 145747149.15 | 145932241.3 | 146334108 | 147013745.15 | 146755686.9 | 147077357.9 | 147032580 | 147827347.9 | 148053543.05 | 148425193.2 | 148643767 | 149381996.4 | 149244744.05 | 149731985.75
Option 4 SG | N >> BAN_SCRK_1_5A6-0 | NetworkConstraints | 0 | 0 | 0 | 0 | 0 | 0 | 0 | 145079621.3 | 145294339.55 | 145912065.2 | 145672413.4 | 145845750.4 | 146221446.8 | 146882116.15 | 146615795.95 | 146916180.05 | 146874222.45 | 147642375.85 | 147828670.2 | 148175912.1 | 148380606.25 | 149095818.75 | 148942505.15 | 149397949.5
Option 4 SG | N >> BAN_SCRK_1_8-0 | NetworkConstraints | 0 | 0 | 0 | 0 | 0 | 0 | 0 | 150006312.6 | 150230869.75 | 150872539.1 | 150626419.3 | 150807613.15 | 151200543.15 | 151886859.8 | 151612921.25 | 151927206.55 | 151883348.75 | 152682128.85 | 152881597.4 | 153244849.9 | 153458817.95 | 154202248.7 | 154046484.25 | 154522847.25
Option 4 SG | N >> BAN_SCRK_1_BAN_SCRK_2 | NetworkConstraints | 0 | 0 | 0 | 0 | 0 | 0 | 0 | 109211078.05 | 109448371.65 | 109994910.85 | 109866371.25 | 110057841 | 110473065.15 | 111066752.15 | 110908828 | 111240954.1 | 111194611.1 | 111907152.3 | 112249500.25 | 112633362.15 | 112859462.5 | 113513510.9 | 113480461.35 | 113983859.45
Option 4 SG | N >> KEMPS_CK_2H1_2_KEMPS_CK_3H1_2 | NetworkConstraints | 27708809.55 | 27914255.3 | 27742531.22 | 52518006.79 | 28693345.92 | 28255685.75 | 27837605.995 | 29750661.62 | 29546126.39 | 29405252.195 | 29183762.47 | 29020010.865 | 28661693.185 | 28483956.315 | 28286722.1 | 27998591.87 | 28038055.49 | 27757116.355 | 27127619.86 | 26795410.675 | 26602003.825 | 26371059.76 | 26066395.405 | 25631704.69
Option 4 SG | N >> MT_PIPER_2TH1_2_39/1 | NetworkConstraints | 0 | 0 | 0 | 0 | 44111083.535 | 44268018.85 | 44168076.23 | 0 | 0 | 0 | 0 | 0 | 0 | 0 | 0 | 0 | 0 | 0 | 0 | 0 | 0 | 0 | 0 | 0
Option 4 SG | N >> MT_PIPER_2TH1_2_BAN_SCRK_1 | NetworkConstraints | 0 | 0 | 0 | 0 | 0 | 0 | 0 | 37062273.4 | 37021128.355 | 37077656.115 | 36948065.145 | 36915232.825 | 36843116.975 | 36892537.96 | 36767739.13 | 36709627.22 | 36717518.715 | 36746123.96 | 36534264.65 | 36467324.03 | 36428540.7 | 36467158.435 | 36320769.785 | 36233256.015
Option 4 SG | N >> MT_PIPER_2TH1_2_MT_PIPER_1TH1_2 | NetworkConstraints | 25189988.845 | 25913342.24 | 26026385.245 | 24999981.47 | 23952569.02 | 24006661.285 | 23929422.19 | 20311008.08 | 20262546.68 | 20265363.68 | 20176606.26 | 20137863.365 | 20052946.37 | 20047182.58 | 19964128.845 | 19895786.58 | 19905109.2 | 19874868.33 | 19689333.26 | 19610563.79 | 19564800.88 | 19546378.5 | 19437884.1 | 19334852.645
Option 4 SG | N >> SCRK_1TH1_2_SCRK_2TH1_2_R | NetworkConstraints | 0 | 0 | 0 | 0 | 90295418.51 | 91853192.175 | 92471566.13 | 111093144.8 | 111749552.15 | 112762097.65 | 112909111.6 | 113436769.85 | 114586008.85 | 115723009.45 | 115790431 | 116712111.75 | 116584581.45 | 118051632.4 | 119504334.75 | 120568261.55 | 121191393.9 | 122497183.4 | 122909781.25 | 124303459
Option 4 SG | NNSW H2 Domestic Consumption Purchaser | Subregion flexible electricity load for Domestic H2 | 0 | 0 | 0 | 0 | 11.4714 | 32.8357 | 66.5597 | 115.4964 | 180.0493 | 219.288 | 254.324 | 284.7521 | 308.06 | 326.8929 | 340.6976 | 356.605 | 382.155 | 414.498 | 454.837 | 510.1136 | 572.7893 | 637.3937 | 697.9503 | 749.345
Option 4 SG | NQ H2 Domestic Consumption Purchaser | Subregion flexible electricity load for Domestic H2 | 0 | 0 | 0 | 0 | 3.3893 | 10.1174 | 21.8216 | 39.785 | 64.1357 | 79.0566 | 89.9714 | 98.3936 | 104.4943 | 109.6963 | 114.4523 | 121.4407 | 131.5564 | 143.2117 | 158.4083 | 181.6657 | 210.8657 | 245.3786 | 284.1493 | 322.7643
Option 4 SG | NSA H2 Domestic Consumption Purchaser | Subregion flexible electricity load for Domestic H2 | 0 | 0 | 0 | 0 | 1.2514 | 4.5489 | 11.1323 | 22.3693 | 38.4293 | 49.0443 | 58.0604 | 65.3871 | 70.1321 | 73.9849 | 77.6399 | 82.6464 | 90.2071 | 100.2326 | 113.0444 | 131.0871 | 152.6221 | 176.8054 | 202.2337 | 227.2907
Option 4 SG | NSW EIR Gen | Policies NSW | -11402.6522 | -13807.1168 | -15956.8884 | 17643.1116 | -15956.8884 | -15956.8884 | -15956.8884 | -15956.8884 | -15956.8884 | -15956.8884 | -15956.8884 | -15956.8884 | -15956.8884 | -15956.8884 | -15956.8884 | -15956.8884 | -15956.8884 | -15956.8884 | -15956.8884 | -15268.8816 | -14569.2384 | -14490.3768 | -13419.373 | -13419.373
Option 4 SG | NSW EIR Storage MW | Policies NSW | -325 | -599.84 | 199.16 | 590.16 | -1409.84 | -1409.84 | -1409.84 | -1409.84 | -1409.84 | -1409.84 | -1409.84 | -1409.84 | -1409.84 | -1409.84 | -1409.84 | -1409.84 | -1409.84 | -1409.84 | -1409.84 | -1409.84 | -1084.84 | -810 | -810 | -810
Option 4 SG | NSW EIR Storage MWh | Policies NSW | -2600 | -4798.72 | -4798.72 | -948.72 | -948.72 | -948.72 | -948.72 | 11051.28 | -16948.72 | -16948.72 | -16948.72 | -16948.72 | -16948.72 | -16948.72 | -16948.72 | -16948.72 | -16948.72 | -16948.72 | -16948.72 | -16948.72 | -14348.72 | -12150 | -12150 | -12150
Option 4 SG | PEC and Heywood Export | Special Constraints | 6570000 | 9412800 | 11388000 | 11388000 | 11388000 | 11419200 | 11388000 | 11388000 | 11388000 | 11419200 | 11388000 | 11388000 | 11388000 | 11419200 | 11388000 | 11388000 | 11388000 | 11419200 | 11388000 | 11388000 | 11388000 | 11419200 | 11388000 | 11388000
Option 4 SG | PEC and Heywood Import | Special Constraints | 6132000 | 10000800 | 12702000 | 12702000 | 12702000 | 12736800 | 12702000 | 12702000 | 12702000 | 12736800 | 12702000 | 12702000 | 12702000 | 12736800 | 12702000 | 12702000 | 12702000 | 12736800 | 12702000 | 12702000 | 12702000 | 12736800 | 12702000 | 12702000
Option 4 SG | Poatina Min Gen | Hydro min release | 0 | 0 | 0 | 0 | 0 | 0 | 0 | 0 | 0 | 0 | 0 | 0 | 0 | 0 | 0 | 0 | 0 | 0 | 0 | 0 | 0 | 0 | 0 | 0
Option 4 SG | Powering Australia Plan | Policies NEM | 0 | 0 | 0 | 0 | 0 | 0 | 0 | 0 | 0 | 0 | 0 | 0 | 0 | 0 | 0 | 0 | 0 | 0 | 0 | 0 | 0 | 0 | 0 | 0
Option 4 SG | REZ Access Scheme N3 | Policies NSW | 0 | 7700 | 7700 | 7700 | 7700 | 7700 | 7700 | 7700 | 7700 | 7700 | 7700 | 7700 | 7700 | 7700 | 7700 | 7700 | 7700 | 7700 | 7700 | 7700 | 7700 | 7700 | 7700 | 7700
Option 4 SG | REZ Access Scheme N5 | Policies NSW | 0 | 3980 | 3980 | 3980 | 3980 | 3980 | 3980 | 3980 | 3980 | 3980 | 3980 | 3980 | 3980 | 3980 | 40000 | 40000 | 40000 | 40000 | 40000 | 40000 | 40000 | 40000 | 40000 | 40000
Option 4 SG | REZ Landholder_NSW | Landholder Payments | 0 | 0 | -82 | -82 | -82 | -82 | -197.2 | -197.2 | -197.2 | -197.2 | -197.2 | -197.2 | -197.2 | -197.2 | -197.2 | -197.2 | -197.2 | -197.2 | -197.2 | -197.2 | -197.2 | -197.2 | -197.2 | -197.2
Option 4 SG | REZ Landholder_QLD | Landholder Payments | 0 | 0 | 0 | 0 | 0 | 0 | 0 | 0 | 0 | 0 | 0 | 0 | 0 | 0 | 0 | 0 | 0 | 0 | 0 | 0 | 0 | 0 | 0 | 0
Option 4 SG | REZ Landholder_VIC | Landholder Payments | 0 | 0 | 0 | 0 | 0 | -56 | -56 | -216 | -216 | -216 | -216 | -216 | -284.4 | -284.4 | -284.4 | -284.4 | -284.4 | -284.4 | -284.4 | -284.4 | -284.4 | -284.4 | -284.4 | -284.4
Option 4 SG | ResourceLimit_N12_Wind Medium | Resource Limits for REZ | 0 | 0 | 0 | 0 | 0 | 0 | 0 | 0 | 0 | 0 | 0 | 0 | 0 | 0 | 0 | 0 | 0 | 0 | 0 | 0 | 0 | 0 | 0 | 0
Option 4 SG | ResourceLimit_N2_Solar | Resource Limits for REZ | 2985 | 2784.36 | 2464.36 | 2464.36 | 2464.36 | 2464.36 | 2464.36 | 2464.36 | 2464.36 | 2464.36 | 2464.36 | 2464.36 | 2464.36 | 2464.36 | 2464.36 | 2464.36 | 2464.36 | 2464.36 | 2464.36 | 2464.36 | 2464.36 | 2464.36 | 2464.36 | 2464.36
Option 4 SG | ResourceLimit_N2_Wind Medium | Resource Limits for REZ | 5600 | 5600 | 5600 | 5600 | 5390 | 5390 | 5390 | 5390 | 5390 | 5390 | 5390 | 5390 | 5390 | 5390 | 5390 | 5390 | 5390 | 5390 | 5390 | 5390 | 5390 | 5390 | 5390 | 5390
Option 4 SG | ResourceLimit_N3_Wind Medium | Resource Limits for REZ | 3209.97 | 3209.97 | 2795.97 | 2795.97 | 2795.97 | 2795.97 | 2795.97 | 2795.97 | 2795.97 | 2795.97 | 2795.97 | 2795.97 | 2795.97 | 2795.97 | 2795.97 | 2795.97 | 2795.97 | 2795.97 | 2795.97 | 2795.97 | 2795.97 | 2795.97 | 2795.97 | 2795.97
Option 4 SG | ResourceLimit_N5_Solar | Resource Limits for REZ | 5677 | 5677 | 5677 | 5677 | 5677 | 5677 | 5677 | 5677 | 5677 | 5677 | 5677 | 5677 | 5677 | 5677 | 5677 | 5677 | 5677 | 5677 | 5677 | 5677 | 5677 | 5677 | 5677 | 5677
Option 4 SG | ResourceLimit_N5_Wind Medium | Resource Limits for REZ | 10500 | 10500 | 10500 | 10500 | 10500 | 10500 | 10500 | 10500 | 10500 | 10500 | 10500 | 10500 | 10500 | 10500 | 10500 | 10500 | 10500 | 10500 | 10500 | 10500 | 10500 | 10500 | 10500 | 10500
Option 4 SG | ResourceLimit_N9_Solar | Resource Limits for REZ | 953 | 953 | 953 | 953 | 953 | 953 | 953 | 953 | 953 | 953 | 953 | 953 | 953 | 953 | 953 | 953 | 953 | 953 | 953 | 953 | 953 | 953 | 953 | 953
Option 4 SG | ResourceLimit_N9_Wind Medium | Resource Limits for REZ | 1000 | 1000 | 1000 | 1000 | 1000 | 1000 | 1000 | 1000 | 1000 | 1000 | 1000 | 1000 | 1000 | 1000 | 1000 | 1000 | 1000 | 1000 | 1000 | 1000 | 1000 | 1000 | 1000 | 1000
Option 4 SG | ResourceLimit_Q8a_Solar | Resource Limits for REZ | 2363.85 | 2113.86 | 2113.86 | 2113.86 | 2113.86 | 2113.86 | 2113.86 | 2113.86 | 2113.86 | 2113.86 | 2113.86 | 2113.86 | 2113.86 | 2113.86 | 2113.86 | 2113.86 | 2113.86 | 2113.86 | 2113.86 | 2113.86 | 2275.81 | 2275.81 | 2275.81 | 2275.81
Option 4 SG | ResourceLimit_Q8c_Wind Medium | Resource Limits for REZ | 1008 | 1008 | 1008 | 1008 | 1008 | 1008 | 1008 | 1008 | 1008 | 1008 | 1008 | 1008 | 1008 | 1008 | 1008 | 1008 | 1008 | 1008 | 1008 | 1008 | 1008 | 1008 | 1008 | 1008
Option 4 SG | ResourceLimit_S6_Wind Medium | Resource Limits for REZ | 0 | 0 | 0 | 0 | 0 | 0 | 0 | 0 | 0 | 0 | 0 | 0 | 0 | 0 | 0 | 0 | 0 | 0 | 0 | 0 | 0 | 0 | 0 | 0
Option 4 SG | ResourceLimit_T1_Solar | Resource Limits for REZ | 300 | 300 | 300 | 300 | 300 | 300 | 300 | 300 | 300 | 300 | 300 | 300 | 300 | 300 | 300 | 300 | 300 | 300 | 300 | 300 | 300 | 300 | 300 | 300
Option 4 SG | ResourceLimit_T3_Solar | Resource Limits for REZ | 150 | 150 | -137 | -137 | -137 | -137 | -137 | -137 | -137 | -137 | -137 | -137 | -137 | -137 | -137 | -137 | -137 | -137 | -137 | -137 | -137 | -137 | -137 | -137
Option 4 SG | ResourceLimit_T3_Wind Medium | Resource Limits for REZ | 2500 | 2500 | 2500 | 2500 | 2500 | 2500 | 2500 | 2500 | 2500 | 2500 | 2500 | 2500 | 2500 | 2500 | 2500 | 2500 | 2500 | 2500 | 2500 | 2500 | 2500 | 2500 | 2500 | 2500
Option 4 SG | ResourceLimit_V1_Wind Medium | Resource Limits for REZ | 1131 | 1131 | 1131 | 1131 | 1131 | 1131 | 1131 | 1131 | 1131 | 1131 | 1131 | 1131 | 1131 | 1131 | 1131 | 1131 | 1131 | 1131 | 1131 | 1131 | 1131 | 1131 | 1131 | 1131
Option 4 SG | ResourceLimit_V5_Wind Medium | Resource Limits for REZ | 1599 | 1599 | 1599 | 1599 | 1599 | 1599 | 1599 | 1599 | 1599 | 1599 | 1599 | 1599 | 1599 | 1599 | 1599 | 1599 | 1599 | 1599 | 1599 | 1599 | 1599 | 1599 | 1599 | 1599
Option 4 SG | ResourceLimit_V7_Wind Medium | Resource Limits for REZ | 408 | 408 | 408 | 408 | 408 | 408 | 408 | 408 | 408 | 408 | 408 | 408 | 408 | 408 | 408 | 408 | 408 | 408 | 408 | 408 | 408 | 408 | 408 | 408
Option 4 SG | SA Firming | Policies SA | -2897.64 | -2581.14 | 318.86 | 318.86 | 564.86 | -1735.14 | -1735.14 | -1735.14 | -1735.14 | -1655.14 | -1619.24 | -1090.24 | -1090.24 | -1090.24 | -886.48 | -886.48 | -886.48 | -886.48 | -548.48 | -420.08 | -266.08 | -266.08 | -266.08 | -266.08
Option 4 SG | SESA H2 Domestic Consumption Purchaser | Subregion flexible electricity load for Domestic H2 | 0 | 0 | 0 | 0 | 0.83429 | 3.0326 | 7.4301 | 14.9129 | 25.6021 | 32.7049 | 38.6896 | 43.5914 | 46.7721 | 49.332 | 51.7774 | 55.0629 | 60.1729 | 66.8217 | 75.3719 | 87.3914 | 101.7307 | 117.8529 | 134.8139 | 151.5271
Option 4 SG | SEV H2 Domestic Consumption Purchaser | Subregion flexible electricity load for Domestic H2 | 0 | 0 | 0 | 0 | 9.6464 | 31.2671 | 69.6361 | 128.0629 | 207.3721 | 256.2803 | 302.8423 | 349.2529 | 393.9393 | 437.9223 | 478.8486 | 520.4379 | 567.5229 | 614.9369 | 665.1007 | 730.1564 | 803.73 | 885.0731 | 967.943 | 1046.6114
Option 4 SG | SNSW H2 Domestic Consumption Purchaser | Subregion flexible electricity load for Domestic H2 | 0.41714 | 0.366 | 0.365 | 0.365 | 11.4714 | 32.8357 | 66.5597 | 115.4964 | 180.0493 | 219.288 | 254.324 | 284.7521 | 308.06 | 326.8929 | 340.6976 | 356.605 | 382.155 | 414.498 | 454.837 | 510.1136 | 572.7893 | 637.3937 | 697.9503 | 749.345
Option 4 SG | SNW Firming | Policies NSW | 0 | 481 | 0 | 0 | 0 | 0 | 0 | 0 | 0 | 0 | 0 | 0 | 0 | 0 | 0 | 0 | 0 | 0 | 0 | 0 | 0 | 0 | 0 | 0
Option 4 SG | SNW H2 Domestic Consumption Purchaser | Subregion flexible electricity load for Domestic H2 | 2.92 | 2.8757 | 2.8416 | 2.8157 | 80.1957 | 229.7974 | 465.9171 | 808.5271 | 1260.345 | 1534.9631 | 1780.1891 | 1993.1607 | 2156.3679 | 2288.2491 | 2384.805 | 2496.235 | 2675.1371 | 2901.5389 | 3183.7289 | 3570.6907 | 4009.6814 | 4461.7826 | 4885.5744 | 5245.4671
Option 4 SG | SQ H2 Domestic Consumption Purchaser | Subregion flexible electricity load for Domestic H2 | 0 | 0 | 0 | 0 | 15.7993 | 47.1883 | 101.8079 | 185.6286 | 299.4043 | 368.9569 | 419.9539 | 459.2221 | 487.5357 | 511.9071 | 534.1454 | 566.7929 | 613.8779 | 668.2426 | 739.2991 | 847.8429 | 983.9357 | 1145.0657 | 1326.0821 | 1506.1464
Option 4 SG | SRET | Policies SA | 0 | 0 | 0 | 0 | 0 | 0 | 0 | 0 | 0 | 0 | 0 | 0 | 0 | 0 | 0 | 0 | 0 | 0 | 0 | 0 | 0 | 0 | 0 | 0
Option 4 SG | Shared Upgrade_CNSW-SNW Option 3 - Stage 2 | Shared REZ Upgrades | 0 | 0 | 0 | 0 | 0 | 0 | 0 | 2000 | 0 | 0 | 0 | 0 | 0 | 0 | 0 | 0 | 0 | 0 | 0 | 0 | 0 | 0 | 0 | 0
Option 4 SG | Shared Upgrade_SNSW-CNSW Option 1 (HumeLink) | Shared REZ Upgrades | 0 | 2200 | 0 | 0 | 0 | 0 | 0 | 0 | 0 | 0 | 0 | 0 | 0 | 0 | 0 | 0 | 0 | 0 | 0 | 0 | 0 | 0 | 0 | 0
Option 4 SG | Snowy 2.0 - Gen | Special Constraints | 5781600 | 17703360 | 26280000 | 26280000 | 26280000 | 26352000 | 26280000 | 26280000 | 26280000 | 26352000 | 26280000 | 26280000 | 26280000 | 26352000 | 26280000 | 26280000 | 26280000 | 26352000 | 26280000 | 26280000 | 26280000 | 26352000 | 26280000 | 26280000
Option 4 SG | Snowy 2.0 - Pump | Special Constraints | 5781600 | 17703360 | 26280000 | 26280000 | 26280000 | 26352000 | 26280000 | 26280000 | 26280000 | 26352000 | 26280000 | 26280000 | 26280000 | 26352000 | 26280000 | 26280000 | 26280000 | 26352000 | 26280000 | 26280000 | 26280000 | 26352000 | 26280000 | 26280000
Option 4 SG | Sys Strength Requirement - Efficient Level CNSW | System Strength Requiements- Efficient | 0 | 0 | 0 | 0 | 0 | 0 | 0 | 0 | 0 | 0 | 0 | 0 | 0 | 0 | 0 | 0 | 0 | 0 | 0 | 0 | 0 | 0 | 0 | 0
Option 4 SG | Sys Strength Requirement - Efficient Level CQ | System Strength Requiements- Efficient | 0 | 0 | 0 | 0 | 0 | 0 | 0 | 0 | 0 | 0 | 0 | 0 | 0 | 0 | 0 | 0 | 0 | 0 | 0 | 0 | 0 | 0 | 0 | 0
Option 4 SG | Sys Strength Requirement - Efficient Level CSA | System Strength Requiements- Efficient | 0 | 0 | 0 | 0 | 0 | 0 | 0 | 0 | 0 | 0 | 0 | 0 | 0 | 0 | 0 | 0 | 0 | 0 | 0 | 0 | 0 | 0 | 0 | 0
Option 4 SG | Sys Strength Requirement - Efficient Level GG | System Strength Requiements- Efficient | 0 | 0 | 0 | 0 | 0 | 0 | 0 | 0 | 0 | 0 | 0 | 0 | 0 | 0 | 0 | 0 | 0 | 0 | 0 | 0 | 0 | 0 | 0 | 0
Option 4 SG | Sys Strength Requirement - Efficient Level MEL | System Strength Requiements- Efficient | 0 | 0 | 0 | 0 | 0 | 0 | 0 | 0 | 0 | 0 | 0 | 0 | 0 | 0 | 0 | 0 | 0 | 0 | 0 | 0 | 0 | 0 | 0 | 0
Option 4 SG | Sys Strength Requirement - Efficient Level NNSW | System Strength Requiements- Efficient | 0 | 0 | 0 | 0 | 0 | 0 | 0 | 0 | 0 | 0 | 0 | 0 | 0 | 0 | 0 | 0 | 0 | 0 | 0 | 0 | 0 | 0 | 0 | 0
Option 4 SG | Sys Strength Requirement - Efficient Level NQ | System Strength Requiements- Efficient | 0 | 0 | 0 | 0 | 0 | 0 | 0 | 0 | 0 | 0 | 0 | 0 | 0 | 0 | 0 | 0 | 0 | 0 | 0 | 0 | 0 | 0 | 0 | 0
Option 4 SG | Sys Strength Requirement - Efficient Level NSA | System Strength Requiements- Efficient | 0 | 0 | 0 | 0 | 0 | 0 | 0 | 0 | 0 | 0 | 0 | 0 | 0 | 0 | 0 | 0 | 0 | 0 | 0 | 0 | 0 | 0 | 0 | 0
Option 4 SG | Sys Strength Requirement - Efficient Level SESA | System Strength Requiements- Efficient | 0 | 0 | 0 | 0 | 0 | 0 | 0 | 0 | 0 | 0 | 0 | 0 | 0 | 0 | 0 | 0 | 0 | 0 | 0 | 0 | 0 | 0 | 0 | 0
Option 4 SG | Sys Strength Requirement - Efficient Level SEV | System Strength Requiements- Efficient | 0 | 0 | 0 | 0 | 0 | 0 | 0 | 0 | 0 | 0 | 0 | 0 | 0 | 0 | 0 | 0 | 0 | 0 | 0 | 0 | 0 | 0 | 0 | 0
Option 4 SG | Sys Strength Requirement - Efficient Level SNSW | System Strength Requiements- Efficient | 0 | 0 | 0 | 0 | 0 | 0 | 0 | 0 | 0 | 0 | 0 | 0 | 0 | 0 | 0 | 0 | 0 | 0 | 0 | 0 | 0 | 0 | 0 | 0
Option 4 SG | Sys Strength Requirement - Efficient Level SNW | System Strength Requiements- Efficient | 0 | 0 | 0 | 0 | 0 | 0 | 0 | 0 | 0 | 0 | 0 | 0 | 0 | 0 | 0 | 0 | 0 | 0 | 0 | 0 | 0 | 0 | 0 | 0
Option 4 SG | Sys Strength Requirement - Efficient Level SQ | System Strength Requiements- Efficient | 0 | 0 | 0 | 0 | 0 | 0 | 0 | 0 | 0 | 0 | 0 | 0 | 0 | 0 | 0 | 0 | 0 | 0 | 0 | 0 | 0 | 0 | 0 | 0
Option 4 SG | Sys Strength Requirement - Efficient Level TAS | System Strength Requiements- Efficient | 0 | 0 | 0 | 0 | 0 | 0 | 0 | 0 | 0 | 0 | 0 | 0 | 0 | 0 | 0 | 0 | 0 | 0 | 0 | 0 | 0 | 0 | 0 | 0
Option 4 SG | Sys Strength Requirement - Efficient Level WNV | System Strength Requiements- Efficient | 0 | 0 | 0 | 0 | 0 | 0 | 0 | 0 | 0 | 0 | 0 | 0 | 0 | 0 | 0 | 0 | 0 | 0 | 0 | 0 | 0 | 0 | 0 | 0
Option 4 SG | Sys Strength Requirement - Min Fault Level CNSW | System Strength Requiements - Minimum | -3404 | -3404 | -3404 | -689 | -689 | -689 | -689 | -689 | -689 | -689 | -689 | -689 | -689 | -689 | 701 | 701 | 701 | 701 | 701 | 701 | 701 | 701 | 701 | 701
Option 4 SG | Sys Strength Requirement - Min Fault Level CQ | System Strength Requiements - Minimum | -2491 | -2491 | -2491 | -1791 | -1791 | -1791 | -1791 | -1791 | -1791 | -1791 | -1791 | -1791 | -1791 | -1791 | -1791 | -1791 | -1791 | -1426 | -1061 | -696 | -331 | -331 | -331 | 513
Option 4 SG | Sys Strength Requirement - Min Fault Level GG | System Strength Requiements - Minimum | -1393.1 | -1393.1 | -1393.1 | 286.9 | 286.9 | 286.9 | 286.9 | 286.9 | 286.9 | 286.9 | 286.9 | 286.9 | 286.9 | 286.9 | 286.9 | 286.9 | 286.9 | 286.9 | 286.9 | 286.9 | 286.9 | 286.9 | 286.9 | 286.9
Option 4 SG | Sys Strength Requirement - Min Fault Level SEV | System Strength Requiements - Minimum | -3996.9 | -3996.9 | -2546.9 | -1386.9 | -1386.9 | -1386.9 | -1386.9 | -1386.9 | 823.1 | 823.1 | 823.1 | 823.1 | 823.1 | 823.1 | 823.1 | 823.1 | 823.1 | 823.1 | 823.1 | 823.1 | 823.1 | 823.1 | 823.1 | 823.1
Option 4 SG | Sys Strength Requirement - Min Fault Level SNW | System Strength Requiements - Minimum | -3482.8 | -3482.8 | -3482.8 | -602.8 | 717.2 | 717.2 | 717.2 | 717.2 | 717.2 | 717.2 | 717.2 | 717.2 | 717.2 | 717.2 | 717.2 | 717.2 | 717.2 | 717.2 | 717.2 | 717.2 | 717.2 | 717.2 | 717.2 | 717.2
Option 4 SG | Sys Strength Requirement - Min Fault Level SQ | System Strength Requiements - Minimum | -2857.6 | -2857.6 | -2857.6 | -2857.6 | -2507.6 | -2507.6 | -2507.6 | -2507.6 | -2507.6 | -2507.6 | -1807.6 | -1007.6 | -1007.6 | -1007.6 | -1007.6 | -1007.6 | -263.6 | -263.6 | -263.6 | -263.6 | -263.6 | -263.6 | -263.6 | 588.4
Option 4 SG | TAS H2 Domestic Consumption Purchaser | Subregion flexible electricity load for Domestic H2 | 0 | 0 | 0 | 0 | 3.5457 | 9.49 | 18.3801 | 30.7121 | 46.4071 | 54.4037 | 62.0491 | 69.9236 | 77.7971 | 86.0629 | 94.2471 | 102.8779 | 114.5579 | 129.9571 | 151.8383 | 185.0029 | 227.9164 | 276.9594 | 326.8539 | 372.9257
Option 4 SG | TRET | Policies TAS | 0 | 12627 | 14052 | 15476 | 16003 | 16528 | 17056 | 17582 | 18109 | 18635 | 19161 | 19688 | 20215 | 20741 | 0 | 0 | 0 | 0 | 0 | 0 | 0 | 0 | 0 | 0
Option 4 SG | Tarraleah Max Energy Day | Hydro min release | 7300 | 7320 | 7300 | 7300 | 7300 | 7320 | 7300 | 7300 | 7300 | 7320 | 7300 | 7300 | 7300 | 7320 | 7300 | 7300 | 7300 | 7320 | 7300 | 7300 | 7300 | 7320 | 7300 | 7300
Option 4 SG | Tarraleah Min Flow | Hydro min release | 0 | 0 | 0 | 0 | 0 | 0 | 0 | 0 | 0 | 0 | 0 | 0 | 0 | 0 | 0 | 0 | 0 | 0 | 0 | 0 | 0 | 0 | 0 | 0
Option 4 SG | Tarraleah Min Gen | Hydro min release | 151.11 | 151.11 | 151.11 | 151.11 | 151.11 | 151.11 | 151.11 | 151.11 | 151.11 | 151.11 | 151.11 | 151.11 | 151.11 | 151.11 | 151.11 | 151.11 | 151.11 | 151.11 | 151.11 | 151.11 | 151.11 | 151.11 | 151.11 | 151.11
Option 4 SG | VIC Storage | Policies VIC | -2022.06 | -3021.548 | -2751.833 | -1863.542 | -1156.389 | -454.561 | 71.838 | 723.261 | 1404.533 | -4959.061 | -5031.074 | -5108.139 | -5188.942 | -5279.569 | -5382.682 | -5191.17 | -5309.752 | -5283.734 | -5237.034 | -5258.355 | -4919.422 | -3800.84 | -3978.881 | -4132.661
Option 4 SG | VOWT | Policies VIC | 0 | 0 | 0 | 0 | 0 | 2000 | 2667 | 3333 | 4000 | 5000 | 6000 | 7000 | 8000 | 9000 | 0 | 0 | 0 | 0 | 0 | 0 | 0 | 0 | 0 | 0
Option 4 SG | VRET | Policies VIC | 0 | 0 | 0 | 0 | 0 | 0 | 0 | 0 | 0 | 0 | 0 | 0 | 0 | 0 | 0 | 0 | 0 | 0 | 0 | 0 | 0 | 0 | 0 | 0
Option 4 SG | WNV H2 Domestic Consumption Purchaser | Subregion flexible electricity load for Domestic H2 | 70.7579 | 69.8803 | 68.7497 | 67.89 | 117.0607 | 281.4823 | 626.7761 | 1152.3571 | 1866.5057 | 2306.6537 | 2725.4504 | 3143.0671 | 3545.4536 | 3941.3266 | 4309.7151 | 4683.8364 | 5107.81 | 5534.5626 | 5985.9327 | 6571.4079 | 7233.3614 | 7965.6574 | 8711.4874 | 9419.7114
Option 4 SG | Wayatinah Min Gen | Hydro min release | 24.09 | 24.09 | 24.09 | 24.09 | 24.09 | 24.09 | 24.09 | 24.09 | 24.09 | 24.09 | 24.09 | 24.09 | 24.09 | 24.09 | 24.09 | 24.09 | 24.09 | 24.09 | 24.09 | 24.09 | 24.09 | 24.09 | 24.09 | 24.09
Option 5 SG | 2030 Emissions Budget 1 | Emissions DLT | 69603.1022 | 69793.7956 | 69603.1022 | 69603.1022 | 69603.1022 | 69793.7956 | 69634.8699 | 69634.8699 | 69634.8699 | 69825.6504 | 69634.8699 | 69634.8699 | 69603.1022 | 69793.7956 | 69603.1022 | 69603.1022 | 69603.1022 | 69793.7956 | 69634.8699 | 69634.8699 | 69634.8699 | 69825.6504 | 69634.8699 | 69634.8699
Option 5 SG | 2035 Emissions Target | Emissions DLT | 4017.8307 | 4028.8385 | 4017.8307 | 4017.8307 | 4017.8307 | 4028.8385 | 4019.6645 | 4019.6645 | 4019.6645 | 4030.6773 | 4019.6645 | 4019.6645 | 4017.8307 | 4028.8385 | 4017.8307 | 4017.8307 | 4017.8307 | 4028.8385 | 4019.6645 | 4019.6645 | 4019.6645 | 4030.6773 | 4019.6645 | 4019.6645
Option 5 SG | 2050 Emissions Budget 1 | Emissions DLT | 58456.6949 | 58616.8502 | 58456.6949 | 58456.6949 | 58456.6949 | 58616.8502 | 58483.3753 | 58483.3753 | 58483.3753 | 58643.6037 | 58483.3753 | 58483.3753 | 58456.6949 | 58616.8502 | 58456.6949 | 58456.6949 | 58456.6949 | 58616.8502 | 58483.3753 | 58483.3753 | 58483.3753 | 58643.6037 | 58483.3753 | 58483.3753
Option 5 SG | 2050 Emissions Budget 2 | Emissions DLT | 27985.3992 | 28062.0716 | 27985.3992 | 27985.3992 | 27985.3992 | 28062.0716 | 27998.1721 | 27998.1721 | 27998.1721 | 28074.8794 | 27998.1721 | 27998.1721 | 27985.3992 | 28062.0716 | 27985.3992 | 27985.3992 | 27985.3992 | 28062.0716 | 27998.1721 | 27998.1721 | 27998.1721 | 28074.8794 | 27998.1721 | 27998.1721
Option 5 SG | 2050 Emissions Budget 3 | Emissions DLT | 21576.3073 | 21635.4204 | 21576.3073 | 21576.3073 | 21576.3073 | 21635.4204 | 21586.155 | 21586.155 | 21586.155 | 21645.2951 | 21586.155 | 21586.155 | 21576.3073 | 21635.4204 | 21576.3073 | 21576.3073 | 21576.3073 | 21635.4204 | 21586.155 | 21586.155 | 21586.155 | 21645.2951 | 21586.155 | 21586.155
Option 5 SG | 2050 Emissions Budget 4 | Emissions DLT | 13037.7101 | 13073.4298 | 13037.7101 | 13037.7101 | 13037.7101 | 13073.4298 | 13043.6607 | 13043.6607 | 13043.6607 | 13079.3967 | 13043.6607 | 13043.6607 | 13037.7101 | 13073.4298 | 13037.7101 | 13037.7101 | 13037.7101 | 13073.4298 | 13043.6607 | 13043.6607 | 13043.6607 | 13079.3967 | 13043.6607 | 13043.6607
Option 5 SG | 2050 Emissions Budget NSW 1 | Emissions DLT | 24777.3723 | 24845.2555 | 24777.3723 | 24777.3723 | 24777.3723 | 24845.2555 | 24788.681 | 24788.681 | 24788.681 | 24856.5952 | 24788.681 | 24788.681 | 24777.3723 | 24845.2555 | 24777.3723 | 24777.3723 | 24777.3723 | 24845.2555 | 24788.681 | 24788.681 | 24788.681 | 24856.5952 | 24788.681 | 24788.681
Option 5 SG | 2050 Emissions Budget NSW 2 | Emissions DLT | 11389.5985 | 11420.8029 | 11389.5985 | 11389.5985 | 11389.5985 | 11420.8029 | 11394.7969 | 11394.7969 | 11394.7969 | 11426.0155 | 11394.7969 | 11394.7969 | 11389.5985 | 11420.8029 | 11389.5985 | 11389.5985 | 11389.5985 | 11420.8029 | 11394.7969 | 11394.7969 | 11394.7969 | 11426.0155 | 11394.7969 | 11394.7969
Option 5 SG | 2050 Emissions Budget NSW 3 | Emissions DLT | 11389.5985 | 11420.8029 | 11389.5985 | 11389.5985 | 11389.5985 | 11420.8029 | 11394.7969 | 11394.7969 | 11394.7969 | 11426.0155 | 11394.7969 | 11394.7969 | 11389.5985 | 11420.8029 | 11389.5985 | 11389.5985 | 11389.5985 | 11420.8029 | 11394.7969 | 11394.7969 | 11394.7969 | 11426.0155 | 11394.7969 | 11394.7969
Option 5 SG | 2050 Emissions Budget NSW 4 | Emissions DLT | 11389.5985 | 11420.8029 | 11389.5985 | 11389.5985 | 11389.5985 | 11420.8029 | 11394.7969 | 11394.7969 | 11394.7969 | 11426.0155 | 11394.7969 | 11394.7969 | 11389.5985 | 11420.8029 | 11389.5985 | 11389.5985 | 11389.5985 | 11420.8029 | 11394.7969 | 11394.7969 | 11394.7969 | 11426.0155 | 11394.7969 | 11394.7969
Option 5 SG | 2050 Emissions Budget QLD 1 | Emissions DLT | 33269.6168 | 33360.7664 | 33269.6168 | 33269.6168 | 33269.6168 | 33360.7664 | 33284.8015 | 33284.8015 | 33284.8015 | 33375.9927 | 33284.8015 | 33284.8015 | 33269.6168 | 33360.7664 | 33269.6168 | 33269.6168 | 33269.6168 | 33360.7664 | 33284.8015 | 33284.8015 | 33284.8015 | 33375.9927 | 33284.8015 | 33284.8015
Option 5 SG | 2050 Emissions Budget QLD 2 | Emissions DLT | 12388.6861 | 12422.6277 | 12388.6861 | 12388.6861 | 12388.6861 | 12422.6277 | 12394.3405 | 12394.3405 | 12394.3405 | 12428.2976 | 12394.3405 | 12394.3405 | 12388.6861 | 12422.6277 | 12388.6861 | 12388.6861 | 12388.6861 | 12422.6277 | 12394.3405 | 12394.3405 | 12394.3405 | 12428.2976 | 12394.3405 | 12394.3405
Option 5 SG | 2050 Emissions Budget QLD 3 | Emissions DLT | 12388.6861 | 12422.6277 | 12388.6861 | 12388.6861 | 12388.6861 | 12422.6277 | 12394.3405 | 12394.3405 | 12394.3405 | 12428.2976 | 12394.3405 | 12394.3405 | 12388.6861 | 12422.6277 | 12388.6861 | 12388.6861 | 12388.6861 | 12422.6277 | 12394.3405 | 12394.3405 | 12394.3405 | 12428.2976 | 12394.3405 | 12394.3405
Option 5 SG | 2050 Emissions Budget QLD 4 | Emissions DLT | 12388.6861 | 12422.6277 | 12388.6861 | 12388.6861 | 12388.6861 | 12422.6277 | 12394.3405 | 12394.3405 | 12394.3405 | 12428.2976 | 12394.3405 | 12394.3405 | 12388.6861 | 12422.6277 | 12388.6861 | 12388.6861 | 12388.6861 | 12422.6277 | 12394.3405 | 12394.3405 | 12394.3405 | 12428.2976 | 12394.3405 | 12394.3405
Option 5 SG | 2050 Emissions Budget SA 1 | Emissions DLT | 1415.3741 | 1419.2518 | 1415.3741 | 1415.3741 | 1415.3741 | 1419.2518 | 1416.0201 | 1416.0201 | 1416.0201 | 1419.8996 | 1416.0201 | 1416.0201 | 1415.3741 | 1419.2518 | 1415.3741 | 1415.3741 | 1415.3741 | 1419.2518 | 1416.0201 | 1416.0201 | 1416.0201 | 1419.8996 | 1416.0201 | 1416.0201
Option 5 SG | 2050 Emissions Budget SA 2 | Emissions DLT | 749.3157 | 751.3686 | 749.3157 | 749.3157 | 749.3157 | 751.3686 | 749.6577 | 749.6577 | 749.6577 | 751.7115 | 749.6577 | 749.6577 | 749.3157 | 751.3686 | 749.3157 | 749.3157 | 749.3157 | 751.3686 | 749.6577 | 749.6577 | 749.6577 | 751.7115 | 749.6577 | 749.6577
Option 5 SG | 2050 Emissions Budget SA 3 | Emissions DLT | 749.3157 | 751.3686 | 749.3157 | 749.3157 | 749.3157 | 751.3686 | 749.6577 | 749.6577 | 749.6577 | 751.7115 | 749.6577 | 749.6577 | 749.3157 | 751.3686 | 749.3157 | 749.3157 | 749.3157 | 751.3686 | 749.6577 | 749.6577 | 749.6577 | 751.7115 | 749.6577 | 749.6577
Option 5 SG | 2050 Emissions Budget SA 4 | Emissions DLT | 749.3157 | 751.3686 | 749.3157 | 749.3157 | 749.3157 | 751.3686 | 749.6577 | 749.6577 | 749.6577 | 751.7115 | 749.6577 | 749.6577 | 749.3157 | 751.3686 | 749.3157 | 749.3157 | 749.3157 | 751.3686 | 749.6577 | 749.6577 | 749.6577 | 751.7115 | 749.6577 | 749.6577
Option 5 SG | 2050 Emissions Budget VIC 1 | Emissions DLT | 22795.8485 | 22858.3029 | 22795.8485 | 22795.8485 | 22795.8485 | 22858.3029 | 22806.2529 | 22806.2529 | 22806.2529 | 22868.7357 | 22806.2529 | 22806.2529 | 22795.8485 | 22858.3029 | 22795.8485 | 22795.8485 | 22795.8485 | 22858.3029 | 22806.2529 | 22806.2529 | 22806.2529 | 22868.7357 | 22806.2529 | 22806.2529
Option 5 SG | 2050 Emissions Budget VIC 2 | Emissions DLT | 6943.6588 | 6962.6825 | 6943.6588 | 6943.6588 | 6943.6588 | 6962.6825 | 6946.8279 | 6946.8279 | 6946.8279 | 6965.8603 | 6946.8279 | 6946.8279 | 6943.6588 | 6962.6825 | 6943.6588 | 6943.6588 | 6943.6588 | 6962.6825 | 6946.8279 | 6946.8279 | 6946.8279 | 6965.8603 | 6946.8279 | 6946.8279
Option 5 SG | 2050 Emissions Budget VIC 3 | Emissions DLT | 6943.6588 | 6962.6825 | 6943.6588 | 6943.6588 | 6943.6588 | 6962.6825 | 6946.8279 | 6946.8279 | 6946.8279 | 6965.8603 | 6946.8279 | 6946.8279 | 6943.6588 | 6962.6825 | 6943.6588 | 6943.6588 | 6943.6588 | 6962.6825 | 6946.8279 | 6946.8279 | 6946.8279 | 6965.8603 | 6946.8279 | 6946.8279
Option 5 SG | 2050 Emissions Budget VIC 4 | Emissions DLT | 6943.6588 | 6962.6825 | 6943.6588 | 6943.6588 | 6943.6588 | 6962.6825 | 6946.8279 | 6946.8279 | 6946.8279 | 6965.8603 | 6946.8279 | 6946.8279 | 6943.6588 | 6962.6825 | 6943.6588 | 6943.6588 | 6943.6588 | 6962.6825 | 6946.8279 | 6946.8279 | 6946.8279 | 6965.8603 | 6946.8279 | 6946.8279
Option 5 SG | Basslink Daily Energy Limit | Special Constraints | -287.568 | -288.408 | -287.568 | -287.568 | -287.568 | -288.408 | -287.568 | -287.568 | -287.568 | -288.408 | -287.568 | -287.568 | -287.568 | -288.408 | -287.568 | -287.568 | -287.568 | -288.408 | -287.568 | -287.568 | -287.568 | -288.408 | -287.568 | -287.568
Option 5 SG | Borumba - Gen | Special Constraints | 0 | 0 | 0 | 0 | 0 | 0 | 0 | 0 | 0 | 0 | 0 | 0 | 0 | 0 | 0 | 26280000 | 26280000 | 26352000 | 26280000 | 26280000 | 26280000 | 26352000 | 26280000 | 26280000
Option 5 SG | Borumba - Pump | Special Constraints | 0 | 0 | 0 | 0 | 0 | 0 | 0 | 0 | 0 | 0 | 0 | 0 | 0 | 0 | 0 | 26280000 | 26280000 | 26352000 | 26280000 | 26280000 | 26280000 | 26352000 | 26280000 | 26280000
Option 5 SG | CIS Dispatchable NSW | Policies NEM | -1231.12 | -631.96 | -431.96 | -1241.96 | -2541.96 | -2741.96 | -2741.96 | -2783.18 | -2741.96 | -2741.96 | -2741.96 | -2741.96 | -2741.96 | -2741.96 | -2750.69 | -2709.47 | -2709.47 | -2750.69 | -2709.47 | -2709.47 | -1925.69 | -1624.85 | -1583.63 | -1583.63
Option 5 SG | CIS Dispatchable SA | Policies NEM | -30 | 788 | 788 | 788 | -461 | -461 | -461 | -461 | -461 | -461 | -461 | -461 | -461 | -461 | -461 | -205 | -461 | -461 | -461 | -461 | -431 | 0 | 0 | 0
Option 5 SG | CIS Dispatchable VIC | Policies NEM | 0 | 1220 | 1271.79 | 1271.79 | -428.21 | -428.21 | -435.41 | -428.21 | -428.21 | -428.21 | -428.21 | -428.21 | -428.21 | -428.21 | -428.21 | -428.21 | -428.21 | -428.21 | -437.03 | -428.21 | -428.21 | 0 | 0 | 0
Option 5 SG | CIS Gen NSW | Policies NEM | -4646.44 | -5085.53 | -2496.93 | 10614.07 | -8779.93 | -9539.57 | -9539.57 | -9539.57 | -9539.57 | -9539.57 | -9539.57 | -9539.57 | -9539.57 | -9539.57 | -9539.57 | -9539.57 | -9539.57 | -9539.57 | -9539.57 | -9302.56 | -8998.86 | -8966.46 | -8583 | -8583
Option 5 SG | CIS Gen SA | Policies NEM | 0 | 20.36 | 621.16 | 509.16 | -690.84 | -690.84 | -690.84 | -690.84 | -690.84 | -690.84 | -690.84 | -690.84 | -690.84 | -690.84 | -690.84 | -690.84 | -690.84 | -690.84 | -690.84 | -690.84 | -690.84 | -690.84 | -690.84 | -690.84
Option 5 SG | CIS Gen TAS | Policies NEM | 0 | 0 | 750 | 1200 | 0 | 0 | 0 | 0 | 0 | 0 | 0 | 0 | 0 | 0 | 0 | 0 | 0 | 0 | 0 | 0 | 0 | 0 | 0 | 0
Option 5 SG | CIS Gen VIC - Solar | Policies NEM | 0 | 669 | 555.93 | 555.93 | -944.07 | -944.07 | -944.07 | -944.07 | -944.07 | -944.07 | -944.07 | -944.07 | -944.07 | -944.07 | -944.07 | -944.07 | -944.07 | -944.07 | -944.07 | -944.07 | -944.07 | -944.07 | -944.07 | -944.07
Option 5 SG | CIS Gen VIC - Wind | Policies NEM | 0 | 0 | 1922 | 3500 | -600 | -600 | -600 | -600 | -600 | -600 | -600 | -600 | -600 | -600 | -600 | -600 | -600 | -600 | -600 | -600 | -600 | -600 | -600 | -600
Option 5 SG | CIS Total Dispatchable | Policies NEM | -1261.12 | 3076.04 | 5550.83 | 7262.83 | -3731.17 | -3931.17 | -3938.37 | -3972.39 | -3931.17 | -3931.17 | -3931.17 | -3931.17 | -3931.17 | -3931.17 | -3939.9 | -3642.68 | -3898.68 | -3939.9 | -3907.5 | -3898.68 | -3084.9 | -1774.85 | -1583.63 | -1583.63
Option 5 SG | CNSW H2 Domestic Consumption Purchaser | Subregion flexible electricity load for Domestic H2 | 0 | 0 | 0 | 0 | 11.4714 | 32.8357 | 66.5597 | 115.4964 | 180.0493 | 219.288 | 254.324 | 284.7521 | 308.06 | 326.8929 | 340.6976 | 356.605 | 382.155 | 414.498 | 454.837 | 510.1136 | 572.7893 | 637.3937 | 697.9503 | 749.345
Option 5 SG | CQ H2 Domestic Consumption Purchaser | Subregion flexible electricity load for Domestic H2 | 170.455 | 168.3874 | 165.6299 | 163.6243 | 163.6764 | 166.1914 | 171.3656 | 181.4571 | 195.5879 | 203.6806 | 208.4909 | 212.2736 | 214.3593 | 216.0723 | 216.9117 | 219.8864 | 226.6129 | 234.5554 | 244.3126 | 260.0364 | 279.4336 | 302.6843 | 328.1574 | 354.05
Option 5 SG | CSA H2 Domestic Consumption Purchaser | Subregion flexible electricity load for Domestic H2 | 7.3521 | 7.2677 | 7.1436 | 7.0393 | 6.9871 | 7.5554 | 18.5887 | 37.2821 | 64.0314 | 81.7494 | 96.8021 | 108.9264 | 116.9043 | 123.3169 | 129.4431 | 137.7093 | 150.38 | 167.0803 | 188.4421 | 218.4786 | 254.3529 | 294.6583 | 337.0739 | 378.8179
Option 5 SG | Catagunya Min Gen | Hydro min release | 17.52 | 17.52 | 17.52 | 17.52 | 17.52 | 17.52 | 17.52 | 17.52 | 17.52 | 17.52 | 17.52 | 17.52 | 17.52 | 17.52 | 17.52 | 17.52 | 17.52 | 17.52 | 17.52 | 17.52 | 17.52 | 17.52 | 17.52 | 17.52
Option 5 SG | Combined Marinus Export | Special Constraints | 11773440 | 11805696 | 11773440 | 11773440 | 11773440 | 11805696 | 11773440 | 11773440 | 15589440 | 18393696 | 18343440 | 18343440 | 18343440 | 18393696 | 18343440 | 18343440 | 18343440 | 18393696 | 18343440 | 18343440 | 18343440 | 18393696 | 18343440 | 18343440
Option 5 SG | Combined Marinus Import | Special Constraints | 8567280 | 8590752 | 8567280 | 8567280 | 8567280 | 8590752 | 8567280 | 8567280 | 12383280 | 15178752 | 15137280 | 15137280 | 15137280 | 15178752 | 15137280 | 15137280 | 15137280 | 15178752 | 15137280 | 15137280 | 15137280 | 15178752 | 15137280 | 15137280
Option 5 SG | Constraint on Pipeline from Storage to GTs CNSW | Constraints to make diesel to come exclusively from storage | 0 | 0 | 0 | 0 | 0 | 0 | 0 | 0 | 0 | 0 | 0 | 0 | 0 | 0 | 0 | 0 | 0 | 0 | 0 | 0 | 0 | 0 | 0 | 0
Option 5 SG | Constraint on Pipeline from Storage to GTs CQ | Constraints to make diesel to come exclusively from storage | 0 | 0 | 0 | 0 | 0 | 0 | 0 | 0 | 0 | 0 | 0 | 0 | 0 | 0 | 0 | 0 | 0 | 0 | 0 | 0 | 0 | 0 | 0 | 0
Option 5 SG | Constraint on Pipeline from Storage to GTs CSA | Constraints to make diesel to come exclusively from storage | 0 | 0 | 0 | 0 | 0 | 0 | 0 | 0 | 0 | 0 | 0 | 0 | 0 | 0 | 0 | 0 | 0 | 0 | 0 | 0 | 0 | 0 | 0 | 0
Option 5 SG | Constraint on Pipeline from Storage to GTs GG | Constraints to make diesel to come exclusively from storage | 0 | 0 | 0 | 0 | 0 | 0 | 0 | 0 | 0 | 0 | 0 | 0 | 0 | 0 | 0 | 0 | 0 | 0 | 0 | 0 | 0 | 0 | 0 | 0
Option 5 SG | Constraint on Pipeline from Storage to GTs MEL | Constraints to make diesel to come exclusively from storage | 0 | 0 | 0 | 0 | 0 | 0 | 0 | 0 | 0 | 0 | 0 | 0 | 0 | 0 | 0 | 0 | 0 | 0 | 0 | 0 | 0 | 0 | 0 | 0
Option 5 SG | Constraint on Pipeline from Storage to GTs NNSW | Constraints to make diesel to come exclusively from storage | 0 | 0 | 0 | 0 | 0 | 0 | 0 | 0 | 0 | 0 | 0 | 0 | 0 | 0 | 0 | 0 | 0 | 0 | 0 | 0 | 0 | 0 | 0 | 0
Option 5 SG | Constraint on Pipeline from Storage to GTs NQ | Constraints to make diesel to come exclusively from storage | 0 | 0 | 0 | 0 | 0 | 0 | 0 | 0 | 0 | 0 | 0 | 0 | 0 | 0 | 0 | 0 | 0 | 0 | 0 | 0 | 0 | 0 | 0 | 0
Option 5 SG | Constraint on Pipeline from Storage to GTs NSA | Constraints to make diesel to come exclusively from storage | 0 | 0 | 0 | 0 | 0 | 0 | 0 | 0 | 0 | 0 | 0 | 0 | 0 | 0 | 0 | 0 | 0 | 0 | 0 | 0 | 0 | 0 | 0 | 0
Option 5 SG | Constraint on Pipeline from Storage to GTs SESA | Constraints to make diesel to come exclusively from storage | 0 | 0 | 0 | 0 | 0 | 0 | 0 | 0 | 0 | 0 | 0 | 0 | 0 | 0 | 0 | 0 | 0 | 0 | 0 | 0 | 0 | 0 | 0 | 0
Option 5 SG | Constraint on Pipeline from Storage to GTs SEV | Constraints to make diesel to come exclusively from storage | 0 | 0 | 0 | 0 | 0 | 0 | 0 | 0 | 0 | 0 | 0 | 0 | 0 | 0 | 0 | 0 | 0 | 0 | 0 | 0 | 0 | 0 | 0 | 0
Option 5 SG | Constraint on Pipeline from Storage to GTs SNSW | Constraints to make diesel to come exclusively from storage | 0 | 0 | 0 | 0 | 0 | 0 | 0 | 0 | 0 | 0 | 0 | 0 | 0 | 0 | 0 | 0 | 0 | 0 | 0 | 0 | 0 | 0 | 0 | 0
Option 5 SG | Constraint on Pipeline from Storage to GTs SNW | Constraints to make diesel to come exclusively from storage | 0 | 0 | 0 | 0 | 0 | 0 | 0 | 0 | 0 | 0 | 0 | 0 | 0 | 0 | 0 | 0 | 0 | 0 | 0 | 0 | 0 | 0 | 0 | 0
Option 5 SG | Constraint on Pipeline from Storage to GTs SQ | Constraints to make diesel to come exclusively from storage | 0 | 0 | 0 | 0 | 0 | 0 | 0 | 0 | 0 | 0 | 0 | 0 | 0 | 0 | 0 | 0 | 0 | 0 | 0 | 0 | 0 | 0 | 0 | 0
Option 5 SG | Constraint on Pipeline from Storage to GTs TAS | Constraints to make diesel to come exclusively from storage | 0 | 0 | 0 | 0 | 0 | 0 | 0 | 0 | 0 | 0 | 0 | 0 | 0 | 0 | 0 | 0 | 0 | 0 | 0 | 0 | 0 | 0 | 0 | 0
Option 5 SG | Constraint on Pipeline from Storage to GTs WNV | Constraints to make diesel to come exclusively from storage | 0 | 0 | 0 | 0 | 0 | 0 | 0 | 0 | 0 | 0 | 0 | 0 | 0 | 0 | 0 | 0 | 0 | 0 | 0 | 0 | 0 | 0 | 0 | 0
Option 5 SG | Constraint on Pipeline from Storage to GTs WOO | Constraints to make diesel to come exclusively from storage | 0 | 0 | 0 | 0 | 0 | 0 | 0 | 0 | 0 | 0 | 0 | 0 | 0 | 0 | 0 | 0 | 0 | 0 | 0 | 0 | 0 | 0 | 0 | 0
Option 5 SG | DNSP Thermal Limit on CER CNSW Area1 | DNSP Thermal Limit on CER | 881436 | 972982.5 | 1083503 | 1151884.5 | 1160908 | 1251175 | 1183413.5 | 1341296 | 1374077 | 1329544 | 1325674 | 1349695.5 | 1414354.5 | 1488354 | 1494250 | 1402640 | 1306220.5 | 1381054.5 | 1487146 | 1557849.5 | 1591141.5 | 1742247.5 | 1700879.5 | 1969378.5
Option 5 SG | DNSP Thermal Limit on CER CQ Area1 | DNSP Thermal Limit on CER | 1115404.5 | 1274101 | 1393707.5 | 1500446 | 1535688.5 | 1638641 | 1699974 | 1840791 | 1888803 | 1953640 | 1913769 | 1887799 | 2007282 | 2140009.5 | 2188514.5 | 2043247 | 1867396.5 | 2046074.5 | 2188833 | 2336798 | 2356489.5 | 2501862.5 | 2644008 | 2880939
Option 5 SG | DNSP Thermal Limit on CER CSA Area1 | DNSP Thermal Limit on CER | 4058521 | 4405183.5 | 4763085 | 4786732.5 | 5193442.5 | 5432514.5 | 5611960.5 | 5939722.5 | 6438271.5 | 6871720 | 7454754.5 | 7611644.5 | 7948118 | 8551593 | 8857903.5 | 9195341 | 9145202.5 | 9824093 | 10423354.5 | 10383243.5 | 10626202 | 10860228 | 10922492 | 11068583.5
Option 5 SG | DNSP Thermal Limit on CER GG Area1 | DNSP Thermal Limit on CER | 146741 | 167374.5 | 183189 | 201743.5 | 206140.5 | 219662.5 | 228800 | 240546 | 246212.5 | 249750 | 239697 | 239657.5 | 252228 | 278157.5 | 285427 | 275522.5 | 245044 | 268769 | 286841.5 | 311470 | 316452 | 338619 | 350133.5 | 373568.5
Option 5 SG | DNSP Thermal Limit on CER MEL Area1 | DNSP Thermal Limit on CER | 830632 | 955827.5 | 1079121 | 1045716 | 1207876 | 1265662.5 | 1306789 | 1388799 | 1424511.5 | 1392490.5 | 1400687 | 1441197 | 1521257 | 1594988 | 1621215 | 1586373 | 1422760.5 | 1572949.5 | 1697563 | 1619332 | 1851065.5 | 1948023 | 2049094 | 2239623
Option 5 SG | DNSP Thermal Limit on CER MEL Area2 | DNSP Thermal Limit on CER | 3802297 | 4430941.5 | 5057529.5 | 4938645 | 5765578.5 | 6087419 | 6313617 | 6730756.5 | 6911386 | 6769373.5 | 6841227 | 7047098 | 7458597 | 7813554.5 | 7961109 | 7810874.5 | 7054746 | 7792342 | 8414097 | 8027198.5 | 9213764.5 | 9691014 | 10271108 | 11273698.5
Option 5 SG | DNSP Thermal Limit on CER NNSW Area1 | DNSP Thermal Limit on CER | 2087141.5 | 2267354 | 2506405 | 2661767 | 2740577 | 2886751 | 2749951.5 | 3114695.5 | 3102438 | 3020767 | 3012644 | 3007685.5 | 3228185.5 | 3353522 | 3477136 | 3279319.5 | 3050856.5 | 3159822.5 | 3377853.5 | 3530170.5 | 3690722.5 | 3956956 | 3882495.5 | 4501117.5
Option 5 SG | DNSP Thermal Limit on CER NQ Area1 | DNSP Thermal Limit on CER | 1883364.5 | 2125903.5 | 2305369 | 2552931.5 | 2590058 | 2738570 | 2797940 | 2965609 | 3037702.5 | 3154479.5 | 3026682 | 3021042.5 | 3201093 | 3395661 | 3459017.5 | 3369797.5 | 3012392.5 | 3276711 | 3501173.5 | 3836798.5 | 3875394 | 4078327 | 4213104 | 4498267
Option 5 SG | DNSP Thermal Limit on CER NSA Area1 | DNSP Thermal Limit on CER | 160251 | 182468 | 202392.5 | 206834 | 221885.5 | 224039.5 | 231958 | 248493.5 | 275127 | 298297 | 301000.5 | 333941.5 | 351921.5 | 370748 | 376737 | 389403 | 390762 | 438104 | 454109.5 | 467376 | 476560 | 483851.5 | 492002.5 | 508436.5
Option 5 SG | DNSP Thermal Limit on CER SESA Area1 | DNSP Thermal Limit on CER | 188426 | 217125.5 | 243714 | 253991 | 271399 | 284903 | 300975 | 316928.5 | 341669.5 | 361594 | 376824.5 | 435744 | 453705 | 460275.5 | 493742.5 | 521852.5 | 519411.5 | 565525 | 619413.5 | 624916.5 | 631617.5 | 640799.5 | 624320 | 624980
Option 5 SG | DNSP Thermal Limit on CER SEV Area1 | DNSP Thermal Limit on CER | 572188.5 | 661610.5 | 761834.5 | 747892 | 876632 | 925822 | 969783.5 | 1051559 | 1070425.5 | 1083394.5 | 1125160 | 1180020.5 | 1284353.5 | 1413701.5 | 1484619 | 1494598.5 | 1416134.5 | 1556328.5 | 1664826 | 1627637 | 1866879.5 | 2037376 | 2143520.5 | 2335029.5
Option 5 SG | DNSP Thermal Limit on CER SNSW Area1 | DNSP Thermal Limit on CER | 1096816 | 1183820.5 | 1315163.5 | 1378489 | 1422610 | 1499159 | 1427918 | 1603113 | 1583131 | 1539695 | 1536614.5 | 1559989.5 | 1634471 | 1699697 | 1770586 | 1694532 | 1592634.5 | 1646938.5 | 1771393 | 1822981.5 | 1900643.5 | 2038352 | 1993983 | 2286862.5
Option 5 SG | DNSP Thermal Limit on CER SNSW Area2 | DNSP Thermal Limit on CER | 947063.5 | 1020322.5 | 1134315.5 | 1186257.5 | 1218252.5 | 1278961.5 | 1206960 | 1361960.5 | 1338381.5 | 1296959.5 | 1284479.5 | 1301901.5 | 1364487 | 1429745.5 | 1494152.5 | 1422192 | 1322896.5 | 1370122.5 | 1484853.5 | 1537984.5 | 1604644 | 1728196 | 1687043 | 1960587.5
Option 5 SG | DNSP Thermal Limit on CER SNW Area1 | DNSP Thermal Limit on CER | 4044298.5 | 4485649 | 5035420.5 | 5425511.5 | 5462178 | 5891716 | 5631216 | 6331086.5 | 6325302.5 | 6136798 | 6157772 | 6050871 | 6478623 | 6907454 | 7166756 | 6756788.5 | 6370297.5 | 6766598 | 7221241 | 7708348.5 | 7832610.5 | 8623782.5 | 8551344 | 9829161.5
Option 5 SG | DNSP Thermal Limit on CER SNW Area2 | DNSP Thermal Limit on CER | 4520837 | 4967377.5 | 5526742.5 | 5909610 | 5919817 | 6364927 | 6065748 | 6799640.5 | 6772081 | 6552407.5 | 6554658.5 | 6419771.5 | 6853331.5 | 7289920.5 | 7534531.5 | 7072296 | 6633351 | 7009345.5 | 7480903 | 7929685 | 8010170.5 | 8763385.5 | 8606898 | 9850454.5
Option 5 SG | DNSP Thermal Limit on CER SQ Area1 | DNSP Thermal Limit on CER | 9269194 | 10523721 | 11654118 | 12563620 | 12954933.5 | 13640483 | 14178933 | 14657488 | 15007366 | 15564268 | 14822995.5 | 14862536 | 15628937.5 | 16746955 | 17129212 | 16856884.5 | 14694349 | 16216674.5 | 17653343 | 18737761.5 | 19158227 | 20104193.5 | 21210087 | 22136364
Option 5 SG | DNSP Thermal Limit on CER TAS Area1 | DNSP Thermal Limit on CER | 546801 | 614235.5 | 682320 | 672538.5 | 738541.5 | 784280.5 | 786662 | 816334.5 | 824276.5 | 821839.5 | 818101.5 | 818196 | 856062 | 889888 | 896858.5 | 868922 | 850158 | 888495 | 912420 | 877278.5 | 950314 | 1047181.5 | 1097473.5 | 1186880.5
Option 5 SG | DNSP Thermal Limit on CER WNV Area1 | DNSP Thermal Limit on CER | 355142.5 | 409038 | 458002 | 455272.5 | 535771 | 552974 | 567974 | 604839.5 | 624552.5 | 613482 | 619067.5 | 629262.5 | 676497 | 698700.5 | 709118 | 706402.5 | 608480 | 676199.5 | 724321.5 | 717429.5 | 823939.5 | 865039 | 904753 | 977816.5
Option 5 SG | DNSP Thermal Limit on CER WNV Area2 | DNSP Thermal Limit on CER | 1330136 | 1536806 | 1732654 | 1738761 | 2057070.5 | 2140660 | 2209844 | 2361547 | 2434758 | 2411497.5 | 2454597.5 | 2506089.5 | 2709385 | 2832084 | 2887008 | 2884996.5 | 2521795.5 | 2783706 | 2976962.5 | 2941131.5 | 3413042 | 3599560 | 3778845 | 4102767
Option 5 SG | DNSP Thermal Limit on Distributed Resources CNSW Area1 | DNSP Thermal Limit on Distributed Resources | 5676480 | 5692032 | 5676480 | 5676480 | 5676480 | 5692032 | 5676480 | 5676480 | 5676480 | 5692032 | 5676480 | 5676480 | 5676480 | 5692032 | 5676480 | 5676480 | 5676480 | 5692032 | 5676480 | 5676480 | 5676480 | 5692032 | 5676480 | 5676480
Option 5 SG | DNSP Thermal Limit on Distributed Resources CQ Area1 | DNSP Thermal Limit on Distributed Resources | 0 | 0 | 0 | 0 | 0 | 9003600 | 8979000 | 8979000 | 8979000 | 9003600 | 8979000 | 8979000 | 8979000 | 9003600 | 8979000 | 8979000 | 8979000 | 9003600 | 8979000 | 8979000 | 8979000 | 9003600 | 8979000 | 8979000
Option 5 SG | DNSP Thermal Limit on Distributed Resources CSA Area1 | DNSP Thermal Limit on Distributed Resources | 0 | 0 | 0 | 0 | 0 | 65352960 | 65174400 | 65174400 | 65174400 | 65352960 | 65174400 | 65174400 | 65174400 | 65352960 | 65174400 | 65174400 | 65174400 | 65352960 | 65174400 | 65174400 | 65174400 | 65352960 | 65174400 | 65174400
Option 5 SG | DNSP Thermal Limit on Distributed Resources GG Area1 | DNSP Thermal Limit on Distributed Resources | 0 | 0 | 0 | 0 | 0 | 1036512 | 1033680 | 1033680 | 1033680 | 1036512 | 1033680 | 1033680 | 1033680 | 1036512 | 1033680 | 1033680 | 1033680 | 1036512 | 1033680 | 1033680 | 1033680 | 1036512 | 1033680 | 1033680
Option 5 SG | DNSP Thermal Limit on Distributed Resources MEL Area1 | DNSP Thermal Limit on Distributed Resources | 15978240 | 16022016 | 15978240 | 15978240 | 15978240 | 16022016 | 15978240 | 15978240 | 15978240 | 16022016 | 15978240 | 15978240 | 15978240 | 16022016 | 15978240 | 15978240 | 15978240 | 16022016 | 15978240 | 15978240 | 15978240 | 16022016 | 15978240 | 15978240
Option 5 SG | DNSP Thermal Limit on Distributed Resources MEL Area2 | DNSP Thermal Limit on Distributed Resources | 182768640 | 183269376 | 182768640 | 182768640 | 182768640 | 183269376 | 182768640 | 182768640 | 182768640 | 183269376 | 182768640 | 182768640 | 182768640 | 183269376 | 182768640 | 182768640 | 182768640 | 183269376 | 182768640 | 182768640 | 182768640 | 183269376 | 182768640 | 182768640
Option 5 SG | DNSP Thermal Limit on Distributed Resources NNSW Area1 | DNSP Thermal Limit on Distributed Resources | 0 | 0 | 0 | 0 | 0 | 9196848 | 9171720 | 9171720 | 9171720 | 9196848 | 9171720 | 9171720 | 9171720 | 9196848 | 9171720 | 9171720 | 9171720 | 9196848 | 9171720 | 9171720 | 9171720 | 9196848 | 9171720 | 9171720
Option 5 SG | DNSP Thermal Limit on Distributed Resources NQ Area1 | DNSP Thermal Limit on Distributed Resources | 0 | 0 | 0 | 0 | 0 | 16961904 | 16915560 | 16915560 | 16915560 | 16961904 | 16915560 | 16915560 | 16915560 | 16961904 | 16915560 | 16915560 | 16915560 | 16961904 | 16915560 | 16915560 | 16915560 | 16961904 | 16915560 | 16915560
Option 5 SG | DNSP Thermal Limit on Distributed Resources NSA Area1 | DNSP Thermal Limit on Distributed Resources | 0 | 0 | 0 | 0 | 0 | 3048048 | 3039720 | 3039720 | 3039720 | 3048048 | 3039720 | 3039720 | 3039720 | 3048048 | 3039720 | 3039720 | 3039720 | 3048048 | 3039720 | 3039720 | 3039720 | 3048048 | 3039720 | 3039720
Option 5 SG | DNSP Thermal Limit on Distributed Resources SESA Area1 | DNSP Thermal Limit on Distributed Resources | 0 | 0 | 0 | 0 | 0 | 4488624 | 4476360 | 4476360 | 4476360 | 4488624 | 4476360 | 4476360 | 4476360 | 4488624 | 4476360 | 4476360 | 4476360 | 4488624 | 4476360 | 4476360 | 4476360 | 4488624 | 4476360 | 4476360
Option 5 SG | DNSP Thermal Limit on Distributed Resources SEV Area1 | DNSP Thermal Limit on Distributed Resources | 0 | 0 | 0 | 0 | 0 | 7211664 | 7191960 | 7191960 | 7191960 | 7211664 | 7191960 | 7191960 | 7191960 | 7211664 | 7191960 | 7191960 | 7191960 | 7211664 | 7191960 | 7191960 | 7191960 | 7211664 | 7191960 | 7191960
Option 5 SG | DNSP Thermal Limit on Distributed Resources SNSW Area1 | DNSP Thermal Limit on Distributed Resources | 0 | 0 | 0 | 0 | 0 | 7009632 | 6990480 | 6990480 | 6990480 | 7009632 | 6990480 | 6990480 | 6990480 | 7009632 | 6990480 | 6990480 | 6990480 | 7009632 | 6990480 | 6990480 | 6990480 | 7009632 | 6990480 | 6990480
Option 5 SG | DNSP Thermal Limit on Distributed Resources SNSW Area2 | DNSP Thermal Limit on Distributed Resources | 0 | 0 | 0 | 0 | 0 | 8081280 | 8059200 | 8059200 | 8059200 | 8081280 | 8059200 | 8059200 | 8059200 | 8081280 | 8059200 | 8059200 | 8059200 | 8081280 | 8059200 | 8059200 | 8059200 | 8081280 | 8059200 | 8059200
Option 5 SG | DNSP Thermal Limit on Distributed Resources SNW Area1 | DNSP Thermal Limit on Distributed Resources | 27366240 | 27441216 | 27366240 | 27366240 | 27366240 | 27441216 | 27366240 | 27366240 | 27366240 | 27441216 | 27366240 | 27366240 | 27366240 | 27441216 | 27366240 | 27366240 | 27366240 | 27441216 | 27366240 | 27366240 | 27366240 | 27441216 | 27366240 | 27366240
Option 5 SG | DNSP Thermal Limit on Distributed Resources SNW Area2 | DNSP Thermal Limit on Distributed Resources | 59734440 | 59898096 | 59734440 | 59734440 | 59734440 | 59898096 | 59734440 | 59734440 | 59734440 | 59898096 | 59734440 | 59734440 | 59734440 | 59898096 | 59734440 | 59734440 | 59734440 | 59898096 | 59734440 | 59734440 | 59734440 | 59898096 | 59734440 | 59734440
Option 5 SG | DNSP Thermal Limit on Distributed Resources SQ Area1 | DNSP Thermal Limit on Distributed Resources | 0 | 0 | 0 | 0 | 0 | 51158016 | 51018240 | 51018240 | 51018240 | 51158016 | 51018240 | 51018240 | 51018240 | 51158016 | 51018240 | 51018240 | 51018240 | 51158016 | 51018240 | 51018240 | 51018240 | 51158016 | 51018240 | 51018240
Option 5 SG | DNSP Thermal Limit on Distributed Resources TAS Area1 | DNSP Thermal Limit on Distributed Resources | 3468960 | 3478464 | 3468960 | 3468960 | 3468960 | 3478464 | 3468960 | 3468960 | 3468960 | 3478464 | 3468960 | 3468960 | 3468960 | 3478464 | 3468960 | 3468960 | 3468960 | 3478464 | 3468960 | 3468960 | 3468960 | 3478464 | 3468960 | 3468960
Option 5 SG | DNSP Thermal Limit on Distributed Resources WNV Area1 | DNSP Thermal Limit on Distributed Resources | 0 | 0 | 0 | 0 | 0 | 3469680 | 3460200 | 3460200 | 3460200 | 3469680 | 3460200 | 3460200 | 3460200 | 3469680 | 3460200 | 3460200 | 3460200 | 3469680 | 3460200 | 3460200 | 3460200 | 3469680 | 3460200 | 3460200
Option 5 SG | DNSP Thermal Limit on Distributed Resources WNV Area2 | DNSP Thermal Limit on Distributed Resources | 0 | 0 | 0 | 0 | 0 | 53441856 | 53295840 | 53295840 | 53295840 | 53441856 | 53295840 | 53295840 | 53295840 | 53441856 | 53295840 | 53295840 | 53295840 | 53441856 | 53295840 | 53295840 | 53295840 | 53441856 | 53295840 | 53295840
Option 5 SG | Daily H2 Limit NSW | H2 Infrastructure Limitations | 0 | 0 | 0 | 0 | 0 | 0 | 0 | 0 | 0 | 0 | 0 | 0 | 0 | 0 | 0 | 0 | 0 | 0 | 0 | 0 | 0 | 0 | 0 | 0
Option 5 SG | Daily H2 Limit QLD | H2 Infrastructure Limitations | 0 | 0 | 0 | 0 | 0 | 0 | 0 | 0 | 0 | 0 | 0 | 0 | 0 | 0 | 0 | 0 | 0 | 0 | 0 | 0 | 0 | 0 | 0 | 0
Option 5 SG | Daily H2 Limit SA | H2 Infrastructure Limitations | 0 | 0 | 0 | 0 | 0 | 0 | 0 | 0 | 0 | 0 | 0 | 0 | 0 | 0 | 0 | 0 | 0 | 0 | 0 | 0 | 0 | 0 | 0 | 0
Option 5 SG | Daily H2 Limit TAS | H2 Infrastructure Limitations | 0 | 0 | 0 | 0 | 0 | 0 | 0 | 0 | 0 | 0 | 0 | 0 | 0 | 0 | 0 | 0 | 0 | 0 | 0 | 0 | 0 | 0 | 0 | 0
Option 5 SG | Daily H2 Limit VIC | H2 Infrastructure Limitations | 0 | 0 | 0 | 0 | 0 | 0 | 0 | 0 | 0 | 0 | 0 | 0 | 0 | 0 | 0 | 0 | 0 | 0 | 0 | 0 | 0 | 0 | 0 | 0
Option 5 SG | ExportGroup_CNSW1 | Group Network Export Constraints | 7139400 | 7158960 | 7139400 | 7139400 | 7139400 | 7158960 | 7139400 | 7139400 | 7139400 | 7158960 | 7139400 | 7139400 | 7139400 | 7158960 | 7139400 | 7139400 | 7139400 | 7158960 | 7139400 | 7139400 | 7139400 | 7158960 | 7139400 | 7139400
Option 5 SG | ExportGroup_CQ1 | Group Network Export Constraints | 16792320 | 16833120 | 16792320 | 16792320 | 16792320 | 16833120 | 16792320 | 16792320 | 16792320 | 16833120 | 16792320 | 16792320 | 16792320 | 16833120 | 16792320 | 16792320 | 16792320 | 16833120 | 16792320 | 16792320 | 16792320 | 16833120 | 16792320 | 16792320
Option 5 SG | ExportGroup_MN1 | Group Network Export Constraints | 15460080 | 15499200 | 15460080 | 15460080 | 15460080 | 15499200 | 15460080 | 15460080 | 15460080 | 15499200 | 15460080 | 15460080 | 15460080 | 15499200 | 15460080 | 15460080 | 15460080 | 15499200 | 15460080 | 15460080 | 15460080 | 15499200 | 15460080 | 15460080
Option 5 SG | ExportGroup_NET1 | Group Network Export Constraints | 14016000 | 14054400 | 14016000 | 14016000 | 14016000 | 14054400 | 14016000 | 14016000 | 14016000 | 14054400 | 14016000 | 14016000 | 14016000 | 14054400 | 14016000 | 14016000 | 14016000 | 14054400 | 14016000 | 14016000 | 14016000 | 14054400 | 14016000 | 14016000
Option 5 SG | ExportGroup_NQ1 | Group Network Export Constraints | 22380480 | 22438560 | 22380480 | 22380480 | 22380480 | 22438560 | 22380480 | 22380480 | 22380480 | 22438560 | 22380480 | 22380480 | 22380480 | 22438560 | 22380480 | 22380480 | 22380480 | 22438560 | 22380480 | 22380480 | 22380480 | 22438560 | 22380480 | 22380480
Option 5 SG | ExportGroup_NSA1 | Group Network Export Constraints | 5124600 | 5138640 | 5124600 | 5124600 | 5124600 | 5138640 | 5124600 | 5124600 | 5124600 | 5138640 | 5124600 | 5124600 | 5124600 | 5138640 | 5124600 | 5124600 | 5124600 | 5138640 | 5124600 | 5124600 | 5124600 | 5138640 | 5124600 | 5124600
Option 5 SG | ExportGroup_SEVIC1 | Group Network Export Constraints | 0 | 0 | 0 | 0 | 0 | 36892800 | 36792000 | 36792000 | 36792000 | 36892800 | 36792000 | 36792000 | 36792000 | 36892800 | 36792000 | 36792000 | 36792000 | 36892800 | 36792000 | 36792000 | 36792000 | 36892800 | 36792000 | 36792000
Option 5 SG | ExportGroup_SQ1 | Group Network Export Constraints | 12264000 | 12297600 | 12264000 | 12264000 | 12264000 | 12297600 | 12264000 | 12264000 | 12264000 | 12297600 | 12264000 | 12264000 | 12264000 | 12297600 | 12264000 | 12264000 | 12264000 | 12297600 | 12264000 | 12264000 | 12264000 | 12297600 | 12264000 | 12264000
Option 5 SG | ExportGroup_SWNSW1 | Group Network Export Constraints | 10512000 | 10540800 | 10512000 | 10512000 | 10512000 | 10540800 | 10512000 | 10512000 | 10512000 | 10540800 | 10512000 | 10512000 | 10512000 | 10540800 | 10512000 | 10512000 | 10512000 | 10540800 | 10512000 | 10512000 | 10512000 | 10540800 | 10512000 | 10512000
Option 5 SG | ExportGroup_SWNSW2 | Group Network Export Constraints | 0 | 0 | 0 | 0 | 0 | 22598400 | 38544000 | 38544000 | 38544000 | 38649600 | 38544000 | 38544000 | 38544000 | 38649600 | 38544000 | 38544000 | 38544000 | 38649600 | 38544000 | 38544000 | 38544000 | 38649600 | 38544000 | 38544000
Option 5 SG | ExportGroup_SWQLD1 | Group Network Export Constraints | 26280000 | 26352000 | 26280000 | 26280000 | 26280000 | 26352000 | 26280000 | 26280000 | 26280000 | 26352000 | 26280000 | 26280000 | 26280000 | 26352000 | 26280000 | 26280000 | 26280000 | 26352000 | 26280000 | 26280000 | 26280000 | 26352000 | 26280000 | 26280000
Option 5 SG | ExportGroup_SWV1 | Group Network Export Constraints | 21856200 | 21916080 | 21856200 | 21856200 | 21856200 | 21916080 | 21856200 | 21856200 | 21856200 | 21916080 | 21856200 | 21856200 | 21856200 | 21916080 | 21856200 | 21856200 | 21856200 | 21916080 | 21856200 | 21856200 | 21856200 | 21916080 | 21856200 | 21856200
Option 5 SG | ExportGroup_WNV1 | Group Network Export Constraints | 23802480 | 23851440 | 23802480 | 23802480 | 23802480 | 10851480 | 23802480 | 23802480 | 23802480 | 23851440 | 23802480 | 23802480 | 23802480 | 23851440 | 23802480 | 23802480 | 23802480 | 23851440 | 23802480 | 23802480 | 23802480 | 23851440 | 23802480 | 23802480
Option 5 SG | ExportGroup_WV1 | Group Network Export Constraints | 7860000 | 7878720 | 7860000 | 7860000 | 7860000 | 7878720 | 7860000 | 7860000 | 7860000 | 7878720 | 7860000 | 7860000 | 7860000 | 7878720 | 7860000 | 7860000 | 7860000 | 7878720 | 7860000 | 7860000 | 7860000 | 7878720 | 7860000 | 7860000
Option 5 SG | ExportLimit_DN2_Yass | Distribution REZ Export Constraints | 0 | 0 | 0 | 0 | 0 | 0 | 0 | 0 | 0 | 0 | 0 | 0 | 0 | 0 | 0 | 0 | 0 | 0 | 0 | 0 | 0 | 0 | 0 | 0
Option 5 SG | ExportLimit_DN3_Marulan | Distribution REZ Export Constraints | 0 | 0 | 0 | 0 | 0 | 0 | 0 | 0 | 0 | 0 | 0 | 0 | 0 | 0 | 0 | 0 | 0 | 0 | 0 | 0 | 0 | 0 | 0 | 0
Option 5 SG | ExportLimit_N10_Hunter Coast | REZ Network Export Constraints | 49494000 | 49629600 | 49494000 | 49494000 | 49494000 | 49629600 | 49494000 | 49494000 | 49494000 | 49629600 | 49494000 | 49494000 | 49494000 | 49629600 | 49494000 | 49494000 | 49494000 | 49629600 | 49494000 | 49494000 | 49494000 | 49629600 | 49494000 | 49494000
Option 5 SG | ExportLimit_N11_Illawarra Coast | REZ Network Export Constraints | 8760000 | 8784000 | 8760000 | 8760000 | 8760000 | 8784000 | 8760000 | 8760000 | 8760000 | 8784000 | 8760000 | 8760000 | 8760000 | 8784000 | 8760000 | 8760000 | 8760000 | 8784000 | 8760000 | 8760000 | 8760000 | 8784000 | 8760000 | 8760000
Option 5 SG | ExportLimit_N12_Illawarra | REZ Network Export Constraints | 8760000 | 8784000 | 8760000 | 8760000 | 8760000 | 8784000 | 8760000 | 8760000 | 8760000 | 8784000 | 8760000 | 8760000 | 8760000 | 8784000 | 8760000 | 8760000 | 8760000 | 8784000 | 8760000 | 8760000 | 8760000 | 8784000 | 8760000 | 8760000
Option 5 SG | ExportLimit_N13_South Cobar | REZ Network Export Constraints | 995328 | 997872 | 995328 | 995328 | 995328 | 997872 | 995328 | 995328 | 995328 | 997872 | 995328 | 995328 | 995328 | 997872 | 995328 | 995328 | 995328 | 997872 | 995328 | 995328 | 995328 | 997872 | 995328 | 995328
Option 5 SG | ExportLimit_N1_North West NSW | REZ Network Export Constraints | 1497960 | 1502064 | 1497960 | 1497960 | 1497960 | 1502064 | 1497960 | 1497960 | 1497960 | 1502064 | 1497960 | 1497960 | 1497960 | 1502064 | 1497960 | 1497960 | 1497960 | 1502064 | 1497960 | 1497960 | 1497960 | 1502064 | 1497960 | 1497960
Option 5 SG | ExportLimit_N2_New England | REZ Network Export Constraints | 5054520 | 5068368 | 5054520 | 5054520 | 5054520 | 5068368 | 5054520 | 5054520 | 5054520 | 5068368 | 5054520 | 5054520 | 5054520 | 5068368 | 5054520 | 5054520 | 5054520 | 5068368 | 5054520 | 5054520 | 5054520 | 5068368 | 5054520 | 5054520
Option 5 SG | ExportLimit_N3_Central-West Orana | REZ Network Export Constraints | 7884000 | 7905600 | 7884000 | 7884000 | 7884000 | 7905600 | 7884000 | 7884000 | 7884000 | 7905600 | 7884000 | 7884000 | 7884000 | 7905600 | 7884000 | 7884000 | 7884000 | 7905600 | 7884000 | 7884000 | 7884000 | 7905600 | 7884000 | 7884000
Option 5 SG | ExportLimit_N4_Broken Hill | REZ Network Export Constraints | 2190000 | 2196000 | 2190000 | 2190000 | 2190000 | 2196000 | 2190000 | 2190000 | 2190000 | 2196000 | 2190000 | 2190000 | 2190000 | 2196000 | 2190000 | 2190000 | 2190000 | 2196000 | 2190000 | 2190000 | 2190000 | 2196000 | 2190000 | 2190000
Option 5 SG | ExportLimit_N5_South West NSW | REZ Network Export Constraints | 3942000 | 3952800 | 3942000 | 3942000 | 3942000 | 3952800 | 3942000 | 3942000 | 3942000 | 3952800 | 3942000 | 3942000 | 3942000 | 3952800 | 3942000 | 3942000 | 3942000 | 3952800 | 3942000 | 3942000 | 3942000 | 3952800 | 3942000 | 3942000
Option 5 SG | ExportLimit_N6_Wagga Wagga | REZ Network Export Constraints | 9636000 | 9662400 | 9636000 | 9636000 | 9636000 | 9662400 | 9636000 | 9636000 | 9636000 | 9662400 | 9636000 | 9636000 | 9636000 | 9662400 | 9636000 | 9636000 | 9636000 | 9662400 | 9636000 | 9636000 | 9636000 | 9662400 | 9636000 | 9636000
Option 5 SG | ExportLimit_N7_Tumut | REZ Network Export Constraints | 0 | 0 | 0 | 0 | 0 | 0 | 0 | 0 | 0 | 0 | 0 | 0 | 0 | 0 | 0 | 0 | 0 | 0 | 0 | 0 | 0 | 0 | 0 | 0
Option 5 SG | ExportLimit_N8_Cooma-Monaro | REZ Network Export Constraints | 3066000 | 3074400 | 3066000 | 3066000 | 3066000 | 3074400 | 3066000 | 3066000 | 3066000 | 3074400 | 3066000 | 3066000 | 3066000 | 3074400 | 3066000 | 3066000 | 3066000 | 3074400 | 3066000 | 3066000 | 3066000 | 3074400 | 3066000 | 3066000
Option 5 SG | ExportLimit_N9_Hunter-Central Coast | REZ Network Export Constraints | 3504000 | 3513600 | 3504000 | 3504000 | 3504000 | 3513600 | 3504000 | 3504000 | 3504000 | 3513600 | 3504000 | 3504000 | 3504000 | 3513600 | 3504000 | 3504000 | 3504000 | 3513600 | 3504000 | 3504000 | 3504000 | 3513600 | 3504000 | 3504000
Option 5 SG | ExportLimit_Q1_Far North Qld | REZ Network Export Constraints | 6570000 | 6588000 | 6570000 | 6570000 | 6570000 | 6588000 | 6570000 | 6570000 | 6570000 | 6588000 | 6570000 | 6570000 | 6570000 | 6588000 | 6570000 | 6570000 | 6570000 | 6588000 | 6570000 | 6570000 | 6570000 | 6588000 | 6570000 | 6570000
Option 5 SG | ExportLimit_Q2_North Qld Clean Energy Hub | REZ Network Export Constraints | 6132000 | 6148800 | 6132000 | 6132000 | 6132000 | 6148800 | 6132000 | 6132000 | 6132000 | 6148800 | 6132000 | 6132000 | 6132000 | 6148800 | 6132000 | 6132000 | 6132000 | 6148800 | 6132000 | 6132000 | 6132000 | 6148800 | 6132000 | 6132000
Option 5 SG | ExportLimit_Q5_Barcaldine | REZ Network Export Constraints | 744600 | 746640 | 744600 | 744600 | 744600 | 746640 | 744600 | 744600 | 744600 | 746640 | 744600 | 744600 | 744600 | 746640 | 744600 | 744600 | 744600 | 746640 | 744600 | 744600 | 744600 | 746640 | 744600 | 744600
Option 5 SG | ExportLimit_Q9_Banana | REZ Network Export Constraints | 1314000 | 1317600 | 1314000 | 1314000 | 1314000 | 1317600 | 1314000 | 1314000 | 1314000 | 1317600 | 1314000 | 1314000 | 1314000 | 1317600 | 1314000 | 1314000 | 1314000 | 1317600 | 1314000 | 1314000 | 1314000 | 1317600 | 1314000 | 1314000
Option 5 SG | ExportLimit_S2_Riverland | REZ Network Export Constraints | 1138800 | 1141920 | 1138800 | 1138800 | 1138800 | 1141920 | 1138800 | 1138800 | 1138800 | 1141920 | 1138800 | 1138800 | 1138800 | 1141920 | 1138800 | 1138800 | 1138800 | 1141920 | 1138800 | 1138800 | 1138800 | 1141920 | 1138800 | 1138800
Option 5 SG | ExportLimit_S4_Yorke Peninsula | REZ Network Export Constraints | 876000 | 878400 | 876000 | 876000 | 876000 | 878400 | 876000 | 876000 | 876000 | 878400 | 876000 | 876000 | 876000 | 878400 | 876000 | 876000 | 876000 | 878400 | 876000 | 876000 | 876000 | 878400 | 876000 | 876000
Option 5 SG | ExportLimit_S6_Roxby Downs | REZ Network Export Constraints | 4380000 | 4392000 | 4380000 | 4380000 | 4380000 | 4392000 | 4380000 | 4380000 | 4380000 | 4392000 | 4380000 | 4380000 | 4380000 | 4392000 | 4380000 | 4380000 | 4380000 | 4392000 | 4380000 | 4380000 | 4380000 | 4392000 | 4380000 | 4380000
Option 5 SG | ExportLimit_S7_Eastern Eyre Peninsula | REZ Network Export Constraints | 2628000 | 2635200 | 2628000 | 2628000 | 2628000 | 2635200 | 2628000 | 2628000 | 2628000 | 2635200 | 2628000 | 2628000 | 2628000 | 2635200 | 2628000 | 2628000 | 2628000 | 2635200 | 2628000 | 2628000 | 2628000 | 2635200 | 2628000 | 2628000
Option 5 SG | ExportLimit_S8_Western Eyre Peninsula | REZ Network Export Constraints | 0 | 0 | 0 | 0 | 0 | 0 | 0 | 0 | 0 | 0 | 0 | 0 | 0 | 0 | 0 | 0 | 0 | 0 | 0 | 0 | 0 | 0 | 0 | 0
Option 5 SG | ExportLimit_T1_North East Tasmania | REZ Network Export Constraints | 3504000 | 3513600 | 3504000 | 3504000 | 3504000 | 3513600 | 3504000 | 3504000 | 3504000 | 3513600 | 3504000 | 3504000 | 3504000 | 3513600 | 3504000 | 3504000 | 3504000 | 3513600 | 3504000 | 3504000 | 3504000 | 3513600 | 3504000 | 3504000
Option 5 SG | ExportLimit_T2_North West Tasmania | REZ Network Export Constraints | 1337520 | 1344168 | 1337520 | 1337520 | 1337520 | 1344168 | 1337520 | 1337520 | 1337520 | 1344168 | 1337520 | 1337520 | 1337520 | 1344168 | 1337520 | 1337520 | 1337520 | 1344168 | 1337520 | 1337520 | 1337520 | 1344168 | 1337520 | 1337520
Option 5 SG | ExportLimit_T3_Central Highlands | REZ Network Export Constraints | 7080120 | 7096968 | 7080120 | 7080120 | 7080120 | 7096968 | 7080120 | 7080120 | 7080120 | 7096968 | 7080120 | 7080120 | 7080120 | 7096968 | 7080120 | 7080120 | 7080120 | 7096968 | 7080120 | 7080120 | 7080120 | 7096968 | 7080120 | 7080120
Option 5 SG | ExportLimit_V1_North West VIC | REZ Network Export Constraints | 4932960 | 4943520 | 4932960 | 4932960 | 4932960 | 4943520 | 4932960 | 4932960 | 4932960 | 4943520 | 4932960 | 4932960 | 4932960 | 4943520 | 4932960 | 4932960 | 4932960 | 4943520 | 4932960 | 4932960 | 4932960 | 4943520 | 4932960 | 4932960
Option 5 SG | ExportLimit_V2_Central Highlands VIC | REZ Network Export Constraints | 6283200 | 6297600 | 6283200 | 6283200 | 6283200 | 6297600 | 6283200 | 6283200 | 6283200 | 6297600 | 6283200 | 6283200 | 6283200 | 6297600 | 6283200 | 6283200 | 6283200 | 6297600 | 6283200 | 6283200 | 6283200 | 6297600 | 6283200 | 6283200
Option 5 SG | ExportLimit_V7_Central North VIC | REZ Network Export Constraints | 9032400 | 9048000 | 9032400 | 9032400 | 9032400 | 9048000 | 9032400 | 9032400 | 9032400 | 9048000 | 9032400 | 9032400 | 9032400 | 9048000 | 9032400 | 9032400 | 9032400 | 9048000 | 9032400 | 9032400 | 9032400 | 9048000 | 9032400 | 9032400
Option 5 SG | ExportLimit_V8_Gippsland Offshore | REZ Network Export Constraints | 0 | 0 | 0 | 0 | 0 | 0 | 0 | 0 | 0 | 0 | 0 | 0 | 0 | 0 | 0 | 0 | 0 | 0 | 0 | 0 | 0 | 0 | 0 | 0
Option 5 SG | Gas Zone Daily Offtake Limit Colongra | Gas Infrastructure Limitations by Gas Zone | 14724.1 | 14764.44 | 14724.1 | 14724.1 | 14724.1 | 14764.44 | 14724.1 | 14724.1 | 14724.1 | 14764.44 | 14724.1 | 14724.1 | 14724.1 | 14764.44 | 14724.1 | 14724.1 | 14724.1 | 14764.44 | 14724.1 | 14724.1 | 14724.1 | 14764.44 | 14724.1 | 14724.1
Option 5 SG | Gas Zone Daily Offtake Limit Gippsland | Gas Infrastructure Limitations by Gas Zone | 263742.04 | 355488.14 | 305342.77 | 286950.1 | 281144.82 | 240333.84 | 242749.92 | 241663.94 | 220066.8 | 214266.7 | 204259.2 | 194557.67 | 185478.37 | 180238.37 | 195130.16 | 253184.85 | 265251.73 | 267153.98 | 297450.36 | 297450.36 | 297450.36 | 298334.94 | 297450.36 | 297450.36
Option 5 SG | Gas Zone Daily Offtake Limit Gladstone | Gas Infrastructure Limitations by Gas Zone | 9362.21 | 17742.19 | 26774.54 | 41458.25 | 56680.17 | 57855.87 | 58026.13 | 58056.51 | 58038.35 | 58060.12 | 57825.31 | 58147.93 | 58080.6 | 58141.28 | 57962.24 | 58156.11 | 58142.25 | 58174.72 | 58100.5 | 58100.5 | 58100.5 | 58251.86 | 58100.5 | 58100.5
Option 5 SG | Gas Zone Daily Offtake Limit Kurri Kurri | Gas Infrastructure Limitations by Gas Zone | 21900 | 21960 | 21900 | 21900 | 21900 | 21960 | 21900 | 21900 | 21900 | 21960 | 21900 | 21900 | 21900 | 21960 | 21900 | 21900 | 21900 | 21960 | 21900 | 21900 | 21900 | 21960 | 21900 | 21900
Option 5 SG | Gas Zone Daily Offtake Limit Laverton North | Gas Infrastructure Limitations by Gas Zone | 28935.7 | 29020.49 | 28564.83 | 29056.07 | 28354.44 | 29090.39 | 28782.91 | 28987.7 | 29060.19 | 28905.46 | 28395.52 | 28253.4 | 27311.42 | 27163.32 | 27563.49 | 27747.49 | 28786.11 | 28609.08 | 29080.66 | 29080.66 | 29080.66 | 29160.78 | 29080.66 | 29080.66
Option 5 SG | Gas Zone Daily Offtake Limit Melbourne | Gas Infrastructure Limitations by Gas Zone | 378609.16 | 474914.92 | 435424.73 | 421532.34 | 420506.32 | 385071.76 | 391393.04 | 393804.31 | 376378.98 | 374665.51 | 367868.1 | 383156.35 | 399424.43 | 397783.2 | 417746.11 | 477150.47 | 492522 | 499038.35 | 527866.41 | 527866.41 | 527866.41 | 529472.75 | 527866.41 | 527866.41
Option 5 SG | Gas Zone Daily Offtake Limit Moomba | Gas Infrastructure Limitations by Gas Zone | 251300.08 | 242723.42 | 234330.18 | 226584.46 | 219704.57 | 214906.76 | 239195.09 | 261517.5 | 253205.15 | 247971.09 | 242081.87 | 237631.99 | 234148.49 | 231919.8 | 229365.19 | 227048.1 | 225695.07 | 225131.67 | 223439.24 | 223439.24 | 223439.24 | 224072.66 | 223439.24 | 223439.24
Option 5 SG | Gas Zone Daily Offtake Limit NQGP | Gas Infrastructure Limitations by Gas Zone | 5651.93 | 5678.26 | 5830.68 | 46367.36 | 96700.4 | 109517.86 | 112490.43 | 112484.61 | 112273.2 | 112591.32 | 112455.3 | 112480.08 | 112276.8 | 112585.67 | 112489.45 | 107790.15 | 102802.81 | 103094.61 | 102688.43 | 102688.43 | 102688.43 | 102970.23 | 102688.43 | 102688.43
Option 5 SG | Gas Zone Daily Offtake Limit Newcastle | Gas Infrastructure Limitations by Gas Zone | 40150 | 40260 | 40150 | 40150 | 40150 | 40260 | 40150 | 40150 | 40150 | 40260 | 40150 | 40150 | 40150 | 40260 | 40150 | 40150 | 40150 | 40260 | 40150 | 40150 | 40150 | 40260 | 40150 | 40150
Option 5 SG | Gas Zone Daily Offtake Limit Northern | Gas Infrastructure Limitations by Gas Zone | 1506095.1 | 1505911.59 | 1505136.23 | 1555316.94 | 1588483.87 | 1535394.6 | 1448155.46 | 1380908.98 | 1329658.18 | 1271124.82 | 1240998.56 | 1250642.04 | 1256767.37 | 1229891.56 | 1166545.38 | 1106124.17 | 1039212.14 | 996872.81 | 980142.99 | 980142.99 | 980142.99 | 982831.65 | 980142.99 | 980142.99
Option 5 SG | Gas Zone Daily Offtake Limit Port Campbell | Gas Infrastructure Limitations by Gas Zone | 272830.36 | 272040.86 | 264461.57 | 257464.57 | 250747.91 | 242858.16 | 270680.25 | 300069.89 | 292212.66 | 288578.97 | 285502.72 | 418695.28 | 525048.92 | 495914.26 | 495520.02 | 494596.48 | 520901.29 | 550064.67 | 547375.95 | 547375.95 | 547375.95 | 548879.95 | 547375.95 | 547375.95
Option 5 SG | Gas Zone Daily Offtake Limit Southern | Gas Infrastructure Limitations by Gas Zone | 565631.12 | 659613.62 | 599995.32 | 574715.56 | 559714.44 | 509298.41 | 575335.65 | 625518.85 | 592810.2 | 585521.71 | 572137.9 | 692526.72 | 791764.61 | 761931.09 | 780534.42 | 838270.75 | 876625 | 913999.88 | 937267.53 | 937267.53 | 937267.53 | 940016.16 | 937267.53 | 937267.53
Option 5 SG | Gordon Min Gen | Hydro min release | 32.85 | 32.85 | 32.85 | 32.85 | 32.85 | 32.85 | 32.85 | 32.85 | 32.85 | 32.85 | 32.85 | 32.85 | 32.85 | 32.85 | 32.85 | 32.85 | 32.85 | 32.85 | 32.85 | 32.85 | 32.85 | 32.85 | 32.85 | 32.85
Option 5 SG | ImportGroup_N9_Hydrogen | Group Network Import Constraints | 8935200 | 8959680 | 8935200 | 8935200 | 8935200 | 8959680 | 8935200 | 8935200 | 8935200 | 8959680 | 8935200 | 8935200 | 8935200 | 8959680 | 8935200 | 8935200 | 8935200 | 8959680 | 8935200 | 8935200 | 8935200 | 8959680 | 8935200 | 8935200
Option 5 SG | ImportGroup_NSA1 | Group Network Import Constraints | 5168400 | 5182560 | 5168400 | 5168400 | 5168400 | 5182560 | 5168400 | 5168400 | 5168400 | 5182560 | 5168400 | 5168400 | 5168400 | 5182560 | 5168400 | 5168400 | 5168400 | 5182560 | 5168400 | 5168400 | 5168400 | 5182560 | 5168400 | 5168400
Option 5 SG | ImportGroup_Q1_Hydrogen | Group Network Import Constraints | 4292400 | 4304160 | 4292400 | 4292400 | 4292400 | 4304160 | 4292400 | 4292400 | 4292400 | 4304160 | 4292400 | 4292400 | 4292400 | 4304160 | 4292400 | 4292400 | 4292400 | 4304160 | 4292400 | 4292400 | 4292400 | 4304160 | 4292400 | 4292400
Option 5 SG | ImportGroup_Q4_Hydrogen | Group Network Import Constraints | 8409600 | 8432640 | 8409600 | 8409600 | 8409600 | 8432640 | 8409600 | 8409600 | 8409600 | 8432640 | 8409600 | 8409600 | 8409600 | 8432640 | 8409600 | 8409600 | 8409600 | 8432640 | 8409600 | 8409600 | 8409600 | 8432640 | 8409600 | 8409600
Option 5 SG | ImportGroup_Q7_Hydrogen | Group Network Import Constraints | 9198000 | 9223200 | 9198000 | 9198000 | 9198000 | 9223200 | 9198000 | 9198000 | 9198000 | 9223200 | 9198000 | 9198000 | 9198000 | 9223200 | 9198000 | 9198000 | 9198000 | 9223200 | 9198000 | 9198000 | 9198000 | 9223200 | 9198000 | 9198000
Option 5 SG | ImportLimit_N12_Illawarra | REZ Network Import Constraints | 8760000 | 8784000 | 8760000 | 8760000 | 8760000 | 8784000 | 8760000 | 8760000 | 8760000 | 8784000 | 8760000 | 8760000 | 8760000 | 8784000 | 8760000 | 8760000 | 8760000 | 8784000 | 8760000 | 8760000 | 8760000 | 8784000 | 8760000 | 8760000
Option 5 SG | ImportLimit_N1_North West NSW | REZ Network Import Constraints | 490560 | 491904 | 490560 | 490560 | 490560 | 491904 | 490560 | 490560 | 490560 | 491904 | 490560 | 490560 | 490560 | 491904 | 490560 | 490560 | 490560 | 491904 | 490560 | 490560 | 490560 | 491904 | 490560 | 490560
Option 5 SG | ImportLimit_N3_Central-West Orana | REZ Network Import Constraints | 7884000 | 7905600 | 7884000 | 7884000 | 7884000 | 7905600 | 7884000 | 7884000 | 7884000 | 7905600 | 7884000 | 7884000 | 7884000 | 7905600 | 7884000 | 7884000 | 7884000 | 7905600 | 7884000 | 7884000 | 7884000 | 7905600 | 7884000 | 7884000
Option 5 SG | ImportLimit_N8_Cooma-Monaro | REZ Network Import Constraints | 1182600 | 1185840 | 1182600 | 1182600 | 1182600 | 1185840 | 1182600 | 1182600 | 1182600 | 1185840 | 1182600 | 1182600 | 1182600 | 1185840 | 1182600 | 1182600 | 1182600 | 1185840 | 1182600 | 1182600 | 1182600 | 1185840 | 1182600 | 1182600
Option 5 SG | ImportLimit_Q1_Far North Qld | REZ Network Import Constraints | 805920 | 808128 | 805920 | 805920 | 805920 | 808128 | 805920 | 805920 | 805920 | 808128 | 805920 | 805920 | 805920 | 808128 | 805920 | 805920 | 805920 | 808128 | 805920 | 805920 | 805920 | 808128 | 805920 | 805920
Option 5 SG | ImportLimit_S3_Mid-North SA | REZ Network Import Constraints | 3924480 | 3935232 | 3924480 | 3924480 | 3924480 | 3935232 | 3924480 | 3924480 | 3924480 | 3935232 | 3924480 | 3924480 | 3924480 | 3935232 | 3924480 | 3924480 | 3924480 | 3935232 | 3924480 | 3924480 | 3924480 | 3935232 | 3924480 | 3924480
Option 5 SG | ImportLimit_S7_Eastern Eyre Peninsula | REZ Network Import Constraints | 1322760 | 1326384 | 1322760 | 1322760 | 1322760 | 1326384 | 1322760 | 1322760 | 1322760 | 1326384 | 1322760 | 1322760 | 1322760 | 1326384 | 1322760 | 1322760 | 1322760 | 1326384 | 1322760 | 1322760 | 1322760 | 1326384 | 1322760 | 1322760
Option 5 SG | ImportLimit_T1_North East Tasmania | REZ Network Import Constraints | 3942000 | 3952800 | 3942000 | 3942000 | 3942000 | 3952800 | 3942000 | 3942000 | 3942000 | 3952800 | 3942000 | 3942000 | 3942000 | 3952800 | 3942000 | 3942000 | 3942000 | 3952800 | 3942000 | 3942000 | 3942000 | 3952800 | 3942000 | 3942000
Option 5 SG | ImportLimit_T3_Central Highlands | REZ Network Import Constraints | 4818000 | 4831200 | 4818000 | 4818000 | 4818000 | 4831200 | 4818000 | 4818000 | 4818000 | 4831200 | 4818000 | 4818000 | 4818000 | 4831200 | 4818000 | 4818000 | 4818000 | 4831200 | 4818000 | 4818000 | 4818000 | 4831200 | 4818000 | 4818000
Option 5 SG | ImportLimit_V1_North West VIC | REZ Network Import Constraints | 3241200 | 3250080 | 3241200 | 3241200 | 3241200 | 3250080 | 3241200 | 3241200 | 3241200 | 3250080 | 3241200 | 3241200 | 3241200 | 3250080 | 3241200 | 3241200 | 3241200 | 3250080 | 3241200 | 3241200 | 3241200 | 3250080 | 3241200 | 3241200
Option 5 SG | ImportLimit_V5_South West VIC | REZ Network Import Constraints | 27856800 | 27933120 | 27856800 | 27856800 | 27856800 | 27933120 | 27856800 | 27856800 | 27856800 | 27933120 | 27856800 | 27856800 | 27856800 | 27933120 | 27856800 | 27856800 | 27856800 | 27933120 | 27856800 | 27856800 | 27856800 | 27933120 | 27856800 | 27856800
Option 5 SG | ImportLimit_V7_Central North VIC | REZ Network Import Constraints | 4380000 | 4392000 | 4380000 | 4380000 | 4380000 | 4392000 | 4380000 | 4380000 | 4380000 | 4392000 | 4380000 | 4380000 | 4380000 | 4392000 | 4380000 | 4380000 | 4380000 | 4392000 | 4380000 | 4380000 | 4380000 | 4392000 | 4380000 | 4380000
Option 5 SG | Kareeya Min Gen | Hydro min release | 10.95 | 10.95 | 10.95 | 10.95 | 10.95 | 10.95 | 10.95 | 10.95 | 10.95 | 10.95 | 10.95 | 10.95 | 10.95 | 10.95 | 10.95 | 10.95 | 10.95 | 10.95 | 10.95 | 10.95 | 10.95 | 10.95 | 10.95 | 10.95
Option 5 SG | Liapootah Min Gen | Hydro min release | 43.8 | 43.8 | 43.8 | 43.8 | 43.8 | 43.8 | 43.8 | 43.8 | 43.8 | 43.8 | 43.8 | 43.8 | 43.8 | 43.8 | 43.8 | 43.8 | 43.8 | 43.8 | 43.8 | 43.8 | 43.8 | 43.8 | 43.8 | 43.8
Option 5 SG | N >> 11-0_17-0 | NetworkConstraints | 35222483.935 | 38958262.33 | 37404505.905 | 37277632.305 | 31559987.475 | 31860572.925 | 31926869.585 | 31610012.965 | 31730370.41 | 31946659.725 | 31943978.02 | 33102488.905 | 33257826.365 | 33457743.475 | 33419960.185 | 33545493.255 | 33528576.33 | 33773508.48 | 33923298.11 | 34067701.71 | 34150868.615 | 34374289.68 | 34382962.065 | 34571517.595
Option 5 SG | N >> 11-0_BAN_SCRK_1 | NetworkConstraints | 0 | 0 | 0 | 0 | 0 | 0 | 0 | 0 | 0 | 0 | 0 | 45548285.035 | 45748563.8 | 46014154.12 | 45957847.26 | 46119347.965 | 46097422.105 | 46420900.12 | 46606320.905 | 46792283.335 | 46899899.285 | 47195542.695 | 47199202.845 | 47442246.6
Option 5 SG | N >> 12-0_14-0_R | NetworkConstraints | 57286743.64 | 57335124.245 | 53750278.24 | 57649036.075 | 59691571.62 | 61026890.16 | 61657430.82 | 62355129.15 | 62953667.545 | 63767846.91 | 64011821.07 | 75072441.695 | 76048096.37 | 76949335.835 | 77070004.455 | 77853302.865 | 77745350.165 | 78927115.54 | 80224195.73 | 81127954.935 | 81656015.985 | 82701177.88 | 83114684.23 | 84298027.745
Option 5 SG | N >> 12-0_39-1_R | NetworkConstraints | 64574065.7 | 64788995.275 | 60206282.99 | 61717022.31 | 62798010.52 | 64250487.025 | 64944468.59 | 65446784.265 | 66093104.295 | 66967359.205 | 67235727.515 | 0 | 0 | 0 | 0 | 0 | 0 | 0 | 0 | 0 | 0 | 0 | 0 | 0
Option 5 SG | N >> 12-0_39/1_R | NetworkConstraints | 0 | 0 | 0 | 0 | 0 | 0 | 0 | 0 | 0 | 0 | 0 | 78975027.255 | 80023336.805 | 80987263.07 | 81121322.02 | 81962979.415 | 81846996.435 | 83112353.565 | 84510431.58 | 85481510.305 | 86048862.31 | 87167447.75 | 87616147.805 | 88887616.345
Option 5 SG | N >> 12-0_BAN_SCRK_1_R | NetworkConstraints | 0 | 0 | 0 | 0 | 0 | 0 | 0 | 0 | 0 | 0 | 0 | 81000740.74 | 82056124.94 | 83030530.635 | 83161612.165 | 84008815.16 | 83892007.155 | 85169820.315 | 86573406.65 | 87550953.545 | 88122284.565 | 89252297.475 | 89700164.47 | 90980192.715
Option 5 SG | N >> 16-0_8-0_R | NetworkConstraints | 34495360.54 | 44283840.775 | 43464462.355 | 43632555.36 | 38212007.545 | 38311453.805 | 38214872.8 | 37729711.115 | 37734182.405 | 37838088.415 | 37742092.005 | 43862725.8 | 43757916.42 | 43797046.69 | 43647819.29 | 43564146.4 | 43575884.985 | 43585090.43 | 43309617.725 | 43212822.53 | 43155583.47 | 43179583.855 | 42998810.85 | 42871772.42
Option 5 SG | N >> 16-0_BAN_SCRK_1_R | NetworkConstraints | 0 | 0 | 0 | 0 | 0 | 0 | 0 | 0 | 0 | 0 | 0 | 61835075.04 | 61783493.455 | 61908294.105 | 61729208.84 | 61688175.78 | 61693999.51 | 61804136.355 | 61562965.7 | 61515418.43 | 61487088.115 | 61604546.435 | 61409907.48 | 61347412.44
Option 5 SG | N >> 17-0_11-0 | NetworkConstraints | 36381387.23 | 41189569.415 | 39374554.005 | 38675084.315 | 31692548.435 | 31945904.665 | 31980099.855 | 31375923.01 | 31467542.38 | 31652070.005 | 31630369.275 | 32894322.26 | 33012318.555 | 33184732.47 | 33135299.075 | 33230914.415 | 33218148.54 | 33424866.91 | 33518002.765 | 33627855.04 | 33690744.435 | 33881198.21 | 33867000.695 | 34010277.385
Option 5 SG | N >> 17-0_BAN_SCRK_1 | NetworkConstraints | 0 | 0 | 0 | 0 | 0 | 0 | 0 | 0 | 0 | 0 | 0 | 47610136.965 | 47715566.04 | 47918216.375 | 47825414.495 | 47910893.055 | 47899504.845 | 48132824.6 | 48167427.745 | 48265609.395 | 48321747.61 | 48540550.48 | 48479221.26 | 48607248.405
Option 5 SG | N >> 18-0_5-0 | NetworkConstraints | 0 | 0 | 0 | 6443138.6435 | 9825536.372 | 9839284.346 | 9801010.8595 | 9867877.583 | 9848569.1455 | 9852065.205 | 9813577.9555 | 0 | 0 | 0 | 0 | 0 | 0 | 0 | 0 | 0 | 0 | 0 | 0 | 0
Option 5 SG | N >> 18-0_5-0_R | NetworkConstraints | 13214083.31 | 12451947.41 | 12170486.01 | 4181273.715 | 0 | 0 | 0 | 0 | 0 | 0 | 0 | 12021635.985 | 12045122.895 | 12093319.015 | 12069263.84 | 12088786.05 | 12086405.09 | 12141640.67 | 12146123.085 | 12168294.2 | 12180271.445 | 12232409.57 | 12215268.81 | 12243877.77
Option 5 SG | N >> 31-0_32-0 | NetworkConstraints | 73085913.66 | 81816752.22 | 79608335.225 | 89299131.905 | 84929758.22 | 85858849.115 | 86101439.99 | 86126960.08 | 86470489.365 | 87071773.205 | 87077525.48 | 0 | 0 | 0 | 0 | 0 | 0 | 0 | 0 | 0 | 0 | 0 | 0 | 0
Option 5 SG | N >> 32-0_31-0 | NetworkConstraints | 64042226.635 | 64963406.345 | 62578287.87 | 69922899.115 | 73898793.035 | 74826695.265 | 75109645.94 | 75120358.56 | 75475085.22 | 76063878.015 | 76101915.085 | 0 | 0 | 0 | 0 | 0 | 0 | 0 | 0 | 0 | 0 | 0 | 0 | 0
Option 5 SG | N >> 32/2_31-0 | NetworkConstraints | 0 | 0 | 0 | 0 | 0 | 0 | 0 | 0 | 0 | 0 | 0 | 80757419.49 | 81214692.735 | 81764611.535 | 81693865.495 | 82060762.895 | 82009960.875 | 82691341.715 | 83171622.55 | 83595019.13 | 83842853.955 | 84459974.66 | 84526615.995 | 85081136.265
Option 5 SG | N >> 32/2_38/2 | NetworkConstraints | 0 | 0 | 0 | 0 | 0 | 0 | 0 | 0 | 0 | 0 | 0 | 82577503.3 | 83085645.485 | 83677113.33 | 83618115.19 | 84025828.27 | 83969393.83 | 84706938.06 | 85260301.97 | 85730804.905 | 86006196.015 | 86672354 | 86766015.67 | 87382230.955
Option 5 SG | N >> 38/1_32/1_R | NetworkConstraints | 0 | 0 | 0 | 0 | 0 | 0 | 0 | 0 | 0 | 0 | 0 | 135469443.5 | 136688994.45 | 137922476.1 | 137966829.65 | 138945305.4 | 138810068.25 | 140393994.7 | 141908438.05 | 143037693.3 | 143698517.7 | 145111389.2 | 145521973.55 | 147000971.25
Option 5 SG | N >> 38/2_32/2 | NetworkConstraints | 0 | 0 | 0 | 0 | 0 | 0 | 0 | 0 | 0 | 0 | 0 | 84341695.08 | 85090712.62 | 85860138.255 | 85875543.69 | 86476527.36 | 86393416.59 | 87378120.78 | 88296314.38 | 88989873.67 | 89395748.365 | 90275332.365 | 90515704.13 | 91424050.87
Option 5 SG | N >> 39-1_11-0 | NetworkConstraints | 49291175.355 | 57079766.865 | 54297362.53 | 55192924.07 | 51715081.275 | 52482385.41 | 52773110.635 | 52819795.46 | 53156165.15 | 53662570.13 | 53751107.24 | 0 | 0 | 0 | 0 | 0 | 0 | 0 | 0 | 0 | 0 | 0 | 0 | 0
Option 5 SG | N >> 39-1_16-0 | NetworkConstraints | 49088732.045 | 56995000.315 | 54293081.115 | 55218248.02 | 51117276.45 | 51840758.415 | 52104308.025 | 52093897.16 | 52406809.9 | 52885597.145 | 52960140.425 | 0 | 0 | 0 | 0 | 0 | 0 | 0 | 0 | 0 | 0 | 0 | 0 | 0
Option 5 SG | N >> 39-1_17-0 | NetworkConstraints | 48529996.68 | 56256889.585 | 53355194.3 | 54293984.98 | 50982232.455 | 51716854.62 | 51988590.51 | 51862720.83 | 52179715.24 | 52662525.065 | 52740392.775 | 0 | 0 | 0 | 0 | 0 | 0 | 0 | 0 | 0 | 0 | 0 | 0 | 0
Option 5 SG | N >> 39-1_3W-0 | NetworkConstraints | 51997430.78 | 60558349.685 | 57712985.53 | 58635253.11 | 54054103.82 | 54830130.655 | 55115300.395 | 55135389.715 | 55469597.855 | 55979982.835 | 56060806.95 | 0 | 0 | 0 | 0 | 0 | 0 | 0 | 0 | 0 | 0 | 0 | 0 | 0
Option 5 SG | N >> 39-1_5A6-0 | NetworkConstraints | 50099205.005 | 58141576.385 | 55436881.66 | 56017829.44 | 51462409.5 | 52200027.245 | 52470609.205 | 52501644.405 | 52819253.815 | 53304013.37 | 53380749.975 | 0 | 0 | 0 | 0 | 0 | 0 | 0 | 0 | 0 | 0 | 0 | 0 | 0
Option 5 SG | N >> 39-1_8-0 | NetworkConstraints | 49205909.675 | 57145034.44 | 54466812.945 | 55391395.79 | 51260933.105 | 51985123.5 | 52248472.225 | 52253276.005 | 52566507.115 | 53046036.105 | 53120381.635 | 0 | 0 | 0 | 0 | 0 | 0 | 0 | 0 | 0 | 0 | 0 | 0 | 0
Option 5 SG | N >> 39-1_NIL | NetworkConstraints | 49979899.19 | 50121892.48 | 47295513.73 | 47995538.845 | 51817939 | 52593805.085 | 52890808 | 52928083.975 | 53266070.035 | 53773105.59 | 53863731.05 | 0 | 0 | 0 | 0 | 0 | 0 | 0 | 0 | 0 | 0 | 0 | 0 | 0
Option 5 SG | N >> 39/1_11-0 | NetworkConstraints | 0 | 0 | 0 | 0 | 0 | 0 | 0 | 0 | 0 | 0 | 0 | 72825233.985 | 73332955.5 | 73892970.295 | 73864243.72 | 74272595.55 | 74216654.14 | 74922967.925 | 75506666.28 | 75977428.645 | 76251422.865 | 76886854.71 | 77010371.72 | 77626305.48
Option 5 SG | N >> 39/1_16-0 | NetworkConstraints | 0 | 0 | 0 | 0 | 0 | 0 | 0 | 0 | 0 | 0 | 0 | 71592684.355 | 72059614.34 | 72586979.075 | 72548246.505 | 72923750.865 | 72872289.155 | 73534182.32 | 74058655.765 | 74491571.35 | 74743597.605 | 75340289.955 | 75441579.255 | 76008019.98
Option 5 SG | N >> 39/1_17-0 | NetworkConstraints | 0 | 0 | 0 | 0 | 0 | 0 | 0 | 0 | 0 | 0 | 0 | 72415551.885 | 72903710.14 | 73448521.825 | 73414503.135 | 73807155.995 | 73753380.575 | 74438869.325 | 74993688.92 | 75446334.33 | 75709732.815 | 76327080.485 | 76439431.585 | 77031639.905
Option 5 SG | N >> 39/1_5A6-0 | NetworkConstraints | 0 | 0 | 0 | 0 | 0 | 0 | 0 | 0 | 0 | 0 | 0 | 74907015.475 | 75396976.01 | 75949812.995 | 75909757.435 | 76303708.445 | 76249688.25 | 76943655.88 | 77494566.015 | 77948788.64 | 78213324.235 | 78838858.715 | 78945742.64 | 79540109.54
Option 5 SG | N >> 39/1_8-0 | NetworkConstraints | 0 | 0 | 0 | 0 | 0 | 0 | 0 | 0 | 0 | 0 | 0 | 71678815.845 | 72144556.64 | 72671298.905 | 72631950.68 | 73006487.2 | 72955152.66 | 73616076.105 | 74138494.745 | 74570299.59 | 74821696.055 | 75417582.395 | 75517901.16 | 76082896.37
Option 5 SG | N >> 39/1_BAN_SCRK_1 | NetworkConstraints | 0 | 0 | 0 | 0 | 0 | 0 | 0 | 0 | 0 | 0 | 0 | 70195959.25 | 70697931.97 | 71246951.74 | 71223413.625 | 71626838.875 | 71571431.205 | 72264962.715 | 72846817.02 | 73312060.885 | 73583286.96 | 74206652.015 | 74333695.31 | 74942599.955
Option 5 SG | N >> 39/1_NIL | NetworkConstraints | 0 | 0 | 0 | 0 | 0 | 0 | 0 | 0 | 0 | 0 | 0 | 71205505.475 | 71711498.43 | 72264088.385 | 72241046.825 | 72647910.18 | 72592126.3 | 73290474.325 | 73877740.535 | 74346839.23 | 74620010.05 | 75247688.75 | 75376392.6 | 75990212.545
Option 5 SG | N >> 5A5_5P1 | NetworkConstraints | 0 | 0 | 25524596.415 | 46350070.155 | 47902527.685 | 48021857.715 | 47887056.975 | 47913214.25 | 47915112.365 | 48046890.46 | 47918236.22 | 45511905.485 | 45487272.6 | 45593145.705 | 45461503.625 | 45441671.57 | 45444391.495 | 45543150.205 | 45381814.115 | 45358964.925 | 45345686.015 | 45447893.79 | 45308861.08 | 45278979.11
Option 5 SG | N >> 5H5_5H6 | NetworkConstraints | 0 | 0 | 0 | 62665198.1 | 94211136.2 | 94609297.85 | 94446842.45 | 94080293.7 | 94147550.9 | 94477140.2 | 94265932.05 | 91170045.15 | 91315434.65 | 91669736.3 | 91467843.35 | 91584454.1 | 91568243.5 | 91964349.7 | 91937558.8 | 92072139.35 | 92151017.8 | 92526624.6 | 92368446.25 | 92544736.75
Option 5 SG | N >> 5P1_5A5 | NetworkConstraints | 0 | 0 | 56317690.6 | 107219524.45 | 113780790.8 | 113966039.3 | 113570859.45 | 113618887.1 | 113561793.3 | 113812327.95 | 113461470.7 | 103234818.5 | 103210718.4 | 103476170.5 | 103185392.75 | 103166202.9 | 103168872.45 | 103427485.15 | 103107621.9 | 103085391.05 | 103072201.1 | 103334178.6 | 103036166.65 | 103006947.95
Option 5 SG | N >> 5P1_5P2 | NetworkConstraints | 0 | 0 | 39729686.59 | 75952566.545 | 76831192.985 | 76924090.82 | 76630086.445 | 76679324.245 | 76609354.9 | 76745184.4 | 76486539.815 | 82621602.645 | 82605025.175 | 82819356.44 | 82587522.375 | 82574465.465 | 82576318.31 | 82786029.175 | 82534162.885 | 82518944.46 | 82509739.495 | 82721762 | 82484946.18 | 82464861.555
Option 5 SG | N >> 76-0_77-0_R | NetworkConstraints | 49553630.055 | 51795166.75 | 50254916.64 | 52820009.855 | 53284048.91 | 53732984.39 | 53792138.63 | 53566964.875 | 53691400.52 | 53965544.33 | 53910676.52 | 58871636.87 | 58994095.445 | 59236484.685 | 59122633.8 | 59220569.325 | 59206871.375 | 59484322.39 | 59517955.465 | 59631146.06 | 59697861.365 | 59958025.905 | 59881023.965 | 60029471.465
Option 5 SG | N >> 76-0_BAN_SCRK_1_R | NetworkConstraints | 0 | 0 | 0 | 0 | 0 | 0 | 0 | 0 | 0 | 0 | 0 | 73674856.635 | 73822496.685 | 74121754.845 | 73977447.2 | 74095542.65 | 74079043.84 | 74420577.46 | 74454103.575 | 74590585.675 | 74670989.57 | 74991699.675 | 74891808.14 | 75070788.01
Option 5 SG | N >> 8-0_16-0_R | NetworkConstraints | 33971383.865 | 45380398.155 | 44676199.06 | 44939961.145 | 37990521.595 | 38079207.855 | 37976324.02 | 37543358.665 | 37543554.05 | 37642219.4 | 37543841.57 | 37309221.365 | 37206801.37 | 37230528.44 | 37099298.265 | 37017409.075 | 37028841.075 | 37023271.43 | 36768634.88 | 36673969.085 | 36618170.215 | 36627023.13 | 36464991.735 | 36340825.975
Option 5 SG | N >> 8-0_BAN_SCRK_1_R | NetworkConstraints | 0 | 0 | 0 | 0 | 0 | 0 | 0 | 0 | 0 | 0 | 0 | 51269714.75 | 51199592.91 | 51283375.02 | 51126029.56 | 51069910.285 | 51077718.915 | 51141419.795 | 50899566.16 | 50834720.39 | 50796577.985 | 50870137.525 | 50691714.8 | 50606696.12
Option 5 SG | N >> 81-0_82-0 | NetworkConstraints | 51855729.28 | 71467929.74 | 30127422.65 | 0 | 0 | 0 | 0 | 0 | 0 | 0 | 0 | 0 | 0 | 0 | 0 | 0 | 0 | 0 | 0 | 0 | 0 | 0 | 0 | 0
Option 5 SG | N >> 81_82-0 | NetworkConstraints | 0 | 0 | 42067254.93 | 101510879.075 | 84219459.6 | 84441976.37 | 84213614.285 | 84003655.94 | 83988161.635 | 84194344.825 | 83960665.89 | 82083722.28 | 82092822.45 | 82317477.545 | 82102397.91 | 82109751.775 | 82108614.43 | 82335993.87 | 82131612.43 | 82140027.005 | 82145003.78 | 82370935.195 | 82158679.775 | 82169667.7
Option 5 SG | N >> 82-0_81 | NetworkConstraints | 0 | 0 | 42839572.29 | 100077292.625 | 90128512.73 | 90348556.57 | 90092972.805 | 89929912.85 | 89907927.465 | 90122833.36 | 89868971.605 | 90320735.08 | 90314517.825 | 90550002.79 | 90308043.06 | 90303115.405 | 90303680.325 | 90537486.39 | 90287764.4 | 90282005.6 | 90278672.885 | 90513183.965 | 90269449.715 | 90261864.76
Option 5 SG | N >> 82-0_81-0 | NetworkConstraints | 58062087.84 | 73483611.295 | 30639242.575 | 0 | 0 | 0 | 0 | 0 | 0 | 0 | 0 | 0 | 0 | 0 | 0 | 0 | 0 | 0 | 0 | 0 | 0 | 0 | 0 | 0
Option 5 SG | N >> 93-0_90-0_R | NetworkConstraints | 38360826.04 | 38776944.98 | 37232316.09 | 32790426.43 | 30670914.57 | 30953243.92 | 31006454.355 | 30732871.69 | 30823076.57 | 31001357.52 | 30982519.84 | 31233117.515 | 31445925.595 | 31681250.115 | 31668880.745 | 31839672.585 | 31816071.025 | 32112578.825 | 32356715.055 | 32553792.455 | 32669063.545 | 32935713.02 | 32987253.955 | 33245337.065
Option 5 SG | N >> BANNABY_1TH1_2_BAN_SCRK_1 | NetworkConstraints | 0 | 0 | 0 | 0 | 0 | 0 | 0 | 0 | 0 | 0 | 0 | 59640007.905 | 59569845.215 | 59684611.415 | 59498975.12 | 59438855.305 | 59445367.775 | 59538342.53 | 59266836.76 | 59199477.22 | 59165690.24 | 59267383.48 | 59061464.36 | 58975665.37
Option 5 SG | N >> BAN_SCRK_1_11-0 | NetworkConstraints | 0 | 0 | 0 | 0 | 0 | 0 | 0 | 0 | 0 | 0 | 0 | 144318721.1 | 144741769.05 | 145432373.5 | 145185539.9 | 145524189.25 | 145477065.35 | 146288877.25 | 146551823.95 | 146943075 | 147173126.5 | 147925430.45 | 147805769.45 | 148318680.55
Option 5 SG | N >> BAN_SCRK_1_16-0 | NetworkConstraints | 0 | 0 | 0 | 0 | 0 | 0 | 0 | 0 | 0 | 0 | 0 | 145289636.95 | 145681486.9 | 146352242.6 | 146092649.8 | 146406165.6 | 146362460.2 | 147145414.45 | 147357961.95 | 147720262.2 | 147933538.8 | 148661323.95 | 148519565.45 | 148994631
Option 5 SG | N >> BAN_SCRK_1_17-0 | NetworkConstraints | 0 | 0 | 0 | 0 | 0 | 0 | 0 | 0 | 0 | 0 | 0 | 142086855.4 | 142490636.35 | 143161368.35 | 142914184.35 | 143237444.3 | 143192467.9 | 143978906 | 144218299.55 | 144591754.2 | 144811304.8 | 145540942.4 | 145415140.35 | 145904708.4
Option 5 SG | N >> BAN_SCRK_1_5A6-0 | NetworkConstraints | 0 | 0 | 0 | 0 | 0 | 0 | 0 | 0 | 0 | 0 | 0 | 140976235.9 | 141350201.65 | 141996594.05 | 141742684.35 | 142041749.95 | 142000006.75 | 142753422.45 | 142950059.6 | 143295744.9 | 143499416.05 | 144200148.35 | 144058711.05 | 144512066.65
Option 5 SG | N >> BAN_SCRK_1_8-0 | NetworkConstraints | 0 | 0 | 0 | 0 | 0 | 0 | 0 | 0 | 0 | 0 | 0 | 145808289.25 | 146199856.55 | 146871808.35 | 146610748.1 | 146924007.95 | 146880329.65 | 147664387.4 | 147875117.05 | 148237136.5 | 148450282.5 | 149179203.05 | 149035892.8 | 149510609.85
Option 5 SG | N >> BAN_SCRK_1_BAN_SCRK_2 | NetworkConstraints | 0 | 0 | 0 | 0 | 0 | 0 | 0 | 0 | 0 | 0 | 0 | 105981251 | 106394373.8 | 106975632 | 106827883.85 | 107158390.6 | 107112308.55 | 107811842 | 108161853.6 | 108543809.6 | 108768681.95 | 109410049.9 | 109386528.8 | 109887378.6
Option 5 SG | N >> KEMPS_CK_2H1_2_KEMPS_CK_3H1_2 | NetworkConstraints | 27708809.55 | 27914255.3 | 27742531.22 | 52518006.79 | 64572243.72 | 64779713.15 | 64623594.245 | 63583956.435 | 63573769.77 | 63735788.09 | 63555065.36 | 28635129.95 | 28274529.515 | 28094091.915 | 27897159 | 27607210.38 | 27646930.845 | 27362640.835 | 26730697.53 | 26396383.25 | 26201726.095 | 25967755.065 | 25662703.605 | 25225247.175
Option 5 SG | N >> MT_PIPER_2TH1_2_BAN_SCRK_1 | NetworkConstraints | 0 | 0 | 0 | 0 | 0 | 0 | 0 | 0 | 0 | 0 | 0 | 37107196.545 | 37036614.495 | 37087661.53 | 36962840.155 | 36905963.39 | 36913686.375 | 36944360.26 | 36734328.94 | 36668811.325 | 36630854.105 | 36671326.955 | 36525376.2 | 36439723.415
Option 5 SG | N >> MT_PIPER_2TH1_2_MT_PIPER_1TH1_2 | NetworkConstraints | 25189988.845 | 25913342.24 | 26026385.245 | 24999981.47 | 24915207.28 | 24995188.385 | 24930609.97 | 24937886.59 | 24930984.43 | 24991006.64 | 24918267.92 | 20199860.315 | 20115483.27 | 20110274.69 | 20027228.51 | 19959323.685 | 19968587.855 | 19939060.145 | 19754183.995 | 19675917.485 | 19630442.005 | 19612657.77 | 19504331.88 | 19401955.54
Option 5 SG | N >> SCRK_1TH1_2_SCRK_2TH1_2_R | NetworkConstraints | 0 | 0 | 0 | 0 | 0 | 0 | 0 | 0 | 0 | 0 | 0 | 110747739.45 | 111882089.05 | 113000990.9 | 113070867.45 | 113980646.2 | 113854778.1 | 115299473.65 | 116736695.85 | 117786856.3 | 118401863.05 | 119687401.6 | 120097972.15 | 121473596.2
Option 5 SG | NNSW H2 Domestic Consumption Purchaser | Subregion flexible electricity load for Domestic H2 | 0 | 0 | 0 | 0 | 11.4714 | 32.8357 | 66.5597 | 115.4964 | 180.0493 | 219.288 | 254.324 | 284.7521 | 308.06 | 326.8929 | 340.6976 | 356.605 | 382.155 | 414.498 | 454.837 | 510.1136 | 572.7893 | 637.3937 | 697.9503 | 749.345
Option 5 SG | NQ H2 Domestic Consumption Purchaser | Subregion flexible electricity load for Domestic H2 | 0 | 0 | 0 | 0 | 3.3893 | 10.1174 | 21.8216 | 39.785 | 64.1357 | 79.0566 | 89.9714 | 98.3936 | 104.4943 | 109.6963 | 114.4523 | 121.4407 | 131.5564 | 143.2117 | 158.4083 | 181.6657 | 210.8657 | 245.3786 | 284.1493 | 322.7643
Option 5 SG | NSA H2 Domestic Consumption Purchaser | Subregion flexible electricity load for Domestic H2 | 0 | 0 | 0 | 0 | 1.2514 | 4.5489 | 11.1323 | 22.3693 | 38.4293 | 49.0443 | 58.0604 | 65.3871 | 70.1321 | 73.9849 | 77.6399 | 82.6464 | 90.2071 | 100.2326 | 113.0444 | 131.0871 | 152.6221 | 176.8054 | 202.2337 | 227.2907
Option 5 SG | NSW EIR Gen | Policies NSW | -11402.6522 | -13807.1168 | -15956.8884 | 17643.1116 | -15956.8884 | -15956.8884 | -15956.8884 | -15956.8884 | -15956.8884 | -15956.8884 | -15956.8884 | -15956.8884 | -15956.8884 | -15956.8884 | -15956.8884 | -15956.8884 | -15956.8884 | -15956.8884 | -15956.8884 | -15268.8816 | -14569.2384 | -14490.3768 | -13419.373 | -13419.373
Option 5 SG | NSW EIR Storage MW | Policies NSW | -325 | -599.84 | 199.16 | 590.16 | -1409.84 | -1409.84 | -1409.84 | -1409.84 | -1409.84 | -1409.84 | -1409.84 | -1409.84 | -1409.84 | -1409.84 | -1409.84 | -1409.84 | -1409.84 | -1409.84 | -1409.84 | -1409.84 | -1084.84 | -810 | -810 | -810
Option 5 SG | NSW EIR Storage MWh | Policies NSW | -2600 | -4798.72 | -4798.72 | -948.72 | -948.72 | -948.72 | -948.72 | 11051.28 | -16948.72 | -16948.72 | -16948.72 | -16948.72 | -16948.72 | -16948.72 | -16948.72 | -16948.72 | -16948.72 | -16948.72 | -16948.72 | -16948.72 | -14348.72 | -12150 | -12150 | -12150
Option 5 SG | PEC and Heywood Export | Special Constraints | 6570000 | 9412800 | 11388000 | 11388000 | 11388000 | 11419200 | 11388000 | 11388000 | 11388000 | 11419200 | 11388000 | 11388000 | 11388000 | 11419200 | 11388000 | 11388000 | 11388000 | 11419200 | 11388000 | 11388000 | 11388000 | 11419200 | 11388000 | 11388000
Option 5 SG | PEC and Heywood Import | Special Constraints | 6132000 | 10000800 | 12702000 | 12702000 | 12702000 | 12736800 | 12702000 | 12702000 | 12702000 | 12736800 | 12702000 | 12702000 | 12702000 | 12736800 | 12702000 | 12702000 | 12702000 | 12736800 | 12702000 | 12702000 | 12702000 | 12736800 | 12702000 | 12702000
Option 5 SG | Poatina Min Gen | Hydro min release | 0 | 0 | 0 | 0 | 0 | 0 | 0 | 0 | 0 | 0 | 0 | 0 | 0 | 0 | 0 | 0 | 0 | 0 | 0 | 0 | 0 | 0 | 0 | 0
Option 5 SG | Powering Australia Plan | Policies NEM | 0 | 0 | 0 | 0 | 0 | 0 | 0 | 0 | 0 | 0 | 0 | 0 | 0 | 0 | 0 | 0 | 0 | 0 | 0 | 0 | 0 | 0 | 0 | 0
Option 5 SG | REZ Access Scheme N3 | Policies NSW | 0 | 7700 | 7700 | 7700 | 7700 | 7700 | 7700 | 7700 | 7700 | 7700 | 7700 | 7700 | 7700 | 7700 | 7700 | 7700 | 7700 | 7700 | 7700 | 7700 | 7700 | 7700 | 7700 | 7700
Option 5 SG | REZ Access Scheme N5 | Policies NSW | 0 | 3980 | 3980 | 3980 | 3980 | 3980 | 3980 | 3980 | 3980 | 3980 | 3980 | 3980 | 3980 | 3980 | 40000 | 40000 | 40000 | 40000 | 40000 | 40000 | 40000 | 40000 | 40000 | 40000
Option 5 SG | REZ Landholder_NSW | Landholder Payments | 0 | 0 | -82 | -82 | -82 | -82 | -197.2 | -197.2 | -197.2 | -197.2 | -197.2 | -197.2 | -197.2 | -197.2 | -197.2 | -197.2 | -197.2 | -197.2 | -197.2 | -197.2 | -197.2 | -197.2 | -197.2 | -197.2
Option 5 SG | REZ Landholder_QLD | Landholder Payments | 0 | 0 | 0 | 0 | 0 | 0 | 0 | 0 | 0 | 0 | 0 | 0 | 0 | 0 | 0 | 0 | 0 | 0 | 0 | 0 | 0 | 0 | 0 | 0
Option 5 SG | REZ Landholder_VIC | Landholder Payments | 0 | 0 | 0 | 0 | 0 | -56 | -56 | -216 | -216 | -216 | -216 | -216 | -284.4 | -284.4 | -284.4 | -284.4 | -284.4 | -284.4 | -284.4 | -284.4 | -284.4 | -284.4 | -284.4 | -284.4
Option 5 SG | ResourceLimit_N12_Wind Medium | Resource Limits for REZ | 0 | 0 | 0 | 0 | 0 | 0 | 0 | 0 | 0 | 0 | 0 | 0 | 0 | 0 | 0 | 0 | 0 | 0 | 0 | 0 | 0 | 0 | 0 | 0
Option 5 SG | ResourceLimit_N2_Solar | Resource Limits for REZ | 2985 | 2784.36 | 2464.36 | 2464.36 | 2464.36 | 2464.36 | 2464.36 | 2464.36 | 2464.36 | 2464.36 | 2464.36 | 2464.36 | 2464.36 | 2464.36 | 2464.36 | 2464.36 | 2464.36 | 2464.36 | 2464.36 | 2464.36 | 2464.36 | 2464.36 | 2464.36 | 2464.36
Option 5 SG | ResourceLimit_N2_Wind Medium | Resource Limits for REZ | 5600 | 5600 | 5600 | 5600 | 5390 | 5390 | 5390 | 5390 | 5390 | 5390 | 5390 | 5390 | 5390 | 5390 | 5390 | 5390 | 5390 | 5390 | 5390 | 5390 | 5390 | 5390 | 5390 | 5390
Option 5 SG | ResourceLimit_N3_Wind Medium | Resource Limits for REZ | 3209.97 | 3209.97 | 2795.97 | 2795.97 | 2795.97 | 2795.97 | 2795.97 | 2795.97 | 2795.97 | 2795.97 | 2795.97 | 2795.97 | 2795.97 | 2795.97 | 2795.97 | 2795.97 | 2795.97 | 2795.97 | 2795.97 | 2795.97 | 2795.97 | 2795.97 | 2795.97 | 2795.97
Option 5 SG | ResourceLimit_N5_Solar | Resource Limits for REZ | 5677 | 5677 | 5677 | 5677 | 5677 | 5677 | 5677 | 5677 | 5677 | 5677 | 5677 | 5677 | 5677 | 5677 | 5677 | 5677 | 5677 | 5677 | 5677 | 5677 | 5677 | 5677 | 5677 | 5677
Option 5 SG | ResourceLimit_N5_Wind Medium | Resource Limits for REZ | 10500 | 10500 | 10500 | 10500 | 10500 | 10500 | 10500 | 10500 | 10500 | 10500 | 10500 | 10500 | 10500 | 10500 | 10500 | 10500 | 10500 | 10500 | 10500 | 10500 | 10500 | 10500 | 10500 | 10500
Option 5 SG | ResourceLimit_N9_Solar | Resource Limits for REZ | 953 | 953 | 953 | 953 | 953 | 953 | 953 | 953 | 953 | 953 | 953 | 953 | 953 | 953 | 953 | 953 | 953 | 953 | 953 | 953 | 953 | 953 | 953 | 953
Option 5 SG | ResourceLimit_N9_Wind Medium | Resource Limits for REZ | 1000 | 1000 | 1000 | 1000 | 1000 | 1000 | 1000 | 1000 | 1000 | 1000 | 1000 | 1000 | 1000 | 1000 | 1000 | 1000 | 1000 | 1000 | 1000 | 1000 | 1000 | 1000 | 1000 | 1000
Option 5 SG | ResourceLimit_Q8a_Solar | Resource Limits for REZ | 2363.85 | 2113.86 | 2113.86 | 2113.86 | 2113.86 | 2113.86 | 2113.86 | 2113.86 | 2113.86 | 2113.86 | 2113.86 | 2113.86 | 2113.86 | 2113.86 | 2113.86 | 2113.86 | 2113.86 | 2113.86 | 2113.86 | 2113.86 | 2275.81 | 2275.81 | 2275.81 | 2275.81
Option 5 SG | ResourceLimit_Q8c_Wind Medium | Resource Limits for REZ | 1008 | 1008 | 1008 | 1008 | 1008 | 1008 | 1008 | 1008 | 1008 | 1008 | 1008 | 1008 | 1008 | 1008 | 1008 | 1008 | 1008 | 1008 | 1008 | 1008 | 1008 | 1008 | 1008 | 1008
Option 5 SG | ResourceLimit_S6_Wind Medium | Resource Limits for REZ | 0 | 0 | 0 | 0 | 0 | 0 | 0 | 0 | 0 | 0 | 0 | 0 | 0 | 0 | 0 | 0 | 0 | 0 | 0 | 0 | 0 | 0 | 0 | 0
Option 5 SG | ResourceLimit_T1_Solar | Resource Limits for REZ | 300 | 300 | 300 | 300 | 300 | 300 | 300 | 300 | 300 | 300 | 300 | 300 | 300 | 300 | 300 | 300 | 300 | 300 | 300 | 300 | 300 | 300 | 300 | 300
Option 5 SG | ResourceLimit_T3_Solar | Resource Limits for REZ | 150 | 150 | -137 | -137 | -137 | -137 | -137 | -137 | -137 | -137 | -137 | -137 | -137 | -137 | -137 | -137 | -137 | -137 | -137 | -137 | -137 | -137 | -137 | -137
Option 5 SG | ResourceLimit_T3_Wind Medium | Resource Limits for REZ | 2500 | 2500 | 2500 | 2500 | 2500 | 2500 | 2500 | 2500 | 2500 | 2500 | 2500 | 2500 | 2500 | 2500 | 2500 | 2500 | 2500 | 2500 | 2500 | 2500 | 2500 | 2500 | 2500 | 2500
Option 5 SG | ResourceLimit_V1_Wind Medium | Resource Limits for REZ | 1131 | 1131 | 1131 | 1131 | 1131 | 1131 | 1131 | 1131 | 1131 | 1131 | 1131 | 1131 | 1131 | 1131 | 1131 | 1131 | 1131 | 1131 | 1131 | 1131 | 1131 | 1131 | 1131 | 1131
Option 5 SG | ResourceLimit_V5_Wind Medium | Resource Limits for REZ | 1599 | 1599 | 1599 | 1599 | 1599 | 1599 | 1599 | 1599 | 1599 | 1599 | 1599 | 1599 | 1599 | 1599 | 1599 | 1599 | 1599 | 1599 | 1599 | 1599 | 1599 | 1599 | 1599 | 1599
Option 5 SG | ResourceLimit_V7_Wind Medium | Resource Limits for REZ | 408 | 408 | 408 | 408 | 408 | 408 | 408 | 408 | 408 | 408 | 408 | 408 | 408 | 408 | 408 | 408 | 408 | 408 | 408 | 408 | 408 | 408 | 408 | 408
Option 5 SG | SA Firming | Policies SA | -2897.64 | -2581.14 | 318.86 | 318.86 | 564.86 | -1735.14 | -1735.14 | -1735.14 | -1735.14 | -1655.14 | -1619.24 | -1090.24 | -1090.24 | -1090.24 | -886.48 | -886.48 | -886.48 | -886.48 | -548.48 | -420.08 | -266.08 | -266.08 | -266.08 | -266.08
Option 5 SG | SESA H2 Domestic Consumption Purchaser | Subregion flexible electricity load for Domestic H2 | 0 | 0 | 0 | 0 | 0.83429 | 3.0326 | 7.4301 | 14.9129 | 25.6021 | 32.7049 | 38.6896 | 43.5914 | 46.7721 | 49.332 | 51.7774 | 55.0629 | 60.1729 | 66.8217 | 75.3719 | 87.3914 | 101.7307 | 117.8529 | 134.8139 | 151.5271
Option 5 SG | SEV H2 Domestic Consumption Purchaser | Subregion flexible electricity load for Domestic H2 | 0 | 0 | 0 | 0 | 9.6464 | 31.2671 | 69.6361 | 128.0629 | 207.3721 | 256.2803 | 302.8423 | 349.2529 | 393.9393 | 437.9223 | 478.8486 | 520.4379 | 567.5229 | 614.9369 | 665.1007 | 730.1564 | 803.73 | 885.0731 | 967.943 | 1046.6114
Option 5 SG | SNSW H2 Domestic Consumption Purchaser | Subregion flexible electricity load for Domestic H2 | 0.41714 | 0.366 | 0.365 | 0.365 | 11.4714 | 32.8357 | 66.5597 | 115.4964 | 180.0493 | 219.288 | 254.324 | 284.7521 | 308.06 | 326.8929 | 340.6976 | 356.605 | 382.155 | 414.498 | 454.837 | 510.1136 | 572.7893 | 637.3937 | 697.9503 | 749.345
Option 5 SG | SNW Firming | Policies NSW | 0 | 481 | 0 | 0 | 0 | 0 | 0 | 0 | 0 | 0 | 0 | 0 | 0 | 0 | 0 | 0 | 0 | 0 | 0 | 0 | 0 | 0 | 0 | 0
Option 5 SG | SNW H2 Domestic Consumption Purchaser | Subregion flexible electricity load for Domestic H2 | 2.92 | 2.8757 | 2.8416 | 2.8157 | 80.1957 | 229.7974 | 465.9171 | 808.5271 | 1260.345 | 1534.9631 | 1780.1891 | 1993.1607 | 2156.3679 | 2288.2491 | 2384.805 | 2496.235 | 2675.1371 | 2901.5389 | 3183.7289 | 3570.6907 | 4009.6814 | 4461.7826 | 4885.5744 | 5245.4671
Option 5 SG | SQ H2 Domestic Consumption Purchaser | Subregion flexible electricity load for Domestic H2 | 0 | 0 | 0 | 0 | 15.7993 | 47.1883 | 101.8079 | 185.6286 | 299.4043 | 368.9569 | 419.9539 | 459.2221 | 487.5357 | 511.9071 | 534.1454 | 566.7929 | 613.8779 | 668.2426 | 739.2991 | 847.8429 | 983.9357 | 1145.0657 | 1326.0821 | 1506.1464
Option 5 SG | SRET | Policies SA | 0 | 0 | 0 | 0 | 0 | 0 | 0 | 0 | 0 | 0 | 0 | 0 | 0 | 0 | 0 | 0 | 0 | 0 | 0 | 0 | 0 | 0 | 0 | 0
Option 5 SG | Shared Upgrade_CNSW-SNW Option 3 - Stage 2 | Shared REZ Upgrades | 0 | 0 | 0 | 0 | 0 | 0 | 0 | 0 | 0 | 0 | 0 | 2000 | 0 | 0 | 0 | 0 | 0 | 0 | 0 | 0 | 0 | 0 | 0 | 0
Option 5 SG | Shared Upgrade_SNSW-CNSW Option 1 (HumeLink) | Shared REZ Upgrades | 0 | 2200 | 0 | 0 | 0 | 0 | 0 | 0 | 0 | 0 | 0 | 0 | 0 | 0 | 0 | 0 | 0 | 0 | 0 | 0 | 0 | 0 | 0 | 0
Option 5 SG | Snowy 2.0 - Gen | Special Constraints | 5781600 | 17703360 | 26280000 | 26280000 | 26280000 | 26352000 | 26280000 | 26280000 | 26280000 | 26352000 | 26280000 | 26280000 | 26280000 | 26352000 | 26280000 | 26280000 | 26280000 | 26352000 | 26280000 | 26280000 | 26280000 | 26352000 | 26280000 | 26280000
Option 5 SG | Snowy 2.0 - Pump | Special Constraints | 5781600 | 17703360 | 26280000 | 26280000 | 26280000 | 26352000 | 26280000 | 26280000 | 26280000 | 26352000 | 26280000 | 26280000 | 26280000 | 26352000 | 26280000 | 26280000 | 26280000 | 26352000 | 26280000 | 26280000 | 26280000 | 26352000 | 26280000 | 26280000
Option 5 SG | Sys Strength Requirement - Efficient Level CNSW | System Strength Requiements- Efficient | 0 | 0 | 0 | 0 | 0 | 0 | 0 | 0 | 0 | 0 | 0 | 0 | 0 | 0 | 0 | 0 | 0 | 0 | 0 | 0 | 0 | 0 | 0 | 0
Option 5 SG | Sys Strength Requirement - Efficient Level CQ | System Strength Requiements- Efficient | 0 | 0 | 0 | 0 | 0 | 0 | 0 | 0 | 0 | 0 | 0 | 0 | 0 | 0 | 0 | 0 | 0 | 0 | 0 | 0 | 0 | 0 | 0 | 0
Option 5 SG | Sys Strength Requirement - Efficient Level CSA | System Strength Requiements- Efficient | 0 | 0 | 0 | 0 | 0 | 0 | 0 | 0 | 0 | 0 | 0 | 0 | 0 | 0 | 0 | 0 | 0 | 0 | 0 | 0 | 0 | 0 | 0 | 0
Option 5 SG | Sys Strength Requirement - Efficient Level GG | System Strength Requiements- Efficient | 0 | 0 | 0 | 0 | 0 | 0 | 0 | 0 | 0 | 0 | 0 | 0 | 0 | 0 | 0 | 0 | 0 | 0 | 0 | 0 | 0 | 0 | 0 | 0
Option 5 SG | Sys Strength Requirement - Efficient Level MEL | System Strength Requiements- Efficient | 0 | 0 | 0 | 0 | 0 | 0 | 0 | 0 | 0 | 0 | 0 | 0 | 0 | 0 | 0 | 0 | 0 | 0 | 0 | 0 | 0 | 0 | 0 | 0
Option 5 SG | Sys Strength Requirement - Efficient Level NNSW | System Strength Requiements- Efficient | 0 | 0 | 0 | 0 | 0 | 0 | 0 | 0 | 0 | 0 | 0 | 0 | 0 | 0 | 0 | 0 | 0 | 0 | 0 | 0 | 0 | 0 | 0 | 0
Option 5 SG | Sys Strength Requirement - Efficient Level NQ | System Strength Requiements- Efficient | 0 | 0 | 0 | 0 | 0 | 0 | 0 | 0 | 0 | 0 | 0 | 0 | 0 | 0 | 0 | 0 | 0 | 0 | 0 | 0 | 0 | 0 | 0 | 0
Option 5 SG | Sys Strength Requirement - Efficient Level NSA | System Strength Requiements- Efficient | 0 | 0 | 0 | 0 | 0 | 0 | 0 | 0 | 0 | 0 | 0 | 0 | 0 | 0 | 0 | 0 | 0 | 0 | 0 | 0 | 0 | 0 | 0 | 0
Option 5 SG | Sys Strength Requirement - Efficient Level SESA | System Strength Requiements- Efficient | 0 | 0 | 0 | 0 | 0 | 0 | 0 | 0 | 0 | 0 | 0 | 0 | 0 | 0 | 0 | 0 | 0 | 0 | 0 | 0 | 0 | 0 | 0 | 0
Option 5 SG | Sys Strength Requirement - Efficient Level SEV | System Strength Requiements- Efficient | 0 | 0 | 0 | 0 | 0 | 0 | 0 | 0 | 0 | 0 | 0 | 0 | 0 | 0 | 0 | 0 | 0 | 0 | 0 | 0 | 0 | 0 | 0 | 0
Option 5 SG | Sys Strength Requirement - Efficient Level SNSW | System Strength Requiements- Efficient | 0 | 0 | 0 | 0 | 0 | 0 | 0 | 0 | 0 | 0 | 0 | 0 | 0 | 0 | 0 | 0 | 0 | 0 | 0 | 0 | 0 | 0 | 0 | 0
Option 5 SG | Sys Strength Requirement - Efficient Level SNW | System Strength Requiements- Efficient | 0 | 0 | 0 | 0 | 0 | 0 | 0 | 0 | 0 | 0 | 0 | 0 | 0 | 0 | 0 | 0 | 0 | 0 | 0 | 0 | 0 | 0 | 0 | 0
Option 5 SG | Sys Strength Requirement - Efficient Level SQ | System Strength Requiements- Efficient | 0 | 0 | 0 | 0 | 0 | 0 | 0 | 0 | 0 | 0 | 0 | 0 | 0 | 0 | 0 | 0 | 0 | 0 | 0 | 0 | 0 | 0 | 0 | 0
Option 5 SG | Sys Strength Requirement - Efficient Level TAS | System Strength Requiements- Efficient | 0 | 0 | 0 | 0 | 0 | 0 | 0 | 0 | 0 | 0 | 0 | 0 | 0 | 0 | 0 | 0 | 0 | 0 | 0 | 0 | 0 | 0 | 0 | 0
Option 5 SG | Sys Strength Requirement - Efficient Level WNV | System Strength Requiements- Efficient | 0 | 0 | 0 | 0 | 0 | 0 | 0 | 0 | 0 | 0 | 0 | 0 | 0 | 0 | 0 | 0 | 0 | 0 | 0 | 0 | 0 | 0 | 0 | 0
Option 5 SG | Sys Strength Requirement - Min Fault Level CNSW | System Strength Requiements - Minimum | -3404 | -3404 | -3404 | -689 | -689 | -689 | -689 | -689 | -689 | -689 | -689 | -689 | -689 | -689 | 701 | 701 | 701 | 701 | 701 | 701 | 701 | 701 | 701 | 701
Option 5 SG | Sys Strength Requirement - Min Fault Level CQ | System Strength Requiements - Minimum | -2491 | -2491 | -2491 | -1791 | -1791 | -1791 | -1791 | -1791 | -1791 | -1791 | -1791 | -1791 | -1791 | -1791 | -1791 | -1791 | -1791 | -1426 | -1061 | -696 | -331 | -331 | -331 | 513
Option 5 SG | Sys Strength Requirement - Min Fault Level GG | System Strength Requiements - Minimum | -1393.1 | -1393.1 | -1393.1 | 286.9 | 286.9 | 286.9 | 286.9 | 286.9 | 286.9 | 286.9 | 286.9 | 286.9 | 286.9 | 286.9 | 286.9 | 286.9 | 286.9 | 286.9 | 286.9 | 286.9 | 286.9 | 286.9 | 286.9 | 286.9
Option 5 SG | Sys Strength Requirement - Min Fault Level SEV | System Strength Requiements - Minimum | -3996.9 | -3996.9 | -2546.9 | -1386.9 | -1386.9 | -1386.9 | -1386.9 | -1386.9 | 823.1 | 823.1 | 823.1 | 823.1 | 823.1 | 823.1 | 823.1 | 823.1 | 823.1 | 823.1 | 823.1 | 823.1 | 823.1 | 823.1 | 823.1 | 823.1
Option 5 SG | Sys Strength Requirement - Min Fault Level SNW | System Strength Requiements - Minimum | -3482.8 | -3482.8 | -3482.8 | -602.8 | 717.2 | 717.2 | 717.2 | 717.2 | 717.2 | 717.2 | 717.2 | 717.2 | 717.2 | 717.2 | 717.2 | 717.2 | 717.2 | 717.2 | 717.2 | 717.2 | 717.2 | 717.2 | 717.2 | 717.2
Option 5 SG | Sys Strength Requirement - Min Fault Level SQ | System Strength Requiements - Minimum | -2857.6 | -2857.6 | -2857.6 | -2857.6 | -2507.6 | -2507.6 | -2507.6 | -2507.6 | -2507.6 | -2507.6 | -1807.6 | -1007.6 | -1007.6 | -1007.6 | -1007.6 | -1007.6 | -263.6 | -263.6 | -263.6 | -263.6 | -263.6 | -263.6 | -263.6 | 588.4
Option 5 SG | TAS H2 Domestic Consumption Purchaser | Subregion flexible electricity load for Domestic H2 | 0 | 0 | 0 | 0 | 3.5457 | 9.49 | 18.3801 | 30.7121 | 46.4071 | 54.4037 | 62.0491 | 69.9236 | 77.7971 | 86.0629 | 94.2471 | 102.8779 | 114.5579 | 129.9571 | 151.8383 | 185.0029 | 227.9164 | 276.9594 | 326.8539 | 372.9257
Option 5 SG | TRET | Policies TAS | 0 | 12627 | 14052 | 15476 | 16003 | 16528 | 17056 | 17582 | 18109 | 18635 | 19161 | 19688 | 20215 | 20741 | 0 | 0 | 0 | 0 | 0 | 0 | 0 | 0 | 0 | 0
Option 5 SG | Tarraleah Max Energy Day | Hydro min release | 7300 | 7320 | 7300 | 7300 | 7300 | 7320 | 7300 | 7300 | 7300 | 7320 | 7300 | 7300 | 7300 | 7320 | 7300 | 7300 | 7300 | 7320 | 7300 | 7300 | 7300 | 7320 | 7300 | 7300
Option 5 SG | Tarraleah Min Flow | Hydro min release | 0 | 0 | 0 | 0 | 0 | 0 | 0 | 0 | 0 | 0 | 0 | 0 | 0 | 0 | 0 | 0 | 0 | 0 | 0 | 0 | 0 | 0 | 0 | 0
Option 5 SG | Tarraleah Min Gen | Hydro min release | 151.11 | 151.11 | 151.11 | 151.11 | 151.11 | 151.11 | 151.11 | 151.11 | 151.11 | 151.11 | 151.11 | 151.11 | 151.11 | 151.11 | 151.11 | 151.11 | 151.11 | 151.11 | 151.11 | 151.11 | 151.11 | 151.11 | 151.11 | 151.11
Option 5 SG | VIC Storage | Policies VIC | -2022.06 | -3021.548 | -2751.833 | -1863.542 | -1156.389 | -454.561 | 71.838 | 723.261 | 1404.533 | -4959.061 | -5031.074 | -5108.139 | -5188.942 | -5279.569 | -5382.682 | -5191.17 | -5309.752 | -5283.734 | -5237.034 | -5258.355 | -4919.422 | -3800.84 | -3978.881 | -4132.661
Option 5 SG | VOWT | Policies VIC | 0 | 0 | 0 | 0 | 0 | 2000 | 2667 | 3333 | 4000 | 5000 | 6000 | 7000 | 8000 | 9000 | 0 | 0 | 0 | 0 | 0 | 0 | 0 | 0 | 0 | 0
Option 5 SG | VRET | Policies VIC | 0 | 0 | 0 | 0 | 0 | 0 | 0 | 0 | 0 | 0 | 0 | 0 | 0 | 0 | 0 | 0 | 0 | 0 | 0 | 0 | 0 | 0 | 0 | 0
Option 5 SG | WNV H2 Domestic Consumption Purchaser | Subregion flexible electricity load for Domestic H2 | 70.7579 | 69.8803 | 68.7497 | 67.89 | 117.0607 | 281.4823 | 626.7761 | 1152.3571 | 1866.5057 | 2306.6537 | 2725.4504 | 3143.0671 | 3545.4536 | 3941.3266 | 4309.7151 | 4683.8364 | 5107.81 | 5534.5626 | 5985.9327 | 6571.4079 | 7233.3614 | 7965.6574 | 8711.4874 | 9419.7114
Option 5 SG | Wayatinah Min Gen | Hydro min release | 24.09 | 24.09 | 24.09 | 24.09 | 24.09 | 24.09 | 24.09 | 24.09 | 24.09 | 24.09 | 24.09 | 24.09 | 24.09 | 24.09 | 24.09 | 24.09 | 24.09 | 24.09 | 24.09 | 24.09 | 24.09 | 24.09 | 24.09 | 24.09
Option 6 SG | 2030 Emissions Budget 1 | Emissions DLT | 69603.1022 | 69793.7956 | 69603.1022 | 69603.1022 | 69603.1022 | 69793.7956 | 69634.8699 | 69634.8699 | 69634.8699 | 69825.6504 | 69634.8699 | 69634.8699 | 69603.1022 | 69793.7956 | 69603.1022 | 69603.1022 | 69603.1022 | 69793.7956 | 69634.8699 | 69634.8699 | 69634.8699 | 69825.6504 | 69634.8699 | 69634.8699
Option 6 SG | 2035 Emissions Target | Emissions DLT | 4017.8307 | 4028.8385 | 4017.8307 | 4017.8307 | 4017.8307 | 4028.8385 | 4019.6645 | 4019.6645 | 4019.6645 | 4030.6773 | 4019.6645 | 4019.6645 | 4017.8307 | 4028.8385 | 4017.8307 | 4017.8307 | 4017.8307 | 4028.8385 | 4019.6645 | 4019.6645 | 4019.6645 | 4030.6773 | 4019.6645 | 4019.6645
Option 6 SG | 2050 Emissions Budget 1 | Emissions DLT | 58456.6949 | 58616.8502 | 58456.6949 | 58456.6949 | 58456.6949 | 58616.8502 | 58483.3753 | 58483.3753 | 58483.3753 | 58643.6037 | 58483.3753 | 58483.3753 | 58456.6949 | 58616.8502 | 58456.6949 | 58456.6949 | 58456.6949 | 58616.8502 | 58483.3753 | 58483.3753 | 58483.3753 | 58643.6037 | 58483.3753 | 58483.3753
Option 6 SG | 2050 Emissions Budget 2 | Emissions DLT | 27985.3992 | 28062.0716 | 27985.3992 | 27985.3992 | 27985.3992 | 28062.0716 | 27998.1721 | 27998.1721 | 27998.1721 | 28074.8794 | 27998.1721 | 27998.1721 | 27985.3992 | 28062.0716 | 27985.3992 | 27985.3992 | 27985.3992 | 28062.0716 | 27998.1721 | 27998.1721 | 27998.1721 | 28074.8794 | 27998.1721 | 27998.1721
Option 6 SG | 2050 Emissions Budget 3 | Emissions DLT | 21576.3073 | 21635.4204 | 21576.3073 | 21576.3073 | 21576.3073 | 21635.4204 | 21586.155 | 21586.155 | 21586.155 | 21645.2951 | 21586.155 | 21586.155 | 21576.3073 | 21635.4204 | 21576.3073 | 21576.3073 | 21576.3073 | 21635.4204 | 21586.155 | 21586.155 | 21586.155 | 21645.2951 | 21586.155 | 21586.155
Option 6 SG | 2050 Emissions Budget 4 | Emissions DLT | 13037.7101 | 13073.4298 | 13037.7101 | 13037.7101 | 13037.7101 | 13073.4298 | 13043.6607 | 13043.6607 | 13043.6607 | 13079.3967 | 13043.6607 | 13043.6607 | 13037.7101 | 13073.4298 | 13037.7101 | 13037.7101 | 13037.7101 | 13073.4298 | 13043.6607 | 13043.6607 | 13043.6607 | 13079.3967 | 13043.6607 | 13043.6607
Option 6 SG | 2050 Emissions Budget NSW 1 | Emissions DLT | 24777.3723 | 24845.2555 | 24777.3723 | 24777.3723 | 24777.3723 | 24845.2555 | 24788.681 | 24788.681 | 24788.681 | 24856.5952 | 24788.681 | 24788.681 | 24777.3723 | 24845.2555 | 24777.3723 | 24777.3723 | 24777.3723 | 24845.2555 | 24788.681 | 24788.681 | 24788.681 | 24856.5952 | 24788.681 | 24788.681
Option 6 SG | 2050 Emissions Budget NSW 2 | Emissions DLT | 11389.5985 | 11420.8029 | 11389.5985 | 11389.5985 | 11389.5985 | 11420.8029 | 11394.7969 | 11394.7969 | 11394.7969 | 11426.0155 | 11394.7969 | 11394.7969 | 11389.5985 | 11420.8029 | 11389.5985 | 11389.5985 | 11389.5985 | 11420.8029 | 11394.7969 | 11394.7969 | 11394.7969 | 11426.0155 | 11394.7969 | 11394.7969
Option 6 SG | 2050 Emissions Budget NSW 3 | Emissions DLT | 11389.5985 | 11420.8029 | 11389.5985 | 11389.5985 | 11389.5985 | 11420.8029 | 11394.7969 | 11394.7969 | 11394.7969 | 11426.0155 | 11394.7969 | 11394.7969 | 11389.5985 | 11420.8029 | 11389.5985 | 11389.5985 | 11389.5985 | 11420.8029 | 11394.7969 | 11394.7969 | 11394.7969 | 11426.0155 | 11394.7969 | 11394.7969
Option 6 SG | 2050 Emissions Budget NSW 4 | Emissions DLT | 11389.5985 | 11420.8029 | 11389.5985 | 11389.5985 | 11389.5985 | 11420.8029 | 11394.7969 | 11394.7969 | 11394.7969 | 11426.0155 | 11394.7969 | 11394.7969 | 11389.5985 | 11420.8029 | 11389.5985 | 11389.5985 | 11389.5985 | 11420.8029 | 11394.7969 | 11394.7969 | 11394.7969 | 11426.0155 | 11394.7969 | 11394.7969
Option 6 SG | 2050 Emissions Budget QLD 1 | Emissions DLT | 33269.6168 | 33360.7664 | 33269.6168 | 33269.6168 | 33269.6168 | 33360.7664 | 33284.8015 | 33284.8015 | 33284.8015 | 33375.9927 | 33284.8015 | 33284.8015 | 33269.6168 | 33360.7664 | 33269.6168 | 33269.6168 | 33269.6168 | 33360.7664 | 33284.8015 | 33284.8015 | 33284.8015 | 33375.9927 | 33284.8015 | 33284.8015
Option 6 SG | 2050 Emissions Budget QLD 2 | Emissions DLT | 12388.6861 | 12422.6277 | 12388.6861 | 12388.6861 | 12388.6861 | 12422.6277 | 12394.3405 | 12394.3405 | 12394.3405 | 12428.2976 | 12394.3405 | 12394.3405 | 12388.6861 | 12422.6277 | 12388.6861 | 12388.6861 | 12388.6861 | 12422.6277 | 12394.3405 | 12394.3405 | 12394.3405 | 12428.2976 | 12394.3405 | 12394.3405
Option 6 SG | 2050 Emissions Budget QLD 3 | Emissions DLT | 12388.6861 | 12422.6277 | 12388.6861 | 12388.6861 | 12388.6861 | 12422.6277 | 12394.3405 | 12394.3405 | 12394.3405 | 12428.2976 | 12394.3405 | 12394.3405 | 12388.6861 | 12422.6277 | 12388.6861 | 12388.6861 | 12388.6861 | 12422.6277 | 12394.3405 | 12394.3405 | 12394.3405 | 12428.2976 | 12394.3405 | 12394.3405
Option 6 SG | 2050 Emissions Budget QLD 4 | Emissions DLT | 12388.6861 | 12422.6277 | 12388.6861 | 12388.6861 | 12388.6861 | 12422.6277 | 12394.3405 | 12394.3405 | 12394.3405 | 12428.2976 | 12394.3405 | 12394.3405 | 12388.6861 | 12422.6277 | 12388.6861 | 12388.6861 | 12388.6861 | 12422.6277 | 12394.3405 | 12394.3405 | 12394.3405 | 12428.2976 | 12394.3405 | 12394.3405
Option 6 SG | 2050 Emissions Budget SA 1 | Emissions DLT | 1415.3741 | 1419.2518 | 1415.3741 | 1415.3741 | 1415.3741 | 1419.2518 | 1416.0201 | 1416.0201 | 1416.0201 | 1419.8996 | 1416.0201 | 1416.0201 | 1415.3741 | 1419.2518 | 1415.3741 | 1415.3741 | 1415.3741 | 1419.2518 | 1416.0201 | 1416.0201 | 1416.0201 | 1419.8996 | 1416.0201 | 1416.0201
Option 6 SG | 2050 Emissions Budget SA 2 | Emissions DLT | 749.3157 | 751.3686 | 749.3157 | 749.3157 | 749.3157 | 751.3686 | 749.6577 | 749.6577 | 749.6577 | 751.7115 | 749.6577 | 749.6577 | 749.3157 | 751.3686 | 749.3157 | 749.3157 | 749.3157 | 751.3686 | 749.6577 | 749.6577 | 749.6577 | 751.7115 | 749.6577 | 749.6577
Option 6 SG | 2050 Emissions Budget SA 3 | Emissions DLT | 749.3157 | 751.3686 | 749.3157 | 749.3157 | 749.3157 | 751.3686 | 749.6577 | 749.6577 | 749.6577 | 751.7115 | 749.6577 | 749.6577 | 749.3157 | 751.3686 | 749.3157 | 749.3157 | 749.3157 | 751.3686 | 749.6577 | 749.6577 | 749.6577 | 751.7115 | 749.6577 | 749.6577
Option 6 SG | 2050 Emissions Budget SA 4 | Emissions DLT | 749.3157 | 751.3686 | 749.3157 | 749.3157 | 749.3157 | 751.3686 | 749.6577 | 749.6577 | 749.6577 | 751.7115 | 749.6577 | 749.6577 | 749.3157 | 751.3686 | 749.3157 | 749.3157 | 749.3157 | 751.3686 | 749.6577 | 749.6577 | 749.6577 | 751.7115 | 749.6577 | 749.6577
Option 6 SG | 2050 Emissions Budget VIC 1 | Emissions DLT | 22795.8485 | 22858.3029 | 22795.8485 | 22795.8485 | 22795.8485 | 22858.3029 | 22806.2529 | 22806.2529 | 22806.2529 | 22868.7357 | 22806.2529 | 22806.2529 | 22795.8485 | 22858.3029 | 22795.8485 | 22795.8485 | 22795.8485 | 22858.3029 | 22806.2529 | 22806.2529 | 22806.2529 | 22868.7357 | 22806.2529 | 22806.2529
Option 6 SG | 2050 Emissions Budget VIC 2 | Emissions DLT | 6943.6588 | 6962.6825 | 6943.6588 | 6943.6588 | 6943.6588 | 6962.6825 | 6946.8279 | 6946.8279 | 6946.8279 | 6965.8603 | 6946.8279 | 6946.8279 | 6943.6588 | 6962.6825 | 6943.6588 | 6943.6588 | 6943.6588 | 6962.6825 | 6946.8279 | 6946.8279 | 6946.8279 | 6965.8603 | 6946.8279 | 6946.8279
Option 6 SG | 2050 Emissions Budget VIC 3 | Emissions DLT | 6943.6588 | 6962.6825 | 6943.6588 | 6943.6588 | 6943.6588 | 6962.6825 | 6946.8279 | 6946.8279 | 6946.8279 | 6965.8603 | 6946.8279 | 6946.8279 | 6943.6588 | 6962.6825 | 6943.6588 | 6943.6588 | 6943.6588 | 6962.6825 | 6946.8279 | 6946.8279 | 6946.8279 | 6965.8603 | 6946.8279 | 6946.8279
Option 6 SG | 2050 Emissions Budget VIC 4 | Emissions DLT | 6943.6588 | 6962.6825 | 6943.6588 | 6943.6588 | 6943.6588 | 6962.6825 | 6946.8279 | 6946.8279 | 6946.8279 | 6965.8603 | 6946.8279 | 6946.8279 | 6943.6588 | 6962.6825 | 6943.6588 | 6943.6588 | 6943.6588 | 6962.6825 | 6946.8279 | 6946.8279 | 6946.8279 | 6965.8603 | 6946.8279 | 6946.8279
Option 6 SG | Basslink Daily Energy Limit | Special Constraints | -287.568 | -288.408 | -287.568 | -287.568 | -287.568 | -288.408 | -287.568 | -287.568 | -287.568 | -288.408 | -287.568 | -287.568 | -287.568 | -288.408 | -287.568 | -287.568 | -287.568 | -288.408 | -287.568 | -287.568 | -287.568 | -288.408 | -287.568 | -287.568
Option 6 SG | Borumba - Gen | Special Constraints | 0 | 0 | 0 | 0 | 0 | 0 | 0 | 0 | 0 | 0 | 0 | 0 | 0 | 0 | 0 | 26280000 | 26280000 | 26352000 | 26280000 | 26280000 | 26280000 | 26352000 | 26280000 | 26280000
Option 6 SG | Borumba - Pump | Special Constraints | 0 | 0 | 0 | 0 | 0 | 0 | 0 | 0 | 0 | 0 | 0 | 0 | 0 | 0 | 0 | 26280000 | 26280000 | 26352000 | 26280000 | 26280000 | 26280000 | 26352000 | 26280000 | 26280000
Option 6 SG | CIS Dispatchable NSW | Policies NEM | -1231.12 | -631.96 | -431.96 | -1241.96 | -2541.96 | -2741.96 | -2741.96 | -2783.18 | -2741.96 | -2741.96 | -2741.96 | -2741.96 | -2741.96 | -2741.96 | -2750.69 | -2709.47 | -2709.47 | -2750.69 | -2709.47 | -2709.47 | -1925.69 | -1624.85 | -1583.63 | -1583.63
Option 6 SG | CIS Dispatchable SA | Policies NEM | -30 | 788 | 788 | 788 | -461 | -461 | -461 | -461 | -461 | -461 | -461 | -461 | -461 | -461 | -461 | -205 | -461 | -461 | -461 | -461 | -431 | 0 | 0 | 0
Option 6 SG | CIS Dispatchable VIC | Policies NEM | 0 | 1220 | 1271.79 | 1271.79 | -428.21 | -428.21 | -435.41 | -428.21 | -428.21 | -428.21 | -428.21 | -428.21 | -428.21 | -428.21 | -428.21 | -428.21 | -428.21 | -428.21 | -437.03 | -428.21 | -428.21 | 0 | 0 | 0
Option 6 SG | CIS Gen NSW | Policies NEM | -4646.44 | -5085.53 | -2496.93 | 10614.07 | -8779.93 | -9539.57 | -9539.57 | -9539.57 | -9539.57 | -9539.57 | -9539.57 | -9539.57 | -9539.57 | -9539.57 | -9539.57 | -9539.57 | -9539.57 | -9539.57 | -9539.57 | -9302.56 | -8998.86 | -8966.46 | -8583 | -8583
Option 6 SG | CIS Gen SA | Policies NEM | 0 | 20.36 | 621.16 | 509.16 | -690.84 | -690.84 | -690.84 | -690.84 | -690.84 | -690.84 | -690.84 | -690.84 | -690.84 | -690.84 | -690.84 | -690.84 | -690.84 | -690.84 | -690.84 | -690.84 | -690.84 | -690.84 | -690.84 | -690.84
Option 6 SG | CIS Gen TAS | Policies NEM | 0 | 0 | 750 | 1200 | 0 | 0 | 0 | 0 | 0 | 0 | 0 | 0 | 0 | 0 | 0 | 0 | 0 | 0 | 0 | 0 | 0 | 0 | 0 | 0
Option 6 SG | CIS Gen VIC - Solar | Policies NEM | 0 | 669 | 555.93 | 555.93 | -944.07 | -944.07 | -944.07 | -944.07 | -944.07 | -944.07 | -944.07 | -944.07 | -944.07 | -944.07 | -944.07 | -944.07 | -944.07 | -944.07 | -944.07 | -944.07 | -944.07 | -944.07 | -944.07 | -944.07
Option 6 SG | CIS Gen VIC - Wind | Policies NEM | 0 | 0 | 1922 | 3500 | -600 | -600 | -600 | -600 | -600 | -600 | -600 | -600 | -600 | -600 | -600 | -600 | -600 | -600 | -600 | -600 | -600 | -600 | -600 | -600
Option 6 SG | CIS Total Dispatchable | Policies NEM | -1261.12 | 3076.04 | 5550.83 | 7262.83 | -3731.17 | -3931.17 | -3938.37 | -3972.39 | -3931.17 | -3931.17 | -3931.17 | -3931.17 | -3931.17 | -3931.17 | -3939.9 | -3642.68 | -3898.68 | -3939.9 | -3907.5 | -3898.68 | -3084.9 | -1774.85 | -1583.63 | -1583.63
Option 6 SG | CNSW H2 Domestic Consumption Purchaser | Subregion flexible electricity load for Domestic H2 | 0 | 0 | 0 | 0 | 11.4714 | 32.8357 | 66.5597 | 115.4964 | 180.0493 | 219.288 | 254.324 | 284.7521 | 308.06 | 326.8929 | 340.6976 | 356.605 | 382.155 | 414.498 | 454.837 | 510.1136 | 572.7893 | 637.3937 | 697.9503 | 749.345
Option 6 SG | CQ H2 Domestic Consumption Purchaser | Subregion flexible electricity load for Domestic H2 | 170.455 | 168.3874 | 165.6299 | 163.6243 | 163.6764 | 166.1914 | 171.3656 | 181.4571 | 195.5879 | 203.6806 | 208.4909 | 212.2736 | 214.3593 | 216.0723 | 216.9117 | 219.8864 | 226.6129 | 234.5554 | 244.3126 | 260.0364 | 279.4336 | 302.6843 | 328.1574 | 354.05
Option 6 SG | CSA H2 Domestic Consumption Purchaser | Subregion flexible electricity load for Domestic H2 | 7.3521 | 7.2677 | 7.1436 | 7.0393 | 6.9871 | 7.5554 | 18.5887 | 37.2821 | 64.0314 | 81.7494 | 96.8021 | 108.9264 | 116.9043 | 123.3169 | 129.4431 | 137.7093 | 150.38 | 167.0803 | 188.4421 | 218.4786 | 254.3529 | 294.6583 | 337.0739 | 378.8179
Option 6 SG | Catagunya Min Gen | Hydro min release | 17.52 | 17.52 | 17.52 | 17.52 | 17.52 | 17.52 | 17.52 | 17.52 | 17.52 | 17.52 | 17.52 | 17.52 | 17.52 | 17.52 | 17.52 | 17.52 | 17.52 | 17.52 | 17.52 | 17.52 | 17.52 | 17.52 | 17.52 | 17.52
Option 6 SG | Combined Marinus Export | Special Constraints | 11773440 | 11805696 | 11773440 | 11773440 | 11773440 | 11805696 | 11773440 | 11773440 | 15589440 | 18393696 | 18343440 | 18343440 | 18343440 | 18393696 | 18343440 | 18343440 | 18343440 | 18393696 | 18343440 | 18343440 | 18343440 | 18393696 | 18343440 | 18343440
Option 6 SG | Combined Marinus Import | Special Constraints | 8567280 | 8590752 | 8567280 | 8567280 | 8567280 | 8590752 | 8567280 | 8567280 | 12383280 | 15178752 | 15137280 | 15137280 | 15137280 | 15178752 | 15137280 | 15137280 | 15137280 | 15178752 | 15137280 | 15137280 | 15137280 | 15178752 | 15137280 | 15137280
Option 6 SG | Constraint on Pipeline from Storage to GTs CNSW | Constraints to make diesel to come exclusively from storage | 0 | 0 | 0 | 0 | 0 | 0 | 0 | 0 | 0 | 0 | 0 | 0 | 0 | 0 | 0 | 0 | 0 | 0 | 0 | 0 | 0 | 0 | 0 | 0
Option 6 SG | Constraint on Pipeline from Storage to GTs CQ | Constraints to make diesel to come exclusively from storage | 0 | 0 | 0 | 0 | 0 | 0 | 0 | 0 | 0 | 0 | 0 | 0 | 0 | 0 | 0 | 0 | 0 | 0 | 0 | 0 | 0 | 0 | 0 | 0
Option 6 SG | Constraint on Pipeline from Storage to GTs CSA | Constraints to make diesel to come exclusively from storage | 0 | 0 | 0 | 0 | 0 | 0 | 0 | 0 | 0 | 0 | 0 | 0 | 0 | 0 | 0 | 0 | 0 | 0 | 0 | 0 | 0 | 0 | 0 | 0
Option 6 SG | Constraint on Pipeline from Storage to GTs GG | Constraints to make diesel to come exclusively from storage | 0 | 0 | 0 | 0 | 0 | 0 | 0 | 0 | 0 | 0 | 0 | 0 | 0 | 0 | 0 | 0 | 0 | 0 | 0 | 0 | 0 | 0 | 0 | 0
Option 6 SG | Constraint on Pipeline from Storage to GTs MEL | Constraints to make diesel to come exclusively from storage | 0 | 0 | 0 | 0 | 0 | 0 | 0 | 0 | 0 | 0 | 0 | 0 | 0 | 0 | 0 | 0 | 0 | 0 | 0 | 0 | 0 | 0 | 0 | 0
Option 6 SG | Constraint on Pipeline from Storage to GTs NNSW | Constraints to make diesel to come exclusively from storage | 0 | 0 | 0 | 0 | 0 | 0 | 0 | 0 | 0 | 0 | 0 | 0 | 0 | 0 | 0 | 0 | 0 | 0 | 0 | 0 | 0 | 0 | 0 | 0
Option 6 SG | Constraint on Pipeline from Storage to GTs NQ | Constraints to make diesel to come exclusively from storage | 0 | 0 | 0 | 0 | 0 | 0 | 0 | 0 | 0 | 0 | 0 | 0 | 0 | 0 | 0 | 0 | 0 | 0 | 0 | 0 | 0 | 0 | 0 | 0
Option 6 SG | Constraint on Pipeline from Storage to GTs NSA | Constraints to make diesel to come exclusively from storage | 0 | 0 | 0 | 0 | 0 | 0 | 0 | 0 | 0 | 0 | 0 | 0 | 0 | 0 | 0 | 0 | 0 | 0 | 0 | 0 | 0 | 0 | 0 | 0
Option 6 SG | Constraint on Pipeline from Storage to GTs SESA | Constraints to make diesel to come exclusively from storage | 0 | 0 | 0 | 0 | 0 | 0 | 0 | 0 | 0 | 0 | 0 | 0 | 0 | 0 | 0 | 0 | 0 | 0 | 0 | 0 | 0 | 0 | 0 | 0
Option 6 SG | Constraint on Pipeline from Storage to GTs SEV | Constraints to make diesel to come exclusively from storage | 0 | 0 | 0 | 0 | 0 | 0 | 0 | 0 | 0 | 0 | 0 | 0 | 0 | 0 | 0 | 0 | 0 | 0 | 0 | 0 | 0 | 0 | 0 | 0
Option 6 SG | Constraint on Pipeline from Storage to GTs SNSW | Constraints to make diesel to come exclusively from storage | 0 | 0 | 0 | 0 | 0 | 0 | 0 | 0 | 0 | 0 | 0 | 0 | 0 | 0 | 0 | 0 | 0 | 0 | 0 | 0 | 0 | 0 | 0 | 0
Option 6 SG | Constraint on Pipeline from Storage to GTs SNW | Constraints to make diesel to come exclusively from storage | 0 | 0 | 0 | 0 | 0 | 0 | 0 | 0 | 0 | 0 | 0 | 0 | 0 | 0 | 0 | 0 | 0 | 0 | 0 | 0 | 0 | 0 | 0 | 0
Option 6 SG | Constraint on Pipeline from Storage to GTs SQ | Constraints to make diesel to come exclusively from storage | 0 | 0 | 0 | 0 | 0 | 0 | 0 | 0 | 0 | 0 | 0 | 0 | 0 | 0 | 0 | 0 | 0 | 0 | 0 | 0 | 0 | 0 | 0 | 0
Option 6 SG | Constraint on Pipeline from Storage to GTs TAS | Constraints to make diesel to come exclusively from storage | 0 | 0 | 0 | 0 | 0 | 0 | 0 | 0 | 0 | 0 | 0 | 0 | 0 | 0 | 0 | 0 | 0 | 0 | 0 | 0 | 0 | 0 | 0 | 0
Option 6 SG | Constraint on Pipeline from Storage to GTs WNV | Constraints to make diesel to come exclusively from storage | 0 | 0 | 0 | 0 | 0 | 0 | 0 | 0 | 0 | 0 | 0 | 0 | 0 | 0 | 0 | 0 | 0 | 0 | 0 | 0 | 0 | 0 | 0 | 0
Option 6 SG | Constraint on Pipeline from Storage to GTs WOO | Constraints to make diesel to come exclusively from storage | 0 | 0 | 0 | 0 | 0 | 0 | 0 | 0 | 0 | 0 | 0 | 0 | 0 | 0 | 0 | 0 | 0 | 0 | 0 | 0 | 0 | 0 | 0 | 0
Option 6 SG | DNSP Thermal Limit on CER CNSW Area1 | DNSP Thermal Limit on CER | 881436 | 972982.5 | 1083503 | 1151884.5 | 1160908 | 1251175 | 1183413.5 | 1341296 | 1374077 | 1329544 | 1325674 | 1349695.5 | 1414354.5 | 1488354 | 1494250 | 1402640 | 1306220.5 | 1381054.5 | 1487146 | 1557849.5 | 1591141.5 | 1742247.5 | 1700879.5 | 1969378.5
Option 6 SG | DNSP Thermal Limit on CER CQ Area1 | DNSP Thermal Limit on CER | 1115404.5 | 1274101 | 1393707.5 | 1500446 | 1535688.5 | 1638641 | 1699974 | 1840791 | 1888803 | 1953640 | 1913769 | 1887799 | 2007282 | 2140009.5 | 2188514.5 | 2043247 | 1867396.5 | 2046074.5 | 2188833 | 2336798 | 2356489.5 | 2501862.5 | 2644008 | 2880939
Option 6 SG | DNSP Thermal Limit on CER CSA Area1 | DNSP Thermal Limit on CER | 4058521 | 4405183.5 | 4763085 | 4786732.5 | 5193442.5 | 5432514.5 | 5611960.5 | 5939722.5 | 6438271.5 | 6871720 | 7454754.5 | 7611644.5 | 7948118 | 8551593 | 8857903.5 | 9195341 | 9145202.5 | 9824093 | 10423354.5 | 10383243.5 | 10626202 | 10860228 | 10922492 | 11068583.5
Option 6 SG | DNSP Thermal Limit on CER GG Area1 | DNSP Thermal Limit on CER | 146741 | 167374.5 | 183189 | 201743.5 | 206140.5 | 219662.5 | 228800 | 240546 | 246212.5 | 249750 | 239697 | 239657.5 | 252228 | 278157.5 | 285427 | 275522.5 | 245044 | 268769 | 286841.5 | 311470 | 316452 | 338619 | 350133.5 | 373568.5
Option 6 SG | DNSP Thermal Limit on CER MEL Area1 | DNSP Thermal Limit on CER | 830632 | 955827.5 | 1079121 | 1045716 | 1207876 | 1265662.5 | 1306789 | 1388799 | 1424511.5 | 1392490.5 | 1400687 | 1441197 | 1521257 | 1594988 | 1621215 | 1586373 | 1422760.5 | 1572949.5 | 1697563 | 1619332 | 1851065.5 | 1948023 | 2049094 | 2239623
Option 6 SG | DNSP Thermal Limit on CER MEL Area2 | DNSP Thermal Limit on CER | 3802297 | 4430941.5 | 5057529.5 | 4938645 | 5765578.5 | 6087419 | 6313617 | 6730756.5 | 6911386 | 6769373.5 | 6841227 | 7047098 | 7458597 | 7813554.5 | 7961109 | 7810874.5 | 7054746 | 7792342 | 8414097 | 8027198.5 | 9213764.5 | 9691014 | 10271108 | 11273698.5
Option 6 SG | DNSP Thermal Limit on CER NNSW Area1 | DNSP Thermal Limit on CER | 2087141.5 | 2267354 | 2506405 | 2661767 | 2740577 | 2886751 | 2749951.5 | 3114695.5 | 3102438 | 3020767 | 3012644 | 3007685.5 | 3228185.5 | 3353522 | 3477136 | 3279319.5 | 3050856.5 | 3159822.5 | 3377853.5 | 3530170.5 | 3690722.5 | 3956956 | 3882495.5 | 4501117.5
Option 6 SG | DNSP Thermal Limit on CER NQ Area1 | DNSP Thermal Limit on CER | 1883364.5 | 2125903.5 | 2305369 | 2552931.5 | 2590058 | 2738570 | 2797940 | 2965609 | 3037702.5 | 3154479.5 | 3026682 | 3021042.5 | 3201093 | 3395661 | 3459017.5 | 3369797.5 | 3012392.5 | 3276711 | 3501173.5 | 3836798.5 | 3875394 | 4078327 | 4213104 | 4498267
Option 6 SG | DNSP Thermal Limit on CER NSA Area1 | DNSP Thermal Limit on CER | 160251 | 182468 | 202392.5 | 206834 | 221885.5 | 224039.5 | 231958 | 248493.5 | 275127 | 298297 | 301000.5 | 333941.5 | 351921.5 | 370748 | 376737 | 389403 | 390762 | 438104 | 454109.5 | 467376 | 476560 | 483851.5 | 492002.5 | 508436.5
Option 6 SG | DNSP Thermal Limit on CER SESA Area1 | DNSP Thermal Limit on CER | 188426 | 217125.5 | 243714 | 253991 | 271399 | 284903 | 300975 | 316928.5 | 341669.5 | 361594 | 376824.5 | 435744 | 453705 | 460275.5 | 493742.5 | 521852.5 | 519411.5 | 565525 | 619413.5 | 624916.5 | 631617.5 | 640799.5 | 624320 | 624980
Option 6 SG | DNSP Thermal Limit on CER SEV Area1 | DNSP Thermal Limit on CER | 572188.5 | 661610.5 | 761834.5 | 747892 | 876632 | 925822 | 969783.5 | 1051559 | 1070425.5 | 1083394.5 | 1125160 | 1180020.5 | 1284353.5 | 1413701.5 | 1484619 | 1494598.5 | 1416134.5 | 1556328.5 | 1664826 | 1627637 | 1866879.5 | 2037376 | 2143520.5 | 2335029.5
Option 6 SG | DNSP Thermal Limit on CER SNSW Area1 | DNSP Thermal Limit on CER | 1096816 | 1183820.5 | 1315163.5 | 1378489 | 1422610 | 1499159 | 1427918 | 1603113 | 1583131 | 1539695 | 1536614.5 | 1559989.5 | 1634471 | 1699697 | 1770586 | 1694532 | 1592634.5 | 1646938.5 | 1771393 | 1822981.5 | 1900643.5 | 2038352 | 1993983 | 2286862.5
Option 6 SG | DNSP Thermal Limit on CER SNSW Area2 | DNSP Thermal Limit on CER | 947063.5 | 1020322.5 | 1134315.5 | 1186257.5 | 1218252.5 | 1278961.5 | 1206960 | 1361960.5 | 1338381.5 | 1296959.5 | 1284479.5 | 1301901.5 | 1364487 | 1429745.5 | 1494152.5 | 1422192 | 1322896.5 | 1370122.5 | 1484853.5 | 1537984.5 | 1604644 | 1728196 | 1687043 | 1960587.5
Option 6 SG | DNSP Thermal Limit on CER SNW Area1 | DNSP Thermal Limit on CER | 4044298.5 | 4485649 | 5035420.5 | 5425511.5 | 5462178 | 5891716 | 5631216 | 6331086.5 | 6325302.5 | 6136798 | 6157772 | 6050871 | 6478623 | 6907454 | 7166756 | 6756788.5 | 6370297.5 | 6766598 | 7221241 | 7708348.5 | 7832610.5 | 8623782.5 | 8551344 | 9829161.5
Option 6 SG | DNSP Thermal Limit on CER SNW Area2 | DNSP Thermal Limit on CER | 4520837 | 4967377.5 | 5526742.5 | 5909610 | 5919817 | 6364927 | 6065748 | 6799640.5 | 6772081 | 6552407.5 | 6554658.5 | 6419771.5 | 6853331.5 | 7289920.5 | 7534531.5 | 7072296 | 6633351 | 7009345.5 | 7480903 | 7929685 | 8010170.5 | 8763385.5 | 8606898 | 9850454.5
Option 6 SG | DNSP Thermal Limit on CER SQ Area1 | DNSP Thermal Limit on CER | 9269194 | 10523721 | 11654118 | 12563620 | 12954933.5 | 13640483 | 14178933 | 14657488 | 15007366 | 15564268 | 14822995.5 | 14862536 | 15628937.5 | 16746955 | 17129212 | 16856884.5 | 14694349 | 16216674.5 | 17653343 | 18737761.5 | 19158227 | 20104193.5 | 21210087 | 22136364
Option 6 SG | DNSP Thermal Limit on CER TAS Area1 | DNSP Thermal Limit on CER | 546801 | 614235.5 | 682320 | 672538.5 | 738541.5 | 784280.5 | 786662 | 816334.5 | 824276.5 | 821839.5 | 818101.5 | 818196 | 856062 | 889888 | 896858.5 | 868922 | 850158 | 888495 | 912420 | 877278.5 | 950314 | 1047181.5 | 1097473.5 | 1186880.5
Option 6 SG | DNSP Thermal Limit on CER WNV Area1 | DNSP Thermal Limit on CER | 355142.5 | 409038 | 458002 | 455272.5 | 535771 | 552974 | 567974 | 604839.5 | 624552.5 | 613482 | 619067.5 | 629262.5 | 676497 | 698700.5 | 709118 | 706402.5 | 608480 | 676199.5 | 724321.5 | 717429.5 | 823939.5 | 865039 | 904753 | 977816.5
Option 6 SG | DNSP Thermal Limit on CER WNV Area2 | DNSP Thermal Limit on CER | 1330136 | 1536806 | 1732654 | 1738761 | 2057070.5 | 2140660 | 2209844 | 2361547 | 2434758 | 2411497.5 | 2454597.5 | 2506089.5 | 2709385 | 2832084 | 2887008 | 2884996.5 | 2521795.5 | 2783706 | 2976962.5 | 2941131.5 | 3413042 | 3599560 | 3778845 | 4102767
Option 6 SG | DNSP Thermal Limit on Distributed Resources CNSW Area1 | DNSP Thermal Limit on Distributed Resources | 5676480 | 5692032 | 5676480 | 5676480 | 5676480 | 5692032 | 5676480 | 5676480 | 5676480 | 5692032 | 5676480 | 5676480 | 5676480 | 5692032 | 5676480 | 5676480 | 5676480 | 5692032 | 5676480 | 5676480 | 5676480 | 5692032 | 5676480 | 5676480
Option 6 SG | DNSP Thermal Limit on Distributed Resources CQ Area1 | DNSP Thermal Limit on Distributed Resources | 0 | 0 | 0 | 0 | 0 | 9003600 | 8979000 | 8979000 | 8979000 | 9003600 | 8979000 | 8979000 | 8979000 | 9003600 | 8979000 | 8979000 | 8979000 | 9003600 | 8979000 | 8979000 | 8979000 | 9003600 | 8979000 | 8979000
Option 6 SG | DNSP Thermal Limit on Distributed Resources CSA Area1 | DNSP Thermal Limit on Distributed Resources | 0 | 0 | 0 | 0 | 0 | 65352960 | 65174400 | 65174400 | 65174400 | 65352960 | 65174400 | 65174400 | 65174400 | 65352960 | 65174400 | 65174400 | 65174400 | 65352960 | 65174400 | 65174400 | 65174400 | 65352960 | 65174400 | 65174400
Option 6 SG | DNSP Thermal Limit on Distributed Resources GG Area1 | DNSP Thermal Limit on Distributed Resources | 0 | 0 | 0 | 0 | 0 | 1036512 | 1033680 | 1033680 | 1033680 | 1036512 | 1033680 | 1033680 | 1033680 | 1036512 | 1033680 | 1033680 | 1033680 | 1036512 | 1033680 | 1033680 | 1033680 | 1036512 | 1033680 | 1033680
Option 6 SG | DNSP Thermal Limit on Distributed Resources MEL Area1 | DNSP Thermal Limit on Distributed Resources | 15978240 | 16022016 | 15978240 | 15978240 | 15978240 | 16022016 | 15978240 | 15978240 | 15978240 | 16022016 | 15978240 | 15978240 | 15978240 | 16022016 | 15978240 | 15978240 | 15978240 | 16022016 | 15978240 | 15978240 | 15978240 | 16022016 | 15978240 | 15978240
Option 6 SG | DNSP Thermal Limit on Distributed Resources MEL Area2 | DNSP Thermal Limit on Distributed Resources | 182768640 | 183269376 | 182768640 | 182768640 | 182768640 | 183269376 | 182768640 | 182768640 | 182768640 | 183269376 | 182768640 | 182768640 | 182768640 | 183269376 | 182768640 | 182768640 | 182768640 | 183269376 | 182768640 | 182768640 | 182768640 | 183269376 | 182768640 | 182768640
Option 6 SG | DNSP Thermal Limit on Distributed Resources NNSW Area1 | DNSP Thermal Limit on Distributed Resources | 0 | 0 | 0 | 0 | 0 | 9196848 | 9171720 | 9171720 | 9171720 | 9196848 | 9171720 | 9171720 | 9171720 | 9196848 | 9171720 | 9171720 | 9171720 | 9196848 | 9171720 | 9171720 | 9171720 | 9196848 | 9171720 | 9171720
Option 6 SG | DNSP Thermal Limit on Distributed Resources NQ Area1 | DNSP Thermal Limit on Distributed Resources | 0 | 0 | 0 | 0 | 0 | 16961904 | 16915560 | 16915560 | 16915560 | 16961904 | 16915560 | 16915560 | 16915560 | 16961904 | 16915560 | 16915560 | 16915560 | 16961904 | 16915560 | 16915560 | 16915560 | 16961904 | 16915560 | 16915560
Option 6 SG | DNSP Thermal Limit on Distributed Resources NSA Area1 | DNSP Thermal Limit on Distributed Resources | 0 | 0 | 0 | 0 | 0 | 3048048 | 3039720 | 3039720 | 3039720 | 3048048 | 3039720 | 3039720 | 3039720 | 3048048 | 3039720 | 3039720 | 3039720 | 3048048 | 3039720 | 3039720 | 3039720 | 3048048 | 3039720 | 3039720
Option 6 SG | DNSP Thermal Limit on Distributed Resources SESA Area1 | DNSP Thermal Limit on Distributed Resources | 0 | 0 | 0 | 0 | 0 | 4488624 | 4476360 | 4476360 | 4476360 | 4488624 | 4476360 | 4476360 | 4476360 | 4488624 | 4476360 | 4476360 | 4476360 | 4488624 | 4476360 | 4476360 | 4476360 | 4488624 | 4476360 | 4476360
Option 6 SG | DNSP Thermal Limit on Distributed Resources SEV Area1 | DNSP Thermal Limit on Distributed Resources | 0 | 0 | 0 | 0 | 0 | 7211664 | 7191960 | 7191960 | 7191960 | 7211664 | 7191960 | 7191960 | 7191960 | 7211664 | 7191960 | 7191960 | 7191960 | 7211664 | 7191960 | 7191960 | 7191960 | 7211664 | 7191960 | 7191960
Option 6 SG | DNSP Thermal Limit on Distributed Resources SNSW Area1 | DNSP Thermal Limit on Distributed Resources | 0 | 0 | 0 | 0 | 0 | 7009632 | 6990480 | 6990480 | 6990480 | 7009632 | 6990480 | 6990480 | 6990480 | 7009632 | 6990480 | 6990480 | 6990480 | 7009632 | 6990480 | 6990480 | 6990480 | 7009632 | 6990480 | 6990480
Option 6 SG | DNSP Thermal Limit on Distributed Resources SNSW Area2 | DNSP Thermal Limit on Distributed Resources | 0 | 0 | 0 | 0 | 0 | 8081280 | 8059200 | 8059200 | 8059200 | 8081280 | 8059200 | 8059200 | 8059200 | 8081280 | 8059200 | 8059200 | 8059200 | 8081280 | 8059200 | 8059200 | 8059200 | 8081280 | 8059200 | 8059200
Option 6 SG | DNSP Thermal Limit on Distributed Resources SNW Area1 | DNSP Thermal Limit on Distributed Resources | 27366240 | 27441216 | 27366240 | 27366240 | 27366240 | 27441216 | 27366240 | 27366240 | 27366240 | 27441216 | 27366240 | 27366240 | 27366240 | 27441216 | 27366240 | 27366240 | 27366240 | 27441216 | 27366240 | 27366240 | 27366240 | 27441216 | 27366240 | 27366240
Option 6 SG | DNSP Thermal Limit on Distributed Resources SNW Area2 | DNSP Thermal Limit on Distributed Resources | 59734440 | 59898096 | 59734440 | 59734440 | 59734440 | 59898096 | 59734440 | 59734440 | 59734440 | 59898096 | 59734440 | 59734440 | 59734440 | 59898096 | 59734440 | 59734440 | 59734440 | 59898096 | 59734440 | 59734440 | 59734440 | 59898096 | 59734440 | 59734440
Option 6 SG | DNSP Thermal Limit on Distributed Resources SQ Area1 | DNSP Thermal Limit on Distributed Resources | 0 | 0 | 0 | 0 | 0 | 51158016 | 51018240 | 51018240 | 51018240 | 51158016 | 51018240 | 51018240 | 51018240 | 51158016 | 51018240 | 51018240 | 51018240 | 51158016 | 51018240 | 51018240 | 51018240 | 51158016 | 51018240 | 51018240
Option 6 SG | DNSP Thermal Limit on Distributed Resources TAS Area1 | DNSP Thermal Limit on Distributed Resources | 3468960 | 3478464 | 3468960 | 3468960 | 3468960 | 3478464 | 3468960 | 3468960 | 3468960 | 3478464 | 3468960 | 3468960 | 3468960 | 3478464 | 3468960 | 3468960 | 3468960 | 3478464 | 3468960 | 3468960 | 3468960 | 3478464 | 3468960 | 3468960
Option 6 SG | DNSP Thermal Limit on Distributed Resources WNV Area1 | DNSP Thermal Limit on Distributed Resources | 0 | 0 | 0 | 0 | 0 | 3469680 | 3460200 | 3460200 | 3460200 | 3469680 | 3460200 | 3460200 | 3460200 | 3469680 | 3460200 | 3460200 | 3460200 | 3469680 | 3460200 | 3460200 | 3460200 | 3469680 | 3460200 | 3460200
Option 6 SG | DNSP Thermal Limit on Distributed Resources WNV Area2 | DNSP Thermal Limit on Distributed Resources | 0 | 0 | 0 | 0 | 0 | 53441856 | 53295840 | 53295840 | 53295840 | 53441856 | 53295840 | 53295840 | 53295840 | 53441856 | 53295840 | 53295840 | 53295840 | 53441856 | 53295840 | 53295840 | 53295840 | 53441856 | 53295840 | 53295840
Option 6 SG | Daily H2 Limit NSW | H2 Infrastructure Limitations | 0 | 0 | 0 | 0 | 0 | 0 | 0 | 0 | 0 | 0 | 0 | 0 | 0 | 0 | 0 | 0 | 0 | 0 | 0 | 0 | 0 | 0 | 0 | 0
Option 6 SG | Daily H2 Limit QLD | H2 Infrastructure Limitations | 0 | 0 | 0 | 0 | 0 | 0 | 0 | 0 | 0 | 0 | 0 | 0 | 0 | 0 | 0 | 0 | 0 | 0 | 0 | 0 | 0 | 0 | 0 | 0
Option 6 SG | Daily H2 Limit SA | H2 Infrastructure Limitations | 0 | 0 | 0 | 0 | 0 | 0 | 0 | 0 | 0 | 0 | 0 | 0 | 0 | 0 | 0 | 0 | 0 | 0 | 0 | 0 | 0 | 0 | 0 | 0
Option 6 SG | Daily H2 Limit TAS | H2 Infrastructure Limitations | 0 | 0 | 0 | 0 | 0 | 0 | 0 | 0 | 0 | 0 | 0 | 0 | 0 | 0 | 0 | 0 | 0 | 0 | 0 | 0 | 0 | 0 | 0 | 0
Option 6 SG | Daily H2 Limit VIC | H2 Infrastructure Limitations | 0 | 0 | 0 | 0 | 0 | 0 | 0 | 0 | 0 | 0 | 0 | 0 | 0 | 0 | 0 | 0 | 0 | 0 | 0 | 0 | 0 | 0 | 0 | 0
Option 6 SG | ExportGroup_CNSW1 | Group Network Export Constraints | 7139400 | 7158960 | 7139400 | 7139400 | 7139400 | 7158960 | 7139400 | 7139400 | 7139400 | 7158960 | 7139400 | 7139400 | 7139400 | 7158960 | 7139400 | 7139400 | 7139400 | 7158960 | 7139400 | 7139400 | 7139400 | 7158960 | 7139400 | 7139400
Option 6 SG | ExportGroup_CQ1 | Group Network Export Constraints | 16792320 | 16833120 | 16792320 | 16792320 | 16792320 | 16833120 | 16792320 | 16792320 | 16792320 | 16833120 | 16792320 | 16792320 | 16792320 | 16833120 | 16792320 | 16792320 | 16792320 | 16833120 | 16792320 | 16792320 | 16792320 | 16833120 | 16792320 | 16792320
Option 6 SG | ExportGroup_MN1 | Group Network Export Constraints | 15460080 | 15499200 | 15460080 | 15460080 | 15460080 | 15499200 | 15460080 | 15460080 | 15460080 | 15499200 | 15460080 | 15460080 | 15460080 | 15499200 | 15460080 | 15460080 | 15460080 | 15499200 | 15460080 | 15460080 | 15460080 | 15499200 | 15460080 | 15460080
Option 6 SG | ExportGroup_NET1 | Group Network Export Constraints | 14016000 | 14054400 | 14016000 | 14016000 | 14016000 | 14054400 | 14016000 | 14016000 | 14016000 | 14054400 | 14016000 | 14016000 | 14016000 | 14054400 | 14016000 | 14016000 | 14016000 | 14054400 | 14016000 | 14016000 | 14016000 | 14054400 | 14016000 | 14016000
Option 6 SG | ExportGroup_NQ1 | Group Network Export Constraints | 22380480 | 22438560 | 22380480 | 22380480 | 22380480 | 22438560 | 22380480 | 22380480 | 22380480 | 22438560 | 22380480 | 22380480 | 22380480 | 22438560 | 22380480 | 22380480 | 22380480 | 22438560 | 22380480 | 22380480 | 22380480 | 22438560 | 22380480 | 22380480
Option 6 SG | ExportGroup_NSA1 | Group Network Export Constraints | 5124600 | 5138640 | 5124600 | 5124600 | 5124600 | 5138640 | 5124600 | 5124600 | 5124600 | 5138640 | 5124600 | 5124600 | 5124600 | 5138640 | 5124600 | 5124600 | 5124600 | 5138640 | 5124600 | 5124600 | 5124600 | 5138640 | 5124600 | 5124600
Option 6 SG | ExportGroup_SEVIC1 | Group Network Export Constraints | 0 | 0 | 0 | 0 | 0 | 36892800 | 36792000 | 36792000 | 36792000 | 36892800 | 36792000 | 36792000 | 36792000 | 36892800 | 36792000 | 36792000 | 36792000 | 36892800 | 36792000 | 36792000 | 36792000 | 36892800 | 36792000 | 36792000
Option 6 SG | ExportGroup_SQ1 | Group Network Export Constraints | 12264000 | 12297600 | 12264000 | 12264000 | 12264000 | 12297600 | 12264000 | 12264000 | 12264000 | 12297600 | 12264000 | 12264000 | 12264000 | 12297600 | 12264000 | 12264000 | 12264000 | 12297600 | 12264000 | 12264000 | 12264000 | 12297600 | 12264000 | 12264000
Option 6 SG | ExportGroup_SWNSW1 | Group Network Export Constraints | 10512000 | 10540800 | 10512000 | 10512000 | 10512000 | 10540800 | 10512000 | 10512000 | 10512000 | 10540800 | 10512000 | 10512000 | 10512000 | 10540800 | 10512000 | 10512000 | 10512000 | 10540800 | 10512000 | 10512000 | 10512000 | 10540800 | 10512000 | 10512000
Option 6 SG | ExportGroup_SWNSW2 | Group Network Export Constraints | 0 | 0 | 0 | 0 | 0 | 22598400 | 38544000 | 38544000 | 38544000 | 38649600 | 38544000 | 38544000 | 38544000 | 38649600 | 38544000 | 38544000 | 38544000 | 38649600 | 38544000 | 38544000 | 38544000 | 38649600 | 38544000 | 38544000
Option 6 SG | ExportGroup_SWQLD1 | Group Network Export Constraints | 26280000 | 26352000 | 26280000 | 26280000 | 26280000 | 26352000 | 26280000 | 26280000 | 26280000 | 26352000 | 26280000 | 26280000 | 26280000 | 26352000 | 26280000 | 26280000 | 26280000 | 26352000 | 26280000 | 26280000 | 26280000 | 26352000 | 26280000 | 26280000
Option 6 SG | ExportGroup_SWV1 | Group Network Export Constraints | 21856200 | 21916080 | 21856200 | 21856200 | 21856200 | 21916080 | 21856200 | 21856200 | 21856200 | 21916080 | 21856200 | 21856200 | 21856200 | 21916080 | 21856200 | 21856200 | 21856200 | 21916080 | 21856200 | 21856200 | 21856200 | 21916080 | 21856200 | 21856200
Option 6 SG | ExportGroup_WNV1 | Group Network Export Constraints | 23802480 | 23851440 | 23802480 | 23802480 | 23802480 | 10851480 | 23802480 | 23802480 | 23802480 | 23851440 | 23802480 | 23802480 | 23802480 | 23851440 | 23802480 | 23802480 | 23802480 | 23851440 | 23802480 | 23802480 | 23802480 | 23851440 | 23802480 | 23802480
Option 6 SG | ExportGroup_WV1 | Group Network Export Constraints | 7860000 | 7878720 | 7860000 | 7860000 | 7860000 | 7878720 | 7860000 | 7860000 | 7860000 | 7878720 | 7860000 | 7860000 | 7860000 | 7878720 | 7860000 | 7860000 | 7860000 | 7878720 | 7860000 | 7860000 | 7860000 | 7878720 | 7860000 | 7860000
Option 6 SG | ExportLimit_DN2_Yass | Distribution REZ Export Constraints | 0 | 0 | 0 | 0 | 0 | 0 | 0 | 0 | 0 | 0 | 0 | 0 | 0 | 0 | 0 | 0 | 0 | 0 | 0 | 0 | 0 | 0 | 0 | 0
Option 6 SG | ExportLimit_DN3_Marulan | Distribution REZ Export Constraints | 0 | 0 | 0 | 0 | 0 | 0 | 0 | 0 | 0 | 0 | 0 | 0 | 0 | 0 | 0 | 0 | 0 | 0 | 0 | 0 | 0 | 0 | 0 | 0
Option 6 SG | ExportLimit_N10_Hunter Coast | REZ Network Export Constraints | 49494000 | 49629600 | 49494000 | 49494000 | 49494000 | 49629600 | 49494000 | 49494000 | 49494000 | 49629600 | 49494000 | 49494000 | 49494000 | 49629600 | 49494000 | 49494000 | 49494000 | 49629600 | 49494000 | 49494000 | 49494000 | 49629600 | 49494000 | 49494000
Option 6 SG | ExportLimit_N11_Illawarra Coast | REZ Network Export Constraints | 8760000 | 8784000 | 8760000 | 8760000 | 8760000 | 8784000 | 8760000 | 8760000 | 8760000 | 8784000 | 8760000 | 8760000 | 8760000 | 8784000 | 8760000 | 8760000 | 8760000 | 8784000 | 8760000 | 8760000 | 8760000 | 8784000 | 8760000 | 8760000
Option 6 SG | ExportLimit_N12_Illawarra | REZ Network Export Constraints | 8760000 | 8784000 | 8760000 | 8760000 | 8760000 | 8784000 | 8760000 | 8760000 | 8760000 | 8784000 | 8760000 | 8760000 | 8760000 | 8784000 | 8760000 | 8760000 | 8760000 | 8784000 | 8760000 | 8760000 | 8760000 | 8784000 | 8760000 | 8760000
Option 6 SG | ExportLimit_N13_South Cobar | REZ Network Export Constraints | 995328 | 997872 | 995328 | 995328 | 995328 | 997872 | 995328 | 995328 | 995328 | 997872 | 995328 | 995328 | 995328 | 997872 | 995328 | 995328 | 995328 | 997872 | 995328 | 995328 | 995328 | 997872 | 995328 | 995328
Option 6 SG | ExportLimit_N1_North West NSW | REZ Network Export Constraints | 1497960 | 1502064 | 1497960 | 1497960 | 1497960 | 1502064 | 1497960 | 1497960 | 1497960 | 1502064 | 1497960 | 1497960 | 1497960 | 1502064 | 1497960 | 1497960 | 1497960 | 1502064 | 1497960 | 1497960 | 1497960 | 1502064 | 1497960 | 1497960
Option 6 SG | ExportLimit_N2_New England | REZ Network Export Constraints | 5054520 | 5068368 | 5054520 | 5054520 | 5054520 | 5068368 | 5054520 | 5054520 | 5054520 | 5068368 | 5054520 | 5054520 | 5054520 | 5068368 | 5054520 | 5054520 | 5054520 | 5068368 | 5054520 | 5054520 | 5054520 | 5068368 | 5054520 | 5054520
Option 6 SG | ExportLimit_N3_Central-West Orana | REZ Network Export Constraints | 7884000 | 7905600 | 7884000 | 7884000 | 7884000 | 7905600 | 7884000 | 7884000 | 7884000 | 7905600 | 7884000 | 7884000 | 7884000 | 7905600 | 7884000 | 7884000 | 7884000 | 7905600 | 7884000 | 7884000 | 7884000 | 7905600 | 7884000 | 7884000
Option 6 SG | ExportLimit_N4_Broken Hill | REZ Network Export Constraints | 2190000 | 2196000 | 2190000 | 2190000 | 2190000 | 2196000 | 2190000 | 2190000 | 2190000 | 2196000 | 2190000 | 2190000 | 2190000 | 2196000 | 2190000 | 2190000 | 2190000 | 2196000 | 2190000 | 2190000 | 2190000 | 2196000 | 2190000 | 2190000
Option 6 SG | ExportLimit_N5_South West NSW | REZ Network Export Constraints | 3942000 | 3952800 | 3942000 | 3942000 | 3942000 | 3952800 | 3942000 | 3942000 | 3942000 | 3952800 | 3942000 | 3942000 | 3942000 | 3952800 | 3942000 | 3942000 | 3942000 | 3952800 | 3942000 | 3942000 | 3942000 | 3952800 | 3942000 | 3942000
Option 6 SG | ExportLimit_N6_Wagga Wagga | REZ Network Export Constraints | 9636000 | 9662400 | 9636000 | 9636000 | 9636000 | 9662400 | 9636000 | 9636000 | 9636000 | 9662400 | 9636000 | 9636000 | 9636000 | 9662400 | 9636000 | 9636000 | 9636000 | 9662400 | 9636000 | 9636000 | 9636000 | 9662400 | 9636000 | 9636000
Option 6 SG | ExportLimit_N7_Tumut | REZ Network Export Constraints | 0 | 0 | 0 | 0 | 0 | 0 | 0 | 0 | 0 | 0 | 0 | 0 | 0 | 0 | 0 | 0 | 0 | 0 | 0 | 0 | 0 | 0 | 0 | 0
Option 6 SG | ExportLimit_N8_Cooma-Monaro | REZ Network Export Constraints | 3066000 | 3074400 | 3066000 | 3066000 | 3066000 | 3074400 | 3066000 | 3066000 | 3066000 | 3074400 | 3066000 | 3066000 | 3066000 | 3074400 | 3066000 | 3066000 | 3066000 | 3074400 | 3066000 | 3066000 | 3066000 | 3074400 | 3066000 | 3066000
Option 6 SG | ExportLimit_N9_Hunter-Central Coast | REZ Network Export Constraints | 3504000 | 3513600 | 3504000 | 3504000 | 3504000 | 3513600 | 3504000 | 3504000 | 3504000 | 3513600 | 3504000 | 3504000 | 3504000 | 3513600 | 3504000 | 3504000 | 3504000 | 3513600 | 3504000 | 3504000 | 3504000 | 3513600 | 3504000 | 3504000
Option 6 SG | ExportLimit_Q1_Far North Qld | REZ Network Export Constraints | 6570000 | 6588000 | 6570000 | 6570000 | 6570000 | 6588000 | 6570000 | 6570000 | 6570000 | 6588000 | 6570000 | 6570000 | 6570000 | 6588000 | 6570000 | 6570000 | 6570000 | 6588000 | 6570000 | 6570000 | 6570000 | 6588000 | 6570000 | 6570000
Option 6 SG | ExportLimit_Q2_North Qld Clean Energy Hub | REZ Network Export Constraints | 6132000 | 6148800 | 6132000 | 6132000 | 6132000 | 6148800 | 6132000 | 6132000 | 6132000 | 6148800 | 6132000 | 6132000 | 6132000 | 6148800 | 6132000 | 6132000 | 6132000 | 6148800 | 6132000 | 6132000 | 6132000 | 6148800 | 6132000 | 6132000
Option 6 SG | ExportLimit_Q5_Barcaldine | REZ Network Export Constraints | 744600 | 746640 | 744600 | 744600 | 744600 | 746640 | 744600 | 744600 | 744600 | 746640 | 744600 | 744600 | 744600 | 746640 | 744600 | 744600 | 744600 | 746640 | 744600 | 744600 | 744600 | 746640 | 744600 | 744600
Option 6 SG | ExportLimit_Q9_Banana | REZ Network Export Constraints | 1314000 | 1317600 | 1314000 | 1314000 | 1314000 | 1317600 | 1314000 | 1314000 | 1314000 | 1317600 | 1314000 | 1314000 | 1314000 | 1317600 | 1314000 | 1314000 | 1314000 | 1317600 | 1314000 | 1314000 | 1314000 | 1317600 | 1314000 | 1314000
Option 6 SG | ExportLimit_S2_Riverland | REZ Network Export Constraints | 1138800 | 1141920 | 1138800 | 1138800 | 1138800 | 1141920 | 1138800 | 1138800 | 1138800 | 1141920 | 1138800 | 1138800 | 1138800 | 1141920 | 1138800 | 1138800 | 1138800 | 1141920 | 1138800 | 1138800 | 1138800 | 1141920 | 1138800 | 1138800
Option 6 SG | ExportLimit_S4_Yorke Peninsula | REZ Network Export Constraints | 876000 | 878400 | 876000 | 876000 | 876000 | 878400 | 876000 | 876000 | 876000 | 878400 | 876000 | 876000 | 876000 | 878400 | 876000 | 876000 | 876000 | 878400 | 876000 | 876000 | 876000 | 878400 | 876000 | 876000
Option 6 SG | ExportLimit_S6_Roxby Downs | REZ Network Export Constraints | 4380000 | 4392000 | 4380000 | 4380000 | 4380000 | 4392000 | 4380000 | 4380000 | 4380000 | 4392000 | 4380000 | 4380000 | 4380000 | 4392000 | 4380000 | 4380000 | 4380000 | 4392000 | 4380000 | 4380000 | 4380000 | 4392000 | 4380000 | 4380000
Option 6 SG | ExportLimit_S7_Eastern Eyre Peninsula | REZ Network Export Constraints | 2628000 | 2635200 | 2628000 | 2628000 | 2628000 | 2635200 | 2628000 | 2628000 | 2628000 | 2635200 | 2628000 | 2628000 | 2628000 | 2635200 | 2628000 | 2628000 | 2628000 | 2635200 | 2628000 | 2628000 | 2628000 | 2635200 | 2628000 | 2628000
Option 6 SG | ExportLimit_S8_Western Eyre Peninsula | REZ Network Export Constraints | 0 | 0 | 0 | 0 | 0 | 0 | 0 | 0 | 0 | 0 | 0 | 0 | 0 | 0 | 0 | 0 | 0 | 0 | 0 | 0 | 0 | 0 | 0 | 0
Option 6 SG | ExportLimit_T1_North East Tasmania | REZ Network Export Constraints | 3504000 | 3513600 | 3504000 | 3504000 | 3504000 | 3513600 | 3504000 | 3504000 | 3504000 | 3513600 | 3504000 | 3504000 | 3504000 | 3513600 | 3504000 | 3504000 | 3504000 | 3513600 | 3504000 | 3504000 | 3504000 | 3513600 | 3504000 | 3504000
Option 6 SG | ExportLimit_T2_North West Tasmania | REZ Network Export Constraints | 1337520 | 1344168 | 1337520 | 1337520 | 1337520 | 1344168 | 1337520 | 1337520 | 1337520 | 1344168 | 1337520 | 1337520 | 1337520 | 1344168 | 1337520 | 1337520 | 1337520 | 1344168 | 1337520 | 1337520 | 1337520 | 1344168 | 1337520 | 1337520
Option 6 SG | ExportLimit_T3_Central Highlands | REZ Network Export Constraints | 7080120 | 7096968 | 7080120 | 7080120 | 7080120 | 7096968 | 7080120 | 7080120 | 7080120 | 7096968 | 7080120 | 7080120 | 7080120 | 7096968 | 7080120 | 7080120 | 7080120 | 7096968 | 7080120 | 7080120 | 7080120 | 7096968 | 7080120 | 7080120
Option 6 SG | ExportLimit_V1_North West VIC | REZ Network Export Constraints | 4932960 | 4943520 | 4932960 | 4932960 | 4932960 | 4943520 | 4932960 | 4932960 | 4932960 | 4943520 | 4932960 | 4932960 | 4932960 | 4943520 | 4932960 | 4932960 | 4932960 | 4943520 | 4932960 | 4932960 | 4932960 | 4943520 | 4932960 | 4932960
Option 6 SG | ExportLimit_V2_Central Highlands VIC | REZ Network Export Constraints | 6283200 | 6297600 | 6283200 | 6283200 | 6283200 | 6297600 | 6283200 | 6283200 | 6283200 | 6297600 | 6283200 | 6283200 | 6283200 | 6297600 | 6283200 | 6283200 | 6283200 | 6297600 | 6283200 | 6283200 | 6283200 | 6297600 | 6283200 | 6283200
Option 6 SG | ExportLimit_V7_Central North VIC | REZ Network Export Constraints | 9032400 | 9048000 | 9032400 | 9032400 | 9032400 | 9048000 | 9032400 | 9032400 | 9032400 | 9048000 | 9032400 | 9032400 | 9032400 | 9048000 | 9032400 | 9032400 | 9032400 | 9048000 | 9032400 | 9032400 | 9032400 | 9048000 | 9032400 | 9032400
Option 6 SG | ExportLimit_V8_Gippsland Offshore | REZ Network Export Constraints | 0 | 0 | 0 | 0 | 0 | 0 | 0 | 0 | 0 | 0 | 0 | 0 | 0 | 0 | 0 | 0 | 0 | 0 | 0 | 0 | 0 | 0 | 0 | 0
Option 6 SG | Gas Zone Daily Offtake Limit Colongra | Gas Infrastructure Limitations by Gas Zone | 14724.1 | 14764.44 | 14724.1 | 14724.1 | 14724.1 | 14764.44 | 14724.1 | 14724.1 | 14724.1 | 14764.44 | 14724.1 | 14724.1 | 14724.1 | 14764.44 | 14724.1 | 14724.1 | 14724.1 | 14764.44 | 14724.1 | 14724.1 | 14724.1 | 14764.44 | 14724.1 | 14724.1
Option 6 SG | Gas Zone Daily Offtake Limit Gippsland | Gas Infrastructure Limitations by Gas Zone | 263742.04 | 355488.14 | 305342.77 | 286950.1 | 281144.82 | 240333.84 | 242749.92 | 241663.94 | 220066.8 | 214266.7 | 204259.2 | 194557.67 | 185478.37 | 180238.37 | 195130.16 | 253184.85 | 265251.73 | 267153.98 | 297450.36 | 297450.36 | 297450.36 | 298334.94 | 297450.36 | 297450.36
Option 6 SG | Gas Zone Daily Offtake Limit Gladstone | Gas Infrastructure Limitations by Gas Zone | 9362.21 | 17742.19 | 26774.54 | 41458.25 | 56680.17 | 57855.87 | 58026.13 | 58056.51 | 58038.35 | 58060.12 | 57825.31 | 58147.93 | 58080.6 | 58141.28 | 57962.24 | 58156.11 | 58142.25 | 58174.72 | 58100.5 | 58100.5 | 58100.5 | 58251.86 | 58100.5 | 58100.5
Option 6 SG | Gas Zone Daily Offtake Limit Kurri Kurri | Gas Infrastructure Limitations by Gas Zone | 21900 | 21960 | 21900 | 21900 | 21900 | 21960 | 21900 | 21900 | 21900 | 21960 | 21900 | 21900 | 21900 | 21960 | 21900 | 21900 | 21900 | 21960 | 21900 | 21900 | 21900 | 21960 | 21900 | 21900
Option 6 SG | Gas Zone Daily Offtake Limit Laverton North | Gas Infrastructure Limitations by Gas Zone | 28935.7 | 29020.49 | 28564.83 | 29056.07 | 28354.44 | 29090.39 | 28782.91 | 28987.7 | 29060.19 | 28905.46 | 28395.52 | 28253.4 | 27311.42 | 27163.32 | 27563.49 | 27747.49 | 28786.11 | 28609.08 | 29080.66 | 29080.66 | 29080.66 | 29160.78 | 29080.66 | 29080.66
Option 6 SG | Gas Zone Daily Offtake Limit Melbourne | Gas Infrastructure Limitations by Gas Zone | 378609.16 | 474914.92 | 435424.73 | 421532.34 | 420506.32 | 385071.76 | 391393.04 | 393804.31 | 376378.98 | 374665.51 | 367868.1 | 383156.35 | 399424.43 | 397783.2 | 417746.11 | 477150.47 | 492522 | 499038.35 | 527866.41 | 527866.41 | 527866.41 | 529472.75 | 527866.41 | 527866.41
Option 6 SG | Gas Zone Daily Offtake Limit Moomba | Gas Infrastructure Limitations by Gas Zone | 251300.08 | 242723.42 | 234330.18 | 226584.46 | 219704.57 | 214906.76 | 239195.09 | 261517.5 | 253205.15 | 247971.09 | 242081.87 | 237631.99 | 234148.49 | 231919.8 | 229365.19 | 227048.1 | 225695.07 | 225131.67 | 223439.24 | 223439.24 | 223439.24 | 224072.66 | 223439.24 | 223439.24
Option 6 SG | Gas Zone Daily Offtake Limit NQGP | Gas Infrastructure Limitations by Gas Zone | 5651.93 | 5678.26 | 5830.68 | 46367.36 | 96700.4 | 109517.86 | 112490.43 | 112484.61 | 112273.2 | 112591.32 | 112455.3 | 112480.08 | 112276.8 | 112585.67 | 112489.45 | 107790.15 | 102802.81 | 103094.61 | 102688.43 | 102688.43 | 102688.43 | 102970.23 | 102688.43 | 102688.43
Option 6 SG | Gas Zone Daily Offtake Limit Newcastle | Gas Infrastructure Limitations by Gas Zone | 40150 | 40260 | 40150 | 40150 | 40150 | 40260 | 40150 | 40150 | 40150 | 40260 | 40150 | 40150 | 40150 | 40260 | 40150 | 40150 | 40150 | 40260 | 40150 | 40150 | 40150 | 40260 | 40150 | 40150
Option 6 SG | Gas Zone Daily Offtake Limit Northern | Gas Infrastructure Limitations by Gas Zone | 1506095.1 | 1505911.59 | 1505136.23 | 1555316.94 | 1588483.87 | 1535394.6 | 1448155.46 | 1380908.98 | 1329658.18 | 1271124.82 | 1240998.56 | 1250642.04 | 1256767.37 | 1229891.56 | 1166545.38 | 1106124.17 | 1039212.14 | 996872.81 | 980142.99 | 980142.99 | 980142.99 | 982831.65 | 980142.99 | 980142.99
Option 6 SG | Gas Zone Daily Offtake Limit Port Campbell | Gas Infrastructure Limitations by Gas Zone | 272830.36 | 272040.86 | 264461.57 | 257464.57 | 250747.91 | 242858.16 | 270680.25 | 300069.89 | 292212.66 | 288578.97 | 285502.72 | 418695.28 | 525048.92 | 495914.26 | 495520.02 | 494596.48 | 520901.29 | 550064.67 | 547375.95 | 547375.95 | 547375.95 | 548879.95 | 547375.95 | 547375.95
Option 6 SG | Gas Zone Daily Offtake Limit Southern | Gas Infrastructure Limitations by Gas Zone | 565631.12 | 659613.62 | 599995.32 | 574715.56 | 559714.44 | 509298.41 | 575335.65 | 625518.85 | 592810.2 | 585521.71 | 572137.9 | 692526.72 | 791764.61 | 761931.09 | 780534.42 | 838270.75 | 876625 | 913999.88 | 937267.53 | 937267.53 | 937267.53 | 940016.16 | 937267.53 | 937267.53
Option 6 SG | Gordon Min Gen | Hydro min release | 32.85 | 32.85 | 32.85 | 32.85 | 32.85 | 32.85 | 32.85 | 32.85 | 32.85 | 32.85 | 32.85 | 32.85 | 32.85 | 32.85 | 32.85 | 32.85 | 32.85 | 32.85 | 32.85 | 32.85 | 32.85 | 32.85 | 32.85 | 32.85
Option 6 SG | ImportGroup_N9_Hydrogen | Group Network Import Constraints | 8935200 | 8959680 | 8935200 | 8935200 | 8935200 | 8959680 | 8935200 | 8935200 | 8935200 | 8959680 | 8935200 | 8935200 | 8935200 | 8959680 | 8935200 | 8935200 | 8935200 | 8959680 | 8935200 | 8935200 | 8935200 | 8959680 | 8935200 | 8935200
Option 6 SG | ImportGroup_NSA1 | Group Network Import Constraints | 5168400 | 5182560 | 5168400 | 5168400 | 5168400 | 5182560 | 5168400 | 5168400 | 5168400 | 5182560 | 5168400 | 5168400 | 5168400 | 5182560 | 5168400 | 5168400 | 5168400 | 5182560 | 5168400 | 5168400 | 5168400 | 5182560 | 5168400 | 5168400
Option 6 SG | ImportGroup_Q1_Hydrogen | Group Network Import Constraints | 4292400 | 4304160 | 4292400 | 4292400 | 4292400 | 4304160 | 4292400 | 4292400 | 4292400 | 4304160 | 4292400 | 4292400 | 4292400 | 4304160 | 4292400 | 4292400 | 4292400 | 4304160 | 4292400 | 4292400 | 4292400 | 4304160 | 4292400 | 4292400
Option 6 SG | ImportGroup_Q4_Hydrogen | Group Network Import Constraints | 8409600 | 8432640 | 8409600 | 8409600 | 8409600 | 8432640 | 8409600 | 8409600 | 8409600 | 8432640 | 8409600 | 8409600 | 8409600 | 8432640 | 8409600 | 8409600 | 8409600 | 8432640 | 8409600 | 8409600 | 8409600 | 8432640 | 8409600 | 8409600
Option 6 SG | ImportGroup_Q7_Hydrogen | Group Network Import Constraints | 9198000 | 9223200 | 9198000 | 9198000 | 9198000 | 9223200 | 9198000 | 9198000 | 9198000 | 9223200 | 9198000 | 9198000 | 9198000 | 9223200 | 9198000 | 9198000 | 9198000 | 9223200 | 9198000 | 9198000 | 9198000 | 9223200 | 9198000 | 9198000
Option 6 SG | ImportLimit_N12_Illawarra | REZ Network Import Constraints | 8760000 | 8784000 | 8760000 | 8760000 | 8760000 | 8784000 | 8760000 | 8760000 | 8760000 | 8784000 | 8760000 | 8760000 | 8760000 | 8784000 | 8760000 | 8760000 | 8760000 | 8784000 | 8760000 | 8760000 | 8760000 | 8784000 | 8760000 | 8760000
Option 6 SG | ImportLimit_N1_North West NSW | REZ Network Import Constraints | 490560 | 491904 | 490560 | 490560 | 490560 | 491904 | 490560 | 490560 | 490560 | 491904 | 490560 | 490560 | 490560 | 491904 | 490560 | 490560 | 490560 | 491904 | 490560 | 490560 | 490560 | 491904 | 490560 | 490560
Option 6 SG | ImportLimit_N3_Central-West Orana | REZ Network Import Constraints | 7884000 | 7905600 | 7884000 | 7884000 | 7884000 | 7905600 | 7884000 | 7884000 | 7884000 | 7905600 | 7884000 | 7884000 | 7884000 | 7905600 | 7884000 | 7884000 | 7884000 | 7905600 | 7884000 | 7884000 | 7884000 | 7905600 | 7884000 | 7884000
Option 6 SG | ImportLimit_N8_Cooma-Monaro | REZ Network Import Constraints | 1182600 | 1185840 | 1182600 | 1182600 | 1182600 | 1185840 | 1182600 | 1182600 | 1182600 | 1185840 | 1182600 | 1182600 | 1182600 | 1185840 | 1182600 | 1182600 | 1182600 | 1185840 | 1182600 | 1182600 | 1182600 | 1185840 | 1182600 | 1182600
Option 6 SG | ImportLimit_Q1_Far North Qld | REZ Network Import Constraints | 805920 | 808128 | 805920 | 805920 | 805920 | 808128 | 805920 | 805920 | 805920 | 808128 | 805920 | 805920 | 805920 | 808128 | 805920 | 805920 | 805920 | 808128 | 805920 | 805920 | 805920 | 808128 | 805920 | 805920
Option 6 SG | ImportLimit_S3_Mid-North SA | REZ Network Import Constraints | 3924480 | 3935232 | 3924480 | 3924480 | 3924480 | 3935232 | 3924480 | 3924480 | 3924480 | 3935232 | 3924480 | 3924480 | 3924480 | 3935232 | 3924480 | 3924480 | 3924480 | 3935232 | 3924480 | 3924480 | 3924480 | 3935232 | 3924480 | 3924480
Option 6 SG | ImportLimit_S7_Eastern Eyre Peninsula | REZ Network Import Constraints | 1322760 | 1326384 | 1322760 | 1322760 | 1322760 | 1326384 | 1322760 | 1322760 | 1322760 | 1326384 | 1322760 | 1322760 | 1322760 | 1326384 | 1322760 | 1322760 | 1322760 | 1326384 | 1322760 | 1322760 | 1322760 | 1326384 | 1322760 | 1322760
Option 6 SG | ImportLimit_T1_North East Tasmania | REZ Network Import Constraints | 3942000 | 3952800 | 3942000 | 3942000 | 3942000 | 3952800 | 3942000 | 3942000 | 3942000 | 3952800 | 3942000 | 3942000 | 3942000 | 3952800 | 3942000 | 3942000 | 3942000 | 3952800 | 3942000 | 3942000 | 3942000 | 3952800 | 3942000 | 3942000
Option 6 SG | ImportLimit_T3_Central Highlands | REZ Network Import Constraints | 4818000 | 4831200 | 4818000 | 4818000 | 4818000 | 4831200 | 4818000 | 4818000 | 4818000 | 4831200 | 4818000 | 4818000 | 4818000 | 4831200 | 4818000 | 4818000 | 4818000 | 4831200 | 4818000 | 4818000 | 4818000 | 4831200 | 4818000 | 4818000
Option 6 SG | ImportLimit_V1_North West VIC | REZ Network Import Constraints | 3241200 | 3250080 | 3241200 | 3241200 | 3241200 | 3250080 | 3241200 | 3241200 | 3241200 | 3250080 | 3241200 | 3241200 | 3241200 | 3250080 | 3241200 | 3241200 | 3241200 | 3250080 | 3241200 | 3241200 | 3241200 | 3250080 | 3241200 | 3241200
Option 6 SG | ImportLimit_V5_South West VIC | REZ Network Import Constraints | 27856800 | 27933120 | 27856800 | 27856800 | 27856800 | 27933120 | 27856800 | 27856800 | 27856800 | 27933120 | 27856800 | 27856800 | 27856800 | 27933120 | 27856800 | 27856800 | 27856800 | 27933120 | 27856800 | 27856800 | 27856800 | 27933120 | 27856800 | 27856800
Option 6 SG | ImportLimit_V7_Central North VIC | REZ Network Import Constraints | 4380000 | 4392000 | 4380000 | 4380000 | 4380000 | 4392000 | 4380000 | 4380000 | 4380000 | 4392000 | 4380000 | 4380000 | 4380000 | 4392000 | 4380000 | 4380000 | 4380000 | 4392000 | 4380000 | 4380000 | 4380000 | 4392000 | 4380000 | 4380000
Option 6 SG | Kareeya Min Gen | Hydro min release | 10.95 | 10.95 | 10.95 | 10.95 | 10.95 | 10.95 | 10.95 | 10.95 | 10.95 | 10.95 | 10.95 | 10.95 | 10.95 | 10.95 | 10.95 | 10.95 | 10.95 | 10.95 | 10.95 | 10.95 | 10.95 | 10.95 | 10.95 | 10.95
Option 6 SG | Liapootah Min Gen | Hydro min release | 43.8 | 43.8 | 43.8 | 43.8 | 43.8 | 43.8 | 43.8 | 43.8 | 43.8 | 43.8 | 43.8 | 43.8 | 43.8 | 43.8 | 43.8 | 43.8 | 43.8 | 43.8 | 43.8 | 43.8 | 43.8 | 43.8 | 43.8 | 43.8
Option 6 SG | N >> 11-0_17-0 | NetworkConstraints | 35222483.935 | 38958262.33 | 37404505.905 | 37277632.305 | 31654703.27 | 31962989.5 | 32033766.805 | 32785737.075 | 32874314.175 | 33059794.235 | 33032081.45 | 33102488.905 | 33257826.365 | 33457743.475 | 33419960.185 | 33545493.255 | 33528576.33 | 33773508.48 | 33923298.11 | 34067701.71 | 34150868.615 | 34374289.68 | 34382962.065 | 34571517.595
Option 6 SG | N >> 11-0_39/1 | NetworkConstraints | 0 | 0 | 0 | 0 | 43025345.5 | 43436768.61 | 43526830.95 | 0 | 0 | 0 | 0 | 0 | 0 | 0 | 0 | 0 | 0 | 0 | 0 | 0 | 0 | 0 | 0 | 0
Option 6 SG | N >> 11-0_BAN_SCRK_1 | NetworkConstraints | 0 | 0 | 0 | 0 | 0 | 0 | 0 | 45139885.92 | 45254143.165 | 45500243.295 | 45457173.96 | 45548285.035 | 45748563.8 | 46014154.12 | 45957847.26 | 46119347.965 | 46097422.105 | 46420900.12 | 46606320.905 | 46792283.335 | 46899899.285 | 47195542.695 | 47199202.845 | 47442246.6
Option 6 SG | N >> 12-0_14-0_R | NetworkConstraints | 57286743.64 | 57335124.245 | 53750278.24 | 57649036.075 | 66336670.97 | 67599505.95 | 68157280.395 | 73082859.735 | 73639989.3 | 74437676.78 | 74625306.725 | 75072441.695 | 76048096.37 | 76949335.835 | 77070004.455 | 77853302.865 | 77745350.165 | 78927115.54 | 80224195.73 | 81127954.935 | 81656015.985 | 82701177.88 | 83114684.23 | 84298027.745
Option 6 SG | N >> 12-0_39-1_R | NetworkConstraints | 64574065.7 | 64788995.275 | 60206282.99 | 61717022.31 | 0 | 0 | 0 | 0 | 0 | 0 | 0 | 0 | 0 | 0 | 0 | 0 | 0 | 0 | 0 | 0 | 0 | 0 | 0 | 0
Option 6 SG | N >> 12-0_39/1_R | NetworkConstraints | 0 | 0 | 0 | 0 | 67520411.535 | 68864614.865 | 69470918.64 | 76837289.725 | 77435903.97 | 78288637.63 | 78494625.11 | 78975027.255 | 80023336.805 | 80987263.07 | 81121322.02 | 81962979.415 | 81846996.435 | 83112353.565 | 84510431.58 | 85481510.305 | 86048862.31 | 87167447.75 | 87616147.805 | 88887616.345
Option 6 SG | N >> 12-0_BAN_SCRK_1_R | NetworkConstraints | 0 | 0 | 0 | 0 | 0 | 0 | 0 | 78848576.42 | 79451248.77 | 80313381.04 | 80516969.115 | 81000740.74 | 82056124.94 | 83030530.635 | 83161612.165 | 84008815.16 | 83892007.155 | 85169820.315 | 86573406.65 | 87550953.545 | 88122284.565 | 89252297.475 | 89700164.47 | 90980192.715
Option 6 SG | N >> 16-0_39/1_R | NetworkConstraints | 0 | 0 | 0 | 0 | 45306963.12 | 45588112.835 | 45582416.36 | 0 | 0 | 0 | 0 | 0 | 0 | 0 | 0 | 0 | 0 | 0 | 0 | 0 | 0 | 0 | 0 | 0
Option 6 SG | N >> 16-0_8-0_R | NetworkConstraints | 34495360.54 | 44283840.775 | 43464462.355 | 43632555.36 | 38560786.955 | 38709903.185 | 38643991.6 | 44076451.93 | 44016532.515 | 44067954.3 | 43911197.01 | 43862725.8 | 43757916.42 | 43797046.69 | 43647819.29 | 43564146.4 | 43575884.985 | 43585090.43 | 43309617.725 | 43212822.53 | 43155583.47 | 43179583.855 | 42998810.85 | 42871772.42
Option 6 SG | N >> 16-0_BAN_SCRK_1_R | NetworkConstraints | 0 | 0 | 0 | 0 | 0 | 0 | 0 | 61940261.025 | 61910749.295 | 62041964.28 | 61859068.02 | 61835075.04 | 61783493.455 | 61908294.105 | 61729208.84 | 61688175.78 | 61693999.51 | 61804136.355 | 61562965.7 | 61515418.43 | 61487088.115 | 61604546.435 | 61409907.48 | 61347412.44
Option 6 SG | N >> 17-0_11-0 | NetworkConstraints | 36381387.23 | 41189569.415 | 39374554.005 | 38675084.315 | 31983549.89 | 32278845.905 | 32338924.905 | 32653717.785 | 32720962.84 | 32883053.5 | 32841085.305 | 32894322.26 | 33012318.555 | 33184732.47 | 33135299.075 | 33230914.415 | 33218148.54 | 33424866.91 | 33518002.765 | 33627855.04 | 33690744.435 | 33881198.21 | 33867000.695 | 34010277.385
Option 6 SG | N >> 17-0_39/1 | NetworkConstraints | 0 | 0 | 0 | 0 | 45274338.575 | 45662157.345 | 45724785.065 | 0 | 0 | 0 | 0 | 0 | 0 | 0 | 0 | 0 | 0 | 0 | 0 | 0 | 0 | 0 | 0 | 0
Option 6 SG | N >> 17-0_BAN_SCRK_1 | NetworkConstraints | 0 | 0 | 0 | 0 | 0 | 0 | 0 | 47395162.02 | 47455237.14 | 47648782.71 | 47562616.685 | 47610136.965 | 47715566.04 | 47918216.375 | 47825414.495 | 47910893.055 | 47899504.845 | 48132824.6 | 48167427.745 | 48265609.395 | 48321747.61 | 48540550.48 | 48479221.26 | 48607248.405
Option 6 SG | N >> 18-0_5-0 | NetworkConstraints | 0 | 0 | 0 | 6443138.6435 | 0 | 0 | 0 | 0 | 0 | 0 | 0 | 0 | 0 | 0 | 0 | 0 | 0 | 0 | 0 | 0 | 0 | 0 | 0 | 0
Option 6 SG | N >> 18-0_5-0_R | NetworkConstraints | 13214083.31 | 12451947.41 | 12170486.01 | 4181273.715 | 12257911.655 | 12309707.595 | 12294321.005 | 11973752.365 | 11987062.595 | 12034426.53 | 12011504.77 | 12021635.985 | 12045122.895 | 12093319.015 | 12069263.84 | 12088786.05 | 12086405.09 | 12141640.67 | 12146123.085 | 12168294.2 | 12180271.445 | 12232409.57 | 12215268.81 | 12243877.77
Option 6 SG | N >> 31-0_32-0 | NetworkConstraints | 73085913.66 | 81816752.22 | 79608335.225 | 89299131.905 | 0 | 0 | 0 | 0 | 0 | 0 | 0 | 0 | 0 | 0 | 0 | 0 | 0 | 0 | 0 | 0 | 0 | 0 | 0 | 0
Option 6 SG | N >> 32-0_31-0 | NetworkConstraints | 64042226.635 | 64963406.345 | 62578287.87 | 69922899.115 | 0 | 0 | 0 | 0 | 0 | 0 | 0 | 0 | 0 | 0 | 0 | 0 | 0 | 0 | 0 | 0 | 0 | 0 | 0 | 0
Option 6 SG | N >> 32/2_31-0 | NetworkConstraints | 0 | 0 | 0 | 0 | 78167990.77 | 78969620.925 | 79149796.265 | 79824808.95 | 80085982.155 | 80586705.665 | 80547535.04 | 80757419.49 | 81214692.735 | 81764611.535 | 81693865.495 | 82060762.895 | 82009960.875 | 82691341.715 | 83171622.55 | 83595019.13 | 83842853.955 | 84459974.66 | 84526615.995 | 85081136.265
Option 6 SG | N >> 32/2_38/2 | NetworkConstraints | 0 | 0 | 0 | 0 | 79829315.235 | 80695984.17 | 80912211.425 | 81541158.795 | 81831383.31 | 82368199.585 | 82344285.135 | 82577503.3 | 83085645.485 | 83677113.33 | 83618115.19 | 84025828.27 | 83969393.83 | 84706938.06 | 85260301.97 | 85730804.905 | 86006196.015 | 86672354 | 86766015.67 | 87382230.955
Option 6 SG | N >> 38/1_32/1_R | NetworkConstraints | 0 | 0 | 0 | 0 | 136280259.85 | 138013571.85 | 138573954.3 | 132982416.95 | 133678931.6 | 134781340.75 | 134909862.2 | 135469443.5 | 136688994.45 | 137922476.1 | 137966829.65 | 138945305.4 | 138810068.25 | 140393994.7 | 141908438.05 | 143037693.3 | 143698517.7 | 145111389.2 | 145521973.55 | 147000971.25
Option 6 SG | N >> 38/2_32/2 | NetworkConstraints | 0 | 0 | 0 | 0 | 80802731.755 | 81960640.285 | 82365367.93 | 82814167.965 | 83241954.54 | 83930891.875 | 83997990.59 | 84341695.08 | 85090712.62 | 85860138.255 | 85875543.69 | 86476527.36 | 86393416.59 | 87378120.78 | 88296314.38 | 88989873.67 | 89395748.365 | 90275332.365 | 90515704.13 | 91424050.87
Option 6 SG | N >> 39-1_11-0 | NetworkConstraints | 49291175.355 | 57079766.865 | 54297362.53 | 55192924.07 | 0 | 0 | 0 | 0 | 0 | 0 | 0 | 0 | 0 | 0 | 0 | 0 | 0 | 0 | 0 | 0 | 0 | 0 | 0 | 0
Option 6 SG | N >> 39-1_16-0 | NetworkConstraints | 49088732.045 | 56995000.315 | 54293081.115 | 55218248.02 | 0 | 0 | 0 | 0 | 0 | 0 | 0 | 0 | 0 | 0 | 0 | 0 | 0 | 0 | 0 | 0 | 0 | 0 | 0 | 0
Option 6 SG | N >> 39-1_17-0 | NetworkConstraints | 48529996.68 | 56256889.585 | 53355194.3 | 54293984.98 | 0 | 0 | 0 | 0 | 0 | 0 | 0 | 0 | 0 | 0 | 0 | 0 | 0 | 0 | 0 | 0 | 0 | 0 | 0 | 0
Option 6 SG | N >> 39-1_3W-0 | NetworkConstraints | 51997430.78 | 60558349.685 | 57712985.53 | 58635253.11 | 0 | 0 | 0 | 0 | 0 | 0 | 0 | 0 | 0 | 0 | 0 | 0 | 0 | 0 | 0 | 0 | 0 | 0 | 0 | 0
Option 6 SG | N >> 39-1_5A6-0 | NetworkConstraints | 50099205.005 | 58141576.385 | 55436881.66 | 56017829.44 | 0 | 0 | 0 | 0 | 0 | 0 | 0 | 0 | 0 | 0 | 0 | 0 | 0 | 0 | 0 | 0 | 0 | 0 | 0 | 0
Option 6 SG | N >> 39-1_8-0 | NetworkConstraints | 49205909.675 | 57145034.44 | 54466812.945 | 55391395.79 | 0 | 0 | 0 | 0 | 0 | 0 | 0 | 0 | 0 | 0 | 0 | 0 | 0 | 0 | 0 | 0 | 0 | 0 | 0 | 0
Option 6 SG | N >> 39-1_NIL | NetworkConstraints | 49979899.19 | 50121892.48 | 47295513.73 | 47995538.845 | 0 | 0 | 0 | 0 | 0 | 0 | 0 | 0 | 0 | 0 | 0 | 0 | 0 | 0 | 0 | 0 | 0 | 0 | 0 | 0
Option 6 SG | N >> 39/1_11-0 | NetworkConstraints | 0 | 0 | 0 | 0 | 51866347.23 | 52536628.54 | 52762998.815 | 71789885.96 | 72079699.555 | 72587646.96 | 72593242.02 | 72825233.985 | 73332955.5 | 73892970.295 | 73864243.72 | 74272595.55 | 74216654.14 | 74922967.925 | 75506666.28 | 75977428.645 | 76251422.865 | 76886854.71 | 77010371.72 | 77626305.48
Option 6 SG | N >> 39/1_16-0 | NetworkConstraints | 0 | 0 | 0 | 0 | 50983342.465 | 51612736.215 | 51814976.845 | 70640514.755 | 70907050.585 | 71386430.055 | 71379291.21 | 71592684.355 | 72059614.34 | 72586979.075 | 72548246.505 | 72923750.865 | 72872289.155 | 73534182.32 | 74058655.765 | 74491571.35 | 74743597.605 | 75340289.955 | 75441579.255 | 76008019.98
Option 6 SG | N >> 39/1_17-0 | NetworkConstraints | 0 | 0 | 0 | 0 | 50661274.36 | 51311743.09 | 51529369.23 | 71420096.9 | 71698738.53 | 72193575.39 | 72192531.635 | 72415551.885 | 72903710.14 | 73448521.825 | 73414503.135 | 73807155.995 | 73753380.575 | 74438869.325 | 74993688.92 | 75446334.33 | 75709732.815 | 76327080.485 | 76439431.585 | 77031639.905
Option 6 SG | N >> 39/1_5A6-0 | NetworkConstraints | 0 | 0 | 0 | 0 | 51338415.32 | 51982365.235 | 52191825.5 | 73907885.3 | 74187578.605 | 74689883.115 | 74683030.95 | 74907015.475 | 75396976.01 | 75949812.995 | 75909757.435 | 76303708.445 | 76249688.25 | 76943655.88 | 77494566.015 | 77948788.64 | 78213324.235 | 78838858.715 | 78945742.64 | 79540109.54
Option 6 SG | N >> 39/1_8-0 | NetworkConstraints | 0 | 0 | 0 | 0 | 51165317.955 | 51794065.56 | 51995086.045 | 70729072.745 | 70994931.565 | 71473782.98 | 71465955.905 | 71678815.845 | 72144556.64 | 72671298.905 | 72631950.68 | 73006487.2 | 72955152.66 | 73616076.105 | 74138494.745 | 74570299.59 | 74821696.055 | 75417582.395 | 75517901.16 | 76082896.37
Option 6 SG | N >> 39/1_BAN_SCRK_1 | NetworkConstraints | 0 | 0 | 0 | 0 | 0 | 0 | 0 | 69172328.07 | 69458906.865 | 69955692.78 | 69966305.845 | 70195959.25 | 70697931.97 | 71246951.74 | 71223413.625 | 71626838.875 | 71571431.205 | 72264962.715 | 72846817.02 | 73312060.885 | 73583286.96 | 74206652.015 | 74333695.31 | 74942599.955
Option 6 SG | N >> 39/1_NIL | NetworkConstraints | 0 | 0 | 0 | 0 | 51822581.525 | 52496320.625 | 52726365.545 | 70173679.03 | 70462521.25 | 70962973.68 | 70974209.01 | 71205505.475 | 71711498.43 | 72264088.385 | 72241046.825 | 72647910.18 | 72592126.3 | 73290474.325 | 73877740.535 | 74346839.23 | 74620010.05 | 75247688.75 | 75376392.6 | 75990212.545
Option 6 SG | N >> 5A5_5P1 | NetworkConstraints | 0 | 0 | 25524596.415 | 46350070.155 | 48728060.545 | 48872804.295 | 48749933.085 | 45562148.535 | 45548089.125 | 45656447.475 | 45523151.92 | 45511905.485 | 45487272.6 | 45593145.705 | 45461503.625 | 45441671.57 | 45444391.495 | 45543150.205 | 45381814.115 | 45358964.925 | 45345686.015 | 45447893.79 | 45308861.08 | 45278979.11
Option 6 SG | N >> 5H5_5H6 | NetworkConstraints | 0 | 0 | 0 | 62665198.1 | 89129985.915 | 89640402.215 | 89576460.165 | 90873480.25 | 90956528.9 | 91295050.4 | 91103239.4 | 91170045.15 | 91315434.65 | 91669736.3 | 91467843.35 | 91584454.1 | 91568243.5 | 91964349.7 | 91937558.8 | 92072139.35 | 92151017.8 | 92526624.6 | 92368446.25 | 92544736.75
Option 6 SG | N >> 5P1_5A5 | NetworkConstraints | 0 | 0 | 56317690.6 | 107219524.45 | 115868330 | 116017862.95 | 115587856.1 | 103283929.2 | 103270147.1 | 103538507.25 | 103245978.85 | 103234818.5 | 103210718.4 | 103476170.5 | 103185392.75 | 103166202.9 | 103168872.45 | 103427485.15 | 103107621.9 | 103085391.05 | 103072201.1 | 103334178.6 | 103036166.65 | 103006947.95
Option 6 SG | N >> 5P1_5P2 | NetworkConstraints | 0 | 0 | 39729686.59 | 75952566.545 | 72924554.53 | 72943348.515 | 72618858.6 | 82655351.11 | 82645857.58 | 82862524.47 | 82629386.655 | 82621602.645 | 82605025.175 | 82819356.44 | 82587522.375 | 82574465.465 | 82576318.31 | 82786029.175 | 82534162.885 | 82518944.46 | 82509739.495 | 82721762 | 82484946.18 | 82464861.555
Option 6 SG | N >> 76-0_39/1_R | NetworkConstraints | 0 | 0 | 0 | 0 | 67106569.565 | 67625518.89 | 67671052.88 | 0 | 0 | 0 | 0 | 0 | 0 | 0 | 0 | 0 | 0 | 0 | 0 | 0 | 0 | 0 | 0 | 0
Option 6 SG | N >> 76-0_77-0_R | NetworkConstraints | 49553630.055 | 51795166.75 | 50254916.64 | 52820009.855 | 53443205.86 | 53872900.29 | 53918239.35 | 58621887.1 | 58691876.535 | 58920303.145 | 58815134.805 | 58871636.87 | 58994095.445 | 59236484.685 | 59122633.8 | 59220569.325 | 59206871.375 | 59484322.39 | 59517955.465 | 59631146.06 | 59697861.365 | 59958025.905 | 59881023.965 | 60029471.465
Option 6 SG | N >> 76-0_BAN_SCRK_1_R | NetworkConstraints | 0 | 0 | 0 | 0 | 0 | 0 | 0 | 73373759.61 | 73458135.965 | 73740621.095 | 73606764.31 | 73674856.635 | 73822496.685 | 74121754.845 | 73977447.2 | 74095542.65 | 74079043.84 | 74420577.46 | 74454103.575 | 74590585.675 | 74670989.57 | 74991699.675 | 74891808.14 | 75070788.01
Option 6 SG | N >> 8-0_16-0_R | NetworkConstraints | 33971383.865 | 45380398.155 | 44676199.06 | 44939961.145 | 38313741.61 | 38447091.07 | 38371707.785 | 37518075.055 | 37459540.545 | 37494971.94 | 37356472.285 | 37309221.365 | 37206801.37 | 37230528.44 | 37099298.265 | 37017409.075 | 37028841.075 | 37023271.43 | 36768634.88 | 36673969.085 | 36618170.215 | 36627023.13 | 36464991.735 | 36340825.975
Option 6 SG | N >> 8-0_39/1_R | NetworkConstraints | 0 | 0 | 0 | 0 | 45332137.125 | 45586194.4 | 45561992.55 | 0 | 0 | 0 | 0 | 0 | 0 | 0 | 0 | 0 | 0 | 0 | 0 | 0 | 0 | 0 | 0 | 0
Option 6 SG | N >> 8-0_BAN_SCRK_1_R | NetworkConstraints | 0 | 0 | 0 | 0 | 0 | 0 | 0 | 51412702.97 | 51372635.73 | 51464296.06 | 51302012.49 | 51269714.75 | 51199592.91 | 51283375.02 | 51126029.56 | 51069910.285 | 51077718.915 | 51141419.795 | 50899566.16 | 50834720.39 | 50796577.985 | 50870137.525 | 50691714.8 | 50606696.12
Option 6 SG | N >> 81-0_82-0 | NetworkConstraints | 51855729.28 | 71467929.74 | 30127422.65 | 0 | 0 | 0 | 0 | 0 | 0 | 0 | 0 | 0 | 0 | 0 | 0 | 0 | 0 | 0 | 0 | 0 | 0 | 0 | 0 | 0
Option 6 SG | N >> 81_82-0 | NetworkConstraints | 0 | 0 | 42067254.93 | 101510879.075 | 82694225.275 | 82985480.82 | 82810011.735 | 82065027.885 | 82070242.665 | 82293932.35 | 82079477.41 | 82083722.28 | 82092822.45 | 82317477.545 | 82102397.91 | 82109751.775 | 82108614.43 | 82335993.87 | 82131612.43 | 82140027.005 | 82145003.78 | 82370935.195 | 82158679.775 | 82169667.7
Option 6 SG | N >> 82-0_81 | NetworkConstraints | 0 | 0 | 42839572.29 | 100077292.625 | 90849496.36 | 91141302.23 | 90930071.565 | 90333269.51 | 90329740.225 | 90565920.115 | 90323521.345 | 90320735.08 | 90314517.825 | 90550002.79 | 90308043.06 | 90303115.405 | 90303680.325 | 90537486.39 | 90287764.4 | 90282005.6 | 90278672.885 | 90513183.965 | 90269449.715 | 90261864.76
Option 6 SG | N >> 82-0_81-0 | NetworkConstraints | 58062087.84 | 73483611.295 | 30639242.575 | 0 | 0 | 0 | 0 | 0 | 0 | 0 | 0 | 0 | 0 | 0 | 0 | 0 | 0 | 0 | 0 | 0 | 0 | 0 | 0 | 0
Option 6 SG | N >> 93-0_90-0_R | NetworkConstraints | 38360826.04 | 38776944.98 | 37232316.09 | 32790426.43 | 30951716.505 | 31301629.02 | 31398348.13 | 30799121.405 | 30920655.855 | 31133216.865 | 31135504.075 | 31233117.515 | 31445925.595 | 31681250.115 | 31668880.745 | 31839672.585 | 31816071.025 | 32112578.825 | 32356715.055 | 32553792.455 | 32669063.545 | 32935713.02 | 32987253.955 | 33245337.065
Option 6 SG | N >> BANNABY_1TH1_2_BAN_SCRK_1 | NetworkConstraints | 0 | 0 | 0 | 0 | 0 | 0 | 0 | 59783010.535 | 59743523.475 | 59856284.61 | 59668554.525 | 59640007.905 | 59569845.215 | 59684611.415 | 59498975.12 | 59438855.305 | 59445367.775 | 59538342.53 | 59266836.76 | 59199477.22 | 59165690.24 | 59267383.48 | 59061464.36 | 58975665.37
Option 6 SG | N >> BAN_SCRK_1_11-0 | NetworkConstraints | 0 | 0 | 0 | 0 | 0 | 0 | 0 | 143456046.95 | 143697763.4 | 144341014.9 | 144123922.6 | 144318721.1 | 144741769.05 | 145432373.5 | 145185539.9 | 145524189.25 | 145477065.35 | 146288877.25 | 146551823.95 | 146943075 | 147173126.5 | 147925430.45 | 147805769.45 | 148318680.55
Option 6 SG | N >> BAN_SCRK_1_16-0 | NetworkConstraints | 0 | 0 | 0 | 0 | 0 | 0 | 0 | 144490550.1 | 144714473.65 | 145340944.45 | 145109026.25 | 145289636.95 | 145681486.9 | 146352242.6 | 146092649.8 | 146406165.6 | 146362460.2 | 147145414.45 | 147357961.95 | 147720262.2 | 147933538.8 | 148661323.95 | 148519565.45 | 148994631
Option 6 SG | N >> BAN_SCRK_1_17-0 | NetworkConstraints | 0 | 0 | 0 | 0 | 0 | 0 | 0 | 141263442.25 | 141494151.6 | 142119753.2 | 141900939.05 | 142086855.4 | 142490636.35 | 143161368.35 | 142914184.35 | 143237444.3 | 143192467.9 | 143978906 | 144218299.55 | 144591754.2 | 144811304.8 | 145540942.4 | 145415140.35 | 145904708.4
Option 6 SG | N >> BAN_SCRK_1_5A6-0 | NetworkConstraints | 0 | 0 | 0 | 0 | 0 | 0 | 0 | 140213642.6 | 140427361.45 | 141031174.4 | 140803766.35 | 140976235.9 | 141350201.65 | 141996594.05 | 141742684.35 | 142041749.95 | 142000006.75 | 142753422.45 | 142950059.6 | 143295744.9 | 143499416.05 | 144200148.35 | 144058711.05 | 144512066.65
Option 6 SG | N >> BAN_SCRK_1_8-0 | NetworkConstraints | 0 | 0 | 0 | 0 | 0 | 0 | 0 | 145009785.8 | 145233548 | 145861192.2 | 145627796.3 | 145808289.25 | 146199856.55 | 146871808.35 | 146610748.1 | 146924007.95 | 146880329.65 | 147664387.4 | 147875117.05 | 148237136.5 | 148450282.5 | 149179203.05 | 149035892.8 | 149510609.85
Option 6 SG | N >> BAN_SCRK_1_BAN_SCRK_2 | NetworkConstraints | 0 | 0 | 0 | 0 | 0 | 0 | 0 | 105138790.4 | 105374872.15 | 105909390.15 | 105790827.4 | 105981251 | 106394373.8 | 106975632 | 106827883.85 | 107158390.6 | 107112308.55 | 107811842 | 108161853.6 | 108543809.6 | 108768681.95 | 109410049.9 | 109386528.8 | 109887378.6
Option 6 SG | N >> KEMPS_CK_2H1_2_KEMPS_CK_3H1_2 | NetworkConstraints | 27708809.55 | 27914255.3 | 27742531.22 | 52518006.79 | 28217644.31 | 27772051.765 | 27350968.385 | 29370433.575 | 29164593.355 | 29021295.215 | 28799940.095 | 28635129.95 | 28274529.515 | 28094091.915 | 27897159 | 27607210.38 | 27646930.845 | 27362640.835 | 26730697.53 | 26396383.25 | 26201726.095 | 25967755.065 | 25662703.605 | 25225247.175
Option 6 SG | N >> MT_PIPER_2TH1_2_39/1 | NetworkConstraints | 0 | 0 | 0 | 0 | 44607268.425 | 44770718.775 | 44672801.04 | 0 | 0 | 0 | 0 | 0 | 0 | 0 | 0 | 0 | 0 | 0 | 0 | 0 | 0 | 0 | 0 | 0
Option 6 SG | N >> MT_PIPER_2TH1_2_BAN_SCRK_1 | NetworkConstraints | 0 | 0 | 0 | 0 | 0 | 0 | 0 | 37251108.225 | 37210838.76 | 37268839.585 | 37139328.9 | 37107196.545 | 37036614.495 | 37087661.53 | 36962840.155 | 36905963.39 | 36913686.375 | 36944360.26 | 36734328.94 | 36668811.325 | 36630854.105 | 36671326.955 | 36525376.2 | 36439723.415
Option 6 SG | N >> MT_PIPER_2TH1_2_MT_PIPER_1TH1_2 | NetworkConstraints | 25189988.845 | 25913342.24 | 26026385.245 | 24999981.47 | 24395147.86 | 24459427.265 | 24386764.115 | 20371904.155 | 20323749.715 | 20327076.71 | 20238360.245 | 20199860.315 | 20115483.27 | 20110274.69 | 20027228.51 | 19959323.685 | 19968587.855 | 19939060.145 | 19754183.995 | 19675917.485 | 19630442.005 | 19612657.77 | 19504331.88 | 19401955.54
Option 6 SG | N >> SCRK_1TH1_2_SCRK_2TH1_2_R | NetworkConstraints | 0 | 0 | 0 | 0 | 89962247.265 | 91530135.6 | 92156598.91 | 108434495.9 | 109082385.2 | 110078556.6 | 110226959.1 | 110747739.45 | 111882089.05 | 113000990.9 | 113070867.45 | 113980646.2 | 113854778.1 | 115299473.65 | 116736695.85 | 117786856.3 | 118401863.05 | 119687401.6 | 120097972.15 | 121473596.2
Option 6 SG | NNSW H2 Domestic Consumption Purchaser | Subregion flexible electricity load for Domestic H2 | 0 | 0 | 0 | 0 | 11.4714 | 32.8357 | 66.5597 | 115.4964 | 180.0493 | 219.288 | 254.324 | 284.7521 | 308.06 | 326.8929 | 340.6976 | 356.605 | 382.155 | 414.498 | 454.837 | 510.1136 | 572.7893 | 637.3937 | 697.9503 | 749.345
Option 6 SG | NQ H2 Domestic Consumption Purchaser | Subregion flexible electricity load for Domestic H2 | 0 | 0 | 0 | 0 | 3.3893 | 10.1174 | 21.8216 | 39.785 | 64.1357 | 79.0566 | 89.9714 | 98.3936 | 104.4943 | 109.6963 | 114.4523 | 121.4407 | 131.5564 | 143.2117 | 158.4083 | 181.6657 | 210.8657 | 245.3786 | 284.1493 | 322.7643
Option 6 SG | NSA H2 Domestic Consumption Purchaser | Subregion flexible electricity load for Domestic H2 | 0 | 0 | 0 | 0 | 1.2514 | 4.5489 | 11.1323 | 22.3693 | 38.4293 | 49.0443 | 58.0604 | 65.3871 | 70.1321 | 73.9849 | 77.6399 | 82.6464 | 90.2071 | 100.2326 | 113.0444 | 131.0871 | 152.6221 | 176.8054 | 202.2337 | 227.2907
Option 6 SG | NSW EIR Gen | Policies NSW | -11402.6522 | -13807.1168 | -15956.8884 | 17643.1116 | -15956.8884 | -15956.8884 | -15956.8884 | -15956.8884 | -15956.8884 | -15956.8884 | -15956.8884 | -15956.8884 | -15956.8884 | -15956.8884 | -15956.8884 | -15956.8884 | -15956.8884 | -15956.8884 | -15956.8884 | -15268.8816 | -14569.2384 | -14490.3768 | -13419.373 | -13419.373
Option 6 SG | NSW EIR Storage MW | Policies NSW | -325 | -599.84 | 199.16 | 590.16 | -1409.84 | -1409.84 | -1409.84 | -1409.84 | -1409.84 | -1409.84 | -1409.84 | -1409.84 | -1409.84 | -1409.84 | -1409.84 | -1409.84 | -1409.84 | -1409.84 | -1409.84 | -1409.84 | -1084.84 | -810 | -810 | -810
Option 6 SG | NSW EIR Storage MWh | Policies NSW | -2600 | -4798.72 | -4798.72 | -948.72 | -948.72 | -948.72 | -948.72 | 11051.28 | -16948.72 | -16948.72 | -16948.72 | -16948.72 | -16948.72 | -16948.72 | -16948.72 | -16948.72 | -16948.72 | -16948.72 | -16948.72 | -16948.72 | -14348.72 | -12150 | -12150 | -12150
Option 6 SG | PEC and Heywood Export | Special Constraints | 6570000 | 9412800 | 11388000 | 11388000 | 11388000 | 11419200 | 11388000 | 11388000 | 11388000 | 11419200 | 11388000 | 11388000 | 11388000 | 11419200 | 11388000 | 11388000 | 11388000 | 11419200 | 11388000 | 11388000 | 11388000 | 11419200 | 11388000 | 11388000
Option 6 SG | PEC and Heywood Import | Special Constraints | 6132000 | 10000800 | 12702000 | 12702000 | 12702000 | 12736800 | 12702000 | 12702000 | 12702000 | 12736800 | 12702000 | 12702000 | 12702000 | 12736800 | 12702000 | 12702000 | 12702000 | 12736800 | 12702000 | 12702000 | 12702000 | 12736800 | 12702000 | 12702000
Option 6 SG | Poatina Min Gen | Hydro min release | 0 | 0 | 0 | 0 | 0 | 0 | 0 | 0 | 0 | 0 | 0 | 0 | 0 | 0 | 0 | 0 | 0 | 0 | 0 | 0 | 0 | 0 | 0 | 0
Option 6 SG | Powering Australia Plan | Policies NEM | 0 | 0 | 0 | 0 | 0 | 0 | 0 | 0 | 0 | 0 | 0 | 0 | 0 | 0 | 0 | 0 | 0 | 0 | 0 | 0 | 0 | 0 | 0 | 0
Option 6 SG | REZ Access Scheme N3 | Policies NSW | 0 | 7700 | 7700 | 7700 | 7700 | 7700 | 7700 | 7700 | 7700 | 7700 | 7700 | 7700 | 7700 | 7700 | 7700 | 7700 | 7700 | 7700 | 7700 | 7700 | 7700 | 7700 | 7700 | 7700
Option 6 SG | REZ Access Scheme N5 | Policies NSW | 0 | 3980 | 3980 | 3980 | 3980 | 3980 | 3980 | 3980 | 3980 | 3980 | 3980 | 3980 | 3980 | 3980 | 40000 | 40000 | 40000 | 40000 | 40000 | 40000 | 40000 | 40000 | 40000 | 40000
Option 6 SG | REZ Landholder_NSW | Landholder Payments | 0 | 0 | -82 | -82 | -82 | -82 | -197.2 | -197.2 | -197.2 | -197.2 | -197.2 | -197.2 | -197.2 | -197.2 | -197.2 | -197.2 | -197.2 | -197.2 | -197.2 | -197.2 | -197.2 | -197.2 | -197.2 | -197.2
Option 6 SG | REZ Landholder_QLD | Landholder Payments | 0 | 0 | 0 | 0 | 0 | 0 | 0 | 0 | 0 | 0 | 0 | 0 | 0 | 0 | 0 | 0 | 0 | 0 | 0 | 0 | 0 | 0 | 0 | 0
Option 6 SG | REZ Landholder_VIC | Landholder Payments | 0 | 0 | 0 | 0 | 0 | -56 | -56 | -216 | -216 | -216 | -216 | -216 | -284.4 | -284.4 | -284.4 | -284.4 | -284.4 | -284.4 | -284.4 | -284.4 | -284.4 | -284.4 | -284.4 | -284.4
Option 6 SG | ResourceLimit_N12_Wind Medium | Resource Limits for REZ | 0 | 0 | 0 | 0 | 0 | 0 | 0 | 0 | 0 | 0 | 0 | 0 | 0 | 0 | 0 | 0 | 0 | 0 | 0 | 0 | 0 | 0 | 0 | 0
Option 6 SG | ResourceLimit_N2_Solar | Resource Limits for REZ | 2985 | 2784.36 | 2464.36 | 2464.36 | 2464.36 | 2464.36 | 2464.36 | 2464.36 | 2464.36 | 2464.36 | 2464.36 | 2464.36 | 2464.36 | 2464.36 | 2464.36 | 2464.36 | 2464.36 | 2464.36 | 2464.36 | 2464.36 | 2464.36 | 2464.36 | 2464.36 | 2464.36
Option 6 SG | ResourceLimit_N2_Wind Medium | Resource Limits for REZ | 5600 | 5600 | 5600 | 5600 | 5390 | 5390 | 5390 | 5390 | 5390 | 5390 | 5390 | 5390 | 5390 | 5390 | 5390 | 5390 | 5390 | 5390 | 5390 | 5390 | 5390 | 5390 | 5390 | 5390
Option 6 SG | ResourceLimit_N3_Wind Medium | Resource Limits for REZ | 3209.97 | 3209.97 | 2795.97 | 2795.97 | 2795.97 | 2795.97 | 2795.97 | 2795.97 | 2795.97 | 2795.97 | 2795.97 | 2795.97 | 2795.97 | 2795.97 | 2795.97 | 2795.97 | 2795.97 | 2795.97 | 2795.97 | 2795.97 | 2795.97 | 2795.97 | 2795.97 | 2795.97
Option 6 SG | ResourceLimit_N5_Solar | Resource Limits for REZ | 5677 | 5677 | 5677 | 5677 | 5677 | 5677 | 5677 | 5677 | 5677 | 5677 | 5677 | 5677 | 5677 | 5677 | 5677 | 5677 | 5677 | 5677 | 5677 | 5677 | 5677 | 5677 | 5677 | 5677
Option 6 SG | ResourceLimit_N5_Wind Medium | Resource Limits for REZ | 10500 | 10500 | 10500 | 10500 | 10500 | 10500 | 10500 | 10500 | 10500 | 10500 | 10500 | 10500 | 10500 | 10500 | 10500 | 10500 | 10500 | 10500 | 10500 | 10500 | 10500 | 10500 | 10500 | 10500
Option 6 SG | ResourceLimit_N9_Solar | Resource Limits for REZ | 953 | 953 | 953 | 953 | 953 | 953 | 953 | 953 | 953 | 953 | 953 | 953 | 953 | 953 | 953 | 953 | 953 | 953 | 953 | 953 | 953 | 953 | 953 | 953
Option 6 SG | ResourceLimit_N9_Wind Medium | Resource Limits for REZ | 1000 | 1000 | 1000 | 1000 | 1000 | 1000 | 1000 | 1000 | 1000 | 1000 | 1000 | 1000 | 1000 | 1000 | 1000 | 1000 | 1000 | 1000 | 1000 | 1000 | 1000 | 1000 | 1000 | 1000
Option 6 SG | ResourceLimit_Q8a_Solar | Resource Limits for REZ | 2363.85 | 2113.86 | 2113.86 | 2113.86 | 2113.86 | 2113.86 | 2113.86 | 2113.86 | 2113.86 | 2113.86 | 2113.86 | 2113.86 | 2113.86 | 2113.86 | 2113.86 | 2113.86 | 2113.86 | 2113.86 | 2113.86 | 2113.86 | 2275.81 | 2275.81 | 2275.81 | 2275.81
Option 6 SG | ResourceLimit_Q8c_Wind Medium | Resource Limits for REZ | 1008 | 1008 | 1008 | 1008 | 1008 | 1008 | 1008 | 1008 | 1008 | 1008 | 1008 | 1008 | 1008 | 1008 | 1008 | 1008 | 1008 | 1008 | 1008 | 1008 | 1008 | 1008 | 1008 | 1008
Option 6 SG | ResourceLimit_S6_Wind Medium | Resource Limits for REZ | 0 | 0 | 0 | 0 | 0 | 0 | 0 | 0 | 0 | 0 | 0 | 0 | 0 | 0 | 0 | 0 | 0 | 0 | 0 | 0 | 0 | 0 | 0 | 0
Option 6 SG | ResourceLimit_T1_Solar | Resource Limits for REZ | 300 | 300 | 300 | 300 | 300 | 300 | 300 | 300 | 300 | 300 | 300 | 300 | 300 | 300 | 300 | 300 | 300 | 300 | 300 | 300 | 300 | 300 | 300 | 300
Option 6 SG | ResourceLimit_T3_Solar | Resource Limits for REZ | 150 | 150 | -137 | -137 | -137 | -137 | -137 | -137 | -137 | -137 | -137 | -137 | -137 | -137 | -137 | -137 | -137 | -137 | -137 | -137 | -137 | -137 | -137 | -137
Option 6 SG | ResourceLimit_T3_Wind Medium | Resource Limits for REZ | 2500 | 2500 | 2500 | 2500 | 2500 | 2500 | 2500 | 2500 | 2500 | 2500 | 2500 | 2500 | 2500 | 2500 | 2500 | 2500 | 2500 | 2500 | 2500 | 2500 | 2500 | 2500 | 2500 | 2500
Option 6 SG | ResourceLimit_V1_Wind Medium | Resource Limits for REZ | 1131 | 1131 | 1131 | 1131 | 1131 | 1131 | 1131 | 1131 | 1131 | 1131 | 1131 | 1131 | 1131 | 1131 | 1131 | 1131 | 1131 | 1131 | 1131 | 1131 | 1131 | 1131 | 1131 | 1131
Option 6 SG | ResourceLimit_V5_Wind Medium | Resource Limits for REZ | 1599 | 1599 | 1599 | 1599 | 1599 | 1599 | 1599 | 1599 | 1599 | 1599 | 1599 | 1599 | 1599 | 1599 | 1599 | 1599 | 1599 | 1599 | 1599 | 1599 | 1599 | 1599 | 1599 | 1599
Option 6 SG | ResourceLimit_V7_Wind Medium | Resource Limits for REZ | 408 | 408 | 408 | 408 | 408 | 408 | 408 | 408 | 408 | 408 | 408 | 408 | 408 | 408 | 408 | 408 | 408 | 408 | 408 | 408 | 408 | 408 | 408 | 408
Option 6 SG | SA Firming | Policies SA | -2897.64 | -2581.14 | 318.86 | 318.86 | 564.86 | -1735.14 | -1735.14 | -1735.14 | -1735.14 | -1655.14 | -1619.24 | -1090.24 | -1090.24 | -1090.24 | -886.48 | -886.48 | -886.48 | -886.48 | -548.48 | -420.08 | -266.08 | -266.08 | -266.08 | -266.08
Option 6 SG | SESA H2 Domestic Consumption Purchaser | Subregion flexible electricity load for Domestic H2 | 0 | 0 | 0 | 0 | 0.83429 | 3.0326 | 7.4301 | 14.9129 | 25.6021 | 32.7049 | 38.6896 | 43.5914 | 46.7721 | 49.332 | 51.7774 | 55.0629 | 60.1729 | 66.8217 | 75.3719 | 87.3914 | 101.7307 | 117.8529 | 134.8139 | 151.5271
Option 6 SG | SEV H2 Domestic Consumption Purchaser | Subregion flexible electricity load for Domestic H2 | 0 | 0 | 0 | 0 | 9.6464 | 31.2671 | 69.6361 | 128.0629 | 207.3721 | 256.2803 | 302.8423 | 349.2529 | 393.9393 | 437.9223 | 478.8486 | 520.4379 | 567.5229 | 614.9369 | 665.1007 | 730.1564 | 803.73 | 885.0731 | 967.943 | 1046.6114
Option 6 SG | SNSW H2 Domestic Consumption Purchaser | Subregion flexible electricity load for Domestic H2 | 0.41714 | 0.366 | 0.365 | 0.365 | 11.4714 | 32.8357 | 66.5597 | 115.4964 | 180.0493 | 219.288 | 254.324 | 284.7521 | 308.06 | 326.8929 | 340.6976 | 356.605 | 382.155 | 414.498 | 454.837 | 510.1136 | 572.7893 | 637.3937 | 697.9503 | 749.345
Option 6 SG | SNW Firming | Policies NSW | 0 | 481 | 0 | 0 | 0 | 0 | 0 | 0 | 0 | 0 | 0 | 0 | 0 | 0 | 0 | 0 | 0 | 0 | 0 | 0 | 0 | 0 | 0 | 0
Option 6 SG | SNW H2 Domestic Consumption Purchaser | Subregion flexible electricity load for Domestic H2 | 2.92 | 2.8757 | 2.8416 | 2.8157 | 80.1957 | 229.7974 | 465.9171 | 808.5271 | 1260.345 | 1534.9631 | 1780.1891 | 1993.1607 | 2156.3679 | 2288.2491 | 2384.805 | 2496.235 | 2675.1371 | 2901.5389 | 3183.7289 | 3570.6907 | 4009.6814 | 4461.7826 | 4885.5744 | 5245.4671
Option 6 SG | SQ H2 Domestic Consumption Purchaser | Subregion flexible electricity load for Domestic H2 | 0 | 0 | 0 | 0 | 15.7993 | 47.1883 | 101.8079 | 185.6286 | 299.4043 | 368.9569 | 419.9539 | 459.2221 | 487.5357 | 511.9071 | 534.1454 | 566.7929 | 613.8779 | 668.2426 | 739.2991 | 847.8429 | 983.9357 | 1145.0657 | 1326.0821 | 1506.1464
Option 6 SG | SRET | Policies SA | 0 | 0 | 0 | 0 | 0 | 0 | 0 | 0 | 0 | 0 | 0 | 0 | 0 | 0 | 0 | 0 | 0 | 0 | 0 | 0 | 0 | 0 | 0 | 0
Option 6 SG | Shared Upgrade_CNSW-SNW Option 3 - Stage 2 | Shared REZ Upgrades | 0 | 0 | 0 | 0 | 0 | 0 | 0 | 2000 | 0 | 0 | 0 | 0 | 0 | 0 | 0 | 0 | 0 | 0 | 0 | 0 | 0 | 0 | 0 | 0
Option 6 SG | Shared Upgrade_SNSW-CNSW Option 1 (HumeLink) | Shared REZ Upgrades | 0 | 2200 | 0 | 0 | 0 | 0 | 0 | 0 | 0 | 0 | 0 | 0 | 0 | 0 | 0 | 0 | 0 | 0 | 0 | 0 | 0 | 0 | 0 | 0
Option 6 SG | Snowy 2.0 - Gen | Special Constraints | 5781600 | 17703360 | 26280000 | 26280000 | 26280000 | 26352000 | 26280000 | 26280000 | 26280000 | 26352000 | 26280000 | 26280000 | 26280000 | 26352000 | 26280000 | 26280000 | 26280000 | 26352000 | 26280000 | 26280000 | 26280000 | 26352000 | 26280000 | 26280000
Option 6 SG | Snowy 2.0 - Pump | Special Constraints | 5781600 | 17703360 | 26280000 | 26280000 | 26280000 | 26352000 | 26280000 | 26280000 | 26280000 | 26352000 | 26280000 | 26280000 | 26280000 | 26352000 | 26280000 | 26280000 | 26280000 | 26352000 | 26280000 | 26280000 | 26280000 | 26352000 | 26280000 | 26280000
Option 6 SG | Sys Strength Requirement - Efficient Level CNSW | System Strength Requiements- Efficient | 0 | 0 | 0 | 0 | 0 | 0 | 0 | 0 | 0 | 0 | 0 | 0 | 0 | 0 | 0 | 0 | 0 | 0 | 0 | 0 | 0 | 0 | 0 | 0
Option 6 SG | Sys Strength Requirement - Efficient Level CQ | System Strength Requiements- Efficient | 0 | 0 | 0 | 0 | 0 | 0 | 0 | 0 | 0 | 0 | 0 | 0 | 0 | 0 | 0 | 0 | 0 | 0 | 0 | 0 | 0 | 0 | 0 | 0
Option 6 SG | Sys Strength Requirement - Efficient Level CSA | System Strength Requiements- Efficient | 0 | 0 | 0 | 0 | 0 | 0 | 0 | 0 | 0 | 0 | 0 | 0 | 0 | 0 | 0 | 0 | 0 | 0 | 0 | 0 | 0 | 0 | 0 | 0
Option 6 SG | Sys Strength Requirement - Efficient Level GG | System Strength Requiements- Efficient | 0 | 0 | 0 | 0 | 0 | 0 | 0 | 0 | 0 | 0 | 0 | 0 | 0 | 0 | 0 | 0 | 0 | 0 | 0 | 0 | 0 | 0 | 0 | 0
Option 6 SG | Sys Strength Requirement - Efficient Level MEL | System Strength Requiements- Efficient | 0 | 0 | 0 | 0 | 0 | 0 | 0 | 0 | 0 | 0 | 0 | 0 | 0 | 0 | 0 | 0 | 0 | 0 | 0 | 0 | 0 | 0 | 0 | 0
Option 6 SG | Sys Strength Requirement - Efficient Level NNSW | System Strength Requiements- Efficient | 0 | 0 | 0 | 0 | 0 | 0 | 0 | 0 | 0 | 0 | 0 | 0 | 0 | 0 | 0 | 0 | 0 | 0 | 0 | 0 | 0 | 0 | 0 | 0
Option 6 SG | Sys Strength Requirement - Efficient Level NQ | System Strength Requiements- Efficient | 0 | 0 | 0 | 0 | 0 | 0 | 0 | 0 | 0 | 0 | 0 | 0 | 0 | 0 | 0 | 0 | 0 | 0 | 0 | 0 | 0 | 0 | 0 | 0
Option 6 SG | Sys Strength Requirement - Efficient Level NSA | System Strength Requiements- Efficient | 0 | 0 | 0 | 0 | 0 | 0 | 0 | 0 | 0 | 0 | 0 | 0 | 0 | 0 | 0 | 0 | 0 | 0 | 0 | 0 | 0 | 0 | 0 | 0
Option 6 SG | Sys Strength Requirement - Efficient Level SESA | System Strength Requiements- Efficient | 0 | 0 | 0 | 0 | 0 | 0 | 0 | 0 | 0 | 0 | 0 | 0 | 0 | 0 | 0 | 0 | 0 | 0 | 0 | 0 | 0 | 0 | 0 | 0
Option 6 SG | Sys Strength Requirement - Efficient Level SEV | System Strength Requiements- Efficient | 0 | 0 | 0 | 0 | 0 | 0 | 0 | 0 | 0 | 0 | 0 | 0 | 0 | 0 | 0 | 0 | 0 | 0 | 0 | 0 | 0 | 0 | 0 | 0
Option 6 SG | Sys Strength Requirement - Efficient Level SNSW | System Strength Requiements- Efficient | 0 | 0 | 0 | 0 | 0 | 0 | 0 | 0 | 0 | 0 | 0 | 0 | 0 | 0 | 0 | 0 | 0 | 0 | 0 | 0 | 0 | 0 | 0 | 0
Option 6 SG | Sys Strength Requirement - Efficient Level SNW | System Strength Requiements- Efficient | 0 | 0 | 0 | 0 | 0 | 0 | 0 | 0 | 0 | 0 | 0 | 0 | 0 | 0 | 0 | 0 | 0 | 0 | 0 | 0 | 0 | 0 | 0 | 0
Option 6 SG | Sys Strength Requirement - Efficient Level SQ | System Strength Requiements- Efficient | 0 | 0 | 0 | 0 | 0 | 0 | 0 | 0 | 0 | 0 | 0 | 0 | 0 | 0 | 0 | 0 | 0 | 0 | 0 | 0 | 0 | 0 | 0 | 0
Option 6 SG | Sys Strength Requirement - Efficient Level TAS | System Strength Requiements- Efficient | 0 | 0 | 0 | 0 | 0 | 0 | 0 | 0 | 0 | 0 | 0 | 0 | 0 | 0 | 0 | 0 | 0 | 0 | 0 | 0 | 0 | 0 | 0 | 0
Option 6 SG | Sys Strength Requirement - Efficient Level WNV | System Strength Requiements- Efficient | 0 | 0 | 0 | 0 | 0 | 0 | 0 | 0 | 0 | 0 | 0 | 0 | 0 | 0 | 0 | 0 | 0 | 0 | 0 | 0 | 0 | 0 | 0 | 0
Option 6 SG | Sys Strength Requirement - Min Fault Level CNSW | System Strength Requiements - Minimum | -3404 | -3404 | -3404 | -689 | -689 | -689 | -689 | -689 | -689 | -689 | -689 | -689 | -689 | -689 | 701 | 701 | 701 | 701 | 701 | 701 | 701 | 701 | 701 | 701
Option 6 SG | Sys Strength Requirement - Min Fault Level CQ | System Strength Requiements - Minimum | -2491 | -2491 | -2491 | -1791 | -1791 | -1791 | -1791 | -1791 | -1791 | -1791 | -1791 | -1791 | -1791 | -1791 | -1791 | -1791 | -1791 | -1426 | -1061 | -696 | -331 | -331 | -331 | 513
Option 6 SG | Sys Strength Requirement - Min Fault Level GG | System Strength Requiements - Minimum | -1393.1 | -1393.1 | -1393.1 | 286.9 | 286.9 | 286.9 | 286.9 | 286.9 | 286.9 | 286.9 | 286.9 | 286.9 | 286.9 | 286.9 | 286.9 | 286.9 | 286.9 | 286.9 | 286.9 | 286.9 | 286.9 | 286.9 | 286.9 | 286.9
Option 6 SG | Sys Strength Requirement - Min Fault Level SEV | System Strength Requiements - Minimum | -3996.9 | -3996.9 | -2546.9 | -1386.9 | -1386.9 | -1386.9 | -1386.9 | -1386.9 | 823.1 | 823.1 | 823.1 | 823.1 | 823.1 | 823.1 | 823.1 | 823.1 | 823.1 | 823.1 | 823.1 | 823.1 | 823.1 | 823.1 | 823.1 | 823.1
Option 6 SG | Sys Strength Requirement - Min Fault Level SNW | System Strength Requiements - Minimum | -3482.8 | -3482.8 | -3482.8 | -602.8 | 717.2 | 717.2 | 717.2 | 717.2 | 717.2 | 717.2 | 717.2 | 717.2 | 717.2 | 717.2 | 717.2 | 717.2 | 717.2 | 717.2 | 717.2 | 717.2 | 717.2 | 717.2 | 717.2 | 717.2
Option 6 SG | Sys Strength Requirement - Min Fault Level SQ | System Strength Requiements - Minimum | -2857.6 | -2857.6 | -2857.6 | -2857.6 | -2507.6 | -2507.6 | -2507.6 | -2507.6 | -2507.6 | -2507.6 | -1807.6 | -1007.6 | -1007.6 | -1007.6 | -1007.6 | -1007.6 | -263.6 | -263.6 | -263.6 | -263.6 | -263.6 | -263.6 | -263.6 | 588.4
Option 6 SG | TAS H2 Domestic Consumption Purchaser | Subregion flexible electricity load for Domestic H2 | 0 | 0 | 0 | 0 | 3.5457 | 9.49 | 18.3801 | 30.7121 | 46.4071 | 54.4037 | 62.0491 | 69.9236 | 77.7971 | 86.0629 | 94.2471 | 102.8779 | 114.5579 | 129.9571 | 151.8383 | 185.0029 | 227.9164 | 276.9594 | 326.8539 | 372.9257
Option 6 SG | TRET | Policies TAS | 0 | 12627 | 14052 | 15476 | 16003 | 16528 | 17056 | 17582 | 18109 | 18635 | 19161 | 19688 | 20215 | 20741 | 0 | 0 | 0 | 0 | 0 | 0 | 0 | 0 | 0 | 0
Option 6 SG | Tarraleah Max Energy Day | Hydro min release | 7300 | 7320 | 7300 | 7300 | 7300 | 7320 | 7300 | 7300 | 7300 | 7320 | 7300 | 7300 | 7300 | 7320 | 7300 | 7300 | 7300 | 7320 | 7300 | 7300 | 7300 | 7320 | 7300 | 7300
Option 6 SG | Tarraleah Min Flow | Hydro min release | 0 | 0 | 0 | 0 | 0 | 0 | 0 | 0 | 0 | 0 | 0 | 0 | 0 | 0 | 0 | 0 | 0 | 0 | 0 | 0 | 0 | 0 | 0 | 0
Option 6 SG | Tarraleah Min Gen | Hydro min release | 151.11 | 151.11 | 151.11 | 151.11 | 151.11 | 151.11 | 151.11 | 151.11 | 151.11 | 151.11 | 151.11 | 151.11 | 151.11 | 151.11 | 151.11 | 151.11 | 151.11 | 151.11 | 151.11 | 151.11 | 151.11 | 151.11 | 151.11 | 151.11
Option 6 SG | VIC Storage | Policies VIC | -2022.06 | -3021.548 | -2751.833 | -1863.542 | -1156.389 | -454.561 | 71.838 | 723.261 | 1404.533 | -4959.061 | -5031.074 | -5108.139 | -5188.942 | -5279.569 | -5382.682 | -5191.17 | -5309.752 | -5283.734 | -5237.034 | -5258.355 | -4919.422 | -3800.84 | -3978.881 | -4132.661
Option 6 SG | VOWT | Policies VIC | 0 | 0 | 0 | 0 | 0 | 2000 | 2667 | 3333 | 4000 | 5000 | 6000 | 7000 | 8000 | 9000 | 0 | 0 | 0 | 0 | 0 | 0 | 0 | 0 | 0 | 0
Option 6 SG | VRET | Policies VIC | 0 | 0 | 0 | 0 | 0 | 0 | 0 | 0 | 0 | 0 | 0 | 0 | 0 | 0 | 0 | 0 | 0 | 0 | 0 | 0 | 0 | 0 | 0 | 0
Option 6 SG | WNV H2 Domestic Consumption Purchaser | Subregion flexible electricity load for Domestic H2 | 70.7579 | 69.8803 | 68.7497 | 67.89 | 117.0607 | 281.4823 | 626.7761 | 1152.3571 | 1866.5057 | 2306.6537 | 2725.4504 | 3143.0671 | 3545.4536 | 3941.3266 | 4309.7151 | 4683.8364 | 5107.81 | 5534.5626 | 5985.9327 | 6571.4079 | 7233.3614 | 7965.6574 | 8711.4874 | 9419.7114
Option 6 SG | Wayatinah Min Gen | Hydro min release | 24.09 | 24.09 | 24.09 | 24.09 | 24.09 | 24.09 | 24.09 | 24.09 | 24.09 | 24.09 | 24.09 | 24.09 | 24.09 | 24.09 | 24.09 | 24.09 | 24.09 | 24.09 | 24.09 | 24.09 | 24.09 | 24.09 | 24.09 | 24.09
BaseCase AT | 2030 Emissions Budget 1 | Emissions DLT | 69603.1022 | 69793.7956 | 69603.1022 | 69603.1022 | 69603.1022 | 69793.7956 | 69634.8699 | 69634.8699 | 69634.8699 | 69825.6504 | 69634.8699 | 69634.8699 | 69603.1022 | 69793.7956 | 69603.1022 | 69603.1022 | 69603.1022 | 69793.7956 | 69634.8699 | 69634.8699 | 69634.8699 | 69825.6504 | 69634.8699 | 69634.8699
BaseCase AT | 2035 Emissions Target | Emissions DLT | 1313.9667 | 1317.5666 | 1313.9667 | 1313.9667 | 1313.9667 | 1317.5666 | 1314.5664 | 1314.5664 | 1314.5664 | 1318.168 | 1314.5664 | 1314.5664 | 1313.9667 | 1317.5666 | 1313.9667 | 1313.9667 | 1313.9667 | 1317.5666 | 1314.5664 | 1314.5664 | 1314.5664 | 1318.168 | 1314.5664 | 1314.5664
BaseCase AT | 2050 Emissions Budget 1 | Emissions DLT | 41647.0129 | 41761.1143 | 41647.0129 | 41647.0129 | 41647.0129 | 41761.1143 | 41666.0211 | 41666.0211 | 41666.0211 | 41780.1746 | 41666.0211 | 41666.0211 | 41647.0129 | 41761.1143 | 41647.0129 | 41647.0129 | 41647.0129 | 41761.1143 | 41666.0211 | 41666.0211 | 41666.0211 | 41780.1746 | 41666.0211 | 41666.0211
BaseCase AT | 2050 Emissions Budget 2 | Emissions DLT | 5175.6134 | 5189.7932 | 5175.6134 | 5175.6134 | 5175.6134 | 5189.7932 | 5177.9756 | 5177.9756 | 5177.9756 | 5192.1619 | 5177.9756 | 5177.9756 | 5175.6134 | 5189.7932 | 5175.6134 | 5175.6134 | 5175.6134 | 5189.7932 | 5177.9756 | 5177.9756 | 5177.9756 | 5192.1619 | 5177.9756 | 5177.9756
BaseCase AT | 2050 Emissions Budget 3 | Emissions DLT | 1102.0635 | 1105.0829 | 1102.0635 | 1102.0635 | 1102.0635 | 1105.0829 | 1102.5665 | 1102.5665 | 1102.5665 | 1105.5873 | 1102.5665 | 1102.5665 | 1102.0635 | 1105.0829 | 1102.0635 | 1102.0635 | 1102.0635 | 1105.0829 | 1102.5665 | 1102.5665 | 1102.5665 | 1105.5873 | 1102.5665 | 1102.5665
BaseCase AT | 2050 Emissions Budget 4 | Emissions DLT | 2529.2319 | 2536.1613 | 2529.2319 | 2529.2319 | 2529.2319 | 2536.1613 | 2530.3862 | 2530.3862 | 2530.3862 | 2537.3188 | 2530.3862 | 2530.3862 | 2529.2319 | 2536.1613 | 2529.2319 | 2529.2319 | 2529.2319 | 2536.1613 | 2530.3862 | 2530.3862 | 2530.3862 | 2537.3188 | 2530.3862 | 2530.3862
BaseCase AT | 2050 Emissions Budget NSW 1 | Emissions DLT | 24777.3723 | 24845.2555 | 24777.3723 | 24777.3723 | 24777.3723 | 24845.2555 | 24788.681 | 24788.681 | 24788.681 | 24856.5952 | 24788.681 | 24788.681 | 24777.3723 | 24845.2555 | 24777.3723 | 24777.3723 | 24777.3723 | 24845.2555 | 24788.681 | 24788.681 | 24788.681 | 24856.5952 | 24788.681 | 24788.681
BaseCase AT | 2050 Emissions Budget NSW 2 | Emissions DLT | 11389.5985 | 11420.8029 | 11389.5985 | 11389.5985 | 11389.5985 | 11420.8029 | 11394.7969 | 11394.7969 | 11394.7969 | 11426.0155 | 11394.7969 | 11394.7969 | 11389.5985 | 11420.8029 | 11389.5985 | 11389.5985 | 11389.5985 | 11420.8029 | 11394.7969 | 11394.7969 | 11394.7969 | 11426.0155 | 11394.7969 | 11394.7969
BaseCase AT | 2050 Emissions Budget NSW 3 | Emissions DLT | 11389.5985 | 11420.8029 | 11389.5985 | 11389.5985 | 11389.5985 | 11420.8029 | 11394.7969 | 11394.7969 | 11394.7969 | 11426.0155 | 11394.7969 | 11394.7969 | 11389.5985 | 11420.8029 | 11389.5985 | 11389.5985 | 11389.5985 | 11420.8029 | 11394.7969 | 11394.7969 | 11394.7969 | 11426.0155 | 11394.7969 | 11394.7969
BaseCase AT | 2050 Emissions Budget NSW 4 | Emissions DLT | 11389.5985 | 11420.8029 | 11389.5985 | 11389.5985 | 11389.5985 | 11420.8029 | 11394.7969 | 11394.7969 | 11394.7969 | 11426.0155 | 11394.7969 | 11394.7969 | 11389.5985 | 11420.8029 | 11389.5985 | 11389.5985 | 11389.5985 | 11420.8029 | 11394.7969 | 11394.7969 | 11394.7969 | 11426.0155 | 11394.7969 | 11394.7969
BaseCase AT | 2050 Emissions Budget QLD 1 | Emissions DLT | 33269.6168 | 33360.7664 | 33269.6168 | 33269.6168 | 33269.6168 | 33360.7664 | 33284.8015 | 33284.8015 | 33284.8015 | 33375.9927 | 33284.8015 | 33284.8015 | 33269.6168 | 33360.7664 | 33269.6168 | 33269.6168 | 33269.6168 | 33360.7664 | 33284.8015 | 33284.8015 | 33284.8015 | 33375.9927 | 33284.8015 | 33284.8015
BaseCase AT | 2050 Emissions Budget QLD 2 | Emissions DLT | 12388.6861 | 12422.6277 | 12388.6861 | 12388.6861 | 12388.6861 | 12422.6277 | 12394.3405 | 12394.3405 | 12394.3405 | 12428.2976 | 12394.3405 | 12394.3405 | 12388.6861 | 12422.6277 | 12388.6861 | 12388.6861 | 12388.6861 | 12422.6277 | 12394.3405 | 12394.3405 | 12394.3405 | 12428.2976 | 12394.3405 | 12394.3405
BaseCase AT | 2050 Emissions Budget QLD 3 | Emissions DLT | 12388.6861 | 12422.6277 | 12388.6861 | 12388.6861 | 12388.6861 | 12422.6277 | 12394.3405 | 12394.3405 | 12394.3405 | 12428.2976 | 12394.3405 | 12394.3405 | 12388.6861 | 12422.6277 | 12388.6861 | 12388.6861 | 12388.6861 | 12422.6277 | 12394.3405 | 12394.3405 | 12394.3405 | 12428.2976 | 12394.3405 | 12394.3405
BaseCase AT | 2050 Emissions Budget QLD 4 | Emissions DLT | 12388.6861 | 12422.6277 | 12388.6861 | 12388.6861 | 12388.6861 | 12422.6277 | 12394.3405 | 12394.3405 | 12394.3405 | 12428.2976 | 12394.3405 | 12394.3405 | 12388.6861 | 12422.6277 | 12388.6861 | 12388.6861 | 12388.6861 | 12422.6277 | 12394.3405 | 12394.3405 | 12394.3405 | 12428.2976 | 12394.3405 | 12394.3405
BaseCase AT | 2050 Emissions Budget SA 1 | Emissions DLT | 1415.3741 | 1419.2518 | 1415.3741 | 1415.3741 | 1415.3741 | 1419.2518 | 1416.0201 | 1416.0201 | 1416.0201 | 1419.8996 | 1416.0201 | 1416.0201 | 1415.3741 | 1419.2518 | 1415.3741 | 1415.3741 | 1415.3741 | 1419.2518 | 1416.0201 | 1416.0201 | 1416.0201 | 1419.8996 | 1416.0201 | 1416.0201
BaseCase AT | 2050 Emissions Budget SA 2 | Emissions DLT | 749.3157 | 751.3686 | 749.3157 | 749.3157 | 749.3157 | 751.3686 | 749.6577 | 749.6577 | 749.6577 | 751.7115 | 749.6577 | 749.6577 | 749.3157 | 751.3686 | 749.3157 | 749.3157 | 749.3157 | 751.3686 | 749.6577 | 749.6577 | 749.6577 | 751.7115 | 749.6577 | 749.6577
BaseCase AT | 2050 Emissions Budget SA 3 | Emissions DLT | 749.3157 | 751.3686 | 749.3157 | 749.3157 | 749.3157 | 751.3686 | 749.6577 | 749.6577 | 749.6577 | 751.7115 | 749.6577 | 749.6577 | 749.3157 | 751.3686 | 749.3157 | 749.3157 | 749.3157 | 751.3686 | 749.6577 | 749.6577 | 749.6577 | 751.7115 | 749.6577 | 749.6577
BaseCase AT | 2050 Emissions Budget SA 4 | Emissions DLT | 749.3157 | 751.3686 | 749.3157 | 749.3157 | 749.3157 | 751.3686 | 749.6577 | 749.6577 | 749.6577 | 751.7115 | 749.6577 | 749.6577 | 749.3157 | 751.3686 | 749.3157 | 749.3157 | 749.3157 | 751.3686 | 749.6577 | 749.6577 | 749.6577 | 751.7115 | 749.6577 | 749.6577
BaseCase AT | 2050 Emissions Budget VIC 1 | Emissions DLT | 22795.8485 | 22858.3029 | 22795.8485 | 22795.8485 | 22795.8485 | 22858.3029 | 22806.2529 | 22806.2529 | 22806.2529 | 22868.7357 | 22806.2529 | 22806.2529 | 22795.8485 | 22858.3029 | 22795.8485 | 22795.8485 | 22795.8485 | 22858.3029 | 22806.2529 | 22806.2529 | 22806.2529 | 22868.7357 | 22806.2529 | 22806.2529
BaseCase AT | 2050 Emissions Budget VIC 2 | Emissions DLT | 6943.6588 | 6962.6825 | 6943.6588 | 6943.6588 | 6943.6588 | 6962.6825 | 6946.8279 | 6946.8279 | 6946.8279 | 6965.8603 | 6946.8279 | 6946.8279 | 6943.6588 | 6962.6825 | 6943.6588 | 6943.6588 | 6943.6588 | 6962.6825 | 6946.8279 | 6946.8279 | 6946.8279 | 6965.8603 | 6946.8279 | 6946.8279
BaseCase AT | 2050 Emissions Budget VIC 3 | Emissions DLT | 6943.6588 | 6962.6825 | 6943.6588 | 6943.6588 | 6943.6588 | 6962.6825 | 6946.8279 | 6946.8279 | 6946.8279 | 6965.8603 | 6946.8279 | 6946.8279 | 6943.6588 | 6962.6825 | 6943.6588 | 6943.6588 | 6943.6588 | 6962.6825 | 6946.8279 | 6946.8279 | 6946.8279 | 6965.8603 | 6946.8279 | 6946.8279
BaseCase AT | 2050 Emissions Budget VIC 4 | Emissions DLT | 6943.6588 | 6962.6825 | 6943.6588 | 6943.6588 | 6943.6588 | 6962.6825 | 6946.8279 | 6946.8279 | 6946.8279 | 6965.8603 | 6946.8279 | 6946.8279 | 6943.6588 | 6962.6825 | 6943.6588 | 6943.6588 | 6943.6588 | 6962.6825 | 6946.8279 | 6946.8279 | 6946.8279 | 6965.8603 | 6946.8279 | 6946.8279
BaseCase AT | Basslink Daily Energy Limit | Special Constraints | -287.568 | -288.408 | -287.568 | -287.568 | -287.568 | -288.408 | -287.568 | -287.568 | -287.568 | -288.408 | -287.568 | -287.568 | -287.568 | -288.408 | -287.568 | -287.568 | -287.568 | -288.408 | -287.568 | -287.568 | -287.568 | -288.408 | -287.568 | -287.568
BaseCase AT | Borumba - Gen | Special Constraints | 0 | 0 | 0 | 0 | 0 | 0 | 0 | 0 | 0 | 15336000 | 26280000 | 26280000 | 26280000 | 26352000 | 26280000 | 26280000 | 26280000 | 26352000 | 26280000 | 26280000 | 26280000 | 26352000 | 26280000 | 26280000
BaseCase AT | Borumba - Pump | Special Constraints | 0 | 0 | 0 | 0 | 0 | 0 | 0 | 0 | 0 | 15336000 | 26280000 | 26280000 | 26280000 | 26352000 | 26280000 | 26280000 | 26280000 | 26352000 | 26280000 | 26280000 | 26280000 | 26352000 | 26280000 | 26280000
BaseCase AT | CIS Dispatchable NSW | Policies NEM | -1231.12 | -631.96 | -431.96 | -1241.96 | -2541.96 | -2741.96 | -2741.96 | -2783.18 | -2741.96 | -2741.96 | -2741.96 | -2741.96 | -2741.96 | -2741.96 | -2750.69 | -2750.69 | -2709.47 | -2750.69 | -2709.47 | -2709.47 | -1925.69 | -1624.85 | -1583.63 | -1583.63
BaseCase AT | CIS Dispatchable SA | Policies NEM | -30 | 788 | 788 | 788 | -461 | -461 | -461 | -205 | -461 | -461 | -461 | -205 | -461 | -461 | -461 | -461 | -461 | -461 | -205 | -461 | -431 | 0 | 0 | 0
BaseCase AT | CIS Dispatchable VIC | Policies NEM | 0 | 1220 | 1271.79 | 1271.79 | -428.21 | -428.21 | -435.41 | -428.21 | -428.21 | -428.21 | -428.21 | -435.41 | -428.21 | -428.21 | -435.41 | -435.41 | -435.41 | -435.41 | -435.41 | -428.21 | -435.41 | 0 | 0 | 0
BaseCase AT | CIS Gen NSW | Policies NEM | -4646.44 | 1715.47 | 7931.07 | 14075.07 | -8779.93 | -9539.57 | -9539.57 | -9539.57 | -9539.57 | -9539.57 | -9539.57 | -9539.57 | -9539.57 | -9539.57 | -9539.57 | -9539.57 | -9539.57 | -9539.57 | -9539.57 | -9302.56 | -8998.86 | -8966.46 | -8583 | -8583
BaseCase AT | CIS Gen SA | Policies NEM | 0 | 20.36 | 621.16 | 509.16 | -690.84 | -690.84 | -690.84 | -690.84 | -690.84 | -690.84 | -690.84 | -690.84 | -690.84 | -690.84 | -690.84 | -690.84 | -690.84 | -690.84 | -690.84 | -690.84 | -690.84 | -690.84 | -690.84 | -690.84
BaseCase AT | CIS Gen TAS | Policies NEM | 0 | 0 | 750 | 1200 | 0 | 0 | 0 | 0 | 0 | 0 | 0 | 0 | 0 | 0 | 0 | 0 | 0 | 0 | 0 | 0 | 0 | 0 | 0 | 0
BaseCase AT | CIS Gen VIC - Solar | Policies NEM | 0 | 669 | 555.93 | 555.93 | -944.07 | -944.07 | -944.07 | -944.07 | -944.07 | -944.07 | -944.07 | -944.07 | -944.07 | -944.07 | -944.07 | -944.07 | -944.07 | -944.07 | -944.07 | -944.07 | -944.07 | -944.07 | -944.07 | -944.07
BaseCase AT | CIS Gen VIC - Wind | Policies NEM | 0 | 0 | 1922 | 3500 | -600 | -600 | -600 | -600 | -600 | -600 | -600 | -600 | -600 | -600 | -600 | -600 | -600 | -600 | -600 | -600 | -600 | -600 | -600 | -600
BaseCase AT | CIS Total Dispatchable | Policies NEM | -1261.12 | 3076.04 | 5550.83 | 7262.83 | -3731.17 | -3931.17 | -3938.37 | -3716.39 | -3931.17 | -3931.17 | -3931.17 | -3682.37 | -3931.17 | -3931.17 | -3947.1 | -3947.1 | -3905.88 | -3947.1 | -3649.88 | -3898.68 | -3092.1 | -1774.85 | -1583.63 | -1583.63
BaseCase AT | CNSW H2 Domestic Consumption Purchaser | Subregion flexible electricity load for Domestic H2 | 0 | 0 | 0 | 0 | 21.6393 | 74.56 | 169.8534 | 316.5593 | 516.0579 | 645.9686 | 776.1379 | 912.7607 | 1048.5929 | 1178.372 | 1285.6981 | 1380.5864 | 1475.3821 | 1558.518 | 1626.6301 | 1701.8386 | 1774.1607 | 1848.4446 | 1912.6829 | 1979.5514
BaseCase AT | CQ H2 Domestic Consumption Purchaser | Subregion flexible electricity load for Domestic H2 | 170.455 | 168.3874 | 165.6299 | 163.6243 | 166.3879 | 176.2043 | 195.8201 | 229.7414 | 279.5379 | 314.7623 | 347.9454 | 380.33 | 408.9564 | 436.3537 | 463.1799 | 486.7014 | 511.2607 | 531.5406 | 549.4491 | 580.715 | 618.675 | 670.4386 | 736.0663 | 815.3579
BaseCase AT | CSA H2 Domestic Consumption Purchaser | Subregion flexible electricity load for Domestic H2 | 7.3521 | 7.2677 | 7.1436 | 7.0393 | 74.9293 | 150.5317 | 214.3309 | 284.0221 | 365.8343 | 389.5577 | 420.4231 | 485.2414 | 549.2729 | 611.5906 | 662.0506 | 706.5357 | 751.1179 | 789.5463 | 817.669 | 851.545 | 884.1343 | 917.0983 | 946.8514 | 983.9879
BaseCase AT | Catagunya Min Gen | Hydro min release | 17.52 | 17.52 | 17.52 | 17.52 | 17.52 | 17.52 | 17.52 | 17.52 | 17.52 | 17.52 | 17.52 | 17.52 | 17.52 | 17.52 | 17.52 | 17.52 | 17.52 | 17.52 | 17.52 | 17.52 | 17.52 | 17.52 | 17.52 | 17.52
BaseCase AT | Combined Marinus Export | Special Constraints | 11773440 | 11805696 | 11773440 | 11773440 | 11773440 | 11805696 | 11773440 | 11773440 | 15589440 | 18393696 | 18343440 | 18343440 | 18343440 | 18393696 | 18343440 | 18343440 | 18343440 | 18393696 | 18343440 | 18343440 | 18343440 | 18393696 | 18343440 | 18343440
BaseCase AT | Combined Marinus Import | Special Constraints | 8567280 | 8590752 | 8567280 | 8567280 | 8567280 | 8590752 | 8567280 | 8567280 | 12383280 | 15178752 | 15137280 | 15137280 | 15137280 | 15178752 | 15137280 | 15137280 | 15137280 | 15178752 | 15137280 | 15137280 | 15137280 | 15178752 | 15137280 | 15137280
BaseCase AT | Constraint on Pipeline from Storage to GTs CNSW | Constraints to make diesel to come exclusively from storage | 0 | 0 | 0 | 0 | 0 | 0 | 0 | 0 | 0 | 0 | 0 | 0 | 0 | 0 | 0 | 0 | 0 | 0 | 0 | 0 | 0 | 0 | 0 | 0
BaseCase AT | Constraint on Pipeline from Storage to GTs CQ | Constraints to make diesel to come exclusively from storage | 0 | 0 | 0 | 0 | 0 | 0 | 0 | 0 | 0 | 0 | 0 | 0 | 0 | 0 | 0 | 0 | 0 | 0 | 0 | 0 | 0 | 0 | 0 | 0
BaseCase AT | Constraint on Pipeline from Storage to GTs CSA | Constraints to make diesel to come exclusively from storage | 0 | 0 | 0 | 0 | 0 | 0 | 0 | 0 | 0 | 0 | 0 | 0 | 0 | 0 | 0 | 0 | 0 | 0 | 0 | 0 | 0 | 0 | 0 | 0
BaseCase AT | Constraint on Pipeline from Storage to GTs GG | Constraints to make diesel to come exclusively from storage | 0 | 0 | 0 | 0 | 0 | 0 | 0 | 0 | 0 | 0 | 0 | 0 | 0 | 0 | 0 | 0 | 0 | 0 | 0 | 0 | 0 | 0 | 0 | 0
BaseCase AT | Constraint on Pipeline from Storage to GTs MEL | Constraints to make diesel to come exclusively from storage | 0 | 0 | 0 | 0 | 0 | 0 | 0 | 0 | 0 | 0 | 0 | 0 | 0 | 0 | 0 | 0 | 0 | 0 | 0 | 0 | 0 | 0 | 0 | 0
BaseCase AT | Constraint on Pipeline from Storage to GTs NNSW | Constraints to make diesel to come exclusively from storage | 0 | 0 | 0 | 0 | 0 | 0 | 0 | 0 | 0 | 0 | 0 | 0 | 0 | 0 | 0 | 0 | 0 | 0 | 0 | 0 | 0 | 0 | 0 | 0
BaseCase AT | Constraint on Pipeline from Storage to GTs NQ | Constraints to make diesel to come exclusively from storage | 0 | 0 | 0 | 0 | 0 | 0 | 0 | 0 | 0 | 0 | 0 | 0 | 0 | 0 | 0 | 0 | 0 | 0 | 0 | 0 | 0 | 0 | 0 | 0
BaseCase AT | Constraint on Pipeline from Storage to GTs NSA | Constraints to make diesel to come exclusively from storage | 0 | 0 | 0 | 0 | 0 | 0 | 0 | 0 | 0 | 0 | 0 | 0 | 0 | 0 | 0 | 0 | 0 | 0 | 0 | 0 | 0 | 0 | 0 | 0
BaseCase AT | Constraint on Pipeline from Storage to GTs SESA | Constraints to make diesel to come exclusively from storage | 0 | 0 | 0 | 0 | 0 | 0 | 0 | 0 | 0 | 0 | 0 | 0 | 0 | 0 | 0 | 0 | 0 | 0 | 0 | 0 | 0 | 0 | 0 | 0
BaseCase AT | Constraint on Pipeline from Storage to GTs SEV | Constraints to make diesel to come exclusively from storage | 0 | 0 | 0 | 0 | 0 | 0 | 0 | 0 | 0 | 0 | 0 | 0 | 0 | 0 | 0 | 0 | 0 | 0 | 0 | 0 | 0 | 0 | 0 | 0
BaseCase AT | Constraint on Pipeline from Storage to GTs SNSW | Constraints to make diesel to come exclusively from storage | 0 | 0 | 0 | 0 | 0 | 0 | 0 | 0 | 0 | 0 | 0 | 0 | 0 | 0 | 0 | 0 | 0 | 0 | 0 | 0 | 0 | 0 | 0 | 0
BaseCase AT | Constraint on Pipeline from Storage to GTs SNW | Constraints to make diesel to come exclusively from storage | 0 | 0 | 0 | 0 | 0 | 0 | 0 | 0 | 0 | 0 | 0 | 0 | 0 | 0 | 0 | 0 | 0 | 0 | 0 | 0 | 0 | 0 | 0 | 0
BaseCase AT | Constraint on Pipeline from Storage to GTs SQ | Constraints to make diesel to come exclusively from storage | 0 | 0 | 0 | 0 | 0 | 0 | 0 | 0 | 0 | 0 | 0 | 0 | 0 | 0 | 0 | 0 | 0 | 0 | 0 | 0 | 0 | 0 | 0 | 0
BaseCase AT | Constraint on Pipeline from Storage to GTs TAS | Constraints to make diesel to come exclusively from storage | 0 | 0 | 0 | 0 | 0 | 0 | 0 | 0 | 0 | 0 | 0 | 0 | 0 | 0 | 0 | 0 | 0 | 0 | 0 | 0 | 0 | 0 | 0 | 0
BaseCase AT | Constraint on Pipeline from Storage to GTs WNV | Constraints to make diesel to come exclusively from storage | 0 | 0 | 0 | 0 | 0 | 0 | 0 | 0 | 0 | 0 | 0 | 0 | 0 | 0 | 0 | 0 | 0 | 0 | 0 | 0 | 0 | 0 | 0 | 0
BaseCase AT | Constraint on Pipeline from Storage to GTs WOO | Constraints to make diesel to come exclusively from storage | 0 | 0 | 0 | 0 | 0 | 0 | 0 | 0 | 0 | 0 | 0 | 0 | 0 | 0 | 0 | 0 | 0 | 0 | 0 | 0 | 0 | 0 | 0 | 0
BaseCase AT | DNSP Thermal Limit on CER CNSW Area1 | DNSP Thermal Limit on CER | 966765.5 | 1111066.5 | 1291997 | 1404969 | 1505359 | 1687557 | 1677144.5 | 1968955 | 2116592.5 | 2185551 | 2251896 | 2354350.5 | 2562631.5 | 2884695 | 2937616 | 2898403.5 | 2804333.5 | 3040364.5 | 3283152 | 3423131 | 3551033.5 | 3992237 | 3842308.5 | 4421880.5
BaseCase AT | DNSP Thermal Limit on CER CQ Area1 | DNSP Thermal Limit on CER | 1255639.5 | 1480245 | 1685951.5 | 1888234.5 | 1918878.5 | 2048443 | 2244890.5 | 2505941 | 2669901.5 | 2827619 | 2889201.5 | 2971337.5 | 3194993.5 | 3574744.5 | 3866236.5 | 3532926 | 3541346.5 | 4033492.5 | 4421163.5 | 4860759 | 5025203 | 5108078.5 | 5565989.5 | 5849909.5
BaseCase AT | DNSP Thermal Limit on CER CSA Area1 | DNSP Thermal Limit on CER | 4256945 | 4752734.5 | 5166168.5 | 5452126.5 | 6068007.5 | 6550092.5 | 6961602.5 | 7584269.5 | 8591169 | 9576661.5 | 11026344.5 | 11846516.5 | 13217969.5 | 14711141.5 | 15958573 | 17262283.5 | 18181881.5 | 19728999 | 21019756 | 21192770.5 | 21531591 | 22059301.5 | 21824051.5 | 22010431
BaseCase AT | DNSP Thermal Limit on CER GG Area1 | DNSP Thermal Limit on CER | 159004.5 | 188683 | 212647.5 | 248913 | 255920.5 | 276794 | 303696.5 | 317853.5 | 344032.5 | 357666 | 364736 | 372796.5 | 401731 | 448240.5 | 488479 | 500195.5 | 440253.5 | 525309 | 571241.5 | 649884 | 739838 | 769106 | 820954 | 832385.5
BaseCase AT | DNSP Thermal Limit on CER MEL Area1 | DNSP Thermal Limit on CER | 913676 | 1096631.5 | 1280969.5 | 1288844.5 | 1531598 | 1652859.5 | 1795201.5 | 1969809.5 | 2088821 | 2118945.5 | 2232612.5 | 2385419 | 2618876 | 2849518 | 2964042.5 | 3015267 | 2869514 | 3181642 | 3503216.5 | 3402059 | 3832716 | 3983813.5 | 4224145.5 | 4572474
BaseCase AT | DNSP Thermal Limit on CER MEL Area2 | DNSP Thermal Limit on CER | 4142105.5 | 5020523 | 5907202.5 | 5948970.5 | 7119581 | 7696360 | 8372854.5 | 9204694.5 | 9727973.5 | 9835137 | 10412820 | 11139344.5 | 12302313.5 | 13426405 | 14073247 | 14384622.5 | 13551965 | 15073415 | 16808290.5 | 16294362 | 18523148 | 19397623.5 | 20515647 | 22238295.5
BaseCase AT | DNSP Thermal Limit on CER NNSW Area1 | DNSP Thermal Limit on CER | 2325519.5 | 2624469.5 | 3062558 | 3290936 | 3577864.5 | 3986496.5 | 4039020.5 | 4737479.5 | 4870107 | 5126790 | 5308550.5 | 5459255 | 5965281 | 6460945 | 6837968.5 | 6731336.5 | 6601718.5 | 6848142.5 | 7348837 | 7672017.5 | 8021678 | 8895620 | 8624866.5 | 10053486
BaseCase AT | DNSP Thermal Limit on CER NQ Area1 | DNSP Thermal Limit on CER | 2044892 | 2354981.5 | 2618617 | 2965590.5 | 3083395 | 3294090 | 3534765.5 | 3839393.5 | 4029891.5 | 4353057.5 | 4266395.5 | 4418887.5 | 4761818 | 5302921 | 6044694.5 | 5877979 | 5674595 | 6453826.5 | 7166544 | 7581358 | 8064792.5 | 8501909.5 | 8890524 | 8824932
BaseCase AT | DNSP Thermal Limit on CER NSA Area1 | DNSP Thermal Limit on CER | 170290 | 195339 | 229429 | 254277 | 269478.5 | 279263.5 | 303344.5 | 332247.5 | 391460 | 452689.5 | 457736.5 | 563474 | 604455.5 | 648304.5 | 688922.5 | 724702 | 784022 | 871307 | 938558 | 989962 | 1029930 | 1060210 | 1109650 | 1191045.5
BaseCase AT | DNSP Thermal Limit on CER SESA Area1 | DNSP Thermal Limit on CER | 201784 | 243171.5 | 279506 | 301519.5 | 334755.5 | 359084.5 | 390986.5 | 426417 | 482333.5 | 543492.5 | 576412 | 706695 | 781089.5 | 845950 | 903352.5 | 959615 | 1038181 | 1163093 | 1247433 | 1280351.5 | 1312607.5 | 1330610 | 1373171.5 | 1476851
BaseCase AT | DNSP Thermal Limit on CER SEV Area1 | DNSP Thermal Limit on CER | 894968 | 1146237 | 1407123.5 | 1469681 | 1716976 | 1889987 | 2138663 | 2426012 | 2503710 | 2649200 | 2843616.5 | 2918396.5 | 3159504.5 | 3470906.5 | 3596666 | 3755766 | 3672708 | 3959961 | 4291041.5 | 4265151.5 | 4623910.5 | 4837742.5 | 5039982.5 | 5354967
BaseCase AT | DNSP Thermal Limit on CER SNSW Area1 | DNSP Thermal Limit on CER | 1182239 | 1323835 | 1528394.5 | 1641147 | 1775920.5 | 1977037 | 1970364.5 | 2289455.5 | 2350090.5 | 2412024 | 2467193.5 | 2593781 | 2852109.5 | 3130939.5 | 3336416 | 3305287.5 | 3270163 | 3464236 | 3769767.5 | 3854195.5 | 4057163 | 4416906 | 4324617 | 4943844
BaseCase AT | DNSP Thermal Limit on CER SNSW Area2 | DNSP Thermal Limit on CER | 1041443 | 1166872 | 1358825 | 1452964 | 1566060 | 1745304.5 | 1731423 | 2037647.5 | 2087810.5 | 2160049 | 2172820.5 | 2270946 | 2510525.5 | 2826333 | 2980563 | 2895428.5 | 2912633.5 | 3061219.5 | 3298062.5 | 3360450.5 | 3486761.5 | 3868034.5 | 3751857.5 | 4407063
BaseCase AT | DNSP Thermal Limit on CER SNW Area1 | DNSP Thermal Limit on CER | 4486985.5 | 5207399.5 | 6147008 | 6877088.5 | 7351739 | 8330753 | 8499447 | 9948545.5 | 10421162 | 10834137.5 | 11351377 | 11846915.5 | 13245645 | 14525245.5 | 15840703 | 15597276 | 14875571 | 16401333 | 18148114.5 | 19429810.5 | 19929711.5 | 21633721.5 | 21369527.5 | 24173593.5
BaseCase AT | DNSP Thermal Limit on CER SNW Area2 | DNSP Thermal Limit on CER | 4852221.5 | 5520953.5 | 6390511 | 7048356 | 7414077 | 8303530 | 8317649.5 | 9654937.5 | 9994830.5 | 10208064.5 | 10577656 | 10935769.5 | 12169684 | 13296927.5 | 14369849.5 | 14015071.5 | 13316859 | 14575497.5 | 16090062.5 | 17152867.5 | 17473117 | 18972428.5 | 18586564 | 21026242
BaseCase AT | DNSP Thermal Limit on CER SQ Area1 | DNSP Thermal Limit on CER | 10052872 | 11793940.5 | 13451700.5 | 14825323.5 | 15536047 | 16508638 | 17798831.5 | 18912368 | 19807934.5 | 21188927.5 | 21211171.5 | 21796574 | 23660690.5 | 25847945.5 | 27663480.5 | 28291903.5 | 25777207 | 28751075.5 | 31867042 | 33796487.5 | 35377258 | 36798760 | 38943094 | 40766427
BaseCase AT | DNSP Thermal Limit on CER TAS Area1 | DNSP Thermal Limit on CER | 587916.5 | 689719.5 | 798833 | 838917.5 | 999601 | 1128012.5 | 1237917 | 1386869 | 1475298.5 | 1543283.5 | 1669408.5 | 1771689.5 | 1960768.5 | 2177936 | 2337174.5 | 2386075.5 | 2396939.5 | 2820513.5 | 3029353 | 3047080 | 3438117 | 3776838 | 3808102.5 | 4076279.5
BaseCase AT | DNSP Thermal Limit on CER WNV Area1 | DNSP Thermal Limit on CER | 399542.5 | 478731.5 | 558123.5 | 583763 | 714628 | 766945 | 824846.5 | 904176.5 | 977174.5 | 1005859.5 | 1065498.5 | 1123497.5 | 1246472.5 | 1348919.5 | 1388325 | 1448401 | 1313920.5 | 1464497 | 1595167.5 | 1628394.5 | 1872550.5 | 1930232.5 | 2022411.5 | 2178849
BaseCase AT | DNSP Thermal Limit on CER WNV Area2 | DNSP Thermal Limit on CER | 1574485.5 | 1921734 | 2273887 | 2390889 | 2913951 | 3162139 | 3493669 | 3919461 | 4154697.5 | 4335680 | 4692169 | 4807969.5 | 5309666 | 5858386 | 6071729 | 6385619 | 5772196.5 | 6217387 | 6822739.5 | 6906310.5 | 7861138.5 | 8221640.5 | 8542509.5 | 9175274.5
BaseCase AT | DNSP Thermal Limit on Distributed Resources CNSW Area1 | DNSP Thermal Limit on Distributed Resources | 5676480 | 5692032 | 5676480 | 5676480 | 5676480 | 5692032 | 5676480 | 5676480 | 5676480 | 5692032 | 5676480 | 5676480 | 5676480 | 5692032 | 5676480 | 5676480 | 5676480 | 5692032 | 5676480 | 5676480 | 5676480 | 5692032 | 5676480 | 5676480
BaseCase AT | DNSP Thermal Limit on Distributed Resources CQ Area1 | DNSP Thermal Limit on Distributed Resources | 8979000 | 9003600 | 8979000 | 8979000 | 8979000 | 9003600 | 8979000 | 8979000 | 8979000 | 9003600 | 8979000 | 8979000 | 8979000 | 9003600 | 8979000 | 8979000 | 8979000 | 9003600 | 8979000 | 8979000 | 8979000 | 9003600 | 8979000 | 8979000
BaseCase AT | DNSP Thermal Limit on Distributed Resources CSA Area1 | DNSP Thermal Limit on Distributed Resources | 65174400 | 65352960 | 65174400 | 65174400 | 65174400 | 65352960 | 65174400 | 65174400 | 65174400 | 65352960 | 65174400 | 65174400 | 65174400 | 65352960 | 65174400 | 65174400 | 65174400 | 65352960 | 65174400 | 65174400 | 65174400 | 65352960 | 65174400 | 65174400
BaseCase AT | DNSP Thermal Limit on Distributed Resources GG Area1 | DNSP Thermal Limit on Distributed Resources | 1033680 | 1036512 | 1033680 | 1033680 | 1033680 | 1036512 | 1033680 | 1033680 | 1033680 | 1036512 | 1033680 | 1033680 | 1033680 | 1036512 | 1033680 | 1033680 | 1033680 | 1036512 | 1033680 | 1033680 | 1033680 | 1036512 | 1033680 | 1033680
BaseCase AT | DNSP Thermal Limit on Distributed Resources MEL Area1 | DNSP Thermal Limit on Distributed Resources | 15978240 | 16022016 | 15978240 | 15978240 | 15978240 | 16022016 | 15978240 | 15978240 | 15978240 | 16022016 | 15978240 | 15978240 | 15978240 | 16022016 | 15978240 | 15978240 | 15978240 | 16022016 | 15978240 | 15978240 | 15978240 | 16022016 | 15978240 | 15978240
BaseCase AT | DNSP Thermal Limit on Distributed Resources MEL Area2 | DNSP Thermal Limit on Distributed Resources | 182768640 | 183269376 | 182768640 | 182768640 | 182768640 | 183269376 | 182768640 | 182768640 | 182768640 | 183269376 | 182768640 | 182768640 | 182768640 | 183269376 | 182768640 | 182768640 | 182768640 | 183269376 | 182768640 | 182768640 | 182768640 | 183269376 | 182768640 | 182768640
BaseCase AT | DNSP Thermal Limit on Distributed Resources NNSW Area1 | DNSP Thermal Limit on Distributed Resources | 9171720 | 9196848 | 9171720 | 9171720 | 9171720 | 9196848 | 9171720 | 9171720 | 9171720 | 9196848 | 9171720 | 9171720 | 9171720 | 9196848 | 9171720 | 9171720 | 9171720 | 9196848 | 9171720 | 9171720 | 9171720 | 9196848 | 9171720 | 9171720
BaseCase AT | DNSP Thermal Limit on Distributed Resources NQ Area1 | DNSP Thermal Limit on Distributed Resources | 16915560 | 16961904 | 16915560 | 16915560 | 16915560 | 16961904 | 16915560 | 16915560 | 16915560 | 16961904 | 16915560 | 16915560 | 16915560 | 16961904 | 16915560 | 16915560 | 16915560 | 16961904 | 16915560 | 16915560 | 16915560 | 16961904 | 16915560 | 16915560
BaseCase AT | DNSP Thermal Limit on Distributed Resources NSA Area1 | DNSP Thermal Limit on Distributed Resources | 3039720 | 3048048 | 3039720 | 3039720 | 3039720 | 3048048 | 3039720 | 3039720 | 3039720 | 3048048 | 3039720 | 3039720 | 3039720 | 3048048 | 3039720 | 3039720 | 3039720 | 3048048 | 3039720 | 3039720 | 3039720 | 3048048 | 3039720 | 3039720
BaseCase AT | DNSP Thermal Limit on Distributed Resources SESA Area1 | DNSP Thermal Limit on Distributed Resources | 4476360 | 4488624 | 4476360 | 4476360 | 4476360 | 4488624 | 4476360 | 4476360 | 4476360 | 4488624 | 4476360 | 4476360 | 4476360 | 4488624 | 4476360 | 4476360 | 4476360 | 4488624 | 4476360 | 4476360 | 4476360 | 4488624 | 4476360 | 4476360
BaseCase AT | DNSP Thermal Limit on Distributed Resources SEV Area1 | DNSP Thermal Limit on Distributed Resources | 7191960 | 7211664 | 7191960 | 7191960 | 7191960 | 7211664 | 7191960 | 7191960 | 7191960 | 7211664 | 7191960 | 7191960 | 7191960 | 7211664 | 7191960 | 7191960 | 7191960 | 7211664 | 7191960 | 7191960 | 7191960 | 7211664 | 7191960 | 7191960
BaseCase AT | DNSP Thermal Limit on Distributed Resources SNSW Area1 | DNSP Thermal Limit on Distributed Resources | 6990480 | 7009632 | 6990480 | 6990480 | 6990480 | 7009632 | 6990480 | 6990480 | 6990480 | 7009632 | 6990480 | 6990480 | 6990480 | 7009632 | 6990480 | 6990480 | 6990480 | 7009632 | 6990480 | 6990480 | 6990480 | 7009632 | 6990480 | 6990480
BaseCase AT | DNSP Thermal Limit on Distributed Resources SNSW Area2 | DNSP Thermal Limit on Distributed Resources | 8059200 | 8081280 | 8059200 | 8059200 | 8059200 | 8081280 | 8059200 | 8059200 | 8059200 | 8081280 | 8059200 | 8059200 | 8059200 | 8081280 | 8059200 | 8059200 | 8059200 | 8081280 | 8059200 | 8059200 | 8059200 | 8081280 | 8059200 | 8059200
BaseCase AT | DNSP Thermal Limit on Distributed Resources SNW Area1 | DNSP Thermal Limit on Distributed Resources | 27366240 | 27441216 | 27366240 | 27366240 | 27366240 | 27441216 | 27366240 | 27366240 | 27366240 | 27441216 | 27366240 | 27366240 | 27366240 | 27441216 | 27366240 | 27366240 | 27366240 | 27441216 | 27366240 | 27366240 | 27366240 | 27441216 | 27366240 | 27366240
BaseCase AT | DNSP Thermal Limit on Distributed Resources SNW Area2 | DNSP Thermal Limit on Distributed Resources | 59734440 | 59898096 | 59734440 | 59734440 | 59734440 | 59898096 | 59734440 | 59734440 | 59734440 | 59898096 | 59734440 | 59734440 | 59734440 | 59898096 | 59734440 | 59734440 | 59734440 | 59898096 | 59734440 | 59734440 | 59734440 | 59898096 | 59734440 | 59734440
BaseCase AT | DNSP Thermal Limit on Distributed Resources SQ Area1 | DNSP Thermal Limit on Distributed Resources | 51018240 | 51158016 | 51018240 | 51018240 | 51018240 | 51158016 | 51018240 | 51018240 | 51018240 | 51158016 | 51018240 | 51018240 | 51018240 | 51158016 | 51018240 | 51018240 | 51018240 | 51158016 | 51018240 | 51018240 | 51018240 | 51158016 | 51018240 | 51018240
BaseCase AT | DNSP Thermal Limit on Distributed Resources TAS Area1 | DNSP Thermal Limit on Distributed Resources | 3468960 | 3478464 | 3468960 | 3468960 | 3468960 | 3478464 | 3468960 | 3468960 | 3468960 | 3478464 | 3468960 | 3468960 | 3468960 | 3478464 | 3468960 | 3468960 | 3468960 | 3478464 | 3468960 | 3468960 | 3468960 | 3478464 | 3468960 | 3468960
BaseCase AT | DNSP Thermal Limit on Distributed Resources WNV Area1 | DNSP Thermal Limit on Distributed Resources | 3460200 | 3469680 | 3460200 | 3460200 | 3460200 | 3469680 | 3460200 | 3460200 | 3460200 | 3469680 | 3460200 | 3460200 | 3460200 | 3469680 | 3460200 | 3460200 | 3460200 | 3469680 | 3460200 | 3460200 | 3460200 | 3469680 | 3460200 | 3460200
BaseCase AT | DNSP Thermal Limit on Distributed Resources WNV Area2 | DNSP Thermal Limit on Distributed Resources | 53295840 | 53441856 | 53295840 | 53295840 | 53295840 | 53441856 | 53295840 | 53295840 | 53295840 | 53441856 | 53295840 | 53295840 | 53295840 | 53441856 | 53295840 | 53295840 | 53295840 | 53441856 | 53295840 | 53295840 | 53295840 | 53441856 | 53295840 | 53295840
BaseCase AT | Daily H2 Limit NSW | H2 Infrastructure Limitations | 0 | 0 | 0 | 0 | 74.634 | 268.989 | 575.235 | 989.056 | 1356.255 | 1392.403 | 1344.782 | 1301.579 | 1257.998 | 1214.024 | 1169.674 | 1124.93 | 1079.804 | 1034.715 | 989.675 | 944.667 | 899.708 | 854.786 | 809.91 | 765.067
BaseCase AT | Daily H2 Limit QLD | H2 Infrastructure Limitations | 0 | 0 | 0 | 0 | 15.773 | 37.709 | 62.165 | 85.404 | 106.757 | 106.759 | 106.761 | 106.762 | 111.577 | 121.208 | 134.135 | 150.359 | 169.932 | 188.075 | 204.841 | 221.752 | 238.882 | 256.178 | 273.684 | 291.343
BaseCase AT | Daily H2 Limit SA | H2 Infrastructure Limitations | 0 | 0 | 0 | 0 | 385.412 | 720.661 | 902.016 | 989.345 | 996.365 | 783.66 | 598.563 | 598.559 | 598.557 | 598.557 | 598.557 | 598.559 | 598.563 | 598.565 | 598.565 | 598.565 | 598.566 | 598.566 | 598.566 | 598.566
BaseCase AT | Daily H2 Limit TAS | H2 Infrastructure Limitations | 0 | 0 | 0 | 0 | 0 | 0 | 285.209 | 568 | 568 | 568 | 568 | 568 | 568 | 507.339 | 507.339 | 507.339 | 507.339 | 507.339 | 507.339 | 507.339 | 507.339 | 507.339 | 507.339 | 507.339
BaseCase AT | Daily H2 Limit VIC | H2 Infrastructure Limitations | 0 | 0 | 0 | 0 | 355.986 | 1340.561 | 2953.724 | 5195.476 | 7403.019 | 7857.356 | 7857.356 | 7857.356 | 7857.356 | 7857.356 | 7857.356 | 7857.356 | 7857.356 | 7857.356 | 7857.356 | 7857.356 | 7857.356 | 7857.356 | 7857.356 | 7857.356
BaseCase AT | ExportGroup_CNSW1 | Group Network Export Constraints | 7139400 | 7158960 | 7139400 | 7139400 | 7139400 | 7158960 | 7139400 | 7139400 | 7139400 | 7158960 | 7139400 | 7139400 | 7139400 | 7158960 | 7139400 | 7139400 | 7139400 | 7158960 | 7139400 | 7139400 | 7139400 | 7158960 | 7139400 | 7139400
BaseCase AT | ExportGroup_CQ1 | Group Network Export Constraints | 16792320 | 16833120 | 16792320 | 16792320 | 16792320 | 16833120 | 16792320 | 16792320 | 16792320 | 16833120 | 16792320 | 16792320 | 16792320 | 16833120 | 16792320 | 16792320 | 16792320 | 16833120 | 16792320 | 16792320 | 16792320 | 16833120 | 16792320 | 16792320
BaseCase AT | ExportGroup_MN1 | Group Network Export Constraints | 15460080 | 15499200 | 15460080 | 15460080 | 15460080 | 15499200 | 15460080 | 15460080 | 15460080 | 15499200 | 15460080 | 15460080 | 15460080 | 15499200 | 15460080 | 15460080 | 15460080 | 15499200 | 15460080 | 15460080 | 15460080 | 15499200 | 15460080 | 15460080
BaseCase AT | ExportGroup_NET1 | Group Network Export Constraints | 14016000 | 14054400 | 14016000 | 14016000 | 14016000 | 14054400 | 14016000 | 14016000 | 14016000 | 14054400 | 14016000 | 14016000 | 14016000 | 14054400 | 14016000 | 14016000 | 14016000 | 14054400 | 14016000 | 14016000 | 14016000 | 14054400 | 14016000 | 14016000
BaseCase AT | ExportGroup_NQ1 | Group Network Export Constraints | 22380480 | 22438560 | 22380480 | 22380480 | 22380480 | 22438560 | 22380480 | 22380480 | 22380480 | 22438560 | 22380480 | 22380480 | 22380480 | 22438560 | 22380480 | 22380480 | 22380480 | 22438560 | 22380480 | 22380480 | 22380480 | 22438560 | 22380480 | 22380480
BaseCase AT | ExportGroup_NSA1 | Group Network Export Constraints | 5124600 | 5138640 | 5124600 | 5124600 | 5124600 | 5138640 | 5124600 | 5124600 | 5124600 | 5138640 | 5124600 | 5124600 | 5124600 | 5138640 | 5124600 | 5124600 | 5124600 | 5138640 | 5124600 | 5124600 | 5124600 | 5138640 | 5124600 | 5124600
BaseCase AT | ExportGroup_SEVIC1 | Group Network Export Constraints | 0 | 0 | 0 | 0 | 0 | 36892800 | 36792000 | 36792000 | 36792000 | 36892800 | 36792000 | 36792000 | 36792000 | 36892800 | 36792000 | 36792000 | 36792000 | 36892800 | 36792000 | 36792000 | 36792000 | 36892800 | 36792000 | 36792000
BaseCase AT | ExportGroup_SQ1 | Group Network Export Constraints | 12264000 | 12297600 | 12264000 | 12264000 | 12264000 | 12297600 | 12264000 | 12264000 | 12264000 | 12297600 | 12264000 | 12264000 | 12264000 | 12297600 | 12264000 | 12264000 | 12264000 | 12297600 | 12264000 | 12264000 | 12264000 | 12297600 | 12264000 | 12264000
BaseCase AT | ExportGroup_SWNSW1 | Group Network Export Constraints | 10512000 | 10540800 | 10512000 | 10512000 | 10512000 | 10540800 | 10512000 | 10512000 | 10512000 | 10540800 | 10512000 | 10512000 | 10512000 | 10540800 | 10512000 | 10512000 | 10512000 | 10540800 | 10512000 | 10512000 | 10512000 | 10540800 | 10512000 | 10512000
BaseCase AT | ExportGroup_SWNSW2 | Group Network Export Constraints | 0 | 0 | 0 | 0 | 0 | 22598400 | 38544000 | 38544000 | 38544000 | 38649600 | 38544000 | 38544000 | 38544000 | 38649600 | 38544000 | 38544000 | 38544000 | 38649600 | 38544000 | 38544000 | 38544000 | 38649600 | 38544000 | 38544000
BaseCase AT | ExportGroup_SWQLD1 | Group Network Export Constraints | 26280000 | 26352000 | 26280000 | 26280000 | 26280000 | 26352000 | 26280000 | 26280000 | 26280000 | 26352000 | 26280000 | 26280000 | 26280000 | 26352000 | 26280000 | 26280000 | 26280000 | 26352000 | 26280000 | 26280000 | 26280000 | 26352000 | 26280000 | 26280000
BaseCase AT | ExportGroup_SWV1 | Group Network Export Constraints | 21856200 | 21916080 | 21856200 | 21856200 | 21856200 | 21916080 | 21856200 | 21856200 | 21856200 | 21916080 | 21856200 | 21856200 | 21856200 | 21916080 | 21856200 | 21856200 | 21856200 | 21916080 | 21856200 | 21856200 | 21856200 | 21916080 | 21856200 | 21856200
BaseCase AT | ExportGroup_WNV1 | Group Network Export Constraints | 23802480 | 23851440 | 23802480 | 23802480 | 23802480 | 10851480 | 23802480 | 23802480 | 23802480 | 23851440 | 23802480 | 23802480 | 23802480 | 23851440 | 23802480 | 23802480 | 23802480 | 23851440 | 23802480 | 23802480 | 23802480 | 23851440 | 23802480 | 23802480
BaseCase AT | ExportGroup_WV1 | Group Network Export Constraints | 7860000 | 7878720 | 7860000 | 7860000 | 7860000 | 7878720 | 7860000 | 7860000 | 7860000 | 7878720 | 7860000 | 7860000 | 7860000 | 7878720 | 7860000 | 7860000 | 7860000 | 7878720 | 7860000 | 7860000 | 7860000 | 7878720 | 7860000 | 7860000
BaseCase AT | ExportLimit_DN1_Dubbo | Distribution REZ Export Constraints | 0 | 0 | 0 | 0 | 0 | 0 | 0 | 0 | 0 | 0 | 0 | 0 | 0 | 0 | 0 | 0 | 0 | 0 | 0 | 0 | 0 | 0 | 0 | 0
BaseCase AT | ExportLimit_DN2_Yass | Distribution REZ Export Constraints | 0 | 0 | 0 | 0 | 0 | 0 | 0 | 0 | 0 | 0 | 0 | 0 | 0 | 0 | 0 | 0 | 0 | 0 | 0 | 0 | 0 | 0 | 0 | 0
BaseCase AT | ExportLimit_DN3_Marulan | Distribution REZ Export Constraints | 0 | 0 | 0 | 0 | 0 | 0 | 0 | 0 | 0 | 0 | 0 | 0 | 0 | 0 | 0 | 0 | 0 | 0 | 0 | 0 | 0 | 0 | 0 | 0
BaseCase AT | ExportLimit_N10_Hunter Coast | REZ Network Export Constraints | 49494000 | 49629600 | 49494000 | 49494000 | 49494000 | 49629600 | 49494000 | 49494000 | 49494000 | 49629600 | 49494000 | 49494000 | 49494000 | 49629600 | 49494000 | 49494000 | 49494000 | 49629600 | 49494000 | 49494000 | 49494000 | 49629600 | 49494000 | 49494000
BaseCase AT | ExportLimit_N11_Illawarra Coast | REZ Network Export Constraints | 8760000 | 8784000 | 8760000 | 8760000 | 8760000 | 8784000 | 8760000 | 8760000 | 8760000 | 8784000 | 8760000 | 8760000 | 8760000 | 8784000 | 8760000 | 8760000 | 8760000 | 8784000 | 8760000 | 8760000 | 8760000 | 8784000 | 8760000 | 8760000
BaseCase AT | ExportLimit_N12_Illawarra | REZ Network Export Constraints | 8760000 | 8784000 | 8760000 | 8760000 | 8760000 | 8784000 | 8760000 | 8760000 | 8760000 | 8784000 | 8760000 | 8760000 | 8760000 | 8784000 | 8760000 | 8760000 | 8760000 | 8784000 | 8760000 | 8760000 | 8760000 | 8784000 | 8760000 | 8760000
BaseCase AT | ExportLimit_N13_South Cobar | REZ Network Export Constraints | 995328 | 997872 | 995328 | 995328 | 995328 | 997872 | 995328 | 995328 | 995328 | 997872 | 995328 | 995328 | 995328 | 997872 | 995328 | 995328 | 995328 | 997872 | 995328 | 995328 | 995328 | 997872 | 995328 | 995328
BaseCase AT | ExportLimit_N1_North West NSW | REZ Network Export Constraints | 1497960 | 1502064 | 1497960 | 1497960 | 1497960 | 1502064 | 1497960 | 1497960 | 1497960 | 1502064 | 1497960 | 1497960 | 1497960 | 1502064 | 1497960 | 1497960 | 1497960 | 1502064 | 1497960 | 1497960 | 1497960 | 1502064 | 1497960 | 1497960
BaseCase AT | ExportLimit_N2_New England | REZ Network Export Constraints | 5054520 | 5068368 | 5054520 | 5054520 | 5054520 | 5068368 | 5054520 | 5054520 | 5054520 | 5068368 | 5054520 | 5054520 | 5054520 | 5068368 | 5054520 | 5054520 | 5054520 | 5068368 | 5054520 | 5054520 | 5054520 | 5068368 | 5054520 | 5054520
BaseCase AT | ExportLimit_N3_Central-West Orana | REZ Network Export Constraints | 7884000 | 7905600 | 7884000 | 7884000 | 7884000 | 7905600 | 7884000 | 7884000 | 7884000 | 7905600 | 7884000 | 7884000 | 7884000 | 7905600 | 7884000 | 7884000 | 7884000 | 7905600 | 7884000 | 7884000 | 7884000 | 7905600 | 7884000 | 7884000
BaseCase AT | ExportLimit_N4_Broken Hill | REZ Network Export Constraints | 2190000 | 2196000 | 2190000 | 2190000 | 2190000 | 2196000 | 2190000 | 2190000 | 2190000 | 2196000 | 2190000 | 2190000 | 2190000 | 2196000 | 2190000 | 2190000 | 2190000 | 2196000 | 2190000 | 2190000 | 2190000 | 2196000 | 2190000 | 2190000
BaseCase AT | ExportLimit_N5_South West NSW | REZ Network Export Constraints | 3942000 | 3952800 | 3942000 | 3942000 | 3942000 | 3952800 | 3942000 | 3942000 | 3942000 | 3952800 | 3942000 | 3942000 | 3942000 | 3952800 | 3942000 | 3942000 | 3942000 | 3952800 | 3942000 | 3942000 | 3942000 | 3952800 | 3942000 | 3942000
BaseCase AT | ExportLimit_N6_Wagga Wagga | REZ Network Export Constraints | 9636000 | 9662400 | 9636000 | 9636000 | 9636000 | 9662400 | 9636000 | 9636000 | 9636000 | 9662400 | 9636000 | 9636000 | 9636000 | 9662400 | 9636000 | 9636000 | 9636000 | 9662400 | 9636000 | 9636000 | 9636000 | 9662400 | 9636000 | 9636000
BaseCase AT | ExportLimit_N7_Tumut | REZ Network Export Constraints | 0 | 0 | 0 | 0 | 0 | 0 | 0 | 0 | 0 | 0 | 0 | 0 | 0 | 0 | 0 | 0 | 0 | 0 | 0 | 0 | 0 | 0 | 0 | 0
BaseCase AT | ExportLimit_N8_Cooma-Monaro | REZ Network Export Constraints | 3066000 | 3074400 | 3066000 | 3066000 | 3066000 | 3074400 | 3066000 | 3066000 | 3066000 | 3074400 | 3066000 | 3066000 | 3066000 | 3074400 | 3066000 | 3066000 | 3066000 | 3074400 | 3066000 | 3066000 | 3066000 | 3074400 | 3066000 | 3066000
BaseCase AT | ExportLimit_N9_Hunter-Central Coast | REZ Network Export Constraints | 3504000 | 3513600 | 3504000 | 3504000 | 3504000 | 3513600 | 3504000 | 3504000 | 3504000 | 3513600 | 3504000 | 3504000 | 3504000 | 3513600 | 3504000 | 3504000 | 3504000 | 3513600 | 3504000 | 3504000 | 3504000 | 3513600 | 3504000 | 3504000
BaseCase AT | ExportLimit_Q1_Far North Qld | REZ Network Export Constraints | 6570000 | 6588000 | 6570000 | 6570000 | 6570000 | 6588000 | 6570000 | 6570000 | 6570000 | 6588000 | 6570000 | 6570000 | 6570000 | 6588000 | 6570000 | 6570000 | 6570000 | 6588000 | 6570000 | 6570000 | 6570000 | 6588000 | 6570000 | 6570000
BaseCase AT | ExportLimit_Q2_North Qld Clean Energy Hub | REZ Network Export Constraints | 6132000 | 6148800 | 6132000 | 6132000 | 6132000 | 6148800 | 6132000 | 6132000 | 6132000 | 6148800 | 6132000 | 6132000 | 6132000 | 6148800 | 6132000 | 6132000 | 6132000 | 6148800 | 6132000 | 6132000 | 6132000 | 6148800 | 6132000 | 6132000
BaseCase AT | ExportLimit_Q5_Barcaldine | REZ Network Export Constraints | 744600 | 746640 | 744600 | 744600 | 744600 | 746640 | 744600 | 744600 | 744600 | 746640 | 744600 | 744600 | 744600 | 746640 | 744600 | 744600 | 744600 | 746640 | 744600 | 744600 | 744600 | 746640 | 744600 | 744600
BaseCase AT | ExportLimit_Q9_Banana | REZ Network Export Constraints | 1314000 | 1317600 | 1314000 | 1314000 | 1314000 | 1317600 | 1314000 | 1314000 | 1314000 | 1317600 | 1314000 | 1314000 | 1314000 | 1317600 | 1314000 | 1314000 | 1314000 | 1317600 | 1314000 | 1314000 | 1314000 | 1317600 | 1314000 | 1314000
BaseCase AT | ExportLimit_S2_Riverland | REZ Network Export Constraints | 1138800 | 1141920 | 1138800 | 1138800 | 1138800 | 1141920 | 1138800 | 1138800 | 1138800 | 1141920 | 1138800 | 1138800 | 1138800 | 1141920 | 1138800 | 1138800 | 1138800 | 1141920 | 1138800 | 1138800 | 1138800 | 1141920 | 1138800 | 1138800
BaseCase AT | ExportLimit_S4_Yorke Peninsula | REZ Network Export Constraints | 876000 | 878400 | 876000 | 876000 | 876000 | 878400 | 876000 | 876000 | 876000 | 878400 | 876000 | 876000 | 876000 | 878400 | 876000 | 876000 | 876000 | 878400 | 876000 | 876000 | 876000 | 878400 | 876000 | 876000
BaseCase AT | ExportLimit_S6_Roxby Downs | REZ Network Export Constraints | 4380000 | 4392000 | 4380000 | 4380000 | 4380000 | 4392000 | 4380000 | 4380000 | 4380000 | 4392000 | 4380000 | 4380000 | 4380000 | 4392000 | 4380000 | 4380000 | 4380000 | 4392000 | 4380000 | 4380000 | 4380000 | 4392000 | 4380000 | 4380000
BaseCase AT | ExportLimit_S7_Eastern Eyre Peninsula | REZ Network Export Constraints | 2628000 | 2635200 | 2628000 | 2628000 | 2628000 | 2635200 | 2628000 | 2628000 | 2628000 | 2635200 | 2628000 | 2628000 | 2628000 | 2635200 | 2628000 | 2628000 | 2628000 | 2635200 | 2628000 | 2628000 | 2628000 | 2635200 | 2628000 | 2628000
BaseCase AT | ExportLimit_S8_Western Eyre Peninsula | REZ Network Export Constraints | 0 | 0 | 0 | 0 | 0 | 0 | 0 | 0 | 0 | 0 | 0 | 0 | 0 | 0 | 0 | 0 | 0 | 0 | 0 | 0 | 0 | 0 | 0 | 0
BaseCase AT | ExportLimit_T1_North East Tasmania | REZ Network Export Constraints | 3504000 | 3513600 | 3504000 | 3504000 | 3504000 | 3513600 | 3504000 | 3504000 | 3504000 | 3513600 | 3504000 | 3504000 | 3504000 | 3513600 | 3504000 | 3504000 | 3504000 | 3513600 | 3504000 | 3504000 | 3504000 | 3513600 | 3504000 | 3504000
BaseCase AT | ExportLimit_T2_North West Tasmania | REZ Network Export Constraints | 1337520 | 1344168 | 1337520 | 1337520 | 1337520 | 1344168 | 1337520 | 1337520 | 1337520 | 1344168 | 1337520 | 1337520 | 1337520 | 1344168 | 1337520 | 1337520 | 1337520 | 1344168 | 1337520 | 1337520 | 1337520 | 1344168 | 1337520 | 1337520
BaseCase AT | ExportLimit_T3_Central Highlands | REZ Network Export Constraints | 7080120 | 7096968 | 7080120 | 7080120 | 7080120 | 7096968 | 7080120 | 7080120 | 7080120 | 7096968 | 7080120 | 7080120 | 7080120 | 7096968 | 7080120 | 7080120 | 7080120 | 7096968 | 7080120 | 7080120 | 7080120 | 7096968 | 7080120 | 7080120
BaseCase AT | ExportLimit_V1_North West VIC | REZ Network Export Constraints | 4932960 | 4943520 | 4932960 | 4932960 | 4932960 | 4943520 | 4932960 | 4932960 | 4932960 | 4943520 | 4932960 | 4932960 | 4932960 | 4943520 | 4932960 | 4932960 | 4932960 | 4943520 | 4932960 | 4932960 | 4932960 | 4943520 | 4932960 | 4932960
BaseCase AT | ExportLimit_V2_Central Highlands VIC | REZ Network Export Constraints | 6283200 | 6297600 | 6283200 | 6283200 | 6283200 | 6297600 | 6283200 | 6283200 | 6283200 | 6297600 | 6283200 | 6283200 | 6283200 | 6297600 | 6283200 | 6283200 | 6283200 | 6297600 | 6283200 | 6283200 | 6283200 | 6297600 | 6283200 | 6283200
BaseCase AT | ExportLimit_V7_Central North VIC | REZ Network Export Constraints | 9032400 | 9048000 | 9032400 | 9032400 | 9032400 | 9048000 | 9032400 | 9032400 | 9032400 | 9048000 | 9032400 | 9032400 | 9032400 | 9048000 | 9032400 | 9032400 | 9032400 | 9048000 | 9032400 | 9032400 | 9032400 | 9048000 | 9032400 | 9032400
BaseCase AT | ExportLimit_V8_Gippsland Offshore | REZ Network Export Constraints | 0 | 0 | 0 | 0 | 0 | 0 | 0 | 0 | 0 | 0 | 0 | 0 | 0 | 0 | 0 | 0 | 0 | 0 | 0 | 0 | 0 | 0 | 0 | 0
BaseCase AT | GG H2 Green Commodities Consumption Purchaser | Subregion flexible electricity load for Green Commodities H2 | 0 | 0 | 0 | 0 | 0 | 0 | 0 | 1243.9024 | 2445.4029 | 2896.4216 | 3364.5584 | 3841.3907 | 4350.9383 | 4921.4463 | 5564.488 | 6283.3174 | 7180.2689 | 8177.0081 | 9289.0636 | 10516.127 | 11871.6977 | 13346.9531 | 14777.1429 | 16010.2961
BaseCase AT | Gas Zone Daily Offtake Limit Colongra | Gas Infrastructure Limitations by Gas Zone | 41879.82 | 50542.91 | 57971.71 | 61765.34 | 66843.16 | 67843.02 | 67688.79 | 66721.54 | 66449.16 | 66734.17 | 66095.12 | 70177.99 | 74433.28 | 74627.23 | 74570.97 | 74303.67 | 74244.75 | 74394.24 | 73187.17 | 73187.17 | 73187.17 | 73386.93 | 73187.17 | 73187.17
BaseCase AT | Gas Zone Daily Offtake Limit Gippsland | Gas Infrastructure Limitations by Gas Zone | 14724.1 | 14764.44 | 14724.1 | 14724.1 | 14724.1 | 14764.44 | 14724.1 | 14724.1 | 14724.1 | 14764.44 | 14724.1 | 14724.1 | 14724.1 | 14764.44 | 14724.1 | 14724.1 | 14724.1 | 14764.44 | 14724.1 | 14724.1 | 14724.1 | 14764.44 | 14724.1 | 14724.1
BaseCase AT | Gas Zone Daily Offtake Limit Gladstone | Gas Infrastructure Limitations by Gas Zone | 265044.59 | 357925.68 | 308381.32 | 290166.05 | 284201.7 | 243250.89 | 269242.14 | 309650.83 | 287556.46 | 281704.1 | 273325.44 | 251767.73 | 227996.47 | 234079.69 | 232661.9 | 232400.28 | 235892.56 | 176388.68 | 158557.37 | 158557.37 | 158557.37 | 159003.62 | 158557.37 | 158557.37
BaseCase AT | Gas Zone Daily Offtake Limit Kurri Kurri | Gas Infrastructure Limitations by Gas Zone | 2658.55 | 8968 | 17536 | 37013.27 | 56657.63 | 56607.44 | 55475.1 | 56537.6 | 57933.48 | 59464.67 | 60379.09 | 59196.64 | 59094.24 | 58704.75 | 58072.28 | 59023.02 | 59849.37 | 58384.88 | 56415.68 | 56415.68 | 56415.68 | 56564.51 | 56415.68 | 56415.68
BaseCase AT | Gas Zone Daily Offtake Limit Laverton North | Gas Infrastructure Limitations by Gas Zone | 21900 | 21960 | 21900 | 21900 | 21900 | 21960 | 21900 | 21900 | 21900 | 21960 | 21900 | 21900 | 21900 | 21960 | 21900 | 21900 | 21900 | 21960 | 21900 | 21900 | 21900 | 21960 | 21900 | 21900
BaseCase AT | Gas Zone Daily Offtake Limit Melbourne | Gas Infrastructure Limitations by Gas Zone | 28515.22 | 28524.79 | 28881.15 | 28850.74 | 27965.41 | 28645.47 | 26889.4 | 28909.21 | 29117.93 | 29027.11 | 28973.63 | 29088.16 | 29207.84 | 29288.2 | 29241.32 | 29224.26 | 29234.6 | 29323.92 | 29243.8 | 29243.8 | 29243.8 | 29323.92 | 29243.8 | 29243.8
BaseCase AT | Gas Zone Daily Offtake Limit Moomba | Gas Infrastructure Limitations by Gas Zone | 388548.07 | 489435.96 | 455252.92 | 444260.78 | 444645.6 | 399542.88 | 460260.61 | 568834.86 | 590332.59 | 588906.21 | 579550.32 | 564015.54 | 543042.12 | 552252.47 | 553726.18 | 553337.45 | 557184.27 | 498223.83 | 476685.53 | 476685.53 | 476685.53 | 478081.41 | 476685.53 | 476685.53
BaseCase AT | Gas Zone Daily Offtake Limit NQGP | Gas Infrastructure Limitations by Gas Zone | 1497603.76 | 1495424.69 | 1488176.69 | 1534002.15 | 1566030.62 | 1508744.62 | 1418292.6 | 1348696.84 | 1294883.54 | 1234257.21 | 1172134.56 | 1117981.94 | 1059354.47 | 994557.63 | 927441.72 | 861796.9 | 788351.49 | 720693.12 | 682291.81 | 682291.81 | 682291.81 | 684160.36 | 682291.81 | 682291.81
BaseCase AT | Gas Zone Daily Offtake Limit Newcastle | Gas Infrastructure Limitations by Gas Zone | 251664.58 | 242379.73 | 222930.89 | 205358.73 | 197911.07 | 181852.97 | 206642.26 | 255364.77 | 265827.57 | 248221.02 | 251122.8 | 228355.71 | 216986.34 | 232295.59 | 226476.07 | 204525.73 | 197322.21 | 204771.74 | 193039.09 | 193039.09 | 193039.09 | 193621 | 193039.09 | 193039.09
BaseCase AT | Gas Zone Daily Offtake Limit Northern | Gas Infrastructure Limitations by Gas Zone | 40150 | 40260 | 40150 | 40150 | 40150 | 40260 | 40150 | 40150 | 40150 | 40260 | 40150 | 40150 | 40150 | 40260 | 40150 | 40150 | 40150 | 40260 | 40150 | 40150 | 40150 | 40260 | 40150 | 40150
BaseCase AT | Gas Zone Daily Offtake Limit Port Campbell | Gas Infrastructure Limitations by Gas Zone | 5651.25 | 5678.5 | 5764.54 | 45998.56 | 95830.22 | 108048.59 | 110405.31 | 109725.8 | 108667.53 | 108028.7 | 107059.12 | 106029.2 | 104751.33 | 103838.16 | 102510.08 | 96228.81 | 89533.07 | 87982.87 | 85966.01 | 85966.01 | 85966.01 | 86204.34 | 85966.01 | 85966.01
BaseCase AT | Gas Zone Daily Offtake Limit Southern | Gas Infrastructure Limitations by Gas Zone | 273344.83 | 272848.54 | 265444.03 | 285425.6 | 285391.95 | 245014.52 | 407032.11 | 569338.22 | 600230.84 | 594680.68 | 569674.83 | 578199.01 | 521586.92 | 516124.96 | 490096.84 | 488236.68 | 514573.32 | 542760.49 | 539044.9 | 539044.9 | 539044.9 | 540533.12 | 539044.9 | 539044.9
BaseCase AT | Gordon Min Gen | Hydro min release | 32.85 | 32.85 | 32.85 | 32.85 | 32.85 | 32.85 | 32.85 | 32.85 | 32.85 | 32.85 | 32.85 | 32.85 | 32.85 | 32.85 | 32.85 | 32.85 | 32.85 | 32.85 | 32.85 | 32.85 | 32.85 | 32.85 | 32.85 | 32.85
BaseCase AT | ImportGroup_N9_Hydrogen | Group Network Import Constraints | 8935200 | 8959680 | 8935200 | 8935200 | 8935200 | 8959680 | 8935200 | 8935200 | 8935200 | 8959680 | 8935200 | 8935200 | 8935200 | 8959680 | 8935200 | 8935200 | 8935200 | 8959680 | 8935200 | 8935200 | 8935200 | 8959680 | 8935200 | 8935200
BaseCase AT | ImportGroup_NSA1 | Group Network Import Constraints | 5168400 | 5182560 | 5168400 | 5168400 | 5168400 | 5182560 | 5168400 | 5168400 | 5168400 | 5182560 | 5168400 | 5168400 | 5168400 | 5182560 | 5168400 | 5168400 | 5168400 | 5182560 | 5168400 | 5168400 | 5168400 | 5182560 | 5168400 | 5168400
BaseCase AT | ImportGroup_Q1_Hydrogen | Group Network Import Constraints | 4292400 | 4304160 | 4292400 | 4292400 | 4292400 | 4304160 | 4292400 | 4292400 | 4292400 | 4304160 | 4292400 | 4292400 | 4292400 | 4304160 | 4292400 | 4292400 | 4292400 | 4304160 | 4292400 | 4292400 | 4292400 | 4304160 | 4292400 | 4292400
BaseCase AT | ImportGroup_Q4_Hydrogen | Group Network Import Constraints | 8409600 | 8432640 | 8409600 | 8409600 | 8409600 | 8432640 | 8409600 | 8409600 | 8409600 | 8432640 | 8409600 | 8409600 | 8409600 | 8432640 | 8409600 | 8409600 | 8409600 | 8432640 | 8409600 | 8409600 | 8409600 | 8432640 | 8409600 | 8409600
BaseCase AT | ImportGroup_Q7_Hydrogen | Group Network Import Constraints | 9198000 | 9223200 | 9198000 | 9198000 | 9198000 | 9223200 | 9198000 | 9198000 | 9198000 | 9223200 | 9198000 | 9198000 | 9198000 | 9223200 | 9198000 | 9198000 | 9198000 | 9223200 | 9198000 | 9198000 | 9198000 | 9223200 | 9198000 | 9198000
BaseCase AT | ImportLimit_DN1_Dubbo | Distribution REZ Import Constraints | 0 | 0 | 0 | 0 | 0 | 0 | 0 | 0 | 0 | 0 | 0 | 0 | 0 | 0 | 0 | 0 | 0 | 0 | 0 | 0 | 0 | 0 | 0 | 0
BaseCase AT | ImportLimit_DN3_Marulan | Distribution REZ Import Constraints | 0 | 0 | 0 | 0 | 0 | 0 | 0 | 0 | 0 | 0 | 0 | 0 | 0 | 0 | 0 | 0 | 0 | 0 | 0 | 0 | 0 | 0 | 0 | 0
BaseCase AT | ImportLimit_N12_Illawarra | REZ Network Import Constraints | 8760000 | 8784000 | 8760000 | 8760000 | 8760000 | 8784000 | 8760000 | 8760000 | 8760000 | 8784000 | 8760000 | 8760000 | 8760000 | 8784000 | 8760000 | 8760000 | 8760000 | 8784000 | 8760000 | 8760000 | 8760000 | 8784000 | 8760000 | 8760000
BaseCase AT | ImportLimit_N1_North West NSW | REZ Network Import Constraints | 490560 | 491904 | 490560 | 490560 | 490560 | 491904 | 490560 | 490560 | 490560 | 491904 | 490560 | 490560 | 490560 | 491904 | 490560 | 490560 | 490560 | 491904 | 490560 | 490560 | 490560 | 491904 | 490560 | 490560
BaseCase AT | ImportLimit_N3_Central-West Orana | REZ Network Import Constraints | 7884000 | 7905600 | 7884000 | 7884000 | 7884000 | 7905600 | 7884000 | 7884000 | 7884000 | 7905600 | 7884000 | 7884000 | 7884000 | 7905600 | 7884000 | 7884000 | 7884000 | 7905600 | 7884000 | 7884000 | 7884000 | 7905600 | 7884000 | 7884000
BaseCase AT | ImportLimit_N8_Cooma-Monaro | REZ Network Import Constraints | 1182600 | 1185840 | 1182600 | 1182600 | 1182600 | 1185840 | 1182600 | 1182600 | 1182600 | 1185840 | 1182600 | 1182600 | 1182600 | 1185840 | 1182600 | 1182600 | 1182600 | 1185840 | 1182600 | 1182600 | 1182600 | 1185840 | 1182600 | 1182600
BaseCase AT | ImportLimit_Q1_Far North Qld | REZ Network Import Constraints | 805920 | 808128 | 805920 | 805920 | 805920 | 808128 | 805920 | 805920 | 805920 | 808128 | 805920 | 805920 | 805920 | 808128 | 805920 | 805920 | 805920 | 808128 | 805920 | 805920 | 805920 | 808128 | 805920 | 805920
BaseCase AT | ImportLimit_S3_Mid-North SA | REZ Network Import Constraints | 3924480 | 3935232 | 3924480 | 3924480 | 3924480 | 3935232 | 3924480 | 3924480 | 3924480 | 3935232 | 3924480 | 3924480 | 3924480 | 3935232 | 3924480 | 3924480 | 3924480 | 3935232 | 3924480 | 3924480 | 3924480 | 3935232 | 3924480 | 3924480
BaseCase AT | ImportLimit_S7_Eastern Eyre Peninsula | REZ Network Import Constraints | 1322760 | 1326384 | 1322760 | 1322760 | 1322760 | 1326384 | 1322760 | 1322760 | 1322760 | 1326384 | 1322760 | 1322760 | 1322760 | 1326384 | 1322760 | 1322760 | 1322760 | 1326384 | 1322760 | 1322760 | 1322760 | 1326384 | 1322760 | 1322760
BaseCase AT | ImportLimit_T1_North East Tasmania | REZ Network Import Constraints | 3942000 | 3952800 | 3942000 | 3942000 | 3942000 | 3952800 | 3942000 | 3942000 | 3942000 | 3952800 | 3942000 | 3942000 | 3942000 | 3952800 | 3942000 | 3942000 | 3942000 | 3952800 | 3942000 | 3942000 | 3942000 | 3952800 | 3942000 | 3942000
BaseCase AT | ImportLimit_T3_Central Highlands | REZ Network Import Constraints | 4818000 | 4831200 | 4818000 | 4818000 | 4818000 | 4831200 | 4818000 | 4818000 | 4818000 | 4831200 | 4818000 | 4818000 | 4818000 | 4831200 | 4818000 | 4818000 | 4818000 | 4831200 | 4818000 | 4818000 | 4818000 | 4831200 | 4818000 | 4818000
BaseCase AT | ImportLimit_V1_North West VIC | REZ Network Import Constraints | 3241200 | 3250080 | 3241200 | 3241200 | 3241200 | 3250080 | 3241200 | 3241200 | 3241200 | 3250080 | 3241200 | 3241200 | 3241200 | 3250080 | 3241200 | 3241200 | 3241200 | 3250080 | 3241200 | 3241200 | 3241200 | 3250080 | 3241200 | 3241200
BaseCase AT | ImportLimit_V5_South West VIC | REZ Network Import Constraints | 27856800 | 27933120 | 27856800 | 27856800 | 27856800 | 27933120 | 27856800 | 27856800 | 27856800 | 27933120 | 27856800 | 27856800 | 27856800 | 27933120 | 27856800 | 27856800 | 27856800 | 27933120 | 27856800 | 27856800 | 27856800 | 27933120 | 27856800 | 27856800
BaseCase AT | ImportLimit_V7_Central North VIC | REZ Network Import Constraints | 4380000 | 4392000 | 4380000 | 4380000 | 4380000 | 4392000 | 4380000 | 4380000 | 4380000 | 4392000 | 4380000 | 4380000 | 4380000 | 4392000 | 4380000 | 4380000 | 4380000 | 4392000 | 4380000 | 4380000 | 4380000 | 4392000 | 4380000 | 4380000
BaseCase AT | Kareeya Min Gen | Hydro min release | 10.95 | 10.95 | 10.95 | 10.95 | 10.95 | 10.95 | 10.95 | 10.95 | 10.95 | 10.95 | 10.95 | 10.95 | 10.95 | 10.95 | 10.95 | 10.95 | 10.95 | 10.95 | 10.95 | 10.95 | 10.95 | 10.95 | 10.95 | 10.95
BaseCase AT | Liapootah Min Gen | Hydro min release | 43.8 | 43.8 | 43.8 | 43.8 | 43.8 | 43.8 | 43.8 | 43.8 | 43.8 | 43.8 | 43.8 | 43.8 | 43.8 | 43.8 | 43.8 | 43.8 | 43.8 | 43.8 | 43.8 | 43.8 | 43.8 | 43.8 | 43.8 | 43.8
BaseCase AT | N >> 11-0_17-0 | NetworkConstraints | 35755047.765 | 39755708.84 | 39403879.99 | 39327840.265 | 35527482.52 | 36018563.585 | 36244180.17 | 35930529.18 | 36241506.355 | 36641213.04 | 36769482.03 | 36992906.07 | 37375828.42 | 37717245.745 | 37788891.435 | 38129027.885 | 38014682.335 | 38453952.7 | 38934564.61 | 39338734.97 | 39582859.515 | 40064781.375 | 40188963.855 | 40718201.67
BaseCase AT | N >> 12-0_14-0_R | NetworkConstraints | 59131679.77 | 60316110.84 | 61753742.005 | 66964055.65 | 70641856.53 | 72883838.245 | 74305798.78 | 75937849.785 | 77511114.7 | 79245781.77 | 80180091.58 | 81311669.075 | 83243785.415 | 84687684.69 | 85335132.82 | 87047569.16 | 86469611.53 | 88405692.54 | 91113185.405 | 93148898.165 | 94388629.455 | 96535135.305 | 97447264.675 | 100116270.465
BaseCase AT | N >> 12-0_39-1_R | NetworkConstraints | 66750057.55 | 68314951.24 | 69588702.92 | 72138216.09 | 74666795.69 | 77128739.735 | 78701503.645 | 80138500.59 | 81855077.085 | 83740681.23 | 84767177.61 | 86001834.7 | 88109955.655 | 89678297.42 | 90391805.15 | 92260237.75 | 91629631.59 | 93734989.255 | 96696209.755 | 98917368.66 | 100270022.485 | 102604986.42 | 103607278.435 | 106519425.275
BaseCase AT | N >> 16-0_8-0_R | NetworkConstraints | 34578760.44 | 44424295.76 | 43668141.09 | 43629957.63 | 33801141.22 | 33852004.765 | 33740886.23 | 33042346.155 | 33010492.145 | 33066144.51 | 32956455.365 | 32933546.06 | 32894426.655 | 32955964.515 | 32852087.965 | 32817421.125 | 32829123.83 | 32880705.135 | 32735102.455 | 32693887.11 | 32668788.04 | 32716095.54 | 32606868.41 | 32552822.64
BaseCase AT | N >> 17-0_11-0 | NetworkConstraints | 36876541.435 | 41924356.495 | 41094279.16 | 40299156.23 | 35266172.475 | 35659372.77 | 35810016.475 | 34991696.785 | 35214320.26 | 35525416.51 | 35592423.025 | 35752288.795 | 36026743.43 | 36295849.555 | 36322344.05 | 36566372.49 | 36484480.42 | 36823815.94 | 37143661.795 | 37433574.785 | 37608041.07 | 37978257.895 | 38042429.29 | 38421845.12
BaseCase AT | N >> 18-0_5-0 | NetworkConstraints | 0 | 0 | 0 | 6224064.73 | 0 | 0 | 0 | 0 | 0 | 0 | 0 | 0 | 0 | 0 | 0 | 0 | 0 | 0 | 0 | 0 | 0 | 0 | 0 | 0
BaseCase AT | N >> 18-0_5-0_R | NetworkConstraints | 13346411.225 | 12581822.155 | 12495636.785 | 4292505.145 | 12472841.7 | 12549277.15 | 12557209.995 | 12494965.08 | 12543221.23 | 12623769.385 | 12625498.465 | 12659963.94 | 12720228.375 | 12791051.205 | 12784063.58 | 12838222.645 | 12820393.045 | 12906880.395 | 12964813.775 | 13029018.545 | 13066132.24 | 13160106.7 | 13161461.77 | 13244974.205
BaseCase AT | N >> 31-0_32-0 | NetworkConstraints | 74150391.77 | 83581897.55 | 84247500.155 | 94677530.08 | 91186645.3 | 92637820.83 | 93337175.665 | 93756801.19 | 94652484.245 | 95774862.745 | 96171856.325 | 96816212.425 | 97915814.655 | 98872922.745 | 99106661.725 | 100081039.525 | 99752051.305 | 100989327.61 | 102394888.13 | 103553205.335 | 104259397.445 | 105615804.695 | 106000307.095 | 107519045.35
BaseCase AT | N >> 32-0_31-0 | NetworkConstraints | 65140431.31 | 66783541.055 | 67359115.6 | 75478913.395 | 80300604.675 | 81768560.095 | 82524291.3 | 82934698.26 | 83860181.9 | 84987496.35 | 85430112.95 | 86095905.93 | 87232108.03 | 88188644.255 | 88462571.005 | 89469380.16 | 89129442.69 | 90375468.455 | 91860239.645 | 93057113.245 | 93786792.665 | 95155935.555 | 95585633.445 | 97154930.49
BaseCase AT | N >> 39-1_11-0 | NetworkConstraints | 50503217.225 | 59036386.19 | 59440153.04 | 60800480.415 | 54442228.905 | 55753436.125 | 56532464.915 | 56991708.3 | 57898925.66 | 58935681.155 | 59438124.49 | 60090562.605 | 61205055.835 | 62073862.22 | 62410916.43 | 63398950.985 | 63065637.135 | 64218452.19 | 65744028.245 | 66918523.58 | 67633095.065 | 68907613.505 | 69397367.88 | 70937013.775
BaseCase AT | N >> 39-1_16-0 | NetworkConstraints | 50232350.365 | 58845860.215 | 59137598.865 | 60491218.6 | 53900284.43 | 55141569.11 | 55867639.98 | 56229036.735 | 57080325.79 | 58060408.53 | 58524568.95 | 59136824.045 | 60182451.98 | 61005066.97 | 61314022.725 | 62240888.745 | 61928139.33 | 63017166.135 | 64441095.735 | 65542906.545 | 66213570.285 | 67416631.65 | 67868838.665 | 69313305.375
BaseCase AT | N >> 39-1_17-0 | NetworkConstraints | 49700352.555 | 58146648.605 | 58259747.055 | 59606275.91 | 53291735.67 | 54547250.77 | 55285398.39 | 55457118.985 | 56309112.965 | 57287927.62 | 57754620.48 | 58367340.815 | 59414000.95 | 60235084.33 | 60546455.25 | 61474358.275 | 61161332.865 | 62249139.89 | 63676701.28 | 64779716.755 | 65450783.43 | 66652894.88 | 67107671.455 | 68553609.8
BaseCase AT | N >> 39-1_3W-0 | NetworkConstraints | 53221832.91 | 62533899.11 | 62897737.795 | 64284065.865 | 57280669.28 | 58615269.73 | 59397213.235 | 59836022.575 | 60749244.09 | 61799479.79 | 62298648.715 | 62955392.88 | 64077310.415 | 64958446.025 | 65291135.935 | 66285788.875 | 65950263.905 | 67117317.38 | 68646476.92 | 69828830.57 | 70548086.775 | 71837696.375 | 72324109.115 | 73874021.04
BaseCase AT | N >> 39-1_5A6-0 | NetworkConstraints | 51259085.465 | 60023855.335 | 60381145.53 | 61390063.72 | 54556157.315 | 55823645.71 | 56565671.035 | 56996485.99 | 57864461.745 | 58862763.05 | 59336946.78 | 59961240.45 | 61027202.935 | 61865081.045 | 62181000.785 | 63125767.41 | 62806903.625 | 63916317.685 | 65368800.39 | 66491922.36 | 67175878.02 | 68401405.345 | 68863342.965 | 70335863.1
BaseCase AT | N >> 39-1_8-0 | NetworkConstraints | 50347102.065 | 58992558.375 | 59308212.35 | 60664310.37 | 54030335.45 | 55272063.685 | 55997813.485 | 56384311.835 | 57236362.44 | 58217588.76 | 58681889.48 | 59294697.745 | 60341239.16 | 61164874.47 | 61473829.69 | 62401489.17 | 62088462 | 63178735.565 | 64603623.58 | 65706382.215 | 66377665.59 | 67582052.65 | 68034382.87 | 69480105.31
BaseCase AT | N >> 39-1_NIL | NetworkConstraints | 51206957.775 | 52108450.85 | 52513123.22 | 53683030.475 | 55054677.24 | 56390095.06 | 57185388.95 | 57645597.38 | 58565998.75 | 59616174.25 | 60127489.215 | 60789451.745 | 61919959.725 | 62799892.09 | 63143399.48 | 64145496.37 | 63807357.555 | 64975324.045 | 66524310.795 | 67715555.1 | 68440674.92 | 69731925.725 | 70230312.63 | 71792032.535
BaseCase AT | N >> 5A5_5P1 | NetworkConstraints | 0 | 0 | 25469947.625 | 46304370.645 | 47513435.825 | 47634509.975 | 47500593.215 | 47519960.24 | 47517849.78 | 47644640.015 | 47514154.69 | 47512696.195 | 47509838.355 | 47637237.815 | 47507103.825 | 47504361.945 | 47505162.8 | 47631726.72 | 47498414.475 | 47495211.885 | 47493784.3 | 47619829.765 | 47489258.72 | 47485260.475
BaseCase AT | N >> 5H5_5H6 | NetworkConstraints | 0 | 0 | 0 | 63421042 | 95850739.85 | 96350721.05 | 96276329.1 | 95849899.2 | 96015362.25 | 96438539.4 | 96295825.3 | 96415020.5 | 96617577.6 | 97010667.65 | 96837790 | 97016888.75 | 96956177 | 97400783.1 | 97443224.95 | 97656208.25 | 97787210.6 | 98253104.65 | 98108018.8 | 98387571
BaseCase AT | N >> 5P1_5A5 | NetworkConstraints | 0 | 0 | 56070376.2 | 106525487.9 | 111499718.05 | 111620093.2 | 111171856.65 | 111175900.75 | 111046522.75 | 111225730.75 | 110827347.95 | 110734131.55 | 110575939 | 110778484.05 | 110403783.55 | 110264130.3 | 110311595.05 | 110474138.75 | 109931075.4 | 109764906.45 | 109662346.3 | 109808172.25 | 109411937.2 | 109193529.3
BaseCase AT | N >> 5P1_5P2 | NetworkConstraints | 0 | 0 | 39453442.2 | 75106863.23 | 78622765.645 | 78622573.68 | 78236634.55 | 78243481.465 | 78081642.825 | 78139280.02 | 77807544.94 | 77690915.555 | 77493200.14 | 77579890.095 | 77277805.74 | 77103394.71 | 77162751.18 | 77199515.145 | 76687090.33 | 76479522.795 | 76351083.695 | 76367086.7 | 76038117.235 | 75765173.59
BaseCase AT | N >> 76-0_77-0_R | NetworkConstraints | 49985568.935 | 52574598.68 | 52218890.53 | 54860017.19 | 56068462.25 | 56693596.255 | 56909768.88 | 56745777.96 | 57063408.15 | 57521219.06 | 57601907.94 | 57830577.815 | 58219803.42 | 58619592.415 | 58642309.44 | 58986655.925 | 58870059.295 | 59368757.115 | 59805856.85 | 60215352.22 | 60466428.105 | 61006691.285 | 61082674.93 | 61620104.815
BaseCase AT | N >> 8-0_16-0_R | NetworkConstraints | 34023272.4 | 45476076.635 | 44781051.555 | 44844364.26 | 33392895.395 | 33423638.275 | 33298492.3 | 32675074.85 | 32631303.48 | 32674304.615 | 32557015.46 | 32525554.97 | 32471716.825 | 32522872.155 | 32413562.375 | 32365788.38 | 32381877.505 | 32419303.56 | 32252514.9 | 32195732.805 | 32161319.065 | 32192787.975 | 32076105.815 | 32001703.405
BaseCase AT | N >> 81-0_82-0 | NetworkConstraints | 51985973.575 | 71718933.19 | 30396093.815 | 0 | 0 | 0 | 0 | 0 | 0 | 0 | 0 | 0 | 0 | 0 | 0 | 0 | 0 | 0 | 0 | 0 | 0 | 0 | 0 | 0
BaseCase AT | N >> 81_82-0 | NetworkConstraints | 0 | 0 | 42353928.395 | 101534889.41 | 84008892.995 | 84206623.67 | 83957472.375 | 83659381.94 | 83614873.24 | 83793734.24 | 83539343.27 | 83507420.92 | 83452581.765 | 83639766.665 | 83393589.38 | 83344951.65 | 83361336.965 | 83534721.19 | 83229523.305 | 83171647.55 | 83136799.84 | 83303692.78 | 83050195.49 | 82974214.085
BaseCase AT | N >> 82-0_81 | NetworkConstraints | 0 | 0 | 43076520.815 | 99995143.555 | 89599184.37 | 89783794.24 | 89498872.47 | 89253706.925 | 89192509.65 | 89369968.06 | 89088681.12 | 89044751.02 | 88969443.67 | 89158288.825 | 88888256.38 | 88821495.27 | 88844008.61 | 89013842.095 | 88662992.41 | 88583572.45 | 88535550.205 | 88696696.775 | 88416533.48 | 88312291.935
BaseCase AT | N >> 82-0_81-0 | NetworkConstraints | 58162859.515 | 73686531.74 | 30856299.15 | 0 | 0 | 0 | 0 | 0 | 0 | 0 | 0 | 0 | 0 | 0 | 0 | 0 | 0 | 0 | 0 | 0 | 0 | 0 | 0 | 0
BaseCase AT | N >> 93-0_90-0_R | NetworkConstraints | 38909942.95 | 39689035.675 | 39507307.09 | 34630335.04 | 32429406.795 | 32864287.075 | 33050187.045 | 32770718.765 | 33011234.35 | 33331590.52 | 33419250.845 | 33592263.57 | 33887596.32 | 34163526.125 | 34207352.145 | 34469093.605 | 34380744.455 | 34731939.345 | 35090535.195 | 35401677.88 | 35591256.16 | 35974503.545 | 36058824.935 | 36466745.685
BaseCase AT | N >> KEMPS_CK_2H1_2_KEMPS_CK_3H1_2 | NetworkConstraints | 27717921.92 | 27942891.265 | 27705908.93 | 52659682.125 | 65466342.04 | 65706220.33 | 65574664.42 | 63999788.08 | 63978352.895 | 64132330.45 | 63941672.35 | 63926501.435 | 63899316.12 | 64057913.45 | 63871181.6 | 63846522.945 | 63854497.325 | 64006075.135 | 63789450.805 | 63760222.255 | 63744163.305 | 63891712.75 | 63701341.665 | 63663422.66
BaseCase AT | N >> MT_PIPER_2TH1_2_MT_PIPER_1TH1_2 | NetworkConstraints | 25134140.79 | 25888539.145 | 25961840.39 | 24848101.995 | 24196496.01 | 24246631.215 | 24161071.015 | 24167392.99 | 24137770.84 | 24174782.365 | 24087275.245 | 24066123.375 | 24029139.21 | 24072106.715 | 23989967.325 | 23956750.76 | 23967696.715 | 24001084.22 | 23879051.86 | 23839661.02 | 23816878.41 | 23845632.805 | 23758401.385 | 23707129.66
BaseCase AT | NNSW H2 Domestic Consumption Purchaser | Subregion flexible electricity load for Domestic H2 | 0 | 0 | 0 | 0 | 21.6393 | 74.56 | 169.8534 | 316.5593 | 516.0579 | 645.9686 | 776.1379 | 912.7607 | 1048.5929 | 1178.372 | 1285.6981 | 1380.5864 | 1475.3821 | 1558.518 | 1626.6301 | 1701.8386 | 1774.1607 | 1848.4446 | 1912.6829 | 1979.5514
BaseCase AT | NQ H2 Domestic Consumption Purchaser | Subregion flexible electricity load for Domestic H2 | 0 | 0 | 0 | 0 | 7.4564 | 25.1497 | 58.4776 | 112.2114 | 190.0607 | 245.7186 | 299.1923 | 350.4521 | 396.4421 | 436.3537 | 463.1799 | 486.7014 | 511.2607 | 531.5406 | 549.4491 | 580.715 | 618.675 | 670.4386 | 736.0663 | 815.3579
BaseCase AT | NSA H2 Domestic Consumption Purchaser | Subregion flexible electricity load for Domestic H2 | 0 | 0 | 0 | 0 | 44.9471 | 90.3243 | 128.6089 | 170.4029 | 219.5214 | 233.7189 | 252.2383 | 291.1136 | 329.5429 | 366.97 | 397.2459 | 423.9214 | 450.6707 | 473.7383 | 490.6066 | 510.9479 | 530.5014 | 550.2589 | 568.1163 | 590.4136
BaseCase AT | NSA H2 Green Commodities Consumption Purchaser | Subregion flexible electricity load for Green Commodities H2 | 0 | 0 | 0 | 0 | 2676.7909 | 2640.4776 | 2604.6556 | 2569.2974 | 4332.1964 | 4273.4207 | 4215.4507 | 4158.2627 | 4101.8524 | 4046.2109 | 3991.3093 | 3937.1654 | 4645.3783 | 5291.2879 | 6011.6174 | 6806.8696 | 7684.8073 | 8639.695 | 9565.6744 | 10363.5836
BaseCase AT | NSW EIR Gen | Policies NSW | -11402.6522 | 5234.8832 | 13242.1116 | 27334.1116 | 40027.1116 | 42714.1116 | 51994.1116 | 53815.1116 | 65728.1116 | 67385.1116 | 72211.1116 | -15956.8884 | -15956.8884 | -15956.8884 | -15956.8884 | -15956.8884 | -15956.8884 | -15956.8884 | -15956.8884 | -15268.8816 | -14569.2384 | -14490.3768 | -13419.373 | -13419.373
BaseCase AT | NSW EIR Storage MW | Policies NSW | -325 | -599.84 | 199.16 | 590.16 | -1409.84 | -1409.84 | -1409.84 | -1409.84 | -1409.84 | -1409.84 | -1409.84 | -1409.84 | -1409.84 | -1409.84 | -1409.84 | -1409.84 | -1409.84 | -1409.84 | -1409.84 | -1409.84 | -1084.84 | -810 | -810 | -810
BaseCase AT | NSW EIR Storage MWh | Policies NSW | -2600 | -4798.72 | 5113.28 | -948.72 | 5648.28 | 12246.28 | 18843.28 | 25441.28 | 25441.28 | 25441.28 | 25441.28 | -16948.72 | -16948.72 | -16948.72 | -16948.72 | -16948.72 | -16948.72 | -16948.72 | -16948.72 | -16948.72 | -14348.72 | -12150 | -12150 | -12150
BaseCase AT | PEC and Heywood Export | Special Constraints | 6570000 | 9412800 | 11388000 | 11388000 | 11388000 | 11419200 | 11388000 | 11388000 | 11388000 | 11419200 | 11388000 | 11388000 | 11388000 | 11419200 | 11388000 | 11388000 | 11388000 | 11419200 | 11388000 | 11388000 | 11388000 | 11419200 | 11388000 | 11388000
BaseCase AT | PEC and Heywood Import | Special Constraints | 6132000 | 10000800 | 12702000 | 12702000 | 12702000 | 12736800 | 12702000 | 12702000 | 12702000 | 12736800 | 12702000 | 12702000 | 12702000 | 12736800 | 12702000 | 12702000 | 12702000 | 12736800 | 12702000 | 12702000 | 12702000 | 12736800 | 12702000 | 12702000
BaseCase AT | Poatina Min Gen | Hydro min release | 0 | 0 | 0 | 0 | 0 | 0 | 0 | 0 | 0 | 0 | 0 | 0 | 0 | 0 | 0 | 0 | 0 | 0 | 0 | 0 | 0 | 0 | 0 | 0
BaseCase AT | Powering Australia Plan | Policies NEM | 0 | 0 | 0 | 0 | 0 | 0 | 0 | 0 | 0 | 0 | 0 | 0 | 0 | 0 | 0 | 0 | 0 | 0 | 0 | 0 | 0 | 0 | 0 | 0
BaseCase AT | REZ Access Scheme N3 | Policies NSW | 0 | 7700 | 7700 | 7700 | 7700 | 7700 | 7700 | 7700 | 7700 | 7700 | 7700 | 7700 | 7700 | 7700 | 7700 | 7700 | 7700 | 7700 | 7700 | 7700 | 7700 | 7700 | 7700 | 7700
BaseCase AT | REZ Access Scheme N5 | Policies NSW | 0 | 3980 | 3980 | 3980 | 3980 | 3980 | 3980 | 3980 | 3980 | 3980 | 3980 | 3980 | 3980 | 3980 | 40000 | 40000 | 40000 | 40000 | 40000 | 40000 | 40000 | 40000 | 40000 | 40000
BaseCase AT | REZ Landholder_NSW | Landholder Payments | 0 | 0 | -82 | -82 | -82 | -82 | -197.2 | -197.2 | -197.2 | -197.2 | -197.2 | -197.2 | -197.2 | -197.2 | -197.2 | -197.2 | -197.2 | -197.2 | -197.2 | -197.2 | -197.2 | -197.2 | -197.2 | -197.2
BaseCase AT | REZ Landholder_QLD | Landholder Payments | 0 | 0 | 0 | 0 | 0 | 0 | 0 | 0 | 0 | 0 | 0 | 0 | 0 | 0 | 0 | 0 | 0 | 0 | 0 | 0 | 0 | 0 | 0 | 0
BaseCase AT | REZ Landholder_VIC | Landholder Payments | 0 | 0 | 0 | 0 | 0 | -56 | -56 | -216 | -216 | -216 | -216 | -216 | -284.4 | -284.4 | -284.4 | -284.4 | -284.4 | -284.4 | -284.4 | -284.4 | -284.4 | -284.4 | -284.4 | -284.4
BaseCase AT | ResourceLimit_DN1_Solar | Resource Limits for DREZ | 1320 | 1320 | 1320 | 1320 | 1320 | 1320 | 1320 | 1320 | 1320 | 1320 | 1320 | 1320 | 1320 | 1320 | 1320 | 1320 | 1320 | 1320 | 1320 | 1320 | 1320 | 1320 | 1320 | 1320
BaseCase AT | ResourceLimit_DN3_Solar | Resource Limits for DREZ | 775 | 775 | 775 | 775 | 775 | 775 | 775 | 775 | 775 | 775 | 775 | 775 | 775 | 775 | 775 | 775 | 775 | 775 | 775 | 775 | 775 | 775 | 775 | 775
BaseCase AT | ResourceLimit_N12_Wind Medium | Resource Limits for REZ | 0 | 0 | 0 | 0 | 0 | 0 | 0 | 0 | 0 | 0 | 0 | 0 | 0 | 0 | 0 | 0 | 0 | 0 | 0 | 0 | 0 | 0 | 0 | 0
BaseCase AT | ResourceLimit_N2_Solar | Resource Limits for REZ | 2985 | 2784.36 | 2464.36 | 2464.36 | 2464.36 | 2464.36 | 2464.36 | 2464.36 | 2464.36 | 2464.36 | 2464.36 | 2464.36 | 2464.36 | 2464.36 | 2464.36 | 2464.36 | 2464.36 | 2464.36 | 2464.36 | 2464.36 | 2464.36 | 2464.36 | 2464.36 | 2464.36
BaseCase AT | ResourceLimit_N2_Wind Medium | Resource Limits for REZ | 5600 | 5600 | 5600 | 5600 | 5390 | 5390 | 5390 | 5390 | 5390 | 5390 | 5390 | 5390 | 5390 | 5390 | 5390 | 5390 | 5390 | 5390 | 5390 | 5390 | 5390 | 5390 | 5390 | 5390
BaseCase AT | ResourceLimit_N3_Solar | Resource Limits for REZ | 6120.01 | 6120.01 | 6120.01 | 6120.01 | 6120.01 | 6120.01 | 6120.01 | 6120.01 | 6120.01 | 6120.01 | 6120.01 | 6120.01 | 6120.01 | 6120.01 | 6120.01 | 6120.01 | 6120.01 | 6120.01 | 6120.01 | 6120.01 | 6120.01 | 6120.01 | 6120.01 | 6120.01
BaseCase AT | ResourceLimit_N3_Wind Medium | Resource Limits for REZ | 3209.97 | 3209.97 | 2795.97 | 2795.97 | 2795.97 | 2795.97 | 2795.97 | 2795.97 | 2795.97 | 2795.97 | 2795.97 | 2795.97 | 2795.97 | 2795.97 | 2795.97 | 2795.97 | 2795.97 | 2795.97 | 2795.97 | 2795.97 | 2795.97 | 2795.97 | 2795.97 | 2795.97
BaseCase AT | ResourceLimit_N5_Solar | Resource Limits for REZ | 5677 | 5677 | 5677 | 5677 | 5677 | 5677 | 5677 | 5677 | 5677 | 5677 | 5677 | 5677 | 5677 | 5677 | 5677 | 5677 | 5677 | 5677 | 5677 | 5677 | 5677 | 5677 | 5677 | 5677
BaseCase AT | ResourceLimit_N5_Wind Medium | Resource Limits for REZ | 10500 | 10500 | 10500 | 10500 | 10500 | 10500 | 10500 | 10500 | 10500 | 10500 | 10500 | 10500 | 10500 | 10500 | 10500 | 10500 | 10500 | 10500 | 10500 | 10500 | 10500 | 10500 | 10500 | 10500
BaseCase AT | ResourceLimit_N8_Wind Medium | Resource Limits for REZ | 200 | 200 | 200 | 200 | 200 | 200 | 200 | 200 | 200 | 200 | 200 | 200 | 200 | 200 | 200 | 200 | 200 | 200 | 200 | 200 | 200 | 200 | 200 | 200
BaseCase AT | ResourceLimit_N9_Solar | Resource Limits for REZ | 953 | 953 | 953 | 953 | 953 | 953 | 953 | 953 | 953 | 953 | 953 | 953 | 953 | 953 | 953 | 953 | 953 | 953 | 953 | 953 | 953 | 953 | 953 | 953
BaseCase AT | ResourceLimit_N9_Wind Medium | Resource Limits for REZ | 1000 | 1000 | 1000 | 1000 | 1000 | 1000 | 1000 | 1000 | 1000 | 1000 | 1000 | 1000 | 1000 | 1000 | 1000 | 1000 | 1000 | 1000 | 1000 | 1000 | 1000 | 1000 | 1000 | 1000
BaseCase AT | ResourceLimit_Q8a_Solar | Resource Limits for REZ | 2363.85 | 2113.86 | 2113.86 | 2113.86 | 2113.86 | 2113.86 | 2113.86 | 2113.86 | 2113.86 | 2113.86 | 2113.86 | 2113.86 | 2113.86 | 2113.86 | 2113.86 | 2113.86 | 2113.86 | 2113.86 | 2113.86 | 2113.86 | 2275.81 | 2275.81 | 2275.81 | 2275.81
BaseCase AT | ResourceLimit_Q8b_Wind Medium | Resource Limits for REZ | 369.97 | 369.97 | 369.97 | 369.97 | 369.97 | 369.97 | 369.97 | 369.97 | 369.97 | 369.97 | 369.97 | 369.97 | 369.97 | 369.97 | 369.97 | 369.97 | 369.97 | 369.97 | 369.97 | 369.97 | 369.97 | 369.97 | 369.97 | 369.97
BaseCase AT | ResourceLimit_Q8c_Solar | Resource Limits for REZ | 2057.6 | 2057.6 | 2057.6 | 2057.6 | 2057.6 | 2057.6 | 2057.6 | 2057.6 | 2057.6 | 2057.6 | 2057.6 | 2057.6 | 2057.6 | 2057.6 | 2057.6 | 2057.6 | 2057.6 | 2057.6 | 2057.6 | 2057.6 | 2057.6 | 2057.6 | 2057.6 | 2057.6
BaseCase AT | ResourceLimit_Q8c_Wind Medium | Resource Limits for REZ | 1008 | 1008 | 1008 | 1008 | 1008 | 1008 | 1008 | 1008 | 1008 | 1008 | 1008 | 1008 | 1008 | 1008 | 1008 | 1008 | 1008 | 1008 | 1008 | 1008 | 1008 | 1008 | 1008 | 1008
BaseCase AT | ResourceLimit_S3_Solar | Resource Limits for REZ | 1300 | 1300 | 1300 | 1300 | 1300 | 1300 | 1300 | 1300 | 1300 | 1300 | 1300 | 1300 | 1300 | 1300 | 1300 | 1300 | 1300 | 1300 | 1300 | 1300 | 1300 | 1300 | 1300 | 1300
BaseCase AT | ResourceLimit_S5_Solar | Resource Limits for REZ | 4923 | 4923 | 4923 | 4923 | 4923 | 4923 | 4923 | 4923 | 4923 | 4923 | 4923 | 4923 | 4923 | 4923 | 4923 | 4923 | 4923 | 4923 | 4923 | 4923 | 4923 | 5000 | 5000 | 5000
BaseCase AT | ResourceLimit_S6_Wind Medium | Resource Limits for REZ | 0 | 0 | 0 | 0 | 0 | 0 | 0 | 0 | 0 | 0 | 0 | 0 | 0 | 0 | 0 | 0 | 0 | 0 | 0 | 0 | 0 | 0 | 0 | 0
BaseCase AT | ResourceLimit_T1_Solar | Resource Limits for REZ | 300 | 300 | 300 | 300 | 300 | 300 | 300 | 300 | 300 | 300 | 300 | 300 | 300 | 300 | 300 | 300 | 300 | 300 | 300 | 300 | 300 | 300 | 300 | 300
BaseCase AT | ResourceLimit_T3_Solar | Resource Limits for REZ | 150 | 150 | -137 | -137 | -137 | -137 | -137 | -137 | -137 | -137 | -137 | -137 | -137 | -137 | -137 | -137 | -137 | -137 | -137 | -137 | -137 | -137 | -137 | -137
BaseCase AT | ResourceLimit_T3_Wind Medium | Resource Limits for REZ | 2500 | 2500 | 2500 | 2500 | 2500 | 2500 | 2500 | 2500 | 2500 | 2500 | 2500 | 2500 | 2500 | 2500 | 2500 | 2500 | 2500 | 2500 | 2500 | 2500 | 2500 | 2500 | 2500 | 2500
BaseCase AT | ResourceLimit_V1_Solar | Resource Limits for REZ | 3016 | 3016 | 3016 | 3016 | 3016 | 3016 | 3016 | 3016 | 3016 | 3016 | 3016 | 3016 | 3016 | 3016 | 3016 | 3016 | 3016 | 3016 | 3016 | 3016 | 3016 | 3016 | 3016 | 3016
BaseCase AT | ResourceLimit_V1_Wind Medium | Resource Limits for REZ | 1131 | 1131 | 1131 | 1131 | 1131 | 1131 | 1131 | 1131 | 1131 | 1131 | 1131 | 1131 | 1131 | 1131 | 1131 | 1131 | 1131 | 1131 | 1131 | 1131 | 1131 | 1131 | 1131 | 1131
BaseCase AT | ResourceLimit_V2_Wind Medium | Resource Limits for REZ | 956 | 956 | 956 | 956 | 956 | 956 | 956 | 956 | 956 | 956 | 956 | 956 | 956 | 956 | 956 | 956 | 956 | 956 | 956 | 956 | 956 | 956 | 956 | 956
BaseCase AT | ResourceLimit_V4_Solar | Resource Limits for REZ | 0 | 0 | 0 | 0 | 0 | 0 | 0 | 0 | 0 | 0 | 0 | 0 | 0 | 0 | 0 | 0 | 0 | 0 | 0 | 0 | 0 | 0 | 0 | 0
BaseCase AT | ResourceLimit_V4_Wind Medium | Resource Limits for REZ | 1604 | 1604 | 1604 | 1604 | 1604 | 1604 | 1604 | 1604 | 1604 | 1604 | 1604 | 1604 | 1604 | 1604 | 1604 | 1604 | 1604 | 1604 | 1604 | 1604 | 1604 | 1604 | 1604 | 1604
BaseCase AT | ResourceLimit_V5_Wind Medium | Resource Limits for REZ | 1599 | 1599 | 1599 | 1599 | 1599 | 1599 | 1599 | 1599 | 1599 | 1599 | 1599 | 1599 | 1599 | 1599 | 1599 | 1599 | 1599 | 1599 | 1599 | 1599 | 1599 | 1599 | 1599 | 1599
BaseCase AT | ResourceLimit_V7_Wind Medium | Resource Limits for REZ | 408 | 408 | 408 | 408 | 408 | 408 | 408 | 408 | 408 | 408 | 408 | 408 | 408 | 408 | 408 | 408 | 408 | 408 | 408 | 408 | 408 | 408 | 408 | 408
BaseCase AT | SA Firming | Policies SA | -2897.64 | -2581.14 | 318.86 | 318.86 | 564.86 | -1735.14 | -1735.14 | -1735.14 | -1735.14 | -1655.14 | -1619.24 | -1090.24 | -1090.24 | -1090.24 | -886.48 | -886.48 | -886.48 | -886.48 | -548.48 | -420.08 | -266.08 | -266.08 | -266.08 | -266.08
BaseCase AT | SESA H2 Domestic Consumption Purchaser | Subregion flexible electricity load for Domestic H2 | 0 | 0 | 0 | 0 | 55.5843 | 60.2074 | 85.722 | 113.6193 | 146.365 | 155.8126 | 168.1849 | 194.0757 | 219.73 | 244.6206 | 264.8306 | 282.6143 | 300.4471 | 315.808 | 327.0624 | 340.6493 | 353.6329 | 366.8394 | 378.7614 | 393.6264
BaseCase AT | SEV H2 Domestic Consumption Purchaser | Subregion flexible electricity load for Domestic H2 | 0 | 0 | 0 | 0 | 35.405 | 125.3037 | 284.0971 | 524.6614 | 831.4179 | 1003.7103 | 1154.0387 | 1302.4764 | 1437.1614 | 1555.8777 | 1643.6809 | 1718.2636 | 1796.0086 | 1863.5029 | 1915.2637 | 1974.1807 | 2028.2529 | 2083.6797 | 2137.416 | 2214.7157
BaseCase AT | SNSW H2 Domestic Consumption Purchaser | Subregion flexible electricity load for Domestic H2 | 0.41714 | 0.366 | 0.365 | 0.365 | 21.6393 | 74.56 | 169.8534 | 316.5593 | 516.0579 | 645.9686 | 776.1379 | 912.7607 | 1048.5929 | 1178.372 | 1285.6981 | 1380.5864 | 1475.3821 | 1558.518 | 1626.6301 | 1701.8386 | 1774.1607 | 1848.4446 | 1912.6829 | 1979.5514
BaseCase AT | SNW Firming | Policies NSW | 0 | 419 | 0 | 0 | 0 | 0 | 0 | 0 | 0 | 0 | 0 | 0 | 0 | 0 | 0 | 0 | 0 | 0 | 0 | 0 | 0 | 0 | 0 | 0
BaseCase AT | SNW H2 Domestic Consumption Purchaser | Subregion flexible electricity load for Domestic H2 | 2.92 | 2.8757 | 2.8416 | 2.8157 | 151.3707 | 521.946 | 1189.1046 | 2215.7586 | 3612.4571 | 4521.7546 | 5432.9379 | 6389.2207 | 7340.2021 | 8248.5251 | 8999.8603 | 9664.2093 | 10327.5186 | 10909.5743 | 11386.386 | 11912.8179 | 12419.2814 | 12939.164 | 13388.8054 | 13856.7557
BaseCase AT | SNW H2 Green Commodities Consumption Purchaser | Subregion flexible electricity load for Green Commodities H2 | 0 | 0 | 0 | 0 | 0 | 0 | 0 | 959.9247 | 1512.0689 | 1840.9277 | 2203.8317 | 2575.5557 | 2969.0937 | 3390.494 | 8328.3164 | 8215.3474 | 8640.3869 | 8692.7493 | 8753.2411 | 8817.4559 | 8972.352 | 10085.535 | 11118.3309 | 12039.161
BaseCase AT | SQ H2 Domestic Consumption Purchaser | Subregion flexible electricity load for Domestic H2 | 0 | 0 | 0 | 0 | 34.7793 | 117.3823 | 272.8084 | 523.7229 | 886.8979 | 1146.6866 | 1396.2134 | 1635.5129 | 1849.9243 | 2036.3086 | 2161.5056 | 2271.2907 | 2385.9529 | 2480.6097 | 2564.0963 | 2710.0207 | 2887.2021 | 3128.6437 | 3435.0286 | 3805.0729
BaseCase AT | SRET | Policies SA | 0 | 0 | 0 | 0 | 0 | 0 | 0 | 0 | 0 | 0 | 0 | 0 | 0 | 0 | 0 | 0 | 0 | 0 | 0 | 0 | 0 | 0 | 0 | 0
BaseCase AT | Shared Upgrade_CNSW-SNW Option 3 - Stage 2 | Shared REZ Upgrades | 0 | 0 | 0 | 0 | 0 | 0 | 0 | 0 | 0 | 0 | 0 | 0 | 0 | 0 | 0 | 0 | 0 | 0 | 0 | 0 | 0 | 0 | 0 | 0
BaseCase AT | Snowy 2.0 - Gen | Special Constraints | 5781600 | 17703360 | 26280000 | 26280000 | 26280000 | 26352000 | 26280000 | 26280000 | 26280000 | 26352000 | 26280000 | 26280000 | 26280000 | 26352000 | 26280000 | 26280000 | 26280000 | 26352000 | 26280000 | 26280000 | 26280000 | 26352000 | 26280000 | 26280000
BaseCase AT | Snowy 2.0 - Pump | Special Constraints | 5781600 | 17703360 | 26280000 | 26280000 | 26280000 | 26352000 | 26280000 | 26280000 | 26280000 | 26352000 | 26280000 | 26280000 | 26280000 | 26352000 | 26280000 | 26280000 | 26280000 | 26352000 | 26280000 | 26280000 | 26280000 | 26352000 | 26280000 | 26280000
BaseCase AT | Sys Strength Requirement - Efficient Level CNSW | System Strength Requiements- Efficient | 0 | 0 | 0 | 0 | 0 | 0 | 0 | 0 | 0 | 0 | 0 | 0 | 0 | 0 | 0 | 0 | 0 | 0 | 0 | 0 | 0 | 0 | 0 | 0
BaseCase AT | Sys Strength Requirement - Efficient Level CQ | System Strength Requiements- Efficient | 0 | 0 | 0 | 0 | 0 | 0 | 0 | 0 | 0 | 0 | 0 | 0 | 0 | 0 | 0 | 0 | 0 | 0 | 0 | 0 | 0 | 0 | 0 | 0
BaseCase AT | Sys Strength Requirement - Efficient Level CSA | System Strength Requiements- Efficient | 0 | 0 | 0 | 0 | 0 | 0 | 0 | 0 | 0 | 0 | 0 | 0 | 0 | 0 | 0 | 0 | 0 | 0 | 0 | 0 | 0 | 0 | 0 | 0
BaseCase AT | Sys Strength Requirement - Efficient Level GG | System Strength Requiements- Efficient | 0 | 0 | 0 | 0 | 0 | 0 | 0 | 0 | 0 | 0 | 0 | 0 | 0 | 0 | 0 | 0 | 0 | 0 | 0 | 0 | 0 | 0 | 0 | 0
BaseCase AT | Sys Strength Requirement - Efficient Level MEL | System Strength Requiements- Efficient | 0 | 0 | 0 | 0 | 0 | 0 | 0 | 0 | 0 | 0 | 0 | 0 | 0 | 0 | 0 | 0 | 0 | 0 | 0 | 0 | 0 | 0 | 0 | 0
BaseCase AT | Sys Strength Requirement - Efficient Level NNSW | System Strength Requiements- Efficient | 0 | 0 | 0 | 0 | 0 | 0 | 0 | 0 | 0 | 0 | 0 | 0 | 0 | 0 | 0 | 0 | 0 | 0 | 0 | 0 | 0 | 0 | 0 | 0
BaseCase AT | Sys Strength Requirement - Efficient Level NQ | System Strength Requiements- Efficient | 0 | 0 | 0 | 0 | 0 | 0 | 0 | 0 | 0 | 0 | 0 | 0 | 0 | 0 | 0 | 0 | 0 | 0 | 0 | 0 | 0 | 0 | 0 | 0
BaseCase AT | Sys Strength Requirement - Efficient Level NSA | System Strength Requiements- Efficient | 0 | 0 | 0 | 0 | 0 | 0 | 0 | 0 | 0 | 0 | 0 | 0 | 0 | 0 | 0 | 0 | 0 | 0 | 0 | 0 | 0 | 0 | 0 | 0
BaseCase AT | Sys Strength Requirement - Efficient Level SESA | System Strength Requiements- Efficient | 0 | 0 | 0 | 0 | 0 | 0 | 0 | 0 | 0 | 0 | 0 | 0 | 0 | 0 | 0 | 0 | 0 | 0 | 0 | 0 | 0 | 0 | 0 | 0
BaseCase AT | Sys Strength Requirement - Efficient Level SEV | System Strength Requiements- Efficient | 0 | 0 | 0 | 0 | 0 | 0 | 0 | 0 | 0 | 0 | 0 | 0 | 0 | 0 | 0 | 0 | 0 | 0 | 0 | 0 | 0 | 0 | 0 | 0
BaseCase AT | Sys Strength Requirement - Efficient Level SNSW | System Strength Requiements- Efficient | 0 | 0 | 0 | 0 | 0 | 0 | 0 | 0 | 0 | 0 | 0 | 0 | 0 | 0 | 0 | 0 | 0 | 0 | 0 | 0 | 0 | 0 | 0 | 0
BaseCase AT | Sys Strength Requirement - Efficient Level SNW | System Strength Requiements- Efficient | 0 | 0 | 0 | 0 | 0 | 0 | 0 | 0 | 0 | 0 | 0 | 0 | 0 | 0 | 0 | 0 | 0 | 0 | 0 | 0 | 0 | 0 | 0 | 0
BaseCase AT | Sys Strength Requirement - Efficient Level SQ | System Strength Requiements- Efficient | 0 | 0 | 0 | 0 | 0 | 0 | 0 | 0 | 0 | 0 | 0 | 0 | 0 | 0 | 0 | 0 | 0 | 0 | 0 | 0 | 0 | 0 | 0 | 0
BaseCase AT | Sys Strength Requirement - Efficient Level TAS | System Strength Requiements- Efficient | 0 | 0 | 0 | 0 | 0 | 0 | 0 | 0 | 0 | 0 | 0 | 0 | 0 | 0 | 0 | 0 | 0 | 0 | 0 | 0 | 0 | 0 | 0 | 0
BaseCase AT | Sys Strength Requirement - Efficient Level WNV | System Strength Requiements- Efficient | 0 | 0 | 0 | 0 | 0 | 0 | 0 | 0 | 0 | 0 | 0 | 0 | 0 | 0 | 0 | 0 | 0 | 0 | 0 | 0 | 0 | 0 | 0 | 0
BaseCase AT | Sys Strength Requirement - Min Fault Level CNSW | System Strength Requiements - Minimum | -3404 | -3404 | -3404 | -689 | 41 | 701 | 701 | 701 | 701 | 701 | 701 | 701 | 701 | 701 | 701 | 701 | 701 | 701 | 701 | 701 | 701 | 701 | 701 | 701
BaseCase AT | Sys Strength Requirement - Min Fault Level CQ | System Strength Requiements - Minimum | -2491 | -2491 | -2491 | -1061 | 513 | 513 | 513 | 513 | 513 | 513 | 513 | 513 | 513 | 513 | 513 | 513 | 513 | 513 | 513 | 513 | 513 | 513 | 513 | 513
BaseCase AT | Sys Strength Requirement - Min Fault Level GG | System Strength Requiements - Minimum | -1393.1 | -1393.1 | -1393.1 | 286.9 | 286.9 | 286.9 | 286.9 | 286.9 | 286.9 | 286.9 | 286.9 | 286.9 | 286.9 | 286.9 | 286.9 | 286.9 | 286.9 | 286.9 | 286.9 | 286.9 | 286.9 | 286.9 | 286.9 | 286.9
BaseCase AT | Sys Strength Requirement - Min Fault Level SEV | System Strength Requiements - Minimum | -3996.9 | -3996.9 | -2546.9 | -1386.9 | -1386.9 | -1386.9 | -1386.9 | 823.1 | 823.1 | 823.1 | 823.1 | 823.1 | 823.1 | 823.1 | 823.1 | 823.1 | 823.1 | 823.1 | 823.1 | 823.1 | 823.1 | 823.1 | 823.1 | 823.1
BaseCase AT | Sys Strength Requirement - Min Fault Level SNW | System Strength Requiements - Minimum | -3482.8 | -3482.8 | -3482.8 | 717.2 | 717.2 | 717.2 | 717.2 | 717.2 | 717.2 | 717.2 | 717.2 | 717.2 | 717.2 | 717.2 | 717.2 | 717.2 | 717.2 | 717.2 | 717.2 | 717.2 | 717.2 | 717.2 | 717.2 | 717.2
BaseCase AT | Sys Strength Requirement - Min Fault Level SQ | System Strength Requiements - Minimum | -2857.6 | -2857.6 | -2857.6 | -263.6 | 162.4 | 588.4 | 588.4 | 588.4 | 588.4 | 588.4 | 588.4 | 588.4 | 588.4 | 588.4 | 588.4 | 588.4 | 588.4 | 588.4 | 588.4 | 588.4 | 588.4 | 588.4 | 588.4 | 588.4
BaseCase AT | TAS H2 Domestic Consumption Purchaser | Subregion flexible electricity load for Domestic H2 | 0 | 0 | 0 | 0 | 150.745 | 306.7626 | 567.2557 | 837.31 | 1024.6593 | 1056.8591 | 1084.3246 | 1114.1364 | 1138.8 | 1141.0134 | 1150.858 | 1160.1786 | 1179.1064 | 1196.1231 | 1205.0077 | 1216.545 | 1223.7929 | 1230.292 | 1229.6713 | 1232.9179
BaseCase AT | TAS H2 Green Commodities Consumption Purchaser | Subregion flexible electricity load for Green Commodities H2 | 0 | 0 | 0 | 0 | 0 | 0 | 0 | 0 | 0 | 0 | 0 | 0 | 0 | 0 | 904.0274 | 1024.4257 | 1172.3687 | 1337.1386 | 1520.3471 | 1723.2841 | 1946.4191 | 2188.1997 | 2423.0451 | 2624.6277
BaseCase AT | TRET | Policies TAS | 0 | 12617 | 14039 | 15461 | 15984 | 16507 | 17032 | 17556 | 18079 | 18603 | 19126 | 19650 | 20174 | 20697 | 0 | 0 | 0 | 0 | 0 | 0 | 0 | 0 | 0 | 0
BaseCase AT | Tarraleah Max Energy Day | Hydro min release | 7300 | 7320 | 7300 | 7300 | 7300 | 7320 | 7300 | 7300 | 7300 | 7320 | 7300 | 7300 | 7300 | 7320 | 7300 | 7300 | 7300 | 7320 | 7300 | 7300 | 7300 | 7320 | 7300 | 7300
BaseCase AT | Tarraleah Min Flow | Hydro min release | 0 | 0 | 0 | 0 | 0 | 0 | 0 | 0 | 0 | 0 | 0 | 0 | 0 | 0 | 0 | 0 | 0 | 0 | 0 | 0 | 0 | 0 | 0 | 0
BaseCase AT | Tarraleah Min Gen | Hydro min release | 151.11 | 151.11 | 151.11 | 151.11 | 151.11 | 151.11 | 151.11 | 151.11 | 151.11 | 151.11 | 151.11 | 151.11 | 151.11 | 151.11 | 151.11 | 151.11 | 151.11 | 151.11 | 151.11 | 151.11 | 151.11 | 151.11 | 151.11 | 151.11
BaseCase AT | VIC Storage | Policies VIC | -2138.658 | -3226.896 | -3076.542 | -2371.058 | -1804.641 | -1264.395 | -920.105 | -485.754 | -44.064 | -6678.454 | -7046.904 | -7372.201 | -7909.286 | -8387.99 | -8874.966 | -9181.383 | -9849.864 | -10413.014 | -10980.874 | -11772.971 | -12047.079 | -11745.92 | -12700.625 | -13656.228
BaseCase AT | VOWT | Policies VIC | 0 | 0 | 0 | 0 | 0 | 2000 | 2667 | 3333 | 4000 | 5000 | 6000 | 7000 | 8000 | 9000 | 0 | 0 | 0 | 0 | 0 | 0 | 0 | 0 | 0 | 0
BaseCase AT | VRET | Policies VIC | 0 | 0 | 0 | 0 | 0 | 0 | 0 | 0 | 0 | 0 | 0 | 0 | 0 | 0 | 0 | 0 | 0 | 0 | 0 | 0 | 0 | 0 | 0 | 0
BaseCase AT | WNV H2 Domestic Consumption Purchaser | Subregion flexible electricity load for Domestic H2 | 70.7579 | 69.8803 | 68.7497 | 67.89 | 318.4364 | 1127.8374 | 2556.9527 | 4721.8486 | 7482.7607 | 9033.4443 | 10386.3493 | 11722.2879 | 12934.4529 | 14002.8986 | 14792.9709 | 15464.5286 | 16163.8686 | 16771.5003 | 17237.2963 | 17767.6786 | 18254.1714 | 18752.9606 | 19236.822 | 19932.3371
BaseCase AT | WNV H2 Green Commodities Consumption Purchaser | Subregion flexible electricity load for Green Commodities H2 | 0 | 0 | 0 | 0 | 0 | 0 | 0 | 0 | 0 | 0 | 848.0139 | 991.6893 | 1141.4539 | 1305.8807 | 1486.3113 | 1684.2663 | 1927.4801 | 2198.4096 | 2499.6274 | 2833.2819 | 3200.1269 | 3597.6463 | 3983.7671 | 4315.1771
BaseCase AT | Wayatinah Min Gen | Hydro min release | 24.09 | 24.09 | 24.09 | 24.09 | 24.09 | 24.09 | 24.09 | 24.09 | 24.09 | 24.09 | 24.09 | 24.09 | 24.09 | 24.09 | 24.09 | 24.09 | 24.09 | 24.09 | 24.09 | 24.09 | 24.09 | 24.09 | 24.09 | 24.09
Option 2 AT | 2030 Emissions Budget 1 | Emissions DLT | 69603.1022 | 69793.7956 | 69603.1022 | 69603.1022 | 69603.1022 | 69793.7956 | 69634.8699 | 69634.8699 | 69634.8699 | 69825.6504 | 69634.8699 | 69634.8699 | 69603.1022 | 69793.7956 | 69603.1022 | 69603.1022 | 69603.1022 | 69793.7956 | 69634.8699 | 69634.8699 | 69634.8699 | 69825.6504 | 69634.8699 | 69634.8699
Option 2 AT | 2035 Emissions Target | Emissions DLT | 1313.9667 | 1317.5666 | 1313.9667 | 1313.9667 | 1313.9667 | 1317.5666 | 1314.5664 | 1314.5664 | 1314.5664 | 1318.168 | 1314.5664 | 1314.5664 | 1313.9667 | 1317.5666 | 1313.9667 | 1313.9667 | 1313.9667 | 1317.5666 | 1314.5664 | 1314.5664 | 1314.5664 | 1318.168 | 1314.5664 | 1314.5664
Option 2 AT | 2050 Emissions Budget 1 | Emissions DLT | 41647.0129 | 41761.1143 | 41647.0129 | 41647.0129 | 41647.0129 | 41761.1143 | 41666.0211 | 41666.0211 | 41666.0211 | 41780.1746 | 41666.0211 | 41666.0211 | 41647.0129 | 41761.1143 | 41647.0129 | 41647.0129 | 41647.0129 | 41761.1143 | 41666.0211 | 41666.0211 | 41666.0211 | 41780.1746 | 41666.0211 | 41666.0211
Option 2 AT | 2050 Emissions Budget 2 | Emissions DLT | 5175.6134 | 5189.7932 | 5175.6134 | 5175.6134 | 5175.6134 | 5189.7932 | 5177.9756 | 5177.9756 | 5177.9756 | 5192.1619 | 5177.9756 | 5177.9756 | 5175.6134 | 5189.7932 | 5175.6134 | 5175.6134 | 5175.6134 | 5189.7932 | 5177.9756 | 5177.9756 | 5177.9756 | 5192.1619 | 5177.9756 | 5177.9756
Option 2 AT | 2050 Emissions Budget 3 | Emissions DLT | 1102.0635 | 1105.0829 | 1102.0635 | 1102.0635 | 1102.0635 | 1105.0829 | 1102.5665 | 1102.5665 | 1102.5665 | 1105.5873 | 1102.5665 | 1102.5665 | 1102.0635 | 1105.0829 | 1102.0635 | 1102.0635 | 1102.0635 | 1105.0829 | 1102.5665 | 1102.5665 | 1102.5665 | 1105.5873 | 1102.5665 | 1102.5665
Option 2 AT | 2050 Emissions Budget 4 | Emissions DLT | 2529.2319 | 2536.1613 | 2529.2319 | 2529.2319 | 2529.2319 | 2536.1613 | 2530.3862 | 2530.3862 | 2530.3862 | 2537.3188 | 2530.3862 | 2530.3862 | 2529.2319 | 2536.1613 | 2529.2319 | 2529.2319 | 2529.2319 | 2536.1613 | 2530.3862 | 2530.3862 | 2530.3862 | 2537.3188 | 2530.3862 | 2530.3862
Option 2 AT | 2050 Emissions Budget NSW 1 | Emissions DLT | 24777.3723 | 24845.2555 | 24777.3723 | 24777.3723 | 24777.3723 | 24845.2555 | 24788.681 | 24788.681 | 24788.681 | 24856.5952 | 24788.681 | 24788.681 | 24777.3723 | 24845.2555 | 24777.3723 | 24777.3723 | 24777.3723 | 24845.2555 | 24788.681 | 24788.681 | 24788.681 | 24856.5952 | 24788.681 | 24788.681
Option 2 AT | 2050 Emissions Budget NSW 2 | Emissions DLT | 11389.5985 | 11420.8029 | 11389.5985 | 11389.5985 | 11389.5985 | 11420.8029 | 11394.7969 | 11394.7969 | 11394.7969 | 11426.0155 | 11394.7969 | 11394.7969 | 11389.5985 | 11420.8029 | 11389.5985 | 11389.5985 | 11389.5985 | 11420.8029 | 11394.7969 | 11394.7969 | 11394.7969 | 11426.0155 | 11394.7969 | 11394.7969
Option 2 AT | 2050 Emissions Budget NSW 3 | Emissions DLT | 11389.5985 | 11420.8029 | 11389.5985 | 11389.5985 | 11389.5985 | 11420.8029 | 11394.7969 | 11394.7969 | 11394.7969 | 11426.0155 | 11394.7969 | 11394.7969 | 11389.5985 | 11420.8029 | 11389.5985 | 11389.5985 | 11389.5985 | 11420.8029 | 11394.7969 | 11394.7969 | 11394.7969 | 11426.0155 | 11394.7969 | 11394.7969
Option 2 AT | 2050 Emissions Budget NSW 4 | Emissions DLT | 11389.5985 | 11420.8029 | 11389.5985 | 11389.5985 | 11389.5985 | 11420.8029 | 11394.7969 | 11394.7969 | 11394.7969 | 11426.0155 | 11394.7969 | 11394.7969 | 11389.5985 | 11420.8029 | 11389.5985 | 11389.5985 | 11389.5985 | 11420.8029 | 11394.7969 | 11394.7969 | 11394.7969 | 11426.0155 | 11394.7969 | 11394.7969
Option 2 AT | 2050 Emissions Budget QLD 1 | Emissions DLT | 33269.6168 | 33360.7664 | 33269.6168 | 33269.6168 | 33269.6168 | 33360.7664 | 33284.8015 | 33284.8015 | 33284.8015 | 33375.9927 | 33284.8015 | 33284.8015 | 33269.6168 | 33360.7664 | 33269.6168 | 33269.6168 | 33269.6168 | 33360.7664 | 33284.8015 | 33284.8015 | 33284.8015 | 33375.9927 | 33284.8015 | 33284.8015
Option 2 AT | 2050 Emissions Budget QLD 2 | Emissions DLT | 12388.6861 | 12422.6277 | 12388.6861 | 12388.6861 | 12388.6861 | 12422.6277 | 12394.3405 | 12394.3405 | 12394.3405 | 12428.2976 | 12394.3405 | 12394.3405 | 12388.6861 | 12422.6277 | 12388.6861 | 12388.6861 | 12388.6861 | 12422.6277 | 12394.3405 | 12394.3405 | 12394.3405 | 12428.2976 | 12394.3405 | 12394.3405
Option 2 AT | 2050 Emissions Budget QLD 3 | Emissions DLT | 12388.6861 | 12422.6277 | 12388.6861 | 12388.6861 | 12388.6861 | 12422.6277 | 12394.3405 | 12394.3405 | 12394.3405 | 12428.2976 | 12394.3405 | 12394.3405 | 12388.6861 | 12422.6277 | 12388.6861 | 12388.6861 | 12388.6861 | 12422.6277 | 12394.3405 | 12394.3405 | 12394.3405 | 12428.2976 | 12394.3405 | 12394.3405
Option 2 AT | 2050 Emissions Budget QLD 4 | Emissions DLT | 12388.6861 | 12422.6277 | 12388.6861 | 12388.6861 | 12388.6861 | 12422.6277 | 12394.3405 | 12394.3405 | 12394.3405 | 12428.2976 | 12394.3405 | 12394.3405 | 12388.6861 | 12422.6277 | 12388.6861 | 12388.6861 | 12388.6861 | 12422.6277 | 12394.3405 | 12394.3405 | 12394.3405 | 12428.2976 | 12394.3405 | 12394.3405
Option 2 AT | 2050 Emissions Budget SA 1 | Emissions DLT | 1415.3741 | 1419.2518 | 1415.3741 | 1415.3741 | 1415.3741 | 1419.2518 | 1416.0201 | 1416.0201 | 1416.0201 | 1419.8996 | 1416.0201 | 1416.0201 | 1415.3741 | 1419.2518 | 1415.3741 | 1415.3741 | 1415.3741 | 1419.2518 | 1416.0201 | 1416.0201 | 1416.0201 | 1419.8996 | 1416.0201 | 1416.0201
Option 2 AT | 2050 Emissions Budget SA 2 | Emissions DLT | 749.3157 | 751.3686 | 749.3157 | 749.3157 | 749.3157 | 751.3686 | 749.6577 | 749.6577 | 749.6577 | 751.7115 | 749.6577 | 749.6577 | 749.3157 | 751.3686 | 749.3157 | 749.3157 | 749.3157 | 751.3686 | 749.6577 | 749.6577 | 749.6577 | 751.7115 | 749.6577 | 749.6577
Option 2 AT | 2050 Emissions Budget SA 3 | Emissions DLT | 749.3157 | 751.3686 | 749.3157 | 749.3157 | 749.3157 | 751.3686 | 749.6577 | 749.6577 | 749.6577 | 751.7115 | 749.6577 | 749.6577 | 749.3157 | 751.3686 | 749.3157 | 749.3157 | 749.3157 | 751.3686 | 749.6577 | 749.6577 | 749.6577 | 751.7115 | 749.6577 | 749.6577
Option 2 AT | 2050 Emissions Budget SA 4 | Emissions DLT | 749.3157 | 751.3686 | 749.3157 | 749.3157 | 749.3157 | 751.3686 | 749.6577 | 749.6577 | 749.6577 | 751.7115 | 749.6577 | 749.6577 | 749.3157 | 751.3686 | 749.3157 | 749.3157 | 749.3157 | 751.3686 | 749.6577 | 749.6577 | 749.6577 | 751.7115 | 749.6577 | 749.6577
Option 2 AT | 2050 Emissions Budget VIC 1 | Emissions DLT | 22795.8485 | 22858.3029 | 22795.8485 | 22795.8485 | 22795.8485 | 22858.3029 | 22806.2529 | 22806.2529 | 22806.2529 | 22868.7357 | 22806.2529 | 22806.2529 | 22795.8485 | 22858.3029 | 22795.8485 | 22795.8485 | 22795.8485 | 22858.3029 | 22806.2529 | 22806.2529 | 22806.2529 | 22868.7357 | 22806.2529 | 22806.2529
Option 2 AT | 2050 Emissions Budget VIC 2 | Emissions DLT | 6943.6588 | 6962.6825 | 6943.6588 | 6943.6588 | 6943.6588 | 6962.6825 | 6946.8279 | 6946.8279 | 6946.8279 | 6965.8603 | 6946.8279 | 6946.8279 | 6943.6588 | 6962.6825 | 6943.6588 | 6943.6588 | 6943.6588 | 6962.6825 | 6946.8279 | 6946.8279 | 6946.8279 | 6965.8603 | 6946.8279 | 6946.8279
Option 2 AT | 2050 Emissions Budget VIC 3 | Emissions DLT | 6943.6588 | 6962.6825 | 6943.6588 | 6943.6588 | 6943.6588 | 6962.6825 | 6946.8279 | 6946.8279 | 6946.8279 | 6965.8603 | 6946.8279 | 6946.8279 | 6943.6588 | 6962.6825 | 6943.6588 | 6943.6588 | 6943.6588 | 6962.6825 | 6946.8279 | 6946.8279 | 6946.8279 | 6965.8603 | 6946.8279 | 6946.8279
Option 2 AT | 2050 Emissions Budget VIC 4 | Emissions DLT | 6943.6588 | 6962.6825 | 6943.6588 | 6943.6588 | 6943.6588 | 6962.6825 | 6946.8279 | 6946.8279 | 6946.8279 | 6965.8603 | 6946.8279 | 6946.8279 | 6943.6588 | 6962.6825 | 6943.6588 | 6943.6588 | 6943.6588 | 6962.6825 | 6946.8279 | 6946.8279 | 6946.8279 | 6965.8603 | 6946.8279 | 6946.8279
Option 2 AT | Basslink Daily Energy Limit | Special Constraints | -287.568 | -288.408 | -287.568 | -287.568 | -287.568 | -288.408 | -287.568 | -287.568 | -287.568 | -288.408 | -287.568 | -287.568 | -287.568 | -288.408 | -287.568 | -287.568 | -287.568 | -288.408 | -287.568 | -287.568 | -287.568 | -288.408 | -287.568 | -287.568
Option 2 AT | Borumba - Gen | Special Constraints | 0 | 0 | 0 | 0 | 0 | 0 | 0 | 0 | 0 | 15336000 | 26280000 | 26280000 | 26280000 | 26352000 | 26280000 | 26280000 | 26280000 | 26352000 | 26280000 | 26280000 | 26280000 | 26352000 | 26280000 | 26280000
Option 2 AT | Borumba - Pump | Special Constraints | 0 | 0 | 0 | 0 | 0 | 0 | 0 | 0 | 0 | 15336000 | 26280000 | 26280000 | 26280000 | 26352000 | 26280000 | 26280000 | 26280000 | 26352000 | 26280000 | 26280000 | 26280000 | 26352000 | 26280000 | 26280000
Option 2 AT | CIS Dispatchable NSW | Policies NEM | -1231.12 | -631.96 | -431.96 | -1241.96 | -2541.96 | -2741.96 | -2741.96 | -2783.18 | -2741.96 | -2741.96 | -2741.96 | -2741.96 | -2741.96 | -2741.96 | -2750.69 | -2750.69 | -2709.47 | -2750.69 | -2709.47 | -2709.47 | -1925.69 | -1624.85 | -1583.63 | -1583.63
Option 2 AT | CIS Dispatchable SA | Policies NEM | -30 | 788 | 788 | 788 | -461 | -461 | -461 | -205 | -461 | -461 | -461 | -205 | -461 | -461 | -461 | -461 | -461 | -461 | -205 | -461 | -431 | 0 | 0 | 0
Option 2 AT | CIS Dispatchable VIC | Policies NEM | 0 | 1220 | 1271.79 | 1271.79 | -428.21 | -428.21 | -435.41 | -428.21 | -428.21 | -428.21 | -428.21 | -435.41 | -428.21 | -428.21 | -435.41 | -435.41 | -435.41 | -435.41 | -435.41 | -428.21 | -435.41 | 0 | 0 | 0
Option 2 AT | CIS Gen NSW | Policies NEM | -4646.44 | 1715.47 | 7931.07 | 14075.07 | -8779.93 | -9539.57 | -9539.57 | -9539.57 | -9539.57 | -9539.57 | -9539.57 | -9539.57 | -9539.57 | -9539.57 | -9539.57 | -9539.57 | -9539.57 | -9539.57 | -9539.57 | -9302.56 | -8998.86 | -8966.46 | -8583 | -8583
Option 2 AT | CIS Gen SA | Policies NEM | 0 | 20.36 | 621.16 | 509.16 | -690.84 | -690.84 | -690.84 | -690.84 | -690.84 | -690.84 | -690.84 | -690.84 | -690.84 | -690.84 | -690.84 | -690.84 | -690.84 | -690.84 | -690.84 | -690.84 | -690.84 | -690.84 | -690.84 | -690.84
Option 2 AT | CIS Gen TAS | Policies NEM | 0 | 0 | 750 | 1200 | 0 | 0 | 0 | 0 | 0 | 0 | 0 | 0 | 0 | 0 | 0 | 0 | 0 | 0 | 0 | 0 | 0 | 0 | 0 | 0
Option 2 AT | CIS Gen VIC - Solar | Policies NEM | 0 | 669 | 555.93 | 555.93 | -944.07 | -944.07 | -944.07 | -944.07 | -944.07 | -944.07 | -944.07 | -944.07 | -944.07 | -944.07 | -944.07 | -944.07 | -944.07 | -944.07 | -944.07 | -944.07 | -944.07 | -944.07 | -944.07 | -944.07
Option 2 AT | CIS Gen VIC - Wind | Policies NEM | 0 | 0 | 1922 | 3500 | -600 | -600 | -600 | -600 | -600 | -600 | -600 | -600 | -600 | -600 | -600 | -600 | -600 | -600 | -600 | -600 | -600 | -600 | -600 | -600
Option 2 AT | CIS Total Dispatchable | Policies NEM | -1261.12 | 3076.04 | 5550.83 | 7262.83 | -3731.17 | -3931.17 | -3938.37 | -3716.39 | -3931.17 | -3931.17 | -3931.17 | -3682.37 | -3931.17 | -3931.17 | -3947.1 | -3947.1 | -3905.88 | -3947.1 | -3649.88 | -3898.68 | -3092.1 | -1774.85 | -1583.63 | -1583.63
Option 2 AT | CNSW H2 Domestic Consumption Purchaser | Subregion flexible electricity load for Domestic H2 | 0 | 0 | 0 | 0 | 21.6393 | 74.56 | 169.8534 | 316.5593 | 516.0579 | 645.9686 | 776.1379 | 912.7607 | 1048.5929 | 1178.372 | 1285.6981 | 1380.5864 | 1475.3821 | 1558.518 | 1626.6301 | 1701.8386 | 1774.1607 | 1848.4446 | 1912.6829 | 1979.5514
Option 2 AT | CQ H2 Domestic Consumption Purchaser | Subregion flexible electricity load for Domestic H2 | 170.455 | 168.3874 | 165.6299 | 163.6243 | 166.3879 | 176.2043 | 195.8201 | 229.7414 | 279.5379 | 314.7623 | 347.9454 | 380.33 | 408.9564 | 436.3537 | 463.1799 | 486.7014 | 511.2607 | 531.5406 | 549.4491 | 580.715 | 618.675 | 670.4386 | 736.0663 | 815.3579
Option 2 AT | CSA H2 Domestic Consumption Purchaser | Subregion flexible electricity load for Domestic H2 | 7.3521 | 7.2677 | 7.1436 | 7.0393 | 74.9293 | 150.5317 | 214.3309 | 284.0221 | 365.8343 | 389.5577 | 420.4231 | 485.2414 | 549.2729 | 611.5906 | 662.0506 | 706.5357 | 751.1179 | 789.5463 | 817.669 | 851.545 | 884.1343 | 917.0983 | 946.8514 | 983.9879
Option 2 AT | Catagunya Min Gen | Hydro min release | 17.52 | 17.52 | 17.52 | 17.52 | 17.52 | 17.52 | 17.52 | 17.52 | 17.52 | 17.52 | 17.52 | 17.52 | 17.52 | 17.52 | 17.52 | 17.52 | 17.52 | 17.52 | 17.52 | 17.52 | 17.52 | 17.52 | 17.52 | 17.52
Option 2 AT | Combined Marinus Export | Special Constraints | 11773440 | 11805696 | 11773440 | 11773440 | 11773440 | 11805696 | 11773440 | 11773440 | 15589440 | 18393696 | 18343440 | 18343440 | 18343440 | 18393696 | 18343440 | 18343440 | 18343440 | 18393696 | 18343440 | 18343440 | 18343440 | 18393696 | 18343440 | 18343440
Option 2 AT | Combined Marinus Import | Special Constraints | 8567280 | 8590752 | 8567280 | 8567280 | 8567280 | 8590752 | 8567280 | 8567280 | 12383280 | 15178752 | 15137280 | 15137280 | 15137280 | 15178752 | 15137280 | 15137280 | 15137280 | 15178752 | 15137280 | 15137280 | 15137280 | 15178752 | 15137280 | 15137280
Option 2 AT | Constraint on Pipeline from Storage to GTs CNSW | Constraints to make diesel to come exclusively from storage | 0 | 0 | 0 | 0 | 0 | 0 | 0 | 0 | 0 | 0 | 0 | 0 | 0 | 0 | 0 | 0 | 0 | 0 | 0 | 0 | 0 | 0 | 0 | 0
Option 2 AT | Constraint on Pipeline from Storage to GTs CQ | Constraints to make diesel to come exclusively from storage | 0 | 0 | 0 | 0 | 0 | 0 | 0 | 0 | 0 | 0 | 0 | 0 | 0 | 0 | 0 | 0 | 0 | 0 | 0 | 0 | 0 | 0 | 0 | 0
Option 2 AT | Constraint on Pipeline from Storage to GTs CSA | Constraints to make diesel to come exclusively from storage | 0 | 0 | 0 | 0 | 0 | 0 | 0 | 0 | 0 | 0 | 0 | 0 | 0 | 0 | 0 | 0 | 0 | 0 | 0 | 0 | 0 | 0 | 0 | 0
Option 2 AT | Constraint on Pipeline from Storage to GTs GG | Constraints to make diesel to come exclusively from storage | 0 | 0 | 0 | 0 | 0 | 0 | 0 | 0 | 0 | 0 | 0 | 0 | 0 | 0 | 0 | 0 | 0 | 0 | 0 | 0 | 0 | 0 | 0 | 0
Option 2 AT | Constraint on Pipeline from Storage to GTs MEL | Constraints to make diesel to come exclusively from storage | 0 | 0 | 0 | 0 | 0 | 0 | 0 | 0 | 0 | 0 | 0 | 0 | 0 | 0 | 0 | 0 | 0 | 0 | 0 | 0 | 0 | 0 | 0 | 0
Option 2 AT | Constraint on Pipeline from Storage to GTs NNSW | Constraints to make diesel to come exclusively from storage | 0 | 0 | 0 | 0 | 0 | 0 | 0 | 0 | 0 | 0 | 0 | 0 | 0 | 0 | 0 | 0 | 0 | 0 | 0 | 0 | 0 | 0 | 0 | 0
Option 2 AT | Constraint on Pipeline from Storage to GTs NQ | Constraints to make diesel to come exclusively from storage | 0 | 0 | 0 | 0 | 0 | 0 | 0 | 0 | 0 | 0 | 0 | 0 | 0 | 0 | 0 | 0 | 0 | 0 | 0 | 0 | 0 | 0 | 0 | 0
Option 2 AT | Constraint on Pipeline from Storage to GTs NSA | Constraints to make diesel to come exclusively from storage | 0 | 0 | 0 | 0 | 0 | 0 | 0 | 0 | 0 | 0 | 0 | 0 | 0 | 0 | 0 | 0 | 0 | 0 | 0 | 0 | 0 | 0 | 0 | 0
Option 2 AT | Constraint on Pipeline from Storage to GTs SESA | Constraints to make diesel to come exclusively from storage | 0 | 0 | 0 | 0 | 0 | 0 | 0 | 0 | 0 | 0 | 0 | 0 | 0 | 0 | 0 | 0 | 0 | 0 | 0 | 0 | 0 | 0 | 0 | 0
Option 2 AT | Constraint on Pipeline from Storage to GTs SEV | Constraints to make diesel to come exclusively from storage | 0 | 0 | 0 | 0 | 0 | 0 | 0 | 0 | 0 | 0 | 0 | 0 | 0 | 0 | 0 | 0 | 0 | 0 | 0 | 0 | 0 | 0 | 0 | 0
Option 2 AT | Constraint on Pipeline from Storage to GTs SNSW | Constraints to make diesel to come exclusively from storage | 0 | 0 | 0 | 0 | 0 | 0 | 0 | 0 | 0 | 0 | 0 | 0 | 0 | 0 | 0 | 0 | 0 | 0 | 0 | 0 | 0 | 0 | 0 | 0
Option 2 AT | Constraint on Pipeline from Storage to GTs SNW | Constraints to make diesel to come exclusively from storage | 0 | 0 | 0 | 0 | 0 | 0 | 0 | 0 | 0 | 0 | 0 | 0 | 0 | 0 | 0 | 0 | 0 | 0 | 0 | 0 | 0 | 0 | 0 | 0
Option 2 AT | Constraint on Pipeline from Storage to GTs SQ | Constraints to make diesel to come exclusively from storage | 0 | 0 | 0 | 0 | 0 | 0 | 0 | 0 | 0 | 0 | 0 | 0 | 0 | 0 | 0 | 0 | 0 | 0 | 0 | 0 | 0 | 0 | 0 | 0
Option 2 AT | Constraint on Pipeline from Storage to GTs TAS | Constraints to make diesel to come exclusively from storage | 0 | 0 | 0 | 0 | 0 | 0 | 0 | 0 | 0 | 0 | 0 | 0 | 0 | 0 | 0 | 0 | 0 | 0 | 0 | 0 | 0 | 0 | 0 | 0
Option 2 AT | Constraint on Pipeline from Storage to GTs WNV | Constraints to make diesel to come exclusively from storage | 0 | 0 | 0 | 0 | 0 | 0 | 0 | 0 | 0 | 0 | 0 | 0 | 0 | 0 | 0 | 0 | 0 | 0 | 0 | 0 | 0 | 0 | 0 | 0
Option 2 AT | Constraint on Pipeline from Storage to GTs WOO | Constraints to make diesel to come exclusively from storage | 0 | 0 | 0 | 0 | 0 | 0 | 0 | 0 | 0 | 0 | 0 | 0 | 0 | 0 | 0 | 0 | 0 | 0 | 0 | 0 | 0 | 0 | 0 | 0
Option 2 AT | DNSP Thermal Limit on CER CNSW Area1 | DNSP Thermal Limit on CER | 966765.5 | 1111066.5 | 1291997 | 1404969 | 1505359 | 1687557 | 1677144.5 | 1968955 | 2116592.5 | 2185551 | 2251896 | 2354350.5 | 2562631.5 | 2884695 | 2937616 | 2898403.5 | 2804333.5 | 3040364.5 | 3283152 | 3423131 | 3551033.5 | 3992237 | 3842308.5 | 4421880.5
Option 2 AT | DNSP Thermal Limit on CER CQ Area1 | DNSP Thermal Limit on CER | 1255639.5 | 1480245 | 1685951.5 | 1888234.5 | 1918878.5 | 2048443 | 2244890.5 | 2505941 | 2669901.5 | 2827619 | 2889201.5 | 2971337.5 | 3194993.5 | 3574744.5 | 3866236.5 | 3532926 | 3541346.5 | 4033492.5 | 4421163.5 | 4860759 | 5025203 | 5108078.5 | 5565989.5 | 5849909.5
Option 2 AT | DNSP Thermal Limit on CER CSA Area1 | DNSP Thermal Limit on CER | 4256945 | 4752734.5 | 5166168.5 | 5452126.5 | 6068007.5 | 6550092.5 | 6961602.5 | 7584269.5 | 8591169 | 9576661.5 | 11026344.5 | 11846516.5 | 13217969.5 | 14711141.5 | 15958573 | 17262283.5 | 18181881.5 | 19728999 | 21019756 | 21192770.5 | 21531591 | 22059301.5 | 21824051.5 | 22010431
Option 2 AT | DNSP Thermal Limit on CER GG Area1 | DNSP Thermal Limit on CER | 159004.5 | 188683 | 212647.5 | 248913 | 255920.5 | 276794 | 303696.5 | 317853.5 | 344032.5 | 357666 | 364736 | 372796.5 | 401731 | 448240.5 | 488479 | 500195.5 | 440253.5 | 525309 | 571241.5 | 649884 | 739838 | 769106 | 820954 | 832385.5
Option 2 AT | DNSP Thermal Limit on CER MEL Area1 | DNSP Thermal Limit on CER | 913676 | 1096631.5 | 1280969.5 | 1288844.5 | 1531598 | 1652859.5 | 1795201.5 | 1969809.5 | 2088821 | 2118945.5 | 2232612.5 | 2385419 | 2618876 | 2849518 | 2964042.5 | 3015267 | 2869514 | 3181642 | 3503216.5 | 3402059 | 3832716 | 3983813.5 | 4224145.5 | 4572474
Option 2 AT | DNSP Thermal Limit on CER MEL Area2 | DNSP Thermal Limit on CER | 4142105.5 | 5020523 | 5907202.5 | 5948970.5 | 7119581 | 7696360 | 8372854.5 | 9204694.5 | 9727973.5 | 9835137 | 10412820 | 11139344.5 | 12302313.5 | 13426405 | 14073247 | 14384622.5 | 13551965 | 15073415 | 16808290.5 | 16294362 | 18523148 | 19397623.5 | 20515647 | 22238295.5
Option 2 AT | DNSP Thermal Limit on CER NNSW Area1 | DNSP Thermal Limit on CER | 2325519.5 | 2624469.5 | 3062558 | 3290936 | 3577864.5 | 3986496.5 | 4039020.5 | 4737479.5 | 4870107 | 5126790 | 5308550.5 | 5459255 | 5965281 | 6460945 | 6837968.5 | 6731336.5 | 6601718.5 | 6848142.5 | 7348837 | 7672017.5 | 8021678 | 8895620 | 8624866.5 | 10053486
Option 2 AT | DNSP Thermal Limit on CER NQ Area1 | DNSP Thermal Limit on CER | 2044892 | 2354981.5 | 2618617 | 2965590.5 | 3083395 | 3294090 | 3534765.5 | 3839393.5 | 4029891.5 | 4353057.5 | 4266395.5 | 4418887.5 | 4761818 | 5302921 | 6044694.5 | 5877979 | 5674595 | 6453826.5 | 7166544 | 7581358 | 8064792.5 | 8501909.5 | 8890524 | 8824932
Option 2 AT | DNSP Thermal Limit on CER NSA Area1 | DNSP Thermal Limit on CER | 170290 | 195339 | 229429 | 254277 | 269478.5 | 279263.5 | 303344.5 | 332247.5 | 391460 | 452689.5 | 457736.5 | 563474 | 604455.5 | 648304.5 | 688922.5 | 724702 | 784022 | 871307 | 938558 | 989962 | 1029930 | 1060210 | 1109650 | 1191045.5
Option 2 AT | DNSP Thermal Limit on CER SESA Area1 | DNSP Thermal Limit on CER | 201784 | 243171.5 | 279506 | 301519.5 | 334755.5 | 359084.5 | 390986.5 | 426417 | 482333.5 | 543492.5 | 576412 | 706695 | 781089.5 | 845950 | 903352.5 | 959615 | 1038181 | 1163093 | 1247433 | 1280351.5 | 1312607.5 | 1330610 | 1373171.5 | 1476851
Option 2 AT | DNSP Thermal Limit on CER SEV Area1 | DNSP Thermal Limit on CER | 894968 | 1146237 | 1407123.5 | 1469681 | 1716976 | 1889987 | 2138663 | 2426012 | 2503710 | 2649200 | 2843616.5 | 2918396.5 | 3159504.5 | 3470906.5 | 3596666 | 3755766 | 3672708 | 3959961 | 4291041.5 | 4265151.5 | 4623910.5 | 4837742.5 | 5039982.5 | 5354967
Option 2 AT | DNSP Thermal Limit on CER SNSW Area1 | DNSP Thermal Limit on CER | 1182239 | 1323835 | 1528394.5 | 1641147 | 1775920.5 | 1977037 | 1970364.5 | 2289455.5 | 2350090.5 | 2412024 | 2467193.5 | 2593781 | 2852109.5 | 3130939.5 | 3336416 | 3305287.5 | 3270163 | 3464236 | 3769767.5 | 3854195.5 | 4057163 | 4416906 | 4324617 | 4943844
Option 2 AT | DNSP Thermal Limit on CER SNSW Area2 | DNSP Thermal Limit on CER | 1041443 | 1166872 | 1358825 | 1452964 | 1566060 | 1745304.5 | 1731423 | 2037647.5 | 2087810.5 | 2160049 | 2172820.5 | 2270946 | 2510525.5 | 2826333 | 2980563 | 2895428.5 | 2912633.5 | 3061219.5 | 3298062.5 | 3360450.5 | 3486761.5 | 3868034.5 | 3751857.5 | 4407063
Option 2 AT | DNSP Thermal Limit on CER SNW Area1 | DNSP Thermal Limit on CER | 4486985.5 | 5207399.5 | 6147008 | 6877088.5 | 7351739 | 8330753 | 8499447 | 9948545.5 | 10421162 | 10834137.5 | 11351377 | 11846915.5 | 13245645 | 14525245.5 | 15840703 | 15597276 | 14875571 | 16401333 | 18148114.5 | 19429810.5 | 19929711.5 | 21633721.5 | 21369527.5 | 24173593.5
Option 2 AT | DNSP Thermal Limit on CER SNW Area2 | DNSP Thermal Limit on CER | 4852221.5 | 5520953.5 | 6390511 | 7048356 | 7414077 | 8303530 | 8317649.5 | 9654937.5 | 9994830.5 | 10208064.5 | 10577656 | 10935769.5 | 12169684 | 13296927.5 | 14369849.5 | 14015071.5 | 13316859 | 14575497.5 | 16090062.5 | 17152867.5 | 17473117 | 18972428.5 | 18586564 | 21026242
Option 2 AT | DNSP Thermal Limit on CER SQ Area1 | DNSP Thermal Limit on CER | 10052872 | 11793940.5 | 13451700.5 | 14825323.5 | 15536047 | 16508638 | 17798831.5 | 18912368 | 19807934.5 | 21188927.5 | 21211171.5 | 21796574 | 23660690.5 | 25847945.5 | 27663480.5 | 28291903.5 | 25777207 | 28751075.5 | 31867042 | 33796487.5 | 35377258 | 36798760 | 38943094 | 40766427
Option 2 AT | DNSP Thermal Limit on CER TAS Area1 | DNSP Thermal Limit on CER | 587916.5 | 689719.5 | 798833 | 838917.5 | 999601 | 1128012.5 | 1237917 | 1386869 | 1475298.5 | 1543283.5 | 1669408.5 | 1771689.5 | 1960768.5 | 2177936 | 2337174.5 | 2386075.5 | 2396939.5 | 2820513.5 | 3029353 | 3047080 | 3438117 | 3776838 | 3808102.5 | 4076279.5
Option 2 AT | DNSP Thermal Limit on CER WNV Area1 | DNSP Thermal Limit on CER | 399542.5 | 478731.5 | 558123.5 | 583763 | 714628 | 766945 | 824846.5 | 904176.5 | 977174.5 | 1005859.5 | 1065498.5 | 1123497.5 | 1246472.5 | 1348919.5 | 1388325 | 1448401 | 1313920.5 | 1464497 | 1595167.5 | 1628394.5 | 1872550.5 | 1930232.5 | 2022411.5 | 2178849
Option 2 AT | DNSP Thermal Limit on CER WNV Area2 | DNSP Thermal Limit on CER | 1574485.5 | 1921734 | 2273887 | 2390889 | 2913951 | 3162139 | 3493669 | 3919461 | 4154697.5 | 4335680 | 4692169 | 4807969.5 | 5309666 | 5858386 | 6071729 | 6385619 | 5772196.5 | 6217387 | 6822739.5 | 6906310.5 | 7861138.5 | 8221640.5 | 8542509.5 | 9175274.5
Option 2 AT | DNSP Thermal Limit on Distributed Resources CNSW Area1 | DNSP Thermal Limit on Distributed Resources | 5676480 | 5692032 | 5676480 | 5676480 | 5676480 | 5692032 | 5676480 | 5676480 | 5676480 | 5692032 | 5676480 | 5676480 | 5676480 | 5692032 | 5676480 | 5676480 | 5676480 | 5692032 | 5676480 | 5676480 | 5676480 | 5692032 | 5676480 | 5676480
Option 2 AT | DNSP Thermal Limit on Distributed Resources CQ Area1 | DNSP Thermal Limit on Distributed Resources | 8979000 | 9003600 | 8979000 | 8979000 | 8979000 | 9003600 | 8979000 | 8979000 | 8979000 | 9003600 | 8979000 | 8979000 | 8979000 | 9003600 | 8979000 | 8979000 | 8979000 | 9003600 | 8979000 | 8979000 | 8979000 | 9003600 | 8979000 | 8979000
Option 2 AT | DNSP Thermal Limit on Distributed Resources CSA Area1 | DNSP Thermal Limit on Distributed Resources | 65174400 | 65352960 | 65174400 | 65174400 | 65174400 | 65352960 | 65174400 | 65174400 | 65174400 | 65352960 | 65174400 | 65174400 | 65174400 | 65352960 | 65174400 | 65174400 | 65174400 | 65352960 | 65174400 | 65174400 | 65174400 | 65352960 | 65174400 | 65174400
Option 2 AT | DNSP Thermal Limit on Distributed Resources GG Area1 | DNSP Thermal Limit on Distributed Resources | 1033680 | 1036512 | 1033680 | 1033680 | 1033680 | 1036512 | 1033680 | 1033680 | 1033680 | 1036512 | 1033680 | 1033680 | 1033680 | 1036512 | 1033680 | 1033680 | 1033680 | 1036512 | 1033680 | 1033680 | 1033680 | 1036512 | 1033680 | 1033680
Option 2 AT | DNSP Thermal Limit on Distributed Resources MEL Area1 | DNSP Thermal Limit on Distributed Resources | 15978240 | 16022016 | 15978240 | 15978240 | 15978240 | 16022016 | 15978240 | 15978240 | 15978240 | 16022016 | 15978240 | 15978240 | 15978240 | 16022016 | 15978240 | 15978240 | 15978240 | 16022016 | 15978240 | 15978240 | 15978240 | 16022016 | 15978240 | 15978240
Option 2 AT | DNSP Thermal Limit on Distributed Resources MEL Area2 | DNSP Thermal Limit on Distributed Resources | 182768640 | 183269376 | 182768640 | 182768640 | 182768640 | 183269376 | 182768640 | 182768640 | 182768640 | 183269376 | 182768640 | 182768640 | 182768640 | 183269376 | 182768640 | 182768640 | 182768640 | 183269376 | 182768640 | 182768640 | 182768640 | 183269376 | 182768640 | 182768640
Option 2 AT | DNSP Thermal Limit on Distributed Resources NNSW Area1 | DNSP Thermal Limit on Distributed Resources | 9171720 | 9196848 | 9171720 | 9171720 | 9171720 | 9196848 | 9171720 | 9171720 | 9171720 | 9196848 | 9171720 | 9171720 | 9171720 | 9196848 | 9171720 | 9171720 | 9171720 | 9196848 | 9171720 | 9171720 | 9171720 | 9196848 | 9171720 | 9171720
Option 2 AT | DNSP Thermal Limit on Distributed Resources NQ Area1 | DNSP Thermal Limit on Distributed Resources | 16915560 | 16961904 | 16915560 | 16915560 | 16915560 | 16961904 | 16915560 | 16915560 | 16915560 | 16961904 | 16915560 | 16915560 | 16915560 | 16961904 | 16915560 | 16915560 | 16915560 | 16961904 | 16915560 | 16915560 | 16915560 | 16961904 | 16915560 | 16915560
Option 2 AT | DNSP Thermal Limit on Distributed Resources NSA Area1 | DNSP Thermal Limit on Distributed Resources | 3039720 | 3048048 | 3039720 | 3039720 | 3039720 | 3048048 | 3039720 | 3039720 | 3039720 | 3048048 | 3039720 | 3039720 | 3039720 | 3048048 | 3039720 | 3039720 | 3039720 | 3048048 | 3039720 | 3039720 | 3039720 | 3048048 | 3039720 | 3039720
Option 2 AT | DNSP Thermal Limit on Distributed Resources SESA Area1 | DNSP Thermal Limit on Distributed Resources | 4476360 | 4488624 | 4476360 | 4476360 | 4476360 | 4488624 | 4476360 | 4476360 | 4476360 | 4488624 | 4476360 | 4476360 | 4476360 | 4488624 | 4476360 | 4476360 | 4476360 | 4488624 | 4476360 | 4476360 | 4476360 | 4488624 | 4476360 | 4476360
Option 2 AT | DNSP Thermal Limit on Distributed Resources SEV Area1 | DNSP Thermal Limit on Distributed Resources | 7191960 | 7211664 | 7191960 | 7191960 | 7191960 | 7211664 | 7191960 | 7191960 | 7191960 | 7211664 | 7191960 | 7191960 | 7191960 | 7211664 | 7191960 | 7191960 | 7191960 | 7211664 | 7191960 | 7191960 | 7191960 | 7211664 | 7191960 | 7191960
Option 2 AT | DNSP Thermal Limit on Distributed Resources SNSW Area1 | DNSP Thermal Limit on Distributed Resources | 6990480 | 7009632 | 6990480 | 6990480 | 6990480 | 7009632 | 6990480 | 6990480 | 6990480 | 7009632 | 6990480 | 6990480 | 6990480 | 7009632 | 6990480 | 6990480 | 6990480 | 7009632 | 6990480 | 6990480 | 6990480 | 7009632 | 6990480 | 6990480
Option 2 AT | DNSP Thermal Limit on Distributed Resources SNSW Area2 | DNSP Thermal Limit on Distributed Resources | 8059200 | 8081280 | 8059200 | 8059200 | 8059200 | 8081280 | 8059200 | 8059200 | 8059200 | 8081280 | 8059200 | 8059200 | 8059200 | 8081280 | 8059200 | 8059200 | 8059200 | 8081280 | 8059200 | 8059200 | 8059200 | 8081280 | 8059200 | 8059200
Option 2 AT | DNSP Thermal Limit on Distributed Resources SNW Area1 | DNSP Thermal Limit on Distributed Resources | 27366240 | 27441216 | 27366240 | 27366240 | 27366240 | 27441216 | 27366240 | 27366240 | 27366240 | 27441216 | 27366240 | 27366240 | 27366240 | 27441216 | 27366240 | 27366240 | 27366240 | 27441216 | 27366240 | 27366240 | 27366240 | 27441216 | 27366240 | 27366240
Option 2 AT | DNSP Thermal Limit on Distributed Resources SNW Area2 | DNSP Thermal Limit on Distributed Resources | 59734440 | 59898096 | 59734440 | 59734440 | 59734440 | 59898096 | 59734440 | 59734440 | 59734440 | 59898096 | 59734440 | 59734440 | 59734440 | 59898096 | 59734440 | 59734440 | 59734440 | 59898096 | 59734440 | 59734440 | 59734440 | 59898096 | 59734440 | 59734440
Option 2 AT | DNSP Thermal Limit on Distributed Resources SQ Area1 | DNSP Thermal Limit on Distributed Resources | 51018240 | 51158016 | 51018240 | 51018240 | 51018240 | 51158016 | 51018240 | 51018240 | 51018240 | 51158016 | 51018240 | 51018240 | 51018240 | 51158016 | 51018240 | 51018240 | 51018240 | 51158016 | 51018240 | 51018240 | 51018240 | 51158016 | 51018240 | 51018240
Option 2 AT | DNSP Thermal Limit on Distributed Resources TAS Area1 | DNSP Thermal Limit on Distributed Resources | 3468960 | 3478464 | 3468960 | 3468960 | 3468960 | 3478464 | 3468960 | 3468960 | 3468960 | 3478464 | 3468960 | 3468960 | 3468960 | 3478464 | 3468960 | 3468960 | 3468960 | 3478464 | 3468960 | 3468960 | 3468960 | 3478464 | 3468960 | 3468960
Option 2 AT | DNSP Thermal Limit on Distributed Resources WNV Area1 | DNSP Thermal Limit on Distributed Resources | 3460200 | 3469680 | 3460200 | 3460200 | 3460200 | 3469680 | 3460200 | 3460200 | 3460200 | 3469680 | 3460200 | 3460200 | 3460200 | 3469680 | 3460200 | 3460200 | 3460200 | 3469680 | 3460200 | 3460200 | 3460200 | 3469680 | 3460200 | 3460200
Option 2 AT | DNSP Thermal Limit on Distributed Resources WNV Area2 | DNSP Thermal Limit on Distributed Resources | 53295840 | 53441856 | 53295840 | 53295840 | 53295840 | 53441856 | 53295840 | 53295840 | 53295840 | 53441856 | 53295840 | 53295840 | 53295840 | 53441856 | 53295840 | 53295840 | 53295840 | 53441856 | 53295840 | 53295840 | 53295840 | 53441856 | 53295840 | 53295840
Option 2 AT | Daily H2 Limit NSW | H2 Infrastructure Limitations | 0 | 0 | 0 | 0 | 74.634 | 268.989 | 575.235 | 989.056 | 1356.255 | 1392.403 | 1344.782 | 1301.579 | 1257.998 | 1214.024 | 1169.674 | 1124.93 | 1079.804 | 1034.715 | 989.675 | 944.667 | 899.708 | 854.786 | 809.91 | 765.067
Option 2 AT | Daily H2 Limit QLD | H2 Infrastructure Limitations | 0 | 0 | 0 | 0 | 15.773 | 37.709 | 62.165 | 85.404 | 106.757 | 106.759 | 106.761 | 106.762 | 111.577 | 121.208 | 134.135 | 150.359 | 169.932 | 188.075 | 204.841 | 221.752 | 238.882 | 256.178 | 273.684 | 291.343
Option 2 AT | Daily H2 Limit SA | H2 Infrastructure Limitations | 0 | 0 | 0 | 0 | 385.412 | 720.661 | 902.016 | 989.345 | 996.365 | 783.66 | 598.563 | 598.559 | 598.557 | 598.557 | 598.557 | 598.559 | 598.563 | 598.565 | 598.565 | 598.565 | 598.566 | 598.566 | 598.566 | 598.566
Option 2 AT | Daily H2 Limit TAS | H2 Infrastructure Limitations | 0 | 0 | 0 | 0 | 0 | 0 | 285.209 | 568 | 568 | 568 | 568 | 568 | 568 | 507.339 | 507.339 | 507.339 | 507.339 | 507.339 | 507.339 | 507.339 | 507.339 | 507.339 | 507.339 | 507.339
Option 2 AT | Daily H2 Limit VIC | H2 Infrastructure Limitations | 0 | 0 | 0 | 0 | 355.986 | 1340.561 | 2953.724 | 5195.476 | 7403.019 | 7857.356 | 7857.356 | 7857.356 | 7857.356 | 7857.356 | 7857.356 | 7857.356 | 7857.356 | 7857.356 | 7857.356 | 7857.356 | 7857.356 | 7857.356 | 7857.356 | 7857.356
Option 2 AT | ExportGroup_CNSW1 | Group Network Export Constraints | 7139400 | 7158960 | 7139400 | 7139400 | 7139400 | 7158960 | 7139400 | 7139400 | 7139400 | 7158960 | 7139400 | 7139400 | 7139400 | 7158960 | 7139400 | 7139400 | 7139400 | 7158960 | 7139400 | 7139400 | 7139400 | 7158960 | 7139400 | 7139400
Option 2 AT | ExportGroup_CQ1 | Group Network Export Constraints | 16792320 | 16833120 | 16792320 | 16792320 | 16792320 | 16833120 | 16792320 | 16792320 | 16792320 | 16833120 | 16792320 | 16792320 | 16792320 | 16833120 | 16792320 | 16792320 | 16792320 | 16833120 | 16792320 | 16792320 | 16792320 | 16833120 | 16792320 | 16792320
Option 2 AT | ExportGroup_MN1 | Group Network Export Constraints | 15460080 | 15499200 | 15460080 | 15460080 | 15460080 | 15499200 | 15460080 | 15460080 | 15460080 | 15499200 | 15460080 | 15460080 | 15460080 | 15499200 | 15460080 | 15460080 | 15460080 | 15499200 | 15460080 | 15460080 | 15460080 | 15499200 | 15460080 | 15460080
Option 2 AT | ExportGroup_NET1 | Group Network Export Constraints | 14016000 | 14054400 | 14016000 | 14016000 | 14016000 | 14054400 | 14016000 | 14016000 | 14016000 | 14054400 | 14016000 | 14016000 | 14016000 | 14054400 | 14016000 | 14016000 | 14016000 | 14054400 | 14016000 | 14016000 | 14016000 | 14054400 | 14016000 | 14016000
Option 2 AT | ExportGroup_NQ1 | Group Network Export Constraints | 22380480 | 22438560 | 22380480 | 22380480 | 22380480 | 22438560 | 22380480 | 22380480 | 22380480 | 22438560 | 22380480 | 22380480 | 22380480 | 22438560 | 22380480 | 22380480 | 22380480 | 22438560 | 22380480 | 22380480 | 22380480 | 22438560 | 22380480 | 22380480
Option 2 AT | ExportGroup_NSA1 | Group Network Export Constraints | 5124600 | 5138640 | 5124600 | 5124600 | 5124600 | 5138640 | 5124600 | 5124600 | 5124600 | 5138640 | 5124600 | 5124600 | 5124600 | 5138640 | 5124600 | 5124600 | 5124600 | 5138640 | 5124600 | 5124600 | 5124600 | 5138640 | 5124600 | 5124600
Option 2 AT | ExportGroup_SEVIC1 | Group Network Export Constraints | 0 | 0 | 0 | 0 | 0 | 36892800 | 36792000 | 36792000 | 36792000 | 36892800 | 36792000 | 36792000 | 36792000 | 36892800 | 36792000 | 36792000 | 36792000 | 36892800 | 36792000 | 36792000 | 36792000 | 36892800 | 36792000 | 36792000
Option 2 AT | ExportGroup_SQ1 | Group Network Export Constraints | 12264000 | 12297600 | 12264000 | 12264000 | 12264000 | 12297600 | 12264000 | 12264000 | 12264000 | 12297600 | 12264000 | 12264000 | 12264000 | 12297600 | 12264000 | 12264000 | 12264000 | 12297600 | 12264000 | 12264000 | 12264000 | 12297600 | 12264000 | 12264000
Option 2 AT | ExportGroup_SWNSW1 | Group Network Export Constraints | 10512000 | 10540800 | 10512000 | 10512000 | 10512000 | 10540800 | 10512000 | 10512000 | 10512000 | 10540800 | 10512000 | 10512000 | 10512000 | 10540800 | 10512000 | 10512000 | 10512000 | 10540800 | 10512000 | 10512000 | 10512000 | 10540800 | 10512000 | 10512000
Option 2 AT | ExportGroup_SWNSW2 | Group Network Export Constraints | 0 | 0 | 0 | 0 | 0 | 22598400 | 38544000 | 38544000 | 38544000 | 38649600 | 38544000 | 38544000 | 38544000 | 38649600 | 38544000 | 38544000 | 38544000 | 38649600 | 38544000 | 38544000 | 38544000 | 38649600 | 38544000 | 38544000
Option 2 AT | ExportGroup_SWQLD1 | Group Network Export Constraints | 26280000 | 26352000 | 26280000 | 26280000 | 26280000 | 26352000 | 26280000 | 26280000 | 26280000 | 26352000 | 26280000 | 26280000 | 26280000 | 26352000 | 26280000 | 26280000 | 26280000 | 26352000 | 26280000 | 26280000 | 26280000 | 26352000 | 26280000 | 26280000
Option 2 AT | ExportGroup_SWV1 | Group Network Export Constraints | 21856200 | 21916080 | 21856200 | 21856200 | 21856200 | 21916080 | 21856200 | 21856200 | 21856200 | 21916080 | 21856200 | 21856200 | 21856200 | 21916080 | 21856200 | 21856200 | 21856200 | 21916080 | 21856200 | 21856200 | 21856200 | 21916080 | 21856200 | 21856200
Option 2 AT | ExportGroup_WNV1 | Group Network Export Constraints | 23802480 | 23851440 | 23802480 | 23802480 | 23802480 | 10851480 | 23802480 | 23802480 | 23802480 | 23851440 | 23802480 | 23802480 | 23802480 | 23851440 | 23802480 | 23802480 | 23802480 | 23851440 | 23802480 | 23802480 | 23802480 | 23851440 | 23802480 | 23802480
Option 2 AT | ExportGroup_WV1 | Group Network Export Constraints | 7860000 | 7878720 | 7860000 | 7860000 | 7860000 | 7878720 | 7860000 | 7860000 | 7860000 | 7878720 | 7860000 | 7860000 | 7860000 | 7878720 | 7860000 | 7860000 | 7860000 | 7878720 | 7860000 | 7860000 | 7860000 | 7878720 | 7860000 | 7860000
Option 2 AT | ExportLimit_DN1_Dubbo | Distribution REZ Export Constraints | 0 | 0 | 0 | 0 | 0 | 0 | 0 | 0 | 0 | 0 | 0 | 0 | 0 | 0 | 0 | 0 | 0 | 0 | 0 | 0 | 0 | 0 | 0 | 0
Option 2 AT | ExportLimit_DN2_Yass | Distribution REZ Export Constraints | 0 | 0 | 0 | 0 | 0 | 0 | 0 | 0 | 0 | 0 | 0 | 0 | 0 | 0 | 0 | 0 | 0 | 0 | 0 | 0 | 0 | 0 | 0 | 0
Option 2 AT | ExportLimit_DN3_Marulan | Distribution REZ Export Constraints | 0 | 0 | 0 | 0 | 0 | 0 | 0 | 0 | 0 | 0 | 0 | 0 | 0 | 0 | 0 | 0 | 0 | 0 | 0 | 0 | 0 | 0 | 0 | 0
Option 2 AT | ExportLimit_N10_Hunter Coast | REZ Network Export Constraints | 49494000 | 49629600 | 49494000 | 49494000 | 49494000 | 49629600 | 49494000 | 49494000 | 49494000 | 49629600 | 49494000 | 49494000 | 49494000 | 49629600 | 49494000 | 49494000 | 49494000 | 49629600 | 49494000 | 49494000 | 49494000 | 49629600 | 49494000 | 49494000
Option 2 AT | ExportLimit_N11_Illawarra Coast | REZ Network Export Constraints | 8760000 | 8784000 | 8760000 | 8760000 | 8760000 | 8784000 | 8760000 | 8760000 | 8760000 | 8784000 | 8760000 | 8760000 | 8760000 | 8784000 | 8760000 | 8760000 | 8760000 | 8784000 | 8760000 | 8760000 | 8760000 | 8784000 | 8760000 | 8760000
Option 2 AT | ExportLimit_N12_Illawarra | REZ Network Export Constraints | 8760000 | 8784000 | 8760000 | 8760000 | 8760000 | 8784000 | 8760000 | 8760000 | 8760000 | 8784000 | 8760000 | 8760000 | 8760000 | 8784000 | 8760000 | 8760000 | 8760000 | 8784000 | 8760000 | 8760000 | 8760000 | 8784000 | 8760000 | 8760000
Option 2 AT | ExportLimit_N13_South Cobar | REZ Network Export Constraints | 995328 | 997872 | 995328 | 995328 | 995328 | 997872 | 995328 | 995328 | 995328 | 997872 | 995328 | 995328 | 995328 | 997872 | 995328 | 995328 | 995328 | 997872 | 995328 | 995328 | 995328 | 997872 | 995328 | 995328
Option 2 AT | ExportLimit_N1_North West NSW | REZ Network Export Constraints | 1497960 | 1502064 | 1497960 | 1497960 | 1497960 | 1502064 | 1497960 | 1497960 | 1497960 | 1502064 | 1497960 | 1497960 | 1497960 | 1502064 | 1497960 | 1497960 | 1497960 | 1502064 | 1497960 | 1497960 | 1497960 | 1502064 | 1497960 | 1497960
Option 2 AT | ExportLimit_N2_New England | REZ Network Export Constraints | 5054520 | 5068368 | 5054520 | 5054520 | 5054520 | 5068368 | 5054520 | 5054520 | 5054520 | 5068368 | 5054520 | 5054520 | 5054520 | 5068368 | 5054520 | 5054520 | 5054520 | 5068368 | 5054520 | 5054520 | 5054520 | 5068368 | 5054520 | 5054520
Option 2 AT | ExportLimit_N3_Central-West Orana | REZ Network Export Constraints | 7884000 | 7905600 | 7884000 | 7884000 | 7884000 | 7905600 | 7884000 | 7884000 | 7884000 | 7905600 | 7884000 | 7884000 | 7884000 | 7905600 | 7884000 | 7884000 | 7884000 | 7905600 | 7884000 | 7884000 | 7884000 | 7905600 | 7884000 | 7884000
Option 2 AT | ExportLimit_N4_Broken Hill | REZ Network Export Constraints | 2190000 | 2196000 | 2190000 | 2190000 | 2190000 | 2196000 | 2190000 | 2190000 | 2190000 | 2196000 | 2190000 | 2190000 | 2190000 | 2196000 | 2190000 | 2190000 | 2190000 | 2196000 | 2190000 | 2190000 | 2190000 | 2196000 | 2190000 | 2190000
Option 2 AT | ExportLimit_N5_South West NSW | REZ Network Export Constraints | 3942000 | 3952800 | 3942000 | 3942000 | 3942000 | 3952800 | 3942000 | 3942000 | 3942000 | 3952800 | 3942000 | 3942000 | 3942000 | 3952800 | 3942000 | 3942000 | 3942000 | 3952800 | 3942000 | 3942000 | 3942000 | 3952800 | 3942000 | 3942000
Option 2 AT | ExportLimit_N6_Wagga Wagga | REZ Network Export Constraints | 9636000 | 9662400 | 9636000 | 9636000 | 9636000 | 9662400 | 9636000 | 9636000 | 9636000 | 9662400 | 9636000 | 9636000 | 9636000 | 9662400 | 9636000 | 9636000 | 9636000 | 9662400 | 9636000 | 9636000 | 9636000 | 9662400 | 9636000 | 9636000
Option 2 AT | ExportLimit_N7_Tumut | REZ Network Export Constraints | 0 | 0 | 0 | 0 | 0 | 0 | 0 | 0 | 0 | 0 | 0 | 0 | 0 | 0 | 0 | 0 | 0 | 0 | 0 | 0 | 0 | 0 | 0 | 0
Option 2 AT | ExportLimit_N8_Cooma-Monaro | REZ Network Export Constraints | 3066000 | 3074400 | 3066000 | 3066000 | 3066000 | 3074400 | 3066000 | 3066000 | 3066000 | 3074400 | 3066000 | 3066000 | 3066000 | 3074400 | 3066000 | 3066000 | 3066000 | 3074400 | 3066000 | 3066000 | 3066000 | 3074400 | 3066000 | 3066000
Option 2 AT | ExportLimit_N9_Hunter-Central Coast | REZ Network Export Constraints | 3504000 | 3513600 | 3504000 | 3504000 | 3504000 | 3513600 | 3504000 | 3504000 | 3504000 | 3513600 | 3504000 | 3504000 | 3504000 | 3513600 | 3504000 | 3504000 | 3504000 | 3513600 | 3504000 | 3504000 | 3504000 | 3513600 | 3504000 | 3504000
Option 2 AT | ExportLimit_Q1_Far North Qld | REZ Network Export Constraints | 6570000 | 6588000 | 6570000 | 6570000 | 6570000 | 6588000 | 6570000 | 6570000 | 6570000 | 6588000 | 6570000 | 6570000 | 6570000 | 6588000 | 6570000 | 6570000 | 6570000 | 6588000 | 6570000 | 6570000 | 6570000 | 6588000 | 6570000 | 6570000
Option 2 AT | ExportLimit_Q2_North Qld Clean Energy Hub | REZ Network Export Constraints | 6132000 | 6148800 | 6132000 | 6132000 | 6132000 | 6148800 | 6132000 | 6132000 | 6132000 | 6148800 | 6132000 | 6132000 | 6132000 | 6148800 | 6132000 | 6132000 | 6132000 | 6148800 | 6132000 | 6132000 | 6132000 | 6148800 | 6132000 | 6132000
Option 2 AT | ExportLimit_Q5_Barcaldine | REZ Network Export Constraints | 744600 | 746640 | 744600 | 744600 | 744600 | 746640 | 744600 | 744600 | 744600 | 746640 | 744600 | 744600 | 744600 | 746640 | 744600 | 744600 | 744600 | 746640 | 744600 | 744600 | 744600 | 746640 | 744600 | 744600
Option 2 AT | ExportLimit_Q9_Banana | REZ Network Export Constraints | 1314000 | 1317600 | 1314000 | 1314000 | 1314000 | 1317600 | 1314000 | 1314000 | 1314000 | 1317600 | 1314000 | 1314000 | 1314000 | 1317600 | 1314000 | 1314000 | 1314000 | 1317600 | 1314000 | 1314000 | 1314000 | 1317600 | 1314000 | 1314000
Option 2 AT | ExportLimit_S2_Riverland | REZ Network Export Constraints | 1138800 | 1141920 | 1138800 | 1138800 | 1138800 | 1141920 | 1138800 | 1138800 | 1138800 | 1141920 | 1138800 | 1138800 | 1138800 | 1141920 | 1138800 | 1138800 | 1138800 | 1141920 | 1138800 | 1138800 | 1138800 | 1141920 | 1138800 | 1138800
Option 2 AT | ExportLimit_S4_Yorke Peninsula | REZ Network Export Constraints | 876000 | 878400 | 876000 | 876000 | 876000 | 878400 | 876000 | 876000 | 876000 | 878400 | 876000 | 876000 | 876000 | 878400 | 876000 | 876000 | 876000 | 878400 | 876000 | 876000 | 876000 | 878400 | 876000 | 876000
Option 2 AT | ExportLimit_S6_Roxby Downs | REZ Network Export Constraints | 4380000 | 4392000 | 4380000 | 4380000 | 4380000 | 4392000 | 4380000 | 4380000 | 4380000 | 4392000 | 4380000 | 4380000 | 4380000 | 4392000 | 4380000 | 4380000 | 4380000 | 4392000 | 4380000 | 4380000 | 4380000 | 4392000 | 4380000 | 4380000
Option 2 AT | ExportLimit_S7_Eastern Eyre Peninsula | REZ Network Export Constraints | 2628000 | 2635200 | 2628000 | 2628000 | 2628000 | 2635200 | 2628000 | 2628000 | 2628000 | 2635200 | 2628000 | 2628000 | 2628000 | 2635200 | 2628000 | 2628000 | 2628000 | 2635200 | 2628000 | 2628000 | 2628000 | 2635200 | 2628000 | 2628000
Option 2 AT | ExportLimit_S8_Western Eyre Peninsula | REZ Network Export Constraints | 0 | 0 | 0 | 0 | 0 | 0 | 0 | 0 | 0 | 0 | 0 | 0 | 0 | 0 | 0 | 0 | 0 | 0 | 0 | 0 | 0 | 0 | 0 | 0
Option 2 AT | ExportLimit_T1_North East Tasmania | REZ Network Export Constraints | 3504000 | 3513600 | 3504000 | 3504000 | 3504000 | 3513600 | 3504000 | 3504000 | 3504000 | 3513600 | 3504000 | 3504000 | 3504000 | 3513600 | 3504000 | 3504000 | 3504000 | 3513600 | 3504000 | 3504000 | 3504000 | 3513600 | 3504000 | 3504000
Option 2 AT | ExportLimit_T2_North West Tasmania | REZ Network Export Constraints | 1337520 | 1344168 | 1337520 | 1337520 | 1337520 | 1344168 | 1337520 | 1337520 | 1337520 | 1344168 | 1337520 | 1337520 | 1337520 | 1344168 | 1337520 | 1337520 | 1337520 | 1344168 | 1337520 | 1337520 | 1337520 | 1344168 | 1337520 | 1337520
Option 2 AT | ExportLimit_T3_Central Highlands | REZ Network Export Constraints | 7080120 | 7096968 | 7080120 | 7080120 | 7080120 | 7096968 | 7080120 | 7080120 | 7080120 | 7096968 | 7080120 | 7080120 | 7080120 | 7096968 | 7080120 | 7080120 | 7080120 | 7096968 | 7080120 | 7080120 | 7080120 | 7096968 | 7080120 | 7080120
Option 2 AT | ExportLimit_V1_North West VIC | REZ Network Export Constraints | 4932960 | 4943520 | 4932960 | 4932960 | 4932960 | 4943520 | 4932960 | 4932960 | 4932960 | 4943520 | 4932960 | 4932960 | 4932960 | 4943520 | 4932960 | 4932960 | 4932960 | 4943520 | 4932960 | 4932960 | 4932960 | 4943520 | 4932960 | 4932960
Option 2 AT | ExportLimit_V2_Central Highlands VIC | REZ Network Export Constraints | 6283200 | 6297600 | 6283200 | 6283200 | 6283200 | 6297600 | 6283200 | 6283200 | 6283200 | 6297600 | 6283200 | 6283200 | 6283200 | 6297600 | 6283200 | 6283200 | 6283200 | 6297600 | 6283200 | 6283200 | 6283200 | 6297600 | 6283200 | 6283200
Option 2 AT | ExportLimit_V7_Central North VIC | REZ Network Export Constraints | 9032400 | 9048000 | 9032400 | 9032400 | 9032400 | 9048000 | 9032400 | 9032400 | 9032400 | 9048000 | 9032400 | 9032400 | 9032400 | 9048000 | 9032400 | 9032400 | 9032400 | 9048000 | 9032400 | 9032400 | 9032400 | 9048000 | 9032400 | 9032400
Option 2 AT | ExportLimit_V8_Gippsland Offshore | REZ Network Export Constraints | 0 | 0 | 0 | 0 | 0 | 0 | 0 | 0 | 0 | 0 | 0 | 0 | 0 | 0 | 0 | 0 | 0 | 0 | 0 | 0 | 0 | 0 | 0 | 0
Option 2 AT | GG H2 Green Commodities Consumption Purchaser | Subregion flexible electricity load for Green Commodities H2 | 0 | 0 | 0 | 0 | 0 | 0 | 0 | 1243.9024 | 2445.4029 | 2896.4216 | 3364.5584 | 3841.3907 | 4350.9383 | 4921.4463 | 5564.488 | 6283.3174 | 7180.2689 | 8177.0081 | 9289.0636 | 10516.127 | 11871.6977 | 13346.9531 | 14777.1429 | 16010.2961
Option 2 AT | Gas Zone Daily Offtake Limit Colongra | Gas Infrastructure Limitations by Gas Zone | 41879.82 | 50542.91 | 57971.71 | 61765.34 | 66843.16 | 67843.02 | 67688.79 | 66721.54 | 66449.16 | 66734.17 | 66095.12 | 70177.99 | 74433.28 | 74627.23 | 74570.97 | 74303.67 | 74244.75 | 74394.24 | 73187.17 | 73187.17 | 73187.17 | 73386.93 | 73187.17 | 73187.17
Option 2 AT | Gas Zone Daily Offtake Limit Gippsland | Gas Infrastructure Limitations by Gas Zone | 14724.1 | 14764.44 | 14724.1 | 14724.1 | 14724.1 | 14764.44 | 14724.1 | 14724.1 | 14724.1 | 14764.44 | 14724.1 | 14724.1 | 14724.1 | 14764.44 | 14724.1 | 14724.1 | 14724.1 | 14764.44 | 14724.1 | 14724.1 | 14724.1 | 14764.44 | 14724.1 | 14724.1
Option 2 AT | Gas Zone Daily Offtake Limit Gladstone | Gas Infrastructure Limitations by Gas Zone | 265044.59 | 357925.68 | 308381.32 | 290166.05 | 284201.7 | 243250.89 | 269242.14 | 309650.83 | 287556.46 | 281704.1 | 273325.44 | 251767.73 | 227996.47 | 234079.69 | 232661.9 | 232400.28 | 235892.56 | 176388.68 | 158557.37 | 158557.37 | 158557.37 | 159003.62 | 158557.37 | 158557.37
Option 2 AT | Gas Zone Daily Offtake Limit Kurri Kurri | Gas Infrastructure Limitations by Gas Zone | 2658.55 | 8968 | 17536 | 37013.27 | 56657.63 | 56607.44 | 55475.1 | 56537.6 | 57933.48 | 59464.67 | 60379.09 | 59196.64 | 59094.24 | 58704.75 | 58072.28 | 59023.02 | 59849.37 | 58384.88 | 56415.68 | 56415.68 | 56415.68 | 56564.51 | 56415.68 | 56415.68
Option 2 AT | Gas Zone Daily Offtake Limit Laverton North | Gas Infrastructure Limitations by Gas Zone | 21900 | 21960 | 21900 | 21900 | 21900 | 21960 | 21900 | 21900 | 21900 | 21960 | 21900 | 21900 | 21900 | 21960 | 21900 | 21900 | 21900 | 21960 | 21900 | 21900 | 21900 | 21960 | 21900 | 21900
Option 2 AT | Gas Zone Daily Offtake Limit Melbourne | Gas Infrastructure Limitations by Gas Zone | 28515.22 | 28524.79 | 28881.15 | 28850.74 | 27965.41 | 28645.47 | 26889.4 | 28909.21 | 29117.93 | 29027.11 | 28973.63 | 29088.16 | 29207.84 | 29288.2 | 29241.32 | 29224.26 | 29234.6 | 29323.92 | 29243.8 | 29243.8 | 29243.8 | 29323.92 | 29243.8 | 29243.8
Option 2 AT | Gas Zone Daily Offtake Limit Moomba | Gas Infrastructure Limitations by Gas Zone | 388548.07 | 489435.96 | 455252.92 | 444260.78 | 444645.6 | 399542.88 | 460260.61 | 568834.86 | 590332.59 | 588906.21 | 579550.32 | 564015.54 | 543042.12 | 552252.47 | 553726.18 | 553337.45 | 557184.27 | 498223.83 | 476685.53 | 476685.53 | 476685.53 | 478081.41 | 476685.53 | 476685.53
Option 2 AT | Gas Zone Daily Offtake Limit NQGP | Gas Infrastructure Limitations by Gas Zone | 1497603.76 | 1495424.69 | 1488176.69 | 1534002.15 | 1566030.62 | 1508744.62 | 1418292.6 | 1348696.84 | 1294883.54 | 1234257.21 | 1172134.56 | 1117981.94 | 1059354.47 | 994557.63 | 927441.72 | 861796.9 | 788351.49 | 720693.12 | 682291.81 | 682291.81 | 682291.81 | 684160.36 | 682291.81 | 682291.81
Option 2 AT | Gas Zone Daily Offtake Limit Newcastle | Gas Infrastructure Limitations by Gas Zone | 251664.58 | 242379.73 | 222930.89 | 205358.73 | 197911.07 | 181852.97 | 206642.26 | 255364.77 | 265827.57 | 248221.02 | 251122.8 | 228355.71 | 216986.34 | 232295.59 | 226476.07 | 204525.73 | 197322.21 | 204771.74 | 193039.09 | 193039.09 | 193039.09 | 193621 | 193039.09 | 193039.09
Option 2 AT | Gas Zone Daily Offtake Limit Northern | Gas Infrastructure Limitations by Gas Zone | 40150 | 40260 | 40150 | 40150 | 40150 | 40260 | 40150 | 40150 | 40150 | 40260 | 40150 | 40150 | 40150 | 40260 | 40150 | 40150 | 40150 | 40260 | 40150 | 40150 | 40150 | 40260 | 40150 | 40150
Option 2 AT | Gas Zone Daily Offtake Limit Port Campbell | Gas Infrastructure Limitations by Gas Zone | 5651.25 | 5678.5 | 5764.54 | 45998.56 | 95830.22 | 108048.59 | 110405.31 | 109725.8 | 108667.53 | 108028.7 | 107059.12 | 106029.2 | 104751.33 | 103838.16 | 102510.08 | 96228.81 | 89533.07 | 87982.87 | 85966.01 | 85966.01 | 85966.01 | 86204.34 | 85966.01 | 85966.01
Option 2 AT | Gas Zone Daily Offtake Limit Southern | Gas Infrastructure Limitations by Gas Zone | 273344.83 | 272848.54 | 265444.03 | 285425.6 | 285391.95 | 245014.52 | 407032.11 | 569338.22 | 600230.84 | 594680.68 | 569674.83 | 578199.01 | 521586.92 | 516124.96 | 490096.84 | 488236.68 | 514573.32 | 542760.49 | 539044.9 | 539044.9 | 539044.9 | 540533.12 | 539044.9 | 539044.9
Option 2 AT | Gordon Min Gen | Hydro min release | 32.85 | 32.85 | 32.85 | 32.85 | 32.85 | 32.85 | 32.85 | 32.85 | 32.85 | 32.85 | 32.85 | 32.85 | 32.85 | 32.85 | 32.85 | 32.85 | 32.85 | 32.85 | 32.85 | 32.85 | 32.85 | 32.85 | 32.85 | 32.85
Option 2 AT | ImportGroup_N9_Hydrogen | Group Network Import Constraints | 8935200 | 8959680 | 8935200 | 8935200 | 8935200 | 8959680 | 8935200 | 8935200 | 8935200 | 8959680 | 8935200 | 8935200 | 8935200 | 8959680 | 8935200 | 8935200 | 8935200 | 8959680 | 8935200 | 8935200 | 8935200 | 8959680 | 8935200 | 8935200
Option 2 AT | ImportGroup_NSA1 | Group Network Import Constraints | 5168400 | 5182560 | 5168400 | 5168400 | 5168400 | 5182560 | 5168400 | 5168400 | 5168400 | 5182560 | 5168400 | 5168400 | 5168400 | 5182560 | 5168400 | 5168400 | 5168400 | 5182560 | 5168400 | 5168400 | 5168400 | 5182560 | 5168400 | 5168400
Option 2 AT | ImportGroup_Q1_Hydrogen | Group Network Import Constraints | 4292400 | 4304160 | 4292400 | 4292400 | 4292400 | 4304160 | 4292400 | 4292400 | 4292400 | 4304160 | 4292400 | 4292400 | 4292400 | 4304160 | 4292400 | 4292400 | 4292400 | 4304160 | 4292400 | 4292400 | 4292400 | 4304160 | 4292400 | 4292400
Option 2 AT | ImportGroup_Q4_Hydrogen | Group Network Import Constraints | 8409600 | 8432640 | 8409600 | 8409600 | 8409600 | 8432640 | 8409600 | 8409600 | 8409600 | 8432640 | 8409600 | 8409600 | 8409600 | 8432640 | 8409600 | 8409600 | 8409600 | 8432640 | 8409600 | 8409600 | 8409600 | 8432640 | 8409600 | 8409600
Option 2 AT | ImportGroup_Q7_Hydrogen | Group Network Import Constraints | 9198000 | 9223200 | 9198000 | 9198000 | 9198000 | 9223200 | 9198000 | 9198000 | 9198000 | 9223200 | 9198000 | 9198000 | 9198000 | 9223200 | 9198000 | 9198000 | 9198000 | 9223200 | 9198000 | 9198000 | 9198000 | 9223200 | 9198000 | 9198000
Option 2 AT | ImportLimit_DN1_Dubbo | Distribution REZ Import Constraints | 0 | 0 | 0 | 0 | 0 | 0 | 0 | 0 | 0 | 0 | 0 | 0 | 0 | 0 | 0 | 0 | 0 | 0 | 0 | 0 | 0 | 0 | 0 | 0
Option 2 AT | ImportLimit_DN3_Marulan | Distribution REZ Import Constraints | 0 | 0 | 0 | 0 | 0 | 0 | 0 | 0 | 0 | 0 | 0 | 0 | 0 | 0 | 0 | 0 | 0 | 0 | 0 | 0 | 0 | 0 | 0 | 0
Option 2 AT | ImportLimit_N12_Illawarra | REZ Network Import Constraints | 8760000 | 8784000 | 8760000 | 8760000 | 8760000 | 8784000 | 8760000 | 8760000 | 8760000 | 8784000 | 8760000 | 8760000 | 8760000 | 8784000 | 8760000 | 8760000 | 8760000 | 8784000 | 8760000 | 8760000 | 8760000 | 8784000 | 8760000 | 8760000
Option 2 AT | ImportLimit_N1_North West NSW | REZ Network Import Constraints | 490560 | 491904 | 490560 | 490560 | 490560 | 491904 | 490560 | 490560 | 490560 | 491904 | 490560 | 490560 | 490560 | 491904 | 490560 | 490560 | 490560 | 491904 | 490560 | 490560 | 490560 | 491904 | 490560 | 490560
Option 2 AT | ImportLimit_N3_Central-West Orana | REZ Network Import Constraints | 7884000 | 7905600 | 7884000 | 7884000 | 7884000 | 7905600 | 7884000 | 7884000 | 7884000 | 7905600 | 7884000 | 7884000 | 7884000 | 7905600 | 7884000 | 7884000 | 7884000 | 7905600 | 7884000 | 7884000 | 7884000 | 7905600 | 7884000 | 7884000
Option 2 AT | ImportLimit_N8_Cooma-Monaro | REZ Network Import Constraints | 1182600 | 1185840 | 1182600 | 1182600 | 1182600 | 1185840 | 1182600 | 1182600 | 1182600 | 1185840 | 1182600 | 1182600 | 1182600 | 1185840 | 1182600 | 1182600 | 1182600 | 1185840 | 1182600 | 1182600 | 1182600 | 1185840 | 1182600 | 1182600
Option 2 AT | ImportLimit_Q1_Far North Qld | REZ Network Import Constraints | 805920 | 808128 | 805920 | 805920 | 805920 | 808128 | 805920 | 805920 | 805920 | 808128 | 805920 | 805920 | 805920 | 808128 | 805920 | 805920 | 805920 | 808128 | 805920 | 805920 | 805920 | 808128 | 805920 | 805920
Option 2 AT | ImportLimit_S3_Mid-North SA | REZ Network Import Constraints | 3924480 | 3935232 | 3924480 | 3924480 | 3924480 | 3935232 | 3924480 | 3924480 | 3924480 | 3935232 | 3924480 | 3924480 | 3924480 | 3935232 | 3924480 | 3924480 | 3924480 | 3935232 | 3924480 | 3924480 | 3924480 | 3935232 | 3924480 | 3924480
Option 2 AT | ImportLimit_S7_Eastern Eyre Peninsula | REZ Network Import Constraints | 1322760 | 1326384 | 1322760 | 1322760 | 1322760 | 1326384 | 1322760 | 1322760 | 1322760 | 1326384 | 1322760 | 1322760 | 1322760 | 1326384 | 1322760 | 1322760 | 1322760 | 1326384 | 1322760 | 1322760 | 1322760 | 1326384 | 1322760 | 1322760
Option 2 AT | ImportLimit_T1_North East Tasmania | REZ Network Import Constraints | 3942000 | 3952800 | 3942000 | 3942000 | 3942000 | 3952800 | 3942000 | 3942000 | 3942000 | 3952800 | 3942000 | 3942000 | 3942000 | 3952800 | 3942000 | 3942000 | 3942000 | 3952800 | 3942000 | 3942000 | 3942000 | 3952800 | 3942000 | 3942000
Option 2 AT | ImportLimit_T3_Central Highlands | REZ Network Import Constraints | 4818000 | 4831200 | 4818000 | 4818000 | 4818000 | 4831200 | 4818000 | 4818000 | 4818000 | 4831200 | 4818000 | 4818000 | 4818000 | 4831200 | 4818000 | 4818000 | 4818000 | 4831200 | 4818000 | 4818000 | 4818000 | 4831200 | 4818000 | 4818000
Option 2 AT | ImportLimit_V1_North West VIC | REZ Network Import Constraints | 3241200 | 3250080 | 3241200 | 3241200 | 3241200 | 3250080 | 3241200 | 3241200 | 3241200 | 3250080 | 3241200 | 3241200 | 3241200 | 3250080 | 3241200 | 3241200 | 3241200 | 3250080 | 3241200 | 3241200 | 3241200 | 3250080 | 3241200 | 3241200
Option 2 AT | ImportLimit_V5_South West VIC | REZ Network Import Constraints | 27856800 | 27933120 | 27856800 | 27856800 | 27856800 | 27933120 | 27856800 | 27856800 | 27856800 | 27933120 | 27856800 | 27856800 | 27856800 | 27933120 | 27856800 | 27856800 | 27856800 | 27933120 | 27856800 | 27856800 | 27856800 | 27933120 | 27856800 | 27856800
Option 2 AT | ImportLimit_V7_Central North VIC | REZ Network Import Constraints | 4380000 | 4392000 | 4380000 | 4380000 | 4380000 | 4392000 | 4380000 | 4380000 | 4380000 | 4392000 | 4380000 | 4380000 | 4380000 | 4392000 | 4380000 | 4380000 | 4380000 | 4392000 | 4380000 | 4380000 | 4380000 | 4392000 | 4380000 | 4380000
Option 2 AT | Kareeya Min Gen | Hydro min release | 10.95 | 10.95 | 10.95 | 10.95 | 10.95 | 10.95 | 10.95 | 10.95 | 10.95 | 10.95 | 10.95 | 10.95 | 10.95 | 10.95 | 10.95 | 10.95 | 10.95 | 10.95 | 10.95 | 10.95 | 10.95 | 10.95 | 10.95 | 10.95
Option 2 AT | Liapootah Min Gen | Hydro min release | 43.8 | 43.8 | 43.8 | 43.8 | 43.8 | 43.8 | 43.8 | 43.8 | 43.8 | 43.8 | 43.8 | 43.8 | 43.8 | 43.8 | 43.8 | 43.8 | 43.8 | 43.8 | 43.8 | 43.8 | 43.8 | 43.8 | 43.8 | 43.8
Option 2 AT | N >> 11-0_17-0 | NetworkConstraints | 35755047.765 | 39755708.84 | 39403879.99 | 39327840.265 | 35753288.18 | 36263669.755 | 36502852.575 | 36195345.775 | 36519436.925 | 36932628.945 | 37069655.925 | 37302515.395 | 37701533.025 | 38054020.485 | 38132032.67 | 38486427.35 | 38367265.54 | 38821703.61 | 39325834.825 | 39746956.47 | 40001424.415 | 40500256.82 | 40633010.645 | 41184479.605
Option 2 AT | N >> 11-0_39/1 | NetworkConstraints | 0 | 0 | 0 | 0 | 47197033.6 | 47894966.53 | 48227653.505 | 48412478.235 | 48871088.185 | 49447981.235 | 49649483.78 | 49979113.05 | 50543264.005 | 51034645.945 | 51152600.43 | 51653301.715 | 51484729.195 | 52120105.365 | 52840203.505 | 53435264.215 | 53795794.565 | 54493487.9 | 54688798.39 | 55468364.2
Option 2 AT | N >> 12-0_14-0_R | NetworkConstraints | 59131679.77 | 60316110.84 | 61753742.005 | 66964055.65 | 78615497.655 | 80793534.73 | 82135411.02 | 83767287.985 | 85291768.015 | 86999277.04 | 87878011.53 | 88974480.54 | 90846757.14 | 92272456.425 | 92873223.26 | 94532669.52 | 93972622.205 | 95875259.83 | 98472367.095 | 100445087.89 | 101646298.895 | 103752953.31 | 104610181.725 | 107196568.155
Option 2 AT | N >> 12-0_39-1_R | NetworkConstraints | 66750057.55 | 68314951.24 | 69588702.92 | 72138216.09 | 0 | 0 | 0 | 0 | 0 | 0 | 0 | 0 | 0 | 0 | 0 | 0 | 0 | 0 | 0 | 0 | 0 | 0 | 0 | 0
Option 2 AT | N >> 12-0_39/1_R | NetworkConstraints | 0 | 0 | 0 | 0 | 78695828.955 | 80984158.41 | 82410647.915 | 83784138.36 | 85380234.58 | 87157734.025 | 88087971.905 | 89235955.485 | 91196184.505 | 92678639.08 | 93317844.63 | 95055247.135 | 94468889.365 | 96450689.65 | 99180020.035 | 101245406.39 | 102503055.715 | 104698455.325 | 105606172.91 | 108314060.51
Option 2 AT | N >> 16-0_39/1_R | NetworkConstraints | 0 | 0 | 0 | 0 | 43604702.07 | 44033377.245 | 44172311.995 | 43721003.175 | 43959600.59 | 44307349.745 | 44364413.725 | 44536002.995 | 44829123.34 | 45132692.525 | 45146263.82 | 45406135.775 | 45318474.225 | 45696751.035 | 46022905.33 | 46331815.525 | 46519739.705 | 46930022.38 | 46983762.835 | 47388698.86
Option 2 AT | N >> 16-0_8-0_R | NetworkConstraints | 34578760.44 | 44424295.76 | 43668141.09 | 43629957.63 | 34801479.605 | 34955789.13 | 34917786.155 | 34276240.66 | 34313696.82 | 34440241.875 | 34377237.755 | 34404184.315 | 34450171.475 | 34569801.545 | 34499973.51 | 34540729.235 | 34526971.525 | 34658326.46 | 34637494.88 | 34685941 | 34715471.905 | 34851801.085 | 34788285.33 | 34851796.965
Option 2 AT | N >> 17-0_11-0 | NetworkConstraints | 36876541.435 | 41924356.495 | 41094279.16 | 40299156.23 | 35995876.215 | 36477766.6 | 36691811.37 | 35940424.37 | 36223458.59 | 36595953.97 | 36704028.3 | 36907356.3 | 37255958.12 | 37575331.8 | 37631878.615 | 37941594.825 | 37837515.25 | 38245999.22 | 38674914.7 | 39042921.845 | 39265031.66 | 39712423.41 | 39816807.22 | 40298633.785
Option 2 AT | N >> 17-0_39/1 | NetworkConstraints | 0 | 0 | 0 | 0 | 49200732.355 | 49846472.575 | 50126088.985 | 49084502.485 | 49452853.1 | 49943558.575 | 50078129.335 | 50342837.68 | 50796145.475 | 51218018 | 51285498.455 | 51687961.5 | 51552547.005 | 52090178.825 | 52641621.425 | 53119897.57 | 53409300.77 | 53997181.285 | 54126833.625 | 54753281.355
Option 2 AT | N >> 18-0_5-0 | NetworkConstraints | 0 | 0 | 0 | 6224064.73 | 0 | 0 | 0 | 0 | 0 | 0 | 0 | 0 | 0 | 0 | 0 | 0 | 0 | 0 | 0 | 0 | 0 | 0 | 0 | 0
Option 2 AT | N >> 18-0_5-0_R | NetworkConstraints | 13346411.225 | 12581822.155 | 12495636.785 | 4292505.145 | 12534909.055 | 12615410.42 | 12626106.95 | 12564180.64 | 12615085.015 | 12698398.95 | 12701854.055 | 12738224.57 | 12801740.145 | 12874840.71 | 12869095.675 | 12926134.28 | 12907331.74 | 12996924.305 | 13059565.445 | 13127193.415 | 13166396.2 | 13263828.16 | 13266871 | 13354873.055
Option 2 AT | N >> 31-0_32-0 | NetworkConstraints | 74150391.77 | 83581897.55 | 84247500.155 | 94677530.08 | 0 | 0 | 0 | 0 | 0 | 0 | 0 | 0 | 0 | 0 | 0 | 0 | 0 | 0 | 0 | 0 | 0 | 0 | 0 | 0
Option 2 AT | N >> 32-0_31-0 | NetworkConstraints | 65140431.31 | 66783541.055 | 67359115.6 | 75478913.395 | 0 | 0 | 0 | 0 | 0 | 0 | 0 | 0 | 0 | 0 | 0 | 0 | 0 | 0 | 0 | 0 | 0 | 0 | 0 | 0
Option 2 AT | N >> 32/2_31-0 | NetworkConstraints | 0 | 0 | 0 | 0 | 83388542.26 | 84633888.325 | 85202400.03 | 85401890.945 | 86155001.755 | 87121389.625 | 87432504.85 | 87974320.92 | 88898824.475 | 89726298.53 | 89900162.115 | 90719336.425 | 90442726.275 | 91505769.79 | 92664731.69 | 93638554.21 | 94232411.45 | 95395492.35 | 95696137.075 | 96972986.07
Option 2 AT | N >> 32/2_38/2 | NetworkConstraints | 0 | 0 | 0 | 0 | 85591525.57 | 86949137.52 | 87594826.93 | 87755211.815 | 88585227.85 | 89632863.5 | 89993190.425 | 90590325.065 | 91609256.335 | 92503779.23 | 92712824.81 | 93615687.92 | 93310823.61 | 94464964.615 | 95759792.11 | 96833103.205 | 97487567.57 | 98752028.78 | 99100785.79 | 100508081.71
Option 2 AT | N >> 38/1_32/1_R | NetworkConstraints | 0 | 0 | 0 | 0 | 148231080.9 | 151031369.1 | 152522011.25 | 153475017.9 | 155268260.8 | 157417812.45 | 158310333.6 | 159600232.35 | 161802215.4 | 163620544.65 | 164186135.15 | 166137596.45 | 165478858.15 | 167858149.55 | 170771105.95 | 173090972.15 | 174504342.4 | 177123001.55 | 177990313.5 | 181031951.05
Option 2 AT | N >> 38/2_32/2 | NetworkConstraints | 0 | 0 | 0 | 0 | 89027673.74 | 90890333.75 | 91911186.92 | 91890777.62 | 93070178.595 | 94468971.855 | 95070823.47 | 95919254.87 | 97367206.62 | 98548365.09 | 98935209.54 | 100218256.47 | 99785044.03 | 101335062.8 | 103265133.63 | 104790417.55 | 105720241.46 | 107427289.6 | 108012587.3 | 110012535.85
Option 2 AT | N >> 39-1_11-0 | NetworkConstraints | 50503217.225 | 59036386.19 | 59440153.04 | 60800480.415 | 0 | 0 | 0 | 0 | 0 | 0 | 0 | 0 | 0 | 0 | 0 | 0 | 0 | 0 | 0 | 0 | 0 | 0 | 0 | 0
Option 2 AT | N >> 39-1_16-0 | NetworkConstraints | 50232350.365 | 58845860.215 | 59137598.865 | 60491218.6 | 0 | 0 | 0 | 0 | 0 | 0 | 0 | 0 | 0 | 0 | 0 | 0 | 0 | 0 | 0 | 0 | 0 | 0 | 0 | 0
Option 2 AT | N >> 39-1_17-0 | NetworkConstraints | 49700352.555 | 58146648.605 | 58259747.055 | 59606275.91 | 0 | 0 | 0 | 0 | 0 | 0 | 0 | 0 | 0 | 0 | 0 | 0 | 0 | 0 | 0 | 0 | 0 | 0 | 0 | 0
Option 2 AT | N >> 39-1_3W-0 | NetworkConstraints | 53221832.91 | 62533899.11 | 62897737.795 | 64284065.865 | 0 | 0 | 0 | 0 | 0 | 0 | 0 | 0 | 0 | 0 | 0 | 0 | 0 | 0 | 0 | 0 | 0 | 0 | 0 | 0
Option 2 AT | N >> 39-1_5A6-0 | NetworkConstraints | 51259085.465 | 60023855.335 | 60381145.53 | 61390063.72 | 0 | 0 | 0 | 0 | 0 | 0 | 0 | 0 | 0 | 0 | 0 | 0 | 0 | 0 | 0 | 0 | 0 | 0 | 0 | 0
Option 2 AT | N >> 39-1_8-0 | NetworkConstraints | 50347102.065 | 58992558.375 | 59308212.35 | 60664310.37 | 0 | 0 | 0 | 0 | 0 | 0 | 0 | 0 | 0 | 0 | 0 | 0 | 0 | 0 | 0 | 0 | 0 | 0 | 0 | 0
Option 2 AT | N >> 39-1_NIL | NetworkConstraints | 51206957.775 | 52108450.85 | 52513123.22 | 53683030.475 | 0 | 0 | 0 | 0 | 0 | 0 | 0 | 0 | 0 | 0 | 0 | 0 | 0 | 0 | 0 | 0 | 0 | 0 | 0 | 0
Option 2 AT | N >> 39/1_11-0 | NetworkConstraints | 0 | 0 | 0 | 0 | 53418897.175 | 54561336.575 | 55214920.89 | 55542908.555 | 56327033.18 | 57239961.57 | 57657428.075 | 58221316.22 | 59184692.285 | 59952381.34 | 60226902.84 | 61081036.54 | 60792936.725 | 61806146.28 | 63108119.045 | 64123430.4 | 64740954.435 | 65859471.68 | 66265987.43 | 67596900.665
Option 2 AT | N >> 39/1_16-0 | NetworkConstraints | 0 | 0 | 0 | 0 | 52667883.01 | 53742988.755 | 54346367.66 | 54576992.865 | 55306826.32 | 56164131.505 | 56545042.615 | 57069927.74 | 57966439.815 | 58688690.995 | 58936542.195 | 59731274.275 | 59463138.075 | 60413821.15 | 61617700.17 | 62562429.235 | 63137345.055 | 64185874.665 | 64556545.915 | 65795042.795
Option 2 AT | N >> 39/1_17-0 | NetworkConstraints | 0 | 0 | 0 | 0 | 51981735.88 | 53083059.43 | 53709891.02 | 53750811.595 | 54494482.725 | 55363188.165 | 55756247.94 | 56291041.375 | 57204729.96 | 57935678.095 | 58193168.31 | 59003259.03 | 58730020.605 | 59693830.775 | 60925788.745 | 61888743.87 | 62474397.22 | 63538095.62 | 63920774.01 | 65183047.85
Option 2 AT | N >> 39/1_5A6-0 | NetworkConstraints | 0 | 0 | 0 | 0 | 53345598.345 | 54446892.715 | 55065917.37 | 55363931.795 | 56110015.01 | 56985154.23 | 57375724.785 | 57912337.27 | 58828634.455 | 59565856.37 | 59820386.14 | 60632523.09 | 60358434.125 | 61329066.04 | 62560620.87 | 63526074.385 | 64113947.85 | 65184436.32 | 65564474.385 | 66830264.07
Option 2 AT | N >> 39/1_8-0 | NetworkConstraints | 0 | 0 | 0 | 0 | 52820802.985 | 53893954.46 | 54495091.985 | 54751066.585 | 55480021.63 | 56336919.9 | 56716737.6 | 57240996.805 | 58136406.785 | 58858432.76 | 59105348.365 | 59899087.55 | 59631276.725 | 60581446.375 | 61783200.455 | 62726753.14 | 63300997.14 | 64348872.01 | 64718456.435 | 65955424.755
Option 2 AT | N >> 39/1_NIL | NetworkConstraints | 0 | 0 | 0 | 0 | 53865485.365 | 55021164.31 | 55683420.95 | 56010128.81 | 56799564.02 | 57717662.685 | 58138892.97 | 58706644.325 | 59676359.745 | 60448384.04 | 60725686.45 | 61585302.89 | 61295270.5 | 62314374.365 | 63625764.65 | 64647625.985 | 65269500.04 | 66394433.345 | 66804582.99 | 68144204.985
Option 2 AT | N >> 5A5_5P1 | NetworkConstraints | 0 | 0 | 25469947.625 | 46304370.645 | 48498037.39 | 48647939.38 | 48532075.6 | 48559263.565 | 48577746.495 | 48727400.065 | 48608983.725 | 48622339.02 | 48644764.085 | 48791226.565 | 48669406.135 | 48689068.65 | 48682305.235 | 48834371.605 | 48736324.67 | 48759756.805 | 48774563.12 | 48928856.875 | 48810063.545 | 48840988.685
Option 2 AT | N >> 5H5_5H6 | NetworkConstraints | 0 | 0 | 0 | 63421042 | 91810189.3 | 92521219.05 | 92631770.8 | 92434309.5 | 92770823.9 | 93351053.8 | 93341476.75 | 93583685.9 | 93996344.05 | 94514851.35 | 94443923.65 | 94809247.65 | 94685699.9 | 95309246.1 | 95677668.85 | 96112027.05 | 96377793.35 | 97045540.7 | 97031186.85 | 97600976.45
Option 2 AT | N >> 5P1_5A5 | NetworkConstraints | 0 | 0 | 56070376.2 | 106525487.9 | 113131708.4 | 113173131.55 | 112654224.6 | 112594778.6 | 112399807.55 | 112519116.7 | 112069368.8 | 111928973.95 | 111690258.8 | 111844997.45 | 111430896 | 111219903 | 111291456.3 | 111385698.05 | 110717404.55 | 110466415.9 | 110312140.5 | 110380924.4 | 109934260.5 | 109604631.7
Option 2 AT | N >> 5P1_5P2 | NetworkConstraints | 0 | 0 | 39453442.2 | 75106863.23 | 73874713.45 | 73769330.77 | 73320951.71 | 73219957.41 | 72979060.705 | 72946013.08 | 72570833.05 | 72397342.775 | 72102516.84 | 72113150.535 | 71782031.16 | 71521533.015 | 71609934.3 | 71545890.555 | 70900892.36 | 70590993.055 | 70400270.555 | 70304883.88 | 69933567.65 | 69526477.55
Option 2 AT | N >> 76-0_39/1_R | NetworkConstraints | 0 | 0 | 0 | 0 | 70178074.55 | 70919020.085 | 71157039.955 | 70986816.855 | 71354925.76 | 71899250.445 | 71979086.355 | 72244048.4 | 72695329.77 | 73172251.83 | 73184917.3 | 73584309.9 | 73449162.08 | 74040819.155 | 74534077.405 | 75009000.26 | 75299795.87 | 75939838.215 | 76014273.96 | 76637445.61
Option 2 AT | N >> 76-0_77-0_R | NetworkConstraints | 49985568.935 | 52574598.68 | 52218890.53 | 54860017.19 | 56030348.935 | 56630406.555 | 56824308.29 | 56627770.07 | 56918125.31 | 57348995.715 | 57410351.455 | 57619405.275 | 57975129.695 | 58353023.35 | 58361380.01 | 58676029.875 | 58569452.845 | 59037719.385 | 59424737.345 | 59798930.98 | 60028519.16 | 60534698.935 | 60591731.52 | 61082882.73
Option 2 AT | N >> 8-0_16-0_R | NetworkConstraints | 34023272.4 | 45476076.635 | 44781051.555 | 44844364.26 | 34313979.305 | 34438752.85 | 34379949.1 | 33804528.12 | 33823476.61 | 33930664.38 | 33855587.625 | 33869243.295 | 33892419.77 | 33996177.99 | 33917646.505 | 33938124.795 | 33931174.145 | 34040823.155 | 33986909.22 | 34011264.19 | 34026285.98 | 34138346.79 | 34062996.84 | 34094975.255
Option 2 AT | N >> 8-0_39/1_R | NetworkConstraints | 0 | 0 | 0 | 0 | 43133165.46 | 43501327.12 | 43594717.025 | 43291778.025 | 43490305.84 | 43797699.05 | 43827070.96 | 43969884.545 | 44213616.65 | 44484379.155 | 44477551.75 | 44693517.785 | 44620594.605 | 44953430.55 | 45206400.195 | 45463147.6 | 45619662.56 | 45978954.735 | 46005517.225 | 46342178.66
Option 2 AT | N >> 81-0_82-0 | NetworkConstraints | 51985973.575 | 71718933.19 | 30396093.815 | 0 | 0 | 0 | 0 | 0 | 0 | 0 | 0 | 0 | 0 | 0 | 0 | 0 | 0 | 0 | 0 | 0 | 0 | 0 | 0 | 0
Option 2 AT | N >> 81_82-0 | NetworkConstraints | 0 | 0 | 42353928.395 | 101534889.41 | 83129064.575 | 83454293.74 | 83308726.52 | 83117786.835 | 83172211.57 | 83446098.64 | 83264512.275 | 83303750.43 | 83370401.38 | 83634336.795 | 83442921.685 | 83501951.3 | 83481992.52 | 83763067.33 | 83642169.625 | 83712290.225 | 83755409.835 | 84043224.925 | 83861125.555 | 83952971.615
Option 2 AT | N >> 82-0_81 | NetworkConstraints | 0 | 0 | 43076520.815 | 99995143.555 | 91110351.225 | 91417259.12 | 91220417.675 | 91063941.035 | 91092206.355 | 91361699.55 | 91140137.345 | 91160555.7 | 91195099.505 | 91459462.655 | 91232835.56 | 91263427.965 | 91253081.085 | 91526412.495 | 91336087.765 | 91372402.09 | 91394884.61 | 91671476.155 | 91449774.03 | 91497278.17
Option 2 AT | N >> 82-0_81-0 | NetworkConstraints | 58162859.515 | 73686531.74 | 30856299.15 | 0 | 0 | 0 | 0 | 0 | 0 | 0 | 0 | 0 | 0 | 0 | 0 | 0 | 0 | 0 | 0 | 0 | 0 | 0 | 0 | 0
Option 2 AT | N >> 93-0_90-0_R | NetworkConstraints | 38909942.95 | 39689035.675 | 39507307.09 | 34630335.04 | 33254236.34 | 33803768.305 | 34074925.19 | 33898061.315 | 34224602.52 | 34631899.28 | 34778552.17 | 35013442.725 | 35414409.34 | 35761391.48 | 35848523.725 | 36203879.485 | 36083929.865 | 36533082.7 | 37047602.32 | 37470034.455 | 37727413.08 | 38220109 | 38362207.81 | 38916046.86
Option 2 AT | N >> KEMPS_CK_2H1_2_KEMPS_CK_3H1_2 | NetworkConstraints | 27717921.92 | 27942891.265 | 27705908.93 | 52659682.125 | 24437747.815 | 23631833.565 | 22892147.665 | 21451900.585 | 20775667.1045 | 20176379.7245 | 19628321.794 | 19142046.39 | 18311181.3685 | 17837172.0268 | 17412419.9678 | 16675767.4434 | 16924236.0737 | 16238528.6805 | 14927496.1689 | 14051817.2551 | 13519318.6669 | 12742645.8004 | 12204111.0857 | 11056199.3391
Option 2 AT | N >> MT_PIPER_2TH1_2_39/1 | NetworkConstraints | 0 | 0 | 0 | 0 | 44244208.3 | 44413398.565 | 44324197.175 | 44329677.755 | 44350084.73 | 44491004.36 | 44384462.205 | 44399292.56 | 44423751.88 | 44561378.645 | 44451081.63 | 44472323.995 | 44464891.19 | 44608589.165 | 44523915.675 | 44549264.48 | 44565901.51 | 44711663.145 | 44604690.29 | 44638297.385
Option 2 AT | N >> MT_PIPER_2TH1_2_MT_PIPER_1TH1_2 | NetworkConstraints | 25134140.79 | 25888539.145 | 25961840.39 | 24848101.995 | 23629881.005 | 23656747.215 | 23555760.715 | 23544135.03 | 23497993.875 | 23517232.675 | 23419477.14 | 23386441.845 | 23329177.95 | 23357420.005 | 23268043.95 | 23216858.785 | 23233872.4 | 23247369.78 | 23096485.05 | 23035732.175 | 22999925.37 | 23006588.925 | 22909342.835 | 22830059.475
Option 2 AT | N >> SCRK_1TH1_2_SCRK_2TH1_2_R | NetworkConstraints | 0 | 0 | 0 | 0 | 101278125.2 | 103788506.9 | 105238758 | 106547950.55 | 108191461.35 | 110081971.95 | 110979501.6 | 112161700.65 | 114179783.95 | 115766773.45 | 116364644.5 | 118153075.45 | 117549342.3 | 119650391.15 | 122399632.95 | 124525714.8 | 125821097.1 | 128141544.25 | 129015900.25 | 131803528.8
Option 2 AT | NNSW H2 Domestic Consumption Purchaser | Subregion flexible electricity load for Domestic H2 | 0 | 0 | 0 | 0 | 21.6393 | 74.56 | 169.8534 | 316.5593 | 516.0579 | 645.9686 | 776.1379 | 912.7607 | 1048.5929 | 1178.372 | 1285.6981 | 1380.5864 | 1475.3821 | 1558.518 | 1626.6301 | 1701.8386 | 1774.1607 | 1848.4446 | 1912.6829 | 1979.5514
Option 2 AT | NQ H2 Domestic Consumption Purchaser | Subregion flexible electricity load for Domestic H2 | 0 | 0 | 0 | 0 | 7.4564 | 25.1497 | 58.4776 | 112.2114 | 190.0607 | 245.7186 | 299.1923 | 350.4521 | 396.4421 | 436.3537 | 463.1799 | 486.7014 | 511.2607 | 531.5406 | 549.4491 | 580.715 | 618.675 | 670.4386 | 736.0663 | 815.3579
Option 2 AT | NSA H2 Domestic Consumption Purchaser | Subregion flexible electricity load for Domestic H2 | 0 | 0 | 0 | 0 | 44.9471 | 90.3243 | 128.6089 | 170.4029 | 219.5214 | 233.7189 | 252.2383 | 291.1136 | 329.5429 | 366.97 | 397.2459 | 423.9214 | 450.6707 | 473.7383 | 490.6066 | 510.9479 | 530.5014 | 550.2589 | 568.1163 | 590.4136
Option 2 AT | NSA H2 Green Commodities Consumption Purchaser | Subregion flexible electricity load for Green Commodities H2 | 0 | 0 | 0 | 0 | 2676.7909 | 2640.4776 | 2604.6556 | 2569.2974 | 4332.1964 | 4273.4207 | 4215.4507 | 4158.2627 | 4101.8524 | 4046.2109 | 3991.3093 | 3937.1654 | 4645.3783 | 5291.2879 | 6011.6174 | 6806.8696 | 7684.8073 | 8639.695 | 9565.6744 | 10363.5836
Option 2 AT | NSW EIR Gen | Policies NSW | -11402.6522 | 5234.8832 | 13242.1116 | 27334.1116 | 40027.1116 | 42714.1116 | 51994.1116 | 53815.1116 | 65728.1116 | 67385.1116 | 72211.1116 | -15956.8884 | -15956.8884 | -15956.8884 | -15956.8884 | -15956.8884 | -15956.8884 | -15956.8884 | -15956.8884 | -15268.8816 | -14569.2384 | -14490.3768 | -13419.373 | -13419.373
Option 2 AT | NSW EIR Storage MW | Policies NSW | -325 | -599.84 | 199.16 | 590.16 | -1409.84 | -1409.84 | -1409.84 | -1409.84 | -1409.84 | -1409.84 | -1409.84 | -1409.84 | -1409.84 | -1409.84 | -1409.84 | -1409.84 | -1409.84 | -1409.84 | -1409.84 | -1409.84 | -1084.84 | -810 | -810 | -810
Option 2 AT | NSW EIR Storage MWh | Policies NSW | -2600 | -4798.72 | 5113.28 | -948.72 | 5648.28 | 12246.28 | 18843.28 | 25441.28 | 25441.28 | 25441.28 | 25441.28 | -16948.72 | -16948.72 | -16948.72 | -16948.72 | -16948.72 | -16948.72 | -16948.72 | -16948.72 | -16948.72 | -14348.72 | -12150 | -12150 | -12150
Option 2 AT | PEC and Heywood Export | Special Constraints | 6570000 | 9412800 | 11388000 | 11388000 | 11388000 | 11419200 | 11388000 | 11388000 | 11388000 | 11419200 | 11388000 | 11388000 | 11388000 | 11419200 | 11388000 | 11388000 | 11388000 | 11419200 | 11388000 | 11388000 | 11388000 | 11419200 | 11388000 | 11388000
Option 2 AT | PEC and Heywood Import | Special Constraints | 6132000 | 10000800 | 12702000 | 12702000 | 12702000 | 12736800 | 12702000 | 12702000 | 12702000 | 12736800 | 12702000 | 12702000 | 12702000 | 12736800 | 12702000 | 12702000 | 12702000 | 12736800 | 12702000 | 12702000 | 12702000 | 12736800 | 12702000 | 12702000
Option 2 AT | Poatina Min Gen | Hydro min release | 0 | 0 | 0 | 0 | 0 | 0 | 0 | 0 | 0 | 0 | 0 | 0 | 0 | 0 | 0 | 0 | 0 | 0 | 0 | 0 | 0 | 0 | 0 | 0
Option 2 AT | Powering Australia Plan | Policies NEM | 0 | 0 | 0 | 0 | 0 | 0 | 0 | 0 | 0 | 0 | 0 | 0 | 0 | 0 | 0 | 0 | 0 | 0 | 0 | 0 | 0 | 0 | 0 | 0
Option 2 AT | REZ Access Scheme N3 | Policies NSW | 0 | 7700 | 7700 | 7700 | 7700 | 7700 | 7700 | 7700 | 7700 | 7700 | 7700 | 7700 | 7700 | 7700 | 7700 | 7700 | 7700 | 7700 | 7700 | 7700 | 7700 | 7700 | 7700 | 7700
Option 2 AT | REZ Access Scheme N5 | Policies NSW | 0 | 3980 | 3980 | 3980 | 3980 | 3980 | 3980 | 3980 | 3980 | 3980 | 3980 | 3980 | 3980 | 3980 | 40000 | 40000 | 40000 | 40000 | 40000 | 40000 | 40000 | 40000 | 40000 | 40000
Option 2 AT | REZ Landholder_NSW | Landholder Payments | 0 | 0 | -82 | -82 | -82 | -82 | -197.2 | -197.2 | -197.2 | -197.2 | -197.2 | -197.2 | -197.2 | -197.2 | -197.2 | -197.2 | -197.2 | -197.2 | -197.2 | -197.2 | -197.2 | -197.2 | -197.2 | -197.2
Option 2 AT | REZ Landholder_QLD | Landholder Payments | 0 | 0 | 0 | 0 | 0 | 0 | 0 | 0 | 0 | 0 | 0 | 0 | 0 | 0 | 0 | 0 | 0 | 0 | 0 | 0 | 0 | 0 | 0 | 0
Option 2 AT | REZ Landholder_VIC | Landholder Payments | 0 | 0 | 0 | 0 | 0 | -56 | -56 | -216 | -216 | -216 | -216 | -216 | -284.4 | -284.4 | -284.4 | -284.4 | -284.4 | -284.4 | -284.4 | -284.4 | -284.4 | -284.4 | -284.4 | -284.4
Option 2 AT | ResourceLimit_DN1_Solar | Resource Limits for DREZ | 1320 | 1320 | 1320 | 1320 | 1320 | 1320 | 1320 | 1320 | 1320 | 1320 | 1320 | 1320 | 1320 | 1320 | 1320 | 1320 | 1320 | 1320 | 1320 | 1320 | 1320 | 1320 | 1320 | 1320
Option 2 AT | ResourceLimit_DN3_Solar | Resource Limits for DREZ | 775 | 775 | 775 | 775 | 775 | 775 | 775 | 775 | 775 | 775 | 775 | 775 | 775 | 775 | 775 | 775 | 775 | 775 | 775 | 775 | 775 | 775 | 775 | 775
Option 2 AT | ResourceLimit_N12_Wind Medium | Resource Limits for REZ | 0 | 0 | 0 | 0 | 0 | 0 | 0 | 0 | 0 | 0 | 0 | 0 | 0 | 0 | 0 | 0 | 0 | 0 | 0 | 0 | 0 | 0 | 0 | 0
Option 2 AT | ResourceLimit_N2_Solar | Resource Limits for REZ | 2985 | 2784.36 | 2464.36 | 2464.36 | 2464.36 | 2464.36 | 2464.36 | 2464.36 | 2464.36 | 2464.36 | 2464.36 | 2464.36 | 2464.36 | 2464.36 | 2464.36 | 2464.36 | 2464.36 | 2464.36 | 2464.36 | 2464.36 | 2464.36 | 2464.36 | 2464.36 | 2464.36
Option 2 AT | ResourceLimit_N2_Wind Medium | Resource Limits for REZ | 5600 | 5600 | 5600 | 5600 | 5390 | 5390 | 5390 | 5390 | 5390 | 5390 | 5390 | 5390 | 5390 | 5390 | 5390 | 5390 | 5390 | 5390 | 5390 | 5390 | 5390 | 5390 | 5390 | 5390
Option 2 AT | ResourceLimit_N3_Solar | Resource Limits for REZ | 6120.01 | 6120.01 | 6120.01 | 6120.01 | 6120.01 | 6120.01 | 6120.01 | 6120.01 | 6120.01 | 6120.01 | 6120.01 | 6120.01 | 6120.01 | 6120.01 | 6120.01 | 6120.01 | 6120.01 | 6120.01 | 6120.01 | 6120.01 | 6120.01 | 6120.01 | 6120.01 | 6120.01
Option 2 AT | ResourceLimit_N3_Wind Medium | Resource Limits for REZ | 3209.97 | 3209.97 | 2795.97 | 2795.97 | 2795.97 | 2795.97 | 2795.97 | 2795.97 | 2795.97 | 2795.97 | 2795.97 | 2795.97 | 2795.97 | 2795.97 | 2795.97 | 2795.97 | 2795.97 | 2795.97 | 2795.97 | 2795.97 | 2795.97 | 2795.97 | 2795.97 | 2795.97
Option 2 AT | ResourceLimit_N5_Solar | Resource Limits for REZ | 5677 | 5677 | 5677 | 5677 | 5677 | 5677 | 5677 | 5677 | 5677 | 5677 | 5677 | 5677 | 5677 | 5677 | 5677 | 5677 | 5677 | 5677 | 5677 | 5677 | 5677 | 5677 | 5677 | 5677
Option 2 AT | ResourceLimit_N5_Wind Medium | Resource Limits for REZ | 10500 | 10500 | 10500 | 10500 | 10500 | 10500 | 10500 | 10500 | 10500 | 10500 | 10500 | 10500 | 10500 | 10500 | 10500 | 10500 | 10500 | 10500 | 10500 | 10500 | 10500 | 10500 | 10500 | 10500
Option 2 AT | ResourceLimit_N8_Wind Medium | Resource Limits for REZ | 200 | 200 | 200 | 200 | 200 | 200 | 200 | 200 | 200 | 200 | 200 | 200 | 200 | 200 | 200 | 200 | 200 | 200 | 200 | 200 | 200 | 200 | 200 | 200
Option 2 AT | ResourceLimit_N9_Solar | Resource Limits for REZ | 953 | 953 | 953 | 953 | 953 | 953 | 953 | 953 | 953 | 953 | 953 | 953 | 953 | 953 | 953 | 953 | 953 | 953 | 953 | 953 | 953 | 953 | 953 | 953
Option 2 AT | ResourceLimit_N9_Wind Medium | Resource Limits for REZ | 1000 | 1000 | 1000 | 1000 | 1000 | 1000 | 1000 | 1000 | 1000 | 1000 | 1000 | 1000 | 1000 | 1000 | 1000 | 1000 | 1000 | 1000 | 1000 | 1000 | 1000 | 1000 | 1000 | 1000
Option 2 AT | ResourceLimit_Q8a_Solar | Resource Limits for REZ | 2363.85 | 2113.86 | 2113.86 | 2113.86 | 2113.86 | 2113.86 | 2113.86 | 2113.86 | 2113.86 | 2113.86 | 2113.86 | 2113.86 | 2113.86 | 2113.86 | 2113.86 | 2113.86 | 2113.86 | 2113.86 | 2113.86 | 2113.86 | 2275.81 | 2275.81 | 2275.81 | 2275.81
Option 2 AT | ResourceLimit_Q8b_Wind Medium | Resource Limits for REZ | 369.97 | 369.97 | 369.97 | 369.97 | 369.97 | 369.97 | 369.97 | 369.97 | 369.97 | 369.97 | 369.97 | 369.97 | 369.97 | 369.97 | 369.97 | 369.97 | 369.97 | 369.97 | 369.97 | 369.97 | 369.97 | 369.97 | 369.97 | 369.97
Option 2 AT | ResourceLimit_Q8c_Solar | Resource Limits for REZ | 2057.6 | 2057.6 | 2057.6 | 2057.6 | 2057.6 | 2057.6 | 2057.6 | 2057.6 | 2057.6 | 2057.6 | 2057.6 | 2057.6 | 2057.6 | 2057.6 | 2057.6 | 2057.6 | 2057.6 | 2057.6 | 2057.6 | 2057.6 | 2057.6 | 2057.6 | 2057.6 | 2057.6
Option 2 AT | ResourceLimit_Q8c_Wind Medium | Resource Limits for REZ | 1008 | 1008 | 1008 | 1008 | 1008 | 1008 | 1008 | 1008 | 1008 | 1008 | 1008 | 1008 | 1008 | 1008 | 1008 | 1008 | 1008 | 1008 | 1008 | 1008 | 1008 | 1008 | 1008 | 1008
Option 2 AT | ResourceLimit_S3_Solar | Resource Limits for REZ | 1300 | 1300 | 1300 | 1300 | 1300 | 1300 | 1300 | 1300 | 1300 | 1300 | 1300 | 1300 | 1300 | 1300 | 1300 | 1300 | 1300 | 1300 | 1300 | 1300 | 1300 | 1300 | 1300 | 1300
Option 2 AT | ResourceLimit_S5_Solar | Resource Limits for REZ | 4923 | 4923 | 4923 | 4923 | 4923 | 4923 | 4923 | 4923 | 4923 | 4923 | 4923 | 4923 | 4923 | 4923 | 4923 | 4923 | 4923 | 4923 | 4923 | 4923 | 4923 | 5000 | 5000 | 5000
Option 2 AT | ResourceLimit_S6_Wind Medium | Resource Limits for REZ | 0 | 0 | 0 | 0 | 0 | 0 | 0 | 0 | 0 | 0 | 0 | 0 | 0 | 0 | 0 | 0 | 0 | 0 | 0 | 0 | 0 | 0 | 0 | 0
Option 2 AT | ResourceLimit_T1_Solar | Resource Limits for REZ | 300 | 300 | 300 | 300 | 300 | 300 | 300 | 300 | 300 | 300 | 300 | 300 | 300 | 300 | 300 | 300 | 300 | 300 | 300 | 300 | 300 | 300 | 300 | 300
Option 2 AT | ResourceLimit_T3_Solar | Resource Limits for REZ | 150 | 150 | -137 | -137 | -137 | -137 | -137 | -137 | -137 | -137 | -137 | -137 | -137 | -137 | -137 | -137 | -137 | -137 | -137 | -137 | -137 | -137 | -137 | -137
Option 2 AT | ResourceLimit_T3_Wind Medium | Resource Limits for REZ | 2500 | 2500 | 2500 | 2500 | 2500 | 2500 | 2500 | 2500 | 2500 | 2500 | 2500 | 2500 | 2500 | 2500 | 2500 | 2500 | 2500 | 2500 | 2500 | 2500 | 2500 | 2500 | 2500 | 2500
Option 2 AT | ResourceLimit_V1_Solar | Resource Limits for REZ | 3016 | 3016 | 3016 | 3016 | 3016 | 3016 | 3016 | 3016 | 3016 | 3016 | 3016 | 3016 | 3016 | 3016 | 3016 | 3016 | 3016 | 3016 | 3016 | 3016 | 3016 | 3016 | 3016 | 3016
Option 2 AT | ResourceLimit_V1_Wind Medium | Resource Limits for REZ | 1131 | 1131 | 1131 | 1131 | 1131 | 1131 | 1131 | 1131 | 1131 | 1131 | 1131 | 1131 | 1131 | 1131 | 1131 | 1131 | 1131 | 1131 | 1131 | 1131 | 1131 | 1131 | 1131 | 1131
Option 2 AT | ResourceLimit_V2_Wind Medium | Resource Limits for REZ | 956 | 956 | 956 | 956 | 956 | 956 | 956 | 956 | 956 | 956 | 956 | 956 | 956 | 956 | 956 | 956 | 956 | 956 | 956 | 956 | 956 | 956 | 956 | 956
Option 2 AT | ResourceLimit_V4_Solar | Resource Limits for REZ | 0 | 0 | 0 | 0 | 0 | 0 | 0 | 0 | 0 | 0 | 0 | 0 | 0 | 0 | 0 | 0 | 0 | 0 | 0 | 0 | 0 | 0 | 0 | 0
Option 2 AT | ResourceLimit_V4_Wind Medium | Resource Limits for REZ | 1604 | 1604 | 1604 | 1604 | 1604 | 1604 | 1604 | 1604 | 1604 | 1604 | 1604 | 1604 | 1604 | 1604 | 1604 | 1604 | 1604 | 1604 | 1604 | 1604 | 1604 | 1604 | 1604 | 1604
Option 2 AT | ResourceLimit_V5_Wind Medium | Resource Limits for REZ | 1599 | 1599 | 1599 | 1599 | 1599 | 1599 | 1599 | 1599 | 1599 | 1599 | 1599 | 1599 | 1599 | 1599 | 1599 | 1599 | 1599 | 1599 | 1599 | 1599 | 1599 | 1599 | 1599 | 1599
Option 2 AT | ResourceLimit_V7_Wind Medium | Resource Limits for REZ | 408 | 408 | 408 | 408 | 408 | 408 | 408 | 408 | 408 | 408 | 408 | 408 | 408 | 408 | 408 | 408 | 408 | 408 | 408 | 408 | 408 | 408 | 408 | 408
Option 2 AT | SA Firming | Policies SA | -2897.64 | -2581.14 | 318.86 | 318.86 | 564.86 | -1735.14 | -1735.14 | -1735.14 | -1735.14 | -1655.14 | -1619.24 | -1090.24 | -1090.24 | -1090.24 | -886.48 | -886.48 | -886.48 | -886.48 | -548.48 | -420.08 | -266.08 | -266.08 | -266.08 | -266.08
Option 2 AT | SESA H2 Domestic Consumption Purchaser | Subregion flexible electricity load for Domestic H2 | 0 | 0 | 0 | 0 | 55.5843 | 60.2074 | 85.722 | 113.6193 | 146.365 | 155.8126 | 168.1849 | 194.0757 | 219.73 | 244.6206 | 264.8306 | 282.6143 | 300.4471 | 315.808 | 327.0624 | 340.6493 | 353.6329 | 366.8394 | 378.7614 | 393.6264
Option 2 AT | SEV H2 Domestic Consumption Purchaser | Subregion flexible electricity load for Domestic H2 | 0 | 0 | 0 | 0 | 35.405 | 125.3037 | 284.0971 | 524.6614 | 831.4179 | 1003.7103 | 1154.0387 | 1302.4764 | 1437.1614 | 1555.8777 | 1643.6809 | 1718.2636 | 1796.0086 | 1863.5029 | 1915.2637 | 1974.1807 | 2028.2529 | 2083.6797 | 2137.416 | 2214.7157
Option 2 AT | SNSW H2 Domestic Consumption Purchaser | Subregion flexible electricity load for Domestic H2 | 0.41714 | 0.366 | 0.365 | 0.365 | 21.6393 | 74.56 | 169.8534 | 316.5593 | 516.0579 | 645.9686 | 776.1379 | 912.7607 | 1048.5929 | 1178.372 | 1285.6981 | 1380.5864 | 1475.3821 | 1558.518 | 1626.6301 | 1701.8386 | 1774.1607 | 1848.4446 | 1912.6829 | 1979.5514
Option 2 AT | SNW Firming | Policies NSW | 0 | 419 | 0 | 0 | 0 | 0 | 0 | 0 | 0 | 0 | 0 | 0 | 0 | 0 | 0 | 0 | 0 | 0 | 0 | 0 | 0 | 0 | 0 | 0
Option 2 AT | SNW H2 Domestic Consumption Purchaser | Subregion flexible electricity load for Domestic H2 | 2.92 | 2.8757 | 2.8416 | 2.8157 | 151.3707 | 521.946 | 1189.1046 | 2215.7586 | 3612.4571 | 4521.7546 | 5432.9379 | 6389.2207 | 7340.2021 | 8248.5251 | 8999.8603 | 9664.2093 | 10327.5186 | 10909.5743 | 11386.386 | 11912.8179 | 12419.2814 | 12939.164 | 13388.8054 | 13856.7557
Option 2 AT | SNW H2 Green Commodities Consumption Purchaser | Subregion flexible electricity load for Green Commodities H2 | 0 | 0 | 0 | 0 | 0 | 0 | 0 | 959.9247 | 1512.0689 | 1840.9277 | 2203.8317 | 2575.5557 | 2969.0937 | 3390.494 | 8328.3164 | 8215.3474 | 8640.3869 | 8692.7493 | 8753.2411 | 8817.4559 | 8972.352 | 10085.535 | 11118.3309 | 12039.161
Option 2 AT | SQ H2 Domestic Consumption Purchaser | Subregion flexible electricity load for Domestic H2 | 0 | 0 | 0 | 0 | 34.7793 | 117.3823 | 272.8084 | 523.7229 | 886.8979 | 1146.6866 | 1396.2134 | 1635.5129 | 1849.9243 | 2036.3086 | 2161.5056 | 2271.2907 | 2385.9529 | 2480.6097 | 2564.0963 | 2710.0207 | 2887.2021 | 3128.6437 | 3435.0286 | 3805.0729
Option 2 AT | SRET | Policies SA | 0 | 0 | 0 | 0 | 0 | 0 | 0 | 0 | 0 | 0 | 0 | 0 | 0 | 0 | 0 | 0 | 0 | 0 | 0 | 0 | 0 | 0 | 0 | 0
Option 2 AT | Shared Upgrade_CNSW-SNW Option 3 - Stage 2 | Shared REZ Upgrades | 0 | 0 | 0 | 0 | 0 | 0 | 0 | 0 | 0 | 0 | 0 | 0 | 0 | 0 | 0 | 0 | 0 | 0 | 0 | 0 | 0 | 0 | 0 | 0
Option 2 AT | Snowy 2.0 - Gen | Special Constraints | 5781600 | 17703360 | 26280000 | 26280000 | 26280000 | 26352000 | 26280000 | 26280000 | 26280000 | 26352000 | 26280000 | 26280000 | 26280000 | 26352000 | 26280000 | 26280000 | 26280000 | 26352000 | 26280000 | 26280000 | 26280000 | 26352000 | 26280000 | 26280000
Option 2 AT | Snowy 2.0 - Pump | Special Constraints | 5781600 | 17703360 | 26280000 | 26280000 | 26280000 | 26352000 | 26280000 | 26280000 | 26280000 | 26352000 | 26280000 | 26280000 | 26280000 | 26352000 | 26280000 | 26280000 | 26280000 | 26352000 | 26280000 | 26280000 | 26280000 | 26352000 | 26280000 | 26280000
Option 2 AT | Sys Strength Requirement - Efficient Level CNSW | System Strength Requiements- Efficient | 0 | 0 | 0 | 0 | 0 | 0 | 0 | 0 | 0 | 0 | 0 | 0 | 0 | 0 | 0 | 0 | 0 | 0 | 0 | 0 | 0 | 0 | 0 | 0
Option 2 AT | Sys Strength Requirement - Efficient Level CQ | System Strength Requiements- Efficient | 0 | 0 | 0 | 0 | 0 | 0 | 0 | 0 | 0 | 0 | 0 | 0 | 0 | 0 | 0 | 0 | 0 | 0 | 0 | 0 | 0 | 0 | 0 | 0
Option 2 AT | Sys Strength Requirement - Efficient Level CSA | System Strength Requiements- Efficient | 0 | 0 | 0 | 0 | 0 | 0 | 0 | 0 | 0 | 0 | 0 | 0 | 0 | 0 | 0 | 0 | 0 | 0 | 0 | 0 | 0 | 0 | 0 | 0
Option 2 AT | Sys Strength Requirement - Efficient Level GG | System Strength Requiements- Efficient | 0 | 0 | 0 | 0 | 0 | 0 | 0 | 0 | 0 | 0 | 0 | 0 | 0 | 0 | 0 | 0 | 0 | 0 | 0 | 0 | 0 | 0 | 0 | 0
Option 2 AT | Sys Strength Requirement - Efficient Level MEL | System Strength Requiements- Efficient | 0 | 0 | 0 | 0 | 0 | 0 | 0 | 0 | 0 | 0 | 0 | 0 | 0 | 0 | 0 | 0 | 0 | 0 | 0 | 0 | 0 | 0 | 0 | 0
Option 2 AT | Sys Strength Requirement - Efficient Level NNSW | System Strength Requiements- Efficient | 0 | 0 | 0 | 0 | 0 | 0 | 0 | 0 | 0 | 0 | 0 | 0 | 0 | 0 | 0 | 0 | 0 | 0 | 0 | 0 | 0 | 0 | 0 | 0
Option 2 AT | Sys Strength Requirement - Efficient Level NQ | System Strength Requiements- Efficient | 0 | 0 | 0 | 0 | 0 | 0 | 0 | 0 | 0 | 0 | 0 | 0 | 0 | 0 | 0 | 0 | 0 | 0 | 0 | 0 | 0 | 0 | 0 | 0
Option 2 AT | Sys Strength Requirement - Efficient Level NSA | System Strength Requiements- Efficient | 0 | 0 | 0 | 0 | 0 | 0 | 0 | 0 | 0 | 0 | 0 | 0 | 0 | 0 | 0 | 0 | 0 | 0 | 0 | 0 | 0 | 0 | 0 | 0
Option 2 AT | Sys Strength Requirement - Efficient Level SESA | System Strength Requiements- Efficient | 0 | 0 | 0 | 0 | 0 | 0 | 0 | 0 | 0 | 0 | 0 | 0 | 0 | 0 | 0 | 0 | 0 | 0 | 0 | 0 | 0 | 0 | 0 | 0
Option 2 AT | Sys Strength Requirement - Efficient Level SEV | System Strength Requiements- Efficient | 0 | 0 | 0 | 0 | 0 | 0 | 0 | 0 | 0 | 0 | 0 | 0 | 0 | 0 | 0 | 0 | 0 | 0 | 0 | 0 | 0 | 0 | 0 | 0
Option 2 AT | Sys Strength Requirement - Efficient Level SNSW | System Strength Requiements- Efficient | 0 | 0 | 0 | 0 | 0 | 0 | 0 | 0 | 0 | 0 | 0 | 0 | 0 | 0 | 0 | 0 | 0 | 0 | 0 | 0 | 0 | 0 | 0 | 0
Option 2 AT | Sys Strength Requirement - Efficient Level SNW | System Strength Requiements- Efficient | 0 | 0 | 0 | 0 | 0 | 0 | 0 | 0 | 0 | 0 | 0 | 0 | 0 | 0 | 0 | 0 | 0 | 0 | 0 | 0 | 0 | 0 | 0 | 0
Option 2 AT | Sys Strength Requirement - Efficient Level SQ | System Strength Requiements- Efficient | 0 | 0 | 0 | 0 | 0 | 0 | 0 | 0 | 0 | 0 | 0 | 0 | 0 | 0 | 0 | 0 | 0 | 0 | 0 | 0 | 0 | 0 | 0 | 0
Option 2 AT | Sys Strength Requirement - Efficient Level TAS | System Strength Requiements- Efficient | 0 | 0 | 0 | 0 | 0 | 0 | 0 | 0 | 0 | 0 | 0 | 0 | 0 | 0 | 0 | 0 | 0 | 0 | 0 | 0 | 0 | 0 | 0 | 0
Option 2 AT | Sys Strength Requirement - Efficient Level WNV | System Strength Requiements- Efficient | 0 | 0 | 0 | 0 | 0 | 0 | 0 | 0 | 0 | 0 | 0 | 0 | 0 | 0 | 0 | 0 | 0 | 0 | 0 | 0 | 0 | 0 | 0 | 0
Option 2 AT | Sys Strength Requirement - Min Fault Level CNSW | System Strength Requiements - Minimum | -3404 | -3404 | -3404 | -689 | 41 | 701 | 701 | 701 | 701 | 701 | 701 | 701 | 701 | 701 | 701 | 701 | 701 | 701 | 701 | 701 | 701 | 701 | 701 | 701
Option 2 AT | Sys Strength Requirement - Min Fault Level CQ | System Strength Requiements - Minimum | -2491 | -2491 | -2491 | -1061 | 513 | 513 | 513 | 513 | 513 | 513 | 513 | 513 | 513 | 513 | 513 | 513 | 513 | 513 | 513 | 513 | 513 | 513 | 513 | 513
Option 2 AT | Sys Strength Requirement - Min Fault Level GG | System Strength Requiements - Minimum | -1393.1 | -1393.1 | -1393.1 | 286.9 | 286.9 | 286.9 | 286.9 | 286.9 | 286.9 | 286.9 | 286.9 | 286.9 | 286.9 | 286.9 | 286.9 | 286.9 | 286.9 | 286.9 | 286.9 | 286.9 | 286.9 | 286.9 | 286.9 | 286.9
Option 2 AT | Sys Strength Requirement - Min Fault Level SEV | System Strength Requiements - Minimum | -3996.9 | -3996.9 | -2546.9 | -1386.9 | -1386.9 | -1386.9 | -1386.9 | 823.1 | 823.1 | 823.1 | 823.1 | 823.1 | 823.1 | 823.1 | 823.1 | 823.1 | 823.1 | 823.1 | 823.1 | 823.1 | 823.1 | 823.1 | 823.1 | 823.1
Option 2 AT | Sys Strength Requirement - Min Fault Level SNW | System Strength Requiements - Minimum | -3482.8 | -3482.8 | -3482.8 | 717.2 | 717.2 | 717.2 | 717.2 | 717.2 | 717.2 | 717.2 | 717.2 | 717.2 | 717.2 | 717.2 | 717.2 | 717.2 | 717.2 | 717.2 | 717.2 | 717.2 | 717.2 | 717.2 | 717.2 | 717.2
Option 2 AT | Sys Strength Requirement - Min Fault Level SQ | System Strength Requiements - Minimum | -2857.6 | -2857.6 | -2857.6 | -263.6 | 162.4 | 588.4 | 588.4 | 588.4 | 588.4 | 588.4 | 588.4 | 588.4 | 588.4 | 588.4 | 588.4 | 588.4 | 588.4 | 588.4 | 588.4 | 588.4 | 588.4 | 588.4 | 588.4 | 588.4
Option 2 AT | TAS H2 Domestic Consumption Purchaser | Subregion flexible electricity load for Domestic H2 | 0 | 0 | 0 | 0 | 150.745 | 306.7626 | 567.2557 | 837.31 | 1024.6593 | 1056.8591 | 1084.3246 | 1114.1364 | 1138.8 | 1141.0134 | 1150.858 | 1160.1786 | 1179.1064 | 1196.1231 | 1205.0077 | 1216.545 | 1223.7929 | 1230.292 | 1229.6713 | 1232.9179
Option 2 AT | TAS H2 Green Commodities Consumption Purchaser | Subregion flexible electricity load for Green Commodities H2 | 0 | 0 | 0 | 0 | 0 | 0 | 0 | 0 | 0 | 0 | 0 | 0 | 0 | 0 | 904.0274 | 1024.4257 | 1172.3687 | 1337.1386 | 1520.3471 | 1723.2841 | 1946.4191 | 2188.1997 | 2423.0451 | 2624.6277
Option 2 AT | TRET | Policies TAS | 0 | 12617 | 14039 | 15461 | 15984 | 16507 | 17032 | 17556 | 18079 | 18603 | 19126 | 19650 | 20174 | 20697 | 0 | 0 | 0 | 0 | 0 | 0 | 0 | 0 | 0 | 0
Option 2 AT | Tarraleah Max Energy Day | Hydro min release | 7300 | 7320 | 7300 | 7300 | 7300 | 7320 | 7300 | 7300 | 7300 | 7320 | 7300 | 7300 | 7300 | 7320 | 7300 | 7300 | 7300 | 7320 | 7300 | 7300 | 7300 | 7320 | 7300 | 7300
Option 2 AT | Tarraleah Min Flow | Hydro min release | 0 | 0 | 0 | 0 | 0 | 0 | 0 | 0 | 0 | 0 | 0 | 0 | 0 | 0 | 0 | 0 | 0 | 0 | 0 | 0 | 0 | 0 | 0 | 0
Option 2 AT | Tarraleah Min Gen | Hydro min release | 151.11 | 151.11 | 151.11 | 151.11 | 151.11 | 151.11 | 151.11 | 151.11 | 151.11 | 151.11 | 151.11 | 151.11 | 151.11 | 151.11 | 151.11 | 151.11 | 151.11 | 151.11 | 151.11 | 151.11 | 151.11 | 151.11 | 151.11 | 151.11
Option 2 AT | VIC Storage | Policies VIC | -2138.658 | -3226.896 | -3076.542 | -2371.058 | -1804.641 | -1264.395 | -920.105 | -485.754 | -44.064 | -6678.454 | -7046.904 | -7372.201 | -7909.286 | -8387.99 | -8874.966 | -9181.383 | -9849.864 | -10413.014 | -10980.874 | -11772.971 | -12047.079 | -11745.92 | -12700.625 | -13656.228
Option 2 AT | VOWT | Policies VIC | 0 | 0 | 0 | 0 | 0 | 2000 | 2667 | 3333 | 4000 | 5000 | 6000 | 7000 | 8000 | 9000 | 0 | 0 | 0 | 0 | 0 | 0 | 0 | 0 | 0 | 0
Option 2 AT | VRET | Policies VIC | 0 | 0 | 0 | 0 | 0 | 0 | 0 | 0 | 0 | 0 | 0 | 0 | 0 | 0 | 0 | 0 | 0 | 0 | 0 | 0 | 0 | 0 | 0 | 0
Option 2 AT | WNV H2 Domestic Consumption Purchaser | Subregion flexible electricity load for Domestic H2 | 70.7579 | 69.8803 | 68.7497 | 67.89 | 318.4364 | 1127.8374 | 2556.9527 | 4721.8486 | 7482.7607 | 9033.4443 | 10386.3493 | 11722.2879 | 12934.4529 | 14002.8986 | 14792.9709 | 15464.5286 | 16163.8686 | 16771.5003 | 17237.2963 | 17767.6786 | 18254.1714 | 18752.9606 | 19236.822 | 19932.3371
Option 2 AT | WNV H2 Green Commodities Consumption Purchaser | Subregion flexible electricity load for Green Commodities H2 | 0 | 0 | 0 | 0 | 0 | 0 | 0 | 0 | 0 | 0 | 848.0139 | 991.6893 | 1141.4539 | 1305.8807 | 1486.3113 | 1684.2663 | 1927.4801 | 2198.4096 | 2499.6274 | 2833.2819 | 3200.1269 | 3597.6463 | 3983.7671 | 4315.1771
Option 2 AT | Wayatinah Min Gen | Hydro min release | 24.09 | 24.09 | 24.09 | 24.09 | 24.09 | 24.09 | 24.09 | 24.09 | 24.09 | 24.09 | 24.09 | 24.09 | 24.09 | 24.09 | 24.09 | 24.09 | 24.09 | 24.09 | 24.09 | 24.09 | 24.09 | 24.09 | 24.09 | 24.09
Option 2D AT | 2030 Emissions Budget 1 | Emissions DLT | 69603.1022 | 69793.7956 | 69603.1022 | 69603.1022 | 69603.1022 | 69793.7956 | 69634.8699 | 69634.8699 | 69634.8699 | 69825.6504 | 69634.8699 | 69634.8699 | 69603.1022 | 69793.7956 | 69603.1022 | 69603.1022 | 69603.1022 | 69793.7956 | 69634.8699 | 69634.8699 | 69634.8699 | 69825.6504 | 69634.8699 | 69634.8699
Option 2D AT | 2035 Emissions Target | Emissions DLT | 1313.9667 | 1317.5666 | 1313.9667 | 1313.9667 | 1313.9667 | 1317.5666 | 1314.5664 | 1314.5664 | 1314.5664 | 1318.168 | 1314.5664 | 1314.5664 | 1313.9667 | 1317.5666 | 1313.9667 | 1313.9667 | 1313.9667 | 1317.5666 | 1314.5664 | 1314.5664 | 1314.5664 | 1318.168 | 1314.5664 | 1314.5664
Option 2D AT | 2050 Emissions Budget 1 | Emissions DLT | 41647.0129 | 41761.1143 | 41647.0129 | 41647.0129 | 41647.0129 | 41761.1143 | 41666.0211 | 41666.0211 | 41666.0211 | 41780.1746 | 41666.0211 | 41666.0211 | 41647.0129 | 41761.1143 | 41647.0129 | 41647.0129 | 41647.0129 | 41761.1143 | 41666.0211 | 41666.0211 | 41666.0211 | 41780.1746 | 41666.0211 | 41666.0211
Option 2D AT | 2050 Emissions Budget 2 | Emissions DLT | 5175.6134 | 5189.7932 | 5175.6134 | 5175.6134 | 5175.6134 | 5189.7932 | 5177.9756 | 5177.9756 | 5177.9756 | 5192.1619 | 5177.9756 | 5177.9756 | 5175.6134 | 5189.7932 | 5175.6134 | 5175.6134 | 5175.6134 | 5189.7932 | 5177.9756 | 5177.9756 | 5177.9756 | 5192.1619 | 5177.9756 | 5177.9756
Option 2D AT | 2050 Emissions Budget 3 | Emissions DLT | 1102.0635 | 1105.0829 | 1102.0635 | 1102.0635 | 1102.0635 | 1105.0829 | 1102.5665 | 1102.5665 | 1102.5665 | 1105.5873 | 1102.5665 | 1102.5665 | 1102.0635 | 1105.0829 | 1102.0635 | 1102.0635 | 1102.0635 | 1105.0829 | 1102.5665 | 1102.5665 | 1102.5665 | 1105.5873 | 1102.5665 | 1102.5665
Option 2D AT | 2050 Emissions Budget 4 | Emissions DLT | 2529.2319 | 2536.1613 | 2529.2319 | 2529.2319 | 2529.2319 | 2536.1613 | 2530.3862 | 2530.3862 | 2530.3862 | 2537.3188 | 2530.3862 | 2530.3862 | 2529.2319 | 2536.1613 | 2529.2319 | 2529.2319 | 2529.2319 | 2536.1613 | 2530.3862 | 2530.3862 | 2530.3862 | 2537.3188 | 2530.3862 | 2530.3862
Option 2D AT | 2050 Emissions Budget NSW 1 | Emissions DLT | 24777.3723 | 24845.2555 | 24777.3723 | 24777.3723 | 24777.3723 | 24845.2555 | 24788.681 | 24788.681 | 24788.681 | 24856.5952 | 24788.681 | 24788.681 | 24777.3723 | 24845.2555 | 24777.3723 | 24777.3723 | 24777.3723 | 24845.2555 | 24788.681 | 24788.681 | 24788.681 | 24856.5952 | 24788.681 | 24788.681
Option 2D AT | 2050 Emissions Budget NSW 2 | Emissions DLT | 11389.5985 | 11420.8029 | 11389.5985 | 11389.5985 | 11389.5985 | 11420.8029 | 11394.7969 | 11394.7969 | 11394.7969 | 11426.0155 | 11394.7969 | 11394.7969 | 11389.5985 | 11420.8029 | 11389.5985 | 11389.5985 | 11389.5985 | 11420.8029 | 11394.7969 | 11394.7969 | 11394.7969 | 11426.0155 | 11394.7969 | 11394.7969
Option 2D AT | 2050 Emissions Budget NSW 3 | Emissions DLT | 11389.5985 | 11420.8029 | 11389.5985 | 11389.5985 | 11389.5985 | 11420.8029 | 11394.7969 | 11394.7969 | 11394.7969 | 11426.0155 | 11394.7969 | 11394.7969 | 11389.5985 | 11420.8029 | 11389.5985 | 11389.5985 | 11389.5985 | 11420.8029 | 11394.7969 | 11394.7969 | 11394.7969 | 11426.0155 | 11394.7969 | 11394.7969
Option 2D AT | 2050 Emissions Budget NSW 4 | Emissions DLT | 11389.5985 | 11420.8029 | 11389.5985 | 11389.5985 | 11389.5985 | 11420.8029 | 11394.7969 | 11394.7969 | 11394.7969 | 11426.0155 | 11394.7969 | 11394.7969 | 11389.5985 | 11420.8029 | 11389.5985 | 11389.5985 | 11389.5985 | 11420.8029 | 11394.7969 | 11394.7969 | 11394.7969 | 11426.0155 | 11394.7969 | 11394.7969
Option 2D AT | 2050 Emissions Budget QLD 1 | Emissions DLT | 33269.6168 | 33360.7664 | 33269.6168 | 33269.6168 | 33269.6168 | 33360.7664 | 33284.8015 | 33284.8015 | 33284.8015 | 33375.9927 | 33284.8015 | 33284.8015 | 33269.6168 | 33360.7664 | 33269.6168 | 33269.6168 | 33269.6168 | 33360.7664 | 33284.8015 | 33284.8015 | 33284.8015 | 33375.9927 | 33284.8015 | 33284.8015
Option 2D AT | 2050 Emissions Budget QLD 2 | Emissions DLT | 12388.6861 | 12422.6277 | 12388.6861 | 12388.6861 | 12388.6861 | 12422.6277 | 12394.3405 | 12394.3405 | 12394.3405 | 12428.2976 | 12394.3405 | 12394.3405 | 12388.6861 | 12422.6277 | 12388.6861 | 12388.6861 | 12388.6861 | 12422.6277 | 12394.3405 | 12394.3405 | 12394.3405 | 12428.2976 | 12394.3405 | 12394.3405
Option 2D AT | 2050 Emissions Budget QLD 3 | Emissions DLT | 12388.6861 | 12422.6277 | 12388.6861 | 12388.6861 | 12388.6861 | 12422.6277 | 12394.3405 | 12394.3405 | 12394.3405 | 12428.2976 | 12394.3405 | 12394.3405 | 12388.6861 | 12422.6277 | 12388.6861 | 12388.6861 | 12388.6861 | 12422.6277 | 12394.3405 | 12394.3405 | 12394.3405 | 12428.2976 | 12394.3405 | 12394.3405
Option 2D AT | 2050 Emissions Budget QLD 4 | Emissions DLT | 12388.6861 | 12422.6277 | 12388.6861 | 12388.6861 | 12388.6861 | 12422.6277 | 12394.3405 | 12394.3405 | 12394.3405 | 12428.2976 | 12394.3405 | 12394.3405 | 12388.6861 | 12422.6277 | 12388.6861 | 12388.6861 | 12388.6861 | 12422.6277 | 12394.3405 | 12394.3405 | 12394.3405 | 12428.2976 | 12394.3405 | 12394.3405
Option 2D AT | 2050 Emissions Budget SA 1 | Emissions DLT | 1415.3741 | 1419.2518 | 1415.3741 | 1415.3741 | 1415.3741 | 1419.2518 | 1416.0201 | 1416.0201 | 1416.0201 | 1419.8996 | 1416.0201 | 1416.0201 | 1415.3741 | 1419.2518 | 1415.3741 | 1415.3741 | 1415.3741 | 1419.2518 | 1416.0201 | 1416.0201 | 1416.0201 | 1419.8996 | 1416.0201 | 1416.0201
Option 2D AT | 2050 Emissions Budget SA 2 | Emissions DLT | 749.3157 | 751.3686 | 749.3157 | 749.3157 | 749.3157 | 751.3686 | 749.6577 | 749.6577 | 749.6577 | 751.7115 | 749.6577 | 749.6577 | 749.3157 | 751.3686 | 749.3157 | 749.3157 | 749.3157 | 751.3686 | 749.6577 | 749.6577 | 749.6577 | 751.7115 | 749.6577 | 749.6577
Option 2D AT | 2050 Emissions Budget SA 3 | Emissions DLT | 749.3157 | 751.3686 | 749.3157 | 749.3157 | 749.3157 | 751.3686 | 749.6577 | 749.6577 | 749.6577 | 751.7115 | 749.6577 | 749.6577 | 749.3157 | 751.3686 | 749.3157 | 749.3157 | 749.3157 | 751.3686 | 749.6577 | 749.6577 | 749.6577 | 751.7115 | 749.6577 | 749.6577
Option 2D AT | 2050 Emissions Budget SA 4 | Emissions DLT | 749.3157 | 751.3686 | 749.3157 | 749.3157 | 749.3157 | 751.3686 | 749.6577 | 749.6577 | 749.6577 | 751.7115 | 749.6577 | 749.6577 | 749.3157 | 751.3686 | 749.3157 | 749.3157 | 749.3157 | 751.3686 | 749.6577 | 749.6577 | 749.6577 | 751.7115 | 749.6577 | 749.6577
Option 2D AT | 2050 Emissions Budget VIC 1 | Emissions DLT | 22795.8485 | 22858.3029 | 22795.8485 | 22795.8485 | 22795.8485 | 22858.3029 | 22806.2529 | 22806.2529 | 22806.2529 | 22868.7357 | 22806.2529 | 22806.2529 | 22795.8485 | 22858.3029 | 22795.8485 | 22795.8485 | 22795.8485 | 22858.3029 | 22806.2529 | 22806.2529 | 22806.2529 | 22868.7357 | 22806.2529 | 22806.2529
Option 2D AT | 2050 Emissions Budget VIC 2 | Emissions DLT | 6943.6588 | 6962.6825 | 6943.6588 | 6943.6588 | 6943.6588 | 6962.6825 | 6946.8279 | 6946.8279 | 6946.8279 | 6965.8603 | 6946.8279 | 6946.8279 | 6943.6588 | 6962.6825 | 6943.6588 | 6943.6588 | 6943.6588 | 6962.6825 | 6946.8279 | 6946.8279 | 6946.8279 | 6965.8603 | 6946.8279 | 6946.8279
Option 2D AT | 2050 Emissions Budget VIC 3 | Emissions DLT | 6943.6588 | 6962.6825 | 6943.6588 | 6943.6588 | 6943.6588 | 6962.6825 | 6946.8279 | 6946.8279 | 6946.8279 | 6965.8603 | 6946.8279 | 6946.8279 | 6943.6588 | 6962.6825 | 6943.6588 | 6943.6588 | 6943.6588 | 6962.6825 | 6946.8279 | 6946.8279 | 6946.8279 | 6965.8603 | 6946.8279 | 6946.8279
Option 2D AT | 2050 Emissions Budget VIC 4 | Emissions DLT | 6943.6588 | 6962.6825 | 6943.6588 | 6943.6588 | 6943.6588 | 6962.6825 | 6946.8279 | 6946.8279 | 6946.8279 | 6965.8603 | 6946.8279 | 6946.8279 | 6943.6588 | 6962.6825 | 6943.6588 | 6943.6588 | 6943.6588 | 6962.6825 | 6946.8279 | 6946.8279 | 6946.8279 | 6965.8603 | 6946.8279 | 6946.8279
Option 2D AT | Basslink Daily Energy Limit | Special Constraints | -287.568 | -288.408 | -287.568 | -287.568 | -287.568 | -288.408 | -287.568 | -287.568 | -287.568 | -288.408 | -287.568 | -287.568 | -287.568 | -288.408 | -287.568 | -287.568 | -287.568 | -288.408 | -287.568 | -287.568 | -287.568 | -288.408 | -287.568 | -287.568
Option 2D AT | Borumba - Gen | Special Constraints | 0 | 0 | 0 | 0 | 0 | 0 | 0 | 0 | 0 | 15336000 | 26280000 | 26280000 | 26280000 | 26352000 | 26280000 | 26280000 | 26280000 | 26352000 | 26280000 | 26280000 | 26280000 | 26352000 | 26280000 | 26280000
Option 2D AT | Borumba - Pump | Special Constraints | 0 | 0 | 0 | 0 | 0 | 0 | 0 | 0 | 0 | 15336000 | 26280000 | 26280000 | 26280000 | 26352000 | 26280000 | 26280000 | 26280000 | 26352000 | 26280000 | 26280000 | 26280000 | 26352000 | 26280000 | 26280000
Option 2D AT | CIS Dispatchable NSW | Policies NEM | -1231.12 | -631.96 | -431.96 | -1241.96 | -2541.96 | -2741.96 | -2741.96 | -2783.18 | -2741.96 | -2741.96 | -2741.96 | -2741.96 | -2741.96 | -2741.96 | -2750.69 | -2750.69 | -2709.47 | -2750.69 | -2709.47 | -2709.47 | -1925.69 | -1624.85 | -1583.63 | -1583.63
Option 2D AT | CIS Dispatchable SA | Policies NEM | -30 | 788 | 788 | 788 | -461 | -461 | -461 | -205 | -461 | -461 | -461 | -205 | -461 | -461 | -461 | -461 | -461 | -461 | -205 | -461 | -431 | 0 | 0 | 0
Option 2D AT | CIS Dispatchable VIC | Policies NEM | 0 | 1220 | 1271.79 | 1271.79 | -428.21 | -428.21 | -435.41 | -428.21 | -428.21 | -428.21 | -428.21 | -435.41 | -428.21 | -428.21 | -435.41 | -435.41 | -435.41 | -435.41 | -435.41 | -428.21 | -435.41 | 0 | 0 | 0
Option 2D AT | CIS Gen NSW | Policies NEM | -4646.44 | 1715.47 | 7931.07 | 14075.07 | -8779.93 | -9539.57 | -9539.57 | -9539.57 | -9539.57 | -9539.57 | -9539.57 | -9539.57 | -9539.57 | -9539.57 | -9539.57 | -9539.57 | -9539.57 | -9539.57 | -9539.57 | -9302.56 | -8998.86 | -8966.46 | -8583 | -8583
Option 2D AT | CIS Gen SA | Policies NEM | 0 | 20.36 | 621.16 | 509.16 | -690.84 | -690.84 | -690.84 | -690.84 | -690.84 | -690.84 | -690.84 | -690.84 | -690.84 | -690.84 | -690.84 | -690.84 | -690.84 | -690.84 | -690.84 | -690.84 | -690.84 | -690.84 | -690.84 | -690.84
Option 2D AT | CIS Gen TAS | Policies NEM | 0 | 0 | 750 | 1200 | 0 | 0 | 0 | 0 | 0 | 0 | 0 | 0 | 0 | 0 | 0 | 0 | 0 | 0 | 0 | 0 | 0 | 0 | 0 | 0
Option 2D AT | CIS Gen VIC - Solar | Policies NEM | 0 | 669 | 555.93 | 555.93 | -944.07 | -944.07 | -944.07 | -944.07 | -944.07 | -944.07 | -944.07 | -944.07 | -944.07 | -944.07 | -944.07 | -944.07 | -944.07 | -944.07 | -944.07 | -944.07 | -944.07 | -944.07 | -944.07 | -944.07
Option 2D AT | CIS Gen VIC - Wind | Policies NEM | 0 | 0 | 1922 | 3500 | -600 | -600 | -600 | -600 | -600 | -600 | -600 | -600 | -600 | -600 | -600 | -600 | -600 | -600 | -600 | -600 | -600 | -600 | -600 | -600
Option 2D AT | CIS Total Dispatchable | Policies NEM | -1261.12 | 3076.04 | 5550.83 | 7262.83 | -3731.17 | -3931.17 | -3938.37 | -3716.39 | -3931.17 | -3931.17 | -3931.17 | -3682.37 | -3931.17 | -3931.17 | -3947.1 | -3947.1 | -3905.88 | -3947.1 | -3649.88 | -3898.68 | -3092.1 | -1774.85 | -1583.63 | -1583.63
Option 2D AT | CNSW H2 Domestic Consumption Purchaser | Subregion flexible electricity load for Domestic H2 | 0 | 0 | 0 | 0 | 21.6393 | 74.56 | 169.8534 | 316.5593 | 516.0579 | 645.9686 | 776.1379 | 912.7607 | 1048.5929 | 1178.372 | 1285.6981 | 1380.5864 | 1475.3821 | 1558.518 | 1626.6301 | 1701.8386 | 1774.1607 | 1848.4446 | 1912.6829 | 1979.5514
Option 2D AT | CQ H2 Domestic Consumption Purchaser | Subregion flexible electricity load for Domestic H2 | 170.455 | 168.3874 | 165.6299 | 163.6243 | 166.3879 | 176.2043 | 195.8201 | 229.7414 | 279.5379 | 314.7623 | 347.9454 | 380.33 | 408.9564 | 436.3537 | 463.1799 | 486.7014 | 511.2607 | 531.5406 | 549.4491 | 580.715 | 618.675 | 670.4386 | 736.0663 | 815.3579
Option 2D AT | CSA H2 Domestic Consumption Purchaser | Subregion flexible electricity load for Domestic H2 | 7.3521 | 7.2677 | 7.1436 | 7.0393 | 74.9293 | 150.5317 | 214.3309 | 284.0221 | 365.8343 | 389.5577 | 420.4231 | 485.2414 | 549.2729 | 611.5906 | 662.0506 | 706.5357 | 751.1179 | 789.5463 | 817.669 | 851.545 | 884.1343 | 917.0983 | 946.8514 | 983.9879
Option 2D AT | Catagunya Min Gen | Hydro min release | 17.52 | 17.52 | 17.52 | 17.52 | 17.52 | 17.52 | 17.52 | 17.52 | 17.52 | 17.52 | 17.52 | 17.52 | 17.52 | 17.52 | 17.52 | 17.52 | 17.52 | 17.52 | 17.52 | 17.52 | 17.52 | 17.52 | 17.52 | 17.52
Option 2D AT | Combined Marinus Export | Special Constraints | 11773440 | 11805696 | 11773440 | 11773440 | 11773440 | 11805696 | 11773440 | 11773440 | 15589440 | 18393696 | 18343440 | 18343440 | 18343440 | 18393696 | 18343440 | 18343440 | 18343440 | 18393696 | 18343440 | 18343440 | 18343440 | 18393696 | 18343440 | 18343440
Option 2D AT | Combined Marinus Import | Special Constraints | 8567280 | 8590752 | 8567280 | 8567280 | 8567280 | 8590752 | 8567280 | 8567280 | 12383280 | 15178752 | 15137280 | 15137280 | 15137280 | 15178752 | 15137280 | 15137280 | 15137280 | 15178752 | 15137280 | 15137280 | 15137280 | 15178752 | 15137280 | 15137280
Option 2D AT | Constraint on Pipeline from Storage to GTs CNSW | Constraints to make diesel to come exclusively from storage | 0 | 0 | 0 | 0 | 0 | 0 | 0 | 0 | 0 | 0 | 0 | 0 | 0 | 0 | 0 | 0 | 0 | 0 | 0 | 0 | 0 | 0 | 0 | 0
Option 2D AT | Constraint on Pipeline from Storage to GTs CQ | Constraints to make diesel to come exclusively from storage | 0 | 0 | 0 | 0 | 0 | 0 | 0 | 0 | 0 | 0 | 0 | 0 | 0 | 0 | 0 | 0 | 0 | 0 | 0 | 0 | 0 | 0 | 0 | 0
Option 2D AT | Constraint on Pipeline from Storage to GTs CSA | Constraints to make diesel to come exclusively from storage | 0 | 0 | 0 | 0 | 0 | 0 | 0 | 0 | 0 | 0 | 0 | 0 | 0 | 0 | 0 | 0 | 0 | 0 | 0 | 0 | 0 | 0 | 0 | 0
Option 2D AT | Constraint on Pipeline from Storage to GTs GG | Constraints to make diesel to come exclusively from storage | 0 | 0 | 0 | 0 | 0 | 0 | 0 | 0 | 0 | 0 | 0 | 0 | 0 | 0 | 0 | 0 | 0 | 0 | 0 | 0 | 0 | 0 | 0 | 0
Option 2D AT | Constraint on Pipeline from Storage to GTs MEL | Constraints to make diesel to come exclusively from storage | 0 | 0 | 0 | 0 | 0 | 0 | 0 | 0 | 0 | 0 | 0 | 0 | 0 | 0 | 0 | 0 | 0 | 0 | 0 | 0 | 0 | 0 | 0 | 0
Option 2D AT | Constraint on Pipeline from Storage to GTs NNSW | Constraints to make diesel to come exclusively from storage | 0 | 0 | 0 | 0 | 0 | 0 | 0 | 0 | 0 | 0 | 0 | 0 | 0 | 0 | 0 | 0 | 0 | 0 | 0 | 0 | 0 | 0 | 0 | 0
Option 2D AT | Constraint on Pipeline from Storage to GTs NQ | Constraints to make diesel to come exclusively from storage | 0 | 0 | 0 | 0 | 0 | 0 | 0 | 0 | 0 | 0 | 0 | 0 | 0 | 0 | 0 | 0 | 0 | 0 | 0 | 0 | 0 | 0 | 0 | 0
Option 2D AT | Constraint on Pipeline from Storage to GTs NSA | Constraints to make diesel to come exclusively from storage | 0 | 0 | 0 | 0 | 0 | 0 | 0 | 0 | 0 | 0 | 0 | 0 | 0 | 0 | 0 | 0 | 0 | 0 | 0 | 0 | 0 | 0 | 0 | 0
Option 2D AT | Constraint on Pipeline from Storage to GTs SESA | Constraints to make diesel to come exclusively from storage | 0 | 0 | 0 | 0 | 0 | 0 | 0 | 0 | 0 | 0 | 0 | 0 | 0 | 0 | 0 | 0 | 0 | 0 | 0 | 0 | 0 | 0 | 0 | 0
Option 2D AT | Constraint on Pipeline from Storage to GTs SEV | Constraints to make diesel to come exclusively from storage | 0 | 0 | 0 | 0 | 0 | 0 | 0 | 0 | 0 | 0 | 0 | 0 | 0 | 0 | 0 | 0 | 0 | 0 | 0 | 0 | 0 | 0 | 0 | 0
Option 2D AT | Constraint on Pipeline from Storage to GTs SNSW | Constraints to make diesel to come exclusively from storage | 0 | 0 | 0 | 0 | 0 | 0 | 0 | 0 | 0 | 0 | 0 | 0 | 0 | 0 | 0 | 0 | 0 | 0 | 0 | 0 | 0 | 0 | 0 | 0
Option 2D AT | Constraint on Pipeline from Storage to GTs SNW | Constraints to make diesel to come exclusively from storage | 0 | 0 | 0 | 0 | 0 | 0 | 0 | 0 | 0 | 0 | 0 | 0 | 0 | 0 | 0 | 0 | 0 | 0 | 0 | 0 | 0 | 0 | 0 | 0
Option 2D AT | Constraint on Pipeline from Storage to GTs SQ | Constraints to make diesel to come exclusively from storage | 0 | 0 | 0 | 0 | 0 | 0 | 0 | 0 | 0 | 0 | 0 | 0 | 0 | 0 | 0 | 0 | 0 | 0 | 0 | 0 | 0 | 0 | 0 | 0
Option 2D AT | Constraint on Pipeline from Storage to GTs TAS | Constraints to make diesel to come exclusively from storage | 0 | 0 | 0 | 0 | 0 | 0 | 0 | 0 | 0 | 0 | 0 | 0 | 0 | 0 | 0 | 0 | 0 | 0 | 0 | 0 | 0 | 0 | 0 | 0
Option 2D AT | Constraint on Pipeline from Storage to GTs WNV | Constraints to make diesel to come exclusively from storage | 0 | 0 | 0 | 0 | 0 | 0 | 0 | 0 | 0 | 0 | 0 | 0 | 0 | 0 | 0 | 0 | 0 | 0 | 0 | 0 | 0 | 0 | 0 | 0
Option 2D AT | Constraint on Pipeline from Storage to GTs WOO | Constraints to make diesel to come exclusively from storage | 0 | 0 | 0 | 0 | 0 | 0 | 0 | 0 | 0 | 0 | 0 | 0 | 0 | 0 | 0 | 0 | 0 | 0 | 0 | 0 | 0 | 0 | 0 | 0
Option 2D AT | DNSP Thermal Limit on CER CNSW Area1 | DNSP Thermal Limit on CER | 966765.5 | 1111066.5 | 1291997 | 1404969 | 1505359 | 1687557 | 1677144.5 | 1968955 | 2116592.5 | 2185551 | 2251896 | 2354350.5 | 2562631.5 | 2884695 | 2937616 | 2898403.5 | 2804333.5 | 3040364.5 | 3283152 | 3423131 | 3551033.5 | 3992237 | 3842308.5 | 4421880.5
Option 2D AT | DNSP Thermal Limit on CER CQ Area1 | DNSP Thermal Limit on CER | 1255639.5 | 1480245 | 1685951.5 | 1888234.5 | 1918878.5 | 2048443 | 2244890.5 | 2505941 | 2669901.5 | 2827619 | 2889201.5 | 2971337.5 | 3194993.5 | 3574744.5 | 3866236.5 | 3532926 | 3541346.5 | 4033492.5 | 4421163.5 | 4860759 | 5025203 | 5108078.5 | 5565989.5 | 5849909.5
Option 2D AT | DNSP Thermal Limit on CER CSA Area1 | DNSP Thermal Limit on CER | 4256945 | 4752734.5 | 5166168.5 | 5452126.5 | 6068007.5 | 6550092.5 | 6961602.5 | 7584269.5 | 8591169 | 9576661.5 | 11026344.5 | 11846516.5 | 13217969.5 | 14711141.5 | 15958573 | 17262283.5 | 18181881.5 | 19728999 | 21019756 | 21192770.5 | 21531591 | 22059301.5 | 21824051.5 | 22010431
Option 2D AT | DNSP Thermal Limit on CER GG Area1 | DNSP Thermal Limit on CER | 159004.5 | 188683 | 212647.5 | 248913 | 255920.5 | 276794 | 303696.5 | 317853.5 | 344032.5 | 357666 | 364736 | 372796.5 | 401731 | 448240.5 | 488479 | 500195.5 | 440253.5 | 525309 | 571241.5 | 649884 | 739838 | 769106 | 820954 | 832385.5
Option 2D AT | DNSP Thermal Limit on CER MEL Area1 | DNSP Thermal Limit on CER | 913676 | 1096631.5 | 1280969.5 | 1288844.5 | 1531598 | 1652859.5 | 1795201.5 | 1969809.5 | 2088821 | 2118945.5 | 2232612.5 | 2385419 | 2618876 | 2849518 | 2964042.5 | 3015267 | 2869514 | 3181642 | 3503216.5 | 3402059 | 3832716 | 3983813.5 | 4224145.5 | 4572474
Option 2D AT | DNSP Thermal Limit on CER MEL Area2 | DNSP Thermal Limit on CER | 4142105.5 | 5020523 | 5907202.5 | 5948970.5 | 7119581 | 7696360 | 8372854.5 | 9204694.5 | 9727973.5 | 9835137 | 10412820 | 11139344.5 | 12302313.5 | 13426405 | 14073247 | 14384622.5 | 13551965 | 15073415 | 16808290.5 | 16294362 | 18523148 | 19397623.5 | 20515647 | 22238295.5
Option 2D AT | DNSP Thermal Limit on CER NNSW Area1 | DNSP Thermal Limit on CER | 2325519.5 | 2624469.5 | 3062558 | 3290936 | 3577864.5 | 3986496.5 | 4039020.5 | 4737479.5 | 4870107 | 5126790 | 5308550.5 | 5459255 | 5965281 | 6460945 | 6837968.5 | 6731336.5 | 6601718.5 | 6848142.5 | 7348837 | 7672017.5 | 8021678 | 8895620 | 8624866.5 | 10053486
Option 2D AT | DNSP Thermal Limit on CER NQ Area1 | DNSP Thermal Limit on CER | 2044892 | 2354981.5 | 2618617 | 2965590.5 | 3083395 | 3294090 | 3534765.5 | 3839393.5 | 4029891.5 | 4353057.5 | 4266395.5 | 4418887.5 | 4761818 | 5302921 | 6044694.5 | 5877979 | 5674595 | 6453826.5 | 7166544 | 7581358 | 8064792.5 | 8501909.5 | 8890524 | 8824932
Option 2D AT | DNSP Thermal Limit on CER NSA Area1 | DNSP Thermal Limit on CER | 170290 | 195339 | 229429 | 254277 | 269478.5 | 279263.5 | 303344.5 | 332247.5 | 391460 | 452689.5 | 457736.5 | 563474 | 604455.5 | 648304.5 | 688922.5 | 724702 | 784022 | 871307 | 938558 | 989962 | 1029930 | 1060210 | 1109650 | 1191045.5
Option 2D AT | DNSP Thermal Limit on CER SESA Area1 | DNSP Thermal Limit on CER | 201784 | 243171.5 | 279506 | 301519.5 | 334755.5 | 359084.5 | 390986.5 | 426417 | 482333.5 | 543492.5 | 576412 | 706695 | 781089.5 | 845950 | 903352.5 | 959615 | 1038181 | 1163093 | 1247433 | 1280351.5 | 1312607.5 | 1330610 | 1373171.5 | 1476851
Option 2D AT | DNSP Thermal Limit on CER SEV Area1 | DNSP Thermal Limit on CER | 894968 | 1146237 | 1407123.5 | 1469681 | 1716976 | 1889987 | 2138663 | 2426012 | 2503710 | 2649200 | 2843616.5 | 2918396.5 | 3159504.5 | 3470906.5 | 3596666 | 3755766 | 3672708 | 3959961 | 4291041.5 | 4265151.5 | 4623910.5 | 4837742.5 | 5039982.5 | 5354967
Option 2D AT | DNSP Thermal Limit on CER SNSW Area1 | DNSP Thermal Limit on CER | 1182239 | 1323835 | 1528394.5 | 1641147 | 1775920.5 | 1977037 | 1970364.5 | 2289455.5 | 2350090.5 | 2412024 | 2467193.5 | 2593781 | 2852109.5 | 3130939.5 | 3336416 | 3305287.5 | 3270163 | 3464236 | 3769767.5 | 3854195.5 | 4057163 | 4416906 | 4324617 | 4943844
Option 2D AT | DNSP Thermal Limit on CER SNSW Area2 | DNSP Thermal Limit on CER | 1041443 | 1166872 | 1358825 | 1452964 | 1566060 | 1745304.5 | 1731423 | 2037647.5 | 2087810.5 | 2160049 | 2172820.5 | 2270946 | 2510525.5 | 2826333 | 2980563 | 2895428.5 | 2912633.5 | 3061219.5 | 3298062.5 | 3360450.5 | 3486761.5 | 3868034.5 | 3751857.5 | 4407063
Option 2D AT | DNSP Thermal Limit on CER SNW Area1 | DNSP Thermal Limit on CER | 4486985.5 | 5207399.5 | 6147008 | 6877088.5 | 7351739 | 8330753 | 8499447 | 9948545.5 | 10421162 | 10834137.5 | 11351377 | 11846915.5 | 13245645 | 14525245.5 | 15840703 | 15597276 | 14875571 | 16401333 | 18148114.5 | 19429810.5 | 19929711.5 | 21633721.5 | 21369527.5 | 24173593.5
Option 2D AT | DNSP Thermal Limit on CER SNW Area2 | DNSP Thermal Limit on CER | 4852221.5 | 5520953.5 | 6390511 | 7048356 | 7414077 | 8303530 | 8317649.5 | 9654937.5 | 9994830.5 | 10208064.5 | 10577656 | 10935769.5 | 12169684 | 13296927.5 | 14369849.5 | 14015071.5 | 13316859 | 14575497.5 | 16090062.5 | 17152867.5 | 17473117 | 18972428.5 | 18586564 | 21026242
Option 2D AT | DNSP Thermal Limit on CER SQ Area1 | DNSP Thermal Limit on CER | 10052872 | 11793940.5 | 13451700.5 | 14825323.5 | 15536047 | 16508638 | 17798831.5 | 18912368 | 19807934.5 | 21188927.5 | 21211171.5 | 21796574 | 23660690.5 | 25847945.5 | 27663480.5 | 28291903.5 | 25777207 | 28751075.5 | 31867042 | 33796487.5 | 35377258 | 36798760 | 38943094 | 40766427
Option 2D AT | DNSP Thermal Limit on CER TAS Area1 | DNSP Thermal Limit on CER | 587916.5 | 689719.5 | 798833 | 838917.5 | 999601 | 1128012.5 | 1237917 | 1386869 | 1475298.5 | 1543283.5 | 1669408.5 | 1771689.5 | 1960768.5 | 2177936 | 2337174.5 | 2386075.5 | 2396939.5 | 2820513.5 | 3029353 | 3047080 | 3438117 | 3776838 | 3808102.5 | 4076279.5
Option 2D AT | DNSP Thermal Limit on CER WNV Area1 | DNSP Thermal Limit on CER | 399542.5 | 478731.5 | 558123.5 | 583763 | 714628 | 766945 | 824846.5 | 904176.5 | 977174.5 | 1005859.5 | 1065498.5 | 1123497.5 | 1246472.5 | 1348919.5 | 1388325 | 1448401 | 1313920.5 | 1464497 | 1595167.5 | 1628394.5 | 1872550.5 | 1930232.5 | 2022411.5 | 2178849
Option 2D AT | DNSP Thermal Limit on CER WNV Area2 | DNSP Thermal Limit on CER | 1574485.5 | 1921734 | 2273887 | 2390889 | 2913951 | 3162139 | 3493669 | 3919461 | 4154697.5 | 4335680 | 4692169 | 4807969.5 | 5309666 | 5858386 | 6071729 | 6385619 | 5772196.5 | 6217387 | 6822739.5 | 6906310.5 | 7861138.5 | 8221640.5 | 8542509.5 | 9175274.5
Option 2D AT | DNSP Thermal Limit on Distributed Resources CNSW Area1 | DNSP Thermal Limit on Distributed Resources | 5676480 | 5692032 | 5676480 | 5676480 | 5676480 | 5692032 | 5676480 | 5676480 | 5676480 | 5692032 | 5676480 | 5676480 | 5676480 | 5692032 | 5676480 | 5676480 | 5676480 | 5692032 | 5676480 | 5676480 | 5676480 | 5692032 | 5676480 | 5676480
Option 2D AT | DNSP Thermal Limit on Distributed Resources CQ Area1 | DNSP Thermal Limit on Distributed Resources | 8979000 | 9003600 | 8979000 | 8979000 | 8979000 | 9003600 | 8979000 | 8979000 | 8979000 | 9003600 | 8979000 | 8979000 | 8979000 | 9003600 | 8979000 | 8979000 | 8979000 | 9003600 | 8979000 | 8979000 | 8979000 | 9003600 | 8979000 | 8979000
Option 2D AT | DNSP Thermal Limit on Distributed Resources CSA Area1 | DNSP Thermal Limit on Distributed Resources | 65174400 | 65352960 | 65174400 | 65174400 | 65174400 | 65352960 | 65174400 | 65174400 | 65174400 | 65352960 | 65174400 | 65174400 | 65174400 | 65352960 | 65174400 | 65174400 | 65174400 | 65352960 | 65174400 | 65174400 | 65174400 | 65352960 | 65174400 | 65174400
Option 2D AT | DNSP Thermal Limit on Distributed Resources GG Area1 | DNSP Thermal Limit on Distributed Resources | 1033680 | 1036512 | 1033680 | 1033680 | 1033680 | 1036512 | 1033680 | 1033680 | 1033680 | 1036512 | 1033680 | 1033680 | 1033680 | 1036512 | 1033680 | 1033680 | 1033680 | 1036512 | 1033680 | 1033680 | 1033680 | 1036512 | 1033680 | 1033680
Option 2D AT | DNSP Thermal Limit on Distributed Resources MEL Area1 | DNSP Thermal Limit on Distributed Resources | 15978240 | 16022016 | 15978240 | 15978240 | 15978240 | 16022016 | 15978240 | 15978240 | 15978240 | 16022016 | 15978240 | 15978240 | 15978240 | 16022016 | 15978240 | 15978240 | 15978240 | 16022016 | 15978240 | 15978240 | 15978240 | 16022016 | 15978240 | 15978240
Option 2D AT | DNSP Thermal Limit on Distributed Resources MEL Area2 | DNSP Thermal Limit on Distributed Resources | 182768640 | 183269376 | 182768640 | 182768640 | 182768640 | 183269376 | 182768640 | 182768640 | 182768640 | 183269376 | 182768640 | 182768640 | 182768640 | 183269376 | 182768640 | 182768640 | 182768640 | 183269376 | 182768640 | 182768640 | 182768640 | 183269376 | 182768640 | 182768640
Option 2D AT | DNSP Thermal Limit on Distributed Resources NNSW Area1 | DNSP Thermal Limit on Distributed Resources | 9171720 | 9196848 | 9171720 | 9171720 | 9171720 | 9196848 | 9171720 | 9171720 | 9171720 | 9196848 | 9171720 | 9171720 | 9171720 | 9196848 | 9171720 | 9171720 | 9171720 | 9196848 | 9171720 | 9171720 | 9171720 | 9196848 | 9171720 | 9171720
Option 2D AT | DNSP Thermal Limit on Distributed Resources NQ Area1 | DNSP Thermal Limit on Distributed Resources | 16915560 | 16961904 | 16915560 | 16915560 | 16915560 | 16961904 | 16915560 | 16915560 | 16915560 | 16961904 | 16915560 | 16915560 | 16915560 | 16961904 | 16915560 | 16915560 | 16915560 | 16961904 | 16915560 | 16915560 | 16915560 | 16961904 | 16915560 | 16915560
Option 2D AT | DNSP Thermal Limit on Distributed Resources NSA Area1 | DNSP Thermal Limit on Distributed Resources | 3039720 | 3048048 | 3039720 | 3039720 | 3039720 | 3048048 | 3039720 | 3039720 | 3039720 | 3048048 | 3039720 | 3039720 | 3039720 | 3048048 | 3039720 | 3039720 | 3039720 | 3048048 | 3039720 | 3039720 | 3039720 | 3048048 | 3039720 | 3039720
Option 2D AT | DNSP Thermal Limit on Distributed Resources SESA Area1 | DNSP Thermal Limit on Distributed Resources | 4476360 | 4488624 | 4476360 | 4476360 | 4476360 | 4488624 | 4476360 | 4476360 | 4476360 | 4488624 | 4476360 | 4476360 | 4476360 | 4488624 | 4476360 | 4476360 | 4476360 | 4488624 | 4476360 | 4476360 | 4476360 | 4488624 | 4476360 | 4476360
Option 2D AT | DNSP Thermal Limit on Distributed Resources SEV Area1 | DNSP Thermal Limit on Distributed Resources | 7191960 | 7211664 | 7191960 | 7191960 | 7191960 | 7211664 | 7191960 | 7191960 | 7191960 | 7211664 | 7191960 | 7191960 | 7191960 | 7211664 | 7191960 | 7191960 | 7191960 | 7211664 | 7191960 | 7191960 | 7191960 | 7211664 | 7191960 | 7191960
Option 2D AT | DNSP Thermal Limit on Distributed Resources SNSW Area1 | DNSP Thermal Limit on Distributed Resources | 6990480 | 7009632 | 6990480 | 6990480 | 6990480 | 7009632 | 6990480 | 6990480 | 6990480 | 7009632 | 6990480 | 6990480 | 6990480 | 7009632 | 6990480 | 6990480 | 6990480 | 7009632 | 6990480 | 6990480 | 6990480 | 7009632 | 6990480 | 6990480
Option 2D AT | DNSP Thermal Limit on Distributed Resources SNSW Area2 | DNSP Thermal Limit on Distributed Resources | 8059200 | 8081280 | 8059200 | 8059200 | 8059200 | 8081280 | 8059200 | 8059200 | 8059200 | 8081280 | 8059200 | 8059200 | 8059200 | 8081280 | 8059200 | 8059200 | 8059200 | 8081280 | 8059200 | 8059200 | 8059200 | 8081280 | 8059200 | 8059200
Option 2D AT | DNSP Thermal Limit on Distributed Resources SNW Area1 | DNSP Thermal Limit on Distributed Resources | 27366240 | 27441216 | 27366240 | 27366240 | 27366240 | 27441216 | 27366240 | 27366240 | 27366240 | 27441216 | 27366240 | 27366240 | 27366240 | 27441216 | 27366240 | 27366240 | 27366240 | 27441216 | 27366240 | 27366240 | 27366240 | 27441216 | 27366240 | 27366240
Option 2D AT | DNSP Thermal Limit on Distributed Resources SNW Area2 | DNSP Thermal Limit on Distributed Resources | 59734440 | 59898096 | 59734440 | 59734440 | 59734440 | 59898096 | 59734440 | 59734440 | 59734440 | 59898096 | 59734440 | 59734440 | 59734440 | 59898096 | 59734440 | 59734440 | 59734440 | 59898096 | 59734440 | 59734440 | 59734440 | 59898096 | 59734440 | 59734440
Option 2D AT | DNSP Thermal Limit on Distributed Resources SQ Area1 | DNSP Thermal Limit on Distributed Resources | 51018240 | 51158016 | 51018240 | 51018240 | 51018240 | 51158016 | 51018240 | 51018240 | 51018240 | 51158016 | 51018240 | 51018240 | 51018240 | 51158016 | 51018240 | 51018240 | 51018240 | 51158016 | 51018240 | 51018240 | 51018240 | 51158016 | 51018240 | 51018240
Option 2D AT | DNSP Thermal Limit on Distributed Resources TAS Area1 | DNSP Thermal Limit on Distributed Resources | 3468960 | 3478464 | 3468960 | 3468960 | 3468960 | 3478464 | 3468960 | 3468960 | 3468960 | 3478464 | 3468960 | 3468960 | 3468960 | 3478464 | 3468960 | 3468960 | 3468960 | 3478464 | 3468960 | 3468960 | 3468960 | 3478464 | 3468960 | 3468960
Option 2D AT | DNSP Thermal Limit on Distributed Resources WNV Area1 | DNSP Thermal Limit on Distributed Resources | 3460200 | 3469680 | 3460200 | 3460200 | 3460200 | 3469680 | 3460200 | 3460200 | 3460200 | 3469680 | 3460200 | 3460200 | 3460200 | 3469680 | 3460200 | 3460200 | 3460200 | 3469680 | 3460200 | 3460200 | 3460200 | 3469680 | 3460200 | 3460200
Option 2D AT | DNSP Thermal Limit on Distributed Resources WNV Area2 | DNSP Thermal Limit on Distributed Resources | 53295840 | 53441856 | 53295840 | 53295840 | 53295840 | 53441856 | 53295840 | 53295840 | 53295840 | 53441856 | 53295840 | 53295840 | 53295840 | 53441856 | 53295840 | 53295840 | 53295840 | 53441856 | 53295840 | 53295840 | 53295840 | 53441856 | 53295840 | 53295840
Option 2D AT | Daily H2 Limit NSW | H2 Infrastructure Limitations | 0 | 0 | 0 | 0 | 74.634 | 268.989 | 575.235 | 989.056 | 1356.255 | 1392.403 | 1344.782 | 1301.579 | 1257.998 | 1214.024 | 1169.674 | 1124.93 | 1079.804 | 1034.715 | 989.675 | 944.667 | 899.708 | 854.786 | 809.91 | 765.067
Option 2D AT | Daily H2 Limit QLD | H2 Infrastructure Limitations | 0 | 0 | 0 | 0 | 15.773 | 37.709 | 62.165 | 85.404 | 106.757 | 106.759 | 106.761 | 106.762 | 111.577 | 121.208 | 134.135 | 150.359 | 169.932 | 188.075 | 204.841 | 221.752 | 238.882 | 256.178 | 273.684 | 291.343
Option 2D AT | Daily H2 Limit SA | H2 Infrastructure Limitations | 0 | 0 | 0 | 0 | 385.412 | 720.661 | 902.016 | 989.345 | 996.365 | 783.66 | 598.563 | 598.559 | 598.557 | 598.557 | 598.557 | 598.559 | 598.563 | 598.565 | 598.565 | 598.565 | 598.566 | 598.566 | 598.566 | 598.566
Option 2D AT | Daily H2 Limit TAS | H2 Infrastructure Limitations | 0 | 0 | 0 | 0 | 0 | 0 | 285.209 | 568 | 568 | 568 | 568 | 568 | 568 | 507.339 | 507.339 | 507.339 | 507.339 | 507.339 | 507.339 | 507.339 | 507.339 | 507.339 | 507.339 | 507.339
Option 2D AT | Daily H2 Limit VIC | H2 Infrastructure Limitations | 0 | 0 | 0 | 0 | 355.986 | 1340.561 | 2953.724 | 5195.476 | 7403.019 | 7857.356 | 7857.356 | 7857.356 | 7857.356 | 7857.356 | 7857.356 | 7857.356 | 7857.356 | 7857.356 | 7857.356 | 7857.356 | 7857.356 | 7857.356 | 7857.356 | 7857.356
Option 2D AT | ExportGroup_CNSW1 | Group Network Export Constraints | 7139400 | 7158960 | 7139400 | 7139400 | 7139400 | 7158960 | 7139400 | 7139400 | 7139400 | 7158960 | 7139400 | 7139400 | 7139400 | 7158960 | 7139400 | 7139400 | 7139400 | 7158960 | 7139400 | 7139400 | 7139400 | 7158960 | 7139400 | 7139400
Option 2D AT | ExportGroup_CQ1 | Group Network Export Constraints | 16792320 | 16833120 | 16792320 | 16792320 | 16792320 | 16833120 | 16792320 | 16792320 | 16792320 | 16833120 | 16792320 | 16792320 | 16792320 | 16833120 | 16792320 | 16792320 | 16792320 | 16833120 | 16792320 | 16792320 | 16792320 | 16833120 | 16792320 | 16792320
Option 2D AT | ExportGroup_MN1 | Group Network Export Constraints | 15460080 | 15499200 | 15460080 | 15460080 | 15460080 | 15499200 | 15460080 | 15460080 | 15460080 | 15499200 | 15460080 | 15460080 | 15460080 | 15499200 | 15460080 | 15460080 | 15460080 | 15499200 | 15460080 | 15460080 | 15460080 | 15499200 | 15460080 | 15460080
Option 2D AT | ExportGroup_NET1 | Group Network Export Constraints | 14016000 | 14054400 | 14016000 | 14016000 | 14016000 | 14054400 | 14016000 | 14016000 | 14016000 | 14054400 | 14016000 | 14016000 | 14016000 | 14054400 | 14016000 | 14016000 | 14016000 | 14054400 | 14016000 | 14016000 | 14016000 | 14054400 | 14016000 | 14016000
Option 2D AT | ExportGroup_NQ1 | Group Network Export Constraints | 22380480 | 22438560 | 22380480 | 22380480 | 22380480 | 22438560 | 22380480 | 22380480 | 22380480 | 22438560 | 22380480 | 22380480 | 22380480 | 22438560 | 22380480 | 22380480 | 22380480 | 22438560 | 22380480 | 22380480 | 22380480 | 22438560 | 22380480 | 22380480
Option 2D AT | ExportGroup_NSA1 | Group Network Export Constraints | 5124600 | 5138640 | 5124600 | 5124600 | 5124600 | 5138640 | 5124600 | 5124600 | 5124600 | 5138640 | 5124600 | 5124600 | 5124600 | 5138640 | 5124600 | 5124600 | 5124600 | 5138640 | 5124600 | 5124600 | 5124600 | 5138640 | 5124600 | 5124600
Option 2D AT | ExportGroup_SEVIC1 | Group Network Export Constraints | 0 | 0 | 0 | 0 | 0 | 36892800 | 36792000 | 36792000 | 36792000 | 36892800 | 36792000 | 36792000 | 36792000 | 36892800 | 36792000 | 36792000 | 36792000 | 36892800 | 36792000 | 36792000 | 36792000 | 36892800 | 36792000 | 36792000
Option 2D AT | ExportGroup_SQ1 | Group Network Export Constraints | 12264000 | 12297600 | 12264000 | 12264000 | 12264000 | 12297600 | 12264000 | 12264000 | 12264000 | 12297600 | 12264000 | 12264000 | 12264000 | 12297600 | 12264000 | 12264000 | 12264000 | 12297600 | 12264000 | 12264000 | 12264000 | 12297600 | 12264000 | 12264000
Option 2D AT | ExportGroup_SWNSW1 | Group Network Export Constraints | 10512000 | 10540800 | 10512000 | 10512000 | 10512000 | 10540800 | 10512000 | 10512000 | 10512000 | 10540800 | 10512000 | 10512000 | 10512000 | 10540800 | 10512000 | 10512000 | 10512000 | 10540800 | 10512000 | 10512000 | 10512000 | 10540800 | 10512000 | 10512000
Option 2D AT | ExportGroup_SWNSW2 | Group Network Export Constraints | 0 | 0 | 0 | 0 | 0 | 22598400 | 38544000 | 38544000 | 38544000 | 38649600 | 38544000 | 38544000 | 38544000 | 38649600 | 38544000 | 38544000 | 38544000 | 38649600 | 38544000 | 38544000 | 38544000 | 38649600 | 38544000 | 38544000
Option 2D AT | ExportGroup_SWQLD1 | Group Network Export Constraints | 26280000 | 26352000 | 26280000 | 26280000 | 26280000 | 26352000 | 26280000 | 26280000 | 26280000 | 26352000 | 26280000 | 26280000 | 26280000 | 26352000 | 26280000 | 26280000 | 26280000 | 26352000 | 26280000 | 26280000 | 26280000 | 26352000 | 26280000 | 26280000
Option 2D AT | ExportGroup_SWV1 | Group Network Export Constraints | 21856200 | 21916080 | 21856200 | 21856200 | 21856200 | 21916080 | 21856200 | 21856200 | 21856200 | 21916080 | 21856200 | 21856200 | 21856200 | 21916080 | 21856200 | 21856200 | 21856200 | 21916080 | 21856200 | 21856200 | 21856200 | 21916080 | 21856200 | 21856200
Option 2D AT | ExportGroup_WNV1 | Group Network Export Constraints | 23802480 | 23851440 | 23802480 | 23802480 | 23802480 | 10851480 | 23802480 | 23802480 | 23802480 | 23851440 | 23802480 | 23802480 | 23802480 | 23851440 | 23802480 | 23802480 | 23802480 | 23851440 | 23802480 | 23802480 | 23802480 | 23851440 | 23802480 | 23802480
Option 2D AT | ExportGroup_WV1 | Group Network Export Constraints | 7860000 | 7878720 | 7860000 | 7860000 | 7860000 | 7878720 | 7860000 | 7860000 | 7860000 | 7878720 | 7860000 | 7860000 | 7860000 | 7878720 | 7860000 | 7860000 | 7860000 | 7878720 | 7860000 | 7860000 | 7860000 | 7878720 | 7860000 | 7860000
Option 2D AT | ExportLimit_DN1_Dubbo | Distribution REZ Export Constraints | 0 | 0 | 0 | 0 | 0 | 0 | 0 | 0 | 0 | 0 | 0 | 0 | 0 | 0 | 0 | 0 | 0 | 0 | 0 | 0 | 0 | 0 | 0 | 0
Option 2D AT | ExportLimit_DN2_Yass | Distribution REZ Export Constraints | 0 | 0 | 0 | 0 | 0 | 0 | 0 | 0 | 0 | 0 | 0 | 0 | 0 | 0 | 0 | 0 | 0 | 0 | 0 | 0 | 0 | 0 | 0 | 0
Option 2D AT | ExportLimit_DN3_Marulan | Distribution REZ Export Constraints | 0 | 0 | 0 | 0 | 0 | 0 | 0 | 0 | 0 | 0 | 0 | 0 | 0 | 0 | 0 | 0 | 0 | 0 | 0 | 0 | 0 | 0 | 0 | 0
Option 2D AT | ExportLimit_N10_Hunter Coast | REZ Network Export Constraints | 49494000 | 49629600 | 49494000 | 49494000 | 49494000 | 49629600 | 49494000 | 49494000 | 49494000 | 49629600 | 49494000 | 49494000 | 49494000 | 49629600 | 49494000 | 49494000 | 49494000 | 49629600 | 49494000 | 49494000 | 49494000 | 49629600 | 49494000 | 49494000
Option 2D AT | ExportLimit_N11_Illawarra Coast | REZ Network Export Constraints | 8760000 | 8784000 | 8760000 | 8760000 | 8760000 | 8784000 | 8760000 | 8760000 | 8760000 | 8784000 | 8760000 | 8760000 | 8760000 | 8784000 | 8760000 | 8760000 | 8760000 | 8784000 | 8760000 | 8760000 | 8760000 | 8784000 | 8760000 | 8760000
Option 2D AT | ExportLimit_N12_Illawarra | REZ Network Export Constraints | 8760000 | 8784000 | 8760000 | 8760000 | 8760000 | 8784000 | 8760000 | 8760000 | 8760000 | 8784000 | 8760000 | 8760000 | 8760000 | 8784000 | 8760000 | 8760000 | 8760000 | 8784000 | 8760000 | 8760000 | 8760000 | 8784000 | 8760000 | 8760000
Option 2D AT | ExportLimit_N13_South Cobar | REZ Network Export Constraints | 995328 | 997872 | 995328 | 995328 | 995328 | 997872 | 995328 | 995328 | 995328 | 997872 | 995328 | 995328 | 995328 | 997872 | 995328 | 995328 | 995328 | 997872 | 995328 | 995328 | 995328 | 997872 | 995328 | 995328
Option 2D AT | ExportLimit_N1_North West NSW | REZ Network Export Constraints | 1497960 | 1502064 | 1497960 | 1497960 | 1497960 | 1502064 | 1497960 | 1497960 | 1497960 | 1502064 | 1497960 | 1497960 | 1497960 | 1502064 | 1497960 | 1497960 | 1497960 | 1502064 | 1497960 | 1497960 | 1497960 | 1502064 | 1497960 | 1497960
Option 2D AT | ExportLimit_N2_New England | REZ Network Export Constraints | 5054520 | 5068368 | 5054520 | 5054520 | 5054520 | 5068368 | 5054520 | 5054520 | 5054520 | 5068368 | 5054520 | 5054520 | 5054520 | 5068368 | 5054520 | 5054520 | 5054520 | 5068368 | 5054520 | 5054520 | 5054520 | 5068368 | 5054520 | 5054520
Option 2D AT | ExportLimit_N3_Central-West Orana | REZ Network Export Constraints | 7884000 | 7905600 | 7884000 | 7884000 | 7884000 | 7905600 | 7884000 | 7884000 | 7884000 | 7905600 | 7884000 | 7884000 | 7884000 | 7905600 | 7884000 | 7884000 | 7884000 | 7905600 | 7884000 | 7884000 | 7884000 | 7905600 | 7884000 | 7884000
Option 2D AT | ExportLimit_N4_Broken Hill | REZ Network Export Constraints | 2190000 | 2196000 | 2190000 | 2190000 | 2190000 | 2196000 | 2190000 | 2190000 | 2190000 | 2196000 | 2190000 | 2190000 | 2190000 | 2196000 | 2190000 | 2190000 | 2190000 | 2196000 | 2190000 | 2190000 | 2190000 | 2196000 | 2190000 | 2190000
Option 2D AT | ExportLimit_N5_South West NSW | REZ Network Export Constraints | 3942000 | 3952800 | 3942000 | 3942000 | 3942000 | 3952800 | 3942000 | 3942000 | 3942000 | 3952800 | 3942000 | 3942000 | 3942000 | 3952800 | 3942000 | 3942000 | 3942000 | 3952800 | 3942000 | 3942000 | 3942000 | 3952800 | 3942000 | 3942000
Option 2D AT | ExportLimit_N6_Wagga Wagga | REZ Network Export Constraints | 9636000 | 9662400 | 9636000 | 9636000 | 9636000 | 9662400 | 9636000 | 9636000 | 9636000 | 9662400 | 9636000 | 9636000 | 9636000 | 9662400 | 9636000 | 9636000 | 9636000 | 9662400 | 9636000 | 9636000 | 9636000 | 9662400 | 9636000 | 9636000
Option 2D AT | ExportLimit_N7_Tumut | REZ Network Export Constraints | 0 | 0 | 0 | 0 | 0 | 0 | 0 | 0 | 0 | 0 | 0 | 0 | 0 | 0 | 0 | 0 | 0 | 0 | 0 | 0 | 0 | 0 | 0 | 0
Option 2D AT | ExportLimit_N8_Cooma-Monaro | REZ Network Export Constraints | 3066000 | 3074400 | 3066000 | 3066000 | 3066000 | 3074400 | 3066000 | 3066000 | 3066000 | 3074400 | 3066000 | 3066000 | 3066000 | 3074400 | 3066000 | 3066000 | 3066000 | 3074400 | 3066000 | 3066000 | 3066000 | 3074400 | 3066000 | 3066000
Option 2D AT | ExportLimit_N9_Hunter-Central Coast | REZ Network Export Constraints | 3504000 | 3513600 | 3504000 | 3504000 | 3504000 | 3513600 | 3504000 | 3504000 | 3504000 | 3513600 | 3504000 | 3504000 | 3504000 | 3513600 | 3504000 | 3504000 | 3504000 | 3513600 | 3504000 | 3504000 | 3504000 | 3513600 | 3504000 | 3504000
Option 2D AT | ExportLimit_Q1_Far North Qld | REZ Network Export Constraints | 6570000 | 6588000 | 6570000 | 6570000 | 6570000 | 6588000 | 6570000 | 6570000 | 6570000 | 6588000 | 6570000 | 6570000 | 6570000 | 6588000 | 6570000 | 6570000 | 6570000 | 6588000 | 6570000 | 6570000 | 6570000 | 6588000 | 6570000 | 6570000
Option 2D AT | ExportLimit_Q2_North Qld Clean Energy Hub | REZ Network Export Constraints | 6132000 | 6148800 | 6132000 | 6132000 | 6132000 | 6148800 | 6132000 | 6132000 | 6132000 | 6148800 | 6132000 | 6132000 | 6132000 | 6148800 | 6132000 | 6132000 | 6132000 | 6148800 | 6132000 | 6132000 | 6132000 | 6148800 | 6132000 | 6132000
Option 2D AT | ExportLimit_Q5_Barcaldine | REZ Network Export Constraints | 744600 | 746640 | 744600 | 744600 | 744600 | 746640 | 744600 | 744600 | 744600 | 746640 | 744600 | 744600 | 744600 | 746640 | 744600 | 744600 | 744600 | 746640 | 744600 | 744600 | 744600 | 746640 | 744600 | 744600
Option 2D AT | ExportLimit_Q9_Banana | REZ Network Export Constraints | 1314000 | 1317600 | 1314000 | 1314000 | 1314000 | 1317600 | 1314000 | 1314000 | 1314000 | 1317600 | 1314000 | 1314000 | 1314000 | 1317600 | 1314000 | 1314000 | 1314000 | 1317600 | 1314000 | 1314000 | 1314000 | 1317600 | 1314000 | 1314000
Option 2D AT | ExportLimit_S2_Riverland | REZ Network Export Constraints | 1138800 | 1141920 | 1138800 | 1138800 | 1138800 | 1141920 | 1138800 | 1138800 | 1138800 | 1141920 | 1138800 | 1138800 | 1138800 | 1141920 | 1138800 | 1138800 | 1138800 | 1141920 | 1138800 | 1138800 | 1138800 | 1141920 | 1138800 | 1138800
Option 2D AT | ExportLimit_S4_Yorke Peninsula | REZ Network Export Constraints | 876000 | 878400 | 876000 | 876000 | 876000 | 878400 | 876000 | 876000 | 876000 | 878400 | 876000 | 876000 | 876000 | 878400 | 876000 | 876000 | 876000 | 878400 | 876000 | 876000 | 876000 | 878400 | 876000 | 876000
Option 2D AT | ExportLimit_S6_Roxby Downs | REZ Network Export Constraints | 4380000 | 4392000 | 4380000 | 4380000 | 4380000 | 4392000 | 4380000 | 4380000 | 4380000 | 4392000 | 4380000 | 4380000 | 4380000 | 4392000 | 4380000 | 4380000 | 4380000 | 4392000 | 4380000 | 4380000 | 4380000 | 4392000 | 4380000 | 4380000
Option 2D AT | ExportLimit_S7_Eastern Eyre Peninsula | REZ Network Export Constraints | 2628000 | 2635200 | 2628000 | 2628000 | 2628000 | 2635200 | 2628000 | 2628000 | 2628000 | 2635200 | 2628000 | 2628000 | 2628000 | 2635200 | 2628000 | 2628000 | 2628000 | 2635200 | 2628000 | 2628000 | 2628000 | 2635200 | 2628000 | 2628000
Option 2D AT | ExportLimit_S8_Western Eyre Peninsula | REZ Network Export Constraints | 0 | 0 | 0 | 0 | 0 | 0 | 0 | 0 | 0 | 0 | 0 | 0 | 0 | 0 | 0 | 0 | 0 | 0 | 0 | 0 | 0 | 0 | 0 | 0
Option 2D AT | ExportLimit_T1_North East Tasmania | REZ Network Export Constraints | 3504000 | 3513600 | 3504000 | 3504000 | 3504000 | 3513600 | 3504000 | 3504000 | 3504000 | 3513600 | 3504000 | 3504000 | 3504000 | 3513600 | 3504000 | 3504000 | 3504000 | 3513600 | 3504000 | 3504000 | 3504000 | 3513600 | 3504000 | 3504000
Option 2D AT | ExportLimit_T2_North West Tasmania | REZ Network Export Constraints | 1337520 | 1344168 | 1337520 | 1337520 | 1337520 | 1344168 | 1337520 | 1337520 | 1337520 | 1344168 | 1337520 | 1337520 | 1337520 | 1344168 | 1337520 | 1337520 | 1337520 | 1344168 | 1337520 | 1337520 | 1337520 | 1344168 | 1337520 | 1337520
Option 2D AT | ExportLimit_T3_Central Highlands | REZ Network Export Constraints | 7080120 | 7096968 | 7080120 | 7080120 | 7080120 | 7096968 | 7080120 | 7080120 | 7080120 | 7096968 | 7080120 | 7080120 | 7080120 | 7096968 | 7080120 | 7080120 | 7080120 | 7096968 | 7080120 | 7080120 | 7080120 | 7096968 | 7080120 | 7080120
Option 2D AT | ExportLimit_V1_North West VIC | REZ Network Export Constraints | 4932960 | 4943520 | 4932960 | 4932960 | 4932960 | 4943520 | 4932960 | 4932960 | 4932960 | 4943520 | 4932960 | 4932960 | 4932960 | 4943520 | 4932960 | 4932960 | 4932960 | 4943520 | 4932960 | 4932960 | 4932960 | 4943520 | 4932960 | 4932960
Option 2D AT | ExportLimit_V2_Central Highlands VIC | REZ Network Export Constraints | 6283200 | 6297600 | 6283200 | 6283200 | 6283200 | 6297600 | 6283200 | 6283200 | 6283200 | 6297600 | 6283200 | 6283200 | 6283200 | 6297600 | 6283200 | 6283200 | 6283200 | 6297600 | 6283200 | 6283200 | 6283200 | 6297600 | 6283200 | 6283200
Option 2D AT | ExportLimit_V7_Central North VIC | REZ Network Export Constraints | 9032400 | 9048000 | 9032400 | 9032400 | 9032400 | 9048000 | 9032400 | 9032400 | 9032400 | 9048000 | 9032400 | 9032400 | 9032400 | 9048000 | 9032400 | 9032400 | 9032400 | 9048000 | 9032400 | 9032400 | 9032400 | 9048000 | 9032400 | 9032400
Option 2D AT | ExportLimit_V8_Gippsland Offshore | REZ Network Export Constraints | 0 | 0 | 0 | 0 | 0 | 0 | 0 | 0 | 0 | 0 | 0 | 0 | 0 | 0 | 0 | 0 | 0 | 0 | 0 | 0 | 0 | 0 | 0 | 0
Option 2D AT | GG H2 Green Commodities Consumption Purchaser | Subregion flexible electricity load for Green Commodities H2 | 0 | 0 | 0 | 0 | 0 | 0 | 0 | 1243.9024 | 2445.4029 | 2896.4216 | 3364.5584 | 3841.3907 | 4350.9383 | 4921.4463 | 5564.488 | 6283.3174 | 7180.2689 | 8177.0081 | 9289.0636 | 10516.127 | 11871.6977 | 13346.9531 | 14777.1429 | 16010.2961
Option 2D AT | Gas Zone Daily Offtake Limit Colongra | Gas Infrastructure Limitations by Gas Zone | 41879.82 | 50542.91 | 57971.71 | 61765.34 | 66843.16 | 67843.02 | 67688.79 | 66721.54 | 66449.16 | 66734.17 | 66095.12 | 70177.99 | 74433.28 | 74627.23 | 74570.97 | 74303.67 | 74244.75 | 74394.24 | 73187.17 | 73187.17 | 73187.17 | 73386.93 | 73187.17 | 73187.17
Option 2D AT | Gas Zone Daily Offtake Limit Gippsland | Gas Infrastructure Limitations by Gas Zone | 14724.1 | 14764.44 | 14724.1 | 14724.1 | 14724.1 | 14764.44 | 14724.1 | 14724.1 | 14724.1 | 14764.44 | 14724.1 | 14724.1 | 14724.1 | 14764.44 | 14724.1 | 14724.1 | 14724.1 | 14764.44 | 14724.1 | 14724.1 | 14724.1 | 14764.44 | 14724.1 | 14724.1
Option 2D AT | Gas Zone Daily Offtake Limit Gladstone | Gas Infrastructure Limitations by Gas Zone | 265044.59 | 357925.68 | 308381.32 | 290166.05 | 284201.7 | 243250.89 | 269242.14 | 309650.83 | 287556.46 | 281704.1 | 273325.44 | 251767.73 | 227996.47 | 234079.69 | 232661.9 | 232400.28 | 235892.56 | 176388.68 | 158557.37 | 158557.37 | 158557.37 | 159003.62 | 158557.37 | 158557.37
Option 2D AT | Gas Zone Daily Offtake Limit Kurri Kurri | Gas Infrastructure Limitations by Gas Zone | 2658.55 | 8968 | 17536 | 37013.27 | 56657.63 | 56607.44 | 55475.1 | 56537.6 | 57933.48 | 59464.67 | 60379.09 | 59196.64 | 59094.24 | 58704.75 | 58072.28 | 59023.02 | 59849.37 | 58384.88 | 56415.68 | 56415.68 | 56415.68 | 56564.51 | 56415.68 | 56415.68
Option 2D AT | Gas Zone Daily Offtake Limit Laverton North | Gas Infrastructure Limitations by Gas Zone | 21900 | 21960 | 21900 | 21900 | 21900 | 21960 | 21900 | 21900 | 21900 | 21960 | 21900 | 21900 | 21900 | 21960 | 21900 | 21900 | 21900 | 21960 | 21900 | 21900 | 21900 | 21960 | 21900 | 21900
Option 2D AT | Gas Zone Daily Offtake Limit Melbourne | Gas Infrastructure Limitations by Gas Zone | 28515.22 | 28524.79 | 28881.15 | 28850.74 | 27965.41 | 28645.47 | 26889.4 | 28909.21 | 29117.93 | 29027.11 | 28973.63 | 29088.16 | 29207.84 | 29288.2 | 29241.32 | 29224.26 | 29234.6 | 29323.92 | 29243.8 | 29243.8 | 29243.8 | 29323.92 | 29243.8 | 29243.8
Option 2D AT | Gas Zone Daily Offtake Limit Moomba | Gas Infrastructure Limitations by Gas Zone | 388548.07 | 489435.96 | 455252.92 | 444260.78 | 444645.6 | 399542.88 | 460260.61 | 568834.86 | 590332.59 | 588906.21 | 579550.32 | 564015.54 | 543042.12 | 552252.47 | 553726.18 | 553337.45 | 557184.27 | 498223.83 | 476685.53 | 476685.53 | 476685.53 | 478081.41 | 476685.53 | 476685.53
Option 2D AT | Gas Zone Daily Offtake Limit NQGP | Gas Infrastructure Limitations by Gas Zone | 1497603.76 | 1495424.69 | 1488176.69 | 1534002.15 | 1566030.62 | 1508744.62 | 1418292.6 | 1348696.84 | 1294883.54 | 1234257.21 | 1172134.56 | 1117981.94 | 1059354.47 | 994557.63 | 927441.72 | 861796.9 | 788351.49 | 720693.12 | 682291.81 | 682291.81 | 682291.81 | 684160.36 | 682291.81 | 682291.81
Option 2D AT | Gas Zone Daily Offtake Limit Newcastle | Gas Infrastructure Limitations by Gas Zone | 251664.58 | 242379.73 | 222930.89 | 205358.73 | 197911.07 | 181852.97 | 206642.26 | 255364.77 | 265827.57 | 248221.02 | 251122.8 | 228355.71 | 216986.34 | 232295.59 | 226476.07 | 204525.73 | 197322.21 | 204771.74 | 193039.09 | 193039.09 | 193039.09 | 193621 | 193039.09 | 193039.09
Option 2D AT | Gas Zone Daily Offtake Limit Northern | Gas Infrastructure Limitations by Gas Zone | 40150 | 40260 | 40150 | 40150 | 40150 | 40260 | 40150 | 40150 | 40150 | 40260 | 40150 | 40150 | 40150 | 40260 | 40150 | 40150 | 40150 | 40260 | 40150 | 40150 | 40150 | 40260 | 40150 | 40150
Option 2D AT | Gas Zone Daily Offtake Limit Port Campbell | Gas Infrastructure Limitations by Gas Zone | 5651.25 | 5678.5 | 5764.54 | 45998.56 | 95830.22 | 108048.59 | 110405.31 | 109725.8 | 108667.53 | 108028.7 | 107059.12 | 106029.2 | 104751.33 | 103838.16 | 102510.08 | 96228.81 | 89533.07 | 87982.87 | 85966.01 | 85966.01 | 85966.01 | 86204.34 | 85966.01 | 85966.01
Option 2D AT | Gas Zone Daily Offtake Limit Southern | Gas Infrastructure Limitations by Gas Zone | 273344.83 | 272848.54 | 265444.03 | 285425.6 | 285391.95 | 245014.52 | 407032.11 | 569338.22 | 600230.84 | 594680.68 | 569674.83 | 578199.01 | 521586.92 | 516124.96 | 490096.84 | 488236.68 | 514573.32 | 542760.49 | 539044.9 | 539044.9 | 539044.9 | 540533.12 | 539044.9 | 539044.9
Option 2D AT | Gordon Min Gen | Hydro min release | 32.85 | 32.85 | 32.85 | 32.85 | 32.85 | 32.85 | 32.85 | 32.85 | 32.85 | 32.85 | 32.85 | 32.85 | 32.85 | 32.85 | 32.85 | 32.85 | 32.85 | 32.85 | 32.85 | 32.85 | 32.85 | 32.85 | 32.85 | 32.85
Option 2D AT | ImportGroup_N9_Hydrogen | Group Network Import Constraints | 8935200 | 8959680 | 8935200 | 8935200 | 8935200 | 8959680 | 8935200 | 8935200 | 8935200 | 8959680 | 8935200 | 8935200 | 8935200 | 8959680 | 8935200 | 8935200 | 8935200 | 8959680 | 8935200 | 8935200 | 8935200 | 8959680 | 8935200 | 8935200
Option 2D AT | ImportGroup_NSA1 | Group Network Import Constraints | 5168400 | 5182560 | 5168400 | 5168400 | 5168400 | 5182560 | 5168400 | 5168400 | 5168400 | 5182560 | 5168400 | 5168400 | 5168400 | 5182560 | 5168400 | 5168400 | 5168400 | 5182560 | 5168400 | 5168400 | 5168400 | 5182560 | 5168400 | 5168400
Option 2D AT | ImportGroup_Q1_Hydrogen | Group Network Import Constraints | 4292400 | 4304160 | 4292400 | 4292400 | 4292400 | 4304160 | 4292400 | 4292400 | 4292400 | 4304160 | 4292400 | 4292400 | 4292400 | 4304160 | 4292400 | 4292400 | 4292400 | 4304160 | 4292400 | 4292400 | 4292400 | 4304160 | 4292400 | 4292400
Option 2D AT | ImportGroup_Q4_Hydrogen | Group Network Import Constraints | 8409600 | 8432640 | 8409600 | 8409600 | 8409600 | 8432640 | 8409600 | 8409600 | 8409600 | 8432640 | 8409600 | 8409600 | 8409600 | 8432640 | 8409600 | 8409600 | 8409600 | 8432640 | 8409600 | 8409600 | 8409600 | 8432640 | 8409600 | 8409600
Option 2D AT | ImportGroup_Q7_Hydrogen | Group Network Import Constraints | 9198000 | 9223200 | 9198000 | 9198000 | 9198000 | 9223200 | 9198000 | 9198000 | 9198000 | 9223200 | 9198000 | 9198000 | 9198000 | 9223200 | 9198000 | 9198000 | 9198000 | 9223200 | 9198000 | 9198000 | 9198000 | 9223200 | 9198000 | 9198000
Option 2D AT | ImportLimit_DN1_Dubbo | Distribution REZ Import Constraints | 0 | 0 | 0 | 0 | 0 | 0 | 0 | 0 | 0 | 0 | 0 | 0 | 0 | 0 | 0 | 0 | 0 | 0 | 0 | 0 | 0 | 0 | 0 | 0
Option 2D AT | ImportLimit_DN3_Marulan | Distribution REZ Import Constraints | 0 | 0 | 0 | 0 | 0 | 0 | 0 | 0 | 0 | 0 | 0 | 0 | 0 | 0 | 0 | 0 | 0 | 0 | 0 | 0 | 0 | 0 | 0 | 0
Option 2D AT | ImportLimit_N12_Illawarra | REZ Network Import Constraints | 8760000 | 8784000 | 8760000 | 8760000 | 8760000 | 8784000 | 8760000 | 8760000 | 8760000 | 8784000 | 8760000 | 8760000 | 8760000 | 8784000 | 8760000 | 8760000 | 8760000 | 8784000 | 8760000 | 8760000 | 8760000 | 8784000 | 8760000 | 8760000
Option 2D AT | ImportLimit_N1_North West NSW | REZ Network Import Constraints | 490560 | 491904 | 490560 | 490560 | 490560 | 491904 | 490560 | 490560 | 490560 | 491904 | 490560 | 490560 | 490560 | 491904 | 490560 | 490560 | 490560 | 491904 | 490560 | 490560 | 490560 | 491904 | 490560 | 490560
Option 2D AT | ImportLimit_N3_Central-West Orana | REZ Network Import Constraints | 7884000 | 7905600 | 7884000 | 7884000 | 7884000 | 7905600 | 7884000 | 7884000 | 7884000 | 7905600 | 7884000 | 7884000 | 7884000 | 7905600 | 7884000 | 7884000 | 7884000 | 7905600 | 7884000 | 7884000 | 7884000 | 7905600 | 7884000 | 7884000
Option 2D AT | ImportLimit_N8_Cooma-Monaro | REZ Network Import Constraints | 1182600 | 1185840 | 1182600 | 1182600 | 1182600 | 1185840 | 1182600 | 1182600 | 1182600 | 1185840 | 1182600 | 1182600 | 1182600 | 1185840 | 1182600 | 1182600 | 1182600 | 1185840 | 1182600 | 1182600 | 1182600 | 1185840 | 1182600 | 1182600
Option 2D AT | ImportLimit_Q1_Far North Qld | REZ Network Import Constraints | 805920 | 808128 | 805920 | 805920 | 805920 | 808128 | 805920 | 805920 | 805920 | 808128 | 805920 | 805920 | 805920 | 808128 | 805920 | 805920 | 805920 | 808128 | 805920 | 805920 | 805920 | 808128 | 805920 | 805920
Option 2D AT | ImportLimit_S3_Mid-North SA | REZ Network Import Constraints | 3924480 | 3935232 | 3924480 | 3924480 | 3924480 | 3935232 | 3924480 | 3924480 | 3924480 | 3935232 | 3924480 | 3924480 | 3924480 | 3935232 | 3924480 | 3924480 | 3924480 | 3935232 | 3924480 | 3924480 | 3924480 | 3935232 | 3924480 | 3924480
Option 2D AT | ImportLimit_S7_Eastern Eyre Peninsula | REZ Network Import Constraints | 1322760 | 1326384 | 1322760 | 1322760 | 1322760 | 1326384 | 1322760 | 1322760 | 1322760 | 1326384 | 1322760 | 1322760 | 1322760 | 1326384 | 1322760 | 1322760 | 1322760 | 1326384 | 1322760 | 1322760 | 1322760 | 1326384 | 1322760 | 1322760
Option 2D AT | ImportLimit_T1_North East Tasmania | REZ Network Import Constraints | 3942000 | 3952800 | 3942000 | 3942000 | 3942000 | 3952800 | 3942000 | 3942000 | 3942000 | 3952800 | 3942000 | 3942000 | 3942000 | 3952800 | 3942000 | 3942000 | 3942000 | 3952800 | 3942000 | 3942000 | 3942000 | 3952800 | 3942000 | 3942000
Option 2D AT | ImportLimit_T3_Central Highlands | REZ Network Import Constraints | 4818000 | 4831200 | 4818000 | 4818000 | 4818000 | 4831200 | 4818000 | 4818000 | 4818000 | 4831200 | 4818000 | 4818000 | 4818000 | 4831200 | 4818000 | 4818000 | 4818000 | 4831200 | 4818000 | 4818000 | 4818000 | 4831200 | 4818000 | 4818000
Option 2D AT | ImportLimit_V1_North West VIC | REZ Network Import Constraints | 3241200 | 3250080 | 3241200 | 3241200 | 3241200 | 3250080 | 3241200 | 3241200 | 3241200 | 3250080 | 3241200 | 3241200 | 3241200 | 3250080 | 3241200 | 3241200 | 3241200 | 3250080 | 3241200 | 3241200 | 3241200 | 3250080 | 3241200 | 3241200
Option 2D AT | ImportLimit_V5_South West VIC | REZ Network Import Constraints | 27856800 | 27933120 | 27856800 | 27856800 | 27856800 | 27933120 | 27856800 | 27856800 | 27856800 | 27933120 | 27856800 | 27856800 | 27856800 | 27933120 | 27856800 | 27856800 | 27856800 | 27933120 | 27856800 | 27856800 | 27856800 | 27933120 | 27856800 | 27856800
Option 2D AT | ImportLimit_V7_Central North VIC | REZ Network Import Constraints | 4380000 | 4392000 | 4380000 | 4380000 | 4380000 | 4392000 | 4380000 | 4380000 | 4380000 | 4392000 | 4380000 | 4380000 | 4380000 | 4392000 | 4380000 | 4380000 | 4380000 | 4392000 | 4380000 | 4380000 | 4380000 | 4392000 | 4380000 | 4380000
Option 2D AT | Kareeya Min Gen | Hydro min release | 10.95 | 10.95 | 10.95 | 10.95 | 10.95 | 10.95 | 10.95 | 10.95 | 10.95 | 10.95 | 10.95 | 10.95 | 10.95 | 10.95 | 10.95 | 10.95 | 10.95 | 10.95 | 10.95 | 10.95 | 10.95 | 10.95 | 10.95 | 10.95
Option 2D AT | Liapootah Min Gen | Hydro min release | 43.8 | 43.8 | 43.8 | 43.8 | 43.8 | 43.8 | 43.8 | 43.8 | 43.8 | 43.8 | 43.8 | 43.8 | 43.8 | 43.8 | 43.8 | 43.8 | 43.8 | 43.8 | 43.8 | 43.8 | 43.8 | 43.8 | 43.8 | 43.8
Option 2D AT | N >> 11-0_17-0 | NetworkConstraints | 35755047.765 | 39755708.84 | 39403879.99 | 39327840.265 | 33830602.35 | 34326614.59 | 34563583.72 | 34276440.265 | 34593858.45 | 34995400.55 | 35132744.045 | 35360811.015 | 35751601.995 | 36093698.725 | 36173240.635 | 36520319.49 | 36403612.225 | 36845552.9 | 37342423.125 | 37754853.815 | 38004092.64 | 38489502.945 | 38622656.435 | 39162753.205
Option 2D AT | N >> 12-0_14-0_R | NetworkConstraints | 59131679.77 | 60316110.84 | 61753742.005 | 66964055.65 | 70274955.415 | 72527651.91 | 73959343.11 | 75590371.855 | 77171497.88 | 78912941.16 | 79853812.285 | 80991044.565 | 82932820.065 | 84382036.275 | 85034617.335 | 86755621.32 | 86174772.53 | 88118633.8 | 90841565.785 | 92887465.08 | 94133379.775 | 96288729.095 | 97207310.915 | 99889667.805
Option 2D AT | N >> 12-0_39-1_R | NetworkConstraints | 66750057.55 | 68314951.24 | 69588702.92 | 72138216.09 | 74293587.095 | 76743008.845 | 78307491.655 | 79738609.335 | 81445961.11 | 83321510.75 | 84342410.775 | 85570431.035 | 87667221.85 | 89227216.675 | 89936809.12 | 91795200.01 | 91167984.85 | 93262103.765 | 96207332.735 | 98416556.21 | 99761941.92 | 102084436.905 | 103081258.85 | 105977756.425
Option 2D AT | N >> 16-0_8-0_R | NetworkConstraints | 34578760.44 | 44424295.76 | 43668141.09 | 43629957.63 | 38445776.54 | 38564292.96 | 38484696.295 | 37828557.905 | 37840364.225 | 37951190.755 | 37860396.455 | 37868888.47 | 37883391.82 | 37992031.825 | 37899088.5 | 37911949.475 | 37907612.36 | 38019955.415 | 37942464.5 | 37957749.89 | 37967051.35 | 38080965.815 | 37990016.825 | 38010046.9
Option 2D AT | N >> 17-0_11-0 | NetworkConstraints | 36876541.435 | 41924356.495 | 41094279.16 | 40299156.23 | 33542743.5 | 33954835.845 | 34127716.05 | 33407049.29 | 33648535.025 | 33973755.72 | 34058616.465 | 34232060.83 | 34529630.73 | 34809415.21 | 34850321.03 | 35114799.285 | 35025983.38 | 35381871.18 | 35740738.665 | 36054971.505 | 36244346.57 | 36633585.11 | 36715331.695 | 37126664.185
Option 2D AT | N >> 18-0_5-0 | NetworkConstraints | 0 | 0 | 0 | 6224064.73 | 9449788.201 | 9432436.685 | 9366989.6755 | 9435798.4985 | 9385337.6735 | 9360167.8075 | 9299318.688 | 9263267.093 | 9200293.447 | 9185256.1885 | 9133527.0975 | 9076966.578 | 9095606.8305 | 9064215.577 | 8944675.98 | 8877617.0605 | 8838765.172 | 8799591.802 | 8739147.8595 | 8651893.5715
Option 2D AT | N >> 18-0_5-0_R | NetworkConstraints | 13346411.225 | 12581822.155 | 12495636.785 | 4292505.145 | 0 | 0 | 0 | 0 | 0 | 0 | 0 | 0 | 0 | 0 | 0 | 0 | 0 | 0 | 0 | 0 | 0 | 0 | 0 | 0
Option 2D AT | N >> 31-0_32-0 | NetworkConstraints | 74150391.77 | 83581897.55 | 84247500.155 | 94677530.08 | 91118757.85 | 92584838.295 | 93296415.8 | 93720335.995 | 94627956.595 | 95761884.99 | 96167583.35 | 96820529.065 | 97934796.335 | 98901248.43 | 99141513.98 | 100128897.16 | 99795519.015 | 101045873.985 | 102473605.58 | 103647380.44 | 104362975.805 | 105734065.725 | 106127102.98 | 107666109.75
Option 2D AT | N >> 32-0_31-0 | NetworkConstraints | 65140431.31 | 66783541.055 | 67359115.6 | 75478913.395 | 80295847.055 | 81778823.285 | 82546546.38 | 82961346.63 | 83898553.3 | 85037348.145 | 85488372.595 | 86162597.69 | 87313198.315 | 88279043.7 | 88559242.245 | 89578814.575 | 89234569.04 | 90493575.15 | 91999970.91 | 93212023.455 | 93950933.91 | 95334630.82 | 95772573.19 | 97361763.92
Option 2D AT | N >> 39-1_11-0 | NetworkConstraints | 50503217.225 | 59036386.19 | 59440153.04 | 60800480.415 | 57780328.825 | 59073193.37 | 59822818.75 | 60259467.665 | 61147861.62 | 62174973.075 | 62655118.13 | 63294021.525 | 64385379.345 | 65248035.84 | 65566222.75 | 66533738.32 | 66207341.51 | 67348107.51 | 68830135.83 | 69980242.855 | 70679998.345 | 71939931.07 | 72407646.33 | 73915327.735
Option 2D AT | N >> 39-1_16-0 | NetworkConstraints | 50232350.365 | 58845860.215 | 59137598.865 | 60491218.6 | 56776169.62 | 57989863.41 | 58681541.93 | 59014012.275 | 59840532.86 | 60803896.075 | 61242755.17 | 61837196.42 | 62852400.015 | 63662877.66 | 63951048.22 | 64850943.73 | 64547294.085 | 65616431.995 | 66987131.185 | 68056881.195 | 68708034.035 | 69887885.21 | 70315139.895 | 71717573.98
Option 2D AT | N >> 39-1_17-0 | NetworkConstraints | 49700352.555 | 58146648.605 | 58259747.055 | 59606275.91 | 56751223.5 | 57985671.36 | 58693851.735 | 58873884.645 | 59711101.42 | 60684616.365 | 61131533.89 | 61733630.98 | 62762125.855 | 63580654.4 | 63874943.93 | 64786734.295 | 64479138.935 | 65559759.195 | 66950857.675 | 68034721.955 | 68694161.35 | 69887089.77 | 70322295.82 | 71743134.52
Option 2D AT | N >> 39-1_3W-0 | NetworkConstraints | 53221832.91 | 62533899.11 | 62897737.795 | 64284065.865 | 60088508.045 | 61387491.245 | 62129226.675 | 62527776.605 | 63410402.365 | 64438016.055 | 64907917.67 | 65542647.565 | 66627025.45 | 67491165.945 | 67800170.74 | 68761577.255 | 68437288.95 | 69577795.02 | 71043264.865 | 72186091.01 | 72881207.78 | 74140212.415 | 74597799.105 | 76095863.145
Option 2D AT | N >> 39-1_5A6-0 | NetworkConstraints | 51259085.465 | 60023855.335 | 60381145.53 | 61390063.72 | 57191364.895 | 58425312.405 | 59129414.58 | 59524841.595 | 60363858.15 | 61340669.125 | 61787211.55 | 62390678.31 | 63421068.42 | 64242815.165 | 64536373.71 | 65449607.015 | 65141382.745 | 66225601.075 | 67617788.56 | 68703426.85 | 69364568.825 | 70561019.6 | 70995722.205 | 72419099.685
Option 2D AT | N >> 39-1_8-0 | NetworkConstraints | 50347102.065 | 58992558.375 | 59308212.35 | 60664310.37 | 56920743.815 | 58135221.17 | 58826773.49 | 59180310.225 | 60007679.855 | 60972302.485 | 61411335.905 | 62006393.45 | 63022620.35 | 63834216.945 | 64122405.28 | 65023192.895 | 64719232.935 | 65789744.74 | 67161538.41 | 68232352.465 | 68884193.035 | 70065510.575 | 70492921.98 | 71896764.06
Option 2D AT | N >> 39-1_NIL | NetworkConstraints | 51206957.775 | 52108450.85 | 52513123.22 | 53683030.475 | 57913277.005 | 59217320.36 | 59975568.025 | 60402660.43 | 61295412.575 | 62325861.275 | 62809996.2 | 63452073.405 | 64548620.43 | 65413939.05 | 65735308.44 | 66707302.355 | 66379321.07 | 67524022.145 | 69014654.905 | 70170114.595 | 70873452.125 | 72137731.945 | 72609328.09 | 74124134.235
Option 2D AT | N >> 5A5_5P1 | NetworkConstraints | 0 | 0 | 25469947.625 | 46304370.645 | 47932285.295 | 48054429.62 | 47922120.07 | 47953970.485 | 47959139.98 | 48094194.73 | 47967793.38 | 47971570.975 | 47977652.24 | 48111970.985 | 47984593.505 | 47989774.3 | 47987900.76 | 48123661.76 | 48002636.86 | 48008852.19 | 48013161.29 | 48149376.9 | 48022787.345 | 48031136.785
Option 2D AT | N >> 5H5_5H6 | NetworkConstraints | 0 | 0 | 0 | 63421042 | 95537804.2 | 96051492.7 | 95990055.3 | 95563586.8 | 95741562.05 | 96176127 | 96043250.25 | 96171438.25 | 96389370.2 | 96791532 | 96626210.45 | 96818935.25 | 96753631 | 97211221.2 | 97277617 | 97506791.95 | 97647653.2 | 98128209.75 | 97992791.25 | 98293577.45
Option 2D AT | N >> 5P1_5A5 | NetworkConstraints | 0 | 0 | 56070376.2 | 106525487.9 | 112734977.05 | 112829226.3 | 112354413.9 | 112359487.85 | 112208246.65 | 112369433.9 | 111951979.2 | 111843047.85 | 111658016.55 | 111846576.25 | 111456797.1 | 111293361 | 111348858.5 | 111490584.7 | 110903832.15 | 110709392.4 | 110589595.2 | 110711685 | 110296700.25 | 110041218.2
Option 2D AT | N >> 5P1_5P2 | NetworkConstraints | 0 | 0 | 39453442.2 | 75106863.23 | 75552705.055 | 75534005.27 | 75142386.715 | 75136615.835 | 74951195.09 | 74977356.84 | 74637075.495 | 74503490.945 | 74276781.885 | 74336381.775 | 74030046.795 | 73829912.98 | 73897935.545 | 73900210.86 | 73352606.875 | 73114467.42 | 72967473.61 | 72945805.885 | 72608607.265 | 72295606.23
Option 2D AT | N >> 76-0_77-0_R | NetworkConstraints | 49985568.935 | 52574598.68 | 52218890.53 | 54860017.19 | 55595368.97 | 56245405.085 | 56480306.335 | 56314127.905 | 56643290.485 | 57111254.52 | 57201360.15 | 57438321.64 | 57841724.995 | 58249523.63 | 58279556.7 | 58636479.655 | 58515644.76 | 59025968.02 | 59485510.785 | 59909954.04 | 60170103.91 | 60723550.715 | 60808793.96 | 61365812.61
Option 2D AT | N >> 8-0_16-0_R | NetworkConstraints | 34023272.4 | 45476076.635 | 44781051.555 | 44844364.26 | 38127701.175 | 38227138.04 | 38133987.45 | 37547261.79 | 37547810.915 | 37646863.17 | 37548716.345 | 37549129.925 | 37549735.655 | 37648739.73 | 37550492.685 | 37550982.445 | 37550788.125 | 37649935.105 | 37552268.58 | 37552859.085 | 37553356.595 | 37652490.43 | 37554329.095 | 37555139.505
Option 2D AT | N >> 81-0_82-0 | NetworkConstraints | 51985973.575 | 71718933.19 | 30396093.815 | 0 | 0 | 0 | 0 | 0 | 0 | 0 | 0 | 0 | 0 | 0 | 0 | 0 | 0 | 0 | 0 | 0 | 0 | 0 | 0 | 0
Option 2D AT | N >> 81_82-0 | NetworkConstraints | 0 | 0 | 42353928.395 | 101534889.41 | 84000223.435 | 84203890.565 | 83959139.505 | 83658843.06 | 83617927.59 | 83800293.065 | 83548494.69 | 83519157.54 | 83468732.7 | 83658757.835 | 83414517.39 | 83369792.42 | 83384857.86 | 83562207.285 | 83263652.385 | 83210427.945 | 83178412.05 | 83349751.89 | 83098795.425 | 83028912.16
Option 2D AT | N >> 82-0_81 | NetworkConstraints | 0 | 0 | 43076520.815 | 99995143.555 | 89781087.56 | 89971141.98 | 89689437.78 | 89441683.945 | 89383598 | 89564600.6 | 89285056.91 | 89243364.12 | 89171886.74 | 89363698.33 | 89094844.105 | 89031473.79 | 89052841.45 | 89226616.315 | 88881026.96 | 88805638.885 | 88760069.415 | 88925573.425 | 88647114.67 | 88548158.065
Option 2D AT | N >> 82-0_81-0 | NetworkConstraints | 58162859.515 | 73686531.74 | 30856299.15 | 0 | 0 | 0 | 0 | 0 | 0 | 0 | 0 | 0 | 0 | 0 | 0 | 0 | 0 | 0 | 0 | 0 | 0 | 0 | 0 | 0
Option 2D AT | N >> 93-0_90-0_R | NetworkConstraints | 38909942.95 | 39689035.675 | 39507307.09 | 34630335.04 | 32392013.105 | 32823757.865 | 33007417.58 | 32727037.135 | 32965332.825 | 33283408.255 | 33369583.52 | 33540999.855 | 33833606.145 | 34107665.645 | 34150411.45 | 34409736.815 | 34322203.15 | 34670833.125 | 35025442.1 | 35333712.44 | 35521542.07 | 35901927.345 | 35984795.18 | 36388949.98
Option 2D AT | N >> KEMPS_CK_2H1_2_KEMPS_CK_3H1_2 | NetworkConstraints | 27717921.92 | 27942891.265 | 27705908.93 | 52659682.125 | 64837298.085 | 65069032.4 | 64934116.2 | 63353333.635 | 63326825.49 | 63474101.08 | 63281541.89 | 63262721.37 | 63229311.725 | 63382140.42 | 63194432.075 | 63164259.965 | 63174097.515 | 63318321.305 | 63094089.73 | 63058306.275 | 63038245.695 | 63177769.57 | 62985569.365 | 62939053.865
Option 2D AT | N >> MT_PIPER_2TH1_2_MT_PIPER_1TH1_2 | NetworkConstraints | 25134140.79 | 25888539.145 | 25961840.39 | 24848101.995 | 24784797.835 | 24854115.665 | 24780288.345 | 24781974.895 | 24764062.525 | 24814145.505 | 24733430.51 | 24720701.285 | 24698093.45 | 24751971.85 | 24674488.395 | 24654010.23 | 24660654.59 | 24708614.095 | 24606561.97 | 24582314.675 | 24568762.92 | 24613650.2 | 24533044.645 | 24501629.455
Option 2D AT | NNSW H2 Domestic Consumption Purchaser | Subregion flexible electricity load for Domestic H2 | 0 | 0 | 0 | 0 | 21.6393 | 74.56 | 169.8534 | 316.5593 | 516.0579 | 645.9686 | 776.1379 | 912.7607 | 1048.5929 | 1178.372 | 1285.6981 | 1380.5864 | 1475.3821 | 1558.518 | 1626.6301 | 1701.8386 | 1774.1607 | 1848.4446 | 1912.6829 | 1979.5514
Option 2D AT | NQ H2 Domestic Consumption Purchaser | Subregion flexible electricity load for Domestic H2 | 0 | 0 | 0 | 0 | 7.4564 | 25.1497 | 58.4776 | 112.2114 | 190.0607 | 245.7186 | 299.1923 | 350.4521 | 396.4421 | 436.3537 | 463.1799 | 486.7014 | 511.2607 | 531.5406 | 549.4491 | 580.715 | 618.675 | 670.4386 | 736.0663 | 815.3579
Option 2D AT | NSA H2 Domestic Consumption Purchaser | Subregion flexible electricity load for Domestic H2 | 0 | 0 | 0 | 0 | 44.9471 | 90.3243 | 128.6089 | 170.4029 | 219.5214 | 233.7189 | 252.2383 | 291.1136 | 329.5429 | 366.97 | 397.2459 | 423.9214 | 450.6707 | 473.7383 | 490.6066 | 510.9479 | 530.5014 | 550.2589 | 568.1163 | 590.4136
Option 2D AT | NSA H2 Green Commodities Consumption Purchaser | Subregion flexible electricity load for Green Commodities H2 | 0 | 0 | 0 | 0 | 2676.7909 | 2640.4776 | 2604.6556 | 2569.2974 | 4332.1964 | 4273.4207 | 4215.4507 | 4158.2627 | 4101.8524 | 4046.2109 | 3991.3093 | 3937.1654 | 4645.3783 | 5291.2879 | 6011.6174 | 6806.8696 | 7684.8073 | 8639.695 | 9565.6744 | 10363.5836
Option 2D AT | NSW EIR Gen | Policies NSW | -11402.6522 | 5234.8832 | 13242.1116 | 27334.1116 | 40027.1116 | 42714.1116 | 51994.1116 | 53815.1116 | 65728.1116 | 67385.1116 | 72211.1116 | -15956.8884 | -15956.8884 | -15956.8884 | -15956.8884 | -15956.8884 | -15956.8884 | -15956.8884 | -15956.8884 | -15268.8816 | -14569.2384 | -14490.3768 | -13419.373 | -13419.373
Option 2D AT | NSW EIR Storage MW | Policies NSW | -325 | -599.84 | 199.16 | 590.16 | -1409.84 | -1409.84 | -1409.84 | -1409.84 | -1409.84 | -1409.84 | -1409.84 | -1409.84 | -1409.84 | -1409.84 | -1409.84 | -1409.84 | -1409.84 | -1409.84 | -1409.84 | -1409.84 | -1084.84 | -810 | -810 | -810
Option 2D AT | NSW EIR Storage MWh | Policies NSW | -2600 | -4798.72 | 5113.28 | -948.72 | 5648.28 | 12246.28 | 18843.28 | 25441.28 | 25441.28 | 25441.28 | 25441.28 | -16948.72 | -16948.72 | -16948.72 | -16948.72 | -16948.72 | -16948.72 | -16948.72 | -16948.72 | -16948.72 | -14348.72 | -12150 | -12150 | -12150
Option 2D AT | PEC and Heywood Export | Special Constraints | 6570000 | 9412800 | 11388000 | 11388000 | 11388000 | 11419200 | 11388000 | 11388000 | 11388000 | 11419200 | 11388000 | 11388000 | 11388000 | 11419200 | 11388000 | 11388000 | 11388000 | 11419200 | 11388000 | 11388000 | 11388000 | 11419200 | 11388000 | 11388000
Option 2D AT | PEC and Heywood Import | Special Constraints | 6132000 | 10000800 | 12702000 | 12702000 | 12702000 | 12736800 | 12702000 | 12702000 | 12702000 | 12736800 | 12702000 | 12702000 | 12702000 | 12736800 | 12702000 | 12702000 | 12702000 | 12736800 | 12702000 | 12702000 | 12702000 | 12736800 | 12702000 | 12702000
Option 2D AT | Poatina Min Gen | Hydro min release | 0 | 0 | 0 | 0 | 0 | 0 | 0 | 0 | 0 | 0 | 0 | 0 | 0 | 0 | 0 | 0 | 0 | 0 | 0 | 0 | 0 | 0 | 0 | 0
Option 2D AT | Powering Australia Plan | Policies NEM | 0 | 0 | 0 | 0 | 0 | 0 | 0 | 0 | 0 | 0 | 0 | 0 | 0 | 0 | 0 | 0 | 0 | 0 | 0 | 0 | 0 | 0 | 0 | 0
Option 2D AT | REZ Access Scheme N3 | Policies NSW | 0 | 7700 | 7700 | 7700 | 7700 | 7700 | 7700 | 7700 | 7700 | 7700 | 7700 | 7700 | 7700 | 7700 | 7700 | 7700 | 7700 | 7700 | 7700 | 7700 | 7700 | 7700 | 7700 | 7700
Option 2D AT | REZ Access Scheme N5 | Policies NSW | 0 | 3980 | 3980 | 3980 | 3980 | 3980 | 3980 | 3980 | 3980 | 3980 | 3980 | 3980 | 3980 | 3980 | 40000 | 40000 | 40000 | 40000 | 40000 | 40000 | 40000 | 40000 | 40000 | 40000
Option 2D AT | REZ Landholder_NSW | Landholder Payments | 0 | 0 | -82 | -82 | -82 | -82 | -197.2 | -197.2 | -197.2 | -197.2 | -197.2 | -197.2 | -197.2 | -197.2 | -197.2 | -197.2 | -197.2 | -197.2 | -197.2 | -197.2 | -197.2 | -197.2 | -197.2 | -197.2
Option 2D AT | REZ Landholder_QLD | Landholder Payments | 0 | 0 | 0 | 0 | 0 | 0 | 0 | 0 | 0 | 0 | 0 | 0 | 0 | 0 | 0 | 0 | 0 | 0 | 0 | 0 | 0 | 0 | 0 | 0
Option 2D AT | REZ Landholder_VIC | Landholder Payments | 0 | 0 | 0 | 0 | 0 | -56 | -56 | -216 | -216 | -216 | -216 | -216 | -284.4 | -284.4 | -284.4 | -284.4 | -284.4 | -284.4 | -284.4 | -284.4 | -284.4 | -284.4 | -284.4 | -284.4
Option 2D AT | ResourceLimit_DN1_Solar | Resource Limits for DREZ | 1320 | 1320 | 1320 | 1320 | 1320 | 1320 | 1320 | 1320 | 1320 | 1320 | 1320 | 1320 | 1320 | 1320 | 1320 | 1320 | 1320 | 1320 | 1320 | 1320 | 1320 | 1320 | 1320 | 1320
Option 2D AT | ResourceLimit_DN3_Solar | Resource Limits for DREZ | 775 | 775 | 775 | 775 | 775 | 775 | 775 | 775 | 775 | 775 | 775 | 775 | 775 | 775 | 775 | 775 | 775 | 775 | 775 | 775 | 775 | 775 | 775 | 775
Option 2D AT | ResourceLimit_N12_Wind Medium | Resource Limits for REZ | 0 | 0 | 0 | 0 | 0 | 0 | 0 | 0 | 0 | 0 | 0 | 0 | 0 | 0 | 0 | 0 | 0 | 0 | 0 | 0 | 0 | 0 | 0 | 0
Option 2D AT | ResourceLimit_N2_Solar | Resource Limits for REZ | 2985 | 2784.36 | 2464.36 | 2464.36 | 2464.36 | 2464.36 | 2464.36 | 2464.36 | 2464.36 | 2464.36 | 2464.36 | 2464.36 | 2464.36 | 2464.36 | 2464.36 | 2464.36 | 2464.36 | 2464.36 | 2464.36 | 2464.36 | 2464.36 | 2464.36 | 2464.36 | 2464.36
Option 2D AT | ResourceLimit_N2_Wind Medium | Resource Limits for REZ | 5600 | 5600 | 5600 | 5600 | 5390 | 5390 | 5390 | 5390 | 5390 | 5390 | 5390 | 5390 | 5390 | 5390 | 5390 | 5390 | 5390 | 5390 | 5390 | 5390 | 5390 | 5390 | 5390 | 5390
Option 2D AT | ResourceLimit_N3_Solar | Resource Limits for REZ | 6120.01 | 6120.01 | 6120.01 | 6120.01 | 6120.01 | 6120.01 | 6120.01 | 6120.01 | 6120.01 | 6120.01 | 6120.01 | 6120.01 | 6120.01 | 6120.01 | 6120.01 | 6120.01 | 6120.01 | 6120.01 | 6120.01 | 6120.01 | 6120.01 | 6120.01 | 6120.01 | 6120.01
Option 2D AT | ResourceLimit_N3_Wind Medium | Resource Limits for REZ | 3209.97 | 3209.97 | 2795.97 | 2795.97 | 2795.97 | 2795.97 | 2795.97 | 2795.97 | 2795.97 | 2795.97 | 2795.97 | 2795.97 | 2795.97 | 2795.97 | 2795.97 | 2795.97 | 2795.97 | 2795.97 | 2795.97 | 2795.97 | 2795.97 | 2795.97 | 2795.97 | 2795.97
Option 2D AT | ResourceLimit_N5_Solar | Resource Limits for REZ | 5677 | 5677 | 5677 | 5677 | 5677 | 5677 | 5677 | 5677 | 5677 | 5677 | 5677 | 5677 | 5677 | 5677 | 5677 | 5677 | 5677 | 5677 | 5677 | 5677 | 5677 | 5677 | 5677 | 5677
Option 2D AT | ResourceLimit_N5_Wind Medium | Resource Limits for REZ | 10500 | 10500 | 10500 | 10500 | 10500 | 10500 | 10500 | 10500 | 10500 | 10500 | 10500 | 10500 | 10500 | 10500 | 10500 | 10500 | 10500 | 10500 | 10500 | 10500 | 10500 | 10500 | 10500 | 10500
Option 2D AT | ResourceLimit_N8_Wind Medium | Resource Limits for REZ | 200 | 200 | 200 | 200 | 200 | 200 | 200 | 200 | 200 | 200 | 200 | 200 | 200 | 200 | 200 | 200 | 200 | 200 | 200 | 200 | 200 | 200 | 200 | 200
Option 2D AT | ResourceLimit_N9_Solar | Resource Limits for REZ | 953 | 953 | 953 | 953 | 953 | 953 | 953 | 953 | 953 | 953 | 953 | 953 | 953 | 953 | 953 | 953 | 953 | 953 | 953 | 953 | 953 | 953 | 953 | 953
Option 2D AT | ResourceLimit_N9_Wind Medium | Resource Limits for REZ | 1000 | 1000 | 1000 | 1000 | 1000 | 1000 | 1000 | 1000 | 1000 | 1000 | 1000 | 1000 | 1000 | 1000 | 1000 | 1000 | 1000 | 1000 | 1000 | 1000 | 1000 | 1000 | 1000 | 1000
Option 2D AT | ResourceLimit_Q8a_Solar | Resource Limits for REZ | 2363.85 | 2113.86 | 2113.86 | 2113.86 | 2113.86 | 2113.86 | 2113.86 | 2113.86 | 2113.86 | 2113.86 | 2113.86 | 2113.86 | 2113.86 | 2113.86 | 2113.86 | 2113.86 | 2113.86 | 2113.86 | 2113.86 | 2113.86 | 2275.81 | 2275.81 | 2275.81 | 2275.81
Option 2D AT | ResourceLimit_Q8b_Wind Medium | Resource Limits for REZ | 369.97 | 369.97 | 369.97 | 369.97 | 369.97 | 369.97 | 369.97 | 369.97 | 369.97 | 369.97 | 369.97 | 369.97 | 369.97 | 369.97 | 369.97 | 369.97 | 369.97 | 369.97 | 369.97 | 369.97 | 369.97 | 369.97 | 369.97 | 369.97
Option 2D AT | ResourceLimit_Q8c_Solar | Resource Limits for REZ | 2057.6 | 2057.6 | 2057.6 | 2057.6 | 2057.6 | 2057.6 | 2057.6 | 2057.6 | 2057.6 | 2057.6 | 2057.6 | 2057.6 | 2057.6 | 2057.6 | 2057.6 | 2057.6 | 2057.6 | 2057.6 | 2057.6 | 2057.6 | 2057.6 | 2057.6 | 2057.6 | 2057.6
Option 2D AT | ResourceLimit_Q8c_Wind Medium | Resource Limits for REZ | 1008 | 1008 | 1008 | 1008 | 1008 | 1008 | 1008 | 1008 | 1008 | 1008 | 1008 | 1008 | 1008 | 1008 | 1008 | 1008 | 1008 | 1008 | 1008 | 1008 | 1008 | 1008 | 1008 | 1008
Option 2D AT | ResourceLimit_S3_Solar | Resource Limits for REZ | 1300 | 1300 | 1300 | 1300 | 1300 | 1300 | 1300 | 1300 | 1300 | 1300 | 1300 | 1300 | 1300 | 1300 | 1300 | 1300 | 1300 | 1300 | 1300 | 1300 | 1300 | 1300 | 1300 | 1300
Option 2D AT | ResourceLimit_S5_Solar | Resource Limits for REZ | 4923 | 4923 | 4923 | 4923 | 4923 | 4923 | 4923 | 4923 | 4923 | 4923 | 4923 | 4923 | 4923 | 4923 | 4923 | 4923 | 4923 | 4923 | 4923 | 4923 | 4923 | 5000 | 5000 | 5000
Option 2D AT | ResourceLimit_S6_Wind Medium | Resource Limits for REZ | 0 | 0 | 0 | 0 | 0 | 0 | 0 | 0 | 0 | 0 | 0 | 0 | 0 | 0 | 0 | 0 | 0 | 0 | 0 | 0 | 0 | 0 | 0 | 0
Option 2D AT | ResourceLimit_T1_Solar | Resource Limits for REZ | 300 | 300 | 300 | 300 | 300 | 300 | 300 | 300 | 300 | 300 | 300 | 300 | 300 | 300 | 300 | 300 | 300 | 300 | 300 | 300 | 300 | 300 | 300 | 300
Option 2D AT | ResourceLimit_T3_Solar | Resource Limits for REZ | 150 | 150 | -137 | -137 | -137 | -137 | -137 | -137 | -137 | -137 | -137 | -137 | -137 | -137 | -137 | -137 | -137 | -137 | -137 | -137 | -137 | -137 | -137 | -137
Option 2D AT | ResourceLimit_T3_Wind Medium | Resource Limits for REZ | 2500 | 2500 | 2500 | 2500 | 2500 | 2500 | 2500 | 2500 | 2500 | 2500 | 2500 | 2500 | 2500 | 2500 | 2500 | 2500 | 2500 | 2500 | 2500 | 2500 | 2500 | 2500 | 2500 | 2500
Option 2D AT | ResourceLimit_V1_Solar | Resource Limits for REZ | 3016 | 3016 | 3016 | 3016 | 3016 | 3016 | 3016 | 3016 | 3016 | 3016 | 3016 | 3016 | 3016 | 3016 | 3016 | 3016 | 3016 | 3016 | 3016 | 3016 | 3016 | 3016 | 3016 | 3016
Option 2D AT | ResourceLimit_V1_Wind Medium | Resource Limits for REZ | 1131 | 1131 | 1131 | 1131 | 1131 | 1131 | 1131 | 1131 | 1131 | 1131 | 1131 | 1131 | 1131 | 1131 | 1131 | 1131 | 1131 | 1131 | 1131 | 1131 | 1131 | 1131 | 1131 | 1131
Option 2D AT | ResourceLimit_V2_Wind Medium | Resource Limits for REZ | 956 | 956 | 956 | 956 | 956 | 956 | 956 | 956 | 956 | 956 | 956 | 956 | 956 | 956 | 956 | 956 | 956 | 956 | 956 | 956 | 956 | 956 | 956 | 956
Option 2D AT | ResourceLimit_V4_Solar | Resource Limits for REZ | 0 | 0 | 0 | 0 | 0 | 0 | 0 | 0 | 0 | 0 | 0 | 0 | 0 | 0 | 0 | 0 | 0 | 0 | 0 | 0 | 0 | 0 | 0 | 0
Option 2D AT | ResourceLimit_V4_Wind Medium | Resource Limits for REZ | 1604 | 1604 | 1604 | 1604 | 1604 | 1604 | 1604 | 1604 | 1604 | 1604 | 1604 | 1604 | 1604 | 1604 | 1604 | 1604 | 1604 | 1604 | 1604 | 1604 | 1604 | 1604 | 1604 | 1604
Option 2D AT | ResourceLimit_V5_Wind Medium | Resource Limits for REZ | 1599 | 1599 | 1599 | 1599 | 1599 | 1599 | 1599 | 1599 | 1599 | 1599 | 1599 | 1599 | 1599 | 1599 | 1599 | 1599 | 1599 | 1599 | 1599 | 1599 | 1599 | 1599 | 1599 | 1599
Option 2D AT | ResourceLimit_V7_Wind Medium | Resource Limits for REZ | 408 | 408 | 408 | 408 | 408 | 408 | 408 | 408 | 408 | 408 | 408 | 408 | 408 | 408 | 408 | 408 | 408 | 408 | 408 | 408 | 408 | 408 | 408 | 408
Option 2D AT | SA Firming | Policies SA | -2897.64 | -2581.14 | 318.86 | 318.86 | 564.86 | -1735.14 | -1735.14 | -1735.14 | -1735.14 | -1655.14 | -1619.24 | -1090.24 | -1090.24 | -1090.24 | -886.48 | -886.48 | -886.48 | -886.48 | -548.48 | -420.08 | -266.08 | -266.08 | -266.08 | -266.08
Option 2D AT | SESA H2 Domestic Consumption Purchaser | Subregion flexible electricity load for Domestic H2 | 0 | 0 | 0 | 0 | 55.5843 | 60.2074 | 85.722 | 113.6193 | 146.365 | 155.8126 | 168.1849 | 194.0757 | 219.73 | 244.6206 | 264.8306 | 282.6143 | 300.4471 | 315.808 | 327.0624 | 340.6493 | 353.6329 | 366.8394 | 378.7614 | 393.6264
Option 2D AT | SEV H2 Domestic Consumption Purchaser | Subregion flexible electricity load for Domestic H2 | 0 | 0 | 0 | 0 | 35.405 | 125.3037 | 284.0971 | 524.6614 | 831.4179 | 1003.7103 | 1154.0387 | 1302.4764 | 1437.1614 | 1555.8777 | 1643.6809 | 1718.2636 | 1796.0086 | 1863.5029 | 1915.2637 | 1974.1807 | 2028.2529 | 2083.6797 | 2137.416 | 2214.7157
Option 2D AT | SNSW H2 Domestic Consumption Purchaser | Subregion flexible electricity load for Domestic H2 | 0.41714 | 0.366 | 0.365 | 0.365 | 21.6393 | 74.56 | 169.8534 | 316.5593 | 516.0579 | 645.9686 | 776.1379 | 912.7607 | 1048.5929 | 1178.372 | 1285.6981 | 1380.5864 | 1475.3821 | 1558.518 | 1626.6301 | 1701.8386 | 1774.1607 | 1848.4446 | 1912.6829 | 1979.5514
Option 2D AT | SNW Firming | Policies NSW | 0 | 419 | 0 | 0 | 0 | 0 | 0 | 0 | 0 | 0 | 0 | 0 | 0 | 0 | 0 | 0 | 0 | 0 | 0 | 0 | 0 | 0 | 0 | 0
Option 2D AT | SNW H2 Domestic Consumption Purchaser | Subregion flexible electricity load for Domestic H2 | 2.92 | 2.8757 | 2.8416 | 2.8157 | 151.3707 | 521.946 | 1189.1046 | 2215.7586 | 3612.4571 | 4521.7546 | 5432.9379 | 6389.2207 | 7340.2021 | 8248.5251 | 8999.8603 | 9664.2093 | 10327.5186 | 10909.5743 | 11386.386 | 11912.8179 | 12419.2814 | 12939.164 | 13388.8054 | 13856.7557
Option 2D AT | SNW H2 Green Commodities Consumption Purchaser | Subregion flexible electricity load for Green Commodities H2 | 0 | 0 | 0 | 0 | 0 | 0 | 0 | 959.9247 | 1512.0689 | 1840.9277 | 2203.8317 | 2575.5557 | 2969.0937 | 3390.494 | 8328.3164 | 8215.3474 | 8640.3869 | 8692.7493 | 8753.2411 | 8817.4559 | 8972.352 | 10085.535 | 11118.3309 | 12039.161
Option 2D AT | SQ H2 Domestic Consumption Purchaser | Subregion flexible electricity load for Domestic H2 | 0 | 0 | 0 | 0 | 34.7793 | 117.3823 | 272.8084 | 523.7229 | 886.8979 | 1146.6866 | 1396.2134 | 1635.5129 | 1849.9243 | 2036.3086 | 2161.5056 | 2271.2907 | 2385.9529 | 2480.6097 | 2564.0963 | 2710.0207 | 2887.2021 | 3128.6437 | 3435.0286 | 3805.0729
Option 2D AT | SRET | Policies SA | 0 | 0 | 0 | 0 | 0 | 0 | 0 | 0 | 0 | 0 | 0 | 0 | 0 | 0 | 0 | 0 | 0 | 0 | 0 | 0 | 0 | 0 | 0 | 0
Option 2D AT | Shared Upgrade_CNSW-SNW Option 3 - Stage 2 | Shared REZ Upgrades | 0 | 0 | 0 | 0 | 0 | 0 | 0 | 0 | 0 | 0 | 0 | 0 | 0 | 0 | 0 | 0 | 0 | 0 | 0 | 0 | 0 | 0 | 0 | 0
Option 2D AT | Snowy 2.0 - Gen | Special Constraints | 5781600 | 17703360 | 26280000 | 26280000 | 26280000 | 26352000 | 26280000 | 26280000 | 26280000 | 26352000 | 26280000 | 26280000 | 26280000 | 26352000 | 26280000 | 26280000 | 26280000 | 26352000 | 26280000 | 26280000 | 26280000 | 26352000 | 26280000 | 26280000
Option 2D AT | Snowy 2.0 - Pump | Special Constraints | 5781600 | 17703360 | 26280000 | 26280000 | 26280000 | 26352000 | 26280000 | 26280000 | 26280000 | 26352000 | 26280000 | 26280000 | 26280000 | 26352000 | 26280000 | 26280000 | 26280000 | 26352000 | 26280000 | 26280000 | 26280000 | 26352000 | 26280000 | 26280000
Option 2D AT | Sys Strength Requirement - Efficient Level CNSW | System Strength Requiements- Efficient | 0 | 0 | 0 | 0 | 0 | 0 | 0 | 0 | 0 | 0 | 0 | 0 | 0 | 0 | 0 | 0 | 0 | 0 | 0 | 0 | 0 | 0 | 0 | 0
Option 2D AT | Sys Strength Requirement - Efficient Level CQ | System Strength Requiements- Efficient | 0 | 0 | 0 | 0 | 0 | 0 | 0 | 0 | 0 | 0 | 0 | 0 | 0 | 0 | 0 | 0 | 0 | 0 | 0 | 0 | 0 | 0 | 0 | 0
Option 2D AT | Sys Strength Requirement - Efficient Level CSA | System Strength Requiements- Efficient | 0 | 0 | 0 | 0 | 0 | 0 | 0 | 0 | 0 | 0 | 0 | 0 | 0 | 0 | 0 | 0 | 0 | 0 | 0 | 0 | 0 | 0 | 0 | 0
Option 2D AT | Sys Strength Requirement - Efficient Level GG | System Strength Requiements- Efficient | 0 | 0 | 0 | 0 | 0 | 0 | 0 | 0 | 0 | 0 | 0 | 0 | 0 | 0 | 0 | 0 | 0 | 0 | 0 | 0 | 0 | 0 | 0 | 0
Option 2D AT | Sys Strength Requirement - Efficient Level MEL | System Strength Requiements- Efficient | 0 | 0 | 0 | 0 | 0 | 0 | 0 | 0 | 0 | 0 | 0 | 0 | 0 | 0 | 0 | 0 | 0 | 0 | 0 | 0 | 0 | 0 | 0 | 0
Option 2D AT | Sys Strength Requirement - Efficient Level NNSW | System Strength Requiements- Efficient | 0 | 0 | 0 | 0 | 0 | 0 | 0 | 0 | 0 | 0 | 0 | 0 | 0 | 0 | 0 | 0 | 0 | 0 | 0 | 0 | 0 | 0 | 0 | 0
Option 2D AT | Sys Strength Requirement - Efficient Level NQ | System Strength Requiements- Efficient | 0 | 0 | 0 | 0 | 0 | 0 | 0 | 0 | 0 | 0 | 0 | 0 | 0 | 0 | 0 | 0 | 0 | 0 | 0 | 0 | 0 | 0 | 0 | 0
Option 2D AT | Sys Strength Requirement - Efficient Level NSA | System Strength Requiements- Efficient | 0 | 0 | 0 | 0 | 0 | 0 | 0 | 0 | 0 | 0 | 0 | 0 | 0 | 0 | 0 | 0 | 0 | 0 | 0 | 0 | 0 | 0 | 0 | 0
Option 2D AT | Sys Strength Requirement - Efficient Level SESA | System Strength Requiements- Efficient | 0 | 0 | 0 | 0 | 0 | 0 | 0 | 0 | 0 | 0 | 0 | 0 | 0 | 0 | 0 | 0 | 0 | 0 | 0 | 0 | 0 | 0 | 0 | 0
Option 2D AT | Sys Strength Requirement - Efficient Level SEV | System Strength Requiements- Efficient | 0 | 0 | 0 | 0 | 0 | 0 | 0 | 0 | 0 | 0 | 0 | 0 | 0 | 0 | 0 | 0 | 0 | 0 | 0 | 0 | 0 | 0 | 0 | 0
Option 2D AT | Sys Strength Requirement - Efficient Level SNSW | System Strength Requiements- Efficient | 0 | 0 | 0 | 0 | 0 | 0 | 0 | 0 | 0 | 0 | 0 | 0 | 0 | 0 | 0 | 0 | 0 | 0 | 0 | 0 | 0 | 0 | 0 | 0
Option 2D AT | Sys Strength Requirement - Efficient Level SNW | System Strength Requiements- Efficient | 0 | 0 | 0 | 0 | 0 | 0 | 0 | 0 | 0 | 0 | 0 | 0 | 0 | 0 | 0 | 0 | 0 | 0 | 0 | 0 | 0 | 0 | 0 | 0
Option 2D AT | Sys Strength Requirement - Efficient Level SQ | System Strength Requiements- Efficient | 0 | 0 | 0 | 0 | 0 | 0 | 0 | 0 | 0 | 0 | 0 | 0 | 0 | 0 | 0 | 0 | 0 | 0 | 0 | 0 | 0 | 0 | 0 | 0
Option 2D AT | Sys Strength Requirement - Efficient Level TAS | System Strength Requiements- Efficient | 0 | 0 | 0 | 0 | 0 | 0 | 0 | 0 | 0 | 0 | 0 | 0 | 0 | 0 | 0 | 0 | 0 | 0 | 0 | 0 | 0 | 0 | 0 | 0
Option 2D AT | Sys Strength Requirement - Efficient Level WNV | System Strength Requiements- Efficient | 0 | 0 | 0 | 0 | 0 | 0 | 0 | 0 | 0 | 0 | 0 | 0 | 0 | 0 | 0 | 0 | 0 | 0 | 0 | 0 | 0 | 0 | 0 | 0
Option 2D AT | Sys Strength Requirement - Min Fault Level CNSW | System Strength Requiements - Minimum | -3404 | -3404 | -3404 | -689 | 41 | 701 | 701 | 701 | 701 | 701 | 701 | 701 | 701 | 701 | 701 | 701 | 701 | 701 | 701 | 701 | 701 | 701 | 701 | 701
Option 2D AT | Sys Strength Requirement - Min Fault Level CQ | System Strength Requiements - Minimum | -2491 | -2491 | -2491 | -1061 | 513 | 513 | 513 | 513 | 513 | 513 | 513 | 513 | 513 | 513 | 513 | 513 | 513 | 513 | 513 | 513 | 513 | 513 | 513 | 513
Option 2D AT | Sys Strength Requirement - Min Fault Level GG | System Strength Requiements - Minimum | -1393.1 | -1393.1 | -1393.1 | 286.9 | 286.9 | 286.9 | 286.9 | 286.9 | 286.9 | 286.9 | 286.9 | 286.9 | 286.9 | 286.9 | 286.9 | 286.9 | 286.9 | 286.9 | 286.9 | 286.9 | 286.9 | 286.9 | 286.9 | 286.9
Option 2D AT | Sys Strength Requirement - Min Fault Level SEV | System Strength Requiements - Minimum | -3996.9 | -3996.9 | -2546.9 | -1386.9 | -1386.9 | -1386.9 | -1386.9 | 823.1 | 823.1 | 823.1 | 823.1 | 823.1 | 823.1 | 823.1 | 823.1 | 823.1 | 823.1 | 823.1 | 823.1 | 823.1 | 823.1 | 823.1 | 823.1 | 823.1
Option 2D AT | Sys Strength Requirement - Min Fault Level SNW | System Strength Requiements - Minimum | -3482.8 | -3482.8 | -3482.8 | 717.2 | 717.2 | 717.2 | 717.2 | 717.2 | 717.2 | 717.2 | 717.2 | 717.2 | 717.2 | 717.2 | 717.2 | 717.2 | 717.2 | 717.2 | 717.2 | 717.2 | 717.2 | 717.2 | 717.2 | 717.2
Option 2D AT | Sys Strength Requirement - Min Fault Level SQ | System Strength Requiements - Minimum | -2857.6 | -2857.6 | -2857.6 | -263.6 | 162.4 | 588.4 | 588.4 | 588.4 | 588.4 | 588.4 | 588.4 | 588.4 | 588.4 | 588.4 | 588.4 | 588.4 | 588.4 | 588.4 | 588.4 | 588.4 | 588.4 | 588.4 | 588.4 | 588.4
Option 2D AT | TAS H2 Domestic Consumption Purchaser | Subregion flexible electricity load for Domestic H2 | 0 | 0 | 0 | 0 | 150.745 | 306.7626 | 567.2557 | 837.31 | 1024.6593 | 1056.8591 | 1084.3246 | 1114.1364 | 1138.8 | 1141.0134 | 1150.858 | 1160.1786 | 1179.1064 | 1196.1231 | 1205.0077 | 1216.545 | 1223.7929 | 1230.292 | 1229.6713 | 1232.9179
Option 2D AT | TAS H2 Green Commodities Consumption Purchaser | Subregion flexible electricity load for Green Commodities H2 | 0 | 0 | 0 | 0 | 0 | 0 | 0 | 0 | 0 | 0 | 0 | 0 | 0 | 0 | 904.0274 | 1024.4257 | 1172.3687 | 1337.1386 | 1520.3471 | 1723.2841 | 1946.4191 | 2188.1997 | 2423.0451 | 2624.6277
Option 2D AT | TRET | Policies TAS | 0 | 12617 | 14039 | 15461 | 15984 | 16507 | 17032 | 17556 | 18079 | 18603 | 19126 | 19650 | 20174 | 20697 | 0 | 0 | 0 | 0 | 0 | 0 | 0 | 0 | 0 | 0
Option 2D AT | Tarraleah Max Energy Day | Hydro min release | 7300 | 7320 | 7300 | 7300 | 7300 | 7320 | 7300 | 7300 | 7300 | 7320 | 7300 | 7300 | 7300 | 7320 | 7300 | 7300 | 7300 | 7320 | 7300 | 7300 | 7300 | 7320 | 7300 | 7300
Option 2D AT | Tarraleah Min Flow | Hydro min release | 0 | 0 | 0 | 0 | 0 | 0 | 0 | 0 | 0 | 0 | 0 | 0 | 0 | 0 | 0 | 0 | 0 | 0 | 0 | 0 | 0 | 0 | 0 | 0
Option 2D AT | Tarraleah Min Gen | Hydro min release | 151.11 | 151.11 | 151.11 | 151.11 | 151.11 | 151.11 | 151.11 | 151.11 | 151.11 | 151.11 | 151.11 | 151.11 | 151.11 | 151.11 | 151.11 | 151.11 | 151.11 | 151.11 | 151.11 | 151.11 | 151.11 | 151.11 | 151.11 | 151.11
Option 2D AT | VIC Storage | Policies VIC | -2138.658 | -3226.896 | -3076.542 | -2371.058 | -1804.641 | -1264.395 | -920.105 | -485.754 | -44.064 | -6678.454 | -7046.904 | -7372.201 | -7909.286 | -8387.99 | -8874.966 | -9181.383 | -9849.864 | -10413.014 | -10980.874 | -11772.971 | -12047.079 | -11745.92 | -12700.625 | -13656.228
Option 2D AT | VOWT | Policies VIC | 0 | 0 | 0 | 0 | 0 | 2000 | 2667 | 3333 | 4000 | 5000 | 6000 | 7000 | 8000 | 9000 | 0 | 0 | 0 | 0 | 0 | 0 | 0 | 0 | 0 | 0
Option 2D AT | VRET | Policies VIC | 0 | 0 | 0 | 0 | 0 | 0 | 0 | 0 | 0 | 0 | 0 | 0 | 0 | 0 | 0 | 0 | 0 | 0 | 0 | 0 | 0 | 0 | 0 | 0
Option 2D AT | WNV H2 Domestic Consumption Purchaser | Subregion flexible electricity load for Domestic H2 | 70.7579 | 69.8803 | 68.7497 | 67.89 | 318.4364 | 1127.8374 | 2556.9527 | 4721.8486 | 7482.7607 | 9033.4443 | 10386.3493 | 11722.2879 | 12934.4529 | 14002.8986 | 14792.9709 | 15464.5286 | 16163.8686 | 16771.5003 | 17237.2963 | 17767.6786 | 18254.1714 | 18752.9606 | 19236.822 | 19932.3371
Option 2D AT | WNV H2 Green Commodities Consumption Purchaser | Subregion flexible electricity load for Green Commodities H2 | 0 | 0 | 0 | 0 | 0 | 0 | 0 | 0 | 0 | 0 | 848.0139 | 991.6893 | 1141.4539 | 1305.8807 | 1486.3113 | 1684.2663 | 1927.4801 | 2198.4096 | 2499.6274 | 2833.2819 | 3200.1269 | 3597.6463 | 3983.7671 | 4315.1771
Option 2D AT | Wayatinah Min Gen | Hydro min release | 24.09 | 24.09 | 24.09 | 24.09 | 24.09 | 24.09 | 24.09 | 24.09 | 24.09 | 24.09 | 24.09 | 24.09 | 24.09 | 24.09 | 24.09 | 24.09 | 24.09 | 24.09 | 24.09 | 24.09 | 24.09 | 24.09 | 24.09 | 24.09
Option 3 AT | 2030 Emissions Budget 1 | Emissions DLT | 69603.1022 | 69793.7956 | 69603.1022 | 69603.1022 | 69603.1022 | 69793.7956 | 69634.8699 | 69634.8699 | 69634.8699 | 69825.6504 | 69634.8699 | 69634.8699 | 69603.1022 | 69793.7956 | 69603.1022 | 69603.1022 | 69603.1022 | 69793.7956 | 69634.8699 | 69634.8699 | 69634.8699 | 69825.6504 | 69634.8699 | 69634.8699
Option 3 AT | 2035 Emissions Target | Emissions DLT | 1313.9667 | 1317.5666 | 1313.9667 | 1313.9667 | 1313.9667 | 1317.5666 | 1314.5664 | 1314.5664 | 1314.5664 | 1318.168 | 1314.5664 | 1314.5664 | 1313.9667 | 1317.5666 | 1313.9667 | 1313.9667 | 1313.9667 | 1317.5666 | 1314.5664 | 1314.5664 | 1314.5664 | 1318.168 | 1314.5664 | 1314.5664
Option 3 AT | 2050 Emissions Budget 1 | Emissions DLT | 41647.0129 | 41761.1143 | 41647.0129 | 41647.0129 | 41647.0129 | 41761.1143 | 41666.0211 | 41666.0211 | 41666.0211 | 41780.1746 | 41666.0211 | 41666.0211 | 41647.0129 | 41761.1143 | 41647.0129 | 41647.0129 | 41647.0129 | 41761.1143 | 41666.0211 | 41666.0211 | 41666.0211 | 41780.1746 | 41666.0211 | 41666.0211
Option 3 AT | 2050 Emissions Budget 2 | Emissions DLT | 5175.6134 | 5189.7932 | 5175.6134 | 5175.6134 | 5175.6134 | 5189.7932 | 5177.9756 | 5177.9756 | 5177.9756 | 5192.1619 | 5177.9756 | 5177.9756 | 5175.6134 | 5189.7932 | 5175.6134 | 5175.6134 | 5175.6134 | 5189.7932 | 5177.9756 | 5177.9756 | 5177.9756 | 5192.1619 | 5177.9756 | 5177.9756
Option 3 AT | 2050 Emissions Budget 3 | Emissions DLT | 1102.0635 | 1105.0829 | 1102.0635 | 1102.0635 | 1102.0635 | 1105.0829 | 1102.5665 | 1102.5665 | 1102.5665 | 1105.5873 | 1102.5665 | 1102.5665 | 1102.0635 | 1105.0829 | 1102.0635 | 1102.0635 | 1102.0635 | 1105.0829 | 1102.5665 | 1102.5665 | 1102.5665 | 1105.5873 | 1102.5665 | 1102.5665
Option 3 AT | 2050 Emissions Budget 4 | Emissions DLT | 2529.2319 | 2536.1613 | 2529.2319 | 2529.2319 | 2529.2319 | 2536.1613 | 2530.3862 | 2530.3862 | 2530.3862 | 2537.3188 | 2530.3862 | 2530.3862 | 2529.2319 | 2536.1613 | 2529.2319 | 2529.2319 | 2529.2319 | 2536.1613 | 2530.3862 | 2530.3862 | 2530.3862 | 2537.3188 | 2530.3862 | 2530.3862
Option 3 AT | 2050 Emissions Budget NSW 1 | Emissions DLT | 24777.3723 | 24845.2555 | 24777.3723 | 24777.3723 | 24777.3723 | 24845.2555 | 24788.681 | 24788.681 | 24788.681 | 24856.5952 | 24788.681 | 24788.681 | 24777.3723 | 24845.2555 | 24777.3723 | 24777.3723 | 24777.3723 | 24845.2555 | 24788.681 | 24788.681 | 24788.681 | 24856.5952 | 24788.681 | 24788.681
Option 3 AT | 2050 Emissions Budget NSW 2 | Emissions DLT | 11389.5985 | 11420.8029 | 11389.5985 | 11389.5985 | 11389.5985 | 11420.8029 | 11394.7969 | 11394.7969 | 11394.7969 | 11426.0155 | 11394.7969 | 11394.7969 | 11389.5985 | 11420.8029 | 11389.5985 | 11389.5985 | 11389.5985 | 11420.8029 | 11394.7969 | 11394.7969 | 11394.7969 | 11426.0155 | 11394.7969 | 11394.7969
Option 3 AT | 2050 Emissions Budget NSW 3 | Emissions DLT | 11389.5985 | 11420.8029 | 11389.5985 | 11389.5985 | 11389.5985 | 11420.8029 | 11394.7969 | 11394.7969 | 11394.7969 | 11426.0155 | 11394.7969 | 11394.7969 | 11389.5985 | 11420.8029 | 11389.5985 | 11389.5985 | 11389.5985 | 11420.8029 | 11394.7969 | 11394.7969 | 11394.7969 | 11426.0155 | 11394.7969 | 11394.7969
Option 3 AT | 2050 Emissions Budget NSW 4 | Emissions DLT | 11389.5985 | 11420.8029 | 11389.5985 | 11389.5985 | 11389.5985 | 11420.8029 | 11394.7969 | 11394.7969 | 11394.7969 | 11426.0155 | 11394.7969 | 11394.7969 | 11389.5985 | 11420.8029 | 11389.5985 | 11389.5985 | 11389.5985 | 11420.8029 | 11394.7969 | 11394.7969 | 11394.7969 | 11426.0155 | 11394.7969 | 11394.7969
Option 3 AT | 2050 Emissions Budget QLD 1 | Emissions DLT | 33269.6168 | 33360.7664 | 33269.6168 | 33269.6168 | 33269.6168 | 33360.7664 | 33284.8015 | 33284.8015 | 33284.8015 | 33375.9927 | 33284.8015 | 33284.8015 | 33269.6168 | 33360.7664 | 33269.6168 | 33269.6168 | 33269.6168 | 33360.7664 | 33284.8015 | 33284.8015 | 33284.8015 | 33375.9927 | 33284.8015 | 33284.8015
Option 3 AT | 2050 Emissions Budget QLD 2 | Emissions DLT | 12388.6861 | 12422.6277 | 12388.6861 | 12388.6861 | 12388.6861 | 12422.6277 | 12394.3405 | 12394.3405 | 12394.3405 | 12428.2976 | 12394.3405 | 12394.3405 | 12388.6861 | 12422.6277 | 12388.6861 | 12388.6861 | 12388.6861 | 12422.6277 | 12394.3405 | 12394.3405 | 12394.3405 | 12428.2976 | 12394.3405 | 12394.3405
Option 3 AT | 2050 Emissions Budget QLD 3 | Emissions DLT | 12388.6861 | 12422.6277 | 12388.6861 | 12388.6861 | 12388.6861 | 12422.6277 | 12394.3405 | 12394.3405 | 12394.3405 | 12428.2976 | 12394.3405 | 12394.3405 | 12388.6861 | 12422.6277 | 12388.6861 | 12388.6861 | 12388.6861 | 12422.6277 | 12394.3405 | 12394.3405 | 12394.3405 | 12428.2976 | 12394.3405 | 12394.3405
Option 3 AT | 2050 Emissions Budget QLD 4 | Emissions DLT | 12388.6861 | 12422.6277 | 12388.6861 | 12388.6861 | 12388.6861 | 12422.6277 | 12394.3405 | 12394.3405 | 12394.3405 | 12428.2976 | 12394.3405 | 12394.3405 | 12388.6861 | 12422.6277 | 12388.6861 | 12388.6861 | 12388.6861 | 12422.6277 | 12394.3405 | 12394.3405 | 12394.3405 | 12428.2976 | 12394.3405 | 12394.3405
Option 3 AT | 2050 Emissions Budget SA 1 | Emissions DLT | 1415.3741 | 1419.2518 | 1415.3741 | 1415.3741 | 1415.3741 | 1419.2518 | 1416.0201 | 1416.0201 | 1416.0201 | 1419.8996 | 1416.0201 | 1416.0201 | 1415.3741 | 1419.2518 | 1415.3741 | 1415.3741 | 1415.3741 | 1419.2518 | 1416.0201 | 1416.0201 | 1416.0201 | 1419.8996 | 1416.0201 | 1416.0201
Option 3 AT | 2050 Emissions Budget SA 2 | Emissions DLT | 749.3157 | 751.3686 | 749.3157 | 749.3157 | 749.3157 | 751.3686 | 749.6577 | 749.6577 | 749.6577 | 751.7115 | 749.6577 | 749.6577 | 749.3157 | 751.3686 | 749.3157 | 749.3157 | 749.3157 | 751.3686 | 749.6577 | 749.6577 | 749.6577 | 751.7115 | 749.6577 | 749.6577
Option 3 AT | 2050 Emissions Budget SA 3 | Emissions DLT | 749.3157 | 751.3686 | 749.3157 | 749.3157 | 749.3157 | 751.3686 | 749.6577 | 749.6577 | 749.6577 | 751.7115 | 749.6577 | 749.6577 | 749.3157 | 751.3686 | 749.3157 | 749.3157 | 749.3157 | 751.3686 | 749.6577 | 749.6577 | 749.6577 | 751.7115 | 749.6577 | 749.6577
Option 3 AT | 2050 Emissions Budget SA 4 | Emissions DLT | 749.3157 | 751.3686 | 749.3157 | 749.3157 | 749.3157 | 751.3686 | 749.6577 | 749.6577 | 749.6577 | 751.7115 | 749.6577 | 749.6577 | 749.3157 | 751.3686 | 749.3157 | 749.3157 | 749.3157 | 751.3686 | 749.6577 | 749.6577 | 749.6577 | 751.7115 | 749.6577 | 749.6577
Option 3 AT | 2050 Emissions Budget VIC 1 | Emissions DLT | 22795.8485 | 22858.3029 | 22795.8485 | 22795.8485 | 22795.8485 | 22858.3029 | 22806.2529 | 22806.2529 | 22806.2529 | 22868.7357 | 22806.2529 | 22806.2529 | 22795.8485 | 22858.3029 | 22795.8485 | 22795.8485 | 22795.8485 | 22858.3029 | 22806.2529 | 22806.2529 | 22806.2529 | 22868.7357 | 22806.2529 | 22806.2529
Option 3 AT | 2050 Emissions Budget VIC 2 | Emissions DLT | 6943.6588 | 6962.6825 | 6943.6588 | 6943.6588 | 6943.6588 | 6962.6825 | 6946.8279 | 6946.8279 | 6946.8279 | 6965.8603 | 6946.8279 | 6946.8279 | 6943.6588 | 6962.6825 | 6943.6588 | 6943.6588 | 6943.6588 | 6962.6825 | 6946.8279 | 6946.8279 | 6946.8279 | 6965.8603 | 6946.8279 | 6946.8279
Option 3 AT | 2050 Emissions Budget VIC 3 | Emissions DLT | 6943.6588 | 6962.6825 | 6943.6588 | 6943.6588 | 6943.6588 | 6962.6825 | 6946.8279 | 6946.8279 | 6946.8279 | 6965.8603 | 6946.8279 | 6946.8279 | 6943.6588 | 6962.6825 | 6943.6588 | 6943.6588 | 6943.6588 | 6962.6825 | 6946.8279 | 6946.8279 | 6946.8279 | 6965.8603 | 6946.8279 | 6946.8279
Option 3 AT | 2050 Emissions Budget VIC 4 | Emissions DLT | 6943.6588 | 6962.6825 | 6943.6588 | 6943.6588 | 6943.6588 | 6962.6825 | 6946.8279 | 6946.8279 | 6946.8279 | 6965.8603 | 6946.8279 | 6946.8279 | 6943.6588 | 6962.6825 | 6943.6588 | 6943.6588 | 6943.6588 | 6962.6825 | 6946.8279 | 6946.8279 | 6946.8279 | 6965.8603 | 6946.8279 | 6946.8279
Option 3 AT | Basslink Daily Energy Limit | Special Constraints | -287.568 | -288.408 | -287.568 | -287.568 | -287.568 | -288.408 | -287.568 | -287.568 | -287.568 | -288.408 | -287.568 | -287.568 | -287.568 | -288.408 | -287.568 | -287.568 | -287.568 | -288.408 | -287.568 | -287.568 | -287.568 | -288.408 | -287.568 | -287.568
Option 3 AT | Borumba - Gen | Special Constraints | 0 | 0 | 0 | 0 | 0 | 0 | 0 | 0 | 0 | 15336000 | 26280000 | 26280000 | 26280000 | 26352000 | 26280000 | 26280000 | 26280000 | 26352000 | 26280000 | 26280000 | 26280000 | 26352000 | 26280000 | 26280000
Option 3 AT | Borumba - Pump | Special Constraints | 0 | 0 | 0 | 0 | 0 | 0 | 0 | 0 | 0 | 15336000 | 26280000 | 26280000 | 26280000 | 26352000 | 26280000 | 26280000 | 26280000 | 26352000 | 26280000 | 26280000 | 26280000 | 26352000 | 26280000 | 26280000
Option 3 AT | CIS Dispatchable NSW | Policies NEM | -1231.12 | -631.96 | -431.96 | -1241.96 | -2541.96 | -2741.96 | -2741.96 | -2783.18 | -2741.96 | -2741.96 | -2741.96 | -2741.96 | -2741.96 | -2741.96 | -2750.69 | -2750.69 | -2709.47 | -2750.69 | -2709.47 | -2709.47 | -1925.69 | -1624.85 | -1583.63 | -1583.63
Option 3 AT | CIS Dispatchable SA | Policies NEM | -30 | 788 | 788 | 788 | -461 | -461 | -461 | -205 | -461 | -461 | -461 | -205 | -461 | -461 | -461 | -461 | -461 | -461 | -205 | -461 | -431 | 0 | 0 | 0
Option 3 AT | CIS Dispatchable VIC | Policies NEM | 0 | 1220 | 1271.79 | 1271.79 | -428.21 | -428.21 | -435.41 | -428.21 | -428.21 | -428.21 | -428.21 | -435.41 | -428.21 | -428.21 | -435.41 | -435.41 | -435.41 | -435.41 | -435.41 | -428.21 | -435.41 | 0 | 0 | 0
Option 3 AT | CIS Gen NSW | Policies NEM | -4646.44 | 1715.47 | 7931.07 | 14075.07 | -8779.93 | -9539.57 | -9539.57 | -9539.57 | -9539.57 | -9539.57 | -9539.57 | -9539.57 | -9539.57 | -9539.57 | -9539.57 | -9539.57 | -9539.57 | -9539.57 | -9539.57 | -9302.56 | -8998.86 | -8966.46 | -8583 | -8583
Option 3 AT | CIS Gen SA | Policies NEM | 0 | 20.36 | 621.16 | 509.16 | -690.84 | -690.84 | -690.84 | -690.84 | -690.84 | -690.84 | -690.84 | -690.84 | -690.84 | -690.84 | -690.84 | -690.84 | -690.84 | -690.84 | -690.84 | -690.84 | -690.84 | -690.84 | -690.84 | -690.84
Option 3 AT | CIS Gen TAS | Policies NEM | 0 | 0 | 750 | 1200 | 0 | 0 | 0 | 0 | 0 | 0 | 0 | 0 | 0 | 0 | 0 | 0 | 0 | 0 | 0 | 0 | 0 | 0 | 0 | 0
Option 3 AT | CIS Gen VIC - Solar | Policies NEM | 0 | 669 | 555.93 | 555.93 | -944.07 | -944.07 | -944.07 | -944.07 | -944.07 | -944.07 | -944.07 | -944.07 | -944.07 | -944.07 | -944.07 | -944.07 | -944.07 | -944.07 | -944.07 | -944.07 | -944.07 | -944.07 | -944.07 | -944.07
Option 3 AT | CIS Gen VIC - Wind | Policies NEM | 0 | 0 | 1922 | 3500 | -600 | -600 | -600 | -600 | -600 | -600 | -600 | -600 | -600 | -600 | -600 | -600 | -600 | -600 | -600 | -600 | -600 | -600 | -600 | -600
Option 3 AT | CIS Total Dispatchable | Policies NEM | -1261.12 | 3076.04 | 5550.83 | 7262.83 | -3731.17 | -3931.17 | -3938.37 | -3716.39 | -3931.17 | -3931.17 | -3931.17 | -3682.37 | -3931.17 | -3931.17 | -3947.1 | -3947.1 | -3905.88 | -3947.1 | -3649.88 | -3898.68 | -3092.1 | -1774.85 | -1583.63 | -1583.63
Option 3 AT | CNSW H2 Domestic Consumption Purchaser | Subregion flexible electricity load for Domestic H2 | 0 | 0 | 0 | 0 | 21.6393 | 74.56 | 169.8534 | 316.5593 | 516.0579 | 645.9686 | 776.1379 | 912.7607 | 1048.5929 | 1178.372 | 1285.6981 | 1380.5864 | 1475.3821 | 1558.518 | 1626.6301 | 1701.8386 | 1774.1607 | 1848.4446 | 1912.6829 | 1979.5514
Option 3 AT | CQ H2 Domestic Consumption Purchaser | Subregion flexible electricity load for Domestic H2 | 170.455 | 168.3874 | 165.6299 | 163.6243 | 166.3879 | 176.2043 | 195.8201 | 229.7414 | 279.5379 | 314.7623 | 347.9454 | 380.33 | 408.9564 | 436.3537 | 463.1799 | 486.7014 | 511.2607 | 531.5406 | 549.4491 | 580.715 | 618.675 | 670.4386 | 736.0663 | 815.3579
Option 3 AT | CSA H2 Domestic Consumption Purchaser | Subregion flexible electricity load for Domestic H2 | 7.3521 | 7.2677 | 7.1436 | 7.0393 | 74.9293 | 150.5317 | 214.3309 | 284.0221 | 365.8343 | 389.5577 | 420.4231 | 485.2414 | 549.2729 | 611.5906 | 662.0506 | 706.5357 | 751.1179 | 789.5463 | 817.669 | 851.545 | 884.1343 | 917.0983 | 946.8514 | 983.9879
Option 3 AT | Catagunya Min Gen | Hydro min release | 17.52 | 17.52 | 17.52 | 17.52 | 17.52 | 17.52 | 17.52 | 17.52 | 17.52 | 17.52 | 17.52 | 17.52 | 17.52 | 17.52 | 17.52 | 17.52 | 17.52 | 17.52 | 17.52 | 17.52 | 17.52 | 17.52 | 17.52 | 17.52
Option 3 AT | Combined Marinus Export | Special Constraints | 11773440 | 11805696 | 11773440 | 11773440 | 11773440 | 11805696 | 11773440 | 11773440 | 15589440 | 18393696 | 18343440 | 18343440 | 18343440 | 18393696 | 18343440 | 18343440 | 18343440 | 18393696 | 18343440 | 18343440 | 18343440 | 18393696 | 18343440 | 18343440
Option 3 AT | Combined Marinus Import | Special Constraints | 8567280 | 8590752 | 8567280 | 8567280 | 8567280 | 8590752 | 8567280 | 8567280 | 12383280 | 15178752 | 15137280 | 15137280 | 15137280 | 15178752 | 15137280 | 15137280 | 15137280 | 15178752 | 15137280 | 15137280 | 15137280 | 15178752 | 15137280 | 15137280
Option 3 AT | Constraint on Pipeline from Storage to GTs CNSW | Constraints to make diesel to come exclusively from storage | 0 | 0 | 0 | 0 | 0 | 0 | 0 | 0 | 0 | 0 | 0 | 0 | 0 | 0 | 0 | 0 | 0 | 0 | 0 | 0 | 0 | 0 | 0 | 0
Option 3 AT | Constraint on Pipeline from Storage to GTs CQ | Constraints to make diesel to come exclusively from storage | 0 | 0 | 0 | 0 | 0 | 0 | 0 | 0 | 0 | 0 | 0 | 0 | 0 | 0 | 0 | 0 | 0 | 0 | 0 | 0 | 0 | 0 | 0 | 0
Option 3 AT | Constraint on Pipeline from Storage to GTs CSA | Constraints to make diesel to come exclusively from storage | 0 | 0 | 0 | 0 | 0 | 0 | 0 | 0 | 0 | 0 | 0 | 0 | 0 | 0 | 0 | 0 | 0 | 0 | 0 | 0 | 0 | 0 | 0 | 0
Option 3 AT | Constraint on Pipeline from Storage to GTs GG | Constraints to make diesel to come exclusively from storage | 0 | 0 | 0 | 0 | 0 | 0 | 0 | 0 | 0 | 0 | 0 | 0 | 0 | 0 | 0 | 0 | 0 | 0 | 0 | 0 | 0 | 0 | 0 | 0
Option 3 AT | Constraint on Pipeline from Storage to GTs MEL | Constraints to make diesel to come exclusively from storage | 0 | 0 | 0 | 0 | 0 | 0 | 0 | 0 | 0 | 0 | 0 | 0 | 0 | 0 | 0 | 0 | 0 | 0 | 0 | 0 | 0 | 0 | 0 | 0
Option 3 AT | Constraint on Pipeline from Storage to GTs NNSW | Constraints to make diesel to come exclusively from storage | 0 | 0 | 0 | 0 | 0 | 0 | 0 | 0 | 0 | 0 | 0 | 0 | 0 | 0 | 0 | 0 | 0 | 0 | 0 | 0 | 0 | 0 | 0 | 0
Option 3 AT | Constraint on Pipeline from Storage to GTs NQ | Constraints to make diesel to come exclusively from storage | 0 | 0 | 0 | 0 | 0 | 0 | 0 | 0 | 0 | 0 | 0 | 0 | 0 | 0 | 0 | 0 | 0 | 0 | 0 | 0 | 0 | 0 | 0 | 0
Option 3 AT | Constraint on Pipeline from Storage to GTs NSA | Constraints to make diesel to come exclusively from storage | 0 | 0 | 0 | 0 | 0 | 0 | 0 | 0 | 0 | 0 | 0 | 0 | 0 | 0 | 0 | 0 | 0 | 0 | 0 | 0 | 0 | 0 | 0 | 0
Option 3 AT | Constraint on Pipeline from Storage to GTs SESA | Constraints to make diesel to come exclusively from storage | 0 | 0 | 0 | 0 | 0 | 0 | 0 | 0 | 0 | 0 | 0 | 0 | 0 | 0 | 0 | 0 | 0 | 0 | 0 | 0 | 0 | 0 | 0 | 0
Option 3 AT | Constraint on Pipeline from Storage to GTs SEV | Constraints to make diesel to come exclusively from storage | 0 | 0 | 0 | 0 | 0 | 0 | 0 | 0 | 0 | 0 | 0 | 0 | 0 | 0 | 0 | 0 | 0 | 0 | 0 | 0 | 0 | 0 | 0 | 0
Option 3 AT | Constraint on Pipeline from Storage to GTs SNSW | Constraints to make diesel to come exclusively from storage | 0 | 0 | 0 | 0 | 0 | 0 | 0 | 0 | 0 | 0 | 0 | 0 | 0 | 0 | 0 | 0 | 0 | 0 | 0 | 0 | 0 | 0 | 0 | 0
Option 3 AT | Constraint on Pipeline from Storage to GTs SNW | Constraints to make diesel to come exclusively from storage | 0 | 0 | 0 | 0 | 0 | 0 | 0 | 0 | 0 | 0 | 0 | 0 | 0 | 0 | 0 | 0 | 0 | 0 | 0 | 0 | 0 | 0 | 0 | 0
Option 3 AT | Constraint on Pipeline from Storage to GTs SQ | Constraints to make diesel to come exclusively from storage | 0 | 0 | 0 | 0 | 0 | 0 | 0 | 0 | 0 | 0 | 0 | 0 | 0 | 0 | 0 | 0 | 0 | 0 | 0 | 0 | 0 | 0 | 0 | 0
Option 3 AT | Constraint on Pipeline from Storage to GTs TAS | Constraints to make diesel to come exclusively from storage | 0 | 0 | 0 | 0 | 0 | 0 | 0 | 0 | 0 | 0 | 0 | 0 | 0 | 0 | 0 | 0 | 0 | 0 | 0 | 0 | 0 | 0 | 0 | 0
Option 3 AT | Constraint on Pipeline from Storage to GTs WNV | Constraints to make diesel to come exclusively from storage | 0 | 0 | 0 | 0 | 0 | 0 | 0 | 0 | 0 | 0 | 0 | 0 | 0 | 0 | 0 | 0 | 0 | 0 | 0 | 0 | 0 | 0 | 0 | 0
Option 3 AT | Constraint on Pipeline from Storage to GTs WOO | Constraints to make diesel to come exclusively from storage | 0 | 0 | 0 | 0 | 0 | 0 | 0 | 0 | 0 | 0 | 0 | 0 | 0 | 0 | 0 | 0 | 0 | 0 | 0 | 0 | 0 | 0 | 0 | 0
Option 3 AT | DNSP Thermal Limit on CER CNSW Area1 | DNSP Thermal Limit on CER | 966765.5 | 1111066.5 | 1291997 | 1404969 | 1505359 | 1687557 | 1677144.5 | 1968955 | 2116592.5 | 2185551 | 2251896 | 2354350.5 | 2562631.5 | 2884695 | 2937616 | 2898403.5 | 2804333.5 | 3040364.5 | 3283152 | 3423131 | 3551033.5 | 3992237 | 3842308.5 | 4421880.5
Option 3 AT | DNSP Thermal Limit on CER CQ Area1 | DNSP Thermal Limit on CER | 1255639.5 | 1480245 | 1685951.5 | 1888234.5 | 1918878.5 | 2048443 | 2244890.5 | 2505941 | 2669901.5 | 2827619 | 2889201.5 | 2971337.5 | 3194993.5 | 3574744.5 | 3866236.5 | 3532926 | 3541346.5 | 4033492.5 | 4421163.5 | 4860759 | 5025203 | 5108078.5 | 5565989.5 | 5849909.5
Option 3 AT | DNSP Thermal Limit on CER CSA Area1 | DNSP Thermal Limit on CER | 4256945 | 4752734.5 | 5166168.5 | 5452126.5 | 6068007.5 | 6550092.5 | 6961602.5 | 7584269.5 | 8591169 | 9576661.5 | 11026344.5 | 11846516.5 | 13217969.5 | 14711141.5 | 15958573 | 17262283.5 | 18181881.5 | 19728999 | 21019756 | 21192770.5 | 21531591 | 22059301.5 | 21824051.5 | 22010431
Option 3 AT | DNSP Thermal Limit on CER GG Area1 | DNSP Thermal Limit on CER | 159004.5 | 188683 | 212647.5 | 248913 | 255920.5 | 276794 | 303696.5 | 317853.5 | 344032.5 | 357666 | 364736 | 372796.5 | 401731 | 448240.5 | 488479 | 500195.5 | 440253.5 | 525309 | 571241.5 | 649884 | 739838 | 769106 | 820954 | 832385.5
Option 3 AT | DNSP Thermal Limit on CER MEL Area1 | DNSP Thermal Limit on CER | 913676 | 1096631.5 | 1280969.5 | 1288844.5 | 1531598 | 1652859.5 | 1795201.5 | 1969809.5 | 2088821 | 2118945.5 | 2232612.5 | 2385419 | 2618876 | 2849518 | 2964042.5 | 3015267 | 2869514 | 3181642 | 3503216.5 | 3402059 | 3832716 | 3983813.5 | 4224145.5 | 4572474
Option 3 AT | DNSP Thermal Limit on CER MEL Area2 | DNSP Thermal Limit on CER | 4142105.5 | 5020523 | 5907202.5 | 5948970.5 | 7119581 | 7696360 | 8372854.5 | 9204694.5 | 9727973.5 | 9835137 | 10412820 | 11139344.5 | 12302313.5 | 13426405 | 14073247 | 14384622.5 | 13551965 | 15073415 | 16808290.5 | 16294362 | 18523148 | 19397623.5 | 20515647 | 22238295.5
Option 3 AT | DNSP Thermal Limit on CER NNSW Area1 | DNSP Thermal Limit on CER | 2325519.5 | 2624469.5 | 3062558 | 3290936 | 3577864.5 | 3986496.5 | 4039020.5 | 4737479.5 | 4870107 | 5126790 | 5308550.5 | 5459255 | 5965281 | 6460945 | 6837968.5 | 6731336.5 | 6601718.5 | 6848142.5 | 7348837 | 7672017.5 | 8021678 | 8895620 | 8624866.5 | 10053486
Option 3 AT | DNSP Thermal Limit on CER NQ Area1 | DNSP Thermal Limit on CER | 2044892 | 2354981.5 | 2618617 | 2965590.5 | 3083395 | 3294090 | 3534765.5 | 3839393.5 | 4029891.5 | 4353057.5 | 4266395.5 | 4418887.5 | 4761818 | 5302921 | 6044694.5 | 5877979 | 5674595 | 6453826.5 | 7166544 | 7581358 | 8064792.5 | 8501909.5 | 8890524 | 8824932
Option 3 AT | DNSP Thermal Limit on CER NSA Area1 | DNSP Thermal Limit on CER | 170290 | 195339 | 229429 | 254277 | 269478.5 | 279263.5 | 303344.5 | 332247.5 | 391460 | 452689.5 | 457736.5 | 563474 | 604455.5 | 648304.5 | 688922.5 | 724702 | 784022 | 871307 | 938558 | 989962 | 1029930 | 1060210 | 1109650 | 1191045.5
Option 3 AT | DNSP Thermal Limit on CER SESA Area1 | DNSP Thermal Limit on CER | 201784 | 243171.5 | 279506 | 301519.5 | 334755.5 | 359084.5 | 390986.5 | 426417 | 482333.5 | 543492.5 | 576412 | 706695 | 781089.5 | 845950 | 903352.5 | 959615 | 1038181 | 1163093 | 1247433 | 1280351.5 | 1312607.5 | 1330610 | 1373171.5 | 1476851
Option 3 AT | DNSP Thermal Limit on CER SEV Area1 | DNSP Thermal Limit on CER | 894968 | 1146237 | 1407123.5 | 1469681 | 1716976 | 1889987 | 2138663 | 2426012 | 2503710 | 2649200 | 2843616.5 | 2918396.5 | 3159504.5 | 3470906.5 | 3596666 | 3755766 | 3672708 | 3959961 | 4291041.5 | 4265151.5 | 4623910.5 | 4837742.5 | 5039982.5 | 5354967
Option 3 AT | DNSP Thermal Limit on CER SNSW Area1 | DNSP Thermal Limit on CER | 1182239 | 1323835 | 1528394.5 | 1641147 | 1775920.5 | 1977037 | 1970364.5 | 2289455.5 | 2350090.5 | 2412024 | 2467193.5 | 2593781 | 2852109.5 | 3130939.5 | 3336416 | 3305287.5 | 3270163 | 3464236 | 3769767.5 | 3854195.5 | 4057163 | 4416906 | 4324617 | 4943844
Option 3 AT | DNSP Thermal Limit on CER SNSW Area2 | DNSP Thermal Limit on CER | 1041443 | 1166872 | 1358825 | 1452964 | 1566060 | 1745304.5 | 1731423 | 2037647.5 | 2087810.5 | 2160049 | 2172820.5 | 2270946 | 2510525.5 | 2826333 | 2980563 | 2895428.5 | 2912633.5 | 3061219.5 | 3298062.5 | 3360450.5 | 3486761.5 | 3868034.5 | 3751857.5 | 4407063
Option 3 AT | DNSP Thermal Limit on CER SNW Area1 | DNSP Thermal Limit on CER | 4486985.5 | 5207399.5 | 6147008 | 6877088.5 | 7351739 | 8330753 | 8499447 | 9948545.5 | 10421162 | 10834137.5 | 11351377 | 11846915.5 | 13245645 | 14525245.5 | 15840703 | 15597276 | 14875571 | 16401333 | 18148114.5 | 19429810.5 | 19929711.5 | 21633721.5 | 21369527.5 | 24173593.5
Option 3 AT | DNSP Thermal Limit on CER SNW Area2 | DNSP Thermal Limit on CER | 4852221.5 | 5520953.5 | 6390511 | 7048356 | 7414077 | 8303530 | 8317649.5 | 9654937.5 | 9994830.5 | 10208064.5 | 10577656 | 10935769.5 | 12169684 | 13296927.5 | 14369849.5 | 14015071.5 | 13316859 | 14575497.5 | 16090062.5 | 17152867.5 | 17473117 | 18972428.5 | 18586564 | 21026242
Option 3 AT | DNSP Thermal Limit on CER SQ Area1 | DNSP Thermal Limit on CER | 10052872 | 11793940.5 | 13451700.5 | 14825323.5 | 15536047 | 16508638 | 17798831.5 | 18912368 | 19807934.5 | 21188927.5 | 21211171.5 | 21796574 | 23660690.5 | 25847945.5 | 27663480.5 | 28291903.5 | 25777207 | 28751075.5 | 31867042 | 33796487.5 | 35377258 | 36798760 | 38943094 | 40766427
Option 3 AT | DNSP Thermal Limit on CER TAS Area1 | DNSP Thermal Limit on CER | 587916.5 | 689719.5 | 798833 | 838917.5 | 999601 | 1128012.5 | 1237917 | 1386869 | 1475298.5 | 1543283.5 | 1669408.5 | 1771689.5 | 1960768.5 | 2177936 | 2337174.5 | 2386075.5 | 2396939.5 | 2820513.5 | 3029353 | 3047080 | 3438117 | 3776838 | 3808102.5 | 4076279.5
Option 3 AT | DNSP Thermal Limit on CER WNV Area1 | DNSP Thermal Limit on CER | 399542.5 | 478731.5 | 558123.5 | 583763 | 714628 | 766945 | 824846.5 | 904176.5 | 977174.5 | 1005859.5 | 1065498.5 | 1123497.5 | 1246472.5 | 1348919.5 | 1388325 | 1448401 | 1313920.5 | 1464497 | 1595167.5 | 1628394.5 | 1872550.5 | 1930232.5 | 2022411.5 | 2178849
Option 3 AT | DNSP Thermal Limit on CER WNV Area2 | DNSP Thermal Limit on CER | 1574485.5 | 1921734 | 2273887 | 2390889 | 2913951 | 3162139 | 3493669 | 3919461 | 4154697.5 | 4335680 | 4692169 | 4807969.5 | 5309666 | 5858386 | 6071729 | 6385619 | 5772196.5 | 6217387 | 6822739.5 | 6906310.5 | 7861138.5 | 8221640.5 | 8542509.5 | 9175274.5
Option 3 AT | DNSP Thermal Limit on Distributed Resources CNSW Area1 | DNSP Thermal Limit on Distributed Resources | 5676480 | 5692032 | 5676480 | 5676480 | 5676480 | 5692032 | 5676480 | 5676480 | 5676480 | 5692032 | 5676480 | 5676480 | 5676480 | 5692032 | 5676480 | 5676480 | 5676480 | 5692032 | 5676480 | 5676480 | 5676480 | 5692032 | 5676480 | 5676480
Option 3 AT | DNSP Thermal Limit on Distributed Resources CQ Area1 | DNSP Thermal Limit on Distributed Resources | 8979000 | 9003600 | 8979000 | 8979000 | 8979000 | 9003600 | 8979000 | 8979000 | 8979000 | 9003600 | 8979000 | 8979000 | 8979000 | 9003600 | 8979000 | 8979000 | 8979000 | 9003600 | 8979000 | 8979000 | 8979000 | 9003600 | 8979000 | 8979000
Option 3 AT | DNSP Thermal Limit on Distributed Resources CSA Area1 | DNSP Thermal Limit on Distributed Resources | 65174400 | 65352960 | 65174400 | 65174400 | 65174400 | 65352960 | 65174400 | 65174400 | 65174400 | 65352960 | 65174400 | 65174400 | 65174400 | 65352960 | 65174400 | 65174400 | 65174400 | 65352960 | 65174400 | 65174400 | 65174400 | 65352960 | 65174400 | 65174400
Option 3 AT | DNSP Thermal Limit on Distributed Resources GG Area1 | DNSP Thermal Limit on Distributed Resources | 1033680 | 1036512 | 1033680 | 1033680 | 1033680 | 1036512 | 1033680 | 1033680 | 1033680 | 1036512 | 1033680 | 1033680 | 1033680 | 1036512 | 1033680 | 1033680 | 1033680 | 1036512 | 1033680 | 1033680 | 1033680 | 1036512 | 1033680 | 1033680
Option 3 AT | DNSP Thermal Limit on Distributed Resources MEL Area1 | DNSP Thermal Limit on Distributed Resources | 15978240 | 16022016 | 15978240 | 15978240 | 15978240 | 16022016 | 15978240 | 15978240 | 15978240 | 16022016 | 15978240 | 15978240 | 15978240 | 16022016 | 15978240 | 15978240 | 15978240 | 16022016 | 15978240 | 15978240 | 15978240 | 16022016 | 15978240 | 15978240
Option 3 AT | DNSP Thermal Limit on Distributed Resources MEL Area2 | DNSP Thermal Limit on Distributed Resources | 182768640 | 183269376 | 182768640 | 182768640 | 182768640 | 183269376 | 182768640 | 182768640 | 182768640 | 183269376 | 182768640 | 182768640 | 182768640 | 183269376 | 182768640 | 182768640 | 182768640 | 183269376 | 182768640 | 182768640 | 182768640 | 183269376 | 182768640 | 182768640
Option 3 AT | DNSP Thermal Limit on Distributed Resources NNSW Area1 | DNSP Thermal Limit on Distributed Resources | 9171720 | 9196848 | 9171720 | 9171720 | 9171720 | 9196848 | 9171720 | 9171720 | 9171720 | 9196848 | 9171720 | 9171720 | 9171720 | 9196848 | 9171720 | 9171720 | 9171720 | 9196848 | 9171720 | 9171720 | 9171720 | 9196848 | 9171720 | 9171720
Option 3 AT | DNSP Thermal Limit on Distributed Resources NQ Area1 | DNSP Thermal Limit on Distributed Resources | 16915560 | 16961904 | 16915560 | 16915560 | 16915560 | 16961904 | 16915560 | 16915560 | 16915560 | 16961904 | 16915560 | 16915560 | 16915560 | 16961904 | 16915560 | 16915560 | 16915560 | 16961904 | 16915560 | 16915560 | 16915560 | 16961904 | 16915560 | 16915560
Option 3 AT | DNSP Thermal Limit on Distributed Resources NSA Area1 | DNSP Thermal Limit on Distributed Resources | 3039720 | 3048048 | 3039720 | 3039720 | 3039720 | 3048048 | 3039720 | 3039720 | 3039720 | 3048048 | 3039720 | 3039720 | 3039720 | 3048048 | 3039720 | 3039720 | 3039720 | 3048048 | 3039720 | 3039720 | 3039720 | 3048048 | 3039720 | 3039720
Option 3 AT | DNSP Thermal Limit on Distributed Resources SESA Area1 | DNSP Thermal Limit on Distributed Resources | 4476360 | 4488624 | 4476360 | 4476360 | 4476360 | 4488624 | 4476360 | 4476360 | 4476360 | 4488624 | 4476360 | 4476360 | 4476360 | 4488624 | 4476360 | 4476360 | 4476360 | 4488624 | 4476360 | 4476360 | 4476360 | 4488624 | 4476360 | 4476360
Option 3 AT | DNSP Thermal Limit on Distributed Resources SEV Area1 | DNSP Thermal Limit on Distributed Resources | 7191960 | 7211664 | 7191960 | 7191960 | 7191960 | 7211664 | 7191960 | 7191960 | 7191960 | 7211664 | 7191960 | 7191960 | 7191960 | 7211664 | 7191960 | 7191960 | 7191960 | 7211664 | 7191960 | 7191960 | 7191960 | 7211664 | 7191960 | 7191960
Option 3 AT | DNSP Thermal Limit on Distributed Resources SNSW Area1 | DNSP Thermal Limit on Distributed Resources | 6990480 | 7009632 | 6990480 | 6990480 | 6990480 | 7009632 | 6990480 | 6990480 | 6990480 | 7009632 | 6990480 | 6990480 | 6990480 | 7009632 | 6990480 | 6990480 | 6990480 | 7009632 | 6990480 | 6990480 | 6990480 | 7009632 | 6990480 | 6990480
Option 3 AT | DNSP Thermal Limit on Distributed Resources SNSW Area2 | DNSP Thermal Limit on Distributed Resources | 8059200 | 8081280 | 8059200 | 8059200 | 8059200 | 8081280 | 8059200 | 8059200 | 8059200 | 8081280 | 8059200 | 8059200 | 8059200 | 8081280 | 8059200 | 8059200 | 8059200 | 8081280 | 8059200 | 8059200 | 8059200 | 8081280 | 8059200 | 8059200
Option 3 AT | DNSP Thermal Limit on Distributed Resources SNW Area1 | DNSP Thermal Limit on Distributed Resources | 27366240 | 27441216 | 27366240 | 27366240 | 27366240 | 27441216 | 27366240 | 27366240 | 27366240 | 27441216 | 27366240 | 27366240 | 27366240 | 27441216 | 27366240 | 27366240 | 27366240 | 27441216 | 27366240 | 27366240 | 27366240 | 27441216 | 27366240 | 27366240
Option 3 AT | DNSP Thermal Limit on Distributed Resources SNW Area2 | DNSP Thermal Limit on Distributed Resources | 59734440 | 59898096 | 59734440 | 59734440 | 59734440 | 59898096 | 59734440 | 59734440 | 59734440 | 59898096 | 59734440 | 59734440 | 59734440 | 59898096 | 59734440 | 59734440 | 59734440 | 59898096 | 59734440 | 59734440 | 59734440 | 59898096 | 59734440 | 59734440
Option 3 AT | DNSP Thermal Limit on Distributed Resources SQ Area1 | DNSP Thermal Limit on Distributed Resources | 51018240 | 51158016 | 51018240 | 51018240 | 51018240 | 51158016 | 51018240 | 51018240 | 51018240 | 51158016 | 51018240 | 51018240 | 51018240 | 51158016 | 51018240 | 51018240 | 51018240 | 51158016 | 51018240 | 51018240 | 51018240 | 51158016 | 51018240 | 51018240
Option 3 AT | DNSP Thermal Limit on Distributed Resources TAS Area1 | DNSP Thermal Limit on Distributed Resources | 3468960 | 3478464 | 3468960 | 3468960 | 3468960 | 3478464 | 3468960 | 3468960 | 3468960 | 3478464 | 3468960 | 3468960 | 3468960 | 3478464 | 3468960 | 3468960 | 3468960 | 3478464 | 3468960 | 3468960 | 3468960 | 3478464 | 3468960 | 3468960
Option 3 AT | DNSP Thermal Limit on Distributed Resources WNV Area1 | DNSP Thermal Limit on Distributed Resources | 3460200 | 3469680 | 3460200 | 3460200 | 3460200 | 3469680 | 3460200 | 3460200 | 3460200 | 3469680 | 3460200 | 3460200 | 3460200 | 3469680 | 3460200 | 3460200 | 3460200 | 3469680 | 3460200 | 3460200 | 3460200 | 3469680 | 3460200 | 3460200
Option 3 AT | DNSP Thermal Limit on Distributed Resources WNV Area2 | DNSP Thermal Limit on Distributed Resources | 53295840 | 53441856 | 53295840 | 53295840 | 53295840 | 53441856 | 53295840 | 53295840 | 53295840 | 53441856 | 53295840 | 53295840 | 53295840 | 53441856 | 53295840 | 53295840 | 53295840 | 53441856 | 53295840 | 53295840 | 53295840 | 53441856 | 53295840 | 53295840
Option 3 AT | Daily H2 Limit NSW | H2 Infrastructure Limitations | 0 | 0 | 0 | 0 | 74.634 | 268.989 | 575.235 | 989.056 | 1356.255 | 1392.403 | 1344.782 | 1301.579 | 1257.998 | 1214.024 | 1169.674 | 1124.93 | 1079.804 | 1034.715 | 989.675 | 944.667 | 899.708 | 854.786 | 809.91 | 765.067
Option 3 AT | Daily H2 Limit QLD | H2 Infrastructure Limitations | 0 | 0 | 0 | 0 | 15.773 | 37.709 | 62.165 | 85.404 | 106.757 | 106.759 | 106.761 | 106.762 | 111.577 | 121.208 | 134.135 | 150.359 | 169.932 | 188.075 | 204.841 | 221.752 | 238.882 | 256.178 | 273.684 | 291.343
Option 3 AT | Daily H2 Limit SA | H2 Infrastructure Limitations | 0 | 0 | 0 | 0 | 385.412 | 720.661 | 902.016 | 989.345 | 996.365 | 783.66 | 598.563 | 598.559 | 598.557 | 598.557 | 598.557 | 598.559 | 598.563 | 598.565 | 598.565 | 598.565 | 598.566 | 598.566 | 598.566 | 598.566
Option 3 AT | Daily H2 Limit TAS | H2 Infrastructure Limitations | 0 | 0 | 0 | 0 | 0 | 0 | 285.209 | 568 | 568 | 568 | 568 | 568 | 568 | 507.339 | 507.339 | 507.339 | 507.339 | 507.339 | 507.339 | 507.339 | 507.339 | 507.339 | 507.339 | 507.339
Option 3 AT | Daily H2 Limit VIC | H2 Infrastructure Limitations | 0 | 0 | 0 | 0 | 355.986 | 1340.561 | 2953.724 | 5195.476 | 7403.019 | 7857.356 | 7857.356 | 7857.356 | 7857.356 | 7857.356 | 7857.356 | 7857.356 | 7857.356 | 7857.356 | 7857.356 | 7857.356 | 7857.356 | 7857.356 | 7857.356 | 7857.356
Option 3 AT | ExportGroup_CNSW1 | Group Network Export Constraints | 7139400 | 7158960 | 7139400 | 7139400 | 7139400 | 7158960 | 7139400 | 7139400 | 7139400 | 7158960 | 7139400 | 7139400 | 7139400 | 7158960 | 7139400 | 7139400 | 7139400 | 7158960 | 7139400 | 7139400 | 7139400 | 7158960 | 7139400 | 7139400
Option 3 AT | ExportGroup_CQ1 | Group Network Export Constraints | 16792320 | 16833120 | 16792320 | 16792320 | 16792320 | 16833120 | 16792320 | 16792320 | 16792320 | 16833120 | 16792320 | 16792320 | 16792320 | 16833120 | 16792320 | 16792320 | 16792320 | 16833120 | 16792320 | 16792320 | 16792320 | 16833120 | 16792320 | 16792320
Option 3 AT | ExportGroup_MN1 | Group Network Export Constraints | 15460080 | 15499200 | 15460080 | 15460080 | 15460080 | 15499200 | 15460080 | 15460080 | 15460080 | 15499200 | 15460080 | 15460080 | 15460080 | 15499200 | 15460080 | 15460080 | 15460080 | 15499200 | 15460080 | 15460080 | 15460080 | 15499200 | 15460080 | 15460080
Option 3 AT | ExportGroup_NET1 | Group Network Export Constraints | 14016000 | 14054400 | 14016000 | 14016000 | 14016000 | 14054400 | 14016000 | 14016000 | 14016000 | 14054400 | 14016000 | 14016000 | 14016000 | 14054400 | 14016000 | 14016000 | 14016000 | 14054400 | 14016000 | 14016000 | 14016000 | 14054400 | 14016000 | 14016000
Option 3 AT | ExportGroup_NQ1 | Group Network Export Constraints | 22380480 | 22438560 | 22380480 | 22380480 | 22380480 | 22438560 | 22380480 | 22380480 | 22380480 | 22438560 | 22380480 | 22380480 | 22380480 | 22438560 | 22380480 | 22380480 | 22380480 | 22438560 | 22380480 | 22380480 | 22380480 | 22438560 | 22380480 | 22380480
Option 3 AT | ExportGroup_NSA1 | Group Network Export Constraints | 5124600 | 5138640 | 5124600 | 5124600 | 5124600 | 5138640 | 5124600 | 5124600 | 5124600 | 5138640 | 5124600 | 5124600 | 5124600 | 5138640 | 5124600 | 5124600 | 5124600 | 5138640 | 5124600 | 5124600 | 5124600 | 5138640 | 5124600 | 5124600
Option 3 AT | ExportGroup_SEVIC1 | Group Network Export Constraints | 0 | 0 | 0 | 0 | 0 | 36892800 | 36792000 | 36792000 | 36792000 | 36892800 | 36792000 | 36792000 | 36792000 | 36892800 | 36792000 | 36792000 | 36792000 | 36892800 | 36792000 | 36792000 | 36792000 | 36892800 | 36792000 | 36792000
Option 3 AT | ExportGroup_SQ1 | Group Network Export Constraints | 12264000 | 12297600 | 12264000 | 12264000 | 12264000 | 12297600 | 12264000 | 12264000 | 12264000 | 12297600 | 12264000 | 12264000 | 12264000 | 12297600 | 12264000 | 12264000 | 12264000 | 12297600 | 12264000 | 12264000 | 12264000 | 12297600 | 12264000 | 12264000
Option 3 AT | ExportGroup_SWNSW1 | Group Network Export Constraints | 10512000 | 10540800 | 10512000 | 10512000 | 10512000 | 10540800 | 10512000 | 10512000 | 10512000 | 10540800 | 10512000 | 10512000 | 10512000 | 10540800 | 10512000 | 10512000 | 10512000 | 10540800 | 10512000 | 10512000 | 10512000 | 10540800 | 10512000 | 10512000
Option 3 AT | ExportGroup_SWNSW2 | Group Network Export Constraints | 0 | 0 | 0 | 0 | 0 | 22598400 | 38544000 | 38544000 | 38544000 | 38649600 | 38544000 | 38544000 | 38544000 | 38649600 | 38544000 | 38544000 | 38544000 | 38649600 | 38544000 | 38544000 | 38544000 | 38649600 | 38544000 | 38544000
Option 3 AT | ExportGroup_SWQLD1 | Group Network Export Constraints | 26280000 | 26352000 | 26280000 | 26280000 | 26280000 | 26352000 | 26280000 | 26280000 | 26280000 | 26352000 | 26280000 | 26280000 | 26280000 | 26352000 | 26280000 | 26280000 | 26280000 | 26352000 | 26280000 | 26280000 | 26280000 | 26352000 | 26280000 | 26280000
Option 3 AT | ExportGroup_SWV1 | Group Network Export Constraints | 21856200 | 21916080 | 21856200 | 21856200 | 21856200 | 21916080 | 21856200 | 21856200 | 21856200 | 21916080 | 21856200 | 21856200 | 21856200 | 21916080 | 21856200 | 21856200 | 21856200 | 21916080 | 21856200 | 21856200 | 21856200 | 21916080 | 21856200 | 21856200
Option 3 AT | ExportGroup_WNV1 | Group Network Export Constraints | 23802480 | 23851440 | 23802480 | 23802480 | 23802480 | 10851480 | 23802480 | 23802480 | 23802480 | 23851440 | 23802480 | 23802480 | 23802480 | 23851440 | 23802480 | 23802480 | 23802480 | 23851440 | 23802480 | 23802480 | 23802480 | 23851440 | 23802480 | 23802480
Option 3 AT | ExportGroup_WV1 | Group Network Export Constraints | 7860000 | 7878720 | 7860000 | 7860000 | 7860000 | 7878720 | 7860000 | 7860000 | 7860000 | 7878720 | 7860000 | 7860000 | 7860000 | 7878720 | 7860000 | 7860000 | 7860000 | 7878720 | 7860000 | 7860000 | 7860000 | 7878720 | 7860000 | 7860000
Option 3 AT | ExportLimit_DN1_Dubbo | Distribution REZ Export Constraints | 0 | 0 | 0 | 0 | 0 | 0 | 0 | 0 | 0 | 0 | 0 | 0 | 0 | 0 | 0 | 0 | 0 | 0 | 0 | 0 | 0 | 0 | 0 | 0
Option 3 AT | ExportLimit_DN2_Yass | Distribution REZ Export Constraints | 0 | 0 | 0 | 0 | 0 | 0 | 0 | 0 | 0 | 0 | 0 | 0 | 0 | 0 | 0 | 0 | 0 | 0 | 0 | 0 | 0 | 0 | 0 | 0
Option 3 AT | ExportLimit_DN3_Marulan | Distribution REZ Export Constraints | 0 | 0 | 0 | 0 | 0 | 0 | 0 | 0 | 0 | 0 | 0 | 0 | 0 | 0 | 0 | 0 | 0 | 0 | 0 | 0 | 0 | 0 | 0 | 0
Option 3 AT | ExportLimit_N10_Hunter Coast | REZ Network Export Constraints | 49494000 | 49629600 | 49494000 | 49494000 | 49494000 | 49629600 | 49494000 | 49494000 | 49494000 | 49629600 | 49494000 | 49494000 | 49494000 | 49629600 | 49494000 | 49494000 | 49494000 | 49629600 | 49494000 | 49494000 | 49494000 | 49629600 | 49494000 | 49494000
Option 3 AT | ExportLimit_N11_Illawarra Coast | REZ Network Export Constraints | 8760000 | 8784000 | 8760000 | 8760000 | 8760000 | 8784000 | 8760000 | 8760000 | 8760000 | 8784000 | 8760000 | 8760000 | 8760000 | 8784000 | 8760000 | 8760000 | 8760000 | 8784000 | 8760000 | 8760000 | 8760000 | 8784000 | 8760000 | 8760000
Option 3 AT | ExportLimit_N12_Illawarra | REZ Network Export Constraints | 8760000 | 8784000 | 8760000 | 8760000 | 8760000 | 8784000 | 8760000 | 8760000 | 8760000 | 8784000 | 8760000 | 8760000 | 8760000 | 8784000 | 8760000 | 8760000 | 8760000 | 8784000 | 8760000 | 8760000 | 8760000 | 8784000 | 8760000 | 8760000
Option 3 AT | ExportLimit_N13_South Cobar | REZ Network Export Constraints | 995328 | 997872 | 995328 | 995328 | 995328 | 997872 | 995328 | 995328 | 995328 | 997872 | 995328 | 995328 | 995328 | 997872 | 995328 | 995328 | 995328 | 997872 | 995328 | 995328 | 995328 | 997872 | 995328 | 995328
Option 3 AT | ExportLimit_N1_North West NSW | REZ Network Export Constraints | 1497960 | 1502064 | 1497960 | 1497960 | 1497960 | 1502064 | 1497960 | 1497960 | 1497960 | 1502064 | 1497960 | 1497960 | 1497960 | 1502064 | 1497960 | 1497960 | 1497960 | 1502064 | 1497960 | 1497960 | 1497960 | 1502064 | 1497960 | 1497960
Option 3 AT | ExportLimit_N2_New England | REZ Network Export Constraints | 5054520 | 5068368 | 5054520 | 5054520 | 5054520 | 5068368 | 5054520 | 5054520 | 5054520 | 5068368 | 5054520 | 5054520 | 5054520 | 5068368 | 5054520 | 5054520 | 5054520 | 5068368 | 5054520 | 5054520 | 5054520 | 5068368 | 5054520 | 5054520
Option 3 AT | ExportLimit_N3_Central-West Orana | REZ Network Export Constraints | 7884000 | 7905600 | 7884000 | 7884000 | 7884000 | 7905600 | 7884000 | 7884000 | 7884000 | 7905600 | 7884000 | 7884000 | 7884000 | 7905600 | 7884000 | 7884000 | 7884000 | 7905600 | 7884000 | 7884000 | 7884000 | 7905600 | 7884000 | 7884000
Option 3 AT | ExportLimit_N4_Broken Hill | REZ Network Export Constraints | 2190000 | 2196000 | 2190000 | 2190000 | 2190000 | 2196000 | 2190000 | 2190000 | 2190000 | 2196000 | 2190000 | 2190000 | 2190000 | 2196000 | 2190000 | 2190000 | 2190000 | 2196000 | 2190000 | 2190000 | 2190000 | 2196000 | 2190000 | 2190000
Option 3 AT | ExportLimit_N5_South West NSW | REZ Network Export Constraints | 3942000 | 3952800 | 3942000 | 3942000 | 3942000 | 3952800 | 3942000 | 3942000 | 3942000 | 3952800 | 3942000 | 3942000 | 3942000 | 3952800 | 3942000 | 3942000 | 3942000 | 3952800 | 3942000 | 3942000 | 3942000 | 3952800 | 3942000 | 3942000
Option 3 AT | ExportLimit_N6_Wagga Wagga | REZ Network Export Constraints | 9636000 | 9662400 | 9636000 | 9636000 | 9636000 | 9662400 | 9636000 | 9636000 | 9636000 | 9662400 | 9636000 | 9636000 | 9636000 | 9662400 | 9636000 | 9636000 | 9636000 | 9662400 | 9636000 | 9636000 | 9636000 | 9662400 | 9636000 | 9636000
Option 3 AT | ExportLimit_N7_Tumut | REZ Network Export Constraints | 0 | 0 | 0 | 0 | 0 | 0 | 0 | 0 | 0 | 0 | 0 | 0 | 0 | 0 | 0 | 0 | 0 | 0 | 0 | 0 | 0 | 0 | 0 | 0
Option 3 AT | ExportLimit_N8_Cooma-Monaro | REZ Network Export Constraints | 3066000 | 3074400 | 3066000 | 3066000 | 3066000 | 3074400 | 3066000 | 3066000 | 3066000 | 3074400 | 3066000 | 3066000 | 3066000 | 3074400 | 3066000 | 3066000 | 3066000 | 3074400 | 3066000 | 3066000 | 3066000 | 3074400 | 3066000 | 3066000
Option 3 AT | ExportLimit_N9_Hunter-Central Coast | REZ Network Export Constraints | 3504000 | 3513600 | 3504000 | 3504000 | 3504000 | 3513600 | 3504000 | 3504000 | 3504000 | 3513600 | 3504000 | 3504000 | 3504000 | 3513600 | 3504000 | 3504000 | 3504000 | 3513600 | 3504000 | 3504000 | 3504000 | 3513600 | 3504000 | 3504000
Option 3 AT | ExportLimit_Q1_Far North Qld | REZ Network Export Constraints | 6570000 | 6588000 | 6570000 | 6570000 | 6570000 | 6588000 | 6570000 | 6570000 | 6570000 | 6588000 | 6570000 | 6570000 | 6570000 | 6588000 | 6570000 | 6570000 | 6570000 | 6588000 | 6570000 | 6570000 | 6570000 | 6588000 | 6570000 | 6570000
Option 3 AT | ExportLimit_Q2_North Qld Clean Energy Hub | REZ Network Export Constraints | 6132000 | 6148800 | 6132000 | 6132000 | 6132000 | 6148800 | 6132000 | 6132000 | 6132000 | 6148800 | 6132000 | 6132000 | 6132000 | 6148800 | 6132000 | 6132000 | 6132000 | 6148800 | 6132000 | 6132000 | 6132000 | 6148800 | 6132000 | 6132000
Option 3 AT | ExportLimit_Q5_Barcaldine | REZ Network Export Constraints | 744600 | 746640 | 744600 | 744600 | 744600 | 746640 | 744600 | 744600 | 744600 | 746640 | 744600 | 744600 | 744600 | 746640 | 744600 | 744600 | 744600 | 746640 | 744600 | 744600 | 744600 | 746640 | 744600 | 744600
Option 3 AT | ExportLimit_Q9_Banana | REZ Network Export Constraints | 1314000 | 1317600 | 1314000 | 1314000 | 1314000 | 1317600 | 1314000 | 1314000 | 1314000 | 1317600 | 1314000 | 1314000 | 1314000 | 1317600 | 1314000 | 1314000 | 1314000 | 1317600 | 1314000 | 1314000 | 1314000 | 1317600 | 1314000 | 1314000
Option 3 AT | ExportLimit_S2_Riverland | REZ Network Export Constraints | 1138800 | 1141920 | 1138800 | 1138800 | 1138800 | 1141920 | 1138800 | 1138800 | 1138800 | 1141920 | 1138800 | 1138800 | 1138800 | 1141920 | 1138800 | 1138800 | 1138800 | 1141920 | 1138800 | 1138800 | 1138800 | 1141920 | 1138800 | 1138800
Option 3 AT | ExportLimit_S4_Yorke Peninsula | REZ Network Export Constraints | 876000 | 878400 | 876000 | 876000 | 876000 | 878400 | 876000 | 876000 | 876000 | 878400 | 876000 | 876000 | 876000 | 878400 | 876000 | 876000 | 876000 | 878400 | 876000 | 876000 | 876000 | 878400 | 876000 | 876000
Option 3 AT | ExportLimit_S6_Roxby Downs | REZ Network Export Constraints | 4380000 | 4392000 | 4380000 | 4380000 | 4380000 | 4392000 | 4380000 | 4380000 | 4380000 | 4392000 | 4380000 | 4380000 | 4380000 | 4392000 | 4380000 | 4380000 | 4380000 | 4392000 | 4380000 | 4380000 | 4380000 | 4392000 | 4380000 | 4380000
Option 3 AT | ExportLimit_S7_Eastern Eyre Peninsula | REZ Network Export Constraints | 2628000 | 2635200 | 2628000 | 2628000 | 2628000 | 2635200 | 2628000 | 2628000 | 2628000 | 2635200 | 2628000 | 2628000 | 2628000 | 2635200 | 2628000 | 2628000 | 2628000 | 2635200 | 2628000 | 2628000 | 2628000 | 2635200 | 2628000 | 2628000
Option 3 AT | ExportLimit_S8_Western Eyre Peninsula | REZ Network Export Constraints | 0 | 0 | 0 | 0 | 0 | 0 | 0 | 0 | 0 | 0 | 0 | 0 | 0 | 0 | 0 | 0 | 0 | 0 | 0 | 0 | 0 | 0 | 0 | 0
Option 3 AT | ExportLimit_T1_North East Tasmania | REZ Network Export Constraints | 3504000 | 3513600 | 3504000 | 3504000 | 3504000 | 3513600 | 3504000 | 3504000 | 3504000 | 3513600 | 3504000 | 3504000 | 3504000 | 3513600 | 3504000 | 3504000 | 3504000 | 3513600 | 3504000 | 3504000 | 3504000 | 3513600 | 3504000 | 3504000
Option 3 AT | ExportLimit_T2_North West Tasmania | REZ Network Export Constraints | 1337520 | 1344168 | 1337520 | 1337520 | 1337520 | 1344168 | 1337520 | 1337520 | 1337520 | 1344168 | 1337520 | 1337520 | 1337520 | 1344168 | 1337520 | 1337520 | 1337520 | 1344168 | 1337520 | 1337520 | 1337520 | 1344168 | 1337520 | 1337520
Option 3 AT | ExportLimit_T3_Central Highlands | REZ Network Export Constraints | 7080120 | 7096968 | 7080120 | 7080120 | 7080120 | 7096968 | 7080120 | 7080120 | 7080120 | 7096968 | 7080120 | 7080120 | 7080120 | 7096968 | 7080120 | 7080120 | 7080120 | 7096968 | 7080120 | 7080120 | 7080120 | 7096968 | 7080120 | 7080120
Option 3 AT | ExportLimit_V1_North West VIC | REZ Network Export Constraints | 4932960 | 4943520 | 4932960 | 4932960 | 4932960 | 4943520 | 4932960 | 4932960 | 4932960 | 4943520 | 4932960 | 4932960 | 4932960 | 4943520 | 4932960 | 4932960 | 4932960 | 4943520 | 4932960 | 4932960 | 4932960 | 4943520 | 4932960 | 4932960
Option 3 AT | ExportLimit_V2_Central Highlands VIC | REZ Network Export Constraints | 6283200 | 6297600 | 6283200 | 6283200 | 6283200 | 6297600 | 6283200 | 6283200 | 6283200 | 6297600 | 6283200 | 6283200 | 6283200 | 6297600 | 6283200 | 6283200 | 6283200 | 6297600 | 6283200 | 6283200 | 6283200 | 6297600 | 6283200 | 6283200
Option 3 AT | ExportLimit_V7_Central North VIC | REZ Network Export Constraints | 9032400 | 9048000 | 9032400 | 9032400 | 9032400 | 9048000 | 9032400 | 9032400 | 9032400 | 9048000 | 9032400 | 9032400 | 9032400 | 9048000 | 9032400 | 9032400 | 9032400 | 9048000 | 9032400 | 9032400 | 9032400 | 9048000 | 9032400 | 9032400
Option 3 AT | ExportLimit_V8_Gippsland Offshore | REZ Network Export Constraints | 0 | 0 | 0 | 0 | 0 | 0 | 0 | 0 | 0 | 0 | 0 | 0 | 0 | 0 | 0 | 0 | 0 | 0 | 0 | 0 | 0 | 0 | 0 | 0
Option 3 AT | GG H2 Green Commodities Consumption Purchaser | Subregion flexible electricity load for Green Commodities H2 | 0 | 0 | 0 | 0 | 0 | 0 | 0 | 1243.9024 | 2445.4029 | 2896.4216 | 3364.5584 | 3841.3907 | 4350.9383 | 4921.4463 | 5564.488 | 6283.3174 | 7180.2689 | 8177.0081 | 9289.0636 | 10516.127 | 11871.6977 | 13346.9531 | 14777.1429 | 16010.2961
Option 3 AT | Gas Zone Daily Offtake Limit Colongra | Gas Infrastructure Limitations by Gas Zone | 41879.82 | 50542.91 | 57971.71 | 61765.34 | 66843.16 | 67843.02 | 67688.79 | 66721.54 | 66449.16 | 66734.17 | 66095.12 | 70177.99 | 74433.28 | 74627.23 | 74570.97 | 74303.67 | 74244.75 | 74394.24 | 73187.17 | 73187.17 | 73187.17 | 73386.93 | 73187.17 | 73187.17
Option 3 AT | Gas Zone Daily Offtake Limit Gippsland | Gas Infrastructure Limitations by Gas Zone | 14724.1 | 14764.44 | 14724.1 | 14724.1 | 14724.1 | 14764.44 | 14724.1 | 14724.1 | 14724.1 | 14764.44 | 14724.1 | 14724.1 | 14724.1 | 14764.44 | 14724.1 | 14724.1 | 14724.1 | 14764.44 | 14724.1 | 14724.1 | 14724.1 | 14764.44 | 14724.1 | 14724.1
Option 3 AT | Gas Zone Daily Offtake Limit Gladstone | Gas Infrastructure Limitations by Gas Zone | 265044.59 | 357925.68 | 308381.32 | 290166.05 | 284201.7 | 243250.89 | 269242.14 | 309650.83 | 287556.46 | 281704.1 | 273325.44 | 251767.73 | 227996.47 | 234079.69 | 232661.9 | 232400.28 | 235892.56 | 176388.68 | 158557.37 | 158557.37 | 158557.37 | 159003.62 | 158557.37 | 158557.37
Option 3 AT | Gas Zone Daily Offtake Limit Kurri Kurri | Gas Infrastructure Limitations by Gas Zone | 2658.55 | 8968 | 17536 | 37013.27 | 56657.63 | 56607.44 | 55475.1 | 56537.6 | 57933.48 | 59464.67 | 60379.09 | 59196.64 | 59094.24 | 58704.75 | 58072.28 | 59023.02 | 59849.37 | 58384.88 | 56415.68 | 56415.68 | 56415.68 | 56564.51 | 56415.68 | 56415.68
Option 3 AT | Gas Zone Daily Offtake Limit Laverton North | Gas Infrastructure Limitations by Gas Zone | 21900 | 21960 | 21900 | 21900 | 21900 | 21960 | 21900 | 21900 | 21900 | 21960 | 21900 | 21900 | 21900 | 21960 | 21900 | 21900 | 21900 | 21960 | 21900 | 21900 | 21900 | 21960 | 21900 | 21900
Option 3 AT | Gas Zone Daily Offtake Limit Melbourne | Gas Infrastructure Limitations by Gas Zone | 28515.22 | 28524.79 | 28881.15 | 28850.74 | 27965.41 | 28645.47 | 26889.4 | 28909.21 | 29117.93 | 29027.11 | 28973.63 | 29088.16 | 29207.84 | 29288.2 | 29241.32 | 29224.26 | 29234.6 | 29323.92 | 29243.8 | 29243.8 | 29243.8 | 29323.92 | 29243.8 | 29243.8
Option 3 AT | Gas Zone Daily Offtake Limit Moomba | Gas Infrastructure Limitations by Gas Zone | 388548.07 | 489435.96 | 455252.92 | 444260.78 | 444645.6 | 399542.88 | 460260.61 | 568834.86 | 590332.59 | 588906.21 | 579550.32 | 564015.54 | 543042.12 | 552252.47 | 553726.18 | 553337.45 | 557184.27 | 498223.83 | 476685.53 | 476685.53 | 476685.53 | 478081.41 | 476685.53 | 476685.53
Option 3 AT | Gas Zone Daily Offtake Limit NQGP | Gas Infrastructure Limitations by Gas Zone | 1497603.76 | 1495424.69 | 1488176.69 | 1534002.15 | 1566030.62 | 1508744.62 | 1418292.6 | 1348696.84 | 1294883.54 | 1234257.21 | 1172134.56 | 1117981.94 | 1059354.47 | 994557.63 | 927441.72 | 861796.9 | 788351.49 | 720693.12 | 682291.81 | 682291.81 | 682291.81 | 684160.36 | 682291.81 | 682291.81
Option 3 AT | Gas Zone Daily Offtake Limit Newcastle | Gas Infrastructure Limitations by Gas Zone | 251664.58 | 242379.73 | 222930.89 | 205358.73 | 197911.07 | 181852.97 | 206642.26 | 255364.77 | 265827.57 | 248221.02 | 251122.8 | 228355.71 | 216986.34 | 232295.59 | 226476.07 | 204525.73 | 197322.21 | 204771.74 | 193039.09 | 193039.09 | 193039.09 | 193621 | 193039.09 | 193039.09
Option 3 AT | Gas Zone Daily Offtake Limit Northern | Gas Infrastructure Limitations by Gas Zone | 40150 | 40260 | 40150 | 40150 | 40150 | 40260 | 40150 | 40150 | 40150 | 40260 | 40150 | 40150 | 40150 | 40260 | 40150 | 40150 | 40150 | 40260 | 40150 | 40150 | 40150 | 40260 | 40150 | 40150
Option 3 AT | Gas Zone Daily Offtake Limit Port Campbell | Gas Infrastructure Limitations by Gas Zone | 5651.25 | 5678.5 | 5764.54 | 45998.56 | 95830.22 | 108048.59 | 110405.31 | 109725.8 | 108667.53 | 108028.7 | 107059.12 | 106029.2 | 104751.33 | 103838.16 | 102510.08 | 96228.81 | 89533.07 | 87982.87 | 85966.01 | 85966.01 | 85966.01 | 86204.34 | 85966.01 | 85966.01
Option 3 AT | Gas Zone Daily Offtake Limit Southern | Gas Infrastructure Limitations by Gas Zone | 273344.83 | 272848.54 | 265444.03 | 285425.6 | 285391.95 | 245014.52 | 407032.11 | 569338.22 | 600230.84 | 594680.68 | 569674.83 | 578199.01 | 521586.92 | 516124.96 | 490096.84 | 488236.68 | 514573.32 | 542760.49 | 539044.9 | 539044.9 | 539044.9 | 540533.12 | 539044.9 | 539044.9
Option 3 AT | Gordon Min Gen | Hydro min release | 32.85 | 32.85 | 32.85 | 32.85 | 32.85 | 32.85 | 32.85 | 32.85 | 32.85 | 32.85 | 32.85 | 32.85 | 32.85 | 32.85 | 32.85 | 32.85 | 32.85 | 32.85 | 32.85 | 32.85 | 32.85 | 32.85 | 32.85 | 32.85
Option 3 AT | ImportGroup_N9_Hydrogen | Group Network Import Constraints | 8935200 | 8959680 | 8935200 | 8935200 | 8935200 | 8959680 | 8935200 | 8935200 | 8935200 | 8959680 | 8935200 | 8935200 | 8935200 | 8959680 | 8935200 | 8935200 | 8935200 | 8959680 | 8935200 | 8935200 | 8935200 | 8959680 | 8935200 | 8935200
Option 3 AT | ImportGroup_NSA1 | Group Network Import Constraints | 5168400 | 5182560 | 5168400 | 5168400 | 5168400 | 5182560 | 5168400 | 5168400 | 5168400 | 5182560 | 5168400 | 5168400 | 5168400 | 5182560 | 5168400 | 5168400 | 5168400 | 5182560 | 5168400 | 5168400 | 5168400 | 5182560 | 5168400 | 5168400
Option 3 AT | ImportGroup_Q1_Hydrogen | Group Network Import Constraints | 4292400 | 4304160 | 4292400 | 4292400 | 4292400 | 4304160 | 4292400 | 4292400 | 4292400 | 4304160 | 4292400 | 4292400 | 4292400 | 4304160 | 4292400 | 4292400 | 4292400 | 4304160 | 4292400 | 4292400 | 4292400 | 4304160 | 4292400 | 4292400
Option 3 AT | ImportGroup_Q4_Hydrogen | Group Network Import Constraints | 8409600 | 8432640 | 8409600 | 8409600 | 8409600 | 8432640 | 8409600 | 8409600 | 8409600 | 8432640 | 8409600 | 8409600 | 8409600 | 8432640 | 8409600 | 8409600 | 8409600 | 8432640 | 8409600 | 8409600 | 8409600 | 8432640 | 8409600 | 8409600
Option 3 AT | ImportGroup_Q7_Hydrogen | Group Network Import Constraints | 9198000 | 9223200 | 9198000 | 9198000 | 9198000 | 9223200 | 9198000 | 9198000 | 9198000 | 9223200 | 9198000 | 9198000 | 9198000 | 9223200 | 9198000 | 9198000 | 9198000 | 9223200 | 9198000 | 9198000 | 9198000 | 9223200 | 9198000 | 9198000
Option 3 AT | ImportLimit_DN1_Dubbo | Distribution REZ Import Constraints | 0 | 0 | 0 | 0 | 0 | 0 | 0 | 0 | 0 | 0 | 0 | 0 | 0 | 0 | 0 | 0 | 0 | 0 | 0 | 0 | 0 | 0 | 0 | 0
Option 3 AT | ImportLimit_DN3_Marulan | Distribution REZ Import Constraints | 0 | 0 | 0 | 0 | 0 | 0 | 0 | 0 | 0 | 0 | 0 | 0 | 0 | 0 | 0 | 0 | 0 | 0 | 0 | 0 | 0 | 0 | 0 | 0
Option 3 AT | ImportLimit_N12_Illawarra | REZ Network Import Constraints | 8760000 | 8784000 | 8760000 | 8760000 | 8760000 | 8784000 | 8760000 | 8760000 | 8760000 | 8784000 | 8760000 | 8760000 | 8760000 | 8784000 | 8760000 | 8760000 | 8760000 | 8784000 | 8760000 | 8760000 | 8760000 | 8784000 | 8760000 | 8760000
Option 3 AT | ImportLimit_N1_North West NSW | REZ Network Import Constraints | 490560 | 491904 | 490560 | 490560 | 490560 | 491904 | 490560 | 490560 | 490560 | 491904 | 490560 | 490560 | 490560 | 491904 | 490560 | 490560 | 490560 | 491904 | 490560 | 490560 | 490560 | 491904 | 490560 | 490560
Option 3 AT | ImportLimit_N3_Central-West Orana | REZ Network Import Constraints | 7884000 | 7905600 | 7884000 | 7884000 | 7884000 | 7905600 | 7884000 | 7884000 | 7884000 | 7905600 | 7884000 | 7884000 | 7884000 | 7905600 | 7884000 | 7884000 | 7884000 | 7905600 | 7884000 | 7884000 | 7884000 | 7905600 | 7884000 | 7884000
Option 3 AT | ImportLimit_N8_Cooma-Monaro | REZ Network Import Constraints | 1182600 | 1185840 | 1182600 | 1182600 | 1182600 | 1185840 | 1182600 | 1182600 | 1182600 | 1185840 | 1182600 | 1182600 | 1182600 | 1185840 | 1182600 | 1182600 | 1182600 | 1185840 | 1182600 | 1182600 | 1182600 | 1185840 | 1182600 | 1182600
Option 3 AT | ImportLimit_Q1_Far North Qld | REZ Network Import Constraints | 805920 | 808128 | 805920 | 805920 | 805920 | 808128 | 805920 | 805920 | 805920 | 808128 | 805920 | 805920 | 805920 | 808128 | 805920 | 805920 | 805920 | 808128 | 805920 | 805920 | 805920 | 808128 | 805920 | 805920
Option 3 AT | ImportLimit_S3_Mid-North SA | REZ Network Import Constraints | 3924480 | 3935232 | 3924480 | 3924480 | 3924480 | 3935232 | 3924480 | 3924480 | 3924480 | 3935232 | 3924480 | 3924480 | 3924480 | 3935232 | 3924480 | 3924480 | 3924480 | 3935232 | 3924480 | 3924480 | 3924480 | 3935232 | 3924480 | 3924480
Option 3 AT | ImportLimit_S7_Eastern Eyre Peninsula | REZ Network Import Constraints | 1322760 | 1326384 | 1322760 | 1322760 | 1322760 | 1326384 | 1322760 | 1322760 | 1322760 | 1326384 | 1322760 | 1322760 | 1322760 | 1326384 | 1322760 | 1322760 | 1322760 | 1326384 | 1322760 | 1322760 | 1322760 | 1326384 | 1322760 | 1322760
Option 3 AT | ImportLimit_T1_North East Tasmania | REZ Network Import Constraints | 3942000 | 3952800 | 3942000 | 3942000 | 3942000 | 3952800 | 3942000 | 3942000 | 3942000 | 3952800 | 3942000 | 3942000 | 3942000 | 3952800 | 3942000 | 3942000 | 3942000 | 3952800 | 3942000 | 3942000 | 3942000 | 3952800 | 3942000 | 3942000
Option 3 AT | ImportLimit_T3_Central Highlands | REZ Network Import Constraints | 4818000 | 4831200 | 4818000 | 4818000 | 4818000 | 4831200 | 4818000 | 4818000 | 4818000 | 4831200 | 4818000 | 4818000 | 4818000 | 4831200 | 4818000 | 4818000 | 4818000 | 4831200 | 4818000 | 4818000 | 4818000 | 4831200 | 4818000 | 4818000
Option 3 AT | ImportLimit_V1_North West VIC | REZ Network Import Constraints | 3241200 | 3250080 | 3241200 | 3241200 | 3241200 | 3250080 | 3241200 | 3241200 | 3241200 | 3250080 | 3241200 | 3241200 | 3241200 | 3250080 | 3241200 | 3241200 | 3241200 | 3250080 | 3241200 | 3241200 | 3241200 | 3250080 | 3241200 | 3241200
Option 3 AT | ImportLimit_V5_South West VIC | REZ Network Import Constraints | 27856800 | 27933120 | 27856800 | 27856800 | 27856800 | 27933120 | 27856800 | 27856800 | 27856800 | 27933120 | 27856800 | 27856800 | 27856800 | 27933120 | 27856800 | 27856800 | 27856800 | 27933120 | 27856800 | 27856800 | 27856800 | 27933120 | 27856800 | 27856800
Option 3 AT | ImportLimit_V7_Central North VIC | REZ Network Import Constraints | 4380000 | 4392000 | 4380000 | 4380000 | 4380000 | 4392000 | 4380000 | 4380000 | 4380000 | 4392000 | 4380000 | 4380000 | 4380000 | 4392000 | 4380000 | 4380000 | 4380000 | 4392000 | 4380000 | 4380000 | 4380000 | 4392000 | 4380000 | 4380000
Option 3 AT | Kareeya Min Gen | Hydro min release | 10.95 | 10.95 | 10.95 | 10.95 | 10.95 | 10.95 | 10.95 | 10.95 | 10.95 | 10.95 | 10.95 | 10.95 | 10.95 | 10.95 | 10.95 | 10.95 | 10.95 | 10.95 | 10.95 | 10.95 | 10.95 | 10.95 | 10.95 | 10.95
Option 3 AT | Liapootah Min Gen | Hydro min release | 43.8 | 43.8 | 43.8 | 43.8 | 43.8 | 43.8 | 43.8 | 43.8 | 43.8 | 43.8 | 43.8 | 43.8 | 43.8 | 43.8 | 43.8 | 43.8 | 43.8 | 43.8 | 43.8 | 43.8 | 43.8 | 43.8 | 43.8 | 43.8
Option 3 AT | N >> 11-0_17-0 | NetworkConstraints | 35755047.765 | 39755708.84 | 39403879.99 | 39327840.265 | 35527482.52 | 36018563.585 | 36244180.17 | 36998289.22 | 37210889.985 | 37517576.695 | 37572001.11 | 37724652.57 | 37986822.425 | 38253351.685 | 38367263.045 | 38621213.285 | 38536158.51 | 38890341.26 | 39221233.08 | 39522864.99 | 39703657.84 | 40090266.83 | 40155195.015 | 40549694.185
Option 3 AT | N >> 11-0_39/1 | NetworkConstraints | 0 | 0 | 0 | 0 | 0 | 0 | 0 | 49930427.95 | 50233913.405 | 50663685.985 | 50749187.12 | 50967217.17 | 51340960.9 | 51713811.025 | 0 | 0 | 0 | 0 | 0 | 0 | 0 | 0 | 0 | 0
Option 3 AT | N >> 11-0_BAN_SCRK_1 | NetworkConstraints | 0 | 0 | 0 | 0 | 0 | 0 | 0 | 0 | 0 | 0 | 0 | 0 | 0 | 0 | 51463110.355 | 51791928.195 | 51681523.165 | 52145643.39 | 52570060.99 | 52960727.345 | 53196099.16 | 53701701.135 | 53781611.605 | 54292967.465
Option 3 AT | N >> 12-0_14-0_R | NetworkConstraints | 59131679.77 | 60316110.84 | 61753742.005 | 66964055.65 | 70641856.53 | 72883838.245 | 74305798.78 | 89269137.085 | 90794720.845 | 92517611.475 | 93382807.02 | 94480081.61 | 96353659.1 | 97794587.795 | 97460913.45 | 99108510.24 | 98552632.245 | 100454882.9 | 103019312.11 | 104977870.545 | 106169703.15 | 108274835.43 | 109111879.32 | 111679454.615
Option 3 AT | N >> 12-0_39-1_R | NetworkConstraints | 66750057.55 | 68314951.24 | 69588702.92 | 72138216.09 | 74666795.69 | 77128739.735 | 78701503.645 | 0 | 0 | 0 | 0 | 0 | 0 | 0 | 0 | 0 | 0 | 0 | 0 | 0 | 0 | 0 | 0 | 0
Option 3 AT | N >> 12-0_39/1_R | NetworkConstraints | 0 | 0 | 0 | 0 | 0 | 0 | 0 | 95921205.385 | 97591409.31 | 99472878.6 | 100424818.28 | 101626120.39 | 103677267.53 | 105250070.895 | 101508678.235 | 103264194.56 | 102671936.37 | 104692599.795 | 107431022.945 | 109517859.4 | 110787617.09 | 113024509.29 | 113922419.295 | 116658108.505
Option 3 AT | N >> 12-0_BAN_SCRK_1_R | NetworkConstraints | 0 | 0 | 0 | 0 | 0 | 0 | 0 | 0 | 0 | 0 | 0 | 0 | 0 | 0 | 104918112.55 | 106695845.255 | 106095982.62 | 108148074.585 | 110915878.475 | 113029166.82 | 114315496.325 | 116586351.625 | 117490299.315 | 120260830.7
Option 3 AT | N >> 16-0_39/1_R | NetworkConstraints | 0 | 0 | 0 | 0 | 0 | 0 | 0 | 54840509.265 | 54737703.43 | 54781286.765 | 54563304.95 | 54489360.115 | 54363116.6 | 54425688.64 | 0 | 0 | 0 | 0 | 0 | 0 | 0 | 0 | 0 | 0
Option 3 AT | N >> 16-0_8-0_R | NetworkConstraints | 34578760.44 | 44424295.76 | 43668141.09 | 43629957.63 | 33801141.22 | 33852004.765 | 33740886.23 | 32375897.17 | 32159723.97 | 32033644.045 | 31792973.595 | 31637508.47 | 31371964.695 | 31285884.7 | 33600194.925 | 33410295.46 | 33474683.905 | 33372150.3 | 32958123.185 | 32732250.36 | 32593417.475 | 32468048.085 | 32253326.995 | 31956733.025
Option 3 AT | N >> 16-0_BAN_SCRK_1_R | NetworkConstraints | 0 | 0 | 0 | 0 | 0 | 0 | 0 | 0 | 0 | 0 | 0 | 0 | 0 | 0 | 54922635.62 | 54813475.67 | 54850583.665 | 54884827.08 | 54553126.35 | 54423248.025 | 54342998.365 | 54364287.08 | 54147205.475 | 53976518.715
Option 3 AT | N >> 17-0_11-0 | NetworkConstraints | 36876541.435 | 41924356.495 | 41094279.16 | 40299156.23 | 35266172.475 | 35659372.77 | 35810016.475 | 36611563.83 | 36759072.215 | 37001283.42 | 37009762.18 | 37115592.765 | 37297837.69 | 37511909.84 | 37442788.52 | 37625294.01 | 37564397.945 | 37844646.165 | 38055489.425 | 38272170.615 | 38401029.555 | 38705006.675 | 38724814.515 | 39007867.86
Option 3 AT | N >> 17-0_39/1 | NetworkConstraints | 0 | 0 | 0 | 0 | 0 | 0 | 0 | 51125661.03 | 51276790.865 | 51561251.69 | 51533614.855 | 51642054.905 | 51828723.155 | 52084394.98 | 0 | 0 | 0 | 0 | 0 | 0 | 0 | 0 | 0 | 0
Option 3 AT | N >> 17-0_BAN_SCRK_1 | NetworkConstraints | 0 | 0 | 0 | 0 | 0 | 0 | 0 | 0 | 0 | 0 | 0 | 0 | 0 | 0 | 52076013.915 | 52239512.575 | 52184988.08 | 52485425.475 | 52624777.29 | 52818882.43 | 52934180.885 | 53255937.335 | 53224151.805 | 53477671.68
Option 3 AT | N >> 18-0_5-0 | NetworkConstraints | 0 | 0 | 0 | 6224064.73 | 0 | 0 | 0 | 0 | 0 | 0 | 0 | 0 | 0 | 0 | 0 | 0 | 0 | 0 | 0 | 0 | 0 | 0 | 0 | 0
Option 3 AT | N >> 18-0_5-0_R | NetworkConstraints | 13346411.225 | 12581822.155 | 12495636.785 | 4292505.145 | 12472841.7 | 12549277.15 | 12557209.995 | 12340788.15 | 12380919.55 | 12453135.065 | 12449416.075 | 12478036.54 | 12528328.73 | 12592316.815 | 12439501.46 | 12479614.715 | 12466550.83 | 12538015.11 | 12572741.895 | 12620238.04 | 12647064.555 | 12724334.2 | 12717225.445 | 12778791.745
Option 3 AT | N >> 31-0_32-0 | NetworkConstraints | 74150391.77 | 83581897.55 | 84247500.155 | 94677530.08 | 91186645.3 | 92637820.83 | 93337175.665 | 0 | 0 | 0 | 0 | 0 | 0 | 0 | 0 | 0 | 0 | 0 | 0 | 0 | 0 | 0 | 0 | 0
Option 3 AT | N >> 32-0_31-0 | NetworkConstraints | 65140431.31 | 66783541.055 | 67359115.6 | 75478913.395 | 80300604.675 | 81768560.095 | 82524291.3 | 0 | 0 | 0 | 0 | 0 | 0 | 0 | 0 | 0 | 0 | 0 | 0 | 0 | 0 | 0 | 0 | 0
Option 3 AT | N >> 32/2_31-0 | NetworkConstraints | 0 | 0 | 0 | 0 | 0 | 0 | 0 | 84895786.7 | 85588883.975 | 86495483.745 | 86764565.335 | 87263218.76 | 88113990.21 | 88892794.35 | 89690210.705 | 90436416.955 | 90184496.88 | 91174101.24 | 92208285.68 | 93095328.915 | 93636080.045 | 94716860.86 | 94969275.31 | 96132263.26
Option 3 AT | N >> 32/2_38/2 | NetworkConstraints | 0 | 0 | 0 | 0 | 0 | 0 | 0 | 87255004.97 | 88024897.295 | 89012652.405 | 89330846.4 | 89884736.435 | 90829801.015 | 91675583.645 | 92507471.475 | 93337187.865 | 93057078.005 | 94137618.445 | 95307366.075 | 96293700.84 | 96894933.335 | 98076911.46 | 98377311.485 | 99670482.34
Option 3 AT | N >> 38/1_32/1_R | NetworkConstraints | 0 | 0 | 0 | 0 | 0 | 0 | 0 | 136353425.75 | 138051774.3 | 140064318.15 | 140932879.25 | 142154499.8 | 144240020.7 | 145938827.3 | 158630147.45 | 160633652.4 | 159957259.7 | 162374517.55 | 165391134.2 | 167772908.25 | 169224382.75 | 171887254.85 | 172803596 | 175926545.05
Option 3 AT | N >> 38/1_39/2_R | NetworkConstraints | 0 | 0 | 0 | 0 | 0 | 0 | 0 | 139902261.8 | 141600605.45 | 143622333.1 | 144481707.4 | 145703318.4 | 147788840.9 | 149496832.25 | 0 | 0 | 0 | 0 | 0 | 0 | 0 | 0 | 0 | 0
Option 3 AT | N >> 38/2_32/2 | NetworkConstraints | 0 | 0 | 0 | 0 | 0 | 0 | 0 | 91508646.17 | 92636967.85 | 93985015.06 | 94550957.255 | 95362662.4 | 96747859.72 | 97887733.525 | 99006711.32 | 100232752.2 | 99818847.2 | 101312100.69 | 103144011.37 | 104601503.35 | 105489777.65 | 107133167.05 | 107680111.25 | 109591078.8
Option 3 AT | N >> 39-1_11-0 | NetworkConstraints | 50503217.225 | 59036386.19 | 59440153.04 | 60800480.415 | 54442228.905 | 55753436.125 | 56532464.915 | 0 | 0 | 0 | 0 | 0 | 0 | 0 | 0 | 0 | 0 | 0 | 0 | 0 | 0 | 0 | 0 | 0
Option 3 AT | N >> 39-1_16-0 | NetworkConstraints | 50232350.365 | 58845860.215 | 59137598.865 | 60491218.6 | 53900284.43 | 55141569.11 | 55867639.98 | 0 | 0 | 0 | 0 | 0 | 0 | 0 | 0 | 0 | 0 | 0 | 0 | 0 | 0 | 0 | 0 | 0
Option 3 AT | N >> 39-1_17-0 | NetworkConstraints | 49700352.555 | 58146648.605 | 58259747.055 | 59606275.91 | 53291735.67 | 54547250.77 | 55285398.39 | 0 | 0 | 0 | 0 | 0 | 0 | 0 | 0 | 0 | 0 | 0 | 0 | 0 | 0 | 0 | 0 | 0
Option 3 AT | N >> 39-1_3W-0 | NetworkConstraints | 53221832.91 | 62533899.11 | 62897737.795 | 64284065.865 | 57280669.28 | 58615269.73 | 59397213.235 | 0 | 0 | 0 | 0 | 0 | 0 | 0 | 0 | 0 | 0 | 0 | 0 | 0 | 0 | 0 | 0 | 0
Option 3 AT | N >> 39-1_5A6-0 | NetworkConstraints | 51259085.465 | 60023855.335 | 60381145.53 | 61390063.72 | 54556157.315 | 55823645.71 | 56565671.035 | 0 | 0 | 0 | 0 | 0 | 0 | 0 | 0 | 0 | 0 | 0 | 0 | 0 | 0 | 0 | 0 | 0
Option 3 AT | N >> 39-1_8-0 | NetworkConstraints | 50347102.065 | 58992558.375 | 59308212.35 | 60664310.37 | 54030335.45 | 55272063.685 | 55997813.485 | 0 | 0 | 0 | 0 | 0 | 0 | 0 | 0 | 0 | 0 | 0 | 0 | 0 | 0 | 0 | 0 | 0
Option 3 AT | N >> 39-1_NIL | NetworkConstraints | 51206957.775 | 52108450.85 | 52513123.22 | 53683030.475 | 55054677.24 | 56390095.06 | 57185388.95 | 0 | 0 | 0 | 0 | 0 | 0 | 0 | 0 | 0 | 0 | 0 | 0 | 0 | 0 | 0 | 0 | 0
Option 3 AT | N >> 39/1_11-0 | NetworkConstraints | 0 | 0 | 0 | 0 | 0 | 0 | 0 | 76130960.43 | 76915104.83 | 77882981.95 | 78245529.095 | 78809434.105 | 79772822.115 | 80595465.505 | 75621637.645 | 76474148.89 | 76187050.16 | 77238461.71 | 78495368.445 | 79508569.94 | 80122811.985 | 81280155.665 | 81643535.25 | 82971006.245
Option 3 AT | N >> 39/1_16-0 | NetworkConstraints | 0 | 0 | 0 | 0 | 0 | 0 | 0 | 75347614.3 | 76077467.93 | 76990204.74 | 77315710.665 | 77840615.16 | 78737134.055 | 79514827.11 | 74735310.315 | 75531333.22 | 75263222.32 | 76256072.395 | 77418777.845 | 78364857.225 | 78938568.36 | 80030260.9 | 80358637.845 | 81598215.525
Option 3 AT | N >> 39/1_17-0 | NetworkConstraints | 0 | 0 | 0 | 0 | 0 | 0 | 0 | 74359981.26 | 75103665.12 | 76027368.15 | 76365446.475 | 76900251.765 | 77813943.955 | 78599896.395 | 74659827.635 | 75477175.185 | 75201946.11 | 76215668.615 | 77414899.43 | 78386296.94 | 78975075.005 | 80090411.625 | 80432983.485 | 81705646.05
Option 3 AT | N >> 39/1_5A6-0 | NetworkConstraints | 0 | 0 | 0 | 0 | 0 | 0 | 0 | 76064170.51 | 76810275.425 | 77740659.115 | 78076014.74 | 78612645.665 | 79528953.705 | 80321428.005 | 77743828.01 | 78574781.78 | 78294851.105 | 79330692.745 | 80545302.485 | 81532923.66 | 82132058.995 | 83270995.275 | 83614612.98 | 84908708.105
Option 3 AT | N >> 39/1_8-0 | NetworkConstraints | 0 | 0 | 0 | 0 | 0 | 0 | 0 | 75543473.7 | 76272449.35 | 77184837.285 | 77509192.21 | 78033470.665 | 78928888.425 | 79706414.455 | 74783581.795 | 75577158.29 | 75309861.145 | 76300429.495 | 77458847.455 | 78402020.39 | 78974013.885 | 80063101.79 | 80389752.85 | 81625541.055
Option 3 AT | N >> 39/1_BAN_SCK330_2 | NetworkConstraints | 0 | 0 | 0 | 0 | 0 | 0 | 0 | 69668741.85 | 70458192.455 | 71413887.39 | 71797546.175 | 72365310.97 | 73335038.79 | 74144661.66 | 0 | 0 | 0 | 0 | 0 | 0 | 0 | 0 | 0 | 0
Option 3 AT | N >> 39/1_BAN_SCK330_3 | NetworkConstraints | 0 | 0 | 0 | 0 | 0 | 0 | 0 | 69670315.295 | 70459765.91 | 71415465.155 | 71799119.555 | 72366884.36 | 73336612.285 | 74146239.74 | 0 | 0 | 0 | 0 | 0 | 0 | 0 | 0 | 0 | 0
Option 3 AT | N >> 39/1_BAN_SCRK_1 | NetworkConstraints | 0 | 0 | 0 | 0 | 0 | 0 | 0 | 0 | 0 | 0 | 0 | 0 | 0 | 0 | 74226601.005 | 75076898.695 | 74790318.775 | 75836433.575 | 77093876.86 | 78104536.985 | 78718242.08 | 79869598.15 | 80235725.93 | 81560202.555
Option 3 AT | N >> 39/1_NIL | NetworkConstraints | 0 | 0 | 0 | 0 | 0 | 0 | 0 | 74913295.925 | 75702744.97 | 76670622.675 | 77042093.55 | 77609857.455 | 78579580.38 | 79401389.875 | 74826760.095 | 75683692.78 | 75395025.735 | 76447286.305 | 77715748.83 | 78734235.505 | 79352037.495 | 80510634.155 | 80880897.425 | 82215412.46
Option 3 AT | N >> 39/2_38/1_R | NetworkConstraints | 0 | 0 | 0 | 0 | 0 | 0 | 0 | 148129849.95 | 149828199.95 | 151871245.7 | 152709316 | 153930937.85 | 156016461.9 | 157745763.95 | 0 | 0 | 0 | 0 | 0 | 0 | 0 | 0 | 0 | 0
Option 3 AT | N >> 39/2_SYDW_SCRK_4_R | NetworkConstraints | 0 | 0 | 0 | 0 | 0 | 0 | 0 | 152161523.3 | 153859869.95 | 155913347.75 | 156740976.7 | 157962600.55 | 160048117 | 161787855.45 | 0 | 0 | 0 | 0 | 0 | 0 | 0 | 0 | 0 | 0
Option 3 AT | N >> 5A5_5P1 | NetworkConstraints | 0 | 0 | 25469947.625 | 46304370.645 | 47513435.825 | 47634509.975 | 47500593.215 | 46525374.565 | 46504773.805 | 46610855.14 | 46469706.42 | 46454952.18 | 46429376.24 | 46539491.37 | 44944045.2 | 44902093.8 | 44916206.075 | 44996503.225 | 44802706.56 | 44752859.755 | 44722684.985 | 44797780.35 | 44647884.255 | 44582611.175
Option 3 AT | N >> 5H5_5H6 | NetworkConstraints | 0 | 0 | 0 | 63421042 | 95850739.85 | 96350721.05 | 96276329.1 | 92679767.9 | 92942029.65 | 93450669.25 | 93386690.1 | 93575504.65 | 93896922.8 | 94357601.25 | 94053182.3 | 94289664.9 | 94209794.75 | 94703378.25 | 94851307.35 | 95132416.9 | 95303995.5 | 95826288.55 | 95726650.5 | 96095205.65
Option 3 AT | N >> 5P1_5A5 | NetworkConstraints | 0 | 0 | 56070376.2 | 106525487.9 | 111499718.05 | 111620093.2 | 111171856.65 | 108739158.9 | 108658225.75 | 108877883.9 | 108521226.2 | 108462858.65 | 108364166.2 | 108598202.6 | 102621671.05 | 102586153.75 | 102598251.65 | 102843798.1 | 102501318.9 | 102459034.05 | 102432870.55 | 102674130.3 | 102369139 | 102313493.85
Option 3 AT | N >> 5P1_5P2 | NetworkConstraints | 0 | 0 | 39453442.2 | 75106863.23 | 78622765.645 | 78622573.68 | 78236634.55 | 84945465.67 | 84848204.17 | 84987091.55 | 84683702.39 | 84613494 | 84495191.715 | 84651110.53 | 82223914.01 | 82203192.09 | 82210368.025 | 82414620.09 | 82153148.24 | 82128412.2 | 82112659.34 | 82314501.57 | 82075153.835 | 82042388.48
Option 3 AT | N >> 76-0_39/1_R | NetworkConstraints | 0 | 0 | 0 | 0 | 0 | 0 | 0 | 72839377.35 | 73095608.805 | 73535420.74 | 73529927.915 | 73714447.075 | 74028222.885 | 74421398.15 | 0 | 0 | 0 | 0 | 0 | 0 | 0 | 0 | 0 | 0
Option 3 AT | N >> 76-0_77-0_R | NetworkConstraints | 49985568.935 | 52574598.68 | 52218890.53 | 54860017.19 | 56068462.25 | 56693596.255 | 56909768.88 | 57279207.205 | 57500398.305 | 57865369.25 | 57875263.68 | 58034587.31 | 58305304.62 | 58630136.085 | 61451136.07 | 61650669.41 | 61583072.115 | 61943851.675 | 62125505.085 | 62362797.535 | 62508463.155 | 62893227.82 | 62865671.665 | 63177138.74
Option 3 AT | N >> 76-0_BAN_SCRK_1_R | NetworkConstraints | 0 | 0 | 0 | 0 | 0 | 0 | 0 | 0 | 0 | 0 | 0 | 0 | 0 | 0 | 76809111.015 | 77047768.315 | 76966932.11 | 77407031.25 | 77615650.045 | 77899468.55 | 78073616.34 | 78542455.065 | 78500812.415 | 78873334.4
Option 3 AT | N >> 8-0_16-0_R | NetworkConstraints | 34023272.4 | 45476076.635 | 44781051.555 | 44844364.26 | 33392895.395 | 33423638.275 | 33298492.3 | 27369059.49 | 27163677.625 | 27034932.915 | 26815197.015 | 26667514.565 | 26415136.17 | 26324467.825 | 28230379.725 | 28046825.955 | 28108981.96 | 27998948.345 | 27610117.35 | 27391823.255 | 27258001.17 | 27125748.795 | 26929523.4 | 26643001.275
Option 3 AT | N >> 8-0_39/1_R | NetworkConstraints | 0 | 0 | 0 | 0 | 0 | 0 | 0 | 42293693.7 | 42165760.11 | 42151756.17 | 41948650.92 | 41856683.33 | 41699378.605 | 41709170.405 | 0 | 0 | 0 | 0 | 0 | 0 | 0 | 0 | 0 | 0
Option 3 AT | N >> 8-0_BAN_SCRK_1_R | NetworkConstraints | 0 | 0 | 0 | 0 | 0 | 0 | 0 | 0 | 0 | 0 | 0 | 0 | 0 | 0 | 41593045.81 | 41458033.315 | 41503689.89 | 41477588.425 | 41137089.67 | 40976548.85 | 40878407.955 | 40835845.08 | 40636993.245 | 40426365.87
Option 3 AT | N >> 81-0_82-0 | NetworkConstraints | 51985973.575 | 71718933.19 | 30396093.815 | 0 | 0 | 0 | 0 | 0 | 0 | 0 | 0 | 0 | 0 | 0 | 0 | 0 | 0 | 0 | 0 | 0 | 0 | 0 | 0 | 0
Option 3 AT | N >> 81_82-0 | NetworkConstraints | 0 | 0 | 42353928.395 | 101534889.41 | 84008892.995 | 84206623.67 | 83957472.375 | 82866827.9 | 82897173.85 | 83146900.565 | 82948621.04 | 82970544.255 | 83007609.75 | 83251846.73 | 82267756.035 | 82282497.085 | 82277555.615 | 82511065.25 | 82317257.82 | 82334700.625 | 82345437.33 | 82580366.245 | 82371834.21 | 82394508.97
Option 3 AT | N >> 82-0_81 | NetworkConstraints | 0 | 0 | 43076520.815 | 99995143.555 | 89599184.37 | 89783794.24 | 89498872.47 | 90874364.205 | 90880279.47 | 91127475.23 | 90890297.55 | 90894640.415 | 90901738.6 | 91147930.275 | 90205292.855 | 90194911.14 | 90198458.12 | 90427935.15 | 90169990.97 | 90157564.63 | 90150082.04 | 90377901.02 | 90131581.745 | 90115082.805
Option 3 AT | N >> 82-0_81-0 | NetworkConstraints | 58162859.515 | 73686531.74 | 30856299.15 | 0 | 0 | 0 | 0 | 0 | 0 | 0 | 0 | 0 | 0 | 0 | 0 | 0 | 0 | 0 | 0 | 0 | 0 | 0 | 0 | 0
Option 3 AT | N >> 93-0_90-0_R | NetworkConstraints | 38909942.95 | 39689035.675 | 39507307.09 | 34630335.04 | 32429406.795 | 32864287.075 | 33050187.045 | 33918374.905 | 34246132.75 | 34654670.805 | 34802147.425 | 35037913.07 | 35440374.84 | 35788373.13 | 35414921.36 | 35764908.43 | 35646786.04 | 36089384.14 | 36595816.16 | 37011858.88 | 37265279.74 | 37750788.395 | 37890438.065 | 38435876.935
Option 3 AT | N >> BANNABY_1TH1_2_39/1 | NetworkConstraints | 0 | 0 | 0 | 0 | 0 | 0 | 0 | 103219591.65 | 103619964.45 | 104286023.1 | 104295236.85 | 104585532.3 | 105067657.75 | 105667419.65 | 0 | 0 | 0 | 0 | 0 | 0 | 0 | 0 | 0 | 0
Option 3 AT | N >> BANNABY_1TH1_2_BAN_SCRK_1 | NetworkConstraints | 0 | 0 | 0 | 0 | 0 | 0 | 0 | 0 | 0 | 0 | 0 | 0 | 0 | 0 | 65074835.515 | 64978304.32 | 65007942.64 | 65098051.9 | 64762151.99 | 64648562.615 | 64592400.01 | 64665172.97 | 64429194 | 64284616.355
Option 3 AT | N >> BAN_SCK330_2_39/1 | NetworkConstraints | 0 | 0 | 0 | 0 | 0 | 0 | 0 | 127006346.1 | 127795795.65 | 128904480.1 | 129135158 | 129702924.15 | 130672658.4 | 131635269.3 | 0 | 0 | 0 | 0 | 0 | 0 | 0 | 0 | 0 | 0
Option 3 AT | N >> BAN_SCK330_2_BAN_SCK330_3 | NetworkConstraints | 0 | 0 | 0 | 0 | 0 | 0 | 0 | 127264728.8 | 128054179.1 | 129163547.05 | 129393534.5 | 129961299.05 | 130931026.3 | 131894318.8 | 0 | 0 | 0 | 0 | 0 | 0 | 0 | 0 | 0 | 0
Option 3 AT | N >> BAN_SCRK_1_11-0 | NetworkConstraints | 0 | 0 | 0 | 0 | 0 | 0 | 0 | 0 | 0 | 0 | 0 | 0 | 0 | 0 | 156711934.05 | 157406038.2 | 157171113.05 | 158284251.5 | 159056893.65 | 159882303.5 | 160387851.7 | 161585114.5 | 161629654.95 | 162712841.35
Option 3 AT | N >> BAN_SCRK_1_16-0 | NetworkConstraints | 0 | 0 | 0 | 0 | 0 | 0 | 0 | 0 | 0 | 0 | 0 | 0 | 0 | 0 | 157907365 | 158551875.65 | 158333600.15 | 159400642.8 | 160085365.5 | 160851855 | 161321902.1 | 162466810.6 | 162475400.1 | 163481450.35
Option 3 AT | N >> BAN_SCRK_1_17-0 | NetworkConstraints | 0 | 0 | 0 | 0 | 0 | 0 | 0 | 0 | 0 | 0 | 0 | 0 | 0 | 0 | 153810046.2 | 154468893.4 | 154245917.4 | 155315967.85 | 156035819 | 156819292.3 | 157299082.65 | 158449017.8 | 158477757.45 | 159505884.1
Option 3 AT | N >> BAN_SCRK_1_5A6-0 | NetworkConstraints | 0 | 0 | 0 | 0 | 0 | 0 | 0 | 0 | 0 | 0 | 0 | 0 | 0 | 0 | 153211010.05 | 153826548.25 | 153617992.15 | 154643721.95 | 155291520.5 | 156023591.1 | 156472933.35 | 157572875.9 | 157574848.9 | 158535881.1
Option 3 AT | N >> BAN_SCRK_1_8-0 | NetworkConstraints | 0 | 0 | 0 | 0 | 0 | 0 | 0 | 0 | 0 | 0 | 0 | 0 | 0 | 0 | 158510656.1 | 159154580.15 | 158936492 | 160004595.45 | 160686742.95 | 161452531.95 | 161922234.6 | 163068104.55 | 163074722.9 | 164079885.5
Option 3 AT | N >> BAN_SCRK_1_BAN_SCRK_2 | NetworkConstraints | 0 | 0 | 0 | 0 | 0 | 0 | 0 | 0 | 0 | 0 | 0 | 0 | 0 | 0 | 118197895.85 | 118878358.45 | 118647899 | 119645042.1 | 120497446.3 | 121306698.8 | 121803017.8 | 122882348.7 | 123020897.45 | 124083095
Option 3 AT | N >> KEMPS_CK_2H1_2_KEMPS_CK_3H1_2 | NetworkConstraints | 27717921.92 | 27942891.265 | 27705908.93 | 52659682.125 | 65466342.04 | 65706220.33 | 65574664.42 | 25001192.635 | 24401358.05 | 23886126.6 | 23383629.225 | 22952301.08 | 22215277.725 | 21811190.1625 | 21997646.384 | 21408591.167 | 21607003.538 | 21081544.4775 | 20011813.5975 | 19311695.7965 | 18887158.3106 | 18288456.3754 | 17836319.3569 | 16918951.0396
Option 3 AT | N >> MT_PIPER_2TH1_2_39/1 | NetworkConstraints | 0 | 0 | 0 | 0 | 0 | 0 | 0 | 38636321.605 | 38556780.86 | 38584881.05 | 38421605.155 | 38364545.885 | 38266269.33 | 38309541.515 | 0 | 0 | 0 | 0 | 0 | 0 | 0 | 0 | 0 | 0
Option 3 AT | N >> MT_PIPER_2TH1_2_BAN_SCRK_1 | NetworkConstraints | 0 | 0 | 0 | 0 | 0 | 0 | 0 | 0 | 0 | 0 | 0 | 0 | 0 | 0 | 35501994.33 | 35383289.29 | 35423185.905 | 35402672.61 | 35102192.435 | 34961135.685 | 34876004.31 | 34840537.74 | 34664526.46 | 34479817.515
Option 3 AT | N >> MT_PIPER_2TH1_2_MT_PIPER_1TH1_2 | NetworkConstraints | 25134140.79 | 25888539.145 | 25961840.39 | 24848101.995 | 24196496.01 | 24246631.215 | 24161071.015 | 21091551.51 | 20991262.765 | 20951111.43 | 20820888.485 | 20748905.37 | 20625148.12 | 20604003.78 | 18473655.825 | 18333982.88 | 18380987.28 | 18292849.82 | 18002967.62 | 17836972.42 | 17736520.335 | 17630905.525 | 17487496.005 | 17270042.705
Option 3 AT | N >> SCRK_1TH1_2_SCRK_2TH1_2_R | NetworkConstraints | 0 | 0 | 0 | 0 | 0 | 0 | 0 | 0 | 0 | 0 | 0 | 0 | 0 | 0 | 135962178.7 | 137848472.9 | 137211364.6 | 139464514.35 | 142328895 | 144571450.45 | 145939273.25 | 148423246.6 | 149309927.85 | 152250788.9
Option 3 AT | NNSW H2 Domestic Consumption Purchaser | Subregion flexible electricity load for Domestic H2 | 0 | 0 | 0 | 0 | 21.6393 | 74.56 | 169.8534 | 316.5593 | 516.0579 | 645.9686 | 776.1379 | 912.7607 | 1048.5929 | 1178.372 | 1285.6981 | 1380.5864 | 1475.3821 | 1558.518 | 1626.6301 | 1701.8386 | 1774.1607 | 1848.4446 | 1912.6829 | 1979.5514
Option 3 AT | NQ H2 Domestic Consumption Purchaser | Subregion flexible electricity load for Domestic H2 | 0 | 0 | 0 | 0 | 7.4564 | 25.1497 | 58.4776 | 112.2114 | 190.0607 | 245.7186 | 299.1923 | 350.4521 | 396.4421 | 436.3537 | 463.1799 | 486.7014 | 511.2607 | 531.5406 | 549.4491 | 580.715 | 618.675 | 670.4386 | 736.0663 | 815.3579
Option 3 AT | NSA H2 Domestic Consumption Purchaser | Subregion flexible electricity load for Domestic H2 | 0 | 0 | 0 | 0 | 44.9471 | 90.3243 | 128.6089 | 170.4029 | 219.5214 | 233.7189 | 252.2383 | 291.1136 | 329.5429 | 366.97 | 397.2459 | 423.9214 | 450.6707 | 473.7383 | 490.6066 | 510.9479 | 530.5014 | 550.2589 | 568.1163 | 590.4136
Option 3 AT | NSA H2 Green Commodities Consumption Purchaser | Subregion flexible electricity load for Green Commodities H2 | 0 | 0 | 0 | 0 | 2676.7909 | 2640.4776 | 2604.6556 | 2569.2974 | 4332.1964 | 4273.4207 | 4215.4507 | 4158.2627 | 4101.8524 | 4046.2109 | 3991.3093 | 3937.1654 | 4645.3783 | 5291.2879 | 6011.6174 | 6806.8696 | 7684.8073 | 8639.695 | 9565.6744 | 10363.5836
Option 3 AT | NSW EIR Gen | Policies NSW | -11402.6522 | 5234.8832 | 13242.1116 | 27334.1116 | 40027.1116 | 42714.1116 | 51994.1116 | 53815.1116 | 65728.1116 | 67385.1116 | 72211.1116 | -15956.8884 | -15956.8884 | -15956.8884 | -15956.8884 | -15956.8884 | -15956.8884 | -15956.8884 | -15956.8884 | -15268.8816 | -14569.2384 | -14490.3768 | -13419.373 | -13419.373
Option 3 AT | NSW EIR Storage MW | Policies NSW | -325 | -599.84 | 199.16 | 590.16 | -1409.84 | -1409.84 | -1409.84 | -1409.84 | -1409.84 | -1409.84 | -1409.84 | -1409.84 | -1409.84 | -1409.84 | -1409.84 | -1409.84 | -1409.84 | -1409.84 | -1409.84 | -1409.84 | -1084.84 | -810 | -810 | -810
Option 3 AT | NSW EIR Storage MWh | Policies NSW | -2600 | -4798.72 | 5113.28 | -948.72 | 5648.28 | 12246.28 | 18843.28 | 25441.28 | 25441.28 | 25441.28 | 25441.28 | -16948.72 | -16948.72 | -16948.72 | -16948.72 | -16948.72 | -16948.72 | -16948.72 | -16948.72 | -16948.72 | -14348.72 | -12150 | -12150 | -12150
Option 3 AT | PEC and Heywood Export | Special Constraints | 6570000 | 9412800 | 11388000 | 11388000 | 11388000 | 11419200 | 11388000 | 11388000 | 11388000 | 11419200 | 11388000 | 11388000 | 11388000 | 11419200 | 11388000 | 11388000 | 11388000 | 11419200 | 11388000 | 11388000 | 11388000 | 11419200 | 11388000 | 11388000
Option 3 AT | PEC and Heywood Import | Special Constraints | 6132000 | 10000800 | 12702000 | 12702000 | 12702000 | 12736800 | 12702000 | 12702000 | 12702000 | 12736800 | 12702000 | 12702000 | 12702000 | 12736800 | 12702000 | 12702000 | 12702000 | 12736800 | 12702000 | 12702000 | 12702000 | 12736800 | 12702000 | 12702000
Option 3 AT | Poatina Min Gen | Hydro min release | 0 | 0 | 0 | 0 | 0 | 0 | 0 | 0 | 0 | 0 | 0 | 0 | 0 | 0 | 0 | 0 | 0 | 0 | 0 | 0 | 0 | 0 | 0 | 0
Option 3 AT | Powering Australia Plan | Policies NEM | 0 | 0 | 0 | 0 | 0 | 0 | 0 | 0 | 0 | 0 | 0 | 0 | 0 | 0 | 0 | 0 | 0 | 0 | 0 | 0 | 0 | 0 | 0 | 0
Option 3 AT | REZ Access Scheme N3 | Policies NSW | 0 | 7700 | 7700 | 7700 | 7700 | 7700 | 7700 | 7700 | 7700 | 7700 | 7700 | 7700 | 7700 | 7700 | 7700 | 7700 | 7700 | 7700 | 7700 | 7700 | 7700 | 7700 | 7700 | 7700
Option 3 AT | REZ Access Scheme N5 | Policies NSW | 0 | 3980 | 3980 | 3980 | 3980 | 3980 | 3980 | 3980 | 3980 | 3980 | 3980 | 3980 | 3980 | 3980 | 40000 | 40000 | 40000 | 40000 | 40000 | 40000 | 40000 | 40000 | 40000 | 40000
Option 3 AT | REZ Landholder_NSW | Landholder Payments | 0 | 0 | -82 | -82 | -82 | -82 | -197.2 | -197.2 | -197.2 | -197.2 | -197.2 | -197.2 | -197.2 | -197.2 | -197.2 | -197.2 | -197.2 | -197.2 | -197.2 | -197.2 | -197.2 | -197.2 | -197.2 | -197.2
Option 3 AT | REZ Landholder_QLD | Landholder Payments | 0 | 0 | 0 | 0 | 0 | 0 | 0 | 0 | 0 | 0 | 0 | 0 | 0 | 0 | 0 | 0 | 0 | 0 | 0 | 0 | 0 | 0 | 0 | 0
Option 3 AT | REZ Landholder_VIC | Landholder Payments | 0 | 0 | 0 | 0 | 0 | -56 | -56 | -216 | -216 | -216 | -216 | -216 | -284.4 | -284.4 | -284.4 | -284.4 | -284.4 | -284.4 | -284.4 | -284.4 | -284.4 | -284.4 | -284.4 | -284.4
Option 3 AT | ResourceLimit_DN1_Solar | Resource Limits for DREZ | 1320 | 1320 | 1320 | 1320 | 1320 | 1320 | 1320 | 1320 | 1320 | 1320 | 1320 | 1320 | 1320 | 1320 | 1320 | 1320 | 1320 | 1320 | 1320 | 1320 | 1320 | 1320 | 1320 | 1320
Option 3 AT | ResourceLimit_DN3_Solar | Resource Limits for DREZ | 775 | 775 | 775 | 775 | 775 | 775 | 775 | 775 | 775 | 775 | 775 | 775 | 775 | 775 | 775 | 775 | 775 | 775 | 775 | 775 | 775 | 775 | 775 | 775
Option 3 AT | ResourceLimit_N12_Wind Medium | Resource Limits for REZ | 0 | 0 | 0 | 0 | 0 | 0 | 0 | 0 | 0 | 0 | 0 | 0 | 0 | 0 | 0 | 0 | 0 | 0 | 0 | 0 | 0 | 0 | 0 | 0
Option 3 AT | ResourceLimit_N2_Solar | Resource Limits for REZ | 2985 | 2784.36 | 2464.36 | 2464.36 | 2464.36 | 2464.36 | 2464.36 | 2464.36 | 2464.36 | 2464.36 | 2464.36 | 2464.36 | 2464.36 | 2464.36 | 2464.36 | 2464.36 | 2464.36 | 2464.36 | 2464.36 | 2464.36 | 2464.36 | 2464.36 | 2464.36 | 2464.36
Option 3 AT | ResourceLimit_N2_Wind Medium | Resource Limits for REZ | 5600 | 5600 | 5600 | 5600 | 5390 | 5390 | 5390 | 5390 | 5390 | 5390 | 5390 | 5390 | 5390 | 5390 | 5390 | 5390 | 5390 | 5390 | 5390 | 5390 | 5390 | 5390 | 5390 | 5390
Option 3 AT | ResourceLimit_N3_Solar | Resource Limits for REZ | 6120.01 | 6120.01 | 6120.01 | 6120.01 | 6120.01 | 6120.01 | 6120.01 | 6120.01 | 6120.01 | 6120.01 | 6120.01 | 6120.01 | 6120.01 | 6120.01 | 6120.01 | 6120.01 | 6120.01 | 6120.01 | 6120.01 | 6120.01 | 6120.01 | 6120.01 | 6120.01 | 6120.01
Option 3 AT | ResourceLimit_N3_Wind Medium | Resource Limits for REZ | 3209.97 | 3209.97 | 2795.97 | 2795.97 | 2795.97 | 2795.97 | 2795.97 | 2795.97 | 2795.97 | 2795.97 | 2795.97 | 2795.97 | 2795.97 | 2795.97 | 2795.97 | 2795.97 | 2795.97 | 2795.97 | 2795.97 | 2795.97 | 2795.97 | 2795.97 | 2795.97 | 2795.97
Option 3 AT | ResourceLimit_N5_Solar | Resource Limits for REZ | 5677 | 5677 | 5677 | 5677 | 5677 | 5677 | 5677 | 5677 | 5677 | 5677 | 5677 | 5677 | 5677 | 5677 | 5677 | 5677 | 5677 | 5677 | 5677 | 5677 | 5677 | 5677 | 5677 | 5677
Option 3 AT | ResourceLimit_N5_Wind Medium | Resource Limits for REZ | 10500 | 10500 | 10500 | 10500 | 10500 | 10500 | 10500 | 10500 | 10500 | 10500 | 10500 | 10500 | 10500 | 10500 | 10500 | 10500 | 10500 | 10500 | 10500 | 10500 | 10500 | 10500 | 10500 | 10500
Option 3 AT | ResourceLimit_N8_Wind Medium | Resource Limits for REZ | 200 | 200 | 200 | 200 | 200 | 200 | 200 | 200 | 200 | 200 | 200 | 200 | 200 | 200 | 200 | 200 | 200 | 200 | 200 | 200 | 200 | 200 | 200 | 200
Option 3 AT | ResourceLimit_N9_Solar | Resource Limits for REZ | 953 | 953 | 953 | 953 | 953 | 953 | 953 | 953 | 953 | 953 | 953 | 953 | 953 | 953 | 953 | 953 | 953 | 953 | 953 | 953 | 953 | 953 | 953 | 953
Option 3 AT | ResourceLimit_N9_Wind Medium | Resource Limits for REZ | 1000 | 1000 | 1000 | 1000 | 1000 | 1000 | 1000 | 1000 | 1000 | 1000 | 1000 | 1000 | 1000 | 1000 | 1000 | 1000 | 1000 | 1000 | 1000 | 1000 | 1000 | 1000 | 1000 | 1000
Option 3 AT | ResourceLimit_Q8a_Solar | Resource Limits for REZ | 2363.85 | 2113.86 | 2113.86 | 2113.86 | 2113.86 | 2113.86 | 2113.86 | 2113.86 | 2113.86 | 2113.86 | 2113.86 | 2113.86 | 2113.86 | 2113.86 | 2113.86 | 2113.86 | 2113.86 | 2113.86 | 2113.86 | 2113.86 | 2275.81 | 2275.81 | 2275.81 | 2275.81
Option 3 AT | ResourceLimit_Q8b_Wind Medium | Resource Limits for REZ | 369.97 | 369.97 | 369.97 | 369.97 | 369.97 | 369.97 | 369.97 | 369.97 | 369.97 | 369.97 | 369.97 | 369.97 | 369.97 | 369.97 | 369.97 | 369.97 | 369.97 | 369.97 | 369.97 | 369.97 | 369.97 | 369.97 | 369.97 | 369.97
Option 3 AT | ResourceLimit_Q8c_Solar | Resource Limits for REZ | 2057.6 | 2057.6 | 2057.6 | 2057.6 | 2057.6 | 2057.6 | 2057.6 | 2057.6 | 2057.6 | 2057.6 | 2057.6 | 2057.6 | 2057.6 | 2057.6 | 2057.6 | 2057.6 | 2057.6 | 2057.6 | 2057.6 | 2057.6 | 2057.6 | 2057.6 | 2057.6 | 2057.6
Option 3 AT | ResourceLimit_Q8c_Wind Medium | Resource Limits for REZ | 1008 | 1008 | 1008 | 1008 | 1008 | 1008 | 1008 | 1008 | 1008 | 1008 | 1008 | 1008 | 1008 | 1008 | 1008 | 1008 | 1008 | 1008 | 1008 | 1008 | 1008 | 1008 | 1008 | 1008
Option 3 AT | ResourceLimit_S3_Solar | Resource Limits for REZ | 1300 | 1300 | 1300 | 1300 | 1300 | 1300 | 1300 | 1300 | 1300 | 1300 | 1300 | 1300 | 1300 | 1300 | 1300 | 1300 | 1300 | 1300 | 1300 | 1300 | 1300 | 1300 | 1300 | 1300
Option 3 AT | ResourceLimit_S5_Solar | Resource Limits for REZ | 4923 | 4923 | 4923 | 4923 | 4923 | 4923 | 4923 | 4923 | 4923 | 4923 | 4923 | 4923 | 4923 | 4923 | 4923 | 4923 | 4923 | 4923 | 4923 | 4923 | 4923 | 5000 | 5000 | 5000
Option 3 AT | ResourceLimit_S6_Wind Medium | Resource Limits for REZ | 0 | 0 | 0 | 0 | 0 | 0 | 0 | 0 | 0 | 0 | 0 | 0 | 0 | 0 | 0 | 0 | 0 | 0 | 0 | 0 | 0 | 0 | 0 | 0
Option 3 AT | ResourceLimit_T1_Solar | Resource Limits for REZ | 300 | 300 | 300 | 300 | 300 | 300 | 300 | 300 | 300 | 300 | 300 | 300 | 300 | 300 | 300 | 300 | 300 | 300 | 300 | 300 | 300 | 300 | 300 | 300
Option 3 AT | ResourceLimit_T3_Solar | Resource Limits for REZ | 150 | 150 | -137 | -137 | -137 | -137 | -137 | -137 | -137 | -137 | -137 | -137 | -137 | -137 | -137 | -137 | -137 | -137 | -137 | -137 | -137 | -137 | -137 | -137
Option 3 AT | ResourceLimit_T3_Wind Medium | Resource Limits for REZ | 2500 | 2500 | 2500 | 2500 | 2500 | 2500 | 2500 | 2500 | 2500 | 2500 | 2500 | 2500 | 2500 | 2500 | 2500 | 2500 | 2500 | 2500 | 2500 | 2500 | 2500 | 2500 | 2500 | 2500
Option 3 AT | ResourceLimit_V1_Solar | Resource Limits for REZ | 3016 | 3016 | 3016 | 3016 | 3016 | 3016 | 3016 | 3016 | 3016 | 3016 | 3016 | 3016 | 3016 | 3016 | 3016 | 3016 | 3016 | 3016 | 3016 | 3016 | 3016 | 3016 | 3016 | 3016
Option 3 AT | ResourceLimit_V1_Wind Medium | Resource Limits for REZ | 1131 | 1131 | 1131 | 1131 | 1131 | 1131 | 1131 | 1131 | 1131 | 1131 | 1131 | 1131 | 1131 | 1131 | 1131 | 1131 | 1131 | 1131 | 1131 | 1131 | 1131 | 1131 | 1131 | 1131
Option 3 AT | ResourceLimit_V2_Wind Medium | Resource Limits for REZ | 956 | 956 | 956 | 956 | 956 | 956 | 956 | 956 | 956 | 956 | 956 | 956 | 956 | 956 | 956 | 956 | 956 | 956 | 956 | 956 | 956 | 956 | 956 | 956
Option 3 AT | ResourceLimit_V4_Solar | Resource Limits for REZ | 0 | 0 | 0 | 0 | 0 | 0 | 0 | 0 | 0 | 0 | 0 | 0 | 0 | 0 | 0 | 0 | 0 | 0 | 0 | 0 | 0 | 0 | 0 | 0
Option 3 AT | ResourceLimit_V4_Wind Medium | Resource Limits for REZ | 1604 | 1604 | 1604 | 1604 | 1604 | 1604 | 1604 | 1604 | 1604 | 1604 | 1604 | 1604 | 1604 | 1604 | 1604 | 1604 | 1604 | 1604 | 1604 | 1604 | 1604 | 1604 | 1604 | 1604
Option 3 AT | ResourceLimit_V5_Wind Medium | Resource Limits for REZ | 1599 | 1599 | 1599 | 1599 | 1599 | 1599 | 1599 | 1599 | 1599 | 1599 | 1599 | 1599 | 1599 | 1599 | 1599 | 1599 | 1599 | 1599 | 1599 | 1599 | 1599 | 1599 | 1599 | 1599
Option 3 AT | ResourceLimit_V7_Wind Medium | Resource Limits for REZ | 408 | 408 | 408 | 408 | 408 | 408 | 408 | 408 | 408 | 408 | 408 | 408 | 408 | 408 | 408 | 408 | 408 | 408 | 408 | 408 | 408 | 408 | 408 | 408
Option 3 AT | SA Firming | Policies SA | -2897.64 | -2581.14 | 318.86 | 318.86 | 564.86 | -1735.14 | -1735.14 | -1735.14 | -1735.14 | -1655.14 | -1619.24 | -1090.24 | -1090.24 | -1090.24 | -886.48 | -886.48 | -886.48 | -886.48 | -548.48 | -420.08 | -266.08 | -266.08 | -266.08 | -266.08
Option 3 AT | SESA H2 Domestic Consumption Purchaser | Subregion flexible electricity load for Domestic H2 | 0 | 0 | 0 | 0 | 55.5843 | 60.2074 | 85.722 | 113.6193 | 146.365 | 155.8126 | 168.1849 | 194.0757 | 219.73 | 244.6206 | 264.8306 | 282.6143 | 300.4471 | 315.808 | 327.0624 | 340.6493 | 353.6329 | 366.8394 | 378.7614 | 393.6264
Option 3 AT | SEV H2 Domestic Consumption Purchaser | Subregion flexible electricity load for Domestic H2 | 0 | 0 | 0 | 0 | 35.405 | 125.3037 | 284.0971 | 524.6614 | 831.4179 | 1003.7103 | 1154.0387 | 1302.4764 | 1437.1614 | 1555.8777 | 1643.6809 | 1718.2636 | 1796.0086 | 1863.5029 | 1915.2637 | 1974.1807 | 2028.2529 | 2083.6797 | 2137.416 | 2214.7157
Option 3 AT | SNSW H2 Domestic Consumption Purchaser | Subregion flexible electricity load for Domestic H2 | 0.41714 | 0.366 | 0.365 | 0.365 | 21.6393 | 74.56 | 169.8534 | 316.5593 | 516.0579 | 645.9686 | 776.1379 | 912.7607 | 1048.5929 | 1178.372 | 1285.6981 | 1380.5864 | 1475.3821 | 1558.518 | 1626.6301 | 1701.8386 | 1774.1607 | 1848.4446 | 1912.6829 | 1979.5514
Option 3 AT | SNW Firming | Policies NSW | 0 | 419 | 0 | 0 | 0 | 0 | 0 | 0 | 0 | 0 | 0 | 0 | 0 | 0 | 0 | 0 | 0 | 0 | 0 | 0 | 0 | 0 | 0 | 0
Option 3 AT | SNW H2 Domestic Consumption Purchaser | Subregion flexible electricity load for Domestic H2 | 2.92 | 2.8757 | 2.8416 | 2.8157 | 151.3707 | 521.946 | 1189.1046 | 2215.7586 | 3612.4571 | 4521.7546 | 5432.9379 | 6389.2207 | 7340.2021 | 8248.5251 | 8999.8603 | 9664.2093 | 10327.5186 | 10909.5743 | 11386.386 | 11912.8179 | 12419.2814 | 12939.164 | 13388.8054 | 13856.7557
Option 3 AT | SNW H2 Green Commodities Consumption Purchaser | Subregion flexible electricity load for Green Commodities H2 | 0 | 0 | 0 | 0 | 0 | 0 | 0 | 959.9247 | 1512.0689 | 1840.9277 | 2203.8317 | 2575.5557 | 2969.0937 | 3390.494 | 8328.3164 | 8215.3474 | 8640.3869 | 8692.7493 | 8753.2411 | 8817.4559 | 8972.352 | 10085.535 | 11118.3309 | 12039.161
Option 3 AT | SQ H2 Domestic Consumption Purchaser | Subregion flexible electricity load for Domestic H2 | 0 | 0 | 0 | 0 | 34.7793 | 117.3823 | 272.8084 | 523.7229 | 886.8979 | 1146.6866 | 1396.2134 | 1635.5129 | 1849.9243 | 2036.3086 | 2161.5056 | 2271.2907 | 2385.9529 | 2480.6097 | 2564.0963 | 2710.0207 | 2887.2021 | 3128.6437 | 3435.0286 | 3805.0729
Option 3 AT | SRET | Policies SA | 0 | 0 | 0 | 0 | 0 | 0 | 0 | 0 | 0 | 0 | 0 | 0 | 0 | 0 | 0 | 0 | 0 | 0 | 0 | 0 | 0 | 0 | 0 | 0
Option 3 AT | Shared Upgrade_CNSW-SNW Option 3 - Stage 2 | Shared REZ Upgrades | 0 | 0 | 0 | 0 | 0 | 0 | 0 | 0 | 0 | 0 | 0 | 2000 | 0 | 0 | 2000 | 0 | 0 | 0 | 0 | 0 | 0 | 0 | 0 | 0
Option 3 AT | Snowy 2.0 - Gen | Special Constraints | 5781600 | 17703360 | 26280000 | 26280000 | 26280000 | 26352000 | 26280000 | 26280000 | 26280000 | 26352000 | 26280000 | 26280000 | 26280000 | 26352000 | 26280000 | 26280000 | 26280000 | 26352000 | 26280000 | 26280000 | 26280000 | 26352000 | 26280000 | 26280000
Option 3 AT | Snowy 2.0 - Pump | Special Constraints | 5781600 | 17703360 | 26280000 | 26280000 | 26280000 | 26352000 | 26280000 | 26280000 | 26280000 | 26352000 | 26280000 | 26280000 | 26280000 | 26352000 | 26280000 | 26280000 | 26280000 | 26352000 | 26280000 | 26280000 | 26280000 | 26352000 | 26280000 | 26280000
Option 3 AT | Sys Strength Requirement - Efficient Level CNSW | System Strength Requiements- Efficient | 0 | 0 | 0 | 0 | 0 | 0 | 0 | 0 | 0 | 0 | 0 | 0 | 0 | 0 | 0 | 0 | 0 | 0 | 0 | 0 | 0 | 0 | 0 | 0
Option 3 AT | Sys Strength Requirement - Efficient Level CQ | System Strength Requiements- Efficient | 0 | 0 | 0 | 0 | 0 | 0 | 0 | 0 | 0 | 0 | 0 | 0 | 0 | 0 | 0 | 0 | 0 | 0 | 0 | 0 | 0 | 0 | 0 | 0
Option 3 AT | Sys Strength Requirement - Efficient Level CSA | System Strength Requiements- Efficient | 0 | 0 | 0 | 0 | 0 | 0 | 0 | 0 | 0 | 0 | 0 | 0 | 0 | 0 | 0 | 0 | 0 | 0 | 0 | 0 | 0 | 0 | 0 | 0
Option 3 AT | Sys Strength Requirement - Efficient Level GG | System Strength Requiements- Efficient | 0 | 0 | 0 | 0 | 0 | 0 | 0 | 0 | 0 | 0 | 0 | 0 | 0 | 0 | 0 | 0 | 0 | 0 | 0 | 0 | 0 | 0 | 0 | 0
Option 3 AT | Sys Strength Requirement - Efficient Level MEL | System Strength Requiements- Efficient | 0 | 0 | 0 | 0 | 0 | 0 | 0 | 0 | 0 | 0 | 0 | 0 | 0 | 0 | 0 | 0 | 0 | 0 | 0 | 0 | 0 | 0 | 0 | 0
Option 3 AT | Sys Strength Requirement - Efficient Level NNSW | System Strength Requiements- Efficient | 0 | 0 | 0 | 0 | 0 | 0 | 0 | 0 | 0 | 0 | 0 | 0 | 0 | 0 | 0 | 0 | 0 | 0 | 0 | 0 | 0 | 0 | 0 | 0
Option 3 AT | Sys Strength Requirement - Efficient Level NQ | System Strength Requiements- Efficient | 0 | 0 | 0 | 0 | 0 | 0 | 0 | 0 | 0 | 0 | 0 | 0 | 0 | 0 | 0 | 0 | 0 | 0 | 0 | 0 | 0 | 0 | 0 | 0
Option 3 AT | Sys Strength Requirement - Efficient Level NSA | System Strength Requiements- Efficient | 0 | 0 | 0 | 0 | 0 | 0 | 0 | 0 | 0 | 0 | 0 | 0 | 0 | 0 | 0 | 0 | 0 | 0 | 0 | 0 | 0 | 0 | 0 | 0
Option 3 AT | Sys Strength Requirement - Efficient Level SESA | System Strength Requiements- Efficient | 0 | 0 | 0 | 0 | 0 | 0 | 0 | 0 | 0 | 0 | 0 | 0 | 0 | 0 | 0 | 0 | 0 | 0 | 0 | 0 | 0 | 0 | 0 | 0
Option 3 AT | Sys Strength Requirement - Efficient Level SEV | System Strength Requiements- Efficient | 0 | 0 | 0 | 0 | 0 | 0 | 0 | 0 | 0 | 0 | 0 | 0 | 0 | 0 | 0 | 0 | 0 | 0 | 0 | 0 | 0 | 0 | 0 | 0
Option 3 AT | Sys Strength Requirement - Efficient Level SNSW | System Strength Requiements- Efficient | 0 | 0 | 0 | 0 | 0 | 0 | 0 | 0 | 0 | 0 | 0 | 0 | 0 | 0 | 0 | 0 | 0 | 0 | 0 | 0 | 0 | 0 | 0 | 0
Option 3 AT | Sys Strength Requirement - Efficient Level SNW | System Strength Requiements- Efficient | 0 | 0 | 0 | 0 | 0 | 0 | 0 | 0 | 0 | 0 | 0 | 0 | 0 | 0 | 0 | 0 | 0 | 0 | 0 | 0 | 0 | 0 | 0 | 0
Option 3 AT | Sys Strength Requirement - Efficient Level SQ | System Strength Requiements- Efficient | 0 | 0 | 0 | 0 | 0 | 0 | 0 | 0 | 0 | 0 | 0 | 0 | 0 | 0 | 0 | 0 | 0 | 0 | 0 | 0 | 0 | 0 | 0 | 0
Option 3 AT | Sys Strength Requirement - Efficient Level TAS | System Strength Requiements- Efficient | 0 | 0 | 0 | 0 | 0 | 0 | 0 | 0 | 0 | 0 | 0 | 0 | 0 | 0 | 0 | 0 | 0 | 0 | 0 | 0 | 0 | 0 | 0 | 0
Option 3 AT | Sys Strength Requirement - Efficient Level WNV | System Strength Requiements- Efficient | 0 | 0 | 0 | 0 | 0 | 0 | 0 | 0 | 0 | 0 | 0 | 0 | 0 | 0 | 0 | 0 | 0 | 0 | 0 | 0 | 0 | 0 | 0 | 0
Option 3 AT | Sys Strength Requirement - Min Fault Level CNSW | System Strength Requiements - Minimum | -3404 | -3404 | -3404 | -689 | 41 | 701 | 701 | 701 | 701 | 701 | 701 | 701 | 701 | 701 | 701 | 701 | 701 | 701 | 701 | 701 | 701 | 701 | 701 | 701
Option 3 AT | Sys Strength Requirement - Min Fault Level CQ | System Strength Requiements - Minimum | -2491 | -2491 | -2491 | -1061 | 513 | 513 | 513 | 513 | 513 | 513 | 513 | 513 | 513 | 513 | 513 | 513 | 513 | 513 | 513 | 513 | 513 | 513 | 513 | 513
Option 3 AT | Sys Strength Requirement - Min Fault Level GG | System Strength Requiements - Minimum | -1393.1 | -1393.1 | -1393.1 | 286.9 | 286.9 | 286.9 | 286.9 | 286.9 | 286.9 | 286.9 | 286.9 | 286.9 | 286.9 | 286.9 | 286.9 | 286.9 | 286.9 | 286.9 | 286.9 | 286.9 | 286.9 | 286.9 | 286.9 | 286.9
Option 3 AT | Sys Strength Requirement - Min Fault Level SEV | System Strength Requiements - Minimum | -3996.9 | -3996.9 | -2546.9 | -1386.9 | -1386.9 | -1386.9 | -1386.9 | 823.1 | 823.1 | 823.1 | 823.1 | 823.1 | 823.1 | 823.1 | 823.1 | 823.1 | 823.1 | 823.1 | 823.1 | 823.1 | 823.1 | 823.1 | 823.1 | 823.1
Option 3 AT | Sys Strength Requirement - Min Fault Level SNW | System Strength Requiements - Minimum | -3482.8 | -3482.8 | -3482.8 | 717.2 | 717.2 | 717.2 | 717.2 | 717.2 | 717.2 | 717.2 | 717.2 | 717.2 | 717.2 | 717.2 | 717.2 | 717.2 | 717.2 | 717.2 | 717.2 | 717.2 | 717.2 | 717.2 | 717.2 | 717.2
Option 3 AT | Sys Strength Requirement - Min Fault Level SQ | System Strength Requiements - Minimum | -2857.6 | -2857.6 | -2857.6 | -263.6 | 162.4 | 588.4 | 588.4 | 588.4 | 588.4 | 588.4 | 588.4 | 588.4 | 588.4 | 588.4 | 588.4 | 588.4 | 588.4 | 588.4 | 588.4 | 588.4 | 588.4 | 588.4 | 588.4 | 588.4
Option 3 AT | TAS H2 Domestic Consumption Purchaser | Subregion flexible electricity load for Domestic H2 | 0 | 0 | 0 | 0 | 150.745 | 306.7626 | 567.2557 | 837.31 | 1024.6593 | 1056.8591 | 1084.3246 | 1114.1364 | 1138.8 | 1141.0134 | 1150.858 | 1160.1786 | 1179.1064 | 1196.1231 | 1205.0077 | 1216.545 | 1223.7929 | 1230.292 | 1229.6713 | 1232.9179
Option 3 AT | TAS H2 Green Commodities Consumption Purchaser | Subregion flexible electricity load for Green Commodities H2 | 0 | 0 | 0 | 0 | 0 | 0 | 0 | 0 | 0 | 0 | 0 | 0 | 0 | 0 | 904.0274 | 1024.4257 | 1172.3687 | 1337.1386 | 1520.3471 | 1723.2841 | 1946.4191 | 2188.1997 | 2423.0451 | 2624.6277
Option 3 AT | TRET | Policies TAS | 0 | 12617 | 14039 | 15461 | 15984 | 16507 | 17032 | 17556 | 18079 | 18603 | 19126 | 19650 | 20174 | 20697 | 0 | 0 | 0 | 0 | 0 | 0 | 0 | 0 | 0 | 0
Option 3 AT | Tarraleah Max Energy Day | Hydro min release | 7300 | 7320 | 7300 | 7300 | 7300 | 7320 | 7300 | 7300 | 7300 | 7320 | 7300 | 7300 | 7300 | 7320 | 7300 | 7300 | 7300 | 7320 | 7300 | 7300 | 7300 | 7320 | 7300 | 7300
Option 3 AT | Tarraleah Min Flow | Hydro min release | 0 | 0 | 0 | 0 | 0 | 0 | 0 | 0 | 0 | 0 | 0 | 0 | 0 | 0 | 0 | 0 | 0 | 0 | 0 | 0 | 0 | 0 | 0 | 0
Option 3 AT | Tarraleah Min Gen | Hydro min release | 151.11 | 151.11 | 151.11 | 151.11 | 151.11 | 151.11 | 151.11 | 151.11 | 151.11 | 151.11 | 151.11 | 151.11 | 151.11 | 151.11 | 151.11 | 151.11 | 151.11 | 151.11 | 151.11 | 151.11 | 151.11 | 151.11 | 151.11 | 151.11
Option 3 AT | VIC Storage | Policies VIC | -2138.658 | -3226.896 | -3076.542 | -2371.058 | -1804.641 | -1264.395 | -920.105 | -485.754 | -44.064 | -6678.454 | -7046.904 | -7372.201 | -7909.286 | -8387.99 | -8874.966 | -9181.383 | -9849.864 | -10413.014 | -10980.874 | -11772.971 | -12047.079 | -11745.92 | -12700.625 | -13656.228
Option 3 AT | VOWT | Policies VIC | 0 | 0 | 0 | 0 | 0 | 2000 | 2667 | 3333 | 4000 | 5000 | 6000 | 7000 | 8000 | 9000 | 0 | 0 | 0 | 0 | 0 | 0 | 0 | 0 | 0 | 0
Option 3 AT | VRET | Policies VIC | 0 | 0 | 0 | 0 | 0 | 0 | 0 | 0 | 0 | 0 | 0 | 0 | 0 | 0 | 0 | 0 | 0 | 0 | 0 | 0 | 0 | 0 | 0 | 0
Option 3 AT | WNV H2 Domestic Consumption Purchaser | Subregion flexible electricity load for Domestic H2 | 70.7579 | 69.8803 | 68.7497 | 67.89 | 318.4364 | 1127.8374 | 2556.9527 | 4721.8486 | 7482.7607 | 9033.4443 | 10386.3493 | 11722.2879 | 12934.4529 | 14002.8986 | 14792.9709 | 15464.5286 | 16163.8686 | 16771.5003 | 17237.2963 | 17767.6786 | 18254.1714 | 18752.9606 | 19236.822 | 19932.3371
Option 3 AT | WNV H2 Green Commodities Consumption Purchaser | Subregion flexible electricity load for Green Commodities H2 | 0 | 0 | 0 | 0 | 0 | 0 | 0 | 0 | 0 | 0 | 848.0139 | 991.6893 | 1141.4539 | 1305.8807 | 1486.3113 | 1684.2663 | 1927.4801 | 2198.4096 | 2499.6274 | 2833.2819 | 3200.1269 | 3597.6463 | 3983.7671 | 4315.1771
Option 3 AT | Wayatinah Min Gen | Hydro min release | 24.09 | 24.09 | 24.09 | 24.09 | 24.09 | 24.09 | 24.09 | 24.09 | 24.09 | 24.09 | 24.09 | 24.09 | 24.09 | 24.09 | 24.09 | 24.09 | 24.09 | 24.09 | 24.09 | 24.09 | 24.09 | 24.09 | 24.09 | 24.09
Option 4 AT | 2030 Emissions Budget 1 | Emissions DLT | 69603.1022 | 69793.7956 | 69603.1022 | 69603.1022 | 69603.1022 | 69793.7956 | 69634.8699 | 69634.8699 | 69634.8699 | 69825.6504 | 69634.8699 | 69634.8699 | 69603.1022 | 69793.7956 | 69603.1022 | 69603.1022 | 69603.1022 | 69793.7956 | 69634.8699 | 69634.8699 | 69634.8699 | 69825.6504 | 69634.8699 | 69634.8699
Option 4 AT | 2035 Emissions Target | Emissions DLT | 1313.9667 | 1317.5666 | 1313.9667 | 1313.9667 | 1313.9667 | 1317.5666 | 1314.5664 | 1314.5664 | 1314.5664 | 1318.168 | 1314.5664 | 1314.5664 | 1313.9667 | 1317.5666 | 1313.9667 | 1313.9667 | 1313.9667 | 1317.5666 | 1314.5664 | 1314.5664 | 1314.5664 | 1318.168 | 1314.5664 | 1314.5664
Option 4 AT | 2050 Emissions Budget 1 | Emissions DLT | 41647.0129 | 41761.1143 | 41647.0129 | 41647.0129 | 41647.0129 | 41761.1143 | 41666.0211 | 41666.0211 | 41666.0211 | 41780.1746 | 41666.0211 | 41666.0211 | 41647.0129 | 41761.1143 | 41647.0129 | 41647.0129 | 41647.0129 | 41761.1143 | 41666.0211 | 41666.0211 | 41666.0211 | 41780.1746 | 41666.0211 | 41666.0211
Option 4 AT | 2050 Emissions Budget 2 | Emissions DLT | 5175.6134 | 5189.7932 | 5175.6134 | 5175.6134 | 5175.6134 | 5189.7932 | 5177.9756 | 5177.9756 | 5177.9756 | 5192.1619 | 5177.9756 | 5177.9756 | 5175.6134 | 5189.7932 | 5175.6134 | 5175.6134 | 5175.6134 | 5189.7932 | 5177.9756 | 5177.9756 | 5177.9756 | 5192.1619 | 5177.9756 | 5177.9756
Option 4 AT | 2050 Emissions Budget 3 | Emissions DLT | 1102.0635 | 1105.0829 | 1102.0635 | 1102.0635 | 1102.0635 | 1105.0829 | 1102.5665 | 1102.5665 | 1102.5665 | 1105.5873 | 1102.5665 | 1102.5665 | 1102.0635 | 1105.0829 | 1102.0635 | 1102.0635 | 1102.0635 | 1105.0829 | 1102.5665 | 1102.5665 | 1102.5665 | 1105.5873 | 1102.5665 | 1102.5665
Option 4 AT | 2050 Emissions Budget 4 | Emissions DLT | 2529.2319 | 2536.1613 | 2529.2319 | 2529.2319 | 2529.2319 | 2536.1613 | 2530.3862 | 2530.3862 | 2530.3862 | 2537.3188 | 2530.3862 | 2530.3862 | 2529.2319 | 2536.1613 | 2529.2319 | 2529.2319 | 2529.2319 | 2536.1613 | 2530.3862 | 2530.3862 | 2530.3862 | 2537.3188 | 2530.3862 | 2530.3862
Option 4 AT | 2050 Emissions Budget NSW 1 | Emissions DLT | 24777.3723 | 24845.2555 | 24777.3723 | 24777.3723 | 24777.3723 | 24845.2555 | 24788.681 | 24788.681 | 24788.681 | 24856.5952 | 24788.681 | 24788.681 | 24777.3723 | 24845.2555 | 24777.3723 | 24777.3723 | 24777.3723 | 24845.2555 | 24788.681 | 24788.681 | 24788.681 | 24856.5952 | 24788.681 | 24788.681
Option 4 AT | 2050 Emissions Budget NSW 2 | Emissions DLT | 11389.5985 | 11420.8029 | 11389.5985 | 11389.5985 | 11389.5985 | 11420.8029 | 11394.7969 | 11394.7969 | 11394.7969 | 11426.0155 | 11394.7969 | 11394.7969 | 11389.5985 | 11420.8029 | 11389.5985 | 11389.5985 | 11389.5985 | 11420.8029 | 11394.7969 | 11394.7969 | 11394.7969 | 11426.0155 | 11394.7969 | 11394.7969
Option 4 AT | 2050 Emissions Budget NSW 3 | Emissions DLT | 11389.5985 | 11420.8029 | 11389.5985 | 11389.5985 | 11389.5985 | 11420.8029 | 11394.7969 | 11394.7969 | 11394.7969 | 11426.0155 | 11394.7969 | 11394.7969 | 11389.5985 | 11420.8029 | 11389.5985 | 11389.5985 | 11389.5985 | 11420.8029 | 11394.7969 | 11394.7969 | 11394.7969 | 11426.0155 | 11394.7969 | 11394.7969
Option 4 AT | 2050 Emissions Budget NSW 4 | Emissions DLT | 11389.5985 | 11420.8029 | 11389.5985 | 11389.5985 | 11389.5985 | 11420.8029 | 11394.7969 | 11394.7969 | 11394.7969 | 11426.0155 | 11394.7969 | 11394.7969 | 11389.5985 | 11420.8029 | 11389.5985 | 11389.5985 | 11389.5985 | 11420.8029 | 11394.7969 | 11394.7969 | 11394.7969 | 11426.0155 | 11394.7969 | 11394.7969
Option 4 AT | 2050 Emissions Budget QLD 1 | Emissions DLT | 33269.6168 | 33360.7664 | 33269.6168 | 33269.6168 | 33269.6168 | 33360.7664 | 33284.8015 | 33284.8015 | 33284.8015 | 33375.9927 | 33284.8015 | 33284.8015 | 33269.6168 | 33360.7664 | 33269.6168 | 33269.6168 | 33269.6168 | 33360.7664 | 33284.8015 | 33284.8015 | 33284.8015 | 33375.9927 | 33284.8015 | 33284.8015
Option 4 AT | 2050 Emissions Budget QLD 2 | Emissions DLT | 12388.6861 | 12422.6277 | 12388.6861 | 12388.6861 | 12388.6861 | 12422.6277 | 12394.3405 | 12394.3405 | 12394.3405 | 12428.2976 | 12394.3405 | 12394.3405 | 12388.6861 | 12422.6277 | 12388.6861 | 12388.6861 | 12388.6861 | 12422.6277 | 12394.3405 | 12394.3405 | 12394.3405 | 12428.2976 | 12394.3405 | 12394.3405
Option 4 AT | 2050 Emissions Budget QLD 3 | Emissions DLT | 12388.6861 | 12422.6277 | 12388.6861 | 12388.6861 | 12388.6861 | 12422.6277 | 12394.3405 | 12394.3405 | 12394.3405 | 12428.2976 | 12394.3405 | 12394.3405 | 12388.6861 | 12422.6277 | 12388.6861 | 12388.6861 | 12388.6861 | 12422.6277 | 12394.3405 | 12394.3405 | 12394.3405 | 12428.2976 | 12394.3405 | 12394.3405
Option 4 AT | 2050 Emissions Budget QLD 4 | Emissions DLT | 12388.6861 | 12422.6277 | 12388.6861 | 12388.6861 | 12388.6861 | 12422.6277 | 12394.3405 | 12394.3405 | 12394.3405 | 12428.2976 | 12394.3405 | 12394.3405 | 12388.6861 | 12422.6277 | 12388.6861 | 12388.6861 | 12388.6861 | 12422.6277 | 12394.3405 | 12394.3405 | 12394.3405 | 12428.2976 | 12394.3405 | 12394.3405
Option 4 AT | 2050 Emissions Budget SA 1 | Emissions DLT | 1415.3741 | 1419.2518 | 1415.3741 | 1415.3741 | 1415.3741 | 1419.2518 | 1416.0201 | 1416.0201 | 1416.0201 | 1419.8996 | 1416.0201 | 1416.0201 | 1415.3741 | 1419.2518 | 1415.3741 | 1415.3741 | 1415.3741 | 1419.2518 | 1416.0201 | 1416.0201 | 1416.0201 | 1419.8996 | 1416.0201 | 1416.0201
Option 4 AT | 2050 Emissions Budget SA 2 | Emissions DLT | 749.3157 | 751.3686 | 749.3157 | 749.3157 | 749.3157 | 751.3686 | 749.6577 | 749.6577 | 749.6577 | 751.7115 | 749.6577 | 749.6577 | 749.3157 | 751.3686 | 749.3157 | 749.3157 | 749.3157 | 751.3686 | 749.6577 | 749.6577 | 749.6577 | 751.7115 | 749.6577 | 749.6577
Option 4 AT | 2050 Emissions Budget SA 3 | Emissions DLT | 749.3157 | 751.3686 | 749.3157 | 749.3157 | 749.3157 | 751.3686 | 749.6577 | 749.6577 | 749.6577 | 751.7115 | 749.6577 | 749.6577 | 749.3157 | 751.3686 | 749.3157 | 749.3157 | 749.3157 | 751.3686 | 749.6577 | 749.6577 | 749.6577 | 751.7115 | 749.6577 | 749.6577
Option 4 AT | 2050 Emissions Budget SA 4 | Emissions DLT | 749.3157 | 751.3686 | 749.3157 | 749.3157 | 749.3157 | 751.3686 | 749.6577 | 749.6577 | 749.6577 | 751.7115 | 749.6577 | 749.6577 | 749.3157 | 751.3686 | 749.3157 | 749.3157 | 749.3157 | 751.3686 | 749.6577 | 749.6577 | 749.6577 | 751.7115 | 749.6577 | 749.6577
Option 4 AT | 2050 Emissions Budget VIC 1 | Emissions DLT | 22795.8485 | 22858.3029 | 22795.8485 | 22795.8485 | 22795.8485 | 22858.3029 | 22806.2529 | 22806.2529 | 22806.2529 | 22868.7357 | 22806.2529 | 22806.2529 | 22795.8485 | 22858.3029 | 22795.8485 | 22795.8485 | 22795.8485 | 22858.3029 | 22806.2529 | 22806.2529 | 22806.2529 | 22868.7357 | 22806.2529 | 22806.2529
Option 4 AT | 2050 Emissions Budget VIC 2 | Emissions DLT | 6943.6588 | 6962.6825 | 6943.6588 | 6943.6588 | 6943.6588 | 6962.6825 | 6946.8279 | 6946.8279 | 6946.8279 | 6965.8603 | 6946.8279 | 6946.8279 | 6943.6588 | 6962.6825 | 6943.6588 | 6943.6588 | 6943.6588 | 6962.6825 | 6946.8279 | 6946.8279 | 6946.8279 | 6965.8603 | 6946.8279 | 6946.8279
Option 4 AT | 2050 Emissions Budget VIC 3 | Emissions DLT | 6943.6588 | 6962.6825 | 6943.6588 | 6943.6588 | 6943.6588 | 6962.6825 | 6946.8279 | 6946.8279 | 6946.8279 | 6965.8603 | 6946.8279 | 6946.8279 | 6943.6588 | 6962.6825 | 6943.6588 | 6943.6588 | 6943.6588 | 6962.6825 | 6946.8279 | 6946.8279 | 6946.8279 | 6965.8603 | 6946.8279 | 6946.8279
Option 4 AT | 2050 Emissions Budget VIC 4 | Emissions DLT | 6943.6588 | 6962.6825 | 6943.6588 | 6943.6588 | 6943.6588 | 6962.6825 | 6946.8279 | 6946.8279 | 6946.8279 | 6965.8603 | 6946.8279 | 6946.8279 | 6943.6588 | 6962.6825 | 6943.6588 | 6943.6588 | 6943.6588 | 6962.6825 | 6946.8279 | 6946.8279 | 6946.8279 | 6965.8603 | 6946.8279 | 6946.8279
Option 4 AT | Basslink Daily Energy Limit | Special Constraints | -287.568 | -288.408 | -287.568 | -287.568 | -287.568 | -288.408 | -287.568 | -287.568 | -287.568 | -288.408 | -287.568 | -287.568 | -287.568 | -288.408 | -287.568 | -287.568 | -287.568 | -288.408 | -287.568 | -287.568 | -287.568 | -288.408 | -287.568 | -287.568
Option 4 AT | Borumba - Gen | Special Constraints | 0 | 0 | 0 | 0 | 0 | 0 | 0 | 0 | 0 | 15336000 | 26280000 | 26280000 | 26280000 | 26352000 | 26280000 | 26280000 | 26280000 | 26352000 | 26280000 | 26280000 | 26280000 | 26352000 | 26280000 | 26280000
Option 4 AT | Borumba - Pump | Special Constraints | 0 | 0 | 0 | 0 | 0 | 0 | 0 | 0 | 0 | 15336000 | 26280000 | 26280000 | 26280000 | 26352000 | 26280000 | 26280000 | 26280000 | 26352000 | 26280000 | 26280000 | 26280000 | 26352000 | 26280000 | 26280000
Option 4 AT | CIS Dispatchable NSW | Policies NEM | -1231.12 | -631.96 | -431.96 | -1241.96 | -2541.96 | -2741.96 | -2741.96 | -2783.18 | -2741.96 | -2741.96 | -2741.96 | -2741.96 | -2741.96 | -2741.96 | -2750.69 | -2750.69 | -2709.47 | -2750.69 | -2709.47 | -2709.47 | -1925.69 | -1624.85 | -1583.63 | -1583.63
Option 4 AT | CIS Dispatchable SA | Policies NEM | -30 | 788 | 788 | 788 | -461 | -461 | -461 | -205 | -461 | -461 | -461 | -205 | -461 | -461 | -461 | -461 | -461 | -461 | -205 | -461 | -431 | 0 | 0 | 0
Option 4 AT | CIS Dispatchable VIC | Policies NEM | 0 | 1220 | 1271.79 | 1271.79 | -428.21 | -428.21 | -435.41 | -428.21 | -428.21 | -428.21 | -428.21 | -435.41 | -428.21 | -428.21 | -435.41 | -435.41 | -435.41 | -435.41 | -435.41 | -428.21 | -435.41 | 0 | 0 | 0
Option 4 AT | CIS Gen NSW | Policies NEM | -4646.44 | 1715.47 | 7931.07 | 14075.07 | -8779.93 | -9539.57 | -9539.57 | -9539.57 | -9539.57 | -9539.57 | -9539.57 | -9539.57 | -9539.57 | -9539.57 | -9539.57 | -9539.57 | -9539.57 | -9539.57 | -9539.57 | -9302.56 | -8998.86 | -8966.46 | -8583 | -8583
Option 4 AT | CIS Gen SA | Policies NEM | 0 | 20.36 | 621.16 | 509.16 | -690.84 | -690.84 | -690.84 | -690.84 | -690.84 | -690.84 | -690.84 | -690.84 | -690.84 | -690.84 | -690.84 | -690.84 | -690.84 | -690.84 | -690.84 | -690.84 | -690.84 | -690.84 | -690.84 | -690.84
Option 4 AT | CIS Gen TAS | Policies NEM | 0 | 0 | 750 | 1200 | 0 | 0 | 0 | 0 | 0 | 0 | 0 | 0 | 0 | 0 | 0 | 0 | 0 | 0 | 0 | 0 | 0 | 0 | 0 | 0
Option 4 AT | CIS Gen VIC - Solar | Policies NEM | 0 | 669 | 555.93 | 555.93 | -944.07 | -944.07 | -944.07 | -944.07 | -944.07 | -944.07 | -944.07 | -944.07 | -944.07 | -944.07 | -944.07 | -944.07 | -944.07 | -944.07 | -944.07 | -944.07 | -944.07 | -944.07 | -944.07 | -944.07
Option 4 AT | CIS Gen VIC - Wind | Policies NEM | 0 | 0 | 1922 | 3500 | -600 | -600 | -600 | -600 | -600 | -600 | -600 | -600 | -600 | -600 | -600 | -600 | -600 | -600 | -600 | -600 | -600 | -600 | -600 | -600
Option 4 AT | CIS Total Dispatchable | Policies NEM | -1261.12 | 3076.04 | 5550.83 | 7262.83 | -3731.17 | -3931.17 | -3938.37 | -3716.39 | -3931.17 | -3931.17 | -3931.17 | -3682.37 | -3931.17 | -3931.17 | -3947.1 | -3947.1 | -3905.88 | -3947.1 | -3649.88 | -3898.68 | -3092.1 | -1774.85 | -1583.63 | -1583.63
Option 4 AT | CNSW H2 Domestic Consumption Purchaser | Subregion flexible electricity load for Domestic H2 | 0 | 0 | 0 | 0 | 21.6393 | 74.56 | 169.8534 | 316.5593 | 516.0579 | 645.9686 | 776.1379 | 912.7607 | 1048.5929 | 1178.372 | 1285.6981 | 1380.5864 | 1475.3821 | 1558.518 | 1626.6301 | 1701.8386 | 1774.1607 | 1848.4446 | 1912.6829 | 1979.5514
Option 4 AT | CQ H2 Domestic Consumption Purchaser | Subregion flexible electricity load for Domestic H2 | 170.455 | 168.3874 | 165.6299 | 163.6243 | 166.3879 | 176.2043 | 195.8201 | 229.7414 | 279.5379 | 314.7623 | 347.9454 | 380.33 | 408.9564 | 436.3537 | 463.1799 | 486.7014 | 511.2607 | 531.5406 | 549.4491 | 580.715 | 618.675 | 670.4386 | 736.0663 | 815.3579
Option 4 AT | CSA H2 Domestic Consumption Purchaser | Subregion flexible electricity load for Domestic H2 | 7.3521 | 7.2677 | 7.1436 | 7.0393 | 74.9293 | 150.5317 | 214.3309 | 284.0221 | 365.8343 | 389.5577 | 420.4231 | 485.2414 | 549.2729 | 611.5906 | 662.0506 | 706.5357 | 751.1179 | 789.5463 | 817.669 | 851.545 | 884.1343 | 917.0983 | 946.8514 | 983.9879
Option 4 AT | Catagunya Min Gen | Hydro min release | 17.52 | 17.52 | 17.52 | 17.52 | 17.52 | 17.52 | 17.52 | 17.52 | 17.52 | 17.52 | 17.52 | 17.52 | 17.52 | 17.52 | 17.52 | 17.52 | 17.52 | 17.52 | 17.52 | 17.52 | 17.52 | 17.52 | 17.52 | 17.52
Option 4 AT | Combined Marinus Export | Special Constraints | 11773440 | 11805696 | 11773440 | 11773440 | 11773440 | 11805696 | 11773440 | 11773440 | 15589440 | 18393696 | 18343440 | 18343440 | 18343440 | 18393696 | 18343440 | 18343440 | 18343440 | 18393696 | 18343440 | 18343440 | 18343440 | 18393696 | 18343440 | 18343440
Option 4 AT | Combined Marinus Import | Special Constraints | 8567280 | 8590752 | 8567280 | 8567280 | 8567280 | 8590752 | 8567280 | 8567280 | 12383280 | 15178752 | 15137280 | 15137280 | 15137280 | 15178752 | 15137280 | 15137280 | 15137280 | 15178752 | 15137280 | 15137280 | 15137280 | 15178752 | 15137280 | 15137280
Option 4 AT | Constraint on Pipeline from Storage to GTs CNSW | Constraints to make diesel to come exclusively from storage | 0 | 0 | 0 | 0 | 0 | 0 | 0 | 0 | 0 | 0 | 0 | 0 | 0 | 0 | 0 | 0 | 0 | 0 | 0 | 0 | 0 | 0 | 0 | 0
Option 4 AT | Constraint on Pipeline from Storage to GTs CQ | Constraints to make diesel to come exclusively from storage | 0 | 0 | 0 | 0 | 0 | 0 | 0 | 0 | 0 | 0 | 0 | 0 | 0 | 0 | 0 | 0 | 0 | 0 | 0 | 0 | 0 | 0 | 0 | 0
Option 4 AT | Constraint on Pipeline from Storage to GTs CSA | Constraints to make diesel to come exclusively from storage | 0 | 0 | 0 | 0 | 0 | 0 | 0 | 0 | 0 | 0 | 0 | 0 | 0 | 0 | 0 | 0 | 0 | 0 | 0 | 0 | 0 | 0 | 0 | 0
Option 4 AT | Constraint on Pipeline from Storage to GTs GG | Constraints to make diesel to come exclusively from storage | 0 | 0 | 0 | 0 | 0 | 0 | 0 | 0 | 0 | 0 | 0 | 0 | 0 | 0 | 0 | 0 | 0 | 0 | 0 | 0 | 0 | 0 | 0 | 0
Option 4 AT | Constraint on Pipeline from Storage to GTs MEL | Constraints to make diesel to come exclusively from storage | 0 | 0 | 0 | 0 | 0 | 0 | 0 | 0 | 0 | 0 | 0 | 0 | 0 | 0 | 0 | 0 | 0 | 0 | 0 | 0 | 0 | 0 | 0 | 0
Option 4 AT | Constraint on Pipeline from Storage to GTs NNSW | Constraints to make diesel to come exclusively from storage | 0 | 0 | 0 | 0 | 0 | 0 | 0 | 0 | 0 | 0 | 0 | 0 | 0 | 0 | 0 | 0 | 0 | 0 | 0 | 0 | 0 | 0 | 0 | 0
Option 4 AT | Constraint on Pipeline from Storage to GTs NQ | Constraints to make diesel to come exclusively from storage | 0 | 0 | 0 | 0 | 0 | 0 | 0 | 0 | 0 | 0 | 0 | 0 | 0 | 0 | 0 | 0 | 0 | 0 | 0 | 0 | 0 | 0 | 0 | 0
Option 4 AT | Constraint on Pipeline from Storage to GTs NSA | Constraints to make diesel to come exclusively from storage | 0 | 0 | 0 | 0 | 0 | 0 | 0 | 0 | 0 | 0 | 0 | 0 | 0 | 0 | 0 | 0 | 0 | 0 | 0 | 0 | 0 | 0 | 0 | 0
Option 4 AT | Constraint on Pipeline from Storage to GTs SESA | Constraints to make diesel to come exclusively from storage | 0 | 0 | 0 | 0 | 0 | 0 | 0 | 0 | 0 | 0 | 0 | 0 | 0 | 0 | 0 | 0 | 0 | 0 | 0 | 0 | 0 | 0 | 0 | 0
Option 4 AT | Constraint on Pipeline from Storage to GTs SEV | Constraints to make diesel to come exclusively from storage | 0 | 0 | 0 | 0 | 0 | 0 | 0 | 0 | 0 | 0 | 0 | 0 | 0 | 0 | 0 | 0 | 0 | 0 | 0 | 0 | 0 | 0 | 0 | 0
Option 4 AT | Constraint on Pipeline from Storage to GTs SNSW | Constraints to make diesel to come exclusively from storage | 0 | 0 | 0 | 0 | 0 | 0 | 0 | 0 | 0 | 0 | 0 | 0 | 0 | 0 | 0 | 0 | 0 | 0 | 0 | 0 | 0 | 0 | 0 | 0
Option 4 AT | Constraint on Pipeline from Storage to GTs SNW | Constraints to make diesel to come exclusively from storage | 0 | 0 | 0 | 0 | 0 | 0 | 0 | 0 | 0 | 0 | 0 | 0 | 0 | 0 | 0 | 0 | 0 | 0 | 0 | 0 | 0 | 0 | 0 | 0
Option 4 AT | Constraint on Pipeline from Storage to GTs SQ | Constraints to make diesel to come exclusively from storage | 0 | 0 | 0 | 0 | 0 | 0 | 0 | 0 | 0 | 0 | 0 | 0 | 0 | 0 | 0 | 0 | 0 | 0 | 0 | 0 | 0 | 0 | 0 | 0
Option 4 AT | Constraint on Pipeline from Storage to GTs TAS | Constraints to make diesel to come exclusively from storage | 0 | 0 | 0 | 0 | 0 | 0 | 0 | 0 | 0 | 0 | 0 | 0 | 0 | 0 | 0 | 0 | 0 | 0 | 0 | 0 | 0 | 0 | 0 | 0
Option 4 AT | Constraint on Pipeline from Storage to GTs WNV | Constraints to make diesel to come exclusively from storage | 0 | 0 | 0 | 0 | 0 | 0 | 0 | 0 | 0 | 0 | 0 | 0 | 0 | 0 | 0 | 0 | 0 | 0 | 0 | 0 | 0 | 0 | 0 | 0
Option 4 AT | Constraint on Pipeline from Storage to GTs WOO | Constraints to make diesel to come exclusively from storage | 0 | 0 | 0 | 0 | 0 | 0 | 0 | 0 | 0 | 0 | 0 | 0 | 0 | 0 | 0 | 0 | 0 | 0 | 0 | 0 | 0 | 0 | 0 | 0
Option 4 AT | DNSP Thermal Limit on CER CNSW Area1 | DNSP Thermal Limit on CER | 966765.5 | 1111066.5 | 1291997 | 1404969 | 1505359 | 1687557 | 1677144.5 | 1968955 | 2116592.5 | 2185551 | 2251896 | 2354350.5 | 2562631.5 | 2884695 | 2937616 | 2898403.5 | 2804333.5 | 3040364.5 | 3283152 | 3423131 | 3551033.5 | 3992237 | 3842308.5 | 4421880.5
Option 4 AT | DNSP Thermal Limit on CER CQ Area1 | DNSP Thermal Limit on CER | 1255639.5 | 1480245 | 1685951.5 | 1888234.5 | 1918878.5 | 2048443 | 2244890.5 | 2505941 | 2669901.5 | 2827619 | 2889201.5 | 2971337.5 | 3194993.5 | 3574744.5 | 3866236.5 | 3532926 | 3541346.5 | 4033492.5 | 4421163.5 | 4860759 | 5025203 | 5108078.5 | 5565989.5 | 5849909.5
Option 4 AT | DNSP Thermal Limit on CER CSA Area1 | DNSP Thermal Limit on CER | 4256945 | 4752734.5 | 5166168.5 | 5452126.5 | 6068007.5 | 6550092.5 | 6961602.5 | 7584269.5 | 8591169 | 9576661.5 | 11026344.5 | 11846516.5 | 13217969.5 | 14711141.5 | 15958573 | 17262283.5 | 18181881.5 | 19728999 | 21019756 | 21192770.5 | 21531591 | 22059301.5 | 21824051.5 | 22010431
Option 4 AT | DNSP Thermal Limit on CER GG Area1 | DNSP Thermal Limit on CER | 159004.5 | 188683 | 212647.5 | 248913 | 255920.5 | 276794 | 303696.5 | 317853.5 | 344032.5 | 357666 | 364736 | 372796.5 | 401731 | 448240.5 | 488479 | 500195.5 | 440253.5 | 525309 | 571241.5 | 649884 | 739838 | 769106 | 820954 | 832385.5
Option 4 AT | DNSP Thermal Limit on CER MEL Area1 | DNSP Thermal Limit on CER | 913676 | 1096631.5 | 1280969.5 | 1288844.5 | 1531598 | 1652859.5 | 1795201.5 | 1969809.5 | 2088821 | 2118945.5 | 2232612.5 | 2385419 | 2618876 | 2849518 | 2964042.5 | 3015267 | 2869514 | 3181642 | 3503216.5 | 3402059 | 3832716 | 3983813.5 | 4224145.5 | 4572474
Option 4 AT | DNSP Thermal Limit on CER MEL Area2 | DNSP Thermal Limit on CER | 4142105.5 | 5020523 | 5907202.5 | 5948970.5 | 7119581 | 7696360 | 8372854.5 | 9204694.5 | 9727973.5 | 9835137 | 10412820 | 11139344.5 | 12302313.5 | 13426405 | 14073247 | 14384622.5 | 13551965 | 15073415 | 16808290.5 | 16294362 | 18523148 | 19397623.5 | 20515647 | 22238295.5
Option 4 AT | DNSP Thermal Limit on CER NNSW Area1 | DNSP Thermal Limit on CER | 2325519.5 | 2624469.5 | 3062558 | 3290936 | 3577864.5 | 3986496.5 | 4039020.5 | 4737479.5 | 4870107 | 5126790 | 5308550.5 | 5459255 | 5965281 | 6460945 | 6837968.5 | 6731336.5 | 6601718.5 | 6848142.5 | 7348837 | 7672017.5 | 8021678 | 8895620 | 8624866.5 | 10053486
Option 4 AT | DNSP Thermal Limit on CER NQ Area1 | DNSP Thermal Limit on CER | 2044892 | 2354981.5 | 2618617 | 2965590.5 | 3083395 | 3294090 | 3534765.5 | 3839393.5 | 4029891.5 | 4353057.5 | 4266395.5 | 4418887.5 | 4761818 | 5302921 | 6044694.5 | 5877979 | 5674595 | 6453826.5 | 7166544 | 7581358 | 8064792.5 | 8501909.5 | 8890524 | 8824932
Option 4 AT | DNSP Thermal Limit on CER NSA Area1 | DNSP Thermal Limit on CER | 170290 | 195339 | 229429 | 254277 | 269478.5 | 279263.5 | 303344.5 | 332247.5 | 391460 | 452689.5 | 457736.5 | 563474 | 604455.5 | 648304.5 | 688922.5 | 724702 | 784022 | 871307 | 938558 | 989962 | 1029930 | 1060210 | 1109650 | 1191045.5
Option 4 AT | DNSP Thermal Limit on CER SESA Area1 | DNSP Thermal Limit on CER | 201784 | 243171.5 | 279506 | 301519.5 | 334755.5 | 359084.5 | 390986.5 | 426417 | 482333.5 | 543492.5 | 576412 | 706695 | 781089.5 | 845950 | 903352.5 | 959615 | 1038181 | 1163093 | 1247433 | 1280351.5 | 1312607.5 | 1330610 | 1373171.5 | 1476851
Option 4 AT | DNSP Thermal Limit on CER SEV Area1 | DNSP Thermal Limit on CER | 894968 | 1146237 | 1407123.5 | 1469681 | 1716976 | 1889987 | 2138663 | 2426012 | 2503710 | 2649200 | 2843616.5 | 2918396.5 | 3159504.5 | 3470906.5 | 3596666 | 3755766 | 3672708 | 3959961 | 4291041.5 | 4265151.5 | 4623910.5 | 4837742.5 | 5039982.5 | 5354967
Option 4 AT | DNSP Thermal Limit on CER SNSW Area1 | DNSP Thermal Limit on CER | 1182239 | 1323835 | 1528394.5 | 1641147 | 1775920.5 | 1977037 | 1970364.5 | 2289455.5 | 2350090.5 | 2412024 | 2467193.5 | 2593781 | 2852109.5 | 3130939.5 | 3336416 | 3305287.5 | 3270163 | 3464236 | 3769767.5 | 3854195.5 | 4057163 | 4416906 | 4324617 | 4943844
Option 4 AT | DNSP Thermal Limit on CER SNSW Area2 | DNSP Thermal Limit on CER | 1041443 | 1166872 | 1358825 | 1452964 | 1566060 | 1745304.5 | 1731423 | 2037647.5 | 2087810.5 | 2160049 | 2172820.5 | 2270946 | 2510525.5 | 2826333 | 2980563 | 2895428.5 | 2912633.5 | 3061219.5 | 3298062.5 | 3360450.5 | 3486761.5 | 3868034.5 | 3751857.5 | 4407063
Option 4 AT | DNSP Thermal Limit on CER SNW Area1 | DNSP Thermal Limit on CER | 4486985.5 | 5207399.5 | 6147008 | 6877088.5 | 7351739 | 8330753 | 8499447 | 9948545.5 | 10421162 | 10834137.5 | 11351377 | 11846915.5 | 13245645 | 14525245.5 | 15840703 | 15597276 | 14875571 | 16401333 | 18148114.5 | 19429810.5 | 19929711.5 | 21633721.5 | 21369527.5 | 24173593.5
Option 4 AT | DNSP Thermal Limit on CER SNW Area2 | DNSP Thermal Limit on CER | 4852221.5 | 5520953.5 | 6390511 | 7048356 | 7414077 | 8303530 | 8317649.5 | 9654937.5 | 9994830.5 | 10208064.5 | 10577656 | 10935769.5 | 12169684 | 13296927.5 | 14369849.5 | 14015071.5 | 13316859 | 14575497.5 | 16090062.5 | 17152867.5 | 17473117 | 18972428.5 | 18586564 | 21026242
Option 4 AT | DNSP Thermal Limit on CER SQ Area1 | DNSP Thermal Limit on CER | 10052872 | 11793940.5 | 13451700.5 | 14825323.5 | 15536047 | 16508638 | 17798831.5 | 18912368 | 19807934.5 | 21188927.5 | 21211171.5 | 21796574 | 23660690.5 | 25847945.5 | 27663480.5 | 28291903.5 | 25777207 | 28751075.5 | 31867042 | 33796487.5 | 35377258 | 36798760 | 38943094 | 40766427
Option 4 AT | DNSP Thermal Limit on CER TAS Area1 | DNSP Thermal Limit on CER | 587916.5 | 689719.5 | 798833 | 838917.5 | 999601 | 1128012.5 | 1237917 | 1386869 | 1475298.5 | 1543283.5 | 1669408.5 | 1771689.5 | 1960768.5 | 2177936 | 2337174.5 | 2386075.5 | 2396939.5 | 2820513.5 | 3029353 | 3047080 | 3438117 | 3776838 | 3808102.5 | 4076279.5
Option 4 AT | DNSP Thermal Limit on CER WNV Area1 | DNSP Thermal Limit on CER | 399542.5 | 478731.5 | 558123.5 | 583763 | 714628 | 766945 | 824846.5 | 904176.5 | 977174.5 | 1005859.5 | 1065498.5 | 1123497.5 | 1246472.5 | 1348919.5 | 1388325 | 1448401 | 1313920.5 | 1464497 | 1595167.5 | 1628394.5 | 1872550.5 | 1930232.5 | 2022411.5 | 2178849
Option 4 AT | DNSP Thermal Limit on CER WNV Area2 | DNSP Thermal Limit on CER | 1574485.5 | 1921734 | 2273887 | 2390889 | 2913951 | 3162139 | 3493669 | 3919461 | 4154697.5 | 4335680 | 4692169 | 4807969.5 | 5309666 | 5858386 | 6071729 | 6385619 | 5772196.5 | 6217387 | 6822739.5 | 6906310.5 | 7861138.5 | 8221640.5 | 8542509.5 | 9175274.5
Option 4 AT | DNSP Thermal Limit on Distributed Resources CNSW Area1 | DNSP Thermal Limit on Distributed Resources | 5676480 | 5692032 | 5676480 | 5676480 | 5676480 | 5692032 | 5676480 | 5676480 | 5676480 | 5692032 | 5676480 | 5676480 | 5676480 | 5692032 | 5676480 | 5676480 | 5676480 | 5692032 | 5676480 | 5676480 | 5676480 | 5692032 | 5676480 | 5676480
Option 4 AT | DNSP Thermal Limit on Distributed Resources CQ Area1 | DNSP Thermal Limit on Distributed Resources | 8979000 | 9003600 | 8979000 | 8979000 | 8979000 | 9003600 | 8979000 | 8979000 | 8979000 | 9003600 | 8979000 | 8979000 | 8979000 | 9003600 | 8979000 | 8979000 | 8979000 | 9003600 | 8979000 | 8979000 | 8979000 | 9003600 | 8979000 | 8979000
Option 4 AT | DNSP Thermal Limit on Distributed Resources CSA Area1 | DNSP Thermal Limit on Distributed Resources | 65174400 | 65352960 | 65174400 | 65174400 | 65174400 | 65352960 | 65174400 | 65174400 | 65174400 | 65352960 | 65174400 | 65174400 | 65174400 | 65352960 | 65174400 | 65174400 | 65174400 | 65352960 | 65174400 | 65174400 | 65174400 | 65352960 | 65174400 | 65174400
Option 4 AT | DNSP Thermal Limit on Distributed Resources GG Area1 | DNSP Thermal Limit on Distributed Resources | 1033680 | 1036512 | 1033680 | 1033680 | 1033680 | 1036512 | 1033680 | 1033680 | 1033680 | 1036512 | 1033680 | 1033680 | 1033680 | 1036512 | 1033680 | 1033680 | 1033680 | 1036512 | 1033680 | 1033680 | 1033680 | 1036512 | 1033680 | 1033680
Option 4 AT | DNSP Thermal Limit on Distributed Resources MEL Area1 | DNSP Thermal Limit on Distributed Resources | 15978240 | 16022016 | 15978240 | 15978240 | 15978240 | 16022016 | 15978240 | 15978240 | 15978240 | 16022016 | 15978240 | 15978240 | 15978240 | 16022016 | 15978240 | 15978240 | 15978240 | 16022016 | 15978240 | 15978240 | 15978240 | 16022016 | 15978240 | 15978240
Option 4 AT | DNSP Thermal Limit on Distributed Resources MEL Area2 | DNSP Thermal Limit on Distributed Resources | 182768640 | 183269376 | 182768640 | 182768640 | 182768640 | 183269376 | 182768640 | 182768640 | 182768640 | 183269376 | 182768640 | 182768640 | 182768640 | 183269376 | 182768640 | 182768640 | 182768640 | 183269376 | 182768640 | 182768640 | 182768640 | 183269376 | 182768640 | 182768640
Option 4 AT | DNSP Thermal Limit on Distributed Resources NNSW Area1 | DNSP Thermal Limit on Distributed Resources | 9171720 | 9196848 | 9171720 | 9171720 | 9171720 | 9196848 | 9171720 | 9171720 | 9171720 | 9196848 | 9171720 | 9171720 | 9171720 | 9196848 | 9171720 | 9171720 | 9171720 | 9196848 | 9171720 | 9171720 | 9171720 | 9196848 | 9171720 | 9171720
Option 4 AT | DNSP Thermal Limit on Distributed Resources NQ Area1 | DNSP Thermal Limit on Distributed Resources | 16915560 | 16961904 | 16915560 | 16915560 | 16915560 | 16961904 | 16915560 | 16915560 | 16915560 | 16961904 | 16915560 | 16915560 | 16915560 | 16961904 | 16915560 | 16915560 | 16915560 | 16961904 | 16915560 | 16915560 | 16915560 | 16961904 | 16915560 | 16915560
Option 4 AT | DNSP Thermal Limit on Distributed Resources NSA Area1 | DNSP Thermal Limit on Distributed Resources | 3039720 | 3048048 | 3039720 | 3039720 | 3039720 | 3048048 | 3039720 | 3039720 | 3039720 | 3048048 | 3039720 | 3039720 | 3039720 | 3048048 | 3039720 | 3039720 | 3039720 | 3048048 | 3039720 | 3039720 | 3039720 | 3048048 | 3039720 | 3039720
Option 4 AT | DNSP Thermal Limit on Distributed Resources SESA Area1 | DNSP Thermal Limit on Distributed Resources | 4476360 | 4488624 | 4476360 | 4476360 | 4476360 | 4488624 | 4476360 | 4476360 | 4476360 | 4488624 | 4476360 | 4476360 | 4476360 | 4488624 | 4476360 | 4476360 | 4476360 | 4488624 | 4476360 | 4476360 | 4476360 | 4488624 | 4476360 | 4476360
Option 4 AT | DNSP Thermal Limit on Distributed Resources SEV Area1 | DNSP Thermal Limit on Distributed Resources | 7191960 | 7211664 | 7191960 | 7191960 | 7191960 | 7211664 | 7191960 | 7191960 | 7191960 | 7211664 | 7191960 | 7191960 | 7191960 | 7211664 | 7191960 | 7191960 | 7191960 | 7211664 | 7191960 | 7191960 | 7191960 | 7211664 | 7191960 | 7191960
Option 4 AT | DNSP Thermal Limit on Distributed Resources SNSW Area1 | DNSP Thermal Limit on Distributed Resources | 6990480 | 7009632 | 6990480 | 6990480 | 6990480 | 7009632 | 6990480 | 6990480 | 6990480 | 7009632 | 6990480 | 6990480 | 6990480 | 7009632 | 6990480 | 6990480 | 6990480 | 7009632 | 6990480 | 6990480 | 6990480 | 7009632 | 6990480 | 6990480
Option 4 AT | DNSP Thermal Limit on Distributed Resources SNSW Area2 | DNSP Thermal Limit on Distributed Resources | 8059200 | 8081280 | 8059200 | 8059200 | 8059200 | 8081280 | 8059200 | 8059200 | 8059200 | 8081280 | 8059200 | 8059200 | 8059200 | 8081280 | 8059200 | 8059200 | 8059200 | 8081280 | 8059200 | 8059200 | 8059200 | 8081280 | 8059200 | 8059200
Option 4 AT | DNSP Thermal Limit on Distributed Resources SNW Area1 | DNSP Thermal Limit on Distributed Resources | 27366240 | 27441216 | 27366240 | 27366240 | 27366240 | 27441216 | 27366240 | 27366240 | 27366240 | 27441216 | 27366240 | 27366240 | 27366240 | 27441216 | 27366240 | 27366240 | 27366240 | 27441216 | 27366240 | 27366240 | 27366240 | 27441216 | 27366240 | 27366240
Option 4 AT | DNSP Thermal Limit on Distributed Resources SNW Area2 | DNSP Thermal Limit on Distributed Resources | 59734440 | 59898096 | 59734440 | 59734440 | 59734440 | 59898096 | 59734440 | 59734440 | 59734440 | 59898096 | 59734440 | 59734440 | 59734440 | 59898096 | 59734440 | 59734440 | 59734440 | 59898096 | 59734440 | 59734440 | 59734440 | 59898096 | 59734440 | 59734440
Option 4 AT | DNSP Thermal Limit on Distributed Resources SQ Area1 | DNSP Thermal Limit on Distributed Resources | 51018240 | 51158016 | 51018240 | 51018240 | 51018240 | 51158016 | 51018240 | 51018240 | 51018240 | 51158016 | 51018240 | 51018240 | 51018240 | 51158016 | 51018240 | 51018240 | 51018240 | 51158016 | 51018240 | 51018240 | 51018240 | 51158016 | 51018240 | 51018240
Option 4 AT | DNSP Thermal Limit on Distributed Resources TAS Area1 | DNSP Thermal Limit on Distributed Resources | 3468960 | 3478464 | 3468960 | 3468960 | 3468960 | 3478464 | 3468960 | 3468960 | 3468960 | 3478464 | 3468960 | 3468960 | 3468960 | 3478464 | 3468960 | 3468960 | 3468960 | 3478464 | 3468960 | 3468960 | 3468960 | 3478464 | 3468960 | 3468960
Option 4 AT | DNSP Thermal Limit on Distributed Resources WNV Area1 | DNSP Thermal Limit on Distributed Resources | 3460200 | 3469680 | 3460200 | 3460200 | 3460200 | 3469680 | 3460200 | 3460200 | 3460200 | 3469680 | 3460200 | 3460200 | 3460200 | 3469680 | 3460200 | 3460200 | 3460200 | 3469680 | 3460200 | 3460200 | 3460200 | 3469680 | 3460200 | 3460200
Option 4 AT | DNSP Thermal Limit on Distributed Resources WNV Area2 | DNSP Thermal Limit on Distributed Resources | 53295840 | 53441856 | 53295840 | 53295840 | 53295840 | 53441856 | 53295840 | 53295840 | 53295840 | 53441856 | 53295840 | 53295840 | 53295840 | 53441856 | 53295840 | 53295840 | 53295840 | 53441856 | 53295840 | 53295840 | 53295840 | 53441856 | 53295840 | 53295840
Option 4 AT | Daily H2 Limit NSW | H2 Infrastructure Limitations | 0 | 0 | 0 | 0 | 74.634 | 268.989 | 575.235 | 989.056 | 1356.255 | 1392.403 | 1344.782 | 1301.579 | 1257.998 | 1214.024 | 1169.674 | 1124.93 | 1079.804 | 1034.715 | 989.675 | 944.667 | 899.708 | 854.786 | 809.91 | 765.067
Option 4 AT | Daily H2 Limit QLD | H2 Infrastructure Limitations | 0 | 0 | 0 | 0 | 15.773 | 37.709 | 62.165 | 85.404 | 106.757 | 106.759 | 106.761 | 106.762 | 111.577 | 121.208 | 134.135 | 150.359 | 169.932 | 188.075 | 204.841 | 221.752 | 238.882 | 256.178 | 273.684 | 291.343
Option 4 AT | Daily H2 Limit SA | H2 Infrastructure Limitations | 0 | 0 | 0 | 0 | 385.412 | 720.661 | 902.016 | 989.345 | 996.365 | 783.66 | 598.563 | 598.559 | 598.557 | 598.557 | 598.557 | 598.559 | 598.563 | 598.565 | 598.565 | 598.565 | 598.566 | 598.566 | 598.566 | 598.566
Option 4 AT | Daily H2 Limit TAS | H2 Infrastructure Limitations | 0 | 0 | 0 | 0 | 0 | 0 | 285.209 | 568 | 568 | 568 | 568 | 568 | 568 | 507.339 | 507.339 | 507.339 | 507.339 | 507.339 | 507.339 | 507.339 | 507.339 | 507.339 | 507.339 | 507.339
Option 4 AT | Daily H2 Limit VIC | H2 Infrastructure Limitations | 0 | 0 | 0 | 0 | 355.986 | 1340.561 | 2953.724 | 5195.476 | 7403.019 | 7857.356 | 7857.356 | 7857.356 | 7857.356 | 7857.356 | 7857.356 | 7857.356 | 7857.356 | 7857.356 | 7857.356 | 7857.356 | 7857.356 | 7857.356 | 7857.356 | 7857.356
Option 4 AT | ExportGroup_CNSW1 | Group Network Export Constraints | 7139400 | 7158960 | 7139400 | 7139400 | 7139400 | 7158960 | 7139400 | 7139400 | 7139400 | 7158960 | 7139400 | 7139400 | 7139400 | 7158960 | 7139400 | 7139400 | 7139400 | 7158960 | 7139400 | 7139400 | 7139400 | 7158960 | 7139400 | 7139400
Option 4 AT | ExportGroup_CQ1 | Group Network Export Constraints | 16792320 | 16833120 | 16792320 | 16792320 | 16792320 | 16833120 | 16792320 | 16792320 | 16792320 | 16833120 | 16792320 | 16792320 | 16792320 | 16833120 | 16792320 | 16792320 | 16792320 | 16833120 | 16792320 | 16792320 | 16792320 | 16833120 | 16792320 | 16792320
Option 4 AT | ExportGroup_MN1 | Group Network Export Constraints | 15460080 | 15499200 | 15460080 | 15460080 | 15460080 | 15499200 | 15460080 | 15460080 | 15460080 | 15499200 | 15460080 | 15460080 | 15460080 | 15499200 | 15460080 | 15460080 | 15460080 | 15499200 | 15460080 | 15460080 | 15460080 | 15499200 | 15460080 | 15460080
Option 4 AT | ExportGroup_NET1 | Group Network Export Constraints | 14016000 | 14054400 | 14016000 | 14016000 | 14016000 | 14054400 | 14016000 | 14016000 | 14016000 | 14054400 | 14016000 | 14016000 | 14016000 | 14054400 | 14016000 | 14016000 | 14016000 | 14054400 | 14016000 | 14016000 | 14016000 | 14054400 | 14016000 | 14016000
Option 4 AT | ExportGroup_NQ1 | Group Network Export Constraints | 22380480 | 22438560 | 22380480 | 22380480 | 22380480 | 22438560 | 22380480 | 22380480 | 22380480 | 22438560 | 22380480 | 22380480 | 22380480 | 22438560 | 22380480 | 22380480 | 22380480 | 22438560 | 22380480 | 22380480 | 22380480 | 22438560 | 22380480 | 22380480
Option 4 AT | ExportGroup_NSA1 | Group Network Export Constraints | 5124600 | 5138640 | 5124600 | 5124600 | 5124600 | 5138640 | 5124600 | 5124600 | 5124600 | 5138640 | 5124600 | 5124600 | 5124600 | 5138640 | 5124600 | 5124600 | 5124600 | 5138640 | 5124600 | 5124600 | 5124600 | 5138640 | 5124600 | 5124600
Option 4 AT | ExportGroup_SEVIC1 | Group Network Export Constraints | 0 | 0 | 0 | 0 | 0 | 36892800 | 36792000 | 36792000 | 36792000 | 36892800 | 36792000 | 36792000 | 36792000 | 36892800 | 36792000 | 36792000 | 36792000 | 36892800 | 36792000 | 36792000 | 36792000 | 36892800 | 36792000 | 36792000
Option 4 AT | ExportGroup_SQ1 | Group Network Export Constraints | 12264000 | 12297600 | 12264000 | 12264000 | 12264000 | 12297600 | 12264000 | 12264000 | 12264000 | 12297600 | 12264000 | 12264000 | 12264000 | 12297600 | 12264000 | 12264000 | 12264000 | 12297600 | 12264000 | 12264000 | 12264000 | 12297600 | 12264000 | 12264000
Option 4 AT | ExportGroup_SWNSW1 | Group Network Export Constraints | 10512000 | 10540800 | 10512000 | 10512000 | 10512000 | 10540800 | 10512000 | 10512000 | 10512000 | 10540800 | 10512000 | 10512000 | 10512000 | 10540800 | 10512000 | 10512000 | 10512000 | 10540800 | 10512000 | 10512000 | 10512000 | 10540800 | 10512000 | 10512000
Option 4 AT | ExportGroup_SWNSW2 | Group Network Export Constraints | 0 | 0 | 0 | 0 | 0 | 22598400 | 38544000 | 38544000 | 38544000 | 38649600 | 38544000 | 38544000 | 38544000 | 38649600 | 38544000 | 38544000 | 38544000 | 38649600 | 38544000 | 38544000 | 38544000 | 38649600 | 38544000 | 38544000
Option 4 AT | ExportGroup_SWQLD1 | Group Network Export Constraints | 26280000 | 26352000 | 26280000 | 26280000 | 26280000 | 26352000 | 26280000 | 26280000 | 26280000 | 26352000 | 26280000 | 26280000 | 26280000 | 26352000 | 26280000 | 26280000 | 26280000 | 26352000 | 26280000 | 26280000 | 26280000 | 26352000 | 26280000 | 26280000
Option 4 AT | ExportGroup_SWV1 | Group Network Export Constraints | 21856200 | 21916080 | 21856200 | 21856200 | 21856200 | 21916080 | 21856200 | 21856200 | 21856200 | 21916080 | 21856200 | 21856200 | 21856200 | 21916080 | 21856200 | 21856200 | 21856200 | 21916080 | 21856200 | 21856200 | 21856200 | 21916080 | 21856200 | 21856200
Option 4 AT | ExportGroup_WNV1 | Group Network Export Constraints | 23802480 | 23851440 | 23802480 | 23802480 | 23802480 | 10851480 | 23802480 | 23802480 | 23802480 | 23851440 | 23802480 | 23802480 | 23802480 | 23851440 | 23802480 | 23802480 | 23802480 | 23851440 | 23802480 | 23802480 | 23802480 | 23851440 | 23802480 | 23802480
Option 4 AT | ExportGroup_WV1 | Group Network Export Constraints | 7860000 | 7878720 | 7860000 | 7860000 | 7860000 | 7878720 | 7860000 | 7860000 | 7860000 | 7878720 | 7860000 | 7860000 | 7860000 | 7878720 | 7860000 | 7860000 | 7860000 | 7878720 | 7860000 | 7860000 | 7860000 | 7878720 | 7860000 | 7860000
Option 4 AT | ExportLimit_DN1_Dubbo | Distribution REZ Export Constraints | 0 | 0 | 0 | 0 | 0 | 0 | 0 | 0 | 0 | 0 | 0 | 0 | 0 | 0 | 0 | 0 | 0 | 0 | 0 | 0 | 0 | 0 | 0 | 0
Option 4 AT | ExportLimit_DN2_Yass | Distribution REZ Export Constraints | 0 | 0 | 0 | 0 | 0 | 0 | 0 | 0 | 0 | 0 | 0 | 0 | 0 | 0 | 0 | 0 | 0 | 0 | 0 | 0 | 0 | 0 | 0 | 0
Option 4 AT | ExportLimit_DN3_Marulan | Distribution REZ Export Constraints | 0 | 0 | 0 | 0 | 0 | 0 | 0 | 0 | 0 | 0 | 0 | 0 | 0 | 0 | 0 | 0 | 0 | 0 | 0 | 0 | 0 | 0 | 0 | 0
Option 4 AT | ExportLimit_N10_Hunter Coast | REZ Network Export Constraints | 49494000 | 49629600 | 49494000 | 49494000 | 49494000 | 49629600 | 49494000 | 49494000 | 49494000 | 49629600 | 49494000 | 49494000 | 49494000 | 49629600 | 49494000 | 49494000 | 49494000 | 49629600 | 49494000 | 49494000 | 49494000 | 49629600 | 49494000 | 49494000
Option 4 AT | ExportLimit_N11_Illawarra Coast | REZ Network Export Constraints | 8760000 | 8784000 | 8760000 | 8760000 | 8760000 | 8784000 | 8760000 | 8760000 | 8760000 | 8784000 | 8760000 | 8760000 | 8760000 | 8784000 | 8760000 | 8760000 | 8760000 | 8784000 | 8760000 | 8760000 | 8760000 | 8784000 | 8760000 | 8760000
Option 4 AT | ExportLimit_N12_Illawarra | REZ Network Export Constraints | 8760000 | 8784000 | 8760000 | 8760000 | 8760000 | 8784000 | 8760000 | 8760000 | 8760000 | 8784000 | 8760000 | 8760000 | 8760000 | 8784000 | 8760000 | 8760000 | 8760000 | 8784000 | 8760000 | 8760000 | 8760000 | 8784000 | 8760000 | 8760000
Option 4 AT | ExportLimit_N13_South Cobar | REZ Network Export Constraints | 995328 | 997872 | 995328 | 995328 | 995328 | 997872 | 995328 | 995328 | 995328 | 997872 | 995328 | 995328 | 995328 | 997872 | 995328 | 995328 | 995328 | 997872 | 995328 | 995328 | 995328 | 997872 | 995328 | 995328
Option 4 AT | ExportLimit_N1_North West NSW | REZ Network Export Constraints | 1497960 | 1502064 | 1497960 | 1497960 | 1497960 | 1502064 | 1497960 | 1497960 | 1497960 | 1502064 | 1497960 | 1497960 | 1497960 | 1502064 | 1497960 | 1497960 | 1497960 | 1502064 | 1497960 | 1497960 | 1497960 | 1502064 | 1497960 | 1497960
Option 4 AT | ExportLimit_N2_New England | REZ Network Export Constraints | 5054520 | 5068368 | 5054520 | 5054520 | 5054520 | 5068368 | 5054520 | 5054520 | 5054520 | 5068368 | 5054520 | 5054520 | 5054520 | 5068368 | 5054520 | 5054520 | 5054520 | 5068368 | 5054520 | 5054520 | 5054520 | 5068368 | 5054520 | 5054520
Option 4 AT | ExportLimit_N3_Central-West Orana | REZ Network Export Constraints | 7884000 | 7905600 | 7884000 | 7884000 | 7884000 | 7905600 | 7884000 | 7884000 | 7884000 | 7905600 | 7884000 | 7884000 | 7884000 | 7905600 | 7884000 | 7884000 | 7884000 | 7905600 | 7884000 | 7884000 | 7884000 | 7905600 | 7884000 | 7884000
Option 4 AT | ExportLimit_N4_Broken Hill | REZ Network Export Constraints | 2190000 | 2196000 | 2190000 | 2190000 | 2190000 | 2196000 | 2190000 | 2190000 | 2190000 | 2196000 | 2190000 | 2190000 | 2190000 | 2196000 | 2190000 | 2190000 | 2190000 | 2196000 | 2190000 | 2190000 | 2190000 | 2196000 | 2190000 | 2190000
Option 4 AT | ExportLimit_N5_South West NSW | REZ Network Export Constraints | 3942000 | 3952800 | 3942000 | 3942000 | 3942000 | 3952800 | 3942000 | 3942000 | 3942000 | 3952800 | 3942000 | 3942000 | 3942000 | 3952800 | 3942000 | 3942000 | 3942000 | 3952800 | 3942000 | 3942000 | 3942000 | 3952800 | 3942000 | 3942000
Option 4 AT | ExportLimit_N6_Wagga Wagga | REZ Network Export Constraints | 9636000 | 9662400 | 9636000 | 9636000 | 9636000 | 9662400 | 9636000 | 9636000 | 9636000 | 9662400 | 9636000 | 9636000 | 9636000 | 9662400 | 9636000 | 9636000 | 9636000 | 9662400 | 9636000 | 9636000 | 9636000 | 9662400 | 9636000 | 9636000
Option 4 AT | ExportLimit_N7_Tumut | REZ Network Export Constraints | 0 | 0 | 0 | 0 | 0 | 0 | 0 | 0 | 0 | 0 | 0 | 0 | 0 | 0 | 0 | 0 | 0 | 0 | 0 | 0 | 0 | 0 | 0 | 0
Option 4 AT | ExportLimit_N8_Cooma-Monaro | REZ Network Export Constraints | 3066000 | 3074400 | 3066000 | 3066000 | 3066000 | 3074400 | 3066000 | 3066000 | 3066000 | 3074400 | 3066000 | 3066000 | 3066000 | 3074400 | 3066000 | 3066000 | 3066000 | 3074400 | 3066000 | 3066000 | 3066000 | 3074400 | 3066000 | 3066000
Option 4 AT | ExportLimit_N9_Hunter-Central Coast | REZ Network Export Constraints | 3504000 | 3513600 | 3504000 | 3504000 | 3504000 | 3513600 | 3504000 | 3504000 | 3504000 | 3513600 | 3504000 | 3504000 | 3504000 | 3513600 | 3504000 | 3504000 | 3504000 | 3513600 | 3504000 | 3504000 | 3504000 | 3513600 | 3504000 | 3504000
Option 4 AT | ExportLimit_Q1_Far North Qld | REZ Network Export Constraints | 6570000 | 6588000 | 6570000 | 6570000 | 6570000 | 6588000 | 6570000 | 6570000 | 6570000 | 6588000 | 6570000 | 6570000 | 6570000 | 6588000 | 6570000 | 6570000 | 6570000 | 6588000 | 6570000 | 6570000 | 6570000 | 6588000 | 6570000 | 6570000
Option 4 AT | ExportLimit_Q2_North Qld Clean Energy Hub | REZ Network Export Constraints | 6132000 | 6148800 | 6132000 | 6132000 | 6132000 | 6148800 | 6132000 | 6132000 | 6132000 | 6148800 | 6132000 | 6132000 | 6132000 | 6148800 | 6132000 | 6132000 | 6132000 | 6148800 | 6132000 | 6132000 | 6132000 | 6148800 | 6132000 | 6132000
Option 4 AT | ExportLimit_Q5_Barcaldine | REZ Network Export Constraints | 744600 | 746640 | 744600 | 744600 | 744600 | 746640 | 744600 | 744600 | 744600 | 746640 | 744600 | 744600 | 744600 | 746640 | 744600 | 744600 | 744600 | 746640 | 744600 | 744600 | 744600 | 746640 | 744600 | 744600
Option 4 AT | ExportLimit_Q9_Banana | REZ Network Export Constraints | 1314000 | 1317600 | 1314000 | 1314000 | 1314000 | 1317600 | 1314000 | 1314000 | 1314000 | 1317600 | 1314000 | 1314000 | 1314000 | 1317600 | 1314000 | 1314000 | 1314000 | 1317600 | 1314000 | 1314000 | 1314000 | 1317600 | 1314000 | 1314000
Option 4 AT | ExportLimit_S2_Riverland | REZ Network Export Constraints | 1138800 | 1141920 | 1138800 | 1138800 | 1138800 | 1141920 | 1138800 | 1138800 | 1138800 | 1141920 | 1138800 | 1138800 | 1138800 | 1141920 | 1138800 | 1138800 | 1138800 | 1141920 | 1138800 | 1138800 | 1138800 | 1141920 | 1138800 | 1138800
Option 4 AT | ExportLimit_S4_Yorke Peninsula | REZ Network Export Constraints | 876000 | 878400 | 876000 | 876000 | 876000 | 878400 | 876000 | 876000 | 876000 | 878400 | 876000 | 876000 | 876000 | 878400 | 876000 | 876000 | 876000 | 878400 | 876000 | 876000 | 876000 | 878400 | 876000 | 876000
Option 4 AT | ExportLimit_S6_Roxby Downs | REZ Network Export Constraints | 4380000 | 4392000 | 4380000 | 4380000 | 4380000 | 4392000 | 4380000 | 4380000 | 4380000 | 4392000 | 4380000 | 4380000 | 4380000 | 4392000 | 4380000 | 4380000 | 4380000 | 4392000 | 4380000 | 4380000 | 4380000 | 4392000 | 4380000 | 4380000
Option 4 AT | ExportLimit_S7_Eastern Eyre Peninsula | REZ Network Export Constraints | 2628000 | 2635200 | 2628000 | 2628000 | 2628000 | 2635200 | 2628000 | 2628000 | 2628000 | 2635200 | 2628000 | 2628000 | 2628000 | 2635200 | 2628000 | 2628000 | 2628000 | 2635200 | 2628000 | 2628000 | 2628000 | 2635200 | 2628000 | 2628000
Option 4 AT | ExportLimit_S8_Western Eyre Peninsula | REZ Network Export Constraints | 0 | 0 | 0 | 0 | 0 | 0 | 0 | 0 | 0 | 0 | 0 | 0 | 0 | 0 | 0 | 0 | 0 | 0 | 0 | 0 | 0 | 0 | 0 | 0
Option 4 AT | ExportLimit_T1_North East Tasmania | REZ Network Export Constraints | 3504000 | 3513600 | 3504000 | 3504000 | 3504000 | 3513600 | 3504000 | 3504000 | 3504000 | 3513600 | 3504000 | 3504000 | 3504000 | 3513600 | 3504000 | 3504000 | 3504000 | 3513600 | 3504000 | 3504000 | 3504000 | 3513600 | 3504000 | 3504000
Option 4 AT | ExportLimit_T2_North West Tasmania | REZ Network Export Constraints | 1337520 | 1344168 | 1337520 | 1337520 | 1337520 | 1344168 | 1337520 | 1337520 | 1337520 | 1344168 | 1337520 | 1337520 | 1337520 | 1344168 | 1337520 | 1337520 | 1337520 | 1344168 | 1337520 | 1337520 | 1337520 | 1344168 | 1337520 | 1337520
Option 4 AT | ExportLimit_T3_Central Highlands | REZ Network Export Constraints | 7080120 | 7096968 | 7080120 | 7080120 | 7080120 | 7096968 | 7080120 | 7080120 | 7080120 | 7096968 | 7080120 | 7080120 | 7080120 | 7096968 | 7080120 | 7080120 | 7080120 | 7096968 | 7080120 | 7080120 | 7080120 | 7096968 | 7080120 | 7080120
Option 4 AT | ExportLimit_V1_North West VIC | REZ Network Export Constraints | 4932960 | 4943520 | 4932960 | 4932960 | 4932960 | 4943520 | 4932960 | 4932960 | 4932960 | 4943520 | 4932960 | 4932960 | 4932960 | 4943520 | 4932960 | 4932960 | 4932960 | 4943520 | 4932960 | 4932960 | 4932960 | 4943520 | 4932960 | 4932960
Option 4 AT | ExportLimit_V2_Central Highlands VIC | REZ Network Export Constraints | 6283200 | 6297600 | 6283200 | 6283200 | 6283200 | 6297600 | 6283200 | 6283200 | 6283200 | 6297600 | 6283200 | 6283200 | 6283200 | 6297600 | 6283200 | 6283200 | 6283200 | 6297600 | 6283200 | 6283200 | 6283200 | 6297600 | 6283200 | 6283200
Option 4 AT | ExportLimit_V7_Central North VIC | REZ Network Export Constraints | 9032400 | 9048000 | 9032400 | 9032400 | 9032400 | 9048000 | 9032400 | 9032400 | 9032400 | 9048000 | 9032400 | 9032400 | 9032400 | 9048000 | 9032400 | 9032400 | 9032400 | 9048000 | 9032400 | 9032400 | 9032400 | 9048000 | 9032400 | 9032400
Option 4 AT | ExportLimit_V8_Gippsland Offshore | REZ Network Export Constraints | 0 | 0 | 0 | 0 | 0 | 0 | 0 | 0 | 0 | 0 | 0 | 0 | 0 | 0 | 0 | 0 | 0 | 0 | 0 | 0 | 0 | 0 | 0 | 0
Option 4 AT | GG H2 Green Commodities Consumption Purchaser | Subregion flexible electricity load for Green Commodities H2 | 0 | 0 | 0 | 0 | 0 | 0 | 0 | 1243.9024 | 2445.4029 | 2896.4216 | 3364.5584 | 3841.3907 | 4350.9383 | 4921.4463 | 5564.488 | 6283.3174 | 7180.2689 | 8177.0081 | 9289.0636 | 10516.127 | 11871.6977 | 13346.9531 | 14777.1429 | 16010.2961
Option 4 AT | Gas Zone Daily Offtake Limit Colongra | Gas Infrastructure Limitations by Gas Zone | 41879.82 | 50542.91 | 57971.71 | 61765.34 | 66843.16 | 67843.02 | 67688.79 | 66721.54 | 66449.16 | 66734.17 | 66095.12 | 70177.99 | 74433.28 | 74627.23 | 74570.97 | 74303.67 | 74244.75 | 74394.24 | 73187.17 | 73187.17 | 73187.17 | 73386.93 | 73187.17 | 73187.17
Option 4 AT | Gas Zone Daily Offtake Limit Gippsland | Gas Infrastructure Limitations by Gas Zone | 14724.1 | 14764.44 | 14724.1 | 14724.1 | 14724.1 | 14764.44 | 14724.1 | 14724.1 | 14724.1 | 14764.44 | 14724.1 | 14724.1 | 14724.1 | 14764.44 | 14724.1 | 14724.1 | 14724.1 | 14764.44 | 14724.1 | 14724.1 | 14724.1 | 14764.44 | 14724.1 | 14724.1
Option 4 AT | Gas Zone Daily Offtake Limit Gladstone | Gas Infrastructure Limitations by Gas Zone | 265044.59 | 357925.68 | 308381.32 | 290166.05 | 284201.7 | 243250.89 | 269242.14 | 309650.83 | 287556.46 | 281704.1 | 273325.44 | 251767.73 | 227996.47 | 234079.69 | 232661.9 | 232400.28 | 235892.56 | 176388.68 | 158557.37 | 158557.37 | 158557.37 | 159003.62 | 158557.37 | 158557.37
Option 4 AT | Gas Zone Daily Offtake Limit Kurri Kurri | Gas Infrastructure Limitations by Gas Zone | 2658.55 | 8968 | 17536 | 37013.27 | 56657.63 | 56607.44 | 55475.1 | 56537.6 | 57933.48 | 59464.67 | 60379.09 | 59196.64 | 59094.24 | 58704.75 | 58072.28 | 59023.02 | 59849.37 | 58384.88 | 56415.68 | 56415.68 | 56415.68 | 56564.51 | 56415.68 | 56415.68
Option 4 AT | Gas Zone Daily Offtake Limit Laverton North | Gas Infrastructure Limitations by Gas Zone | 21900 | 21960 | 21900 | 21900 | 21900 | 21960 | 21900 | 21900 | 21900 | 21960 | 21900 | 21900 | 21900 | 21960 | 21900 | 21900 | 21900 | 21960 | 21900 | 21900 | 21900 | 21960 | 21900 | 21900
Option 4 AT | Gas Zone Daily Offtake Limit Melbourne | Gas Infrastructure Limitations by Gas Zone | 28515.22 | 28524.79 | 28881.15 | 28850.74 | 27965.41 | 28645.47 | 26889.4 | 28909.21 | 29117.93 | 29027.11 | 28973.63 | 29088.16 | 29207.84 | 29288.2 | 29241.32 | 29224.26 | 29234.6 | 29323.92 | 29243.8 | 29243.8 | 29243.8 | 29323.92 | 29243.8 | 29243.8
Option 4 AT | Gas Zone Daily Offtake Limit Moomba | Gas Infrastructure Limitations by Gas Zone | 388548.07 | 489435.96 | 455252.92 | 444260.78 | 444645.6 | 399542.88 | 460260.61 | 568834.86 | 590332.59 | 588906.21 | 579550.32 | 564015.54 | 543042.12 | 552252.47 | 553726.18 | 553337.45 | 557184.27 | 498223.83 | 476685.53 | 476685.53 | 476685.53 | 478081.41 | 476685.53 | 476685.53
Option 4 AT | Gas Zone Daily Offtake Limit NQGP | Gas Infrastructure Limitations by Gas Zone | 1497603.76 | 1495424.69 | 1488176.69 | 1534002.15 | 1566030.62 | 1508744.62 | 1418292.6 | 1348696.84 | 1294883.54 | 1234257.21 | 1172134.56 | 1117981.94 | 1059354.47 | 994557.63 | 927441.72 | 861796.9 | 788351.49 | 720693.12 | 682291.81 | 682291.81 | 682291.81 | 684160.36 | 682291.81 | 682291.81
Option 4 AT | Gas Zone Daily Offtake Limit Newcastle | Gas Infrastructure Limitations by Gas Zone | 251664.58 | 242379.73 | 222930.89 | 205358.73 | 197911.07 | 181852.97 | 206642.26 | 255364.77 | 265827.57 | 248221.02 | 251122.8 | 228355.71 | 216986.34 | 232295.59 | 226476.07 | 204525.73 | 197322.21 | 204771.74 | 193039.09 | 193039.09 | 193039.09 | 193621 | 193039.09 | 193039.09
Option 4 AT | Gas Zone Daily Offtake Limit Northern | Gas Infrastructure Limitations by Gas Zone | 40150 | 40260 | 40150 | 40150 | 40150 | 40260 | 40150 | 40150 | 40150 | 40260 | 40150 | 40150 | 40150 | 40260 | 40150 | 40150 | 40150 | 40260 | 40150 | 40150 | 40150 | 40260 | 40150 | 40150
Option 4 AT | Gas Zone Daily Offtake Limit Port Campbell | Gas Infrastructure Limitations by Gas Zone | 5651.25 | 5678.5 | 5764.54 | 45998.56 | 95830.22 | 108048.59 | 110405.31 | 109725.8 | 108667.53 | 108028.7 | 107059.12 | 106029.2 | 104751.33 | 103838.16 | 102510.08 | 96228.81 | 89533.07 | 87982.87 | 85966.01 | 85966.01 | 85966.01 | 86204.34 | 85966.01 | 85966.01
Option 4 AT | Gas Zone Daily Offtake Limit Southern | Gas Infrastructure Limitations by Gas Zone | 273344.83 | 272848.54 | 265444.03 | 285425.6 | 285391.95 | 245014.52 | 407032.11 | 569338.22 | 600230.84 | 594680.68 | 569674.83 | 578199.01 | 521586.92 | 516124.96 | 490096.84 | 488236.68 | 514573.32 | 542760.49 | 539044.9 | 539044.9 | 539044.9 | 540533.12 | 539044.9 | 539044.9
Option 4 AT | Gordon Min Gen | Hydro min release | 32.85 | 32.85 | 32.85 | 32.85 | 32.85 | 32.85 | 32.85 | 32.85 | 32.85 | 32.85 | 32.85 | 32.85 | 32.85 | 32.85 | 32.85 | 32.85 | 32.85 | 32.85 | 32.85 | 32.85 | 32.85 | 32.85 | 32.85 | 32.85
Option 4 AT | ImportGroup_N9_Hydrogen | Group Network Import Constraints | 8935200 | 8959680 | 8935200 | 8935200 | 8935200 | 8959680 | 8935200 | 8935200 | 8935200 | 8959680 | 8935200 | 8935200 | 8935200 | 8959680 | 8935200 | 8935200 | 8935200 | 8959680 | 8935200 | 8935200 | 8935200 | 8959680 | 8935200 | 8935200
Option 4 AT | ImportGroup_NSA1 | Group Network Import Constraints | 5168400 | 5182560 | 5168400 | 5168400 | 5168400 | 5182560 | 5168400 | 5168400 | 5168400 | 5182560 | 5168400 | 5168400 | 5168400 | 5182560 | 5168400 | 5168400 | 5168400 | 5182560 | 5168400 | 5168400 | 5168400 | 5182560 | 5168400 | 5168400
Option 4 AT | ImportGroup_Q1_Hydrogen | Group Network Import Constraints | 4292400 | 4304160 | 4292400 | 4292400 | 4292400 | 4304160 | 4292400 | 4292400 | 4292400 | 4304160 | 4292400 | 4292400 | 4292400 | 4304160 | 4292400 | 4292400 | 4292400 | 4304160 | 4292400 | 4292400 | 4292400 | 4304160 | 4292400 | 4292400
Option 4 AT | ImportGroup_Q4_Hydrogen | Group Network Import Constraints | 8409600 | 8432640 | 8409600 | 8409600 | 8409600 | 8432640 | 8409600 | 8409600 | 8409600 | 8432640 | 8409600 | 8409600 | 8409600 | 8432640 | 8409600 | 8409600 | 8409600 | 8432640 | 8409600 | 8409600 | 8409600 | 8432640 | 8409600 | 8409600
Option 4 AT | ImportGroup_Q7_Hydrogen | Group Network Import Constraints | 9198000 | 9223200 | 9198000 | 9198000 | 9198000 | 9223200 | 9198000 | 9198000 | 9198000 | 9223200 | 9198000 | 9198000 | 9198000 | 9223200 | 9198000 | 9198000 | 9198000 | 9223200 | 9198000 | 9198000 | 9198000 | 9223200 | 9198000 | 9198000
Option 4 AT | ImportLimit_DN1_Dubbo | Distribution REZ Import Constraints | 0 | 0 | 0 | 0 | 0 | 0 | 0 | 0 | 0 | 0 | 0 | 0 | 0 | 0 | 0 | 0 | 0 | 0 | 0 | 0 | 0 | 0 | 0 | 0
Option 4 AT | ImportLimit_DN3_Marulan | Distribution REZ Import Constraints | 0 | 0 | 0 | 0 | 0 | 0 | 0 | 0 | 0 | 0 | 0 | 0 | 0 | 0 | 0 | 0 | 0 | 0 | 0 | 0 | 0 | 0 | 0 | 0
Option 4 AT | ImportLimit_N12_Illawarra | REZ Network Import Constraints | 8760000 | 8784000 | 8760000 | 8760000 | 8760000 | 8784000 | 8760000 | 8760000 | 8760000 | 8784000 | 8760000 | 8760000 | 8760000 | 8784000 | 8760000 | 8760000 | 8760000 | 8784000 | 8760000 | 8760000 | 8760000 | 8784000 | 8760000 | 8760000
Option 4 AT | ImportLimit_N1_North West NSW | REZ Network Import Constraints | 490560 | 491904 | 490560 | 490560 | 490560 | 491904 | 490560 | 490560 | 490560 | 491904 | 490560 | 490560 | 490560 | 491904 | 490560 | 490560 | 490560 | 491904 | 490560 | 490560 | 490560 | 491904 | 490560 | 490560
Option 4 AT | ImportLimit_N3_Central-West Orana | REZ Network Import Constraints | 7884000 | 7905600 | 7884000 | 7884000 | 7884000 | 7905600 | 7884000 | 7884000 | 7884000 | 7905600 | 7884000 | 7884000 | 7884000 | 7905600 | 7884000 | 7884000 | 7884000 | 7905600 | 7884000 | 7884000 | 7884000 | 7905600 | 7884000 | 7884000
Option 4 AT | ImportLimit_N8_Cooma-Monaro | REZ Network Import Constraints | 1182600 | 1185840 | 1182600 | 1182600 | 1182600 | 1185840 | 1182600 | 1182600 | 1182600 | 1185840 | 1182600 | 1182600 | 1182600 | 1185840 | 1182600 | 1182600 | 1182600 | 1185840 | 1182600 | 1182600 | 1182600 | 1185840 | 1182600 | 1182600
Option 4 AT | ImportLimit_Q1_Far North Qld | REZ Network Import Constraints | 805920 | 808128 | 805920 | 805920 | 805920 | 808128 | 805920 | 805920 | 805920 | 808128 | 805920 | 805920 | 805920 | 808128 | 805920 | 805920 | 805920 | 808128 | 805920 | 805920 | 805920 | 808128 | 805920 | 805920
Option 4 AT | ImportLimit_S3_Mid-North SA | REZ Network Import Constraints | 3924480 | 3935232 | 3924480 | 3924480 | 3924480 | 3935232 | 3924480 | 3924480 | 3924480 | 3935232 | 3924480 | 3924480 | 3924480 | 3935232 | 3924480 | 3924480 | 3924480 | 3935232 | 3924480 | 3924480 | 3924480 | 3935232 | 3924480 | 3924480
Option 4 AT | ImportLimit_S7_Eastern Eyre Peninsula | REZ Network Import Constraints | 1322760 | 1326384 | 1322760 | 1322760 | 1322760 | 1326384 | 1322760 | 1322760 | 1322760 | 1326384 | 1322760 | 1322760 | 1322760 | 1326384 | 1322760 | 1322760 | 1322760 | 1326384 | 1322760 | 1322760 | 1322760 | 1326384 | 1322760 | 1322760
Option 4 AT | ImportLimit_T1_North East Tasmania | REZ Network Import Constraints | 3942000 | 3952800 | 3942000 | 3942000 | 3942000 | 3952800 | 3942000 | 3942000 | 3942000 | 3952800 | 3942000 | 3942000 | 3942000 | 3952800 | 3942000 | 3942000 | 3942000 | 3952800 | 3942000 | 3942000 | 3942000 | 3952800 | 3942000 | 3942000
Option 4 AT | ImportLimit_T3_Central Highlands | REZ Network Import Constraints | 4818000 | 4831200 | 4818000 | 4818000 | 4818000 | 4831200 | 4818000 | 4818000 | 4818000 | 4831200 | 4818000 | 4818000 | 4818000 | 4831200 | 4818000 | 4818000 | 4818000 | 4831200 | 4818000 | 4818000 | 4818000 | 4831200 | 4818000 | 4818000
Option 4 AT | ImportLimit_V1_North West VIC | REZ Network Import Constraints | 3241200 | 3250080 | 3241200 | 3241200 | 3241200 | 3250080 | 3241200 | 3241200 | 3241200 | 3250080 | 3241200 | 3241200 | 3241200 | 3250080 | 3241200 | 3241200 | 3241200 | 3250080 | 3241200 | 3241200 | 3241200 | 3250080 | 3241200 | 3241200
Option 4 AT | ImportLimit_V5_South West VIC | REZ Network Import Constraints | 27856800 | 27933120 | 27856800 | 27856800 | 27856800 | 27933120 | 27856800 | 27856800 | 27856800 | 27933120 | 27856800 | 27856800 | 27856800 | 27933120 | 27856800 | 27856800 | 27856800 | 27933120 | 27856800 | 27856800 | 27856800 | 27933120 | 27856800 | 27856800
Option 4 AT | ImportLimit_V7_Central North VIC | REZ Network Import Constraints | 4380000 | 4392000 | 4380000 | 4380000 | 4380000 | 4392000 | 4380000 | 4380000 | 4380000 | 4392000 | 4380000 | 4380000 | 4380000 | 4392000 | 4380000 | 4380000 | 4380000 | 4392000 | 4380000 | 4380000 | 4380000 | 4392000 | 4380000 | 4380000
Option 4 AT | Kareeya Min Gen | Hydro min release | 10.95 | 10.95 | 10.95 | 10.95 | 10.95 | 10.95 | 10.95 | 10.95 | 10.95 | 10.95 | 10.95 | 10.95 | 10.95 | 10.95 | 10.95 | 10.95 | 10.95 | 10.95 | 10.95 | 10.95 | 10.95 | 10.95 | 10.95 | 10.95
Option 4 AT | Liapootah Min Gen | Hydro min release | 43.8 | 43.8 | 43.8 | 43.8 | 43.8 | 43.8 | 43.8 | 43.8 | 43.8 | 43.8 | 43.8 | 43.8 | 43.8 | 43.8 | 43.8 | 43.8 | 43.8 | 43.8 | 43.8 | 43.8 | 43.8 | 43.8 | 43.8 | 43.8
Option 4 AT | N >> 11-0_17-0 | NetworkConstraints | 35755047.765 | 39755708.84 | 39403879.99 | 39327840.265 | 35753288.18 | 36263669.755 | 36502852.575 | 36985493.225 | 37216615.315 | 37541561.315 | 37609306.66 | 37775187.17 | 38060488.41 | 38341542.785 | 38367263.045 | 38621213.285 | 38536158.51 | 38890341.26 | 39221233.08 | 39522864.99 | 39703657.84 | 40090266.83 | 40155195.015 | 40549694.185
Option 4 AT | N >> 11-0_39/1 | NetworkConstraints | 0 | 0 | 0 | 0 | 47197033.6 | 47894966.53 | 48227653.505 | 0 | 0 | 0 | 0 | 0 | 0 | 0 | 0 | 0 | 0 | 0 | 0 | 0 | 0 | 0 | 0 | 0
Option 4 AT | N >> 11-0_BAN_SCRK_1 | NetworkConstraints | 0 | 0 | 0 | 0 | 0 | 0 | 0 | 49669025.81 | 49969203.48 | 50395206.185 | 50478968.185 | 50694559.925 | 51064486.49 | 51433980.42 | 51463110.355 | 51791928.195 | 51681523.165 | 52145643.39 | 52570060.99 | 52960727.345 | 53196099.16 | 53701701.135 | 53781611.605 | 54292967.465
Option 4 AT | N >> 12-0_14-0_R | NetworkConstraints | 59131679.77 | 60316110.84 | 61753742.005 | 66964055.65 | 78615497.655 | 80793534.73 | 82135411.02 | 88423119.26 | 89936135.88 | 91644811.465 | 92503089.035 | 93591219.485 | 95449804.285 | 96878488.9 | 97460913.45 | 99108510.24 | 98552632.245 | 100454882.9 | 103019312.11 | 104977870.545 | 106169703.15 | 108274835.43 | 109111879.32 | 111679454.615
Option 4 AT | N >> 12-0_39-1_R | NetworkConstraints | 66750057.55 | 68314951.24 | 69588702.92 | 72138216.09 | 0 | 0 | 0 | 0 | 0 | 0 | 0 | 0 | 0 | 0 | 0 | 0 | 0 | 0 | 0 | 0 | 0 | 0 | 0 | 0
Option 4 AT | N >> 12-0_39/1_R | NetworkConstraints | 0 | 0 | 0 | 0 | 78695828.955 | 80984158.41 | 82410647.915 | 91879435.005 | 93491455.19 | 95305898.05 | 96226408.395 | 97385727.63 | 99365991.33 | 100882064.975 | 101508678.235 | 103264194.56 | 102671936.37 | 104692599.795 | 107431022.945 | 109517859.4 | 110787617.09 | 113024509.29 | 113922419.295 | 116658108.505
Option 4 AT | N >> 12-0_BAN_SCRK_1_R | NetworkConstraints | 0 | 0 | 0 | 0 | 0 | 0 | 0 | 95165070.85 | 96797857.195 | 98641013.24 | 99567926.285 | 100742234.145 | 102747762.885 | 104288896.32 | 104918112.55 | 106695845.255 | 106095982.62 | 108148074.585 | 110915878.475 | 113029166.82 | 114315496.325 | 116586351.625 | 117490299.315 | 120260830.7
Option 4 AT | N >> 16-0_39/1_R | NetworkConstraints | 0 | 0 | 0 | 0 | 43604702.07 | 44033377.245 | 44172311.995 | 0 | 0 | 0 | 0 | 0 | 0 | 0 | 0 | 0 | 0 | 0 | 0 | 0 | 0 | 0 | 0 | 0
Option 4 AT | N >> 16-0_8-0_R | NetworkConstraints | 34578760.44 | 44424295.76 | 43668141.09 | 43629957.63 | 34801479.605 | 34955789.13 | 34917786.155 | 34647570.67 | 34472125.13 | 34392188.315 | 34174762.265 | 34048419.81 | 33833604.385 | 33785567.895 | 33600194.925 | 33410295.46 | 33474683.905 | 33372150.3 | 32958123.185 | 32732250.36 | 32593417.475 | 32468048.085 | 32253326.995 | 31956733.025
Option 4 AT | N >> 16-0_BAN_SCRK_1_R | NetworkConstraints | 0 | 0 | 0 | 0 | 0 | 0 | 0 | 55526423.685 | 55425252.45 | 55472575.115 | 55253865.4 | 55180959.285 | 55057296.485 | 55122842.915 | 54922635.62 | 54813475.67 | 54850583.665 | 54884827.08 | 54553126.35 | 54423248.025 | 54342998.365 | 54364287.08 | 54147205.475 | 53976518.715
Option 4 AT | N >> 17-0_11-0 | NetworkConstraints | 36876541.435 | 41924356.495 | 41094279.16 | 40299156.23 | 35995876.215 | 36477766.6 | 36691811.37 | 36453903.65 | 36619235.56 | 36878692.59 | 36900358.31 | 37018894.43 | 37223500.41 | 37451143.38 | 37442788.52 | 37625294.01 | 37564397.945 | 37844646.165 | 38055489.425 | 38272170.615 | 38401029.555 | 38705006.675 | 38724814.515 | 39007867.86
Option 4 AT | N >> 17-0_39/1 | NetworkConstraints | 0 | 0 | 0 | 0 | 49200732.355 | 49846472.575 | 50126088.985 | 0 | 0 | 0 | 0 | 0 | 0 | 0 | 0 | 0 | 0 | 0 | 0 | 0 | 0 | 0 | 0 | 0
Option 4 AT | N >> 17-0_BAN_SCRK_1 | NetworkConstraints | 0 | 0 | 0 | 0 | 0 | 0 | 0 | 51190654.395 | 51338668.24 | 51620511.875 | 51590372.21 | 51696475.3 | 51879717.53 | 52133024.96 | 52076013.915 | 52239512.575 | 52184988.08 | 52485425.475 | 52624777.29 | 52818882.43 | 52934180.885 | 53255937.335 | 53224151.805 | 53477671.68
Option 4 AT | N >> 18-0_5-0 | NetworkConstraints | 0 | 0 | 0 | 6224064.73 | 0 | 0 | 0 | 0 | 0 | 0 | 0 | 0 | 0 | 0 | 0 | 0 | 0 | 0 | 0 | 0 | 0 | 0 | 0 | 0
Option 4 AT | N >> 18-0_5-0_R | NetworkConstraints | 13346411.225 | 12581822.155 | 12495636.785 | 4292505.145 | 12534909.055 | 12615410.42 | 12626106.95 | 12227946.495 | 12263212.065 | 12330412.415 | 12323475.315 | 12348584.225 | 12392951.94 | 12452782.27 | 12439501.46 | 12479614.715 | 12466550.83 | 12538015.11 | 12572741.895 | 12620238.04 | 12647064.555 | 12724334.2 | 12717225.445 | 12778791.745
Option 4 AT | N >> 31-0_32-0 | NetworkConstraints | 74150391.77 | 83581897.55 | 84247500.155 | 94677530.08 | 0 | 0 | 0 | 0 | 0 | 0 | 0 | 0 | 0 | 0 | 0 | 0 | 0 | 0 | 0 | 0 | 0 | 0 | 0 | 0
Option 4 AT | N >> 32-0_31-0 | NetworkConstraints | 65140431.31 | 66783541.055 | 67359115.6 | 75478913.395 | 0 | 0 | 0 | 0 | 0 | 0 | 0 | 0 | 0 | 0 | 0 | 0 | 0 | 0 | 0 | 0 | 0 | 0 | 0 | 0
Option 4 AT | N >> 32/2_31-0 | NetworkConstraints | 0 | 0 | 0 | 0 | 83388542.26 | 84633888.325 | 85202400.03 | 85593488.65 | 86279354.615 | 87180940.715 | 87442840.3 | 87936251.74 | 88778305.375 | 89553296.54 | 89690210.705 | 90436416.955 | 90184496.88 | 91174101.24 | 92208285.68 | 93095328.915 | 93636080.045 | 94716860.86 | 94969275.31 | 96132263.26
Option 4 AT | N >> 32/2_38/2 | NetworkConstraints | 0 | 0 | 0 | 0 | 85591525.57 | 86949137.52 | 87594826.93 | 87952344.54 | 88714959.025 | 89697656.925 | 90008633.82 | 90557251.455 | 91493543.06 | 92335474.965 | 92507471.475 | 93337187.865 | 93057078.005 | 94137618.445 | 95307366.075 | 96293700.84 | 96894933.335 | 98076911.46 | 98377311.485 | 99670482.34
Option 4 AT | N >> 38/1_32/1_R | NetworkConstraints | 0 | 0 | 0 | 0 | 148231080.9 | 151031369.1 | 152522011.25 | 147631761.8 | 149473132.15 | 151654456.55 | 152596757.55 | 153921309.5 | 156182195.2 | 158023573.35 | 158630147.45 | 160633652.4 | 159957259.7 | 162374517.55 | 165391134.2 | 167772908.25 | 169224382.75 | 171887254.85 | 172803596 | 175926545.05
Option 4 AT | N >> 38/2_32/2 | NetworkConstraints | 0 | 0 | 0 | 0 | 89027673.74 | 90890333.75 | 91911186.92 | 92276209.855 | 93403031.165 | 94751822.385 | 95314539.015 | 96125122.09 | 97508637.915 | 98649407.005 | 99006711.32 | 100232752.2 | 99818847.2 | 101312100.69 | 103144011.37 | 104601503.35 | 105489777.65 | 107133167.05 | 107680111.25 | 109591078.8
Option 4 AT | N >> 39-1_11-0 | NetworkConstraints | 50503217.225 | 59036386.19 | 59440153.04 | 60800480.415 | 0 | 0 | 0 | 0 | 0 | 0 | 0 | 0 | 0 | 0 | 0 | 0 | 0 | 0 | 0 | 0 | 0 | 0 | 0 | 0
Option 4 AT | N >> 39-1_16-0 | NetworkConstraints | 50232350.365 | 58845860.215 | 59137598.865 | 60491218.6 | 0 | 0 | 0 | 0 | 0 | 0 | 0 | 0 | 0 | 0 | 0 | 0 | 0 | 0 | 0 | 0 | 0 | 0 | 0 | 0
Option 4 AT | N >> 39-1_17-0 | NetworkConstraints | 49700352.555 | 58146648.605 | 58259747.055 | 59606275.91 | 0 | 0 | 0 | 0 | 0 | 0 | 0 | 0 | 0 | 0 | 0 | 0 | 0 | 0 | 0 | 0 | 0 | 0 | 0 | 0
Option 4 AT | N >> 39-1_3W-0 | NetworkConstraints | 53221832.91 | 62533899.11 | 62897737.795 | 64284065.865 | 0 | 0 | 0 | 0 | 0 | 0 | 0 | 0 | 0 | 0 | 0 | 0 | 0 | 0 | 0 | 0 | 0 | 0 | 0 | 0
Option 4 AT | N >> 39-1_5A6-0 | NetworkConstraints | 51259085.465 | 60023855.335 | 60381145.53 | 61390063.72 | 0 | 0 | 0 | 0 | 0 | 0 | 0 | 0 | 0 | 0 | 0 | 0 | 0 | 0 | 0 | 0 | 0 | 0 | 0 | 0
Option 4 AT | N >> 39-1_8-0 | NetworkConstraints | 50347102.065 | 58992558.375 | 59308212.35 | 60664310.37 | 0 | 0 | 0 | 0 | 0 | 0 | 0 | 0 | 0 | 0 | 0 | 0 | 0 | 0 | 0 | 0 | 0 | 0 | 0 | 0
Option 4 AT | N >> 39-1_NIL | NetworkConstraints | 51206957.775 | 52108450.85 | 52513123.22 | 53683030.475 | 0 | 0 | 0 | 0 | 0 | 0 | 0 | 0 | 0 | 0 | 0 | 0 | 0 | 0 | 0 | 0 | 0 | 0 | 0 | 0
Option 4 AT | N >> 39/1_11-0 | NetworkConstraints | 0 | 0 | 0 | 0 | 53418897.175 | 54561336.575 | 55214920.89 | 70954710.145 | 71735830.78 | 72687579.73 | 73061549.265 | 73623033.455 | 74583728.635 | 75389980.59 | 75621637.645 | 76474148.89 | 76187050.16 | 77238461.71 | 78495368.445 | 79508569.94 | 80122811.985 | 81280155.665 | 81643535.25 | 82971006.245
Option 4 AT | N >> 39/1_16-0 | NetworkConstraints | 0 | 0 | 0 | 0 | 52667883.01 | 53742988.755 | 54346367.66 | 70376968.325 | 71106451.625 | 72006206.7 | 72344497.06 | 72868883.77 | 73765988.085 | 74529929.78 | 74735310.315 | 75531333.22 | 75263222.32 | 76256072.395 | 77418777.845 | 78364857.225 | 78938568.36 | 80030260.9 | 80358637.845 | 81598215.525
Option 4 AT | N >> 39/1_17-0 | NetworkConstraints | 0 | 0 | 0 | 0 | 51981735.88 | 53083059.43 | 53709891.02 | 70185898.375 | 70934707.89 | 71852904.21 | 72205612.045 | 72743854.64 | 73664872.5 | 74443540.51 | 74659827.635 | 75477175.185 | 75201946.11 | 76215668.615 | 77414899.43 | 78386296.94 | 78975075.005 | 80090411.625 | 80432983.485 | 81705646.05
Option 4 AT | N >> 39/1_5A6-0 | NetworkConstraints | 0 | 0 | 0 | 0 | 53345598.345 | 54446892.715 | 55065917.37 | 73193254.205 | 73954931.425 | 74893546.98 | 75247563.01 | 75795118.695 | 76731695.355 | 77528600.215 | 77743828.01 | 78574781.78 | 78294851.105 | 79330692.745 | 80545302.485 | 81532923.66 | 82132058.995 | 83270995.275 | 83614612.98 | 84908708.105
Option 4 AT | N >> 39/1_8-0 | NetworkConstraints | 0 | 0 | 0 | 0 | 52820802.985 | 53893954.46 | 54495091.985 | 70438456.885 | 71165731.45 | 72063480.22 | 72400018.295 | 72922822.115 | 73817188.355 | 74579552.215 | 74783581.795 | 75577158.29 | 75309861.145 | 76300429.495 | 77458847.455 | 78402020.39 | 78974013.885 | 80063101.79 | 80389752.85 | 81625541.055
Option 4 AT | N >> 39/1_BAN_SCRK_1 | NetworkConstraints | 0 | 0 | 0 | 0 | 0 | 0 | 0 | 69567698.155 | 70347549.315 | 71294045.575 | 71670902.27 | 72231596.615 | 73190223.41 | 73991867.115 | 74226601.005 | 75076898.695 | 74790318.775 | 75836433.575 | 77093876.86 | 78104536.985 | 78718242.08 | 79869598.15 | 80235725.93 | 81560202.555
Option 4 AT | N >> 39/1_NIL | NetworkConstraints | 0 | 0 | 0 | 0 | 53865485.365 | 55021164.31 | 55683420.95 | 70134184.195 | 70919623.83 | 71871629.29 | 72252597.285 | 72817229.735 | 73783057.88 | 74588905.07 | 74826760.095 | 75683692.78 | 75395025.735 | 76447286.305 | 77715748.83 | 78734235.505 | 79352037.495 | 80510634.155 | 80880897.425 | 82215412.46
Option 4 AT | N >> 5A5_5P1 | NetworkConstraints | 0 | 0 | 25469947.625 | 46304370.645 | 48498037.39 | 48647939.38 | 48532075.6 | 45173474.97 | 45135080.715 | 45220286.11 | 45069904.06 | 45042307.835 | 44995063.28 | 45087443.36 | 44944045.2 | 44902093.8 | 44916206.075 | 44996503.225 | 44802706.56 | 44752859.755 | 44722684.985 | 44797780.35 | 44647884.255 | 44582611.175
Option 4 AT | N >> 5H5_5H6 | NetworkConstraints | 0 | 0 | 0 | 63421042 | 91810189.3 | 92521219.05 | 92631770.8 | 92754147.8 | 92971632.55 | 93437235.35 | 93340545.85 | 93497044.95 | 93763954.7 | 94189486.45 | 94053182.3 | 94289664.9 | 94209794.75 | 94703378.25 | 94851307.35 | 95132416.9 | 95303995.5 | 95826288.55 | 95726650.5 | 96095205.65
Option 4 AT | N >> 5P1_5A5 | NetworkConstraints | 0 | 0 | 56070376.2 | 106525487.9 | 113131708.4 | 113173131.55 | 112654224.6 | 102818397.15 | 102785421.2 | 103035191.05 | 102729579.8 | 102705826.7 | 102665540.9 | 102921222.3 | 102621671.05 | 102586153.75 | 102598251.65 | 102843798.1 | 102501318.9 | 102459034.05 | 102432870.55 | 102674130.3 | 102369139 | 102313493.85
Option 4 AT | N >> 5P1_5P2 | NetworkConstraints | 0 | 0 | 39453442.2 | 75106863.23 | 73874713.45 | 73769330.77 | 73320951.71 | 82340666.335 | 82321052.51 | 82527822.525 | 82287948.365 | 82273775.6 | 82250046.19 | 82460133.055 | 82223914.01 | 82203192.09 | 82210368.025 | 82414620.09 | 82153148.24 | 82128412.2 | 82112659.34 | 82314501.57 | 82075153.835 | 82042388.48
Option 4 AT | N >> 76-0_39/1_R | NetworkConstraints | 0 | 0 | 0 | 0 | 70178074.55 | 70919020.085 | 71157039.955 | 0 | 0 | 0 | 0 | 0 | 0 | 0 | 0 | 0 | 0 | 0 | 0 | 0 | 0 | 0 | 0 | 0
Option 4 AT | N >> 76-0_77-0_R | NetworkConstraints | 49985568.935 | 52574598.68 | 52218890.53 | 54860017.19 | 56030348.935 | 56630406.555 | 56824308.29 | 60351514.15 | 60535687.885 | 60872725.42 | 60847897.915 | 60980513.605 | 61206115.66 | 61509575.495 | 61451136.07 | 61650669.41 | 61583072.115 | 61943851.675 | 62125505.085 | 62362797.535 | 62508463.155 | 62893227.82 | 62865671.665 | 63177138.74
Option 4 AT | N >> 76-0_BAN_SCRK_1_R | NetworkConstraints | 0 | 0 | 0 | 0 | 0 | 0 | 0 | 75494168.89 | 75714402.445 | 76126129.095 | 76087754.39 | 76246323.535 | 76516135.08 | 76887681.61 | 76809111.015 | 77047768.315 | 76966932.11 | 77407031.25 | 77615650.045 | 77899468.55 | 78073616.34 | 78542455.065 | 78500812.415 | 78873334.4
Option 4 AT | N >> 8-0_16-0_R | NetworkConstraints | 34023272.4 | 45476076.635 | 44781051.555 | 44844364.26 | 34313979.305 | 34438752.85 | 34379949.1 | 29241318.27 | 29072002.58 | 28983734.265 | 28784954.075 | 28663068.515 | 28455580.73 | 28398240.68 | 28230379.725 | 28046825.955 | 28108981.96 | 27998948.345 | 27610117.35 | 27391823.255 | 27258001.17 | 27125748.795 | 26929523.4 | 26643001.275
Option 4 AT | N >> 8-0_39/1_R | NetworkConstraints | 0 | 0 | 0 | 0 | 43133165.46 | 43501327.12 | 43594717.025 | 0 | 0 | 0 | 0 | 0 | 0 | 0 | 0 | 0 | 0 | 0 | 0 | 0 | 0 | 0 | 0 | 0
Option 4 AT | N >> 8-0_BAN_SCRK_1_R | NetworkConstraints | 0 | 0 | 0 | 0 | 0 | 0 | 0 | 42335511.805 | 42211179.905 | 42201027.325 | 42000339.13 | 41910870.78 | 41758369.99 | 41771039.935 | 41593045.81 | 41458033.315 | 41503689.89 | 41477588.425 | 41137089.67 | 40976548.85 | 40878407.955 | 40835845.08 | 40636993.245 | 40426365.87
Option 4 AT | N >> 81-0_82-0 | NetworkConstraints | 51985973.575 | 71718933.19 | 30396093.815 | 0 | 0 | 0 | 0 | 0 | 0 | 0 | 0 | 0 | 0 | 0 | 0 | 0 | 0 | 0 | 0 | 0 | 0 | 0 | 0 | 0
Option 4 AT | N >> 81_82-0 | NetworkConstraints | 0 | 0 | 42353928.395 | 101534889.41 | 83129064.575 | 83454293.74 | 83308726.52 | 82186904.465 | 82200409.105 | 82432003.785 | 82223355.21 | 82233125.51 | 82249675.75 | 82478758.025 | 82267756.035 | 82282497.085 | 82277555.615 | 82511065.25 | 82317257.82 | 82334700.625 | 82345437.33 | 82580366.245 | 82371834.21 | 82394508.97
Option 4 AT | N >> 82-0_81 | NetworkConstraints | 0 | 0 | 43076520.815 | 99995143.555 | 91110351.225 | 91417259.12 | 91220417.675 | 90262435.92 | 90252837.81 | 90483362.62 | 90236598.03 | 90229741.535 | 90217933.86 | 90450202.98 | 90205292.855 | 90194911.14 | 90198458.12 | 90427935.15 | 90169990.97 | 90157564.63 | 90150082.04 | 90377901.02 | 90131581.745 | 90115082.805
Option 4 AT | N >> 82-0_81-0 | NetworkConstraints | 58162859.515 | 73686531.74 | 30856299.15 | 0 | 0 | 0 | 0 | 0 | 0 | 0 | 0 | 0 | 0 | 0 | 0 | 0 | 0 | 0 | 0 | 0 | 0 | 0 | 0 | 0
Option 4 AT | N >> 93-0_90-0_R | NetworkConstraints | 38909942.95 | 39689035.675 | 39507307.09 | 34630335.04 | 33254236.34 | 33803768.305 | 34074925.19 | 33494196.235 | 33815753.755 | 34217141.6 | 34361263.305 | 34592561.375 | 34987440.965 | 35329407.885 | 35414921.36 | 35764908.43 | 35646786.04 | 36089384.14 | 36595816.16 | 37011858.88 | 37265279.74 | 37750788.395 | 37890438.065 | 38435876.935
Option 4 AT | N >> BANNABY_1TH1_2_BAN_SCRK_1 | NetworkConstraints | 0 | 0 | 0 | 0 | 0 | 0 | 0 | 65551468.5 | 65472612.95 | 65571238.775 | 65336132.93 | 65281011.91 | 65177606.955 | 65296087.275 | 65074835.515 | 64978304.32 | 65007942.64 | 65098051.9 | 64762151.99 | 64648562.615 | 64592400.01 | 64665172.97 | 64429194 | 64284616.355
Option 4 AT | N >> BAN_SCRK_1_11-0 | NetworkConstraints | 0 | 0 | 0 | 0 | 0 | 0 | 0 | 152891093.9 | 153530975.45 | 154561866.05 | 154615912.3 | 155076497.85 | 155860890.5 | 156774689.95 | 156711934.05 | 157406038.2 | 157171113.05 | 158284251.5 | 159056893.65 | 159882303.5 | 160387851.7 | 161585114.5 | 161629654.95 | 162712841.35
Option 4 AT | N >> BAN_SCRK_1_16-0 | NetworkConstraints | 0 | 0 | 0 | 0 | 0 | 0 | 0 | 154357111.3 | 154951727.7 | 155942267.5 | 155959771.55 | 156387844.45 | 157116438.85 | 157998420.25 | 157907365 | 158551875.65 | 158333600.15 | 159400642.8 | 160085365.5 | 160851855 | 161321902.1 | 162466810.6 | 162475400.1 | 163481450.35
Option 4 AT | N >> BAN_SCRK_1_17-0 | NetworkConstraints | 0 | 0 | 0 | 0 | 0 | 0 | 0 | 150183576.8 | 150790911 | 151782903.6 | 151820656.2 | 152257801.65 | 153002310.6 | 153883156.2 | 153810046.2 | 154468893.4 | 154245917.4 | 155315967.85 | 156035819 | 156819292.3 | 157299082.65 | 158449017.8 | 158477757.45 | 159505884.1
Option 4 AT | N >> BAN_SCRK_1_5A6-0 | NetworkConstraints | 0 | 0 | 0 | 0 | 0 | 0 | 0 | 149818707.5 | 150386895.9 | 151339485.85 | 151350065.75 | 151759162.85 | 152455175.7 | 153304197.65 | 153211010.05 | 153826548.25 | 153617992.15 | 154643721.95 | 155291520.5 | 156023591.1 | 156472933.35 | 157572875.9 | 157574848.9 | 158535881.1
Option 4 AT | N >> BAN_SCRK_1_8-0 | NetworkConstraints | 0 | 0 | 0 | 0 | 0 | 0 | 0 | 154963356.25 | 155557476.45 | 156549139.6 | 156564681.65 | 156992416.55 | 157720371.5 | 158603587.05 | 158510656.1 | 159154580.15 | 158936492 | 160004595.45 | 160686742.95 | 161452531.95 | 161922234.6 | 163068104.55 | 163074722.9 | 164079885.5
Option 4 AT | N >> BAN_SCRK_1_BAN_SCRK_2 | NetworkConstraints | 0 | 0 | 0 | 0 | 0 | 0 | 0 | 114449396.5 | 115077216.3 | 115993579.25 | 116141554.25 | 116593536.2 | 117362791 | 118164548.05 | 118197895.85 | 118878358.45 | 118647899 | 119645042.1 | 120497446.3 | 121306698.8 | 121803017.8 | 122882348.7 | 123020897.45 | 124083095
Option 4 AT | N >> KEMPS_CK_2H1_2_KEMPS_CK_3H1_2 | NetworkConstraints | 27717921.92 | 27942891.265 | 27705908.93 | 52659682.125 | 24437747.815 | 23631833.565 | 22892147.665 | 25222857.92 | 24683025.02 | 24226410.855 | 23766856.695 | 23378813.675 | 22714932.57 | 22358814.9315 | 21997646.384 | 21408591.167 | 21607003.538 | 21081544.4775 | 20011813.5975 | 19311695.7965 | 18887158.3106 | 18288456.3754 | 17836319.3569 | 16918951.0396
Option 4 AT | N >> MT_PIPER_2TH1_2_39/1 | NetworkConstraints | 0 | 0 | 0 | 0 | 44244208.3 | 44413398.565 | 44324197.175 | 0 | 0 | 0 | 0 | 0 | 0 | 0 | 0 | 0 | 0 | 0 | 0 | 0 | 0 | 0 | 0 | 0
Option 4 AT | N >> MT_PIPER_2TH1_2_BAN_SCRK_1 | NetworkConstraints | 0 | 0 | 0 | 0 | 0 | 0 | 0 | 36150323.925 | 36041833.075 | 36035094.685 | 35857631.035 | 35779698.46 | 35646075.76 | 35659693.39 | 35501994.33 | 35383289.29 | 35423185.905 | 35402672.61 | 35102192.435 | 34961135.685 | 34876004.31 | 34840537.74 | 34664526.46 | 34479817.515
Option 4 AT | N >> MT_PIPER_2TH1_2_MT_PIPER_1TH1_2 | NetworkConstraints | 25134140.79 | 25888539.145 | 25961840.39 | 24848101.995 | 23629881.005 | 23656747.215 | 23555760.715 | 19237600.095 | 19109743.68 | 19037874.655 | 18892716 | 18800838.795 | 18643500.815 | 18595512.085 | 18473655.825 | 18333982.88 | 18380987.28 | 18292849.82 | 18002967.62 | 17836972.42 | 17736520.335 | 17630905.525 | 17487496.005 | 17270042.705
Option 4 AT | N >> SCRK_1TH1_2_SCRK_2TH1_2_R | NetworkConstraints | 0 | 0 | 0 | 0 | 101278125.2 | 103788506.9 | 105238758 | 125602304.25 | 127336865.7 | 129367657.9 | 130279053.75 | 131526912.3 | 133656056.4 | 135367113.1 | 135962178.7 | 137848472.9 | 137211364.6 | 139464514.35 | 142328895 | 144571450.45 | 145939273.25 | 148423246.6 | 149309927.85 | 152250788.9
Option 4 AT | NNSW H2 Domestic Consumption Purchaser | Subregion flexible electricity load for Domestic H2 | 0 | 0 | 0 | 0 | 21.6393 | 74.56 | 169.8534 | 316.5593 | 516.0579 | 645.9686 | 776.1379 | 912.7607 | 1048.5929 | 1178.372 | 1285.6981 | 1380.5864 | 1475.3821 | 1558.518 | 1626.6301 | 1701.8386 | 1774.1607 | 1848.4446 | 1912.6829 | 1979.5514
Option 4 AT | NQ H2 Domestic Consumption Purchaser | Subregion flexible electricity load for Domestic H2 | 0 | 0 | 0 | 0 | 7.4564 | 25.1497 | 58.4776 | 112.2114 | 190.0607 | 245.7186 | 299.1923 | 350.4521 | 396.4421 | 436.3537 | 463.1799 | 486.7014 | 511.2607 | 531.5406 | 549.4491 | 580.715 | 618.675 | 670.4386 | 736.0663 | 815.3579
Option 4 AT | NSA H2 Domestic Consumption Purchaser | Subregion flexible electricity load for Domestic H2 | 0 | 0 | 0 | 0 | 44.9471 | 90.3243 | 128.6089 | 170.4029 | 219.5214 | 233.7189 | 252.2383 | 291.1136 | 329.5429 | 366.97 | 397.2459 | 423.9214 | 450.6707 | 473.7383 | 490.6066 | 510.9479 | 530.5014 | 550.2589 | 568.1163 | 590.4136
Option 4 AT | NSA H2 Green Commodities Consumption Purchaser | Subregion flexible electricity load for Green Commodities H2 | 0 | 0 | 0 | 0 | 2676.7909 | 2640.4776 | 2604.6556 | 2569.2974 | 4332.1964 | 4273.4207 | 4215.4507 | 4158.2627 | 4101.8524 | 4046.2109 | 3991.3093 | 3937.1654 | 4645.3783 | 5291.2879 | 6011.6174 | 6806.8696 | 7684.8073 | 8639.695 | 9565.6744 | 10363.5836
Option 4 AT | NSW EIR Gen | Policies NSW | -11402.6522 | 5234.8832 | 13242.1116 | 27334.1116 | 40027.1116 | 42714.1116 | 51994.1116 | 53815.1116 | 65728.1116 | 67385.1116 | 72211.1116 | -15956.8884 | -15956.8884 | -15956.8884 | -15956.8884 | -15956.8884 | -15956.8884 | -15956.8884 | -15956.8884 | -15268.8816 | -14569.2384 | -14490.3768 | -13419.373 | -13419.373
Option 4 AT | NSW EIR Storage MW | Policies NSW | -325 | -599.84 | 199.16 | 590.16 | -1409.84 | -1409.84 | -1409.84 | -1409.84 | -1409.84 | -1409.84 | -1409.84 | -1409.84 | -1409.84 | -1409.84 | -1409.84 | -1409.84 | -1409.84 | -1409.84 | -1409.84 | -1409.84 | -1084.84 | -810 | -810 | -810
Option 4 AT | NSW EIR Storage MWh | Policies NSW | -2600 | -4798.72 | 5113.28 | -948.72 | 5648.28 | 12246.28 | 18843.28 | 25441.28 | 25441.28 | 25441.28 | 25441.28 | -16948.72 | -16948.72 | -16948.72 | -16948.72 | -16948.72 | -16948.72 | -16948.72 | -16948.72 | -16948.72 | -14348.72 | -12150 | -12150 | -12150
Option 4 AT | PEC and Heywood Export | Special Constraints | 6570000 | 9412800 | 11388000 | 11388000 | 11388000 | 11419200 | 11388000 | 11388000 | 11388000 | 11419200 | 11388000 | 11388000 | 11388000 | 11419200 | 11388000 | 11388000 | 11388000 | 11419200 | 11388000 | 11388000 | 11388000 | 11419200 | 11388000 | 11388000
Option 4 AT | PEC and Heywood Import | Special Constraints | 6132000 | 10000800 | 12702000 | 12702000 | 12702000 | 12736800 | 12702000 | 12702000 | 12702000 | 12736800 | 12702000 | 12702000 | 12702000 | 12736800 | 12702000 | 12702000 | 12702000 | 12736800 | 12702000 | 12702000 | 12702000 | 12736800 | 12702000 | 12702000
Option 4 AT | Poatina Min Gen | Hydro min release | 0 | 0 | 0 | 0 | 0 | 0 | 0 | 0 | 0 | 0 | 0 | 0 | 0 | 0 | 0 | 0 | 0 | 0 | 0 | 0 | 0 | 0 | 0 | 0
Option 4 AT | Powering Australia Plan | Policies NEM | 0 | 0 | 0 | 0 | 0 | 0 | 0 | 0 | 0 | 0 | 0 | 0 | 0 | 0 | 0 | 0 | 0 | 0 | 0 | 0 | 0 | 0 | 0 | 0
Option 4 AT | REZ Access Scheme N3 | Policies NSW | 0 | 7700 | 7700 | 7700 | 7700 | 7700 | 7700 | 7700 | 7700 | 7700 | 7700 | 7700 | 7700 | 7700 | 7700 | 7700 | 7700 | 7700 | 7700 | 7700 | 7700 | 7700 | 7700 | 7700
Option 4 AT | REZ Access Scheme N5 | Policies NSW | 0 | 3980 | 3980 | 3980 | 3980 | 3980 | 3980 | 3980 | 3980 | 3980 | 3980 | 3980 | 3980 | 3980 | 40000 | 40000 | 40000 | 40000 | 40000 | 40000 | 40000 | 40000 | 40000 | 40000
Option 4 AT | REZ Landholder_NSW | Landholder Payments | 0 | 0 | -82 | -82 | -82 | -82 | -197.2 | -197.2 | -197.2 | -197.2 | -197.2 | -197.2 | -197.2 | -197.2 | -197.2 | -197.2 | -197.2 | -197.2 | -197.2 | -197.2 | -197.2 | -197.2 | -197.2 | -197.2
Option 4 AT | REZ Landholder_QLD | Landholder Payments | 0 | 0 | 0 | 0 | 0 | 0 | 0 | 0 | 0 | 0 | 0 | 0 | 0 | 0 | 0 | 0 | 0 | 0 | 0 | 0 | 0 | 0 | 0 | 0
Option 4 AT | REZ Landholder_VIC | Landholder Payments | 0 | 0 | 0 | 0 | 0 | -56 | -56 | -216 | -216 | -216 | -216 | -216 | -284.4 | -284.4 | -284.4 | -284.4 | -284.4 | -284.4 | -284.4 | -284.4 | -284.4 | -284.4 | -284.4 | -284.4
Option 4 AT | ResourceLimit_DN1_Solar | Resource Limits for DREZ | 1320 | 1320 | 1320 | 1320 | 1320 | 1320 | 1320 | 1320 | 1320 | 1320 | 1320 | 1320 | 1320 | 1320 | 1320 | 1320 | 1320 | 1320 | 1320 | 1320 | 1320 | 1320 | 1320 | 1320
Option 4 AT | ResourceLimit_DN3_Solar | Resource Limits for DREZ | 775 | 775 | 775 | 775 | 775 | 775 | 775 | 775 | 775 | 775 | 775 | 775 | 775 | 775 | 775 | 775 | 775 | 775 | 775 | 775 | 775 | 775 | 775 | 775
Option 4 AT | ResourceLimit_N12_Wind Medium | Resource Limits for REZ | 0 | 0 | 0 | 0 | 0 | 0 | 0 | 0 | 0 | 0 | 0 | 0 | 0 | 0 | 0 | 0 | 0 | 0 | 0 | 0 | 0 | 0 | 0 | 0
Option 4 AT | ResourceLimit_N2_Solar | Resource Limits for REZ | 2985 | 2784.36 | 2464.36 | 2464.36 | 2464.36 | 2464.36 | 2464.36 | 2464.36 | 2464.36 | 2464.36 | 2464.36 | 2464.36 | 2464.36 | 2464.36 | 2464.36 | 2464.36 | 2464.36 | 2464.36 | 2464.36 | 2464.36 | 2464.36 | 2464.36 | 2464.36 | 2464.36
Option 4 AT | ResourceLimit_N2_Wind Medium | Resource Limits for REZ | 5600 | 5600 | 5600 | 5600 | 5390 | 5390 | 5390 | 5390 | 5390 | 5390 | 5390 | 5390 | 5390 | 5390 | 5390 | 5390 | 5390 | 5390 | 5390 | 5390 | 5390 | 5390 | 5390 | 5390
Option 4 AT | ResourceLimit_N3_Solar | Resource Limits for REZ | 6120.01 | 6120.01 | 6120.01 | 6120.01 | 6120.01 | 6120.01 | 6120.01 | 6120.01 | 6120.01 | 6120.01 | 6120.01 | 6120.01 | 6120.01 | 6120.01 | 6120.01 | 6120.01 | 6120.01 | 6120.01 | 6120.01 | 6120.01 | 6120.01 | 6120.01 | 6120.01 | 6120.01
Option 4 AT | ResourceLimit_N3_Wind Medium | Resource Limits for REZ | 3209.97 | 3209.97 | 2795.97 | 2795.97 | 2795.97 | 2795.97 | 2795.97 | 2795.97 | 2795.97 | 2795.97 | 2795.97 | 2795.97 | 2795.97 | 2795.97 | 2795.97 | 2795.97 | 2795.97 | 2795.97 | 2795.97 | 2795.97 | 2795.97 | 2795.97 | 2795.97 | 2795.97
Option 4 AT | ResourceLimit_N5_Solar | Resource Limits for REZ | 5677 | 5677 | 5677 | 5677 | 5677 | 5677 | 5677 | 5677 | 5677 | 5677 | 5677 | 5677 | 5677 | 5677 | 5677 | 5677 | 5677 | 5677 | 5677 | 5677 | 5677 | 5677 | 5677 | 5677
Option 4 AT | ResourceLimit_N5_Wind Medium | Resource Limits for REZ | 10500 | 10500 | 10500 | 10500 | 10500 | 10500 | 10500 | 10500 | 10500 | 10500 | 10500 | 10500 | 10500 | 10500 | 10500 | 10500 | 10500 | 10500 | 10500 | 10500 | 10500 | 10500 | 10500 | 10500
Option 4 AT | ResourceLimit_N8_Wind Medium | Resource Limits for REZ | 200 | 200 | 200 | 200 | 200 | 200 | 200 | 200 | 200 | 200 | 200 | 200 | 200 | 200 | 200 | 200 | 200 | 200 | 200 | 200 | 200 | 200 | 200 | 200
Option 4 AT | ResourceLimit_N9_Solar | Resource Limits for REZ | 953 | 953 | 953 | 953 | 953 | 953 | 953 | 953 | 953 | 953 | 953 | 953 | 953 | 953 | 953 | 953 | 953 | 953 | 953 | 953 | 953 | 953 | 953 | 953
Option 4 AT | ResourceLimit_N9_Wind Medium | Resource Limits for REZ | 1000 | 1000 | 1000 | 1000 | 1000 | 1000 | 1000 | 1000 | 1000 | 1000 | 1000 | 1000 | 1000 | 1000 | 1000 | 1000 | 1000 | 1000 | 1000 | 1000 | 1000 | 1000 | 1000 | 1000
Option 4 AT | ResourceLimit_Q8a_Solar | Resource Limits for REZ | 2363.85 | 2113.86 | 2113.86 | 2113.86 | 2113.86 | 2113.86 | 2113.86 | 2113.86 | 2113.86 | 2113.86 | 2113.86 | 2113.86 | 2113.86 | 2113.86 | 2113.86 | 2113.86 | 2113.86 | 2113.86 | 2113.86 | 2113.86 | 2275.81 | 2275.81 | 2275.81 | 2275.81
Option 4 AT | ResourceLimit_Q8b_Wind Medium | Resource Limits for REZ | 369.97 | 369.97 | 369.97 | 369.97 | 369.97 | 369.97 | 369.97 | 369.97 | 369.97 | 369.97 | 369.97 | 369.97 | 369.97 | 369.97 | 369.97 | 369.97 | 369.97 | 369.97 | 369.97 | 369.97 | 369.97 | 369.97 | 369.97 | 369.97
Option 4 AT | ResourceLimit_Q8c_Solar | Resource Limits for REZ | 2057.6 | 2057.6 | 2057.6 | 2057.6 | 2057.6 | 2057.6 | 2057.6 | 2057.6 | 2057.6 | 2057.6 | 2057.6 | 2057.6 | 2057.6 | 2057.6 | 2057.6 | 2057.6 | 2057.6 | 2057.6 | 2057.6 | 2057.6 | 2057.6 | 2057.6 | 2057.6 | 2057.6
Option 4 AT | ResourceLimit_Q8c_Wind Medium | Resource Limits for REZ | 1008 | 1008 | 1008 | 1008 | 1008 | 1008 | 1008 | 1008 | 1008 | 1008 | 1008 | 1008 | 1008 | 1008 | 1008 | 1008 | 1008 | 1008 | 1008 | 1008 | 1008 | 1008 | 1008 | 1008
Option 4 AT | ResourceLimit_S3_Solar | Resource Limits for REZ | 1300 | 1300 | 1300 | 1300 | 1300 | 1300 | 1300 | 1300 | 1300 | 1300 | 1300 | 1300 | 1300 | 1300 | 1300 | 1300 | 1300 | 1300 | 1300 | 1300 | 1300 | 1300 | 1300 | 1300
Option 4 AT | ResourceLimit_S5_Solar | Resource Limits for REZ | 4923 | 4923 | 4923 | 4923 | 4923 | 4923 | 4923 | 4923 | 4923 | 4923 | 4923 | 4923 | 4923 | 4923 | 4923 | 4923 | 4923 | 4923 | 4923 | 4923 | 4923 | 5000 | 5000 | 5000
Option 4 AT | ResourceLimit_S6_Wind Medium | Resource Limits for REZ | 0 | 0 | 0 | 0 | 0 | 0 | 0 | 0 | 0 | 0 | 0 | 0 | 0 | 0 | 0 | 0 | 0 | 0 | 0 | 0 | 0 | 0 | 0 | 0
Option 4 AT | ResourceLimit_T1_Solar | Resource Limits for REZ | 300 | 300 | 300 | 300 | 300 | 300 | 300 | 300 | 300 | 300 | 300 | 300 | 300 | 300 | 300 | 300 | 300 | 300 | 300 | 300 | 300 | 300 | 300 | 300
Option 4 AT | ResourceLimit_T3_Solar | Resource Limits for REZ | 150 | 150 | -137 | -137 | -137 | -137 | -137 | -137 | -137 | -137 | -137 | -137 | -137 | -137 | -137 | -137 | -137 | -137 | -137 | -137 | -137 | -137 | -137 | -137
Option 4 AT | ResourceLimit_T3_Wind Medium | Resource Limits for REZ | 2500 | 2500 | 2500 | 2500 | 2500 | 2500 | 2500 | 2500 | 2500 | 2500 | 2500 | 2500 | 2500 | 2500 | 2500 | 2500 | 2500 | 2500 | 2500 | 2500 | 2500 | 2500 | 2500 | 2500
Option 4 AT | ResourceLimit_V1_Solar | Resource Limits for REZ | 3016 | 3016 | 3016 | 3016 | 3016 | 3016 | 3016 | 3016 | 3016 | 3016 | 3016 | 3016 | 3016 | 3016 | 3016 | 3016 | 3016 | 3016 | 3016 | 3016 | 3016 | 3016 | 3016 | 3016
Option 4 AT | ResourceLimit_V1_Wind Medium | Resource Limits for REZ | 1131 | 1131 | 1131 | 1131 | 1131 | 1131 | 1131 | 1131 | 1131 | 1131 | 1131 | 1131 | 1131 | 1131 | 1131 | 1131 | 1131 | 1131 | 1131 | 1131 | 1131 | 1131 | 1131 | 1131
Option 4 AT | ResourceLimit_V2_Wind Medium | Resource Limits for REZ | 956 | 956 | 956 | 956 | 956 | 956 | 956 | 956 | 956 | 956 | 956 | 956 | 956 | 956 | 956 | 956 | 956 | 956 | 956 | 956 | 956 | 956 | 956 | 956
Option 4 AT | ResourceLimit_V4_Solar | Resource Limits for REZ | 0 | 0 | 0 | 0 | 0 | 0 | 0 | 0 | 0 | 0 | 0 | 0 | 0 | 0 | 0 | 0 | 0 | 0 | 0 | 0 | 0 | 0 | 0 | 0
Option 4 AT | ResourceLimit_V4_Wind Medium | Resource Limits for REZ | 1604 | 1604 | 1604 | 1604 | 1604 | 1604 | 1604 | 1604 | 1604 | 1604 | 1604 | 1604 | 1604 | 1604 | 1604 | 1604 | 1604 | 1604 | 1604 | 1604 | 1604 | 1604 | 1604 | 1604
Option 4 AT | ResourceLimit_V5_Wind Medium | Resource Limits for REZ | 1599 | 1599 | 1599 | 1599 | 1599 | 1599 | 1599 | 1599 | 1599 | 1599 | 1599 | 1599 | 1599 | 1599 | 1599 | 1599 | 1599 | 1599 | 1599 | 1599 | 1599 | 1599 | 1599 | 1599
Option 4 AT | ResourceLimit_V7_Wind Medium | Resource Limits for REZ | 408 | 408 | 408 | 408 | 408 | 408 | 408 | 408 | 408 | 408 | 408 | 408 | 408 | 408 | 408 | 408 | 408 | 408 | 408 | 408 | 408 | 408 | 408 | 408
Option 4 AT | SA Firming | Policies SA | -2897.64 | -2581.14 | 318.86 | 318.86 | 564.86 | -1735.14 | -1735.14 | -1735.14 | -1735.14 | -1655.14 | -1619.24 | -1090.24 | -1090.24 | -1090.24 | -886.48 | -886.48 | -886.48 | -886.48 | -548.48 | -420.08 | -266.08 | -266.08 | -266.08 | -266.08
Option 4 AT | SESA H2 Domestic Consumption Purchaser | Subregion flexible electricity load for Domestic H2 | 0 | 0 | 0 | 0 | 55.5843 | 60.2074 | 85.722 | 113.6193 | 146.365 | 155.8126 | 168.1849 | 194.0757 | 219.73 | 244.6206 | 264.8306 | 282.6143 | 300.4471 | 315.808 | 327.0624 | 340.6493 | 353.6329 | 366.8394 | 378.7614 | 393.6264
Option 4 AT | SEV H2 Domestic Consumption Purchaser | Subregion flexible electricity load for Domestic H2 | 0 | 0 | 0 | 0 | 35.405 | 125.3037 | 284.0971 | 524.6614 | 831.4179 | 1003.7103 | 1154.0387 | 1302.4764 | 1437.1614 | 1555.8777 | 1643.6809 | 1718.2636 | 1796.0086 | 1863.5029 | 1915.2637 | 1974.1807 | 2028.2529 | 2083.6797 | 2137.416 | 2214.7157
Option 4 AT | SNSW H2 Domestic Consumption Purchaser | Subregion flexible electricity load for Domestic H2 | 0.41714 | 0.366 | 0.365 | 0.365 | 21.6393 | 74.56 | 169.8534 | 316.5593 | 516.0579 | 645.9686 | 776.1379 | 912.7607 | 1048.5929 | 1178.372 | 1285.6981 | 1380.5864 | 1475.3821 | 1558.518 | 1626.6301 | 1701.8386 | 1774.1607 | 1848.4446 | 1912.6829 | 1979.5514
Option 4 AT | SNW Firming | Policies NSW | 0 | 419 | 0 | 0 | 0 | 0 | 0 | 0 | 0 | 0 | 0 | 0 | 0 | 0 | 0 | 0 | 0 | 0 | 0 | 0 | 0 | 0 | 0 | 0
Option 4 AT | SNW H2 Domestic Consumption Purchaser | Subregion flexible electricity load for Domestic H2 | 2.92 | 2.8757 | 2.8416 | 2.8157 | 151.3707 | 521.946 | 1189.1046 | 2215.7586 | 3612.4571 | 4521.7546 | 5432.9379 | 6389.2207 | 7340.2021 | 8248.5251 | 8999.8603 | 9664.2093 | 10327.5186 | 10909.5743 | 11386.386 | 11912.8179 | 12419.2814 | 12939.164 | 13388.8054 | 13856.7557
Option 4 AT | SNW H2 Green Commodities Consumption Purchaser | Subregion flexible electricity load for Green Commodities H2 | 0 | 0 | 0 | 0 | 0 | 0 | 0 | 959.9247 | 1512.0689 | 1840.9277 | 2203.8317 | 2575.5557 | 2969.0937 | 3390.494 | 8328.3164 | 8215.3474 | 8640.3869 | 8692.7493 | 8753.2411 | 8817.4559 | 8972.352 | 10085.535 | 11118.3309 | 12039.161
Option 4 AT | SQ H2 Domestic Consumption Purchaser | Subregion flexible electricity load for Domestic H2 | 0 | 0 | 0 | 0 | 34.7793 | 117.3823 | 272.8084 | 523.7229 | 886.8979 | 1146.6866 | 1396.2134 | 1635.5129 | 1849.9243 | 2036.3086 | 2161.5056 | 2271.2907 | 2385.9529 | 2480.6097 | 2564.0963 | 2710.0207 | 2887.2021 | 3128.6437 | 3435.0286 | 3805.0729
Option 4 AT | SRET | Policies SA | 0 | 0 | 0 | 0 | 0 | 0 | 0 | 0 | 0 | 0 | 0 | 0 | 0 | 0 | 0 | 0 | 0 | 0 | 0 | 0 | 0 | 0 | 0 | 0
Option 4 AT | Shared Upgrade_CNSW-SNW Option 3 - Stage 2 | Shared REZ Upgrades | 0 | 0 | 0 | 0 | 0 | 0 | 0 | 2000 | 0 | 0 | 0 | 2000 | 0 | 0 | 0 | 0 | 0 | 0 | 0 | 0 | 0 | 0 | 0 | 0
Option 4 AT | Snowy 2.0 - Gen | Special Constraints | 5781600 | 17703360 | 26280000 | 26280000 | 26280000 | 26352000 | 26280000 | 26280000 | 26280000 | 26352000 | 26280000 | 26280000 | 26280000 | 26352000 | 26280000 | 26280000 | 26280000 | 26352000 | 26280000 | 26280000 | 26280000 | 26352000 | 26280000 | 26280000
Option 4 AT | Snowy 2.0 - Pump | Special Constraints | 5781600 | 17703360 | 26280000 | 26280000 | 26280000 | 26352000 | 26280000 | 26280000 | 26280000 | 26352000 | 26280000 | 26280000 | 26280000 | 26352000 | 26280000 | 26280000 | 26280000 | 26352000 | 26280000 | 26280000 | 26280000 | 26352000 | 26280000 | 26280000
Option 4 AT | Sys Strength Requirement - Efficient Level CNSW | System Strength Requiements- Efficient | 0 | 0 | 0 | 0 | 0 | 0 | 0 | 0 | 0 | 0 | 0 | 0 | 0 | 0 | 0 | 0 | 0 | 0 | 0 | 0 | 0 | 0 | 0 | 0
Option 4 AT | Sys Strength Requirement - Efficient Level CQ | System Strength Requiements- Efficient | 0 | 0 | 0 | 0 | 0 | 0 | 0 | 0 | 0 | 0 | 0 | 0 | 0 | 0 | 0 | 0 | 0 | 0 | 0 | 0 | 0 | 0 | 0 | 0
Option 4 AT | Sys Strength Requirement - Efficient Level CSA | System Strength Requiements- Efficient | 0 | 0 | 0 | 0 | 0 | 0 | 0 | 0 | 0 | 0 | 0 | 0 | 0 | 0 | 0 | 0 | 0 | 0 | 0 | 0 | 0 | 0 | 0 | 0
Option 4 AT | Sys Strength Requirement - Efficient Level GG | System Strength Requiements- Efficient | 0 | 0 | 0 | 0 | 0 | 0 | 0 | 0 | 0 | 0 | 0 | 0 | 0 | 0 | 0 | 0 | 0 | 0 | 0 | 0 | 0 | 0 | 0 | 0
Option 4 AT | Sys Strength Requirement - Efficient Level MEL | System Strength Requiements- Efficient | 0 | 0 | 0 | 0 | 0 | 0 | 0 | 0 | 0 | 0 | 0 | 0 | 0 | 0 | 0 | 0 | 0 | 0 | 0 | 0 | 0 | 0 | 0 | 0
Option 4 AT | Sys Strength Requirement - Efficient Level NNSW | System Strength Requiements- Efficient | 0 | 0 | 0 | 0 | 0 | 0 | 0 | 0 | 0 | 0 | 0 | 0 | 0 | 0 | 0 | 0 | 0 | 0 | 0 | 0 | 0 | 0 | 0 | 0
Option 4 AT | Sys Strength Requirement - Efficient Level NQ | System Strength Requiements- Efficient | 0 | 0 | 0 | 0 | 0 | 0 | 0 | 0 | 0 | 0 | 0 | 0 | 0 | 0 | 0 | 0 | 0 | 0 | 0 | 0 | 0 | 0 | 0 | 0
Option 4 AT | Sys Strength Requirement - Efficient Level NSA | System Strength Requiements- Efficient | 0 | 0 | 0 | 0 | 0 | 0 | 0 | 0 | 0 | 0 | 0 | 0 | 0 | 0 | 0 | 0 | 0 | 0 | 0 | 0 | 0 | 0 | 0 | 0
Option 4 AT | Sys Strength Requirement - Efficient Level SESA | System Strength Requiements- Efficient | 0 | 0 | 0 | 0 | 0 | 0 | 0 | 0 | 0 | 0 | 0 | 0 | 0 | 0 | 0 | 0 | 0 | 0 | 0 | 0 | 0 | 0 | 0 | 0
Option 4 AT | Sys Strength Requirement - Efficient Level SEV | System Strength Requiements- Efficient | 0 | 0 | 0 | 0 | 0 | 0 | 0 | 0 | 0 | 0 | 0 | 0 | 0 | 0 | 0 | 0 | 0 | 0 | 0 | 0 | 0 | 0 | 0 | 0
Option 4 AT | Sys Strength Requirement - Efficient Level SNSW | System Strength Requiements- Efficient | 0 | 0 | 0 | 0 | 0 | 0 | 0 | 0 | 0 | 0 | 0 | 0 | 0 | 0 | 0 | 0 | 0 | 0 | 0 | 0 | 0 | 0 | 0 | 0
Option 4 AT | Sys Strength Requirement - Efficient Level SNW | System Strength Requiements- Efficient | 0 | 0 | 0 | 0 | 0 | 0 | 0 | 0 | 0 | 0 | 0 | 0 | 0 | 0 | 0 | 0 | 0 | 0 | 0 | 0 | 0 | 0 | 0 | 0
Option 4 AT | Sys Strength Requirement - Efficient Level SQ | System Strength Requiements- Efficient | 0 | 0 | 0 | 0 | 0 | 0 | 0 | 0 | 0 | 0 | 0 | 0 | 0 | 0 | 0 | 0 | 0 | 0 | 0 | 0 | 0 | 0 | 0 | 0
Option 4 AT | Sys Strength Requirement - Efficient Level TAS | System Strength Requiements- Efficient | 0 | 0 | 0 | 0 | 0 | 0 | 0 | 0 | 0 | 0 | 0 | 0 | 0 | 0 | 0 | 0 | 0 | 0 | 0 | 0 | 0 | 0 | 0 | 0
Option 4 AT | Sys Strength Requirement - Efficient Level WNV | System Strength Requiements- Efficient | 0 | 0 | 0 | 0 | 0 | 0 | 0 | 0 | 0 | 0 | 0 | 0 | 0 | 0 | 0 | 0 | 0 | 0 | 0 | 0 | 0 | 0 | 0 | 0
Option 4 AT | Sys Strength Requirement - Min Fault Level CNSW | System Strength Requiements - Minimum | -3404 | -3404 | -3404 | -689 | 41 | 701 | 701 | 701 | 701 | 701 | 701 | 701 | 701 | 701 | 701 | 701 | 701 | 701 | 701 | 701 | 701 | 701 | 701 | 701
Option 4 AT | Sys Strength Requirement - Min Fault Level CQ | System Strength Requiements - Minimum | -2491 | -2491 | -2491 | -1061 | 513 | 513 | 513 | 513 | 513 | 513 | 513 | 513 | 513 | 513 | 513 | 513 | 513 | 513 | 513 | 513 | 513 | 513 | 513 | 513
Option 4 AT | Sys Strength Requirement - Min Fault Level GG | System Strength Requiements - Minimum | -1393.1 | -1393.1 | -1393.1 | 286.9 | 286.9 | 286.9 | 286.9 | 286.9 | 286.9 | 286.9 | 286.9 | 286.9 | 286.9 | 286.9 | 286.9 | 286.9 | 286.9 | 286.9 | 286.9 | 286.9 | 286.9 | 286.9 | 286.9 | 286.9
Option 4 AT | Sys Strength Requirement - Min Fault Level SEV | System Strength Requiements - Minimum | -3996.9 | -3996.9 | -2546.9 | -1386.9 | -1386.9 | -1386.9 | -1386.9 | 823.1 | 823.1 | 823.1 | 823.1 | 823.1 | 823.1 | 823.1 | 823.1 | 823.1 | 823.1 | 823.1 | 823.1 | 823.1 | 823.1 | 823.1 | 823.1 | 823.1
Option 4 AT | Sys Strength Requirement - Min Fault Level SNW | System Strength Requiements - Minimum | -3482.8 | -3482.8 | -3482.8 | 717.2 | 717.2 | 717.2 | 717.2 | 717.2 | 717.2 | 717.2 | 717.2 | 717.2 | 717.2 | 717.2 | 717.2 | 717.2 | 717.2 | 717.2 | 717.2 | 717.2 | 717.2 | 717.2 | 717.2 | 717.2
Option 4 AT | Sys Strength Requirement - Min Fault Level SQ | System Strength Requiements - Minimum | -2857.6 | -2857.6 | -2857.6 | -263.6 | 162.4 | 588.4 | 588.4 | 588.4 | 588.4 | 588.4 | 588.4 | 588.4 | 588.4 | 588.4 | 588.4 | 588.4 | 588.4 | 588.4 | 588.4 | 588.4 | 588.4 | 588.4 | 588.4 | 588.4
Option 4 AT | TAS H2 Domestic Consumption Purchaser | Subregion flexible electricity load for Domestic H2 | 0 | 0 | 0 | 0 | 150.745 | 306.7626 | 567.2557 | 837.31 | 1024.6593 | 1056.8591 | 1084.3246 | 1114.1364 | 1138.8 | 1141.0134 | 1150.858 | 1160.1786 | 1179.1064 | 1196.1231 | 1205.0077 | 1216.545 | 1223.7929 | 1230.292 | 1229.6713 | 1232.9179
Option 4 AT | TAS H2 Green Commodities Consumption Purchaser | Subregion flexible electricity load for Green Commodities H2 | 0 | 0 | 0 | 0 | 0 | 0 | 0 | 0 | 0 | 0 | 0 | 0 | 0 | 0 | 904.0274 | 1024.4257 | 1172.3687 | 1337.1386 | 1520.3471 | 1723.2841 | 1946.4191 | 2188.1997 | 2423.0451 | 2624.6277
Option 4 AT | TRET | Policies TAS | 0 | 12617 | 14039 | 15461 | 15984 | 16507 | 17032 | 17556 | 18079 | 18603 | 19126 | 19650 | 20174 | 20697 | 0 | 0 | 0 | 0 | 0 | 0 | 0 | 0 | 0 | 0
Option 4 AT | Tarraleah Max Energy Day | Hydro min release | 7300 | 7320 | 7300 | 7300 | 7300 | 7320 | 7300 | 7300 | 7300 | 7320 | 7300 | 7300 | 7300 | 7320 | 7300 | 7300 | 7300 | 7320 | 7300 | 7300 | 7300 | 7320 | 7300 | 7300
Option 4 AT | Tarraleah Min Flow | Hydro min release | 0 | 0 | 0 | 0 | 0 | 0 | 0 | 0 | 0 | 0 | 0 | 0 | 0 | 0 | 0 | 0 | 0 | 0 | 0 | 0 | 0 | 0 | 0 | 0
Option 4 AT | Tarraleah Min Gen | Hydro min release | 151.11 | 151.11 | 151.11 | 151.11 | 151.11 | 151.11 | 151.11 | 151.11 | 151.11 | 151.11 | 151.11 | 151.11 | 151.11 | 151.11 | 151.11 | 151.11 | 151.11 | 151.11 | 151.11 | 151.11 | 151.11 | 151.11 | 151.11 | 151.11
Option 4 AT | VIC Storage | Policies VIC | -2138.658 | -3226.896 | -3076.542 | -2371.058 | -1804.641 | -1264.395 | -920.105 | -485.754 | -44.064 | -6678.454 | -7046.904 | -7372.201 | -7909.286 | -8387.99 | -8874.966 | -9181.383 | -9849.864 | -10413.014 | -10980.874 | -11772.971 | -12047.079 | -11745.92 | -12700.625 | -13656.228
Option 4 AT | VOWT | Policies VIC | 0 | 0 | 0 | 0 | 0 | 2000 | 2667 | 3333 | 4000 | 5000 | 6000 | 7000 | 8000 | 9000 | 0 | 0 | 0 | 0 | 0 | 0 | 0 | 0 | 0 | 0
Option 4 AT | VRET | Policies VIC | 0 | 0 | 0 | 0 | 0 | 0 | 0 | 0 | 0 | 0 | 0 | 0 | 0 | 0 | 0 | 0 | 0 | 0 | 0 | 0 | 0 | 0 | 0 | 0
Option 4 AT | WNV H2 Domestic Consumption Purchaser | Subregion flexible electricity load for Domestic H2 | 70.7579 | 69.8803 | 68.7497 | 67.89 | 318.4364 | 1127.8374 | 2556.9527 | 4721.8486 | 7482.7607 | 9033.4443 | 10386.3493 | 11722.2879 | 12934.4529 | 14002.8986 | 14792.9709 | 15464.5286 | 16163.8686 | 16771.5003 | 17237.2963 | 17767.6786 | 18254.1714 | 18752.9606 | 19236.822 | 19932.3371
Option 4 AT | WNV H2 Green Commodities Consumption Purchaser | Subregion flexible electricity load for Green Commodities H2 | 0 | 0 | 0 | 0 | 0 | 0 | 0 | 0 | 0 | 0 | 848.0139 | 991.6893 | 1141.4539 | 1305.8807 | 1486.3113 | 1684.2663 | 1927.4801 | 2198.4096 | 2499.6274 | 2833.2819 | 3200.1269 | 3597.6463 | 3983.7671 | 4315.1771
Option 4 AT | Wayatinah Min Gen | Hydro min release | 24.09 | 24.09 | 24.09 | 24.09 | 24.09 | 24.09 | 24.09 | 24.09 | 24.09 | 24.09 | 24.09 | 24.09 | 24.09 | 24.09 | 24.09 | 24.09 | 24.09 | 24.09 | 24.09 | 24.09 | 24.09 | 24.09 | 24.09 | 24.09
Option 5 AT | 2030 Emissions Budget 1 | Emissions DLT | 69603.1022 | 69793.7956 | 69603.1022 | 69603.1022 | 69603.1022 | 69793.7956 | 69634.8699 | 69634.8699 | 69634.8699 | 69825.6504 | 69634.8699 | 69634.8699 | 69603.1022 | 69793.7956 | 69603.1022 | 69603.1022 | 69603.1022 | 69793.7956 | 69634.8699 | 69634.8699 | 69634.8699 | 69825.6504 | 69634.8699 | 69634.8699
Option 5 AT | 2035 Emissions Target | Emissions DLT | 1313.9667 | 1317.5666 | 1313.9667 | 1313.9667 | 1313.9667 | 1317.5666 | 1314.5664 | 1314.5664 | 1314.5664 | 1318.168 | 1314.5664 | 1314.5664 | 1313.9667 | 1317.5666 | 1313.9667 | 1313.9667 | 1313.9667 | 1317.5666 | 1314.5664 | 1314.5664 | 1314.5664 | 1318.168 | 1314.5664 | 1314.5664
Option 5 AT | 2050 Emissions Budget 1 | Emissions DLT | 41647.0129 | 41761.1143 | 41647.0129 | 41647.0129 | 41647.0129 | 41761.1143 | 41666.0211 | 41666.0211 | 41666.0211 | 41780.1746 | 41666.0211 | 41666.0211 | 41647.0129 | 41761.1143 | 41647.0129 | 41647.0129 | 41647.0129 | 41761.1143 | 41666.0211 | 41666.0211 | 41666.0211 | 41780.1746 | 41666.0211 | 41666.0211
Option 5 AT | 2050 Emissions Budget 2 | Emissions DLT | 5175.6134 | 5189.7932 | 5175.6134 | 5175.6134 | 5175.6134 | 5189.7932 | 5177.9756 | 5177.9756 | 5177.9756 | 5192.1619 | 5177.9756 | 5177.9756 | 5175.6134 | 5189.7932 | 5175.6134 | 5175.6134 | 5175.6134 | 5189.7932 | 5177.9756 | 5177.9756 | 5177.9756 | 5192.1619 | 5177.9756 | 5177.9756
Option 5 AT | 2050 Emissions Budget 3 | Emissions DLT | 1102.0635 | 1105.0829 | 1102.0635 | 1102.0635 | 1102.0635 | 1105.0829 | 1102.5665 | 1102.5665 | 1102.5665 | 1105.5873 | 1102.5665 | 1102.5665 | 1102.0635 | 1105.0829 | 1102.0635 | 1102.0635 | 1102.0635 | 1105.0829 | 1102.5665 | 1102.5665 | 1102.5665 | 1105.5873 | 1102.5665 | 1102.5665
Option 5 AT | 2050 Emissions Budget 4 | Emissions DLT | 2529.2319 | 2536.1613 | 2529.2319 | 2529.2319 | 2529.2319 | 2536.1613 | 2530.3862 | 2530.3862 | 2530.3862 | 2537.3188 | 2530.3862 | 2530.3862 | 2529.2319 | 2536.1613 | 2529.2319 | 2529.2319 | 2529.2319 | 2536.1613 | 2530.3862 | 2530.3862 | 2530.3862 | 2537.3188 | 2530.3862 | 2530.3862
Option 5 AT | 2050 Emissions Budget NSW 1 | Emissions DLT | 24777.3723 | 24845.2555 | 24777.3723 | 24777.3723 | 24777.3723 | 24845.2555 | 24788.681 | 24788.681 | 24788.681 | 24856.5952 | 24788.681 | 24788.681 | 24777.3723 | 24845.2555 | 24777.3723 | 24777.3723 | 24777.3723 | 24845.2555 | 24788.681 | 24788.681 | 24788.681 | 24856.5952 | 24788.681 | 24788.681
Option 5 AT | 2050 Emissions Budget NSW 2 | Emissions DLT | 11389.5985 | 11420.8029 | 11389.5985 | 11389.5985 | 11389.5985 | 11420.8029 | 11394.7969 | 11394.7969 | 11394.7969 | 11426.0155 | 11394.7969 | 11394.7969 | 11389.5985 | 11420.8029 | 11389.5985 | 11389.5985 | 11389.5985 | 11420.8029 | 11394.7969 | 11394.7969 | 11394.7969 | 11426.0155 | 11394.7969 | 11394.7969
Option 5 AT | 2050 Emissions Budget NSW 3 | Emissions DLT | 11389.5985 | 11420.8029 | 11389.5985 | 11389.5985 | 11389.5985 | 11420.8029 | 11394.7969 | 11394.7969 | 11394.7969 | 11426.0155 | 11394.7969 | 11394.7969 | 11389.5985 | 11420.8029 | 11389.5985 | 11389.5985 | 11389.5985 | 11420.8029 | 11394.7969 | 11394.7969 | 11394.7969 | 11426.0155 | 11394.7969 | 11394.7969
Option 5 AT | 2050 Emissions Budget NSW 4 | Emissions DLT | 11389.5985 | 11420.8029 | 11389.5985 | 11389.5985 | 11389.5985 | 11420.8029 | 11394.7969 | 11394.7969 | 11394.7969 | 11426.0155 | 11394.7969 | 11394.7969 | 11389.5985 | 11420.8029 | 11389.5985 | 11389.5985 | 11389.5985 | 11420.8029 | 11394.7969 | 11394.7969 | 11394.7969 | 11426.0155 | 11394.7969 | 11394.7969
Option 5 AT | 2050 Emissions Budget QLD 1 | Emissions DLT | 33269.6168 | 33360.7664 | 33269.6168 | 33269.6168 | 33269.6168 | 33360.7664 | 33284.8015 | 33284.8015 | 33284.8015 | 33375.9927 | 33284.8015 | 33284.8015 | 33269.6168 | 33360.7664 | 33269.6168 | 33269.6168 | 33269.6168 | 33360.7664 | 33284.8015 | 33284.8015 | 33284.8015 | 33375.9927 | 33284.8015 | 33284.8015
Option 5 AT | 2050 Emissions Budget QLD 2 | Emissions DLT | 12388.6861 | 12422.6277 | 12388.6861 | 12388.6861 | 12388.6861 | 12422.6277 | 12394.3405 | 12394.3405 | 12394.3405 | 12428.2976 | 12394.3405 | 12394.3405 | 12388.6861 | 12422.6277 | 12388.6861 | 12388.6861 | 12388.6861 | 12422.6277 | 12394.3405 | 12394.3405 | 12394.3405 | 12428.2976 | 12394.3405 | 12394.3405
Option 5 AT | 2050 Emissions Budget QLD 3 | Emissions DLT | 12388.6861 | 12422.6277 | 12388.6861 | 12388.6861 | 12388.6861 | 12422.6277 | 12394.3405 | 12394.3405 | 12394.3405 | 12428.2976 | 12394.3405 | 12394.3405 | 12388.6861 | 12422.6277 | 12388.6861 | 12388.6861 | 12388.6861 | 12422.6277 | 12394.3405 | 12394.3405 | 12394.3405 | 12428.2976 | 12394.3405 | 12394.3405
Option 5 AT | 2050 Emissions Budget QLD 4 | Emissions DLT | 12388.6861 | 12422.6277 | 12388.6861 | 12388.6861 | 12388.6861 | 12422.6277 | 12394.3405 | 12394.3405 | 12394.3405 | 12428.2976 | 12394.3405 | 12394.3405 | 12388.6861 | 12422.6277 | 12388.6861 | 12388.6861 | 12388.6861 | 12422.6277 | 12394.3405 | 12394.3405 | 12394.3405 | 12428.2976 | 12394.3405 | 12394.3405
Option 5 AT | 2050 Emissions Budget SA 1 | Emissions DLT | 1415.3741 | 1419.2518 | 1415.3741 | 1415.3741 | 1415.3741 | 1419.2518 | 1416.0201 | 1416.0201 | 1416.0201 | 1419.8996 | 1416.0201 | 1416.0201 | 1415.3741 | 1419.2518 | 1415.3741 | 1415.3741 | 1415.3741 | 1419.2518 | 1416.0201 | 1416.0201 | 1416.0201 | 1419.8996 | 1416.0201 | 1416.0201
Option 5 AT | 2050 Emissions Budget SA 2 | Emissions DLT | 749.3157 | 751.3686 | 749.3157 | 749.3157 | 749.3157 | 751.3686 | 749.6577 | 749.6577 | 749.6577 | 751.7115 | 749.6577 | 749.6577 | 749.3157 | 751.3686 | 749.3157 | 749.3157 | 749.3157 | 751.3686 | 749.6577 | 749.6577 | 749.6577 | 751.7115 | 749.6577 | 749.6577
Option 5 AT | 2050 Emissions Budget SA 3 | Emissions DLT | 749.3157 | 751.3686 | 749.3157 | 749.3157 | 749.3157 | 751.3686 | 749.6577 | 749.6577 | 749.6577 | 751.7115 | 749.6577 | 749.6577 | 749.3157 | 751.3686 | 749.3157 | 749.3157 | 749.3157 | 751.3686 | 749.6577 | 749.6577 | 749.6577 | 751.7115 | 749.6577 | 749.6577
Option 5 AT | 2050 Emissions Budget SA 4 | Emissions DLT | 749.3157 | 751.3686 | 749.3157 | 749.3157 | 749.3157 | 751.3686 | 749.6577 | 749.6577 | 749.6577 | 751.7115 | 749.6577 | 749.6577 | 749.3157 | 751.3686 | 749.3157 | 749.3157 | 749.3157 | 751.3686 | 749.6577 | 749.6577 | 749.6577 | 751.7115 | 749.6577 | 749.6577
Option 5 AT | 2050 Emissions Budget VIC 1 | Emissions DLT | 22795.8485 | 22858.3029 | 22795.8485 | 22795.8485 | 22795.8485 | 22858.3029 | 22806.2529 | 22806.2529 | 22806.2529 | 22868.7357 | 22806.2529 | 22806.2529 | 22795.8485 | 22858.3029 | 22795.8485 | 22795.8485 | 22795.8485 | 22858.3029 | 22806.2529 | 22806.2529 | 22806.2529 | 22868.7357 | 22806.2529 | 22806.2529
Option 5 AT | 2050 Emissions Budget VIC 2 | Emissions DLT | 6943.6588 | 6962.6825 | 6943.6588 | 6943.6588 | 6943.6588 | 6962.6825 | 6946.8279 | 6946.8279 | 6946.8279 | 6965.8603 | 6946.8279 | 6946.8279 | 6943.6588 | 6962.6825 | 6943.6588 | 6943.6588 | 6943.6588 | 6962.6825 | 6946.8279 | 6946.8279 | 6946.8279 | 6965.8603 | 6946.8279 | 6946.8279
Option 5 AT | 2050 Emissions Budget VIC 3 | Emissions DLT | 6943.6588 | 6962.6825 | 6943.6588 | 6943.6588 | 6943.6588 | 6962.6825 | 6946.8279 | 6946.8279 | 6946.8279 | 6965.8603 | 6946.8279 | 6946.8279 | 6943.6588 | 6962.6825 | 6943.6588 | 6943.6588 | 6943.6588 | 6962.6825 | 6946.8279 | 6946.8279 | 6946.8279 | 6965.8603 | 6946.8279 | 6946.8279
Option 5 AT | 2050 Emissions Budget VIC 4 | Emissions DLT | 6943.6588 | 6962.6825 | 6943.6588 | 6943.6588 | 6943.6588 | 6962.6825 | 6946.8279 | 6946.8279 | 6946.8279 | 6965.8603 | 6946.8279 | 6946.8279 | 6943.6588 | 6962.6825 | 6943.6588 | 6943.6588 | 6943.6588 | 6962.6825 | 6946.8279 | 6946.8279 | 6946.8279 | 6965.8603 | 6946.8279 | 6946.8279
Option 5 AT | Basslink Daily Energy Limit | Special Constraints | -287.568 | -288.408 | -287.568 | -287.568 | -287.568 | -288.408 | -287.568 | -287.568 | -287.568 | -288.408 | -287.568 | -287.568 | -287.568 | -288.408 | -287.568 | -287.568 | -287.568 | -288.408 | -287.568 | -287.568 | -287.568 | -288.408 | -287.568 | -287.568
Option 5 AT | Borumba - Gen | Special Constraints | 0 | 0 | 0 | 0 | 0 | 0 | 0 | 0 | 0 | 15336000 | 26280000 | 26280000 | 26280000 | 26352000 | 26280000 | 26280000 | 26280000 | 26352000 | 26280000 | 26280000 | 26280000 | 26352000 | 26280000 | 26280000
Option 5 AT | Borumba - Pump | Special Constraints | 0 | 0 | 0 | 0 | 0 | 0 | 0 | 0 | 0 | 15336000 | 26280000 | 26280000 | 26280000 | 26352000 | 26280000 | 26280000 | 26280000 | 26352000 | 26280000 | 26280000 | 26280000 | 26352000 | 26280000 | 26280000
Option 5 AT | CIS Dispatchable NSW | Policies NEM | -1231.12 | -631.96 | -431.96 | -1241.96 | -2541.96 | -2741.96 | -2741.96 | -2783.18 | -2741.96 | -2741.96 | -2741.96 | -2741.96 | -2741.96 | -2741.96 | -2750.69 | -2750.69 | -2709.47 | -2750.69 | -2709.47 | -2709.47 | -1925.69 | -1624.85 | -1583.63 | -1583.63
Option 5 AT | CIS Dispatchable SA | Policies NEM | -30 | 788 | 788 | 788 | -461 | -461 | -461 | -205 | -461 | -461 | -461 | -205 | -461 | -461 | -461 | -461 | -461 | -461 | -205 | -461 | -431 | 0 | 0 | 0
Option 5 AT | CIS Dispatchable VIC | Policies NEM | 0 | 1220 | 1271.79 | 1271.79 | -428.21 | -428.21 | -435.41 | -428.21 | -428.21 | -428.21 | -428.21 | -435.41 | -428.21 | -428.21 | -435.41 | -435.41 | -435.41 | -435.41 | -435.41 | -428.21 | -435.41 | 0 | 0 | 0
Option 5 AT | CIS Gen NSW | Policies NEM | -4646.44 | 1715.47 | 7931.07 | 14075.07 | -8779.93 | -9539.57 | -9539.57 | -9539.57 | -9539.57 | -9539.57 | -9539.57 | -9539.57 | -9539.57 | -9539.57 | -9539.57 | -9539.57 | -9539.57 | -9539.57 | -9539.57 | -9302.56 | -8998.86 | -8966.46 | -8583 | -8583
Option 5 AT | CIS Gen SA | Policies NEM | 0 | 20.36 | 621.16 | 509.16 | -690.84 | -690.84 | -690.84 | -690.84 | -690.84 | -690.84 | -690.84 | -690.84 | -690.84 | -690.84 | -690.84 | -690.84 | -690.84 | -690.84 | -690.84 | -690.84 | -690.84 | -690.84 | -690.84 | -690.84
Option 5 AT | CIS Gen TAS | Policies NEM | 0 | 0 | 750 | 1200 | 0 | 0 | 0 | 0 | 0 | 0 | 0 | 0 | 0 | 0 | 0 | 0 | 0 | 0 | 0 | 0 | 0 | 0 | 0 | 0
Option 5 AT | CIS Gen VIC - Solar | Policies NEM | 0 | 669 | 555.93 | 555.93 | -944.07 | -944.07 | -944.07 | -944.07 | -944.07 | -944.07 | -944.07 | -944.07 | -944.07 | -944.07 | -944.07 | -944.07 | -944.07 | -944.07 | -944.07 | -944.07 | -944.07 | -944.07 | -944.07 | -944.07
Option 5 AT | CIS Gen VIC - Wind | Policies NEM | 0 | 0 | 1922 | 3500 | -600 | -600 | -600 | -600 | -600 | -600 | -600 | -600 | -600 | -600 | -600 | -600 | -600 | -600 | -600 | -600 | -600 | -600 | -600 | -600
Option 5 AT | CIS Total Dispatchable | Policies NEM | -1261.12 | 3076.04 | 5550.83 | 7262.83 | -3731.17 | -3931.17 | -3938.37 | -3716.39 | -3931.17 | -3931.17 | -3931.17 | -3682.37 | -3931.17 | -3931.17 | -3947.1 | -3947.1 | -3905.88 | -3947.1 | -3649.88 | -3898.68 | -3092.1 | -1774.85 | -1583.63 | -1583.63
Option 5 AT | CNSW H2 Domestic Consumption Purchaser | Subregion flexible electricity load for Domestic H2 | 0 | 0 | 0 | 0 | 21.6393 | 74.56 | 169.8534 | 316.5593 | 516.0579 | 645.9686 | 776.1379 | 912.7607 | 1048.5929 | 1178.372 | 1285.6981 | 1380.5864 | 1475.3821 | 1558.518 | 1626.6301 | 1701.8386 | 1774.1607 | 1848.4446 | 1912.6829 | 1979.5514
Option 5 AT | CQ H2 Domestic Consumption Purchaser | Subregion flexible electricity load for Domestic H2 | 170.455 | 168.3874 | 165.6299 | 163.6243 | 166.3879 | 176.2043 | 195.8201 | 229.7414 | 279.5379 | 314.7623 | 347.9454 | 380.33 | 408.9564 | 436.3537 | 463.1799 | 486.7014 | 511.2607 | 531.5406 | 549.4491 | 580.715 | 618.675 | 670.4386 | 736.0663 | 815.3579
Option 5 AT | CSA H2 Domestic Consumption Purchaser | Subregion flexible electricity load for Domestic H2 | 7.3521 | 7.2677 | 7.1436 | 7.0393 | 74.9293 | 150.5317 | 214.3309 | 284.0221 | 365.8343 | 389.5577 | 420.4231 | 485.2414 | 549.2729 | 611.5906 | 662.0506 | 706.5357 | 751.1179 | 789.5463 | 817.669 | 851.545 | 884.1343 | 917.0983 | 946.8514 | 983.9879
Option 5 AT | Catagunya Min Gen | Hydro min release | 17.52 | 17.52 | 17.52 | 17.52 | 17.52 | 17.52 | 17.52 | 17.52 | 17.52 | 17.52 | 17.52 | 17.52 | 17.52 | 17.52 | 17.52 | 17.52 | 17.52 | 17.52 | 17.52 | 17.52 | 17.52 | 17.52 | 17.52 | 17.52
Option 5 AT | Combined Marinus Export | Special Constraints | 11773440 | 11805696 | 11773440 | 11773440 | 11773440 | 11805696 | 11773440 | 11773440 | 15589440 | 18393696 | 18343440 | 18343440 | 18343440 | 18393696 | 18343440 | 18343440 | 18343440 | 18393696 | 18343440 | 18343440 | 18343440 | 18393696 | 18343440 | 18343440
Option 5 AT | Combined Marinus Import | Special Constraints | 8567280 | 8590752 | 8567280 | 8567280 | 8567280 | 8590752 | 8567280 | 8567280 | 12383280 | 15178752 | 15137280 | 15137280 | 15137280 | 15178752 | 15137280 | 15137280 | 15137280 | 15178752 | 15137280 | 15137280 | 15137280 | 15178752 | 15137280 | 15137280
Option 5 AT | Constraint on Pipeline from Storage to GTs CNSW | Constraints to make diesel to come exclusively from storage | 0 | 0 | 0 | 0 | 0 | 0 | 0 | 0 | 0 | 0 | 0 | 0 | 0 | 0 | 0 | 0 | 0 | 0 | 0 | 0 | 0 | 0 | 0 | 0
Option 5 AT | Constraint on Pipeline from Storage to GTs CQ | Constraints to make diesel to come exclusively from storage | 0 | 0 | 0 | 0 | 0 | 0 | 0 | 0 | 0 | 0 | 0 | 0 | 0 | 0 | 0 | 0 | 0 | 0 | 0 | 0 | 0 | 0 | 0 | 0
Option 5 AT | Constraint on Pipeline from Storage to GTs CSA | Constraints to make diesel to come exclusively from storage | 0 | 0 | 0 | 0 | 0 | 0 | 0 | 0 | 0 | 0 | 0 | 0 | 0 | 0 | 0 | 0 | 0 | 0 | 0 | 0 | 0 | 0 | 0 | 0
Option 5 AT | Constraint on Pipeline from Storage to GTs GG | Constraints to make diesel to come exclusively from storage | 0 | 0 | 0 | 0 | 0 | 0 | 0 | 0 | 0 | 0 | 0 | 0 | 0 | 0 | 0 | 0 | 0 | 0 | 0 | 0 | 0 | 0 | 0 | 0
Option 5 AT | Constraint on Pipeline from Storage to GTs MEL | Constraints to make diesel to come exclusively from storage | 0 | 0 | 0 | 0 | 0 | 0 | 0 | 0 | 0 | 0 | 0 | 0 | 0 | 0 | 0 | 0 | 0 | 0 | 0 | 0 | 0 | 0 | 0 | 0
Option 5 AT | Constraint on Pipeline from Storage to GTs NNSW | Constraints to make diesel to come exclusively from storage | 0 | 0 | 0 | 0 | 0 | 0 | 0 | 0 | 0 | 0 | 0 | 0 | 0 | 0 | 0 | 0 | 0 | 0 | 0 | 0 | 0 | 0 | 0 | 0
Option 5 AT | Constraint on Pipeline from Storage to GTs NQ | Constraints to make diesel to come exclusively from storage | 0 | 0 | 0 | 0 | 0 | 0 | 0 | 0 | 0 | 0 | 0 | 0 | 0 | 0 | 0 | 0 | 0 | 0 | 0 | 0 | 0 | 0 | 0 | 0
Option 5 AT | Constraint on Pipeline from Storage to GTs NSA | Constraints to make diesel to come exclusively from storage | 0 | 0 | 0 | 0 | 0 | 0 | 0 | 0 | 0 | 0 | 0 | 0 | 0 | 0 | 0 | 0 | 0 | 0 | 0 | 0 | 0 | 0 | 0 | 0
Option 5 AT | Constraint on Pipeline from Storage to GTs SESA | Constraints to make diesel to come exclusively from storage | 0 | 0 | 0 | 0 | 0 | 0 | 0 | 0 | 0 | 0 | 0 | 0 | 0 | 0 | 0 | 0 | 0 | 0 | 0 | 0 | 0 | 0 | 0 | 0
Option 5 AT | Constraint on Pipeline from Storage to GTs SEV | Constraints to make diesel to come exclusively from storage | 0 | 0 | 0 | 0 | 0 | 0 | 0 | 0 | 0 | 0 | 0 | 0 | 0 | 0 | 0 | 0 | 0 | 0 | 0 | 0 | 0 | 0 | 0 | 0
Option 5 AT | Constraint on Pipeline from Storage to GTs SNSW | Constraints to make diesel to come exclusively from storage | 0 | 0 | 0 | 0 | 0 | 0 | 0 | 0 | 0 | 0 | 0 | 0 | 0 | 0 | 0 | 0 | 0 | 0 | 0 | 0 | 0 | 0 | 0 | 0
Option 5 AT | Constraint on Pipeline from Storage to GTs SNW | Constraints to make diesel to come exclusively from storage | 0 | 0 | 0 | 0 | 0 | 0 | 0 | 0 | 0 | 0 | 0 | 0 | 0 | 0 | 0 | 0 | 0 | 0 | 0 | 0 | 0 | 0 | 0 | 0
Option 5 AT | Constraint on Pipeline from Storage to GTs SQ | Constraints to make diesel to come exclusively from storage | 0 | 0 | 0 | 0 | 0 | 0 | 0 | 0 | 0 | 0 | 0 | 0 | 0 | 0 | 0 | 0 | 0 | 0 | 0 | 0 | 0 | 0 | 0 | 0
Option 5 AT | Constraint on Pipeline from Storage to GTs TAS | Constraints to make diesel to come exclusively from storage | 0 | 0 | 0 | 0 | 0 | 0 | 0 | 0 | 0 | 0 | 0 | 0 | 0 | 0 | 0 | 0 | 0 | 0 | 0 | 0 | 0 | 0 | 0 | 0
Option 5 AT | Constraint on Pipeline from Storage to GTs WNV | Constraints to make diesel to come exclusively from storage | 0 | 0 | 0 | 0 | 0 | 0 | 0 | 0 | 0 | 0 | 0 | 0 | 0 | 0 | 0 | 0 | 0 | 0 | 0 | 0 | 0 | 0 | 0 | 0
Option 5 AT | Constraint on Pipeline from Storage to GTs WOO | Constraints to make diesel to come exclusively from storage | 0 | 0 | 0 | 0 | 0 | 0 | 0 | 0 | 0 | 0 | 0 | 0 | 0 | 0 | 0 | 0 | 0 | 0 | 0 | 0 | 0 | 0 | 0 | 0
Option 5 AT | DNSP Thermal Limit on CER CNSW Area1 | DNSP Thermal Limit on CER | 966765.5 | 1111066.5 | 1291997 | 1404969 | 1505359 | 1687557 | 1677144.5 | 1968955 | 2116592.5 | 2185551 | 2251896 | 2354350.5 | 2562631.5 | 2884695 | 2937616 | 2898403.5 | 2804333.5 | 3040364.5 | 3283152 | 3423131 | 3551033.5 | 3992237 | 3842308.5 | 4421880.5
Option 5 AT | DNSP Thermal Limit on CER CQ Area1 | DNSP Thermal Limit on CER | 1255639.5 | 1480245 | 1685951.5 | 1888234.5 | 1918878.5 | 2048443 | 2244890.5 | 2505941 | 2669901.5 | 2827619 | 2889201.5 | 2971337.5 | 3194993.5 | 3574744.5 | 3866236.5 | 3532926 | 3541346.5 | 4033492.5 | 4421163.5 | 4860759 | 5025203 | 5108078.5 | 5565989.5 | 5849909.5
Option 5 AT | DNSP Thermal Limit on CER CSA Area1 | DNSP Thermal Limit on CER | 4256945 | 4752734.5 | 5166168.5 | 5452126.5 | 6068007.5 | 6550092.5 | 6961602.5 | 7584269.5 | 8591169 | 9576661.5 | 11026344.5 | 11846516.5 | 13217969.5 | 14711141.5 | 15958573 | 17262283.5 | 18181881.5 | 19728999 | 21019756 | 21192770.5 | 21531591 | 22059301.5 | 21824051.5 | 22010431
Option 5 AT | DNSP Thermal Limit on CER GG Area1 | DNSP Thermal Limit on CER | 159004.5 | 188683 | 212647.5 | 248913 | 255920.5 | 276794 | 303696.5 | 317853.5 | 344032.5 | 357666 | 364736 | 372796.5 | 401731 | 448240.5 | 488479 | 500195.5 | 440253.5 | 525309 | 571241.5 | 649884 | 739838 | 769106 | 820954 | 832385.5
Option 5 AT | DNSP Thermal Limit on CER MEL Area1 | DNSP Thermal Limit on CER | 913676 | 1096631.5 | 1280969.5 | 1288844.5 | 1531598 | 1652859.5 | 1795201.5 | 1969809.5 | 2088821 | 2118945.5 | 2232612.5 | 2385419 | 2618876 | 2849518 | 2964042.5 | 3015267 | 2869514 | 3181642 | 3503216.5 | 3402059 | 3832716 | 3983813.5 | 4224145.5 | 4572474
Option 5 AT | DNSP Thermal Limit on CER MEL Area2 | DNSP Thermal Limit on CER | 4142105.5 | 5020523 | 5907202.5 | 5948970.5 | 7119581 | 7696360 | 8372854.5 | 9204694.5 | 9727973.5 | 9835137 | 10412820 | 11139344.5 | 12302313.5 | 13426405 | 14073247 | 14384622.5 | 13551965 | 15073415 | 16808290.5 | 16294362 | 18523148 | 19397623.5 | 20515647 | 22238295.5
Option 5 AT | DNSP Thermal Limit on CER NNSW Area1 | DNSP Thermal Limit on CER | 2325519.5 | 2624469.5 | 3062558 | 3290936 | 3577864.5 | 3986496.5 | 4039020.5 | 4737479.5 | 4870107 | 5126790 | 5308550.5 | 5459255 | 5965281 | 6460945 | 6837968.5 | 6731336.5 | 6601718.5 | 6848142.5 | 7348837 | 7672017.5 | 8021678 | 8895620 | 8624866.5 | 10053486
Option 5 AT | DNSP Thermal Limit on CER NQ Area1 | DNSP Thermal Limit on CER | 2044892 | 2354981.5 | 2618617 | 2965590.5 | 3083395 | 3294090 | 3534765.5 | 3839393.5 | 4029891.5 | 4353057.5 | 4266395.5 | 4418887.5 | 4761818 | 5302921 | 6044694.5 | 5877979 | 5674595 | 6453826.5 | 7166544 | 7581358 | 8064792.5 | 8501909.5 | 8890524 | 8824932
Option 5 AT | DNSP Thermal Limit on CER NSA Area1 | DNSP Thermal Limit on CER | 170290 | 195339 | 229429 | 254277 | 269478.5 | 279263.5 | 303344.5 | 332247.5 | 391460 | 452689.5 | 457736.5 | 563474 | 604455.5 | 648304.5 | 688922.5 | 724702 | 784022 | 871307 | 938558 | 989962 | 1029930 | 1060210 | 1109650 | 1191045.5
Option 5 AT | DNSP Thermal Limit on CER SESA Area1 | DNSP Thermal Limit on CER | 201784 | 243171.5 | 279506 | 301519.5 | 334755.5 | 359084.5 | 390986.5 | 426417 | 482333.5 | 543492.5 | 576412 | 706695 | 781089.5 | 845950 | 903352.5 | 959615 | 1038181 | 1163093 | 1247433 | 1280351.5 | 1312607.5 | 1330610 | 1373171.5 | 1476851
Option 5 AT | DNSP Thermal Limit on CER SEV Area1 | DNSP Thermal Limit on CER | 894968 | 1146237 | 1407123.5 | 1469681 | 1716976 | 1889987 | 2138663 | 2426012 | 2503710 | 2649200 | 2843616.5 | 2918396.5 | 3159504.5 | 3470906.5 | 3596666 | 3755766 | 3672708 | 3959961 | 4291041.5 | 4265151.5 | 4623910.5 | 4837742.5 | 5039982.5 | 5354967
Option 5 AT | DNSP Thermal Limit on CER SNSW Area1 | DNSP Thermal Limit on CER | 1182239 | 1323835 | 1528394.5 | 1641147 | 1775920.5 | 1977037 | 1970364.5 | 2289455.5 | 2350090.5 | 2412024 | 2467193.5 | 2593781 | 2852109.5 | 3130939.5 | 3336416 | 3305287.5 | 3270163 | 3464236 | 3769767.5 | 3854195.5 | 4057163 | 4416906 | 4324617 | 4943844
Option 5 AT | DNSP Thermal Limit on CER SNSW Area2 | DNSP Thermal Limit on CER | 1041443 | 1166872 | 1358825 | 1452964 | 1566060 | 1745304.5 | 1731423 | 2037647.5 | 2087810.5 | 2160049 | 2172820.5 | 2270946 | 2510525.5 | 2826333 | 2980563 | 2895428.5 | 2912633.5 | 3061219.5 | 3298062.5 | 3360450.5 | 3486761.5 | 3868034.5 | 3751857.5 | 4407063
Option 5 AT | DNSP Thermal Limit on CER SNW Area1 | DNSP Thermal Limit on CER | 4486985.5 | 5207399.5 | 6147008 | 6877088.5 | 7351739 | 8330753 | 8499447 | 9948545.5 | 10421162 | 10834137.5 | 11351377 | 11846915.5 | 13245645 | 14525245.5 | 15840703 | 15597276 | 14875571 | 16401333 | 18148114.5 | 19429810.5 | 19929711.5 | 21633721.5 | 21369527.5 | 24173593.5
Option 5 AT | DNSP Thermal Limit on CER SNW Area2 | DNSP Thermal Limit on CER | 4852221.5 | 5520953.5 | 6390511 | 7048356 | 7414077 | 8303530 | 8317649.5 | 9654937.5 | 9994830.5 | 10208064.5 | 10577656 | 10935769.5 | 12169684 | 13296927.5 | 14369849.5 | 14015071.5 | 13316859 | 14575497.5 | 16090062.5 | 17152867.5 | 17473117 | 18972428.5 | 18586564 | 21026242
Option 5 AT | DNSP Thermal Limit on CER SQ Area1 | DNSP Thermal Limit on CER | 10052872 | 11793940.5 | 13451700.5 | 14825323.5 | 15536047 | 16508638 | 17798831.5 | 18912368 | 19807934.5 | 21188927.5 | 21211171.5 | 21796574 | 23660690.5 | 25847945.5 | 27663480.5 | 28291903.5 | 25777207 | 28751075.5 | 31867042 | 33796487.5 | 35377258 | 36798760 | 38943094 | 40766427
Option 5 AT | DNSP Thermal Limit on CER TAS Area1 | DNSP Thermal Limit on CER | 587916.5 | 689719.5 | 798833 | 838917.5 | 999601 | 1128012.5 | 1237917 | 1386869 | 1475298.5 | 1543283.5 | 1669408.5 | 1771689.5 | 1960768.5 | 2177936 | 2337174.5 | 2386075.5 | 2396939.5 | 2820513.5 | 3029353 | 3047080 | 3438117 | 3776838 | 3808102.5 | 4076279.5
Option 5 AT | DNSP Thermal Limit on CER WNV Area1 | DNSP Thermal Limit on CER | 399542.5 | 478731.5 | 558123.5 | 583763 | 714628 | 766945 | 824846.5 | 904176.5 | 977174.5 | 1005859.5 | 1065498.5 | 1123497.5 | 1246472.5 | 1348919.5 | 1388325 | 1448401 | 1313920.5 | 1464497 | 1595167.5 | 1628394.5 | 1872550.5 | 1930232.5 | 2022411.5 | 2178849
Option 5 AT | DNSP Thermal Limit on CER WNV Area2 | DNSP Thermal Limit on CER | 1574485.5 | 1921734 | 2273887 | 2390889 | 2913951 | 3162139 | 3493669 | 3919461 | 4154697.5 | 4335680 | 4692169 | 4807969.5 | 5309666 | 5858386 | 6071729 | 6385619 | 5772196.5 | 6217387 | 6822739.5 | 6906310.5 | 7861138.5 | 8221640.5 | 8542509.5 | 9175274.5
Option 5 AT | DNSP Thermal Limit on Distributed Resources CNSW Area1 | DNSP Thermal Limit on Distributed Resources | 5676480 | 5692032 | 5676480 | 5676480 | 5676480 | 5692032 | 5676480 | 5676480 | 5676480 | 5692032 | 5676480 | 5676480 | 5676480 | 5692032 | 5676480 | 5676480 | 5676480 | 5692032 | 5676480 | 5676480 | 5676480 | 5692032 | 5676480 | 5676480
Option 5 AT | DNSP Thermal Limit on Distributed Resources CQ Area1 | DNSP Thermal Limit on Distributed Resources | 8979000 | 9003600 | 8979000 | 8979000 | 8979000 | 9003600 | 8979000 | 8979000 | 8979000 | 9003600 | 8979000 | 8979000 | 8979000 | 9003600 | 8979000 | 8979000 | 8979000 | 9003600 | 8979000 | 8979000 | 8979000 | 9003600 | 8979000 | 8979000
Option 5 AT | DNSP Thermal Limit on Distributed Resources CSA Area1 | DNSP Thermal Limit on Distributed Resources | 65174400 | 65352960 | 65174400 | 65174400 | 65174400 | 65352960 | 65174400 | 65174400 | 65174400 | 65352960 | 65174400 | 65174400 | 65174400 | 65352960 | 65174400 | 65174400 | 65174400 | 65352960 | 65174400 | 65174400 | 65174400 | 65352960 | 65174400 | 65174400
Option 5 AT | DNSP Thermal Limit on Distributed Resources GG Area1 | DNSP Thermal Limit on Distributed Resources | 1033680 | 1036512 | 1033680 | 1033680 | 1033680 | 1036512 | 1033680 | 1033680 | 1033680 | 1036512 | 1033680 | 1033680 | 1033680 | 1036512 | 1033680 | 1033680 | 1033680 | 1036512 | 1033680 | 1033680 | 1033680 | 1036512 | 1033680 | 1033680
Option 5 AT | DNSP Thermal Limit on Distributed Resources MEL Area1 | DNSP Thermal Limit on Distributed Resources | 15978240 | 16022016 | 15978240 | 15978240 | 15978240 | 16022016 | 15978240 | 15978240 | 15978240 | 16022016 | 15978240 | 15978240 | 15978240 | 16022016 | 15978240 | 15978240 | 15978240 | 16022016 | 15978240 | 15978240 | 15978240 | 16022016 | 15978240 | 15978240
Option 5 AT | DNSP Thermal Limit on Distributed Resources MEL Area2 | DNSP Thermal Limit on Distributed Resources | 182768640 | 183269376 | 182768640 | 182768640 | 182768640 | 183269376 | 182768640 | 182768640 | 182768640 | 183269376 | 182768640 | 182768640 | 182768640 | 183269376 | 182768640 | 182768640 | 182768640 | 183269376 | 182768640 | 182768640 | 182768640 | 183269376 | 182768640 | 182768640
Option 5 AT | DNSP Thermal Limit on Distributed Resources NNSW Area1 | DNSP Thermal Limit on Distributed Resources | 9171720 | 9196848 | 9171720 | 9171720 | 9171720 | 9196848 | 9171720 | 9171720 | 9171720 | 9196848 | 9171720 | 9171720 | 9171720 | 9196848 | 9171720 | 9171720 | 9171720 | 9196848 | 9171720 | 9171720 | 9171720 | 9196848 | 9171720 | 9171720
Option 5 AT | DNSP Thermal Limit on Distributed Resources NQ Area1 | DNSP Thermal Limit on Distributed Resources | 16915560 | 16961904 | 16915560 | 16915560 | 16915560 | 16961904 | 16915560 | 16915560 | 16915560 | 16961904 | 16915560 | 16915560 | 16915560 | 16961904 | 16915560 | 16915560 | 16915560 | 16961904 | 16915560 | 16915560 | 16915560 | 16961904 | 16915560 | 16915560
Option 5 AT | DNSP Thermal Limit on Distributed Resources NSA Area1 | DNSP Thermal Limit on Distributed Resources | 3039720 | 3048048 | 3039720 | 3039720 | 3039720 | 3048048 | 3039720 | 3039720 | 3039720 | 3048048 | 3039720 | 3039720 | 3039720 | 3048048 | 3039720 | 3039720 | 3039720 | 3048048 | 3039720 | 3039720 | 3039720 | 3048048 | 3039720 | 3039720
Option 5 AT | DNSP Thermal Limit on Distributed Resources SESA Area1 | DNSP Thermal Limit on Distributed Resources | 4476360 | 4488624 | 4476360 | 4476360 | 4476360 | 4488624 | 4476360 | 4476360 | 4476360 | 4488624 | 4476360 | 4476360 | 4476360 | 4488624 | 4476360 | 4476360 | 4476360 | 4488624 | 4476360 | 4476360 | 4476360 | 4488624 | 4476360 | 4476360
Option 5 AT | DNSP Thermal Limit on Distributed Resources SEV Area1 | DNSP Thermal Limit on Distributed Resources | 7191960 | 7211664 | 7191960 | 7191960 | 7191960 | 7211664 | 7191960 | 7191960 | 7191960 | 7211664 | 7191960 | 7191960 | 7191960 | 7211664 | 7191960 | 7191960 | 7191960 | 7211664 | 7191960 | 7191960 | 7191960 | 7211664 | 7191960 | 7191960
Option 5 AT | DNSP Thermal Limit on Distributed Resources SNSW Area1 | DNSP Thermal Limit on Distributed Resources | 6990480 | 7009632 | 6990480 | 6990480 | 6990480 | 7009632 | 6990480 | 6990480 | 6990480 | 7009632 | 6990480 | 6990480 | 6990480 | 7009632 | 6990480 | 6990480 | 6990480 | 7009632 | 6990480 | 6990480 | 6990480 | 7009632 | 6990480 | 6990480
Option 5 AT | DNSP Thermal Limit on Distributed Resources SNSW Area2 | DNSP Thermal Limit on Distributed Resources | 8059200 | 8081280 | 8059200 | 8059200 | 8059200 | 8081280 | 8059200 | 8059200 | 8059200 | 8081280 | 8059200 | 8059200 | 8059200 | 8081280 | 8059200 | 8059200 | 8059200 | 8081280 | 8059200 | 8059200 | 8059200 | 8081280 | 8059200 | 8059200
Option 5 AT | DNSP Thermal Limit on Distributed Resources SNW Area1 | DNSP Thermal Limit on Distributed Resources | 27366240 | 27441216 | 27366240 | 27366240 | 27366240 | 27441216 | 27366240 | 27366240 | 27366240 | 27441216 | 27366240 | 27366240 | 27366240 | 27441216 | 27366240 | 27366240 | 27366240 | 27441216 | 27366240 | 27366240 | 27366240 | 27441216 | 27366240 | 27366240
Option 5 AT | DNSP Thermal Limit on Distributed Resources SNW Area2 | DNSP Thermal Limit on Distributed Resources | 59734440 | 59898096 | 59734440 | 59734440 | 59734440 | 59898096 | 59734440 | 59734440 | 59734440 | 59898096 | 59734440 | 59734440 | 59734440 | 59898096 | 59734440 | 59734440 | 59734440 | 59898096 | 59734440 | 59734440 | 59734440 | 59898096 | 59734440 | 59734440
Option 5 AT | DNSP Thermal Limit on Distributed Resources SQ Area1 | DNSP Thermal Limit on Distributed Resources | 51018240 | 51158016 | 51018240 | 51018240 | 51018240 | 51158016 | 51018240 | 51018240 | 51018240 | 51158016 | 51018240 | 51018240 | 51018240 | 51158016 | 51018240 | 51018240 | 51018240 | 51158016 | 51018240 | 51018240 | 51018240 | 51158016 | 51018240 | 51018240
Option 5 AT | DNSP Thermal Limit on Distributed Resources TAS Area1 | DNSP Thermal Limit on Distributed Resources | 3468960 | 3478464 | 3468960 | 3468960 | 3468960 | 3478464 | 3468960 | 3468960 | 3468960 | 3478464 | 3468960 | 3468960 | 3468960 | 3478464 | 3468960 | 3468960 | 3468960 | 3478464 | 3468960 | 3468960 | 3468960 | 3478464 | 3468960 | 3468960
Option 5 AT | DNSP Thermal Limit on Distributed Resources WNV Area1 | DNSP Thermal Limit on Distributed Resources | 3460200 | 3469680 | 3460200 | 3460200 | 3460200 | 3469680 | 3460200 | 3460200 | 3460200 | 3469680 | 3460200 | 3460200 | 3460200 | 3469680 | 3460200 | 3460200 | 3460200 | 3469680 | 3460200 | 3460200 | 3460200 | 3469680 | 3460200 | 3460200
Option 5 AT | DNSP Thermal Limit on Distributed Resources WNV Area2 | DNSP Thermal Limit on Distributed Resources | 53295840 | 53441856 | 53295840 | 53295840 | 53295840 | 53441856 | 53295840 | 53295840 | 53295840 | 53441856 | 53295840 | 53295840 | 53295840 | 53441856 | 53295840 | 53295840 | 53295840 | 53441856 | 53295840 | 53295840 | 53295840 | 53441856 | 53295840 | 53295840
Option 5 AT | Daily H2 Limit NSW | H2 Infrastructure Limitations | 0 | 0 | 0 | 0 | 74.634 | 268.989 | 575.235 | 989.056 | 1356.255 | 1392.403 | 1344.782 | 1301.579 | 1257.998 | 1214.024 | 1169.674 | 1124.93 | 1079.804 | 1034.715 | 989.675 | 944.667 | 899.708 | 854.786 | 809.91 | 765.067
Option 5 AT | Daily H2 Limit QLD | H2 Infrastructure Limitations | 0 | 0 | 0 | 0 | 15.773 | 37.709 | 62.165 | 85.404 | 106.757 | 106.759 | 106.761 | 106.762 | 111.577 | 121.208 | 134.135 | 150.359 | 169.932 | 188.075 | 204.841 | 221.752 | 238.882 | 256.178 | 273.684 | 291.343
Option 5 AT | Daily H2 Limit SA | H2 Infrastructure Limitations | 0 | 0 | 0 | 0 | 385.412 | 720.661 | 902.016 | 989.345 | 996.365 | 783.66 | 598.563 | 598.559 | 598.557 | 598.557 | 598.557 | 598.559 | 598.563 | 598.565 | 598.565 | 598.565 | 598.566 | 598.566 | 598.566 | 598.566
Option 5 AT | Daily H2 Limit TAS | H2 Infrastructure Limitations | 0 | 0 | 0 | 0 | 0 | 0 | 285.209 | 568 | 568 | 568 | 568 | 568 | 568 | 507.339 | 507.339 | 507.339 | 507.339 | 507.339 | 507.339 | 507.339 | 507.339 | 507.339 | 507.339 | 507.339
Option 5 AT | Daily H2 Limit VIC | H2 Infrastructure Limitations | 0 | 0 | 0 | 0 | 355.986 | 1340.561 | 2953.724 | 5195.476 | 7403.019 | 7857.356 | 7857.356 | 7857.356 | 7857.356 | 7857.356 | 7857.356 | 7857.356 | 7857.356 | 7857.356 | 7857.356 | 7857.356 | 7857.356 | 7857.356 | 7857.356 | 7857.356
Option 5 AT | ExportGroup_CNSW1 | Group Network Export Constraints | 7139400 | 7158960 | 7139400 | 7139400 | 7139400 | 7158960 | 7139400 | 7139400 | 7139400 | 7158960 | 7139400 | 7139400 | 7139400 | 7158960 | 7139400 | 7139400 | 7139400 | 7158960 | 7139400 | 7139400 | 7139400 | 7158960 | 7139400 | 7139400
Option 5 AT | ExportGroup_CQ1 | Group Network Export Constraints | 16792320 | 16833120 | 16792320 | 16792320 | 16792320 | 16833120 | 16792320 | 16792320 | 16792320 | 16833120 | 16792320 | 16792320 | 16792320 | 16833120 | 16792320 | 16792320 | 16792320 | 16833120 | 16792320 | 16792320 | 16792320 | 16833120 | 16792320 | 16792320
Option 5 AT | ExportGroup_MN1 | Group Network Export Constraints | 15460080 | 15499200 | 15460080 | 15460080 | 15460080 | 15499200 | 15460080 | 15460080 | 15460080 | 15499200 | 15460080 | 15460080 | 15460080 | 15499200 | 15460080 | 15460080 | 15460080 | 15499200 | 15460080 | 15460080 | 15460080 | 15499200 | 15460080 | 15460080
Option 5 AT | ExportGroup_NET1 | Group Network Export Constraints | 14016000 | 14054400 | 14016000 | 14016000 | 14016000 | 14054400 | 14016000 | 14016000 | 14016000 | 14054400 | 14016000 | 14016000 | 14016000 | 14054400 | 14016000 | 14016000 | 14016000 | 14054400 | 14016000 | 14016000 | 14016000 | 14054400 | 14016000 | 14016000
Option 5 AT | ExportGroup_NQ1 | Group Network Export Constraints | 22380480 | 22438560 | 22380480 | 22380480 | 22380480 | 22438560 | 22380480 | 22380480 | 22380480 | 22438560 | 22380480 | 22380480 | 22380480 | 22438560 | 22380480 | 22380480 | 22380480 | 22438560 | 22380480 | 22380480 | 22380480 | 22438560 | 22380480 | 22380480
Option 5 AT | ExportGroup_NSA1 | Group Network Export Constraints | 5124600 | 5138640 | 5124600 | 5124600 | 5124600 | 5138640 | 5124600 | 5124600 | 5124600 | 5138640 | 5124600 | 5124600 | 5124600 | 5138640 | 5124600 | 5124600 | 5124600 | 5138640 | 5124600 | 5124600 | 5124600 | 5138640 | 5124600 | 5124600
Option 5 AT | ExportGroup_SEVIC1 | Group Network Export Constraints | 0 | 0 | 0 | 0 | 0 | 36892800 | 36792000 | 36792000 | 36792000 | 36892800 | 36792000 | 36792000 | 36792000 | 36892800 | 36792000 | 36792000 | 36792000 | 36892800 | 36792000 | 36792000 | 36792000 | 36892800 | 36792000 | 36792000
Option 5 AT | ExportGroup_SQ1 | Group Network Export Constraints | 12264000 | 12297600 | 12264000 | 12264000 | 12264000 | 12297600 | 12264000 | 12264000 | 12264000 | 12297600 | 12264000 | 12264000 | 12264000 | 12297600 | 12264000 | 12264000 | 12264000 | 12297600 | 12264000 | 12264000 | 12264000 | 12297600 | 12264000 | 12264000
Option 5 AT | ExportGroup_SWNSW1 | Group Network Export Constraints | 10512000 | 10540800 | 10512000 | 10512000 | 10512000 | 10540800 | 10512000 | 10512000 | 10512000 | 10540800 | 10512000 | 10512000 | 10512000 | 10540800 | 10512000 | 10512000 | 10512000 | 10540800 | 10512000 | 10512000 | 10512000 | 10540800 | 10512000 | 10512000
Option 5 AT | ExportGroup_SWNSW2 | Group Network Export Constraints | 0 | 0 | 0 | 0 | 0 | 22598400 | 38544000 | 38544000 | 38544000 | 38649600 | 38544000 | 38544000 | 38544000 | 38649600 | 38544000 | 38544000 | 38544000 | 38649600 | 38544000 | 38544000 | 38544000 | 38649600 | 38544000 | 38544000
Option 5 AT | ExportGroup_SWQLD1 | Group Network Export Constraints | 26280000 | 26352000 | 26280000 | 26280000 | 26280000 | 26352000 | 26280000 | 26280000 | 26280000 | 26352000 | 26280000 | 26280000 | 26280000 | 26352000 | 26280000 | 26280000 | 26280000 | 26352000 | 26280000 | 26280000 | 26280000 | 26352000 | 26280000 | 26280000
Option 5 AT | ExportGroup_SWV1 | Group Network Export Constraints | 21856200 | 21916080 | 21856200 | 21856200 | 21856200 | 21916080 | 21856200 | 21856200 | 21856200 | 21916080 | 21856200 | 21856200 | 21856200 | 21916080 | 21856200 | 21856200 | 21856200 | 21916080 | 21856200 | 21856200 | 21856200 | 21916080 | 21856200 | 21856200
Option 5 AT | ExportGroup_WNV1 | Group Network Export Constraints | 23802480 | 23851440 | 23802480 | 23802480 | 23802480 | 10851480 | 23802480 | 23802480 | 23802480 | 23851440 | 23802480 | 23802480 | 23802480 | 23851440 | 23802480 | 23802480 | 23802480 | 23851440 | 23802480 | 23802480 | 23802480 | 23851440 | 23802480 | 23802480
Option 5 AT | ExportGroup_WV1 | Group Network Export Constraints | 7860000 | 7878720 | 7860000 | 7860000 | 7860000 | 7878720 | 7860000 | 7860000 | 7860000 | 7878720 | 7860000 | 7860000 | 7860000 | 7878720 | 7860000 | 7860000 | 7860000 | 7878720 | 7860000 | 7860000 | 7860000 | 7878720 | 7860000 | 7860000
Option 5 AT | ExportLimit_DN1_Dubbo | Distribution REZ Export Constraints | 0 | 0 | 0 | 0 | 0 | 0 | 0 | 0 | 0 | 0 | 0 | 0 | 0 | 0 | 0 | 0 | 0 | 0 | 0 | 0 | 0 | 0 | 0 | 0
Option 5 AT | ExportLimit_DN2_Yass | Distribution REZ Export Constraints | 0 | 0 | 0 | 0 | 0 | 0 | 0 | 0 | 0 | 0 | 0 | 0 | 0 | 0 | 0 | 0 | 0 | 0 | 0 | 0 | 0 | 0 | 0 | 0
Option 5 AT | ExportLimit_DN3_Marulan | Distribution REZ Export Constraints | 0 | 0 | 0 | 0 | 0 | 0 | 0 | 0 | 0 | 0 | 0 | 0 | 0 | 0 | 0 | 0 | 0 | 0 | 0 | 0 | 0 | 0 | 0 | 0
Option 5 AT | ExportLimit_N10_Hunter Coast | REZ Network Export Constraints | 49494000 | 49629600 | 49494000 | 49494000 | 49494000 | 49629600 | 49494000 | 49494000 | 49494000 | 49629600 | 49494000 | 49494000 | 49494000 | 49629600 | 49494000 | 49494000 | 49494000 | 49629600 | 49494000 | 49494000 | 49494000 | 49629600 | 49494000 | 49494000
Option 5 AT | ExportLimit_N11_Illawarra Coast | REZ Network Export Constraints | 8760000 | 8784000 | 8760000 | 8760000 | 8760000 | 8784000 | 8760000 | 8760000 | 8760000 | 8784000 | 8760000 | 8760000 | 8760000 | 8784000 | 8760000 | 8760000 | 8760000 | 8784000 | 8760000 | 8760000 | 8760000 | 8784000 | 8760000 | 8760000
Option 5 AT | ExportLimit_N12_Illawarra | REZ Network Export Constraints | 8760000 | 8784000 | 8760000 | 8760000 | 8760000 | 8784000 | 8760000 | 8760000 | 8760000 | 8784000 | 8760000 | 8760000 | 8760000 | 8784000 | 8760000 | 8760000 | 8760000 | 8784000 | 8760000 | 8760000 | 8760000 | 8784000 | 8760000 | 8760000
Option 5 AT | ExportLimit_N13_South Cobar | REZ Network Export Constraints | 995328 | 997872 | 995328 | 995328 | 995328 | 997872 | 995328 | 995328 | 995328 | 997872 | 995328 | 995328 | 995328 | 997872 | 995328 | 995328 | 995328 | 997872 | 995328 | 995328 | 995328 | 997872 | 995328 | 995328
Option 5 AT | ExportLimit_N1_North West NSW | REZ Network Export Constraints | 1497960 | 1502064 | 1497960 | 1497960 | 1497960 | 1502064 | 1497960 | 1497960 | 1497960 | 1502064 | 1497960 | 1497960 | 1497960 | 1502064 | 1497960 | 1497960 | 1497960 | 1502064 | 1497960 | 1497960 | 1497960 | 1502064 | 1497960 | 1497960
Option 5 AT | ExportLimit_N2_New England | REZ Network Export Constraints | 5054520 | 5068368 | 5054520 | 5054520 | 5054520 | 5068368 | 5054520 | 5054520 | 5054520 | 5068368 | 5054520 | 5054520 | 5054520 | 5068368 | 5054520 | 5054520 | 5054520 | 5068368 | 5054520 | 5054520 | 5054520 | 5068368 | 5054520 | 5054520
Option 5 AT | ExportLimit_N3_Central-West Orana | REZ Network Export Constraints | 7884000 | 7905600 | 7884000 | 7884000 | 7884000 | 7905600 | 7884000 | 7884000 | 7884000 | 7905600 | 7884000 | 7884000 | 7884000 | 7905600 | 7884000 | 7884000 | 7884000 | 7905600 | 7884000 | 7884000 | 7884000 | 7905600 | 7884000 | 7884000
Option 5 AT | ExportLimit_N4_Broken Hill | REZ Network Export Constraints | 2190000 | 2196000 | 2190000 | 2190000 | 2190000 | 2196000 | 2190000 | 2190000 | 2190000 | 2196000 | 2190000 | 2190000 | 2190000 | 2196000 | 2190000 | 2190000 | 2190000 | 2196000 | 2190000 | 2190000 | 2190000 | 2196000 | 2190000 | 2190000
Option 5 AT | ExportLimit_N5_South West NSW | REZ Network Export Constraints | 3942000 | 3952800 | 3942000 | 3942000 | 3942000 | 3952800 | 3942000 | 3942000 | 3942000 | 3952800 | 3942000 | 3942000 | 3942000 | 3952800 | 3942000 | 3942000 | 3942000 | 3952800 | 3942000 | 3942000 | 3942000 | 3952800 | 3942000 | 3942000
Option 5 AT | ExportLimit_N6_Wagga Wagga | REZ Network Export Constraints | 9636000 | 9662400 | 9636000 | 9636000 | 9636000 | 9662400 | 9636000 | 9636000 | 9636000 | 9662400 | 9636000 | 9636000 | 9636000 | 9662400 | 9636000 | 9636000 | 9636000 | 9662400 | 9636000 | 9636000 | 9636000 | 9662400 | 9636000 | 9636000
Option 5 AT | ExportLimit_N7_Tumut | REZ Network Export Constraints | 0 | 0 | 0 | 0 | 0 | 0 | 0 | 0 | 0 | 0 | 0 | 0 | 0 | 0 | 0 | 0 | 0 | 0 | 0 | 0 | 0 | 0 | 0 | 0
Option 5 AT | ExportLimit_N8_Cooma-Monaro | REZ Network Export Constraints | 3066000 | 3074400 | 3066000 | 3066000 | 3066000 | 3074400 | 3066000 | 3066000 | 3066000 | 3074400 | 3066000 | 3066000 | 3066000 | 3074400 | 3066000 | 3066000 | 3066000 | 3074400 | 3066000 | 3066000 | 3066000 | 3074400 | 3066000 | 3066000
Option 5 AT | ExportLimit_N9_Hunter-Central Coast | REZ Network Export Constraints | 3504000 | 3513600 | 3504000 | 3504000 | 3504000 | 3513600 | 3504000 | 3504000 | 3504000 | 3513600 | 3504000 | 3504000 | 3504000 | 3513600 | 3504000 | 3504000 | 3504000 | 3513600 | 3504000 | 3504000 | 3504000 | 3513600 | 3504000 | 3504000
Option 5 AT | ExportLimit_Q1_Far North Qld | REZ Network Export Constraints | 6570000 | 6588000 | 6570000 | 6570000 | 6570000 | 6588000 | 6570000 | 6570000 | 6570000 | 6588000 | 6570000 | 6570000 | 6570000 | 6588000 | 6570000 | 6570000 | 6570000 | 6588000 | 6570000 | 6570000 | 6570000 | 6588000 | 6570000 | 6570000
Option 5 AT | ExportLimit_Q2_North Qld Clean Energy Hub | REZ Network Export Constraints | 6132000 | 6148800 | 6132000 | 6132000 | 6132000 | 6148800 | 6132000 | 6132000 | 6132000 | 6148800 | 6132000 | 6132000 | 6132000 | 6148800 | 6132000 | 6132000 | 6132000 | 6148800 | 6132000 | 6132000 | 6132000 | 6148800 | 6132000 | 6132000
Option 5 AT | ExportLimit_Q5_Barcaldine | REZ Network Export Constraints | 744600 | 746640 | 744600 | 744600 | 744600 | 746640 | 744600 | 744600 | 744600 | 746640 | 744600 | 744600 | 744600 | 746640 | 744600 | 744600 | 744600 | 746640 | 744600 | 744600 | 744600 | 746640 | 744600 | 744600
Option 5 AT | ExportLimit_Q9_Banana | REZ Network Export Constraints | 1314000 | 1317600 | 1314000 | 1314000 | 1314000 | 1317600 | 1314000 | 1314000 | 1314000 | 1317600 | 1314000 | 1314000 | 1314000 | 1317600 | 1314000 | 1314000 | 1314000 | 1317600 | 1314000 | 1314000 | 1314000 | 1317600 | 1314000 | 1314000
Option 5 AT | ExportLimit_S2_Riverland | REZ Network Export Constraints | 1138800 | 1141920 | 1138800 | 1138800 | 1138800 | 1141920 | 1138800 | 1138800 | 1138800 | 1141920 | 1138800 | 1138800 | 1138800 | 1141920 | 1138800 | 1138800 | 1138800 | 1141920 | 1138800 | 1138800 | 1138800 | 1141920 | 1138800 | 1138800
Option 5 AT | ExportLimit_S4_Yorke Peninsula | REZ Network Export Constraints | 876000 | 878400 | 876000 | 876000 | 876000 | 878400 | 876000 | 876000 | 876000 | 878400 | 876000 | 876000 | 876000 | 878400 | 876000 | 876000 | 876000 | 878400 | 876000 | 876000 | 876000 | 878400 | 876000 | 876000
Option 5 AT | ExportLimit_S6_Roxby Downs | REZ Network Export Constraints | 4380000 | 4392000 | 4380000 | 4380000 | 4380000 | 4392000 | 4380000 | 4380000 | 4380000 | 4392000 | 4380000 | 4380000 | 4380000 | 4392000 | 4380000 | 4380000 | 4380000 | 4392000 | 4380000 | 4380000 | 4380000 | 4392000 | 4380000 | 4380000
Option 5 AT | ExportLimit_S7_Eastern Eyre Peninsula | REZ Network Export Constraints | 2628000 | 2635200 | 2628000 | 2628000 | 2628000 | 2635200 | 2628000 | 2628000 | 2628000 | 2635200 | 2628000 | 2628000 | 2628000 | 2635200 | 2628000 | 2628000 | 2628000 | 2635200 | 2628000 | 2628000 | 2628000 | 2635200 | 2628000 | 2628000
Option 5 AT | ExportLimit_S8_Western Eyre Peninsula | REZ Network Export Constraints | 0 | 0 | 0 | 0 | 0 | 0 | 0 | 0 | 0 | 0 | 0 | 0 | 0 | 0 | 0 | 0 | 0 | 0 | 0 | 0 | 0 | 0 | 0 | 0
Option 5 AT | ExportLimit_T1_North East Tasmania | REZ Network Export Constraints | 3504000 | 3513600 | 3504000 | 3504000 | 3504000 | 3513600 | 3504000 | 3504000 | 3504000 | 3513600 | 3504000 | 3504000 | 3504000 | 3513600 | 3504000 | 3504000 | 3504000 | 3513600 | 3504000 | 3504000 | 3504000 | 3513600 | 3504000 | 3504000
Option 5 AT | ExportLimit_T2_North West Tasmania | REZ Network Export Constraints | 1337520 | 1344168 | 1337520 | 1337520 | 1337520 | 1344168 | 1337520 | 1337520 | 1337520 | 1344168 | 1337520 | 1337520 | 1337520 | 1344168 | 1337520 | 1337520 | 1337520 | 1344168 | 1337520 | 1337520 | 1337520 | 1344168 | 1337520 | 1337520
Option 5 AT | ExportLimit_T3_Central Highlands | REZ Network Export Constraints | 7080120 | 7096968 | 7080120 | 7080120 | 7080120 | 7096968 | 7080120 | 7080120 | 7080120 | 7096968 | 7080120 | 7080120 | 7080120 | 7096968 | 7080120 | 7080120 | 7080120 | 7096968 | 7080120 | 7080120 | 7080120 | 7096968 | 7080120 | 7080120
Option 5 AT | ExportLimit_V1_North West VIC | REZ Network Export Constraints | 4932960 | 4943520 | 4932960 | 4932960 | 4932960 | 4943520 | 4932960 | 4932960 | 4932960 | 4943520 | 4932960 | 4932960 | 4932960 | 4943520 | 4932960 | 4932960 | 4932960 | 4943520 | 4932960 | 4932960 | 4932960 | 4943520 | 4932960 | 4932960
Option 5 AT | ExportLimit_V2_Central Highlands VIC | REZ Network Export Constraints | 6283200 | 6297600 | 6283200 | 6283200 | 6283200 | 6297600 | 6283200 | 6283200 | 6283200 | 6297600 | 6283200 | 6283200 | 6283200 | 6297600 | 6283200 | 6283200 | 6283200 | 6297600 | 6283200 | 6283200 | 6283200 | 6297600 | 6283200 | 6283200
Option 5 AT | ExportLimit_V7_Central North VIC | REZ Network Export Constraints | 9032400 | 9048000 | 9032400 | 9032400 | 9032400 | 9048000 | 9032400 | 9032400 | 9032400 | 9048000 | 9032400 | 9032400 | 9032400 | 9048000 | 9032400 | 9032400 | 9032400 | 9048000 | 9032400 | 9032400 | 9032400 | 9048000 | 9032400 | 9032400
Option 5 AT | ExportLimit_V8_Gippsland Offshore | REZ Network Export Constraints | 0 | 0 | 0 | 0 | 0 | 0 | 0 | 0 | 0 | 0 | 0 | 0 | 0 | 0 | 0 | 0 | 0 | 0 | 0 | 0 | 0 | 0 | 0 | 0
Option 5 AT | GG H2 Green Commodities Consumption Purchaser | Subregion flexible electricity load for Green Commodities H2 | 0 | 0 | 0 | 0 | 0 | 0 | 0 | 1243.9024 | 2445.4029 | 2896.4216 | 3364.5584 | 3841.3907 | 4350.9383 | 4921.4463 | 5564.488 | 6283.3174 | 7180.2689 | 8177.0081 | 9289.0636 | 10516.127 | 11871.6977 | 13346.9531 | 14777.1429 | 16010.2961
Option 5 AT | Gas Zone Daily Offtake Limit Colongra | Gas Infrastructure Limitations by Gas Zone | 41879.82 | 50542.91 | 57971.71 | 61765.34 | 66843.16 | 67843.02 | 67688.79 | 66721.54 | 66449.16 | 66734.17 | 66095.12 | 70177.99 | 74433.28 | 74627.23 | 74570.97 | 74303.67 | 74244.75 | 74394.24 | 73187.17 | 73187.17 | 73187.17 | 73386.93 | 73187.17 | 73187.17
Option 5 AT | Gas Zone Daily Offtake Limit Gippsland | Gas Infrastructure Limitations by Gas Zone | 14724.1 | 14764.44 | 14724.1 | 14724.1 | 14724.1 | 14764.44 | 14724.1 | 14724.1 | 14724.1 | 14764.44 | 14724.1 | 14724.1 | 14724.1 | 14764.44 | 14724.1 | 14724.1 | 14724.1 | 14764.44 | 14724.1 | 14724.1 | 14724.1 | 14764.44 | 14724.1 | 14724.1
Option 5 AT | Gas Zone Daily Offtake Limit Gladstone | Gas Infrastructure Limitations by Gas Zone | 265044.59 | 357925.68 | 308381.32 | 290166.05 | 284201.7 | 243250.89 | 269242.14 | 309650.83 | 287556.46 | 281704.1 | 273325.44 | 251767.73 | 227996.47 | 234079.69 | 232661.9 | 232400.28 | 235892.56 | 176388.68 | 158557.37 | 158557.37 | 158557.37 | 159003.62 | 158557.37 | 158557.37
Option 5 AT | Gas Zone Daily Offtake Limit Kurri Kurri | Gas Infrastructure Limitations by Gas Zone | 2658.55 | 8968 | 17536 | 37013.27 | 56657.63 | 56607.44 | 55475.1 | 56537.6 | 57933.48 | 59464.67 | 60379.09 | 59196.64 | 59094.24 | 58704.75 | 58072.28 | 59023.02 | 59849.37 | 58384.88 | 56415.68 | 56415.68 | 56415.68 | 56564.51 | 56415.68 | 56415.68
Option 5 AT | Gas Zone Daily Offtake Limit Laverton North | Gas Infrastructure Limitations by Gas Zone | 21900 | 21960 | 21900 | 21900 | 21900 | 21960 | 21900 | 21900 | 21900 | 21960 | 21900 | 21900 | 21900 | 21960 | 21900 | 21900 | 21900 | 21960 | 21900 | 21900 | 21900 | 21960 | 21900 | 21900
Option 5 AT | Gas Zone Daily Offtake Limit Melbourne | Gas Infrastructure Limitations by Gas Zone | 28515.22 | 28524.79 | 28881.15 | 28850.74 | 27965.41 | 28645.47 | 26889.4 | 28909.21 | 29117.93 | 29027.11 | 28973.63 | 29088.16 | 29207.84 | 29288.2 | 29241.32 | 29224.26 | 29234.6 | 29323.92 | 29243.8 | 29243.8 | 29243.8 | 29323.92 | 29243.8 | 29243.8
Option 5 AT | Gas Zone Daily Offtake Limit Moomba | Gas Infrastructure Limitations by Gas Zone | 388548.07 | 489435.96 | 455252.92 | 444260.78 | 444645.6 | 399542.88 | 460260.61 | 568834.86 | 590332.59 | 588906.21 | 579550.32 | 564015.54 | 543042.12 | 552252.47 | 553726.18 | 553337.45 | 557184.27 | 498223.83 | 476685.53 | 476685.53 | 476685.53 | 478081.41 | 476685.53 | 476685.53
Option 5 AT | Gas Zone Daily Offtake Limit NQGP | Gas Infrastructure Limitations by Gas Zone | 1497603.76 | 1495424.69 | 1488176.69 | 1534002.15 | 1566030.62 | 1508744.62 | 1418292.6 | 1348696.84 | 1294883.54 | 1234257.21 | 1172134.56 | 1117981.94 | 1059354.47 | 994557.63 | 927441.72 | 861796.9 | 788351.49 | 720693.12 | 682291.81 | 682291.81 | 682291.81 | 684160.36 | 682291.81 | 682291.81
Option 5 AT | Gas Zone Daily Offtake Limit Newcastle | Gas Infrastructure Limitations by Gas Zone | 251664.58 | 242379.73 | 222930.89 | 205358.73 | 197911.07 | 181852.97 | 206642.26 | 255364.77 | 265827.57 | 248221.02 | 251122.8 | 228355.71 | 216986.34 | 232295.59 | 226476.07 | 204525.73 | 197322.21 | 204771.74 | 193039.09 | 193039.09 | 193039.09 | 193621 | 193039.09 | 193039.09
Option 5 AT | Gas Zone Daily Offtake Limit Northern | Gas Infrastructure Limitations by Gas Zone | 40150 | 40260 | 40150 | 40150 | 40150 | 40260 | 40150 | 40150 | 40150 | 40260 | 40150 | 40150 | 40150 | 40260 | 40150 | 40150 | 40150 | 40260 | 40150 | 40150 | 40150 | 40260 | 40150 | 40150
Option 5 AT | Gas Zone Daily Offtake Limit Port Campbell | Gas Infrastructure Limitations by Gas Zone | 5651.25 | 5678.5 | 5764.54 | 45998.56 | 95830.22 | 108048.59 | 110405.31 | 109725.8 | 108667.53 | 108028.7 | 107059.12 | 106029.2 | 104751.33 | 103838.16 | 102510.08 | 96228.81 | 89533.07 | 87982.87 | 85966.01 | 85966.01 | 85966.01 | 86204.34 | 85966.01 | 85966.01
Option 5 AT | Gas Zone Daily Offtake Limit Southern | Gas Infrastructure Limitations by Gas Zone | 273344.83 | 272848.54 | 265444.03 | 285425.6 | 285391.95 | 245014.52 | 407032.11 | 569338.22 | 600230.84 | 594680.68 | 569674.83 | 578199.01 | 521586.92 | 516124.96 | 490096.84 | 488236.68 | 514573.32 | 542760.49 | 539044.9 | 539044.9 | 539044.9 | 540533.12 | 539044.9 | 539044.9
Option 5 AT | Gordon Min Gen | Hydro min release | 32.85 | 32.85 | 32.85 | 32.85 | 32.85 | 32.85 | 32.85 | 32.85 | 32.85 | 32.85 | 32.85 | 32.85 | 32.85 | 32.85 | 32.85 | 32.85 | 32.85 | 32.85 | 32.85 | 32.85 | 32.85 | 32.85 | 32.85 | 32.85
Option 5 AT | ImportGroup_N9_Hydrogen | Group Network Import Constraints | 8935200 | 8959680 | 8935200 | 8935200 | 8935200 | 8959680 | 8935200 | 8935200 | 8935200 | 8959680 | 8935200 | 8935200 | 8935200 | 8959680 | 8935200 | 8935200 | 8935200 | 8959680 | 8935200 | 8935200 | 8935200 | 8959680 | 8935200 | 8935200
Option 5 AT | ImportGroup_NSA1 | Group Network Import Constraints | 5168400 | 5182560 | 5168400 | 5168400 | 5168400 | 5182560 | 5168400 | 5168400 | 5168400 | 5182560 | 5168400 | 5168400 | 5168400 | 5182560 | 5168400 | 5168400 | 5168400 | 5182560 | 5168400 | 5168400 | 5168400 | 5182560 | 5168400 | 5168400
Option 5 AT | ImportGroup_Q1_Hydrogen | Group Network Import Constraints | 4292400 | 4304160 | 4292400 | 4292400 | 4292400 | 4304160 | 4292400 | 4292400 | 4292400 | 4304160 | 4292400 | 4292400 | 4292400 | 4304160 | 4292400 | 4292400 | 4292400 | 4304160 | 4292400 | 4292400 | 4292400 | 4304160 | 4292400 | 4292400
Option 5 AT | ImportGroup_Q4_Hydrogen | Group Network Import Constraints | 8409600 | 8432640 | 8409600 | 8409600 | 8409600 | 8432640 | 8409600 | 8409600 | 8409600 | 8432640 | 8409600 | 8409600 | 8409600 | 8432640 | 8409600 | 8409600 | 8409600 | 8432640 | 8409600 | 8409600 | 8409600 | 8432640 | 8409600 | 8409600
Option 5 AT | ImportGroup_Q7_Hydrogen | Group Network Import Constraints | 9198000 | 9223200 | 9198000 | 9198000 | 9198000 | 9223200 | 9198000 | 9198000 | 9198000 | 9223200 | 9198000 | 9198000 | 9198000 | 9223200 | 9198000 | 9198000 | 9198000 | 9223200 | 9198000 | 9198000 | 9198000 | 9223200 | 9198000 | 9198000
Option 5 AT | ImportLimit_DN1_Dubbo | Distribution REZ Import Constraints | 0 | 0 | 0 | 0 | 0 | 0 | 0 | 0 | 0 | 0 | 0 | 0 | 0 | 0 | 0 | 0 | 0 | 0 | 0 | 0 | 0 | 0 | 0 | 0
Option 5 AT | ImportLimit_DN3_Marulan | Distribution REZ Import Constraints | 0 | 0 | 0 | 0 | 0 | 0 | 0 | 0 | 0 | 0 | 0 | 0 | 0 | 0 | 0 | 0 | 0 | 0 | 0 | 0 | 0 | 0 | 0 | 0
Option 5 AT | ImportLimit_N12_Illawarra | REZ Network Import Constraints | 8760000 | 8784000 | 8760000 | 8760000 | 8760000 | 8784000 | 8760000 | 8760000 | 8760000 | 8784000 | 8760000 | 8760000 | 8760000 | 8784000 | 8760000 | 8760000 | 8760000 | 8784000 | 8760000 | 8760000 | 8760000 | 8784000 | 8760000 | 8760000
Option 5 AT | ImportLimit_N1_North West NSW | REZ Network Import Constraints | 490560 | 491904 | 490560 | 490560 | 490560 | 491904 | 490560 | 490560 | 490560 | 491904 | 490560 | 490560 | 490560 | 491904 | 490560 | 490560 | 490560 | 491904 | 490560 | 490560 | 490560 | 491904 | 490560 | 490560
Option 5 AT | ImportLimit_N3_Central-West Orana | REZ Network Import Constraints | 7884000 | 7905600 | 7884000 | 7884000 | 7884000 | 7905600 | 7884000 | 7884000 | 7884000 | 7905600 | 7884000 | 7884000 | 7884000 | 7905600 | 7884000 | 7884000 | 7884000 | 7905600 | 7884000 | 7884000 | 7884000 | 7905600 | 7884000 | 7884000
Option 5 AT | ImportLimit_N8_Cooma-Monaro | REZ Network Import Constraints | 1182600 | 1185840 | 1182600 | 1182600 | 1182600 | 1185840 | 1182600 | 1182600 | 1182600 | 1185840 | 1182600 | 1182600 | 1182600 | 1185840 | 1182600 | 1182600 | 1182600 | 1185840 | 1182600 | 1182600 | 1182600 | 1185840 | 1182600 | 1182600
Option 5 AT | ImportLimit_Q1_Far North Qld | REZ Network Import Constraints | 805920 | 808128 | 805920 | 805920 | 805920 | 808128 | 805920 | 805920 | 805920 | 808128 | 805920 | 805920 | 805920 | 808128 | 805920 | 805920 | 805920 | 808128 | 805920 | 805920 | 805920 | 808128 | 805920 | 805920
Option 5 AT | ImportLimit_S3_Mid-North SA | REZ Network Import Constraints | 3924480 | 3935232 | 3924480 | 3924480 | 3924480 | 3935232 | 3924480 | 3924480 | 3924480 | 3935232 | 3924480 | 3924480 | 3924480 | 3935232 | 3924480 | 3924480 | 3924480 | 3935232 | 3924480 | 3924480 | 3924480 | 3935232 | 3924480 | 3924480
Option 5 AT | ImportLimit_S7_Eastern Eyre Peninsula | REZ Network Import Constraints | 1322760 | 1326384 | 1322760 | 1322760 | 1322760 | 1326384 | 1322760 | 1322760 | 1322760 | 1326384 | 1322760 | 1322760 | 1322760 | 1326384 | 1322760 | 1322760 | 1322760 | 1326384 | 1322760 | 1322760 | 1322760 | 1326384 | 1322760 | 1322760
Option 5 AT | ImportLimit_T1_North East Tasmania | REZ Network Import Constraints | 3942000 | 3952800 | 3942000 | 3942000 | 3942000 | 3952800 | 3942000 | 3942000 | 3942000 | 3952800 | 3942000 | 3942000 | 3942000 | 3952800 | 3942000 | 3942000 | 3942000 | 3952800 | 3942000 | 3942000 | 3942000 | 3952800 | 3942000 | 3942000
Option 5 AT | ImportLimit_T3_Central Highlands | REZ Network Import Constraints | 4818000 | 4831200 | 4818000 | 4818000 | 4818000 | 4831200 | 4818000 | 4818000 | 4818000 | 4831200 | 4818000 | 4818000 | 4818000 | 4831200 | 4818000 | 4818000 | 4818000 | 4831200 | 4818000 | 4818000 | 4818000 | 4831200 | 4818000 | 4818000
Option 5 AT | ImportLimit_V1_North West VIC | REZ Network Import Constraints | 3241200 | 3250080 | 3241200 | 3241200 | 3241200 | 3250080 | 3241200 | 3241200 | 3241200 | 3250080 | 3241200 | 3241200 | 3241200 | 3250080 | 3241200 | 3241200 | 3241200 | 3250080 | 3241200 | 3241200 | 3241200 | 3250080 | 3241200 | 3241200
Option 5 AT | ImportLimit_V5_South West VIC | REZ Network Import Constraints | 27856800 | 27933120 | 27856800 | 27856800 | 27856800 | 27933120 | 27856800 | 27856800 | 27856800 | 27933120 | 27856800 | 27856800 | 27856800 | 27933120 | 27856800 | 27856800 | 27856800 | 27933120 | 27856800 | 27856800 | 27856800 | 27933120 | 27856800 | 27856800
Option 5 AT | ImportLimit_V7_Central North VIC | REZ Network Import Constraints | 4380000 | 4392000 | 4380000 | 4380000 | 4380000 | 4392000 | 4380000 | 4380000 | 4380000 | 4392000 | 4380000 | 4380000 | 4380000 | 4392000 | 4380000 | 4380000 | 4380000 | 4392000 | 4380000 | 4380000 | 4380000 | 4392000 | 4380000 | 4380000
Option 5 AT | Kareeya Min Gen | Hydro min release | 10.95 | 10.95 | 10.95 | 10.95 | 10.95 | 10.95 | 10.95 | 10.95 | 10.95 | 10.95 | 10.95 | 10.95 | 10.95 | 10.95 | 10.95 | 10.95 | 10.95 | 10.95 | 10.95 | 10.95 | 10.95 | 10.95 | 10.95 | 10.95
Option 5 AT | Liapootah Min Gen | Hydro min release | 43.8 | 43.8 | 43.8 | 43.8 | 43.8 | 43.8 | 43.8 | 43.8 | 43.8 | 43.8 | 43.8 | 43.8 | 43.8 | 43.8 | 43.8 | 43.8 | 43.8 | 43.8 | 43.8 | 43.8 | 43.8 | 43.8 | 43.8 | 43.8
Option 5 AT | N >> 11-0_17-0 | NetworkConstraints | 35755047.765 | 39755708.84 | 39403879.99 | 39327840.265 | 33830602.35 | 34326614.59 | 34563583.72 | 34276440.265 | 34593858.45 | 34995400.55 | 35132744.045 | 35548370.265 | 35836189.44 | 36112970.23 | 36145809.775 | 36401927.545 | 36316102.455 | 36666624.635 | 37007265.715 | 37311490.085 | 37494032.52 | 37877177.705 | 37949561.105 | 38347517.335
Option 5 AT | N >> 11-0_BAN_SCRK_1 | NetworkConstraints | 0 | 0 | 0 | 0 | 0 | 0 | 0 | 0 | 0 | 0 | 0 | 48701568.055 | 49072647.425 | 49437606.455 | 49472610.255 | 49802401.17 | 49691638.035 | 50151495.635 | 50582974.335 | 50974810.2 | 51211021.955 | 51712428.525 | 51798364.41 | 52311296.7
Option 5 AT | N >> 12-0_14-0_R | NetworkConstraints | 59131679.77 | 60316110.84 | 61753742.005 | 66964055.65 | 70274955.415 | 72527651.91 | 73959343.11 | 75590371.855 | 77171497.88 | 78912941.16 | 79853812.285 | 90431139.7 | 92238735.43 | 93626671.47 | 94194661.875 | 95797060.515 | 95256430.79 | 97104949.21 | 99600567.01 | 101505397.035 | 102664528.465 | 104710359.945 | 105525983.245 | 108023118.52
Option 5 AT | N >> 12-0_39-1_R | NetworkConstraints | 66750057.55 | 68314951.24 | 69588702.92 | 72138216.09 | 74293587.095 | 76743008.845 | 78307491.655 | 79738609.335 | 81445961.11 | 83321510.75 | 84342410.775 | 0 | 0 | 0 | 0 | 0 | 0 | 0 | 0 | 0 | 0 | 0 | 0 | 0
Option 5 AT | N >> 12-0_39/1_R | NetworkConstraints | 0 | 0 | 0 | 0 | 0 | 0 | 0 | 0 | 0 | 0 | 0 | 95477454.51 | 97419650.665 | 98906495.975 | 99521167.25 | 101242923.695 | 100662048.15 | 102643783.505 | 105329654.735 | 107376362.43 | 108621736.995 | 110815529.695 | 111696279.515 | 114379379.3
Option 5 AT | N >> 12-0_BAN_SCRK_1_R | NetworkConstraints | 0 | 0 | 0 | 0 | 0 | 0 | 0 | 0 | 0 | 0 | 0 | 97614440.095 | 99569740.2 | 101070698.12 | 101685729.24 | 103418943.02 | 102834102.495 | 104833217.76 | 107533290.33 | 109593658.94 | 110847761.225 | 113060172.575 | 113943053.44 | 116644202.425
Option 5 AT | N >> 16-0_8-0_R | NetworkConstraints | 34578760.44 | 44424295.76 | 43668141.09 | 43629957.63 | 38445776.54 | 38564292.96 | 38484696.295 | 37828557.905 | 37840364.225 | 37951190.755 | 37860396.455 | 42213043.985 | 42018874.625 | 42005369.095 | 41807752.045 | 41636183.23 | 41694404.25 | 41631674.65 | 41227446.555 | 41023357.715 | 40897704.335 | 40814427.965 | 40590293.805 | 40322232.47
Option 5 AT | N >> 16-0_BAN_SCRK_1_R | NetworkConstraints | 0 | 0 | 0 | 0 | 0 | 0 | 0 | 0 | 0 | 0 | 0 | 61023275.31 | 60927719 | 61026504.265 | 60823498.405 | 60739238.92 | 60767936.21 | 60842572.09 | 60538036.425 | 60437762.86 | 60375566.615 | 60440300.425 | 60224267.52 | 60092405.915
Option 5 AT | N >> 17-0_11-0 | NetworkConstraints | 36876541.435 | 41924356.495 | 41094279.16 | 40299156.23 | 33542743.5 | 33954835.845 | 34127716.05 | 33407049.29 | 33648535.025 | 33973755.72 | 34058616.465 | 34752428.575 | 34971068.95 | 35201672.83 | 35205698.795 | 35400562.095 | 35335445.55 | 35622194.895 | 35860313.315 | 36091704.665 | 36229736.995 | 36541645.12 | 36575745.475 | 36878158.465
Option 5 AT | N >> 17-0_BAN_SCRK_1 | NetworkConstraints | 0 | 0 | 0 | 0 | 0 | 0 | 0 | 0 | 0 | 0 | 0 | 49270391.33 | 49465746.8 | 49720352.92 | 49675281.885 | 49849448.07 | 49791281.325 | 50096073.995 | 50260221.645 | 50467023.915 | 50590237.21 | 50917584.46 | 50899389.345 | 51169618.915
Option 5 AT | N >> 18-0_5-0 | NetworkConstraints | 0 | 0 | 0 | 6224064.73 | 9449788.201 | 9432436.685 | 9366989.6755 | 9435798.4985 | 9385337.6735 | 9360167.8075 | 9299318.688 | 0 | 0 | 0 | 0 | 0 | 0 | 0 | 0 | 0 | 0 | 0 | 0 | 0
Option 5 AT | N >> 18-0_5-0_R | NetworkConstraints | 13346411.225 | 12581822.155 | 12495636.785 | 4292505.145 | 0 | 0 | 0 | 0 | 0 | 0 | 0 | 12391815.05 | 12435349.78 | 12494756.36 | 12480986.88 | 12520366.805 | 12507554.65 | 12578384.82 | 12611739.89 | 12658363.52 | 12684642.825 | 12761195.645 | 12753484.765 | 12813902.2
Option 5 AT | N >> 31-0_32-0 | NetworkConstraints | 74150391.77 | 83581897.55 | 84247500.155 | 94677530.08 | 91118757.85 | 92584838.295 | 93296415.8 | 93720335.995 | 94627956.595 | 95761884.99 | 96167583.35 | 0 | 0 | 0 | 0 | 0 | 0 | 0 | 0 | 0 | 0 | 0 | 0 | 0
Option 5 AT | N >> 32-0_31-0 | NetworkConstraints | 65140431.31 | 66783541.055 | 67359115.6 | 75478913.395 | 80295847.055 | 81778823.285 | 82546546.38 | 82961346.63 | 83898553.3 | 85037348.145 | 85488372.595 | 0 | 0 | 0 | 0 | 0 | 0 | 0 | 0 | 0 | 0 | 0 | 0 | 0
Option 5 AT | N >> 32/2_31-0 | NetworkConstraints | 0 | 0 | 0 | 0 | 0 | 0 | 0 | 0 | 0 | 0 | 0 | 87954534.405 | 88801661.18 | 89579915.29 | 89719052.445 | 90469768.575 | 90216326.225 | 91210488.485 | 92252318.55 | 93144722.105 | 93688710.69 | 94774612.35 | 95029947.08 | 96199950.47
Option 5 AT | N >> 32/2_38/2 | NetworkConstraints | 0 | 0 | 0 | 0 | 0 | 0 | 0 | 0 | 0 | 0 | 0 | 90575415.095 | 91516790.53 | 92361987.69 | 92536207.005 | 93370441.32 | 93088806.07 | 94173914.67 | 95351315.97 | 96343010.745 | 96947492.745 | 98134596.625 | 98437921.025 | 99738116.13
Option 5 AT | N >> 38/1_32/1_R | NetworkConstraints | 0 | 0 | 0 | 0 | 0 | 0 | 0 | 0 | 0 | 0 | 0 | 154666221.4 | 156925614.85 | 158767982.4 | 159371977.4 | 161374153.45 | 160698195.95 | 163116069.8 | 166128506.9 | 168508699.9 | 169959247.65 | 172622546.05 | 173536106.2 | 176656989.1
Option 5 AT | N >> 38/2_32/2 | NetworkConstraints | 0 | 0 | 0 | 0 | 0 | 0 | 0 | 0 | 0 | 0 | 0 | 96131448.445 | 97519094.67 | 98662486.56 | 99021622.7 | 100251332.995 | 99836183.865 | 101333128.475 | 103171268.28 | 104633119.15 | 105524027 | 107171555.45 | 107720894.55 | 109637572.65
Option 5 AT | N >> 39-1_11-0 | NetworkConstraints | 50503217.225 | 59036386.19 | 59440153.04 | 60800480.415 | 57780328.825 | 59073193.37 | 59822818.75 | 60259467.665 | 61147861.62 | 62174973.075 | 62655118.13 | 0 | 0 | 0 | 0 | 0 | 0 | 0 | 0 | 0 | 0 | 0 | 0 | 0
Option 5 AT | N >> 39-1_16-0 | NetworkConstraints | 50232350.365 | 58845860.215 | 59137598.865 | 60491218.6 | 56776169.62 | 57989863.41 | 58681541.93 | 59014012.275 | 59840532.86 | 60803896.075 | 61242755.17 | 0 | 0 | 0 | 0 | 0 | 0 | 0 | 0 | 0 | 0 | 0 | 0 | 0
Option 5 AT | N >> 39-1_17-0 | NetworkConstraints | 49700352.555 | 58146648.605 | 58259747.055 | 59606275.91 | 56751223.5 | 57985671.36 | 58693851.735 | 58873884.645 | 59711101.42 | 60684616.365 | 61131533.89 | 0 | 0 | 0 | 0 | 0 | 0 | 0 | 0 | 0 | 0 | 0 | 0 | 0
Option 5 AT | N >> 39-1_3W-0 | NetworkConstraints | 53221832.91 | 62533899.11 | 62897737.795 | 64284065.865 | 60088508.045 | 61387491.245 | 62129226.675 | 62527776.605 | 63410402.365 | 64438016.055 | 64907917.67 | 0 | 0 | 0 | 0 | 0 | 0 | 0 | 0 | 0 | 0 | 0 | 0 | 0
Option 5 AT | N >> 39-1_5A6-0 | NetworkConstraints | 51259085.465 | 60023855.335 | 60381145.53 | 61390063.72 | 57191364.895 | 58425312.405 | 59129414.58 | 59524841.595 | 60363858.15 | 61340669.125 | 61787211.55 | 0 | 0 | 0 | 0 | 0 | 0 | 0 | 0 | 0 | 0 | 0 | 0 | 0
Option 5 AT | N >> 39-1_8-0 | NetworkConstraints | 50347102.065 | 58992558.375 | 59308212.35 | 60664310.37 | 56920743.815 | 58135221.17 | 58826773.49 | 59180310.225 | 60007679.855 | 60972302.485 | 61411335.905 | 0 | 0 | 0 | 0 | 0 | 0 | 0 | 0 | 0 | 0 | 0 | 0 | 0
Option 5 AT | N >> 39-1_NIL | NetworkConstraints | 51206957.775 | 52108450.85 | 52513123.22 | 53683030.475 | 57913277.005 | 59217320.36 | 59975568.025 | 60402660.43 | 61295412.575 | 62325861.275 | 62809996.2 | 0 | 0 | 0 | 0 | 0 | 0 | 0 | 0 | 0 | 0 | 0 | 0 | 0
Option 5 AT | N >> 39/1_11-0 | NetworkConstraints | 0 | 0 | 0 | 0 | 0 | 0 | 0 | 0 | 0 | 0 | 0 | 80818219.04 | 81758895.545 | 82571628.13 | 82775155.965 | 83609911.715 | 83328796.345 | 84381581.22 | 85589007.09 | 86581103.525 | 87182524.875 | 88339050.015 | 88671554.105 | 89971365.05
Option 5 AT | N >> 39/1_16-0 | NetworkConstraints | 0 | 0 | 0 | 0 | 0 | 0 | 0 | 0 | 0 | 0 | 0 | 78943460.33 | 79808559.605 | 80568369.81 | 80743262.62 | 81510902.28 | 81252361.215 | 82232919.295 | 83331005.925 | 84243346.215 | 84796549.635 | 85872451.015 | 86165954.445 | 87361312.78
Option 5 AT | N >> 39/1_17-0 | NetworkConstraints | 0 | 0 | 0 | 0 | 0 | 0 | 0 | 0 | 0 | 0 | 0 | 80100577.915 | 81005009.195 | 81792776.285 | 81982035.42 | 82784669.84 | 82514398.365 | 83532986.62 | 84687499.12 | 85641408.645 | 86219573.55 | 87337952.6 | 87651225.82 | 88900971.895
Option 5 AT | N >> 39/1_5A6-0 | NetworkConstraints | 0 | 0 | 0 | 0 | 0 | 0 | 0 | 0 | 0 | 0 | 0 | 82620322.98 | 83528087.51 | 84324889.875 | 84509044.5 | 85314460.175 | 85043145.16 | 86071541.19 | 87224357.485 | 88181618.185 | 88762278.6 | 89890624.165 | 90199223.385 | 91453518.005
Option 5 AT | N >> 39/1_8-0 | NetworkConstraints | 0 | 0 | 0 | 0 | 0 | 0 | 0 | 0 | 0 | 0 | 0 | 79010848.845 | 79873742.66 | 80632347.21 | 80806087.51 | 81571757.345 | 81313873.425 | 82292656 | 83387224.075 | 84297228.435 | 84849049.47 | 85922915.255 | 86214962.39 | 87407270.79
Option 5 AT | N >> 39/1_BAN_SCRK_1 | NetworkConstraints | 0 | 0 | 0 | 0 | 0 | 0 | 0 | 0 | 0 | 0 | 0 | 78098239.8 | 79028254.75 | 79827361.31 | 80033667.94 | 80858604.515 | 80580580.305 | 81616868.68 | 82815379.065 | 83795892.925 | 84391242.57 | 85529657.28 | 85863432.855 | 87148389.5
Option 5 AT | N >> 39/1_NIL | NetworkConstraints | 0 | 0 | 0 | 0 | 0 | 0 | 0 | 0 | 0 | 0 | 0 | 79171214.235 | 80108685.03 | 80913207.975 | 81121702.2 | 81953494.86 | 81673309.525 | 82717018.255 | 83925884.3 | 84914486.42 | 85514104.97 | 86661056.445 | 86998072.16 | 88293413.955
Option 5 AT | N >> 5A5_5P1 | NetworkConstraints | 0 | 0 | 25469947.625 | 46304370.645 | 47932285.295 | 48054429.62 | 47922120.07 | 47953970.485 | 47959139.98 | 48094194.73 | 47967793.38 | 45124203.155 | 45078568.825 | 45172191.235 | 45029289.545 | 44988768.305 | 45002399.665 | 45084350.1 | 44892769.27 | 44844621.91 | 44815475.06 | 44892402.25 | 44743223.845 | 44680176.5
Option 5 AT | N >> 5H5_5H6 | NetworkConstraints | 0 | 0 | 0 | 63421042 | 95537804.2 | 96051492.7 | 95990055.3 | 95563586.8 | 95741562.05 | 96176127 | 96043250.25 | 93458016.75 | 93727342.45 | 94154295.35 | 94019181.85 | 94257817.95 | 94177221.15 | 94672847.75 | 94824545.55 | 95108203.55 | 95281327.3 | 95805935.75 | 95707811.9 | 96079719.3
Option 5 AT | N >> 5P1_5A5 | NetworkConstraints | 0 | 0 | 56070376.2 | 106525487.9 | 112734977.05 | 112829226.3 | 112354413.9 | 112359487.85 | 112208246.65 | 112369433.9 | 111951979.2 | 102855227.25 | 102810565.8 | 103063894.9 | 102761978.3 | 102722576.6 | 102735980.15 | 102978059.1 | 102628541.3 | 102581639.8 | 102552687.25 | 102789989.2 | 102482033.1 | 102420344.15
Option 5 AT | N >> 5P1_5P2 | NetworkConstraints | 0 | 0 | 39453442.2 | 75106863.23 | 75552705.055 | 75534005.27 | 75142386.715 | 75136615.835 | 74951195.09 | 74977356.84 | 74637075.495 | 82360290.155 | 82329561.735 | 82535460.525 | 82295875.275 | 82268938.865 | 82278205.9 | 82476482.465 | 82204171.335 | 82172049.95 | 82151830.255 | 82346919.78 | 82103246.275 | 82060808.83
Option 5 AT | N >> 76-0_77-0_R | NetworkConstraints | 49985568.935 | 52574598.68 | 52218890.53 | 54860017.19 | 55595368.97 | 56245405.085 | 56480306.335 | 56314127.905 | 56643290.485 | 57111254.52 | 57201360.15 | 60798917.995 | 61025775.935 | 61329551.755 | 61272133.02 | 61472791.405 | 61404821.95 | 61766243.365 | 61950266.3 | 62188892.94 | 62335339.32 | 62720897.265 | 62694535.595 | 63007741.505
Option 5 AT | N >> 76-0_BAN_SCRK_1_R | NetworkConstraints | 0 | 0 | 0 | 0 | 0 | 0 | 0 | 0 | 0 | 0 | 0 | 75998523.195 | 76272033.34 | 76645281.145 | 76568989.54 | 76810937.67 | 76728997.755 | 77171746.04 | 77386597.785 | 77674324.92 | 77850819.96 | 78322725.34 | 78283870.085 | 78661505.32
Option 5 AT | N >> 8-0_16-0_R | NetworkConstraints | 34023272.4 | 45476076.635 | 44781051.555 | 44844364.26 | 38127701.175 | 38227138.04 | 38133987.45 | 37547261.79 | 37547810.915 | 37646863.17 | 37548716.345 | 35697062.285 | 35507314.36 | 35479698.015 | 35301270.345 | 35133463.355 | 35190320.05 | 35114538.375 | 34734078.395 | 34534499.72 | 34412009.06 | 34315971.89 | 34111612.855 | 33849605.915
Option 5 AT | N >> 8-0_BAN_SCRK_1_R | NetworkConstraints | 0 | 0 | 0 | 0 | 0 | 0 | 0 | 0 | 0 | 0 | 0 | 50165919.055 | 50036007.385 | 50084678.94 | 49895059.325 | 49780105.98 | 49819015.91 | 49834684.755 | 49506683.905 | 49369980.765 | 49286251.24 | 49287971.175 | 49080590.98 | 48901183.93
Option 5 AT | N >> 81-0_82-0 | NetworkConstraints | 51985973.575 | 71718933.19 | 30396093.815 | 0 | 0 | 0 | 0 | 0 | 0 | 0 | 0 | 0 | 0 | 0 | 0 | 0 | 0 | 0 | 0 | 0 | 0 | 0 | 0 | 0
Option 5 AT | N >> 81_82-0 | NetworkConstraints | 0 | 0 | 42353928.395 | 101534889.41 | 84000223.435 | 84203890.565 | 83959139.505 | 83658843.06 | 83617927.59 | 83800293.065 | 83548494.69 | 82225806.685 | 82242612.93 | 82471837.625 | 82260968.495 | 82275937.03 | 82270919.185 | 82504637.295 | 82311235.375 | 82328948.2 | 82339847.385 | 82575012.98 | 82366648.825 | 82389677.095
Option 5 AT | N >> 82-0_81 | NetworkConstraints | 0 | 0 | 43076520.815 | 99995143.555 | 89781087.56 | 89971141.98 | 89689437.78 | 89441683.945 | 89383598 | 89564600.6 | 89285056.91 | 90221740.78 | 90210172.215 | 90442575.16 | 90197793.955 | 90187628.17 | 90191101.735 | 90420770.93 | 90163215.88 | 90151046.68 | 90143716.21 | 90371759.41 | 90125600.535 | 90109437.055
Option 5 AT | N >> 82-0_81-0 | NetworkConstraints | 58162859.515 | 73686531.74 | 30856299.15 | 0 | 0 | 0 | 0 | 0 | 0 | 0 | 0 | 0 | 0 | 0 | 0 | 0 | 0 | 0 | 0 | 0 | 0 | 0 | 0 | 0
Option 5 AT | N >> 93-0_90-0_R | NetworkConstraints | 38909942.95 | 39689035.675 | 39507307.09 | 34630335.04 | 32392013.105 | 32823757.865 | 33007417.58 | 32727037.135 | 32965332.825 | 33283408.255 | 33369583.52 | 34582785.31 | 34977037.815 | 35318581.19 | 35403842.365 | 35753271.53 | 35635336.1 | 36077350.905 | 36582859.425 | 36998240.585 | 37251262.43 | 37736116.785 | 37875427.265 | 38419999.8
Option 5 AT | N >> BANNABY_1TH1_2_BAN_SCRK_1 | NetworkConstraints | 0 | 0 | 0 | 0 | 0 | 0 | 0 | 0 | 0 | 0 | 0 | 58532825.885 | 58402710.225 | 58485360.07 | 58270305.53 | 58150484.38 | 58188214.02 | 58235846.275 | 57878015.44 | 57736647.775 | 57662544.57 | 57690412.375 | 57457014.78 | 57275677.57
Option 5 AT | N >> BAN_SCRK_1_11-0 | NetworkConstraints | 0 | 0 | 0 | 0 | 0 | 0 | 0 | 0 | 0 | 0 | 0 | 150977587.2 | 151761318.95 | 152663702.95 | 152611539.5 | 153305136.8 | 153070426.8 | 154172004.8 | 154954610.55 | 155779400.45 | 156284390.55 | 157470112.2 | 157525163.85 | 158607474.9
Option 5 AT | N >> BAN_SCRK_1_16-0 | NetworkConstraints | 0 | 0 | 0 | 0 | 0 | 0 | 0 | 0 | 0 | 0 | 0 | 151457413.75 | 152183361 | 153050413.1 | 152971265 | 153613523.85 | 153396062.75 | 154447537.95 | 155141424.55 | 155905209.7 | 156373379.9 | 157502543.3 | 157522683.6 | 158525118.4
Option 5 AT | N >> BAN_SCRK_1_17-0 | NetworkConstraints | 0 | 0 | 0 | 0 | 0 | 0 | 0 | 0 | 0 | 0 | 0 | 148442570.7 | 149190629.95 | 150063472.8 | 150002081.65 | 150664136.85 | 150440116.25 | 151503105.75 | 152238505.7 | 153025782.6 | 153507711.85 | 154651045.3 | 154691995.4 | 155725043.8
Option 5 AT | N >> BAN_SCRK_1_5A6-0 | NetworkConstraints | 0 | 0 | 0 | 0 | 0 | 0 | 0 | 0 | 0 | 0 | 0 | 146862411.2 | 147555213.4 | 148389026.55 | 148307408.8 | 148920188.25 | 148712620.8 | 149722364.55 | 150378382.3 | 151107158.5 | 151554253.2 | 152637975.9 | 152651087.2 | 153607707.5
Option 5 AT | N >> BAN_SCRK_1_8-0 | NetworkConstraints | 0 | 0 | 0 | 0 | 0 | 0 | 0 | 0 | 0 | 0 | 0 | 151971607.15 | 152697030 | 153565142.8 | 153484411.25 | 154126180.5 | 153908873.15 | 154961270.25 | 155652988.3 | 156416198.9 | 156884082.85 | 158014076.65 | 158032555 | 159034258.9
Option 5 AT | N >> BAN_SCRK_1_BAN_SCRK_2 | NetworkConstraints | 0 | 0 | 0 | 0 | 0 | 0 | 0 | 0 | 0 | 0 | 0 | 112483856.65 | 113249210.35 | 114037422.65 | 114079921.25 | 114757021.9 | 114527755.65 | 115510396.25 | 116367879.2 | 117173105.05 | 117666739.75 | 118731257.15 | 118878436.85 | 119935275.5
Option 5 AT | N >> KEMPS_CK_2H1_2_KEMPS_CK_3H1_2 | NetworkConstraints | 27717921.92 | 27942891.265 | 27705908.93 | 52659682.125 | 64837298.085 | 65069032.4 | 64934116.2 | 63353333.635 | 63326825.49 | 63474101.08 | 63281541.89 | 22958015.66 | 22289907.38 | 21929940.104 | 21568016.2695 | 20975229.6585 | 21174910.9085 | 20644532.3285 | 19569551.2975 | 18864993.7975 | 18437711.4006 | 17833648.2834 | 17380179.3388 | 16456976.0345
Option 5 AT | N >> MT_PIPER_2TH1_2_BAN_SCRK_1 | NetworkConstraints | 0 | 0 | 0 | 0 | 0 | 0 | 0 | 0 | 0 | 0 | 0 | 35995804.52 | 35865023.39 | 35881029.945 | 35724008.96 | 35607828.03 | 35646876.045 | 35629477.36 | 35332708.68 | 35194650.795 | 35111332.655 | 35079295.55 | 34904352.66 | 34723570.34
Option 5 AT | N >> MT_PIPER_2TH1_2_MT_PIPER_1TH1_2 | NetworkConstraints | 25134140.79 | 25888539.145 | 25961840.39 | 24848101.995 | 24784797.835 | 24854115.665 | 24780288.345 | 24781974.895 | 24764062.525 | 24814145.505 | 24733430.51 | 18871336.41 | 18714998.61 | 18667831.45 | 18546226.22 | 18407445.815 | 18454152.305 | 18367093.585 | 18078534.14 | 17913597.44 | 17813775.63 | 17709355.085 | 17566334.33 | 17350265.04
Option 5 AT | N >> SCRK_1TH1_2_SCRK_2TH1_2_R | NetworkConstraints | 0 | 0 | 0 | 0 | 0 | 0 | 0 | 0 | 0 | 0 | 0 | 128603448.65 | 130704998.65 | 132390481.5 | 132981136.6 | 134843028.4 | 134214198.4 | 136434767.2 | 139265371.8 | 141478911.6 | 142828897.3 | 145277369.65 | 146155862.75 | 149058626.25
Option 5 AT | NNSW H2 Domestic Consumption Purchaser | Subregion flexible electricity load for Domestic H2 | 0 | 0 | 0 | 0 | 21.6393 | 74.56 | 169.8534 | 316.5593 | 516.0579 | 645.9686 | 776.1379 | 912.7607 | 1048.5929 | 1178.372 | 1285.6981 | 1380.5864 | 1475.3821 | 1558.518 | 1626.6301 | 1701.8386 | 1774.1607 | 1848.4446 | 1912.6829 | 1979.5514
Option 5 AT | NQ H2 Domestic Consumption Purchaser | Subregion flexible electricity load for Domestic H2 | 0 | 0 | 0 | 0 | 7.4564 | 25.1497 | 58.4776 | 112.2114 | 190.0607 | 245.7186 | 299.1923 | 350.4521 | 396.4421 | 436.3537 | 463.1799 | 486.7014 | 511.2607 | 531.5406 | 549.4491 | 580.715 | 618.675 | 670.4386 | 736.0663 | 815.3579
Option 5 AT | NSA H2 Domestic Consumption Purchaser | Subregion flexible electricity load for Domestic H2 | 0 | 0 | 0 | 0 | 44.9471 | 90.3243 | 128.6089 | 170.4029 | 219.5214 | 233.7189 | 252.2383 | 291.1136 | 329.5429 | 366.97 | 397.2459 | 423.9214 | 450.6707 | 473.7383 | 490.6066 | 510.9479 | 530.5014 | 550.2589 | 568.1163 | 590.4136
Option 5 AT | NSA H2 Green Commodities Consumption Purchaser | Subregion flexible electricity load for Green Commodities H2 | 0 | 0 | 0 | 0 | 2676.7909 | 2640.4776 | 2604.6556 | 2569.2974 | 4332.1964 | 4273.4207 | 4215.4507 | 4158.2627 | 4101.8524 | 4046.2109 | 3991.3093 | 3937.1654 | 4645.3783 | 5291.2879 | 6011.6174 | 6806.8696 | 7684.8073 | 8639.695 | 9565.6744 | 10363.5836
Option 5 AT | NSW EIR Gen | Policies NSW | -11402.6522 | 5234.8832 | 13242.1116 | 27334.1116 | 40027.1116 | 42714.1116 | 51994.1116 | 53815.1116 | 65728.1116 | 67385.1116 | 72211.1116 | -15956.8884 | -15956.8884 | -15956.8884 | -15956.8884 | -15956.8884 | -15956.8884 | -15956.8884 | -15956.8884 | -15268.8816 | -14569.2384 | -14490.3768 | -13419.373 | -13419.373
Option 5 AT | NSW EIR Storage MW | Policies NSW | -325 | -599.84 | 199.16 | 590.16 | -1409.84 | -1409.84 | -1409.84 | -1409.84 | -1409.84 | -1409.84 | -1409.84 | -1409.84 | -1409.84 | -1409.84 | -1409.84 | -1409.84 | -1409.84 | -1409.84 | -1409.84 | -1409.84 | -1084.84 | -810 | -810 | -810
Option 5 AT | NSW EIR Storage MWh | Policies NSW | -2600 | -4798.72 | 5113.28 | -948.72 | 5648.28 | 12246.28 | 18843.28 | 25441.28 | 25441.28 | 25441.28 | 25441.28 | -16948.72 | -16948.72 | -16948.72 | -16948.72 | -16948.72 | -16948.72 | -16948.72 | -16948.72 | -16948.72 | -14348.72 | -12150 | -12150 | -12150
Option 5 AT | PEC and Heywood Export | Special Constraints | 6570000 | 9412800 | 11388000 | 11388000 | 11388000 | 11419200 | 11388000 | 11388000 | 11388000 | 11419200 | 11388000 | 11388000 | 11388000 | 11419200 | 11388000 | 11388000 | 11388000 | 11419200 | 11388000 | 11388000 | 11388000 | 11419200 | 11388000 | 11388000
Option 5 AT | PEC and Heywood Import | Special Constraints | 6132000 | 10000800 | 12702000 | 12702000 | 12702000 | 12736800 | 12702000 | 12702000 | 12702000 | 12736800 | 12702000 | 12702000 | 12702000 | 12736800 | 12702000 | 12702000 | 12702000 | 12736800 | 12702000 | 12702000 | 12702000 | 12736800 | 12702000 | 12702000
Option 5 AT | Poatina Min Gen | Hydro min release | 0 | 0 | 0 | 0 | 0 | 0 | 0 | 0 | 0 | 0 | 0 | 0 | 0 | 0 | 0 | 0 | 0 | 0 | 0 | 0 | 0 | 0 | 0 | 0
Option 5 AT | Powering Australia Plan | Policies NEM | 0 | 0 | 0 | 0 | 0 | 0 | 0 | 0 | 0 | 0 | 0 | 0 | 0 | 0 | 0 | 0 | 0 | 0 | 0 | 0 | 0 | 0 | 0 | 0
Option 5 AT | REZ Access Scheme N3 | Policies NSW | 0 | 7700 | 7700 | 7700 | 7700 | 7700 | 7700 | 7700 | 7700 | 7700 | 7700 | 7700 | 7700 | 7700 | 7700 | 7700 | 7700 | 7700 | 7700 | 7700 | 7700 | 7700 | 7700 | 7700
Option 5 AT | REZ Access Scheme N5 | Policies NSW | 0 | 3980 | 3980 | 3980 | 3980 | 3980 | 3980 | 3980 | 3980 | 3980 | 3980 | 3980 | 3980 | 3980 | 40000 | 40000 | 40000 | 40000 | 40000 | 40000 | 40000 | 40000 | 40000 | 40000
Option 5 AT | REZ Landholder_NSW | Landholder Payments | 0 | 0 | -82 | -82 | -82 | -82 | -197.2 | -197.2 | -197.2 | -197.2 | -197.2 | -197.2 | -197.2 | -197.2 | -197.2 | -197.2 | -197.2 | -197.2 | -197.2 | -197.2 | -197.2 | -197.2 | -197.2 | -197.2
Option 5 AT | REZ Landholder_QLD | Landholder Payments | 0 | 0 | 0 | 0 | 0 | 0 | 0 | 0 | 0 | 0 | 0 | 0 | 0 | 0 | 0 | 0 | 0 | 0 | 0 | 0 | 0 | 0 | 0 | 0
Option 5 AT | REZ Landholder_VIC | Landholder Payments | 0 | 0 | 0 | 0 | 0 | -56 | -56 | -216 | -216 | -216 | -216 | -216 | -284.4 | -284.4 | -284.4 | -284.4 | -284.4 | -284.4 | -284.4 | -284.4 | -284.4 | -284.4 | -284.4 | -284.4
Option 5 AT | ResourceLimit_DN1_Solar | Resource Limits for DREZ | 1320 | 1320 | 1320 | 1320 | 1320 | 1320 | 1320 | 1320 | 1320 | 1320 | 1320 | 1320 | 1320 | 1320 | 1320 | 1320 | 1320 | 1320 | 1320 | 1320 | 1320 | 1320 | 1320 | 1320
Option 5 AT | ResourceLimit_DN3_Solar | Resource Limits for DREZ | 775 | 775 | 775 | 775 | 775 | 775 | 775 | 775 | 775 | 775 | 775 | 775 | 775 | 775 | 775 | 775 | 775 | 775 | 775 | 775 | 775 | 775 | 775 | 775
Option 5 AT | ResourceLimit_N12_Wind Medium | Resource Limits for REZ | 0 | 0 | 0 | 0 | 0 | 0 | 0 | 0 | 0 | 0 | 0 | 0 | 0 | 0 | 0 | 0 | 0 | 0 | 0 | 0 | 0 | 0 | 0 | 0
Option 5 AT | ResourceLimit_N2_Solar | Resource Limits for REZ | 2985 | 2784.36 | 2464.36 | 2464.36 | 2464.36 | 2464.36 | 2464.36 | 2464.36 | 2464.36 | 2464.36 | 2464.36 | 2464.36 | 2464.36 | 2464.36 | 2464.36 | 2464.36 | 2464.36 | 2464.36 | 2464.36 | 2464.36 | 2464.36 | 2464.36 | 2464.36 | 2464.36
Option 5 AT | ResourceLimit_N2_Wind Medium | Resource Limits for REZ | 5600 | 5600 | 5600 | 5600 | 5390 | 5390 | 5390 | 5390 | 5390 | 5390 | 5390 | 5390 | 5390 | 5390 | 5390 | 5390 | 5390 | 5390 | 5390 | 5390 | 5390 | 5390 | 5390 | 5390
Option 5 AT | ResourceLimit_N3_Solar | Resource Limits for REZ | 6120.01 | 6120.01 | 6120.01 | 6120.01 | 6120.01 | 6120.01 | 6120.01 | 6120.01 | 6120.01 | 6120.01 | 6120.01 | 6120.01 | 6120.01 | 6120.01 | 6120.01 | 6120.01 | 6120.01 | 6120.01 | 6120.01 | 6120.01 | 6120.01 | 6120.01 | 6120.01 | 6120.01
Option 5 AT | ResourceLimit_N3_Wind Medium | Resource Limits for REZ | 3209.97 | 3209.97 | 2795.97 | 2795.97 | 2795.97 | 2795.97 | 2795.97 | 2795.97 | 2795.97 | 2795.97 | 2795.97 | 2795.97 | 2795.97 | 2795.97 | 2795.97 | 2795.97 | 2795.97 | 2795.97 | 2795.97 | 2795.97 | 2795.97 | 2795.97 | 2795.97 | 2795.97
Option 5 AT | ResourceLimit_N5_Solar | Resource Limits for REZ | 5677 | 5677 | 5677 | 5677 | 5677 | 5677 | 5677 | 5677 | 5677 | 5677 | 5677 | 5677 | 5677 | 5677 | 5677 | 5677 | 5677 | 5677 | 5677 | 5677 | 5677 | 5677 | 5677 | 5677
Option 5 AT | ResourceLimit_N5_Wind Medium | Resource Limits for REZ | 10500 | 10500 | 10500 | 10500 | 10500 | 10500 | 10500 | 10500 | 10500 | 10500 | 10500 | 10500 | 10500 | 10500 | 10500 | 10500 | 10500 | 10500 | 10500 | 10500 | 10500 | 10500 | 10500 | 10500
Option 5 AT | ResourceLimit_N8_Wind Medium | Resource Limits for REZ | 200 | 200 | 200 | 200 | 200 | 200 | 200 | 200 | 200 | 200 | 200 | 200 | 200 | 200 | 200 | 200 | 200 | 200 | 200 | 200 | 200 | 200 | 200 | 200
Option 5 AT | ResourceLimit_N9_Solar | Resource Limits for REZ | 953 | 953 | 953 | 953 | 953 | 953 | 953 | 953 | 953 | 953 | 953 | 953 | 953 | 953 | 953 | 953 | 953 | 953 | 953 | 953 | 953 | 953 | 953 | 953
Option 5 AT | ResourceLimit_N9_Wind Medium | Resource Limits for REZ | 1000 | 1000 | 1000 | 1000 | 1000 | 1000 | 1000 | 1000 | 1000 | 1000 | 1000 | 1000 | 1000 | 1000 | 1000 | 1000 | 1000 | 1000 | 1000 | 1000 | 1000 | 1000 | 1000 | 1000
Option 5 AT | ResourceLimit_Q8a_Solar | Resource Limits for REZ | 2363.85 | 2113.86 | 2113.86 | 2113.86 | 2113.86 | 2113.86 | 2113.86 | 2113.86 | 2113.86 | 2113.86 | 2113.86 | 2113.86 | 2113.86 | 2113.86 | 2113.86 | 2113.86 | 2113.86 | 2113.86 | 2113.86 | 2113.86 | 2275.81 | 2275.81 | 2275.81 | 2275.81
Option 5 AT | ResourceLimit_Q8b_Wind Medium | Resource Limits for REZ | 369.97 | 369.97 | 369.97 | 369.97 | 369.97 | 369.97 | 369.97 | 369.97 | 369.97 | 369.97 | 369.97 | 369.97 | 369.97 | 369.97 | 369.97 | 369.97 | 369.97 | 369.97 | 369.97 | 369.97 | 369.97 | 369.97 | 369.97 | 369.97
Option 5 AT | ResourceLimit_Q8c_Solar | Resource Limits for REZ | 2057.6 | 2057.6 | 2057.6 | 2057.6 | 2057.6 | 2057.6 | 2057.6 | 2057.6 | 2057.6 | 2057.6 | 2057.6 | 2057.6 | 2057.6 | 2057.6 | 2057.6 | 2057.6 | 2057.6 | 2057.6 | 2057.6 | 2057.6 | 2057.6 | 2057.6 | 2057.6 | 2057.6
Option 5 AT | ResourceLimit_Q8c_Wind Medium | Resource Limits for REZ | 1008 | 1008 | 1008 | 1008 | 1008 | 1008 | 1008 | 1008 | 1008 | 1008 | 1008 | 1008 | 1008 | 1008 | 1008 | 1008 | 1008 | 1008 | 1008 | 1008 | 1008 | 1008 | 1008 | 1008
Option 5 AT | ResourceLimit_S3_Solar | Resource Limits for REZ | 1300 | 1300 | 1300 | 1300 | 1300 | 1300 | 1300 | 1300 | 1300 | 1300 | 1300 | 1300 | 1300 | 1300 | 1300 | 1300 | 1300 | 1300 | 1300 | 1300 | 1300 | 1300 | 1300 | 1300
Option 5 AT | ResourceLimit_S5_Solar | Resource Limits for REZ | 4923 | 4923 | 4923 | 4923 | 4923 | 4923 | 4923 | 4923 | 4923 | 4923 | 4923 | 4923 | 4923 | 4923 | 4923 | 4923 | 4923 | 4923 | 4923 | 4923 | 4923 | 5000 | 5000 | 5000
Option 5 AT | ResourceLimit_S6_Wind Medium | Resource Limits for REZ | 0 | 0 | 0 | 0 | 0 | 0 | 0 | 0 | 0 | 0 | 0 | 0 | 0 | 0 | 0 | 0 | 0 | 0 | 0 | 0 | 0 | 0 | 0 | 0
Option 5 AT | ResourceLimit_T1_Solar | Resource Limits for REZ | 300 | 300 | 300 | 300 | 300 | 300 | 300 | 300 | 300 | 300 | 300 | 300 | 300 | 300 | 300 | 300 | 300 | 300 | 300 | 300 | 300 | 300 | 300 | 300
Option 5 AT | ResourceLimit_T3_Solar | Resource Limits for REZ | 150 | 150 | -137 | -137 | -137 | -137 | -137 | -137 | -137 | -137 | -137 | -137 | -137 | -137 | -137 | -137 | -137 | -137 | -137 | -137 | -137 | -137 | -137 | -137
Option 5 AT | ResourceLimit_T3_Wind Medium | Resource Limits for REZ | 2500 | 2500 | 2500 | 2500 | 2500 | 2500 | 2500 | 2500 | 2500 | 2500 | 2500 | 2500 | 2500 | 2500 | 2500 | 2500 | 2500 | 2500 | 2500 | 2500 | 2500 | 2500 | 2500 | 2500
Option 5 AT | ResourceLimit_V1_Solar | Resource Limits for REZ | 3016 | 3016 | 3016 | 3016 | 3016 | 3016 | 3016 | 3016 | 3016 | 3016 | 3016 | 3016 | 3016 | 3016 | 3016 | 3016 | 3016 | 3016 | 3016 | 3016 | 3016 | 3016 | 3016 | 3016
Option 5 AT | ResourceLimit_V1_Wind Medium | Resource Limits for REZ | 1131 | 1131 | 1131 | 1131 | 1131 | 1131 | 1131 | 1131 | 1131 | 1131 | 1131 | 1131 | 1131 | 1131 | 1131 | 1131 | 1131 | 1131 | 1131 | 1131 | 1131 | 1131 | 1131 | 1131
Option 5 AT | ResourceLimit_V2_Wind Medium | Resource Limits for REZ | 956 | 956 | 956 | 956 | 956 | 956 | 956 | 956 | 956 | 956 | 956 | 956 | 956 | 956 | 956 | 956 | 956 | 956 | 956 | 956 | 956 | 956 | 956 | 956
Option 5 AT | ResourceLimit_V4_Solar | Resource Limits for REZ | 0 | 0 | 0 | 0 | 0 | 0 | 0 | 0 | 0 | 0 | 0 | 0 | 0 | 0 | 0 | 0 | 0 | 0 | 0 | 0 | 0 | 0 | 0 | 0
Option 5 AT | ResourceLimit_V4_Wind Medium | Resource Limits for REZ | 1604 | 1604 | 1604 | 1604 | 1604 | 1604 | 1604 | 1604 | 1604 | 1604 | 1604 | 1604 | 1604 | 1604 | 1604 | 1604 | 1604 | 1604 | 1604 | 1604 | 1604 | 1604 | 1604 | 1604
Option 5 AT | ResourceLimit_V5_Wind Medium | Resource Limits for REZ | 1599 | 1599 | 1599 | 1599 | 1599 | 1599 | 1599 | 1599 | 1599 | 1599 | 1599 | 1599 | 1599 | 1599 | 1599 | 1599 | 1599 | 1599 | 1599 | 1599 | 1599 | 1599 | 1599 | 1599
Option 5 AT | ResourceLimit_V7_Wind Medium | Resource Limits for REZ | 408 | 408 | 408 | 408 | 408 | 408 | 408 | 408 | 408 | 408 | 408 | 408 | 408 | 408 | 408 | 408 | 408 | 408 | 408 | 408 | 408 | 408 | 408 | 408
Option 5 AT | SA Firming | Policies SA | -2897.64 | -2581.14 | 318.86 | 318.86 | 564.86 | -1735.14 | -1735.14 | -1735.14 | -1735.14 | -1655.14 | -1619.24 | -1090.24 | -1090.24 | -1090.24 | -886.48 | -886.48 | -886.48 | -886.48 | -548.48 | -420.08 | -266.08 | -266.08 | -266.08 | -266.08
Option 5 AT | SESA H2 Domestic Consumption Purchaser | Subregion flexible electricity load for Domestic H2 | 0 | 0 | 0 | 0 | 55.5843 | 60.2074 | 85.722 | 113.6193 | 146.365 | 155.8126 | 168.1849 | 194.0757 | 219.73 | 244.6206 | 264.8306 | 282.6143 | 300.4471 | 315.808 | 327.0624 | 340.6493 | 353.6329 | 366.8394 | 378.7614 | 393.6264
Option 5 AT | SEV H2 Domestic Consumption Purchaser | Subregion flexible electricity load for Domestic H2 | 0 | 0 | 0 | 0 | 35.405 | 125.3037 | 284.0971 | 524.6614 | 831.4179 | 1003.7103 | 1154.0387 | 1302.4764 | 1437.1614 | 1555.8777 | 1643.6809 | 1718.2636 | 1796.0086 | 1863.5029 | 1915.2637 | 1974.1807 | 2028.2529 | 2083.6797 | 2137.416 | 2214.7157
Option 5 AT | SNSW H2 Domestic Consumption Purchaser | Subregion flexible electricity load for Domestic H2 | 0.41714 | 0.366 | 0.365 | 0.365 | 21.6393 | 74.56 | 169.8534 | 316.5593 | 516.0579 | 645.9686 | 776.1379 | 912.7607 | 1048.5929 | 1178.372 | 1285.6981 | 1380.5864 | 1475.3821 | 1558.518 | 1626.6301 | 1701.8386 | 1774.1607 | 1848.4446 | 1912.6829 | 1979.5514
Option 5 AT | SNW Firming | Policies NSW | 0 | 419 | 0 | 0 | 0 | 0 | 0 | 0 | 0 | 0 | 0 | 0 | 0 | 0 | 0 | 0 | 0 | 0 | 0 | 0 | 0 | 0 | 0 | 0
Option 5 AT | SNW H2 Domestic Consumption Purchaser | Subregion flexible electricity load for Domestic H2 | 2.92 | 2.8757 | 2.8416 | 2.8157 | 151.3707 | 521.946 | 1189.1046 | 2215.7586 | 3612.4571 | 4521.7546 | 5432.9379 | 6389.2207 | 7340.2021 | 8248.5251 | 8999.8603 | 9664.2093 | 10327.5186 | 10909.5743 | 11386.386 | 11912.8179 | 12419.2814 | 12939.164 | 13388.8054 | 13856.7557
Option 5 AT | SNW H2 Green Commodities Consumption Purchaser | Subregion flexible electricity load for Green Commodities H2 | 0 | 0 | 0 | 0 | 0 | 0 | 0 | 959.9247 | 1512.0689 | 1840.9277 | 2203.8317 | 2575.5557 | 2969.0937 | 3390.494 | 8328.3164 | 8215.3474 | 8640.3869 | 8692.7493 | 8753.2411 | 8817.4559 | 8972.352 | 10085.535 | 11118.3309 | 12039.161
Option 5 AT | SQ H2 Domestic Consumption Purchaser | Subregion flexible electricity load for Domestic H2 | 0 | 0 | 0 | 0 | 34.7793 | 117.3823 | 272.8084 | 523.7229 | 886.8979 | 1146.6866 | 1396.2134 | 1635.5129 | 1849.9243 | 2036.3086 | 2161.5056 | 2271.2907 | 2385.9529 | 2480.6097 | 2564.0963 | 2710.0207 | 2887.2021 | 3128.6437 | 3435.0286 | 3805.0729
Option 5 AT | SRET | Policies SA | 0 | 0 | 0 | 0 | 0 | 0 | 0 | 0 | 0 | 0 | 0 | 0 | 0 | 0 | 0 | 0 | 0 | 0 | 0 | 0 | 0 | 0 | 0 | 0
Option 5 AT | Shared Upgrade_CNSW-SNW Option 3 - Stage 2 | Shared REZ Upgrades | 0 | 0 | 0 | 0 | 0 | 0 | 0 | 0 | 0 | 0 | 0 | 2000 | 0 | 0 | 0 | 0 | 0 | 0 | 0 | 0 | 0 | 0 | 0 | 0
Option 5 AT | Snowy 2.0 - Gen | Special Constraints | 5781600 | 17703360 | 26280000 | 26280000 | 26280000 | 26352000 | 26280000 | 26280000 | 26280000 | 26352000 | 26280000 | 26280000 | 26280000 | 26352000 | 26280000 | 26280000 | 26280000 | 26352000 | 26280000 | 26280000 | 26280000 | 26352000 | 26280000 | 26280000
Option 5 AT | Snowy 2.0 - Pump | Special Constraints | 5781600 | 17703360 | 26280000 | 26280000 | 26280000 | 26352000 | 26280000 | 26280000 | 26280000 | 26352000 | 26280000 | 26280000 | 26280000 | 26352000 | 26280000 | 26280000 | 26280000 | 26352000 | 26280000 | 26280000 | 26280000 | 26352000 | 26280000 | 26280000
Option 5 AT | Sys Strength Requirement - Efficient Level CNSW | System Strength Requiements- Efficient | 0 | 0 | 0 | 0 | 0 | 0 | 0 | 0 | 0 | 0 | 0 | 0 | 0 | 0 | 0 | 0 | 0 | 0 | 0 | 0 | 0 | 0 | 0 | 0
Option 5 AT | Sys Strength Requirement - Efficient Level CQ | System Strength Requiements- Efficient | 0 | 0 | 0 | 0 | 0 | 0 | 0 | 0 | 0 | 0 | 0 | 0 | 0 | 0 | 0 | 0 | 0 | 0 | 0 | 0 | 0 | 0 | 0 | 0
Option 5 AT | Sys Strength Requirement - Efficient Level CSA | System Strength Requiements- Efficient | 0 | 0 | 0 | 0 | 0 | 0 | 0 | 0 | 0 | 0 | 0 | 0 | 0 | 0 | 0 | 0 | 0 | 0 | 0 | 0 | 0 | 0 | 0 | 0
Option 5 AT | Sys Strength Requirement - Efficient Level GG | System Strength Requiements- Efficient | 0 | 0 | 0 | 0 | 0 | 0 | 0 | 0 | 0 | 0 | 0 | 0 | 0 | 0 | 0 | 0 | 0 | 0 | 0 | 0 | 0 | 0 | 0 | 0
Option 5 AT | Sys Strength Requirement - Efficient Level MEL | System Strength Requiements- Efficient | 0 | 0 | 0 | 0 | 0 | 0 | 0 | 0 | 0 | 0 | 0 | 0 | 0 | 0 | 0 | 0 | 0 | 0 | 0 | 0 | 0 | 0 | 0 | 0
Option 5 AT | Sys Strength Requirement - Efficient Level NNSW | System Strength Requiements- Efficient | 0 | 0 | 0 | 0 | 0 | 0 | 0 | 0 | 0 | 0 | 0 | 0 | 0 | 0 | 0 | 0 | 0 | 0 | 0 | 0 | 0 | 0 | 0 | 0
Option 5 AT | Sys Strength Requirement - Efficient Level NQ | System Strength Requiements- Efficient | 0 | 0 | 0 | 0 | 0 | 0 | 0 | 0 | 0 | 0 | 0 | 0 | 0 | 0 | 0 | 0 | 0 | 0 | 0 | 0 | 0 | 0 | 0 | 0
Option 5 AT | Sys Strength Requirement - Efficient Level NSA | System Strength Requiements- Efficient | 0 | 0 | 0 | 0 | 0 | 0 | 0 | 0 | 0 | 0 | 0 | 0 | 0 | 0 | 0 | 0 | 0 | 0 | 0 | 0 | 0 | 0 | 0 | 0
Option 5 AT | Sys Strength Requirement - Efficient Level SESA | System Strength Requiements- Efficient | 0 | 0 | 0 | 0 | 0 | 0 | 0 | 0 | 0 | 0 | 0 | 0 | 0 | 0 | 0 | 0 | 0 | 0 | 0 | 0 | 0 | 0 | 0 | 0
Option 5 AT | Sys Strength Requirement - Efficient Level SEV | System Strength Requiements- Efficient | 0 | 0 | 0 | 0 | 0 | 0 | 0 | 0 | 0 | 0 | 0 | 0 | 0 | 0 | 0 | 0 | 0 | 0 | 0 | 0 | 0 | 0 | 0 | 0
Option 5 AT | Sys Strength Requirement - Efficient Level SNSW | System Strength Requiements- Efficient | 0 | 0 | 0 | 0 | 0 | 0 | 0 | 0 | 0 | 0 | 0 | 0 | 0 | 0 | 0 | 0 | 0 | 0 | 0 | 0 | 0 | 0 | 0 | 0
Option 5 AT | Sys Strength Requirement - Efficient Level SNW | System Strength Requiements- Efficient | 0 | 0 | 0 | 0 | 0 | 0 | 0 | 0 | 0 | 0 | 0 | 0 | 0 | 0 | 0 | 0 | 0 | 0 | 0 | 0 | 0 | 0 | 0 | 0
Option 5 AT | Sys Strength Requirement - Efficient Level SQ | System Strength Requiements- Efficient | 0 | 0 | 0 | 0 | 0 | 0 | 0 | 0 | 0 | 0 | 0 | 0 | 0 | 0 | 0 | 0 | 0 | 0 | 0 | 0 | 0 | 0 | 0 | 0
Option 5 AT | Sys Strength Requirement - Efficient Level TAS | System Strength Requiements- Efficient | 0 | 0 | 0 | 0 | 0 | 0 | 0 | 0 | 0 | 0 | 0 | 0 | 0 | 0 | 0 | 0 | 0 | 0 | 0 | 0 | 0 | 0 | 0 | 0
Option 5 AT | Sys Strength Requirement - Efficient Level WNV | System Strength Requiements- Efficient | 0 | 0 | 0 | 0 | 0 | 0 | 0 | 0 | 0 | 0 | 0 | 0 | 0 | 0 | 0 | 0 | 0 | 0 | 0 | 0 | 0 | 0 | 0 | 0
Option 5 AT | Sys Strength Requirement - Min Fault Level CNSW | System Strength Requiements - Minimum | -3404 | -3404 | -3404 | -689 | 41 | 701 | 701 | 701 | 701 | 701 | 701 | 701 | 701 | 701 | 701 | 701 | 701 | 701 | 701 | 701 | 701 | 701 | 701 | 701
Option 5 AT | Sys Strength Requirement - Min Fault Level CQ | System Strength Requiements - Minimum | -2491 | -2491 | -2491 | -1061 | 513 | 513 | 513 | 513 | 513 | 513 | 513 | 513 | 513 | 513 | 513 | 513 | 513 | 513 | 513 | 513 | 513 | 513 | 513 | 513
Option 5 AT | Sys Strength Requirement - Min Fault Level GG | System Strength Requiements - Minimum | -1393.1 | -1393.1 | -1393.1 | 286.9 | 286.9 | 286.9 | 286.9 | 286.9 | 286.9 | 286.9 | 286.9 | 286.9 | 286.9 | 286.9 | 286.9 | 286.9 | 286.9 | 286.9 | 286.9 | 286.9 | 286.9 | 286.9 | 286.9 | 286.9
Option 5 AT | Sys Strength Requirement - Min Fault Level SEV | System Strength Requiements - Minimum | -3996.9 | -3996.9 | -2546.9 | -1386.9 | -1386.9 | -1386.9 | -1386.9 | 823.1 | 823.1 | 823.1 | 823.1 | 823.1 | 823.1 | 823.1 | 823.1 | 823.1 | 823.1 | 823.1 | 823.1 | 823.1 | 823.1 | 823.1 | 823.1 | 823.1
Option 5 AT | Sys Strength Requirement - Min Fault Level SNW | System Strength Requiements - Minimum | -3482.8 | -3482.8 | -3482.8 | 717.2 | 717.2 | 717.2 | 717.2 | 717.2 | 717.2 | 717.2 | 717.2 | 717.2 | 717.2 | 717.2 | 717.2 | 717.2 | 717.2 | 717.2 | 717.2 | 717.2 | 717.2 | 717.2 | 717.2 | 717.2
Option 5 AT | Sys Strength Requirement - Min Fault Level SQ | System Strength Requiements - Minimum | -2857.6 | -2857.6 | -2857.6 | -263.6 | 162.4 | 588.4 | 588.4 | 588.4 | 588.4 | 588.4 | 588.4 | 588.4 | 588.4 | 588.4 | 588.4 | 588.4 | 588.4 | 588.4 | 588.4 | 588.4 | 588.4 | 588.4 | 588.4 | 588.4
Option 5 AT | TAS H2 Domestic Consumption Purchaser | Subregion flexible electricity load for Domestic H2 | 0 | 0 | 0 | 0 | 150.745 | 306.7626 | 567.2557 | 837.31 | 1024.6593 | 1056.8591 | 1084.3246 | 1114.1364 | 1138.8 | 1141.0134 | 1150.858 | 1160.1786 | 1179.1064 | 1196.1231 | 1205.0077 | 1216.545 | 1223.7929 | 1230.292 | 1229.6713 | 1232.9179
Option 5 AT | TAS H2 Green Commodities Consumption Purchaser | Subregion flexible electricity load for Green Commodities H2 | 0 | 0 | 0 | 0 | 0 | 0 | 0 | 0 | 0 | 0 | 0 | 0 | 0 | 0 | 904.0274 | 1024.4257 | 1172.3687 | 1337.1386 | 1520.3471 | 1723.2841 | 1946.4191 | 2188.1997 | 2423.0451 | 2624.6277
Option 5 AT | TRET | Policies TAS | 0 | 12617 | 14039 | 15461 | 15984 | 16507 | 17032 | 17556 | 18079 | 18603 | 19126 | 19650 | 20174 | 20697 | 0 | 0 | 0 | 0 | 0 | 0 | 0 | 0 | 0 | 0
Option 5 AT | Tarraleah Max Energy Day | Hydro min release | 7300 | 7320 | 7300 | 7300 | 7300 | 7320 | 7300 | 7300 | 7300 | 7320 | 7300 | 7300 | 7300 | 7320 | 7300 | 7300 | 7300 | 7320 | 7300 | 7300 | 7300 | 7320 | 7300 | 7300
Option 5 AT | Tarraleah Min Flow | Hydro min release | 0 | 0 | 0 | 0 | 0 | 0 | 0 | 0 | 0 | 0 | 0 | 0 | 0 | 0 | 0 | 0 | 0 | 0 | 0 | 0 | 0 | 0 | 0 | 0
Option 5 AT | Tarraleah Min Gen | Hydro min release | 151.11 | 151.11 | 151.11 | 151.11 | 151.11 | 151.11 | 151.11 | 151.11 | 151.11 | 151.11 | 151.11 | 151.11 | 151.11 | 151.11 | 151.11 | 151.11 | 151.11 | 151.11 | 151.11 | 151.11 | 151.11 | 151.11 | 151.11 | 151.11
Option 5 AT | VIC Storage | Policies VIC | -2138.658 | -3226.896 | -3076.542 | -2371.058 | -1804.641 | -1264.395 | -920.105 | -485.754 | -44.064 | -6678.454 | -7046.904 | -7372.201 | -7909.286 | -8387.99 | -8874.966 | -9181.383 | -9849.864 | -10413.014 | -10980.874 | -11772.971 | -12047.079 | -11745.92 | -12700.625 | -13656.228
Option 5 AT | VOWT | Policies VIC | 0 | 0 | 0 | 0 | 0 | 2000 | 2667 | 3333 | 4000 | 5000 | 6000 | 7000 | 8000 | 9000 | 0 | 0 | 0 | 0 | 0 | 0 | 0 | 0 | 0 | 0
Option 5 AT | VRET | Policies VIC | 0 | 0 | 0 | 0 | 0 | 0 | 0 | 0 | 0 | 0 | 0 | 0 | 0 | 0 | 0 | 0 | 0 | 0 | 0 | 0 | 0 | 0 | 0 | 0
Option 5 AT | WNV H2 Domestic Consumption Purchaser | Subregion flexible electricity load for Domestic H2 | 70.7579 | 69.8803 | 68.7497 | 67.89 | 318.4364 | 1127.8374 | 2556.9527 | 4721.8486 | 7482.7607 | 9033.4443 | 10386.3493 | 11722.2879 | 12934.4529 | 14002.8986 | 14792.9709 | 15464.5286 | 16163.8686 | 16771.5003 | 17237.2963 | 17767.6786 | 18254.1714 | 18752.9606 | 19236.822 | 19932.3371
Option 5 AT | WNV H2 Green Commodities Consumption Purchaser | Subregion flexible electricity load for Green Commodities H2 | 0 | 0 | 0 | 0 | 0 | 0 | 0 | 0 | 0 | 0 | 848.0139 | 991.6893 | 1141.4539 | 1305.8807 | 1486.3113 | 1684.2663 | 1927.4801 | 2198.4096 | 2499.6274 | 2833.2819 | 3200.1269 | 3597.6463 | 3983.7671 | 4315.1771
Option 5 AT | Wayatinah Min Gen | Hydro min release | 24.09 | 24.09 | 24.09 | 24.09 | 24.09 | 24.09 | 24.09 | 24.09 | 24.09 | 24.09 | 24.09 | 24.09 | 24.09 | 24.09 | 24.09 | 24.09 | 24.09 | 24.09 | 24.09 | 24.09 | 24.09 | 24.09 | 24.09 | 24.09
Option 6 AT | 2030 Emissions Budget 1 | Emissions DLT | 69603.1022 | 69793.7956 | 69603.1022 | 69603.1022 | 69603.1022 | 69793.7956 | 69634.8699 | 69634.8699 | 69634.8699 | 69825.6504 | 69634.8699 | 69634.8699 | 69603.1022 | 69793.7956 | 69603.1022 | 69603.1022 | 69603.1022 | 69793.7956 | 69634.8699 | 69634.8699 | 69634.8699 | 69825.6504 | 69634.8699 | 69634.8699
Option 6 AT | 2035 Emissions Target | Emissions DLT | 1313.9667 | 1317.5666 | 1313.9667 | 1313.9667 | 1313.9667 | 1317.5666 | 1314.5664 | 1314.5664 | 1314.5664 | 1318.168 | 1314.5664 | 1314.5664 | 1313.9667 | 1317.5666 | 1313.9667 | 1313.9667 | 1313.9667 | 1317.5666 | 1314.5664 | 1314.5664 | 1314.5664 | 1318.168 | 1314.5664 | 1314.5664
Option 6 AT | 2050 Emissions Budget 1 | Emissions DLT | 41647.0129 | 41761.1143 | 41647.0129 | 41647.0129 | 41647.0129 | 41761.1143 | 41666.0211 | 41666.0211 | 41666.0211 | 41780.1746 | 41666.0211 | 41666.0211 | 41647.0129 | 41761.1143 | 41647.0129 | 41647.0129 | 41647.0129 | 41761.1143 | 41666.0211 | 41666.0211 | 41666.0211 | 41780.1746 | 41666.0211 | 41666.0211
Option 6 AT | 2050 Emissions Budget 2 | Emissions DLT | 5175.6134 | 5189.7932 | 5175.6134 | 5175.6134 | 5175.6134 | 5189.7932 | 5177.9756 | 5177.9756 | 5177.9756 | 5192.1619 | 5177.9756 | 5177.9756 | 5175.6134 | 5189.7932 | 5175.6134 | 5175.6134 | 5175.6134 | 5189.7932 | 5177.9756 | 5177.9756 | 5177.9756 | 5192.1619 | 5177.9756 | 5177.9756
Option 6 AT | 2050 Emissions Budget 3 | Emissions DLT | 1102.0635 | 1105.0829 | 1102.0635 | 1102.0635 | 1102.0635 | 1105.0829 | 1102.5665 | 1102.5665 | 1102.5665 | 1105.5873 | 1102.5665 | 1102.5665 | 1102.0635 | 1105.0829 | 1102.0635 | 1102.0635 | 1102.0635 | 1105.0829 | 1102.5665 | 1102.5665 | 1102.5665 | 1105.5873 | 1102.5665 | 1102.5665
Option 6 AT | 2050 Emissions Budget 4 | Emissions DLT | 2529.2319 | 2536.1613 | 2529.2319 | 2529.2319 | 2529.2319 | 2536.1613 | 2530.3862 | 2530.3862 | 2530.3862 | 2537.3188 | 2530.3862 | 2530.3862 | 2529.2319 | 2536.1613 | 2529.2319 | 2529.2319 | 2529.2319 | 2536.1613 | 2530.3862 | 2530.3862 | 2530.3862 | 2537.3188 | 2530.3862 | 2530.3862
Option 6 AT | 2050 Emissions Budget NSW 1 | Emissions DLT | 24777.3723 | 24845.2555 | 24777.3723 | 24777.3723 | 24777.3723 | 24845.2555 | 24788.681 | 24788.681 | 24788.681 | 24856.5952 | 24788.681 | 24788.681 | 24777.3723 | 24845.2555 | 24777.3723 | 24777.3723 | 24777.3723 | 24845.2555 | 24788.681 | 24788.681 | 24788.681 | 24856.5952 | 24788.681 | 24788.681
Option 6 AT | 2050 Emissions Budget NSW 2 | Emissions DLT | 11389.5985 | 11420.8029 | 11389.5985 | 11389.5985 | 11389.5985 | 11420.8029 | 11394.7969 | 11394.7969 | 11394.7969 | 11426.0155 | 11394.7969 | 11394.7969 | 11389.5985 | 11420.8029 | 11389.5985 | 11389.5985 | 11389.5985 | 11420.8029 | 11394.7969 | 11394.7969 | 11394.7969 | 11426.0155 | 11394.7969 | 11394.7969
Option 6 AT | 2050 Emissions Budget NSW 3 | Emissions DLT | 11389.5985 | 11420.8029 | 11389.5985 | 11389.5985 | 11389.5985 | 11420.8029 | 11394.7969 | 11394.7969 | 11394.7969 | 11426.0155 | 11394.7969 | 11394.7969 | 11389.5985 | 11420.8029 | 11389.5985 | 11389.5985 | 11389.5985 | 11420.8029 | 11394.7969 | 11394.7969 | 11394.7969 | 11426.0155 | 11394.7969 | 11394.7969
Option 6 AT | 2050 Emissions Budget NSW 4 | Emissions DLT | 11389.5985 | 11420.8029 | 11389.5985 | 11389.5985 | 11389.5985 | 11420.8029 | 11394.7969 | 11394.7969 | 11394.7969 | 11426.0155 | 11394.7969 | 11394.7969 | 11389.5985 | 11420.8029 | 11389.5985 | 11389.5985 | 11389.5985 | 11420.8029 | 11394.7969 | 11394.7969 | 11394.7969 | 11426.0155 | 11394.7969 | 11394.7969
Option 6 AT | 2050 Emissions Budget QLD 1 | Emissions DLT | 33269.6168 | 33360.7664 | 33269.6168 | 33269.6168 | 33269.6168 | 33360.7664 | 33284.8015 | 33284.8015 | 33284.8015 | 33375.9927 | 33284.8015 | 33284.8015 | 33269.6168 | 33360.7664 | 33269.6168 | 33269.6168 | 33269.6168 | 33360.7664 | 33284.8015 | 33284.8015 | 33284.8015 | 33375.9927 | 33284.8015 | 33284.8015
Option 6 AT | 2050 Emissions Budget QLD 2 | Emissions DLT | 12388.6861 | 12422.6277 | 12388.6861 | 12388.6861 | 12388.6861 | 12422.6277 | 12394.3405 | 12394.3405 | 12394.3405 | 12428.2976 | 12394.3405 | 12394.3405 | 12388.6861 | 12422.6277 | 12388.6861 | 12388.6861 | 12388.6861 | 12422.6277 | 12394.3405 | 12394.3405 | 12394.3405 | 12428.2976 | 12394.3405 | 12394.3405
Option 6 AT | 2050 Emissions Budget QLD 3 | Emissions DLT | 12388.6861 | 12422.6277 | 12388.6861 | 12388.6861 | 12388.6861 | 12422.6277 | 12394.3405 | 12394.3405 | 12394.3405 | 12428.2976 | 12394.3405 | 12394.3405 | 12388.6861 | 12422.6277 | 12388.6861 | 12388.6861 | 12388.6861 | 12422.6277 | 12394.3405 | 12394.3405 | 12394.3405 | 12428.2976 | 12394.3405 | 12394.3405
Option 6 AT | 2050 Emissions Budget QLD 4 | Emissions DLT | 12388.6861 | 12422.6277 | 12388.6861 | 12388.6861 | 12388.6861 | 12422.6277 | 12394.3405 | 12394.3405 | 12394.3405 | 12428.2976 | 12394.3405 | 12394.3405 | 12388.6861 | 12422.6277 | 12388.6861 | 12388.6861 | 12388.6861 | 12422.6277 | 12394.3405 | 12394.3405 | 12394.3405 | 12428.2976 | 12394.3405 | 12394.3405
Option 6 AT | 2050 Emissions Budget SA 1 | Emissions DLT | 1415.3741 | 1419.2518 | 1415.3741 | 1415.3741 | 1415.3741 | 1419.2518 | 1416.0201 | 1416.0201 | 1416.0201 | 1419.8996 | 1416.0201 | 1416.0201 | 1415.3741 | 1419.2518 | 1415.3741 | 1415.3741 | 1415.3741 | 1419.2518 | 1416.0201 | 1416.0201 | 1416.0201 | 1419.8996 | 1416.0201 | 1416.0201
Option 6 AT | 2050 Emissions Budget SA 2 | Emissions DLT | 749.3157 | 751.3686 | 749.3157 | 749.3157 | 749.3157 | 751.3686 | 749.6577 | 749.6577 | 749.6577 | 751.7115 | 749.6577 | 749.6577 | 749.3157 | 751.3686 | 749.3157 | 749.3157 | 749.3157 | 751.3686 | 749.6577 | 749.6577 | 749.6577 | 751.7115 | 749.6577 | 749.6577
Option 6 AT | 2050 Emissions Budget SA 3 | Emissions DLT | 749.3157 | 751.3686 | 749.3157 | 749.3157 | 749.3157 | 751.3686 | 749.6577 | 749.6577 | 749.6577 | 751.7115 | 749.6577 | 749.6577 | 749.3157 | 751.3686 | 749.3157 | 749.3157 | 749.3157 | 751.3686 | 749.6577 | 749.6577 | 749.6577 | 751.7115 | 749.6577 | 749.6577
Option 6 AT | 2050 Emissions Budget SA 4 | Emissions DLT | 749.3157 | 751.3686 | 749.3157 | 749.3157 | 749.3157 | 751.3686 | 749.6577 | 749.6577 | 749.6577 | 751.7115 | 749.6577 | 749.6577 | 749.3157 | 751.3686 | 749.3157 | 749.3157 | 749.3157 | 751.3686 | 749.6577 | 749.6577 | 749.6577 | 751.7115 | 749.6577 | 749.6577
Option 6 AT | 2050 Emissions Budget VIC 1 | Emissions DLT | 22795.8485 | 22858.3029 | 22795.8485 | 22795.8485 | 22795.8485 | 22858.3029 | 22806.2529 | 22806.2529 | 22806.2529 | 22868.7357 | 22806.2529 | 22806.2529 | 22795.8485 | 22858.3029 | 22795.8485 | 22795.8485 | 22795.8485 | 22858.3029 | 22806.2529 | 22806.2529 | 22806.2529 | 22868.7357 | 22806.2529 | 22806.2529
Option 6 AT | 2050 Emissions Budget VIC 2 | Emissions DLT | 6943.6588 | 6962.6825 | 6943.6588 | 6943.6588 | 6943.6588 | 6962.6825 | 6946.8279 | 6946.8279 | 6946.8279 | 6965.8603 | 6946.8279 | 6946.8279 | 6943.6588 | 6962.6825 | 6943.6588 | 6943.6588 | 6943.6588 | 6962.6825 | 6946.8279 | 6946.8279 | 6946.8279 | 6965.8603 | 6946.8279 | 6946.8279
Option 6 AT | 2050 Emissions Budget VIC 3 | Emissions DLT | 6943.6588 | 6962.6825 | 6943.6588 | 6943.6588 | 6943.6588 | 6962.6825 | 6946.8279 | 6946.8279 | 6946.8279 | 6965.8603 | 6946.8279 | 6946.8279 | 6943.6588 | 6962.6825 | 6943.6588 | 6943.6588 | 6943.6588 | 6962.6825 | 6946.8279 | 6946.8279 | 6946.8279 | 6965.8603 | 6946.8279 | 6946.8279
Option 6 AT | 2050 Emissions Budget VIC 4 | Emissions DLT | 6943.6588 | 6962.6825 | 6943.6588 | 6943.6588 | 6943.6588 | 6962.6825 | 6946.8279 | 6946.8279 | 6946.8279 | 6965.8603 | 6946.8279 | 6946.8279 | 6943.6588 | 6962.6825 | 6943.6588 | 6943.6588 | 6943.6588 | 6962.6825 | 6946.8279 | 6946.8279 | 6946.8279 | 6965.8603 | 6946.8279 | 6946.8279
Option 6 AT | Basslink Daily Energy Limit | Special Constraints | -287.568 | -288.408 | -287.568 | -287.568 | -287.568 | -288.408 | -287.568 | -287.568 | -287.568 | -288.408 | -287.568 | -287.568 | -287.568 | -288.408 | -287.568 | -287.568 | -287.568 | -288.408 | -287.568 | -287.568 | -287.568 | -288.408 | -287.568 | -287.568
Option 6 AT | Borumba - Gen | Special Constraints | 0 | 0 | 0 | 0 | 0 | 0 | 0 | 0 | 0 | 15336000 | 26280000 | 26280000 | 26280000 | 26352000 | 26280000 | 26280000 | 26280000 | 26352000 | 26280000 | 26280000 | 26280000 | 26352000 | 26280000 | 26280000
Option 6 AT | Borumba - Pump | Special Constraints | 0 | 0 | 0 | 0 | 0 | 0 | 0 | 0 | 0 | 15336000 | 26280000 | 26280000 | 26280000 | 26352000 | 26280000 | 26280000 | 26280000 | 26352000 | 26280000 | 26280000 | 26280000 | 26352000 | 26280000 | 26280000
Option 6 AT | CIS Dispatchable NSW | Policies NEM | -1231.12 | -631.96 | -431.96 | -1241.96 | -2541.96 | -2741.96 | -2741.96 | -2783.18 | -2741.96 | -2741.96 | -2741.96 | -2741.96 | -2741.96 | -2741.96 | -2750.69 | -2750.69 | -2709.47 | -2750.69 | -2709.47 | -2709.47 | -1925.69 | -1624.85 | -1583.63 | -1583.63
Option 6 AT | CIS Dispatchable SA | Policies NEM | -30 | 788 | 788 | 788 | -461 | -461 | -461 | -205 | -461 | -461 | -461 | -205 | -461 | -461 | -461 | -461 | -461 | -461 | -205 | -461 | -431 | 0 | 0 | 0
Option 6 AT | CIS Dispatchable VIC | Policies NEM | 0 | 1220 | 1271.79 | 1271.79 | -428.21 | -428.21 | -435.41 | -428.21 | -428.21 | -428.21 | -428.21 | -435.41 | -428.21 | -428.21 | -435.41 | -435.41 | -435.41 | -435.41 | -435.41 | -428.21 | -435.41 | 0 | 0 | 0
Option 6 AT | CIS Gen NSW | Policies NEM | -4646.44 | 1715.47 | 7931.07 | 14075.07 | -8779.93 | -9539.57 | -9539.57 | -9539.57 | -9539.57 | -9539.57 | -9539.57 | -9539.57 | -9539.57 | -9539.57 | -9539.57 | -9539.57 | -9539.57 | -9539.57 | -9539.57 | -9302.56 | -8998.86 | -8966.46 | -8583 | -8583
Option 6 AT | CIS Gen SA | Policies NEM | 0 | 20.36 | 621.16 | 509.16 | -690.84 | -690.84 | -690.84 | -690.84 | -690.84 | -690.84 | -690.84 | -690.84 | -690.84 | -690.84 | -690.84 | -690.84 | -690.84 | -690.84 | -690.84 | -690.84 | -690.84 | -690.84 | -690.84 | -690.84
Option 6 AT | CIS Gen TAS | Policies NEM | 0 | 0 | 750 | 1200 | 0 | 0 | 0 | 0 | 0 | 0 | 0 | 0 | 0 | 0 | 0 | 0 | 0 | 0 | 0 | 0 | 0 | 0 | 0 | 0
Option 6 AT | CIS Gen VIC - Solar | Policies NEM | 0 | 669 | 555.93 | 555.93 | -944.07 | -944.07 | -944.07 | -944.07 | -944.07 | -944.07 | -944.07 | -944.07 | -944.07 | -944.07 | -944.07 | -944.07 | -944.07 | -944.07 | -944.07 | -944.07 | -944.07 | -944.07 | -944.07 | -944.07
Option 6 AT | CIS Gen VIC - Wind | Policies NEM | 0 | 0 | 1922 | 3500 | -600 | -600 | -600 | -600 | -600 | -600 | -600 | -600 | -600 | -600 | -600 | -600 | -600 | -600 | -600 | -600 | -600 | -600 | -600 | -600
Option 6 AT | CIS Total Dispatchable | Policies NEM | -1261.12 | 3076.04 | 5550.83 | 7262.83 | -3731.17 | -3931.17 | -3938.37 | -3716.39 | -3931.17 | -3931.17 | -3931.17 | -3682.37 | -3931.17 | -3931.17 | -3947.1 | -3947.1 | -3905.88 | -3947.1 | -3649.88 | -3898.68 | -3092.1 | -1774.85 | -1583.63 | -1583.63
Option 6 AT | CNSW H2 Domestic Consumption Purchaser | Subregion flexible electricity load for Domestic H2 | 0 | 0 | 0 | 0 | 21.6393 | 74.56 | 169.8534 | 316.5593 | 516.0579 | 645.9686 | 776.1379 | 912.7607 | 1048.5929 | 1178.372 | 1285.6981 | 1380.5864 | 1475.3821 | 1558.518 | 1626.6301 | 1701.8386 | 1774.1607 | 1848.4446 | 1912.6829 | 1979.5514
Option 6 AT | CQ H2 Domestic Consumption Purchaser | Subregion flexible electricity load for Domestic H2 | 170.455 | 168.3874 | 165.6299 | 163.6243 | 166.3879 | 176.2043 | 195.8201 | 229.7414 | 279.5379 | 314.7623 | 347.9454 | 380.33 | 408.9564 | 436.3537 | 463.1799 | 486.7014 | 511.2607 | 531.5406 | 549.4491 | 580.715 | 618.675 | 670.4386 | 736.0663 | 815.3579
Option 6 AT | CSA H2 Domestic Consumption Purchaser | Subregion flexible electricity load for Domestic H2 | 7.3521 | 7.2677 | 7.1436 | 7.0393 | 74.9293 | 150.5317 | 214.3309 | 284.0221 | 365.8343 | 389.5577 | 420.4231 | 485.2414 | 549.2729 | 611.5906 | 662.0506 | 706.5357 | 751.1179 | 789.5463 | 817.669 | 851.545 | 884.1343 | 917.0983 | 946.8514 | 983.9879
Option 6 AT | Catagunya Min Gen | Hydro min release | 17.52 | 17.52 | 17.52 | 17.52 | 17.52 | 17.52 | 17.52 | 17.52 | 17.52 | 17.52 | 17.52 | 17.52 | 17.52 | 17.52 | 17.52 | 17.52 | 17.52 | 17.52 | 17.52 | 17.52 | 17.52 | 17.52 | 17.52 | 17.52
Option 6 AT | Combined Marinus Export | Special Constraints | 11773440 | 11805696 | 11773440 | 11773440 | 11773440 | 11805696 | 11773440 | 11773440 | 15589440 | 18393696 | 18343440 | 18343440 | 18343440 | 18393696 | 18343440 | 18343440 | 18343440 | 18393696 | 18343440 | 18343440 | 18343440 | 18393696 | 18343440 | 18343440
Option 6 AT | Combined Marinus Import | Special Constraints | 8567280 | 8590752 | 8567280 | 8567280 | 8567280 | 8590752 | 8567280 | 8567280 | 12383280 | 15178752 | 15137280 | 15137280 | 15137280 | 15178752 | 15137280 | 15137280 | 15137280 | 15178752 | 15137280 | 15137280 | 15137280 | 15178752 | 15137280 | 15137280
Option 6 AT | Constraint on Pipeline from Storage to GTs CNSW | Constraints to make diesel to come exclusively from storage | 0 | 0 | 0 | 0 | 0 | 0 | 0 | 0 | 0 | 0 | 0 | 0 | 0 | 0 | 0 | 0 | 0 | 0 | 0 | 0 | 0 | 0 | 0 | 0
Option 6 AT | Constraint on Pipeline from Storage to GTs CQ | Constraints to make diesel to come exclusively from storage | 0 | 0 | 0 | 0 | 0 | 0 | 0 | 0 | 0 | 0 | 0 | 0 | 0 | 0 | 0 | 0 | 0 | 0 | 0 | 0 | 0 | 0 | 0 | 0
Option 6 AT | Constraint on Pipeline from Storage to GTs CSA | Constraints to make diesel to come exclusively from storage | 0 | 0 | 0 | 0 | 0 | 0 | 0 | 0 | 0 | 0 | 0 | 0 | 0 | 0 | 0 | 0 | 0 | 0 | 0 | 0 | 0 | 0 | 0 | 0
Option 6 AT | Constraint on Pipeline from Storage to GTs GG | Constraints to make diesel to come exclusively from storage | 0 | 0 | 0 | 0 | 0 | 0 | 0 | 0 | 0 | 0 | 0 | 0 | 0 | 0 | 0 | 0 | 0 | 0 | 0 | 0 | 0 | 0 | 0 | 0
Option 6 AT | Constraint on Pipeline from Storage to GTs MEL | Constraints to make diesel to come exclusively from storage | 0 | 0 | 0 | 0 | 0 | 0 | 0 | 0 | 0 | 0 | 0 | 0 | 0 | 0 | 0 | 0 | 0 | 0 | 0 | 0 | 0 | 0 | 0 | 0
Option 6 AT | Constraint on Pipeline from Storage to GTs NNSW | Constraints to make diesel to come exclusively from storage | 0 | 0 | 0 | 0 | 0 | 0 | 0 | 0 | 0 | 0 | 0 | 0 | 0 | 0 | 0 | 0 | 0 | 0 | 0 | 0 | 0 | 0 | 0 | 0
Option 6 AT | Constraint on Pipeline from Storage to GTs NQ | Constraints to make diesel to come exclusively from storage | 0 | 0 | 0 | 0 | 0 | 0 | 0 | 0 | 0 | 0 | 0 | 0 | 0 | 0 | 0 | 0 | 0 | 0 | 0 | 0 | 0 | 0 | 0 | 0
Option 6 AT | Constraint on Pipeline from Storage to GTs NSA | Constraints to make diesel to come exclusively from storage | 0 | 0 | 0 | 0 | 0 | 0 | 0 | 0 | 0 | 0 | 0 | 0 | 0 | 0 | 0 | 0 | 0 | 0 | 0 | 0 | 0 | 0 | 0 | 0
Option 6 AT | Constraint on Pipeline from Storage to GTs SESA | Constraints to make diesel to come exclusively from storage | 0 | 0 | 0 | 0 | 0 | 0 | 0 | 0 | 0 | 0 | 0 | 0 | 0 | 0 | 0 | 0 | 0 | 0 | 0 | 0 | 0 | 0 | 0 | 0
Option 6 AT | Constraint on Pipeline from Storage to GTs SEV | Constraints to make diesel to come exclusively from storage | 0 | 0 | 0 | 0 | 0 | 0 | 0 | 0 | 0 | 0 | 0 | 0 | 0 | 0 | 0 | 0 | 0 | 0 | 0 | 0 | 0 | 0 | 0 | 0
Option 6 AT | Constraint on Pipeline from Storage to GTs SNSW | Constraints to make diesel to come exclusively from storage | 0 | 0 | 0 | 0 | 0 | 0 | 0 | 0 | 0 | 0 | 0 | 0 | 0 | 0 | 0 | 0 | 0 | 0 | 0 | 0 | 0 | 0 | 0 | 0
Option 6 AT | Constraint on Pipeline from Storage to GTs SNW | Constraints to make diesel to come exclusively from storage | 0 | 0 | 0 | 0 | 0 | 0 | 0 | 0 | 0 | 0 | 0 | 0 | 0 | 0 | 0 | 0 | 0 | 0 | 0 | 0 | 0 | 0 | 0 | 0
Option 6 AT | Constraint on Pipeline from Storage to GTs SQ | Constraints to make diesel to come exclusively from storage | 0 | 0 | 0 | 0 | 0 | 0 | 0 | 0 | 0 | 0 | 0 | 0 | 0 | 0 | 0 | 0 | 0 | 0 | 0 | 0 | 0 | 0 | 0 | 0
Option 6 AT | Constraint on Pipeline from Storage to GTs TAS | Constraints to make diesel to come exclusively from storage | 0 | 0 | 0 | 0 | 0 | 0 | 0 | 0 | 0 | 0 | 0 | 0 | 0 | 0 | 0 | 0 | 0 | 0 | 0 | 0 | 0 | 0 | 0 | 0
Option 6 AT | Constraint on Pipeline from Storage to GTs WNV | Constraints to make diesel to come exclusively from storage | 0 | 0 | 0 | 0 | 0 | 0 | 0 | 0 | 0 | 0 | 0 | 0 | 0 | 0 | 0 | 0 | 0 | 0 | 0 | 0 | 0 | 0 | 0 | 0
Option 6 AT | Constraint on Pipeline from Storage to GTs WOO | Constraints to make diesel to come exclusively from storage | 0 | 0 | 0 | 0 | 0 | 0 | 0 | 0 | 0 | 0 | 0 | 0 | 0 | 0 | 0 | 0 | 0 | 0 | 0 | 0 | 0 | 0 | 0 | 0
Option 6 AT | DNSP Thermal Limit on CER CNSW Area1 | DNSP Thermal Limit on CER | 966765.5 | 1111066.5 | 1291997 | 1404969 | 1505359 | 1687557 | 1677144.5 | 1968955 | 2116592.5 | 2185551 | 2251896 | 2354350.5 | 2562631.5 | 2884695 | 2937616 | 2898403.5 | 2804333.5 | 3040364.5 | 3283152 | 3423131 | 3551033.5 | 3992237 | 3842308.5 | 4421880.5
Option 6 AT | DNSP Thermal Limit on CER CQ Area1 | DNSP Thermal Limit on CER | 1255639.5 | 1480245 | 1685951.5 | 1888234.5 | 1918878.5 | 2048443 | 2244890.5 | 2505941 | 2669901.5 | 2827619 | 2889201.5 | 2971337.5 | 3194993.5 | 3574744.5 | 3866236.5 | 3532926 | 3541346.5 | 4033492.5 | 4421163.5 | 4860759 | 5025203 | 5108078.5 | 5565989.5 | 5849909.5
Option 6 AT | DNSP Thermal Limit on CER CSA Area1 | DNSP Thermal Limit on CER | 4256945 | 4752734.5 | 5166168.5 | 5452126.5 | 6068007.5 | 6550092.5 | 6961602.5 | 7584269.5 | 8591169 | 9576661.5 | 11026344.5 | 11846516.5 | 13217969.5 | 14711141.5 | 15958573 | 17262283.5 | 18181881.5 | 19728999 | 21019756 | 21192770.5 | 21531591 | 22059301.5 | 21824051.5 | 22010431
Option 6 AT | DNSP Thermal Limit on CER GG Area1 | DNSP Thermal Limit on CER | 159004.5 | 188683 | 212647.5 | 248913 | 255920.5 | 276794 | 303696.5 | 317853.5 | 344032.5 | 357666 | 364736 | 372796.5 | 401731 | 448240.5 | 488479 | 500195.5 | 440253.5 | 525309 | 571241.5 | 649884 | 739838 | 769106 | 820954 | 832385.5
Option 6 AT | DNSP Thermal Limit on CER MEL Area1 | DNSP Thermal Limit on CER | 913676 | 1096631.5 | 1280969.5 | 1288844.5 | 1531598 | 1652859.5 | 1795201.5 | 1969809.5 | 2088821 | 2118945.5 | 2232612.5 | 2385419 | 2618876 | 2849518 | 2964042.5 | 3015267 | 2869514 | 3181642 | 3503216.5 | 3402059 | 3832716 | 3983813.5 | 4224145.5 | 4572474
Option 6 AT | DNSP Thermal Limit on CER MEL Area2 | DNSP Thermal Limit on CER | 4142105.5 | 5020523 | 5907202.5 | 5948970.5 | 7119581 | 7696360 | 8372854.5 | 9204694.5 | 9727973.5 | 9835137 | 10412820 | 11139344.5 | 12302313.5 | 13426405 | 14073247 | 14384622.5 | 13551965 | 15073415 | 16808290.5 | 16294362 | 18523148 | 19397623.5 | 20515647 | 22238295.5
Option 6 AT | DNSP Thermal Limit on CER NNSW Area1 | DNSP Thermal Limit on CER | 2325519.5 | 2624469.5 | 3062558 | 3290936 | 3577864.5 | 3986496.5 | 4039020.5 | 4737479.5 | 4870107 | 5126790 | 5308550.5 | 5459255 | 5965281 | 6460945 | 6837968.5 | 6731336.5 | 6601718.5 | 6848142.5 | 7348837 | 7672017.5 | 8021678 | 8895620 | 8624866.5 | 10053486
Option 6 AT | DNSP Thermal Limit on CER NQ Area1 | DNSP Thermal Limit on CER | 2044892 | 2354981.5 | 2618617 | 2965590.5 | 3083395 | 3294090 | 3534765.5 | 3839393.5 | 4029891.5 | 4353057.5 | 4266395.5 | 4418887.5 | 4761818 | 5302921 | 6044694.5 | 5877979 | 5674595 | 6453826.5 | 7166544 | 7581358 | 8064792.5 | 8501909.5 | 8890524 | 8824932
Option 6 AT | DNSP Thermal Limit on CER NSA Area1 | DNSP Thermal Limit on CER | 170290 | 195339 | 229429 | 254277 | 269478.5 | 279263.5 | 303344.5 | 332247.5 | 391460 | 452689.5 | 457736.5 | 563474 | 604455.5 | 648304.5 | 688922.5 | 724702 | 784022 | 871307 | 938558 | 989962 | 1029930 | 1060210 | 1109650 | 1191045.5
Option 6 AT | DNSP Thermal Limit on CER SESA Area1 | DNSP Thermal Limit on CER | 201784 | 243171.5 | 279506 | 301519.5 | 334755.5 | 359084.5 | 390986.5 | 426417 | 482333.5 | 543492.5 | 576412 | 706695 | 781089.5 | 845950 | 903352.5 | 959615 | 1038181 | 1163093 | 1247433 | 1280351.5 | 1312607.5 | 1330610 | 1373171.5 | 1476851
Option 6 AT | DNSP Thermal Limit on CER SEV Area1 | DNSP Thermal Limit on CER | 894968 | 1146237 | 1407123.5 | 1469681 | 1716976 | 1889987 | 2138663 | 2426012 | 2503710 | 2649200 | 2843616.5 | 2918396.5 | 3159504.5 | 3470906.5 | 3596666 | 3755766 | 3672708 | 3959961 | 4291041.5 | 4265151.5 | 4623910.5 | 4837742.5 | 5039982.5 | 5354967
Option 6 AT | DNSP Thermal Limit on CER SNSW Area1 | DNSP Thermal Limit on CER | 1182239 | 1323835 | 1528394.5 | 1641147 | 1775920.5 | 1977037 | 1970364.5 | 2289455.5 | 2350090.5 | 2412024 | 2467193.5 | 2593781 | 2852109.5 | 3130939.5 | 3336416 | 3305287.5 | 3270163 | 3464236 | 3769767.5 | 3854195.5 | 4057163 | 4416906 | 4324617 | 4943844
Option 6 AT | DNSP Thermal Limit on CER SNSW Area2 | DNSP Thermal Limit on CER | 1041443 | 1166872 | 1358825 | 1452964 | 1566060 | 1745304.5 | 1731423 | 2037647.5 | 2087810.5 | 2160049 | 2172820.5 | 2270946 | 2510525.5 | 2826333 | 2980563 | 2895428.5 | 2912633.5 | 3061219.5 | 3298062.5 | 3360450.5 | 3486761.5 | 3868034.5 | 3751857.5 | 4407063
Option 6 AT | DNSP Thermal Limit on CER SNW Area1 | DNSP Thermal Limit on CER | 4486985.5 | 5207399.5 | 6147008 | 6877088.5 | 7351739 | 8330753 | 8499447 | 9948545.5 | 10421162 | 10834137.5 | 11351377 | 11846915.5 | 13245645 | 14525245.5 | 15840703 | 15597276 | 14875571 | 16401333 | 18148114.5 | 19429810.5 | 19929711.5 | 21633721.5 | 21369527.5 | 24173593.5
Option 6 AT | DNSP Thermal Limit on CER SNW Area2 | DNSP Thermal Limit on CER | 4852221.5 | 5520953.5 | 6390511 | 7048356 | 7414077 | 8303530 | 8317649.5 | 9654937.5 | 9994830.5 | 10208064.5 | 10577656 | 10935769.5 | 12169684 | 13296927.5 | 14369849.5 | 14015071.5 | 13316859 | 14575497.5 | 16090062.5 | 17152867.5 | 17473117 | 18972428.5 | 18586564 | 21026242
Option 6 AT | DNSP Thermal Limit on CER SQ Area1 | DNSP Thermal Limit on CER | 10052872 | 11793940.5 | 13451700.5 | 14825323.5 | 15536047 | 16508638 | 17798831.5 | 18912368 | 19807934.5 | 21188927.5 | 21211171.5 | 21796574 | 23660690.5 | 25847945.5 | 27663480.5 | 28291903.5 | 25777207 | 28751075.5 | 31867042 | 33796487.5 | 35377258 | 36798760 | 38943094 | 40766427
Option 6 AT | DNSP Thermal Limit on CER TAS Area1 | DNSP Thermal Limit on CER | 587916.5 | 689719.5 | 798833 | 838917.5 | 999601 | 1128012.5 | 1237917 | 1386869 | 1475298.5 | 1543283.5 | 1669408.5 | 1771689.5 | 1960768.5 | 2177936 | 2337174.5 | 2386075.5 | 2396939.5 | 2820513.5 | 3029353 | 3047080 | 3438117 | 3776838 | 3808102.5 | 4076279.5
Option 6 AT | DNSP Thermal Limit on CER WNV Area1 | DNSP Thermal Limit on CER | 399542.5 | 478731.5 | 558123.5 | 583763 | 714628 | 766945 | 824846.5 | 904176.5 | 977174.5 | 1005859.5 | 1065498.5 | 1123497.5 | 1246472.5 | 1348919.5 | 1388325 | 1448401 | 1313920.5 | 1464497 | 1595167.5 | 1628394.5 | 1872550.5 | 1930232.5 | 2022411.5 | 2178849
Option 6 AT | DNSP Thermal Limit on CER WNV Area2 | DNSP Thermal Limit on CER | 1574485.5 | 1921734 | 2273887 | 2390889 | 2913951 | 3162139 | 3493669 | 3919461 | 4154697.5 | 4335680 | 4692169 | 4807969.5 | 5309666 | 5858386 | 6071729 | 6385619 | 5772196.5 | 6217387 | 6822739.5 | 6906310.5 | 7861138.5 | 8221640.5 | 8542509.5 | 9175274.5
Option 6 AT | DNSP Thermal Limit on Distributed Resources CNSW Area1 | DNSP Thermal Limit on Distributed Resources | 5676480 | 5692032 | 5676480 | 5676480 | 5676480 | 5692032 | 5676480 | 5676480 | 5676480 | 5692032 | 5676480 | 5676480 | 5676480 | 5692032 | 5676480 | 5676480 | 5676480 | 5692032 | 5676480 | 5676480 | 5676480 | 5692032 | 5676480 | 5676480
Option 6 AT | DNSP Thermal Limit on Distributed Resources CQ Area1 | DNSP Thermal Limit on Distributed Resources | 8979000 | 9003600 | 8979000 | 8979000 | 8979000 | 9003600 | 8979000 | 8979000 | 8979000 | 9003600 | 8979000 | 8979000 | 8979000 | 9003600 | 8979000 | 8979000 | 8979000 | 9003600 | 8979000 | 8979000 | 8979000 | 9003600 | 8979000 | 8979000
Option 6 AT | DNSP Thermal Limit on Distributed Resources CSA Area1 | DNSP Thermal Limit on Distributed Resources | 65174400 | 65352960 | 65174400 | 65174400 | 65174400 | 65352960 | 65174400 | 65174400 | 65174400 | 65352960 | 65174400 | 65174400 | 65174400 | 65352960 | 65174400 | 65174400 | 65174400 | 65352960 | 65174400 | 65174400 | 65174400 | 65352960 | 65174400 | 65174400
Option 6 AT | DNSP Thermal Limit on Distributed Resources GG Area1 | DNSP Thermal Limit on Distributed Resources | 1033680 | 1036512 | 1033680 | 1033680 | 1033680 | 1036512 | 1033680 | 1033680 | 1033680 | 1036512 | 1033680 | 1033680 | 1033680 | 1036512 | 1033680 | 1033680 | 1033680 | 1036512 | 1033680 | 1033680 | 1033680 | 1036512 | 1033680 | 1033680
Option 6 AT | DNSP Thermal Limit on Distributed Resources MEL Area1 | DNSP Thermal Limit on Distributed Resources | 15978240 | 16022016 | 15978240 | 15978240 | 15978240 | 16022016 | 15978240 | 15978240 | 15978240 | 16022016 | 15978240 | 15978240 | 15978240 | 16022016 | 15978240 | 15978240 | 15978240 | 16022016 | 15978240 | 15978240 | 15978240 | 16022016 | 15978240 | 15978240
Option 6 AT | DNSP Thermal Limit on Distributed Resources MEL Area2 | DNSP Thermal Limit on Distributed Resources | 182768640 | 183269376 | 182768640 | 182768640 | 182768640 | 183269376 | 182768640 | 182768640 | 182768640 | 183269376 | 182768640 | 182768640 | 182768640 | 183269376 | 182768640 | 182768640 | 182768640 | 183269376 | 182768640 | 182768640 | 182768640 | 183269376 | 182768640 | 182768640
Option 6 AT | DNSP Thermal Limit on Distributed Resources NNSW Area1 | DNSP Thermal Limit on Distributed Resources | 9171720 | 9196848 | 9171720 | 9171720 | 9171720 | 9196848 | 9171720 | 9171720 | 9171720 | 9196848 | 9171720 | 9171720 | 9171720 | 9196848 | 9171720 | 9171720 | 9171720 | 9196848 | 9171720 | 9171720 | 9171720 | 9196848 | 9171720 | 9171720
Option 6 AT | DNSP Thermal Limit on Distributed Resources NQ Area1 | DNSP Thermal Limit on Distributed Resources | 16915560 | 16961904 | 16915560 | 16915560 | 16915560 | 16961904 | 16915560 | 16915560 | 16915560 | 16961904 | 16915560 | 16915560 | 16915560 | 16961904 | 16915560 | 16915560 | 16915560 | 16961904 | 16915560 | 16915560 | 16915560 | 16961904 | 16915560 | 16915560
Option 6 AT | DNSP Thermal Limit on Distributed Resources NSA Area1 | DNSP Thermal Limit on Distributed Resources | 3039720 | 3048048 | 3039720 | 3039720 | 3039720 | 3048048 | 3039720 | 3039720 | 3039720 | 3048048 | 3039720 | 3039720 | 3039720 | 3048048 | 3039720 | 3039720 | 3039720 | 3048048 | 3039720 | 3039720 | 3039720 | 3048048 | 3039720 | 3039720
Option 6 AT | DNSP Thermal Limit on Distributed Resources SESA Area1 | DNSP Thermal Limit on Distributed Resources | 4476360 | 4488624 | 4476360 | 4476360 | 4476360 | 4488624 | 4476360 | 4476360 | 4476360 | 4488624 | 4476360 | 4476360 | 4476360 | 4488624 | 4476360 | 4476360 | 4476360 | 4488624 | 4476360 | 4476360 | 4476360 | 4488624 | 4476360 | 4476360
Option 6 AT | DNSP Thermal Limit on Distributed Resources SEV Area1 | DNSP Thermal Limit on Distributed Resources | 7191960 | 7211664 | 7191960 | 7191960 | 7191960 | 7211664 | 7191960 | 7191960 | 7191960 | 7211664 | 7191960 | 7191960 | 7191960 | 7211664 | 7191960 | 7191960 | 7191960 | 7211664 | 7191960 | 7191960 | 7191960 | 7211664 | 7191960 | 7191960
Option 6 AT | DNSP Thermal Limit on Distributed Resources SNSW Area1 | DNSP Thermal Limit on Distributed Resources | 6990480 | 7009632 | 6990480 | 6990480 | 6990480 | 7009632 | 6990480 | 6990480 | 6990480 | 7009632 | 6990480 | 6990480 | 6990480 | 7009632 | 6990480 | 6990480 | 6990480 | 7009632 | 6990480 | 6990480 | 6990480 | 7009632 | 6990480 | 6990480
Option 6 AT | DNSP Thermal Limit on Distributed Resources SNSW Area2 | DNSP Thermal Limit on Distributed Resources | 8059200 | 8081280 | 8059200 | 8059200 | 8059200 | 8081280 | 8059200 | 8059200 | 8059200 | 8081280 | 8059200 | 8059200 | 8059200 | 8081280 | 8059200 | 8059200 | 8059200 | 8081280 | 8059200 | 8059200 | 8059200 | 8081280 | 8059200 | 8059200
Option 6 AT | DNSP Thermal Limit on Distributed Resources SNW Area1 | DNSP Thermal Limit on Distributed Resources | 27366240 | 27441216 | 27366240 | 27366240 | 27366240 | 27441216 | 27366240 | 27366240 | 27366240 | 27441216 | 27366240 | 27366240 | 27366240 | 27441216 | 27366240 | 27366240 | 27366240 | 27441216 | 27366240 | 27366240 | 27366240 | 27441216 | 27366240 | 27366240
Option 6 AT | DNSP Thermal Limit on Distributed Resources SNW Area2 | DNSP Thermal Limit on Distributed Resources | 59734440 | 59898096 | 59734440 | 59734440 | 59734440 | 59898096 | 59734440 | 59734440 | 59734440 | 59898096 | 59734440 | 59734440 | 59734440 | 59898096 | 59734440 | 59734440 | 59734440 | 59898096 | 59734440 | 59734440 | 59734440 | 59898096 | 59734440 | 59734440
Option 6 AT | DNSP Thermal Limit on Distributed Resources SQ Area1 | DNSP Thermal Limit on Distributed Resources | 51018240 | 51158016 | 51018240 | 51018240 | 51018240 | 51158016 | 51018240 | 51018240 | 51018240 | 51158016 | 51018240 | 51018240 | 51018240 | 51158016 | 51018240 | 51018240 | 51018240 | 51158016 | 51018240 | 51018240 | 51018240 | 51158016 | 51018240 | 51018240
Option 6 AT | DNSP Thermal Limit on Distributed Resources TAS Area1 | DNSP Thermal Limit on Distributed Resources | 3468960 | 3478464 | 3468960 | 3468960 | 3468960 | 3478464 | 3468960 | 3468960 | 3468960 | 3478464 | 3468960 | 3468960 | 3468960 | 3478464 | 3468960 | 3468960 | 3468960 | 3478464 | 3468960 | 3468960 | 3468960 | 3478464 | 3468960 | 3468960
Option 6 AT | DNSP Thermal Limit on Distributed Resources WNV Area1 | DNSP Thermal Limit on Distributed Resources | 3460200 | 3469680 | 3460200 | 3460200 | 3460200 | 3469680 | 3460200 | 3460200 | 3460200 | 3469680 | 3460200 | 3460200 | 3460200 | 3469680 | 3460200 | 3460200 | 3460200 | 3469680 | 3460200 | 3460200 | 3460200 | 3469680 | 3460200 | 3460200
Option 6 AT | DNSP Thermal Limit on Distributed Resources WNV Area2 | DNSP Thermal Limit on Distributed Resources | 53295840 | 53441856 | 53295840 | 53295840 | 53295840 | 53441856 | 53295840 | 53295840 | 53295840 | 53441856 | 53295840 | 53295840 | 53295840 | 53441856 | 53295840 | 53295840 | 53295840 | 53441856 | 53295840 | 53295840 | 53295840 | 53441856 | 53295840 | 53295840
Option 6 AT | Daily H2 Limit NSW | H2 Infrastructure Limitations | 0 | 0 | 0 | 0 | 74.634 | 268.989 | 575.235 | 989.056 | 1356.255 | 1392.403 | 1344.782 | 1301.579 | 1257.998 | 1214.024 | 1169.674 | 1124.93 | 1079.804 | 1034.715 | 989.675 | 944.667 | 899.708 | 854.786 | 809.91 | 765.067
Option 6 AT | Daily H2 Limit QLD | H2 Infrastructure Limitations | 0 | 0 | 0 | 0 | 15.773 | 37.709 | 62.165 | 85.404 | 106.757 | 106.759 | 106.761 | 106.762 | 111.577 | 121.208 | 134.135 | 150.359 | 169.932 | 188.075 | 204.841 | 221.752 | 238.882 | 256.178 | 273.684 | 291.343
Option 6 AT | Daily H2 Limit SA | H2 Infrastructure Limitations | 0 | 0 | 0 | 0 | 385.412 | 720.661 | 902.016 | 989.345 | 996.365 | 783.66 | 598.563 | 598.559 | 598.557 | 598.557 | 598.557 | 598.559 | 598.563 | 598.565 | 598.565 | 598.565 | 598.566 | 598.566 | 598.566 | 598.566
Option 6 AT | Daily H2 Limit TAS | H2 Infrastructure Limitations | 0 | 0 | 0 | 0 | 0 | 0 | 285.209 | 568 | 568 | 568 | 568 | 568 | 568 | 507.339 | 507.339 | 507.339 | 507.339 | 507.339 | 507.339 | 507.339 | 507.339 | 507.339 | 507.339 | 507.339
Option 6 AT | Daily H2 Limit VIC | H2 Infrastructure Limitations | 0 | 0 | 0 | 0 | 355.986 | 1340.561 | 2953.724 | 5195.476 | 7403.019 | 7857.356 | 7857.356 | 7857.356 | 7857.356 | 7857.356 | 7857.356 | 7857.356 | 7857.356 | 7857.356 | 7857.356 | 7857.356 | 7857.356 | 7857.356 | 7857.356 | 7857.356
Option 6 AT | ExportGroup_CNSW1 | Group Network Export Constraints | 7139400 | 7158960 | 7139400 | 7139400 | 7139400 | 7158960 | 7139400 | 7139400 | 7139400 | 7158960 | 7139400 | 7139400 | 7139400 | 7158960 | 7139400 | 7139400 | 7139400 | 7158960 | 7139400 | 7139400 | 7139400 | 7158960 | 7139400 | 7139400
Option 6 AT | ExportGroup_CQ1 | Group Network Export Constraints | 16792320 | 16833120 | 16792320 | 16792320 | 16792320 | 16833120 | 16792320 | 16792320 | 16792320 | 16833120 | 16792320 | 16792320 | 16792320 | 16833120 | 16792320 | 16792320 | 16792320 | 16833120 | 16792320 | 16792320 | 16792320 | 16833120 | 16792320 | 16792320
Option 6 AT | ExportGroup_MN1 | Group Network Export Constraints | 15460080 | 15499200 | 15460080 | 15460080 | 15460080 | 15499200 | 15460080 | 15460080 | 15460080 | 15499200 | 15460080 | 15460080 | 15460080 | 15499200 | 15460080 | 15460080 | 15460080 | 15499200 | 15460080 | 15460080 | 15460080 | 15499200 | 15460080 | 15460080
Option 6 AT | ExportGroup_NET1 | Group Network Export Constraints | 14016000 | 14054400 | 14016000 | 14016000 | 14016000 | 14054400 | 14016000 | 14016000 | 14016000 | 14054400 | 14016000 | 14016000 | 14016000 | 14054400 | 14016000 | 14016000 | 14016000 | 14054400 | 14016000 | 14016000 | 14016000 | 14054400 | 14016000 | 14016000
Option 6 AT | ExportGroup_NQ1 | Group Network Export Constraints | 22380480 | 22438560 | 22380480 | 22380480 | 22380480 | 22438560 | 22380480 | 22380480 | 22380480 | 22438560 | 22380480 | 22380480 | 22380480 | 22438560 | 22380480 | 22380480 | 22380480 | 22438560 | 22380480 | 22380480 | 22380480 | 22438560 | 22380480 | 22380480
Option 6 AT | ExportGroup_NSA1 | Group Network Export Constraints | 5124600 | 5138640 | 5124600 | 5124600 | 5124600 | 5138640 | 5124600 | 5124600 | 5124600 | 5138640 | 5124600 | 5124600 | 5124600 | 5138640 | 5124600 | 5124600 | 5124600 | 5138640 | 5124600 | 5124600 | 5124600 | 5138640 | 5124600 | 5124600
Option 6 AT | ExportGroup_SEVIC1 | Group Network Export Constraints | 0 | 0 | 0 | 0 | 0 | 36892800 | 36792000 | 36792000 | 36792000 | 36892800 | 36792000 | 36792000 | 36792000 | 36892800 | 36792000 | 36792000 | 36792000 | 36892800 | 36792000 | 36792000 | 36792000 | 36892800 | 36792000 | 36792000
Option 6 AT | ExportGroup_SQ1 | Group Network Export Constraints | 12264000 | 12297600 | 12264000 | 12264000 | 12264000 | 12297600 | 12264000 | 12264000 | 12264000 | 12297600 | 12264000 | 12264000 | 12264000 | 12297600 | 12264000 | 12264000 | 12264000 | 12297600 | 12264000 | 12264000 | 12264000 | 12297600 | 12264000 | 12264000
Option 6 AT | ExportGroup_SWNSW1 | Group Network Export Constraints | 10512000 | 10540800 | 10512000 | 10512000 | 10512000 | 10540800 | 10512000 | 10512000 | 10512000 | 10540800 | 10512000 | 10512000 | 10512000 | 10540800 | 10512000 | 10512000 | 10512000 | 10540800 | 10512000 | 10512000 | 10512000 | 10540800 | 10512000 | 10512000
Option 6 AT | ExportGroup_SWNSW2 | Group Network Export Constraints | 0 | 0 | 0 | 0 | 0 | 22598400 | 38544000 | 38544000 | 38544000 | 38649600 | 38544000 | 38544000 | 38544000 | 38649600 | 38544000 | 38544000 | 38544000 | 38649600 | 38544000 | 38544000 | 38544000 | 38649600 | 38544000 | 38544000
Option 6 AT | ExportGroup_SWQLD1 | Group Network Export Constraints | 26280000 | 26352000 | 26280000 | 26280000 | 26280000 | 26352000 | 26280000 | 26280000 | 26280000 | 26352000 | 26280000 | 26280000 | 26280000 | 26352000 | 26280000 | 26280000 | 26280000 | 26352000 | 26280000 | 26280000 | 26280000 | 26352000 | 26280000 | 26280000
Option 6 AT | ExportGroup_SWV1 | Group Network Export Constraints | 21856200 | 21916080 | 21856200 | 21856200 | 21856200 | 21916080 | 21856200 | 21856200 | 21856200 | 21916080 | 21856200 | 21856200 | 21856200 | 21916080 | 21856200 | 21856200 | 21856200 | 21916080 | 21856200 | 21856200 | 21856200 | 21916080 | 21856200 | 21856200
Option 6 AT | ExportGroup_WNV1 | Group Network Export Constraints | 23802480 | 23851440 | 23802480 | 23802480 | 23802480 | 10851480 | 23802480 | 23802480 | 23802480 | 23851440 | 23802480 | 23802480 | 23802480 | 23851440 | 23802480 | 23802480 | 23802480 | 23851440 | 23802480 | 23802480 | 23802480 | 23851440 | 23802480 | 23802480
Option 6 AT | ExportGroup_WV1 | Group Network Export Constraints | 7860000 | 7878720 | 7860000 | 7860000 | 7860000 | 7878720 | 7860000 | 7860000 | 7860000 | 7878720 | 7860000 | 7860000 | 7860000 | 7878720 | 7860000 | 7860000 | 7860000 | 7878720 | 7860000 | 7860000 | 7860000 | 7878720 | 7860000 | 7860000
Option 6 AT | ExportLimit_DN1_Dubbo | Distribution REZ Export Constraints | 0 | 0 | 0 | 0 | 0 | 0 | 0 | 0 | 0 | 0 | 0 | 0 | 0 | 0 | 0 | 0 | 0 | 0 | 0 | 0 | 0 | 0 | 0 | 0
Option 6 AT | ExportLimit_DN2_Yass | Distribution REZ Export Constraints | 0 | 0 | 0 | 0 | 0 | 0 | 0 | 0 | 0 | 0 | 0 | 0 | 0 | 0 | 0 | 0 | 0 | 0 | 0 | 0 | 0 | 0 | 0 | 0
Option 6 AT | ExportLimit_DN3_Marulan | Distribution REZ Export Constraints | 0 | 0 | 0 | 0 | 0 | 0 | 0 | 0 | 0 | 0 | 0 | 0 | 0 | 0 | 0 | 0 | 0 | 0 | 0 | 0 | 0 | 0 | 0 | 0
Option 6 AT | ExportLimit_N10_Hunter Coast | REZ Network Export Constraints | 49494000 | 49629600 | 49494000 | 49494000 | 49494000 | 49629600 | 49494000 | 49494000 | 49494000 | 49629600 | 49494000 | 49494000 | 49494000 | 49629600 | 49494000 | 49494000 | 49494000 | 49629600 | 49494000 | 49494000 | 49494000 | 49629600 | 49494000 | 49494000
Option 6 AT | ExportLimit_N11_Illawarra Coast | REZ Network Export Constraints | 8760000 | 8784000 | 8760000 | 8760000 | 8760000 | 8784000 | 8760000 | 8760000 | 8760000 | 8784000 | 8760000 | 8760000 | 8760000 | 8784000 | 8760000 | 8760000 | 8760000 | 8784000 | 8760000 | 8760000 | 8760000 | 8784000 | 8760000 | 8760000
Option 6 AT | ExportLimit_N12_Illawarra | REZ Network Export Constraints | 8760000 | 8784000 | 8760000 | 8760000 | 8760000 | 8784000 | 8760000 | 8760000 | 8760000 | 8784000 | 8760000 | 8760000 | 8760000 | 8784000 | 8760000 | 8760000 | 8760000 | 8784000 | 8760000 | 8760000 | 8760000 | 8784000 | 8760000 | 8760000
Option 6 AT | ExportLimit_N13_South Cobar | REZ Network Export Constraints | 995328 | 997872 | 995328 | 995328 | 995328 | 997872 | 995328 | 995328 | 995328 | 997872 | 995328 | 995328 | 995328 | 997872 | 995328 | 995328 | 995328 | 997872 | 995328 | 995328 | 995328 | 997872 | 995328 | 995328
Option 6 AT | ExportLimit_N1_North West NSW | REZ Network Export Constraints | 1497960 | 1502064 | 1497960 | 1497960 | 1497960 | 1502064 | 1497960 | 1497960 | 1497960 | 1502064 | 1497960 | 1497960 | 1497960 | 1502064 | 1497960 | 1497960 | 1497960 | 1502064 | 1497960 | 1497960 | 1497960 | 1502064 | 1497960 | 1497960
Option 6 AT | ExportLimit_N2_New England | REZ Network Export Constraints | 5054520 | 5068368 | 5054520 | 5054520 | 5054520 | 5068368 | 5054520 | 5054520 | 5054520 | 5068368 | 5054520 | 5054520 | 5054520 | 5068368 | 5054520 | 5054520 | 5054520 | 5068368 | 5054520 | 5054520 | 5054520 | 5068368 | 5054520 | 5054520
Option 6 AT | ExportLimit_N3_Central-West Orana | REZ Network Export Constraints | 7884000 | 7905600 | 7884000 | 7884000 | 7884000 | 7905600 | 7884000 | 7884000 | 7884000 | 7905600 | 7884000 | 7884000 | 7884000 | 7905600 | 7884000 | 7884000 | 7884000 | 7905600 | 7884000 | 7884000 | 7884000 | 7905600 | 7884000 | 7884000
Option 6 AT | ExportLimit_N4_Broken Hill | REZ Network Export Constraints | 2190000 | 2196000 | 2190000 | 2190000 | 2190000 | 2196000 | 2190000 | 2190000 | 2190000 | 2196000 | 2190000 | 2190000 | 2190000 | 2196000 | 2190000 | 2190000 | 2190000 | 2196000 | 2190000 | 2190000 | 2190000 | 2196000 | 2190000 | 2190000
Option 6 AT | ExportLimit_N5_South West NSW | REZ Network Export Constraints | 3942000 | 3952800 | 3942000 | 3942000 | 3942000 | 3952800 | 3942000 | 3942000 | 3942000 | 3952800 | 3942000 | 3942000 | 3942000 | 3952800 | 3942000 | 3942000 | 3942000 | 3952800 | 3942000 | 3942000 | 3942000 | 3952800 | 3942000 | 3942000
Option 6 AT | ExportLimit_N6_Wagga Wagga | REZ Network Export Constraints | 9636000 | 9662400 | 9636000 | 9636000 | 9636000 | 9662400 | 9636000 | 9636000 | 9636000 | 9662400 | 9636000 | 9636000 | 9636000 | 9662400 | 9636000 | 9636000 | 9636000 | 9662400 | 9636000 | 9636000 | 9636000 | 9662400 | 9636000 | 9636000
Option 6 AT | ExportLimit_N7_Tumut | REZ Network Export Constraints | 0 | 0 | 0 | 0 | 0 | 0 | 0 | 0 | 0 | 0 | 0 | 0 | 0 | 0 | 0 | 0 | 0 | 0 | 0 | 0 | 0 | 0 | 0 | 0
Option 6 AT | ExportLimit_N8_Cooma-Monaro | REZ Network Export Constraints | 3066000 | 3074400 | 3066000 | 3066000 | 3066000 | 3074400 | 3066000 | 3066000 | 3066000 | 3074400 | 3066000 | 3066000 | 3066000 | 3074400 | 3066000 | 3066000 | 3066000 | 3074400 | 3066000 | 3066000 | 3066000 | 3074400 | 3066000 | 3066000
Option 6 AT | ExportLimit_N9_Hunter-Central Coast | REZ Network Export Constraints | 3504000 | 3513600 | 3504000 | 3504000 | 3504000 | 3513600 | 3504000 | 3504000 | 3504000 | 3513600 | 3504000 | 3504000 | 3504000 | 3513600 | 3504000 | 3504000 | 3504000 | 3513600 | 3504000 | 3504000 | 3504000 | 3513600 | 3504000 | 3504000
Option 6 AT | ExportLimit_Q1_Far North Qld | REZ Network Export Constraints | 6570000 | 6588000 | 6570000 | 6570000 | 6570000 | 6588000 | 6570000 | 6570000 | 6570000 | 6588000 | 6570000 | 6570000 | 6570000 | 6588000 | 6570000 | 6570000 | 6570000 | 6588000 | 6570000 | 6570000 | 6570000 | 6588000 | 6570000 | 6570000
Option 6 AT | ExportLimit_Q2_North Qld Clean Energy Hub | REZ Network Export Constraints | 6132000 | 6148800 | 6132000 | 6132000 | 6132000 | 6148800 | 6132000 | 6132000 | 6132000 | 6148800 | 6132000 | 6132000 | 6132000 | 6148800 | 6132000 | 6132000 | 6132000 | 6148800 | 6132000 | 6132000 | 6132000 | 6148800 | 6132000 | 6132000
Option 6 AT | ExportLimit_Q5_Barcaldine | REZ Network Export Constraints | 744600 | 746640 | 744600 | 744600 | 744600 | 746640 | 744600 | 744600 | 744600 | 746640 | 744600 | 744600 | 744600 | 746640 | 744600 | 744600 | 744600 | 746640 | 744600 | 744600 | 744600 | 746640 | 744600 | 744600
Option 6 AT | ExportLimit_Q9_Banana | REZ Network Export Constraints | 1314000 | 1317600 | 1314000 | 1314000 | 1314000 | 1317600 | 1314000 | 1314000 | 1314000 | 1317600 | 1314000 | 1314000 | 1314000 | 1317600 | 1314000 | 1314000 | 1314000 | 1317600 | 1314000 | 1314000 | 1314000 | 1317600 | 1314000 | 1314000
Option 6 AT | ExportLimit_S2_Riverland | REZ Network Export Constraints | 1138800 | 1141920 | 1138800 | 1138800 | 1138800 | 1141920 | 1138800 | 1138800 | 1138800 | 1141920 | 1138800 | 1138800 | 1138800 | 1141920 | 1138800 | 1138800 | 1138800 | 1141920 | 1138800 | 1138800 | 1138800 | 1141920 | 1138800 | 1138800
Option 6 AT | ExportLimit_S4_Yorke Peninsula | REZ Network Export Constraints | 876000 | 878400 | 876000 | 876000 | 876000 | 878400 | 876000 | 876000 | 876000 | 878400 | 876000 | 876000 | 876000 | 878400 | 876000 | 876000 | 876000 | 878400 | 876000 | 876000 | 876000 | 878400 | 876000 | 876000
Option 6 AT | ExportLimit_S6_Roxby Downs | REZ Network Export Constraints | 4380000 | 4392000 | 4380000 | 4380000 | 4380000 | 4392000 | 4380000 | 4380000 | 4380000 | 4392000 | 4380000 | 4380000 | 4380000 | 4392000 | 4380000 | 4380000 | 4380000 | 4392000 | 4380000 | 4380000 | 4380000 | 4392000 | 4380000 | 4380000
Option 6 AT | ExportLimit_S7_Eastern Eyre Peninsula | REZ Network Export Constraints | 2628000 | 2635200 | 2628000 | 2628000 | 2628000 | 2635200 | 2628000 | 2628000 | 2628000 | 2635200 | 2628000 | 2628000 | 2628000 | 2635200 | 2628000 | 2628000 | 2628000 | 2635200 | 2628000 | 2628000 | 2628000 | 2635200 | 2628000 | 2628000
Option 6 AT | ExportLimit_S8_Western Eyre Peninsula | REZ Network Export Constraints | 0 | 0 | 0 | 0 | 0 | 0 | 0 | 0 | 0 | 0 | 0 | 0 | 0 | 0 | 0 | 0 | 0 | 0 | 0 | 0 | 0 | 0 | 0 | 0
Option 6 AT | ExportLimit_T1_North East Tasmania | REZ Network Export Constraints | 3504000 | 3513600 | 3504000 | 3504000 | 3504000 | 3513600 | 3504000 | 3504000 | 3504000 | 3513600 | 3504000 | 3504000 | 3504000 | 3513600 | 3504000 | 3504000 | 3504000 | 3513600 | 3504000 | 3504000 | 3504000 | 3513600 | 3504000 | 3504000
Option 6 AT | ExportLimit_T2_North West Tasmania | REZ Network Export Constraints | 1337520 | 1344168 | 1337520 | 1337520 | 1337520 | 1344168 | 1337520 | 1337520 | 1337520 | 1344168 | 1337520 | 1337520 | 1337520 | 1344168 | 1337520 | 1337520 | 1337520 | 1344168 | 1337520 | 1337520 | 1337520 | 1344168 | 1337520 | 1337520
Option 6 AT | ExportLimit_T3_Central Highlands | REZ Network Export Constraints | 7080120 | 7096968 | 7080120 | 7080120 | 7080120 | 7096968 | 7080120 | 7080120 | 7080120 | 7096968 | 7080120 | 7080120 | 7080120 | 7096968 | 7080120 | 7080120 | 7080120 | 7096968 | 7080120 | 7080120 | 7080120 | 7096968 | 7080120 | 7080120
Option 6 AT | ExportLimit_V1_North West VIC | REZ Network Export Constraints | 4932960 | 4943520 | 4932960 | 4932960 | 4932960 | 4943520 | 4932960 | 4932960 | 4932960 | 4943520 | 4932960 | 4932960 | 4932960 | 4943520 | 4932960 | 4932960 | 4932960 | 4943520 | 4932960 | 4932960 | 4932960 | 4943520 | 4932960 | 4932960
Option 6 AT | ExportLimit_V2_Central Highlands VIC | REZ Network Export Constraints | 6283200 | 6297600 | 6283200 | 6283200 | 6283200 | 6297600 | 6283200 | 6283200 | 6283200 | 6297600 | 6283200 | 6283200 | 6283200 | 6297600 | 6283200 | 6283200 | 6283200 | 6297600 | 6283200 | 6283200 | 6283200 | 6297600 | 6283200 | 6283200
Option 6 AT | ExportLimit_V7_Central North VIC | REZ Network Export Constraints | 9032400 | 9048000 | 9032400 | 9032400 | 9032400 | 9048000 | 9032400 | 9032400 | 9032400 | 9048000 | 9032400 | 9032400 | 9032400 | 9048000 | 9032400 | 9032400 | 9032400 | 9048000 | 9032400 | 9032400 | 9032400 | 9048000 | 9032400 | 9032400
Option 6 AT | ExportLimit_V8_Gippsland Offshore | REZ Network Export Constraints | 0 | 0 | 0 | 0 | 0 | 0 | 0 | 0 | 0 | 0 | 0 | 0 | 0 | 0 | 0 | 0 | 0 | 0 | 0 | 0 | 0 | 0 | 0 | 0
Option 6 AT | GG H2 Green Commodities Consumption Purchaser | Subregion flexible electricity load for Green Commodities H2 | 0 | 0 | 0 | 0 | 0 | 0 | 0 | 1243.9024 | 2445.4029 | 2896.4216 | 3364.5584 | 3841.3907 | 4350.9383 | 4921.4463 | 5564.488 | 6283.3174 | 7180.2689 | 8177.0081 | 9289.0636 | 10516.127 | 11871.6977 | 13346.9531 | 14777.1429 | 16010.2961
Option 6 AT | Gas Zone Daily Offtake Limit Colongra | Gas Infrastructure Limitations by Gas Zone | 41879.82 | 50542.91 | 57971.71 | 61765.34 | 66843.16 | 67843.02 | 67688.79 | 66721.54 | 66449.16 | 66734.17 | 66095.12 | 70177.99 | 74433.28 | 74627.23 | 74570.97 | 74303.67 | 74244.75 | 74394.24 | 73187.17 | 73187.17 | 73187.17 | 73386.93 | 73187.17 | 73187.17
Option 6 AT | Gas Zone Daily Offtake Limit Gippsland | Gas Infrastructure Limitations by Gas Zone | 14724.1 | 14764.44 | 14724.1 | 14724.1 | 14724.1 | 14764.44 | 14724.1 | 14724.1 | 14724.1 | 14764.44 | 14724.1 | 14724.1 | 14724.1 | 14764.44 | 14724.1 | 14724.1 | 14724.1 | 14764.44 | 14724.1 | 14724.1 | 14724.1 | 14764.44 | 14724.1 | 14724.1
Option 6 AT | Gas Zone Daily Offtake Limit Gladstone | Gas Infrastructure Limitations by Gas Zone | 265044.59 | 357925.68 | 308381.32 | 290166.05 | 284201.7 | 243250.89 | 269242.14 | 309650.83 | 287556.46 | 281704.1 | 273325.44 | 251767.73 | 227996.47 | 234079.69 | 232661.9 | 232400.28 | 235892.56 | 176388.68 | 158557.37 | 158557.37 | 158557.37 | 159003.62 | 158557.37 | 158557.37
Option 6 AT | Gas Zone Daily Offtake Limit Kurri Kurri | Gas Infrastructure Limitations by Gas Zone | 2658.55 | 8968 | 17536 | 37013.27 | 56657.63 | 56607.44 | 55475.1 | 56537.6 | 57933.48 | 59464.67 | 60379.09 | 59196.64 | 59094.24 | 58704.75 | 58072.28 | 59023.02 | 59849.37 | 58384.88 | 56415.68 | 56415.68 | 56415.68 | 56564.51 | 56415.68 | 56415.68
Option 6 AT | Gas Zone Daily Offtake Limit Laverton North | Gas Infrastructure Limitations by Gas Zone | 21900 | 21960 | 21900 | 21900 | 21900 | 21960 | 21900 | 21900 | 21900 | 21960 | 21900 | 21900 | 21900 | 21960 | 21900 | 21900 | 21900 | 21960 | 21900 | 21900 | 21900 | 21960 | 21900 | 21900
Option 6 AT | Gas Zone Daily Offtake Limit Melbourne | Gas Infrastructure Limitations by Gas Zone | 28515.22 | 28524.79 | 28881.15 | 28850.74 | 27965.41 | 28645.47 | 26889.4 | 28909.21 | 29117.93 | 29027.11 | 28973.63 | 29088.16 | 29207.84 | 29288.2 | 29241.32 | 29224.26 | 29234.6 | 29323.92 | 29243.8 | 29243.8 | 29243.8 | 29323.92 | 29243.8 | 29243.8
Option 6 AT | Gas Zone Daily Offtake Limit Moomba | Gas Infrastructure Limitations by Gas Zone | 388548.07 | 489435.96 | 455252.92 | 444260.78 | 444645.6 | 399542.88 | 460260.61 | 568834.86 | 590332.59 | 588906.21 | 579550.32 | 564015.54 | 543042.12 | 552252.47 | 553726.18 | 553337.45 | 557184.27 | 498223.83 | 476685.53 | 476685.53 | 476685.53 | 478081.41 | 476685.53 | 476685.53
Option 6 AT | Gas Zone Daily Offtake Limit NQGP | Gas Infrastructure Limitations by Gas Zone | 1497603.76 | 1495424.69 | 1488176.69 | 1534002.15 | 1566030.62 | 1508744.62 | 1418292.6 | 1348696.84 | 1294883.54 | 1234257.21 | 1172134.56 | 1117981.94 | 1059354.47 | 994557.63 | 927441.72 | 861796.9 | 788351.49 | 720693.12 | 682291.81 | 682291.81 | 682291.81 | 684160.36 | 682291.81 | 682291.81
Option 6 AT | Gas Zone Daily Offtake Limit Newcastle | Gas Infrastructure Limitations by Gas Zone | 251664.58 | 242379.73 | 222930.89 | 205358.73 | 197911.07 | 181852.97 | 206642.26 | 255364.77 | 265827.57 | 248221.02 | 251122.8 | 228355.71 | 216986.34 | 232295.59 | 226476.07 | 204525.73 | 197322.21 | 204771.74 | 193039.09 | 193039.09 | 193039.09 | 193621 | 193039.09 | 193039.09
Option 6 AT | Gas Zone Daily Offtake Limit Northern | Gas Infrastructure Limitations by Gas Zone | 40150 | 40260 | 40150 | 40150 | 40150 | 40260 | 40150 | 40150 | 40150 | 40260 | 40150 | 40150 | 40150 | 40260 | 40150 | 40150 | 40150 | 40260 | 40150 | 40150 | 40150 | 40260 | 40150 | 40150
Option 6 AT | Gas Zone Daily Offtake Limit Port Campbell | Gas Infrastructure Limitations by Gas Zone | 5651.25 | 5678.5 | 5764.54 | 45998.56 | 95830.22 | 108048.59 | 110405.31 | 109725.8 | 108667.53 | 108028.7 | 107059.12 | 106029.2 | 104751.33 | 103838.16 | 102510.08 | 96228.81 | 89533.07 | 87982.87 | 85966.01 | 85966.01 | 85966.01 | 86204.34 | 85966.01 | 85966.01
Option 6 AT | Gas Zone Daily Offtake Limit Southern | Gas Infrastructure Limitations by Gas Zone | 273344.83 | 272848.54 | 265444.03 | 285425.6 | 285391.95 | 245014.52 | 407032.11 | 569338.22 | 600230.84 | 594680.68 | 569674.83 | 578199.01 | 521586.92 | 516124.96 | 490096.84 | 488236.68 | 514573.32 | 542760.49 | 539044.9 | 539044.9 | 539044.9 | 540533.12 | 539044.9 | 539044.9
Option 6 AT | Gordon Min Gen | Hydro min release | 32.85 | 32.85 | 32.85 | 32.85 | 32.85 | 32.85 | 32.85 | 32.85 | 32.85 | 32.85 | 32.85 | 32.85 | 32.85 | 32.85 | 32.85 | 32.85 | 32.85 | 32.85 | 32.85 | 32.85 | 32.85 | 32.85 | 32.85 | 32.85
Option 6 AT | ImportGroup_N9_Hydrogen | Group Network Import Constraints | 8935200 | 8959680 | 8935200 | 8935200 | 8935200 | 8959680 | 8935200 | 8935200 | 8935200 | 8959680 | 8935200 | 8935200 | 8935200 | 8959680 | 8935200 | 8935200 | 8935200 | 8959680 | 8935200 | 8935200 | 8935200 | 8959680 | 8935200 | 8935200
Option 6 AT | ImportGroup_NSA1 | Group Network Import Constraints | 5168400 | 5182560 | 5168400 | 5168400 | 5168400 | 5182560 | 5168400 | 5168400 | 5168400 | 5182560 | 5168400 | 5168400 | 5168400 | 5182560 | 5168400 | 5168400 | 5168400 | 5182560 | 5168400 | 5168400 | 5168400 | 5182560 | 5168400 | 5168400
Option 6 AT | ImportGroup_Q1_Hydrogen | Group Network Import Constraints | 4292400 | 4304160 | 4292400 | 4292400 | 4292400 | 4304160 | 4292400 | 4292400 | 4292400 | 4304160 | 4292400 | 4292400 | 4292400 | 4304160 | 4292400 | 4292400 | 4292400 | 4304160 | 4292400 | 4292400 | 4292400 | 4304160 | 4292400 | 4292400
Option 6 AT | ImportGroup_Q4_Hydrogen | Group Network Import Constraints | 8409600 | 8432640 | 8409600 | 8409600 | 8409600 | 8432640 | 8409600 | 8409600 | 8409600 | 8432640 | 8409600 | 8409600 | 8409600 | 8432640 | 8409600 | 8409600 | 8409600 | 8432640 | 8409600 | 8409600 | 8409600 | 8432640 | 8409600 | 8409600
Option 6 AT | ImportGroup_Q7_Hydrogen | Group Network Import Constraints | 9198000 | 9223200 | 9198000 | 9198000 | 9198000 | 9223200 | 9198000 | 9198000 | 9198000 | 9223200 | 9198000 | 9198000 | 9198000 | 9223200 | 9198000 | 9198000 | 9198000 | 9223200 | 9198000 | 9198000 | 9198000 | 9223200 | 9198000 | 9198000
Option 6 AT | ImportLimit_DN1_Dubbo | Distribution REZ Import Constraints | 0 | 0 | 0 | 0 | 0 | 0 | 0 | 0 | 0 | 0 | 0 | 0 | 0 | 0 | 0 | 0 | 0 | 0 | 0 | 0 | 0 | 0 | 0 | 0
Option 6 AT | ImportLimit_DN3_Marulan | Distribution REZ Import Constraints | 0 | 0 | 0 | 0 | 0 | 0 | 0 | 0 | 0 | 0 | 0 | 0 | 0 | 0 | 0 | 0 | 0 | 0 | 0 | 0 | 0 | 0 | 0 | 0
Option 6 AT | ImportLimit_N12_Illawarra | REZ Network Import Constraints | 8760000 | 8784000 | 8760000 | 8760000 | 8760000 | 8784000 | 8760000 | 8760000 | 8760000 | 8784000 | 8760000 | 8760000 | 8760000 | 8784000 | 8760000 | 8760000 | 8760000 | 8784000 | 8760000 | 8760000 | 8760000 | 8784000 | 8760000 | 8760000
Option 6 AT | ImportLimit_N1_North West NSW | REZ Network Import Constraints | 490560 | 491904 | 490560 | 490560 | 490560 | 491904 | 490560 | 490560 | 490560 | 491904 | 490560 | 490560 | 490560 | 491904 | 490560 | 490560 | 490560 | 491904 | 490560 | 490560 | 490560 | 491904 | 490560 | 490560
Option 6 AT | ImportLimit_N3_Central-West Orana | REZ Network Import Constraints | 7884000 | 7905600 | 7884000 | 7884000 | 7884000 | 7905600 | 7884000 | 7884000 | 7884000 | 7905600 | 7884000 | 7884000 | 7884000 | 7905600 | 7884000 | 7884000 | 7884000 | 7905600 | 7884000 | 7884000 | 7884000 | 7905600 | 7884000 | 7884000
Option 6 AT | ImportLimit_N8_Cooma-Monaro | REZ Network Import Constraints | 1182600 | 1185840 | 1182600 | 1182600 | 1182600 | 1185840 | 1182600 | 1182600 | 1182600 | 1185840 | 1182600 | 1182600 | 1182600 | 1185840 | 1182600 | 1182600 | 1182600 | 1185840 | 1182600 | 1182600 | 1182600 | 1185840 | 1182600 | 1182600
Option 6 AT | ImportLimit_Q1_Far North Qld | REZ Network Import Constraints | 805920 | 808128 | 805920 | 805920 | 805920 | 808128 | 805920 | 805920 | 805920 | 808128 | 805920 | 805920 | 805920 | 808128 | 805920 | 805920 | 805920 | 808128 | 805920 | 805920 | 805920 | 808128 | 805920 | 805920
Option 6 AT | ImportLimit_S3_Mid-North SA | REZ Network Import Constraints | 3924480 | 3935232 | 3924480 | 3924480 | 3924480 | 3935232 | 3924480 | 3924480 | 3924480 | 3935232 | 3924480 | 3924480 | 3924480 | 3935232 | 3924480 | 3924480 | 3924480 | 3935232 | 3924480 | 3924480 | 3924480 | 3935232 | 3924480 | 3924480
Option 6 AT | ImportLimit_S7_Eastern Eyre Peninsula | REZ Network Import Constraints | 1322760 | 1326384 | 1322760 | 1322760 | 1322760 | 1326384 | 1322760 | 1322760 | 1322760 | 1326384 | 1322760 | 1322760 | 1322760 | 1326384 | 1322760 | 1322760 | 1322760 | 1326384 | 1322760 | 1322760 | 1322760 | 1326384 | 1322760 | 1322760
Option 6 AT | ImportLimit_T1_North East Tasmania | REZ Network Import Constraints | 3942000 | 3952800 | 3942000 | 3942000 | 3942000 | 3952800 | 3942000 | 3942000 | 3942000 | 3952800 | 3942000 | 3942000 | 3942000 | 3952800 | 3942000 | 3942000 | 3942000 | 3952800 | 3942000 | 3942000 | 3942000 | 3952800 | 3942000 | 3942000
Option 6 AT | ImportLimit_T3_Central Highlands | REZ Network Import Constraints | 4818000 | 4831200 | 4818000 | 4818000 | 4818000 | 4831200 | 4818000 | 4818000 | 4818000 | 4831200 | 4818000 | 4818000 | 4818000 | 4831200 | 4818000 | 4818000 | 4818000 | 4831200 | 4818000 | 4818000 | 4818000 | 4831200 | 4818000 | 4818000
Option 6 AT | ImportLimit_V1_North West VIC | REZ Network Import Constraints | 3241200 | 3250080 | 3241200 | 3241200 | 3241200 | 3250080 | 3241200 | 3241200 | 3241200 | 3250080 | 3241200 | 3241200 | 3241200 | 3250080 | 3241200 | 3241200 | 3241200 | 3250080 | 3241200 | 3241200 | 3241200 | 3250080 | 3241200 | 3241200
Option 6 AT | ImportLimit_V5_South West VIC | REZ Network Import Constraints | 27856800 | 27933120 | 27856800 | 27856800 | 27856800 | 27933120 | 27856800 | 27856800 | 27856800 | 27933120 | 27856800 | 27856800 | 27856800 | 27933120 | 27856800 | 27856800 | 27856800 | 27933120 | 27856800 | 27856800 | 27856800 | 27933120 | 27856800 | 27856800
Option 6 AT | ImportLimit_V7_Central North VIC | REZ Network Import Constraints | 4380000 | 4392000 | 4380000 | 4380000 | 4380000 | 4392000 | 4380000 | 4380000 | 4380000 | 4392000 | 4380000 | 4380000 | 4380000 | 4392000 | 4380000 | 4380000 | 4380000 | 4392000 | 4380000 | 4380000 | 4380000 | 4392000 | 4380000 | 4380000
Option 6 AT | Kareeya Min Gen | Hydro min release | 10.95 | 10.95 | 10.95 | 10.95 | 10.95 | 10.95 | 10.95 | 10.95 | 10.95 | 10.95 | 10.95 | 10.95 | 10.95 | 10.95 | 10.95 | 10.95 | 10.95 | 10.95 | 10.95 | 10.95 | 10.95 | 10.95 | 10.95 | 10.95
Option 6 AT | Liapootah Min Gen | Hydro min release | 43.8 | 43.8 | 43.8 | 43.8 | 43.8 | 43.8 | 43.8 | 43.8 | 43.8 | 43.8 | 43.8 | 43.8 | 43.8 | 43.8 | 43.8 | 43.8 | 43.8 | 43.8 | 43.8 | 43.8 | 43.8 | 43.8 | 43.8 | 43.8
Option 6 AT | N >> 11-0_17-0 | NetworkConstraints | 35755047.765 | 39755708.84 | 39403879.99 | 39327840.265 | 33978258.145 | 34486636.925 | 34732142.605 | 34751447.52 | 34984690.355 | 35305684.44 | 35380943.585 | 35548370.265 | 35836189.44 | 36112970.23 | 36145809.775 | 36401927.545 | 36316102.455 | 36666624.635 | 37007265.715 | 37311490.085 | 37494032.52 | 37877177.705 | 37949561.105 | 38347517.335
Option 6 AT | N >> 11-0_39/1 | NetworkConstraints | 0 | 0 | 0 | 0 | 46051277.61 | 46723735.835 | 47041749 | 0 | 0 | 0 | 0 | 0 | 0 | 0 | 0 | 0 | 0 | 0 | 0 | 0 | 0 | 0 | 0 | 0
Option 6 AT | N >> 11-0_BAN_SCRK_1 | NetworkConstraints | 0 | 0 | 0 | 0 | 0 | 0 | 0 | 47672658.25 | 47973827.08 | 48395424.99 | 48485247.435 | 48701568.055 | 49072647.425 | 49437606.455 | 49472610.255 | 49802401.17 | 49691638.035 | 50151495.635 | 50582974.335 | 50974810.2 | 51211021.955 | 51712428.525 | 51798364.41 | 52311296.7
Option 6 AT | N >> 12-0_14-0_R | NetworkConstraints | 59131679.77 | 60316110.84 | 61753742.005 | 66964055.65 | 76353901.96 | 78485441.655 | 79801717.79 | 85404835.245 | 86876340.655 | 88536594.075 | 89372866.83 | 90431139.7 | 92238735.43 | 93626671.47 | 94194661.875 | 95797060.515 | 95256430.79 | 97104949.21 | 99600567.01 | 101505397.035 | 102664528.465 | 104710359.945 | 105525983.245 | 108023118.52
Option 6 AT | N >> 12-0_39-1_R | NetworkConstraints | 66750057.55 | 68314951.24 | 69588702.92 | 72138216.09 | 0 | 0 | 0 | 0 | 0 | 0 | 0 | 0 | 0 | 0 | 0 | 0 | 0 | 0 | 0 | 0 | 0 | 0 | 0 | 0
Option 6 AT | N >> 12-0_39/1_R | NetworkConstraints | 0 | 0 | 0 | 0 | 78210073.97 | 80481303.2 | 81897035.915 | 90076968.335 | 91658013.65 | 93437483.435 | 94340404.86 | 95477454.51 | 97419650.665 | 98906495.975 | 99521167.25 | 101242923.695 | 100662048.15 | 102643783.505 | 105329654.735 | 107376362.43 | 108621736.995 | 110815529.695 | 111696279.515 | 114379379.3
Option 6 AT | N >> 12-0_BAN_SCRK_1_R | NetworkConstraints | 0 | 0 | 0 | 0 | 0 | 0 | 0 | 92176975.405 | 93768861.675 | 95564277.535 | 96469547.9 | 97614440.095 | 99569740.2 | 101070698.12 | 101685729.24 | 103418943.02 | 102834102.495 | 104833217.76 | 107533290.33 | 109593658.94 | 110847761.225 | 113060172.575 | 113943053.44 | 116644202.425
Option 6 AT | N >> 16-0_39/1_R | NetworkConstraints | 0 | 0 | 0 | 0 | 47040411.605 | 47470834.87 | 47595740.24 | 0 | 0 | 0 | 0 | 0 | 0 | 0 | 0 | 0 | 0 | 0 | 0 | 0 | 0 | 0 | 0 | 0
Option 6 AT | N >> 16-0_8-0_R | NetworkConstraints | 34578760.44 | 44424295.76 | 43668141.09 | 43629957.63 | 39179348.015 | 39381111.965 | 39361452.87 | 42754885.07 | 42596215.92 | 42553945.81 | 42327331.05 | 42213043.985 | 42018874.625 | 42005369.095 | 41807752.045 | 41636183.23 | 41694404.25 | 41631674.65 | 41227446.555 | 41023357.715 | 40897704.335 | 40814427.965 | 40590293.805 | 40322232.47
Option 6 AT | N >> 16-0_BAN_SCRK_1_R | NetworkConstraints | 0 | 0 | 0 | 0 | 0 | 0 | 0 | 61290533.555 | 61212259.49 | 61297040.895 | 61079710.08 | 61023275.31 | 60927719 | 61026504.265 | 60823498.405 | 60739238.92 | 60767936.21 | 60842572.09 | 60538036.425 | 60437762.86 | 60375566.615 | 60440300.425 | 60224267.52 | 60092405.915
Option 6 AT | N >> 17-0_11-0 | NetworkConstraints | 36876541.435 | 41924356.495 | 41094279.16 | 40299156.23 | 34154302.19 | 34636341.575 | 34859519.16 | 34148120.925 | 34324968.905 | 34589427.98 | 34625583.125 | 34752428.575 | 34971068.95 | 35201672.83 | 35205698.795 | 35400562.095 | 35335445.55 | 35622194.895 | 35860313.315 | 36091704.665 | 36229736.995 | 36541645.12 | 36575745.475 | 36878158.465
Option 6 AT | N >> 17-0_39/1 | NetworkConstraints | 0 | 0 | 0 | 0 | 47949045.76 | 48567259.64 | 48831135.915 | 0 | 0 | 0 | 0 | 0 | 0 | 0 | 0 | 0 | 0 | 0 | 0 | 0 | 0 | 0 | 0 | 0
Option 6 AT | N >> 17-0_BAN_SCRK_1 | NetworkConstraints | 0 | 0 | 0 | 0 | 0 | 0 | 0 | 48730640.365 | 48888592.79 | 49173497.16 | 49157118.26 | 49270391.33 | 49465746.8 | 49720352.92 | 49675281.885 | 49849448.07 | 49791281.325 | 50096073.995 | 50260221.645 | 50467023.915 | 50590237.21 | 50917584.46 | 50899389.345 | 51169618.915
Option 6 AT | N >> 18-0_5-0 | NetworkConstraints | 0 | 0 | 0 | 6224064.73 | 0 | 0 | 0 | 0 | 0 | 0 | 0 | 0 | 0 | 0 | 0 | 0 | 0 | 0 | 0 | 0 | 0 | 0 | 0 | 0
Option 6 AT | N >> 18-0_5-0_R | NetworkConstraints | 13346411.225 | 12581822.155 | 12495636.785 | 4292505.145 | 12652489.27 | 12737047.98 | 12750279.15 | 12273515.72 | 12308096.03 | 12374752.575 | 12367201.005 | 12391815.05 | 12435349.78 | 12494756.36 | 12480986.88 | 12520366.805 | 12507554.65 | 12578384.82 | 12611739.89 | 12658363.52 | 12684642.825 | 12761195.645 | 12753484.765 | 12813902.2
Option 6 AT | N >> 31-0_32-0 | NetworkConstraints | 74150391.77 | 83581897.55 | 84247500.155 | 94677530.08 | 0 | 0 | 0 | 0 | 0 | 0 | 0 | 0 | 0 | 0 | 0 | 0 | 0 | 0 | 0 | 0 | 0 | 0 | 0 | 0
Option 6 AT | N >> 32-0_31-0 | NetworkConstraints | 65140431.31 | 66783541.055 | 67359115.6 | 75478913.395 | 0 | 0 | 0 | 0 | 0 | 0 | 0 | 0 | 0 | 0 | 0 | 0 | 0 | 0 | 0 | 0 | 0 | 0 | 0 | 0
Option 6 AT | N >> 32/2_31-0 | NetworkConstraints | 0 | 0 | 0 | 0 | 83410655.71 | 84667360.53 | 85244966.825 | 85597668.235 | 86287660.935 | 87193278.7 | 87458148.87 | 87954534.405 | 88801661.18 | 89579915.29 | 89719052.445 | 90469768.575 | 90216326.225 | 91210488.485 | 92252318.55 | 93144722.105 | 93688710.69 | 94774612.35 | 95029947.08 | 96199950.47
Option 6 AT | N >> 32/2_38/2 | NetworkConstraints | 0 | 0 | 0 | 0 | 85612963.12 | 86981636.77 | 87636267.365 | 87956390.07 | 88723134.305 | 89709871.71 | 90023823.3 | 90575415.095 | 91516790.53 | 92361987.69 | 92536207.005 | 93370441.32 | 93088806.07 | 94173914.67 | 95351315.97 | 96343010.745 | 96947492.745 | 98134596.625 | 98437921.025 | 99738116.13
Option 6 AT | N >> 38/1_32/1_R | NetworkConstraints | 0 | 0 | 0 | 0 | 148317632.9 | 151094934.55 | 152567015.95 | 148380768.7 | 150220940 | 152403019.15 | 153342522.9 | 154666221.4 | 156925614.85 | 158767982.4 | 159371977.4 | 161374153.45 | 160698195.95 | 163116069.8 | 166128506.9 | 168508699.9 | 169959247.65 | 172622546.05 | 173536106.2 | 176656989.1
Option 6 AT | N >> 38/2_32/2 | NetworkConstraints | 0 | 0 | 0 | 0 | 89032494.065 | 90904689.52 | 91933171.48 | 92271077.995 | 93401251.155 | 94753299.265 | 95318455.07 | 96131448.445 | 97519094.67 | 98662486.56 | 99021622.7 | 100251332.995 | 99836183.865 | 101333128.475 | 103171268.28 | 104633119.15 | 105524027 | 107171555.45 | 107720894.55 | 109637572.65
Option 6 AT | N >> 39-1_11-0 | NetworkConstraints | 50503217.225 | 59036386.19 | 59440153.04 | 60800480.415 | 0 | 0 | 0 | 0 | 0 | 0 | 0 | 0 | 0 | 0 | 0 | 0 | 0 | 0 | 0 | 0 | 0 | 0 | 0 | 0
Option 6 AT | N >> 39-1_16-0 | NetworkConstraints | 50232350.365 | 58845860.215 | 59137598.865 | 60491218.6 | 0 | 0 | 0 | 0 | 0 | 0 | 0 | 0 | 0 | 0 | 0 | 0 | 0 | 0 | 0 | 0 | 0 | 0 | 0 | 0
Option 6 AT | N >> 39-1_17-0 | NetworkConstraints | 49700352.555 | 58146648.605 | 58259747.055 | 59606275.91 | 0 | 0 | 0 | 0 | 0 | 0 | 0 | 0 | 0 | 0 | 0 | 0 | 0 | 0 | 0 | 0 | 0 | 0 | 0 | 0
Option 6 AT | N >> 39-1_3W-0 | NetworkConstraints | 53221832.91 | 62533899.11 | 62897737.795 | 64284065.865 | 0 | 0 | 0 | 0 | 0 | 0 | 0 | 0 | 0 | 0 | 0 | 0 | 0 | 0 | 0 | 0 | 0 | 0 | 0 | 0
Option 6 AT | N >> 39-1_5A6-0 | NetworkConstraints | 51259085.465 | 60023855.335 | 60381145.53 | 61390063.72 | 0 | 0 | 0 | 0 | 0 | 0 | 0 | 0 | 0 | 0 | 0 | 0 | 0 | 0 | 0 | 0 | 0 | 0 | 0 | 0
Option 6 AT | N >> 39-1_8-0 | NetworkConstraints | 50347102.065 | 58992558.375 | 59308212.35 | 60664310.37 | 0 | 0 | 0 | 0 | 0 | 0 | 0 | 0 | 0 | 0 | 0 | 0 | 0 | 0 | 0 | 0 | 0 | 0 | 0 | 0
Option 6 AT | N >> 39-1_NIL | NetworkConstraints | 51206957.775 | 52108450.85 | 52513123.22 | 53683030.475 | 0 | 0 | 0 | 0 | 0 | 0 | 0 | 0 | 0 | 0 | 0 | 0 | 0 | 0 | 0 | 0 | 0 | 0 | 0 | 0
Option 6 AT | N >> 39/1_11-0 | NetworkConstraints | 0 | 0 | 0 | 0 | 57125317.685 | 58251154.51 | 58875299.175 | 78205534.09 | 78970368.105 | 79925573.64 | 80268446.79 | 80818219.04 | 81758895.545 | 82571628.13 | 82775155.965 | 83609911.715 | 83328796.345 | 84381581.22 | 85589007.09 | 86581103.525 | 87182524.875 | 88339050.015 | 88671554.105 | 89971365.05
Option 6 AT | N >> 39/1_16-0 | NetworkConstraints | 0 | 0 | 0 | 0 | 55858556.44 | 56910173.385 | 57481168.145 | 76540519.265 | 77243955.43 | 78134750.245 | 78437804.93 | 78943460.33 | 79808559.605 | 80568369.81 | 80743262.62 | 81510902.28 | 81252361.215 | 82232919.295 | 83331005.925 | 84243346.215 | 84796549.635 | 85872451.015 | 86165954.445 | 87361312.78
Option 6 AT | N >> 39/1_17-0 | NetworkConstraints | 0 | 0 | 0 | 0 | 55725584.035 | 56814703.75 | 57415353.205 | 77588704.85 | 78324024.055 | 79248809.875 | 79572033.765 | 80100577.915 | 81005009.195 | 81792776.285 | 81982035.42 | 82784669.84 | 82514398.365 | 83532986.62 | 84687499.12 | 85641408.645 | 86219573.55 | 87337952.6 | 87651225.82 | 88900971.895
Option 6 AT | N >> 39/1_5A6-0 | NetworkConstraints | 0 | 0 | 0 | 0 | 56284039.57 | 57356412.99 | 57940080.475 | 80098571.63 | 80836794.35 | 81770965.285 | 82089633.705 | 82620322.98 | 83528087.51 | 84324889.875 | 84509044.5 | 85314460.175 | 85043145.16 | 86071541.19 | 87224357.485 | 88181618.185 | 88762278.6 | 89890624.165 | 90199223.385 | 91453518.005
Option 6 AT | N >> 39/1_8-0 | NetworkConstraints | 0 | 0 | 0 | 0 | 56031518.84 | 57081704.87 | 57650804.05 | 76613986.35 | 77315643.99 | 78204887.34 | 78506467.945 | 79010848.845 | 79873742.66 | 80632347.21 | 80806087.51 | 81571757.345 | 81313873.425 | 82292656 | 83387224.075 | 84297228.435 | 84849049.47 | 85922915.255 | 86214962.39 | 87407270.79
Option 6 AT | N >> 39/1_BAN_SCRK_1 | NetworkConstraints | 0 | 0 | 0 | 0 | 0 | 0 | 0 | 75513909.81 | 76270466.31 | 77210116.81 | 77554299.1 | 78098239.8 | 79028254.75 | 79827361.31 | 80033667.94 | 80858604.515 | 80580580.305 | 81616868.68 | 82815379.065 | 83795892.925 | 84391242.57 | 85529657.28 | 85863432.855 | 87148389.5
Option 6 AT | N >> 39/1_NIL | NetworkConstraints | 0 | 0 | 0 | 0 | 57071088.075 | 58199504.67 | 58826616.265 | 76567022.43 | 77329377.685 | 78275784.735 | 78623184.845 | 79171214.235 | 80108685.03 | 80913207.975 | 81121702.2 | 81953494.86 | 81673309.525 | 82717018.255 | 83925884.3 | 84914486.42 | 85514104.97 | 86661056.445 | 86998072.16 | 88293413.955
Option 6 AT | N >> 5A5_5P1 | NetworkConstraints | 0 | 0 | 25469947.625 | 46304370.645 | 48892252.095 | 49051507.015 | 48941332.575 | 45250899.55 | 45213814.445 | 45300505.57 | 45150859.315 | 45124203.155 | 45078568.825 | 45172191.235 | 45029289.545 | 44988768.305 | 45002399.665 | 45084350.1 | 44892769.27 | 44844621.91 | 44815475.06 | 44892402.25 | 44743223.845 | 44680176.5
Option 6 AT | N >> 5H5_5H6 | NetworkConstraints | 0 | 0 | 0 | 63421042 | 91579750.5 | 92303144.35 | 92425285.9 | 92708402.35 | 92927856.6 | 93395253.35 | 93300103.9 | 93458016.75 | 93727342.45 | 94154295.35 | 94019181.85 | 94257817.95 | 94177221.15 | 94672847.75 | 94824545.55 | 95108203.55 | 95281327.3 | 95805935.75 | 95707811.9 | 96079719.3
Option 6 AT | N >> 5P1_5A5 | NetworkConstraints | 0 | 0 | 56070376.2 | 106525487.9 | 114384451.35 | 114404914.5 | 113862048.15 | 102979942.85 | 102943410.15 | 103190156.7 | 102881538.85 | 102855227.25 | 102810565.8 | 103063894.9 | 102761978.3 | 102722576.6 | 102735980.15 | 102978059.1 | 102628541.3 | 102581639.8 | 102552687.25 | 102789989.2 | 102482033.1 | 102420344.15
Option 6 AT | N >> 5P1_5P2 | NetworkConstraints | 0 | 0 | 39453442.2 | 75106863.23 | 71153027.935 | 71017235.655 | 70557664.415 | 82446606.92 | 82421306.38 | 82622824.825 | 82378549.24 | 82360290.155 | 82329561.735 | 82535460.525 | 82295875.275 | 82268938.865 | 82278205.9 | 82476482.465 | 82204171.335 | 82172049.95 | 82151830.255 | 82346919.78 | 82103246.275 | 82060808.83
Option 6 AT | N >> 76-0_39/1_R | NetworkConstraints | 0 | 0 | 0 | 0 | 69714114.97 | 70459862.37 | 70703555.29 | 0 | 0 | 0 | 0 | 0 | 0 | 0 | 0 | 0 | 0 | 0 | 0 | 0 | 0 | 0 | 0 | 0
Option 6 AT | N >> 76-0_77-0_R | NetworkConstraints | 49985568.935 | 52574598.68 | 52218890.53 | 54860017.19 | 55561932.485 | 56176129.865 | 56382696.58 | 60166468.145 | 60351651.045 | 60689204.54 | 60665580.435 | 60798917.995 | 61025775.935 | 61329551.755 | 61272133.02 | 61472791.405 | 61404821.95 | 61766243.365 | 61950266.3 | 62188892.94 | 62335339.32 | 62720897.265 | 62694535.595 | 63007741.505
Option 6 AT | N >> 76-0_BAN_SCRK_1_R | NetworkConstraints | 0 | 0 | 0 | 0 | 0 | 0 | 0 | 75236124.675 | 75459356.285 | 75873352.065 | 75837801.815 | 75998523.195 | 76272033.34 | 76645281.145 | 76568989.54 | 76810937.67 | 76728997.755 | 77171746.04 | 77386597.785 | 77674324.92 | 77850819.96 | 78322725.34 | 78283870.085 | 78661505.32
Option 6 AT | N >> 8-0_16-0_R | NetworkConstraints | 34023272.4 | 45476076.635 | 44781051.555 | 44844364.26 | 38794766.07 | 38968873.765 | 38929378.74 | 36226055.665 | 36071158.355 | 36015304.995 | 35808585.215 | 35697062.285 | 35507314.36 | 35479698.015 | 35301270.345 | 35133463.355 | 35190320.05 | 35114538.375 | 34734078.395 | 34534499.72 | 34412009.06 | 34315971.89 | 34111612.855 | 33849605.915
Option 6 AT | N >> 8-0_39/1_R | NetworkConstraints | 0 | 0 | 0 | 0 | 46803109.785 | 47183815.81 | 47270479.425 | 0 | 0 | 0 | 0 | 0 | 0 | 0 | 0 | 0 | 0 | 0 | 0 | 0 | 0 | 0 | 0 | 0
Option 6 AT | N >> 8-0_BAN_SCRK_1_R | NetworkConstraints | 0 | 0 | 0 | 0 | 0 | 0 | 0 | 50527870.625 | 50421889.825 | 50451172.995 | 50242201.8 | 50165919.055 | 50036007.385 | 50084678.94 | 49895059.325 | 49780105.98 | 49819015.91 | 49834684.755 | 49506683.905 | 49369980.765 | 49286251.24 | 49287971.175 | 49080590.98 | 48901183.93
Option 6 AT | N >> 81-0_82-0 | NetworkConstraints | 51985973.575 | 71718933.19 | 30396093.815 | 0 | 0 | 0 | 0 | 0 | 0 | 0 | 0 | 0 | 0 | 0 | 0 | 0 | 0 | 0 | 0 | 0 | 0 | 0 | 0 | 0
Option 6 AT | N >> 81_82-0 | NetworkConstraints | 0 | 0 | 42353928.395 | 101534889.41 | 83136823.62 | 83466636.355 | 83324899.17 | 82178877.42 | 82192589.39 | 82424365.555 | 82215887.69 | 82225806.685 | 82242612.93 | 82471837.625 | 82260968.495 | 82275937.03 | 82270919.185 | 82504637.295 | 82311235.375 | 82328948.2 | 82339847.385 | 82575012.98 | 82366648.825 | 82389677.095
Option 6 AT | N >> 82-0_81 | NetworkConstraints | 0 | 0 | 43076520.815 | 99995143.555 | 91103656.51 | 91417654.37 | 91225863.975 | 90253774.12 | 90244365.325 | 90475060.355 | 90228451.22 | 90221740.78 | 90210172.215 | 90442575.16 | 90197793.955 | 90187628.17 | 90191101.735 | 90420770.93 | 90163215.88 | 90151046.68 | 90143716.21 | 90371759.41 | 90125600.535 | 90109437.055
Option 6 AT | N >> 82-0_81-0 | NetworkConstraints | 58162859.515 | 73686531.74 | 30856299.15 | 0 | 0 | 0 | 0 | 0 | 0 | 0 | 0 | 0 | 0 | 0 | 0 | 0 | 0 | 0 | 0 | 0 | 0 | 0 | 0 | 0
Option 6 AT | N >> 93-0_90-0_R | NetworkConstraints | 38909942.95 | 39689035.675 | 39507307.09 | 34630335.04 | 33254514.17 | 33804251.845 | 34075452.285 | 33486159.36 | 33807207.355 | 34208076.415 | 34351853.03 | 34582785.31 | 34977037.815 | 35318581.19 | 35403842.365 | 35753271.53 | 35635336.1 | 36077350.905 | 36582859.425 | 36998240.585 | 37251262.43 | 37736116.785 | 37875427.265 | 38419999.8
Option 6 AT | N >> BANNABY_1TH1_2_BAN_SCRK_1 | NetworkConstraints | 0 | 0 | 0 | 0 | 0 | 0 | 0 | 58878921.495 | 58777895.94 | 58837009.035 | 58604018.785 | 58532825.885 | 58402710.225 | 58485360.07 | 58270305.53 | 58150484.38 | 58188214.02 | 58235846.275 | 57878015.44 | 57736647.775 | 57662544.57 | 57690412.375 | 57457014.78 | 57275677.57
Option 6 AT | N >> BAN_SCRK_1_11-0 | NetworkConstraints | 0 | 0 | 0 | 0 | 0 | 0 | 0 | 148794210.1 | 149433494.2 | 150452928.4 | 150517448.9 | 150977587.2 | 151761318.95 | 152663702.95 | 152611539.5 | 153305136.8 | 153070426.8 | 154172004.8 | 154954610.55 | 155779400.45 | 156284390.55 | 157470112.2 | 157525163.85 | 158607474.9
Option 6 AT | N >> BAN_SCRK_1_16-0 | NetworkConstraints | 0 | 0 | 0 | 0 | 0 | 0 | 0 | 149434333.1 | 150026698.95 | 151001990.55 | 151030985.1 | 151457413.75 | 152183361 | 153050413.1 | 152971265 | 153613523.85 | 153396062.75 | 154447537.95 | 155141424.55 | 155905209.7 | 156373379.9 | 157502543.3 | 157522683.6 | 158525118.4
Option 6 AT | N >> BAN_SCRK_1_17-0 | NetworkConstraints | 0 | 0 | 0 | 0 | 0 | 0 | 0 | 146358706.55 | 146968853.5 | 147953443.8 | 148003415.4 | 148442570.7 | 149190629.95 | 150063472.8 | 150002081.65 | 150664136.85 | 150440116.25 | 151503105.75 | 152238505.7 | 153025782.6 | 153507711.85 | 154651045.3 | 154691995.4 | 155725043.8
Option 6 AT | N >> BAN_SCRK_1_5A6-0 | NetworkConstraints | 0 | 0 | 0 | 0 | 0 | 0 | 0 | 144931190 | 145496664.4 | 146433655.45 | 146455292.15 | 146862411.2 | 147555213.4 | 148389026.55 | 148307408.8 | 148920188.25 | 148712620.8 | 149722364.55 | 150378382.3 | 151107158.5 | 151554253.2 | 152637975.9 | 152651087.2 | 153607707.5
Option 6 AT | N >> BAN_SCRK_1_8-0 | NetworkConstraints | 0 | 0 | 0 | 0 | 0 | 0 | 0 | 149949907.25 | 150541867.35 | 151518124.2 | 151545461.95 | 151971607.15 | 152697030 | 153565142.8 | 153484411.25 | 154126180.5 | 153908873.15 | 154961270.25 | 155652988.3 | 156416198.9 | 156884082.85 | 158014076.65 | 158032555 | 159034258.9
Option 6 AT | N >> BAN_SCRK_1_BAN_SCRK_2 | NetworkConstraints | 0 | 0 | 0 | 0 | 0 | 0 | 0 | 110350866.65 | 110975411.45 | 111877727.35 | 112034249.85 | 112483856.65 | 113249210.35 | 114037422.65 | 114079921.25 | 114757021.9 | 114527755.65 | 115510396.25 | 116367879.2 | 117173105.05 | 117666739.75 | 118731257.15 | 118878436.85 | 119935275.5
Option 6 AT | N >> KEMPS_CK_2H1_2_KEMPS_CK_3H1_2 | NetworkConstraints | 27717921.92 | 27942891.265 | 27705908.93 | 52659682.125 | 23910267.105 | 23091941.52 | 22345339.31 | 24813872.94 | 24270580.435 | 23809493.65 | 23348552.335 | 22958015.66 | 22289907.38 | 21929940.104 | 21568016.2695 | 20975229.6585 | 21174910.9085 | 20644532.3285 | 19569551.2975 | 18864993.7975 | 18437711.4006 | 17833648.2834 | 17380179.3388 | 16456976.0345
Option 6 AT | N >> MT_PIPER_2TH1_2_39/1 | NetworkConstraints | 0 | 0 | 0 | 0 | 44782722.6 | 44962062.68 | 44878073.79 | 0 | 0 | 0 | 0 | 0 | 0 | 0 | 0 | 0 | 0 | 0 | 0 | 0 | 0 | 0 | 0 | 0
Option 6 AT | N >> MT_PIPER_2TH1_2_BAN_SCRK_1 | NetworkConstraints | 0 | 0 | 0 | 0 | 0 | 0 | 0 | 36358544.02 | 36252361.675 | 36248443.635 | 36072078.315 | 35995804.52 | 35865023.39 | 35881029.945 | 35724008.96 | 35607828.03 | 35646876.045 | 35629477.36 | 35332708.68 | 35194650.795 | 35111332.655 | 35079295.55 | 34904352.66 | 34723570.34
Option 6 AT | N >> MT_PIPER_2TH1_2_MT_PIPER_1TH1_2 | NetworkConstraints | 25134140.79 | 25888539.145 | 25961840.39 | 24848101.995 | 24140400.915 | 24183319.365 | 24092039.13 | 19305334.8 | 19178287.285 | 19107394.7 | 18962634.315 | 18871336.41 | 18714998.61 | 18667831.45 | 18546226.22 | 18407445.815 | 18454152.305 | 18367093.585 | 18078534.14 | 17913597.44 | 17813775.63 | 17709355.085 | 17566334.33 | 17350265.04
Option 6 AT | N >> SCRK_1TH1_2_SCRK_2TH1_2_R | NetworkConstraints | 0 | 0 | 0 | 0 | 101031555.45 | 103559623.45 | 105024562.15 | 122755798.6 | 124467823.25 | 126468946.25 | 127371811.35 | 128603448.65 | 130704998.65 | 132390481.5 | 132981136.6 | 134843028.4 | 134214198.4 | 136434767.2 | 139265371.8 | 141478911.6 | 142828897.3 | 145277369.65 | 146155862.75 | 149058626.25
Option 6 AT | NNSW H2 Domestic Consumption Purchaser | Subregion flexible electricity load for Domestic H2 | 0 | 0 | 0 | 0 | 21.6393 | 74.56 | 169.8534 | 316.5593 | 516.0579 | 645.9686 | 776.1379 | 912.7607 | 1048.5929 | 1178.372 | 1285.6981 | 1380.5864 | 1475.3821 | 1558.518 | 1626.6301 | 1701.8386 | 1774.1607 | 1848.4446 | 1912.6829 | 1979.5514
Option 6 AT | NQ H2 Domestic Consumption Purchaser | Subregion flexible electricity load for Domestic H2 | 0 | 0 | 0 | 0 | 7.4564 | 25.1497 | 58.4776 | 112.2114 | 190.0607 | 245.7186 | 299.1923 | 350.4521 | 396.4421 | 436.3537 | 463.1799 | 486.7014 | 511.2607 | 531.5406 | 549.4491 | 580.715 | 618.675 | 670.4386 | 736.0663 | 815.3579
Option 6 AT | NSA H2 Domestic Consumption Purchaser | Subregion flexible electricity load for Domestic H2 | 0 | 0 | 0 | 0 | 44.9471 | 90.3243 | 128.6089 | 170.4029 | 219.5214 | 233.7189 | 252.2383 | 291.1136 | 329.5429 | 366.97 | 397.2459 | 423.9214 | 450.6707 | 473.7383 | 490.6066 | 510.9479 | 530.5014 | 550.2589 | 568.1163 | 590.4136
Option 6 AT | NSA H2 Green Commodities Consumption Purchaser | Subregion flexible electricity load for Green Commodities H2 | 0 | 0 | 0 | 0 | 2676.7909 | 2640.4776 | 2604.6556 | 2569.2974 | 4332.1964 | 4273.4207 | 4215.4507 | 4158.2627 | 4101.8524 | 4046.2109 | 3991.3093 | 3937.1654 | 4645.3783 | 5291.2879 | 6011.6174 | 6806.8696 | 7684.8073 | 8639.695 | 9565.6744 | 10363.5836
Option 6 AT | NSW EIR Gen | Policies NSW | -11402.6522 | 5234.8832 | 13242.1116 | 27334.1116 | 40027.1116 | 42714.1116 | 51994.1116 | 53815.1116 | 65728.1116 | 67385.1116 | 72211.1116 | -15956.8884 | -15956.8884 | -15956.8884 | -15956.8884 | -15956.8884 | -15956.8884 | -15956.8884 | -15956.8884 | -15268.8816 | -14569.2384 | -14490.3768 | -13419.373 | -13419.373
Option 6 AT | NSW EIR Storage MW | Policies NSW | -325 | -599.84 | 199.16 | 590.16 | -1409.84 | -1409.84 | -1409.84 | -1409.84 | -1409.84 | -1409.84 | -1409.84 | -1409.84 | -1409.84 | -1409.84 | -1409.84 | -1409.84 | -1409.84 | -1409.84 | -1409.84 | -1409.84 | -1084.84 | -810 | -810 | -810
Option 6 AT | NSW EIR Storage MWh | Policies NSW | -2600 | -4798.72 | 5113.28 | -948.72 | 5648.28 | 12246.28 | 18843.28 | 25441.28 | 25441.28 | 25441.28 | 25441.28 | -16948.72 | -16948.72 | -16948.72 | -16948.72 | -16948.72 | -16948.72 | -16948.72 | -16948.72 | -16948.72 | -14348.72 | -12150 | -12150 | -12150
Option 6 AT | PEC and Heywood Export | Special Constraints | 6570000 | 9412800 | 11388000 | 11388000 | 11388000 | 11419200 | 11388000 | 11388000 | 11388000 | 11419200 | 11388000 | 11388000 | 11388000 | 11419200 | 11388000 | 11388000 | 11388000 | 11419200 | 11388000 | 11388000 | 11388000 | 11419200 | 11388000 | 11388000
Option 6 AT | PEC and Heywood Import | Special Constraints | 6132000 | 10000800 | 12702000 | 12702000 | 12702000 | 12736800 | 12702000 | 12702000 | 12702000 | 12736800 | 12702000 | 12702000 | 12702000 | 12736800 | 12702000 | 12702000 | 12702000 | 12736800 | 12702000 | 12702000 | 12702000 | 12736800 | 12702000 | 12702000
Option 6 AT | Poatina Min Gen | Hydro min release | 0 | 0 | 0 | 0 | 0 | 0 | 0 | 0 | 0 | 0 | 0 | 0 | 0 | 0 | 0 | 0 | 0 | 0 | 0 | 0 | 0 | 0 | 0 | 0
Option 6 AT | Powering Australia Plan | Policies NEM | 0 | 0 | 0 | 0 | 0 | 0 | 0 | 0 | 0 | 0 | 0 | 0 | 0 | 0 | 0 | 0 | 0 | 0 | 0 | 0 | 0 | 0 | 0 | 0
Option 6 AT | REZ Access Scheme N3 | Policies NSW | 0 | 7700 | 7700 | 7700 | 7700 | 7700 | 7700 | 7700 | 7700 | 7700 | 7700 | 7700 | 7700 | 7700 | 7700 | 7700 | 7700 | 7700 | 7700 | 7700 | 7700 | 7700 | 7700 | 7700
Option 6 AT | REZ Access Scheme N5 | Policies NSW | 0 | 3980 | 3980 | 3980 | 3980 | 3980 | 3980 | 3980 | 3980 | 3980 | 3980 | 3980 | 3980 | 3980 | 40000 | 40000 | 40000 | 40000 | 40000 | 40000 | 40000 | 40000 | 40000 | 40000
Option 6 AT | REZ Landholder_NSW | Landholder Payments | 0 | 0 | -82 | -82 | -82 | -82 | -197.2 | -197.2 | -197.2 | -197.2 | -197.2 | -197.2 | -197.2 | -197.2 | -197.2 | -197.2 | -197.2 | -197.2 | -197.2 | -197.2 | -197.2 | -197.2 | -197.2 | -197.2
Option 6 AT | REZ Landholder_QLD | Landholder Payments | 0 | 0 | 0 | 0 | 0 | 0 | 0 | 0 | 0 | 0 | 0 | 0 | 0 | 0 | 0 | 0 | 0 | 0 | 0 | 0 | 0 | 0 | 0 | 0
Option 6 AT | REZ Landholder_VIC | Landholder Payments | 0 | 0 | 0 | 0 | 0 | -56 | -56 | -216 | -216 | -216 | -216 | -216 | -284.4 | -284.4 | -284.4 | -284.4 | -284.4 | -284.4 | -284.4 | -284.4 | -284.4 | -284.4 | -284.4 | -284.4
Option 6 AT | ResourceLimit_DN1_Solar | Resource Limits for DREZ | 1320 | 1320 | 1320 | 1320 | 1320 | 1320 | 1320 | 1320 | 1320 | 1320 | 1320 | 1320 | 1320 | 1320 | 1320 | 1320 | 1320 | 1320 | 1320 | 1320 | 1320 | 1320 | 1320 | 1320
Option 6 AT | ResourceLimit_DN3_Solar | Resource Limits for DREZ | 775 | 775 | 775 | 775 | 775 | 775 | 775 | 775 | 775 | 775 | 775 | 775 | 775 | 775 | 775 | 775 | 775 | 775 | 775 | 775 | 775 | 775 | 775 | 775
Option 6 AT | ResourceLimit_N12_Wind Medium | Resource Limits for REZ | 0 | 0 | 0 | 0 | 0 | 0 | 0 | 0 | 0 | 0 | 0 | 0 | 0 | 0 | 0 | 0 | 0 | 0 | 0 | 0 | 0 | 0 | 0 | 0
Option 6 AT | ResourceLimit_N2_Solar | Resource Limits for REZ | 2985 | 2784.36 | 2464.36 | 2464.36 | 2464.36 | 2464.36 | 2464.36 | 2464.36 | 2464.36 | 2464.36 | 2464.36 | 2464.36 | 2464.36 | 2464.36 | 2464.36 | 2464.36 | 2464.36 | 2464.36 | 2464.36 | 2464.36 | 2464.36 | 2464.36 | 2464.36 | 2464.36
Option 6 AT | ResourceLimit_N2_Wind Medium | Resource Limits for REZ | 5600 | 5600 | 5600 | 5600 | 5390 | 5390 | 5390 | 5390 | 5390 | 5390 | 5390 | 5390 | 5390 | 5390 | 5390 | 5390 | 5390 | 5390 | 5390 | 5390 | 5390 | 5390 | 5390 | 5390
Option 6 AT | ResourceLimit_N3_Solar | Resource Limits for REZ | 6120.01 | 6120.01 | 6120.01 | 6120.01 | 6120.01 | 6120.01 | 6120.01 | 6120.01 | 6120.01 | 6120.01 | 6120.01 | 6120.01 | 6120.01 | 6120.01 | 6120.01 | 6120.01 | 6120.01 | 6120.01 | 6120.01 | 6120.01 | 6120.01 | 6120.01 | 6120.01 | 6120.01
Option 6 AT | ResourceLimit_N3_Wind Medium | Resource Limits for REZ | 3209.97 | 3209.97 | 2795.97 | 2795.97 | 2795.97 | 2795.97 | 2795.97 | 2795.97 | 2795.97 | 2795.97 | 2795.97 | 2795.97 | 2795.97 | 2795.97 | 2795.97 | 2795.97 | 2795.97 | 2795.97 | 2795.97 | 2795.97 | 2795.97 | 2795.97 | 2795.97 | 2795.97
Option 6 AT | ResourceLimit_N5_Solar | Resource Limits for REZ | 5677 | 5677 | 5677 | 5677 | 5677 | 5677 | 5677 | 5677 | 5677 | 5677 | 5677 | 5677 | 5677 | 5677 | 5677 | 5677 | 5677 | 5677 | 5677 | 5677 | 5677 | 5677 | 5677 | 5677
Option 6 AT | ResourceLimit_N5_Wind Medium | Resource Limits for REZ | 10500 | 10500 | 10500 | 10500 | 10500 | 10500 | 10500 | 10500 | 10500 | 10500 | 10500 | 10500 | 10500 | 10500 | 10500 | 10500 | 10500 | 10500 | 10500 | 10500 | 10500 | 10500 | 10500 | 10500
Option 6 AT | ResourceLimit_N8_Wind Medium | Resource Limits for REZ | 200 | 200 | 200 | 200 | 200 | 200 | 200 | 200 | 200 | 200 | 200 | 200 | 200 | 200 | 200 | 200 | 200 | 200 | 200 | 200 | 200 | 200 | 200 | 200
Option 6 AT | ResourceLimit_N9_Solar | Resource Limits for REZ | 953 | 953 | 953 | 953 | 953 | 953 | 953 | 953 | 953 | 953 | 953 | 953 | 953 | 953 | 953 | 953 | 953 | 953 | 953 | 953 | 953 | 953 | 953 | 953
Option 6 AT | ResourceLimit_N9_Wind Medium | Resource Limits for REZ | 1000 | 1000 | 1000 | 1000 | 1000 | 1000 | 1000 | 1000 | 1000 | 1000 | 1000 | 1000 | 1000 | 1000 | 1000 | 1000 | 1000 | 1000 | 1000 | 1000 | 1000 | 1000 | 1000 | 1000
Option 6 AT | ResourceLimit_Q8a_Solar | Resource Limits for REZ | 2363.85 | 2113.86 | 2113.86 | 2113.86 | 2113.86 | 2113.86 | 2113.86 | 2113.86 | 2113.86 | 2113.86 | 2113.86 | 2113.86 | 2113.86 | 2113.86 | 2113.86 | 2113.86 | 2113.86 | 2113.86 | 2113.86 | 2113.86 | 2275.81 | 2275.81 | 2275.81 | 2275.81
Option 6 AT | ResourceLimit_Q8b_Wind Medium | Resource Limits for REZ | 369.97 | 369.97 | 369.97 | 369.97 | 369.97 | 369.97 | 369.97 | 369.97 | 369.97 | 369.97 | 369.97 | 369.97 | 369.97 | 369.97 | 369.97 | 369.97 | 369.97 | 369.97 | 369.97 | 369.97 | 369.97 | 369.97 | 369.97 | 369.97
Option 6 AT | ResourceLimit_Q8c_Solar | Resource Limits for REZ | 2057.6 | 2057.6 | 2057.6 | 2057.6 | 2057.6 | 2057.6 | 2057.6 | 2057.6 | 2057.6 | 2057.6 | 2057.6 | 2057.6 | 2057.6 | 2057.6 | 2057.6 | 2057.6 | 2057.6 | 2057.6 | 2057.6 | 2057.6 | 2057.6 | 2057.6 | 2057.6 | 2057.6
Option 6 AT | ResourceLimit_Q8c_Wind Medium | Resource Limits for REZ | 1008 | 1008 | 1008 | 1008 | 1008 | 1008 | 1008 | 1008 | 1008 | 1008 | 1008 | 1008 | 1008 | 1008 | 1008 | 1008 | 1008 | 1008 | 1008 | 1008 | 1008 | 1008 | 1008 | 1008
Option 6 AT | ResourceLimit_S3_Solar | Resource Limits for REZ | 1300 | 1300 | 1300 | 1300 | 1300 | 1300 | 1300 | 1300 | 1300 | 1300 | 1300 | 1300 | 1300 | 1300 | 1300 | 1300 | 1300 | 1300 | 1300 | 1300 | 1300 | 1300 | 1300 | 1300
Option 6 AT | ResourceLimit_S5_Solar | Resource Limits for REZ | 4923 | 4923 | 4923 | 4923 | 4923 | 4923 | 4923 | 4923 | 4923 | 4923 | 4923 | 4923 | 4923 | 4923 | 4923 | 4923 | 4923 | 4923 | 4923 | 4923 | 4923 | 5000 | 5000 | 5000
Option 6 AT | ResourceLimit_S6_Wind Medium | Resource Limits for REZ | 0 | 0 | 0 | 0 | 0 | 0 | 0 | 0 | 0 | 0 | 0 | 0 | 0 | 0 | 0 | 0 | 0 | 0 | 0 | 0 | 0 | 0 | 0 | 0
Option 6 AT | ResourceLimit_T1_Solar | Resource Limits for REZ | 300 | 300 | 300 | 300 | 300 | 300 | 300 | 300 | 300 | 300 | 300 | 300 | 300 | 300 | 300 | 300 | 300 | 300 | 300 | 300 | 300 | 300 | 300 | 300
Option 6 AT | ResourceLimit_T3_Solar | Resource Limits for REZ | 150 | 150 | -137 | -137 | -137 | -137 | -137 | -137 | -137 | -137 | -137 | -137 | -137 | -137 | -137 | -137 | -137 | -137 | -137 | -137 | -137 | -137 | -137 | -137
Option 6 AT | ResourceLimit_T3_Wind Medium | Resource Limits for REZ | 2500 | 2500 | 2500 | 2500 | 2500 | 2500 | 2500 | 2500 | 2500 | 2500 | 2500 | 2500 | 2500 | 2500 | 2500 | 2500 | 2500 | 2500 | 2500 | 2500 | 2500 | 2500 | 2500 | 2500
Option 6 AT | ResourceLimit_V1_Solar | Resource Limits for REZ | 3016 | 3016 | 3016 | 3016 | 3016 | 3016 | 3016 | 3016 | 3016 | 3016 | 3016 | 3016 | 3016 | 3016 | 3016 | 3016 | 3016 | 3016 | 3016 | 3016 | 3016 | 3016 | 3016 | 3016
Option 6 AT | ResourceLimit_V1_Wind Medium | Resource Limits for REZ | 1131 | 1131 | 1131 | 1131 | 1131 | 1131 | 1131 | 1131 | 1131 | 1131 | 1131 | 1131 | 1131 | 1131 | 1131 | 1131 | 1131 | 1131 | 1131 | 1131 | 1131 | 1131 | 1131 | 1131
Option 6 AT | ResourceLimit_V2_Wind Medium | Resource Limits for REZ | 956 | 956 | 956 | 956 | 956 | 956 | 956 | 956 | 956 | 956 | 956 | 956 | 956 | 956 | 956 | 956 | 956 | 956 | 956 | 956 | 956 | 956 | 956 | 956
Option 6 AT | ResourceLimit_V4_Solar | Resource Limits for REZ | 0 | 0 | 0 | 0 | 0 | 0 | 0 | 0 | 0 | 0 | 0 | 0 | 0 | 0 | 0 | 0 | 0 | 0 | 0 | 0 | 0 | 0 | 0 | 0
Option 6 AT | ResourceLimit_V4_Wind Medium | Resource Limits for REZ | 1604 | 1604 | 1604 | 1604 | 1604 | 1604 | 1604 | 1604 | 1604 | 1604 | 1604 | 1604 | 1604 | 1604 | 1604 | 1604 | 1604 | 1604 | 1604 | 1604 | 1604 | 1604 | 1604 | 1604
Option 6 AT | ResourceLimit_V5_Wind Medium | Resource Limits for REZ | 1599 | 1599 | 1599 | 1599 | 1599 | 1599 | 1599 | 1599 | 1599 | 1599 | 1599 | 1599 | 1599 | 1599 | 1599 | 1599 | 1599 | 1599 | 1599 | 1599 | 1599 | 1599 | 1599 | 1599
Option 6 AT | ResourceLimit_V7_Wind Medium | Resource Limits for REZ | 408 | 408 | 408 | 408 | 408 | 408 | 408 | 408 | 408 | 408 | 408 | 408 | 408 | 408 | 408 | 408 | 408 | 408 | 408 | 408 | 408 | 408 | 408 | 408
Option 6 AT | SA Firming | Policies SA | -2897.64 | -2581.14 | 318.86 | 318.86 | 564.86 | -1735.14 | -1735.14 | -1735.14 | -1735.14 | -1655.14 | -1619.24 | -1090.24 | -1090.24 | -1090.24 | -886.48 | -886.48 | -886.48 | -886.48 | -548.48 | -420.08 | -266.08 | -266.08 | -266.08 | -266.08
Option 6 AT | SESA H2 Domestic Consumption Purchaser | Subregion flexible electricity load for Domestic H2 | 0 | 0 | 0 | 0 | 55.5843 | 60.2074 | 85.722 | 113.6193 | 146.365 | 155.8126 | 168.1849 | 194.0757 | 219.73 | 244.6206 | 264.8306 | 282.6143 | 300.4471 | 315.808 | 327.0624 | 340.6493 | 353.6329 | 366.8394 | 378.7614 | 393.6264
Option 6 AT | SEV H2 Domestic Consumption Purchaser | Subregion flexible electricity load for Domestic H2 | 0 | 0 | 0 | 0 | 35.405 | 125.3037 | 284.0971 | 524.6614 | 831.4179 | 1003.7103 | 1154.0387 | 1302.4764 | 1437.1614 | 1555.8777 | 1643.6809 | 1718.2636 | 1796.0086 | 1863.5029 | 1915.2637 | 1974.1807 | 2028.2529 | 2083.6797 | 2137.416 | 2214.7157
Option 6 AT | SNSW H2 Domestic Consumption Purchaser | Subregion flexible electricity load for Domestic H2 | 0.41714 | 0.366 | 0.365 | 0.365 | 21.6393 | 74.56 | 169.8534 | 316.5593 | 516.0579 | 645.9686 | 776.1379 | 912.7607 | 1048.5929 | 1178.372 | 1285.6981 | 1380.5864 | 1475.3821 | 1558.518 | 1626.6301 | 1701.8386 | 1774.1607 | 1848.4446 | 1912.6829 | 1979.5514
Option 6 AT | SNW Firming | Policies NSW | 0 | 419 | 0 | 0 | 0 | 0 | 0 | 0 | 0 | 0 | 0 | 0 | 0 | 0 | 0 | 0 | 0 | 0 | 0 | 0 | 0 | 0 | 0 | 0
Option 6 AT | SNW H2 Domestic Consumption Purchaser | Subregion flexible electricity load for Domestic H2 | 2.92 | 2.8757 | 2.8416 | 2.8157 | 151.3707 | 521.946 | 1189.1046 | 2215.7586 | 3612.4571 | 4521.7546 | 5432.9379 | 6389.2207 | 7340.2021 | 8248.5251 | 8999.8603 | 9664.2093 | 10327.5186 | 10909.5743 | 11386.386 | 11912.8179 | 12419.2814 | 12939.164 | 13388.8054 | 13856.7557
Option 6 AT | SNW H2 Green Commodities Consumption Purchaser | Subregion flexible electricity load for Green Commodities H2 | 0 | 0 | 0 | 0 | 0 | 0 | 0 | 959.9247 | 1512.0689 | 1840.9277 | 2203.8317 | 2575.5557 | 2969.0937 | 3390.494 | 8328.3164 | 8215.3474 | 8640.3869 | 8692.7493 | 8753.2411 | 8817.4559 | 8972.352 | 10085.535 | 11118.3309 | 12039.161
Option 6 AT | SQ H2 Domestic Consumption Purchaser | Subregion flexible electricity load for Domestic H2 | 0 | 0 | 0 | 0 | 34.7793 | 117.3823 | 272.8084 | 523.7229 | 886.8979 | 1146.6866 | 1396.2134 | 1635.5129 | 1849.9243 | 2036.3086 | 2161.5056 | 2271.2907 | 2385.9529 | 2480.6097 | 2564.0963 | 2710.0207 | 2887.2021 | 3128.6437 | 3435.0286 | 3805.0729
Option 6 AT | SRET | Policies SA | 0 | 0 | 0 | 0 | 0 | 0 | 0 | 0 | 0 | 0 | 0 | 0 | 0 | 0 | 0 | 0 | 0 | 0 | 0 | 0 | 0 | 0 | 0 | 0
Option 6 AT | Shared Upgrade_CNSW-SNW Option 3 - Stage 2 | Shared REZ Upgrades | 0 | 0 | 0 | 0 | 0 | 0 | 0 | 2000 | 0 | 0 | 0 | 2000 | 0 | 0 | 0 | 0 | 0 | 0 | 0 | 0 | 0 | 0 | 0 | 0
Option 6 AT | Snowy 2.0 - Gen | Special Constraints | 5781600 | 17703360 | 26280000 | 26280000 | 26280000 | 26352000 | 26280000 | 26280000 | 26280000 | 26352000 | 26280000 | 26280000 | 26280000 | 26352000 | 26280000 | 26280000 | 26280000 | 26352000 | 26280000 | 26280000 | 26280000 | 26352000 | 26280000 | 26280000
Option 6 AT | Snowy 2.0 - Pump | Special Constraints | 5781600 | 17703360 | 26280000 | 26280000 | 26280000 | 26352000 | 26280000 | 26280000 | 26280000 | 26352000 | 26280000 | 26280000 | 26280000 | 26352000 | 26280000 | 26280000 | 26280000 | 26352000 | 26280000 | 26280000 | 26280000 | 26352000 | 26280000 | 26280000
Option 6 AT | Sys Strength Requirement - Efficient Level CNSW | System Strength Requiements- Efficient | 0 | 0 | 0 | 0 | 0 | 0 | 0 | 0 | 0 | 0 | 0 | 0 | 0 | 0 | 0 | 0 | 0 | 0 | 0 | 0 | 0 | 0 | 0 | 0
Option 6 AT | Sys Strength Requirement - Efficient Level CQ | System Strength Requiements- Efficient | 0 | 0 | 0 | 0 | 0 | 0 | 0 | 0 | 0 | 0 | 0 | 0 | 0 | 0 | 0 | 0 | 0 | 0 | 0 | 0 | 0 | 0 | 0 | 0
Option 6 AT | Sys Strength Requirement - Efficient Level CSA | System Strength Requiements- Efficient | 0 | 0 | 0 | 0 | 0 | 0 | 0 | 0 | 0 | 0 | 0 | 0 | 0 | 0 | 0 | 0 | 0 | 0 | 0 | 0 | 0 | 0 | 0 | 0
Option 6 AT | Sys Strength Requirement - Efficient Level GG | System Strength Requiements- Efficient | 0 | 0 | 0 | 0 | 0 | 0 | 0 | 0 | 0 | 0 | 0 | 0 | 0 | 0 | 0 | 0 | 0 | 0 | 0 | 0 | 0 | 0 | 0 | 0
Option 6 AT | Sys Strength Requirement - Efficient Level MEL | System Strength Requiements- Efficient | 0 | 0 | 0 | 0 | 0 | 0 | 0 | 0 | 0 | 0 | 0 | 0 | 0 | 0 | 0 | 0 | 0 | 0 | 0 | 0 | 0 | 0 | 0 | 0
Option 6 AT | Sys Strength Requirement - Efficient Level NNSW | System Strength Requiements- Efficient | 0 | 0 | 0 | 0 | 0 | 0 | 0 | 0 | 0 | 0 | 0 | 0 | 0 | 0 | 0 | 0 | 0 | 0 | 0 | 0 | 0 | 0 | 0 | 0
Option 6 AT | Sys Strength Requirement - Efficient Level NQ | System Strength Requiements- Efficient | 0 | 0 | 0 | 0 | 0 | 0 | 0 | 0 | 0 | 0 | 0 | 0 | 0 | 0 | 0 | 0 | 0 | 0 | 0 | 0 | 0 | 0 | 0 | 0
Option 6 AT | Sys Strength Requirement - Efficient Level NSA | System Strength Requiements- Efficient | 0 | 0 | 0 | 0 | 0 | 0 | 0 | 0 | 0 | 0 | 0 | 0 | 0 | 0 | 0 | 0 | 0 | 0 | 0 | 0 | 0 | 0 | 0 | 0
Option 6 AT | Sys Strength Requirement - Efficient Level SESA | System Strength Requiements- Efficient | 0 | 0 | 0 | 0 | 0 | 0 | 0 | 0 | 0 | 0 | 0 | 0 | 0 | 0 | 0 | 0 | 0 | 0 | 0 | 0 | 0 | 0 | 0 | 0
Option 6 AT | Sys Strength Requirement - Efficient Level SEV | System Strength Requiements- Efficient | 0 | 0 | 0 | 0 | 0 | 0 | 0 | 0 | 0 | 0 | 0 | 0 | 0 | 0 | 0 | 0 | 0 | 0 | 0 | 0 | 0 | 0 | 0 | 0
Option 6 AT | Sys Strength Requirement - Efficient Level SNSW | System Strength Requiements- Efficient | 0 | 0 | 0 | 0 | 0 | 0 | 0 | 0 | 0 | 0 | 0 | 0 | 0 | 0 | 0 | 0 | 0 | 0 | 0 | 0 | 0 | 0 | 0 | 0
Option 6 AT | Sys Strength Requirement - Efficient Level SNW | System Strength Requiements- Efficient | 0 | 0 | 0 | 0 | 0 | 0 | 0 | 0 | 0 | 0 | 0 | 0 | 0 | 0 | 0 | 0 | 0 | 0 | 0 | 0 | 0 | 0 | 0 | 0
Option 6 AT | Sys Strength Requirement - Efficient Level SQ | System Strength Requiements- Efficient | 0 | 0 | 0 | 0 | 0 | 0 | 0 | 0 | 0 | 0 | 0 | 0 | 0 | 0 | 0 | 0 | 0 | 0 | 0 | 0 | 0 | 0 | 0 | 0
Option 6 AT | Sys Strength Requirement - Efficient Level TAS | System Strength Requiements- Efficient | 0 | 0 | 0 | 0 | 0 | 0 | 0 | 0 | 0 | 0 | 0 | 0 | 0 | 0 | 0 | 0 | 0 | 0 | 0 | 0 | 0 | 0 | 0 | 0
Option 6 AT | Sys Strength Requirement - Efficient Level WNV | System Strength Requiements- Efficient | 0 | 0 | 0 | 0 | 0 | 0 | 0 | 0 | 0 | 0 | 0 | 0 | 0 | 0 | 0 | 0 | 0 | 0 | 0 | 0 | 0 | 0 | 0 | 0
Option 6 AT | Sys Strength Requirement - Min Fault Level CNSW | System Strength Requiements - Minimum | -3404 | -3404 | -3404 | -689 | 41 | 701 | 701 | 701 | 701 | 701 | 701 | 701 | 701 | 701 | 701 | 701 | 701 | 701 | 701 | 701 | 701 | 701 | 701 | 701
Option 6 AT | Sys Strength Requirement - Min Fault Level CQ | System Strength Requiements - Minimum | -2491 | -2491 | -2491 | -1061 | 513 | 513 | 513 | 513 | 513 | 513 | 513 | 513 | 513 | 513 | 513 | 513 | 513 | 513 | 513 | 513 | 513 | 513 | 513 | 513
Option 6 AT | Sys Strength Requirement - Min Fault Level GG | System Strength Requiements - Minimum | -1393.1 | -1393.1 | -1393.1 | 286.9 | 286.9 | 286.9 | 286.9 | 286.9 | 286.9 | 286.9 | 286.9 | 286.9 | 286.9 | 286.9 | 286.9 | 286.9 | 286.9 | 286.9 | 286.9 | 286.9 | 286.9 | 286.9 | 286.9 | 286.9
Option 6 AT | Sys Strength Requirement - Min Fault Level SEV | System Strength Requiements - Minimum | -3996.9 | -3996.9 | -2546.9 | -1386.9 | -1386.9 | -1386.9 | -1386.9 | 823.1 | 823.1 | 823.1 | 823.1 | 823.1 | 823.1 | 823.1 | 823.1 | 823.1 | 823.1 | 823.1 | 823.1 | 823.1 | 823.1 | 823.1 | 823.1 | 823.1
Option 6 AT | Sys Strength Requirement - Min Fault Level SNW | System Strength Requiements - Minimum | -3482.8 | -3482.8 | -3482.8 | 717.2 | 717.2 | 717.2 | 717.2 | 717.2 | 717.2 | 717.2 | 717.2 | 717.2 | 717.2 | 717.2 | 717.2 | 717.2 | 717.2 | 717.2 | 717.2 | 717.2 | 717.2 | 717.2 | 717.2 | 717.2
Option 6 AT | Sys Strength Requirement - Min Fault Level SQ | System Strength Requiements - Minimum | -2857.6 | -2857.6 | -2857.6 | -263.6 | 162.4 | 588.4 | 588.4 | 588.4 | 588.4 | 588.4 | 588.4 | 588.4 | 588.4 | 588.4 | 588.4 | 588.4 | 588.4 | 588.4 | 588.4 | 588.4 | 588.4 | 588.4 | 588.4 | 588.4
Option 6 AT | TAS H2 Domestic Consumption Purchaser | Subregion flexible electricity load for Domestic H2 | 0 | 0 | 0 | 0 | 150.745 | 306.7626 | 567.2557 | 837.31 | 1024.6593 | 1056.8591 | 1084.3246 | 1114.1364 | 1138.8 | 1141.0134 | 1150.858 | 1160.1786 | 1179.1064 | 1196.1231 | 1205.0077 | 1216.545 | 1223.7929 | 1230.292 | 1229.6713 | 1232.9179
Option 6 AT | TAS H2 Green Commodities Consumption Purchaser | Subregion flexible electricity load for Green Commodities H2 | 0 | 0 | 0 | 0 | 0 | 0 | 0 | 0 | 0 | 0 | 0 | 0 | 0 | 0 | 904.0274 | 1024.4257 | 1172.3687 | 1337.1386 | 1520.3471 | 1723.2841 | 1946.4191 | 2188.1997 | 2423.0451 | 2624.6277
Option 6 AT | TRET | Policies TAS | 0 | 12617 | 14039 | 15461 | 15984 | 16507 | 17032 | 17556 | 18079 | 18603 | 19126 | 19650 | 20174 | 20697 | 0 | 0 | 0 | 0 | 0 | 0 | 0 | 0 | 0 | 0
Option 6 AT | Tarraleah Max Energy Day | Hydro min release | 7300 | 7320 | 7300 | 7300 | 7300 | 7320 | 7300 | 7300 | 7300 | 7320 | 7300 | 7300 | 7300 | 7320 | 7300 | 7300 | 7300 | 7320 | 7300 | 7300 | 7300 | 7320 | 7300 | 7300
Option 6 AT | Tarraleah Min Flow | Hydro min release | 0 | 0 | 0 | 0 | 0 | 0 | 0 | 0 | 0 | 0 | 0 | 0 | 0 | 0 | 0 | 0 | 0 | 0 | 0 | 0 | 0 | 0 | 0 | 0
Option 6 AT | Tarraleah Min Gen | Hydro min release | 151.11 | 151.11 | 151.11 | 151.11 | 151.11 | 151.11 | 151.11 | 151.11 | 151.11 | 151.11 | 151.11 | 151.11 | 151.11 | 151.11 | 151.11 | 151.11 | 151.11 | 151.11 | 151.11 | 151.11 | 151.11 | 151.11 | 151.11 | 151.11
Option 6 AT | VIC Storage | Policies VIC | -2138.658 | -3226.896 | -3076.542 | -2371.058 | -1804.641 | -1264.395 | -920.105 | -485.754 | -44.064 | -6678.454 | -7046.904 | -7372.201 | -7909.286 | -8387.99 | -8874.966 | -9181.383 | -9849.864 | -10413.014 | -10980.874 | -11772.971 | -12047.079 | -11745.92 | -12700.625 | -13656.228
Option 6 AT | VOWT | Policies VIC | 0 | 0 | 0 | 0 | 0 | 2000 | 2667 | 3333 | 4000 | 5000 | 6000 | 7000 | 8000 | 9000 | 0 | 0 | 0 | 0 | 0 | 0 | 0 | 0 | 0 | 0
Option 6 AT | VRET | Policies VIC | 0 | 0 | 0 | 0 | 0 | 0 | 0 | 0 | 0 | 0 | 0 | 0 | 0 | 0 | 0 | 0 | 0 | 0 | 0 | 0 | 0 | 0 | 0 | 0
Option 6 AT | WNV H2 Domestic Consumption Purchaser | Subregion flexible electricity load for Domestic H2 | 70.7579 | 69.8803 | 68.7497 | 67.89 | 318.4364 | 1127.8374 | 2556.9527 | 4721.8486 | 7482.7607 | 9033.4443 | 10386.3493 | 11722.2879 | 12934.4529 | 14002.8986 | 14792.9709 | 15464.5286 | 16163.8686 | 16771.5003 | 17237.2963 | 17767.6786 | 18254.1714 | 18752.9606 | 19236.822 | 19932.3371
Option 6 AT | WNV H2 Green Commodities Consumption Purchaser | Subregion flexible electricity load for Green Commodities H2 | 0 | 0 | 0 | 0 | 0 | 0 | 0 | 0 | 0 | 0 | 848.0139 | 991.6893 | 1141.4539 | 1305.8807 | 1486.3113 | 1684.2663 | 1927.4801 | 2198.4096 | 2499.6274 | 2833.2819 | 3200.1269 | 3597.6463 | 3983.7671 | 4315.1771
Option 6 AT | Wayatinah Min Gen | Hydro min release | 24.09 | 24.09 | 24.09 | 24.09 | 24.09 | 24.09 | 24.09 | 24.09 | 24.09 | 24.09 | 24.09 | 24.09 | 24.09 | 24.09 | 24.09 | 24.09 | 24.09 | 24.09 | 24.09 | 24.09 | 24.09 | 24.09 | 24.09 | 24.09

## Unserved Energy (hidden)
Model | Region | Node | 2026-27 | 2027-28 | 2028-29 | 2029-30 | 2030-31 | 2031-32 | 2032-33 | 2033-34 | 2034-35 | 2035-36 | 2036-37 | 2037-38 | 2038-39 | 2039-40 | 2040-41 | 2041-42 | 2042-43 | 2043-44 | 2044-45 | 2045-46 | 2046-47 | 2047-48 | 2048-49 | 2049-50
BaseCase SC | NEM |  | 1.1579e-07 | 1.1687e-07 | 1.6306e-07 | 1.6256e-07 | 1.6435e-07 | 1.6489e-07 | 5.565e-08 | 5.524e-08 | 0.042106 | 5.88e-08 | 0.025594 | 6.322e-08 | 18.4487 | 2.618e-08 | 3.176e-08 | 3.905e-08 | 4.526e-08 | 5.851e-08 | 4.05e-09 | 4.2e-09 | 4.33e-09 | 4.26e-09 | 4.62e-09 | 5.59e-09
BaseCase SC | NEM |  | 5.7895e-08 | 5.8435e-08 | 8.153e-08 | 8.128e-08 | 8.2175e-08 | 8.2445e-08 | 2.7825e-08 | 2.762e-08 | 0.021053 | 2.94e-08 | 0.012797 | 3.161e-08 | 9.2244 | 1.309e-08 | 1.588e-08 | 1.9525e-08 | 2.263e-08 | 2.9255e-08 | 2.025e-09 | 2.1e-09 | 2.165e-09 | 2.13e-09 | 2.31e-09 | 2.795e-09
BaseCase SC | NEM |  | 5.7895e-08 | 5.8435e-08 | 8.153e-08 | 8.128e-08 | 8.2175e-08 | 8.2445e-08 | 2.7825e-08 | 2.762e-08 | 0.021053 | 2.94e-08 | 0.012797 | 3.161e-08 | 9.2244 | 1.309e-08 | 1.588e-08 | 1.9525e-08 | 2.263e-08 | 2.9255e-08 | 2.025e-09 | 2.1e-09 | 2.165e-09 | 2.13e-09 | 2.31e-09 | 2.795e-09
BaseCase SC | NSW |  | 1.633e-08 | 1.8465e-08 | 2.2165e-08 | 2.2005e-08 | 2.195e-08 | 2.2055e-08 | 8.74e-09 | 8.495e-09 | 8.855e-09 | 8.815e-09 | 8.78e-09 | 8.86e-09 | 9.2244 | 3.445e-09 | 4.855e-09 | 6.125e-09 | 7.97e-09 | 9.125e-09 | 2.01e-09 | 2.1e-09 | 2.16e-09 | 2.13e-09 | 2.255e-09 | 2.575e-09
BaseCase SC | NSW | CNSW | 3.65e-09 | 3.66e-09 | 5.475e-09 | 5.475e-09 | 5.475e-09 | 5.49e-09 | 1.815e-09 | 1.825e-09 | 1.825e-09 | 1.83e-09 | 1.82e-09 | 1.81e-09 | 8.05e-10 | 1.02e-09 | 1.515e-09 | 1.56e-09 | 1.815e-09 | 1.83e-09 | 0 | 0 | 0 | 0 | 0 | 0
BaseCase SC | NSW | NNSW | 3.65e-09 | 3.66e-09 | 5.475e-09 | 5.475e-09 | 5.475e-09 | 5.49e-09 | 1.81e-09 | 1.82e-09 | 1.825e-09 | 1.77e-09 | 1.48e-09 | 1.01e-09 | 7.5e-11 | 4.75e-10 | 1.08e-09 | 1.61e-09 | 1.825e-09 | 1.83e-09 | 0 | 0 | 0 | 0 | 0 | 0
BaseCase SC | NSW | SNSW | 3.65e-09 | 3.66e-09 | 5.475e-09 | 5.475e-09 | 5.475e-09 | 5.49e-09 | 1.38e-09 | 1.155e-09 | 1.435e-09 | 1.165e-09 | 8.55e-10 | 3.3e-10 | 5.5e-11 | 0 | 0 | 5e-11 | 8.7e-10 | 1.83e-09 | 0 | 0 | 0 | 0 | 0 | 0
BaseCase SC | NSW | SNW | 5.38e-09 | 7.485e-09 | 5.74e-09 | 5.58e-09 | 5.525e-09 | 5.585e-09 | 3.735e-09 | 3.695e-09 | 3.77e-09 | 4.05e-09 | 4.625e-09 | 5.71e-09 | 9.2244 | 1.95e-09 | 2.26e-09 | 2.905e-09 | 3.46e-09 | 3.635e-09 | 2.01e-09 | 2.1e-09 | 2.16e-09 | 2.13e-09 | 2.255e-09 | 2.575e-09
BaseCase SC | QLD |  | 1.46e-08 | 1.464e-08 | 2.19e-08 | 2.19e-08 | 2.19e-08 | 2.196e-08 | 9.325e-09 | 9.455e-09 | 1.0065e-08 | 1.0495e-08 | 1.075e-08 | 1.1145e-08 | 6.015e-09 | 6.075e-09 | 6.63e-09 | 7.3e-09 | 7.305e-09 | 7.32e-09 | 1.5e-11 | 0 | 0 | 0 | 0 | 0
BaseCase SC | QLD | CQ | 3.65e-09 | 3.66e-09 | 5.475e-09 | 5.475e-09 | 5.475e-09 | 5.49e-09 | 1.825e-09 | 1.825e-09 | 1.825e-09 | 1.83e-09 | 1.825e-09 | 1.825e-09 | 5.4e-10 | 5.85e-10 | 1.155e-09 | 1.825e-09 | 1.825e-09 | 1.83e-09 | 0 | 0 | 0 | 0 | 0 | 0
BaseCase SC | QLD | GG | 3.65e-09 | 3.66e-09 | 5.475e-09 | 5.475e-09 | 5.475e-09 | 5.49e-09 | 2.27e-09 | 2.31e-09 | 2.895e-09 | 3.38e-09 | 3.55e-09 | 3.6e-09 | 1.825e-09 | 1.83e-09 | 1.825e-09 | 1.825e-09 | 1.83e-09 | 1.83e-09 | 1e-11 | 0 | 0 | 0 | 0 | 0
BaseCase SC | QLD | NQ | 3.65e-09 | 3.66e-09 | 5.475e-09 | 5.475e-09 | 5.475e-09 | 5.49e-09 | 3.4e-09 | 3.495e-09 | 3.52e-09 | 3.455e-09 | 3.55e-09 | 3.565e-09 | 1.825e-09 | 1.83e-09 | 1.825e-09 | 1.825e-09 | 1.825e-09 | 1.83e-09 | 0 | 0 | 0 | 0 | 0 | 0
BaseCase SC | QLD | SQ | 3.65e-09 | 3.66e-09 | 5.475e-09 | 5.475e-09 | 5.475e-09 | 5.49e-09 | 1.83e-09 | 1.825e-09 | 1.825e-09 | 1.83e-09 | 1.825e-09 | 2.155e-09 | 1.825e-09 | 1.83e-09 | 1.825e-09 | 1.825e-09 | 1.825e-09 | 1.83e-09 | 5e-12 | 0 | 0 | 0 | 0 | 0
BaseCase SC | SA |  | 1.2355e-08 | 1.068e-08 | 1.5565e-08 | 1.5475e-08 | 1.6425e-08 | 1.647e-08 | 4.235e-09 | 4.135e-09 | 0.021053 | 4.455e-09 | 0.012797 | 4.45e-09 | 3.55e-10 | 1.485e-09 | 1.93e-09 | 2.97e-09 | 3.77e-09 | 5.49e-09 | 0 | 0 | 0 | 0 | 0 | 0
BaseCase SC | SA | CSA | 4.265e-09 | 3.66e-09 | 5.475e-09 | 5.475e-09 | 5.475e-09 | 5.49e-09 | 1.825e-09 | 1.825e-09 | 1.825e-09 | 1.83e-09 | 1.825e-09 | 1.825e-09 | 3.55e-10 | 1.435e-09 | 1.435e-09 | 1.8e-09 | 1.825e-09 | 1.83e-09 | 0 | 0 | 0 | 0 | 0 | 0
BaseCase SC | SA | NSA | 4.96e-09 | 3.66e-09 | 5.475e-09 | 5.475e-09 | 5.475e-09 | 5.49e-09 | 1.825e-09 | 1.825e-09 | 0.021053 | 1.83e-09 | 0.012797 | 1.825e-09 | 0 | 5e-11 | 4.95e-10 | 1.17e-09 | 1.765e-09 | 1.83e-09 | 0 | 0 | 0 | 0 | 0 | 0
BaseCase SC | SA | SESA | 3.13e-09 | 3.36e-09 | 4.615e-09 | 4.525e-09 | 5.475e-09 | 5.49e-09 | 5.85e-10 | 4.85e-10 | 1.1e-10 | 7.95e-10 | 1.25e-09 | 8e-10 | 0 | 0 | 0 | 0 | 1.8e-10 | 1.83e-09 | 0 | 0 | 0 | 0 | 0 | 0
BaseCase SC | TAS |  | 3.65e-09 | 3.66e-09 | 5.475e-09 | 5.475e-09 | 5.475e-09 | 5.49e-09 | 1.825e-09 | 1.825e-09 | 1.8e-09 | 1.83e-09 | 1.825e-09 | 1.825e-09 | 0 | 0 | 0 | 0 | 2.5e-11 | 1.83e-09 | 0 | 0 | 0 | 0 | 0 | 0
BaseCase SC | TAS | TAS | 3.65e-09 | 3.66e-09 | 5.475e-09 | 5.475e-09 | 5.475e-09 | 5.49e-09 | 1.825e-09 | 1.825e-09 | 1.8e-09 | 1.83e-09 | 1.825e-09 | 1.825e-09 | 0 | 0 | 0 | 0 | 2.5e-11 | 1.83e-09 | 0 | 0 | 0 | 0 | 0 | 0
BaseCase SC | VIC |  | 1.096e-08 | 1.099e-08 | 1.6425e-08 | 1.6425e-08 | 1.6425e-08 | 1.647e-08 | 3.7e-09 | 3.71e-09 | 3.825e-09 | 3.805e-09 | 4.03e-09 | 5.33e-09 | 1.855e-09 | 2.085e-09 | 2.465e-09 | 3.13e-09 | 3.56e-09 | 5.49e-09 | 0 | 0 | 5e-12 | 0 | 5.5e-11 | 2.2e-10
BaseCase SC | VIC | MEL | 3.66e-09 | 3.67e-09 | 5.475e-09 | 5.475e-09 | 5.475e-09 | 5.49e-09 | 1.875e-09 | 1.885e-09 | 2e-09 | 1.975e-09 | 2.205e-09 | 3.505e-09 | 1.825e-09 | 1.83e-09 | 1.825e-09 | 1.825e-09 | 1.825e-09 | 1.83e-09 | 0 | 0 | 5e-12 | 0 | 5.5e-11 | 2.2e-10
BaseCase SC | VIC | SEV | 3.65e-09 | 3.66e-09 | 5.475e-09 | 5.475e-09 | 5.475e-09 | 5.49e-09 | 0 | 0 | 0 | 0 | 0 | 0 | 0 | 0 | 0 | 0 | 0 | 1.83e-09 | 0 | 0 | 0 | 0 | 0 | 0
BaseCase SC | VIC | WNV | 3.65e-09 | 3.66e-09 | 5.475e-09 | 5.475e-09 | 5.475e-09 | 5.49e-09 | 1.825e-09 | 1.825e-09 | 1.825e-09 | 1.83e-09 | 1.825e-09 | 1.825e-09 | 3e-11 | 2.55e-10 | 6.4e-10 | 1.305e-09 | 1.735e-09 | 1.83e-09 | 0 | 0 | 0 | 0 | 0 | 0
Option 2 SC | NEM |  | 5.445e-08 | 5.436e-08 | 5.435e-08 | 5.456e-08 | 5.475e-08 | 5.49e-08 | 1.0136e-07 | 1.0193e-07 | 0.042107 | 1.1018e-07 | 0.042727 | 1.4708e-07 | 1.3282e-06 | 1.3831e-06 | 1.4376e-06 | 1.5004e-06 | 1.6042e-06 | 1.7154e-06 | 2e-11 | 0 | 0 | 0 | 3e-11 | 7e-11
Option 2 SC | NEM |  | 2.7225e-08 | 2.718e-08 | 2.7175e-08 | 2.728e-08 | 2.7375e-08 | 2.745e-08 | 5.068e-08 | 5.0965e-08 | 0.021053 | 5.509e-08 | 0.021364 | 7.354e-08 | 6.6412e-07 | 6.9153e-07 | 7.188e-07 | 7.5022e-07 | 8.021e-07 | 8.5771e-07 | 1e-11 | 0 | 0 | 0 | 1.5e-11 | 3.5e-11
Option 2 SC | NEM |  | 2.7225e-08 | 2.718e-08 | 2.7175e-08 | 2.728e-08 | 2.7375e-08 | 2.745e-08 | 5.068e-08 | 5.0965e-08 | 0.021053 | 5.509e-08 | 0.021364 | 7.354e-08 | 6.6412e-07 | 6.9153e-07 | 7.188e-07 | 7.5022e-07 | 8.021e-07 | 8.5771e-07 | 1e-11 | 0 | 0 | 0 | 1.5e-11 | 3.5e-11
Option 2 SC | NSW |  | 7.3e-09 | 7.32e-09 | 7.3e-09 | 7.3e-09 | 7.3e-09 | 7.32e-09 | 1.85e-08 | 1.855e-08 | 1.962e-08 | 2.0205e-08 | 2.3005e-08 | 2.4295e-08 | 1.9032e-07 | 1.9507e-07 | 2.0486e-07 | 2.1655e-07 | 2.3611e-07 | 2.6255e-07 | 5e-12 | 0 | 0 | 0 | 1.5e-11 | 3.5e-11
Option 2 SC | NSW | CNSW | 1.825e-09 | 1.83e-09 | 1.825e-09 | 1.825e-09 | 1.825e-09 | 1.83e-09 | 2.555e-09 | 3.15e-09 | 3.59e-09 | 3.6e-09 | 3.65e-09 | 3.65e-09 | 4.158e-08 | 4.272e-08 | 4.524e-08 | 4.721e-08 | 5.2155e-08 | 5.748e-08 | 0 | 0 | 0 | 0 | 0 | 0
Option 2 SC | NSW | NNSW | 1.825e-09 | 1.83e-09 | 1.825e-09 | 1.825e-09 | 1.825e-09 | 1.83e-09 | 1.825e-09 | 1.835e-09 | 1.935e-09 | 2.13e-09 | 3.65e-09 | 3.65e-09 | 3.706e-08 | 3.831e-08 | 4.0005e-08 | 4.1765e-08 | 4.441e-08 | 4.7085e-08 | 0 | 0 | 0 | 0 | 0 | 0
Option 2 SC | NSW | SNSW | 1.825e-09 | 1.83e-09 | 1.825e-09 | 1.825e-09 | 1.825e-09 | 1.83e-09 | 1.825e-09 | 1.825e-09 | 1.83e-09 | 1.875e-09 | 3.65e-09 | 3.65e-09 | 3.2475e-08 | 3.381e-08 | 3.5515e-08 | 3.719e-08 | 3.9975e-08 | 4.397e-08 | 0 | 0 | 0 | 0 | 0 | 0
Option 2 SC | NSW | SNW | 1.825e-09 | 1.83e-09 | 1.825e-09 | 1.825e-09 | 1.825e-09 | 1.83e-09 | 1.2295e-08 | 1.174e-08 | 1.2265e-08 | 1.26e-08 | 1.2055e-08 | 1.3345e-08 | 7.9205e-08 | 8.023e-08 | 8.4105e-08 | 9.039e-08 | 9.957e-08 | 1.1402e-07 | 5e-12 | 0 | 0 | 0 | 1.5e-11 | 3.5e-11
Option 2 SC | QLD |  | 7.3e-09 | 7.32e-09 | 7.3e-09 | 7.3e-09 | 7.3e-09 | 7.32e-09 | 1.741e-08 | 1.6885e-08 | 1.72e-08 | 1.7955e-08 | 1.881e-08 | 2.0345e-08 | 2.2318e-07 | 2.3345e-07 | 2.4245e-07 | 2.5252e-07 | 2.678e-07 | 2.8375e-07 | 5e-12 | 0 | 0 | 0 | 0 | 0
Option 2 SC | QLD | CQ | 1.825e-09 | 1.83e-09 | 1.825e-09 | 1.825e-09 | 1.825e-09 | 1.83e-09 | 2.91e-09 | 2.43e-09 | 2.725e-09 | 3.51e-09 | 3.65e-09 | 3.65e-09 | 4.7165e-08 | 4.862e-08 | 5.0395e-08 | 5.252e-08 | 5.5195e-08 | 5.772e-08 | 0 | 0 | 0 | 0 | 0 | 0
Option 2 SC | QLD | GG | 1.825e-09 | 1.83e-09 | 1.825e-09 | 1.825e-09 | 1.825e-09 | 1.83e-09 | 5.45e-09 | 5.42e-09 | 5.47e-09 | 5.495e-09 | 5.985e-09 | 5.63e-09 | 6.7155e-08 | 7.0455e-08 | 7.4065e-08 | 7.8215e-08 | 8.337e-08 | 8.9395e-08 | 5e-12 | 0 | 0 | 0 | 0 | 0
Option 2 SC | QLD | NQ | 1.825e-09 | 1.83e-09 | 1.825e-09 | 1.825e-09 | 1.825e-09 | 1.83e-09 | 5.27e-09 | 5.385e-09 | 5.575e-09 | 5.255e-09 | 5.425e-09 | 5.27e-09 | 5.796e-08 | 6.184e-08 | 6.339e-08 | 6.4435e-08 | 6.756e-08 | 7.1525e-08 | 0 | 0 | 0 | 0 | 0 | 0
Option 2 SC | QLD | SQ | 1.825e-09 | 1.83e-09 | 1.825e-09 | 1.825e-09 | 1.825e-09 | 1.83e-09 | 3.78e-09 | 3.65e-09 | 3.43e-09 | 3.695e-09 | 3.75e-09 | 5.795e-09 | 5.0905e-08 | 5.254e-08 | 5.46e-08 | 5.7355e-08 | 6.1675e-08 | 6.511e-08 | 0 | 0 | 0 | 0 | 0 | 0
Option 2 SC | SA |  | 5.325e-09 | 5.22e-09 | 5.275e-09 | 5.38e-09 | 5.475e-09 | 5.49e-09 | 5.51e-09 | 6.51e-09 | 0.021053 | 7.335e-09 | 0.021364 | 1.095e-08 | 1.0938e-07 | 1.1446e-07 | 1.1787e-07 | 1.2138e-07 | 1.2775e-07 | 1.3248e-07 | 0 | 0 | 0 | 0 | 0 | 0
Option 2 SC | SA | CSA | 1.83e-09 | 1.83e-09 | 1.825e-09 | 1.825e-09 | 1.825e-09 | 1.83e-09 | 1.86e-09 | 2.86e-09 | 1.86e-09 | 3.655e-09 | 3.65e-09 | 3.65e-09 | 4.1855e-08 | 4.483e-08 | 4.589e-08 | 4.6795e-08 | 5.0295e-08 | 5.094e-08 | 0 | 0 | 0 | 0 | 0 | 0
Option 2 SC | SA | NSA | 1.915e-09 | 1.83e-09 | 1.825e-09 | 1.825e-09 | 1.825e-09 | 1.83e-09 | 1.825e-09 | 1.825e-09 | 0.021053 | 1.85e-09 | 0.021364 | 3.65e-09 | 3.9925e-08 | 4.16e-08 | 4.321e-08 | 4.4985e-08 | 4.678e-08 | 4.911e-08 | 0 | 0 | 0 | 0 | 0 | 0
Option 2 SC | SA | SESA | 1.58e-09 | 1.56e-09 | 1.625e-09 | 1.73e-09 | 1.825e-09 | 1.83e-09 | 1.825e-09 | 1.825e-09 | 1.825e-09 | 1.83e-09 | 3.65e-09 | 3.65e-09 | 2.76e-08 | 2.803e-08 | 2.877e-08 | 2.96e-08 | 3.0675e-08 | 3.2425e-08 | 0 | 0 | 0 | 0 | 0 | 0
Option 2 SC | TAS |  | 1.825e-09 | 1.83e-09 | 1.825e-09 | 1.825e-09 | 1.825e-09 | 1.83e-09 | 1.825e-09 | 1.825e-09 | 1.825e-09 | 1.83e-09 | 3.65e-09 | 3.65e-09 | 2.967e-08 | 3.1285e-08 | 3.1735e-08 | 3.211e-08 | 3.4365e-08 | 3.59e-08 | 0 | 0 | 0 | 0 | 0 | 0
Option 2 SC | TAS | TAS | 1.825e-09 | 1.83e-09 | 1.825e-09 | 1.825e-09 | 1.825e-09 | 1.83e-09 | 1.825e-09 | 1.825e-09 | 1.825e-09 | 1.83e-09 | 3.65e-09 | 3.65e-09 | 2.967e-08 | 3.1285e-08 | 3.1735e-08 | 3.211e-08 | 3.4365e-08 | 3.59e-08 | 0 | 0 | 0 | 0 | 0 | 0
Option 2 SC | VIC |  | 5.475e-09 | 5.49e-09 | 5.475e-09 | 5.475e-09 | 5.475e-09 | 5.49e-09 | 7.435e-09 | 7.195e-09 | 7.325e-09 | 7.765e-09 | 1.1795e-08 | 1.43e-08 | 1.1156e-07 | 1.1726e-07 | 1.2189e-07 | 1.2765e-07 | 1.3608e-07 | 1.4304e-07 | 0 | 0 | 0 | 0 | 0 | 0
Option 2 SC | VIC | MEL | 1.825e-09 | 1.83e-09 | 1.825e-09 | 1.825e-09 | 1.825e-09 | 1.83e-09 | 3.785e-09 | 3.545e-09 | 3.675e-09 | 3.845e-09 | 4.495e-09 | 7e-09 | 5.3695e-08 | 5.6775e-08 | 5.913e-08 | 6.2745e-08 | 6.833e-08 | 7.2465e-08 | 0 | 0 | 0 | 0 | 0 | 0
Option 2 SC | VIC | SEV | 1.825e-09 | 1.83e-09 | 1.825e-09 | 1.825e-09 | 1.825e-09 | 1.83e-09 | 1.825e-09 | 1.825e-09 | 1.825e-09 | 1.83e-09 | 3.65e-09 | 3.65e-09 | 1.6555e-08 | 1.7315e-08 | 1.8045e-08 | 1.8335e-08 | 1.8995e-08 | 1.982e-08 | 0 | 0 | 0 | 0 | 0 | 0
Option 2 SC | VIC | WNV | 1.825e-09 | 1.83e-09 | 1.825e-09 | 1.825e-09 | 1.825e-09 | 1.83e-09 | 1.825e-09 | 1.825e-09 | 1.825e-09 | 2.09e-09 | 3.65e-09 | 3.65e-09 | 4.1315e-08 | 4.317e-08 | 4.471e-08 | 4.6565e-08 | 4.8755e-08 | 5.075e-08 | 0 | 0 | 0 | 0 | 0 | 0
Option 2D SC | NEM |  | 3.8e-09 | 4.39e-09 | 3.74e-09 | 3.78e-09 | 3.65e-09 | 3.72e-09 | 6.978e-08 | 6.731e-08 | 0.042107 | 6.878e-08 | 0.029215 | 8.177e-08 | 3.4367e-07 | 3.5773e-07 | 3.6994e-07 | 3.8378e-07 | 4.1085e-07 | 4.4111e-07 | 4.21e-09 | 4.56e-09 | 4.7e-09 | 4.78e-09 | 5.28e-09 | 6.61e-09
Option 2D SC | NEM |  | 1.9e-09 | 2.195e-09 | 1.87e-09 | 1.89e-09 | 1.825e-09 | 1.86e-09 | 3.489e-08 | 3.3655e-08 | 0.021053 | 3.439e-08 | 0.014607 | 4.0885e-08 | 1.7184e-07 | 1.7887e-07 | 1.8497e-07 | 1.9189e-07 | 2.0543e-07 | 2.2056e-07 | 2.105e-09 | 2.28e-09 | 2.35e-09 | 2.39e-09 | 2.64e-09 | 3.305e-09
Option 2D SC | NEM |  | 1.9e-09 | 2.195e-09 | 1.87e-09 | 1.89e-09 | 1.825e-09 | 1.86e-09 | 3.489e-08 | 3.3655e-08 | 0.021053 | 3.439e-08 | 0.014607 | 4.0885e-08 | 1.7184e-07 | 1.7887e-07 | 1.8497e-07 | 1.9189e-07 | 2.0543e-07 | 2.2056e-07 | 2.105e-09 | 2.28e-09 | 2.35e-09 | 2.39e-09 | 2.64e-09 | 3.305e-09
Option 2D SC | NSW |  | 1.855e-09 | 2.05e-09 | 1.865e-09 | 1.875e-09 | 1.825e-09 | 1.845e-09 | 1.4735e-08 | 1.356e-08 | 1.4505e-08 | 1.42e-08 | 1.602e-08 | 1.9755e-08 | 4.856e-08 | 5.0655e-08 | 5.3385e-08 | 5.6645e-08 | 6.149e-08 | 6.881e-08 | 2.105e-09 | 2.28e-09 | 2.35e-09 | 2.39e-09 | 2.63e-09 | 3.245e-09
Option 2D SC | NSW | CNSW | 0 | 0 | 0 | 0 | 0 | 0 | 1.825e-09 | 1.825e-09 | 1.825e-09 | 1.83e-09 | 1.825e-09 | 1.825e-09 | 1.0735e-08 | 1.125e-08 | 1.1895e-08 | 1.2325e-08 | 1.378e-08 | 1.451e-08 | 0 | 0 | 0 | 0 | 0 | 0
Option 2D SC | NSW | NNSW | 0 | 0 | 0 | 0 | 0 | 0 | 1.825e-09 | 1.825e-09 | 1.825e-09 | 1.83e-09 | 1.825e-09 | 1.825e-09 | 8.98e-09 | 9.25e-09 | 9.78e-09 | 9.83e-09 | 1.069e-08 | 1.101e-08 | 0 | 0 | 0 | 0 | 0 | 0
Option 2D SC | NSW | SNSW | 0 | 0 | 0 | 0 | 0 | 0 | 1.825e-09 | 1.825e-09 | 1.825e-09 | 1.83e-09 | 1.825e-09 | 1.825e-09 | 7.535e-09 | 7.945e-09 | 8.205e-09 | 8.865e-09 | 9.29e-09 | 1.004e-08 | 0 | 0 | 0 | 0 | 0 | 0
Option 2D SC | NSW | SNW | 1.855e-09 | 2.05e-09 | 1.865e-09 | 1.875e-09 | 1.825e-09 | 1.845e-09 | 9.26e-09 | 8.085e-09 | 9.03e-09 | 8.71e-09 | 1.0545e-08 | 1.428e-08 | 2.131e-08 | 2.221e-08 | 2.3505e-08 | 2.5625e-08 | 2.773e-08 | 3.325e-08 | 2.105e-09 | 2.28e-09 | 2.35e-09 | 2.39e-09 | 2.63e-09 | 3.245e-09
Option 2D SC | QLD |  | 5e-12 | 0 | 0 | 0 | 0 | 0 | 7.38e-09 | 7.315e-09 | 7.34e-09 | 7.32e-09 | 7.605e-09 | 7.82e-09 | 6.0835e-08 | 6.344e-08 | 6.5425e-08 | 6.7915e-08 | 7.1725e-08 | 7.7005e-08 | 0 | 0 | 0 | 0 | 0 | 5e-12
Option 2D SC | QLD | CQ | 0 | 0 | 0 | 0 | 0 | 0 | 1.835e-09 | 1.825e-09 | 1.825e-09 | 1.83e-09 | 1.825e-09 | 1.825e-09 | 1.2695e-08 | 1.2885e-08 | 1.322e-08 | 1.3715e-08 | 1.4365e-08 | 1.511e-08 | 0 | 0 | 0 | 0 | 0 | 0
Option 2D SC | QLD | GG | 0 | 0 | 0 | 0 | 0 | 0 | 1.85e-09 | 1.825e-09 | 1.825e-09 | 1.83e-09 | 2.13e-09 | 2.12e-09 | 1.885e-08 | 1.999e-08 | 2.079e-08 | 2.191e-08 | 2.34e-08 | 2.524e-08 | 0 | 0 | 0 | 0 | 0 | 0
Option 2D SC | QLD | NQ | 0 | 0 | 0 | 0 | 0 | 0 | 1.87e-09 | 1.84e-09 | 1.865e-09 | 1.83e-09 | 1.825e-09 | 1.825e-09 | 1.6035e-08 | 1.697e-08 | 1.7365e-08 | 1.7905e-08 | 1.8625e-08 | 1.956e-08 | 0 | 0 | 0 | 0 | 0 | 0
Option 2D SC | QLD | SQ | 5e-12 | 0 | 0 | 0 | 0 | 0 | 1.825e-09 | 1.825e-09 | 1.825e-09 | 1.83e-09 | 1.825e-09 | 2.05e-09 | 1.3255e-08 | 1.3595e-08 | 1.405e-08 | 1.4385e-08 | 1.5335e-08 | 1.7095e-08 | 0 | 0 | 0 | 0 | 0 | 5e-12
Option 2D SC | SA |  | 1.5e-11 | 0 | 0 | 0 | 0 | 0 | 5.475e-09 | 5.475e-09 | 0.021053 | 5.55e-09 | 0.014607 | 5.475e-09 | 2.7235e-08 | 2.828e-08 | 2.9115e-08 | 2.935e-08 | 3.0745e-08 | 3.2255e-08 | 0 | 0 | 0 | 0 | 0 | 0
Option 2D SC | SA | CSA | 1e-11 | 0 | 0 | 0 | 0 | 0 | 1.825e-09 | 1.825e-09 | 1.825e-09 | 1.83e-09 | 1.825e-09 | 1.825e-09 | 1.09e-08 | 1.1645e-08 | 1.2065e-08 | 1.2015e-08 | 1.2805e-08 | 1.321e-08 | 0 | 0 | 0 | 0 | 0 | 0
Option 2D SC | SA | NSA | 5e-12 | 0 | 0 | 0 | 0 | 0 | 1.825e-09 | 1.825e-09 | 0.021053 | 1.89e-09 | 0.014607 | 1.825e-09 | 9.94e-09 | 1.015e-08 | 1.0515e-08 | 1.07e-08 | 1.1305e-08 | 1.197e-08 | 0 | 0 | 0 | 0 | 0 | 0
Option 2D SC | SA | SESA | 0 | 0 | 0 | 0 | 0 | 0 | 1.825e-09 | 1.825e-09 | 1.825e-09 | 1.83e-09 | 1.825e-09 | 1.825e-09 | 6.395e-09 | 6.485e-09 | 6.535e-09 | 6.635e-09 | 6.635e-09 | 7.075e-09 | 0 | 0 | 0 | 0 | 0 | 0
Option 2D SC | TAS |  | 0 | 0 | 0 | 0 | 0 | 0 | 1.825e-09 | 1.825e-09 | 1.825e-09 | 1.83e-09 | 1.825e-09 | 1.825e-09 | 7.27e-09 | 7.71e-09 | 7.3e-09 | 7.225e-09 | 7.63e-09 | 8.115e-09 | 0 | 0 | 0 | 0 | 0 | 0
Option 2D SC | TAS | TAS | 0 | 0 | 0 | 0 | 0 | 0 | 1.825e-09 | 1.825e-09 | 1.825e-09 | 1.83e-09 | 1.825e-09 | 1.825e-09 | 7.27e-09 | 7.71e-09 | 7.3e-09 | 7.225e-09 | 7.63e-09 | 8.115e-09 | 0 | 0 | 0 | 0 | 0 | 0
Option 2D SC | VIC |  | 2.5e-11 | 1.45e-10 | 5e-12 | 1.5e-11 | 0 | 1.5e-11 | 5.475e-09 | 5.48e-09 | 5.475e-09 | 5.49e-09 | 5.475e-09 | 6.01e-09 | 2.7935e-08 | 2.878e-08 | 2.9745e-08 | 3.0755e-08 | 3.3835e-08 | 3.437e-08 | 0 | 0 | 0 | 0 | 1e-11 | 5.5e-11
Option 2D SC | VIC | MEL | 2.5e-11 | 1.45e-10 | 5e-12 | 1.5e-11 | 0 | 1.5e-11 | 1.825e-09 | 1.83e-09 | 1.825e-09 | 1.83e-09 | 1.825e-09 | 2.36e-09 | 1.386e-08 | 1.443e-08 | 1.503e-08 | 1.5455e-08 | 1.746e-08 | 1.8175e-08 | 0 | 0 | 0 | 0 | 1e-11 | 5.5e-11
Option 2D SC | VIC | SEV | 0 | 0 | 0 | 0 | 0 | 0 | 1.825e-09 | 1.825e-09 | 1.825e-09 | 1.83e-09 | 1.825e-09 | 1.825e-09 | 3.565e-09 | 3.66e-09 | 3.655e-09 | 3.655e-09 | 3.675e-09 | 3.775e-09 | 0 | 0 | 0 | 0 | 0 | 0
Option 2D SC | VIC | WNV | 0 | 0 | 0 | 0 | 0 | 0 | 1.825e-09 | 1.825e-09 | 1.825e-09 | 1.83e-09 | 1.825e-09 | 1.825e-09 | 1.051e-08 | 1.069e-08 | 1.106e-08 | 1.1645e-08 | 1.27e-08 | 1.242e-08 | 0 | 0 | 0 | 0 | 0 | 0
Option 3 SC | NEM |  | 1.7161e-07 | 1.7676e-07 | 1.7096e-07 | 1.7237e-07 | 1.6925e-07 | 2.0159e-07 | 0 | 0 | 1e-11 | 0.014229 | 0.024474 | 6e-11 | 1.3353e-07 | 1.4087e-07 | 1.4797e-07 | 1.5357e-07 | 1.6102e-07 | 1.7451e-07 | 9e-11 | 1.2e-10 | 1.4e-10 | 6e-11 | 1.5e-10 | 3.3e-10
Option 3 SC | NEM |  | 8.5805e-08 | 8.838e-08 | 8.548e-08 | 8.6185e-08 | 8.4625e-08 | 1.008e-07 | 0 | 0 | 5e-12 | 0.0071147 | 0.012237 | 3e-11 | 6.6765e-08 | 7.0435e-08 | 7.3985e-08 | 7.6785e-08 | 8.051e-08 | 8.7255e-08 | 4.5e-11 | 6e-11 | 7e-11 | 3e-11 | 7.5e-11 | 1.65e-10
Option 3 SC | NEM |  | 8.5805e-08 | 8.838e-08 | 8.548e-08 | 8.6185e-08 | 8.4625e-08 | 1.008e-07 | 0 | 0 | 5e-12 | 0.0071147 | 0.012237 | 3e-11 | 6.6765e-08 | 7.0435e-08 | 7.3985e-08 | 7.6785e-08 | 8.051e-08 | 8.7255e-08 | 4.5e-11 | 6e-11 | 7e-11 | 3e-11 | 7.5e-11 | 1.65e-10
Option 3 SC | NSW |  | 4.0315e-08 | 4.5355e-08 | 4.446e-08 | 4.2905e-08 | 4.2795e-08 | 5.355e-08 | 0 | 0 | 0 | 0 | 0 | 3e-11 | 1.908e-08 | 2.0135e-08 | 2.1295e-08 | 2.222e-08 | 2.341e-08 | 2.5345e-08 | 4.5e-11 | 6e-11 | 7e-11 | 3e-11 | 7.5e-11 | 1.6e-10
Option 3 SC | NSW | CNSW | 3.65e-09 | 3.66e-09 | 3.65e-09 | 3.65e-09 | 3.65e-09 | 3.66e-09 | 0 | 0 | 0 | 0 | 0 | 0 | 3.775e-09 | 4.005e-09 | 4.82e-09 | 4.995e-09 | 5.375e-09 | 5.595e-09 | 0 | 0 | 0 | 0 | 0 | 0
Option 3 SC | NSW | NNSW | 3.65e-09 | 3.66e-09 | 3.65e-09 | 3.65e-09 | 3.65e-09 | 3.66e-09 | 0 | 0 | 0 | 0 | 0 | 0 | 3.655e-09 | 3.675e-09 | 3.65e-09 | 3.645e-09 | 3.65e-09 | 3.695e-09 | 0 | 0 | 0 | 0 | 0 | 0
Option 3 SC | NSW | SNSW | 3.65e-09 | 3.66e-09 | 3.65e-09 | 3.65e-09 | 3.65e-09 | 3.66e-09 | 0 | 0 | 0 | 0 | 0 | 0 | 3.65e-09 | 3.66e-09 | 3.68e-09 | 3.82e-09 | 3.935e-09 | 4.565e-09 | 0 | 0 | 0 | 0 | 0 | 0
Option 3 SC | NSW | SNW | 2.9365e-08 | 3.4375e-08 | 3.351e-08 | 3.1955e-08 | 3.1845e-08 | 4.257e-08 | 0 | 0 | 0 | 0 | 0 | 3e-11 | 8e-09 | 8.795e-09 | 9.145e-09 | 9.76e-09 | 1.045e-08 | 1.149e-08 | 4.5e-11 | 6e-11 | 7e-11 | 3e-11 | 7.5e-11 | 1.6e-10
Option 3 SC | QLD |  | 1.6105e-08 | 1.587e-08 | 1.4625e-08 | 1.4705e-08 | 1.476e-08 | 1.69e-08 | 0 | 0 | 0 | 0 | 0 | 0 | 2.183e-08 | 2.352e-08 | 2.4825e-08 | 2.5285e-08 | 2.592e-08 | 2.9285e-08 | 0 | 0 | 0 | 0 | 0 | 0
Option 3 SC | QLD | CQ | 3.65e-09 | 3.66e-09 | 3.65e-09 | 3.65e-09 | 3.65e-09 | 3.66e-09 | 0 | 0 | 0 | 0 | 0 | 0 | 5.435e-09 | 5.475e-09 | 5.475e-09 | 5.475e-09 | 5.505e-09 | 6.225e-09 | 0 | 0 | 0 | 0 | 0 | 0
Option 3 SC | QLD | GG | 3.65e-09 | 3.66e-09 | 3.65e-09 | 3.65e-09 | 3.65e-09 | 4.605e-09 | 0 | 0 | 0 | 0 | 0 | 0 | 5.51e-09 | 7.01e-09 | 7.295e-09 | 7.3e-09 | 7.315e-09 | 8.525e-09 | 0 | 0 | 0 | 0 | 0 | 0
Option 3 SC | QLD | NQ | 3.65e-09 | 3.66e-09 | 3.65e-09 | 3.65e-09 | 3.65e-09 | 3.66e-09 | 0 | 0 | 0 | 0 | 0 | 0 | 5.48e-09 | 5.58e-09 | 6.61e-09 | 7.02e-09 | 7.235e-09 | 7.32e-09 | 0 | 0 | 0 | 0 | 0 | 0
Option 3 SC | QLD | SQ | 5.155e-09 | 4.89e-09 | 3.675e-09 | 3.755e-09 | 3.81e-09 | 4.975e-09 | 0 | 0 | 0 | 0 | 0 | 0 | 5.405e-09 | 5.455e-09 | 5.445e-09 | 5.49e-09 | 5.865e-09 | 7.215e-09 | 0 | 0 | 0 | 0 | 0 | 0
Option 3 SC | SA |  | 1.2765e-08 | 1.0435e-08 | 1.0475e-08 | 1.048e-08 | 1.0955e-08 | 1.1155e-08 | 0 | 0 | 5e-12 | 0.0071147 | 0.012237 | 0 | 1.1245e-08 | 1.214e-08 | 1.2835e-08 | 1.3485e-08 | 1.4155e-08 | 1.4655e-08 | 0 | 0 | 0 | 0 | 0 | 0
Option 3 SC | SA | CSA | 5.72e-09 | 3.66e-09 | 3.65e-09 | 3.65e-09 | 3.655e-09 | 3.835e-09 | 0 | 0 | 0 | 0 | 0 | 0 | 3.98e-09 | 4.805e-09 | 5.27e-09 | 5.33e-09 | 5.465e-09 | 5.63e-09 | 0 | 0 | 0 | 0 | 0 | 0
Option 3 SC | SA | NSA | 4.105e-09 | 3.66e-09 | 3.65e-09 | 3.65e-09 | 3.65e-09 | 3.66e-09 | 0 | 0 | 5e-12 | 0.0071147 | 0.012237 | 0 | 3.655e-09 | 3.71e-09 | 4.225e-09 | 4.78e-09 | 5.22e-09 | 5.44e-09 | 0 | 0 | 0 | 0 | 0 | 0
Option 3 SC | SA | SESA | 2.94e-09 | 3.115e-09 | 3.175e-09 | 3.18e-09 | 3.65e-09 | 3.66e-09 | 0 | 0 | 0 | 0 | 0 | 0 | 3.61e-09 | 3.625e-09 | 3.34e-09 | 3.375e-09 | 3.47e-09 | 3.585e-09 | 0 | 0 | 0 | 0 | 0 | 0
Option 3 SC | TAS |  | 3.65e-09 | 3.66e-09 | 3.65e-09 | 3.65e-09 | 3.65e-09 | 3.66e-09 | 0 | 0 | 0 | 0 | 0 | 0 | 3.655e-09 | 3.515e-09 | 3.65e-09 | 3.65e-09 | 3.655e-09 | 3.79e-09 | 0 | 0 | 0 | 0 | 0 | 0
Option 3 SC | TAS | TAS | 3.65e-09 | 3.66e-09 | 3.65e-09 | 3.65e-09 | 3.65e-09 | 3.66e-09 | 0 | 0 | 0 | 0 | 0 | 0 | 3.655e-09 | 3.515e-09 | 3.65e-09 | 3.65e-09 | 3.655e-09 | 3.79e-09 | 0 | 0 | 0 | 0 | 0 | 0
Option 3 SC | VIC |  | 1.297e-08 | 1.306e-08 | 1.227e-08 | 1.4445e-08 | 1.2465e-08 | 1.553e-08 | 0 | 0 | 0 | 0 | 0 | 0 | 1.0955e-08 | 1.1125e-08 | 1.138e-08 | 1.2145e-08 | 1.337e-08 | 1.418e-08 | 0 | 0 | 0 | 0 | 0 | 5e-12
Option 3 SC | VIC | MEL | 5.67e-09 | 5.74e-09 | 4.97e-09 | 7.145e-09 | 5.165e-09 | 8.21e-09 | 0 | 0 | 0 | 0 | 0 | 0 | 5.45e-09 | 5.475e-09 | 5.615e-09 | 6.04e-09 | 6.935e-09 | 7.355e-09 | 0 | 0 | 0 | 0 | 0 | 5e-12
Option 3 SC | VIC | SEV | 3.65e-09 | 3.66e-09 | 3.65e-09 | 3.65e-09 | 3.65e-09 | 3.66e-09 | 0 | 0 | 0 | 0 | 0 | 0 | 1.825e-09 | 1.83e-09 | 1.825e-09 | 1.825e-09 | 1.825e-09 | 1.91e-09 | 0 | 0 | 0 | 0 | 0 | 0
Option 3 SC | VIC | WNV | 3.65e-09 | 3.66e-09 | 3.65e-09 | 3.65e-09 | 3.65e-09 | 3.66e-09 | 0 | 0 | 0 | 0 | 0 | 0 | 3.68e-09 | 3.82e-09 | 3.94e-09 | 4.28e-09 | 4.61e-09 | 4.915e-09 | 0 | 0 | 0 | 0 | 0 | 0
Option 4 SC | NEM |  | 2.1e-09 | 2.7e-09 | 2.33e-09 | 2.96e-09 | 3.55e-09 | 3.34e-09 | 4.18e-09 | 3.68e-09 | 3.66e-09 | 0.0036401 | 0.019403 | 7.07e-09 | 8.9465e-07 | 9.3251e-07 | 9.8093e-07 | 1.0298e-06 | 1.0881e-06 | 1.2083e-06 | 2e-11 | 7e-11 | 9e-11 | 1e-11 | 2.1e-10 | 6.3e-10
Option 4 SC | NEM |  | 1.05e-09 | 1.35e-09 | 1.165e-09 | 1.48e-09 | 1.775e-09 | 1.67e-09 | 2.09e-09 | 1.84e-09 | 1.83e-09 | 0.00182 | 0.0097014 | 3.535e-09 | 4.4732e-07 | 4.6625e-07 | 4.9046e-07 | 5.149e-07 | 5.4407e-07 | 6.0413e-07 | 1e-11 | 3.5e-11 | 4.5e-11 | 5e-12 | 1.05e-10 | 3.15e-10
Option 4 SC | NEM |  | 1.05e-09 | 1.35e-09 | 1.165e-09 | 1.48e-09 | 1.775e-09 | 1.67e-09 | 2.09e-09 | 1.84e-09 | 1.83e-09 | 0.00182 | 0.0097014 | 3.535e-09 | 4.4732e-07 | 4.6625e-07 | 4.9046e-07 | 5.149e-07 | 5.4407e-07 | 6.0413e-07 | 1e-11 | 3.5e-11 | 4.5e-11 | 5e-12 | 1.05e-10 | 3.15e-10
Option 4 SC | NSW |  | 1.015e-09 | 1.335e-09 | 1.165e-09 | 1.48e-09 | 1.775e-09 | 1.67e-09 | 2.045e-09 | 1.84e-09 | 1.825e-09 | 1.845e-09 | 1.96e-09 | 3.32e-09 | 1.3581e-07 | 1.4101e-07 | 1.4878e-07 | 1.5545e-07 | 1.636e-07 | 1.7967e-07 | 1e-11 | 3.5e-11 | 4.5e-11 | 5e-12 | 1.05e-10 | 3.1e-10
Option 4 SC | NSW | CNSW | 0 | 0 | 0 | 0 | 0 | 0 | 0 | 0 | 0 | 0 | 0 | 0 | 2.959e-08 | 3.061e-08 | 3.267e-08 | 3.366e-08 | 3.612e-08 | 3.8185e-08 | 0 | 0 | 0 | 0 | 0 | 0
Option 4 SC | NSW | NNSW | 0 | 0 | 0 | 0 | 0 | 0 | 0 | 0 | 0 | 0 | 0 | 0 | 2.1475e-08 | 2.199e-08 | 2.338e-08 | 2.343e-08 | 2.413e-08 | 2.5615e-08 | 0 | 0 | 0 | 0 | 0 | 0
Option 4 SC | NSW | SNSW | 0 | 0 | 0 | 0 | 0 | 0 | 0 | 0 | 0 | 0 | 0 | 0 | 2.481e-08 | 2.562e-08 | 2.7025e-08 | 2.838e-08 | 2.949e-08 | 3.277e-08 | 0 | 0 | 0 | 0 | 0 | 0
Option 4 SC | NSW | SNW | 1.015e-09 | 1.335e-09 | 1.165e-09 | 1.48e-09 | 1.775e-09 | 1.67e-09 | 2.045e-09 | 1.84e-09 | 1.825e-09 | 1.845e-09 | 1.96e-09 | 3.32e-09 | 5.993e-08 | 6.2785e-08 | 6.5705e-08 | 6.998e-08 | 7.386e-08 | 8.31e-08 | 1e-11 | 3.5e-11 | 4.5e-11 | 5e-12 | 1.05e-10 | 3.1e-10
Option 4 SC | QLD |  | 0 | 0 | 0 | 0 | 0 | 0 | 4.5e-11 | 0 | 0 | 0 | 0 | 6e-11 | 1.4576e-07 | 1.5223e-07 | 1.5931e-07 | 1.6741e-07 | 1.7833e-07 | 1.9691e-07 | 0 | 0 | 0 | 0 | 0 | 0
Option 4 SC | QLD | CQ | 0 | 0 | 0 | 0 | 0 | 0 | 0 | 0 | 0 | 0 | 0 | 0 | 3.135e-08 | 3.2125e-08 | 3.3405e-08 | 3.5095e-08 | 3.657e-08 | 3.9315e-08 | 0 | 0 | 0 | 0 | 0 | 0
Option 4 SC | QLD | GG | 0 | 0 | 0 | 0 | 0 | 0 | 0 | 0 | 0 | 0 | 0 | 0 | 4.1995e-08 | 4.4415e-08 | 4.6915e-08 | 4.988e-08 | 5.2665e-08 | 5.5955e-08 | 0 | 0 | 0 | 0 | 0 | 0
Option 4 SC | QLD | NQ | 0 | 0 | 0 | 0 | 0 | 0 | 0 | 0 | 0 | 0 | 0 | 0 | 3.8385e-08 | 4.023e-08 | 4.2065e-08 | 4.3755e-08 | 4.71e-08 | 4.999e-08 | 0 | 0 | 0 | 0 | 0 | 0
Option 4 SC | QLD | SQ | 0 | 0 | 0 | 0 | 0 | 0 | 4.5e-11 | 0 | 0 | 0 | 0 | 6e-11 | 3.4035e-08 | 3.546e-08 | 3.692e-08 | 3.868e-08 | 4.2e-08 | 5.165e-08 | 0 | 0 | 0 | 0 | 0 | 0
Option 4 SC | SA |  | 3e-11 | 0 | 0 | 0 | 0 | 0 | 0 | 0 | 5e-12 | 0.00182 | 0.0097014 | 0 | 7.098e-08 | 7.396e-08 | 7.753e-08 | 8.1135e-08 | 8.328e-08 | 9.1485e-08 | 0 | 0 | 0 | 0 | 0 | 0
Option 4 SC | SA | CSA | 2e-11 | 0 | 0 | 0 | 0 | 0 | 0 | 0 | 0 | 0 | 0 | 0 | 2.925e-08 | 3.111e-08 | 3.279e-08 | 3.539e-08 | 3.566e-08 | 4.013e-08 | 0 | 0 | 0 | 0 | 0 | 0
Option 4 SC | SA | NSA | 1e-11 | 0 | 0 | 0 | 0 | 0 | 0 | 0 | 5e-12 | 0.00182 | 0.0097014 | 0 | 2.566e-08 | 2.6315e-08 | 2.765e-08 | 2.878e-08 | 3.0585e-08 | 3.328e-08 | 0 | 0 | 0 | 0 | 0 | 0
Option 4 SC | SA | SESA | 0 | 0 | 0 | 0 | 0 | 0 | 0 | 0 | 0 | 0 | 0 | 0 | 1.607e-08 | 1.6535e-08 | 1.709e-08 | 1.6965e-08 | 1.7035e-08 | 1.8075e-08 | 0 | 0 | 0 | 0 | 0 | 0
Option 4 SC | TAS |  | 0 | 0 | 0 | 0 | 0 | 0 | 0 | 0 | 0 | 0 | 0 | 0 | 2.086e-08 | 2.1885e-08 | 2.2665e-08 | 2.4435e-08 | 2.621e-08 | 2.985e-08 | 0 | 0 | 0 | 0 | 0 | 0
Option 4 SC | TAS | TAS | 0 | 0 | 0 | 0 | 0 | 0 | 0 | 0 | 0 | 0 | 0 | 0 | 2.086e-08 | 2.1885e-08 | 2.2665e-08 | 2.4435e-08 | 2.621e-08 | 2.985e-08 | 0 | 0 | 0 | 0 | 0 | 0
Option 4 SC | VIC |  | 5e-12 | 1.5e-11 | 0 | 0 | 0 | 0 | 0 | 0 | 0 | 0 | 0 | 1.55e-10 | 7.3915e-08 | 7.7175e-08 | 8.2185e-08 | 8.6465e-08 | 9.2645e-08 | 1.0622e-07 | 0 | 0 | 0 | 0 | 0 | 5e-12
Option 4 SC | VIC | MEL | 5e-12 | 1.5e-11 | 0 | 0 | 0 | 0 | 0 | 0 | 0 | 0 | 0 | 1.55e-10 | 3.586e-08 | 3.759e-08 | 4.029e-08 | 4.286e-08 | 4.6655e-08 | 5.409e-08 | 0 | 0 | 0 | 0 | 0 | 5e-12
Option 4 SC | VIC | SEV | 0 | 0 | 0 | 0 | 0 | 0 | 0 | 0 | 0 | 0 | 0 | 0 | 1.281e-08 | 1.3485e-08 | 1.425e-08 | 1.472e-08 | 1.5305e-08 | 1.6915e-08 | 0 | 0 | 0 | 0 | 0 | 0
Option 4 SC | VIC | WNV | 0 | 0 | 0 | 0 | 0 | 0 | 0 | 0 | 0 | 0 | 0 | 0 | 2.5245e-08 | 2.61e-08 | 2.7645e-08 | 2.8885e-08 | 3.0685e-08 | 3.5215e-08 | 0 | 0 | 0 | 0 | 0 | 0
Option 5 SC | NEM |  | 1.6e-10 | 0 | 0 | 0 | 0 | 0 | 1.3476e-07 | 1.2114e-07 | 0.042107 | 0.011703 | 0.033273 | 1.9596e-07 | 4.6497e-07 | 4.7904e-07 | 4.9644e-07 | 5.1164e-07 | 5.2972e-07 | 5.367e-07 | 1.62e-09 | 1.61e-09 | 1.69e-09 | 1.79e-09 | 1.94e-09 | 2.86e-09
Option 5 SC | NEM |  | 8e-11 | 0 | 0 | 0 | 0 | 0 | 6.738e-08 | 6.057e-08 | 0.021053 | 0.0058514 | 0.016636 | 9.798e-08 | 2.3249e-07 | 2.3952e-07 | 2.4822e-07 | 2.5582e-07 | 2.6486e-07 | 2.6835e-07 | 8.1e-10 | 8.05e-10 | 8.45e-10 | 8.95e-10 | 9.7e-10 | 1.43e-09
Option 5 SC | NEM |  | 8e-11 | 0 | 0 | 0 | 0 | 0 | 6.738e-08 | 6.057e-08 | 0.021053 | 0.0058514 | 0.016636 | 9.798e-08 | 2.3249e-07 | 2.3952e-07 | 2.4822e-07 | 2.5582e-07 | 2.6486e-07 | 2.6835e-07 | 8.1e-10 | 8.05e-10 | 8.45e-10 | 8.95e-10 | 9.7e-10 | 1.43e-09
Option 5 SC | NSW |  | 0 | 0 | 0 | 0 | 0 | 0 | 2.8865e-08 | 2.6305e-08 | 2.746e-08 | 2.8835e-08 | 3.4385e-08 | 4.426e-08 | 6.276e-08 | 6.46e-08 | 6.8465e-08 | 6.992e-08 | 7.183e-08 | 7.1765e-08 | 7.95e-10 | 8.05e-10 | 8.45e-10 | 8.95e-10 | 9.7e-10 | 1.425e-09
Option 5 SC | NSW | CNSW | 0 | 0 | 0 | 0 | 0 | 0 | 3.395e-09 | 2.23e-09 | 2.505e-09 | 2.465e-09 | 3.58e-09 | 3.65e-09 | 1.307e-08 | 1.307e-08 | 1.429e-08 | 1.3715e-08 | 1.4255e-08 | 1.359e-08 | 0 | 0 | 0 | 0 | 0 | 0
Option 5 SC | NSW | NNSW | 0 | 0 | 0 | 0 | 0 | 0 | 1.825e-09 | 1.825e-09 | 1.825e-09 | 1.83e-09 | 1.855e-09 | 3.65e-09 | 9.245e-09 | 9.635e-09 | 9.97e-09 | 9.905e-09 | 9.565e-09 | 9.22e-09 | 0 | 0 | 0 | 0 | 0 | 0
Option 5 SC | NSW | SNSW | 0 | 0 | 0 | 0 | 0 | 0 | 1.83e-09 | 1.825e-09 | 1.825e-09 | 1.83e-09 | 1.825e-09 | 3.65e-09 | 1.108e-08 | 1.118e-08 | 1.1475e-08 | 1.1905e-08 | 1.171e-08 | 1.197e-08 | 0 | 0 | 0 | 0 | 0 | 0
Option 5 SC | NSW | SNW | 0 | 0 | 0 | 0 | 0 | 0 | 2.1815e-08 | 2.0425e-08 | 2.1305e-08 | 2.271e-08 | 2.7125e-08 | 3.331e-08 | 2.9365e-08 | 3.0715e-08 | 3.273e-08 | 3.4395e-08 | 3.63e-08 | 3.6985e-08 | 7.95e-10 | 8.05e-10 | 8.45e-10 | 8.95e-10 | 9.7e-10 | 1.425e-09
Option 5 SC | QLD |  | 0 | 0 | 0 | 0 | 0 | 0 | 2.1035e-08 | 1.7745e-08 | 1.8845e-08 | 1.7815e-08 | 1.9985e-08 | 2.294e-08 | 8.123e-08 | 8.413e-08 | 8.7375e-08 | 9.0465e-08 | 9.448e-08 | 9.491e-08 | 1.5e-11 | 0 | 0 | 0 | 0 | 0
Option 5 SC | QLD | CQ | 0 | 0 | 0 | 0 | 0 | 0 | 2.71e-09 | 1.905e-09 | 1.925e-09 | 2.09e-09 | 2.885e-09 | 3.65e-09 | 1.6435e-08 | 1.6655e-08 | 1.727e-08 | 1.751e-08 | 1.7615e-08 | 1.6295e-08 | 0 | 0 | 0 | 0 | 0 | 0
Option 5 SC | QLD | GG | 0 | 0 | 0 | 0 | 0 | 0 | 6.995e-09 | 6.795e-09 | 6.905e-09 | 6.855e-09 | 7.53e-09 | 7.21e-09 | 2.5515e-08 | 2.7135e-08 | 2.8565e-08 | 2.991e-08 | 3.112e-08 | 3.1045e-08 | 5e-12 | 0 | 0 | 0 | 0 | 0
Option 5 SC | QLD | NQ | 0 | 0 | 0 | 0 | 0 | 0 | 7.08e-09 | 6.475e-09 | 7.265e-09 | 5.94e-09 | 6.005e-09 | 5.68e-09 | 2.0195e-08 | 2.096e-08 | 2.13e-08 | 2.261e-08 | 2.3675e-08 | 2.487e-08 | 0 | 0 | 0 | 0 | 0 | 0
Option 5 SC | QLD | SQ | 0 | 0 | 0 | 0 | 0 | 0 | 4.25e-09 | 2.57e-09 | 2.75e-09 | 2.93e-09 | 3.565e-09 | 6.4e-09 | 1.9085e-08 | 1.938e-08 | 2.024e-08 | 2.0435e-08 | 2.207e-08 | 2.27e-08 | 1e-11 | 0 | 0 | 0 | 0 | 0
Option 5 SC | SA |  | 8e-11 | 0 | 0 | 0 | 0 | 0 | 5.545e-09 | 5.835e-09 | 0.021053 | 0.0058514 | 0.016636 | 1.096e-08 | 3.7685e-08 | 3.873e-08 | 3.9765e-08 | 3.9625e-08 | 4.0575e-08 | 4.148e-08 | 0 | 0 | 0 | 0 | 0 | 0
Option 5 SC | SA | CSA | 5e-11 | 0 | 0 | 0 | 0 | 0 | 1.895e-09 | 2.185e-09 | 2.115e-09 | 2.275e-09 | 2.76e-09 | 3.66e-09 | 1.4715e-08 | 1.547e-08 | 1.618e-08 | 1.627e-08 | 1.664e-08 | 1.6905e-08 | 0 | 0 | 0 | 0 | 0 | 0
Option 5 SC | SA | NSA | 3e-11 | 0 | 0 | 0 | 0 | 0 | 1.825e-09 | 1.825e-09 | 0.021053 | 0.0058514 | 0.016636 | 3.65e-09 | 1.3985e-08 | 1.4315e-08 | 1.469e-08 | 1.4725e-08 | 1.564e-08 | 1.623e-08 | 0 | 0 | 0 | 0 | 0 | 0
Option 5 SC | SA | SESA | 0 | 0 | 0 | 0 | 0 | 0 | 1.825e-09 | 1.825e-09 | 1.825e-09 | 1.83e-09 | 1.825e-09 | 3.65e-09 | 8.985e-09 | 8.945e-09 | 8.895e-09 | 8.63e-09 | 8.295e-09 | 8.345e-09 | 0 | 0 | 0 | 0 | 0 | 0
Option 5 SC | TAS |  | 0 | 0 | 0 | 0 | 0 | 0 | 1.825e-09 | 1.825e-09 | 1.825e-09 | 1.83e-09 | 1.83e-09 | 3.65e-09 | 1.1255e-08 | 1.0915e-08 | 1.007e-08 | 1.048e-08 | 1.0585e-08 | 1.1555e-08 | 0 | 0 | 0 | 0 | 0 | 0
Option 5 SC | TAS | TAS | 0 | 0 | 0 | 0 | 0 | 0 | 1.825e-09 | 1.825e-09 | 1.825e-09 | 1.83e-09 | 1.83e-09 | 3.65e-09 | 1.1255e-08 | 1.0915e-08 | 1.007e-08 | 1.048e-08 | 1.0585e-08 | 1.1555e-08 | 0 | 0 | 0 | 0 | 0 | 0
Option 5 SC | VIC |  | 0 | 0 | 0 | 0 | 0 | 0 | 1.011e-08 | 8.86e-09 | 1.0125e-08 | 9.015e-09 | 9.95e-09 | 1.617e-08 | 3.9555e-08 | 4.1145e-08 | 4.2545e-08 | 4.533e-08 | 4.739e-08 | 4.864e-08 | 0 | 0 | 0 | 0 | 0 | 5e-12
Option 5 SC | VIC | MEL | 0 | 0 | 0 | 0 | 0 | 0 | 6.46e-09 | 5.21e-09 | 6.475e-09 | 5.355e-09 | 6.27e-09 | 8.845e-09 | 1.9585e-08 | 2.038e-08 | 2.156e-08 | 2.317e-08 | 2.58e-08 | 2.676e-08 | 0 | 0 | 0 | 0 | 0 | 5e-12
Option 5 SC | VIC | SEV | 0 | 0 | 0 | 0 | 0 | 0 | 1.825e-09 | 1.825e-09 | 1.825e-09 | 1.83e-09 | 1.825e-09 | 3.65e-09 | 3.985e-09 | 4.275e-09 | 4.255e-09 | 4.27e-09 | 4.005e-09 | 3.885e-09 | 0 | 0 | 0 | 0 | 0 | 0
Option 5 SC | VIC | WNV | 0 | 0 | 0 | 0 | 0 | 0 | 1.825e-09 | 1.825e-09 | 1.825e-09 | 1.83e-09 | 1.855e-09 | 3.675e-09 | 1.5985e-08 | 1.649e-08 | 1.673e-08 | 1.789e-08 | 1.7585e-08 | 1.7995e-08 | 0 | 0 | 0 | 0 | 0 | 0
Option 6 SC | NEM |  | 5.374e-08 | 5.436e-08 | 5.435e-08 | 5.422e-08 | 5.475e-08 | 5.49e-08 | 3.83e-09 | 3.85e-09 | 3.78e-09 | 3.74e-09 | 0.018748 | 5.13e-09 | 6.8168e-07 | 7.0773e-07 | 7.4266e-07 | 7.7539e-07 | 8.1747e-07 | 8.9979e-07 | 5.5e-08 | 5.513e-08 | 5.532e-08 | 5.534e-08 | 5.61e-08 | 5.782e-08
Option 6 SC | NEM |  | 2.687e-08 | 2.718e-08 | 2.7175e-08 | 2.711e-08 | 2.7375e-08 | 2.745e-08 | 1.915e-09 | 1.925e-09 | 1.89e-09 | 1.87e-09 | 0.0093738 | 2.565e-09 | 3.4084e-07 | 3.5386e-07 | 3.7133e-07 | 3.8769e-07 | 4.0873e-07 | 4.4989e-07 | 2.75e-08 | 2.7565e-08 | 2.766e-08 | 2.767e-08 | 2.805e-08 | 2.891e-08
Option 6 SC | NEM |  | 2.687e-08 | 2.718e-08 | 2.7175e-08 | 2.711e-08 | 2.7375e-08 | 2.745e-08 | 1.915e-09 | 1.925e-09 | 1.89e-09 | 1.87e-09 | 0.0093738 | 2.565e-09 | 3.4084e-07 | 3.5386e-07 | 3.7133e-07 | 3.8769e-07 | 4.0873e-07 | 4.4989e-07 | 2.75e-08 | 2.7565e-08 | 2.766e-08 | 2.767e-08 | 2.805e-08 | 2.891e-08
Option 6 SC | NSW |  | 7.3e-09 | 7.32e-09 | 7.3e-09 | 7.3e-09 | 7.3e-09 | 7.32e-09 | 1.85e-09 | 1.83e-09 | 1.825e-09 | 1.83e-09 | 1.885e-09 | 2.495e-09 | 9.7005e-08 | 1.0134e-07 | 1.0763e-07 | 1.1283e-07 | 1.1894e-07 | 1.3298e-07 | 7.41e-09 | 7.49e-09 | 7.585e-09 | 7.54e-09 | 7.975e-09 | 8.795e-09
Option 6 SC | NSW | CNSW | 1.825e-09 | 1.83e-09 | 1.825e-09 | 1.825e-09 | 1.825e-09 | 1.83e-09 | 0 | 0 | 0 | 0 | 0 | 0 | 1.983e-08 | 2.0455e-08 | 2.2875e-08 | 2.2685e-08 | 2.4275e-08 | 2.6575e-08 | 1.825e-09 | 1.825e-09 | 1.825e-09 | 1.83e-09 | 1.825e-09 | 1.825e-09
Option 6 SC | NSW | NNSW | 1.825e-09 | 1.83e-09 | 1.825e-09 | 1.825e-09 | 1.825e-09 | 1.83e-09 | 0 | 0 | 0 | 0 | 0 | 0 | 1.5435e-08 | 1.6105e-08 | 1.676e-08 | 1.7425e-08 | 1.7985e-08 | 1.8955e-08 | 1.825e-09 | 1.825e-09 | 1.825e-09 | 1.83e-09 | 1.825e-09 | 1.825e-09
Option 6 SC | NSW | SNSW | 1.825e-09 | 1.83e-09 | 1.825e-09 | 1.825e-09 | 1.825e-09 | 1.83e-09 | 0 | 0 | 0 | 0 | 0 | 0 | 1.709e-08 | 1.765e-08 | 1.8515e-08 | 1.98e-08 | 2.0675e-08 | 2.2765e-08 | 1.825e-09 | 1.825e-09 | 1.825e-09 | 1.83e-09 | 1.825e-09 | 1.825e-09
Option 6 SC | NSW | SNW | 1.825e-09 | 1.83e-09 | 1.825e-09 | 1.825e-09 | 1.825e-09 | 1.83e-09 | 1.85e-09 | 1.83e-09 | 1.825e-09 | 1.83e-09 | 1.885e-09 | 2.495e-09 | 4.465e-08 | 4.7135e-08 | 4.948e-08 | 5.292e-08 | 5.601e-08 | 6.468e-08 | 1.935e-09 | 2.015e-09 | 2.11e-09 | 2.05e-09 | 2.5e-09 | 3.32e-09
Option 6 SC | QLD |  | 7.3e-09 | 7.32e-09 | 7.3e-09 | 7.3e-09 | 7.3e-09 | 7.32e-09 | 3e-11 | 5e-12 | 2e-11 | 5e-12 | 4.5e-11 | 5.5e-11 | 1.1233e-07 | 1.1638e-07 | 1.2233e-07 | 1.2772e-07 | 1.3516e-07 | 1.4768e-07 | 7.315e-09 | 7.3e-09 | 7.3e-09 | 7.32e-09 | 7.3e-09 | 7.305e-09
Option 6 SC | QLD | CQ | 1.825e-09 | 1.83e-09 | 1.825e-09 | 1.825e-09 | 1.825e-09 | 1.83e-09 | 0 | 0 | 0 | 0 | 0 | 0 | 2.2845e-08 | 2.3255e-08 | 2.433e-08 | 2.492e-08 | 2.633e-08 | 2.8e-08 | 1.825e-09 | 1.825e-09 | 1.825e-09 | 1.83e-09 | 1.825e-09 | 1.825e-09
Option 6 SC | QLD | GG | 1.825e-09 | 1.83e-09 | 1.825e-09 | 1.825e-09 | 1.825e-09 | 1.83e-09 | 2.5e-11 | 5e-12 | 1.5e-11 | 5e-12 | 4.5e-11 | 2e-11 | 3.519e-08 | 3.7085e-08 | 3.899e-08 | 4.135e-08 | 4.3725e-08 | 4.635e-08 | 1.84e-09 | 1.825e-09 | 1.825e-09 | 1.83e-09 | 1.825e-09 | 1.825e-09
Option 6 SC | QLD | NQ | 1.825e-09 | 1.83e-09 | 1.825e-09 | 1.825e-09 | 1.825e-09 | 1.83e-09 | 5e-12 | 0 | 5e-12 | 0 | 0 | 0 | 2.771e-08 | 2.864e-08 | 3.03e-08 | 3.16e-08 | 3.3015e-08 | 3.465e-08 | 1.825e-09 | 1.825e-09 | 1.825e-09 | 1.83e-09 | 1.825e-09 | 1.825e-09
Option 6 SC | QLD | SQ | 1.825e-09 | 1.83e-09 | 1.825e-09 | 1.825e-09 | 1.825e-09 | 1.83e-09 | 0 | 0 | 0 | 0 | 0 | 3.5e-11 | 2.659e-08 | 2.7395e-08 | 2.8705e-08 | 2.9855e-08 | 3.2095e-08 | 3.868e-08 | 1.825e-09 | 1.825e-09 | 1.825e-09 | 1.83e-09 | 1.825e-09 | 1.83e-09
Option 6 SC | SA |  | 4.97e-09 | 5.22e-09 | 5.275e-09 | 5.21e-09 | 5.475e-09 | 5.49e-09 | 0 | 0 | 5e-12 | 5e-12 | 0.0093738 | 0 | 5.422e-08 | 5.6595e-08 | 5.852e-08 | 6.048e-08 | 6.284e-08 | 6.731e-08 | 5.475e-09 | 5.475e-09 | 5.475e-09 | 5.49e-09 | 5.475e-09 | 5.475e-09
Option 6 SC | SA | CSA | 1.825e-09 | 1.83e-09 | 1.825e-09 | 1.825e-09 | 1.825e-09 | 1.83e-09 | 0 | 0 | 0 | 0 | 0 | 0 | 2.191e-08 | 2.354e-08 | 2.4585e-08 | 2.6115e-08 | 2.706e-08 | 2.9145e-08 | 1.825e-09 | 1.825e-09 | 1.825e-09 | 1.83e-09 | 1.825e-09 | 1.825e-09
Option 6 SC | SA | NSA | 1.825e-09 | 1.83e-09 | 1.825e-09 | 1.825e-09 | 1.825e-09 | 1.83e-09 | 0 | 0 | 5e-12 | 5e-12 | 0.0093738 | 0 | 2.026e-08 | 2.07e-08 | 2.1435e-08 | 2.195e-08 | 2.3625e-08 | 2.5315e-08 | 1.825e-09 | 1.825e-09 | 1.825e-09 | 1.83e-09 | 1.825e-09 | 1.825e-09
Option 6 SC | SA | SESA | 1.32e-09 | 1.56e-09 | 1.625e-09 | 1.56e-09 | 1.825e-09 | 1.83e-09 | 0 | 0 | 0 | 0 | 0 | 0 | 1.205e-08 | 1.2355e-08 | 1.25e-08 | 1.2415e-08 | 1.2155e-08 | 1.285e-08 | 1.825e-09 | 1.825e-09 | 1.825e-09 | 1.83e-09 | 1.825e-09 | 1.825e-09
Option 6 SC | TAS |  | 1.825e-09 | 1.83e-09 | 1.825e-09 | 1.825e-09 | 1.825e-09 | 1.83e-09 | 0 | 0 | 0 | 0 | 0 | 0 | 1.747e-08 | 1.666e-08 | 1.675e-08 | 1.743e-08 | 1.8955e-08 | 2.0845e-08 | 1.825e-09 | 1.825e-09 | 1.825e-09 | 1.83e-09 | 1.825e-09 | 1.825e-09
Option 6 SC | TAS | TAS | 1.825e-09 | 1.83e-09 | 1.825e-09 | 1.825e-09 | 1.825e-09 | 1.83e-09 | 0 | 0 | 0 | 0 | 0 | 0 | 1.747e-08 | 1.666e-08 | 1.675e-08 | 1.743e-08 | 1.8955e-08 | 2.0845e-08 | 1.825e-09 | 1.825e-09 | 1.825e-09 | 1.83e-09 | 1.825e-09 | 1.825e-09
Option 6 SC | VIC |  | 5.475e-09 | 5.49e-09 | 5.475e-09 | 5.475e-09 | 5.475e-09 | 5.49e-09 | 3.5e-11 | 9e-11 | 4e-11 | 3e-11 | 3.5e-11 | 1.5e-11 | 5.981e-08 | 6.289e-08 | 6.6105e-08 | 6.923e-08 | 7.283e-08 | 8.1085e-08 | 5.475e-09 | 5.475e-09 | 5.475e-09 | 5.49e-09 | 5.475e-09 | 5.51e-09
Option 6 SC | VIC | MEL | 1.825e-09 | 1.83e-09 | 1.825e-09 | 1.825e-09 | 1.825e-09 | 1.83e-09 | 3.5e-11 | 9e-11 | 4e-11 | 3e-11 | 3.5e-11 | 1.5e-11 | 2.845e-08 | 2.9875e-08 | 3.1705e-08 | 3.336e-08 | 3.649e-08 | 4.0625e-08 | 1.825e-09 | 1.825e-09 | 1.825e-09 | 1.83e-09 | 1.825e-09 | 1.86e-09
Option 6 SC | VIC | SEV | 1.825e-09 | 1.83e-09 | 1.825e-09 | 1.825e-09 | 1.825e-09 | 1.83e-09 | 0 | 0 | 0 | 0 | 0 | 0 | 8.445e-09 | 9.125e-09 | 9.365e-09 | 9.66e-09 | 9.555e-09 | 1.0625e-08 | 1.825e-09 | 1.825e-09 | 1.825e-09 | 1.83e-09 | 1.825e-09 | 1.825e-09
Option 6 SC | VIC | WNV | 1.825e-09 | 1.83e-09 | 1.825e-09 | 1.825e-09 | 1.825e-09 | 1.83e-09 | 0 | 0 | 0 | 0 | 0 | 0 | 2.2915e-08 | 2.389e-08 | 2.5035e-08 | 2.621e-08 | 2.6785e-08 | 2.9835e-08 | 1.825e-09 | 1.825e-09 | 1.825e-09 | 1.83e-09 | 1.825e-09 | 1.825e-09
BaseCase SG | NEM |  | 1.3772e-07 | 1.3165e-07 | 1.2653e-07 | 1.2152e-07 | 1.7738e-07 | 1.6597e-07 | 4.86e-09 | 4.16e-09 | 4.01e-09 | 3.7e-09 | 3.84e-09 | 6.37e-09 | 0 | 0 | 0 | 0 | 0 | 1e-11 | 1.3e-10 | 2.2e-10 | 4.4e-10 | 3.1e-10 | 0.76421 | 8.7e-10
BaseCase SG | NEM |  | 6.886e-08 | 6.5825e-08 | 6.3265e-08 | 6.076e-08 | 8.869e-08 | 8.2985e-08 | 2.43e-09 | 2.08e-09 | 2.005e-09 | 1.85e-09 | 1.92e-09 | 3.185e-09 | 0 | 0 | 0 | 0 | 0 | 5e-12 | 6.5e-11 | 1.1e-10 | 2.2e-10 | 1.55e-10 | 0.38211 | 4.35e-10
BaseCase SG | NEM |  | 6.886e-08 | 6.5825e-08 | 6.3265e-08 | 6.076e-08 | 8.869e-08 | 8.2985e-08 | 2.43e-09 | 2.08e-09 | 2.005e-09 | 1.85e-09 | 1.92e-09 | 3.185e-09 | 0 | 0 | 0 | 0 | 0 | 5e-12 | 6.5e-11 | 1.1e-10 | 2.2e-10 | 1.55e-10 | 0.38211 | 4.35e-10
BaseCase SG | NSW |  | 2.3395e-08 | 2.5535e-08 | 2.355e-08 | 2.063e-08 | 2.8465e-08 | 2.259e-08 | 1.835e-09 | 1.825e-09 | 1.825e-09 | 1.83e-09 | 1.875e-09 | 2.375e-09 | 0 | 0 | 0 | 0 | 0 | 5e-12 | 6.5e-11 | 1.1e-10 | 2.2e-10 | 1.55e-10 | 2.35e-10 | 4.3e-10
BaseCase SG | NSW | CNSW | 3.65e-09 | 3.66e-09 | 3.65e-09 | 3.65e-09 | 5.475e-09 | 5.49e-09 | 0 | 0 | 0 | 0 | 0 | 0 | 0 | 0 | 0 | 0 | 0 | 0 | 0 | 0 | 0 | 0 | 0 | 0
BaseCase SG | NSW | NNSW | 3.65e-09 | 3.66e-09 | 3.65e-09 | 3.65e-09 | 5.475e-09 | 5.49e-09 | 0 | 0 | 0 | 0 | 0 | 0 | 0 | 0 | 0 | 0 | 0 | 0 | 0 | 0 | 0 | 0 | 0 | 0
BaseCase SG | NSW | SNSW | 3.65e-09 | 3.66e-09 | 3.65e-09 | 3.65e-09 | 5.475e-09 | 5.49e-09 | 0 | 0 | 0 | 0 | 0 | 0 | 0 | 0 | 0 | 0 | 0 | 0 | 0 | 0 | 0 | 0 | 0 | 0
BaseCase SG | NSW | SNW | 1.2445e-08 | 1.4555e-08 | 1.26e-08 | 9.68e-09 | 1.204e-08 | 6.12e-09 | 1.835e-09 | 1.825e-09 | 1.825e-09 | 1.83e-09 | 1.875e-09 | 2.375e-09 | 0 | 0 | 0 | 0 | 0 | 5e-12 | 6.5e-11 | 1.1e-10 | 2.2e-10 | 1.55e-10 | 2.35e-10 | 4.3e-10
BaseCase SG | QLD |  | 1.463e-08 | 1.468e-08 | 1.4605e-08 | 1.4665e-08 | 2.19e-08 | 2.196e-08 | 5.95e-10 | 2.5e-10 | 1.8e-10 | 2e-11 | 5e-12 | 2.5e-11 | 0 | 0 | 0 | 0 | 0 | 0 | 0 | 0 | 0 | 0 | 0.38211 | 0
BaseCase SG | QLD | CQ | 3.65e-09 | 3.66e-09 | 3.65e-09 | 3.65e-09 | 5.475e-09 | 5.49e-09 | 0 | 0 | 0 | 0 | 0 | 0 | 0 | 0 | 0 | 0 | 0 | 0 | 0 | 0 | 0 | 0 | 0 | 0
BaseCase SG | QLD | GG | 3.65e-09 | 3.66e-09 | 3.65e-09 | 3.65e-09 | 5.475e-09 | 5.49e-09 | 0 | 0 | 0 | 0 | 0 | 0 | 0 | 0 | 0 | 0 | 0 | 0 | 0 | 0 | 0 | 0 | 0 | 0
BaseCase SG | QLD | NQ | 3.65e-09 | 3.66e-09 | 3.65e-09 | 3.65e-09 | 5.475e-09 | 5.49e-09 | 5.95e-10 | 2.5e-10 | 1.8e-10 | 2e-11 | 5e-12 | 2e-11 | 0 | 0 | 0 | 0 | 0 | 0 | 0 | 0 | 0 | 0 | 0.38211 | 0
BaseCase SG | QLD | SQ | 3.68e-09 | 3.7e-09 | 3.655e-09 | 3.715e-09 | 5.475e-09 | 5.49e-09 | 0 | 0 | 0 | 0 | 0 | 5e-12 | 0 | 0 | 0 | 0 | 0 | 0 | 0 | 0 | 0 | 0 | 0 | 0
BaseCase SG | SA |  | 1.622e-08 | 1.045e-08 | 1.048e-08 | 1.0625e-08 | 1.6425e-08 | 1.647e-08 | 0 | 0 | 0 | 0 | 0 | 0 | 0 | 0 | 0 | 0 | 0 | 0 | 0 | 0 | 0 | 0 | 0 | 0
BaseCase SG | SA | CSA | 5.945e-09 | 3.66e-09 | 3.65e-09 | 3.65e-09 | 5.475e-09 | 5.49e-09 | 0 | 0 | 0 | 0 | 0 | 0 | 0 | 0 | 0 | 0 | 0 | 0 | 0 | 0 | 0 | 0 | 0 | 0
BaseCase SG | SA | NSA | 7.17e-09 | 3.66e-09 | 3.65e-09 | 3.65e-09 | 5.475e-09 | 5.49e-09 | 0 | 0 | 0 | 0 | 0 | 0 | 0 | 0 | 0 | 0 | 0 | 0 | 0 | 0 | 0 | 0 | 0 | 0
BaseCase SG | SA | SESA | 3.105e-09 | 3.13e-09 | 3.18e-09 | 3.325e-09 | 5.475e-09 | 5.49e-09 | 0 | 0 | 0 | 0 | 0 | 0 | 0 | 0 | 0 | 0 | 0 | 0 | 0 | 0 | 0 | 0 | 0 | 0
BaseCase SG | TAS |  | 3.65e-09 | 3.66e-09 | 3.65e-09 | 3.65e-09 | 5.475e-09 | 5.49e-09 | 0 | 0 | 0 | 0 | 0 | 0 | 0 | 0 | 0 | 0 | 0 | 0 | 0 | 0 | 0 | 0 | 0 | 0
BaseCase SG | TAS | TAS | 3.65e-09 | 3.66e-09 | 3.65e-09 | 3.65e-09 | 5.475e-09 | 5.49e-09 | 0 | 0 | 0 | 0 | 0 | 0 | 0 | 0 | 0 | 0 | 0 | 0 | 0 | 0 | 0 | 0 | 0 | 0
BaseCase SG | VIC |  | 1.0965e-08 | 1.15e-08 | 1.098e-08 | 1.119e-08 | 1.6425e-08 | 1.6475e-08 | 0 | 5e-12 | 0 | 0 | 4e-11 | 7.85e-10 | 0 | 0 | 0 | 0 | 0 | 0 | 0 | 0 | 0 | 0 | 0 | 5e-12
BaseCase SG | VIC | MEL | 3.665e-09 | 4.18e-09 | 3.68e-09 | 3.89e-09 | 5.475e-09 | 5.495e-09 | 0 | 5e-12 | 0 | 0 | 4e-11 | 7.85e-10 | 0 | 0 | 0 | 0 | 0 | 0 | 0 | 0 | 0 | 0 | 0 | 5e-12
BaseCase SG | VIC | SEV | 3.65e-09 | 3.66e-09 | 3.65e-09 | 3.65e-09 | 5.475e-09 | 5.49e-09 | 0 | 0 | 0 | 0 | 0 | 0 | 0 | 0 | 0 | 0 | 0 | 0 | 0 | 0 | 0 | 0 | 0 | 0
BaseCase SG | VIC | WNV | 3.65e-09 | 3.66e-09 | 3.65e-09 | 3.65e-09 | 5.475e-09 | 5.49e-09 | 0 | 0 | 0 | 0 | 0 | 0 | 0 | 0 | 0 | 0 | 0 | 0 | 0 | 0 | 0 | 0 | 0 | 0
Option 2 SG | NEM |  | 6.7e-10 | 0 | 0 | 0 | 0 | 0 | 1e-11 | 0 | 0 | 0 | 0 | 2e-10 | 3e-11 | 0 | 0 | 0 | 0 | 8e-11 | 2e-11 | 1e-11 | 3e-11 | 2e-11 | 0.76611 | 5e-11
Option 2 SG | NEM |  | 3.35e-10 | 0 | 0 | 0 | 0 | 0 | 5e-12 | 0 | 0 | 0 | 0 | 1e-10 | 1.5e-11 | 0 | 0 | 0 | 0 | 4e-11 | 1e-11 | 5e-12 | 1.5e-11 | 1e-11 | 0.38306 | 2.5e-11
Option 2 SG | NEM |  | 3.35e-10 | 0 | 0 | 0 | 0 | 0 | 5e-12 | 0 | 0 | 0 | 0 | 1e-10 | 1.5e-11 | 0 | 0 | 0 | 0 | 4e-11 | 1e-11 | 5e-12 | 1.5e-11 | 1e-11 | 0.38306 | 2.5e-11
Option 2 SG | NSW |  | 5e-12 | 0 | 0 | 0 | 0 | 0 | 5e-12 | 0 | 0 | 0 | 0 | 1e-10 | 0 | 0 | 0 | 0 | 0 | 4e-11 | 1e-11 | 5e-12 | 1.5e-11 | 1e-11 | 2.5e-11 | 2.5e-11
Option 2 SG | NSW | CNSW | 0 | 0 | 0 | 0 | 0 | 0 | 0 | 0 | 0 | 0 | 0 | 0 | 0 | 0 | 0 | 0 | 0 | 0 | 0 | 0 | 0 | 0 | 0 | 0
Option 2 SG | NSW | NNSW | 0 | 0 | 0 | 0 | 0 | 0 | 0 | 0 | 0 | 0 | 0 | 0 | 0 | 0 | 0 | 0 | 0 | 0 | 0 | 0 | 0 | 0 | 0 | 0
Option 2 SG | NSW | SNSW | 0 | 0 | 0 | 0 | 0 | 0 | 0 | 0 | 0 | 0 | 0 | 0 | 0 | 0 | 0 | 0 | 0 | 0 | 0 | 0 | 0 | 0 | 0 | 0
Option 2 SG | NSW | SNW | 5e-12 | 0 | 0 | 0 | 0 | 0 | 5e-12 | 0 | 0 | 0 | 0 | 1e-10 | 0 | 0 | 0 | 0 | 0 | 4e-11 | 1e-11 | 5e-12 | 1.5e-11 | 1e-11 | 2.5e-11 | 2.5e-11
Option 2 SG | QLD |  | 0 | 0 | 0 | 0 | 0 | 0 | 0 | 0 | 0 | 0 | 0 | 0 | 1.5e-11 | 0 | 0 | 0 | 0 | 0 | 0 | 0 | 0 | 0 | 0.38306 | 0
Option 2 SG | QLD | CQ | 0 | 0 | 0 | 0 | 0 | 0 | 0 | 0 | 0 | 0 | 0 | 0 | 0 | 0 | 0 | 0 | 0 | 0 | 0 | 0 | 0 | 0 | 0 | 0
Option 2 SG | QLD | GG | 0 | 0 | 0 | 0 | 0 | 0 | 0 | 0 | 0 | 0 | 0 | 0 | 0 | 0 | 0 | 0 | 0 | 0 | 0 | 0 | 0 | 0 | 0 | 0
Option 2 SG | QLD | NQ | 0 | 0 | 0 | 0 | 0 | 0 | 0 | 0 | 0 | 0 | 0 | 0 | 0 | 0 | 0 | 0 | 0 | 0 | 0 | 0 | 0 | 0 | 0.38306 | 0
Option 2 SG | QLD | SQ | 0 | 0 | 0 | 0 | 0 | 0 | 0 | 0 | 0 | 0 | 0 | 0 | 1.5e-11 | 0 | 0 | 0 | 0 | 0 | 0 | 0 | 0 | 0 | 0 | 0
Option 2 SG | SA |  | 3.3e-10 | 0 | 0 | 0 | 0 | 0 | 0 | 0 | 0 | 0 | 0 | 0 | 0 | 0 | 0 | 0 | 0 | 0 | 0 | 0 | 0 | 0 | 0 | 0
Option 2 SG | SA | CSA | 1e-10 | 0 | 0 | 0 | 0 | 0 | 0 | 0 | 0 | 0 | 0 | 0 | 0 | 0 | 0 | 0 | 0 | 0 | 0 | 0 | 0 | 0 | 0 | 0
Option 2 SG | SA | NSA | 2.3e-10 | 0 | 0 | 0 | 0 | 0 | 0 | 0 | 0 | 0 | 0 | 0 | 0 | 0 | 0 | 0 | 0 | 0 | 0 | 0 | 0 | 0 | 0 | 0
Option 2 SG | SA | SESA | 0 | 0 | 0 | 0 | 0 | 0 | 0 | 0 | 0 | 0 | 0 | 0 | 0 | 0 | 0 | 0 | 0 | 0 | 0 | 0 | 0 | 0 | 0 | 0
Option 2 SG | TAS |  | 0 | 0 | 0 | 0 | 0 | 0 | 0 | 0 | 0 | 0 | 0 | 0 | 0 | 0 | 0 | 0 | 0 | 0 | 0 | 0 | 0 | 0 | 0 | 0
Option 2 SG | TAS | TAS | 0 | 0 | 0 | 0 | 0 | 0 | 0 | 0 | 0 | 0 | 0 | 0 | 0 | 0 | 0 | 0 | 0 | 0 | 0 | 0 | 0 | 0 | 0 | 0
Option 2 SG | VIC |  | 0 | 0 | 0 | 0 | 0 | 0 | 0 | 0 | 0 | 0 | 0 | 0 | 0 | 0 | 0 | 0 | 0 | 0 | 0 | 0 | 0 | 0 | 0 | 0
Option 2 SG | VIC | MEL | 0 | 0 | 0 | 0 | 0 | 0 | 0 | 0 | 0 | 0 | 0 | 0 | 0 | 0 | 0 | 0 | 0 | 0 | 0 | 0 | 0 | 0 | 0 | 0
Option 2 SG | VIC | SEV | 0 | 0 | 0 | 0 | 0 | 0 | 0 | 0 | 0 | 0 | 0 | 0 | 0 | 0 | 0 | 0 | 0 | 0 | 0 | 0 | 0 | 0 | 0 | 0
Option 2 SG | VIC | WNV | 0 | 0 | 0 | 0 | 0 | 0 | 0 | 0 | 0 | 0 | 0 | 0 | 0 | 0 | 0 | 0 | 0 | 0 | 0 | 0 | 0 | 0 | 0 | 0
Option 2D SG | NEM |  | 1.6e-10 | 0 | 0 | 0 | 0 | 0 | 6.1e-10 | 1.2e-10 | 1e-10 | 2.1e-10 | 6.9e-10 | 2.43e-09 | 0 | 0 | 0 | 0 | 0 | 0 | 5.906e-08 | 5.972e-08 | 6.025e-08 | 1.1183e-07 | 0.76812 | 1.1489e-07
Option 2D SG | NEM |  | 8e-11 | 0 | 0 | 0 | 0 | 0 | 3.05e-10 | 6e-11 | 5e-11 | 1.05e-10 | 3.45e-10 | 1.215e-09 | 0 | 0 | 0 | 0 | 0 | 0 | 2.953e-08 | 2.986e-08 | 3.0125e-08 | 5.5915e-08 | 0.38406 | 5.7445e-08
Option 2D SG | NEM |  | 8e-11 | 0 | 0 | 0 | 0 | 0 | 3.05e-10 | 6e-11 | 5e-11 | 1.05e-10 | 3.45e-10 | 1.215e-09 | 0 | 0 | 0 | 0 | 0 | 0 | 2.953e-08 | 2.986e-08 | 3.0125e-08 | 5.5915e-08 | 0.38406 | 5.7445e-08
Option 2D SG | NSW |  | 0 | 0 | 0 | 0 | 0 | 0 | 3.05e-10 | 6e-11 | 5e-11 | 1.05e-10 | 3.45e-10 | 1.215e-09 | 0 | 0 | 0 | 0 | 0 | 0 | 9.45e-09 | 9.785e-09 | 1.002e-08 | 1.5655e-08 | 1.612e-08 | 1.7215e-08
Option 2D SG | NSW | CNSW | 0 | 0 | 0 | 0 | 0 | 0 | 0 | 0 | 0 | 0 | 0 | 0 | 0 | 0 | 0 | 0 | 0 | 0 | 1.825e-09 | 1.825e-09 | 1.825e-09 | 3.66e-09 | 3.65e-09 | 3.65e-09
Option 2D SG | NSW | NNSW | 0 | 0 | 0 | 0 | 0 | 0 | 0 | 0 | 0 | 0 | 0 | 0 | 0 | 0 | 0 | 0 | 0 | 0 | 1.825e-09 | 1.825e-09 | 1.825e-09 | 3.66e-09 | 3.65e-09 | 3.65e-09
Option 2D SG | NSW | SNSW | 0 | 0 | 0 | 0 | 0 | 0 | 0 | 0 | 0 | 0 | 0 | 0 | 0 | 0 | 0 | 0 | 0 | 0 | 1.825e-09 | 1.825e-09 | 1.825e-09 | 3.66e-09 | 3.65e-09 | 3.65e-09
Option 2D SG | NSW | SNW | 0 | 0 | 0 | 0 | 0 | 0 | 3.05e-10 | 6e-11 | 5e-11 | 1.05e-10 | 3.45e-10 | 1.215e-09 | 0 | 0 | 0 | 0 | 0 | 0 | 3.975e-09 | 4.31e-09 | 4.545e-09 | 4.675e-09 | 5.17e-09 | 6.265e-09
Option 2D SG | QLD |  | 0 | 0 | 0 | 0 | 0 | 0 | 0 | 0 | 0 | 0 | 0 | 0 | 0 | 0 | 0 | 0 | 0 | 0 | 7.3e-09 | 7.3e-09 | 7.3e-09 | 1.464e-08 | 0.38406 | 1.463e-08
Option 2D SG | QLD | CQ | 0 | 0 | 0 | 0 | 0 | 0 | 0 | 0 | 0 | 0 | 0 | 0 | 0 | 0 | 0 | 0 | 0 | 0 | 1.825e-09 | 1.825e-09 | 1.825e-09 | 3.66e-09 | 3.65e-09 | 3.65e-09
Option 2D SG | QLD | GG | 0 | 0 | 0 | 0 | 0 | 0 | 0 | 0 | 0 | 0 | 0 | 0 | 0 | 0 | 0 | 0 | 0 | 0 | 1.825e-09 | 1.825e-09 | 1.825e-09 | 3.66e-09 | 3.65e-09 | 3.65e-09
Option 2D SG | QLD | NQ | 0 | 0 | 0 | 0 | 0 | 0 | 0 | 0 | 0 | 0 | 0 | 0 | 0 | 0 | 0 | 0 | 0 | 0 | 1.825e-09 | 1.825e-09 | 1.825e-09 | 3.66e-09 | 0.38406 | 3.65e-09
Option 2D SG | QLD | SQ | 0 | 0 | 0 | 0 | 0 | 0 | 0 | 0 | 0 | 0 | 0 | 0 | 0 | 0 | 0 | 0 | 0 | 0 | 1.825e-09 | 1.825e-09 | 1.825e-09 | 3.66e-09 | 3.65e-09 | 3.68e-09
Option 2D SG | SA |  | 8e-11 | 0 | 0 | 0 | 0 | 0 | 0 | 0 | 0 | 0 | 0 | 0 | 0 | 0 | 0 | 0 | 0 | 0 | 5.475e-09 | 5.475e-09 | 5.475e-09 | 1.098e-08 | 1.095e-08 | 1.095e-08
Option 2D SG | SA | CSA | 5e-11 | 0 | 0 | 0 | 0 | 0 | 0 | 0 | 0 | 0 | 0 | 0 | 0 | 0 | 0 | 0 | 0 | 0 | 1.825e-09 | 1.825e-09 | 1.825e-09 | 3.66e-09 | 3.65e-09 | 3.65e-09
Option 2D SG | SA | NSA | 3e-11 | 0 | 0 | 0 | 0 | 0 | 0 | 0 | 0 | 0 | 0 | 0 | 0 | 0 | 0 | 0 | 0 | 0 | 1.825e-09 | 1.825e-09 | 1.825e-09 | 3.66e-09 | 3.65e-09 | 3.65e-09
Option 2D SG | SA | SESA | 0 | 0 | 0 | 0 | 0 | 0 | 0 | 0 | 0 | 0 | 0 | 0 | 0 | 0 | 0 | 0 | 0 | 0 | 1.825e-09 | 1.825e-09 | 1.825e-09 | 3.66e-09 | 3.65e-09 | 3.65e-09
Option 2D SG | TAS |  | 0 | 0 | 0 | 0 | 0 | 0 | 0 | 0 | 0 | 0 | 0 | 0 | 0 | 0 | 0 | 0 | 0 | 0 | 1.825e-09 | 1.825e-09 | 1.825e-09 | 3.66e-09 | 3.65e-09 | 3.65e-09
Option 2D SG | TAS | TAS | 0 | 0 | 0 | 0 | 0 | 0 | 0 | 0 | 0 | 0 | 0 | 0 | 0 | 0 | 0 | 0 | 0 | 0 | 1.825e-09 | 1.825e-09 | 1.825e-09 | 3.66e-09 | 3.65e-09 | 3.65e-09
Option 2D SG | VIC |  | 0 | 0 | 0 | 0 | 0 | 0 | 0 | 0 | 0 | 0 | 0 | 0 | 0 | 0 | 0 | 0 | 0 | 0 | 5.48e-09 | 5.475e-09 | 5.505e-09 | 1.098e-08 | 1.0955e-08 | 1.1e-08
Option 2D SG | VIC | MEL | 0 | 0 | 0 | 0 | 0 | 0 | 0 | 0 | 0 | 0 | 0 | 0 | 0 | 0 | 0 | 0 | 0 | 0 | 1.83e-09 | 1.825e-09 | 1.855e-09 | 3.66e-09 | 3.655e-09 | 3.7e-09
Option 2D SG | VIC | SEV | 0 | 0 | 0 | 0 | 0 | 0 | 0 | 0 | 0 | 0 | 0 | 0 | 0 | 0 | 0 | 0 | 0 | 0 | 1.825e-09 | 1.825e-09 | 1.825e-09 | 3.66e-09 | 3.65e-09 | 3.65e-09
Option 2D SG | VIC | WNV | 0 | 0 | 0 | 0 | 0 | 0 | 0 | 0 | 0 | 0 | 0 | 0 | 0 | 0 | 0 | 0 | 0 | 0 | 1.825e-09 | 1.825e-09 | 1.825e-09 | 3.66e-09 | 3.65e-09 | 3.65e-09
Option 3 SG | NEM |  | 1.1055e-07 | 1.0874e-07 | 1.0856e-07 | 1.0885e-07 | 1.095e-07 | 1.647e-07 | 1e-11 | 0 | 0 | 0 | 0 | 4.9e-10 | 3.68e-09 | 3.66e-09 | 3.65e-09 | 3.65e-09 | 3.68e-09 | 3.84e-09 | 0 | 0 | 0 | 0 | 0.77358 | 0
Option 3 SG | NEM |  | 5.5275e-08 | 5.437e-08 | 5.428e-08 | 5.4425e-08 | 5.475e-08 | 8.235e-08 | 5e-12 | 0 | 0 | 0 | 0 | 2.45e-10 | 1.84e-09 | 1.83e-09 | 1.825e-09 | 1.825e-09 | 1.84e-09 | 1.92e-09 | 0 | 0 | 0 | 0 | 0.38679 | 0
Option 3 SG | NEM |  | 5.5275e-08 | 5.437e-08 | 5.428e-08 | 5.4425e-08 | 5.475e-08 | 8.235e-08 | 5e-12 | 0 | 0 | 0 | 0 | 2.45e-10 | 1.84e-09 | 1.83e-09 | 1.825e-09 | 1.825e-09 | 1.84e-09 | 1.92e-09 | 0 | 0 | 0 | 0 | 0.38679 | 0
Option 3 SG | NSW |  | 1.4645e-08 | 1.464e-08 | 1.46e-08 | 1.46e-08 | 1.46e-08 | 2.196e-08 | 5e-12 | 0 | 0 | 0 | 0 | 2.45e-10 | 1.825e-09 | 1.83e-09 | 1.825e-09 | 1.825e-09 | 1.825e-09 | 1.845e-09 | 0 | 0 | 0 | 0 | 0 | 0
Option 3 SG | NSW | CNSW | 3.65e-09 | 3.66e-09 | 3.65e-09 | 3.65e-09 | 3.65e-09 | 5.49e-09 | 0 | 0 | 0 | 0 | 0 | 0 | 0 | 0 | 0 | 0 | 0 | 0 | 0 | 0 | 0 | 0 | 0 | 0
Option 3 SG | NSW | NNSW | 3.65e-09 | 3.66e-09 | 3.65e-09 | 3.65e-09 | 3.65e-09 | 5.49e-09 | 0 | 0 | 0 | 0 | 0 | 0 | 0 | 0 | 0 | 0 | 0 | 0 | 0 | 0 | 0 | 0 | 0 | 0
Option 3 SG | NSW | SNSW | 3.65e-09 | 3.66e-09 | 3.65e-09 | 3.65e-09 | 3.65e-09 | 5.49e-09 | 0 | 0 | 0 | 0 | 0 | 0 | 0 | 0 | 0 | 0 | 0 | 0 | 0 | 0 | 0 | 0 | 0 | 0
Option 3 SG | NSW | SNW | 3.695e-09 | 3.66e-09 | 3.65e-09 | 3.65e-09 | 3.65e-09 | 5.49e-09 | 5e-12 | 0 | 0 | 0 | 0 | 2.45e-10 | 1.825e-09 | 1.83e-09 | 1.825e-09 | 1.825e-09 | 1.825e-09 | 1.845e-09 | 0 | 0 | 0 | 0 | 0 | 0
Option 3 SG | QLD |  | 1.46e-08 | 1.464e-08 | 1.46e-08 | 1.46e-08 | 1.46e-08 | 2.196e-08 | 0 | 0 | 0 | 0 | 0 | 0 | 5e-12 | 0 | 0 | 0 | 0 | 5.5e-11 | 0 | 0 | 0 | 0 | 0.38679 | 0
Option 3 SG | QLD | CQ | 3.65e-09 | 3.66e-09 | 3.65e-09 | 3.65e-09 | 3.65e-09 | 5.49e-09 | 0 | 0 | 0 | 0 | 0 | 0 | 0 | 0 | 0 | 0 | 0 | 0 | 0 | 0 | 0 | 0 | 0 | 0
Option 3 SG | QLD | GG | 3.65e-09 | 3.66e-09 | 3.65e-09 | 3.65e-09 | 3.65e-09 | 5.49e-09 | 0 | 0 | 0 | 0 | 0 | 0 | 0 | 0 | 0 | 0 | 0 | 0 | 0 | 0 | 0 | 0 | 0 | 0
Option 3 SG | QLD | NQ | 3.65e-09 | 3.66e-09 | 3.65e-09 | 3.65e-09 | 3.65e-09 | 5.49e-09 | 0 | 0 | 0 | 0 | 0 | 0 | 0 | 0 | 0 | 0 | 0 | 0 | 0 | 0 | 0 | 0 | 0.38679 | 0
Option 3 SG | QLD | SQ | 3.65e-09 | 3.66e-09 | 3.65e-09 | 3.65e-09 | 3.65e-09 | 5.49e-09 | 0 | 0 | 0 | 0 | 0 | 0 | 5e-12 | 0 | 0 | 0 | 0 | 5.5e-11 | 0 | 0 | 0 | 0 | 0 | 0
Option 3 SG | SA |  | 1.143e-08 | 1.045e-08 | 1.048e-08 | 1.0625e-08 | 1.095e-08 | 1.647e-08 | 0 | 0 | 0 | 0 | 0 | 0 | 0 | 0 | 0 | 0 | 0 | 0 | 0 | 0 | 0 | 0 | 0 | 0
Option 3 SG | SA | CSA | 3.78e-09 | 3.66e-09 | 3.65e-09 | 3.65e-09 | 3.65e-09 | 5.49e-09 | 0 | 0 | 0 | 0 | 0 | 0 | 0 | 0 | 0 | 0 | 0 | 0 | 0 | 0 | 0 | 0 | 0 | 0
Option 3 SG | SA | NSA | 4.545e-09 | 3.66e-09 | 3.65e-09 | 3.65e-09 | 3.65e-09 | 5.49e-09 | 0 | 0 | 0 | 0 | 0 | 0 | 0 | 0 | 0 | 0 | 0 | 0 | 0 | 0 | 0 | 0 | 0 | 0
Option 3 SG | SA | SESA | 3.105e-09 | 3.13e-09 | 3.18e-09 | 3.325e-09 | 3.65e-09 | 5.49e-09 | 0 | 0 | 0 | 0 | 0 | 0 | 0 | 0 | 0 | 0 | 0 | 0 | 0 | 0 | 0 | 0 | 0 | 0
Option 3 SG | TAS |  | 3.65e-09 | 3.66e-09 | 3.65e-09 | 3.65e-09 | 3.65e-09 | 5.49e-09 | 0 | 0 | 0 | 0 | 0 | 0 | 0 | 0 | 0 | 0 | 0 | 0 | 0 | 0 | 0 | 0 | 0 | 0
Option 3 SG | TAS | TAS | 3.65e-09 | 3.66e-09 | 3.65e-09 | 3.65e-09 | 3.65e-09 | 5.49e-09 | 0 | 0 | 0 | 0 | 0 | 0 | 0 | 0 | 0 | 0 | 0 | 0 | 0 | 0 | 0 | 0 | 0 | 0
Option 3 SG | VIC |  | 1.095e-08 | 1.098e-08 | 1.095e-08 | 1.095e-08 | 1.095e-08 | 1.647e-08 | 0 | 0 | 0 | 0 | 0 | 0 | 1e-11 | 0 | 0 | 0 | 1.5e-11 | 2e-11 | 0 | 0 | 0 | 0 | 0 | 0
Option 3 SG | VIC | MEL | 3.65e-09 | 3.66e-09 | 3.65e-09 | 3.65e-09 | 3.65e-09 | 5.49e-09 | 0 | 0 | 0 | 0 | 0 | 0 | 1e-11 | 0 | 0 | 0 | 1.5e-11 | 2e-11 | 0 | 0 | 0 | 0 | 0 | 0
Option 3 SG | VIC | SEV | 3.65e-09 | 3.66e-09 | 3.65e-09 | 3.65e-09 | 3.65e-09 | 5.49e-09 | 0 | 0 | 0 | 0 | 0 | 0 | 0 | 0 | 0 | 0 | 0 | 0 | 0 | 0 | 0 | 0 | 0 | 0
Option 3 SG | VIC | WNV | 3.65e-09 | 3.66e-09 | 3.65e-09 | 3.65e-09 | 3.65e-09 | 5.49e-09 | 0 | 0 | 0 | 0 | 0 | 0 | 0 | 0 | 0 | 0 | 0 | 0 | 0 | 0 | 0 | 0 | 0 | 0
Option 4 SG | NEM |  | 6.24e-09 | 4.74e-09 | 3.8e-09 | 4.39e-09 | 3.8e-09 | 4.28e-09 | 1.8759e-07 | 1.6841e-07 | 1.7036e-07 | 1.7394e-07 | 1.8338e-07 | 2.1828e-07 | 5.475e-08 | 5.49e-08 | 5.475e-08 | 5.475e-08 | 5.475e-08 | 5.49e-08 | 5.475e-08 | 5.475e-08 | 5.475e-08 | 5.491e-08 | 0.77358 | 1.095e-07
Option 4 SG | NEM |  | 3.12e-09 | 2.37e-09 | 1.9e-09 | 2.195e-09 | 1.9e-09 | 2.14e-09 | 9.3795e-08 | 8.4205e-08 | 8.518e-08 | 8.697e-08 | 9.169e-08 | 1.0914e-07 | 2.7375e-08 | 2.745e-08 | 2.7375e-08 | 2.7375e-08 | 2.7375e-08 | 2.745e-08 | 2.7375e-08 | 2.7375e-08 | 2.7375e-08 | 2.7455e-08 | 0.38679 | 5.475e-08
Option 4 SG | NEM |  | 3.12e-09 | 2.37e-09 | 1.9e-09 | 2.195e-09 | 1.9e-09 | 2.14e-09 | 9.3795e-08 | 8.4205e-08 | 8.518e-08 | 8.697e-08 | 9.169e-08 | 1.0914e-07 | 2.7375e-08 | 2.745e-08 | 2.7375e-08 | 2.7375e-08 | 2.7375e-08 | 2.745e-08 | 2.7375e-08 | 2.7375e-08 | 2.7375e-08 | 2.7455e-08 | 0.38679 | 5.475e-08
Option 4 SG | NSW |  | 1.99e-09 | 1.99e-09 | 1.84e-09 | 2.04e-09 | 1.86e-09 | 2.12e-09 | 3.761e-08 | 3.2645e-08 | 3.437e-08 | 3.5555e-08 | 3.699e-08 | 4.555e-08 | 7.3e-09 | 7.32e-09 | 7.3e-09 | 7.3e-09 | 7.3e-09 | 7.32e-09 | 7.3e-09 | 7.3e-09 | 7.3e-09 | 7.325e-09 | 1.46e-08 | 1.46e-08
Option 4 SG | NSW | CNSW | 0 | 0 | 0 | 0 | 0 | 0 | 3.9e-09 | 2.785e-09 | 2.85e-09 | 2.935e-09 | 2.975e-09 | 2.945e-09 | 1.825e-09 | 1.83e-09 | 1.825e-09 | 1.825e-09 | 1.825e-09 | 1.83e-09 | 1.825e-09 | 1.825e-09 | 1.825e-09 | 1.83e-09 | 3.65e-09 | 3.65e-09
Option 4 SG | NSW | NNSW | 0 | 0 | 0 | 0 | 0 | 0 | 1.83e-09 | 1.825e-09 | 1.825e-09 | 1.83e-09 | 1.825e-09 | 1.83e-09 | 1.825e-09 | 1.83e-09 | 1.825e-09 | 1.825e-09 | 1.825e-09 | 1.83e-09 | 1.825e-09 | 1.825e-09 | 1.825e-09 | 1.83e-09 | 3.65e-09 | 3.65e-09
Option 4 SG | NSW | SNSW | 0 | 0 | 0 | 0 | 0 | 0 | 2.325e-09 | 1.845e-09 | 1.865e-09 | 1.845e-09 | 1.84e-09 | 1.925e-09 | 1.825e-09 | 1.83e-09 | 1.825e-09 | 1.825e-09 | 1.825e-09 | 1.83e-09 | 1.825e-09 | 1.825e-09 | 1.825e-09 | 1.83e-09 | 3.65e-09 | 3.65e-09
Option 4 SG | NSW | SNW | 1.99e-09 | 1.99e-09 | 1.84e-09 | 2.04e-09 | 1.86e-09 | 2.12e-09 | 2.9555e-08 | 2.619e-08 | 2.783e-08 | 2.8945e-08 | 3.035e-08 | 3.885e-08 | 1.825e-09 | 1.83e-09 | 1.825e-09 | 1.825e-09 | 1.825e-09 | 1.83e-09 | 1.825e-09 | 1.825e-09 | 1.825e-09 | 1.835e-09 | 3.65e-09 | 3.65e-09
Option 4 SG | QLD |  | 4.5e-11 | 5e-12 | 0 | 0 | 4e-11 | 1e-11 | 2.9205e-08 | 2.4205e-08 | 2.399e-08 | 2.2055e-08 | 2.199e-08 | 2.541e-08 | 7.3e-09 | 7.32e-09 | 7.3e-09 | 7.3e-09 | 7.3e-09 | 7.32e-09 | 7.3e-09 | 7.3e-09 | 7.3e-09 | 7.32e-09 | 0.38679 | 1.46e-08
Option 4 SG | QLD | CQ | 0 | 0 | 0 | 0 | 0 | 0 | 3.91e-09 | 3.255e-09 | 3.225e-09 | 3.28e-09 | 3.235e-09 | 3.65e-09 | 1.825e-09 | 1.83e-09 | 1.825e-09 | 1.825e-09 | 1.825e-09 | 1.83e-09 | 1.825e-09 | 1.825e-09 | 1.825e-09 | 1.83e-09 | 3.65e-09 | 3.65e-09
Option 4 SG | QLD | GG | 0 | 0 | 0 | 0 | 4e-11 | 5e-12 | 7.6e-09 | 7.52e-09 | 6.95e-09 | 6.48e-09 | 6.06e-09 | 5.69e-09 | 1.825e-09 | 1.83e-09 | 1.825e-09 | 1.825e-09 | 1.825e-09 | 1.83e-09 | 1.825e-09 | 1.825e-09 | 1.825e-09 | 1.83e-09 | 3.65e-09 | 3.65e-09
Option 4 SG | QLD | NQ | 0 | 0 | 0 | 0 | 0 | 5e-12 | 6.52e-09 | 6.19e-09 | 6.12e-09 | 4.57e-09 | 4.965e-09 | 5.85e-09 | 1.825e-09 | 1.83e-09 | 1.825e-09 | 1.825e-09 | 1.825e-09 | 1.83e-09 | 1.825e-09 | 1.825e-09 | 1.825e-09 | 1.83e-09 | 0.38679 | 3.65e-09
Option 4 SG | QLD | SQ | 4.5e-11 | 5e-12 | 0 | 0 | 0 | 0 | 1.1175e-08 | 7.24e-09 | 7.695e-09 | 7.725e-09 | 7.73e-09 | 1.022e-08 | 1.825e-09 | 1.83e-09 | 1.825e-09 | 1.825e-09 | 1.825e-09 | 1.83e-09 | 1.825e-09 | 1.825e-09 | 1.825e-09 | 1.83e-09 | 3.65e-09 | 3.65e-09
Option 4 SG | SA |  | 4.7e-10 | 0 | 0 | 0 | 0 | 0 | 7.845e-09 | 7.66e-09 | 7.675e-09 | 7.8e-09 | 7.51e-09 | 8.555e-09 | 5.475e-09 | 5.49e-09 | 5.475e-09 | 5.475e-09 | 5.475e-09 | 5.49e-09 | 5.475e-09 | 5.475e-09 | 5.475e-09 | 5.49e-09 | 1.095e-08 | 1.095e-08
Option 4 SG | SA | CSA | 2.1e-10 | 0 | 0 | 0 | 0 | 0 | 4.195e-09 | 4.01e-09 | 4.025e-09 | 4.14e-09 | 3.86e-09 | 4.905e-09 | 1.825e-09 | 1.83e-09 | 1.825e-09 | 1.825e-09 | 1.825e-09 | 1.83e-09 | 1.825e-09 | 1.825e-09 | 1.825e-09 | 1.83e-09 | 3.65e-09 | 3.65e-09
Option 4 SG | SA | NSA | 2.6e-10 | 0 | 0 | 0 | 0 | 0 | 1.825e-09 | 1.825e-09 | 1.825e-09 | 1.83e-09 | 1.825e-09 | 1.825e-09 | 1.825e-09 | 1.83e-09 | 1.825e-09 | 1.825e-09 | 1.825e-09 | 1.83e-09 | 1.825e-09 | 1.825e-09 | 1.825e-09 | 1.83e-09 | 3.65e-09 | 3.65e-09
Option 4 SG | SA | SESA | 0 | 0 | 0 | 0 | 0 | 0 | 1.825e-09 | 1.825e-09 | 1.825e-09 | 1.83e-09 | 1.825e-09 | 1.825e-09 | 1.825e-09 | 1.83e-09 | 1.825e-09 | 1.825e-09 | 1.825e-09 | 1.83e-09 | 1.825e-09 | 1.825e-09 | 1.825e-09 | 1.83e-09 | 3.65e-09 | 3.65e-09
Option 4 SG | TAS |  | 0 | 0 | 0 | 0 | 0 | 0 | 1.825e-09 | 1.835e-09 | 1.825e-09 | 1.83e-09 | 1.86e-09 | 1.83e-09 | 1.825e-09 | 1.83e-09 | 1.825e-09 | 1.825e-09 | 1.825e-09 | 1.83e-09 | 1.825e-09 | 1.825e-09 | 1.825e-09 | 1.83e-09 | 3.65e-09 | 3.65e-09
Option 4 SG | TAS | TAS | 0 | 0 | 0 | 0 | 0 | 0 | 1.825e-09 | 1.835e-09 | 1.825e-09 | 1.83e-09 | 1.86e-09 | 1.83e-09 | 1.825e-09 | 1.83e-09 | 1.825e-09 | 1.825e-09 | 1.825e-09 | 1.83e-09 | 1.825e-09 | 1.825e-09 | 1.825e-09 | 1.83e-09 | 3.65e-09 | 3.65e-09
Option 4 SG | VIC |  | 6.15e-10 | 3.75e-10 | 6e-11 | 1.55e-10 | 0 | 1e-11 | 1.731e-08 | 1.786e-08 | 1.732e-08 | 1.973e-08 | 2.334e-08 | 2.7795e-08 | 5.475e-09 | 5.49e-09 | 5.475e-09 | 5.475e-09 | 5.475e-09 | 5.49e-09 | 5.475e-09 | 5.475e-09 | 5.475e-09 | 5.49e-09 | 1.095e-08 | 1.095e-08
Option 4 SG | VIC | MEL | 6.15e-10 | 3.75e-10 | 6e-11 | 1.55e-10 | 0 | 1e-11 | 1.309e-08 | 1.327e-08 | 1.243e-08 | 1.527e-08 | 1.885e-08 | 2.2695e-08 | 1.825e-09 | 1.83e-09 | 1.825e-09 | 1.825e-09 | 1.825e-09 | 1.83e-09 | 1.825e-09 | 1.825e-09 | 1.825e-09 | 1.83e-09 | 3.65e-09 | 3.65e-09
Option 4 SG | VIC | SEV | 0 | 0 | 0 | 0 | 0 | 0 | 1.825e-09 | 1.825e-09 | 1.825e-09 | 1.83e-09 | 1.825e-09 | 1.825e-09 | 1.825e-09 | 1.83e-09 | 1.825e-09 | 1.825e-09 | 1.825e-09 | 1.83e-09 | 1.825e-09 | 1.825e-09 | 1.825e-09 | 1.83e-09 | 3.65e-09 | 3.65e-09
Option 4 SG | VIC | WNV | 0 | 0 | 0 | 0 | 0 | 0 | 2.395e-09 | 2.765e-09 | 3.065e-09 | 2.63e-09 | 2.665e-09 | 3.275e-09 | 1.825e-09 | 1.83e-09 | 1.825e-09 | 1.825e-09 | 1.825e-09 | 1.83e-09 | 1.825e-09 | 1.825e-09 | 1.825e-09 | 1.83e-09 | 3.65e-09 | 3.65e-09
Option 5 SG | NEM |  | 3.31e-09 | 0 | 0 | 0 | 0 | 0 | 5.475e-08 | 5.475e-08 | 5.475e-08 | 5.49e-08 | 5.475e-08 | 5.475e-08 | 0 | 0 | 0 | 0 | 0 | 0 | 5.475e-08 | 5.475e-08 | 5.475e-08 | 5.49e-08 | 0.774 | 5.475e-08
Option 5 SG | NEM |  | 1.655e-09 | 0 | 0 | 0 | 0 | 0 | 2.7375e-08 | 2.7375e-08 | 2.7375e-08 | 2.745e-08 | 2.7375e-08 | 2.7375e-08 | 0 | 0 | 0 | 0 | 0 | 0 | 2.7375e-08 | 2.7375e-08 | 2.7375e-08 | 2.745e-08 | 0.387 | 2.7375e-08
Option 5 SG | NEM |  | 1.655e-09 | 0 | 0 | 0 | 0 | 0 | 2.7375e-08 | 2.7375e-08 | 2.7375e-08 | 2.745e-08 | 2.7375e-08 | 2.7375e-08 | 0 | 0 | 0 | 0 | 0 | 0 | 2.7375e-08 | 2.7375e-08 | 2.7375e-08 | 2.745e-08 | 0.387 | 2.7375e-08
Option 5 SG | NSW |  | 0 | 0 | 0 | 0 | 0 | 0 | 7.3e-09 | 7.3e-09 | 7.3e-09 | 7.32e-09 | 7.3e-09 | 7.3e-09 | 0 | 0 | 0 | 0 | 0 | 0 | 7.3e-09 | 7.3e-09 | 7.3e-09 | 7.32e-09 | 7.3e-09 | 7.3e-09
Option 5 SG | NSW | CNSW | 0 | 0 | 0 | 0 | 0 | 0 | 1.825e-09 | 1.825e-09 | 1.825e-09 | 1.83e-09 | 1.825e-09 | 1.825e-09 | 0 | 0 | 0 | 0 | 0 | 0 | 1.825e-09 | 1.825e-09 | 1.825e-09 | 1.83e-09 | 1.825e-09 | 1.825e-09
Option 5 SG | NSW | NNSW | 0 | 0 | 0 | 0 | 0 | 0 | 1.825e-09 | 1.825e-09 | 1.825e-09 | 1.83e-09 | 1.825e-09 | 1.825e-09 | 0 | 0 | 0 | 0 | 0 | 0 | 1.825e-09 | 1.825e-09 | 1.825e-09 | 1.83e-09 | 1.825e-09 | 1.825e-09
Option 5 SG | NSW | SNSW | 0 | 0 | 0 | 0 | 0 | 0 | 1.825e-09 | 1.825e-09 | 1.825e-09 | 1.83e-09 | 1.825e-09 | 1.825e-09 | 0 | 0 | 0 | 0 | 0 | 0 | 1.825e-09 | 1.825e-09 | 1.825e-09 | 1.83e-09 | 1.825e-09 | 1.825e-09
Option 5 SG | NSW | SNW | 0 | 0 | 0 | 0 | 0 | 0 | 1.825e-09 | 1.825e-09 | 1.825e-09 | 1.83e-09 | 1.825e-09 | 1.825e-09 | 0 | 0 | 0 | 0 | 0 | 0 | 1.825e-09 | 1.825e-09 | 1.825e-09 | 1.83e-09 | 1.825e-09 | 1.825e-09
Option 5 SG | QLD |  | 0 | 0 | 0 | 0 | 0 | 0 | 7.3e-09 | 7.3e-09 | 7.3e-09 | 7.32e-09 | 7.3e-09 | 7.3e-09 | 0 | 0 | 0 | 0 | 0 | 0 | 7.3e-09 | 7.3e-09 | 7.3e-09 | 7.32e-09 | 0.387 | 7.3e-09
Option 5 SG | QLD | CQ | 0 | 0 | 0 | 0 | 0 | 0 | 1.825e-09 | 1.825e-09 | 1.825e-09 | 1.83e-09 | 1.825e-09 | 1.825e-09 | 0 | 0 | 0 | 0 | 0 | 0 | 1.825e-09 | 1.825e-09 | 1.825e-09 | 1.83e-09 | 1.825e-09 | 1.825e-09
Option 5 SG | QLD | GG | 0 | 0 | 0 | 0 | 0 | 0 | 1.825e-09 | 1.825e-09 | 1.825e-09 | 1.83e-09 | 1.825e-09 | 1.825e-09 | 0 | 0 | 0 | 0 | 0 | 0 | 1.825e-09 | 1.825e-09 | 1.825e-09 | 1.83e-09 | 1.825e-09 | 1.825e-09
Option 5 SG | QLD | NQ | 0 | 0 | 0 | 0 | 0 | 0 | 1.825e-09 | 1.825e-09 | 1.825e-09 | 1.83e-09 | 1.825e-09 | 1.825e-09 | 0 | 0 | 0 | 0 | 0 | 0 | 1.825e-09 | 1.825e-09 | 1.825e-09 | 1.83e-09 | 0.387 | 1.825e-09
Option 5 SG | QLD | SQ | 0 | 0 | 0 | 0 | 0 | 0 | 1.825e-09 | 1.825e-09 | 1.825e-09 | 1.83e-09 | 1.825e-09 | 1.825e-09 | 0 | 0 | 0 | 0 | 0 | 0 | 1.825e-09 | 1.825e-09 | 1.825e-09 | 1.83e-09 | 1.825e-09 | 1.825e-09
Option 5 SG | SA |  | 1.655e-09 | 0 | 0 | 0 | 0 | 0 | 5.475e-09 | 5.475e-09 | 5.475e-09 | 5.49e-09 | 5.475e-09 | 5.475e-09 | 0 | 0 | 0 | 0 | 0 | 0 | 5.475e-09 | 5.475e-09 | 5.475e-09 | 5.49e-09 | 5.475e-09 | 5.475e-09
Option 5 SG | SA | CSA | 5.25e-10 | 0 | 0 | 0 | 0 | 0 | 1.825e-09 | 1.825e-09 | 1.825e-09 | 1.83e-09 | 1.825e-09 | 1.825e-09 | 0 | 0 | 0 | 0 | 0 | 0 | 1.825e-09 | 1.825e-09 | 1.825e-09 | 1.83e-09 | 1.825e-09 | 1.825e-09
Option 5 SG | SA | NSA | 1.13e-09 | 0 | 0 | 0 | 0 | 0 | 1.825e-09 | 1.825e-09 | 1.825e-09 | 1.83e-09 | 1.825e-09 | 1.825e-09 | 0 | 0 | 0 | 0 | 0 | 0 | 1.825e-09 | 1.825e-09 | 1.825e-09 | 1.83e-09 | 1.825e-09 | 1.825e-09
Option 5 SG | SA | SESA | 0 | 0 | 0 | 0 | 0 | 0 | 1.825e-09 | 1.825e-09 | 1.825e-09 | 1.83e-09 | 1.825e-09 | 1.825e-09 | 0 | 0 | 0 | 0 | 0 | 0 | 1.825e-09 | 1.825e-09 | 1.825e-09 | 1.83e-09 | 1.825e-09 | 1.825e-09
Option 5 SG | TAS |  | 0 | 0 | 0 | 0 | 0 | 0 | 1.825e-09 | 1.825e-09 | 1.825e-09 | 1.83e-09 | 1.825e-09 | 1.825e-09 | 0 | 0 | 0 | 0 | 0 | 0 | 1.825e-09 | 1.825e-09 | 1.825e-09 | 1.83e-09 | 1.825e-09 | 1.825e-09
Option 5 SG | TAS | TAS | 0 | 0 | 0 | 0 | 0 | 0 | 1.825e-09 | 1.825e-09 | 1.825e-09 | 1.83e-09 | 1.825e-09 | 1.825e-09 | 0 | 0 | 0 | 0 | 0 | 0 | 1.825e-09 | 1.825e-09 | 1.825e-09 | 1.83e-09 | 1.825e-09 | 1.825e-09
Option 5 SG | VIC |  | 0 | 0 | 0 | 0 | 0 | 0 | 5.475e-09 | 5.475e-09 | 5.475e-09 | 5.49e-09 | 5.475e-09 | 5.475e-09 | 0 | 0 | 0 | 0 | 0 | 0 | 5.475e-09 | 5.475e-09 | 5.475e-09 | 5.49e-09 | 5.475e-09 | 5.475e-09
Option 5 SG | VIC | MEL | 0 | 0 | 0 | 0 | 0 | 0 | 1.825e-09 | 1.825e-09 | 1.825e-09 | 1.83e-09 | 1.825e-09 | 1.825e-09 | 0 | 0 | 0 | 0 | 0 | 0 | 1.825e-09 | 1.825e-09 | 1.825e-09 | 1.83e-09 | 1.825e-09 | 1.825e-09
Option 5 SG | VIC | SEV | 0 | 0 | 0 | 0 | 0 | 0 | 1.825e-09 | 1.825e-09 | 1.825e-09 | 1.83e-09 | 1.825e-09 | 1.825e-09 | 0 | 0 | 0 | 0 | 0 | 0 | 1.825e-09 | 1.825e-09 | 1.825e-09 | 1.83e-09 | 1.825e-09 | 1.825e-09
Option 5 SG | VIC | WNV | 0 | 0 | 0 | 0 | 0 | 0 | 1.825e-09 | 1.825e-09 | 1.825e-09 | 1.83e-09 | 1.825e-09 | 1.825e-09 | 0 | 0 | 0 | 0 | 0 | 0 | 1.825e-09 | 1.825e-09 | 1.825e-09 | 1.83e-09 | 1.825e-09 | 1.825e-09
Option 6 SG | NEM |  | 9.001e-08 | 1.2533e-07 | 1.2168e-07 | 1.2801e-07 | 1.2548e-07 | 1.3099e-07 | 1.65e-09 | 7.8e-10 | 9.1e-10 | 1.34e-09 | 2.13e-09 | 3.44e-09 | 0 | 0 | 0 | 0 | 0 | 0 | 5.475e-08 | 5.475e-08 | 5.475e-08 | 5.49e-08 | 0.774 | 5.475e-08
Option 6 SG | NEM |  | 4.5005e-08 | 6.2665e-08 | 6.084e-08 | 6.4005e-08 | 6.274e-08 | 6.5495e-08 | 8.25e-10 | 3.9e-10 | 4.55e-10 | 6.7e-10 | 1.065e-09 | 1.72e-09 | 0 | 0 | 0 | 0 | 0 | 0 | 2.7375e-08 | 2.7375e-08 | 2.7375e-08 | 2.745e-08 | 0.387 | 2.7375e-08
Option 6 SG | NEM |  | 4.5005e-08 | 6.2665e-08 | 6.084e-08 | 6.4005e-08 | 6.274e-08 | 6.5495e-08 | 8.25e-10 | 3.9e-10 | 4.55e-10 | 6.7e-10 | 1.065e-09 | 1.72e-09 | 0 | 0 | 0 | 0 | 0 | 0 | 2.7375e-08 | 2.7375e-08 | 2.7375e-08 | 2.745e-08 | 0.387 | 2.7375e-08
Option 6 SG | NSW |  | 1.7915e-08 | 2.682e-08 | 2.125e-08 | 2.423e-08 | 2.259e-08 | 2.522e-08 | 8.25e-10 | 3.9e-10 | 4.55e-10 | 6.7e-10 | 1.065e-09 | 1.72e-09 | 0 | 0 | 0 | 0 | 0 | 0 | 7.3e-09 | 7.3e-09 | 7.3e-09 | 7.32e-09 | 7.3e-09 | 7.3e-09
Option 6 SG | NSW | CNSW | 1.825e-09 | 3.66e-09 | 3.65e-09 | 3.65e-09 | 3.65e-09 | 3.66e-09 | 0 | 0 | 0 | 0 | 0 | 0 | 0 | 0 | 0 | 0 | 0 | 0 | 1.825e-09 | 1.825e-09 | 1.825e-09 | 1.83e-09 | 1.825e-09 | 1.825e-09
Option 6 SG | NSW | NNSW | 1.825e-09 | 3.66e-09 | 3.65e-09 | 3.65e-09 | 3.65e-09 | 3.66e-09 | 0 | 0 | 0 | 0 | 0 | 0 | 0 | 0 | 0 | 0 | 0 | 0 | 1.825e-09 | 1.825e-09 | 1.825e-09 | 1.83e-09 | 1.825e-09 | 1.825e-09
Option 6 SG | NSW | SNSW | 1.825e-09 | 3.66e-09 | 3.65e-09 | 3.65e-09 | 3.65e-09 | 3.66e-09 | 0 | 0 | 0 | 0 | 0 | 0 | 0 | 0 | 0 | 0 | 0 | 0 | 1.825e-09 | 1.825e-09 | 1.825e-09 | 1.83e-09 | 1.825e-09 | 1.825e-09
Option 6 SG | NSW | SNW | 1.244e-08 | 1.584e-08 | 1.03e-08 | 1.328e-08 | 1.164e-08 | 1.424e-08 | 8.25e-10 | 3.9e-10 | 4.55e-10 | 6.7e-10 | 1.065e-09 | 1.72e-09 | 0 | 0 | 0 | 0 | 0 | 0 | 1.825e-09 | 1.825e-09 | 1.825e-09 | 1.83e-09 | 1.825e-09 | 1.825e-09
Option 6 SG | QLD |  | 8.045e-09 | 1.4505e-08 | 1.46e-08 | 1.46e-08 | 1.46e-08 | 1.464e-08 | 0 | 0 | 0 | 0 | 0 | 0 | 0 | 0 | 0 | 0 | 0 | 0 | 7.3e-09 | 7.3e-09 | 7.3e-09 | 7.32e-09 | 0.387 | 7.3e-09
Option 6 SG | QLD | CQ | 1.825e-09 | 3.52e-09 | 3.65e-09 | 3.65e-09 | 3.65e-09 | 3.66e-09 | 0 | 0 | 0 | 0 | 0 | 0 | 0 | 0 | 0 | 0 | 0 | 0 | 1.825e-09 | 1.825e-09 | 1.825e-09 | 1.83e-09 | 1.825e-09 | 1.825e-09
Option 6 SG | QLD | GG | 1.825e-09 | 3.66e-09 | 3.65e-09 | 3.65e-09 | 3.65e-09 | 3.66e-09 | 0 | 0 | 0 | 0 | 0 | 0 | 0 | 0 | 0 | 0 | 0 | 0 | 1.825e-09 | 1.825e-09 | 1.825e-09 | 1.83e-09 | 1.825e-09 | 1.825e-09
Option 6 SG | QLD | NQ | 1.825e-09 | 3.66e-09 | 3.65e-09 | 3.65e-09 | 3.65e-09 | 3.66e-09 | 0 | 0 | 0 | 0 | 0 | 0 | 0 | 0 | 0 | 0 | 0 | 0 | 1.825e-09 | 1.825e-09 | 1.825e-09 | 1.83e-09 | 0.387 | 1.825e-09
Option 6 SG | QLD | SQ | 2.57e-09 | 3.665e-09 | 3.65e-09 | 3.65e-09 | 3.65e-09 | 3.66e-09 | 0 | 0 | 0 | 0 | 0 | 0 | 0 | 0 | 0 | 0 | 0 | 0 | 1.825e-09 | 1.825e-09 | 1.825e-09 | 1.83e-09 | 1.825e-09 | 1.825e-09
Option 6 SG | SA |  | 9.865e-09 | 7.42e-09 | 1.0245e-08 | 1.0215e-08 | 1.095e-08 | 1.098e-08 | 0 | 0 | 0 | 0 | 0 | 0 | 0 | 0 | 0 | 0 | 0 | 0 | 5.475e-09 | 5.475e-09 | 5.475e-09 | 5.49e-09 | 5.475e-09 | 5.475e-09
Option 6 SG | SA | CSA | 3.625e-09 | 3.66e-09 | 3.65e-09 | 3.65e-09 | 3.65e-09 | 3.66e-09 | 0 | 0 | 0 | 0 | 0 | 0 | 0 | 0 | 0 | 0 | 0 | 0 | 1.825e-09 | 1.825e-09 | 1.825e-09 | 1.83e-09 | 1.825e-09 | 1.825e-09
Option 6 SG | SA | NSA | 4.48e-09 | 1.835e-09 | 3.65e-09 | 3.65e-09 | 3.65e-09 | 3.66e-09 | 0 | 0 | 0 | 0 | 0 | 0 | 0 | 0 | 0 | 0 | 0 | 0 | 1.825e-09 | 1.825e-09 | 1.825e-09 | 1.83e-09 | 1.825e-09 | 1.825e-09
Option 6 SG | SA | SESA | 1.76e-09 | 1.925e-09 | 2.945e-09 | 2.915e-09 | 3.65e-09 | 3.66e-09 | 0 | 0 | 0 | 0 | 0 | 0 | 0 | 0 | 0 | 0 | 0 | 0 | 1.825e-09 | 1.825e-09 | 1.825e-09 | 1.83e-09 | 1.825e-09 | 1.825e-09
Option 6 SG | TAS |  | 1.825e-09 | 3.645e-09 | 3.65e-09 | 3.65e-09 | 3.65e-09 | 3.66e-09 | 0 | 0 | 0 | 0 | 0 | 0 | 0 | 0 | 0 | 0 | 0 | 0 | 1.825e-09 | 1.825e-09 | 1.825e-09 | 1.83e-09 | 1.825e-09 | 1.825e-09
Option 6 SG | TAS | TAS | 1.825e-09 | 3.645e-09 | 3.65e-09 | 3.65e-09 | 3.65e-09 | 3.66e-09 | 0 | 0 | 0 | 0 | 0 | 0 | 0 | 0 | 0 | 0 | 0 | 0 | 1.825e-09 | 1.825e-09 | 1.825e-09 | 1.83e-09 | 1.825e-09 | 1.825e-09
Option 6 SG | VIC |  | 7.355e-09 | 1.0275e-08 | 1.1095e-08 | 1.131e-08 | 1.095e-08 | 1.0995e-08 | 0 | 0 | 0 | 0 | 0 | 0 | 0 | 0 | 0 | 0 | 0 | 0 | 5.475e-09 | 5.475e-09 | 5.475e-09 | 5.49e-09 | 5.475e-09 | 5.475e-09
Option 6 SG | VIC | MEL | 3.7e-09 | 4.765e-09 | 3.795e-09 | 4.01e-09 | 3.65e-09 | 3.675e-09 | 0 | 0 | 0 | 0 | 0 | 0 | 0 | 0 | 0 | 0 | 0 | 0 | 1.825e-09 | 1.825e-09 | 1.825e-09 | 1.83e-09 | 1.825e-09 | 1.825e-09
Option 6 SG | VIC | SEV | 1.825e-09 | 1.855e-09 | 3.65e-09 | 3.65e-09 | 3.65e-09 | 3.66e-09 | 0 | 0 | 0 | 0 | 0 | 0 | 0 | 0 | 0 | 0 | 0 | 0 | 1.825e-09 | 1.825e-09 | 1.825e-09 | 1.83e-09 | 1.825e-09 | 1.825e-09
Option 6 SG | VIC | WNV | 1.83e-09 | 3.655e-09 | 3.65e-09 | 3.65e-09 | 3.65e-09 | 3.66e-09 | 0 | 0 | 0 | 0 | 0 | 0 | 0 | 0 | 0 | 0 | 0 | 0 | 1.825e-09 | 1.825e-09 | 1.825e-09 | 1.83e-09 | 1.825e-09 | 1.825e-09
BaseCase AT | NEM |  | 5.6119e-07 | 6.0138e-07 | 6.534e-07 | 6.5894e-07 | 7.1565e-07 | 7.7085e-07 | 1.24e-09 | 2e-10 | 3.8e-10 | 8.5e-10 | 1.78e-09 | 5.645e-08 | 5.75e-08 | 5.713e-08 | 5.698e-08 | 5.758e-08 | 5.778e-08 | 5.726e-08 | 8.331e-08 | 8.337e-08 | 8.604e-08 | 9.123e-08 | 1.0003e-07 | 1.9447e-07
BaseCase AT | NEM |  | 2.806e-07 | 3.0069e-07 | 3.267e-07 | 3.2947e-07 | 3.5783e-07 | 3.8542e-07 | 6.2e-10 | 1e-10 | 1.9e-10 | 4.25e-10 | 8.9e-10 | 2.8225e-08 | 2.875e-08 | 2.8565e-08 | 2.849e-08 | 2.879e-08 | 2.889e-08 | 2.863e-08 | 4.1655e-08 | 4.1685e-08 | 4.302e-08 | 4.5615e-08 | 5.0015e-08 | 9.7235e-08
BaseCase AT | NEM |  | 2.806e-07 | 3.0069e-07 | 3.267e-07 | 3.2947e-07 | 3.5783e-07 | 3.8542e-07 | 6.2e-10 | 1e-10 | 1.9e-10 | 4.25e-10 | 8.9e-10 | 2.8225e-08 | 2.875e-08 | 2.8565e-08 | 2.849e-08 | 2.879e-08 | 2.889e-08 | 2.863e-08 | 4.1655e-08 | 4.1685e-08 | 4.302e-08 | 4.5615e-08 | 5.0015e-08 | 9.7235e-08
BaseCase AT | NSW |  | 7.4805e-08 | 8.2345e-08 | 8.839e-08 | 9.041e-08 | 9.6745e-08 | 1.0358e-07 | 6.2e-10 | 1e-10 | 1.9e-10 | 4.25e-10 | 8.9e-10 | 8.15e-09 | 8.665e-09 | 8.435e-09 | 8.415e-09 | 8.715e-09 | 8.815e-09 | 8.495e-09 | 1.597e-08 | 1.6215e-08 | 1.633e-08 | 1.732e-08 | 1.8615e-08 | 2.063e-08
BaseCase AT | NSW | CNSW | 1.825e-08 | 2.013e-08 | 2.19e-08 | 2.1935e-08 | 2.373e-08 | 2.5625e-08 | 0 | 0 | 0 | 0 | 0 | 1.825e-09 | 1.825e-09 | 1.83e-09 | 1.825e-09 | 1.825e-09 | 1.825e-09 | 1.83e-09 | 1.825e-09 | 1.825e-09 | 1.825e-09 | 1.83e-09 | 1.835e-09 | 1.825e-09
BaseCase AT | NSW | NNSW | 1.825e-08 | 2.013e-08 | 2.19e-08 | 2.1935e-08 | 2.374e-08 | 2.562e-08 | 0 | 0 | 0 | 0 | 0 | 1.825e-09 | 1.825e-09 | 1.83e-09 | 1.825e-09 | 1.825e-09 | 1.825e-09 | 1.83e-09 | 1.83e-09 | 1.83e-09 | 1.825e-09 | 1.84e-09 | 2.38e-09 | 2.64e-09
BaseCase AT | NSW | SNSW | 1.825e-08 | 2.013e-08 | 2.19e-08 | 2.1935e-08 | 2.373e-08 | 2.5625e-08 | 0 | 0 | 0 | 0 | 0 | 1.825e-09 | 1.825e-09 | 1.83e-09 | 1.825e-09 | 1.825e-09 | 1.825e-09 | 1.83e-09 | 1.825e-09 | 1.825e-09 | 1.825e-09 | 1.83e-09 | 1.825e-09 | 1.825e-09
BaseCase AT | NSW | SNW | 2.0055e-08 | 2.1955e-08 | 2.269e-08 | 2.4605e-08 | 2.5545e-08 | 2.671e-08 | 6.2e-10 | 1e-10 | 1.9e-10 | 4.25e-10 | 8.9e-10 | 2.675e-09 | 3.19e-09 | 2.945e-09 | 2.94e-09 | 3.24e-09 | 3.34e-09 | 3.005e-09 | 1.049e-08 | 1.0735e-08 | 1.0855e-08 | 1.182e-08 | 1.2575e-08 | 1.434e-08
BaseCase AT | QLD |  | 7.3e-08 | 8.052e-08 | 8.76e-08 | 8.801e-08 | 9.5e-08 | 1.0248e-07 | 0 | 0 | 0 | 0 | 0 | 7.3e-09 | 7.305e-09 | 7.32e-09 | 7.3e-09 | 7.3e-09 | 7.3e-09 | 7.32e-09 | 1.387e-08 | 1.324e-08 | 1.3145e-08 | 1.3685e-08 | 1.608e-08 | 5.991e-08
BaseCase AT | QLD | CQ | 1.825e-08 | 2.013e-08 | 2.19e-08 | 2.191e-08 | 2.3735e-08 | 2.562e-08 | 0 | 0 | 0 | 0 | 0 | 1.825e-09 | 1.825e-09 | 1.83e-09 | 1.825e-09 | 1.825e-09 | 1.825e-09 | 1.83e-09 | 1.825e-09 | 1.825e-09 | 1.825e-09 | 1.83e-09 | 1.825e-09 | 1.825e-09
BaseCase AT | QLD | GG | 1.825e-08 | 2.013e-08 | 2.19e-08 | 2.1915e-08 | 2.376e-08 | 2.562e-08 | 0 | 0 | 0 | 0 | 0 | 1.825e-09 | 1.825e-09 | 1.83e-09 | 1.825e-09 | 1.825e-09 | 1.825e-09 | 1.83e-09 | 5.42e-09 | 4.465e-09 | 4.355e-09 | 4.545e-09 | 6.93e-09 | 5.063e-08
BaseCase AT | QLD | NQ | 1.825e-08 | 2.013e-08 | 2.19e-08 | 2.191e-08 | 2.3735e-08 | 2.562e-08 | 0 | 0 | 0 | 0 | 0 | 1.825e-09 | 1.825e-09 | 1.83e-09 | 1.825e-09 | 1.825e-09 | 1.825e-09 | 1.83e-09 | 3.48e-09 | 3.6e-09 | 3.63e-09 | 3.65e-09 | 3.65e-09 | 3.635e-09
BaseCase AT | QLD | SQ | 1.825e-08 | 2.013e-08 | 2.19e-08 | 2.2275e-08 | 2.377e-08 | 2.562e-08 | 0 | 0 | 0 | 0 | 0 | 1.825e-09 | 1.83e-09 | 1.83e-09 | 1.825e-09 | 1.825e-09 | 1.825e-09 | 1.83e-09 | 3.145e-09 | 3.35e-09 | 3.335e-09 | 3.66e-09 | 3.675e-09 | 3.82e-09
BaseCase AT | SA |  | 5.979e-08 | 5.7305e-08 | 6.311e-08 | 6.272e-08 | 7.1175e-08 | 7.686e-08 | 0 | 0 | 0 | 0 | 0 | 5.475e-09 | 5.475e-09 | 5.49e-09 | 5.475e-09 | 5.475e-09 | 5.475e-09 | 5.49e-09 | 3.8e-09 | 3.88e-09 | 4.245e-09 | 4.555e-09 | 4.875e-09 | 5.905e-09
BaseCase AT | SA | CSA | 1.9565e-08 | 2.013e-08 | 2.19e-08 | 2.19e-08 | 2.3725e-08 | 2.562e-08 | 0 | 0 | 0 | 0 | 0 | 1.825e-09 | 1.825e-09 | 1.83e-09 | 1.825e-09 | 1.825e-09 | 1.825e-09 | 1.83e-09 | 1.855e-09 | 1.85e-09 | 2.225e-09 | 2.5e-09 | 2.66e-09 | 2.875e-09
BaseCase AT | SA | NSA | 2.445e-08 | 2.013e-08 | 2.19e-08 | 2.19e-08 | 2.3725e-08 | 2.562e-08 | 0 | 0 | 0 | 0 | 0 | 1.825e-09 | 1.825e-09 | 1.83e-09 | 1.825e-09 | 1.825e-09 | 1.825e-09 | 1.83e-09 | 1.825e-09 | 1.825e-09 | 1.825e-09 | 1.83e-09 | 1.83e-09 | 1.87e-09
BaseCase AT | SA | SESA | 1.5775e-08 | 1.7045e-08 | 1.931e-08 | 1.892e-08 | 2.3725e-08 | 2.562e-08 | 0 | 0 | 0 | 0 | 0 | 1.825e-09 | 1.825e-09 | 1.83e-09 | 1.825e-09 | 1.825e-09 | 1.825e-09 | 1.83e-09 | 1.2e-10 | 2.05e-10 | 1.95e-10 | 2.25e-10 | 3.85e-10 | 1.16e-09
BaseCase AT | TAS |  | 1.825e-08 | 2.013e-08 | 2.19e-08 | 2.19e-08 | 2.3725e-08 | 2.562e-08 | 0 | 0 | 0 | 0 | 0 | 1.825e-09 | 1.825e-09 | 1.83e-09 | 1.825e-09 | 1.825e-09 | 1.825e-09 | 1.83e-09 | 1.825e-09 | 1.825e-09 | 1.825e-09 | 1.83e-09 | 1.825e-09 | 1.825e-09
BaseCase AT | TAS | TAS | 1.825e-08 | 2.013e-08 | 2.19e-08 | 2.19e-08 | 2.3725e-08 | 2.562e-08 | 0 | 0 | 0 | 0 | 0 | 1.825e-09 | 1.825e-09 | 1.83e-09 | 1.825e-09 | 1.825e-09 | 1.825e-09 | 1.83e-09 | 1.825e-09 | 1.825e-09 | 1.825e-09 | 1.83e-09 | 1.825e-09 | 1.825e-09
BaseCase AT | VIC |  | 5.475e-08 | 6.039e-08 | 6.57e-08 | 6.643e-08 | 7.118e-08 | 7.6885e-08 | 0 | 0 | 0 | 0 | 0 | 5.475e-09 | 5.48e-09 | 5.49e-09 | 5.475e-09 | 5.475e-09 | 5.475e-09 | 5.495e-09 | 6.19e-09 | 6.525e-09 | 7.475e-09 | 8.225e-09 | 8.62e-09 | 8.965e-09
BaseCase AT | VIC | MEL | 1.825e-08 | 2.013e-08 | 2.19e-08 | 2.263e-08 | 2.373e-08 | 2.5645e-08 | 0 | 0 | 0 | 0 | 0 | 1.825e-09 | 1.83e-09 | 1.83e-09 | 1.825e-09 | 1.825e-09 | 1.825e-09 | 1.835e-09 | 4.16e-09 | 4.24e-09 | 4.52e-09 | 4.895e-09 | 4.94e-09 | 5.22e-09
BaseCase AT | VIC | SEV | 1.825e-08 | 2.013e-08 | 2.19e-08 | 2.19e-08 | 2.3725e-08 | 2.562e-08 | 0 | 0 | 0 | 0 | 0 | 1.825e-09 | 1.825e-09 | 1.83e-09 | 1.825e-09 | 1.825e-09 | 1.825e-09 | 1.83e-09 | 2.05e-10 | 4.55e-10 | 1.09e-09 | 1.5e-09 | 1.7e-09 | 1.8e-09
BaseCase AT | VIC | WNV | 1.825e-08 | 2.013e-08 | 2.19e-08 | 2.19e-08 | 2.3725e-08 | 2.562e-08 | 0 | 0 | 0 | 0 | 0 | 1.825e-09 | 1.825e-09 | 1.83e-09 | 1.825e-09 | 1.825e-09 | 1.825e-09 | 1.83e-09 | 1.825e-09 | 1.83e-09 | 1.865e-09 | 1.83e-09 | 1.98e-09 | 1.945e-09
Option 2 AT | NEM |  | 1.6925e-07 | 1.7695e-07 | 2.2215e-07 | 2.228e-07 | 2.2474e-07 | 2.234e-07 | 1.532e-08 | 1.062e-08 | 1.203e-08 | 1.608e-08 | 2.411e-08 | 3.889e-08 | 2.0208e-07 | 2.1077e-07 | 2.2432e-07 | 2.3914e-07 | 2.6082e-07 | 3.0577e-07 | 3e-11 | 6e-11 | 1.7e-10 | 9e-11 | 4.8e-10 | 1.781e-08
Option 2 AT | NEM |  | 8.4625e-08 | 8.8475e-08 | 1.1108e-07 | 1.114e-07 | 1.1237e-07 | 1.117e-07 | 7.66e-09 | 5.31e-09 | 6.015e-09 | 8.04e-09 | 1.2055e-08 | 1.9445e-08 | 1.0104e-07 | 1.0539e-07 | 1.1216e-07 | 1.1957e-07 | 1.3041e-07 | 1.5289e-07 | 1.5e-11 | 3e-11 | 8.5e-11 | 4.5e-11 | 2.4e-10 | 8.905e-09
Option 2 AT | NEM |  | 8.4625e-08 | 8.8475e-08 | 1.1108e-07 | 1.114e-07 | 1.1237e-07 | 1.117e-07 | 7.66e-09 | 5.31e-09 | 6.015e-09 | 8.04e-09 | 1.2055e-08 | 1.9445e-08 | 1.0104e-07 | 1.0539e-07 | 1.1216e-07 | 1.1957e-07 | 1.3041e-07 | 1.5289e-07 | 1.5e-11 | 3e-11 | 8.5e-11 | 4.5e-11 | 2.4e-10 | 8.905e-09
Option 2 AT | NSW |  | 2.3875e-08 | 2.8515e-08 | 3.188e-08 | 3.2115e-08 | 3.207e-08 | 3.116e-08 | 7.37e-09 | 5.21e-09 | 5.865e-09 | 7.505e-09 | 9.88e-09 | 1.569e-08 | 5.392e-08 | 5.621e-08 | 5.9605e-08 | 6.4415e-08 | 6.966e-08 | 8.5235e-08 | 1.5e-11 | 3e-11 | 8.5e-11 | 4.5e-11 | 1.25e-10 | 3.7e-10
Option 2 AT | NSW | CNSW | 5.475e-09 | 5.49e-09 | 7.3e-09 | 7.3e-09 | 7.3e-09 | 7.32e-09 | 0 | 0 | 0 | 0 | 0 | 1e-11 | 3.71e-09 | 3.675e-09 | 3.795e-09 | 3.94e-09 | 4.3e-09 | 5.085e-09 | 0 | 0 | 0 | 0 | 0 | 0
Option 2 AT | NSW | NNSW | 5.475e-09 | 5.49e-09 | 7.3e-09 | 7.3e-09 | 7.3e-09 | 7.32e-09 | 0 | 0 | 0 | 0 | 0 | 0 | 3.675e-09 | 3.66e-09 | 4.75e-09 | 5.205e-09 | 5.475e-09 | 5.97e-09 | 0 | 0 | 0 | 0 | 0 | 0
Option 2 AT | NSW | SNSW | 5.475e-09 | 5.49e-09 | 7.3e-09 | 7.3e-09 | 7.3e-09 | 7.32e-09 | 0 | 0 | 0 | 0 | 0 | 1e-11 | 3.42e-09 | 3.61e-09 | 3.675e-09 | 3.755e-09 | 3.845e-09 | 4.2e-09 | 0 | 0 | 0 | 0 | 0 | 0
Option 2 AT | NSW | SNW | 7.45e-09 | 1.2045e-08 | 9.98e-09 | 1.0215e-08 | 1.017e-08 | 9.2e-09 | 7.37e-09 | 5.21e-09 | 5.865e-09 | 7.505e-09 | 9.88e-09 | 1.567e-08 | 4.3115e-08 | 4.5265e-08 | 4.7385e-08 | 5.1515e-08 | 5.604e-08 | 6.998e-08 | 1.5e-11 | 3e-11 | 8.5e-11 | 4.5e-11 | 1.25e-10 | 3.7e-10
Option 2 AT | QLD |  | 2.203e-08 | 2.196e-08 | 2.92e-08 | 2.92e-08 | 2.92e-08 | 2.928e-08 | 2.5e-11 | 0 | 7e-11 | 2.4e-10 | 1.44e-09 | 1.725e-09 | 2.429e-08 | 2.4935e-08 | 2.767e-08 | 2.8755e-08 | 2.8625e-08 | 2.8995e-08 | 0 | 0 | 0 | 0 | 1.1e-10 | 8.535e-09
Option 2 AT | QLD | CQ | 5.475e-09 | 5.49e-09 | 7.3e-09 | 7.3e-09 | 7.3e-09 | 7.32e-09 | 5e-12 | 0 | 0 | 0 | 0 | 0 | 3.64e-09 | 3.66e-09 | 3.65e-09 | 3.65e-09 | 3.65e-09 | 3.665e-09 | 0 | 0 | 0 | 0 | 0 | 0
Option 2 AT | QLD | GG | 5.475e-09 | 5.49e-09 | 7.3e-09 | 7.3e-09 | 7.3e-09 | 7.32e-09 | 1.5e-11 | 0 | 7e-11 | 2.4e-10 | 1.415e-09 | 1.495e-09 | 1.1925e-08 | 1.243e-08 | 1.354e-08 | 1.5185e-08 | 1.3875e-08 | 1.174e-08 | 0 | 0 | 0 | 0 | 1.1e-10 | 8.535e-09
Option 2 AT | QLD | NQ | 5.475e-09 | 5.49e-09 | 7.3e-09 | 7.3e-09 | 7.3e-09 | 7.32e-09 | 0 | 0 | 0 | 0 | 0 | 0 | 3.77e-09 | 3.96e-09 | 4.775e-09 | 4.79e-09 | 5.235e-09 | 5.865e-09 | 0 | 0 | 0 | 0 | 0 | 0
Option 2 AT | QLD | SQ | 5.605e-09 | 5.49e-09 | 7.3e-09 | 7.3e-09 | 7.3e-09 | 7.32e-09 | 5e-12 | 0 | 0 | 0 | 2.5e-11 | 2.3e-10 | 4.955e-09 | 4.885e-09 | 5.705e-09 | 5.13e-09 | 5.865e-09 | 7.725e-09 | 0 | 0 | 0 | 0 | 0 | 0
Option 2 AT | SA |  | 1.667e-08 | 1.592e-08 | 2.0795e-08 | 2.0885e-08 | 2.19e-08 | 2.196e-08 | 0 | 0 | 0 | 0 | 0 | 0 | 9.095e-09 | 9.27e-09 | 9.37e-09 | 9.35e-09 | 9.83e-09 | 1.257e-08 | 0 | 0 | 0 | 0 | 0 | 0
Option 2 AT | SA | CSA | 5.77e-09 | 5.49e-09 | 7.3e-09 | 7.3e-09 | 7.3e-09 | 7.32e-09 | 0 | 0 | 0 | 0 | 0 | 0 | 3.68e-09 | 3.785e-09 | 3.895e-09 | 3.87e-09 | 4.195e-09 | 5.005e-09 | 0 | 0 | 0 | 0 | 0 | 0
Option 2 AT | SA | NSA | 5.99e-09 | 5.49e-09 | 7.3e-09 | 7.3e-09 | 7.3e-09 | 7.32e-09 | 0 | 0 | 0 | 0 | 0 | 0 | 3.59e-09 | 3.655e-09 | 3.65e-09 | 3.655e-09 | 3.695e-09 | 3.905e-09 | 0 | 0 | 0 | 0 | 0 | 0
Option 2 AT | SA | SESA | 4.91e-09 | 4.94e-09 | 6.195e-09 | 6.285e-09 | 7.3e-09 | 7.32e-09 | 0 | 0 | 0 | 0 | 0 | 0 | 1.825e-09 | 1.83e-09 | 1.825e-09 | 1.825e-09 | 1.94e-09 | 3.66e-09 | 0 | 0 | 0 | 0 | 0 | 0
Option 2 AT | TAS |  | 5.61e-09 | 5.49e-09 | 7.3e-09 | 7.3e-09 | 7.3e-09 | 7.32e-09 | 0 | 0 | 0 | 0 | 0 | 0 | 2.095e-09 | 2.555e-09 | 2.72e-09 | 3.63e-09 | 3.685e-09 | 3.785e-09 | 0 | 0 | 0 | 0 | 0 | 0
Option 2 AT | TAS | TAS | 5.61e-09 | 5.49e-09 | 7.3e-09 | 7.3e-09 | 7.3e-09 | 7.32e-09 | 0 | 0 | 0 | 0 | 0 | 0 | 2.095e-09 | 2.555e-09 | 2.72e-09 | 3.63e-09 | 3.685e-09 | 3.785e-09 | 0 | 0 | 0 | 0 | 0 | 0
Option 2 AT | VIC |  | 1.644e-08 | 1.659e-08 | 2.19e-08 | 2.19e-08 | 2.19e-08 | 2.198e-08 | 2.65e-10 | 1e-10 | 8e-11 | 2.95e-10 | 7.35e-10 | 2.03e-09 | 1.164e-08 | 1.2415e-08 | 1.2795e-08 | 1.342e-08 | 1.861e-08 | 2.23e-08 | 0 | 0 | 0 | 0 | 5e-12 | 0
Option 2 AT | VIC | MEL | 5.49e-09 | 5.605e-09 | 7.3e-09 | 7.3e-09 | 7.3e-09 | 7.34e-09 | 2.65e-10 | 1e-10 | 8e-11 | 2.95e-10 | 7.35e-10 | 1.99e-09 | 6.345e-09 | 6.955e-09 | 7.125e-09 | 7.665e-09 | 1.137e-08 | 1.432e-08 | 0 | 0 | 0 | 0 | 5e-12 | 0
Option 2 AT | VIC | SEV | 5.475e-09 | 5.49e-09 | 7.3e-09 | 7.3e-09 | 7.3e-09 | 7.32e-09 | 0 | 0 | 0 | 0 | 0 | 0 | 1.825e-09 | 1.83e-09 | 1.825e-09 | 1.825e-09 | 3.07e-09 | 3.66e-09 | 0 | 0 | 0 | 0 | 0 | 0
Option 2 AT | VIC | WNV | 5.475e-09 | 5.495e-09 | 7.3e-09 | 7.3e-09 | 7.3e-09 | 7.32e-09 | 0 | 0 | 0 | 0 | 0 | 4e-11 | 3.47e-09 | 3.63e-09 | 3.845e-09 | 3.93e-09 | 4.17e-09 | 4.32e-09 | 0 | 0 | 0 | 0 | 0 | 0
Option 2D AT | NEM |  | 4.4652e-06 | 4.7247e-06 | 5.0357e-06 | 5.4394e-06 | 5.8091e-06 | 6.213e-06 | 1.23e-09 | 2.8e-10 | 5.6e-10 | 2.11e-09 | 3.92e-09 | 1.451e-08 | 3.675e-08 | 4.131e-08 | 4.612e-08 | 5.068e-08 | 5.934e-08 | 6.196e-08 | 1.052e-08 | 1.003e-08 | 9.7e-09 | 1.009e-08 | 1.183e-08 | 2.394e-08
Option 2D AT | NEM |  | 2.2326e-06 | 2.3623e-06 | 2.5179e-06 | 2.7197e-06 | 2.9045e-06 | 3.1065e-06 | 6.15e-10 | 1.4e-10 | 2.8e-10 | 1.055e-09 | 1.96e-09 | 7.255e-09 | 1.8375e-08 | 2.0655e-08 | 2.306e-08 | 2.534e-08 | 2.967e-08 | 3.098e-08 | 5.26e-09 | 5.015e-09 | 4.85e-09 | 5.045e-09 | 5.915e-09 | 1.197e-08
Option 2D AT | NEM |  | 2.2326e-06 | 2.3623e-06 | 2.5179e-06 | 2.7197e-06 | 2.9045e-06 | 3.1065e-06 | 6.15e-10 | 1.4e-10 | 2.8e-10 | 1.055e-09 | 1.96e-09 | 7.255e-09 | 1.8375e-08 | 2.0655e-08 | 2.306e-08 | 2.534e-08 | 2.967e-08 | 3.098e-08 | 5.26e-09 | 5.015e-09 | 4.85e-09 | 5.045e-09 | 5.915e-09 | 1.197e-08
Option 2D AT | NSW |  | 5.9935e-07 | 6.5291e-07 | 6.8951e-07 | 7.6049e-07 | 7.7923e-07 | 8.2993e-07 | 6.05e-10 | 1.4e-10 | 2.8e-10 | 1.055e-09 | 1.96e-09 | 4.9e-09 | 4.065e-09 | 6.025e-09 | 8.3e-09 | 9.32e-09 | 9.565e-09 | 1.0655e-08 | 3.62e-09 | 4.21e-09 | 4.11e-09 | 4.17e-09 | 4.15e-09 | 5.345e-09
Option 2D AT | NSW | CNSW | 1.4782e-07 | 1.5738e-07 | 1.679e-07 | 1.8088e-07 | 1.9259e-07 | 2.0681e-07 | 0 | 0 | 0 | 0 | 0 | 1.5e-10 | 2.6e-10 | 1.215e-09 | 1.655e-09 | 1.82e-09 | 1.825e-09 | 1.83e-09 | 0 | 0 | 0 | 0 | 0 | 0
Option 2D AT | NSW | NNSW | 1.464e-07 | 1.5738e-07 | 1.679e-07 | 1.8029e-07 | 1.9226e-07 | 2.068e-07 | 0 | 0 | 0 | 0 | 0 | 7e-11 | 9e-11 | 9.7e-10 | 1.82e-09 | 1.825e-09 | 1.825e-09 | 1.83e-09 | 0 | 0 | 0 | 0 | 0 | 0
Option 2D AT | NSW | SNSW | 1.471e-07 | 1.5738e-07 | 1.679e-07 | 1.8064e-07 | 1.9251e-07 | 2.068e-07 | 0 | 0 | 0 | 0 | 0 | 7.5e-11 | 1e-11 | 1e-10 | 1.005e-09 | 1.65e-09 | 1.825e-09 | 1.83e-09 | 0 | 0 | 0 | 0 | 0 | 0
Option 2D AT | NSW | SNW | 1.5803e-07 | 1.8077e-07 | 1.8581e-07 | 2.1868e-07 | 2.0187e-07 | 2.0952e-07 | 6.05e-10 | 1.4e-10 | 2.8e-10 | 1.055e-09 | 1.96e-09 | 4.605e-09 | 3.705e-09 | 3.74e-09 | 3.82e-09 | 4.025e-09 | 4.09e-09 | 5.165e-09 | 3.62e-09 | 4.21e-09 | 4.11e-09 | 4.17e-09 | 4.15e-09 | 5.345e-09
Option 2D AT | QLD |  | 5.8976e-07 | 6.3007e-07 | 6.7236e-07 | 7.225e-07 | 7.7419e-07 | 8.2806e-07 | 1e-11 | 0 | 0 | 0 | 0 | 1.03e-09 | 7.265e-09 | 7.32e-09 | 7.3e-09 | 7.3e-09 | 7.3e-09 | 7.325e-09 | 1.595e-09 | 7.95e-10 | 6.55e-10 | 7.45e-10 | 1.435e-09 | 6.245e-09
Option 2D AT | QLD | CQ | 1.4602e-07 | 1.5738e-07 | 1.679e-07 | 1.8026e-07 | 1.9352e-07 | 2.068e-07 | 0 | 0 | 0 | 0 | 0 | 1.55e-10 | 1.78e-09 | 1.83e-09 | 1.825e-09 | 1.825e-09 | 1.825e-09 | 1.83e-09 | 0 | 0 | 0 | 0 | 0 | 0
Option 2D AT | QLD | GG | 1.4781e-07 | 1.5738e-07 | 1.679e-07 | 1.8074e-07 | 1.9355e-07 | 2.0692e-07 | 1e-11 | 0 | 0 | 0 | 0 | 3.95e-10 | 1.825e-09 | 1.83e-09 | 1.825e-09 | 1.825e-09 | 1.825e-09 | 1.83e-09 | 1.595e-09 | 7.9e-10 | 6.55e-10 | 7.45e-10 | 1.43e-09 | 6.2e-09
Option 2D AT | QLD | NQ | 1.4782e-07 | 1.5738e-07 | 1.679e-07 | 1.807e-07 | 1.9351e-07 | 2.0683e-07 | 0 | 0 | 0 | 0 | 0 | 2.05e-10 | 1.825e-09 | 1.83e-09 | 1.825e-09 | 1.825e-09 | 1.825e-09 | 1.83e-09 | 0 | 0 | 0 | 0 | 0 | 0
Option 2D AT | QLD | SQ | 1.4812e-07 | 1.5793e-07 | 1.6866e-07 | 1.8081e-07 | 1.9361e-07 | 2.0751e-07 | 0 | 0 | 0 | 0 | 0 | 2.75e-10 | 1.835e-09 | 1.83e-09 | 1.825e-09 | 1.825e-09 | 1.825e-09 | 1.835e-09 | 0 | 5e-12 | 0 | 0 | 5e-12 | 4.5e-11
Option 2D AT | SA |  | 4.5492e-07 | 4.4958e-07 | 4.8384e-07 | 5.1545e-07 | 5.7857e-07 | 6.2043e-07 | 0 | 0 | 0 | 0 | 0 | 4.9e-10 | 3.425e-09 | 3.635e-09 | 3.68e-09 | 3.885e-09 | 5.475e-09 | 5.49e-09 | 5e-12 | 0 | 0 | 0 | 0 | 0
Option 2D AT | SA | CSA | 1.5007e-07 | 1.5738e-07 | 1.679e-07 | 1.8068e-07 | 1.9345e-07 | 2.0685e-07 | 0 | 0 | 0 | 0 | 0 | 2.35e-10 | 1.805e-09 | 1.83e-09 | 1.825e-09 | 1.825e-09 | 1.825e-09 | 1.83e-09 | 5e-12 | 0 | 0 | 0 | 0 | 0
Option 2D AT | SA | NSA | 1.7862e-07 | 1.5738e-07 | 1.679e-07 | 1.7953e-07 | 1.9283e-07 | 2.068e-07 | 0 | 0 | 0 | 0 | 0 | 1.55e-10 | 1.62e-09 | 1.785e-09 | 1.825e-09 | 1.825e-09 | 1.825e-09 | 1.83e-09 | 0 | 0 | 0 | 0 | 0 | 0
Option 2D AT | SA | SESA | 1.2624e-07 | 1.3482e-07 | 1.4804e-07 | 1.5525e-07 | 1.9229e-07 | 2.0679e-07 | 0 | 0 | 0 | 0 | 0 | 1e-10 | 0 | 2e-11 | 3e-11 | 2.35e-10 | 1.825e-09 | 1.83e-09 | 0 | 0 | 0 | 0 | 0 | 0
Option 2D AT | TAS |  | 1.4791e-07 | 1.5738e-07 | 1.679e-07 | 1.8068e-07 | 1.9322e-07 | 2.0679e-07 | 0 | 0 | 0 | 0 | 0 | 1.6e-10 | 5e-12 | 1.5e-11 | 1.25e-10 | 1.185e-09 | 1.825e-09 | 1.83e-09 | 0 | 0 | 0 | 0 | 0 | 0
Option 2D AT | TAS | TAS | 1.4791e-07 | 1.5738e-07 | 1.679e-07 | 1.8068e-07 | 1.9322e-07 | 2.0679e-07 | 0 | 0 | 0 | 0 | 0 | 1.6e-10 | 5e-12 | 1.5e-11 | 1.25e-10 | 1.185e-09 | 1.825e-09 | 1.83e-09 | 0 | 0 | 0 | 0 | 0 | 0
Option 2D AT | VIC |  | 4.4067e-07 | 4.7241e-07 | 5.0426e-07 | 5.4061e-07 | 5.7932e-07 | 6.2128e-07 | 0 | 0 | 0 | 0 | 0 | 6.75e-10 | 3.615e-09 | 3.66e-09 | 3.655e-09 | 3.65e-09 | 5.505e-09 | 5.68e-09 | 4e-11 | 1e-11 | 8.5e-11 | 1.3e-10 | 3.3e-10 | 3.8e-10
Option 2D AT | VIC | MEL | 1.4783e-07 | 1.5759e-07 | 1.6846e-07 | 1.8069e-07 | 1.9345e-07 | 2.077e-07 | 0 | 0 | 0 | 0 | 0 | 3.55e-10 | 1.825e-09 | 1.83e-09 | 1.83e-09 | 1.825e-09 | 1.855e-09 | 2.02e-09 | 4e-11 | 1e-11 | 8.5e-11 | 1.3e-10 | 2.85e-10 | 3.65e-10
Option 2D AT | VIC | SEV | 1.46e-07 | 1.5738e-07 | 1.679e-07 | 1.7927e-07 | 1.9251e-07 | 2.0679e-07 | 0 | 0 | 0 | 0 | 0 | 8.5e-11 | 0 | 0 | 0 | 0 | 1.825e-09 | 1.83e-09 | 0 | 0 | 0 | 0 | 0 | 0
Option 2D AT | VIC | WNV | 1.4685e-07 | 1.5744e-07 | 1.679e-07 | 1.8065e-07 | 1.9336e-07 | 2.0679e-07 | 0 | 0 | 0 | 0 | 0 | 2.35e-10 | 1.79e-09 | 1.83e-09 | 1.825e-09 | 1.825e-09 | 1.825e-09 | 1.83e-09 | 0 | 0 | 0 | 0 | 4.5e-11 | 1.5e-11
Option 3 AT | NEM |  | 1.9807e-07 | 2.3835e-07 | 2.4183e-07 | 2.558e-07 | 2.386e-07 | 2.9799e-07 | 1.925e-08 | 1.982e-08 | 2.932e-08 | 3.667e-08 | 4.484e-08 | 5.454e-08 | 2.46e-07 | 2.5151e-07 | 2.583e-07 | 2.7453e-07 | 3.2203e-07 | 3.4038e-07 | 2.508e-08 | 2.568e-08 | 2.647e-08 | 2.667e-08 | 3.368e-08 | 5.043e-08
Option 3 AT | NEM |  | 9.9035e-08 | 1.1918e-07 | 1.2092e-07 | 1.279e-07 | 1.193e-07 | 1.49e-07 | 9.625e-09 | 9.91e-09 | 1.466e-08 | 1.8335e-08 | 2.242e-08 | 2.727e-08 | 1.23e-07 | 1.2575e-07 | 1.2915e-07 | 1.3726e-07 | 1.6102e-07 | 1.7019e-07 | 1.254e-08 | 1.284e-08 | 1.3235e-08 | 1.3335e-08 | 1.684e-08 | 2.5215e-08
Option 3 AT | NEM |  | 9.9035e-08 | 1.1918e-07 | 1.2092e-07 | 1.279e-07 | 1.193e-07 | 1.49e-07 | 9.625e-09 | 9.91e-09 | 1.466e-08 | 1.8335e-08 | 2.242e-08 | 2.727e-08 | 1.23e-07 | 1.2575e-07 | 1.2915e-07 | 1.3726e-07 | 1.6102e-07 | 1.7019e-07 | 1.254e-08 | 1.284e-08 | 1.3235e-08 | 1.3335e-08 | 1.684e-08 | 2.5215e-08
Option 3 AT | NSW |  | 3.1415e-08 | 4.293e-08 | 4.171e-08 | 4.8615e-08 | 3.8845e-08 | 4.8345e-08 | 2.635e-09 | 2.42e-09 | 5.76e-09 | 7.1e-09 | 8.145e-09 | 1.0205e-08 | 5.516e-08 | 5.6665e-08 | 5.814e-08 | 6.192e-08 | 6.818e-08 | 7.2715e-08 | 9.485e-09 | 9.82e-09 | 1.021e-08 | 1.039e-08 | 1.066e-08 | 1.059e-08
Option 3 AT | NSW | CNSW | 5.475e-09 | 7.32e-09 | 7.3e-09 | 7.3e-09 | 7.3e-09 | 9.15e-09 | 5.35e-10 | 3.2e-10 | 1.685e-09 | 1.83e-09 | 1.825e-09 | 1.825e-09 | 5.48e-09 | 5.49e-09 | 5.475e-09 | 5.54e-09 | 7.3e-09 | 7.32e-09 | 0 | 0 | 0 | 0 | 0 | 0
Option 3 AT | NSW | NNSW | 5.475e-09 | 7.3e-09 | 7.3e-09 | 7.3e-09 | 7.305e-09 | 9.15e-09 | 0 | 4.5e-11 | 1.535e-09 | 1.815e-09 | 1.825e-09 | 1.825e-09 | 5.48e-09 | 5.49e-09 | 5.475e-09 | 5.525e-09 | 7.3e-09 | 7.32e-09 | 0 | 0 | 0 | 0 | 1e-11 | 0
Option 3 AT | NSW | SNSW | 5.475e-09 | 7.265e-09 | 7.3e-09 | 7.3e-09 | 7.3e-09 | 9.15e-09 | 1.5e-11 | 1.6e-10 | 6.6e-10 | 1.4e-09 | 1.825e-09 | 1.825e-09 | 5.475e-09 | 5.49e-09 | 5.475e-09 | 5.525e-09 | 7.3e-09 | 7.32e-09 | 0 | 0 | 0 | 0 | 0 | 0
Option 3 AT | NSW | SNW | 1.499e-08 | 2.1045e-08 | 1.981e-08 | 2.6715e-08 | 1.694e-08 | 2.0895e-08 | 2.085e-09 | 1.895e-09 | 1.88e-09 | 2.055e-09 | 2.67e-09 | 4.73e-09 | 3.8725e-08 | 4.0195e-08 | 4.1715e-08 | 4.533e-08 | 4.628e-08 | 5.0755e-08 | 9.485e-09 | 9.82e-09 | 1.021e-08 | 1.039e-08 | 1.065e-08 | 1.059e-08
Option 3 AT | QLD |  | 2.272e-08 | 2.8435e-08 | 2.92e-08 | 2.92e-08 | 2.935e-08 | 3.66e-08 | 5.33e-09 | 5.555e-09 | 6.415e-09 | 6.645e-09 | 7.295e-09 | 7.3e-09 | 2.7595e-08 | 2.777e-08 | 2.8845e-08 | 3.2955e-08 | 3.854e-08 | 3.9335e-08 | 1.885e-09 | 1.69e-09 | 1.355e-09 | 1.245e-09 | 3.89e-09 | 1.1475e-08
Option 3 AT | QLD | CQ | 5.475e-09 | 6.475e-09 | 7.3e-09 | 7.3e-09 | 7.31e-09 | 9.15e-09 | 5e-11 | 1e-10 | 9.4e-10 | 1.155e-09 | 1.82e-09 | 1.825e-09 | 5.475e-09 | 5.49e-09 | 5.475e-09 | 5.475e-09 | 7.3e-09 | 7.32e-09 | 0 | 0 | 0 | 0 | 0 | 0
Option 3 AT | QLD | GG | 5.475e-09 | 7.32e-09 | 7.3e-09 | 7.3e-09 | 7.42e-09 | 9.15e-09 | 1.825e-09 | 1.825e-09 | 1.825e-09 | 1.83e-09 | 1.825e-09 | 1.825e-09 | 1.0895e-08 | 1.129e-08 | 1.238e-08 | 1.4965e-08 | 1.647e-08 | 1.676e-08 | 1.855e-09 | 1.655e-09 | 1.295e-09 | 1.16e-09 | 3.635e-09 | 1.065e-08
Option 3 AT | QLD | NQ | 5.475e-09 | 7.32e-09 | 7.3e-09 | 7.3e-09 | 7.31e-09 | 9.15e-09 | 1.82e-09 | 1.825e-09 | 1.825e-09 | 1.83e-09 | 1.825e-09 | 1.825e-09 | 5.475e-09 | 5.49e-09 | 5.48e-09 | 6.24e-09 | 7.3e-09 | 7.325e-09 | 0 | 0 | 5e-12 | 0 | 0 | 5.5e-11
Option 3 AT | QLD | SQ | 6.295e-09 | 7.32e-09 | 7.3e-09 | 7.3e-09 | 7.31e-09 | 9.15e-09 | 1.635e-09 | 1.805e-09 | 1.825e-09 | 1.83e-09 | 1.825e-09 | 1.825e-09 | 5.75e-09 | 5.5e-09 | 5.51e-09 | 6.275e-09 | 7.47e-09 | 7.93e-09 | 3e-11 | 3.5e-11 | 5.5e-11 | 8.5e-11 | 2.55e-10 | 7.7e-10
Option 3 AT | SA |  | 2.01e-08 | 1.763e-08 | 2.0795e-08 | 2.0885e-08 | 2.19e-08 | 2.745e-08 | 2e-11 | 5e-11 | 3.65e-10 | 1.82e-09 | 2.805e-09 | 4.12e-09 | 1.643e-08 | 1.647e-08 | 1.6425e-08 | 1.662e-08 | 2.19e-08 | 2.1965e-08 | 5e-12 | 1e-11 | 1e-11 | 1.5e-11 | 3.5e-11 | 3.1e-10
Option 3 AT | SA | CSA | 5.91e-09 | 7.03e-09 | 7.3e-09 | 7.3e-09 | 7.3e-09 | 9.15e-09 | 2e-11 | 5e-11 | 3.65e-10 | 1.74e-09 | 1.825e-09 | 1.825e-09 | 5.48e-09 | 5.49e-09 | 5.475e-09 | 5.65e-09 | 7.3e-09 | 7.325e-09 | 5e-12 | 1e-11 | 1e-11 | 1.5e-11 | 3.5e-11 | 3.1e-10
Option 3 AT | SA | NSA | 9.28e-09 | 5.505e-09 | 7.3e-09 | 7.3e-09 | 7.3e-09 | 9.15e-09 | 0 | 0 | 0 | 5e-11 | 8.7e-10 | 1.825e-09 | 5.475e-09 | 5.49e-09 | 5.475e-09 | 5.49e-09 | 7.3e-09 | 7.32e-09 | 0 | 0 | 0 | 0 | 0 | 0
Option 3 AT | SA | SESA | 4.91e-09 | 5.095e-09 | 6.195e-09 | 6.285e-09 | 7.3e-09 | 9.15e-09 | 0 | 0 | 0 | 3e-11 | 1.1e-10 | 4.7e-10 | 5.475e-09 | 5.49e-09 | 5.475e-09 | 5.48e-09 | 7.3e-09 | 7.32e-09 | 0 | 0 | 0 | 0 | 0 | 0
Option 3 AT | TAS |  | 5.955e-09 | 7.335e-09 | 7.3e-09 | 7.3e-09 | 7.3e-09 | 9.15e-09 | 5e-12 | 1e-11 | 2e-11 | 1.35e-10 | 5.25e-10 | 1.825e-09 | 5.475e-09 | 5.49e-09 | 5.475e-09 | 5.495e-09 | 7.3e-09 | 7.32e-09 | 5e-12 | 0 | 0 | 0 | 0 | 0
Option 3 AT | TAS | TAS | 5.955e-09 | 7.335e-09 | 7.3e-09 | 7.3e-09 | 7.3e-09 | 9.15e-09 | 5e-12 | 1e-11 | 2e-11 | 1.35e-10 | 5.25e-10 | 1.825e-09 | 5.475e-09 | 5.49e-09 | 5.475e-09 | 5.495e-09 | 7.3e-09 | 7.32e-09 | 5e-12 | 0 | 0 | 0 | 0 | 0
Option 3 AT | VIC |  | 1.8845e-08 | 2.2845e-08 | 2.191e-08 | 2.19e-08 | 2.1905e-08 | 2.745e-08 | 1.635e-09 | 1.875e-09 | 2.1e-09 | 2.635e-09 | 3.65e-09 | 3.82e-09 | 1.834e-08 | 1.936e-08 | 2.0265e-08 | 2.0275e-08 | 2.5095e-08 | 2.8855e-08 | 1.16e-09 | 1.32e-09 | 1.66e-09 | 1.685e-09 | 2.255e-09 | 2.84e-09
Option 3 AT | VIC | MEL | 7.845e-09 | 9.85e-09 | 7.31e-09 | 7.3e-09 | 7.305e-09 | 9.15e-09 | 1.635e-09 | 1.825e-09 | 1.825e-09 | 1.83e-09 | 1.825e-09 | 1.825e-09 | 7.39e-09 | 8.38e-09 | 9.29e-09 | 9.07e-09 | 1.044e-08 | 1.4215e-08 | 1.16e-09 | 1.31e-09 | 1.62e-09 | 1.685e-09 | 2.135e-09 | 2.78e-09
Option 3 AT | VIC | SEV | 5.475e-09 | 5.515e-09 | 7.3e-09 | 7.3e-09 | 7.3e-09 | 9.15e-09 | 0 | 0 | 0 | 0 | 0 | 1.7e-10 | 5.475e-09 | 5.49e-09 | 5.475e-09 | 5.485e-09 | 7.3e-09 | 7.32e-09 | 0 | 0 | 0 | 0 | 0 | 0
Option 3 AT | VIC | WNV | 5.525e-09 | 7.48e-09 | 7.3e-09 | 7.3e-09 | 7.3e-09 | 9.15e-09 | 0 | 5e-11 | 2.75e-10 | 8.05e-10 | 1.825e-09 | 1.825e-09 | 5.475e-09 | 5.49e-09 | 5.5e-09 | 5.72e-09 | 7.355e-09 | 7.32e-09 | 0 | 1e-11 | 4e-11 | 0 | 1.2e-10 | 6e-11
Option 4 AT | NEM |  | 2.623e-07 | 2.5324e-07 | 2.8324e-07 | 3.111e-07 | 3.1342e-07 | 3.5246e-07 | 5.5e-08 | 5.476e-08 | 5.475e-08 | 5.49e-08 | 5.517e-08 | 5.756e-08 | 2.2553e-07 | 2.3675e-07 | 2.489e-07 | 2.6923e-07 | 2.8393e-07 | 3.0132e-07 | 1.532e-08 | 1.419e-08 | 1.519e-08 | 1.547e-08 | 1.875e-08 | 5.622e-08
Option 4 AT | NEM |  | 1.3115e-07 | 1.2662e-07 | 1.4162e-07 | 1.5555e-07 | 1.5671e-07 | 1.7623e-07 | 2.75e-08 | 2.738e-08 | 2.7375e-08 | 2.745e-08 | 2.7585e-08 | 2.878e-08 | 1.1276e-07 | 1.1837e-07 | 1.2445e-07 | 1.3462e-07 | 1.4197e-07 | 1.5066e-07 | 7.66e-09 | 7.095e-09 | 7.595e-09 | 7.735e-09 | 9.375e-09 | 2.811e-08
Option 4 AT | NEM |  | 1.3115e-07 | 1.2662e-07 | 1.4162e-07 | 1.5555e-07 | 1.5671e-07 | 1.7623e-07 | 2.75e-08 | 2.738e-08 | 2.7375e-08 | 2.745e-08 | 2.7585e-08 | 2.878e-08 | 1.1276e-07 | 1.1837e-07 | 1.2445e-07 | 1.3462e-07 | 1.4197e-07 | 1.5066e-07 | 7.66e-09 | 7.095e-09 | 7.595e-09 | 7.735e-09 | 9.375e-09 | 2.811e-08
Option 4 AT | NSW |  | 4.7935e-08 | 5.663e-08 | 6.156e-08 | 7.264e-08 | 6.5605e-08 | 7.342e-08 | 7.4e-09 | 7.305e-09 | 7.3e-09 | 7.32e-09 | 7.51e-09 | 8.705e-09 | 4.1285e-08 | 4.368e-08 | 4.756e-08 | 5.208e-08 | 5.343e-08 | 5.7085e-08 | 6.38e-09 | 6.91e-09 | 7.375e-09 | 7.575e-09 | 8.395e-09 | 9.705e-09
Option 4 AT | NSW | CNSW | 5.495e-09 | 5.805e-09 | 7.3e-09 | 7.305e-09 | 7.3e-09 | 7.995e-09 | 1.825e-09 | 1.825e-09 | 1.825e-09 | 1.83e-09 | 1.825e-09 | 1.825e-09 | 5.5e-09 | 5.635e-09 | 6.805e-09 | 7.3e-09 | 7.3e-09 | 7.325e-09 | 0 | 0 | 0 | 0 | 0 | 0
Option 4 AT | NSW | NNSW | 5.495e-09 | 5.49e-09 | 7.3e-09 | 7.3e-09 | 7.3e-09 | 7.525e-09 | 1.825e-09 | 1.825e-09 | 1.825e-09 | 1.83e-09 | 1.825e-09 | 1.825e-09 | 5.485e-09 | 5.515e-09 | 7.135e-09 | 7.3e-09 | 7.32e-09 | 7.685e-09 | 0 | 0 | 0 | 0 | 0 | 0
Option 4 AT | NSW | SNSW | 5.48e-09 | 5.495e-09 | 7.3e-09 | 7.3e-09 | 7.3e-09 | 7.995e-09 | 1.825e-09 | 1.825e-09 | 1.825e-09 | 1.83e-09 | 1.825e-09 | 1.825e-09 | 5.48e-09 | 5.505e-09 | 5.685e-09 | 7.29e-09 | 7.3e-09 | 7.325e-09 | 0 | 0 | 0 | 0 | 0 | 0
Option 4 AT | NSW | SNW | 3.1465e-08 | 3.984e-08 | 3.966e-08 | 5.0735e-08 | 4.3705e-08 | 4.9905e-08 | 1.925e-09 | 1.83e-09 | 1.825e-09 | 1.83e-09 | 2.035e-09 | 3.23e-09 | 2.482e-08 | 2.7025e-08 | 2.7935e-08 | 3.019e-08 | 3.151e-08 | 3.475e-08 | 6.38e-09 | 6.91e-09 | 7.375e-09 | 7.575e-09 | 8.395e-09 | 9.705e-09
Option 4 AT | QLD |  | 2.713e-08 | 2.4595e-08 | 2.9295e-08 | 2.9705e-08 | 3.9295e-08 | 4.1155e-08 | 7.325e-09 | 7.3e-09 | 7.3e-09 | 7.32e-09 | 7.3e-09 | 7.3e-09 | 2.997e-08 | 3.174e-08 | 3.22e-08 | 3.3345e-08 | 3.2245e-08 | 3.478e-08 | 1.22e-09 | 9.5e-11 | 1.5e-11 | 0 | 2.45e-10 | 1.663e-08
Option 4 AT | QLD | CQ | 5.475e-09 | 5.49e-09 | 7.3e-09 | 7.3e-09 | 7.3e-09 | 8.885e-09 | 1.825e-09 | 1.825e-09 | 1.825e-09 | 1.83e-09 | 1.825e-09 | 1.825e-09 | 5.48e-09 | 5.49e-09 | 5.555e-09 | 7.3e-09 | 7.3e-09 | 7.32e-09 | 0 | 0 | 0 | 0 | 0 | 0
Option 4 AT | QLD | GG | 5.475e-09 | 5.49e-09 | 7.335e-09 | 7.3e-09 | 1.396e-08 | 1.258e-08 | 1.85e-09 | 1.825e-09 | 1.825e-09 | 1.83e-09 | 1.825e-09 | 1.825e-09 | 1.0975e-08 | 1.1955e-08 | 1.1905e-08 | 1.121e-08 | 9.715e-09 | 8.445e-09 | 1.22e-09 | 8.5e-11 | 1e-11 | 0 | 2.2e-10 | 1.6455e-08
Option 4 AT | QLD | NQ | 5.49e-09 | 5.49e-09 | 7.3e-09 | 7.3e-09 | 9.315e-09 | 9.6e-09 | 1.825e-09 | 1.825e-09 | 1.825e-09 | 1.83e-09 | 1.825e-09 | 1.825e-09 | 6.63e-09 | 7.165e-09 | 7.3e-09 | 7.335e-09 | 7.405e-09 | 9.05e-09 | 0 | 0 | 0 | 0 | 0 | 0
Option 4 AT | QLD | SQ | 1.069e-08 | 8.125e-09 | 7.36e-09 | 7.805e-09 | 8.72e-09 | 1.009e-08 | 1.825e-09 | 1.825e-09 | 1.825e-09 | 1.83e-09 | 1.825e-09 | 1.825e-09 | 6.885e-09 | 7.13e-09 | 7.44e-09 | 7.5e-09 | 7.825e-09 | 9.965e-09 | 0 | 1e-11 | 5e-12 | 0 | 2.5e-11 | 1.75e-10
Option 4 AT | SA |  | 1.722e-08 | 1.592e-08 | 2.0795e-08 | 2.0885e-08 | 2.2005e-08 | 2.432e-08 | 5.475e-09 | 5.475e-09 | 5.475e-09 | 5.49e-09 | 5.475e-09 | 5.475e-09 | 1.6435e-08 | 1.653e-08 | 1.7195e-08 | 2.002e-08 | 2.1995e-08 | 2.237e-08 | 5e-12 | 0 | 0 | 0 | 0 | 5e-12
Option 4 AT | SA | CSA | 6.255e-09 | 5.49e-09 | 7.3e-09 | 7.3e-09 | 7.405e-09 | 9.145e-09 | 1.825e-09 | 1.825e-09 | 1.825e-09 | 1.83e-09 | 1.825e-09 | 1.825e-09 | 5.485e-09 | 5.55e-09 | 6.205e-09 | 7.31e-09 | 7.395e-09 | 7.73e-09 | 5e-12 | 0 | 0 | 0 | 0 | 5e-12
Option 4 AT | SA | NSA | 6.04e-09 | 5.49e-09 | 7.3e-09 | 7.3e-09 | 7.3e-09 | 7.855e-09 | 1.825e-09 | 1.825e-09 | 1.825e-09 | 1.83e-09 | 1.825e-09 | 1.825e-09 | 5.475e-09 | 5.49e-09 | 5.515e-09 | 7.23e-09 | 7.3e-09 | 7.32e-09 | 0 | 0 | 0 | 0 | 0 | 0
Option 4 AT | SA | SESA | 4.925e-09 | 4.94e-09 | 6.195e-09 | 6.285e-09 | 7.3e-09 | 7.32e-09 | 1.825e-09 | 1.825e-09 | 1.825e-09 | 1.83e-09 | 1.825e-09 | 1.825e-09 | 5.475e-09 | 5.49e-09 | 5.475e-09 | 5.48e-09 | 7.3e-09 | 7.32e-09 | 0 | 0 | 0 | 0 | 0 | 0
Option 4 AT | TAS |  | 7.505e-09 | 6.59e-09 | 7.3e-09 | 7.3e-09 | 7.335e-09 | 8.245e-09 | 1.825e-09 | 1.825e-09 | 1.825e-09 | 1.83e-09 | 1.825e-09 | 1.825e-09 | 5.485e-09 | 5.49e-09 | 5.505e-09 | 5.945e-09 | 7.3e-09 | 7.345e-09 | 5e-12 | 0 | 0 | 0 | 0 | 0
Option 4 AT | TAS | TAS | 7.505e-09 | 6.59e-09 | 7.3e-09 | 7.3e-09 | 7.335e-09 | 8.245e-09 | 1.825e-09 | 1.825e-09 | 1.825e-09 | 1.83e-09 | 1.825e-09 | 1.825e-09 | 5.485e-09 | 5.49e-09 | 5.505e-09 | 5.945e-09 | 7.3e-09 | 7.345e-09 | 5e-12 | 0 | 0 | 0 | 0 | 0
Option 4 AT | VIC |  | 3.136e-08 | 2.2885e-08 | 2.267e-08 | 2.502e-08 | 2.247e-08 | 2.909e-08 | 5.475e-09 | 5.475e-09 | 5.475e-09 | 5.49e-09 | 5.475e-09 | 5.475e-09 | 1.959e-08 | 2.0935e-08 | 2.199e-08 | 2.3225e-08 | 2.6995e-08 | 2.908e-08 | 5e-11 | 9e-11 | 2.05e-10 | 1.6e-10 | 7.35e-10 | 1.77e-09
Option 4 AT | VIC | MEL | 1.9115e-08 | 1.0845e-08 | 8.07e-09 | 1.042e-08 | 7.87e-09 | 1.403e-08 | 1.825e-09 | 1.825e-09 | 1.825e-09 | 1.83e-09 | 1.825e-09 | 1.825e-09 | 8.555e-09 | 9.405e-09 | 9.995e-09 | 1.0315e-08 | 1.207e-08 | 1.3975e-08 | 5e-11 | 9e-11 | 2e-10 | 1.6e-10 | 6.65e-10 | 1.74e-09
Option 4 AT | VIC | SEV | 5.475e-09 | 5.49e-09 | 7.3e-09 | 7.3e-09 | 7.3e-09 | 7.32e-09 | 1.825e-09 | 1.825e-09 | 1.825e-09 | 1.83e-09 | 1.825e-09 | 1.825e-09 | 5.475e-09 | 5.49e-09 | 5.475e-09 | 5.485e-09 | 7.3e-09 | 7.32e-09 | 0 | 0 | 0 | 0 | 0 | 0
Option 4 AT | VIC | WNV | 6.77e-09 | 6.55e-09 | 7.3e-09 | 7.3e-09 | 7.3e-09 | 7.74e-09 | 1.825e-09 | 1.825e-09 | 1.825e-09 | 1.83e-09 | 1.825e-09 | 1.825e-09 | 5.56e-09 | 6.04e-09 | 6.52e-09 | 7.425e-09 | 7.625e-09 | 7.785e-09 | 0 | 0 | 5e-12 | 0 | 7e-11 | 3e-11
Option 5 AT | NEM |  | 3.0062e-07 | 3.3369e-07 | 3.3462e-07 | 3.4079e-07 | 3.889e-07 | 3.9791e-07 | 9.46e-09 | 6.19e-09 | 7.98e-09 | 1.246e-08 | 1.58e-08 | 5.976e-08 | 1.6729e-07 | 1.6885e-07 | 1.7017e-07 | 1.7878e-07 | 2.2219e-07 | 2.3018e-07 | 3.0605e-07 | 3.0789e-07 | 3.0734e-07 | 3.208e-07 | 3.5458e-07 | 6.8716e-07
Option 5 AT | NEM |  | 1.5031e-07 | 1.6684e-07 | 1.6731e-07 | 1.7039e-07 | 1.9445e-07 | 1.9895e-07 | 4.73e-09 | 3.095e-09 | 3.99e-09 | 6.23e-09 | 7.9e-09 | 2.988e-08 | 8.3645e-08 | 8.4425e-08 | 8.5085e-08 | 8.939e-08 | 1.111e-07 | 1.1509e-07 | 1.5303e-07 | 1.5395e-07 | 1.5367e-07 | 1.604e-07 | 1.7729e-07 | 3.4358e-07
Option 5 AT | NEM |  | 1.5031e-07 | 1.6684e-07 | 1.6731e-07 | 1.7039e-07 | 1.9445e-07 | 1.9895e-07 | 4.73e-09 | 3.095e-09 | 3.99e-09 | 6.23e-09 | 7.9e-09 | 2.988e-08 | 8.3645e-08 | 8.4425e-08 | 8.5085e-08 | 8.939e-08 | 1.111e-07 | 1.1509e-07 | 1.5303e-07 | 1.5395e-07 | 1.5367e-07 | 1.604e-07 | 1.7729e-07 | 3.4358e-07
Option 5 AT | NSW |  | 3.7645e-08 | 4.7575e-08 | 4.8155e-08 | 5.136e-08 | 5.3925e-08 | 5.8045e-08 | 3.55e-09 | 2.625e-09 | 2.685e-09 | 3.715e-09 | 4.29e-09 | 9.805e-09 | 2.3355e-08 | 2.4035e-08 | 2.481e-08 | 2.543e-08 | 3.075e-08 | 3.4475e-08 | 5.4155e-08 | 5.808e-08 | 5.962e-08 | 6.379e-08 | 6.7805e-08 | 7.2265e-08
Option 5 AT | NSW | CNSW | 9.125e-09 | 1.098e-08 | 1.095e-08 | 1.098e-08 | 1.2775e-08 | 1.281e-08 | 0 | 0 | 0 | 5e-12 | 0 | 1.825e-09 | 5.475e-09 | 5.49e-09 | 5.475e-09 | 5.475e-09 | 7.3e-09 | 7.32e-09 | 6.415e-09 | 7.465e-09 | 7.135e-09 | 8.12e-09 | 8.585e-09 | 8.63e-09
Option 5 AT | NSW | NNSW | 9.125e-09 | 1.098e-08 | 1.095e-08 | 1.098e-08 | 1.2775e-08 | 1.281e-08 | 0 | 0 | 0 | 0 | 0 | 1.825e-09 | 5.475e-09 | 5.49e-09 | 5.475e-09 | 5.475e-09 | 7.3e-09 | 7.32e-09 | 7.31e-09 | 7.56e-09 | 7.72e-09 | 8.695e-09 | 9.225e-09 | 9.76e-09
Option 5 AT | NSW | SNSW | 9.125e-09 | 1.098e-08 | 1.095e-08 | 1.098e-08 | 1.2775e-08 | 1.281e-08 | 0 | 0 | 0 | 0 | 0 | 1.825e-09 | 5.475e-09 | 5.49e-09 | 5.475e-09 | 5.475e-09 | 7.3e-09 | 7.32e-09 | 5.935e-09 | 6.12e-09 | 6.515e-09 | 7.155e-09 | 7.38e-09 | 7.62e-09
Option 5 AT | NSW | SNW | 1.027e-08 | 1.4635e-08 | 1.5305e-08 | 1.842e-08 | 1.56e-08 | 1.9615e-08 | 3.55e-09 | 2.625e-09 | 2.685e-09 | 3.71e-09 | 4.29e-09 | 4.33e-09 | 6.93e-09 | 7.565e-09 | 8.385e-09 | 9.005e-09 | 8.85e-09 | 1.2515e-08 | 3.4495e-08 | 3.6935e-08 | 3.825e-08 | 3.982e-08 | 4.2615e-08 | 4.6255e-08
Option 5 AT | QLD |  | 3.6515e-08 | 4.392e-08 | 4.38e-08 | 4.384e-08 | 5.11e-08 | 5.124e-08 | 6.05e-10 | 1.2e-10 | 6.45e-10 | 1.24e-09 | 1.89e-09 | 7.3e-09 | 2.194e-08 | 2.196e-08 | 2.19e-08 | 2.3835e-08 | 2.92e-08 | 2.928e-08 | 4.627e-08 | 4.26e-08 | 3.9755e-08 | 4.075e-08 | 4.9635e-08 | 2.1017e-07
Option 5 AT | QLD | CQ | 9.125e-09 | 1.098e-08 | 1.095e-08 | 1.096e-08 | 1.2775e-08 | 1.281e-08 | 0 | 0 | 0 | 0 | 0 | 1.825e-09 | 5.475e-09 | 5.49e-09 | 5.475e-09 | 5.475e-09 | 7.3e-09 | 7.32e-09 | 8.105e-09 | 8.62e-09 | 8.72e-09 | 8.915e-09 | 9.305e-09 | 9.305e-09
Option 5 AT | QLD | GG | 9.125e-09 | 1.098e-08 | 1.095e-08 | 1.096e-08 | 1.2775e-08 | 1.281e-08 | 5.6e-10 | 1.05e-10 | 6.45e-10 | 1.24e-09 | 1.81e-09 | 1.825e-09 | 5.5e-09 | 5.49e-09 | 5.475e-09 | 7.3e-09 | 7.3e-09 | 7.32e-09 | 1.7345e-08 | 1.2275e-08 | 8.535e-09 | 7.345e-09 | 1.5215e-08 | 1.746e-07
Option 5 AT | QLD | NQ | 9.125e-09 | 1.098e-08 | 1.095e-08 | 1.096e-08 | 1.2775e-08 | 1.281e-08 | 4e-11 | 0 | 0 | 0 | 0 | 1.825e-09 | 5.475e-09 | 5.49e-09 | 5.475e-09 | 5.49e-09 | 7.3e-09 | 7.32e-09 | 1.0945e-08 | 1.1535e-08 | 1.1955e-08 | 1.2645e-08 | 1.299e-08 | 1.2575e-08
Option 5 AT | QLD | SQ | 9.14e-09 | 1.098e-08 | 1.095e-08 | 1.096e-08 | 1.2775e-08 | 1.281e-08 | 5e-12 | 1.5e-11 | 0 | 0 | 8e-11 | 1.825e-09 | 5.49e-09 | 5.49e-09 | 5.475e-09 | 5.57e-09 | 7.3e-09 | 7.32e-09 | 9.875e-09 | 1.017e-08 | 1.0545e-08 | 1.1845e-08 | 1.2125e-08 | 1.369e-08
Option 5 AT | SA |  | 3.965e-08 | 3.1365e-08 | 3.1555e-08 | 3.1365e-08 | 3.8325e-08 | 3.843e-08 | 0 | 0 | 0 | 0 | 0 | 5.475e-09 | 1.6425e-08 | 1.647e-08 | 1.6425e-08 | 1.6465e-08 | 2.19e-08 | 2.196e-08 | 2.018e-08 | 2.062e-08 | 2.0605e-08 | 2.118e-08 | 2.232e-08 | 2.254e-08
Option 5 AT | SA | CSA | 1.239e-08 | 1.098e-08 | 1.095e-08 | 1.095e-08 | 1.2775e-08 | 1.281e-08 | 0 | 0 | 0 | 0 | 0 | 1.825e-09 | 5.475e-09 | 5.49e-09 | 5.475e-09 | 5.505e-09 | 7.3e-09 | 7.32e-09 | 8.62e-09 | 8.62e-09 | 9.1e-09 | 9.56e-09 | 9.89e-09 | 1.034e-08
Option 5 AT | SA | NSA | 1.941e-08 | 1.098e-08 | 1.095e-08 | 1.095e-08 | 1.2775e-08 | 1.281e-08 | 0 | 0 | 0 | 0 | 0 | 1.825e-09 | 5.475e-09 | 5.49e-09 | 5.475e-09 | 5.48e-09 | 7.3e-09 | 7.32e-09 | 7.84e-09 | 8.27e-09 | 7.78e-09 | 7.915e-09 | 8.73e-09 | 8.425e-09
Option 5 AT | SA | SESA | 7.85e-09 | 9.405e-09 | 9.655e-09 | 9.465e-09 | 1.2775e-08 | 1.281e-08 | 0 | 0 | 0 | 0 | 0 | 1.825e-09 | 5.475e-09 | 5.49e-09 | 5.475e-09 | 5.48e-09 | 7.3e-09 | 7.32e-09 | 3.72e-09 | 3.73e-09 | 3.725e-09 | 3.705e-09 | 3.7e-09 | 3.775e-09
Option 5 AT | TAS |  | 9.125e-09 | 1.098e-08 | 1.095e-08 | 1.095e-08 | 1.2775e-08 | 1.281e-08 | 0 | 0 | 0 | 0 | 0 | 1.825e-09 | 5.475e-09 | 5.49e-09 | 5.475e-09 | 5.485e-09 | 7.3e-09 | 7.32e-09 | 5.575e-09 | 5.56e-09 | 5.695e-09 | 5.59e-09 | 5.8e-09 | 6.54e-09
Option 5 AT | TAS | TAS | 9.125e-09 | 1.098e-08 | 1.095e-08 | 1.095e-08 | 1.2775e-08 | 1.281e-08 | 0 | 0 | 0 | 0 | 0 | 1.825e-09 | 5.475e-09 | 5.49e-09 | 5.475e-09 | 5.485e-09 | 7.3e-09 | 7.32e-09 | 5.575e-09 | 5.56e-09 | 5.695e-09 | 5.59e-09 | 5.8e-09 | 6.54e-09
Option 5 AT | VIC |  | 2.7375e-08 | 3.3005e-08 | 3.285e-08 | 3.288e-08 | 3.8325e-08 | 3.843e-08 | 5.75e-10 | 3.5e-10 | 6.6e-10 | 1.275e-09 | 1.72e-09 | 5.475e-09 | 1.645e-08 | 1.647e-08 | 1.6475e-08 | 1.8175e-08 | 2.1945e-08 | 2.2055e-08 | 2.6845e-08 | 2.7085e-08 | 2.7995e-08 | 2.909e-08 | 3.173e-08 | 3.207e-08
Option 5 AT | VIC | MEL | 9.125e-09 | 1.1045e-08 | 1.095e-08 | 1.098e-08 | 1.2775e-08 | 1.281e-08 | 5.75e-10 | 3.5e-10 | 6.6e-10 | 1.275e-09 | 1.72e-09 | 1.825e-09 | 5.5e-09 | 5.49e-09 | 5.525e-09 | 7.09e-09 | 7.345e-09 | 7.415e-09 | 1.402e-08 | 1.4135e-08 | 1.46e-08 | 1.557e-08 | 1.677e-08 | 1.6985e-08
Option 5 AT | VIC | SEV | 9.125e-09 | 1.098e-08 | 1.095e-08 | 1.095e-08 | 1.2775e-08 | 1.281e-08 | 0 | 0 | 0 | 0 | 0 | 1.825e-09 | 5.475e-09 | 5.49e-09 | 5.475e-09 | 5.485e-09 | 7.3e-09 | 7.32e-09 | 3.655e-09 | 3.655e-09 | 3.73e-09 | 3.815e-09 | 4.045e-09 | 4.265e-09
Option 5 AT | VIC | WNV | 9.125e-09 | 1.098e-08 | 1.095e-08 | 1.095e-08 | 1.2775e-08 | 1.281e-08 | 0 | 0 | 0 | 0 | 0 | 1.825e-09 | 5.475e-09 | 5.49e-09 | 5.475e-09 | 5.6e-09 | 7.3e-09 | 7.32e-09 | 9.17e-09 | 9.295e-09 | 9.665e-09 | 9.705e-09 | 1.0915e-08 | 1.082e-08
Option 6 AT | NEM |  | 1.2647e-07 | 1.1248e-07 | 1.6259e-07 | 1.6237e-07 | 1.6425e-07 | 1.647e-07 | 1.2851e-07 | 1.1274e-07 | 1.1501e-07 | 1.2073e-07 | 1.7799e-07 | 2.1467e-07 | 3.5996e-07 | 3.8101e-07 | 4.0139e-07 | 4.3084e-07 | 4.6485e-07 | 5.1475e-07 | 2.58e-09 | 3.03e-09 | 3.94e-09 | 3.88e-09 | 5.02e-09 | 2.243e-08
Option 6 AT | NEM |  | 6.3235e-08 | 5.624e-08 | 8.1295e-08 | 8.1185e-08 | 8.2125e-08 | 8.235e-08 | 6.4255e-08 | 5.637e-08 | 5.7505e-08 | 6.0365e-08 | 8.8995e-08 | 1.0733e-07 | 1.7998e-07 | 1.9051e-07 | 2.0069e-07 | 2.1542e-07 | 2.3242e-07 | 2.5737e-07 | 1.29e-09 | 1.515e-09 | 1.97e-09 | 1.94e-09 | 2.51e-09 | 1.1215e-08
Option 6 AT | NEM |  | 6.3235e-08 | 5.624e-08 | 8.1295e-08 | 8.1185e-08 | 8.2125e-08 | 8.235e-08 | 6.4255e-08 | 5.637e-08 | 5.7505e-08 | 6.0365e-08 | 8.8995e-08 | 1.0733e-07 | 1.7998e-07 | 1.9051e-07 | 2.0069e-07 | 2.1542e-07 | 2.3242e-07 | 2.5737e-07 | 1.29e-09 | 1.515e-09 | 1.97e-09 | 1.94e-09 | 2.51e-09 | 1.1215e-08
Option 6 AT | NSW |  | 1.4605e-08 | 1.6285e-08 | 2.19e-08 | 2.19e-08 | 2.19e-08 | 2.196e-08 | 2.4055e-08 | 1.622e-08 | 1.7355e-08 | 2.0095e-08 | 2.8765e-08 | 4.6885e-08 | 7.602e-08 | 8.202e-08 | 8.7385e-08 | 9.4595e-08 | 9.962e-08 | 1.1376e-07 | 1.255e-09 | 1.515e-09 | 1.805e-09 | 1.93e-09 | 2.345e-09 | 3.075e-09
Option 6 AT | NSW | CNSW | 3.65e-09 | 3.66e-09 | 5.475e-09 | 5.475e-09 | 5.475e-09 | 5.49e-09 | 3.65e-09 | 3.65e-09 | 3.65e-09 | 3.66e-09 | 5.475e-09 | 5.475e-09 | 9.155e-09 | 9.28e-09 | 9.7e-09 | 1.0175e-08 | 1.0705e-08 | 1.12e-08 | 0 | 0 | 0 | 0 | 0 | 0
Option 6 AT | NSW | NNSW | 3.65e-09 | 3.66e-09 | 5.475e-09 | 5.475e-09 | 5.475e-09 | 5.49e-09 | 3.65e-09 | 3.65e-09 | 3.65e-09 | 3.66e-09 | 5.475e-09 | 5.475e-09 | 7.985e-09 | 9.11e-09 | 1.0885e-08 | 1.098e-08 | 1.1405e-08 | 1.272e-08 | 0 | 0 | 0 | 0 | 0 | 0
Option 6 AT | NSW | SNSW | 3.65e-09 | 3.66e-09 | 5.475e-09 | 5.475e-09 | 5.475e-09 | 5.49e-09 | 3.65e-09 | 3.65e-09 | 3.65e-09 | 3.66e-09 | 5.475e-09 | 5.475e-09 | 8.185e-09 | 8.95e-09 | 9.325e-09 | 9.765e-09 | 1.0055e-08 | 1.106e-08 | 0 | 0 | 0 | 0 | 0 | 0
Option 6 AT | NSW | SNW | 3.655e-09 | 5.305e-09 | 5.475e-09 | 5.475e-09 | 5.475e-09 | 5.49e-09 | 1.3105e-08 | 5.27e-09 | 6.405e-09 | 9.115e-09 | 1.234e-08 | 3.046e-08 | 5.0695e-08 | 5.468e-08 | 5.7475e-08 | 6.3675e-08 | 6.7455e-08 | 7.8785e-08 | 1.255e-09 | 1.515e-09 | 1.805e-09 | 1.93e-09 | 2.345e-09 | 3.075e-09
Option 6 AT | QLD |  | 1.46e-08 | 1.464e-08 | 2.19e-08 | 2.19e-08 | 2.19e-08 | 2.196e-08 | 1.465e-08 | 1.46e-08 | 1.46e-08 | 1.464e-08 | 2.19e-08 | 2.192e-08 | 4.59e-08 | 4.7745e-08 | 5.016e-08 | 5.202e-08 | 5.6345e-08 | 5.9225e-08 | 3.5e-11 | 0 | 1.55e-10 | 1e-11 | 0 | 8.03e-09
Option 6 AT | QLD | CQ | 3.65e-09 | 3.66e-09 | 5.475e-09 | 5.475e-09 | 5.475e-09 | 5.49e-09 | 3.65e-09 | 3.65e-09 | 3.65e-09 | 3.66e-09 | 5.475e-09 | 5.475e-09 | 8.84e-09 | 9.145e-09 | 9.19e-09 | 9.4e-09 | 1.0425e-08 | 1.1005e-08 | 0 | 0 | 0 | 0 | 0 | 0
Option 6 AT | QLD | GG | 3.65e-09 | 3.66e-09 | 5.475e-09 | 5.475e-09 | 5.475e-09 | 5.49e-09 | 3.695e-09 | 3.65e-09 | 3.65e-09 | 3.66e-09 | 5.475e-09 | 5.475e-09 | 1.625e-08 | 1.693e-08 | 1.7875e-08 | 1.89e-08 | 1.996e-08 | 1.8575e-08 | 3.5e-11 | 0 | 1.55e-10 | 1e-11 | 0 | 8e-09
Option 6 AT | QLD | NQ | 3.65e-09 | 3.66e-09 | 5.475e-09 | 5.475e-09 | 5.475e-09 | 5.49e-09 | 3.65e-09 | 3.65e-09 | 3.65e-09 | 3.66e-09 | 5.475e-09 | 5.475e-09 | 9.6e-09 | 1.0185e-08 | 1.111e-08 | 1.15e-08 | 1.209e-08 | 1.366e-08 | 0 | 0 | 0 | 0 | 0 | 0
Option 6 AT | QLD | SQ | 3.65e-09 | 3.66e-09 | 5.475e-09 | 5.475e-09 | 5.475e-09 | 5.49e-09 | 3.655e-09 | 3.65e-09 | 3.65e-09 | 3.66e-09 | 5.475e-09 | 5.495e-09 | 1.121e-08 | 1.1485e-08 | 1.1985e-08 | 1.222e-08 | 1.387e-08 | 1.5985e-08 | 0 | 0 | 0 | 0 | 0 | 3e-11
Option 6 AT | SA |  | 1.943e-08 | 1.0665e-08 | 1.5595e-08 | 1.5485e-08 | 1.6425e-08 | 1.647e-08 | 1.095e-08 | 1.095e-08 | 1.095e-08 | 1.098e-08 | 1.6425e-08 | 1.6425e-08 | 2.2835e-08 | 2.403e-08 | 2.457e-08 | 2.555e-08 | 2.875e-08 | 3.111e-08 | 0 | 0 | 0 | 0 | 0 | 0
Option 6 AT | SA | CSA | 5.75e-09 | 3.66e-09 | 5.475e-09 | 5.475e-09 | 5.475e-09 | 5.49e-09 | 3.65e-09 | 3.65e-09 | 3.65e-09 | 3.66e-09 | 5.475e-09 | 5.475e-09 | 9.195e-09 | 9.525e-09 | 9.92e-09 | 1.0475e-08 | 1.1315e-08 | 1.2615e-08 | 0 | 0 | 0 | 0 | 0 | 0
Option 6 AT | SA | NSA | 1.0275e-08 | 3.66e-09 | 5.475e-09 | 5.475e-09 | 5.475e-09 | 5.49e-09 | 3.65e-09 | 3.65e-09 | 3.65e-09 | 3.66e-09 | 5.475e-09 | 5.475e-09 | 8.165e-09 | 9.015e-09 | 9.16e-09 | 9.325e-09 | 1.0135e-08 | 1.1175e-08 | 0 | 0 | 0 | 0 | 0 | 0
Option 6 AT | SA | SESA | 3.405e-09 | 3.345e-09 | 4.645e-09 | 4.535e-09 | 5.475e-09 | 5.49e-09 | 3.65e-09 | 3.65e-09 | 3.65e-09 | 3.66e-09 | 5.475e-09 | 5.475e-09 | 5.475e-09 | 5.49e-09 | 5.49e-09 | 5.75e-09 | 7.3e-09 | 7.32e-09 | 0 | 0 | 0 | 0 | 0 | 0
Option 6 AT | TAS |  | 3.65e-09 | 3.66e-09 | 5.475e-09 | 5.475e-09 | 5.475e-09 | 5.49e-09 | 3.65e-09 | 3.65e-09 | 3.65e-09 | 3.66e-09 | 5.475e-09 | 5.475e-09 | 7.355e-09 | 7.56e-09 | 7.73e-09 | 8.355e-09 | 9.62e-09 | 1.0645e-08 | 0 | 0 | 0 | 0 | 0 | 0
Option 6 AT | TAS | TAS | 3.65e-09 | 3.66e-09 | 5.475e-09 | 5.475e-09 | 5.475e-09 | 5.49e-09 | 3.65e-09 | 3.65e-09 | 3.65e-09 | 3.66e-09 | 5.475e-09 | 5.475e-09 | 7.355e-09 | 7.56e-09 | 7.73e-09 | 8.355e-09 | 9.62e-09 | 1.0645e-08 | 0 | 0 | 0 | 0 | 0 | 0
Option 6 AT | VIC |  | 1.095e-08 | 1.099e-08 | 1.6425e-08 | 1.6425e-08 | 1.6425e-08 | 1.647e-08 | 1.095e-08 | 1.095e-08 | 1.095e-08 | 1.099e-08 | 1.643e-08 | 1.663e-08 | 2.787e-08 | 2.915e-08 | 3.085e-08 | 3.49e-08 | 3.809e-08 | 4.263e-08 | 0 | 0 | 1e-11 | 0 | 1.65e-10 | 1.1e-10
Option 6 AT | VIC | MEL | 3.65e-09 | 3.67e-09 | 5.475e-09 | 5.475e-09 | 5.475e-09 | 5.49e-09 | 3.65e-09 | 3.65e-09 | 3.65e-09 | 3.67e-09 | 5.48e-09 | 5.68e-09 | 1.297e-08 | 1.3785e-08 | 1.482e-08 | 1.63e-08 | 1.8875e-08 | 2.267e-08 | 0 | 0 | 5e-12 | 0 | 8e-11 | 8.5e-11
Option 6 AT | VIC | SEV | 3.65e-09 | 3.66e-09 | 5.475e-09 | 5.475e-09 | 5.475e-09 | 5.49e-09 | 3.65e-09 | 3.65e-09 | 3.65e-09 | 3.66e-09 | 5.475e-09 | 5.475e-09 | 5.49e-09 | 5.525e-09 | 5.885e-09 | 7.295e-09 | 7.3e-09 | 7.34e-09 | 0 | 0 | 0 | 0 | 0 | 0
Option 6 AT | VIC | WNV | 3.65e-09 | 3.66e-09 | 5.475e-09 | 5.475e-09 | 5.475e-09 | 5.49e-09 | 3.65e-09 | 3.65e-09 | 3.65e-09 | 3.66e-09 | 5.475e-09 | 5.475e-09 | 9.41e-09 | 9.84e-09 | 1.0145e-08 | 1.1305e-08 | 1.1915e-08 | 1.262e-08 | 0 | 0 | 5e-12 | 0 | 8.5e-11 | 2.5e-11

## Constraints (hidden)
Model | Penalty | Region | Technology | 2026-27 | 2027-28 | 2028-29 | 2029-30 | 2030-31 | 2031-32 | 2032-33 | 2033-34 | 2034-35 | 2035-36 | 2036-37 | 2037-38 | 2038-39 | 2039-40 | 2040-41 | 2041-42 | 2042-43 | 2043-44 | 2044-45 | 2045-46 | 2046-47 | 2047-48 | 2048-49 | 2049-50
BaseCase SC | Aggregate Penalty | NEM | Penalty Cost | 0 | 0.00091134 | 40728.4637 | 44901.0669 | 44901.0679 | 44941.4745 | 47546.4479 | 47546.448 | 74399.3044 | 74418.1793 | 83659.0068 | 83696.5434 | 150366.009 | 150366.0091 | 150431.8747 | 165018.3813 | 196743.7564 | 197370.2369 | 197370.2366 | 197410.0886 | 197410.0887 | 197545.2155 | 197635.8415 | 197877.1586
BaseCase SC | ResourceLimit_N9_Solar | NSW | Penalty Cost | 0 | 7.32e-06 | 36497.2476 | 38608.7225 | 38608.7225 | 38608.7236 | 38608.7236 | 38608.7236 | 62600.4579 | 62600.4579 | 65420.256 | 65420.256 | 65420.2565 | 65420.2565 | 65420.2565 | 65420.2565 | 65420.2565 | 65420.2565 | 65420.2565 | 65420.2565 | 65420.2565 | 65420.2565 | 65420.2565 | 65420.2565
BaseCase SC | ResourceLimit_N9_Wind Medium | NSW | Penalty Cost | 0 | 0 | 0 | 0 | 1.46e-05 | 1.464e-05 | 0 | 0 | 0 | 0 | 3337.212 | 3337.212 | 3337.212 | 3337.212 | 3337.212 | 3337.212 | 3337.212 | 3337.212 | 3337.212 | 3337.212 | 3337.212 | 3337.212 | 3337.212 | 3337.212
BaseCase SC | REZ Landholder_NSW | NSW | Penalty Cost | 0 | 0 | 919.1019 | 919.1019 | 919.1019 | 959.5063 | 2252.6371 | 2252.6371 | 3202.9381 | 3221.813 | 3484.8738 | 3522.4104 | 4064.8001 | 4064.8001 | 4130.6656 | 4162.7561 | 4551.1042 | 5177.5846 | 5177.5846 | 5177.5846 | 5177.5846 | 5312.7113 | 5347.5508 | 5400.1751
BaseCase SC | ResourceLimit_DN1_Solar | NSW | Penalty Cost | 0 | 0 | 0 | 0 | 0 | 0 | 0 | 0 | 0 | 0 | 0 | 0 | 0 | 0 | 0 | 0 | 0 | 0 | 0 | 0 | 0 | 0 | 0 | 0
BaseCase SC | ResourceLimit_N12_Wind Medium | NSW | Penalty Cost | 0 | 0 | 0.00039785 | 0.00062415 | 0.0013213 | 0.0019069 | 0.0019126 | 0.0019126 | 1910.823 | 1910.823 | 1910.823 | 1910.823 | 1910.823 | 1910.823 | 1910.823 | 1910.823 | 1910.823 | 1910.823 | 1910.823 | 1910.823 | 1910.823 | 1910.823 | 1910.823 | 1910.823
BaseCase SC | ResourceLimit_N2_Wind Medium | NSW | Penalty Cost | 0 | 0 | 0 | 0 | 0 | 0 | 0 | 0 | 0 | 0 | 0 | 0 | 0 | 0 | 0 | 0 | 0 | 0 | 0 | 0 | 0 | 0 | 0 | 0
BaseCase SC | ResourceLimit_N2_Solar | NSW | Penalty Cost | 0 | 0 | 7.3e-06 | 1.46e-05 | 2.92e-05 | 0 | 1311.8429 | 1311.8429 | 1311.843 | 1311.843 | 1311.843 | 1311.843 | 1311.8429 | 1311.843 | 1311.843 | 1311.843 | 1311.843 | 1311.843 | 1311.8429 | 1311.8429 | 1311.8429 | 1311.8429 | 1311.843 | 1311.843
BaseCase SC | ResourceLimit_N3_Wind Medium | NSW | Penalty Cost | 0 | 0 | 0 | 0 | 0 | 2.562e-05 | 0 | 0 | 0 | 3.66e-06 | 2820.7566 | 2820.7566 | 30148.8843 | 30148.8843 | 30148.8843 | 44703.3004 | 44703.3004 | 44703.3004 | 44703.3004 | 44703.3004 | 44703.3004 | 44703.3004 | 44703.3004 | 44703.3004
BaseCase SC | ResourceLimit_N5_Solar | NSW | Penalty Cost | 0 | 0 | 0 | 0 | 0 | 3.66e-06 | 0 | 0 | 0 | 0 | 0 | 0 | 0 | 0 | 0 | 0 | 0 | 0 | 0 | 0 | 0 | 0 | 0 | 0
BaseCase SC | ResourceLimit_N5_Wind Medium | NSW | Penalty Cost | 0 | 0 | 0 | 0 | 0 | 0 | 0 | 0 | 0 | 0 | 0 | 0 | 0 | 0 | 0 | 0 | 0 | 0 | 0 | 0 | 0 | 0 | 0 | 0
BaseCase SC | ResourceLimit_N8_Wind Medium | NSW | Penalty Cost | 0 | 0 | 1.46e-05 | 7.3e-06 | 2.19e-05 | 1.464e-05 | 0 | 0 | 0 | 0 | 0 | 0 | 0 | 0 | 0 | 0 | 0 | 0 | 0 | 0 | 0 | 0 | 7.3e-06 | 3.65e-05
BaseCase SC | ResourceLimit_N3_Solar | NSW | Penalty Cost | 0 | 0 | 0 | 3.65e-06 | 3.65e-06 | 3.66e-06 | 0 | 0 | 0 | 0 | 0 | 7.3e-06 | 33931.0305 | 33931.0305 | 33931.0305 | 33931.0305 | 65268.0575 | 65268.0575 | 65268.0575 | 65268.0575 | 65268.0575 | 65268.0575 | 65268.0587 | 65268.0587
BaseCase SC | ResourceLimit_Q8a_Solar | QLD | Penalty Cost | 0 | 0 | 0 | 1.46e-05 | 3.65e-06 | 4.392e-05 | 0 | 0 | 0 | 0 | 0 | 0 | 0 | 3.66e-06 | 1.46e-05 | 1.825e-05 | 2.92e-05 | 3.66e-05 | 0 | 7.3e-06 | 0 | 0 | 0 | 2.555e-05
BaseCase SC | REZ Landholder_QLD | QLD | Penalty Cost | 0 | 0 | 0 | 0 | 0 | 0 | 0 | 0 | 0 | 0 | 0 | 0 | 0 | 0 | 0 | 0 | 0 | 0 | 0 | 39.852 | 39.852 | 39.852 | 95.6374 | 284.33
BaseCase SC | ResourceLimit_S6_Wind Medium | SA | Penalty Cost | 0 | 0 | 0.0001825 | 0.0001971 | 0.00019345 | 0.00024522 | 0.00022995 | 0.00022995 | 0.00022995 | 0.00023058 | 0.0002336 | 0.00022265 | 4867.9176 | 4867.9177 | 4867.9177 | 4867.9177 | 4867.9177 | 4867.9177 | 4867.9177 | 4867.9177 | 4867.9177 | 4867.9177 | 4867.9177 | 4867.9177
BaseCase SC | ResourceLimit_T3_Wind Medium | TAS | Penalty Cost | 0 | 0 | 0 | 0 | 0 | 0 | 0 | 0 | 0 | 0 | 0 | 0 | 0 | 0 | 0 | 0 | 0 | 0 | 0 | 0 | 0 | 0 | 0 | 0
BaseCase SC | ResourceLimit_T3_Solar | TAS | Penalty Cost | 0 | 1.098e-05 | 3312.1126 | 3312.1127 | 3312.1128 | 3312.1129 | 3312.1129 | 3312.1129 | 3312.1129 | 3312.1129 | 3312.1129 | 3312.1129 | 3312.1129 | 3312.1129 | 3312.1129 | 3312.1129 | 3312.1129 | 3312.1129 | 3312.1129 | 3312.1129 | 3312.1129 | 3312.1129 | 3312.1129 | 3312.1129
BaseCase SC | ResourceLimit_T1_Solar | TAS | Penalty Cost | 0 | 1.098e-05 | 1.825e-05 | 2061.1281 | 2061.1281 | 2061.1282 | 2061.1282 | 2061.1282 | 2061.1282 | 2061.1283 | 2061.1283 | 2061.1283 | 2061.1282 | 2061.1282 | 2061.1282 | 2061.1282 | 2061.1282 | 2061.1282 | 2061.1282 | 2061.1282 | 2061.1282 | 2061.1282 | 2061.1282 | 2061.1282
BaseCase SC | ResourceLimit_V7_Wind Medium | VIC | Penalty Cost | 0 | 0 | 4.015e-05 | 1.825e-05 | 1.46e-05 | 7.32e-06 | 1.095e-05 | 1.46e-05 | 1.46e-05 | 1.83e-05 | 2.555e-05 | 2.92e-05 | 1.46e-05 | 1.464e-05 | 1.825e-05 | 2.19e-05 | 2.555e-05 | 3.294e-05 | 1.095e-05 | 1.46e-05 | 1.46e-05 | 2.196e-05 | 4.015e-05 | 5.11e-05
BaseCase SC | ResourceLimit_V5_Wind Medium | VIC | Penalty Cost | 0 | 0 | 0 | 0 | 0 | 3.66e-06 | 0 | 0 | 0 | 0 | 0 | 0 | 0 | 0 | 0 | 0 | 0 | 0 | 0 | 0 | 0 | 0 | 0 | 1.095e-05
BaseCase SC | ResourceLimit_V4_Wind Medium | VIC | Penalty Cost | 0 | 0 | 0 | 3.65e-06 | 1.095e-05 | 1.464e-05 | 0 | 0 | 0 | 0 | 0 | 3.65e-06 | 0 | 0 | 3.65e-06 | 3.65e-06 | 0 | 0 | 0 | 0 | 0 | 0 | 0 | 0
BaseCase SC | ResourceLimit_V4_Solar | VIC | Penalty Cost | 0 | 0.00088206 | 0.00087965 | 0.00089425 | 0.00093075 | 0.0010724 | 0.0010585 | 0.0010585 | 0.0010147 | 0.0010614 | 0.0010621 | 0.0010658 | 0.0010585 | 0.0010651 | 0.0010694 | 0.0010621 | 0.0011096 | 0.001098 | 0.0011351 | 0.0011424 | 0.0011461 | 0.0011456 | 0.0011534 | 0.0011571
BaseCase SC | ResourceLimit_V2_Wind Medium | VIC | Penalty Cost | 0 | 0 | 0 | 0 | 0 | 1.464e-05 | 0 | 0 | 0 | 0 | 0 | 0 | 0 | 0 | 0 | 0 | 0 | 0 | 0 | 0 | 0 | 0 | 0 | 0
BaseCase SC | ResourceLimit_V1_Wind Medium | VIC | Penalty Cost | 0 | 0 | 1.46e-05 | 1.095e-05 | 4.38e-05 | 9.516e-05 | 0 | 0 | 0 | 0 | 0 | 0 | 3.65e-06 | 3.66e-06 | 3.65e-06 | 3.65e-06 | 0 | 0 | 0 | 0 | 0 | 0 | 0 | 0
BaseCase SC | REZ Landholder_VIC | VIC | Penalty Cost | 0 | 0 | 0 | 0 | 0 | 0 | 0 | 0 | 0 | 0 | 0 | 0 | 0 | 0 | 0 | 0 | 0 | 0 | 0 | 0 | 0 | 0 | 0 | 0
Option 2 SC | Aggregate Penalty | NEM | Penalty Cost | 0 | 0.00035868 | 40701.9202 | 43587.7342 | 43587.7345 | 43627.7419 | 47605.9416 | 47605.9418 | 77566.5565 | 77586.5976 | 86917.9676 | 86989.3735 | 157933.7321 | 157933.7325 | 158019.5667 | 167844.2734 | 186506.3796 | 187260.9862 | 187260.9843 | 187265.2676 | 187265.2677 | 187374.4448 | 187469.7234 | 187775.3
Option 2 SC | ResourceLimit_N2_Wind Medium | NSW | Penalty Cost | 0 | 0 | 0 | 0 | 0 | 0 | 0 | 0 | 3.65e-06 | 3.66e-06 | 3.65e-06 | 7.3e-05 | 7.3e-06 | 7.32e-06 | 7.3e-06 | 7.3e-06 | 7.3e-06 | 1.83e-05 | 0 | 0 | 0 | 0 | 0 | 0
Option 2 SC | ResourceLimit_N9_Solar | NSW | Penalty Cost | 0 | 0 | 36470.7055 | 37367.3826 | 37367.3827 | 37367.3831 | 37367.3833 | 37367.3834 | 64478.9282 | 64478.9284 | 65420.2558 | 65420.2559 | 70279.825 | 70279.825 | 70279.825 | 70279.825 | 70279.825 | 70279.8252 | 70279.825 | 70279.825 | 70279.825 | 70279.825 | 70279.8251 | 70279.8252
Option 2 SC | ResourceLimit_N9_Wind Medium | NSW | Penalty Cost | 0 | 0 | 0 | 0 | 3.65e-06 | 1.464e-05 | 0 | 0 | 0 | 0 | 3337.2105 | 3337.2106 | 3337.2107 | 3337.2107 | 3337.2107 | 3337.2107 | 3337.2107 | 3337.212 | 3337.2107 | 3337.2107 | 3337.2107 | 3337.211 | 3337.2115 | 3337.212
Option 2 SC | REZ Landholder_NSW | NSW | Penalty Cost | 0 | 0 | 919.1019 | 919.1019 | 919.1019 | 959.1085 | 2253.255 | 2253.255 | 3191.5027 | 3211.543 | 3402.9556 | 3474.3608 | 3985.1262 | 3985.1262 | 4070.96 | 4105.2918 | 4422.1144 | 5176.7189 | 5176.7189 | 5176.7189 | 5176.7189 | 5285.8956 | 5319.7109 | 5379.9393
Option 2 SC | ResourceLimit_DN1_Solar | NSW | Penalty Cost | 0 | 0 | 0 | 0 | 0 | 0 | 0 | 0 | 0 | 0 | 0 | 0 | 0 | 0 | 0 | 0 | 0 | 0 | 0 | 0 | 0 | 0 | 0 | 0
Option 2 SC | ResourceLimit_N12_Wind Medium | NSW | Penalty Cost | 0 | 0 | 0.0001752 | 0.00022265 | 0.00042705 | 0.00064782 | 0.0006716 | 0.0006862 | 1910.8228 | 1910.8229 | 1910.8229 | 1910.823 | 1910.823 | 1910.823 | 1910.823 | 1910.823 | 1910.823 | 1910.823 | 1910.823 | 1910.823 | 1910.823 | 1910.823 | 1910.823 | 1910.823
Option 2 SC | ResourceLimit_N2_Solar | NSW | Penalty Cost | 0 | 0 | 7.3e-06 | 0 | 7.3e-06 | 3.66e-05 | 2684.0531 | 2684.0531 | 2684.0533 | 2684.0535 | 2684.0538 | 2684.0538 | 2684.0536 | 2684.0537 | 2684.0537 | 2684.0537 | 2684.0537 | 2684.0538 | 2684.0537 | 2684.0537 | 2684.0537 | 2684.0537 | 2684.0537 | 2684.0537
Option 2 SC | ResourceLimit_N3_Solar | NSW | Penalty Cost | 0 | 0 | 0 | 0 | 0 | 0 | 0 | 3.65e-05 | 7.3e-06 | 8.784e-05 | 0 | 5.84e-05 | 31334.5936 | 31334.5936 | 31334.5936 | 31334.5937 | 49679.8765 | 49679.8766 | 49679.8765 | 49679.8765 | 49679.8765 | 49679.8766 | 49679.877 | 49679.877
Option 2 SC | ResourceLimit_N3_Wind Medium | NSW | Penalty Cost | 0 | 0 | 0 | 0 | 0 | 1.098e-05 | 0 | 2.92e-05 | 1.095e-05 | 7.686e-05 | 4861.4191 | 4861.4191 | 34912.9254 | 34912.9254 | 34912.9255 | 44703.3003 | 44703.3003 | 44703.3004 | 44703.3003 | 44703.3003 | 44703.3003 | 44703.3003 | 44703.3003 | 44703.3004
Option 2 SC | ResourceLimit_N5_Solar | NSW | Penalty Cost | 0 | 0 | 0 | 0 | 0 | 0 | 0 | 0 | 0 | 0 | 0 | 0 | 7.3e-06 | 7.32e-06 | 7.3e-06 | 1.095e-05 | 1.46e-05 | 1.098e-05 | 0 | 0 | 0 | 0 | 0 | 0
Option 2 SC | ResourceLimit_N5_Wind Medium | NSW | Penalty Cost | 0 | 0 | 0 | 0 | 0 | 0 | 0 | 0 | 0 | 0 | 0 | 0 | 0 | 0 | 7.3e-06 | 1.095e-05 | 1.095e-05 | 1.098e-05 | 0 | 0 | 0 | 0 | 0 | 0
Option 2 SC | ResourceLimit_N8_Wind Medium | NSW | Penalty Cost | 0 | 0 | 1.095e-05 | 3.65e-06 | 0 | 3.66e-06 | 1.095e-05 | 0 | 0 | 3.66e-06 | 7.3e-06 | 3.65e-06 | 7.3e-06 | 7.32e-06 | 1.095e-05 | 7.3e-06 | 1.095e-05 | 1.098e-05 | 0 | 0 | 0 | 0 | 3.65e-06 | 1.46e-05
Option 2 SC | ResourceLimit_Q8a_Solar | QLD | Penalty Cost | 0 | 3.66e-06 | 7.3e-06 | 0 | 0 | 4.026e-05 | 7.3e-06 | 7.3e-06 | 3.65e-06 | 3.66e-06 | 0 | 7.3e-06 | 7.3e-06 | 7.32e-06 | 1.095e-05 | 3.285e-05 | 0.00010585 | 0.00019398 | 0 | 0 | 0 | 0 | 0 | 7.3e-06
Option 2 SC | REZ Landholder_QLD | QLD | Penalty Cost | 0 | 0 | 0 | 0 | 0 | 0 | 0 | 0 | 0 | 0 | 0 | 3.65e-06 | 0 | 3.66e-06 | 3.65e-06 | 7.3e-06 | 7.3e-06 | 1.098e-05 | 0 | 4.2834 | 4.2834 | 4.2834 | 65.7457 | 311.0931
Option 2 SC | ResourceLimit_S6_Wind Medium | SA | Penalty Cost | 0 | 0 | 6.935e-05 | 7.3e-05 | 7.3e-05 | 9.516e-05 | 7.3e-05 | 7.3e-05 | 0.00017885 | 0.00021228 | 0.00034675 | 0.00038325 | 4187.9246 | 4187.9248 | 4187.9249 | 4187.9249 | 4187.925 | 4187.9251 | 4187.9251 | 4187.9251 | 4187.9251 | 4187.9251 | 4187.9251 | 4187.9251
Option 2 SC | ResourceLimit_T3_Wind Medium | TAS | Penalty Cost | 0 | 0 | 0 | 0 | 0 | 0 | 0 | 0 | 0 | 0 | 0 | 0 | 0 | 0 | 0 | 0 | 0 | 0 | 0 | 0 | 0 | 0 | 0 | 0
Option 2 SC | ResourceLimit_T1_Solar | TAS | Penalty Cost | 0 | 7.32e-06 | 7.3e-06 | 1989.1367 | 1989.1367 | 1989.1367 | 1989.1367 | 1989.1367 | 1989.1367 | 1989.1367 | 1989.1367 | 1989.1368 | 1989.1367 | 1989.1367 | 1989.1367 | 1989.1368 | 1989.1368 | 1989.1368 | 1989.1368 | 1989.1368 | 1989.1368 | 1989.1368 | 1989.1368 | 1989.1368
Option 2 SC | ResourceLimit_T3_Solar | TAS | Penalty Cost | 0 | 3.66e-06 | 3312.1122 | 3312.1123 | 3312.1123 | 3312.1123 | 3312.1123 | 3312.1123 | 3312.1123 | 3312.1123 | 3312.1123 | 3312.1124 | 3312.1124 | 3312.1125 | 3312.1125 | 3312.1125 | 3312.1125 | 3312.1125 | 3312.1126 | 3312.1126 | 3312.1126 | 3312.1126 | 3312.1126 | 3312.1126
Option 2 SC | REZ Landholder_VIC | VIC | Penalty Cost | 0 | 0 | 0 | 0 | 0 | 0 | 0 | 0 | 0 | 0 | 0 | 0 | 0 | 0 | 0 | 0 | 0 | 0 | 0 | 0 | 0 | 0 | 0 | 0
Option 2 SC | ResourceLimit_V7_Wind Medium | VIC | Penalty Cost | 0 | 0 | 1.095e-05 | 1.095e-05 | 1.095e-05 | 3.66e-06 | 3.65e-06 | 3.65e-06 | 1.46e-05 | 5.124e-05 | 8.395e-05 | 0.00015695 | 0.00012045 | 0.0001281 | 0.0001241 | 0.0001606 | 0.0001825 | 0.00021594 | 0.0001898 | 0.0001898 | 0.00019345 | 0.0002013 | 0.0002044 | 0.0002117
Option 2 SC | ResourceLimit_V2_Wind Medium | VIC | Penalty Cost | 0 | 0 | 0 | 0 | 0 | 3.66e-06 | 0 | 0 | 0 | 3.66e-06 | 3.65e-06 | 7.3e-06 | 7.3e-06 | 7.32e-06 | 7.3e-06 | 1.095e-05 | 1.095e-05 | 1.098e-05 | 0 | 0 | 0 | 0 | 0 | 0
Option 2 SC | ResourceLimit_V4_Solar | VIC | Penalty Cost | 0 | 0.00034404 | 0.00034675 | 0.0003504 | 0.000365 | 0.00036966 | 0.0003577 | 0.0003796 | 0.00017155 | 0.00035502 | 0.00036135 | 0.00057305 | 0.00069715 | 0.00080886 | 0.00090155 | 0.00086505 | 0.0012848 | 0.0014896 | 0.0015512 | 0.0015476 | 0.0015512 | 0.0015482 | 0.0015549 | 0.0015914
Option 2 SC | ResourceLimit_V4_Wind Medium | VIC | Penalty Cost | 0 | 0 | 0 | 3.65e-06 | 3.65e-06 | 3.66e-06 | 3.65e-06 | 0 | 0 | 0 | 3.65e-06 | 2.19e-05 | 1.46e-05 | 1.464e-05 | 1.46e-05 | 1.46e-05 | 1.46e-05 | 1.098e-05 | 0 | 0 | 0 | 0 | 0 | 0
Option 2 SC | ResourceLimit_V5_Wind Medium | VIC | Penalty Cost | 0 | 0 | 0 | 0 | 0 | 1.464e-05 | 3.65e-06 | 0 | 0 | 0 | 0 | 0 | 7.3e-06 | 7.32e-06 | 7.3e-06 | 7.3e-06 | 1.095e-05 | 7.32e-06 | 0 | 0 | 0 | 0 | 0 | 3.65e-06
Option 2 SC | ResourceLimit_V1_Wind Medium | VIC | Penalty Cost | 0 | 0 | 3.65e-06 | 7.3e-06 | 1.46e-05 | 0 | 3.65e-06 | 5.11e-05 | 3.65e-06 | 1.83e-05 | 1.095e-05 | 3.65e-06 | 1.825e-05 | 1.83e-05 | 2.19e-05 | 2.19e-05 | 2.19e-05 | 1.83e-05 | 0 | 0 | 0 | 0 | 0 | 0
Option 2D SC | Aggregate Penalty | NEM | Penalty Cost | 0 | 9.516e-05 | 40049.6738 | 41971.8771 | 41971.8772 | 42012.4347 | 45425.7719 | 45515.2602 | 64476.2862 | 66490.367 | 79070.7371 | 79160.8007 | 132305.4625 | 132367.6204 | 132821.0987 | 132823.3499 | 181947.1187 | 182865.6364 | 182865.6358 | 182868.7462 | 182868.7462 | 182935.9663 | 183008.0352 | 183384.6161
Option 2D SC | ResourceLimit_N9_Solar | NSW | Penalty Cost | 0 | 0 | 35818.4597 | 35818.4599 | 35818.4599 | 35818.46 | 35818.46 | 35818.4601 | 52028.0059 | 54024.0998 | 65420.2557 | 65420.2558 | 65420.2558 | 65420.2558 | 65420.2558 | 65420.2558 | 65420.2558 | 65420.2561 | 65420.2558 | 65420.2558 | 65420.2558 | 65420.2558 | 65420.2559 | 65420.2561
Option 2D SC | REZ Landholder_NSW | NSW | Penalty Cost | 0 | 0 | 919.1019 | 919.1019 | 919.1019 | 959.6593 | 2250.8854 | 2340.3735 | 3181.0309 | 3199.0174 | 3257.9011 | 3347.9645 | 3856.2084 | 3918.3661 | 4371.8442 | 4374.0928 | 4969.6385 | 5888.1553 | 5888.1553 | 5891.2656 | 5891.2656 | 5958.4854 | 5971.9847 | 6071.173
Option 2D SC | ResourceLimit_DN1_Solar | NSW | Penalty Cost | 0 | 0 | 0 | 0 | 0 | 0 | 0 | 0 | 0 | 0 | 0 | 0 | 0 | 0 | 0 | 0 | 0 | 0 | 0 | 0 | 0 | 0 | 0 | 0
Option 2D SC | ResourceLimit_N12_Wind Medium | NSW | Penalty Cost | 0 | 0 | 4.38e-05 | 5.475e-05 | 0.0001022 | 0.00015738 | 0.0001679 | 0.0002701 | 1910.8228 | 1910.8229 | 1910.823 | 1910.823 | 1910.823 | 1910.823 | 1910.823 | 1910.823 | 1910.823 | 1910.823 | 1910.823 | 1910.823 | 1910.823 | 1910.823 | 1910.823 | 1910.823
Option 2D SC | ResourceLimit_N2_Solar | NSW | Penalty Cost | 0 | 0 | 0 | 0 | 7.3e-06 | 3.66e-06 | 2122.111 | 2122.111 | 2122.1111 | 2122.1112 | 2122.1112 | 2122.1113 | 2122.1112 | 2122.1113 | 2122.1113 | 2122.1113 | 2122.1113 | 2122.1113 | 2122.1112 | 2122.1112 | 2122.1112 | 2122.1112 | 2122.1112 | 2122.1113
Option 2D SC | ResourceLimit_N2_Wind Medium | NSW | Penalty Cost | 0 | 0 | 0 | 0 | 0 | 0 | 0 | 0 | 0 | 0 | 3.65e-06 | 3.65e-06 | 3.65e-06 | 3.66e-06 | 3.65e-06 | 3.65e-06 | 3.65e-06 | 3.66e-06 | 0 | 0 | 0 | 0 | 0 | 0
Option 2D SC | ResourceLimit_N3_Solar | NSW | Penalty Cost | 0 | 0 | 0 | 0 | 0 | 0 | 0 | 1.095e-05 | 0 | 7.32e-06 | 5.84e-05 | 1.46e-05 | 0.0001533 | 0.0001647 | 0.00018615 | 0.0025222 | 48528.2254 | 48528.2254 | 48528.2254 | 48528.2254 | 48528.2254 | 48528.2255 | 48528.2255 | 48528.2255
Option 2D SC | ResourceLimit_N3_Wind Medium | NSW | Penalty Cost | 0 | 0 | 0 | 0 | 0 | 3.66e-06 | 3.65e-06 | 3.65e-06 | 1.095e-05 | 0.00011712 | 1125.3303 | 1125.3304 | 44703.3002 | 44703.3003 | 44703.3003 | 44703.3004 | 44703.3004 | 44703.3004 | 44703.3003 | 44703.3003 | 44703.3003 | 44703.3003 | 44703.3003 | 44703.3004
Option 2D SC | ResourceLimit_N5_Solar | NSW | Penalty Cost | 0 | 0 | 0 | 0 | 0 | 0 | 0 | 0 | 0 | 0 | 3.65e-06 | 3.65e-06 | 3.65e-06 | 3.66e-06 | 3.65e-06 | 3.65e-06 | 3.65e-06 | 7.32e-06 | 0 | 0 | 0 | 0 | 0 | 0
Option 2D SC | ResourceLimit_N5_Wind Medium | NSW | Penalty Cost | 0 | 0 | 0 | 0 | 0 | 0 | 0 | 0 | 0 | 0 | 0 | 0 | 0 | 0 | 3.65e-06 | 3.65e-06 | 3.65e-06 | 3.66e-06 | 0 | 0 | 0 | 0 | 0 | 0
Option 2D SC | ResourceLimit_N8_Wind Medium | NSW | Penalty Cost | 0 | 0 | 0 | 0 | 0 | 0 | 0 | 0 | 3.65e-06 | 0 | 0 | 0 | 3.65e-06 | 3.66e-06 | 3.65e-06 | 3.65e-06 | 3.65e-06 | 3.66e-06 | 0 | 7.3e-06 | 1.095e-05 | 8.784e-05 | 9.855e-05 | 0.0001241
Option 2D SC | ResourceLimit_N9_Wind Medium | NSW | Penalty Cost | 0 | 0 | 0 | 0 | 0 | 3.66e-06 | 0 | 0 | 0 | 0 | 3.65e-06 | 2.92e-05 | 3337.212 | 3337.212 | 3337.212 | 3337.212 | 3337.212 | 3337.212 | 3337.212 | 3337.212 | 3337.212 | 3337.212 | 3337.212 | 3337.212
Option 2D SC | ResourceLimit_Q8a_Solar | QLD | Penalty Cost | 0 | 0 | 0 | 0 | 0 | 7.32e-06 | 3.65e-06 | 3.65e-06 | 0 | 3.66e-06 | 0 | 3.65e-06 | 3.65e-06 | 3.66e-06 | 3.65e-06 | 3.65e-06 | 0 | 3.66e-06 | 3.65e-06 | 2.92e-05 | 0 | 0 | 0 | 4.015e-05
Option 2D SC | REZ Landholder_QLD | QLD | Penalty Cost | 0 | 0 | 0 | 0 | 0 | 0 | 0 | 0 | 0 | 0 | 0 | 3.65e-06 | 0 | 0 | 0 | 3.65e-06 | 3.65e-06 | 3.66e-06 | 0 | 0 | 0 | 0 | 58.5695 | 335.9616
Option 2D SC | ResourceLimit_S6_Wind Medium | SA | Penalty Cost | 0 | 0 | 1.825e-05 | 1.825e-05 | 1.825e-05 | 2.562e-05 | 2.555e-05 | 4.38e-05 | 0.00016425 | 0.000183 | 0.0002409 | 0.0002701 | 5721.236 | 5721.2361 | 5721.2361 | 5721.2361 | 5721.2361 | 5721.2362 | 5721.2361 | 5721.2361 | 5721.2361 | 5721.2361 | 5721.2361 | 5721.2362
Option 2D SC | ResourceLimit_T1_Solar | TAS | Penalty Cost | 0 | 3.66e-06 | 0 | 1922.2031 | 1922.2031 | 1922.2031 | 1922.2031 | 1922.2031 | 1922.2031 | 1922.2031 | 1922.2031 | 1922.2031 | 1922.2031 | 1922.2031 | 1922.2031 | 1922.2031 | 1922.2031 | 1922.2031 | 1922.2031 | 1922.2031 | 1922.2031 | 1922.2031 | 1922.2031 | 1922.2031
Option 2D SC | ResourceLimit_T3_Solar | TAS | Penalty Cost | 0 | 0 | 3312.112 | 3312.1121 | 3312.1121 | 3312.1121 | 3312.1121 | 3312.1121 | 3312.1121 | 3312.1121 | 3312.1121 | 3312.1122 | 3312.1122 | 3312.1122 | 3312.1122 | 3312.1122 | 3312.1122 | 3312.1123 | 3312.1122 | 3312.1122 | 3312.1122 | 3312.1122 | 3312.1122 | 3312.1122
Option 2D SC | ResourceLimit_T3_Wind Medium | TAS | Penalty Cost | 0 | 0 | 0 | 0 | 0 | 0 | 0 | 0 | 0 | 0 | 0 | 0 | 0 | 0 | 0 | 0 | 0 | 0 | 0 | 0 | 0 | 0 | 0 | 0
Option 2D SC | ResourceLimit_V1_Wind Medium | VIC | Penalty Cost | 0 | 0 | 0 | 3.65e-06 | 3.65e-06 | 3.66e-06 | 0 | 3.65e-06 | 0 | 0 | 0 | 1.095e-05 | 1.095e-05 | 7.32e-06 | 7.3e-06 | 7.3e-06 | 7.3e-06 | 7.32e-06 | 0 | 0 | 0 | 0 | 0 | 0
Option 2D SC | ResourceLimit_V4_Solar | VIC | Penalty Cost | 0 | 9.15e-05 | 9.125e-05 | 9.125e-05 | 9.49e-05 | 9.882e-05 | 9.49e-05 | 9.49e-05 | 0.0001314 | 0.00013542 | 0.00025185 | 0.0002628 | 0.00031025 | 0.00049776 | 0.00047815 | 0.00054385 | 0.0006862 | 0.0011053 | 0.0011498 | 0.0011534 | 0.0011534 | 0.0011529 | 0.0011607 | 0.0011899
Option 2D SC | ResourceLimit_V4_Wind Medium | VIC | Penalty Cost | 0 | 0 | 0 | 3.65e-06 | 0 | 3.66e-06 | 3.65e-06 | 3.65e-06 | 3.65e-06 | 0 | 7.3e-06 | 0 | 3.65e-06 | 3.66e-06 | 7.3e-06 | 7.3e-06 | 7.3e-06 | 7.32e-06 | 0 | 0 | 0 | 0 | 0 | 0
Option 2D SC | ResourceLimit_V5_Wind Medium | VIC | Penalty Cost | 0 | 0 | 0 | 0 | 0 | 0 | 3.65e-06 | 0 | 3.65e-06 | 0 | 0 | 0 | 3.65e-06 | 3.66e-06 | 3.65e-06 | 3.65e-06 | 3.65e-06 | 3.66e-06 | 0 | 0 | 0 | 0 | 0 | 7.3e-06
Option 2D SC | ResourceLimit_V7_Wind Medium | VIC | Penalty Cost | 0 | 0 | 3.65e-06 | 0 | 0 | 0 | 3.65e-06 | 3.65e-06 | 7.3e-06 | 1.098e-05 | 3.285e-05 | 5.475e-05 | 3.65e-06 | 3.66e-06 | 5.475e-05 | 0.0001387 | 0.0002117 | 0.00023058 | 0.00020805 | 0.00021535 | 0.00021535 | 0.00022326 | 0.00023725 | 0.0002555
Option 2D SC | ResourceLimit_V2_Wind Medium | VIC | Penalty Cost | 0 | 0 | 0 | 0 | 0 | 0 | 0 | 0 | 0 | 0 | 3.65e-06 | 3.65e-06 | 3.65e-06 | 3.66e-06 | 3.65e-06 | 3.65e-06 | 3.65e-06 | 3.66e-06 | 0 | 0 | 0 | 0 | 0 | 0
Option 2D SC | REZ Landholder_VIC | VIC | Penalty Cost | 0 | 0 | 0 | 0 | 0 | 0 | 0 | 0 | 0 | 0 | 0 | 0 | 0 | 0 | 0 | 0 | 0 | 0 | 0 | 0 | 0 | 0 | 0 | 0
Option 3 SC | Aggregate Penalty | NEM | Penalty Cost | 0 | 0.00075396 | 40728.5409 | 44901.0674 | 44901.0681 | 44941.4748 | 46232.7006 | 46613.6356 | 49098.6081 | 59323.1243 | 70929.6885 | 70929.6884 | 83151.1159 | 99960.9998 | 104978.7496 | 133348.9146 | 161237.8886 | 166157.9025 | 166157.9023 | 166159.4617 | 166159.4618 | 166700.6794 | 166712.0937 | 167078.8887
Option 3 SC | ResourceLimit_N9_Solar | NSW | Penalty Cost | 0 | 3.66e-06 | 36497.3254 | 38608.7236 | 38608.7236 | 38608.7247 | 38608.7247 | 38608.7247 | 38608.7248 | 48833.2401 | 60407.3232 | 60407.3232 | 60407.3232 | 60407.3232 | 65420.256 | 65420.256 | 65420.256 | 65420.256 | 65420.256 | 65420.256 | 65420.256 | 65420.256 | 65420.256 | 65420.256
Option 3 SC | REZ Landholder_NSW | NSW | Penalty Cost | 0 | 0 | 919.1019 | 919.1019 | 919.1019 | 959.5063 | 2250.7324 | 2631.6674 | 3205.8196 | 3205.8196 | 3238.3007 | 3238.3007 | 4770.5685 | 5117.4227 | 5122.2397 | 5252.134 | 5766.4609 | 5793.8831 | 5793.8831 | 5795.4425 | 5795.4425 | 5856.521 | 5867.9344 | 5877.5833
Option 3 SC | ResourceLimit_DN1_Solar | NSW | Penalty Cost | 0 | 0 | 0 | 0 | 0 | 0 | 0 | 0 | 0 | 0 | 0 | 0 | 0 | 0 | 0 | 0 | 0 | 0 | 0 | 0 | 0 | 0 | 0 | 0
Option 3 SC | ResourceLimit_N12_Wind Medium | NSW | Penalty Cost | 0 | 0 | 0.0002555 | 0.00066795 | 0.0012301 | 0.0018849 | 0.0018871 | 0.0018871 | 1910.823 | 1910.823 | 1910.823 | 1910.823 | 1910.823 | 1910.8229 | 1910.823 | 1910.823 | 1910.823 | 1910.823 | 1910.823 | 1910.823 | 1910.823 | 1910.8229 | 1910.823 | 1910.823
Option 3 SC | ResourceLimit_N2_Solar | NSW | Penalty Cost | 0 | 7.32e-06 | 7.3e-06 | 2.555e-05 | 1.46e-05 | 6.222e-05 | 0 | 0 | 7.3e-06 | 1.098e-05 | 1.825e-05 | 2.19e-05 | 3.65e-06 | 2.928e-05 | 1.825e-05 | 2.19e-05 | 2.555e-05 | 3.294e-05 | 0 | 0 | 3.65e-06 | 3.66e-06 | 7.3e-06 | 1.46e-05
Option 3 SC | ResourceLimit_N9_Wind Medium | NSW | Penalty Cost | 0 | 0 | 3.65e-06 | 3.65e-06 | 1.095e-05 | 1.098e-05 | 0 | 0 | 0 | 0 | 0 | 0 | 3337.212 | 3337.212 | 3337.212 | 3337.212 | 3337.212 | 3337.212 | 3337.212 | 3337.212 | 3337.212 | 3337.212 | 3337.212 | 3337.212
Option 3 SC | ResourceLimit_N3_Solar | NSW | Penalty Cost | 0 | 3.66e-06 | 3.65e-06 | 7.3e-06 | 7.3e-06 | 7.32e-06 | 0 | 3.65e-06 | 7.3e-06 | 0 | 0 | 3.65e-06 | 3.65e-06 | 3.66e-06 | 1.825e-05 | 1.46e-05 | 27374.647 | 27374.647 | 27374.647 | 27374.6471 | 27374.6471 | 27374.6471 | 27374.6479 | 27374.6479
Option 3 SC | ResourceLimit_N3_Wind Medium | NSW | Penalty Cost | 0 | 0 | 3.65e-06 | 7.3e-06 | 3.65e-06 | 1.098e-05 | 0 | 0 | 0 | 1.83e-05 | 3.285e-05 | 2.92e-05 | 0 | 16463.0297 | 16463.0297 | 44703.3004 | 44703.3004 | 44703.3004 | 44703.3004 | 44703.3004 | 44703.3004 | 44703.3004 | 44703.3004 | 44703.3004
Option 3 SC | ResourceLimit_N5_Solar | NSW | Penalty Cost | 0 | 0 | 0 | 0 | 0 | 7.32e-06 | 0 | 0 | 0 | 0 | 0 | 0 | 0 | 0 | 0 | 0 | 0 | 0 | 0 | 0 | 0 | 0 | 0 | 0
Option 3 SC | ResourceLimit_N5_Wind Medium | NSW | Penalty Cost | 0 | 0 | 0 | 0 | 0 | 0 | 0 | 0 | 0 | 0 | 0 | 0 | 0 | 0 | 0 | 0 | 0 | 0 | 0 | 0 | 0 | 0 | 0 | 0
Option 3 SC | ResourceLimit_N8_Wind Medium | NSW | Penalty Cost | 0 | 0 | 3.65e-06 | 7.3e-06 | 1.46e-05 | 3.66e-06 | 0 | 0 | 0 | 0 | 0 | 0 | 0 | 7.32e-06 | 2.555e-05 | 3.65e-05 | 4.745e-05 | 4892.5916 | 4892.5916 | 4892.5916 | 4892.5916 | 5372.7307 | 5372.7307 | 5372.7307
Option 3 SC | ResourceLimit_N2_Wind Medium | NSW | Penalty Cost | 0 | 0 | 0 | 0 | 3.65e-06 | 3.66e-06 | 0 | 0 | 0 | 0 | 0 | 0 | 0 | 0 | 0 | 0 | 0 | 0 | 0 | 0 | 0 | 0 | 0 | 0
Option 3 SC | ResourceLimit_Q8a_Solar | QLD | Penalty Cost | 0 | 2.196e-05 | 1.095e-05 | 7.3e-06 | 7.3e-06 | 6.954e-05 | 3.65e-06 | 0 | 0 | 0 | 0 | 0 | 0 | 0 | 0 | 0 | 0 | 0 | 0 | 7.3e-06 | 0 | 0 | 0 | 2.19e-05
Option 3 SC | REZ Landholder_QLD | QLD | Penalty Cost | 0 | 0 | 0 | 0 | 0 | 0 | 0 | 0 | 0 | 0 | 0 | 0 | 0 | 0 | 0 | 0 | 0 | 0 | 0 | 0 | 0 | 0 | 0 | 357.1459
Option 3 SC | ResourceLimit_S6_Wind Medium | SA | Penalty Cost | 0 | 0 | 0.0001533 | 0.00015695 | 0.00015695 | 0.00019764 | 0.0001898 | 0.0001898 | 0.0001898 | 0.00019032 | 0.0001971 | 0.0001971 | 7351.9479 | 7351.9479 | 7351.9479 | 7351.9479 | 7351.9479 | 7351.9479 | 7351.9479 | 7351.9479 | 7351.9479 | 7351.9479 | 7351.9479 | 7351.9479
Option 3 SC | ResourceLimit_T1_Solar | TAS | Penalty Cost | 0 | 7.32e-06 | 2.92e-05 | 2061.1277 | 2061.1277 | 2061.1278 | 2061.1278 | 2061.1278 | 2061.1278 | 2061.1279 | 2061.1279 | 2061.1279 | 2061.1278 | 2061.1278 | 2061.1278 | 2061.1278 | 2061.1278 | 2061.1278 | 2061.1278 | 2061.1278 | 2061.1278 | 2061.1278 | 2061.1278 | 2061.1278
Option 3 SC | ResourceLimit_T3_Solar | TAS | Penalty Cost | 0 | 0 | 3312.1124 | 3312.1125 | 3312.1126 | 3312.1127 | 3312.1127 | 3312.1127 | 3312.1127 | 3312.1127 | 3312.1127 | 3312.1127 | 3312.1127 | 3312.1127 | 3312.1127 | 3312.1127 | 3312.1127 | 3312.1127 | 3312.1127 | 3312.1127 | 3312.1127 | 3312.1127 | 3312.1127 | 3312.1127
Option 3 SC | ResourceLimit_T3_Wind Medium | TAS | Penalty Cost | 0 | 0 | 0 | 0 | 0 | 0 | 0 | 0 | 0 | 0 | 0 | 0 | 0 | 0 | 0 | 0 | 0 | 0 | 0 | 0 | 0 | 0 | 0 | 0
Option 3 SC | REZ Landholder_VIC | VIC | Penalty Cost | 0 | 0 | 0 | 0 | 0 | 0 | 0 | 0 | 0 | 0 | 0 | 0 | 0 | 0 | 0 | 0 | 0 | 0 | 0 | 0 | 0 | 0 | 0 | 0
Option 3 SC | ResourceLimit_V4_Solar | VIC | Penalty Cost | 0 | 0.00071004 | 0.00071175 | 0.00071905 | 0.0007811 | 0.00082716 | 0.0008176 | 0.0008176 | 5.475e-05 | 0.00081618 | 0.0008176 | 0.0006643 | 0.0008541 | 0.00085278 | 0.0008541 | 0.0008541 | 0.00087235 | 0.00082716 | 0.00097455 | 0.0009636 | 0.00097455 | 0.00094428 | 0.00097455 | 0.0009709
Option 3 SC | ResourceLimit_V2_Wind Medium | VIC | Penalty Cost | 0 | 0 | 3.65e-06 | 3.65e-06 | 3.65e-06 | 7.32e-06 | 0 | 0 | 0 | 0 | 0 | 0 | 0 | 0 | 0 | 0 | 0 | 0 | 0 | 0 | 0 | 0 | 0 | 0
Option 3 SC | ResourceLimit_V4_Wind Medium | VIC | Penalty Cost | 0 | 0 | 3.65e-06 | 7.3e-06 | 5.11e-05 | 6.222e-05 | 0 | 0 | 0 | 0 | 0 | 0 | 0 | 0 | 0 | 0 | 0 | 0 | 0 | 0 | 0 | 0 | 0 | 0
Option 3 SC | ResourceLimit_V5_Wind Medium | VIC | Penalty Cost | 0 | 0 | 3.65e-06 | 3.65e-06 | 7.3e-06 | 1.83e-05 | 0 | 0 | 0 | 0 | 0 | 0 | 0 | 0 | 0 | 0 | 0 | 0 | 0 | 0 | 0 | 0 | 0 | 3.65e-06
Option 3 SC | ResourceLimit_V1_Wind Medium | VIC | Penalty Cost | 0 | 0 | 7.3e-06 | 4.015e-05 | 0 | 3.294e-05 | 0 | 0 | 0 | 0 | 0 | 0 | 0 | 0 | 0 | 0 | 0 | 3.66e-06 | 0 | 0 | 0 | 3.66e-06 | 1.46e-05 | 4.38e-05
Option 3 SC | ResourceLimit_V7_Wind Medium | VIC | Penalty Cost | 0 | 0 | 7.3e-06 | 6.205e-05 | 7.3e-06 | 7.32e-06 | 7.3e-06 | 7.3e-06 | 7.3e-06 | 7.32e-06 | 7.3e-06 | 1.46e-05 | 7.3e-06 | 7.32e-06 | 7.3e-06 | 2.19e-05 | 2.92e-05 | 4.392e-05 | 7.3e-06 | 7.3e-06 | 1.095e-05 | 1.098e-05 | 2.19e-05 | 2.92e-05
Option 4 SC | Aggregate Penalty | NEM | Penalty Cost | 0 | 5.856e-05 | 40701.9251 | 43587.709 | 43587.709 | 43627.7158 | 44918.9419 | 45279.2404 | 47817.1962 | 56714.9525 | 68060.4332 | 68060.4333 | 80007.6842 | 95923.889 | 103770.8601 | 133031.3015 | 161183.7628 | 166080.3755 | 166080.3752 | 166080.3752 | 166080.3753 | 166619.7959 | 166630.9414 | 166998.8215
Option 4 SC | ResourceLimit_N9_Wind Medium | NSW | Penalty Cost | 0 | 0 | 0 | 0 | 0 | 0 | 0 | 0 | 0 | 0 | 0 | 0 | 3337.2119 | 3337.2119 | 3337.2119 | 3337.212 | 3337.212 | 3337.212 | 3337.2119 | 3337.2119 | 3337.2119 | 3337.2119 | 3337.2119 | 3337.212
Option 4 SC | ResourceLimit_N8_Wind Medium | NSW | Penalty Cost | 0 | 0 | 0 | 0 | 0 | 0 | 0 | 0 | 0 | 0 | 0 | 0 | 3.285e-05 | 7.32e-05 | 0.0001606 | 0.0002409 | 0.0002847 | 4892.5917 | 4892.5917 | 4892.5917 | 4892.5917 | 5372.7306 | 5372.7306 | 5372.7307
Option 4 SC | ResourceLimit_N9_Solar | NSW | Penalty Cost | 0 | 0 | 36470.7111 | 37367.3463 | 37367.3463 | 37367.3464 | 37367.3464 | 37367.3464 | 37367.3465 | 46265.1026 | 57582.9846 | 57582.9846 | 57582.9846 | 57582.9846 | 65420.2559 | 65420.2559 | 65420.256 | 65420.256 | 65420.256 | 65420.256 | 65420.256 | 65420.256 | 65420.256 | 65420.256
Option 4 SC | REZ Landholder_NSW | NSW | Penalty Cost | 0 | 0 | 919.1019 | 919.1019 | 919.1019 | 959.1085 | 2250.3346 | 2610.6331 | 3237.766 | 3237.766 | 3265.3647 | 3265.3647 | 4769.0897 | 5097.5038 | 5107.2032 | 5252.134 | 5780.7877 | 5784.8082 | 5784.8082 | 5784.8082 | 5784.8082 | 5844.0898 | 5855.2353 | 5862.6547
Option 4 SC | ResourceLimit_N12_Wind Medium | NSW | Penalty Cost | 0 | 0 | 2.92e-05 | 4.015e-05 | 7.665e-05 | 0.00011712 | 0.00011315 | 0.00013505 | 1910.8228 | 1910.823 | 1910.823 | 1910.823 | 1910.823 | 1910.823 | 1910.823 | 1910.823 | 1910.823 | 1910.823 | 1910.823 | 1910.823 | 1910.823 | 1910.823 | 1910.823 | 1910.823
Option 4 SC | ResourceLimit_N2_Solar | NSW | Penalty Cost | 0 | 0 | 0 | 0 | 0 | 3.66e-06 | 3.285e-05 | 2.92e-05 | 6.205e-05 | 6.954e-05 | 0.0001022 | 0.0001168 | 6.935e-05 | 8.052e-05 | 9.125e-05 | 0.00011315 | 0.00015695 | 0.0002928 | 0.00023725 | 0.00023725 | 0.00023725 | 0.0002379 | 0.0002409 | 0.0002482
Option 4 SC | ResourceLimit_DN1_Solar | NSW | Penalty Cost | 0 | 0 | 0 | 0 | 0 | 0 | 0 | 0 | 0 | 0 | 0 | 0 | 0 | 0 | 0 | 0 | 0 | 0 | 0 | 0 | 0 | 0 | 0 | 0
Option 4 SC | ResourceLimit_N3_Solar | NSW | Penalty Cost | 0 | 0 | 0 | 0 | 0 | 0 | 0 | 1.46e-05 | 1.095e-05 | 3.66e-06 | 3.65e-06 | 1.095e-05 | 3.65e-05 | 5.124e-05 | 0.00010585 | 0.0001095 | 27623.8063 | 27623.8064 | 27623.8064 | 27623.8064 | 27623.8064 | 27623.8065 | 27623.8065 | 27623.8065
Option 4 SC | ResourceLimit_N3_Wind Medium | NSW | Penalty Cost | 0 | 0 | 0 | 0 | 0 | 0 | 0 | 3.65e-06 | 1.095e-05 | 2.928e-05 | 6.205e-05 | 7.3e-05 | 2.19e-05 | 15587.7901 | 15587.7901 | 44703.3003 | 44703.3003 | 44703.3004 | 44703.3003 | 44703.3003 | 44703.3003 | 44703.3003 | 44703.3003 | 44703.3004
Option 4 SC | ResourceLimit_N5_Solar | NSW | Penalty Cost | 0 | 0 | 0 | 0 | 0 | 0 | 0 | 0 | 0 | 0 | 0 | 0 | 0 | 0 | 7.3e-06 | 7.3e-06 | 7.3e-06 | 1.464e-05 | 0 | 0 | 0 | 0 | 0 | 0
Option 4 SC | ResourceLimit_N5_Wind Medium | NSW | Penalty Cost | 0 | 0 | 0 | 0 | 0 | 0 | 0 | 0 | 0 | 0 | 0 | 0 | 0 | 0 | 3.65e-06 | 7.3e-06 | 7.3e-06 | 7.32e-06 | 0 | 0 | 0 | 0 | 0 | 0
Option 4 SC | ResourceLimit_N2_Wind Medium | NSW | Penalty Cost | 0 | 0 | 0 | 0 | 0 | 0 | 0 | 0 | 0 | 0 | 0 | 0 | 3.65e-06 | 3.66e-06 | 3.65e-06 | 3.65e-06 | 7.3e-06 | 3.66e-06 | 0 | 0 | 0 | 0 | 0 | 0
Option 4 SC | ResourceLimit_Q8a_Solar | QLD | Penalty Cost | 0 | 0 | 0 | 0 | 0 | 0 | 0 | 0 | 0 | 0 | 0 | 0 | 7.3e-06 | 7.32e-06 | 1.095e-05 | 7.3e-06 | 7.3e-06 | 7.32e-06 | 3.65e-06 | 1.825e-05 | 0 | 0 | 0 | 5.475e-05
Option 4 SC | REZ Landholder_QLD | QLD | Penalty Cost | 0 | 0 | 0 | 0 | 0 | 0 | 0 | 0 | 0 | 0 | 0 | 0 | 3.65e-06 | 3.66e-06 | 3.65e-06 | 7.3e-06 | 7.3e-06 | 1.098e-05 | 0 | 0 | 0 | 0 | 0 | 360.4604
Option 4 SC | ResourceLimit_S6_Wind Medium | SA | Penalty Cost | 0 | 0 | 1.095e-05 | 1.095e-05 | 1.095e-05 | 1.464e-05 | 1.095e-05 | 1.46e-05 | 0.00011315 | 0.00012078 | 0.00012775 | 0.0001387 | 7106.3139 | 7106.3139 | 7106.314 | 7106.314 | 7106.3141 | 7106.3142 | 7106.3142 | 7106.3142 | 7106.3142 | 7106.3142 | 7106.3142 | 7106.3142
Option 4 SC | ResourceLimit_T1_Solar | TAS | Penalty Cost | 0 | 0 | 0 | 1989.1486 | 1989.1486 | 1989.1486 | 1989.1486 | 1989.1486 | 1989.1486 | 1989.1486 | 1989.1486 | 1989.1486 | 1989.1486 | 1989.1486 | 1989.1486 | 1989.1486 | 1989.1487 | 1989.1488 | 1989.1488 | 1989.1488 | 1989.1488 | 1989.1488 | 1989.1488 | 1989.1488
Option 4 SC | ResourceLimit_T3_Solar | TAS | Penalty Cost | 0 | 0 | 3312.112 | 3312.112 | 3312.112 | 3312.1121 | 3312.112 | 3312.112 | 3312.112 | 3312.112 | 3312.112 | 3312.1121 | 3312.1122 | 3312.1122 | 3312.1123 | 3312.1123 | 3312.1123 | 3312.1124 | 3312.1124 | 3312.1124 | 3312.1124 | 3312.1124 | 3312.1124 | 3312.1124
Option 4 SC | ResourceLimit_T3_Wind Medium | TAS | Penalty Cost | 0 | 0 | 0 | 0 | 0 | 0 | 0 | 0 | 0 | 0 | 0 | 0 | 0 | 0 | 0 | 0 | 0 | 0 | 0 | 0 | 0 | 0 | 0 | 0
Option 4 SC | ResourceLimit_V2_Wind Medium | VIC | Penalty Cost | 0 | 0 | 0 | 0 | 0 | 0 | 0 | 0 | 0 | 0 | 3.65e-06 | 0 | 3.65e-06 | 3.66e-06 | 7.3e-06 | 7.3e-06 | 7.3e-06 | 7.32e-06 | 0 | 0 | 0 | 0 | 0 | 0
Option 4 SC | ResourceLimit_V1_Wind Medium | VIC | Penalty Cost | 0 | 0 | 0 | 0 | 3.65e-06 | 3.66e-06 | 3.65e-06 | 3.65e-06 | 0 | 0 | 0 | 0 | 1.46e-05 | 1.464e-05 | 1.825e-05 | 2.19e-05 | 1.46e-05 | 1.098e-05 | 0 | 0 | 7.3e-06 | 7.32e-06 | 3.285e-05 | 7.3e-05
Option 4 SC | ResourceLimit_V4_Solar | VIC | Penalty Cost | 0 | 5.856e-05 | 5.84e-05 | 5.84e-05 | 6.205e-05 | 6.222e-05 | 5.84e-05 | 5.84e-05 | 6.205e-05 | 6.222e-05 | 6.57e-05 | 0.00010585 | 0.0002336 | 0.000549 | 0.00058035 | 0.00072635 | 0.0017849 | 0.0018666 | 0.0018797 | 0.0018724 | 0.0018797 | 0.0018703 | 0.0018797 | 0.0018688
Option 4 SC | ResourceLimit_V4_Wind Medium | VIC | Penalty Cost | 0 | 0 | 0 | 0 | 0 | 2.196e-05 | 3.65e-06 | 0 | 0 | 0 | 0 | 0 | 7.3e-06 | 7.32e-06 | 7.3e-06 | 7.3e-06 | 1.095e-05 | 1.098e-05 | 0 | 0 | 0 | 0 | 0 | 0
Option 4 SC | ResourceLimit_V5_Wind Medium | VIC | Penalty Cost | 0 | 0 | 0 | 0 | 0 | 0 | 0 | 0 | 0 | 0 | 0 | 0 | 3.65e-06 | 3.66e-06 | 3.65e-06 | 3.65e-06 | 3.65e-06 | 3.66e-06 | 0 | 0 | 0 | 0 | 0 | 0
Option 4 SC | REZ Landholder_VIC | VIC | Penalty Cost | 0 | 0 | 0 | 0 | 0 | 0 | 0 | 0 | 0 | 0 | 0 | 0 | 0 | 0 | 0 | 0 | 0 | 0 | 0 | 0 | 0 | 0 | 0 | 0
Option 4 SC | ResourceLimit_V7_Wind Medium | VIC | Penalty Cost | 0 | 0 | 3.65e-06 | 0 | 0 | 0 | 0 | 0 | 0 | 7.32e-06 | 1.46e-05 | 2.555e-05 | 1.095e-05 | 9.15e-05 | 8.76e-05 | 0.0001022 | 0.000146 | 0.00022326 | 0.0002117 | 0.0002117 | 0.00021535 | 0.00021594 | 0.000219 | 0.0002263
Option 5 SC | Aggregate Penalty | NEM | Penalty Cost | 0 | 0.00013542 | 40049.6797 | 41971.8668 | 41971.8669 | 42012.4246 | 44280.0012 | 44385.43 | 63718.0252 | 66318.7482 | 76740.8713 | 76740.8717 | 88705.4861 | 101350.2635 | 103422.0059 | 134280.4129 | 160648.5009 | 165167.416 | 165167.4132 | 165167.4131 | 165167.4133 | 165693.6707 | 165704.621 | 166074.6576
Option 5 SC | ResourceLimit_N3_Wind Medium | NSW | Penalty Cost | 0 | 0 | 0 | 0 | 0 | 3.66e-06 | 3.65e-06 | 7.3e-06 | 3.65e-06 | 4.026e-05 | 0.0002774 | 0.00029565 | 0.0001606 | 12383.8653 | 14046.8916 | 44703.3003 | 44703.3003 | 44703.3004 | 44703.3003 | 44703.3003 | 44703.3003 | 44703.3004 | 44703.3003 | 44703.3004
Option 5 SC | ResourceLimit_N9_Solar | NSW | Penalty Cost | 0 | 0 | 35818.4655 | 35818.4656 | 35818.4656 | 35818.4657 | 35818.4657 | 35818.4658 | 52439.1621 | 55018.6422 | 65420.2534 | 65420.2535 | 65420.2535 | 65420.2535 | 65420.2541 | 65420.2547 | 65420.2554 | 65420.256 | 65420.2535 | 65420.2535 | 65420.2535 | 65420.2535 | 65420.2535 | 65420.256
Option 5 SC | REZ Landholder_NSW | NSW | Penalty Cost | 0 | 0 | 919.1019 | 919.1019 | 919.1019 | 959.6593 | 2253.2102 | 2358.6387 | 3159.7151 | 3180.9576 | 3201.4688 | 3201.4688 | 4992.6325 | 5253.5441 | 5288.5819 | 5490.5793 | 5978.4246 | 5978.4246 | 5978.4246 | 5978.4246 | 5978.4246 | 6041.4997 | 6052.4497 | 6053.3866
Option 5 SC | ResourceLimit_DN1_Solar | NSW | Penalty Cost | 0 | 0 | 0 | 0 | 0 | 0 | 0 | 0 | 0 | 0 | 0 | 0 | 0 | 0 | 0 | 0 | 0 | 0 | 0 | 0 | 0 | 0 | 0 | 0
Option 5 SC | ResourceLimit_N12_Wind Medium | NSW | Penalty Cost | 0 | 0 | 5.475e-05 | 0.00010585 | 0.00018615 | 0.00032574 | 0.0003285 | 0.0004015 | 1910.8226 | 1910.8228 | 1910.8229 | 1910.8229 | 1910.823 | 1910.823 | 1910.823 | 1910.823 | 1910.823 | 1910.823 | 1910.823 | 1910.823 | 1910.823 | 1910.823 | 1910.823 | 1910.823
Option 5 SC | ResourceLimit_N2_Solar | NSW | Penalty Cost | 0 | 0 | 0 | 3.65e-06 | 3.65e-06 | 3.66e-06 | 974.0258 | 974.0259 | 974.026 | 974.026 | 974.0262 | 974.0262 | 974.0261 | 974.0261 | 974.0261 | 974.0261 | 974.0262 | 974.0262 | 974.0261 | 974.0262 | 974.0262 | 974.0262 | 974.0262 | 974.0262
Option 5 SC | ResourceLimit_N2_Wind Medium | NSW | Penalty Cost | 0 | 0 | 0 | 0 | 0 | 0 | 3.65e-06 | 3.65e-06 | 3.65e-06 | 3.66e-06 | 3.65e-06 | 3.65e-06 | 3.65e-06 | 3.66e-06 | 3.65e-06 | 3.65e-06 | 3.65e-06 | 3.66e-06 | 0 | 0 | 0 | 0 | 0 | 0
Option 5 SC | ResourceLimit_N9_Wind Medium | NSW | Penalty Cost | 0 | 0 | 0 | 0 | 0 | 3.66e-06 | 0 | 0 | 0 | 3.66e-06 | 3.65e-06 | 7.3e-06 | 3337.2119 | 3337.2119 | 3337.212 | 3337.212 | 3337.212 | 3337.212 | 3337.2119 | 3337.2119 | 3337.2119 | 3337.2119 | 3337.2119 | 3337.212
Option 5 SC | ResourceLimit_N5_Solar | NSW | Penalty Cost | 0 | 0 | 0 | 0 | 0 | 0 | 3.65e-06 | 3.65e-06 | 3.65e-06 | 3.66e-06 | 3.65e-06 | 3.65e-06 | 3.65e-06 | 3.66e-06 | 3.65e-06 | 3.65e-06 | 7.3e-06 | 7.32e-06 | 0 | 0 | 0 | 0 | 0 | 0
Option 5 SC | ResourceLimit_N5_Wind Medium | NSW | Penalty Cost | 0 | 0 | 0 | 0 | 0 | 0 | 0 | 0 | 0 | 0 | 0 | 0 | 0 | 0 | 3.65e-06 | 3.65e-06 | 3.65e-06 | 3.66e-06 | 0 | 0 | 0 | 0 | 0 | 0
Option 5 SC | ResourceLimit_N8_Wind Medium | NSW | Penalty Cost | 0 | 0 | 3.65e-06 | 0 | 0 | 0 | 1.095e-05 | 7.3e-06 | 7.3e-06 | 7.32e-06 | 3.65e-06 | 3.65e-06 | 1.095e-05 | 1.83e-05 | 373.6774 | 373.6775 | 373.6775 | 4892.5916 | 4892.5916 | 4892.5916 | 4892.5917 | 5355.7739 | 5355.7739 | 5355.774
Option 5 SC | ResourceLimit_N3_Solar | NSW | Penalty Cost | 0 | 0 | 0 | 0 | 0 | 0 | 3.65e-06 | 1.46e-05 | 0 | 3.294e-05 | 0.00016425 | 1.825e-05 | 1.46e-05 | 3.66e-05 | 6.935e-05 | 8.76e-05 | 25880.2418 | 25880.2418 | 25880.2417 | 25880.2417 | 25880.2418 | 25880.2419 | 25880.242 | 25880.242
Option 5 SC | ResourceLimit_Q8a_Solar | QLD | Penalty Cost | 0 | 3.66e-06 | 3.65e-06 | 0 | 0 | 3.66e-06 | 3.65e-06 | 3.65e-06 | 3.65e-06 | 0 | 0 | 3.65e-06 | 3.65e-06 | 7.32e-06 | 3.65e-06 | 3.65e-06 | 3.65e-06 | 3.66e-06 | 0 | 1.095e-05 | 0 | 0 | 0 | 6.57e-05
Option 5 SC | REZ Landholder_QLD | QLD | Penalty Cost | 0 | 0 | 0 | 0 | 0 | 0 | 0 | 0 | 0 | 0 | 0 | 0 | 0 | 0 | 3.65e-06 | 3.65e-06 | 3.65e-06 | 3.66e-06 | 0 | 0 | 0 | 0 | 0 | 369.0969
Option 5 SC | ResourceLimit_S6_Wind Medium | SA | Penalty Cost | 0 | 0 | 2.92e-05 | 2.92e-05 | 2.92e-05 | 3.66e-05 | 4.38e-05 | 5.84e-05 | 0.00021535 | 0.00024522 | 0.00031755 | 0.0004161 | 6836.2394 | 6836.2394 | 6836.2395 | 6836.2395 | 6836.2395 | 6836.2396 | 6836.2396 | 6836.2397 | 6836.2397 | 6836.2397 | 6836.2397 | 6836.2397
Option 5 SC | ResourceLimit_T3_Wind Medium | TAS | Penalty Cost | 0 | 0 | 0 | 0 | 0 | 0 | 0 | 0 | 0 | 0 | 0 | 0 | 0 | 0 | 0 | 0 | 0 | 0 | 0 | 0 | 0 | 0 | 0 | 0
Option 5 SC | ResourceLimit_T1_Solar | TAS | Penalty Cost | 0 | 3.66e-06 | 3.65e-06 | 1922.1868 | 1922.1869 | 1922.1869 | 1922.1868 | 1922.1868 | 1922.1868 | 1922.1869 | 1922.1869 | 1922.1869 | 1922.1869 | 1922.1869 | 1922.1869 | 1922.1869 | 1922.1869 | 1922.1869 | 1922.1869 | 1922.1869 | 1922.1869 | 1922.1869 | 1922.1869 | 1922.1869
Option 5 SC | ResourceLimit_T3_Solar | TAS | Penalty Cost | 0 | 0 | 3312.1121 | 3312.1121 | 3312.1121 | 3312.1121 | 3312.1121 | 3312.1121 | 3312.1121 | 3312.1121 | 3312.1122 | 3312.1122 | 3312.1123 | 3312.1123 | 3312.1123 | 3312.1123 | 3312.1123 | 3312.1123 | 3312.1123 | 3312.1123 | 3312.1123 | 3312.1123 | 3312.1123 | 3312.1123
Option 5 SC | REZ Landholder_VIC | VIC | Penalty Cost | 0 | 0 | 0 | 0 | 0 | 0 | 0 | 0 | 0 | 0 | 0 | 0 | 0 | 0 | 0 | 0 | 0 | 0 | 0 | 0 | 0 | 0 | 0 | 0
Option 5 SC | ResourceLimit_V7_Wind Medium | VIC | Penalty Cost | 0 | 0 | 7.3e-06 | 7.3e-06 | 3.65e-06 | 0 | 3.65e-06 | 7.3e-06 | 4.015e-05 | 5.49e-05 | 8.395e-05 | 0.0001314 | 0.00011315 | 0.0001647 | 0.00020075 | 0.0002409 | 0.0003139 | 0.00035502 | 0.00036135 | 0.00036135 | 0.000365 | 0.000366 | 0.00037595 | 0.0003869
Option 5 SC | ResourceLimit_V2_Wind Medium | VIC | Penalty Cost | 0 | 0 | 0 | 0 | 0 | 0 | 0 | 0 | 3.65e-06 | 0 | 3.65e-06 | 2.19e-05 | 3.65e-06 | 3.66e-06 | 3.65e-06 | 7.3e-06 | 7.3e-06 | 1.098e-05 | 0 | 0 | 0 | 0 | 0 | 0
Option 5 SC | ResourceLimit_V4_Solar | VIC | Penalty Cost | 0 | 0.0001281 | 0.0001314 | 0.0001314 | 0.0001387 | 0.00015006 | 0.0001314 | 0.0001314 | 0.0001241 | 0.00016104 | 0.000219 | 0.00035405 | 0.00035405 | 0.0008235 | 0.00086505 | 0.000876 | 0.001033 | 0.0010468 | 0.0011899 | 0.0011133 | 0.0011899 | 0.0011419 | 0.0011936 | 0.0011388
Option 5 SC | ResourceLimit_V4_Wind Medium | VIC | Penalty Cost | 0 | 0 | 0 | 0 | 3.65e-06 | 0 | 0 | 1.46e-05 | 3.65e-06 | 3.66e-06 | 0 | 3.65e-06 | 3.65e-06 | 1.098e-05 | 1.095e-05 | 1.095e-05 | 1.095e-05 | 1.098e-05 | 0 | 0 | 0 | 0 | 0 | 0
Option 5 SC | ResourceLimit_V5_Wind Medium | VIC | Penalty Cost | 0 | 0 | 0 | 0 | 0 | 0 | 3.65e-06 | 3.65e-06 | 3.65e-06 | 3.66e-06 | 3.65e-06 | 3.65e-06 | 3.65e-06 | 3.66e-06 | 3.65e-06 | 3.65e-06 | 3.65e-06 | 3.66e-06 | 0 | 0 | 0 | 0 | 0 | 0
Option 5 SC | ResourceLimit_V1_Wind Medium | VIC | Penalty Cost | 0 | 0 | 0 | 0 | 0 | 3.66e-06 | 3.65e-06 | 1.095e-05 | 1.825e-05 | 1.098e-05 | 0 | 3.65e-06 | 2.19e-05 | 1.83e-05 | 1.825e-05 | 2.19e-05 | 1.46e-05 | 1.098e-05 | 0 | 0 | 0 | 1.098e-05 | 4.745e-05 | 0.0001022
Option 6 SC | Aggregate Penalty | NEM | Penalty Cost | 0 | 0.0002745 | 39878.8071 | 41795.5941 | 41795.5942 | 41836.5674 | 43127.7934 | 43381.2096 | 46031.1991 | 55392.9618 | 66747.9449 | 66747.9447 | 78559.2349 | 93750.1005 | 102843.316 | 132837.3584 | 160387.9709 | 165236.6676 | 165236.6672 | 165246.821 | 165246.8212 | 165619.5983 | 165630.3828 | 165997.3555
Option 6 SC | ResourceLimit_N9_Solar | NSW | Penalty Cost | 0 | 0 | 35647.5926 | 35647.5928 | 35647.5928 | 35647.5932 | 35647.5932 | 35647.5932 | 35647.5935 | 45009.356 | 56337.6977 | 56337.6977 | 56337.6977 | 56337.6977 | 65420.2558 | 65420.2559 | 65420.2559 | 65420.256 | 65420.256 | 65420.256 | 65420.256 | 65420.256 | 65420.256 | 65420.256
Option 6 SC | ResourceLimit_N9_Wind Medium | NSW | Penalty Cost | 0 | 0 | 0 | 0 | 0 | 3.66e-06 | 0 | 0 | 0 | 0 | 0 | 0 | 3337.2119 | 3337.2119 | 3337.2119 | 3337.212 | 3337.212 | 3337.212 | 3337.212 | 3337.212 | 3337.212 | 3337.212 | 3337.212 | 3337.212
Option 6 SC | ResourceLimit_DN1_Solar | NSW | Penalty Cost | 0 | 0 | 0 | 0 | 0 | 0 | 0 | 0 | 0 | 0 | 0 | 0 | 0 | 0 | 0 | 0 | 0 | 0 | 0 | 0 | 0 | 0 | 0 | 0
Option 6 SC | ResourceLimit_N12_Wind Medium | NSW | Penalty Cost | 0 | 0 | 0.00015695 | 0.0002044 | 0.00033215 | 0.00065514 | 0.000657 | 0.00066065 | 1910.8229 | 1910.8229 | 1910.823 | 1910.823 | 1910.823 | 1910.823 | 1910.823 | 1910.823 | 1910.823 | 1910.823 | 1910.823 | 1910.823 | 1910.823 | 1910.823 | 1910.823 | 1910.823
Option 6 SC | ResourceLimit_N2_Solar | NSW | Penalty Cost | 0 | 0 | 0 | 0 | 0 | 0 | 0 | 0 | 1.095e-05 | 7.32e-06 | 2.555e-05 | 2.92e-05 | 7.3e-06 | 1.098e-05 | 2.555e-05 | 4.015e-05 | 5.475e-05 | 0.00011712 | 5.11e-05 | 6.205e-05 | 6.57e-05 | 6.954e-05 | 7.3e-05 | 8.395e-05
Option 6 SC | REZ Landholder_NSW | NSW | Penalty Cost | 0 | 0 | 919.1019 | 919.1019 | 919.1019 | 960.0742 | 2251.3003 | 2504.7165 | 3243.8836 | 3243.8836 | 3270.5249 | 3270.5249 | 4735.9095 | 5049.357 | 5060.0139 | 5228.1733 | 5734.4522 | 5748.259 | 5748.259 | 5758.4128 | 5758.4128 | 5819.4656 | 5830.2497 | 5834.5678
Option 6 SC | ResourceLimit_N3_Solar | NSW | Penalty Cost | 0 | 0 | 0 | 0 | 0 | 0 | 0 | 1.095e-05 | 3.65e-06 | 0 | 3.65e-06 | 7.3e-06 | 1.825e-05 | 2.562e-05 | 6.205e-05 | 6.205e-05 | 27044.3326 | 27044.3326 | 27044.3325 | 27044.3326 | 27044.3326 | 27044.3326 | 27044.333 | 27044.333
Option 6 SC | ResourceLimit_N3_Wind Medium | NSW | Penalty Cost | 0 | 0 | 0 | 0 | 0 | 0 | 0 | 3.65e-06 | 3.65e-06 | 7.32e-06 | 3.285e-05 | 3.285e-05 | 2.19e-05 | 14877.4177 | 14877.4177 | 44703.3003 | 44703.3003 | 44703.3004 | 44703.3003 | 44703.3003 | 44703.3003 | 44703.3004 | 44703.3003 | 44703.3004
Option 6 SC | ResourceLimit_N5_Solar | NSW | Penalty Cost | 0 | 0 | 0 | 0 | 0 | 0 | 0 | 0 | 0 | 0 | 0 | 0 | 0 | 0 | 3.65e-06 | 3.65e-06 | 7.3e-06 | 7.32e-06 | 0 | 0 | 0 | 0 | 0 | 0
Option 6 SC | ResourceLimit_N5_Wind Medium | NSW | Penalty Cost | 0 | 0 | 0 | 0 | 0 | 0 | 0 | 0 | 0 | 0 | 0 | 0 | 0 | 0 | 3.65e-06 | 7.3e-06 | 3.65e-06 | 3.66e-06 | 0 | 0 | 0 | 0 | 0 | 0
Option 6 SC | ResourceLimit_N8_Wind Medium | NSW | Penalty Cost | 0 | 0 | 0 | 0 | 0 | 0 | 0 | 0 | 0 | 0 | 0 | 0 | 57.7022 | 57.7022 | 57.7023 | 57.7024 | 57.7024 | 4892.5916 | 4892.5916 | 4892.5916 | 4892.5917 | 5204.316 | 5204.316 | 5204.3161
Option 6 SC | ResourceLimit_N2_Wind Medium | NSW | Penalty Cost | 0 | 0 | 0 | 0 | 0 | 0 | 0 | 0 | 0 | 0 | 0 | 3.65e-06 | 3.65e-06 | 3.66e-06 | 3.65e-06 | 3.65e-06 | 7.3e-06 | 3.66e-06 | 0 | 0 | 0 | 0 | 0 | 0
Option 6 SC | ResourceLimit_Q8a_Solar | QLD | Penalty Cost | 0 | 3.66e-06 | 3.65e-06 | 0 | 0 | 3.66e-06 | 0 | 0 | 0 | 0 | 0 | 0 | 7.3e-06 | 1.098e-05 | 7.3e-06 | 7.3e-06 | 3.65e-06 | 3.66e-06 | 0 | 1.46e-05 | 0 | 0 | 0 | 8.76e-05
Option 6 SC | REZ Landholder_QLD | QLD | Penalty Cost | 0 | 0 | 0 | 0 | 0 | 0 | 0 | 0 | 0 | 0 | 0 | 0 | 0 | 7.32e-06 | 7.3e-06 | 7.3e-06 | 7.3e-06 | 1.098e-05 | 3.65e-06 | 3.65e-06 | 3.65e-06 | 3.66e-06 | 3.65e-06 | 362.6541
Option 6 SC | ResourceLimit_S6_Wind Medium | SA | Penalty Cost | 0 | 0 | 5.11e-05 | 5.11e-05 | 5.84e-05 | 6.588e-05 | 5.11e-05 | 5.11e-05 | 8.76e-05 | 8.784e-05 | 9.49e-05 | 9.855e-05 | 6950.9914 | 6950.9915 | 6950.9916 | 6950.9916 | 6950.9917 | 6950.9918 | 6950.9919 | 6950.9919 | 6950.9919 | 6950.9919 | 6950.9919 | 6950.9919
Option 6 SC | ResourceLimit_T1_Solar | TAS | Penalty Cost | 0 | 3.66e-06 | 1.095e-05 | 1916.7866 | 1916.7866 | 1916.7867 | 1916.7866 | 1916.7866 | 1916.7867 | 1916.7867 | 1916.7867 | 1916.7867 | 1916.7866 | 1916.7866 | 1916.7867 | 1916.7867 | 1916.7867 | 1916.7867 | 1916.7867 | 1916.7867 | 1916.7867 | 1916.7867 | 1916.7867 | 1916.7867
Option 6 SC | ResourceLimit_T3_Solar | TAS | Penalty Cost | 0 | 0 | 3312.1121 | 3312.1122 | 3312.1122 | 3312.1122 | 3312.1122 | 3312.1122 | 3312.1122 | 3312.1122 | 3312.1122 | 3312.1122 | 3312.1123 | 3312.1123 | 3312.1123 | 3312.1123 | 3312.1123 | 3312.1124 | 3312.1124 | 3312.1124 | 3312.1124 | 3312.1124 | 3312.1124 | 3312.1124
Option 6 SC | ResourceLimit_T3_Wind Medium | TAS | Penalty Cost | 0 | 0 | 0 | 0 | 0 | 0 | 0 | 0 | 0 | 0 | 0 | 0 | 0 | 0 | 0 | 0 | 0 | 0 | 0 | 0 | 0 | 0 | 0 | 0
Option 6 SC | REZ Landholder_VIC | VIC | Penalty Cost | 0 | 0 | 0 | 0 | 0 | 0 | 0 | 0 | 0 | 0 | 0 | 0 | 0 | 0 | 0 | 0 | 0 | 0 | 0 | 0 | 0 | 0 | 0 | 0
Option 6 SC | ResourceLimit_V2_Wind Medium | VIC | Penalty Cost | 0 | 0 | 0 | 0 | 0 | 1.098e-05 | 0 | 0 | 0 | 0 | 0 | 0 | 3.65e-06 | 3.66e-06 | 3.65e-06 | 3.65e-06 | 7.3e-06 | 7.32e-06 | 0 | 0 | 0 | 3.66e-06 | 0 | 0
Option 6 SC | ResourceLimit_V4_Wind Medium | VIC | Penalty Cost | 0 | 0 | 0 | 0 | 0 | 1.098e-05 | 0 | 0 | 0 | 0 | 0 | 0 | 7.3e-06 | 1.464e-05 | 1.095e-05 | 1.095e-05 | 1.095e-05 | 7.32e-06 | 0 | 0 | 0 | 0 | 3.65e-06 | 0
Option 6 SC | ResourceLimit_V5_Wind Medium | VIC | Penalty Cost | 0 | 0 | 0 | 0 | 0 | 1.098e-05 | 0 | 0 | 0 | 0 | 0 | 0 | 3.65e-06 | 3.66e-06 | 3.65e-06 | 3.65e-06 | 3.65e-06 | 3.66e-06 | 0 | 0 | 0 | 0 | 0 | 0
Option 6 SC | ResourceLimit_V7_Wind Medium | VIC | Penalty Cost | 0 | 0 | 3.65e-06 | 3.65e-06 | 0 | 0 | 0 | 0 | 0 | 0 | 3.65e-06 | 7.3e-06 | 7.3e-06 | 1.83e-05 | 7.665e-05 | 0.00012045 | 0.00016425 | 0.000366 | 0.00035405 | 0.0003577 | 0.00036135 | 0.000366 | 0.0003723 | 0.0003869
Option 6 SC | ResourceLimit_V1_Wind Medium | VIC | Penalty Cost | 0 | 0 | 3.65e-06 | 0 | 0 | 3.66e-06 | 0 | 0 | 0 | 0 | 3.65e-06 | 0 | 1.46e-05 | 1.464e-05 | 1.46e-05 | 1.825e-05 | 1.46e-05 | 7.32e-06 | 0 | 0 | 7.3e-06 | 7.32e-06 | 1.46e-05 | 0.00011315
Option 6 SC | ResourceLimit_V4_Solar | VIC | Penalty Cost | 0 | 0.00026718 | 0.00026645 | 0.00026645 | 0.00027375 | 0.00027084 | 0.00026645 | 0.00026645 | 2.92e-05 | 0.00026718 | 0.00027375 | 6.57e-05 | 0.0003066 | 0.00048312 | 0.00064605 | 0.0006424 | 0.0015403 | 0.0015372 | 0.0015658 | 0.0014563 | 0.0015658 | 0.0014786 | 0.0015695 | 0.0014454
BaseCase SG | Aggregate Penalty | NEM | Penalty Cost | 0 | 0.00036234 | 10958.3035 | 21296.1743 | 21296.1744 | 21296.1743 | 22587.4002 | 22587.4003 | 22877.3308 | 22877.3308 | 22877.3308 | 22877.3308 | 24705.0834 | 25215.2881 | 25215.2881 | 25259.377 | 41853.3321 | 41885.8221 | 42158.7718 | 42163.7302 | 42418.6821 | 51144.5949 | 53492.4854 | 69858.2181
BaseCase SG | ResourceLimit_N9_Solar | NSW | Penalty Cost | 0 | 0.00017202 | 0.00030295 | 0.021298 | 0.021294 | 0.021393 | 0.021389 | 0.021436 | 0.021444 | 0.021444 | 0.021447 | 0.021455 | 0.021393 | 0.021466 | 0.021466 | 0.021484 | 13391.4675 | 13391.4675 | 13391.4674 | 13391.4674 | 13391.4674 | 13391.4674 | 13391.4674 | 13391.4674
BaseCase SG | ResourceLimit_N9_Wind Medium | NSW | Penalty Cost | 0 | 0 | 7.3e-06 | 1.095e-05 | 1.46e-05 | 3.66e-06 | 0 | 0 | 0 | 0 | 0 | 0 | 0 | 0 | 0 | 0 | 3192.132 | 3192.132 | 3192.132 | 3192.132 | 3192.132 | 3192.132 | 3192.132 | 3192.132
BaseCase SG | ResourceLimit_N5_Wind Medium | NSW | Penalty Cost | 0 | 0 | 0 | 0 | 0 | 0 | 0 | 0 | 0 | 0 | 0 | 0 | 0 | 0 | 0 | 0 | 0 | 0 | 0 | 0 | 0 | 0 | 0 | 0
BaseCase SG | ResourceLimit_N5_Solar | NSW | Penalty Cost | 0 | 0 | 0 | 0 | 0 | 3.66e-06 | 0 | 0 | 0 | 0 | 0 | 0 | 0 | 0 | 0 | 0 | 0 | 0 | 0 | 0 | 0 | 0 | 0 | 0
BaseCase SG | ResourceLimit_N3_Wind Medium | NSW | Penalty Cost | 0 | 0 | 3.65e-06 | 3.65e-06 | 3.65e-06 | 2.928e-05 | 0 | 3.65e-06 | 3.65e-06 | 0 | 7.3e-06 | 1.46e-05 | 3.65e-06 | 3.66e-06 | 1.46e-05 | 3.65e-06 | 0 | 3.66e-06 | 3.65e-06 | 0 | 0 | 8710.4401 | 11052.931 | 27381.0261
BaseCase SG | ResourceLimit_N2_Wind Medium | NSW | Penalty Cost | 0 | 0 | 0 | 0 | 3.65e-06 | 3.66e-06 | 0 | 0 | 0 | 0 | 0 | 0 | 0 | 0 | 0 | 0 | 0 | 0 | 0 | 0 | 0 | 0 | 0 | 0
BaseCase SG | ResourceLimit_N2_Solar | NSW | Penalty Cost | 0 | 5.49e-05 | 7.3e-05 | 9.855e-05 | 4.015e-05 | 7.32e-06 | 3.65e-06 | 3.65e-06 | 0 | 7.32e-06 | 7.3e-06 | 7.3e-06 | 3.65e-06 | 0 | 3.65e-06 | 3.65e-06 | 3.65e-06 | 1.098e-05 | 3.65e-06 | 3.65e-06 | 3.65e-06 | 3.66e-06 | 0 | 3.65e-06
BaseCase SG | ResourceLimit_N12_Wind Medium | NSW | Penalty Cost | 0 | 0 | 6.57e-05 | 0.0002117 | 0.00020805 | 0.00028914 | 0.00030295 | 0.00030295 | 0.00030295 | 0.00030012 | 0.00030295 | 0.00028835 | 1827.753 | 1827.753 | 1827.753 | 1827.753 | 1827.753 | 1827.753 | 1827.753 | 1827.753 | 1827.753 | 1827.753 | 1827.753 | 1827.753
BaseCase SG | REZ Landholder_NSW | NSW | Penalty Cost | 0 | 0 | 919.1019 | 919.1019 | 919.1019 | 919.1019 | 2210.328 | 2210.328 | 2500.2586 | 2500.2586 | 2500.2586 | 2500.2586 | 2500.2586 | 3010.4631 | 3010.4631 | 3054.5519 | 3064.929 | 3097.419 | 3370.3689 | 3375.3274 | 3630.2792 | 3645.7519 | 3651.1515 | 3688.789
BaseCase SG | ResourceLimit_Q8c_Wind Medium | QLD | Penalty Cost | 0 | 0 | 4.015e-05 | 7.3e-06 | 6.205e-05 | 8.418e-05 | 0 | 0 | 3.65e-06 | 3.66e-06 | 0 | 0 | 3.65e-06 | 0 | 3.65e-06 | 3.65e-06 | 7.3e-06 | 1.098e-05 | 0 | 0 | 7.3e-06 | 2.562e-05 | 6.935e-05 | 8.395e-05
BaseCase SG | ResourceLimit_Q8a_Solar | QLD | Penalty Cost | 0 | 6.588e-05 | 2.19e-05 | 7.3e-06 | 0.00016425 | 7.32e-06 | 0 | 0 | 3.65e-06 | 3.66e-06 | 3.65e-06 | 3.65e-06 | 0 | 0 | 0 | 1.095e-05 | 3.65e-06 | 3.66e-06 | 0 | 3.65e-06 | 0 | 0 | 0 | 0
BaseCase SG | REZ Landholder_QLD | QLD | Penalty Cost | 0 | 0 | 0 | 0 | 0 | 0 | 0 | 0 | 0 | 0 | 0 | 0 | 0 | 0 | 0 | 0 | 0 | 0 | 0 | 0 | 0 | 0 | 0 | 0
BaseCase SG | ResourceLimit_S6_Wind Medium | SA | Penalty Cost | 0 | 0 | 6.57e-05 | 9.49e-05 | 9.125e-05 | 0.00013176 | 0.00013505 | 0.00013505 | 0.00013505 | 0.00013542 | 0.00013505 | 0.00013505 | 0.00013505 | 0.00013542 | 0.00013505 | 0.0001387 | 0.0001387 | 0.00013908 | 0.0001387 | 0.00014235 | 0.00014235 | 0.00014274 | 0.000146 | 0.00015695
BaseCase SG | ResourceLimit_T3_Wind Medium | TAS | Penalty Cost | 0 | 0 | 0 | 0 | 0 | 0 | 0 | 0 | 0 | 0 | 0 | 0 | 0 | 0 | 0 | 0 | 0 | 0 | 0 | 0 | 0 | 0 | 0 | 0
BaseCase SG | ResourceLimit_T3_Solar | TAS | Penalty Cost | 0 | 7.32e-06 | 5913.5012 | 16251.3485 | 16251.3485 | 16251.3485 | 16251.3485 | 16251.3485 | 16251.3485 | 16251.3485 | 16251.3485 | 16251.3485 | 16251.3485 | 16251.3485 | 16251.3485 | 16251.3485 | 16251.3485 | 16251.3485 | 16251.3485 | 16251.3485 | 16251.3485 | 16251.3485 | 16251.3485 | 16251.3485
BaseCase SG | ResourceLimit_T1_Solar | TAS | Penalty Cost | 0 | 6.222e-05 | 4125.6997 | 4125.7018 | 4125.7018 | 4125.7018 | 4125.7018 | 4125.7018 | 4125.7018 | 4125.7018 | 4125.7018 | 4125.7018 | 4125.7018 | 4125.7019 | 4125.7019 | 4125.7019 | 4125.7019 | 4125.7019 | 4125.7018 | 4125.7018 | 4125.7018 | 4125.7018 | 4125.7018 | 4125.7018
BaseCase SG | ResourceLimit_V7_Wind Medium | VIC | Penalty Cost | 0 | 0 | 3.65e-05 | 0.0001825 | 0.0001825 | 7.32e-06 | 0 | 0 | 3.65e-06 | 0 | 0 | 0 | 0 | 0 | 0 | 0 | 0 | 7.32e-06 | 0 | 0 | 3.65e-06 | 3.66e-06 | 3.65e-06 | 0
BaseCase SG | ResourceLimit_V5_Wind Medium | VIC | Penalty Cost | 0 | 0 | 3.65e-06 | 0 | 3.65e-06 | 3.66e-06 | 0 | 0 | 0 | 0 | 0 | 0 | 0 | 0 | 0 | 0 | 0 | 0 | 0 | 0 | 0 | 0 | 0 | 0
BaseCase SG | ResourceLimit_V1_Wind Medium | VIC | Penalty Cost | 0 | 0 | 1.095e-05 | 7.3e-05 | 6.205e-05 | 2.928e-05 | 3.65e-06 | 3.65e-06 | 3.65e-06 | 0 | 0 | 0 | 3.65e-06 | 3.66e-06 | 0 | 0 | 3.65e-06 | 0 | 3.65e-06 | 3.65e-06 | 0 | 0 | 0 | 3.65e-06
BaseCase SG | REZ Landholder_VIC | VIC | Penalty Cost | 0 | 0 | 0 | 0 | 0 | 0 | 0 | 0 | 0 | 0 | 0 | 0 | 0 | 0 | 0 | 0 | 0 | 0 | 0 | 0 | 0 | 0 | 0 | 0
Option 2 SG | Aggregate Penalty | NEM | Penalty Cost | 0 | 1.464e-05 | 10958.3032 | 21296.1536 | 21296.1537 | 21296.1537 | 22587.3797 | 22587.3801 | 22898.5419 | 22898.542 | 22898.5419 | 22912.4687 | 24798.0983 | 25321.7075 | 25321.7076 | 25321.7076 | 39972.0406 | 39972.0406 | 40234.3009 | 40246.9677 | 40472.5757 | 50840.2758 | 52311.8507 | 69752.2805
Option 2 SG | ResourceLimit_N5_Solar | NSW | Penalty Cost | 0 | 0 | 0 | 0 | 0 | 0 | 0 | 0 | 0 | 0 | 0 | 0 | 0 | 0 | 0 | 0 | 0 | 0 | 0 | 0 | 0 | 0 | 0 | 0
Option 2 SG | ResourceLimit_N9_Wind Medium | NSW | Penalty Cost | 0 | 0 | 0 | 0 | 0 | 0 | 0 | 0 | 0 | 0 | 0 | 0 | 0 | 0 | 0 | 0 | 3192.132 | 3192.132 | 3192.132 | 3192.132 | 3192.132 | 3192.132 | 3192.132 | 3192.132
Option 2 SG | REZ Landholder_NSW | NSW | Penalty Cost | 0 | 0 | 919.1019 | 919.1019 | 919.1019 | 919.1019 | 2210.328 | 2210.328 | 2521.4899 | 2521.4899 | 2521.4899 | 2535.4166 | 2593.2936 | 3116.9027 | 3116.9028 | 3116.9028 | 3123.8097 | 3123.8097 | 3386.0701 | 3398.7369 | 3624.345 | 3642.5763 | 3645.9606 | 3686.0695
Option 2 SG | ResourceLimit_N12_Wind Medium | NSW | Penalty Cost | 0 | 0 | 7.3e-06 | 2.19e-05 | 2.19e-05 | 2.562e-05 | 3.65e-06 | 7.3e-06 | 7.3e-06 | 1.098e-05 | 1.825e-05 | 3.65e-05 | 1827.753 | 1827.753 | 1827.753 | 1827.753 | 1827.753 | 1827.753 | 1827.753 | 1827.753 | 1827.753 | 1827.753 | 1827.753 | 1827.753
Option 2 SG | ResourceLimit_N2_Solar | NSW | Penalty Cost | 0 | 3.66e-06 | 7.3e-06 | 1.095e-05 | 7.3e-06 | 1.83e-05 | 3.65e-06 | 1.095e-05 | 7.3e-06 | 7.32e-06 | 3.65e-06 | 3.65e-06 | 3.65e-06 | 0 | 0 | 0 | 3.65e-06 | 0 | 3.65e-06 | 0 | 0 | 0 | 3.65e-06 | 0
Option 2 SG | ResourceLimit_N3_Wind Medium | NSW | Penalty Cost | 0 | 0 | 0 | 0 | 0 | 7.32e-06 | 0 | 3.65e-06 | 0 | 0 | 3.65e-06 | 0 | 7.3e-06 | 3.66e-06 | 3.65e-06 | 3.65e-06 | 3.65e-06 | 0 | 0 | 0 | 0 | 10349.4688 | 11817.6593 | 29217.9801
Option 2 SG | ResourceLimit_N5_Wind Medium | NSW | Penalty Cost | 0 | 0 | 0 | 0 | 0 | 0 | 0 | 0 | 0 | 0 | 0 | 0 | 0 | 0 | 0 | 0 | 0 | 0 | 0 | 0 | 0 | 0 | 0 | 0
Option 2 SG | ResourceLimit_N9_Solar | NSW | Penalty Cost | 0 | 7.32e-06 | 0.00016425 | 0.00071175 | 0.00071175 | 0.000732 | 0.0007081 | 0.0010731 | 0.0011133 | 0.0011529 | 0.0010877 | 0.0010914 | 0.00070445 | 0.00079788 | 0.00080665 | 0.0008249 | 11451.2949 | 11451.2949 | 11451.2948 | 11451.2948 | 11451.2948 | 11451.2948 | 11451.2948 | 11451.2948
Option 2 SG | ResourceLimit_N2_Wind Medium | NSW | Penalty Cost | 0 | 0 | 0 | 0 | 0 | 0 | 0 | 0 | 0 | 0 | 0 | 0 | 0 | 0 | 0 | 0 | 0 | 0 | 0 | 0 | 0 | 0 | 0 | 0
Option 2 SG | ResourceLimit_Q8c_Wind Medium | QLD | Penalty Cost | 0 | 0 | 3.65e-06 | 3.65e-06 | 1.095e-05 | 0 | 0 | 0 | 0 | 0 | 0 | 0 | 0 | 0 | 0 | 0 | 0 | 3.66e-06 | 0 | 0 | 0 | 7.32e-06 | 1.825e-05 | 2.555e-05
Option 2 SG | ResourceLimit_Q8a_Solar | QLD | Penalty Cost | 0 | 0 | 0 | 0 | 0 | 0 | 0 | 3.65e-06 | 3.65e-06 | 3.66e-06 | 3.65e-06 | 0 | 0 | 0 | 0 | 7.3e-06 | 3.65e-06 | 0 | 0 | 0 | 0 | 0 | 0 | 0
Option 2 SG | REZ Landholder_QLD | QLD | Penalty Cost | 0 | 0 | 0 | 0 | 0 | 0 | 0 | 0 | 0 | 0 | 0 | 0 | 0 | 0 | 0 | 0 | 0 | 0 | 0 | 0 | 0 | 0 | 0 | 0
Option 2 SG | ResourceLimit_S6_Wind Medium | SA | Penalty Cost | 0 | 0 | 7.3e-06 | 7.3e-06 | 7.3e-06 | 1.464e-05 | 3.65e-06 | 3.65e-06 | 3.65e-06 | 1.098e-05 | 1.095e-05 | 1.095e-05 | 7.3e-06 | 1.098e-05 | 1.46e-05 | 1.825e-05 | 1.825e-05 | 2.562e-05 | 2.555e-05 | 2.92e-05 | 4.38e-05 | 4.758e-05 | 5.475e-05 | 9.49e-05
Option 2 SG | ResourceLimit_T1_Solar | TAS | Penalty Cost | 0 | 3.66e-06 | 4125.7018 | 4125.7019 | 4125.7019 | 4125.7019 | 4125.7019 | 4125.7019 | 4125.7019 | 4125.7019 | 4125.7019 | 4125.7019 | 4125.7019 | 4125.7019 | 4125.702 | 4125.702 | 4125.702 | 4125.702 | 4125.7019 | 4125.7019 | 4125.7019 | 4125.7019 | 4125.7019 | 4125.7019
Option 2 SG | ResourceLimit_T3_Solar | TAS | Penalty Cost | 0 | 0 | 5913.4993 | 16251.349 | 16251.349 | 16251.349 | 16251.349 | 16251.349 | 16251.349 | 16251.349 | 16251.349 | 16251.349 | 16251.349 | 16251.349 | 16251.349 | 16251.349 | 16251.349 | 16251.349 | 16251.349 | 16251.349 | 16251.349 | 16251.349 | 16251.349 | 16251.349
Option 2 SG | ResourceLimit_T3_Wind Medium | TAS | Penalty Cost | 0 | 0 | 0 | 0 | 0 | 0 | 0 | 0 | 0 | 0 | 0 | 0 | 0 | 0 | 0 | 0 | 0 | 0 | 0 | 0 | 0 | 0 | 0 | 0
Option 2 SG | ResourceLimit_V7_Wind Medium | VIC | Penalty Cost | 0 | 0 | 0 | 3.65e-06 | 4.745e-05 | 0 | 0 | 0 | 0 | 0 | 0 | 3.65e-06 | 3.65e-06 | 0 | 0 | 3.65e-06 | 0 | 0 | 0 | 0 | 0 | 0 | 0 | 3.65e-06
Option 2 SG | REZ Landholder_VIC | VIC | Penalty Cost | 0 | 0 | 0 | 0 | 0 | 0 | 0 | 0 | 0 | 0 | 0 | 0 | 0 | 0 | 0 | 0 | 0 | 0 | 0 | 0 | 0 | 0 | 0 | 0
Option 2 SG | ResourceLimit_V1_Wind Medium | VIC | Penalty Cost | 0 | 0 | 0 | 3.65e-06 | 0 | 0 | 0 | 3.65e-06 | 3.65e-06 | 0 | 3.65e-06 | 0 | 3.65e-06 | 0 | 0 | 3.65e-06 | 0 | 0 | 0 | 0 | 0 | 0 | 0 | 0
Option 2 SG | ResourceLimit_V5_Wind Medium | VIC | Penalty Cost | 0 | 0 | 0 | 0 | 0 | 0 | 0 | 0 | 0 | 0 | 0 | 3.65e-06 | 0 | 0 | 0 | 0 | 0 | 0 | 0 | 0 | 0 | 0 | 0 | 0
Option 2D SG | Aggregate Penalty | NEM | Penalty Cost | 0 | 3.66e-06 | 10958.303 | 21296.1533 | 21296.1533 | 21296.1533 | 22587.3793 | 22587.3796 | 22824.5818 | 22824.5819 | 22824.5819 | 22861.134 | 24772.083 | 25235.1579 | 25235.1579 | 25291.9622 | 34582.3072 | 34582.3072 | 34736.8663 | 34807.8951 | 35097.2369 | 44053.71 | 44148.9298 | 62174.3365
Option 2D SG | ResourceLimit_N9_Solar | NSW | Penalty Cost | 0 | 3.66e-06 | 3.65e-06 | 0.00037595 | 0.00037595 | 0.00038064 | 0.0003796 | 0.00066795 | 0.0007227 | 0.00076128 | 0.00075555 | 0.00076285 | 0.00037595 | 0.00037332 | 0.0003796 | 0.00039785 | 6098.2134 | 6098.2134 | 6098.2133 | 6098.2134 | 6098.2134 | 6098.2134 | 6098.2135 | 6098.2135
Option 2D SG | REZ Landholder_NSW | NSW | Penalty Cost | 0 | 0 | 919.1019 | 919.1019 | 919.1019 | 919.1019 | 2210.328 | 2210.328 | 2447.5302 | 2447.5302 | 2447.5302 | 2484.0823 | 2567.2787 | 3030.3536 | 3030.3536 | 3087.1579 | 3087.1579 | 3087.1579 | 3241.7169 | 3312.7454 | 3602.0874 | 3622.6852 | 3622.9042 | 3664.3585
Option 2D SG | ResourceLimit_N12_Wind Medium | NSW | Penalty Cost | 0 | 0 | 1.095e-05 | 2.92e-05 | 2.92e-05 | 3.66e-05 | 3.65e-06 | 7.3e-06 | 7.3e-06 | 1.464e-05 | 2.19e-05 | 3.65e-05 | 1827.753 | 1827.753 | 1827.753 | 1827.753 | 1827.753 | 1827.753 | 1827.753 | 1827.753 | 1827.753 | 1827.753 | 1827.753 | 1827.753
Option 2D SG | ResourceLimit_N2_Solar | NSW | Penalty Cost | 0 | 0 | 0 | 0 | 0 | 1.098e-05 | 3.65e-06 | 3.65e-06 | 1.825e-05 | 3.66e-06 | 7.3e-06 | 3.65e-06 | 3.65e-06 | 3.66e-06 | 3.65e-06 | 3.65e-06 | 7.3e-06 | 3.66e-06 | 1.095e-05 | 7.3e-06 | 3.65e-06 | 7.32e-06 | 0 | 0
Option 2D SG | ResourceLimit_N9_Wind Medium | NSW | Penalty Cost | 0 | 0 | 0 | 0 | 0 | 0 | 0 | 0 | 0 | 0 | 0 | 0 | 0 | 0 | 0 | 0 | 3192.132 | 3192.132 | 3192.132 | 3192.132 | 3192.132 | 3192.132 | 3192.132 | 3192.132
Option 2D SG | ResourceLimit_N3_Wind Medium | NSW | Penalty Cost | 0 | 0 | 0 | 0 | 0 | 3.66e-06 | 0 | 0 | 3.65e-06 | 0 | 1.095e-05 | 3.65e-06 | 0 | 0 | 3.65e-06 | 3.65e-06 | 7.3e-06 | 7.32e-06 | 7.3e-06 | 3.65e-06 | 1.825e-05 | 8935.8752 | 9030.8759 | 27014.8279
Option 2D SG | ResourceLimit_N5_Solar | NSW | Penalty Cost | 0 | 0 | 0 | 0 | 0 | 0 | 0 | 0 | 0 | 0 | 0 | 0 | 0 | 0 | 0 | 0 | 0 | 0 | 0 | 3.65e-06 | 3.65e-06 | 0 | 3.65e-06 | 3.65e-06
Option 2D SG | ResourceLimit_N5_Wind Medium | NSW | Penalty Cost | 0 | 0 | 0 | 0 | 0 | 0 | 0 | 0 | 0 | 0 | 0 | 0 | 0 | 0 | 0 | 0 | 0 | 0 | 0 | 0 | 0 | 0 | 0 | 0
Option 2D SG | ResourceLimit_N2_Wind Medium | NSW | Penalty Cost | 0 | 0 | 0 | 0 | 0 | 0 | 0 | 0 | 0 | 0 | 0 | 0 | 0 | 0 | 0 | 0 | 0 | 0 | 0 | 0 | 0 | 0 | 0 | 0
Option 2D SG | ResourceLimit_Q8a_Solar | QLD | Penalty Cost | 0 | 0 | 0 | 0 | 0 | 0 | 0 | 0 | 0 | 0 | 0 | 3.65e-06 | 0 | 0 | 0 | 0 | 0 | 0 | 0 | 0.00027375 | 0 | 0 | 3.65e-06 | 0
Option 2D SG | ResourceLimit_Q8c_Wind Medium | QLD | Penalty Cost | 0 | 0 | 0 | 0 | 0 | 0 | 0 | 0 | 0 | 0 | 3.65e-06 | 0 | 3.65e-06 | 0 | 0 | 0 | 0 | 3.66e-06 | 0 | 0 | 7.3e-06 | 4.758e-05 | 0.0001241 | 0.0001825
Option 2D SG | REZ Landholder_QLD | QLD | Penalty Cost | 0 | 0 | 0 | 0 | 0 | 0 | 0 | 0 | 0 | 0 | 0 | 0 | 0 | 0 | 0 | 0 | 0 | 0 | 0 | 0 | 0 | 0 | 0 | 0
Option 2D SG | ResourceLimit_S6_Wind Medium | SA | Penalty Cost | 0 | 0 | 1.095e-05 | 1.095e-05 | 1.095e-05 | 1.464e-05 | 3.65e-06 | 3.65e-06 | 7.3e-06 | 7.32e-06 | 1.095e-05 | 1.095e-05 | 7.3e-06 | 1.098e-05 | 1.46e-05 | 1.825e-05 | 2.19e-05 | 2.562e-05 | 0.0001387 | 0.00014965 | 0.00021535 | 0.00022692 | 0.0002555 | 0.000511
Option 2D SG | ResourceLimit_T3_Wind Medium | TAS | Penalty Cost | 0 | 0 | 0 | 0 | 0 | 0 | 0 | 0 | 0 | 0 | 0 | 0 | 0 | 0 | 0 | 0 | 0 | 0 | 0 | 0 | 0 | 0 | 0 | 0
Option 2D SG | ResourceLimit_T3_Solar | TAS | Penalty Cost | 0 | 0 | 5913.4993 | 16251.349 | 16251.349 | 16251.349 | 16251.349 | 16251.349 | 16251.349 | 16251.349 | 16251.349 | 16251.349 | 16251.349 | 16251.349 | 16251.349 | 16251.349 | 16251.349 | 16251.349 | 16251.349 | 16251.349 | 16251.349 | 16251.349 | 16251.349 | 16251.349
Option 2D SG | ResourceLimit_T1_Solar | TAS | Penalty Cost | 0 | 0 | 4125.7017 | 4125.7019 | 4125.7019 | 4125.7019 | 4125.7019 | 4125.7019 | 4125.7019 | 4125.7019 | 4125.7019 | 4125.7019 | 4125.7019 | 4125.7019 | 4125.7019 | 4125.702 | 4125.702 | 4125.702 | 4125.7019 | 4125.7019 | 4125.7019 | 4125.7019 | 4125.7019 | 4125.7019
Option 2D SG | ResourceLimit_V5_Wind Medium | VIC | Penalty Cost | 0 | 0 | 0 | 0 | 0 | 3.66e-06 | 0 | 0 | 0 | 0 | 0 | 0 | 0 | 0 | 0 | 0 | 0 | 0 | 0 | 0 | 0 | 0 | 0 | 0
Option 2D SG | ResourceLimit_V1_Wind Medium | VIC | Penalty Cost | 0 | 0 | 0 | 3.65e-06 | 0 | 0 | 0 | 0 | 0 | 0 | 0 | 0 | 0 | 0 | 3.65e-06 | 0 | 0 | 0 | 3.65e-06 | 7.3e-06 | 7.3e-06 | 3.66e-06 | 0 | 3.65e-06
Option 2D SG | REZ Landholder_VIC | VIC | Penalty Cost | 0 | 0 | 0 | 0 | 0 | 0 | 0 | 0 | 0 | 0 | 0 | 0 | 0 | 0 | 0 | 0 | 0 | 0 | 0 | 0 | 0 | 0 | 0 | 0
Option 2D SG | ResourceLimit_V7_Wind Medium | VIC | Penalty Cost | 0 | 0 | 0 | 0 | 1.095e-05 | 3.66e-06 | 7.3e-06 | 0 | 3.65e-06 | 3.66e-06 | 0 | 0 | 0 | 0 | 0 | 0 | 0 | 0 | 0 | 0 | 0 | 0 | 3.65e-06 | 0
Option 3 SG | Aggregate Penalty | NEM | Penalty Cost | 0 | 0.00027816 | 10958.3047 | 21296.1641 | 21296.1636 | 21296.1643 | 22587.3897 | 22587.3898 | 22817.2672 | 22817.2672 | 22817.2673 | 22984.8553 | 24812.6077 | 25154.5222 | 25154.5222 | 25439.7184 | 25439.7185 | 25439.7185 | 25465.6397 | 25465.6397 | 25795.5523 | 25795.5533 | 25795.5534 | 41435.8467
Option 3 SG | ResourceLimit_N9_Solar | NSW | Penalty Cost | 0 | 4.758e-05 | 0.0002336 | 0.010862 | 0.010859 | 0.010921 | 0.010917 | 0.011067 | 0.011085 | 0.011097 | 0.011187 | 0.011319 | 0.010917 | 0.010918 | 0.010921 | 0.010924 | 0.010924 | 0.010932 | 0.010917 | 0.010921 | 0.010924 | 0.010925 | 0.010928 | 0.010935
Option 3 SG | ResourceLimit_N5_Wind Medium | NSW | Penalty Cost | 0 | 0 | 0 | 0 | 0 | 0 | 0 | 0 | 0 | 0 | 0 | 0 | 0 | 0 | 0 | 0 | 0 | 0 | 0 | 0 | 0 | 0 | 0 | 0
Option 3 SG | ResourceLimit_N5_Solar | NSW | Penalty Cost | 0 | 0 | 0 | 0 | 0 | 0 | 0 | 0 | 0 | 0 | 0 | 0 | 0 | 0 | 0 | 0 | 0 | 0 | 0 | 0 | 0 | 0 | 0 | 0
Option 3 SG | ResourceLimit_N3_Wind Medium | NSW | Penalty Cost | 0 | 0 | 0 | 0 | 0 | 3.294e-05 | 0 | 0 | 0 | 7.32e-06 | 0 | 0 | 3.65e-06 | 7.32e-06 | 3.65e-06 | 0 | 0 | 0 | 7.3e-06 | 3.65e-06 | 1.095e-05 | 0.0010248 | 0.0010694 | 15604.3252
Option 3 SG | ResourceLimit_N2_Wind Medium | NSW | Penalty Cost | 0 | 0 | 0 | 0 | 0 | 0 | 0 | 0 | 0 | 0 | 0 | 0 | 0 | 0 | 0 | 0 | 0 | 3.66e-06 | 0 | 0 | 0 | 0 | 0 | 0
Option 3 SG | ResourceLimit_N2_Solar | NSW | Penalty Cost | 0 | 1.83e-05 | 0.0001387 | 0.00015695 | 8.03e-05 | 9.516e-05 | 0 | 0 | 3.65e-06 | 0 | 0 | 0 | 3.65e-06 | 0 | 0 | 0 | 0 | 0 | 7.3e-06 | 0 | 0 | 3.66e-06 | 7.3e-06 | 3.65e-06
Option 3 SG | ResourceLimit_N12_Wind Medium | NSW | Penalty Cost | 0 | 0 | 7.3e-05 | 0.0001825 | 0.0001825 | 0.00021594 | 0.000219 | 0.000219 | 0.000219 | 0.0002196 | 0.000219 | 0.0002263 | 1827.753 | 1827.753 | 1827.753 | 1827.753 | 1827.753 | 1827.753 | 1827.753 | 1827.753 | 1827.753 | 1827.753 | 1827.753 | 1827.753
Option 3 SG | REZ Landholder_NSW | NSW | Penalty Cost | 0 | 0 | 919.1019 | 919.1019 | 919.1019 | 919.1019 | 2210.328 | 2210.328 | 2440.2054 | 2440.2053 | 2440.2054 | 2607.7933 | 2607.7933 | 2949.7078 | 2949.7078 | 3234.9039 | 3234.9039 | 3234.9039 | 3260.8253 | 3260.8253 | 3590.7378 | 3590.7378 | 3590.7378 | 3626.7069
Option 3 SG | ResourceLimit_N9_Wind Medium | NSW | Penalty Cost | 0 | 0 | 3.65e-06 | 3.65e-06 | 0 | 0.00032574 | 0 | 0 | 0 | 0 | 0 | 0 | 0 | 0 | 0 | 0 | 0 | 3.66e-06 | 0 | 0 | 3.65e-06 | 2.928e-05 | 4.38e-05 | 5.84e-05
Option 3 SG | ResourceLimit_Q8a_Solar | QLD | Penalty Cost | 0 | 0.00017934 | 0.0001387 | 0.00043435 | 9.49e-05 | 5.49e-05 | 0 | 0 | 0 | 0 | 0 | 0 | 0 | 0 | 0 | 3.65e-06 | 3.65e-06 | 7.32e-06 | 0 | 7.3e-06 | 0 | 0 | 0 | 0
Option 3 SG | ResourceLimit_Q8c_Wind Medium | QLD | Penalty Cost | 0 | 0 | 0.0001314 | 3.285e-05 | 2.92e-05 | 4.758e-05 | 0 | 0 | 0 | 0 | 0 | 0 | 0 | 0 | 1.46e-05 | 3.65e-06 | 3.65e-06 | 3.66e-06 | 0 | 0 | 3.65e-06 | 1.098e-05 | 3.285e-05 | 4.38e-05
Option 3 SG | REZ Landholder_QLD | QLD | Penalty Cost | 0 | 0 | 0 | 0 | 0 | 0 | 0 | 0 | 0 | 0 | 0 | 0 | 0 | 0 | 0 | 0 | 0 | 0 | 0 | 0 | 0 | 0 | 0 | 0
Option 3 SG | ResourceLimit_S6_Wind Medium | SA | Penalty Cost | 0 | 0 | 7.3e-05 | 8.03e-05 | 8.03e-05 | 0.00012078 | 0.00011315 | 0.00011315 | 0.00011315 | 0.00011712 | 0.0001168 | 0.0001168 | 0.0001168 | 0.00011712 | 0.0001168 | 0.00012045 | 0.00012045 | 0.00012078 | 0.0001241 | 0.0001241 | 0.00012775 | 0.00013176 | 0.00013505 | 0.0001679
Option 3 SG | ResourceLimit_T3_Wind Medium | TAS | Penalty Cost | 0 | 0 | 0 | 0 | 0 | 0 | 0 | 0 | 0 | 0 | 0 | 0 | 0 | 0 | 0 | 0 | 0 | 0 | 0 | 0 | 0 | 0 | 0 | 0
Option 3 SG | ResourceLimit_T3_Solar | TAS | Penalty Cost | 0 | 1.464e-05 | 5913.5015 | 16251.3485 | 16251.3485 | 16251.3486 | 16251.3485 | 16251.3485 | 16251.3485 | 16251.3485 | 16251.3485 | 16251.3485 | 16251.3485 | 16251.3485 | 16251.3485 | 16251.3485 | 16251.3485 | 16251.3485 | 16251.3485 | 16251.3485 | 16251.3485 | 16251.3485 | 16251.3485 | 16251.3485
Option 3 SG | ResourceLimit_T1_Solar | TAS | Penalty Cost | 0 | 1.83e-05 | 4125.7004 | 4125.7018 | 4125.7018 | 4125.7019 | 4125.7019 | 4125.7019 | 4125.7019 | 4125.7018 | 4125.7019 | 4125.7019 | 4125.7019 | 4125.7019 | 4125.7019 | 4125.7019 | 4125.7019 | 4125.7019 | 4125.7019 | 4125.7019 | 4125.7019 | 4125.7018 | 4125.7019 | 4125.7019
Option 3 SG | ResourceLimit_V5_Wind Medium | VIC | Penalty Cost | 0 | 0 | 0 | 0 | 0 | 3.66e-06 | 0 | 0 | 0 | 0 | 0 | 0 | 0 | 0 | 0 | 0 | 0 | 0 | 0 | 0 | 0 | 0 | 0 | 0
Option 3 SG | ResourceLimit_V1_Wind Medium | VIC | Penalty Cost | 0 | 0 | 0.0001241 | 2.92e-05 | 2.19e-05 | 0.0001464 | 0 | 0 | 0 | 0 | 0 | 0 | 0 | 0 | 0 | 0 | 0 | 0 | 0 | 0 | 0 | 0 | 0 | 0
Option 3 SG | REZ Landholder_VIC | VIC | Penalty Cost | 0 | 0 | 0 | 0 | 0 | 0 | 0 | 0 | 0 | 0 | 0 | 0 | 0 | 0 | 0 | 0 | 0 | 0 | 0 | 0 | 0 | 0 | 0 | 0
Option 3 SG | ResourceLimit_V7_Wind Medium | VIC | Penalty Cost | 0 | 0 | 1.46e-05 | 4.015e-05 | 0 | 1.098e-05 | 0 | 0 | 0 | 0 | 0 | 0 | 0 | 0 | 0 | 0 | 0 | 0 | 0 | 0 | 0 | 0 | 0 | 7.3e-06
Option 4 SG | Aggregate Penalty | NEM | Penalty Cost | 0 | 2.562e-05 | 10958.303 | 21296.1536 | 21296.1536 | 21296.1536 | 22587.3797 | 22587.3797 | 22816.0581 | 22816.0582 | 22816.0584 | 22993.3496 | 24821.1021 | 25134.6636 | 25134.6638 | 25432.2308 | 25432.2308 | 25432.2308 | 25465.3674 | 25465.3675 | 25795.4395 | 25795.4401 | 25795.4404 | 41463.2798
Option 4 SG | ResourceLimit_N9_Solar | NSW | Penalty Cost | 0 | 1.098e-05 | 3.285e-05 | 0.00066065 | 0.00066065 | 0.00067344 | 0.00063145 | 0.0006351 | 0.00063875 | 0.0006405 | 0.000657 | 0.0006862 | 0.00066795 | 0.00090768 | 0.00085045 | 0.00084315 | 0.0008395 | 0.00084912 | 0.00066795 | 0.0006789 | 0.00068985 | 0.0006954 | 0.00070445 | 0.0007592
Option 4 SG | REZ Landholder_NSW | NSW | Penalty Cost | 0 | 0 | 919.1019 | 919.1019 | 919.1019 | 919.1019 | 2210.328 | 2210.328 | 2439.0064 | 2439.0064 | 2439.0064 | 2616.2975 | 2616.2975 | 2929.8587 | 2929.8587 | 3227.4256 | 3227.4256 | 3227.4256 | 3260.5627 | 3260.5627 | 3590.6346 | 3590.6346 | 3590.6346 | 3626.6671
Option 4 SG | ResourceLimit_N12_Wind Medium | NSW | Penalty Cost | 0 | 0 | 7.3e-06 | 2.555e-05 | 2.19e-05 | 2.928e-05 | 2.555e-05 | 3.65e-05 | 5.475e-05 | 0.00010248 | 0.0001898 | 0.00031025 | 1827.7529 | 1827.7529 | 1827.753 | 1827.753 | 1827.753 | 1827.753 | 1827.7529 | 1827.7529 | 1827.7529 | 1827.7529 | 1827.7529 | 1827.753
Option 4 SG | ResourceLimit_N2_Solar | NSW | Penalty Cost | 0 | 1.098e-05 | 7.3e-06 | 7.3e-06 | 1.46e-05 | 7.32e-06 | 1.46e-05 | 1.46e-05 | 1.46e-05 | 7.32e-06 | 2.19e-05 | 8.76e-05 | 7.3e-06 | 7.32e-06 | 2.555e-05 | 1.095e-05 | 0 | 7.32e-06 | 1.46e-05 | 1.825e-05 | 3.65e-05 | 2.196e-05 | 1.825e-05 | 2.92e-05
Option 4 SG | ResourceLimit_N2_Wind Medium | NSW | Penalty Cost | 0 | 0 | 0 | 0 | 0 | 0 | 3.65e-06 | 3.65e-06 | 3.65e-06 | 3.66e-06 | 3.65e-06 | 7.3e-06 | 0 | 0 | 0 | 0 | 0 | 0 | 0 | 0 | 0 | 0 | 0 | 0
Option 4 SG | ResourceLimit_N5_Solar | NSW | Penalty Cost | 0 | 0 | 0 | 0 | 0 | 0 | 3.65e-06 | 3.65e-06 | 3.65e-06 | 3.66e-06 | 3.65e-06 | 3.65e-06 | 0 | 0 | 0 | 0 | 0 | 0 | 0 | 3.65e-06 | 1.46e-05 | 3.66e-06 | 0 | 0
Option 4 SG | ResourceLimit_N9_Wind Medium | NSW | Penalty Cost | 0 | 0 | 0 | 3.65e-06 | 3.65e-06 | 7.32e-06 | 3.65e-06 | 3.65e-06 | 3.65e-06 | 3.66e-06 | 3.65e-06 | 7.3e-06 | 0 | 0 | 0 | 0 | 0 | 0 | 0 | 0 | 3.65e-06 | 0.00014274 | 0.00025915 | 0.00039055
Option 4 SG | ResourceLimit_N5_Wind Medium | NSW | Penalty Cost | 0 | 0 | 0 | 0 | 0 | 0 | 0 | 0 | 0 | 0 | 0 | 0 | 0 | 0 | 0 | 0 | 0 | 0 | 0 | 0 | 0 | 0 | 0 | 0
Option 4 SG | ResourceLimit_N3_Wind Medium | NSW | Penalty Cost | 0 | 0 | 0 | 0 | 0 | 2.928e-05 | 3.65e-06 | 1.095e-05 | 1.46e-05 | 2.562e-05 | 4.38e-05 | 0 | 0 | 3.66e-06 | 2.555e-05 | 7.3e-06 | 1.46e-05 | 7.32e-06 | 1.825e-05 | 1.095e-05 | 2.19e-05 | 0.00049776 | 0.0005256 | 15631.8069
Option 4 SG | ResourceLimit_Q8c_Wind Medium | QLD | Penalty Cost | 0 | 0 | 3.65e-06 | 3.65e-06 | 7.3e-06 | 7.32e-06 | 7.3e-06 | 7.3e-06 | 7.3e-06 | 1.098e-05 | 7.3e-06 | 7.3e-06 | 3.65e-06 | 0 | 0 | 3.65e-06 | 0 | 0 | 3.65e-06 | 0 | 3.65e-06 | 2.562e-05 | 6.935e-05 | 0.0001314
Option 4 SG | ResourceLimit_Q8a_Solar | QLD | Penalty Cost | 0 | 0 | 0 | 3.65e-06 | 7.3e-06 | 0 | 7.3e-06 | 7.3e-06 | 1.46e-05 | 1.83e-05 | 2.19e-05 | 1.825e-05 | 0 | 3.66e-06 | 0 | 1.095e-05 | 7.3e-06 | 7.32e-06 | 0 | 0 | 0 | 0 | 0 | 3.65e-06
Option 4 SG | REZ Landholder_QLD | QLD | Penalty Cost | 0 | 0 | 0 | 0 | 0 | 0 | 0 | 0 | 0 | 3.66e-06 | 3.65e-06 | 3.65e-06 | 0 | 0 | 0 | 0 | 0 | 0 | 0 | 0 | 0 | 0 | 0 | 3.65e-06
Option 4 SG | ResourceLimit_S6_Wind Medium | SA | Penalty Cost | 0 | 0 | 7.3e-06 | 1.095e-05 | 1.095e-05 | 1.464e-05 | 1.825e-05 | 2.555e-05 | 4.015e-05 | 7.32e-05 | 7.665e-05 | 8.03e-05 | 6.205e-05 | 5.856e-05 | 9.125e-05 | 9.125e-05 | 9.855e-05 | 9.882e-05 | 0.0001825 | 0.00018615 | 0.0002336 | 0.00026352 | 0.00030295 | 0.0005767
Option 4 SG | ResourceLimit_T1_Solar | TAS | Penalty Cost | 0 | 3.66e-06 | 4125.7015 | 4125.7019 | 4125.7019 | 4125.7019 | 4125.7019 | 4125.7019 | 4125.7019 | 4125.7019 | 4125.7019 | 4125.7019 | 4125.7019 | 4125.702 | 4125.7021 | 4125.7022 | 4125.7022 | 4125.7022 | 4125.7019 | 4125.7019 | 4125.7019 | 4125.7019 | 4125.7019 | 4125.7019
Option 4 SG | ResourceLimit_T3_Solar | TAS | Penalty Cost | 0 | 0 | 5913.4996 | 16251.349 | 16251.349 | 16251.349 | 16251.349 | 16251.349 | 16251.349 | 16251.349 | 16251.349 | 16251.349 | 16251.349 | 16251.349 | 16251.349 | 16251.349 | 16251.349 | 16251.349 | 16251.349 | 16251.349 | 16251.349 | 16251.349 | 16251.349 | 16251.349
Option 4 SG | ResourceLimit_T3_Wind Medium | TAS | Penalty Cost | 0 | 0 | 0 | 0 | 0 | 0 | 0 | 0 | 0 | 0 | 0 | 0 | 0 | 0 | 0 | 0 | 0 | 0 | 0 | 0 | 0 | 0 | 0 | 0
Option 4 SG | ResourceLimit_V1_Wind Medium | VIC | Penalty Cost | 0 | 0 | 0 | 3.65e-06 | 7.3e-06 | 1.098e-05 | 1.095e-05 | 3.65e-06 | 1.095e-05 | 7.32e-06 | 7.3e-06 | 3.65e-06 | 0 | 0 | 3.65e-06 | 3.65e-06 | 3.65e-06 | 0 | 1.095e-05 | 7.3e-06 | 3.65e-06 | 3.66e-06 | 7.3e-06 | 1.095e-05
Option 4 SG | ResourceLimit_V5_Wind Medium | VIC | Penalty Cost | 0 | 0 | 0 | 0 | 0 | 3.66e-06 | 3.65e-06 | 3.65e-06 | 3.65e-06 | 3.66e-06 | 3.65e-06 | 0 | 0 | 0 | 0 | 0 | 0 | 0 | 0 | 0 | 0 | 0 | 0 | 0
Option 4 SG | ResourceLimit_V7_Wind Medium | VIC | Penalty Cost | 0 | 0 | 0 | 3.65e-06 | 3.65e-06 | 0 | 3.65e-06 | 3.65e-06 | 7.3e-06 | 1.098e-05 | 3.65e-06 | 3.65e-06 | 3.65e-06 | 0 | 3.65e-06 | 0 | 3.65e-06 | 0 | 3.65e-06 | 1.095e-05 | 0 | 3.66e-06 | 3.65e-06 | 3.65e-06
Option 4 SG | REZ Landholder_VIC | VIC | Penalty Cost | 0 | 0 | 0 | 0 | 0 | 0 | 0 | 0 | 0 | 0 | 0 | 0 | 0 | 0 | 0 | 0 | 0 | 0 | 0 | 0 | 0 | 0 | 0 | 0
Option 5 SG | Aggregate Penalty | NEM | Penalty Cost | 0 | 2.196e-05 | 10958.3032 | 21296.1534 | 21296.1534 | 21296.1535 | 22587.3795 | 22587.3796 | 22828.8431 | 22828.843 | 22828.8431 | 22979.193 | 24806.9456 | 25152.5577 | 25152.5578 | 25461.5405 | 25461.5405 | 25461.5405 | 25472.1173 | 25472.1177 | 25795.3881 | 25795.3904 | 25795.3907 | 41494.0663
Option 5 SG | ResourceLimit_N9_Wind Medium | NSW | Penalty Cost | 0 | 0 | 0 | 0 | 0 | 1.098e-05 | 0 | 0 | 0 | 0 | 3.65e-06 | 0 | 0 | 0 | 0 | 0 | 0 | 0 | 0 | 0 | 1.095e-05 | 0.0001647 | 0.0002263 | 0.0002555
Option 5 SG | REZ Landholder_NSW | NSW | Penalty Cost | 0 | 0 | 919.1019 | 919.1019 | 919.1019 | 919.1019 | 2210.328 | 2210.328 | 2451.7915 | 2451.7915 | 2451.7915 | 2602.1411 | 2602.1411 | 2947.7532 | 2947.7532 | 3256.7359 | 3256.7359 | 3256.7359 | 3267.3127 | 3267.3131 | 3590.5833 | 3590.5833 | 3590.5833 | 3626.6866
Option 5 SG | ResourceLimit_N12_Wind Medium | NSW | Penalty Cost | 0 | 0 | 7.3e-06 | 2.19e-05 | 2.19e-05 | 2.562e-05 | 2.19e-05 | 3.285e-05 | 3.65e-05 | 6.222e-05 | 0.00011315 | 0.00027375 | 1827.753 | 1827.753 | 1827.753 | 1827.753 | 1827.753 | 1827.753 | 1827.753 | 1827.753 | 1827.753 | 1827.753 | 1827.753 | 1827.753
Option 5 SG | ResourceLimit_N2_Solar | NSW | Penalty Cost | 0 | 3.66e-06 | 0 | 2.555e-05 | 0 | 0 | 1.46e-05 | 3.65e-06 | 1.095e-05 | 3.66e-06 | 3.65e-06 | 1.825e-05 | 3.65e-06 | 0 | 3.65e-06 | 3.65e-06 | 7.3e-06 | 3.66e-06 | 3.65e-06 | 1.095e-05 | 1.095e-05 | 2.196e-05 | 2.19e-05 | 2.19e-05
Option 5 SG | ResourceLimit_N2_Wind Medium | NSW | Penalty Cost | 0 | 0 | 0 | 0 | 0 | 0 | 0 | 0 | 0 | 0 | 0 | 7.3e-06 | 0 | 0 | 0 | 0 | 0 | 0 | 0 | 0 | 0 | 0 | 0 | 0
Option 5 SG | ResourceLimit_N5_Solar | NSW | Penalty Cost | 0 | 0 | 0 | 0 | 0 | 0 | 0 | 0 | 0 | 0 | 0 | 0 | 0 | 0 | 0 | 0 | 0 | 3.66e-06 | 0 | 0 | 0 | 3.66e-06 | 0 | 3.65e-06
Option 5 SG | ResourceLimit_N5_Wind Medium | NSW | Penalty Cost | 0 | 0 | 0 | 0 | 0 | 0 | 0 | 0 | 0 | 0 | 0 | 0 | 0 | 0 | 0 | 0 | 0 | 0 | 0 | 0 | 0 | 0 | 0 | 0
Option 5 SG | ResourceLimit_N9_Solar | NSW | Penalty Cost | 0 | 7.32e-06 | 5.84e-05 | 0.00045625 | 0.0004526 | 0.0004575 | 0.00045625 | 0.0004599 | 0.0004672 | 0.00046848 | 0.00047815 | 0.00052925 | 0.00050005 | 0.00050142 | 0.00050005 | 0.0005037 | 0.0005037 | 0.00050874 | 0.00050735 | 0.00051465 | 0.00052195 | 0.00052704 | 0.00053655 | 0.0005621
Option 5 SG | ResourceLimit_N3_Wind Medium | NSW | Penalty Cost | 0 | 0 | 0 | 0 | 0 | 1.098e-05 | 0 | 3.65e-06 | 7.3e-05 | 2.196e-05 | 5.11e-05 | 3.285e-05 | 0 | 0 | 1.095e-05 | 7.3e-06 | 3.65e-06 | 1.098e-05 | 7.3e-06 | 7.3e-06 | 5.11e-05 | 0.0022033 | 0.0023543 | 15662.5743
Option 5 SG | ResourceLimit_Q8c_Wind Medium | QLD | Penalty Cost | 0 | 0 | 1.095e-05 | 3.65e-06 | 0 | 0 | 3.65e-06 | 1.095e-05 | 1.46e-05 | 1.464e-05 | 7.3e-06 | 7.3e-06 | 0 | 0 | 0 | 0 | 0 | 0 | 3.65e-06 | 3.65e-06 | 3.65e-05 | 6.588e-05 | 8.395e-05 | 0.0001168
Option 5 SG | ResourceLimit_Q8a_Solar | QLD | Penalty Cost | 0 | 1.098e-05 | 1.46e-05 | 1.46e-05 | 1.46e-05 | 2.928e-05 | 3.65e-06 | 3.65e-06 | 7.3e-06 | 7.32e-06 | 3.65e-06 | 7.3e-06 | 0 | 0 | 0 | 0 | 0 | 0 | 0 | 0 | 0 | 0 | 0 | 0
Option 5 SG | REZ Landholder_QLD | QLD | Penalty Cost | 0 | 0 | 0 | 0 | 0 | 0 | 0 | 0 | 0 | 0 | 0 | 0 | 0 | 0 | 0 | 0 | 0 | 0 | 0 | 0 | 0 | 0 | 0 | 3.65e-06
Option 5 SG | ResourceLimit_S6_Wind Medium | SA | Penalty Cost | 0 | 0 | 7.3e-06 | 1.095e-05 | 1.095e-05 | 1.83e-05 | 1.46e-05 | 2.19e-05 | 2.92e-05 | 4.026e-05 | 4.745e-05 | 5.84e-05 | 1.46e-05 | 1.464e-05 | 2.19e-05 | 2.555e-05 | 2.555e-05 | 2.562e-05 | 0.0001241 | 0.0001241 | 0.00017155 | 0.00017568 | 0.00018615 | 0.0004015
Option 5 SG | ResourceLimit_T3_Wind Medium | TAS | Penalty Cost | 0 | 0 | 0 | 0 | 0 | 0 | 0 | 0 | 0 | 0 | 0 | 0 | 0 | 0 | 0 | 0 | 0 | 0 | 0 | 0 | 0 | 0 | 0 | 0
Option 5 SG | ResourceLimit_T3_Solar | TAS | Penalty Cost | 0 | 0 | 5913.4994 | 16251.349 | 16251.349 | 16251.349 | 16251.349 | 16251.349 | 16251.349 | 16251.349 | 16251.349 | 16251.349 | 16251.349 | 16251.349 | 16251.349 | 16251.349 | 16251.349 | 16251.349 | 16251.349 | 16251.349 | 16251.349 | 16251.349 | 16251.349 | 16251.349
Option 5 SG | ResourceLimit_T1_Solar | TAS | Penalty Cost | 0 | 0 | 4125.7017 | 4125.7019 | 4125.7019 | 4125.7019 | 4125.7019 | 4125.7019 | 4125.7019 | 4125.7019 | 4125.7019 | 4125.7019 | 4125.7019 | 4125.7019 | 4125.7019 | 4125.7019 | 4125.7019 | 4125.702 | 4125.7019 | 4125.7019 | 4125.702 | 4125.702 | 4125.702 | 4125.702
Option 5 SG | ResourceLimit_V7_Wind Medium | VIC | Penalty Cost | 0 | 0 | 7.3e-06 | 3.65e-06 | 7.3e-06 | 3.66e-06 | 1.095e-05 | 5.84e-05 | 0 | 0 | 0 | 0 | 0 | 0 | 0 | 0 | 0 | 0 | 0 | 0 | 3.65e-06 | 1.098e-05 | 0 | 3.65e-06
Option 5 SG | ResourceLimit_V5_Wind Medium | VIC | Penalty Cost | 0 | 0 | 0 | 0 | 0 | 1.83e-05 | 0 | 0 | 0 | 0 | 0 | 0 | 0 | 0 | 0 | 0 | 0 | 0 | 0 | 0 | 0 | 0 | 0 | 0
Option 5 SG | ResourceLimit_V1_Wind Medium | VIC | Penalty Cost | 0 | 0 | 0 | 7.3e-06 | 7.3e-06 | 1.83e-05 | 7.3e-06 | 1.46e-05 | 4.38e-05 | 7.32e-06 | 3.65e-06 | 3.65e-06 | 0 | 0 | 0 | 0 | 0 | 0 | 7.3e-06 | 7.3e-06 | 3.65e-06 | 3.66e-06 | 7.3e-06 | 3.65e-06
Option 5 SG | REZ Landholder_VIC | VIC | Penalty Cost | 0 | 0 | 0 | 0 | 0 | 0 | 0 | 0 | 0 | 0 | 0 | 0 | 0 | 0 | 0 | 0 | 0 | 0 | 0 | 0 | 0 | 0 | 0 | 0
Option 6 SG | Aggregate Penalty | NEM | Penalty Cost | 0 | 7.686e-05 | 10958.3034 | 21296.1542 | 21296.1542 | 21296.1546 | 22587.3803 | 22587.3811 | 22815.2887 | 22815.2888 | 22815.2891 | 22993.9207 | 24821.6721 | 25152.3689 | 25152.369 | 25448.1613 | 25448.1613 | 25448.1613 | 25476.3748 | 25476.3749 | 25795.3736 | 25795.3749 | 25795.3751 | 41600.966
Option 6 SG | ResourceLimit_N12_Wind Medium | NSW | Penalty Cost | 0 | 0 | 5.11e-05 | 0.0001387 | 0.0001387 | 0.00016836 | 0.00017885 | 0.00017885 | 0.00017885 | 0.00017934 | 0.00017885 | 0.0001898 | 1827.753 | 1827.753 | 1827.753 | 1827.753 | 1827.753 | 1827.753 | 1827.753 | 1827.753 | 1827.753 | 1827.753 | 1827.753 | 1827.753
Option 6 SG | ResourceLimit_N9_Wind Medium | NSW | Penalty Cost | 0 | 0 | 3.65e-06 | 7.3e-06 | 7.3e-06 | 2.196e-05 | 0 | 0 | 0 | 0 | 0 | 0 | 0 | 0 | 0 | 0 | 0 | 0 | 0 | 0 | 3.285e-05 | 0.00021228 | 0.00028105 | 0.0003066
Option 6 SG | ResourceLimit_N2_Solar | NSW | Penalty Cost | 0 | 3.66e-06 | 1.825e-05 | 0.0001095 | 4.38e-05 | 0 | 3.65e-06 | 3.65e-06 | 3.65e-06 | 3.66e-06 | 3.65e-06 | 3.65e-06 | 0 | 3.66e-06 | 3.65e-06 | 7.3e-06 | 0 | 3.66e-06 | 3.65e-06 | 1.095e-05 | 7.3e-06 | 7.32e-06 | 1.095e-05 | 1.46e-05
Option 6 SG | ResourceLimit_N2_Wind Medium | NSW | Penalty Cost | 0 | 0 | 0 | 0 | 0 | 3.66e-06 | 0 | 0 | 0 | 0 | 0 | 0 | 0 | 0 | 0 | 0 | 0 | 0 | 0 | 0 | 0 | 0 | 0 | 0
Option 6 SG | REZ Landholder_NSW | NSW | Penalty Cost | 0 | 0 | 919.1019 | 919.1019 | 919.1019 | 919.1019 | 2210.328 | 2210.328 | 2438.2354 | 2438.2354 | 2438.2354 | 2616.867 | 2616.867 | 2947.5638 | 2947.5637 | 3243.356 | 3243.356 | 3243.356 | 3271.5697 | 3271.5697 | 3590.5683 | 3590.5683 | 3590.5683 | 3626.9175
Option 6 SG | ResourceLimit_N5_Solar | NSW | Penalty Cost | 0 | 0 | 0 | 0 | 0 | 3.66e-06 | 0 | 0 | 0 | 0 | 0 | 0 | 0 | 0 | 0 | 0 | 0 | 0 | 0 | 0 | 0 | 0 | 0 | 0
Option 6 SG | ResourceLimit_N5_Wind Medium | NSW | Penalty Cost | 0 | 0 | 0 | 0 | 0 | 0 | 0 | 0 | 0 | 0 | 0 | 0 | 0 | 0 | 0 | 0 | 0 | 0 | 0 | 0 | 0 | 0 | 0 | 0
Option 6 SG | ResourceLimit_N9_Solar | NSW | Penalty Cost | 0 | 1.83e-05 | 0.00026645 | 0.0012921 | 0.0012921 | 0.0014054 | 0.0013834 | 0.0022046 | 0.0023579 | 0.0024522 | 0.0027704 | 0.0028178 | 0.0013834 | 0.0014018 | 0.0014016 | 0.0014052 | 0.0014052 | 0.0014091 | 0.001387 | 0.0013943 | 0.0014016 | 0.0014018 | 0.0014271 | 0.0014417
Option 6 SG | ResourceLimit_N3_Wind Medium | NSW | Penalty Cost | 0 | 0 | 0 | 3.65e-06 | 0 | 2.928e-05 | 0 | 3.65e-06 | 0 | 3.66e-06 | 7.3e-06 | 7.3e-06 | 7.3e-06 | 0 | 7.3e-06 | 3.65e-06 | 3.65e-06 | 3.66e-06 | 0 | 2.555e-05 | 4.015e-05 | 0.001109 | 0.0011972 | 15769.2426
Option 6 SG | ResourceLimit_Q8c_Wind Medium | QLD | Penalty Cost | 0 | 0 | 2.555e-05 | 2.19e-05 | 2.555e-05 | 6.588e-05 | 0 | 0 | 0 | 3.66e-06 | 0 | 0 | 0 | 3.66e-06 | 0 | 0 | 0 | 0 | 0 | 3.65e-06 | 7.665e-05 | 9.882e-05 | 0.00011315 | 0.0001314
Option 6 SG | ResourceLimit_Q8a_Solar | QLD | Penalty Cost | 0 | 3.66e-06 | 1.825e-05 | 3.65e-05 | 3.285e-05 | 8.052e-05 | 0 | 0 | 0 | 3.66e-06 | 0 | 3.65e-06 | 3.65e-06 | 3.66e-06 | 0 | 0 | 0 | 0 | 0 | 0 | 0 | 0 | 0 | 0
Option 6 SG | REZ Landholder_QLD | QLD | Penalty Cost | 0 | 0 | 0 | 0 | 0 | 0 | 0 | 0 | 0 | 0 | 0 | 0 | 0 | 0 | 0 | 0 | 0 | 0 | 0 | 0 | 0 | 0 | 0 | 0
Option 6 SG | ResourceLimit_S6_Wind Medium | SA | Penalty Cost | 0 | 0 | 5.475e-05 | 5.475e-05 | 5.84e-05 | 0.00010248 | 0.0001022 | 0.0001022 | 0.0001022 | 0.00010248 | 0.00010585 | 0.00010585 | 0.0001022 | 0.00010248 | 0.0001022 | 0.00010585 | 0.00010585 | 0.00010614 | 0.0001314 | 0.0001314 | 0.00014235 | 0.0001464 | 0.00016425 | 0.0002993
Option 6 SG | ResourceLimit_T3_Wind Medium | TAS | Penalty Cost | 0 | 0 | 0 | 0 | 0 | 0 | 0 | 0 | 0 | 0 | 0 | 0 | 0 | 0 | 0 | 0 | 0 | 0 | 0 | 0 | 0 | 0 | 0 | 0
Option 6 SG | ResourceLimit_T3_Solar | TAS | Penalty Cost | 0 | 2.196e-05 | 5913.5008 | 16251.3487 | 16251.3487 | 16251.3487 | 16251.3487 | 16251.3487 | 16251.3487 | 16251.3487 | 16251.3487 | 16251.3487 | 16251.3487 | 16251.3487 | 16251.3487 | 16251.3487 | 16251.3487 | 16251.3487 | 16251.3487 | 16251.3487 | 16251.3487 | 16251.3487 | 16251.3487 | 16251.3487
Option 6 SG | ResourceLimit_T1_Solar | TAS | Penalty Cost | 0 | 2.928e-05 | 4125.7002 | 4125.7019 | 4125.7019 | 4125.7019 | 4125.7019 | 4125.7019 | 4125.7019 | 4125.7019 | 4125.7019 | 4125.7019 | 4125.7019 | 4125.702 | 4125.702 | 4125.702 | 4125.702 | 4125.702 | 4125.7019 | 4125.7019 | 4125.7019 | 4125.7019 | 4125.7019 | 4125.7019
Option 6 SG | ResourceLimit_V7_Wind Medium | VIC | Penalty Cost | 0 | 0 | 5.84e-05 | 4.38e-05 | 4.015e-05 | 1.098e-05 | 0 | 0 | 3.65e-06 | 0 | 0 | 0 | 0 | 0 | 0 | 7.3e-06 | 3.65e-06 | 0 | 0 | 0 | 3.65e-06 | 3.66e-06 | 1.095e-05 | 7.3e-06
Option 6 SG | ResourceLimit_V5_Wind Medium | VIC | Penalty Cost | 0 | 0 | 0 | 3.65e-06 | 3.65e-06 | 0 | 0 | 0 | 0 | 0 | 0 | 0 | 0 | 0 | 0 | 0 | 0 | 0 | 0 | 0 | 0 | 0 | 0 | 0
Option 6 SG | ResourceLimit_V1_Wind Medium | VIC | Penalty Cost | 0 | 0 | 3.65e-06 | 2.19e-05 | 6.57e-05 | 0.00014274 | 3.65e-06 | 3.65e-06 | 0 | 3.66e-06 | 0 | 0 | 0 | 0 | 3.65e-06 | 0 | 0 | 0 | 7.3e-06 | 3.65e-06 | 7.3e-06 | 3.66e-06 | 3.65e-06 | 3.65e-06
Option 6 SG | REZ Landholder_VIC | VIC | Penalty Cost | 0 | 0 | 0 | 0 | 0 | 0 | 0 | 0 | 0 | 0 | 0 | 0 | 0 | 0 | 0 | 0 | 0 | 0 | 0 | 0 | 0 | 0 | 0 | 0
BaseCase AT | Aggregate Penalty | NEM | Penalty Cost | 0 | 419.2312 | 40606.1952 | 49161.3117 | 58377.5291 | 89958.6443 | 108306.4016 | 171383.1827 | 226779.7185 | 326259.9685 | 414643.6598 | 457759.5476 | 587733.3572 | 827269.0007 | 1004061.4751 | 1033894.9423 | 1064242.4809 | 1064757.3795 | 1070813.6409 | 1089271.6237 | 1137019.9548 | 1135796.3115 | 1541069.5426 | 1550647.4862
BaseCase AT | REZ Landholder_NSW | NSW | Penalty Cost | 0 | 0 | 919.1019 | 919.1019 | 919.1019 | 919.1019 | 2323.634 | 2899.1953 | 3099.0908 | 3845.687 | 4536.5444 | 4536.5444 | 4652.104 | 4657.8607 | 5160.2048 | 5379.205 | 5921.1034 | 5950.3697 | 5984.3356 | 6076.4248 | 6307.0844 | 7135.333 | 7520.7784 | 7526.3334
BaseCase AT | ResourceLimit_DN1_Solar | NSW | Penalty Cost | 0 | 3.66e-06 | 0 | 0 | 1.095e-05 | 7.32e-06 | 0 | 0 | 0 | 0 | 0 | 0 | 0 | 0 | 0 | 0 | 0 | 0 | 0 | 0 | 0 | 0 | 2870.0711 | 2870.0711
BaseCase AT | ResourceLimit_DN3_Solar | NSW | Penalty Cost | 0 | 0 | 0 | 0 | 0 | 0 | 0 | 0 | 0 | 0 | 0 | 0 | 0 | 0 | 0 | 0 | 0 | 0 | 0 | 0 | 0 | 0 | 0 | 0
BaseCase AT | ResourceLimit_N12_Wind Medium | NSW | Penalty Cost | 0 | 0 | 10465.0977 | 10465.0978 | 10465.0978 | 10465.0979 | 10465.0979 | 10465.0979 | 10465.0979 | 10465.0979 | 10465.0979 | 10465.098 | 10465.0979 | 10465.0979 | 10465.0979 | 10465.098 | 10465.0979 | 10465.098 | 10465.0979 | 10465.098 | 10465.0979 | 10465.098 | 10465.0979 | 10465.098
BaseCase AT | ResourceLimit_N2_Solar | NSW | Penalty Cost | 0 | 7.32e-06 | 0 | 4.38e-05 | 1.825e-05 | 7.32e-06 | 0 | 0 | 0 | 0 | 0 | 0 | 0 | 0 | 0 | 0 | 0 | 3.66e-06 | 0 | 0 | 0 | 0 | 0 | 0
BaseCase AT | ResourceLimit_N2_Wind Medium | NSW | Penalty Cost | 0 | 0 | 0 | 0 | 7.3e-06 | 7.32e-06 | 0 | 0 | 0 | 0 | 0 | 0 | 0 | 0 | 0 | 0 | 0 | 0 | 0 | 0 | 0 | 0 | 0 | 0
BaseCase AT | ResourceLimit_N3_Solar | NSW | Penalty Cost | 0 | 7.32e-06 | 7.3e-06 | 7.3e-06 | 7.3e-06 | 7.32e-06 | 0 | 0 | 0 | 0 | 0 | 0 | 3.65e-06 | 0 | 7.3e-06 | 4192.925 | 15925.1408 | 15925.1408 | 15925.1408 | 15925.1408 | 15925.1408 | 15925.1408 | 68508.6958 | 68508.6958
BaseCase AT | ResourceLimit_N5_Solar | NSW | Penalty Cost | 0 | 0 | 0 | 0 | 0 | 7.32e-06 | 0 | 0 | 0 | 0 | 0 | 0 | 0 | 0 | 0 | 0 | 0 | 0 | 0 | 3.65e-06 | 0 | 3.66e-06 | 0 | 0
BaseCase AT | ResourceLimit_N3_Wind Medium | NSW | Penalty Cost | 0 | 0 | 0 | 0 | 9216.2153 | 9216.2153 | 9216.2153 | 28107.8498 | 28107.8498 | 28335.3756 | 69024.6766 | 69024.6766 | 69024.6766 | 69024.6766 | 69024.6766 | 69024.6766 | 69024.6766 | 69024.6766 | 69024.6766 | 69024.6766 | 69024.6766 | 69024.6806 | 82224.8225 | 82224.8225
BaseCase AT | ResourceLimit_N9_Wind Medium | NSW | Penalty Cost | 0 | 0 | 3.65e-06 | 0 | 3.65e-06 | 17014.6467 | 17014.6467 | 42882.5608 | 42882.5608 | 59349.6341 | 79876.7113 | 80029.115 | 84276.3757 | 84276.3757 | 84276.3757 | 84276.3757 | 84276.3757 | 84276.3757 | 84276.3757 | 84276.3757 | 84276.3757 | 84276.3757 | 84276.3757 | 84276.3757
BaseCase AT | ResourceLimit_N8_Wind Medium | NSW | Penalty Cost | 0 | 0 | 7.3e-06 | 0 | 3.65e-06 | 3.66e-06 | 0 | 0 | 0 | 0 | 0 | 0 | 0 | 0 | 0 | 0 | 3.65e-06 | 7.32e-06 | 0 | 0 | 0 | 0 | 3.65e-06 | 1.46e-05
BaseCase AT | ResourceLimit_N5_Wind Medium | NSW | Penalty Cost | 0 | 0 | 0 | 0 | 0 | 0 | 0 | 0 | 0 | 0 | 0 | 0 | 0 | 0 | 0 | 0 | 0 | 0 | 0 | 0 | 0 | 0 | 0 | 0
BaseCase AT | ResourceLimit_N9_Solar | NSW | Penalty Cost | 0 | 0 | 25151.9851 | 33707.1014 | 33707.1026 | 48273.5709 | 65216.7963 | 82958.4675 | 138155.1078 | 220194.1628 | 229536.3096 | 230349.0502 | 315226.7758 | 315226.7758 | 437223.2457 | 462076.3201 | 462076.3201 | 462076.3201 | 462076.32 | 462076.32 | 462076.32 | 462076.32 | 462076.3201 | 462076.3201
BaseCase AT | ResourceLimit_Q8c_Wind Medium | QLD | Penalty Cost | 0 | 0 | 1.095e-05 | 2.19e-05 | 3.65e-06 | 7.32e-06 | 0 | 0 | 0 | 0 | 4514.8856 | 46665.6289 | 46665.6289 | 46665.6289 | 46665.6289 | 46665.6289 | 54389.1223 | 54389.1224 | 54389.1224 | 54389.1224 | 54389.1224 | 54389.1224 | 76413.9028 | 76413.9028
BaseCase AT | ResourceLimit_Q8c_Solar | QLD | Penalty Cost | 0 | 0.00013542 | 6.205e-05 | 3.65e-05 | 1.095e-05 | 3.66e-06 | 0 | 0 | 0 | 0 | 0 | 0 | 3.65e-06 | 3.66e-06 | 3.65e-06 | 1.095e-05 | 1.095e-05 | 1.098e-05 | 3.65e-06 | 3.65e-06 | 3.65e-06 | 7.32e-06 | 0.0001752 | 9572.3886
BaseCase AT | REZ Landholder_QLD | QLD | Penalty Cost | 0 | 0 | 0 | 0 | 0 | 0 | 0 | 0 | 0 | 0 | 0 | 0 | 771.3542 | 1065.1513 | 1507.9226 | 2076.39 | 2076.39 | 2562.0222 | 5888.9849 | 8623.2532 | 8640.4168 | 8640.4168 | 13085.7242 | 13085.7242
BaseCase AT | ResourceLimit_Q8a_Solar | QLD | Penalty Cost | 0 | 1.098e-05 | 3.65e-06 | 7.3e-06 | 0 | 1.83e-05 | 0 | 0 | 0 | 3.66e-06 | 2.92e-05 | 9.855e-05 | 0 | 3.66e-06 | 3.65e-06 | 1.46e-05 | 4.38e-05 | 0.0001098 | 9.855e-05 | 0.00015695 | 0 | 0 | 13888.6711 | 13888.6711
BaseCase AT | ResourceLimit_Q8b_Wind Medium | QLD | Penalty Cost | 0 | 0 | 0 | 3.65e-06 | 0 | 0 | 0 | 0 | 0 | 0 | 0 | 0 | 0 | 3.66e-06 | 1.46e-05 | 1.46e-05 | 3.65e-05 | 7.686e-05 | 2.92e-05 | 4.38e-05 | 4.745e-05 | 4.758e-05 | 4.745e-05 | 5.475e-05
BaseCase AT | ResourceLimit_S3_Solar | SA | Penalty Cost | 0 | 3.294e-05 | 4.015e-05 | 7.3e-06 | 7.3e-06 | 3.66e-06 | 0 | 0 | 0 | 0 | 0 | 0 | 0 | 0 | 0 | 0 | 3.65e-06 | 3.66e-06 | 0 | 3.65e-06 | 7.3e-06 | 1.098e-05 | 16722.9494 | 16722.9494
BaseCase AT | ResourceLimit_S5_Solar | SA | Penalty Cost | 0 | 1.464e-05 | 1.46e-05 | 0 | 0 | 0 | 0 | 3.65e-06 | 3.65e-06 | 3.66e-06 | 0 | 1.095e-05 | 3.65e-06 | 3.66e-06 | 7.3e-06 | 1.095e-05 | 10349.9309 | 10349.9309 | 10349.9309 | 10349.9309 | 35228.3381 | 33176.4421 | 169302.2351 | 169302.2351
BaseCase AT | ResourceLimit_S6_Wind Medium | SA | Penalty Cost | 0 | 0 | 0.00088695 | 0.0009563 | 0.0016936 | 0.0017019 | 0.0016936 | 0.0016936 | 0.0017155 | 0.0017202 | 2220.8894 | 2220.8894 | 16015.6567 | 16245.2655 | 16245.2655 | 16245.2655 | 16245.2655 | 16245.2655 | 16443.4952 | 16443.4952 | 16443.4952 | 16443.4952 | 16443.4952 | 16443.4952
BaseCase AT | ResourceLimit_T3_Wind Medium | TAS | Penalty Cost | 0 | 0 | 0 | 0 | 0 | 0 | 0 | 0 | 0 | 0 | 0 | 0 | 0 | 0 | 0 | 0 | 0 | 0 | 0 | 0 | 0 | 0 | 0 | 0
BaseCase AT | ResourceLimit_T1_Solar | TAS | Penalty Cost | 0 | 419.2184 | 419.2184 | 419.2184 | 419.2184 | 419.2184 | 419.2184 | 419.2184 | 419.2184 | 419.2184 | 419.2184 | 419.2184 | 419.2184 | 419.2184 | 419.2184 | 419.2184 | 419.2184 | 419.2184 | 419.2184 | 419.2184 | 419.2184 | 419.2184 | 419.2184 | 419.2184
BaseCase AT | ResourceLimit_T3_Solar | TAS | Penalty Cost | 0 | 1.098e-05 | 3650.7785 | 3650.7784 | 3650.7784 | 3650.7785 | 3650.7785 | 3650.7785 | 3650.7785 | 3650.7785 | 3650.7785 | 3650.7785 | 3650.7785 | 3650.7785 | 3650.7785 | 3650.7785 | 3650.7785 | 3650.7785 | 3650.7785 | 3650.7785 | 3650.7785 | 3650.7785 | 3650.7785 | 3650.7785
BaseCase AT | REZ Landholder_VIC | VIC | Penalty Cost | 0 | 0 | 0 | 0 | 0 | 0 | 0 | 0 | 0 | 0 | 0 | 0 | 0 | 0 | 0 | 0 | 0 | 0 | 0 | 0 | 0 | 0 | 0 | 0
BaseCase AT | ResourceLimit_V4_Wind Medium | VIC | Penalty Cost | 0 | 0 | 0 | 0 | 3.65e-05 | 3.66e-06 | 0 | 0 | 0 | 0 | 3.65e-06 | 0 | 0 | 0 | 0 | 0 | 0 | 0 | 0 | 0 | 3.65e-06 | 3.66e-06 | 3.65e-06 | 3.65e-06
BaseCase AT | ResourceLimit_V1_Wind Medium | VIC | Penalty Cost | 0 | 0 | 0 | 7.3e-06 | 3.65e-06 | 3.66e-06 | 0 | 0 | 0 | 0 | 0 | 0 | 0 | 0 | 0 | 0 | 0 | 0 | 3.65e-06 | 7.3e-06 | 8435.4547 | 8435.4547 | 8435.4547 | 8435.4547
BaseCase AT | ResourceLimit_V2_Wind Medium | VIC | Penalty Cost | 0 | 0 | 0 | 7.3e-06 | 0 | 0 | 0 | 0 | 0 | 0 | 10398.5354 | 10398.5354 | 10398.5354 | 10398.5354 | 10398.5354 | 10398.5354 | 10398.5354 | 10398.5354 | 12895.6387 | 28527.2637 | 28527.2637 | 28527.2637 | 56113.5369 | 56113.5369
BaseCase AT | ResourceLimit_V4_Solar | VIC | Penalty Cost | 0 | 0.012623 | 0.012622 | 0.01268 | 0.012717 | 0.012729 | 0.01272 | 0.01272 | 0.01272 | 0.012506 | 0.01272 | 0.012676 | 0.012939 | 82163.4316 | 83692.827 | 83692.827 | 83692.827 | 83692.827 | 83692.827 | 83692.827 | 83692.827 | 83692.827 | 110642.2379 | 110642.2379
BaseCase AT | ResourceLimit_V5_Wind Medium | VIC | Penalty Cost | 0 | 0 | 1.825e-05 | 0 | 2.555e-05 | 1.098e-05 | 0 | 0 | 0 | 0 | 0 | 0 | 0 | 0 | 0 | 0 | 0 | 0 | 0 | 0 | 7.3e-06 | 7.32e-06 | 15691.1189 | 15691.1189
BaseCase AT | ResourceLimit_V7_Wind Medium | VIC | Penalty Cost | 0 | 0 | 1.46e-05 | 3.65e-06 | 3.65e-05 | 4.026e-05 | 4.38e-05 | 4.38e-05 | 4.38e-05 | 4.392e-05 | 4.38e-05 | 4.38e-05 | 8326.2271 | 8326.2271 | 8326.2271 | 8326.2271 | 8326.2271 | 8326.2271 | 8326.2271 | 8326.2271 | 8326.2271 | 8326.2271 | 8326.2271 | 8326.2271
BaseCase AT | ResourceLimit_V1_Solar | VIC | Penalty Cost | 0 | 0 | 4.745e-05 | 2.92e-05 | 2.19e-05 | 7.32e-06 | 0 | 0 | 0 | 0 | 0 | 0 | 17840.9152 | 174683.9772 | 227005.4709 | 227005.471 | 227005.4711 | 227005.4711 | 227005.4711 | 227005.4711 | 241192.1173 | 241192.1173 | 313991.8307 | 313991.8307
Option 2 AT | Aggregate Penalty | NEM | Penalty Cost | 0 | 341.9795 | 40295.9495 | 48176.0377 | 57177.86 | 88003.902 | 93427.4509 | 162451.5713 | 221059.1608 | 334559.7029 | 416042.3198 | 467747.1872 | 578098.6128 | 843127.2188 | 1019014.0743 | 1035278.1777 | 1080673.762 | 1081192.9806 | 1085699.6879 | 1099656.2319 | 1141724.811 | 1140577.916 | 1528381.4075 | 1545256.5113
Option 2 AT | REZ Landholder_NSW | NSW | Penalty Cost | 0 | 0 | 919.1019 | 919.1019 | 919.1019 | 924.7844 | 2326.891 | 2885.2037 | 3073.5828 | 3858.1191 | 4533.8352 | 4533.8352 | 4693.0395 | 4693.0395 | 4973.8878 | 5286.1575 | 5862.0376 | 5891.2718 | 5929.8328 | 5983.5414 | 6084.654 | 6718.6306 | 7496.9634 | 7496.9634
Option 2 AT | ResourceLimit_DN1_Solar | NSW | Penalty Cost | 0 | 3.66e-06 | 0 | 1.825e-05 | 1.46e-05 | 1.83e-05 | 0 | 0 | 0 | 0 | 0 | 0 | 3.65e-06 | 7.32e-06 | 3.65e-06 | 3.65e-06 | 3.65e-06 | 3.66e-06 | 0 | 0 | 0 | 0 | 3.65e-06 | 0
Option 2 AT | ResourceLimit_N12_Wind Medium | NSW | Penalty Cost | 0 | 0 | 10465.0979 | 10465.0979 | 10465.0979 | 10465.098 | 10465.098 | 10465.098 | 10465.098 | 10465.098 | 10465.098 | 10465.098 | 10465.098 | 10465.098 | 10465.098 | 10465.098 | 10465.098 | 10465.098 | 10465.098 | 10465.098 | 10465.098 | 10465.098 | 10465.098 | 10465.098
Option 2 AT | ResourceLimit_N2_Solar | NSW | Penalty Cost | 0 | 3.66e-06 | 1.46e-05 | 1.095e-05 | 7.3e-06 | 1.098e-05 | 0 | 0 | 3.65e-06 | 3.66e-06 | 0 | 0 | 3.65e-06 | 3.66e-06 | 3.65e-06 | 3.65e-06 | 3.65e-06 | 7.32e-06 | 0 | 0 | 0 | 0 | 3.65e-06 | 0
Option 2 AT | ResourceLimit_N2_Wind Medium | NSW | Penalty Cost | 0 | 0 | 0 | 0 | 3.65e-06 | 3.66e-06 | 0 | 0 | 0 | 0 | 0 | 3.65e-06 | 0 | 3.66e-06 | 3.65e-06 | 3.65e-06 | 0 | 0 | 0 | 0 | 0 | 0 | 0 | 0
Option 2 AT | ResourceLimit_DN3_Solar | NSW | Penalty Cost | 0 | 0 | 0 | 0 | 0 | 0 | 0 | 0 | 0 | 0 | 0 | 0 | 0 | 0 | 0 | 0 | 0 | 0 | 0 | 0 | 0 | 0 | 0 | 0
Option 2 AT | ResourceLimit_N3_Wind Medium | NSW | Penalty Cost | 0 | 0 | 3.65e-06 | 3.65e-06 | 9001.8213 | 11808.9738 | 11808.9738 | 29963.6206 | 29963.6206 | 29963.6206 | 59459.4267 | 59459.4267 | 59459.4267 | 59459.4267 | 59459.4267 | 59459.4267 | 59459.4267 | 59459.4267 | 59459.4267 | 59459.4267 | 59459.4267 | 59459.4283 | 75401.4976 | 75401.4976
Option 2 AT | ResourceLimit_N5_Solar | NSW | Penalty Cost | 0 | 0 | 0 | 0 | 0 | 7.32e-06 | 0 | 0 | 0 | 0 | 0 | 0 | 0 | 0 | 0 | 0 | 0 | 3.66e-06 | 0 | 0 | 0 | 0 | 0 | 0
Option 2 AT | ResourceLimit_N5_Wind Medium | NSW | Penalty Cost | 0 | 0 | 0 | 0 | 0 | 0 | 0 | 0 | 0 | 0 | 0 | 0 | 0 | 0 | 3.65e-06 | 3.65e-06 | 3.65e-06 | 3.66e-06 | 0 | 0 | 0 | 0 | 0 | 0
Option 2 AT | ResourceLimit_N8_Wind Medium | NSW | Penalty Cost | 0 | 0 | 0 | 0 | 3.65e-06 | 3.66e-06 | 0 | 0 | 0 | 0 | 0 | 0 | 0 | 3.66e-06 | 3.65e-06 | 1.095e-05 | 1.46e-05 | 2.196e-05 | 0 | 0 | 0 | 0 | 0 | 3.65e-06
Option 2 AT | ResourceLimit_N9_Solar | NSW | Penalty Cost | 0 | 3.66e-06 | 24918.9927 | 32799.0808 | 32799.0814 | 46778.5865 | 50800.0291 | 78087.863 | 136507.0732 | 217534.1247 | 222817.9628 | 230888.3413 | 296076.0923 | 329471.5783 | 455723.1138 | 462076.32 | 462076.32 | 462076.32 | 462076.32 | 462076.32 | 462076.32 | 462076.32 | 462076.32 | 462076.32
Option 2 AT | ResourceLimit_N9_Wind Medium | NSW | Penalty Cost | 0 | 0 | 3.65e-06 | 0 | 0 | 14033.7016 | 14033.7016 | 37057.0286 | 37057.0286 | 68745.9837 | 92864.1123 | 92864.1124 | 92864.1124 | 92864.1124 | 92864.1124 | 92864.1124 | 92864.1124 | 92864.1124 | 92864.1124 | 92864.1124 | 92864.1124 | 92864.1124 | 92864.1124 | 92864.1124
Option 2 AT | ResourceLimit_N3_Solar | NSW | Penalty Cost | 0 | 7.32e-06 | 3.65e-06 | 3.65e-06 | 7.3e-06 | 7.32e-06 | 0 | 3.65e-06 | 0 | 0 | 0 | 0 | 7.3e-06 | 7.32e-06 | 3.285e-05 | 8402.2101 | 29470.0433 | 29470.0433 | 29470.0432 | 29470.0433 | 29470.0433 | 29470.0433 | 92282.0012 | 92282.0013
Option 2 AT | ResourceLimit_Q8c_Wind Medium | QLD | Penalty Cost | 0 | 0 | 3.65e-06 | 7.3e-06 | 7.3e-06 | 7.32e-06 | 0 | 0 | 3.65e-06 | 7.32e-06 | 8533.2122 | 52167.701 | 52167.7009 | 52167.701 | 52167.701 | 52167.701 | 64944.0285 | 64944.0286 | 64944.0286 | 64944.0286 | 64944.0286 | 64944.0286 | 75134.32 | 75134.32
Option 2 AT | ResourceLimit_Q8c_Solar | QLD | Penalty Cost | 0 | 1.83e-05 | 2.92e-05 | 1.825e-05 | 1.825e-05 | 0 | 0 | 3.65e-06 | 3.65e-06 | 0 | 0 | 0 | 7.3e-06 | 7.32e-06 | 2.19e-05 | 3.285e-05 | 3.285e-05 | 3.294e-05 | 0 | 0 | 0 | 3.66e-06 | 3.285e-05 | 16875.1038
Option 2 AT | ResourceLimit_Q8b_Wind Medium | QLD | Penalty Cost | 0 | 0 | 0 | 3.65e-06 | 3.65e-06 | 0 | 0 | 0 | 0 | 0 | 0 | 1.825e-05 | 3.65e-06 | 1.098e-05 | 3.65e-05 | 4.015e-05 | 9.125e-05 | 0.00019398 | 0.00015695 | 0.00015695 | 0.0001606 | 0.00016104 | 0.0001606 | 0.00016425
Option 2 AT | REZ Landholder_QLD | QLD | Penalty Cost | 0 | 0 | 0 | 0 | 0 | 0 | 0 | 0 | 0 | 0 | 0 | 0 | 771.3296 | 1051.2903 | 1493.6268 | 1937.3405 | 1937.3405 | 2427.3244 | 5962.0558 | 7795.3673 | 7795.3673 | 7795.3673 | 12965.563 | 12965.563
Option 2 AT | ResourceLimit_Q8a_Solar | QLD | Penalty Cost | 0 | 7.32e-06 | 1.095e-05 | 7.3e-06 | 3.65e-06 | 3.66e-06 | 0 | 0 | 0 | 0 | 3.65e-06 | 2.92e-05 | 3.65e-06 | 3.66e-06 | 7.3e-06 | 3.285e-05 | 0.0001168 | 0.00031842 | 0.00022265 | 0.00023725 | 0 | 1.464e-05 | 13888.6711 | 13888.6711
Option 2 AT | ResourceLimit_S3_Solar | SA | Penalty Cost | 0 | 1.83e-05 | 7.3e-06 | 7.3e-06 | 3.65e-06 | 3.66e-06 | 0 | 0 | 0 | 0 | 0 | 0 | 0 | 3.66e-06 | 0 | 0 | 3.65e-06 | 7.32e-06 | 0 | 0 | 0 | 0 | 15617.747 | 15617.747
Option 2 AT | ResourceLimit_S5_Solar | SA | Penalty Cost | 0 | 2.562e-05 | 0 | 1.095e-05 | 3.65e-06 | 5.124e-05 | 7.3e-06 | 7.3e-06 | 3.65e-06 | 7.32e-06 | 7.3e-06 | 3.65e-06 | 7.3e-06 | 7.32e-06 | 7.3e-06 | 2.19e-05 | 10975.5433 | 10975.5433 | 10975.5433 | 10975.5433 | 30941.5236 | 28889.6276 | 157816.1602 | 157816.1602
Option 2 AT | ResourceLimit_S6_Wind Medium | SA | Penalty Cost | 0 | 0 | 0.0003869 | 0.0004526 | 0.000803 | 0.0008418 | 0.00084315 | 0.00084315 | 0.00095995 | 0.00095526 | 2957.4775 | 2957.4775 | 16245.2724 | 16245.2724 | 16245.2724 | 16245.2724 | 16245.2724 | 16245.2724 | 16443.4952 | 16443.4952 | 16443.4952 | 16443.4952 | 16443.4952 | 16443.4952
Option 2 AT | ResourceLimit_T1_Solar | TAS | Penalty Cost | 0 | 341.9743 | 341.9743 | 341.9744 | 341.9744 | 341.9744 | 341.9743 | 341.9743 | 341.9743 | 341.9743 | 341.9743 | 341.9743 | 341.9743 | 341.9743 | 341.9743 | 341.9743 | 341.9743 | 341.9743 | 341.9743 | 341.9743 | 341.9743 | 341.9743 | 341.9743 | 341.9743
Option 2 AT | ResourceLimit_T3_Solar | TAS | Penalty Cost | 0 | 0 | 3650.777 | 3650.7771 | 3650.7771 | 3650.7771 | 3650.7771 | 3650.7771 | 3650.7771 | 3650.7771 | 3650.7771 | 3650.7771 | 3650.7771 | 3650.7771 | 3650.7771 | 3650.7771 | 3650.7771 | 3650.7771 | 3650.7771 | 3650.7771 | 3650.7771 | 3650.7771 | 3650.7771 | 3650.7771
Option 2 AT | ResourceLimit_T3_Wind Medium | TAS | Penalty Cost | 0 | 0 | 0 | 0 | 0 | 0 | 0 | 0 | 0 | 0 | 0 | 0 | 0 | 0 | 0 | 0 | 0 | 0 | 0 | 0 | 0 | 0 | 0 | 0
Option 2 AT | REZ Landholder_VIC | VIC | Penalty Cost | 0 | 0 | 0 | 0 | 0 | 0 | 0 | 0 | 0 | 0 | 0 | 0 | 0 | 0 | 0 | 0 | 0 | 0 | 0 | 0 | 0 | 0 | 0 | 0
Option 2 AT | ResourceLimit_V2_Wind Medium | VIC | Penalty Cost | 0 | 0 | 1.825e-05 | 3.65e-06 | 1.825e-05 | 1.098e-05 | 0 | 0 | 0 | 0 | 10418.4385 | 10418.4385 | 10418.4385 | 10418.4385 | 10418.4385 | 10418.4385 | 10418.4385 | 10418.4385 | 11153.6309 | 23223.1547 | 23223.1547 | 23223.1547 | 49609.9574 | 49609.9574
Option 2 AT | ResourceLimit_V4_Solar | VIC | Penalty Cost | 0 | 0.0050728 | 0.0050771 | 0.0050954 | 0.0051282 | 0.0051277 | 0.00511 | 0.00511 | 0.0051137 | 0.0043957 | 0.0051137 | 0.0050516 | 0.0058254 | 82247.536 | 82247.536 | 82247.536 | 82247.536 | 82247.536 | 82247.536 | 82247.536 | 82247.536 | 82247.536 | 106398.9025 | 106398.9025
Option 2 AT | ResourceLimit_V4_Wind Medium | VIC | Penalty Cost | 0 | 0 | 1.095e-05 | 1.825e-05 | 7.3e-06 | 7.32e-06 | 3.65e-06 | 0 | 0 | 0 | 0 | 3.65e-06 | 7.3e-06 | 3.66e-06 | 3.65e-06 | 3.65e-06 | 3.65e-06 | 3.66e-06 | 0 | 0 | 0 | 0 | 0 | 0
Option 2 AT | ResourceLimit_V5_Wind Medium | VIC | Penalty Cost | 0 | 0 | 7.3e-06 | 2.19e-05 | 2.19e-05 | 1.83e-05 | 3.65e-06 | 3.65e-06 | 3.65e-06 | 0 | 0 | 0 | 0 | 3.66e-06 | 3.65e-06 | 3.65e-06 | 3.65e-06 | 3.66e-06 | 0 | 0 | 0 | 271.0227 | 16169.7481 | 16169.7481
Option 2 AT | ResourceLimit_V7_Wind Medium | VIC | Penalty Cost | 0 | 0 | 0 | 0 | 2.555e-05 | 2.562e-05 | 3.65e-05 | 3.65e-05 | 3.65e-05 | 3.66e-05 | 3.65e-05 | 3.65e-05 | 9797.9155 | 9797.9155 | 9797.9155 | 9797.9155 | 9797.9155 | 9797.9155 | 9797.9155 | 9797.9155 | 9797.9155 | 9797.9155 | 9797.9155 | 9797.9155
Option 2 AT | ResourceLimit_V1_Solar | VIC | Penalty Cost | 0 | 4.026e-05 | 2.555e-05 | 1.825e-05 | 4.015e-05 | 1.098e-05 | 3.65e-06 | 0 | 0 | 0 | 0 | 3.65e-06 | 21147.4297 | 170253.0587 | 219165.1938 | 219917.8976 | 219917.8976 | 219917.8976 | 219917.8976 | 219917.8976 | 234263.0872 | 234263.0872 | 302303.8862 | 302303.8862
Option 2 AT | ResourceLimit_V1_Wind Medium | VIC | Penalty Cost | 0 | 0 | 3.65e-06 | 3.65e-06 | 3.65e-06 | 1.098e-05 | 0 | 0 | 0 | 0 | 0 | 0 | 3.65e-06 | 3.66e-06 | 3.65e-06 | 3.65e-06 | 3.65e-06 | 3.66e-06 | 0 | 3.65e-06 | 7656.297 | 7656.297 | 7656.297 | 7656.297
Option 2D AT | Aggregate Penalty | NEM | Penalty Cost | 0 | 47.4434 | 39020.4921 | 44609.2296 | 51191.8536 | 73841.3122 | 75243.22 | 138951.7591 | 190489.3081 | 294464.8814 | 380297.9718 | 422466.1921 | 539786.2689 | 789220.8791 | 979192.6442 | 1021264.729 | 1033068.0678 | 1033554.3687 | 1040151.2513 | 1056394.6517 | 1106844.9792 | 1105581.5157 | 1498538.2025 | 1503236.0353
Option 2D AT | REZ Landholder_NSW | NSW | Penalty Cost | 0 | 0 | 919.1019 | 919.1019 | 919.1019 | 940.4255 | 2342.3347 | 3014.4631 | 3202.6484 | 3963.1993 | 4525.7569 | 4525.7569 | 4625.8599 | 4625.8599 | 5063.6639 | 5284.5844 | 5911.069 | 5940.2049 | 5966.1033 | 6008.3592 | 6202.311 | 6990.7037 | 7435.8859 | 7435.8859
Option 2D AT | ResourceLimit_DN1_Solar | NSW | Penalty Cost | 0 | 1.83e-05 | 0.0001825 | 0.00028835 | 2.555e-05 | 0.00033672 | 3.65e-06 | 3.65e-06 | 3.65e-06 | 3.66e-06 | 3.65e-06 | 0 | 0 | 3.66e-06 | 0 | 0 | 0 | 0 | 0 | 0 | 3.65e-06 | 0 | 1826.7224 | 1826.7224
Option 2D AT | ResourceLimit_DN3_Solar | NSW | Penalty Cost | 0 | 0 | 0 | 0 | 0 | 0 | 0 | 0 | 0 | 0 | 0 | 0 | 0 | 0 | 0 | 0 | 0 | 0 | 0 | 0 | 0 | 0 | 0 | 0
Option 2D AT | ResourceLimit_N12_Wind Medium | NSW | Penalty Cost | 0 | 0 | 10465.0931 | 10465.095 | 10465.095 | 10465.0973 | 10465.0974 | 10465.0974 | 10465.0974 | 10465.0974 | 10465.0977 | 10465.098 | 10465.0974 | 10465.0974 | 10465.0974 | 10465.0974 | 10465.0974 | 10465.098 | 10465.0974 | 10465.098 | 10465.0974 | 10465.098 | 10465.0974 | 10465.098
Option 2D AT | ResourceLimit_N2_Solar | NSW | Penalty Cost | 0 | 1.098e-05 | 0.00020805 | 0.0004234 | 0.00026645 | 7.32e-06 | 0 | 0 | 0 | 0 | 0 | 3.65e-06 | 0 | 0 | 0 | 0 | 0 | 3.66e-06 | 0 | 0 | 0 | 0 | 3.65e-06 | 0
Option 2D AT | ResourceLimit_N2_Wind Medium | NSW | Penalty Cost | 0 | 0 | 0 | 0 | 1.095e-05 | 1.83e-05 | 0 | 0 | 0 | 0 | 0 | 0 | 0 | 0 | 0 | 0 | 0 | 0 | 0 | 0 | 0 | 0 | 0 | 3.65e-06
Option 2D AT | ResourceLimit_N3_Wind Medium | NSW | Penalty Cost | 0 | 0 | 1.095e-05 | 7.3e-06 | 6582.613 | 17116.5374 | 17116.5375 | 42746.9699 | 42746.9699 | 42746.9699 | 67088.6277 | 67088.6276 | 67088.6277 | 67088.6277 | 67088.6277 | 67088.6277 | 67088.6277 | 67088.6277 | 67088.6277 | 67088.6277 | 67088.6277 | 67088.6668 | 69100.4189 | 69100.4189
Option 2D AT | ResourceLimit_N5_Solar | NSW | Penalty Cost | 0 | 0 | 0 | 0 | 0 | 2.562e-05 | 0 | 0 | 0 | 0 | 0 | 0 | 0 | 0 | 0 | 0 | 0 | 0 | 0 | 0 | 0 | 0 | 0 | 0
Option 2D AT | ResourceLimit_N5_Wind Medium | NSW | Penalty Cost | 0 | 0 | 0 | 0 | 0 | 0 | 0 | 0 | 0 | 0 | 0 | 0 | 0 | 0 | 0 | 0 | 0 | 0 | 0 | 0 | 0 | 0 | 0 | 0
Option 2D AT | ResourceLimit_N8_Wind Medium | NSW | Penalty Cost | 0 | 0 | 4.015e-05 | 9.49e-05 | 5.84e-05 | 7.32e-05 | 0 | 0 | 0 | 0 | 0 | 3.65e-06 | 0 | 0 | 3.65e-06 | 3.65e-06 | 7.3e-06 | 1.098e-05 | 0 | 0 | 0 | 0 | 3.65e-06 | 1.46e-05
Option 2D AT | ResourceLimit_N9_Solar | NSW | Penalty Cost | 0 | 1.098e-05 | 23938.0477 | 29526.7814 | 29526.7854 | 37883.6026 | 37883.6028 | 57914.8194 | 109264.183 | 196684.8488 | 207405.6389 | 207405.639 | 275234.5314 | 289632.0948 | 423016.5553 | 462076.321 | 462076.321 | 462076.321 | 462076.321 | 462076.321 | 462076.321 | 462076.321 | 462076.321 | 462076.321
Option 2D AT | ResourceLimit_N9_Wind Medium | NSW | Penalty Cost | 0 | 0 | 2.92e-05 | 1.095e-05 | 1.095e-05 | 3737.3895 | 3737.3895 | 21112.1513 | 21112.1513 | 36906.5078 | 66307.3366 | 66307.3366 | 66307.3367 | 66307.3367 | 66307.3367 | 66307.3367 | 66307.3367 | 66307.3367 | 66307.3367 | 66307.3367 | 66307.3367 | 66307.3367 | 66307.3367 | 66307.3367
Option 2D AT | ResourceLimit_N3_Solar | NSW | Penalty Cost | 0 | 3.66e-05 | 2.19e-05 | 2.19e-05 | 2.92e-05 | 2.928e-05 | 0 | 3.65e-06 | 3.65e-06 | 3.66e-06 | 0 | 0 | 3.65e-06 | 3.66e-06 | 3.65e-06 | 7.3e-06 | 8.03e-05 | 1.098e-05 | 5.11e-05 | 8.395e-05 | 6.57e-05 | 6.222e-05 | 47392.6477 | 47392.6478
Option 2D AT | ResourceLimit_Q8c_Wind Medium | QLD | Penalty Cost | 0 | 0 | 1.095e-05 | 4.745e-05 | 0.00032485 | 0.00042456 | 3.65e-06 | 3.65e-06 | 3.65e-06 | 3.66e-06 | 4756.3545 | 46924.5743 | 46924.5743 | 46924.5743 | 46924.5743 | 46924.5743 | 49061.6571 | 49061.6571 | 49061.6571 | 49061.6571 | 49061.6571 | 49061.6572 | 74182.8791 | 74182.8791
Option 2D AT | ResourceLimit_Q8c_Solar | QLD | Penalty Cost | 0 | 0.002218 | 0.0007592 | 0.00095995 | 0.00031025 | 0.00028182 | 3.65e-06 | 3.65e-06 | 3.65e-06 | 3.66e-06 | 3.65e-06 | 3.65e-06 | 3.65e-06 | 3.66e-06 | 7.3e-06 | 1.095e-05 | 1.46e-05 | 1.464e-05 | 0 | 3.65e-06 | 3.65e-06 | 1.464e-05 | 0.000292 | 4697.8324
Option 2D AT | ResourceLimit_Q8b_Wind Medium | QLD | Penalty Cost | 0 | 0 | 3.285e-05 | 9.49e-05 | 4.745e-05 | 1.098e-05 | 0 | 0 | 0 | 0 | 0 | 0 | 0 | 3.66e-06 | 3.65e-06 | 3.65e-06 | 1.46e-05 | 2.928e-05 | 0 | 0 | 3.65e-06 | 1.098e-05 | 1.095e-05 | 2.19e-05
Option 2D AT | REZ Landholder_QLD | QLD | Penalty Cost | 0 | 0 | 0 | 0 | 0 | 0 | 0 | 0 | 0 | 0 | 0 | 0 | 744.3041 | 1033.9561 | 1445.4794 | 1986.8776 | 1986.8776 | 2444.042 | 5251.8988 | 8735.8114 | 8735.8114 | 8735.8114 | 12928.0264 | 12928.0264
Option 2D AT | ResourceLimit_Q8a_Solar | QLD | Penalty Cost | 0 | 0.00016104 | 0.00011315 | 0.00011315 | 0.000146 | 1.098e-05 | 0 | 0 | 0 | 0 | 1.825e-05 | 5.84e-05 | 1.46e-05 | 1.83e-05 | 1.825e-05 | 2.555e-05 | 4.38e-05 | 9.516e-05 | 6.935e-05 | 0.0001095 | 0 | 0 | 13888.6711 | 13888.6711
Option 2D AT | ResourceLimit_S3_Solar | SA | Penalty Cost | 0 | 0.000183 | 0.00017885 | 8.76e-05 | 7.3e-06 | 7.32e-05 | 0 | 0 | 0 | 0 | 0 | 0 | 0 | 0 | 0 | 0 | 3.65e-06 | 3.66e-06 | 0 | 0 | 3.65e-06 | 3.66e-06 | 16779.9065 | 16779.9065
Option 2D AT | ResourceLimit_S5_Solar | SA | Penalty Cost | 0 | 0.0001281 | 0.00017885 | 8.76e-05 | 7.3e-06 | 1.83e-05 | 3.65e-06 | 7.3e-06 | 0 | 7.32e-06 | 3.65e-06 | 3.65e-06 | 7.3e-06 | 3.66e-06 | 0 | 0 | 9039.7712 | 9039.7712 | 9039.7712 | 9039.7712 | 35137.7731 | 33085.8771 | 180403.5341 | 180403.5341
Option 2D AT | ResourceLimit_S6_Wind Medium | SA | Penalty Cost | 0 | 0 | 0.0081139 | 0.0085739 | 0.016341 | 0.016675 | 0.016713 | 0.016717 | 0.016713 | 0.016715 | 86.3769 | 86.3769 | 16245.2629 | 16245.2629 | 16245.2629 | 16245.2629 | 16245.2629 | 16245.2629 | 16443.4952 | 16443.4952 | 16443.4952 | 16443.4952 | 16443.4952 | 16443.4952
Option 2D AT | ResourceLimit_T1_Solar | TAS | Penalty Cost | 0 | 47.3219 | 47.322 | 47.322 | 47.322 | 47.322 | 47.322 | 47.322 | 47.322 | 47.322 | 47.322 | 47.322 | 47.322 | 47.322 | 47.322 | 47.322 | 47.322 | 47.322 | 47.322 | 47.322 | 47.322 | 47.322 | 47.322 | 47.322
Option 2D AT | ResourceLimit_T3_Wind Medium | TAS | Penalty Cost | 0 | 0 | 0 | 0 | 0 | 0 | 0 | 0 | 0 | 0 | 0 | 0 | 0 | 0 | 0 | 0 | 0 | 0 | 0 | 0 | 0 | 0 | 0 | 0
Option 2D AT | ResourceLimit_T3_Solar | TAS | Penalty Cost | 0 | 0.00020496 | 3650.798 | 3650.798 | 3650.798 | 3650.7985 | 3650.7987 | 3650.7987 | 3650.7987 | 3650.7987 | 3650.7987 | 3650.7987 | 3650.7987 | 3650.7987 | 3650.7987 | 3650.7987 | 3650.7987 | 3650.7987 | 3650.7987 | 3650.7987 | 3650.7987 | 3650.7987 | 3650.7987 | 3650.7987
Option 2D AT | ResourceLimit_V7_Wind Medium | VIC | Penalty Cost | 0 | 0 | 0.00036135 | 0.0002117 | 0.0007811 | 0.00076128 | 0.00088695 | 0.00088695 | 0.00088695 | 0.00088938 | 0.0008906 | 0.0008906 | 11214.3551 | 11214.3551 | 11214.3551 | 11214.3551 | 11214.3551 | 11214.3551 | 11214.3551 | 11214.3551 | 11214.3551 | 11214.3551 | 11214.3551 | 11214.3551
Option 2D AT | ResourceLimit_V1_Solar | VIC | Penalty Cost | 0 | 0.00010248 | 0.0003139 | 0.00047085 | 0 | 0.0004392 | 3.65e-06 | 3.65e-06 | 3.65e-06 | 3.66e-06 | 0 | 3.65e-06 | 21273.5375 | 174010.8142 | 229748.7914 | 231998.7918 | 231998.7918 | 231998.7918 | 231998.7918 | 231998.7921 | 245941.2244 | 245941.2244 | 299890.9212 | 299890.9213
Option 2D AT | ResourceLimit_V1_Wind Medium | VIC | Penalty Cost | 0 | 0 | 0.0001095 | 9.855e-05 | 1.46e-05 | 0.00015372 | 3.65e-06 | 0 | 0 | 0 | 0 | 0 | 0 | 0 | 0 | 0 | 0 | 3.66e-06 | 0 | 3.65e-06 | 10215.942 | 10215.942 | 10215.942 | 10215.942
Option 2D AT | ResourceLimit_V2_Wind Medium | VIC | Penalty Cost | 0 | 0 | 2.92e-05 | 0.00018615 | 1.46e-05 | 2.196e-05 | 3.65e-06 | 3.65e-06 | 3.65e-06 | 3.66e-06 | 15964.5414 | 15964.5414 | 15964.5414 | 15964.5414 | 15964.5414 | 15964.5414 | 15964.5414 | 15964.5414 | 19529.4372 | 32246.6682 | 32246.6682 | 32246.6682 | 66409.7436 | 66409.7436
Option 2D AT | ResourceLimit_V4_Solar | VIC | Penalty Cost | 0 | 0.11847 | 0.1185 | 0.119 | 0.11969 | 0.11972 | 0.11977 | 0.11977 | 0.11977 | 0.11977 | 0.11977 | 0.11977 | 0.11977 | 82010.2379 | 82010.238 | 82010.238 | 82010.238 | 82010.238 | 82010.238 | 82010.238 | 82010.238 | 82010.238 | 110660.799 | 110660.799
Option 2D AT | ResourceLimit_V4_Wind Medium | VIC | Penalty Cost | 0 | 0 | 1.095e-05 | 0.000146 | 8.03e-05 | 2.928e-05 | 3.65e-06 | 3.65e-06 | 3.65e-06 | 3.66e-06 | 3.65e-06 | 3.65e-06 | 0 | 3.66e-06 | 0 | 0 | 0 | 0 | 0 | 0 | 0 | 0 | 3.65e-06 | 3.65e-06
Option 2D AT | ResourceLimit_V5_Wind Medium | VIC | Penalty Cost | 0 | 0 | 0.0002847 | 0.00048545 | 0.00023725 | 0.0002562 | 3.65e-06 | 3.65e-06 | 3.65e-06 | 3.66e-06 | 3.65e-06 | 3.65e-06 | 0 | 0 | 0 | 0 | 0 | 0 | 0 | 0 | 1.095e-05 | 2.928e-05 | 17217.3781 | 17217.3781
Option 2D AT | REZ Landholder_VIC | VIC | Penalty Cost | 0 | 0 | 0 | 0 | 0 | 0 | 0 | 0 | 0 | 0 | 0 | 0 | 0 | 0 | 0 | 0 | 0 | 0 | 0 | 0 | 0 | 0 | 0 | 0
Option 3 AT | Aggregate Penalty | NEM | Penalty Cost | 0 | 419.4147 | 40608.4062 | 49161.4488 | 58377.6124 | 89958.7398 | 91392.9065 | 112004.2885 | 130908.194 | 211368.1816 | 319658.8007 | 340267.2532 | 486076.3918 | 776745.5721 | 926704.5729 | 935669.6898 | 962839.1952 | 963273.8492 | 967427.6468 | 1008824.5503 | 1046634.4183 | 1065405.6269 | 1516906.6285 | 1523325.8159
Option 3 AT | REZ Landholder_NSW | NSW | Penalty Cost | 0 | 0 | 919.1019 | 919.1019 | 919.1019 | 919.1019 | 2353.2689 | 2871.4051 | 3059.9031 | 3956.9654 | 4544.7823 | 4544.7823 | 4760.7346 | 4785.5964 | 4907.1122 | 4919.7873 | 5367.4013 | 5367.4013 | 5367.4013 | 5395.9292 | 5397.0264 | 5994.5351 | 6430.9047 | 6430.9047
Option 3 AT | ResourceLimit_DN1_Solar | NSW | Penalty Cost | 0 | 3.66e-06 | 3.65e-06 | 2.19e-05 | 1.46e-05 | 1.83e-05 | 0 | 0 | 0 | 0 | 0 | 0 | 3.65e-06 | 1.098e-05 | 7.3e-06 | 3.65e-06 | 3.65e-06 | 0 | 0 | 0 | 0 | 0 | 0 | 0
Option 3 AT | ResourceLimit_DN3_Solar | NSW | Penalty Cost | 0 | 0 | 0 | 0 | 0 | 0 | 0 | 0 | 0 | 0 | 0 | 0 | 0 | 0 | 0 | 0 | 0 | 0 | 0 | 0 | 0 | 0 | 0 | 0
Option 3 AT | ResourceLimit_N12_Wind Medium | NSW | Penalty Cost | 0 | 0 | 10465.0978 | 10465.0979 | 10465.0979 | 10465.098 | 10465.098 | 10465.098 | 10465.098 | 10465.098 | 10465.098 | 10465.098 | 10465.098 | 10465.098 | 10465.098 | 10465.098 | 10465.098 | 10465.098 | 10465.098 | 10465.098 | 10465.098 | 10465.098 | 10465.098 | 10465.098
Option 3 AT | ResourceLimit_N2_Solar | NSW | Penalty Cost | 0 | 7.32e-06 | 7.3e-06 | 1.825e-05 | 2.19e-05 | 3.66e-05 | 3.65e-06 | 3.65e-06 | 0 | 0 | 3.65e-06 | 3.65e-06 | 3.65e-06 | 0 | 3.65e-06 | 7.3e-06 | 7.3e-06 | 1.098e-05 | 0 | 0 | 0 | 0 | 3.65e-06 | 0
Option 3 AT | ResourceLimit_N2_Wind Medium | NSW | Penalty Cost | 0 | 0 | 0 | 0 | 7.3e-06 | 7.32e-06 | 0 | 0 | 0 | 0 | 0 | 0 | 3.65e-06 | 3.66e-06 | 3.65e-06 | 0 | 3.65e-06 | 3.66e-06 | 0 | 0 | 0 | 0 | 0 | 0
Option 3 AT | ResourceLimit_N3_Solar | NSW | Penalty Cost | 0 | 7.32e-06 | 7.3e-06 | 7.3e-06 | 7.3e-06 | 7.32e-06 | 0 | 3.65e-06 | 3.65e-06 | 0 | 0 | 0 | 4.015e-05 | 5.856e-05 | 0.0001241 | 0.00028835 | 0.00047085 | 0.00053802 | 0.0004015 | 0.00045625 | 0.00048545 | 0.00043554 | 85541.6475 | 85541.6476
Option 3 AT | ResourceLimit_N5_Solar | NSW | Penalty Cost | 0 | 0 | 0 | 0 | 0 | 7.32e-06 | 0 | 0 | 0 | 0 | 0 | 0 | 0 | 0 | 3.65e-06 | 3.65e-06 | 3.65e-06 | 3.66e-06 | 0 | 0 | 0 | 0 | 0 | 0
Option 3 AT | ResourceLimit_N5_Wind Medium | NSW | Penalty Cost | 0 | 0 | 0 | 0 | 0 | 0 | 0 | 0 | 0 | 0 | 0 | 0 | 0 | 0 | 3.65e-06 | 7.3e-06 | 7.3e-06 | 7.32e-06 | 0 | 0 | 0 | 0 | 0 | 0
Option 3 AT | ResourceLimit_N8_Wind Medium | NSW | Penalty Cost | 0 | 0 | 3.65e-06 | 3.65e-06 | 3.65e-06 | 3.66e-06 | 0 | 0 | 0 | 0 | 9.49e-05 | 0.0001314 | 0.00012775 | 0.00015738 | 0.0001606 | 0.00017155 | 0.0001971 | 0.00022692 | 0.0001898 | 1436.8502 | 1436.8502 | 1436.8502 | 1436.8502 | 1436.8503
Option 3 AT | ResourceLimit_N9_Solar | NSW | Penalty Cost | 0 | 3.66e-06 | 25154.0141 | 33707.0565 | 33707.0579 | 48273.5574 | 48273.5574 | 48273.5574 | 66988.965 | 122327.8369 | 138574.8835 | 138574.8836 | 188196.3171 | 303156.97 | 404602.2426 | 404602.2426 | 404602.2427 | 404602.2427 | 404602.2426 | 431030.2795 | 431030.2795 | 431030.2795 | 431030.2795 | 431030.2795
Option 3 AT | ResourceLimit_N9_Wind Medium | NSW | Penalty Cost | 0 | 0 | 0 | 0 | 3.65e-06 | 17014.6277 | 17014.6277 | 17014.6277 | 17014.6277 | 17014.6277 | 46247.0381 | 46247.0381 | 46247.0381 | 46247.0381 | 46247.0381 | 46247.0381 | 46247.0381 | 46247.0381 | 46247.0381 | 46247.0381 | 46247.0381 | 54794.4357 | 54794.4357 | 54794.4357
Option 3 AT | ResourceLimit_N3_Wind Medium | NSW | Penalty Cost | 0 | 0 | 3.65e-06 | 0 | 9216.1618 | 9216.1618 | 9216.1618 | 29309.4076 | 29309.4076 | 53533.4617 | 79031.9552 | 79031.9553 | 79031.9553 | 79031.9553 | 79031.9553 | 79031.9553 | 79031.9553 | 79031.9553 | 79031.9552 | 79031.9554 | 79031.9552 | 89348.8793 | 89348.8793 | 89348.8793
Option 3 AT | ResourceLimit_Q8c_Wind Medium | QLD | Penalty Cost | 0 | 0 | 3.65e-06 | 1.46e-05 | 1.46e-05 | 2.196e-05 | 0 | 3.65e-06 | 1.095e-05 | 1.464e-05 | 11664.7598 | 32273.2124 | 32273.2123 | 32273.2123 | 32273.2123 | 32273.2124 | 51559.2728 | 51559.2728 | 51559.2728 | 51559.2728 | 51559.2728 | 51559.2729 | 96707.8803 | 96707.8803
Option 3 AT | ResourceLimit_Q8c_Solar | QLD | Penalty Cost | 0 | 5.49e-05 | 5.475e-05 | 3.285e-05 | 4.015e-05 | 1.464e-05 | 3.65e-06 | 0 | 3.65e-06 | 3.66e-06 | 0 | 3.65e-06 | 2.19e-05 | 2.196e-05 | 2.92e-05 | 5.475e-05 | 6.935e-05 | 7.32e-05 | 3.285e-05 | 3.285e-05 | 3.285e-05 | 4.026e-05 | 0.00012775 | 6339.9888
Option 3 AT | ResourceLimit_Q8b_Wind Medium | QLD | Penalty Cost | 0 | 0 | 0 | 3.65e-06 | 3.65e-06 | 0 | 0 | 0 | 0 | 0 | 0 | 1.095e-05 | 7.3e-06 | 2.196e-05 | 5.11e-05 | 5.84e-05 | 9.855e-05 | 0.00015738 | 0.00012775 | 0.00012775 | 0.0001314 | 0.00013542 | 0.0001387 | 0.00014235
Option 3 AT | ResourceLimit_Q8a_Solar | QLD | Penalty Cost | 0 | 4.758e-05 | 4.015e-05 | 3.285e-05 | 2.92e-05 | 0 | 0 | 0 | 0 | 3.66e-06 | 3.285e-05 | 6.205e-05 | 3.65e-06 | 3.66e-06 | 7.3e-06 | 5.475e-05 | 0.0001679 | 0.00036966 | 0.00025915 | 0.0008687 | 0 | 0 | 13888.6711 | 13888.6711
Option 3 AT | REZ Landholder_QLD | QLD | Penalty Cost | 0 | 0 | 0 | 0 | 0 | 0 | 0 | 0 | 0 | 0 | 0 | 0 | 428.2705 | 839.2069 | 1240.3102 | 1666.4895 | 1666.4895 | 2101.143 | 3992.289 | 9179.8188 | 9197.6176 | 9197.6176 | 10753.3767 | 10832.5753
Option 3 AT | ResourceLimit_S3_Solar | SA | Penalty Cost | 0 | 3.294e-05 | 2.92e-05 | 1.825e-05 | 3.65e-06 | 3.66e-06 | 0 | 0 | 0 | 0 | 0 | 0 | 3.65e-06 | 7.32e-06 | 7.3e-06 | 3.65e-06 | 3.65e-06 | 3.66e-06 | 0 | 3.65e-06 | 3.65e-06 | 3.66e-06 | 15405.2201 | 15405.2201
Option 3 AT | ResourceLimit_S5_Solar | SA | Penalty Cost | 0 | 7.32e-06 | 7.3e-06 | 3.65e-06 | 2.19e-05 | 7.32e-06 | 1.095e-05 | 1.095e-05 | 1.825e-05 | 3.66e-06 | 3.65e-06 | 0 | 7.3e-06 | 1.83e-05 | 7.3e-06 | 6.935e-05 | 7435.8305 | 7435.8305 | 7435.8305 | 7435.8305 | 27358.006 | 25306.11 | 171934.697 | 171934.697
Option 3 AT | ResourceLimit_S6_Wind Medium | SA | Penalty Cost | 0 | 0 | 0.00041975 | 0.0004453 | 0.00085045 | 0.00090768 | 0.0008833 | 0.00088695 | 0.0008906 | 0.00088938 | 0.0063984 | 0.0063984 | 16697.7191 | 16697.7191 | 16697.7191 | 16697.7191 | 16697.7191 | 16697.7191 | 16697.7191 | 16697.7191 | 16697.7191 | 16697.7191 | 16697.7191 | 16697.7191
Option 3 AT | ResourceLimit_T1_Solar | TAS | Penalty Cost | 0 | 419.4093 | 419.4093 | 419.4094 | 419.4094 | 419.4094 | 419.4094 | 419.4094 | 419.4094 | 419.4094 | 419.4094 | 419.4094 | 419.4094 | 419.4094 | 419.4094 | 419.4094 | 419.4094 | 419.4094 | 419.4094 | 419.4094 | 419.4094 | 419.4094 | 419.4094 | 419.4094
Option 3 AT | ResourceLimit_T3_Solar | TAS | Penalty Cost | 0 | 1.098e-05 | 3650.7771 | 3650.7771 | 3650.7772 | 3650.7772 | 3650.7772 | 3650.7772 | 3650.7772 | 3650.7772 | 3650.7772 | 3650.7772 | 3650.7773 | 3650.7774 | 3650.7773 | 3650.7773 | 3650.7773 | 3650.7773 | 3650.7773 | 3650.7773 | 3650.7773 | 3650.7773 | 3650.7773 | 3650.7773
Option 3 AT | ResourceLimit_T3_Wind Medium | TAS | Penalty Cost | 0 | 0 | 0 | 0 | 0 | 0 | 0 | 0 | 0 | 0 | 0 | 0 | 0 | 0 | 0 | 0 | 0 | 0 | 0 | 0 | 0 | 0 | 0 | 0
Option 3 AT | REZ Landholder_VIC | VIC | Penalty Cost | 0 | 0 | 0 | 0 | 0 | 0 | 0 | 0 | 0 | 0 | 0 | 0 | 0 | 0 | 0 | 0 | 0 | 0 | 0 | 0 | 0 | 0 | 0 | 0
Option 3 AT | ResourceLimit_V2_Wind Medium | VIC | Penalty Cost | 0 | 0 | 1.46e-05 | 1.095e-05 | 0 | 1.098e-05 | 0 | 0 | 0 | 0 | 25060.0854 | 25060.0854 | 25060.0854 | 25060.0854 | 25060.0854 | 25060.0854 | 25060.0854 | 25060.0854 | 27322.7376 | 35638.6958 | 35638.6958 | 35638.6958 | 78746.0096 | 78746.0096
Option 3 AT | ResourceLimit_V1_Wind Medium | VIC | Penalty Cost | 0 | 0 | 1.095e-05 | 1.095e-05 | 0 | 3.66e-06 | 0 | 0 | 0 | 0 | 0 | 0 | 7.3e-06 | 7.32e-06 | 3.65e-06 | 3.65e-06 | 3.65e-06 | 3.66e-06 | 0 | 3.65e-06 | 4820.7227 | 4820.7227 | 4820.7227 | 4820.7227
Option 3 AT | ResourceLimit_V4_Solar | VIC | Penalty Cost | 0 | 0.0051167 | 0.0051209 | 0.0051392 | 0.005172 | 0.0051752 | 0.0051502 | 0.0051502 | 0.0051465 | 0.0044762 | 0.0051502 | 0.0050042 | 0.005975 | 80008.2549 | 80008.2549 | 80008.2549 | 80008.255 | 80008.255 | 80008.2549 | 80008.2549 | 80008.2549 | 80008.2549 | 101206.127 | 101206.127
Option 3 AT | ResourceLimit_V4_Wind Medium | VIC | Penalty Cost | 0 | 0 | 3.65e-06 | 4.745e-05 | 7.3e-06 | 3.66e-06 | 0 | 3.65e-06 | 3.65e-06 | 3.66e-06 | 7.3e-06 | 3.65e-06 | 1.095e-05 | 7.32e-06 | 7.3e-06 | 7.3e-06 | 7.3e-06 | 7.32e-06 | 0 | 0 | 3.65e-06 | 0 | 3.65e-06 | 3.65e-06
Option 3 AT | ResourceLimit_V5_Wind Medium | VIC | Penalty Cost | 0 | 0 | 9.125e-05 | 3.285e-05 | 1.825e-05 | 2.562e-05 | 3.65e-06 | 3.65e-06 | 0 | 3.66e-06 | 3.65e-06 | 3.65e-06 | 3.65e-06 | 7.32e-06 | 7.3e-06 | 3.65e-06 | 3.65e-06 | 3.66e-06 | 0 | 0 | 0 | 1361.2741 | 20450.8646 | 20450.8646
Option 3 AT | ResourceLimit_V7_Wind Medium | VIC | Penalty Cost | 0 | 0 | 7.3e-06 | 1.095e-05 | 3.65e-05 | 4.026e-05 | 4.38e-05 | 4.38e-05 | 4.38e-05 | 4.392e-05 | 4.38e-05 | 4.745e-05 | 23109.646 | 23109.646 | 23109.646 | 23109.646 | 23109.646 | 23109.646 | 23109.646 | 23109.646 | 23109.646 | 23109.646 | 23109.646 | 23109.646
Option 3 AT | ResourceLimit_V1_Solar | VIC | Penalty Cost | 0 | 6.588e-05 | 5.475e-05 | 7.665e-05 | 4.015e-05 | 1.464e-05 | 3.65e-06 | 3.65e-06 | 3.65e-06 | 0 | 7.3e-06 | 7.3e-06 | 55736.1226 | 151000.6027 | 198991.7116 | 207517.9737 | 207517.9738 | 207517.9738 | 207517.9738 | 207517.9739 | 220566.0487 | 220566.0487 | 280067.4124 | 280067.4124
Option 4 AT | Aggregate Penalty | NEM | Penalty Cost | 0 | 341.9858 | 40295.9622 | 48176.0554 | 57177.9135 | 88004.0018 | 89423.9933 | 114961.5621 | 131160.1871 | 201075.6056 | 309289.5822 | 327636.0278 | 477885.3281 | 751478.5072 | 916438.7975 | 927277.7224 | 957730.7009 | 958162.7436 | 962573.3385 | 1005623.4542 | 1043922.3397 | 1066354.9002 | 1517842.6149 | 1522426.4472
Option 4 AT | REZ Landholder_NSW | NSW | Penalty Cost | 0 | 0 | 919.1019 | 919.1019 | 919.1019 | 924.7842 | 2344.7757 | 2956.2018 | 3139.4215 | 4028.6052 | 4546.776 | 4546.776 | 4749.9406 | 4767.825 | 4901.8001 | 4914.4752 | 5353.6571 | 5353.6571 | 5353.6571 | 5390.9833 | 5397.1605 | 5985.2411 | 6410.7984 | 6410.7984
Option 4 AT | ResourceLimit_DN1_Solar | NSW | Penalty Cost | 0 | 3.66e-06 | 2.92e-05 | 0 | 1.095e-05 | 0 | 0 | 3.65e-06 | 3.65e-06 | 3.66e-06 | 3.65e-06 | 3.65e-06 | 7.3e-06 | 7.32e-06 | 1.095e-05 | 7.3e-06 | 7.3e-06 | 3.66e-06 | 0 | 0 | 0 | 0 | 0 | 0
Option 4 AT | ResourceLimit_DN3_Solar | NSW | Penalty Cost | 0 | 0 | 0 | 0 | 0 | 0 | 0 | 0 | 0 | 0 | 0 | 0 | 0 | 0 | 0 | 0 | 0 | 0 | 0 | 0 | 0 | 0 | 0 | 0
Option 4 AT | ResourceLimit_N2_Solar | NSW | Penalty Cost | 0 | 3.66e-06 | 3.285e-05 | 1.46e-05 | 7.3e-06 | 7.32e-06 | 7.3e-06 | 3.65e-06 | 3.65e-06 | 3.66e-06 | 3.65e-06 | 1.095e-05 | 3.65e-06 | 3.66e-06 | 3.65e-06 | 7.3e-06 | 1.095e-05 | 1.464e-05 | 0 | 0 | 0 | 0 | 0 | 0
Option 4 AT | ResourceLimit_N2_Wind Medium | NSW | Penalty Cost | 0 | 0 | 0 | 0 | 7.3e-06 | 7.32e-06 | 0 | 0 | 0 | 0 | 0 | 0 | 3.65e-06 | 3.66e-06 | 3.65e-06 | 3.65e-06 | 3.65e-06 | 3.66e-06 | 0 | 0 | 0 | 0 | 0 | 0
Option 4 AT | ResourceLimit_N12_Wind Medium | NSW | Penalty Cost | 0 | 0 | 10465.0978 | 10465.0978 | 10465.0978 | 10465.098 | 10465.098 | 10465.098 | 10465.098 | 10465.098 | 10465.098 | 10465.098 | 10465.098 | 10465.098 | 10465.098 | 10465.098 | 10465.098 | 10465.098 | 10465.098 | 10465.098 | 10465.098 | 10465.098 | 10465.098 | 10465.098
Option 4 AT | ResourceLimit_N3_Wind Medium | NSW | Penalty Cost | 0 | 0 | 3.65e-06 | 3.65e-06 | 9001.8571 | 11808.9192 | 11808.9192 | 36735.0619 | 36735.0619 | 53284.3813 | 78126.7348 | 78126.7348 | 78126.7348 | 78126.7348 | 78126.7348 | 78126.7348 | 78126.7348 | 78126.7348 | 78126.7348 | 78126.7349 | 78126.7348 | 88307.2664 | 88307.2665 | 88307.2665
Option 4 AT | ResourceLimit_N5_Solar | NSW | Penalty Cost | 0 | 0 | 0 | 0 | 0 | 7.32e-06 | 0 | 0 | 0 | 0 | 0 | 0 | 0 | 0 | 0 | 0 | 3.65e-06 | 3.66e-06 | 0 | 0 | 0 | 0 | 0 | 0
Option 4 AT | ResourceLimit_N5_Wind Medium | NSW | Penalty Cost | 0 | 0 | 0 | 0 | 0 | 0 | 0 | 0 | 0 | 0 | 0 | 0 | 0 | 0 | 3.65e-06 | 3.65e-06 | 3.65e-06 | 3.66e-06 | 0 | 0 | 0 | 0 | 0 | 0
Option 4 AT | ResourceLimit_N8_Wind Medium | NSW | Penalty Cost | 0 | 0 | 3.65e-06 | 3.65e-06 | 3.65e-06 | 3.66e-06 | 0 | 3.65e-06 | 3.65e-06 | 7.32e-06 | 0.00028835 | 0.0003431 | 0.00033215 | 0.00033672 | 0.00033945 | 0.00036865 | 0.0003942 | 0.00045384 | 0.0003942 | 55.7667 | 55.7667 | 55.7667 | 55.7667 | 55.7668
Option 4 AT | ResourceLimit_N9_Solar | NSW | Penalty Cost | 0 | 7.32e-06 | 24918.9993 | 32799.0922 | 32799.0928 | 46779.0173 | 46779.0173 | 46779.0173 | 62794.4225 | 115271.3381 | 129178.7312 | 129178.7312 | 174926.7823 | 284101.5659 | 396862.1419 | 398778.6781 | 398778.6781 | 398778.6782 | 398778.6782 | 430133.8398 | 430133.8398 | 430133.8398 | 430133.8398 | 430133.8398
Option 4 AT | ResourceLimit_N9_Wind Medium | NSW | Penalty Cost | 0 | 0 | 0 | 0 | 0 | 14033.4192 | 14033.4192 | 14033.4192 | 14033.4192 | 14033.4193 | 45374.6366 | 45374.6366 | 45374.6366 | 45374.6366 | 45374.6366 | 45374.6366 | 45374.6366 | 45374.6366 | 45374.6366 | 45374.6366 | 45374.6366 | 56731.9516 | 56731.9516 | 56731.9516
Option 4 AT | ResourceLimit_N3_Solar | NSW | Penalty Cost | 0 | 7.32e-06 | 7.3e-06 | 7.3e-06 | 7.3e-06 | 7.32e-06 | 0 | 7.3e-06 | 3.65e-06 | 0 | 0 | 0 | 1.46e-05 | 7.32e-06 | 4.015e-05 | 0.0002409 | 0.0050516 | 0.005135 | 0.0049932 | 0.0051027 | 0.0051538 | 0.0051679 | 85485.7721 | 85485.7722
Option 4 AT | ResourceLimit_Q8c_Wind Medium | QLD | Penalty Cost | 0 | 0 | 1.46e-05 | 7.3e-06 | 3.65e-06 | 1.83e-05 | 3.65e-06 | 7.3e-06 | 1.825e-05 | 1.83e-05 | 11935.1842 | 30281.6296 | 30281.6295 | 30281.6295 | 30281.6295 | 30281.6296 | 53077.5136 | 53077.5136 | 53077.5135 | 53077.5135 | 53077.5135 | 53077.5136 | 96401.5269 | 96401.5269
Option 4 AT | ResourceLimit_Q8c_Solar | QLD | Penalty Cost | 0 | 0.0001098 | 0 | 3.65e-06 | 3.65e-06 | 3.66e-06 | 3.65e-06 | 3.65e-06 | 3.65e-06 | 7.32e-06 | 3.65e-06 | 3.65e-06 | 1.825e-05 | 2.196e-05 | 4.745e-05 | 8.76e-05 | 0.0001606 | 0.00016836 | 0.0001533 | 0.00015695 | 0.00015695 | 0.00015738 | 0.0002336 | 4581.2826
Option 4 AT | ResourceLimit_Q8b_Wind Medium | QLD | Penalty Cost | 0 | 0 | 0 | 3.65e-06 | 0 | 3.66e-06 | 3.65e-06 | 3.65e-06 | 3.65e-06 | 0 | 0 | 7.665e-05 | 5.84e-05 | 8.052e-05 | 0.000146 | 0.00015695 | 0.0002263 | 0.00036234 | 0.00033215 | 0.00033215 | 0.00033945 | 0.00034404 | 0.0003431 | 0.0003504
Option 4 AT | REZ Landholder_QLD | QLD | Penalty Cost | 0 | 0 | 0 | 0 | 0 | 0 | 0 | 0 | 0 | 0 | 0 | 3.65e-06 | 381.9128 | 815.5319 | 1227.5635 | 1646.3216 | 1646.3216 | 2078.3636 | 4469.405 | 9199.4156 | 9229.9794 | 9229.9794 | 10700.6977 | 10703.2474
Option 4 AT | ResourceLimit_Q8a_Solar | QLD | Penalty Cost | 0 | 7.686e-05 | 3.65e-05 | 2.19e-05 | 0 | 3.66e-06 | 0 | 0 | 0 | 0 | 3.285e-05 | 0.0001241 | 3.65e-06 | 2.562e-05 | 3.65e-05 | 8.03e-05 | 0.0002993 | 0.00057096 | 0.0005548 | 0.0007373 | 0 | 0 | 13888.6711 | 13888.6711
Option 4 AT | ResourceLimit_S3_Solar | SA | Penalty Cost | 0 | 1.83e-05 | 3.65e-06 | 3.65e-06 | 0 | 3.66e-06 | 3.65e-06 | 3.65e-06 | 3.65e-06 | 3.66e-06 | 3.65e-06 | 0 | 7.3e-06 | 7.32e-06 | 3.65e-06 | 3.65e-06 | 1.095e-05 | 1.098e-05 | 0 | 0 | 0 | 0 | 15429.8946 | 15429.8946
Option 4 AT | ResourceLimit_S5_Solar | SA | Penalty Cost | 0 | 1.098e-05 | 1.46e-05 | 1.095e-05 | 2.19e-05 | 0 | 2.19e-05 | 2.19e-05 | 2.92e-05 | 6.222e-05 | 2.19e-05 | 7.3e-06 | 3.65e-05 | 1.098e-05 | 0 | 0.00014235 | 7217.9073 | 7217.9074 | 7217.9073 | 7217.9073 | 27277.3484 | 25225.4524 | 171699.512 | 171699.512
Option 4 AT | ResourceLimit_S6_Wind Medium | SA | Penalty Cost | 0 | 0 | 0.0004234 | 0.00047815 | 0.00085045 | 0.00089304 | 0.0008979 | 0.00090155 | 0.0011242 | 0.0011566 | 0.0073803 | 0.0073803 | 16697.7191 | 16697.7191 | 16697.7191 | 16697.7191 | 16697.7191 | 16697.7191 | 16697.7191 | 16697.7191 | 16697.7191 | 16697.7191 | 16697.7191 | 16697.7191
Option 4 AT | ResourceLimit_T1_Solar | TAS | Penalty Cost | 0 | 341.9804 | 341.9805 | 341.9805 | 341.9805 | 341.9805 | 341.9805 | 341.9805 | 341.9805 | 341.9805 | 341.9805 | 341.9805 | 341.9805 | 341.9805 | 341.9805 | 341.9805 | 341.9805 | 341.9805 | 341.9805 | 341.9805 | 341.9805 | 341.9805 | 341.9805 | 341.9805
Option 4 AT | ResourceLimit_T3_Solar | TAS | Penalty Cost | 0 | 1.098e-05 | 3650.7771 | 3650.7771 | 3650.7772 | 3650.7772 | 3650.7772 | 3650.7772 | 3650.7772 | 3650.7772 | 3650.7772 | 3650.7772 | 3650.7773 | 3650.7773 | 3650.7773 | 3650.7773 | 3650.7773 | 3650.7773 | 3650.7773 | 3650.7773 | 3650.7773 | 3650.7773 | 3650.7773 | 3650.7773
Option 4 AT | ResourceLimit_T3_Wind Medium | TAS | Penalty Cost | 0 | 0 | 0 | 0 | 0 | 0 | 0 | 0 | 0 | 0 | 0 | 0 | 0 | 0 | 0 | 0 | 0 | 0 | 0 | 0 | 0 | 0 | 0 | 0
Option 4 AT | ResourceLimit_V7_Wind Medium | VIC | Penalty Cost | 0 | 0 | 3.65e-06 | 0 | 3.65e-05 | 3.66e-05 | 5.11e-05 | 5.11e-05 | 5.11e-05 | 5.124e-05 | 5.475e-05 | 5.475e-05 | 23109.6466 | 23109.6466 | 23109.6466 | 23109.6466 | 23109.6466 | 23109.6466 | 23109.6466 | 23109.6466 | 23109.6466 | 23109.6466 | 23109.6466 | 23109.6466
Option 4 AT | ResourceLimit_V1_Wind Medium | VIC | Penalty Cost | 0 | 0 | 0 | 3.65e-06 | 0 | 0 | 3.65e-06 | 3.65e-06 | 3.65e-06 | 3.66e-06 | 0 | 0 | 1.095e-05 | 1.098e-05 | 1.095e-05 | 7.3e-06 | 7.3e-06 | 1.098e-05 | 3.65e-06 | 7.3e-06 | 5113.8559 | 5113.8559 | 5113.8559 | 5113.8559
Option 4 AT | ResourceLimit_V1_Solar | VIC | Penalty Cost | 0 | 5.124e-05 | 1.825e-05 | 4.015e-05 | 1.095e-05 | 7.32e-06 | 3.65e-06 | 7.3e-06 | 3.65e-06 | 3.66e-06 | 7.3e-06 | 2.19e-05 | 64108.8128 | 148123.4237 | 199777.1307 | 208268.0856 | 208268.0857 | 208268.0857 | 208268.0857 | 208268.0857 | 221356.9341 | 221356.9341 | 283856.8998 | 283856.8998
Option 4 AT | ResourceLimit_V2_Wind Medium | VIC | Penalty Cost | 0 | 0 | 3.65e-06 | 0 | 0 | 3.66e-06 | 0 | 0 | 3.65e-06 | 3.66e-06 | 25669.6508 | 25669.6508 | 25669.6508 | 25669.6508 | 25669.6508 | 25669.6508 | 25669.6508 | 25669.6508 | 27689.2047 | 34561.0552 | 34561.0552 | 34561.0552 | 77119.334 | 77119.334
Option 4 AT | ResourceLimit_V4_Solar | VIC | Penalty Cost | 0 | 0.0050801 | 0.0050844 | 0.0050991 | 0.0051392 | 0.0051386 | 0.0051246 | 0.0051282 | 0.0051282 | 0.0046811 | 0.0051465 | 0.0050516 | 0.0058874 | 79952.287 | 79952.2874 | 79952.2875 | 79952.2875 | 79952.2875 | 79952.2875 | 79952.2875 | 79952.2875 | 79952.2875 | 101203.5872 | 101203.5872
Option 4 AT | ResourceLimit_V4_Wind Medium | VIC | Penalty Cost | 0 | 0 | 3.65e-06 | 0 | 0 | 3.66e-06 | 3.65e-06 | 3.65e-06 | 3.65e-06 | 7.32e-06 | 3.65e-06 | 7.3e-06 | 7.3e-06 | 7.32e-06 | 7.3e-06 | 7.3e-06 | 7.3e-06 | 1.098e-05 | 0 | 0 | 0 | 0 | 0 | 0
Option 4 AT | ResourceLimit_V5_Wind Medium | VIC | Penalty Cost | 0 | 0 | 2.92e-05 | 2.19e-05 | 3.65e-06 | 3.66e-06 | 3.65e-06 | 7.3e-06 | 3.65e-06 | 3.66e-06 | 3.65e-06 | 7.3e-06 | 3.65e-06 | 3.66e-06 | 3.65e-06 | 3.65e-06 | 3.65e-06 | 3.66e-06 | 0 | 0 | 0 | 2358.5292 | 21038.0183 | 21038.0183
Option 4 AT | REZ Landholder_VIC | VIC | Penalty Cost | 0 | 0 | 0 | 0 | 0 | 0 | 0 | 0 | 0 | 0 | 0 | 0 | 0 | 0 | 0 | 0 | 0 | 0 | 0 | 0 | 0 | 0 | 0 | 0
Option 5 AT | Aggregate Penalty | NEM | Penalty Cost | 0 | 47.891 | 39024.0913 | 44609.3788 | 51193.9341 | 73843.289 | 75245.9158 | 142353.7077 | 192472.3245 | 284760.0434 | 351671.831 | 369090.8884 | 476954.62 | 740980.9179 | 917488.5434 | 926208.112 | 959713.9379 | 960154.939 | 965955.6265 | 1000924.2331 | 1036955.9569 | 1066451.9945 | 1517554.8986 | 1520471.3861
Option 5 AT | REZ Landholder_NSW | NSW | Penalty Cost | 0 | 0 | 919.1019 | 919.1019 | 919.1019 | 940.4313 | 2343.0585 | 3027.3687 | 3237.3109 | 3952.2487 | 4545.0774 | 4575.1506 | 4787.5997 | 4787.5997 | 4907.0213 | 4920.3076 | 5596.053 | 5596.053 | 5596.053 | 5603.627 | 5603.627 | 6245.1889 | 7131.0053 | 7131.0053
Option 5 AT | ResourceLimit_DN1_Solar | NSW | Penalty Cost | 0 | 3.66e-06 | 7.3e-06 | 0 | 6.205e-05 | 3.66e-06 | 0 | 0 | 0 | 3.66e-06 | 0 | 0 | 1.095e-05 | 7.32e-06 | 7.3e-06 | 3.65e-06 | 3.65e-06 | 3.66e-06 | 3.65e-06 | 3.65e-06 | 3.65e-06 | 3.66e-06 | 7.3e-06 | 1.825e-05
Option 5 AT | ResourceLimit_DN3_Solar | NSW | Penalty Cost | 0 | 0 | 0 | 0 | 0 | 0 | 0 | 0 | 0 | 0 | 0 | 0 | 0 | 0 | 0 | 0 | 0 | 0 | 0 | 0 | 0 | 0 | 0 | 0
Option 5 AT | ResourceLimit_N2_Solar | NSW | Penalty Cost | 0 | 3.66e-06 | 2.555e-05 | 0.00018615 | 0.0001533 | 1.83e-05 | 0 | 3.65e-06 | 3.65e-06 | 3.66e-06 | 0 | 3.65e-06 | 3.65e-06 | 0 | 3.65e-06 | 7.3e-06 | 7.3e-06 | 7.32e-06 | 3.65e-06 | 3.65e-06 | 3.65e-06 | 3.66e-06 | 3.65e-06 | 3.65e-06
Option 5 AT | ResourceLimit_N2_Wind Medium | NSW | Penalty Cost | 0 | 0 | 0 | 0 | 7.3e-06 | 1.83e-05 | 0 | 0 | 0 | 0 | 0 | 0 | 0 | 7.32e-06 | 3.65e-06 | 0 | 0 | 0 | 3.65e-06 | 3.65e-06 | 3.65e-06 | 3.66e-06 | 3.65e-06 | 7.3e-06
Option 5 AT | ResourceLimit_N12_Wind Medium | NSW | Penalty Cost | 0 | 0 | 10465.0976 | 10465.0978 | 10465.0978 | 10465.0979 | 10465.0979 | 10465.0979 | 10465.0979 | 10465.0979 | 10465.0979 | 10465.098 | 10465.0979 | 10465.0979 | 10465.0979 | 10465.0979 | 10465.0979 | 10465.098 | 10465.0979 | 10465.098 | 10465.0979 | 10465.098 | 10465.0979 | 10465.098
Option 5 AT | ResourceLimit_N3_Wind Medium | NSW | Penalty Cost | 0 | 0 | 3.65e-06 | 3.65e-06 | 6584.5532 | 17121.3996 | 17121.3996 | 43309.857 | 43309.857 | 43309.857 | 70995.3662 | 70995.3662 | 70995.3662 | 70995.3662 | 70995.3662 | 70995.3662 | 70995.3662 | 70995.3662 | 70995.3662 | 70995.3662 | 70995.3662 | 93238.9848 | 95624.8678 | 95624.8678
Option 5 AT | ResourceLimit_N5_Solar | NSW | Penalty Cost | 0 | 0 | 0 | 0 | 0 | 7.32e-06 | 0 | 0 | 0 | 0 | 0 | 0 | 0 | 0 | 0 | 0 | 3.65e-06 | 3.66e-06 | 3.65e-06 | 3.65e-06 | 3.65e-06 | 3.66e-06 | 3.65e-06 | 3.65e-06
Option 5 AT | ResourceLimit_N5_Wind Medium | NSW | Penalty Cost | 0 | 0 | 0 | 0 | 0 | 0 | 0 | 0 | 0 | 0 | 0 | 0 | 0 | 0 | 0 | 0 | 0 | 0 | 3.65e-06 | 3.65e-06 | 3.65e-06 | 3.66e-06 | 3.65e-06 | 3.65e-06
Option 5 AT | ResourceLimit_N8_Wind Medium | NSW | Penalty Cost | 0 | 0 | 7.3e-06 | 3.65e-06 | 3.65e-06 | 1.098e-05 | 0 | 0 | 0 | 0 | 0 | 3.285e-05 | 7.3e-06 | 2.196e-05 | 2.92e-05 | 0.00011315 | 0.0001606 | 0.00022326 | 0.0002044 | 5900.131 | 5900.131 | 6121.5154 | 6121.5154 | 6305.5991
Option 5 AT | ResourceLimit_N9_Solar | NSW | Penalty Cost | 0 | 3.66e-06 | 23941.2218 | 29526.5091 | 29526.5104 | 37890.8973 | 37890.8973 | 61248.7945 | 111157.4691 | 180573.6108 | 186266.6492 | 186266.6492 | 186266.6494 | 289411.7883 | 408421.4766 | 408421.4768 | 408421.4769 | 408421.4769 | 408421.4769 | 418745.7426 | 418745.7426 | 418745.7427 | 418745.7427 | 418745.7427
Option 5 AT | ResourceLimit_N9_Wind Medium | NSW | Penalty Cost | 0 | 0 | 3.65e-06 | 0 | 0 | 3726.7918 | 3726.7918 | 20603.9188 | 20603.9188 | 42760.5584 | 50239.1034 | 50239.1034 | 50239.1034 | 50239.1034 | 50239.1034 | 50239.1034 | 50239.1034 | 50239.1034 | 50239.1034 | 50239.1034 | 50239.1034 | 55624.7501 | 55624.7501 | 55624.7501
Option 5 AT | ResourceLimit_N3_Solar | NSW | Penalty Cost | 0 | 7.32e-06 | 3.65e-06 | 7.3e-06 | 7.3e-06 | 7.32e-06 | 0 | 3.65e-06 | 3.65e-06 | 0 | 0 | 0 | 1.46e-05 | 3.66e-06 | 4.745e-05 | 0.00027375 | 403.1243 | 403.1243 | 403.1241 | 403.1243 | 403.1243 | 403.1243 | 81588.4712 | 81588.4712
Option 5 AT | ResourceLimit_Q8c_Wind Medium | QLD | Penalty Cost | 0 | 0 | 1.46e-05 | 2.19e-05 | 4.38e-05 | 3.66e-05 | 0 | 1.095e-05 | 1.825e-05 | 2.928e-05 | 3223.2175 | 20612.2015 | 20612.2014 | 20612.2014 | 20612.2014 | 20612.2014 | 51742.3848 | 51742.3848 | 51742.3848 | 51742.3848 | 51742.3848 | 51742.3853 | 97399.4209 | 97399.4209
Option 5 AT | ResourceLimit_Q8c_Solar | QLD | Penalty Cost | 0 | 0.0001098 | 3.285e-05 | 4.745e-05 | 7.3e-06 | 1.464e-05 | 3.65e-06 | 3.65e-06 | 3.65e-06 | 3.66e-06 | 0 | 3.65e-06 | 1.095e-05 | 1.098e-05 | 1.46e-05 | 2.19e-05 | 8.03e-05 | 8.052e-05 | 3.285e-05 | 2.92e-05 | 3.65e-05 | 4.758e-05 | 0.000146 | 2732.4036
Option 5 AT | ResourceLimit_Q8b_Wind Medium | QLD | Penalty Cost | 0 | 0 | 3.65e-06 | 3.65e-06 | 7.3e-06 | 0 | 0 | 0 | 0 | 0 | 0 | 0 | 1.095e-05 | 2.196e-05 | 5.11e-05 | 0.00012775 | 0.0001314 | 0.00019032 | 0.0001825 | 0.0001898 | 0.00019345 | 0.00020496 | 0.0002044 | 0.00022265
Option 5 AT | REZ Landholder_QLD | QLD | Penalty Cost | 0 | 0 | 0 | 0 | 0 | 0 | 0 | 0 | 0 | 0 | 0 | 0 | 456.5445 | 866.3112 | 1226.2307 | 1668.2987 | 1668.2987 | 2109.2993 | 3970.0744 | 8970.7803 | 8970.7803 | 8970.7803 | 10373.3847 | 10373.3847
Option 5 AT | ResourceLimit_Q8a_Solar | QLD | Penalty Cost | 0 | 0 | 3.65e-06 | 3.65e-06 | 1.46e-05 | 3.66e-06 | 0 | 0 | 0 | 0 | 1.46e-05 | 4.38e-05 | 1.095e-05 | 5.124e-05 | 5.11e-05 | 0.00019345 | 0.00019345 | 0.00026718 | 0.00027375 | 1494.6025 | 3.65e-06 | 3.66e-06 | 13888.671 | 13888.6711
Option 5 AT | ResourceLimit_S3_Solar | SA | Penalty Cost | 0 | 2.196e-05 | 3.285e-05 | 1.46e-05 | 0 | 3.66e-05 | 3.65e-06 | 3.65e-06 | 0 | 0 | 0 | 0 | 0 | 7.32e-06 | 3.65e-06 | 3.65e-06 | 7.3e-06 | 7.32e-06 | 3.65e-06 | 7.3e-06 | 1.095e-05 | 1.098e-05 | 15363.8995 | 15363.8995
Option 5 AT | ResourceLimit_S5_Solar | SA | Penalty Cost | 0 | 1.464e-05 | 1.825e-05 | 0 | 3.65e-06 | 2.928e-05 | 7.3e-06 | 7.3e-06 | 3.65e-06 | 3.66e-06 | 3.65e-06 | 7.3e-06 | 2.19e-05 | 7.32e-06 | 3.65e-06 | 5.84e-05 | 1296.7728 | 1296.7728 | 1296.7728 | 1296.7728 | 23174.3342 | 21122.4382 | 172489.2084 | 172489.2084
Option 5 AT | ResourceLimit_S6_Wind Medium | SA | Penalty Cost | 0 | 0 | 0.00065335 | 0.0007154 | 0.0013688 | 0.0014933 | 0.0014965 | 0.0015002 | 0.0015002 | 0.0015006 | 948.6117 | 948.6117 | 16697.7191 | 16697.7191 | 16697.7191 | 16697.7191 | 16697.7191 | 16697.7191 | 16697.7191 | 16697.7191 | 16697.7191 | 16697.7191 | 16697.7191 | 16697.7191
Option 5 AT | ResourceLimit_T3_Solar | TAS | Penalty Cost | 0 | 1.464e-05 | 3650.7777 | 3650.7778 | 3650.7778 | 3650.778 | 3650.778 | 3650.778 | 3650.778 | 3650.778 | 3650.778 | 3650.778 | 3650.778 | 3650.778 | 3650.778 | 3650.778 | 3650.778 | 3650.778 | 3650.778 | 3650.778 | 3650.7781 | 3650.7781 | 3650.7781 | 3650.7781
Option 5 AT | ResourceLimit_T1_Solar | TAS | Penalty Cost | 0 | 47.8802 | 47.8802 | 47.8803 | 47.8804 | 47.8804 | 47.8804 | 47.8804 | 47.8804 | 47.8804 | 47.8804 | 47.8804 | 47.8804 | 47.8804 | 47.8804 | 47.8804 | 47.8804 | 47.8804 | 47.8804 | 47.8804 | 47.8804 | 47.8804 | 47.8804 | 47.8804
Option 5 AT | ResourceLimit_T3_Wind Medium | TAS | Penalty Cost | 0 | 0 | 0 | 0 | 0 | 0 | 0 | 0 | 0 | 0 | 0 | 0 | 0 | 0 | 0 | 0 | 0 | 0 | 0 | 0 | 0 | 0 | 0 | 0
Option 5 AT | ResourceLimit_V7_Wind Medium | VIC | Penalty Cost | 0 | 0 | 7.3e-06 | 3.65e-06 | 5.11e-05 | 5.49e-05 | 5.11e-05 | 5.11e-05 | 5.11e-05 | 5.124e-05 | 5.475e-05 | 5.475e-05 | 23836.1292 | 23836.1292 | 23836.1292 | 23836.1292 | 23836.1292 | 23836.1292 | 23836.1292 | 23836.1292 | 23836.1292 | 23836.1292 | 23836.1292 | 23836.1292
Option 5 AT | ResourceLimit_V1_Solar | VIC | Penalty Cost | 0 | 2.562e-05 | 2.555e-05 | 0.00017885 | 3.285e-05 | 7.32e-06 | 3.65e-06 | 3.65e-06 | 3.65e-06 | 0 | 3.65e-06 | 7.3e-06 | 67609.5012 | 147802.4547 | 204821.0504 | 213085.2636 | 213085.2638 | 213085.2638 | 213085.2639 | 213085.2639 | 226530.9628 | 226530.9628 | 285191.809 | 285191.809
Option 5 AT | ResourceLimit_V1_Wind Medium | VIC | Penalty Cost | 0 | 0 | 3.65e-05 | 3.65e-06 | 0 | 0 | 0 | 3.65e-06 | 0 | 0 | 0 | 0 | 1.46e-05 | 1.464e-05 | 1.46e-05 | 1.095e-05 | 1.095e-05 | 2.928e-05 | 7.3e-06 | 2.555e-05 | 2203.0659 | 2203.0659 | 2203.0659 | 2203.0659
Option 5 AT | ResourceLimit_V2_Wind Medium | VIC | Penalty Cost | 0 | 0 | 1.095e-05 | 1.095e-05 | 5.475e-05 | 5.124e-05 | 0 | 0 | 3.65e-06 | 3.66e-06 | 21290.0384 | 21290.0384 | 21290.0384 | 21290.0384 | 21290.0384 | 21290.0384 | 21290.0384 | 21290.0384 | 25229.9512 | 37471.2787 | 37471.2787 | 37471.2787 | 80541.654 | 80541.654
Option 5 AT | ResourceLimit_V4_Solar | VIC | Penalty Cost | 0 | 0.010636 | 0.010636 | 0.010684 | 0.010789 | 0.010801 | 0.010793 | 0.010789 | 0.010789 | 0.010654 | 0.010804 | 0.010789 | 0.011034 | 80278.4496 | 80278.4502 | 80278.4503 | 80278.4504 | 80278.4504 | 80278.4504 | 80278.4504 | 80278.4504 | 80278.4504 | 101007.1466 | 101007.1466
Option 5 AT | ResourceLimit_V4_Wind Medium | VIC | Penalty Cost | 0 | 0 | 0 | 1.095e-05 | 2.19e-05 | 1.83e-05 | 0 | 0 | 0 | 3.66e-06 | 3.65e-06 | 3.65e-06 | 1.095e-05 | 1.098e-05 | 7.3e-06 | 3.65e-06 | 3.65e-06 | 1.098e-05 | 3.65e-06 | 3.65e-06 | 7.3e-06 | 7.32e-06 | 7.3e-06 | 1.095e-05
Option 5 AT | ResourceLimit_V5_Wind Medium | VIC | Penalty Cost | 0 | 0 | 0.0003942 | 2.555e-05 | 1.46e-05 | 5.124e-05 | 3.65e-06 | 3.65e-06 | 0 | 0 | 3.65e-06 | 3.65e-06 | 3.65e-06 | 3.66e-06 | 3.65e-06 | 3.65e-06 | 3.65e-06 | 3.66e-06 | 3.65e-06 | 3.65e-06 | 3.65e-06 | 3055.7214 | 19562.681 | 19562.681
Option 5 AT | REZ Landholder_VIC | VIC | Penalty Cost | 0 | 0 | 0 | 0 | 0 | 0 | 0 | 0 | 0 | 0 | 0 | 0 | 0 | 0 | 0 | 0 | 0 | 0 | 0 | 0 | 0 | 0 | 0 | 0
Option 6 AT | Aggregate Penalty | NEM | Penalty Cost | 0 | 0.0043371 | 38948.9276 | 44133.3137 | 50442.3491 | 72046.9643 | 73442.5375 | 108765.5826 | 131843.5664 | 200178.8622 | 304280.7397 | 321552.6636 | 470625.4216 | 743760.3137 | 904020.634 | 912954.4671 | 945441.7772 | 945882.5595 | 950625.3936 | 995687.5664 | 1031245.4315 | 1059006.6655 | 1510869.8738 | 1513167.0686
Option 6 AT | ResourceLimit_N3_Wind Medium | NSW | Penalty Cost | 0 | 0 | 0 | 0 | 6309.0351 | 18156.4098 | 18156.4098 | 52708.4638 | 52708.4638 | 63446.1896 | 76739.9891 | 76739.9891 | 76739.9891 | 76739.9891 | 76739.9891 | 76739.9891 | 76739.9891 | 76739.9891 | 76739.9891 | 76739.9891 | 76739.9891 | 92050.6014 | 92871.4995 | 92871.4996
Option 6 AT | REZ Landholder_NSW | NSW | Penalty Cost | 0 | 0 | 919.1019 | 919.1019 | 919.1019 | 943.0842 | 2338.6576 | 3109.6485 | 3469.7422 | 4294.1119 | 4598.9192 | 4598.9193 | 4800.0928 | 4817.6341 | 4951.3634 | 4964.0385 | 5395.548 | 5395.548 | 5395.548 | 5420.9234 | 5420.9234 | 6051.7079 | 6420.6047 | 6420.6047
Option 6 AT | ResourceLimit_DN1_Solar | NSW | Penalty Cost | 0 | 0 | 1.095e-05 | 2.555e-05 | 3.65e-06 | 1.464e-05 | 7.3e-06 | 7.3e-06 | 3.65e-06 | 7.32e-06 | 3.65e-06 | 3.65e-06 | 1.095e-05 | 7.32e-06 | 7.3e-06 | 7.3e-06 | 3.65e-06 | 3.66e-06 | 0 | 0 | 0 | 0 | 0 | 0
Option 6 AT | ResourceLimit_DN3_Solar | NSW | Penalty Cost | 0 | 0 | 0 | 0 | 0 | 0 | 0 | 0 | 0 | 0 | 0 | 0 | 0 | 0 | 0 | 0 | 0 | 0 | 0 | 0 | 0 | 0 | 0 | 0
Option 6 AT | ResourceLimit_N12_Wind Medium | NSW | Penalty Cost | 0 | 0 | 10465.0979 | 10465.098 | 10465.098 | 10465.098 | 10465.098 | 10465.098 | 10465.098 | 10465.098 | 10465.098 | 10465.098 | 10465.098 | 10465.098 | 10465.098 | 10465.098 | 10465.098 | 10465.098 | 10465.098 | 10465.098 | 10465.098 | 10465.098 | 10465.098 | 10465.098
Option 6 AT | ResourceLimit_N2_Solar | NSW | Penalty Cost | 0 | 0 | 3.65e-06 | 0 | 7.3e-06 | 0 | 0 | 0 | 1.825e-05 | 1.098e-05 | 7.3e-06 | 1.095e-05 | 7.3e-06 | 3.66e-06 | 3.65e-06 | 7.3e-06 | 1.095e-05 | 1.098e-05 | 0 | 0 | 0 | 0 | 0 | 0
Option 6 AT | ResourceLimit_N3_Solar | NSW | Penalty Cost | 0 | 0 | 0 | 0 | 0 | 0 | 0 | 1.095e-05 | 7.3e-06 | 3.66e-06 | 3.65e-06 | 3.65e-06 | 1.46e-05 | 7.32e-06 | 1.095e-05 | 6.935e-05 | 2473.7359 | 2473.7359 | 2473.7359 | 2473.7359 | 2473.7359 | 2473.7359 | 85355.3899 | 85355.3899
Option 6 AT | ResourceLimit_N5_Solar | NSW | Penalty Cost | 0 | 0 | 0 | 0 | 0 | 0 | 0 | 0 | 0 | 0 | 0 | 0 | 0 | 0 | 3.65e-06 | 0 | 7.3e-06 | 7.32e-06 | 0 | 0 | 0 | 0 | 0 | 0
Option 6 AT | ResourceLimit_N5_Wind Medium | NSW | Penalty Cost | 0 | 0 | 0 | 0 | 0 | 0 | 0 | 0 | 0 | 0 | 0 | 0 | 0 | 0 | 3.65e-06 | 3.65e-06 | 3.65e-06 | 3.66e-06 | 0 | 0 | 0 | 0 | 0 | 0
Option 6 AT | ResourceLimit_N8_Wind Medium | NSW | Penalty Cost | 0 | 0 | 0 | 0 | 0 | 0 | 3.65e-06 | 3.65e-06 | 3.65e-06 | 3.66e-06 | 0.0001314 | 0.0002701 | 0.0002701 | 0.00028182 | 0.00028835 | 0.00028835 | 0.0003139 | 0.00034404 | 0.00030295 | 3711.8864 | 3711.8864 | 3711.8864 | 3711.8864 | 6000.0897
Option 6 AT | ResourceLimit_N9_Solar | NSW | Penalty Cost | 0 | 0 | 23913.9464 | 29098.3323 | 29098.3324 | 36401.0533 | 36401.0533 | 36401.0533 | 59118.9421 | 115892.1442 | 129062.1381 | 129062.1382 | 176204.8816 | 282856.2717 | 390988.8624 | 390988.8626 | 390988.8627 | 390988.8627 | 390988.8627 | 415143.8264 | 415143.8264 | 415143.8264 | 415143.8265 | 415143.8265
Option 6 AT | ResourceLimit_N9_Wind Medium | NSW | Penalty Cost | 0 | 0 | 0 | 0 | 0 | 2430.5373 | 2430.5372 | 2430.5373 | 2430.5373 | 2430.5373 | 44587.7852 | 44587.7852 | 44587.7852 | 44587.7852 | 44587.7852 | 44587.7852 | 44587.7852 | 44587.7852 | 44587.7851 | 44587.7851 | 44587.7851 | 55519.9655 | 55519.9655 | 55519.9655
Option 6 AT | ResourceLimit_N2_Wind Medium | NSW | Penalty Cost | 0 | 0 | 0 | 0 | 0 | 0 | 0 | 0 | 0 | 0 | 3.65e-06 | 7.3e-06 | 3.65e-06 | 3.66e-06 | 7.3e-06 | 3.65e-06 | 3.65e-06 | 3.66e-06 | 0 | 0 | 0 | 0 | 0 | 0
Option 6 AT | ResourceLimit_Q8c_Wind Medium | QLD | Penalty Cost | 0 | 0 | 7.3e-06 | 7.3e-06 | 1.095e-05 | 3.66e-05 | 1.095e-05 | 2.92e-05 | 2.92e-05 | 2.928e-05 | 10321.9265 | 27593.8512 | 27593.8512 | 27593.8512 | 27593.8512 | 27593.8512 | 52600.8242 | 52600.8242 | 52600.8242 | 52600.8242 | 52600.8242 | 53629.3028 | 95045.0443 | 95045.0443
Option 6 AT | ResourceLimit_Q8c_Solar | QLD | Penalty Cost | 0 | 2.196e-05 | 2.19e-05 | 1.825e-05 | 2.19e-05 | 1.464e-05 | 3.65e-06 | 7.3e-06 | 7.3e-06 | 7.32e-06 | 7.3e-06 | 7.3e-06 | 1.46e-05 | 2.562e-05 | 8.03e-05 | 0.00010585 | 0.000146 | 0.0001464 | 0.0001387 | 0.0001387 | 0.000146 | 0.0001464 | 0.00016425 | 8.9917
Option 6 AT | ResourceLimit_Q8b_Wind Medium | QLD | Penalty Cost | 0 | 0 | 0 | 0 | 0 | 0 | 3.65e-06 | 3.65e-06 | 3.65e-06 | 3.66e-06 | 3.65e-06 | 0.00020805 | 0.0001898 | 0.0002196 | 0.00028105 | 0.00028835 | 0.0004015 | 0.00057462 | 0.00057305 | 0.00057305 | 0.00057305 | 0.00057828 | 0.0005767 | 0.00058035
Option 6 AT | REZ Landholder_QLD | QLD | Penalty Cost | 0 | 0 | 0 | 0 | 0 | 0 | 0 | 0 | 0 | 3.66e-06 | 3.65e-06 | 3.65e-06 | 396.186 | 806.9675 | 1183.5766 | 1584.2638 | 1584.2638 | 2025.0455 | 4248.432 | 9271.901 | 9296.1139 | 9296.1139 | 10601.2009 | 10601.2009
Option 6 AT | ResourceLimit_Q8a_Solar | QLD | Penalty Cost | 0 | 0 | 0 | 0 | 7.3e-06 | 2.928e-05 | 7.3e-06 | 0 | 0 | 0 | 8.76e-05 | 0.00028105 | 0.00028105 | 0.0003477 | 0.0003504 | 0.0004453 | 0.0006789 | 0.00097722 | 0.00098915 | 4315.643 | 0 | 0 | 13888.6711 | 13888.6711
Option 6 AT | ResourceLimit_S3_Solar | SA | Penalty Cost | 0 | 1.464e-05 | 1.46e-05 | 1.46e-05 | 3.65e-06 | 3.66e-06 | 3.65e-06 | 3.65e-06 | 3.65e-06 | 3.66e-06 | 3.65e-06 | 3.65e-06 | 7.3e-06 | 7.32e-06 | 7.3e-06 | 1.095e-05 | 1.095e-05 | 1.098e-05 | 0 | 0 | 0 | 0 | 15407.2241 | 15407.2241
Option 6 AT | ResourceLimit_S5_Solar | SA | Penalty Cost | 0 | 1.83e-05 | 1.825e-05 | 7.3e-06 | 1.825e-05 | 7.32e-06 | 3.65e-06 | 2.19e-05 | 4.745e-05 | 0.00013542 | 7.3e-06 | 1.095e-05 | 4.745e-05 | 3.66e-05 | 1.095e-05 | 0 | 4575.0913 | 4575.0913 | 4575.0913 | 4575.0913 | 25813.4111 | 23761.5151 | 172981.7956 | 172981.7956
Option 6 AT | ResourceLimit_S6_Wind Medium | SA | Penalty Cost | 0 | 0 | 0.0002701 | 0.00028835 | 0.00057305 | 0.00058926 | 0.00055845 | 0.00073365 | 0.0019491 | 0.0021704 | 0.014983 | 0.014994 | 16697.7191 | 16697.7191 | 16697.7191 | 16697.7191 | 16697.7191 | 16697.7191 | 16697.7191 | 16697.7191 | 16697.7191 | 16697.7191 | 16697.7191 | 16697.7191
Option 6 AT | ResourceLimit_T1_Solar | TAS | Penalty Cost | 0 | 5.124e-05 | 6.205e-05 | 6.935e-05 | 6.935e-05 | 6.954e-05 | 5.11e-05 | 5.11e-05 | 5.475e-05 | 5.49e-05 | 6.57e-05 | 6.57e-05 | 5.475e-05 | 7.32e-05 | 6.935e-05 | 7.665e-05 | 7.665e-05 | 7.686e-05 | 5.11e-05 | 5.11e-05 | 5.11e-05 | 5.124e-05 | 5.475e-05 | 5.475e-05
Option 6 AT | ResourceLimit_T3_Solar | TAS | Penalty Cost | 0 | 0 | 3650.7767 | 3650.7767 | 3650.7767 | 3650.7767 | 3650.7767 | 3650.7767 | 3650.7767 | 3650.7767 | 3650.7767 | 3650.7767 | 3650.7769 | 3650.7769 | 3650.7769 | 3650.7769 | 3650.7769 | 3650.777 | 3650.7769 | 3650.7769 | 3650.7769 | 3650.7769 | 3650.7769 | 3650.7769
Option 6 AT | ResourceLimit_T3_Wind Medium | TAS | Penalty Cost | 0 | 0 | 0 | 0 | 0 | 0 | 0 | 0 | 0 | 0 | 0 | 0 | 0 | 0 | 0 | 0 | 0 | 0 | 0 | 0 | 0 | 0 | 0 | 0
Option 6 AT | ResourceLimit_V4_Wind Medium | VIC | Penalty Cost | 0 | 0 | 3.65e-06 | 7.3e-06 | 1.825e-05 | 1.83e-05 | 1.095e-05 | 1.095e-05 | 7.3e-06 | 7.32e-06 | 7.3e-06 | 7.3e-06 | 1.095e-05 | 1.098e-05 | 1.095e-05 | 1.095e-05 | 1.095e-05 | 1.098e-05 | 0 | 0 | 0 | 0 | 0 | 0
Option 6 AT | REZ Landholder_VIC | VIC | Penalty Cost | 0 | 0 | 0 | 0 | 0 | 0 | 0 | 0 | 0 | 0 | 0 | 0 | 0 | 0 | 0 | 0 | 0 | 0 | 0 | 0 | 0 | 0 | 0 | 0
Option 6 AT | ResourceLimit_V1_Solar | VIC | Penalty Cost | 0 | 1.464e-05 | 1.46e-05 | 1.825e-05 | 1.095e-05 | 1.83e-05 | 7.3e-06 | 7.3e-06 | 7.3e-06 | 7.32e-06 | 1.095e-05 | 3.285e-05 | 61525.3011 | 147503.1617 | 199120.5526 | 207641.023 | 207641.023 | 207641.023 | 207641.023 | 207641.0231 | 220681.8861 | 220681.8861 | 283680.3845 | 283680.3845
Option 6 AT | ResourceLimit_V1_Wind Medium | VIC | Penalty Cost | 0 | 0 | 7.3e-06 | 7.3e-06 | 3.65e-06 | 0 | 1.095e-05 | 7.3e-06 | 7.3e-06 | 7.32e-06 | 3.65e-06 | 3.65e-06 | 1.825e-05 | 1.83e-05 | 1.46e-05 | 1.46e-05 | 1.46e-05 | 1.464e-05 | 0 | 3.65e-06 | 5570.1123 | 5570.1123 | 5570.1123 | 5570.1123
Option 6 AT | ResourceLimit_V2_Wind Medium | VIC | Penalty Cost | 0 | 0 | 1.46e-05 | 7.3e-06 | 3.65e-06 | 1.098e-05 | 7.3e-06 | 7.3e-06 | 7.3e-06 | 7.32e-06 | 24854.0871 | 24854.0871 | 24854.0871 | 24854.0871 | 24854.0871 | 24854.0871 | 24854.0871 | 24854.0871 | 27373.5351 | 35204.3714 | 35204.3714 | 35204.3714 | 79091.9173 | 79091.9173
Option 6 AT | ResourceLimit_V4_Solar | VIC | Penalty Cost | 0 | 0.0042163 | 0.0042194 | 0.0042194 | 0.0042267 | 0.0042419 | 0.0042376 | 0.004234 | 0.004234 | 0.0021008 | 0.0044676 | 0.0029821 | 0.0067926 | 80077.3252 | 80077.3254 | 80077.3254 | 80077.3255 | 80077.3255 | 80077.3254 | 80077.3254 | 80077.3255 | 80077.3255 | 100998.0225 | 100998.0225
Option 6 AT | ResourceLimit_V5_Wind Medium | VIC | Penalty Cost | 0 | 0 | 7.3e-06 | 4.38e-05 | 0 | 7.32e-06 | 2.555e-05 | 7.3e-06 | 1.095e-05 | 1.098e-05 | 7.3e-06 | 7.3e-06 | 3.65e-06 | 7.32e-06 | 7.3e-06 | 3.65e-06 | 3.65e-06 | 3.66e-06 | 0 | 0 | 0 | 1911.0741 | 20659.0879 | 20659.0879
Option 6 AT | ResourceLimit_V7_Wind Medium | VIC | Penalty Cost | 0 | 0 | 0 | 0 | 1.095e-05 | 1.464e-05 | 0 | 0 | 0 | 0 | 7.3e-06 | 1.46e-05 | 23109.6459 | 23109.6459 | 23109.6459 | 23109.6459 | 23109.6459 | 23109.6459 | 23109.6459 | 23109.6459 | 23109.6459 | 23109.6459 | 23109.6459 | 23109.6459

## PV (hidden)
Child | Plan | Technology | Region | 2025-26 | 2026-27 | 2027-28 | 2028-29 | 2029-30 | 2030-31 | 2031-32 | 2032-33 | 2033-34 | 2034-35 | 2035-36 | 2036-37 | 2037-38 | 2038-39 | 2039-40 | 2040-41 | 2041-42 | 2042-43 | 2043-44 | 2044-45 | 2045-46 | 2046-47 | 2047-48 | 2048-49 | 2049-50 | 2050-51
Capacity | Step Change | PVNSG | NSW | 708 | 822 | 907 | 1035 | 1144 | 1256 | 1369 | 1528 | 1632 | 1761 | 1871 | 2039 | 2215 | 2413 | 2618 | 2802 | 3004 | 3183 | 3365 | 3551 | 3731 | 3915 | 4107 | 4290 | 4478 | 4663

## Constants (hidden)
REGION | ISP SELECTION | TECHNOLOGY | GROUP REZ | REZ TO NAME MAP |  | FY | PV(Summary) | PV (Comparison) | FILTER | NODES | FY | DF (7%)
NEM | Step Change | Black Coal | MN1 | North West NSW | N1 | 2025-26 | Step Change | Step Change | NEW | CNSW | 2025-26 | 0.93458
NSW | Progressive Change | Brown Coal | MN1_North | Hunter Coast | N10 | 2026-27 |  |  | * | NNSW | 2026-27 | 0.87344
QLD | Green Energy Exports | Hydro | NET1 | Illawarra Coast | N11 | 2027-28 |  |  |  | SNSW | 2027-28 | 0.8163
SA |  | OCGT | NQ2 | Illawarra | N12 | 2028-29 |  |  |  | SNW | 2028-29 | 0.7629
VIC |  | Liquid Fuel | NSA1 | New England | N2 | 2029-30 |  |  |  | CQ | 2029-30 | 0.71299
TAS |  | Biomass | NSA1_North | Central-West Orana | N3 | 2030-31 |  |  |  | NQ | 2030-31 | 0.66634
|  | H2 Reciprocating Engine | S1-TBMO | Broken Hill | N4 | 2031-32 |  |  |  | SQ | 2031-32 | 0.62275
|  | CCGT | SEVIC1 | South West NSW | N5 | 2032-33 |  |  |  | CSA | 2032-33 | 0.58201
|  | 1h | SQ1 | Wagga Wagga | N6 | 2033-34 |  |  |  | SESA | 2033-34 | 0.54393
|  | 2h | SWNSW1 | Tumut | N7 | 2034-35 |  |  |  | GG | 2034-35 | 0.50835
|  | 4h | SWQLD1 | Cooma-Monaro | N8 | 2035-36 |  |  |  | TAS | 2035-36 | 0.47509
- |  | 8h | SWV1 | Hunter-Central Coast | N9 | 2036-37 |  |  |  | WNV | 2036-37 | 0.44401
|  | PHES | V3-EAST | Far North QLD | Q1 | 2037-38 |  |  |  | MEL | 2037-38 | 0.41496
|  | Coordinated CER | V3-WEST | North QLD Clean Energy Hub | Q2 | 2038-39 |  |  |  | SEV | 2038-39 | 0.38782
|  | Wind |  | Northern QLD | Q3 | 2039-40 |  |  |  |  | 2039-40 | 0.36245
|  | Offshore Wind |  | Isaac | Q4 | 2040-41 |  |  |  |  | 2040-41 | 0.33873
|  | Solar |  | Barcaldine | Q5 | 2041-42 |  |  |  |  | 2041-42 | 0.31657
|  |  |  | Fitzroy | Q6 | 2042-43 |  |  |  |  | 2042-43 | 0.29586
|  |  |  | Wide Bay | Q7 | 2043-44 |  |  |  |  | 2043-44 | 0.27651
|  |  |  | Darling Downs | Q8 | 2044-45 |  |  |  |  | 2044-45 | 0.25842
|  |  |  | Banana | Q9 | 2045-46 |  |  |  |  | 2045-46 | 0.24151
|  |  |  | Ovens Murray | V1 | 2046-47 |  |  |  |  | 2046-47 | 0.22571
|  |  |  | Murray River | V2 | 2047-48 |  |  |  |  | 2047-48 | 0.21095
|  |  |  | Western VIC | V3 | 2048-49 |  |  |  |  | 2048-49 | 0.19715
|  |  |  | South West Victoria | V4 | 2049-50 |  |  |  |  | 2049-50 | 0.18425
|  |  |  | Gippsland | V5
|  |  |  | Central North VIC | V6
|  |  |  | Gippsland Coast | V7
|  |  |  | Portland Coast | V8
|  |  |  | South East SA | S1
|  |  |  | South East SA Coast | S10
|  |  |  | Riverland | S2
|  |  |  | Mid-North SA | S3
|  |  |  | Yorke Peninsula | S4
|  |  |  | Northern SA | S5
|  |  |  | Leigh Creek | S6
|  |  |  | Roxby Downs | S7
|  |  |  | Eastern Eyre Peninsula | S8
|  |  |  | Western Eyre Peninsula | S9
|  |  |  | North East TAS | T1
|  |  |  | North West TAS | T2
|  |  |  | Central Highlands | T3
|  |  |  | North West Tasmania Coast | T4
|  |  |  | North East Tasmania Coast | T5

## ModelNames (hidden)
BaseCase SC
Option 2 SC
Option 2D SC
Option 3 SC
Option 4 SC
Option 5 SC
Option 6 SC
BaseCase SG
Option 2 SG
Option 2D SG
Option 3 SG
Option 4 SG
Option 5 SG
Option 6 SG
BaseCase AT
Option 2 AT
Option 2D AT
Option 3 AT
Option 4 AT
Option 5 AT
Option 6 AT

## Source (hidden)
Model | Type | Path
BaseCase SC | LT | O:/Projects_EMM/17_TG SRS PADR/6_model/SRS_SC_2026-02-13a/Results/SRS_SC_2026-02-13a/Model BaseCase Solution/Model BaseCase Solution.zip
Option 2 SC | LT | O:/Projects_EMM/17_TG SRS PADR/6_model/SRS_SC_2026-02-13a/Results/SRS_SC_2026-02-13a/Model Option2 Solution/Model Option2 Solution.zip
Option 2D SC | LT | O:/Projects_EMM/17_TG SRS PADR/6_model/SRS_SC_2026-02-13a/Results/SRS_SC_2026-02-13a/Model Option2D Solution/Model Option2D Solution.zip
Option 3 SC | LT | O:/Projects_EMM/17_TG SRS PADR/6_model/SRS_SC_2026-02-13a/Results/SRS_SC_2026-02-13a/Model Option3 Solution/Model Option3 Solution.zip
Option 4 SC | LT | O:/Projects_EMM/17_TG SRS PADR/6_model/SRS_SC_2026-02-13a/Results/SRS_SC_2026-02-13a/Model Option4 Solution/Model Option4 Solution.zip
Option 5 SC | LT | O:/Projects_EMM/17_TG SRS PADR/6_model/SRS_SC_2026-02-13a/Results/SRS_SC_2026-02-13a/Model Option5 Solution/Model Option5 Solution.zip
Option 6 SC | LT | O:/Projects_EMM/17_TG SRS PADR/6_model/SRS_SC_2026-02-13a/Results/SRS_SC_2026-02-13a/Model Option6 Solution/Model Option6 Solution.zip
BaseCase SG | LT | O:/Projects_EMM/17_TG SRS PADR/6_model/SRS_SGW_2026-03-06a/Results/SRS_SGW_2026-03-06a/Model BaseCase Solution/Model BaseCase Solution.zip
Option 2 SG | LT | O:/Projects_EMM/17_TG SRS PADR/6_model/SRS_SGW_2026-03-06aa/Results/SRS_SGW_2026-03-06aa/Model Option2 Solution/Model Option2 Solution.zip
Option 2D SG | LT | O:/Projects_EMM/17_TG SRS PADR/6_model/SRS_SGW_2026-03-06a/Results/SRS_SGW_2026-03-06a/Model Option2D Solution/Model Option2D Solution.zip
Option 3 SG | LT | O:/Projects_EMM/17_TG SRS PADR/6_model/SRS_SGW_2026-03-06aa/Results/SRS_SGW_2026-03-06aa/Model Option3 Solution/Model Option3 Solution.zip
Option 4 SG | LT | O:/Projects_EMM/17_TG SRS PADR/6_model/SRS_SGW_2026-03-06a/Results/SRS_SGW_2026-03-06a/Model Option4 Solution/Model Option4 Solution.zip
Option 5 SG | LT | O:/Projects_EMM/17_TG SRS PADR/6_model/SRS_SGW_2026-03-06aa/Results/SRS_SGW_2026-03-06aa/Model Option5 Solution/Model Option5 Solution.zip
Option 6 SG | LT | O:/Projects_EMM/17_TG SRS PADR/6_model/SRS_SGW_2026-03-06a/Results/SRS_SGW_2026-03-06a/Model Option6 Solution/Model Option6 Solution.zip
BaseCase AT | LT | O:/Projects_EMM/17_TG SRS PADR/6_model/SRS_AT_2026_03_06a_6LB/Results/SRS_AT_2026_03_06a_6LB/Model BaseCase Solution/Model BaseCase Solution.zip
Option 2 AT | LT | O:/Projects_EMM/17_TG SRS PADR/6_model/SRS_AT_2026_03_06aa_6LB/Results/SRS_AT_2026_03_06aa_6LB/Model Option2 Solution/Model Option2 Solution.zip
Option 2D AT | LT | O:/Projects_EMM/17_TG SRS PADR/6_model/SRS_AT_2026_03_06a_6LB/Results/SRS_AT_2026_03_06a_6LB/Model Option2D Solution/Model Option2D Solution.zip
Option 3 AT | LT | O:/Projects_EMM/17_TG SRS PADR/6_model/SRS_AT_2026_03_06aa_6LB/Results/SRS_AT_2026_03_06aa_6LB/Model Option3 Solution/Model Option3 Solution.zip
Option 4 AT | LT | O:/Projects_EMM/17_TG SRS PADR/6_model/SRS_AT_2026_03_06a_6LB/Results/SRS_AT_2026_03_06a_6LB/Model Option4 Solution/Model Option4 Solution.zip
Option 5 AT | LT | O:/Projects_EMM/17_TG SRS PADR/6_model/SRS_AT_2026_03_06aa_6LB/Results/SRS_AT_2026_03_06aa_6LB/Model Option5 Solution/Model Option5 Solution.zip
Option 6 AT | LT | O:/Projects_EMM/17_TG SRS PADR/6_model/SRS_AT_2026_03_06a_6LB/Results/SRS_AT_2026_03_06a_6LB/Model Option6 Solution/Model Option6 Solution.zip