## Overview of the model
Transgrid Operability RIT-T PADR NPV assessment
Creation Date | 2025-05-02
Client | Transgrid
Description | Operability RIT-T PADR NPV assessment
Creators | HoustonKemp Economists
Cell legend applied throughout the model
Table Row Name
Input Cell
Calculation cell
Parameter Cell
Output Cell

## R1 Results
R1 Results
Interface for scenario settings and key results
Scenario settings
| Parameters |  |  |  | S1 | S2 | S3 |  | Sensitivity parameters
| General parameters |  |  | Unit | Step | Progressive | Green |  | Upper bound | Lower bound
| Commercial discount rate |  |  | Percent | 7% | 7% | 7% |  | 10.5% | 3.63%
| Cost parameters |  |  | Unit | Step | Progressive | Green |  | Upper bound | Lower bound
| Capital cost |  |  | Factor | 1 | 1 | 1 |  | 1.25 | 0.75
| Planned routine maintenance and refurbishment |  |  | Factor | 1 | 1 | 1 |  | 1.25 | 0.75
| Benefit parameters |  |  | Unit | Step | Progressive | Green |  | Upper bound | Lower bound
| Involuntary load shedding |  |  | Factor | 1 | 1 | 1 |  | 1.3 | 0.7
| Avoided generation dispatch costs |  |  | Factor | 1 | 1 | 1 |  | 1 | 1
| Greenhouse gases |  |  | Factor | 1 | 1 | 1 |  | 1.25 | 0.75
| Scenario weightings |  |  | Unit | Step | Progressive | Green
| Weightings |  |  | % | 0.43 | 0.42 | 0.15
Weighted NPV results
| Net present value ($, PV) | S1 | S2 | S3 |  |  |  | Weighted NPV results
| Option | Step | Progressive | Green | Weighted NPV | Rank
| Option 1 | 76764874.0833 | 34832072.6802 | 125481439.0221 | 66460582.2348 | 2
| Option 2 | 140833550.6645 | 43000490.6267 | 218086137.4702 | 111331553.4695 | 1
Sensitivities
| Sensitivity |  | Option 1 | Option 2
| Capital cost | High (+25%) | 34.3609 | 62.6127
|  | Low (-25%) | 98.962 | 161.4025
| Operating cost | High (+25%) | 57.9247 | 99.1307
|  | Low (-25%) | 74.9964 | 123.5324
| Discount rate | High (10.5%) | 38.7992 | 60.9448
|  | Low (3.63%) | 107.2894 | 186.9549
| Value of customer reliability | High (+30%) | 103.4059 | 165.4365
|  | Low (-30%) | 29.5153 | 57.2266
| Value of emissions reduction | High (+25%) | 76.6489 | 127.4223
|  | Low (-25%) | 56.2723 | 95.2408
| Total gross benefits | High (+25%) | 120.5172 | 193.7094
|  | Low (-25%) | 12.404 | 28.9537
Threshold tests
|  | Option 2 no longer preferred | Option 2 to have zero NPV
| Capital costs | 72.48% | 57.36%
| Operating costs | 306.1% | 228.1%
| Total costs | 58.27% | 45.93%
| Gross benefits | -39.61% | -33.79%

## R1.1 Case studies
R1.1 Case studies
Results for case studies
| Outputs | $2024/25
Inputs
| Scenario | Weighting
| Step change | 0.43
| Progressive change | 0.42
| Green energy exports | 0.15
Key outputs (weighted scenario)
| Incremental gross benefits (NPV) | Case study 1 | Case study 2 | Case study 3 | Total
| Option 1 | 123150959.721 | 12480123.6187 | 80595196.8246 | 216226280.1643
| Option 2 | 180349728.7984 | 68566632.3676 | 80595196.8246 | 329511557.9907
| Incremental capex (NPV) | Case study 1 | Case study 2 | Case study 3 | Enabling tech | Total
| Option 1 | 32308343.8945 | 4335106.1389 | 3019680.7153 | 75959127.9308 | 115622258.6795
| Option 2 | 57543157.3609 | 17916621.9483 | 3019680.7153 | 90897101.4302 | 169376561.4547
| Incremental opex (NPV) | Case study 1 | Case study 2 | Case study 3 | Enabling tech | Total
| Option 1 | 15103398.7319 | 0 | 0 | 19040040.5181 | 34143439.2499
| Option 2 | 22477567.9139 | 0 | 0 | 26325875.1525 | 48803443.0665
| Net benefits (NPV) | Case study 1 | Case study 2 | Case study 3 | Enabling tech | Total
| Option 1 | 75739217.0947 | 8145017.4798 | 77575516.1093 | -94999168.4489 | 66460582.2348
| Option 2 | 100329003.5236 | 50650010.4194 | 77575516.1093 | -117222976.5828 | 111331553.4695
Case study 1 - total gross benefits
Base case
| Scenario | NPV | 2025 | 2026 | 2027 | 2028 | 2029 | 2030 | 2031 | 2032 | 2033 | 2034 | 2035 | 2036 | 2037 | 2038 | 2039
| Step change | 0 | 0 | 0 | 0 | 0 | 0 | 0 | 0 | 0 | 0 | 0 | 0 | 0 | 0 | 0 | 0
| Progressive change | 0 | 0 | 0 | 0 | 0 | 0 | 0 | 0 | 0 | 0 | 0 | 0 | 0 | 0 | 0 | 0
| Green energy exports | 0 | 0 | 0 | 0 | 0 | 0 | 0 | 0 | 0 | 0 | 0 | 0 | 0 | 0 | 0 | 0
Option 1
| Scenario | NPV | 2025 | 2026 | 2027 | 2028 | 2029 | 2030 | 2031 | 2032 | 2033 | 2034 | 2035 | 2036 | 2037 | 2038 | 2039
| Step change | 128345213.8572 | 8639961.9368 | 9871827.2032 | 11270159.2887 | 12891899.0919 | 14655855.9594 | 16695290.5633 | 8682372.2926 | 9904996.2184 | 11231461.2179 | 12763242.1774 | 14496114.2673 | 16500867.3235 | 18671175.8414 | 21174840.1502 | 24003389.3792
| Progressive change | 114356374.7807 | 8328611.9571 | 9173163.6758 | 10095142.4365 | 11131664.1044 | 12198745.8288 | 13395495.2673 | 14700015.7726 | 16165699.8006 | 17670028.7568 | 8842376.4197 | 9681003.8226 | 10622735.2843 | 11586761.1568 | 12666928.6738 | 13841544.5134
| Green energy exports | 132885602.3634 | 8795636.9267 | 10230773.6026 | 11890399.5502 | 4445079.605 | 16024648.4791 | 8489321.1986 | 9838449.4136 | 11426100.2894 | 13189715.9896 | 15258634.0306 | 17642564.562 | 20444304.873 | 23550097.534 | 27189213.5808 | 31376503.1514
Option 2
| Scenario | NPV | 2025 | 2026 | 2027 | 2028 | 2029 | 2030 | 2031 | 2032 | 2033 | 2034 | 2035 | 2036 | 2037 | 2038 | 2039
| Step change | 197844434.6127 | 8639961.9368 | 9871827.2032 | 11270159.2887 | 12891899.0919 | 14655855.9594 | 16695290.5633 | 19006064.923 | 21682438.2606 | 24586123.9181 | 27939254.5353 | 31732581.7888 | 36121067.4996 | 40871960.8274 | 34418031.0168 | 39015614.4889
| Progressive change | 150677709.0216 | 8328611.9571 | 9173163.6758 | 10095142.4365 | 11131664.1044 | 12198745.8288 | 13395495.2673 | 14700015.7726 | 16165699.8006 | 17670028.7568 | 19356320.4437 | 21192109.8257 | 23253598.1723 | 25363889.8878 | 27728420.3714 | 30299702.0621
| Green energy exports | 213279894.1724 | 8795636.9267 | 10230773.6026 | 11890399.5502 | 4445079.605 | 16024648.4791 | 18583468.2523 | 21536764.6071 | 25012196.7361 | 28872822.9989 | 33401768.4625 | 38620289.0379 | 33230603.5958 | 38278824.3796 | 44193920.2237 | 51000028.8552
Case study 1 - incremental gross benefits
Option 1
| Scenario | NPV | 2025 | 2026 | 2027 | 2028 | 2029 | 2030 | 2031 | 2032 | 2033 | 2034 | 2035 | 2036 | 2037 | 2038 | 2039
| Step change | 128345213.8572 | 8639961.9368 | 9871827.2032 | 11270159.2887 | 12891899.0919 | 14655855.9594 | 16695290.5633 | 8682372.2926 | 9904996.2184 | 11231461.2179 | 12763242.1774 | 14496114.2673 | 16500867.3235 | 18671175.8414 | 21174840.1502 | 24003389.3792
| Progressive change | 114356374.7807 | 8328611.9571 | 9173163.6758 | 10095142.4365 | 11131664.1044 | 12198745.8288 | 13395495.2673 | 14700015.7726 | 16165699.8006 | 17670028.7568 | 8842376.4197 | 9681003.8226 | 10622735.2843 | 11586761.1568 | 12666928.6738 | 13841544.5134
| Green energy exports | 132885602.3634 | 8795636.9267 | 10230773.6026 | 11890399.5502 | 4445079.605 | 16024648.4791 | 8489321.1986 | 9838449.4136 | 11426100.2894 | 13189715.9896 | 15258634.0306 | 17642564.562 | 20444304.873 | 23550097.534 | 27189213.5808 | 31376503.1514
| Weighted | 123150959.721
Option 2
| Scenario | NPV | 2025 | 2026 | 2027 | 2028 | 2029 | 2030 | 2031 | 2032 | 2033 | 2034 | 2035 | 2036 | 2037 | 2038 | 2039
| Step change | 197844434.6127 | 8639961.9368 | 9871827.2032 | 11270159.2887 | 12891899.0919 | 14655855.9594 | 16695290.5633 | 19006064.923 | 21682438.2606 | 24586123.9181 | 27939254.5353 | 31732581.7888 | 36121067.4996 | 40871960.8274 | 34418031.0168 | 39015614.4889
| Progressive change | 150677709.0216 | 8328611.9571 | 9173163.6758 | 10095142.4365 | 11131664.1044 | 12198745.8288 | 13395495.2673 | 14700015.7726 | 16165699.8006 | 17670028.7568 | 19356320.4437 | 21192109.8257 | 23253598.1723 | 25363889.8878 | 27728420.3714 | 30299702.0621
| Green energy exports | 213279894.1724 | 8795636.9267 | 10230773.6026 | 11890399.5502 | 4445079.605 | 16024648.4791 | 18583468.2523 | 21536764.6071 | 25012196.7361 | 28872822.9989 | 33401768.4625 | 38620289.0379 | 33230603.5958 | 38278824.3796 | 44193920.2237 | 51000028.8552
| Weighted | 180349728.7984
Case study 2 - total gross benefits
| Scenario | NPV | 2025 | 2026 | 2027 | 2028 | 2029 | 2030 | 2031 | 2032 | 2033 | 2034 | 2035 | 2036 | 2037 | 2038 | 2039
Base | Step change | 0 | 0 | 0 | 0 | 0 | 0 | 0 | 0 | 0 | 0 | 0 | 0 | 0 | 0 | 0 | 0
Option 1 | Step change | 13987511.8643 | 0 | 0 | 0 | 0 | 1470867.8333 | 1255944.6495 | 1614913.7459 | 1724231.5456 | 1884303.8975 | 2189469.177 | 2502844.4954 | 2889551.1038 | 3175601.4495 | 4091328.8829 | 4588706.0255
Option 2 | Step change | 76971274.2817 | 0 | 0 | 0 | 0 | 1470867.8333 | 5651750.9227 | 9689482.4754 | 10345389.2737 | 11305823.3853 | 13136815.062 | 15017066.9726 | 17337306.6229 | 19053608.6969 | 24547973.2976 | 27532236.153
Base | Progressive change | 0 | 0 | 0 | 0 | 0 | 0 | 0 | 0 | 0 | 0 | 0 | 0 | 0 | 0 | 0 | 0
Option 1 | Progressive change | 8985873.7491 | 0 | 0 | 0 | 0 | 1064934.6526 | 566453.9069 | 1257471.7884 | 1275181.3196 | 1281887.9475 | 1426008.1604 | 1663443.5052 | 1996159.4519 | 2139407.586 | 2334031.3477 | 2329403.1661
Option 2 | Progressive change | 49247264.0464 | 0 | 0 | 0 | 0 | 1064934.6526 | 2549042.5812 | 7544830.7302 | 7651087.9176 | 7691327.6851 | 8556048.9623 | 9980661.0313 | 11976956.7111 | 12836445.5162 | 14004188.0864 | 13976418.9968
Base | Green energy exports | 0 | 0 | 0 | 0 | 0 | 0 | 0 | 0 | 0 | 0 | 0 | 0 | 0 | 0 | 0 | 0
Option 1 | Green energy exports | 17942843.6159 | 0 | 0 | 0 | 0 | 1832600.8928 | 1962723.9869 | 2192260.1531 | 2419851.7373 | 2702081.795 | 2979551.7926 | 3519623.8444 | 3786684.9602 | 4003028.6001 | 4485190.1288 | 4531726.1291
Option 2 | Green energy exports | 98567556.8468 | 0 | 0 | 0 | 0 | 1832600.8928 | 8832257.9408 | 13153560.9185 | 14519110.4241 | 16212490.7701 | 17877310.7558 | 21117743.0666 | 22720109.7612 | 24018171.6006 | 26911140.773 | 27190356.7749
Case study 2 - incremental gross benefits
Option 1
| Scenario | NPV | 2025 | 2026 | 2027 | 2028 | 2029 | 2030 | 2031 | 2032 | 2033 | 2034 | 2035 | 2036 | 2037 | 2038 | 2039
| Step change | 13987511.8643 | 0 | 0 | 0 | 0 | 1470867.8333 | 1255944.6495 | 1614913.7459 | 1724231.5456 | 1884303.8975 | 2189469.177 | 2502844.4954 | 2889551.1038 | 3175601.4495 | 4091328.8829 | 4588706.0255
| Progressive change | 8985873.7491 | 0 | 0 | 0 | 0 | 1064934.6526 | 566453.9069 | 1257471.7884 | 1275181.3196 | 1281887.9475 | 1426008.1604 | 1663443.5052 | 1996159.4519 | 2139407.586 | 2334031.3477 | 2329403.1661
| Green energy exports | 17942843.6159 | 0 | 0 | 0 | 0 | 1832600.8928 | 1962723.9869 | 2192260.1531 | 2419851.7373 | 2702081.795 | 2979551.7926 | 3519623.8444 | 3786684.9602 | 4003028.6001 | 4485190.1288 | 4531726.1291
| Weighted | 12480123.6187
Option 2
| Scenario | NPV | 2025 | 2026 | 2027 | 2028 | 2029 | 2030 | 2031 | 2032 | 2033 | 2034 | 2035 | 2036 | 2037 | 2038 | 2039
| Step change | 76971274.2817 | 0 | 0 | 0 | 0 | 1470867.8333 | 5651750.9227 | 9689482.4754 | 10345389.2737 | 11305823.3853 | 13136815.062 | 15017066.9726 | 17337306.6229 | 19053608.6969 | 24547973.2976 | 27532236.153
| Progressive change | 49247264.0464 | 0 | 0 | 0 | 0 | 1064934.6526 | 2549042.5812 | 7544830.7302 | 7651087.9176 | 7691327.6851 | 8556048.9623 | 9980661.0313 | 11976956.7111 | 12836445.5162 | 14004188.0864 | 13976418.9968
| Green energy exports | 98567556.8468 | 0 | 0 | 0 | 0 | 1832600.8928 | 8832257.9408 | 13153560.9185 | 14519110.4241 | 16212490.7701 | 17877310.7558 | 21117743.0666 | 22720109.7612 | 24018171.6006 | 26911140.773 | 27190356.7749
| Weighted | 68566632.3676
Case study 3 - total gross benefits
| Scenario | NPV | 2025 | 2026 | 2027 | 2028 | 2029 | 2030 | 2031 | 2032 | 2033 | 2034 | 2035 | 2036 | 2037 | 2038 | 2039
Base | Step change | 0 | 0 | 0 | 0 | 0 | 0 | 0 | 0 | 0 | 0 | 0 | 0 | 0 | 0 | 0 | 0
Option 1 | Step change | 84197846.2912 | 0 | 0 | 0 | 9344996.4053 | 9929191.6622 | 8165701.1308 | 10099839.7345 | 10360401.3394 | 10882164.551 | 12167774.2794 | 13379199.9437 | 14857892.3325 | 15689635.7167 | 19453311.682 | 20988517.331
Option 2 | Step change | 84197846.2912 | 0 | 0 | 0 | 9344996.4053 | 9929191.6622 | 8165701.1308 | 10099839.7345 | 10360401.3394 | 10882164.551 | 12167774.2794 | 13379199.9437 | 14857892.3325 | 15689635.7167 | 19453311.682 | 20988517.331
Base | Progressive change | 0 | 0 | 0 | 0 | 0 | 0 | 0 | 0 | 0 | 0 | 0 | 0 | 0 | 0 | 0 | 0
Option 1 | Progressive change | 61255522.0799 | 0 | 0 | 0 | 7495144.0415 | 7589482.5236 | 3927399.4971 | 8461493.7969 | 8337121.3272 | 8144418.0251 | 8806794.1292 | 9986735.707 | 11651263.1055 | 12139149.5346 | 12873761.7056 | 12485777.0425
Option 2 | Progressive change | 61255522.0799 | 0 | 0 | 0 | 7495144.0415 | 7589482.5236 | 3927399.4971 | 8461493.7969 | 8337121.3272 | 8144418.0251 | 8806794.1292 | 9986735.707 | 11651263.1055 | 12139149.5346 | 12873761.7056 | 12485777.0425
Base | Green energy exports | 0 | 0 | 0 | 0 | 0 | 0 | 0 | 0 | 0 | 0 | 0 | 0 | 0 | 0 | 0 | 0
Option 1 | Green energy exports | 124418690.9723 | 0 | 0 | 0 | 12840000.7159 | 13954999.1549 | 13560702.7592 | 14877067.8431 | 16335061.8907 | 17851874.6776 | 18866642.7005 | 21354688.1117 | 22853703.4831 | 23800644.2838 | 25332920.9594 | 26020751.3592
Option 2 | Green energy exports | 124418690.9723 | 0 | 0 | 0 | 12840000.7159 | 13954999.1549 | 13560702.7592 | 14877067.8431 | 16335061.8907 | 17851874.6776 | 18866642.7005 | 21354688.1117 | 22853703.4831 | 23800644.2838 | 25332920.9594 | 26020751.3592
Case study 3 - incremental gross benefits
Option 1
| Scenario | NPV | 2025 | 2026 | 2027 | 2028 | 2029 | 2030 | 2031 | 2032 | 2033 | 2034 | 2035 | 2036 | 2037 | 2038 | 2039
| Step change | 84197846.2912 | 0 | 0 | 0 | 9344996.4053 | 9929191.6622 | 8165701.1308 | 10099839.7345 | 10360401.3394 | 10882164.551 | 12167774.2794 | 13379199.9437 | 14857892.3325 | 15689635.7167 | 19453311.682 | 20988517.331
| Progressive change | 61255522.0799 | 0 | 0 | 0 | 7495144.0415 | 7589482.5236 | 3927399.4971 | 8461493.7969 | 8337121.3272 | 8144418.0251 | 8806794.1292 | 9986735.707 | 11651263.1055 | 12139149.5346 | 12873761.7056 | 12485777.0425
| Green energy exports | 124418690.9723 | 0 | 0 | 0 | 12840000.7159 | 13954999.1549 | 13560702.7592 | 14877067.8431 | 16335061.8907 | 17851874.6776 | 18866642.7005 | 21354688.1117 | 22853703.4831 | 23800644.2838 | 25332920.9594 | 26020751.3592
| Weighted | 80595196.8246
Option 2
| Scenario | NPV | 2025 | 2026 | 2027 | 2028 | 2029 | 2030 | 2031 | 2032 | 2033 | 2034 | 2035 | 2036 | 2037 | 2038 | 2039
| Step change | 84197846.2912 | 0 | 0 | 0 | 9344996.4053 | 9929191.6622 | 8165701.1308 | 10099839.7345 | 10360401.3394 | 10882164.551 | 12167774.2794 | 13379199.9437 | 14857892.3325 | 15689635.7167 | 19453311.682 | 20988517.331
| Progressive change | 61255522.0799 | 0 | 0 | 0 | 7495144.0415 | 7589482.5236 | 3927399.4971 | 8461493.7969 | 8337121.3272 | 8144418.0251 | 8806794.1292 | 9986735.707 | 11651263.1055 | 12139149.5346 | 12873761.7056 | 12485777.0425
| Green energy exports | 124418690.9723 | 0 | 0 | 0 | 12840000.7159 | 13954999.1549 | 13560702.7592 | 14877067.8431 | 16335061.8907 | 17851874.6776 | 18866642.7005 | 21354688.1117 | 22853703.4831 | 23800644.2838 | 25332920.9594 | 26020751.3592
| Weighted | 80595196.8246
Capital expenditure
| Function | Option | NPV | 2025 | 2026 | 2027 | 2028 | 2029 | 2030 | 2031 | 2032 | 2033 | 2034 | 2035 | 2036 | 2037 | 2038 | 2039
| Enabling | Base case | 34603131.8226 | 0 | 0 | 0 | 0 | 20000000 | 20000000 | 0 | 0 | 0 | 0 | 0 | 20000000 | 20000000 | 0 | -34285714.2857
| Enabling | Option 1 | 110562259.7534 | 5200000 | 12921358.331 | 51622531.4235 | 9664485.7459 | 6808113.6049 | 0 | 4416928.7402 | 22491850.4265 | 7535437.3427 | 29130680.9971 | 9664485.7459 | 11225042.3451 | 22491850.4265 | 0 | -57499316.2809
| CS1 | Option 1 | 32308343.8945 | 2990000 | 2243525.257 | 5052756.1065 | 12208086.2585 | 8310038.397 | 0 | 0 | 0 | 2243525.257 | 5052756.1065 | 12208086.2585 | 8310038.397 | 0 | 0 | -19867432.8707
| CS2 | Option 1 | 4335106.1389 | 0 | 0 | 0 | 2991518.6238 | 1249861.9584 | 0 | 0 | 0 | 0 | 0 | 2991518.6238 | 1249861.9584 | 0 | 0 | -3029557.5587
| CS3 | Option 1 | 3019680.7153 | 0 | 457669.9395 | 1356820.5782 | 0 | 0 | 0 | 457669.9395 | 1356820.5782 | 0 | 0 | 0 | 457669.9395 | 1356820.5782 | 0 | -1451592.4141
| Enabling | Option 2 | 125500233.2528 | 5200000 | 15932966.4994 | 55951492.5485 | 9251774.7905 | 7866592.3904 | 8515414.7137 | 6464903.5818 | 26920059.4192 | 8680978.2151 | 29084731.7633 | 9069867.2448 | 14278197.3382 | 35435474.1328 | 0 | -82921352.5445
| CS1 | Option 2 | 57543157.3609 | 2990000 | 3157737.046 | 10936979.8528 | 15413970.4608 | 18564668.4416 | 5160862.4039 | 0 | 0 | 3157737.046 | 11504995.8766 | 15413970.4608 | 17996652.4178 | 5160862.4039 | 0 | -39061504.2976
| CS2 | Option 2 | 17916621.9483 | 0 | 0 | 508362.4 | 7674398.3477 | 8547155.8492 | 1733259.9689 | 0 | 0 | 0 | 508362.4 | 7674398.3477 | 8547155.8492 | 1733259.9689 | 0 | -14327475.3823
| CS3 | Option 2 | 3019680.7153 | 0 | 457669.9395 | 1356820.5782 | 0 | 0 | 0 | 457669.9395 | 1356820.5782 | 0 | 0 | 0 | 457669.9395 | 1356820.5782 | 0 | -1451592.4141
Operating expenditure
| Function | Option | NPV | 2025 | 2026 | 2027 | 2028 | 2029 | 2030 | 2031 | 2032 | 2033 | 2034 | 2035 | 2036 | 2037 | 2038 | 2039
| Enabling | Base case | 368970.3479 | 0 | 0 | 0 | 0 | 250000 | 250000 | 0 | 0 | 0 | 0 | 0 | 0 | 0 | 0 | 0
| CS1 | Base case | 0 | 0 | 0 | 0 | 0 | 0 | 0 | 0 | 0 | 0 | 0 | 0 | 0 | 0 | 0 | 0
| Enabling | Option 1 | 19409010.866 | 0 | 125000 | 1461821.5167 | 2485280.5781 | 2509312.2607 | 2533929.2387 | 2559146.8968 | 2584979.456 | 2611442.3289 | 2638550.9562 | 2666320.5692 | 2694767.4879 | 2694767.4879 | 2694767.4879 | 2694767.4879
| CS1 | Option 1 | 15103398.7319 | 0 | 0 | 750000 | 1855872.3503 | 1834997.4149 | 2180004.4032 | 2184202.9334 | 2323800.0095 | 2164272.1115 | 2135875.2308 | 2108170.9568 | 2081142.3969 | 2081142.3969 | 2081142.3969 | 2081142.3969
| CS2 | Option 1 | 0 | 0 | 0 | 0 | 0 | 0 | 0 | 0 | 0 | 0 | 0 | 0 | 0 | 0 | 0 | 0
| CS3 | Option 1 | 0 | 0 | 0 | 0 | 0 | 0 | 0 | 0 | 0 | 0 | 0 | 0 | 0 | 0 | 0 | 0
| Enabling | Option 2 | 26694845.5004 | 0 | 125000 | 2006514.0433 | 3043258.2883 | 3080898.9588 | 3369457.3824 | 3658956.343 | 3699418.7345 | 3740868.0126 | 3783328.5652 | 3826824.4613 | 3871381.3821 | 3871381.3821 | 3871381.3821 | 3871381.3821
| CS1 | Option 2 | 22477567.9139 | 0 | 0 | 1250000 | 2855872.3503 | 2834997.4149 | 3180004.4032 | 3184202.9334 | 3323800.0095 | 3164272.1115 | 3135875.2308 | 3108170.9568 | 3081142.3969 | 3081142.3969 | 3081142.3969 | 3081142.3969
| CS2 | Option 2 | 0 | 0 | 0 | 0 | 0 | 0 | 0 | 0 | 0 | 0 | 0 | 0 | 0 | 0 | 0 | 0
| CS3 | Option 2 | 0 | 0 | 0 | 0 | 0 | 0 | 0 | 0 | 0 | 0 | 0 | 0 | 0 | 0 | 0 | 0

## I1 General
I1 General
Inputs and parameters for RIT-T assessment
General parameter and option inputs
General parameters
| Parameter |  | Unit | Value | Note
| First year of analysis |  | Financial year | 2025 | Earliest initiation of project options
| Base year for dollar inputs |  | Financial year | 2025
| Analysis period |  | Years | 15
Option descriptions
| Option name |  | Option applicable 1/0 | Short description
| Base case |  | 1
| Option 1 |  | 1 | Reactive uplift
| Option 2 |  | 1 | Proactive uplift
Sensitivity inputs
| Cost and benefit categories |  |  |  |  | Scenarios
| Cost categories |  |  |  |  | Scenario | Name
| Capital cost |  |  |  |  | S1 | Step
| Planned routine maintenance and refurbishment |  |  |  |  | S2 | Progressive
[6 empty] | S3 | Green
| Benefit categories |  |  | Benefit input category
| Involuntary load shedding |  |  | Involuntary load shedding
| Avoided generation dispatch costs |  |  | Avoided generation dispatch costs
| Greenhouse gases |  |  | Greenhouse gases
RIT market benefits
| NER | RIT-T market benefits
| 5.15A.2(c)(4)(i) | changes in fuel consumption arising through different patterns of generation dispatch
| 5.15A.2(c)(4)(ii) | changes in voluntary load curtailment
| 5.15A.2(c)(4)(iii) | changes in involuntary load shedding
| 5.15A.2(c)(4)(iv) | changes in costs for parties, other than the RIT-T proponent
| 5.15A.2(c)(4)(v) | differences in the timing of expenditure
| 5.15A.2(c)(4)(vi) | changes in network losses
| 5.15A.2(c)(4)(vii) | changes in ancillary services costs
| 5.15A.2(c)(4)(viii) | changes in Austraia's greenhouse gas emissions
| 5.15A.2(c)(4)(ix) | competition benefits
| 5.15A.2(c)(4)(x) | any additional option value
| 5.15A.2(c)(4)(xi) | other classes of market benefits

## I2 Capex
I2 Capex
Inputs and parameters for RIT-T assessment
| Cost inputs | [6 empty] | $2024/25
[10 empty] | 2025 | 2026 | 2027 | 2028 | 2029 | 2030 | 2031 | 2032 | 2033 | 2034 | 2035 | 2036 | 2037 | 2038 | 2039
[10 empty] | 0 | 1 | 2 | 3 | 4 | 5 | 6 | 7 | 8 | 9 | 10 | 11 | 12 | 13 | 14
[10 empty] | 1 | 0.93458 | 0.87344 | 0.8163 | 0.7629 | 0.71299 | 0.66634 | 0.62275 | 0.58201 | 0.54393 | 0.50835 | 0.47509 | 0.44401 | 0.41496 | 0.38782
| Capex | [8 empty] | 2025 0: Build period
| Option | UI | Component | Commissioning | Asset life | Build Periods | Unit | Total amount | NPV | 2025 | 2026 | 2027 | 2028 | 2029 | 2030 | 2031 | 2032 | 2033 | 2034 | 2035 | 2036 | 2037 | 2038 | 2039
| Base case | 1 | SCADA/EMS | 2031 | 7 | 2 | $, real | 40000000 | 29517627.8306 | 0 | 0 | 0 | 0 | 20000000 | 20000000 | 0 | 0 | 0 | 0 | 0 | 0 | 0 | 0 | 0
| Base case | 2 | SCADA/EMS (refresh 1) | 2038 | 7 | 2 | $, real | 40000000 | 18382095.1126 | 0 | 0 | 0 | 0 | 0 | 0 | 0 | 0 | 0 | 0 | 0 | 20000000 | 20000000 | 0 | 0
| Option 1 | 3 | Data Management and Network Modelling | 2028 | 5 | 2 | $, real | 19538970.4535 | 17336147.6682 | 0 | 4416928.7402 | 15122041.7133 | 0 | 0 | 0 | 0 | 0 | 0 | 0 | 0 | 0 | 0 | 0 | 0
| Option 1 | 4 | Data Management and Network Modelling (refresh) | 2033 | 5 | 2 | $, real | 19538970.4535 | 12360433.6929 | 0 | 0 | 0 | 0 | 0 | 0 | 4416928.7402 | 15122041.7133 | 0 | 0 | 0 | 0 | 0 | 0 | 0
| Option 1 | 5 | Data Management and Network Modelling (refresh) (refresh) | 2038 | 5 | 2 | $, real | 19538970.4535 | 8812818.3955 | 0 | 0 | 0 | 0 | 0 | 0 | 0 | 0 | 0 | 0 | 0 | 4416928.7402 | 15122041.7133 | 0 | 0
| Option 1 | 6 | Enhanced EMS/SCADA | 2030 | 7 | 4 | $, real | 46194948.7804 | 39504349.5517 | 0 | 7535437.3427 | 22186912.0869 | 9664485.7459 | 6808113.6049 | 0 | 0 | 0 | 0 | 0 | 0 | 0 | 0 | 0 | 0
| Option 1 | 7 | Enhanced SCADA/EMS (refresh) | 2037 | 7 | 4 | $, real | 46194948.7804 | 24601323.4866 | 0 | 0 | 0 | 0 | 0 | 0 | 0 | 0 | 7535437.3427 | 22186912.0869 | 9664485.7459 | 6808113.6049 | 0 | 0 | 0
| Option 1 | 8 | Outage Management System and Switching execution | 2028 | 5 | 2 | $, real | 1814490.5177 | 1612828.5557 | 0 | 457669.9395 | 1356820.5782 | 0 | 0 | 0 | 0 | 0 | 0 | 0 | 0 | 0 | 0 | 0 | 0
| Option 1 | 9 | Outage Management and Switching Execution (refresh) | 2033 | 5 | 2 | $, real | 1814490.5177 | 1149924.4701 | 0 | 0 | 0 | 0 | 0 | 0 | 457669.9395 | 1356820.5782 | 0 | 0 | 0 | 0 | 0 | 0 | 0
| Option 1 | 10 | Outage Management and Switching Execution (refresh) (refresh) | 2038 | 5 | 2 | $, real | 1814490.5177 | 819880.2546 | 0 | 0 | 0 | 0 | 0 | 0 | 0 | 0 | 0 | 0 | 0 | 457669.9395 | 1356820.5782 | 0 | 0
| Option 1 | 11 | Fault level and system parameter monitoring | 2030 | 7 | 2 | $, real | 6059115.1175 | 4850691.4358 | 0 | 0 | 0 | 4273598.0341 | 1785517.0834 | 0 | 0 | 0 | 0 | 0 | 0 | 0 | 0 | 0 | 0
| Option 1 | 12 | Fault Level andsystem parameter monitoring (refresh) | 2037 | 7 | 2 | $, real | 6059115.1175 | 3020766.8396 | 0 | 0 | 0 | 0 | 0 | 0 | 0 | 0 | 0 | 0 | 4273598.0341 | 1785517.0834 | 0 | 0 | 0
| Option 1 | 13 | Alarm Management technologies | 2030 | 7 | 5 | $, real | 18523875.3595 | 16064384.0301 | 2990000 | 2243525.257 | 5052756.1065 | 5242014.9445 | 2995579.0515 | 0 | 0 | 0 | 0 | 0 | 0 | 0 | 0 | 0 | 0
| Option 1 | 14 | Alarm Management Technologies (refresh) | 2037 | 7 | 4 | $, real | 15533875.3595 | 8142069.28 | 0 | 0 | 0 | 0 | 0 | 0 | 0 | 0 | 2243525.257 | 5052756.1065 | 5242014.9445 | 2995579.0515 | 0 | 0 | 0
| Option 1 | 15 | Operator Visualisation and Situational Awareness technology | 2030 | 7 | 2 | $, real | 10462796.1243 | 8285557.3825 | 0 | 0 | 0 | 5683991.9039 | 4778804.2205 | 0 | 0 | 0 | 0 | 0 | 0 | 0 | 0 | 0 | 0
| Option 1 | 16 | Operator Visualisation and Situational Awareness technologies (refresh) | 2037 | 7 | 2 | $, real | 10462796.1243 | 5159828.7213 | 0 | 0 | 0 | 0 | 0 | 0 | 0 | 0 | 0 | 0 | 5683991.9039 | 4778804.2205 | 0 | 0 | 0
| Option 1 | 17 | Training technologies | 2028 | 7 | 1 | $, real | 6943768.9102 | 6064956.6863 | 0 | 0 | 6943768.9102 | 0 | 0 | 0 | 0 | 0 | 0 | 0 | 0 | 0 | 0 | 0 | 0
| Option 1 | 18 | Training Technologies (refresh) | 2035 | 7 | 1 | $, real | 6943768.9102 | 3776950.211 | 0 | 0 | 0 | 0 | 0 | 0 | 0 | 0 | 0 | 6943768.9102 | 0 | 0 | 0 | 0 | 0
| Option 1 | 19 | Operational Documentation Management System | 2028 | 5 | 1 | $, real | 2570108.9102 | 2244832.658 | 0 | 0 | 2570108.9102 | 0 | 0 | 0 | 0 | 0 | 0 | 0 | 0 | 0 | 0 | 0 | 0
| Option 1 | 20 | Opertional Document Management System (refresh) | 2033 | 5 | 1 | $, real | 2570108.9102 | 1600534.6604 | 0 | 0 | 0 | 0 | 0 | 0 | 0 | 2570108.9102 | 0 | 0 | 0 | 0 | 0 | 0 | 0
| Option 1 | 21 | Opertional Document Management System (refresh) (refresh) | 2038 | 5 | 1 | $, real | 2570108.9102 | 1141159.0927 | 0 | 0 | 0 | 0 | 0 | 0 | 0 | 0 | 0 | 0 | 0 | 0 | 2570108.9102 | 0 | 0
| Option 1 | 22 | Operational Planning Systems | 2028 | 5 | 1 | $, real | 4799699.803 | 4192243.692 | 0 | 0 | 4799699.803 | 0 | 0 | 0 | 0 | 0 | 0 | 0 | 0 | 0 | 0 | 0 | 0
| Option 1 | 23 | Operational planning system (refresh) | 2033 | 5 | 1 | $, real | 4799699.803 | 2989011.8134 | 0 | 0 | 0 | 0 | 0 | 0 | 0 | 4799699.803 | 0 | 0 | 0 | 0 | 0 | 0 | 0
| Option 1 | 24 | Operational planning system (refresh) (refresh) | 2038 | 5 | 1 | $, real | 4799699.803 | 2131124.1133 | 0 | 0 | 0 | 0 | 0 | 0 | 0 | 0 | 0 | 0 | 0 | 0 | 4799699.803 | 0 | 0
| Option 1 | 25 | CPA submission | 2027 | N/A | 2 | $, real | 6168992.2481 | 6105600.2318 | 5200000 | 968992.2481 | 0 | 0 | 0 | 0 | 0 | 0 | 0 | 0 | 0 | 0 | 0 | 0 | 0
| Option 2 | 26 | Data Management and Network Modelling | 2030 | 5 | 4 | $, real | 26250360.4674 | 23307064.0943 | 0 | 6464903.5818 | 19550250.706 | 181907.5456 | 53298.634 | 0 | 0 | 0 | 0 | 0 | 0 | 0 | 0 | 0 | 0
| Option 2 | 27 | Data Management and Network Modelling (refresh) | 2035 | 5 | 4 | $, real | 26250360.4674 | 16617614.5836 | 0 | 0 | 0 | 0 | 0 | 0 | 6464903.5818 | 19550250.706 | 181907.5456 | 53298.634 | 0 | 0 | 0 | 0 | 0
| Option 2 | 28 | Data Management and Network Modelling (refresh) (refresh) | 2038 | 5 | 2 | $, real | 26015154.2878 | 11751974.2407 | 0 | 0 | 0 | 0 | 0 | 0 | 0 | 0 | 0 | 0 | 0 | 6464903.5818 | 19550250.706 | 0 | 0
| Option 2 | 29 | Enhanced EMS/SCADA | 2031 | 7 | 5 | $, real | 55985310.6035 | 46671088.8227 | 0 | 8499070.6695 | 22087664.2191 | 9069867.2448 | 7813293.7564 | 8515414.7137 | 0 | 0 | 0 | 0 | 0 | 0 | 0 | 0 | 0
| Option 2 | 30 | Enhanced SCADA/EMS (refresh) | 2038 | 7 | 5 | $, real | 55985310.6035 | 29064408.5178 | 0 | 0 | 0 | 0 | 0 | 0 | 0 | 0 | 8499070.6695 | 22087664.2191 | 9069867.2448 | 7813293.7564 | 8515414.7137 | 0 | 0
| Option 2 | 31 | Real-time assets health monitoring system | 2030 | 5 | 1 | $, real | 568016.0238 | 433336.7049 | 0 | 0 | 0 | 0 | 568016.0238 | 0 | 0 | 0 | 0 | 0 | 0 | 0 | 0 | 0 | 0
| Option 2 | 32 | Real-Time Asset Health Monitoring (refresh) | 2035 | 5 | 1 | $, real | 568016.0238 | 308963.0817 | 0 | 0 | 0 | 0 | 0 | 0 | 0 | 0 | 0 | 568016.0238 | 0 | 0 | 0 | 0 | 0
| Option 2 | 33 | Outage Management System and Switching execution | 2028 | 5 | 2 | $, real | 1814490.5177 | 1612828.5557 | 0 | 457669.9395 | 1356820.5782 | 0 | 0 | 0 | 0 | 0 | 0 | 0 | 0 | 0 | 0 | 0 | 0
| Option 2 | 34 | Outage Management and Switching Execution (refresh) | 2033 | 5 | 2 | $, real | 1814490.5177 | 1149924.4701 | 0 | 0 | 0 | 0 | 0 | 0 | 457669.9395 | 1356820.5782 | 0 | 0 | 0 | 0 | 0 | 0 | 0
| Option 2 | 35 | Outage Management and Switching Execution (refresh) (refresh) | 2038 | 5 | 2 | $, real | 1814490.5177 | 819880.2546 | 0 | 0 | 0 | 0 | 0 | 0 | 0 | 0 | 0 | 0 | 0 | 457669.9395 | 1356820.5782 | 0 | 0
| Option 2 | 36 | Operational forecasts and look-ahead contingency assessment | 2030 | 7 | 2 | $, real | 6295341.9091 | 4922770.9885 | 0 | 0 | 0 | 2248666.5822 | 4046675.327 | 0 | 0 | 0 | 0 | 0 | 0 | 0 | 0 | 0 | 0
| Option 2 | 37 | Operational forecasts and look-ahead contingency assessment (refresh) | 2037 | 7 | 2 | $, real | 6295341.9091 | 3065654.3625 | 0 | 0 | 0 | 0 | 0 | 0 | 0 | 0 | 0 | 0 | 2248666.5822 | 4046675.327 | 0 | 0 | 0
| Option 2 | 38 | Wide Area Monitoring | 2031 | 7 | 3 | $, real | 11394921.2099 | 8741112.7943 | 0 | 0 | 0 | 3212592.525 | 5706243.015 | 2476085.6699 | 0 | 0 | 0 | 0 | 0 | 0 | 0 | 0 | 0
| Option 2 | 39 | Wide Area and High-Speed Monitoring (refresh) | 2038 | 7 | 3 | $, real | 11394921.2099 | 5443525.7364 | 0 | 0 | 0 | 0 | 0 | 0 | 0 | 0 | 0 | 0 | 3212592.525 | 5706243.015 | 2476085.6699 | 0 | 0
| Option 2 | 40 | Smart Transmission Device Management | 2031 | 7 | 2 | $, real | 5885820.3809 | 4269764.2499 | 0 | 0 | 0 | 0 | 1467783.678 | 4418036.7029 | 0 | 0 | 0 | 0 | 0 | 0 | 0 | 0 | 0
| Option 2 | 41 | Smart Transmission Device Management (refresh) | 2038 | 7 | 2 | $, real | 5885820.3809 | 2658994.5845 | 0 | 0 | 0 | 0 | 0 | 0 | 0 | 0 | 0 | 0 | 0 | 1467783.678 | 4418036.7029 | 0 | 0
| Option 2 | 42 | Fault level and system parameter monitoring | 2030 | 7 | 3 | $, real | 9585037.962 | 7703645.1629 | 0 | 0 | 726232 | 5823405.187 | 3035400.775 | 0 | 0 | 0 | 0 | 0 | 0 | 0 | 0 | 0 | 0
| Option 2 | 43 | Fault Level andsystem parameter monitoring (refresh) | 2037 | 7 | 3 | $, real | 9585037.962 | 4797443.0367 | 0 | 0 | 0 | 0 | 0 | 0 | 0 | 0 | 0 | 726232 | 5823405.187 | 3035400.775 | 0 | 0 | 0
| Option 2 | 44 | Alarm Management technologies | 2030 | 7 | 5 | $, real | 23350515.6655 | 20192628.6413 | 2990000 | 3157737.046 | 6930303.2528 | 6768482.2809 | 3503993.0858 | 0 | 0 | 0 | 0 | 0 | 0 | 0 | 0 | 0 | 0
| Option 2 | 45 | Alarm Management Technologies (refresh) | 2037 | 7 | 4 | $, real | 20360515.6655 | 10712932.5461 | 0 | 0 | 0 | 0 | 0 | 0 | 0 | 0 | 3157737.046 | 6930303.2528 | 6768482.2809 | 3503993.0858 | 0 | 0 | 0
| Option 2 | 46 | Operator Visualisation and Situational Awareness technology | 2030 | 7 | 3 | $, real | 17607741.6196 | 14120584.11 | 0 | 0 | 3788807 | 5035222.2334 | 8783712.3862 | 0 | 0 | 0 | 0 | 0 | 0 | 0 | 0 | 0 | 0
| Option 2 | 47 | Operator Visualisation and Situational Awareness technologies (refresh) | 2037 | 7 | 3 | $, real | 17607741.6196 | 8793590.1097 | 0 | 0 | 0 | 0 | 0 | 0 | 0 | 0 | 0 | 3788807 | 5035222.2334 | 8783712.3862 | 0 | 0 | 0
| Option 2 | 48 | Training technologies | 2028 | 7 | 1 | $, real | 6943768.9102 | 6064956.6863 | 0 | 0 | 6943768.9102 | 0 | 0 | 0 | 0 | 0 | 0 | 0 | 0 | 0 | 0 | 0 | 0
| Option 2 | 49 | Training Technologies (refresh) | 2035 | 7 | 1 | $, real | 6943768.9102 | 3776950.211 | 0 | 0 | 0 | 0 | 0 | 0 | 0 | 0 | 0 | 6943768.9102 | 0 | 0 | 0 | 0 | 0
| Option 2 | 50 | Operational Documentation Management System | 2028 | 5 | 1 | $, real | 2570108.9102 | 2244832.658 | 0 | 0 | 2570108.9102 | 0 | 0 | 0 | 0 | 0 | 0 | 0 | 0 | 0 | 0 | 0 | 0
| Option 2 | 51 | Opertional Document Management System (refresh) | 2033 | 5 | 1 | $, real | 2570108.9102 | 1600534.6604 | 0 | 0 | 0 | 0 | 0 | 0 | 0 | 2570108.9102 | 0 | 0 | 0 | 0 | 0 | 0 | 0
| Option 2 | 52 | Opertional Document Management System (refresh) (refresh) | 2038 | 5 | 1 | $, real | 2570108.9102 | 1141159.0927 | 0 | 0 | 0 | 0 | 0 | 0 | 0 | 0 | 0 | 0 | 0 | 0 | 2570108.9102 | 0 | 0
| Option 2 | 53 | Operational Planning Systems | 2028 | 5 | 1 | $, real | 4799699.803 | 4192243.692 | 0 | 0 | 4799699.803 | 0 | 0 | 0 | 0 | 0 | 0 | 0 | 0 | 0 | 0 | 0 | 0
| Option 2 | 54 | Operational planning system (refresh) | 2033 | 5 | 1 | $, real | 4799699.803 | 2989011.8134 | 0 | 0 | 0 | 0 | 0 | 0 | 0 | 4799699.803 | 0 | 0 | 0 | 0 | 0 | 0 | 0
| Option 2 | 55 | Operational planning system (refresh) (refresh) | 2038 | 5 | 1 | $, real | 4799699.803 | 2131124.1133 | 0 | 0 | 0 | 0 | 0 | 0 | 0 | 0 | 0 | 0 | 0 | 0 | 4799699.803 | 0 | 0
| Option 2 | 56 | CPA submission | 2027 | N/A | 2 | $, real | 6168992.2481 | 6105600.2318 | 5200000 | 968992.2481 | 0 | 0 | 0 | 0 | 0 | 0 | 0 | 0 | 0 | 0 | 0 | 0 | 0

## I3 Opex
I3 Opex
Inputs and parameters for RIT-T assessment
| Cost inputs |  |  | $2024/25
Opex
| Option | Cost type | Unit | 2025 | 2026 | 2027 | 2028 | 2029 | 2030 | 2031 | 2032 | 2033 | 2034 | 2035 | 2036 | 2037 | 2038 | 2039
| Base case | Planned routine maintenance and refurbishment | $, real | 0 | 0 | 0 | 0 | 250000 | 250000 | 0 | 0 | 0 | 0 | 0 | 0 | 0 | 0 | 0
| Option 1 | Planned routine maintenance and refurbishment | $, real | 0 | 125000 | 2211821.5167 | 4341152.9284 | 4344309.6757 | 4713933.6419 | 4743349.8302 | 4908779.4655 | 4775714.4405 | 4774426.187 | 4774491.526 | 4775909.8848 | 4775909.8848 | 4775909.8848 | 4775909.8848
| Option 2 | Planned routine maintenance and refurbishment | $, real | 0 | 125000 | 3256514.0433 | 5899130.6386 | 5915896.3738 | 6549461.7856 | 6843159.2764 | 7023218.744 | 6905140.1241 | 6919203.796 | 6934995.4181 | 6952523.779 | 6952523.779 | 6952523.779 | 6952523.779

## I4 Benefits
I4 Benefits
Inputs and parameters for RIT-T assessment
| Benefit inputs |  |  |  | $2024/25
Market benefits
| Benefit type | Scenario | Option | Unit | 2025 | 2026 | 2027 | 2028 | 2029 | 2030 | 2031 | 2032 | 2033 | 2034 | 2035 | 2036 | 2037 | 2038 | 2039
| Involuntary load shedding | Step | Base case | MWh
| Involuntary load shedding | Step | Option 1 | MWh | -8639961.9368 | -9871827.2032 | -11270159.2887 | -12891899.0919 | -14655855.9594 | -16695290.5633 | -8682372.2926 | -9904996.2184 | -11231461.2179 | -12763242.1774 | -14496114.2673 | -16500867.3235 | -18671175.8414 | -21174840.1502 | -24003389.3792
| Involuntary load shedding | Step | Option 2 | MWh | -8639961.9368 | -9871827.2032 | -11270159.2887 | -12891899.0919 | -14655855.9594 | -16695290.5633 | -19006064.923 | -21682438.2606 | -24586123.9181 | -27939254.5353 | -31732581.7888 | -36121067.4996 | -40871960.8274 | -34418031.0168 | -39015614.4889
| Involuntary load shedding | Progressive | Base case | MWh
| Involuntary load shedding | Progressive | Option 1 | MWh | -8328611.9571 | -9173163.6758 | -10095142.4365 | -11131664.1044 | -12198745.8288 | -13395495.2673 | -14700015.7726 | -16165699.8006 | -17670028.7568 | -8842376.4197 | -9681003.8226 | -10622735.2843 | -11586761.1568 | -12666928.6738 | -13841544.5134
| Involuntary load shedding | Progressive | Option 2 | MWh | -8328611.9571 | -9173163.6758 | -10095142.4365 | -11131664.1044 | -12198745.8288 | -13395495.2673 | -14700015.7726 | -16165699.8006 | -17670028.7568 | -19356320.4437 | -21192109.8257 | -23253598.1723 | -25363889.8878 | -27728420.3714 | -30299702.0621
| Involuntary load shedding | Green | Base case | MWh
| Involuntary load shedding | Green | Option 1 | MWh | -8795636.9267 | -10230773.6026 | -11890399.5502 | -4445079.605 | -16024648.4791 | -8489321.1986 | -9838449.4136 | -11426100.2894 | -13189715.9896 | -15258634.0306 | -17642564.562 | -20444304.873 | -23550097.534 | -27189213.5808 | -31376503.1514
| Involuntary load shedding | Green | Option 2 | MWh | -8795636.9267 | -10230773.6026 | -11890399.5502 | -4445079.605 | -16024648.4791 | -18583468.2523 | -21536764.6071 | -25012196.7361 | -28872822.9989 | -33401768.4625 | -38620289.0379 | -33230603.5958 | -38278824.3796 | -44193920.2237 | -51000028.8552
| Avoided generation dispatch costs | Step | Base case | $, real | 0 | 0 | 0 | 0 | 0 | 0 | 0 | 0 | 0 | 0 | 0 | 0 | 0 | 0 | 0
| Avoided generation dispatch costs | Step | Option 1 | $, real | 0 | 0 | 0 | -4996681.7515 | -5909619.3784 | -4998377.6454 | -6802883.444 | -6519173.5897 | -6439686.067 | -7577591.7365 | -8035627.629 | -8632961.0666 | -8929641.9464 | -13126961.2492 | -13907187.5074
| Avoided generation dispatch costs | Step | Option 2 | $, real | 0 | 0 | 0 | -4996681.7515 | -5909619.3784 | -7327808.677 | -11487735.0878 | -11167076.8016 | -11190451.8792 | -13352808.4854 | -14364328.2984 | -15657634.1134 | -16444611.5077 | -24527860.0824 | -26377345.2934
| Avoided generation dispatch costs | Progressive | Base case | $, real | 0 | 0 | 0 | 0 | 0 | 0 | 0 | 0 | 0 | 0 | 0 | 0 | 0 | 0 | 0
| Avoided generation dispatch costs | Progressive | Option 1 | $, real | 0 | 0 | 0 | -4208784.8371 | -5171352.9766 | -2705661.1376 | -6042886.3953 | -5653601.8721 | -5294236.5455 | -5625065.6169 | -6294956.4582 | -7267165.023 | -7397206.0305 | -7662613.9218 | -7059200.9709
| Avoided generation dispatch costs | Progressive | Option 2 | $, real | 0 | 0 | 0 | -4208784.8371 | -5171352.9766 | -3897881.6656 | -9949275.6795 | -9401063.1072 | -8891707.1788 | -9541926.8406 | -10785865.3094 | -12577832.0916 | -12934479.4724 | -13537742.0315 | -12604159.2805
| Avoided generation dispatch costs | Green | Base case | $, real | 0 | 0 | 0 | 0 | 0 | 0 | 0 | 0 | 0 | 0 | 0 | 0 | 0 | 0 | 0
| Avoided generation dispatch costs | Green | Option 1 | $, real | 0 | 0 | 0 | -8241045.0811 | -10151570.4036 | -10861456.4595 | -11877266.5353 | -12881007.0034 | -13831846.4576 | -14544939.5072 | -16301835.9071 | -16636900.7709 | -16832320.6805 | -18150315.7544 | -17486067.2975
| Avoided generation dispatch costs | Green | Option 2 | $, real | 0 | 0 | 0 | -8241045.0811 | -10151570.4036 | -16005600.1212 | -20229249.0766 | -22293968.2867 | -24318350.0755 | -25982717.0493 | -29590425.3815 | -30686664.2139 | -31559278.9034 | -34595163.3743 | -33886274.6697
| Greenhouse gases | Step | Base case | $, real | 0 | 0 | 0 | 0 | 0 | 0 | 0 | 0 | 0 | 0 | 0 | 0 | 0 | 0 | 0
| Greenhouse gases | Step | Option 1 | $, real | 0 | 0 | 0 | -4348314.6539 | -5490440.1171 | -4423268.1349 | -4911870.0364 | -5565459.2953 | -6326782.3815 | -6779651.7199 | -7846416.8102 | -9114482.3698 | -9935595.2198 | -10417679.3158 | -11670035.8491
| Greenhouse gases | Step | Option 2 | $, real | 0 | 0 | 0 | -4348314.6539 | -5490440.1171 | -6489643.3765 | -8301587.1221 | -9538713.8115 | -10997536.0571 | -11951780.856 | -14031938.6179 | -16537564.8421 | -18298632.906 | -19473424.8972 | -22143408.1906
| Greenhouse gases | Progressive | Base case | $, real | 0 | 0 | 0 | 0 | 0 | 0 | 0 | 0 | 0 | 0 | 0 | 0 | 0 | 0 | 0
| Greenhouse gases | Progressive | Option 1 | $, real | 0 | 0 | 0 | -3286359.2044 | -3483064.1996 | -1788192.2665 | -3676079.19 | -3958700.7748 | -4132069.4271 | -4607736.6728 | -5355222.7539 | -6380257.5343 | -6881351.0901 | -7545179.1315 | -7755979.2377
| Greenhouse gases | Progressive | Option 2 | $, real | 0 | 0 | 0 | -3286359.2044 | -3483064.1996 | -2578560.4128 | -6057048.8476 | -6587146.1376 | -6944038.5314 | -7820916.251 | -9181531.4288 | -11050387.725 | -12041115.5784 | -13340207.7604 | -13858036.7588
| Greenhouse gases | Green | Base case | $, real | 0 | 0 | 0 | 0 | 0 | 0 | 0 | 0 | 0 | 0 | 0 | 0 | 0 | 0 | 0
| Greenhouse gases | Green | Option 1 | $, real | 0 | 0 | 0 | -4598955.6348 | -5636029.6441 | -4661970.2866 | -5192061.4609 | -5873906.6246 | -6722110.015 | -7301254.9859 | -8572476.049 | -10003487.6725 | -10971352.2034 | -11667795.3339 | -13066410.1908
| Greenhouse gases | Green | Option 2 | $, real | 0 | 0 | 0 | -4598955.6348 | -5636029.6441 | -6387360.5789 | -7801379.6851 | -8560204.0281 | -9746015.3722 | -10761236.407 | -12882005.7967 | -14887149.0304 | -16259536.981 | -17648898.3581 | -19324833.4644

## S1
S1 | Step
Calculating costs, benefits and NPV for each option
Parameters for S1
Parameters
| General parameters |  |  | Unit | Active | Scenario
| Commercial discount rate |  |  | Percent | 7% | 7%
| Cost parameters |  |  | Unit | Active | Scenario
| Capital cost |  |  | Factor | 1 | 1
| Planned routine maintenance and refurbishment |  |  | Factor | 1 | 1
| Benefit parameters |  |  | Unit | Active | Scenario
| Involuntary load shedding |  |  | Factor | 1 | 1
| Avoided generation dispatch costs |  |  | Factor | 1 | 1
| Greenhouse gases |  |  | Factor | 1 | 1
Discount factor
[5 empty] | 2025 | 2026 | 2027 | 2028 | 2029 | 2030 | 2031 | 2032 | 2033 | 2034 | 2035 | 2036 | 2037 | 2038 | 2039
|  |  |  | Discount year | 0 | 1 | 2 | 3 | 4 | 5 | 6 | 7 | 8 | 9 | 10 | 11 | 12 | 13 | 14
|  |  |  | Discount factor | 1 | 0.93458 | 0.87344 | 0.8163 | 0.7629 | 0.71299 | 0.66634 | 0.62275 | 0.58201 | 0.54393 | 0.50835 | 0.47509 | 0.44401 | 0.41496 | 0.38782
Gross calculations for the base case
Gross costs for the base case
| Category |  | Units | PV | 2025 | 2026 | 2027 | 2028 | 2029 | 2030 | 2031 | 2032 | 2033 | 2034 | 2035 | 2036 | 2037 | 2038 | 2039
| Capital cost |  | $ | -34603131.8226 | 0 | 0 | 0 | 0 | -20000000 | -20000000 | 0 | 0 | 0 | 0 | 0 | -20000000 | -20000000 | 0 | 34285714.2857
| Planned routine maintenance and refurbishment |  | $ | -368970.3479 | 0 | 0 | 0 | 0 | -250000 | -250000 | 0 | 0 | 0 | 0 | 0 | 0 | 0 | 0 | 0
Gross market benefits for the base case
| Category |  | Units | PV | 2025 | 2026 | 2027 | 2028 | 2029 | 2030 | 2031 | 2032 | 2033 | 2034 | 2035 | 2036 | 2037 | 2038 | 2039
| Involuntary load shedding |  | $ | 0 | 0 | 0 | 0 | 0 | 0 | 0 | 0 | 0 | 0 | 0 | 0 | 0 | 0 | 0 | 0
| Avoided generation dispatch costs |  | $ | 0 | 0 | 0 | 0 | 0 | 0 | 0 | 0 | 0 | 0 | 0 | 0 | 0 | 0 | 0 | 0
| Greenhouse gases |  | $ | 0 | 0 | 0 | 0 | 0 | 0 | 0 | 0 | 0 | 0 | 0 | 0 | 0 | 0 | 0 | 0
Incremental net present value calculation
Net present value for each option | bar: 2025 0 to 2039 14
| Option name |  | Units | NPV | 2025 | 2026 | 2027 | 2028 | 2029 | 2030 | 2031 | 2032 | 2033 | 2034 | 2035 | 2036 | 2037 | 2038 | 2039
| Option 1 |  | $ | 76764874.0833 | 449961.9368 | -5875726.3243 | -48973770.3362 | -6968348.0595 | 25593591.819 | 41653002.7017 | 10779177.2631 | -6767821.3667 | 9443252.6263 | -11837377.6568 | 739576.552 | 28229788.2351 | 28911832.1181 | 39943570.8303 | 92366887.6897
| Option 2 |  | $ | 140833550.6645 | 449961.9368 | -9801546.2816 | -60740010.1341 | -16002378.7403 | 5411602.3999 | 28803743.7447 | 25029654.3353 | 7088130.1324 | 28030256.4692 | 5226550.0408 | 21035617.2337 | 40084067.1313 | 44976264.3781 | 71466792.2174 | 184060054.5467
Incremental cost calculation | bar: 2025 0 to 2039 14
Capital outflow
| Option name | Capex component | Units | PV | 2025 | 2026 | 2027 | 2028 | 2029 | 2030 | 2031 | 2032 | 2033 | 2034 | 2035 | 2036 | 2037 | 2038 | 2039
| Base case | SCADA/EMS | $ | -29517627.8306 | 0 | 0 | 0 | 0 | -20000000 | -20000000 | 0 | 0 | 0 | 0 | 0 | 0 | 0 | 0 | 0
| Base case | SCADA/EMS (refresh 1) | $ | -5085503.992 | 0 | 0 | 0 | 0 | 0 | 0 | 0 | 0 | 0 | 0 | 0 | -20000000 | -20000000 | 0 | 34285714.2857
| Option 1 | Data Management and Network Modelling | $ | -17336147.6682 | 0 | -4416928.7402 | -15122041.7133 | 0 | 0 | 0 | 0 | 0 | 0 | 0 | 0 | 0 | 0 | 0 | 0
| Option 1 | Data Management and Network Modelling (refresh) | $ | -12360433.6929 | 0 | 0 | 0 | 0 | 0 | 0 | -4416928.7402 | -15122041.7133 | 0 | 0 | 0 | 0 | 0 | 0 | 0
| Option 1 | Data Management and Network Modelling (refresh) (refresh) | $ | -2750778.7046 | 0 | 0 | 0 | 0 | 0 | 0 | 0 | 0 | 0 | 0 | 0 | -4416928.7402 | -15122041.7133 | 0 | 15631176.3628
| Option 1 | Enhanced EMS/SCADA | $ | -39504349.5517 | 0 | -7535437.3427 | -22186912.0869 | -9664485.7459 | -6808113.6049 | 0 | 0 | 0 | 0 | 0 | 0 | 0 | 0 | 0 | 0
| Option 1 | Enhanced SCADA/EMS (refresh) | $ | -11804753.7831 | 0 | 0 | 0 | 0 | 0 | 0 | 0 | 0 | -7535437.3427 | -22186912.0869 | -9664485.7459 | -6808113.6049 | 0 | 0 | 32996391.986
| Option 1 | Outage Management System and Switching execution | $ | -1612828.5557 | 0 | -457669.9395 | -1356820.5782 | 0 | 0 | 0 | 0 | 0 | 0 | 0 | 0 | 0 | 0 | 0 | 0
| Option 1 | Outage Management and Switching Execution (refresh) | $ | -1149924.4701 | 0 | 0 | 0 | 0 | 0 | 0 | -457669.9395 | -1356820.5782 | 0 | 0 | 0 | 0 | 0 | 0 | 0
| Option 1 | Outage Management and Switching Execution (refresh) (refresh) | $ | -256927.6895 | 0 | 0 | 0 | 0 | 0 | 0 | 0 | 0 | 0 | 0 | 0 | -457669.9395 | -1356820.5782 | 0 | 1451592.4141
| Option 1 | Fault level and system parameter monitoring | $ | -4850691.4358 | 0 | 0 | 0 | -4273598.0341 | -1785517.0834 | 0 | 0 | 0 | 0 | 0 | 0 | 0 | 0 | 0 | 0
| Option 1 | Fault Level andsystem parameter monitoring (refresh) | $ | -1342317.334 | 0 | 0 | 0 | 0 | 0 | 0 | 0 | 0 | 0 | 0 | -4273598.0341 | -1785517.0834 | 0 | 0 | 4327939.3696
| Option 1 | Alarm Management technologies | $ | -16064384.0301 | -2990000 | -2243525.257 | -5052756.1065 | -5242014.9445 | -2995579.0515 | 0 | 0 | 0 | 0 | 0 | 0 | 0 | 0 | 0 | 0
| Option 1 | Alarm Management Technologies (refresh) | $ | -3838994.5056 | 0 | 0 | 0 | 0 | 0 | 0 | 0 | 0 | -2243525.257 | -5052756.1065 | -5242014.9445 | -2995579.0515 | 0 | 0 | 11095625.2568
| Option 1 | Operator Visualisation and Situational Awareness technology | $ | -8285557.3825 | 0 | 0 | 0 | -5683991.9039 | -4778804.2205 | 0 | 0 | 0 | 0 | 0 | 0 | 0 | 0 | 0 | 0
| Option 1 | Operator Visualisation and Situational Awareness technologies (refresh) | $ | -2261505.3454 | 0 | 0 | 0 | 0 | 0 | 0 | 0 | 0 | 0 | 0 | -5683991.9039 | -4778804.2205 | 0 | 0 | 7473425.8031
| Option 1 | Training technologies | $ | -6064956.6863 | 0 | 0 | -6943768.9102 | 0 | 0 | 0 | 0 | 0 | 0 | 0 | 0 | 0 | 0 | 0 | 0
| Option 1 | Training Technologies (refresh) | $ | -2622844.5105 | 0 | 0 | 0 | 0 | 0 | 0 | 0 | 0 | 0 | -6943768.9102 | 0 | 0 | 0 | 0 | 2975900.9615
| Option 1 | Operational Documentation Management System | $ | -2244832.658 | 0 | 0 | -2570108.9102 | 0 | 0 | 0 | 0 | 0 | 0 | 0 | 0 | 0 | 0 | 0 | 0
| Option 1 | Opertional Document Management System (refresh) | $ | -1600534.6604 | 0 | 0 | 0 | 0 | 0 | 0 | 0 | -2570108.9102 | 0 | 0 | 0 | 0 | 0 | 0 | 0
| Option 1 | Opertional Document Management System (refresh) (refresh) | $ | -343773.0553 | 0 | 0 | 0 | 0 | 0 | 0 | 0 | 0 | 0 | 0 | 0 | 0 | -2570108.9102 | 0 | 2056087.1281
| Option 1 | Operational Planning Systems | $ | -4192243.692 | 0 | 0 | -4799699.803 | 0 | 0 | 0 | 0 | 0 | 0 | 0 | 0 | 0 | 0 | 0 | 0
| Option 1 | Operational planning system (refresh) | $ | -2989011.8134 | 0 | 0 | 0 | 0 | 0 | 0 | 0 | -4799699.803 | 0 | 0 | 0 | 0 | 0 | 0 | 0
| Option 1 | Operational planning system (refresh) (refresh) | $ | -641999.045 | 0 | 0 | 0 | 0 | 0 | 0 | 0 | 0 | 0 | 0 | 0 | 0 | -4799699.803 | 0 | 3839759.8424
| Option 1 | CPA submission | $ | -6105600.2318 | -5200000 | -968992.2481 | 0 | 0 | 0 | 0 | 0 | 0 | 0 | 0 | 0 | 0 | 0 | 0 | 0
| Option 2 | Data Management and Network Modelling | $ | -23307064.0943 | 0 | -6464903.5818 | -19550250.706 | -181907.5456 | -53298.634 | 0 | 0 | 0 | 0 | 0 | 0 | 0 | 0 | 0 | 0
| Option 2 | Data Management and Network Modelling (refresh) | $ | -14581546.1091 | 0 | 0 | 0 | 0 | 0 | 0 | -6464903.5818 | -19550250.706 | -181907.5456 | -53298.634 | 0 | 0 | 0 | 0 | 5250072.0935
| Option 2 | Data Management and Network Modelling (refresh) (refresh) | $ | -3680673.9522 | 0 | 0 | 0 | 0 | 0 | 0 | 0 | 0 | 0 | 0 | 0 | -6464903.5818 | -19550250.706 | 0 | 20812123.4302
| Option 2 | Enhanced EMS/SCADA | $ | -46671088.8227 | 0 | -8499070.6695 | -22087664.2191 | -9069867.2448 | -7813293.7564 | -8515414.7137 | 0 | 0 | 0 | 0 | 0 | 0 | 0 | 0 | 0
| Option 2 | Enhanced SCADA/EMS (refresh) | $ | -10454063.9214 | 0 | 0 | 0 | 0 | 0 | 0 | 0 | 0 | -8499070.6695 | -22087664.2191 | -9069867.2448 | -7813293.7564 | -8515414.7137 | 0 | 47987409.0887
| Option 2 | Real-time assets health monitoring system | $ | -433336.7049 | 0 | 0 | 0 | 0 | -568016.0238 | 0 | 0 | 0 | 0 | 0 | 0 | 0 | 0 | 0 | 0
| Option 2 | Real-Time Asset Health Monitoring (refresh) | $ | -264905.8002 | 0 | 0 | 0 | 0 | 0 | 0 | 0 | 0 | 0 | -568016.0238 | 0 | 0 | 0 | 0 | 113603.2048
| Option 2 | Outage Management System and Switching execution | $ | -1612828.5557 | 0 | -457669.9395 | -1356820.5782 | 0 | 0 | 0 | 0 | 0 | 0 | 0 | 0 | 0 | 0 | 0 | 0
| Option 2 | Outage Management and Switching Execution (refresh) | $ | -1149924.4701 | 0 | 0 | 0 | 0 | 0 | 0 | -457669.9395 | -1356820.5782 | 0 | 0 | 0 | 0 | 0 | 0 | 0
| Option 2 | Outage Management and Switching Execution (refresh) (refresh) | $ | -256927.6895 | 0 | 0 | 0 | 0 | 0 | 0 | 0 | 0 | 0 | 0 | 0 | -457669.9395 | -1356820.5782 | 0 | 1451592.4141
| Option 2 | Operational forecasts and look-ahead contingency assessment | $ | -4922770.9885 | 0 | 0 | 0 | -2248666.5822 | -4046675.327 | 0 | 0 | 0 | 0 | 0 | 0 | 0 | 0 | 0 | 0
| Option 2 | Operational forecasts and look-ahead contingency assessment (refresh) | $ | -1321767.1264 | 0 | 0 | 0 | 0 | 0 | 0 | 0 | 0 | 0 | 0 | -2248666.5822 | -4046675.327 | 0 | 0 | 4496672.7922
| Option 2 | Wide Area Monitoring | $ | -8741112.7943 | 0 | 0 | 0 | -3212592.525 | -5706243.015 | -2476085.6699 | 0 | 0 | 0 | 0 | 0 | 0 | 0 | 0 | 0
| Option 2 | Wide Area and High-Speed Monitoring (refresh) | $ | -1655685.5319 | 0 | 0 | 0 | 0 | 0 | 0 | 0 | 0 | 0 | 0 | -3212592.525 | -5706243.015 | -2476085.6699 | 0 | 9767075.3228
| Option 2 | Smart Transmission Device Management | $ | -4269764.2499 | 0 | 0 | 0 | 0 | -1467783.678 | -4418036.7029 | 0 | 0 | 0 | 0 | 0 | 0 | 0 | 0 | 0
| Option 2 | Smart Transmission Device Management (refresh) | $ | -702460.9092 | 0 | 0 | 0 | 0 | 0 | 0 | 0 | 0 | 0 | 0 | 0 | -1467783.678 | -4418036.7029 | 0 | 5044988.8979
| Option 2 | Fault level and system parameter monitoring | $ | -7703645.1629 | 0 | 0 | -726232 | -5823405.187 | -3035400.775 | 0 | 0 | 0 | 0 | 0 | 0 | 0 | 0 | 0 | 0
| Option 2 | Fault Level andsystem parameter monitoring (refresh) | $ | -2142269.4814 | 0 | 0 | 0 | 0 | 0 | 0 | 0 | 0 | 0 | -726232 | -5823405.187 | -3035400.775 | 0 | 0 | 6846455.6872
| Option 2 | Alarm Management technologies | $ | -20192628.6413 | -2990000 | -3157737.046 | -6930303.2528 | -6768482.2809 | -3503993.0858 | 0 | 0 | 0 | 0 | 0 | 0 | 0 | 0 | 0 | 0
| Option 2 | Alarm Management Technologies (refresh) | $ | -5072818.9668 | 0 | 0 | 0 | 0 | 0 | 0 | 0 | 0 | -3157737.046 | -6930303.2528 | -6768482.2809 | -3503993.0858 | 0 | 0 | 14543225.4754
| Option 2 | Operator Visualisation and Situational Awareness technology | $ | -14120584.11 | 0 | 0 | -3788807 | -5035222.2334 | -8783712.3862 | 0 | 0 | 0 | 0 | 0 | 0 | 0 | 0 | 0 | 0
| Option 2 | Operator Visualisation and Situational Awareness technologies (refresh) | $ | -3916028.8416 | 0 | 0 | 0 | 0 | 0 | 0 | 0 | 0 | 0 | -3788807 | -5035222.2334 | -8783712.3862 | 0 | 0 | 12576958.2997
| Option 2 | Training technologies | $ | -6064956.6863 | 0 | 0 | -6943768.9102 | 0 | 0 | 0 | 0 | 0 | 0 | 0 | 0 | 0 | 0 | 0 | 0
| Option 2 | Training Technologies (refresh) | $ | -2622844.5105 | 0 | 0 | 0 | 0 | 0 | 0 | 0 | 0 | 0 | -6943768.9102 | 0 | 0 | 0 | 0 | 2975900.9615
| Option 2 | Operational Documentation Management System | $ | -2244832.658 | 0 | 0 | -2570108.9102 | 0 | 0 | 0 | 0 | 0 | 0 | 0 | 0 | 0 | 0 | 0 | 0
| Option 2 | Opertional Document Management System (refresh) | $ | -1600534.6604 | 0 | 0 | 0 | 0 | 0 | 0 | 0 | -2570108.9102 | 0 | 0 | 0 | 0 | 0 | 0 | 0
| Option 2 | Opertional Document Management System (refresh) (refresh) | $ | -343773.0553 | 0 | 0 | 0 | 0 | 0 | 0 | 0 | 0 | 0 | 0 | 0 | 0 | -2570108.9102 | 0 | 2056087.1281
| Option 2 | Operational Planning Systems | $ | -4192243.692 | 0 | 0 | -4799699.803 | 0 | 0 | 0 | 0 | 0 | 0 | 0 | 0 | 0 | 0 | 0 | 0
| Option 2 | Operational planning system (refresh) | $ | -2989011.8134 | 0 | 0 | 0 | 0 | 0 | 0 | 0 | -4799699.803 | 0 | 0 | 0 | 0 | 0 | 0 | 0
| Option 2 | Operational planning system (refresh) (refresh) | $ | -641999.045 | 0 | 0 | 0 | 0 | 0 | 0 | 0 | 0 | 0 | 0 | 0 | 0 | -4799699.803 | 0 | 3839759.8424
| Option 2 | CPA submission | $ | -6105600.2318 | -5200000 | -968992.2481 | 0 | 0 | 0 | 0 | 0 | 0 | 0 | 0 | 0 | 0 | 0 | 0 | 0
Capital cost
| Option name |  | Units | PV | 2025 | 2026 | 2027 | 2028 | 2029 | 2030 | 2031 | 2032 | 2033 | 2034 | 2035 | 2036 | 2037 | 2038 | 2039
| Option 1 |  | $ | -115622258.6795 | -8190000 | -15622553.5274 | -58032108.1082 | -24864090.6283 | 3631986.0397 | 20000000 | -4874598.6797 | -23848671.0047 | -9778962.5997 | -34183437.1036 | -24864090.6283 | -1242612.64 | -3848671.0047 | 0 | 47562184.8388
| Option 2 |  | $ | -169376561.4547 | -8190000 | -19548373.4848 | -68753655.3795 | -32340143.5989 | -14978416.6812 | 4590462.9135 | -6922573.5213 | -28276879.9974 | -11838715.2611 | -41098090.0399 | -32158236.0533 | -21279675.5447 | -23686417.0838 | 0 | 103476210.3529
Planned routine maintenance and refurbishment
| Option name |  | Units | PV | 2025 | 2026 | 2027 | 2028 | 2029 | 2030 | 2031 | 2032 | 2033 | 2034 | 2035 | 2036 | 2037 | 2038 | 2039
| Option 1 |  | $ | -34143439.2499 | 0 | -125000 | -2211821.5167 | -4341152.9284 | -4094309.6757 | -4463933.6419 | -4743349.8302 | -4908779.4655 | -4775714.4405 | -4774426.187 | -4774491.526 | -4775909.8848 | -4775909.8848 | -4775909.8848 | -4775909.8848
| Option 2 |  | $ | -48803443.0665 | 0 | -125000 | -3256514.0433 | -5899130.6386 | -5665896.3738 | -6299461.7856 | -6843159.2764 | -7023218.744 | -6905140.1241 | -6919203.796 | -6934995.4181 | -6952523.779 | -6952523.779 | -6952523.779 | -6952523.779
Incremental 'market benefits' calculation
Involuntary load shedding
| Option name |  | Units | PV | 2025 | 2026 | 2027 | 2028 | 2029 | 2030 | 2031 | 2032 | 2033 | 2034 | 2035 | 2036 | 2037 | 2038 | 2039
| Option 1 |  | $ | 128345213.8572 | 8639961.9368 | 9871827.2032 | 11270159.2887 | 12891899.0919 | 14655855.9594 | 16695290.5633 | 8682372.2926 | 9904996.2184 | 11231461.2179 | 12763242.1774 | 14496114.2673 | 16500867.3235 | 18671175.8414 | 21174840.1502 | 24003389.3792
| Option 2 |  | $ | 197844434.6127 | 8639961.9368 | 9871827.2032 | 11270159.2887 | 12891899.0919 | 14655855.9594 | 16695290.5633 | 19006064.923 | 21682438.2606 | 24586123.9181 | 27939254.5353 | 31732581.7888 | 36121067.4996 | 40871960.8274 | 34418031.0168 | 39015614.4889
Avoided generation dispatch costs
| Option name |  | Units | PV | 2025 | 2026 | 2027 | 2028 | 2029 | 2030 | 2031 | 2032 | 2033 | 2034 | 2035 | 2036 | 2037 | 2038 | 2039
| Option 1 |  | $ | 51605401.4862 | 0 | 0 | 0 | 4996681.7515 | 5909619.3784 | 4998377.6454 | 6802883.444 | 6519173.5897 | 6439686.067 | 7577591.7365 | 8035627.629 | 8632961.0666 | 8929641.9464 | 13126961.2492 | 13907187.5074
| Option 2 |  | $ | 84647181.1255 | 0 | 0 | 0 | 4996681.7515 | 5909619.3784 | 7327808.677 | 11487735.0878 | 11167076.8016 | 11190451.8792 | 13352808.4854 | 14364328.2984 | 15657634.1134 | 16444611.5077 | 24527860.0824 | 26377345.2934
Greenhouse gases
| Option name |  | Units | PV | 2025 | 2026 | 2027 | 2028 | 2029 | 2030 | 2031 | 2032 | 2033 | 2034 | 2035 | 2036 | 2037 | 2038 | 2039
| Option 1 |  | $ | 46579956.6693 | 0 | 0 | 0 | 4348314.6539 | 5490440.1171 | 4423268.1349 | 4911870.0364 | 5565459.2953 | 6326782.3815 | 6779651.7199 | 7846416.8102 | 9114482.3698 | 9935595.2198 | 10417679.3158 | 11670035.8491
| Option 2 |  | $ | 76521939.4474 | 0 | 0 | 0 | 4348314.6539 | 5490440.1171 | 6489643.3765 | 8301587.1221 | 9538713.8115 | 10997536.0571 | 11951780.856 | 14031938.6179 | 16537564.8421 | 18298632.906 | 19473424.8972 | 22143408.1906

## S2
S2 | Progressive
Calculating costs, benefits and NPV for each option
Parameters for S2
Parameters
| General parameters |  |  | Unit | Active | Scenario
| Commercial discount rate |  |  | Percent | 7% | 7%
| Cost parameters |  |  | Unit | Active | Scenario
| Capital cost |  |  | Factor | 1 | 1
| Planned routine maintenance and refurbishment |  |  | Factor | 1 | 1
| Benefit parameters |  |  | Unit | Active | Scenario
| Involuntary load shedding |  |  | Factor | 1 | 1
| Avoided generation dispatch costs |  |  | Factor | 1 | 1
| Greenhouse gases |  |  | Factor | 1 | 1
Discount factor
[5 empty] | 2025 | 2026 | 2027 | 2028 | 2029 | 2030 | 2031 | 2032 | 2033 | 2034 | 2035 | 2036 | 2037 | 2038 | 2039
|  |  |  | Discount year | 0 | 1 | 2 | 3 | 4 | 5 | 6 | 7 | 8 | 9 | 10 | 11 | 12 | 13 | 14
|  |  |  | Discount factor | 1 | 0.93458 | 0.87344 | 0.8163 | 0.7629 | 0.71299 | 0.66634 | 0.62275 | 0.58201 | 0.54393 | 0.50835 | 0.47509 | 0.44401 | 0.41496 | 0.38782
Gross calculations for the base case
Gross costs for the base case
| Category |  | Units | PV | 2025 | 2026 | 2027 | 2028 | 2029 | 2030 | 2031 | 2032 | 0 | 2034 | 2035 | 2036 | 2037 | 2038 | 2039
| Capital cost |  | $ | -34603131.8226 | 0 | 0 | 0 | 0 | -20000000 | -20000000 | 0 | 0 | 0 | 0 | 0 | -20000000 | -20000000 | 0 | 34285714.2857
| Planned routine maintenance and refurbishment |  | $ | -368970.3479 | 0 | 0 | 0 | 0 | -250000 | -250000 | 0 | 0 | 0 | 0 | 0 | 0 | 0 | 0 | 0
Gross market benefits for the base case
| Category |  | Units | PV | 2025 | 2026 | 2027 | 2028 | 2029 | 2030 | 2031 | 2032 | 0 | 2034 | 2035 | 2036 | 2037 | 2038 | 2039
| Involuntary load shedding |  | $ | 0 | 0 | 0 | 0 | 0 | 0 | 0 | 0 | 0 | 0 | 0 | 0 | 0 | 0 | 0 | 0
| Avoided generation dispatch costs |  | $ | 0 | 0 | 0 | 0 | 0 | 0 | 0 | 0 | 0 | 0 | 0 | 0 | 0 | 0 | 0 | 0
| Greenhouse gases |  | $ | 0 | 0 | 0 | 0 | 0 | 0 | 0 | 0 | 0 | 0 | 0 | 0 | 0 | 0 | 0 | 0
Incremental net present value calculation
Net present value for each option | bar: 2025 0 to 2039 14
| Option name |  | Units | NPV | 2025 | 2026 | 2027 | 2028 | 2029 | 2030 | 2031 | 2032 | 0 | 2034 | 2035 | 2036 | 2037 | 2038 | 2039
| Option 1 |  | $ | 34832072.6802 | 138611.9571 | -6574389.8517 | -50148787.1885 | -10578435.4108 | 20390839.369 | 33425415.0295 | 14801032.848 | -2979448.0227 | 12541657.6893 | -19882684.5812 | -8307399.1196 | 18251635.3169 | 17240737.388 | 23098811.8423 | 71442999.676
| Option 2 |  | $ | 43000490.6267 | 138611.9571 | -10500209.809 | -61915026.9863 | -19612466.0916 | 208849.95 | 18162938.4736 | 16940607.5021 | -3146189.6959 | 14761919.0818 | -11298130.3006 | 2066275.0925 | 18649618.6652 | 19700544.0758 | 47653846.3843 | 153285584.6752
Incremental cost calculation | bar: 2025 0 to 2039 14
Capital outflow
| Option name | Capex component | Units | PV | 2025 | 2026 | 2027 | 2028 | 2029 | 2030 | 2031 | 2032 | 2033 | 2034 | 2035 | 2036 | 2037 | 2038 | 2039
| Base case | SCADA/EMS | $ | -29517627.8306 | 0 | 0 | 0 | 0 | -20000000 | -20000000 | 0 | 0 | 0 | 0 | 0 | 0 | 0 | 0 | 0
| Base case | SCADA/EMS (refresh 1) | $ | -5085503.992 | 0 | 0 | 0 | 0 | 0 | 0 | 0 | 0 | 0 | 0 | 0 | -20000000 | -20000000 | 0 | 34285714.2857
| Option 1 | Data Management and Network Modelling | $ | -17336147.6682 | 0 | -4416928.7402 | -15122041.7133 | 0 | 0 | 0 | 0 | 0 | 0 | 0 | 0 | 0 | 0 | 0 | 0
| Option 1 | Data Management and Network Modelling (refresh) | $ | -12360433.6929 | 0 | 0 | 0 | 0 | 0 | 0 | -4416928.7402 | -15122041.7133 | 0 | 0 | 0 | 0 | 0 | 0 | 0
| Option 1 | Data Management and Network Modelling (refresh) (refresh) | $ | -2750778.7046 | 0 | 0 | 0 | 0 | 0 | 0 | 0 | 0 | 0 | 0 | 0 | -4416928.7402 | -15122041.7133 | 0 | 15631176.3628
| Option 1 | Enhanced EMS/SCADA | $ | -39504349.5517 | 0 | -7535437.3427 | -22186912.0869 | -9664485.7459 | -6808113.6049 | 0 | 0 | 0 | 0 | 0 | 0 | 0 | 0 | 0 | 0
| Option 1 | Enhanced SCADA/EMS (refresh) | $ | -11804753.7831 | 0 | 0 | 0 | 0 | 0 | 0 | 0 | 0 | -7535437.3427 | -22186912.0869 | -9664485.7459 | -6808113.6049 | 0 | 0 | 32996391.986
| Option 1 | Outage Management System and Switching execution | $ | -1612828.5557 | 0 | -457669.9395 | -1356820.5782 | 0 | 0 | 0 | 0 | 0 | 0 | 0 | 0 | 0 | 0 | 0 | 0
| Option 1 | Outage Management and Switching Execution (refresh) | $ | -1149924.4701 | 0 | 0 | 0 | 0 | 0 | 0 | -457669.9395 | -1356820.5782 | 0 | 0 | 0 | 0 | 0 | 0 | 0
| Option 1 | Outage Management and Switching Execution (refresh) (refresh) | $ | -256927.6895 | 0 | 0 | 0 | 0 | 0 | 0 | 0 | 0 | 0 | 0 | 0 | -457669.9395 | -1356820.5782 | 0 | 1451592.4141
| Option 1 | Fault level and system parameter monitoring | $ | -4850691.4358 | 0 | 0 | 0 | -4273598.0341 | -1785517.0834 | 0 | 0 | 0 | 0 | 0 | 0 | 0 | 0 | 0 | 0
| Option 1 | Fault Level andsystem parameter monitoring (refresh) | $ | -1342317.334 | 0 | 0 | 0 | 0 | 0 | 0 | 0 | 0 | 0 | 0 | -4273598.0341 | -1785517.0834 | 0 | 0 | 4327939.3696
| Option 1 | Alarm Management technologies | $ | -16064384.0301 | -2990000 | -2243525.257 | -5052756.1065 | -5242014.9445 | -2995579.0515 | 0 | 0 | 0 | 0 | 0 | 0 | 0 | 0 | 0 | 0
| Option 1 | Alarm Management Technologies (refresh) | $ | -3838994.5056 | 0 | 0 | 0 | 0 | 0 | 0 | 0 | 0 | -2243525.257 | -5052756.1065 | -5242014.9445 | -2995579.0515 | 0 | 0 | 11095625.2568
| Option 1 | Operator Visualisation and Situational Awareness technology | $ | -8285557.3825 | 0 | 0 | 0 | -5683991.9039 | -4778804.2205 | 0 | 0 | 0 | 0 | 0 | 0 | 0 | 0 | 0 | 0
| Option 1 | Operator Visualisation and Situational Awareness technologies (refresh) | $ | -2261505.3454 | 0 | 0 | 0 | 0 | 0 | 0 | 0 | 0 | 0 | 0 | -5683991.9039 | -4778804.2205 | 0 | 0 | 7473425.8031
| Option 1 | Training technologies | $ | -6064956.6863 | 0 | 0 | -6943768.9102 | 0 | 0 | 0 | 0 | 0 | 0 | 0 | 0 | 0 | 0 | 0 | 0
| Option 1 | Training Technologies (refresh) | $ | -2622844.5105 | 0 | 0 | 0 | 0 | 0 | 0 | 0 | 0 | 0 | -6943768.9102 | 0 | 0 | 0 | 0 | 2975900.9615
| Option 1 | Operational Documentation Management System | $ | -2244832.658 | 0 | 0 | -2570108.9102 | 0 | 0 | 0 | 0 | 0 | 0 | 0 | 0 | 0 | 0 | 0 | 0
| Option 1 | Opertional Document Management System (refresh) | $ | -1600534.6604 | 0 | 0 | 0 | 0 | 0 | 0 | 0 | -2570108.9102 | 0 | 0 | 0 | 0 | 0 | 0 | 0
| Option 1 | Opertional Document Management System (refresh) (refresh) | $ | -343773.0553 | 0 | 0 | 0 | 0 | 0 | 0 | 0 | 0 | 0 | 0 | 0 | 0 | -2570108.9102 | 0 | 2056087.1281
| Option 1 | Operational Planning Systems | $ | -4192243.692 | 0 | 0 | -4799699.803 | 0 | 0 | 0 | 0 | 0 | 0 | 0 | 0 | 0 | 0 | 0 | 0
| Option 1 | Operational planning system (refresh) | $ | -2989011.8134 | 0 | 0 | 0 | 0 | 0 | 0 | 0 | -4799699.803 | 0 | 0 | 0 | 0 | 0 | 0 | 0
| Option 1 | Operational planning system (refresh) (refresh) | $ | -641999.045 | 0 | 0 | 0 | 0 | 0 | 0 | 0 | 0 | 0 | 0 | 0 | 0 | -4799699.803 | 0 | 3839759.8424
| Option 1 | CPA submission | $ | -6105600.2318 | -5200000 | -968992.2481 | 0 | 0 | 0 | 0 | 0 | 0 | 0 | 0 | 0 | 0 | 0 | 0 | 0
| Option 2 | Data Management and Network Modelling | $ | -23307064.0943 | 0 | -6464903.5818 | -19550250.706 | -181907.5456 | -53298.634 | 0 | 0 | 0 | 0 | 0 | 0 | 0 | 0 | 0 | 0
| Option 2 | Data Management and Network Modelling (refresh) | $ | -14581546.1091 | 0 | 0 | 0 | 0 | 0 | 0 | -6464903.5818 | -19550250.706 | -181907.5456 | -53298.634 | 0 | 0 | 0 | 0 | 5250072.0935
| Option 2 | Data Management and Network Modelling (refresh) (refresh) | $ | -3680673.9522 | 0 | 0 | 0 | 0 | 0 | 0 | 0 | 0 | 0 | 0 | 0 | -6464903.5818 | -19550250.706 | 0 | 20812123.4302
| Option 2 | Enhanced EMS/SCADA | $ | -46671088.8227 | 0 | -8499070.6695 | -22087664.2191 | -9069867.2448 | -7813293.7564 | -8515414.7137 | 0 | 0 | 0 | 0 | 0 | 0 | 0 | 0 | 0
| Option 2 | Enhanced SCADA/EMS (refresh) | $ | -10454063.9214 | 0 | 0 | 0 | 0 | 0 | 0 | 0 | 0 | -8499070.6695 | -22087664.2191 | -9069867.2448 | -7813293.7564 | -8515414.7137 | 0 | 47987409.0887
| Option 2 | Real-time assets health monitoring system | $ | -433336.7049 | 0 | 0 | 0 | 0 | -568016.0238 | 0 | 0 | 0 | 0 | 0 | 0 | 0 | 0 | 0 | 0
| Option 2 | Real-Time Asset Health Monitoring (refresh) | $ | -264905.8002 | 0 | 0 | 0 | 0 | 0 | 0 | 0 | 0 | 0 | -568016.0238 | 0 | 0 | 0 | 0 | 113603.2048
| Option 2 | Outage Management System and Switching execution | $ | -1612828.5557 | 0 | -457669.9395 | -1356820.5782 | 0 | 0 | 0 | 0 | 0 | 0 | 0 | 0 | 0 | 0 | 0 | 0
| Option 2 | Outage Management and Switching Execution (refresh) | $ | -1149924.4701 | 0 | 0 | 0 | 0 | 0 | 0 | -457669.9395 | -1356820.5782 | 0 | 0 | 0 | 0 | 0 | 0 | 0
| Option 2 | Outage Management and Switching Execution (refresh) (refresh) | $ | -256927.6895 | 0 | 0 | 0 | 0 | 0 | 0 | 0 | 0 | 0 | 0 | 0 | -457669.9395 | -1356820.5782 | 0 | 1451592.4141
| Option 2 | Operational forecasts and look-ahead contingency assessment | $ | -4922770.9885 | 0 | 0 | 0 | -2248666.5822 | -4046675.327 | 0 | 0 | 0 | 0 | 0 | 0 | 0 | 0 | 0 | 0
| Option 2 | Operational forecasts and look-ahead contingency assessment (refresh) | $ | -1321767.1264 | 0 | 0 | 0 | 0 | 0 | 0 | 0 | 0 | 0 | 0 | -2248666.5822 | -4046675.327 | 0 | 0 | 4496672.7922
| Option 2 | Wide Area Monitoring | $ | -8741112.7943 | 0 | 0 | 0 | -3212592.525 | -5706243.015 | -2476085.6699 | 0 | 0 | 0 | 0 | 0 | 0 | 0 | 0 | 0
| Option 2 | Wide Area and High-Speed Monitoring (refresh) | $ | -1655685.5319 | 0 | 0 | 0 | 0 | 0 | 0 | 0 | 0 | 0 | 0 | -3212592.525 | -5706243.015 | -2476085.6699 | 0 | 9767075.3228
| Option 2 | Smart Transmission Device Management | $ | -4269764.2499 | 0 | 0 | 0 | 0 | -1467783.678 | -4418036.7029 | 0 | 0 | 0 | 0 | 0 | 0 | 0 | 0 | 0
| Option 2 | Smart Transmission Device Management (refresh) | $ | -702460.9092 | 0 | 0 | 0 | 0 | 0 | 0 | 0 | 0 | 0 | 0 | 0 | -1467783.678 | -4418036.7029 | 0 | 5044988.8979
| Option 2 | Fault level and system parameter monitoring | $ | -7703645.1629 | 0 | 0 | -726232 | -5823405.187 | -3035400.775 | 0 | 0 | 0 | 0 | 0 | 0 | 0 | 0 | 0 | 0
| Option 2 | Fault Level andsystem parameter monitoring (refresh) | $ | -2142269.4814 | 0 | 0 | 0 | 0 | 0 | 0 | 0 | 0 | 0 | -726232 | -5823405.187 | -3035400.775 | 0 | 0 | 6846455.6872
| Option 2 | Alarm Management technologies | $ | -20192628.6413 | -2990000 | -3157737.046 | -6930303.2528 | -6768482.2809 | -3503993.0858 | 0 | 0 | 0 | 0 | 0 | 0 | 0 | 0 | 0 | 0
| Option 2 | Alarm Management Technologies (refresh) | $ | -5072818.9668 | 0 | 0 | 0 | 0 | 0 | 0 | 0 | 0 | -3157737.046 | -6930303.2528 | -6768482.2809 | -3503993.0858 | 0 | 0 | 14543225.4754
| Option 2 | Operator Visualisation and Situational Awareness technology | $ | -14120584.11 | 0 | 0 | -3788807 | -5035222.2334 | -8783712.3862 | 0 | 0 | 0 | 0 | 0 | 0 | 0 | 0 | 0 | 0
| Option 2 | Operator Visualisation and Situational Awareness technologies (refresh) | $ | -3916028.8416 | 0 | 0 | 0 | 0 | 0 | 0 | 0 | 0 | 0 | -3788807 | -5035222.2334 | -8783712.3862 | 0 | 0 | 12576958.2997
| Option 2 | Training technologies | $ | -6064956.6863 | 0 | 0 | -6943768.9102 | 0 | 0 | 0 | 0 | 0 | 0 | 0 | 0 | 0 | 0 | 0 | 0
| Option 2 | Training Technologies (refresh) | $ | -2622844.5105 | 0 | 0 | 0 | 0 | 0 | 0 | 0 | 0 | 0 | -6943768.9102 | 0 | 0 | 0 | 0 | 2975900.9615
| Option 2 | Operational Documentation Management System | $ | -2244832.658 | 0 | 0 | -2570108.9102 | 0 | 0 | 0 | 0 | 0 | 0 | 0 | 0 | 0 | 0 | 0 | 0
| Option 2 | Opertional Document Management System (refresh) | $ | -1600534.6604 | 0 | 0 | 0 | 0 | 0 | 0 | 0 | -2570108.9102 | 0 | 0 | 0 | 0 | 0 | 0 | 0
| Option 2 | Opertional Document Management System (refresh) (refresh) | $ | -343773.0553 | 0 | 0 | 0 | 0 | 0 | 0 | 0 | 0 | 0 | 0 | 0 | 0 | -2570108.9102 | 0 | 2056087.1281
| Option 2 | Operational Planning Systems | $ | -4192243.692 | 0 | 0 | -4799699.803 | 0 | 0 | 0 | 0 | 0 | 0 | 0 | 0 | 0 | 0 | 0 | 0
| Option 2 | Operational planning system (refresh) | $ | -2989011.8134 | 0 | 0 | 0 | 0 | 0 | 0 | 0 | -4799699.803 | 0 | 0 | 0 | 0 | 0 | 0 | 0
| Option 2 | Operational planning system (refresh) (refresh) | $ | -641999.045 | 0 | 0 | 0 | 0 | 0 | 0 | 0 | 0 | 0 | 0 | 0 | 0 | -4799699.803 | 0 | 3839759.8424
| Option 2 | CPA submission | $ | -6105600.2318 | -5200000 | -968992.2481 | 0 | 0 | 0 | 0 | 0 | 0 | 0 | 0 | 0 | 0 | 0 | 0 | 0
Capital cost
| Option name |  | Units | PV | 2025 | 2026 | 2027 | 2028 | 2029 | 2030 | 2031 | 2032 | 2033 | 2034 | 2035 | 2036 | 2037 | 2038 | 2039
| Option 1 |  | $ | -115622258.6795 | -8190000 | -15622553.5274 | -58032108.1082 | -24864090.6283 | 3631986.0397 | 20000000 | -4874598.6797 | -23848671.0047 | -9778962.5997 | -34183437.1036 | -24864090.6283 | -1242612.64 | -3848671.0047 | 0 | 47562184.8388
| Option 2 |  | $ | -169376561.4547 | -8190000 | -19548373.4848 | -68753655.3795 | -32340143.5989 | -14978416.6812 | 4590462.9135 | -6922573.5213 | -28276879.9974 | -11838715.2611 | -41098090.0399 | -32158236.0533 | -21279675.5447 | -23686417.0838 | 0 | 103476210.3529
Planned routine maintenance and refurbishment
| Option name |  | Units | PV | 2025 | 2026 | 2027 | 2028 | 2029 | 2030 | 2031 | 2032 | 2033 | 2034 | 2035 | 2036 | 2037 | 2038 | 2039
| Option 1 |  | $ | -34143439.2499 | 0 | -125000 | -2211821.5167 | -4341152.9284 | -4094309.6757 | -4463933.6419 | -4743349.8302 | -4908779.4655 | -4775714.4405 | -4774426.187 | -4774491.526 | -4775909.8848 | -4775909.8848 | -4775909.8848 | -4775909.8848
| Option 2 |  | $ | -48803443.0665 | 0 | -125000 | -3256514.0433 | -5899130.6386 | -5665896.3738 | -6299461.7856 | -6843159.2764 | -7023218.744 | -6905140.1241 | -6919203.796 | -6934995.4181 | -6952523.779 | -6952523.779 | -6952523.779 | -6952523.779
Incremental 'market benefits' calculation
Involuntary load shedding
| Option name |  | Units | PV | 2025 | 2026 | 2027 | 2028 | 2029 | 2030 | 2031 | 2032 | 2033 | 2034 | 2035 | 2036 | 2037 | 2038 | 2039
| Option 1 |  | $ | 114356374.7807 | 8328611.9571 | 9173163.6758 | 10095142.4365 | 11131664.1044 | 12198745.8288 | 13395495.2673 | 14700015.7726 | 16165699.8006 | 17670028.7568 | 8842376.4197 | 9681003.8226 | 10622735.2843 | 11586761.1568 | 12666928.6738 | 13841544.5134
| Option 2 |  | $ | 150677709.0216 | 8328611.9571 | 9173163.6758 | 10095142.4365 | 11131664.1044 | 12198745.8288 | 13395495.2673 | 14700015.7726 | 16165699.8006 | 17670028.7568 | 19356320.4437 | 21192109.8257 | 23253598.1723 | 25363889.8878 | 27728420.3714 | 30299702.0621
Avoided generation dispatch costs
| Option name |  | Units | PV | 2025 | 2026 | 2027 | 2028 | 2029 | 2030 | 2031 | 2032 | 2033 | 2034 | 2035 | 2036 | 2037 | 2038 | 2039
| Option 1 |  | $ | 38852742.4344 | 0 | 0 | 0 | 4208784.8371 | 5171352.9766 | 2705661.1376 | 6042886.3953 | 5653601.8721 | 5294236.5455 | 5625065.6169 | 6294956.4582 | 7267165.023 | 7397206.0305 | 7662613.9218 | 7059200.9709
| Option 2 |  | $ | 60716800.8391 | 0 | 0 | 0 | 4208784.8371 | 5171352.9766 | 3897881.6656 | 9949275.6795 | 9401063.1072 | 8891707.1788 | 9541926.8406 | 10785865.3094 | 12577832.0916 | 12934479.4724 | 13537742.0315 | 12604159.2805
Greenhouse gases
| Option name |  | Units | PV | 2025 | 2026 | 2027 | 2028 | 2029 | 2030 | 2031 | 2032 | 2033 | 2034 | 2035 | 2036 | 2037 | 2038 | 2039
| Option 1 |  | $ | 31388653.3946 | 0 | 0 | 0 | 3286359.2044 | 3483064.1996 | 1788192.2665 | 3676079.19 | 3958700.7748 | 4132069.4271 | 4607736.6728 | 5355222.7539 | 6380257.5343 | 6881351.0901 | 7545179.1315 | 7755979.2377
| Option 2 |  | $ | 49785985.2872 | 0 | 0 | 0 | 3286359.2044 | 3483064.1996 | 2578560.4128 | 6057048.8476 | 6587146.1376 | 6944038.5314 | 7820916.251 | 9181531.4288 | 11050387.725 | 12041115.5784 | 13340207.7604 | 13858036.7588

## S3
S3 | Green
Calculating costs, benefits and NPV for each option
Parameters for S3
Parameters
| General parameters |  |  | Unit | Active | Scenario
| Commercial discount rate |  |  | Percent | 7% | 7%
| Cost parameters |  |  | Unit | Active | Scenario
| Capital cost |  |  | Factor | 1 | 1
| Planned routine maintenance and refurbishment |  |  | Factor | 1 | 1
| Benefit parameters |  |  | Unit | Active | Scenario
| Involuntary load shedding |  |  | Factor | 1 | 1
| Avoided generation dispatch costs |  |  | Factor | 1 | 1
| Greenhouse gases |  |  | Factor | 1 | 1
Discount factor
[5 empty] | 2025 | 2026 | 2027 | 2028 | 2029 | 2030 | 2031 | 2032 | 2033 | 2034 | 2035 | 2036 | 2037 | 2038 | 2039
|  |  |  | Discount year | 0 | 1 | 2 | 3 | 4 | 5 | 6 | 7 | 8 | 9 | 10 | 11 | 12 | 13 | 14
|  |  |  | Discount factor | 1 | 0.93458 | 0.87344 | 0.8163 | 0.7629 | 0.71299 | 0.66634 | 0.62275 | 0.58201 | 0.54393 | 0.50835 | 0.47509 | 0.44401 | 0.41496 | 0.38782
Gross calculations for the base case
Gross costs for the base case
| Category |  | Units | PV | 2025 | 2026 | 2027 | 2028 | 2029 | 2030 | 2031 | 2032 | 2033 | 2034 | 2035 | 2036 | 2037 | 2038 | 2039
| Capital cost |  | $ | -34603131.8226 | 0 | 0 | 0 | 0 | -20000000 | -20000000 | 0 | 0 | 0 | 0 | 0 | -20000000 | -20000000 | 0 | 34285714.2857
| Planned routine maintenance and refurbishment |  | $ | -368970.3479 | 0 | 0 | 0 | 0 | -250000 | -250000 | 0 | 0 | 0 | 0 | 0 | 0 | 0 | 0 | 0
Gross market benefits for the base case
| Category |  | Units | PV | 2025 | 2026 | 2027 | 2028 | 2029 | 2030 | 2031 | 2032 | 2033 | 2034 | 2035 | 2036 | 2037 | 2038 | 2039
| Involuntary load shedding |  | $ | 0 | 0 | 0 | 0 | 0 | 0 | 0 | 0 | 0 | 0 | 0 | 0 | 0 | 0 | 0 | 0
| Avoided generation dispatch costs |  | $ | 0 | 0 | 0 | 0 | 0 | 0 | 0 | 0 | 0 | 0 | 0 | 0 | 0 | 0 | 0 | 0
| Greenhouse gases |  | $ | 0 | 0 | 0 | 0 | 0 | 0 | 0 | 0 | 0 | 0 | 0 | 0 | 0 | 0 | 0 | 0
Incremental net present value calculation
Net present value for each option | bar: 2025 0 to 2039 14
| Option name |  | Units | NPV | 2025 | 2026 | 2027 | 2028 | 2029 | 2030 | 2031 | 2032 | 2033 | 2034 | 2035 | 2036 | 2037 | 2038 | 2039
| Option 1 |  | $ | 125481439.0221 | 605636.9267 | -5516779.9249 | -48353530.0748 | -11920163.2358 | 31349924.8909 | 39548814.3028 | 17289828.8999 | 1423563.4473 | 19188995.422 | -1853034.7669 | 12878294.3637 | 41066170.7915 | 42729189.5285 | 52231414.7843 | 104715255.5937
| Option 2 |  | $ | 218086137.4702 | 605636.9267 | -9442599.8822 | -60119769.8726 | -20954193.9165 | 11167935.4718 | 39267430.0802 | 35801660.5711 | 20566270.3096 | 44193333.0614 | 22128428.083 | 41999488.7447 | 50572217.5164 | 55458699.4012 | 89485458.1771 | 200734823.5631
Incremental cost calculation | bar: 2025 0 to 2039 14
Capital outflow
| Option name | Capex component | Units | PV | 2025 | 2026 | 2027 | 2028 | 2029 | 2030 | 2031 | 2032 | 2033 | 2034 | 2035 | 2036 | 2037 | 2038 | 2039
| Base case | SCADA/EMS | $ | -29517627.8306 | 0 | 0 | 0 | 0 | -20000000 | -20000000 | 0 | 0 | 0 | 0 | 0 | 0 | 0 | 0 | 0
| Base case | SCADA/EMS (refresh 1) | $ | -5085503.992 | 0 | 0 | 0 | 0 | 0 | 0 | 0 | 0 | 0 | 0 | 0 | -20000000 | -20000000 | 0 | 34285714.2857
| Option 1 | Data Management and Network Modelling | $ | -17336147.6682 | 0 | -4416928.7402 | -15122041.7133 | 0 | 0 | 0 | 0 | 0 | 0 | 0 | 0 | 0 | 0 | 0 | 0
| Option 1 | Data Management and Network Modelling (refresh) | $ | -12360433.6929 | 0 | 0 | 0 | 0 | 0 | 0 | -4416928.7402 | -15122041.7133 | 0 | 0 | 0 | 0 | 0 | 0 | 0
| Option 1 | Data Management and Network Modelling (refresh) (refresh) | $ | -2750778.7046 | 0 | 0 | 0 | 0 | 0 | 0 | 0 | 0 | 0 | 0 | 0 | -4416928.7402 | -15122041.7133 | 0 | 15631176.3628
| Option 1 | Enhanced EMS/SCADA | $ | -39504349.5517 | 0 | -7535437.3427 | -22186912.0869 | -9664485.7459 | -6808113.6049 | 0 | 0 | 0 | 0 | 0 | 0 | 0 | 0 | 0 | 0
| Option 1 | Enhanced SCADA/EMS (refresh) | $ | -11804753.7831 | 0 | 0 | 0 | 0 | 0 | 0 | 0 | 0 | -7535437.3427 | -22186912.0869 | -9664485.7459 | -6808113.6049 | 0 | 0 | 32996391.986
| Option 1 | Outage Management System and Switching execution | $ | -1612828.5557 | 0 | -457669.9395 | -1356820.5782 | 0 | 0 | 0 | 0 | 0 | 0 | 0 | 0 | 0 | 0 | 0 | 0
| Option 1 | Outage Management and Switching Execution (refresh) | $ | -1149924.4701 | 0 | 0 | 0 | 0 | 0 | 0 | -457669.9395 | -1356820.5782 | 0 | 0 | 0 | 0 | 0 | 0 | 0
| Option 1 | Outage Management and Switching Execution (refresh) (refresh) | $ | -256927.6895 | 0 | 0 | 0 | 0 | 0 | 0 | 0 | 0 | 0 | 0 | 0 | -457669.9395 | -1356820.5782 | 0 | 1451592.4141
| Option 1 | Fault level and system parameter monitoring | $ | -4850691.4358 | 0 | 0 | 0 | -4273598.0341 | -1785517.0834 | 0 | 0 | 0 | 0 | 0 | 0 | 0 | 0 | 0 | 0
| Option 1 | Fault Level andsystem parameter monitoring (refresh) | $ | -1342317.334 | 0 | 0 | 0 | 0 | 0 | 0 | 0 | 0 | 0 | 0 | -4273598.0341 | -1785517.0834 | 0 | 0 | 4327939.3696
| Option 1 | Alarm Management technologies | $ | -16064384.0301 | -2990000 | -2243525.257 | -5052756.1065 | -5242014.9445 | -2995579.0515 | 0 | 0 | 0 | 0 | 0 | 0 | 0 | 0 | 0 | 0
| Option 1 | Alarm Management Technologies (refresh) | $ | -3838994.5056 | 0 | 0 | 0 | 0 | 0 | 0 | 0 | 0 | -2243525.257 | -5052756.1065 | -5242014.9445 | -2995579.0515 | 0 | 0 | 11095625.2568
| Option 1 | Operator Visualisation and Situational Awareness technology | $ | -8285557.3825 | 0 | 0 | 0 | -5683991.9039 | -4778804.2205 | 0 | 0 | 0 | 0 | 0 | 0 | 0 | 0 | 0 | 0
| Option 1 | Operator Visualisation and Situational Awareness technologies (refresh) | $ | -2261505.3454 | 0 | 0 | 0 | 0 | 0 | 0 | 0 | 0 | 0 | 0 | -5683991.9039 | -4778804.2205 | 0 | 0 | 7473425.8031
| Option 1 | Training technologies | $ | -6064956.6863 | 0 | 0 | -6943768.9102 | 0 | 0 | 0 | 0 | 0 | 0 | 0 | 0 | 0 | 0 | 0 | 0
| Option 1 | Training Technologies (refresh) | $ | -2622844.5105 | 0 | 0 | 0 | 0 | 0 | 0 | 0 | 0 | 0 | -6943768.9102 | 0 | 0 | 0 | 0 | 2975900.9615
| Option 1 | Operational Documentation Management System | $ | -2244832.658 | 0 | 0 | -2570108.9102 | 0 | 0 | 0 | 0 | 0 | 0 | 0 | 0 | 0 | 0 | 0 | 0
| Option 1 | Opertional Document Management System (refresh) | $ | -1600534.6604 | 0 | 0 | 0 | 0 | 0 | 0 | 0 | -2570108.9102 | 0 | 0 | 0 | 0 | 0 | 0 | 0
| Option 1 | Opertional Document Management System (refresh) (refresh) | $ | -343773.0553 | 0 | 0 | 0 | 0 | 0 | 0 | 0 | 0 | 0 | 0 | 0 | 0 | -2570108.9102 | 0 | 2056087.1281
| Option 1 | Operational Planning Systems | $ | -4192243.692 | 0 | 0 | -4799699.803 | 0 | 0 | 0 | 0 | 0 | 0 | 0 | 0 | 0 | 0 | 0 | 0
| Option 1 | Operational planning system (refresh) | $ | -2989011.8134 | 0 | 0 | 0 | 0 | 0 | 0 | 0 | -4799699.803 | 0 | 0 | 0 | 0 | 0 | 0 | 0
| Option 1 | Operational planning system (refresh) (refresh) | $ | -641999.045 | 0 | 0 | 0 | 0 | 0 | 0 | 0 | 0 | 0 | 0 | 0 | 0 | -4799699.803 | 0 | 3839759.8424
| Option 1 | CPA submission | $ | -6105600.2318 | -5200000 | -968992.2481 | 0 | 0 | 0 | 0 | 0 | 0 | 0 | 0 | 0 | 0 | 0 | 0 | 0
| Option 2 | Data Management and Network Modelling | $ | -23307064.0943 | 0 | -6464903.5818 | -19550250.706 | -181907.5456 | -53298.634 | 0 | 0 | 0 | 0 | 0 | 0 | 0 | 0 | 0 | 0
| Option 2 | Data Management and Network Modelling (refresh) | $ | -14581546.1091 | 0 | 0 | 0 | 0 | 0 | 0 | -6464903.5818 | -19550250.706 | -181907.5456 | -53298.634 | 0 | 0 | 0 | 0 | 5250072.0935
| Option 2 | Data Management and Network Modelling (refresh) (refresh) | $ | -3680673.9522 | 0 | 0 | 0 | 0 | 0 | 0 | 0 | 0 | 0 | 0 | 0 | -6464903.5818 | -19550250.706 | 0 | 20812123.4302
| Option 2 | Enhanced EMS/SCADA | $ | -46671088.8227 | 0 | -8499070.6695 | -22087664.2191 | -9069867.2448 | -7813293.7564 | -8515414.7137 | 0 | 0 | 0 | 0 | 0 | 0 | 0 | 0 | 0
| Option 2 | Enhanced SCADA/EMS (refresh) | $ | -10454063.9214 | 0 | 0 | 0 | 0 | 0 | 0 | 0 | 0 | -8499070.6695 | -22087664.2191 | -9069867.2448 | -7813293.7564 | -8515414.7137 | 0 | 47987409.0887
| Option 2 | Real-time assets health monitoring system | $ | -433336.7049 | 0 | 0 | 0 | 0 | -568016.0238 | 0 | 0 | 0 | 0 | 0 | 0 | 0 | 0 | 0 | 0
| Option 2 | Real-Time Asset Health Monitoring (refresh) | $ | -264905.8002 | 0 | 0 | 0 | 0 | 0 | 0 | 0 | 0 | 0 | -568016.0238 | 0 | 0 | 0 | 0 | 113603.2048
| Option 2 | Outage Management System and Switching execution | $ | -1612828.5557 | 0 | -457669.9395 | -1356820.5782 | 0 | 0 | 0 | 0 | 0 | 0 | 0 | 0 | 0 | 0 | 0 | 0
| Option 2 | Outage Management and Switching Execution (refresh) | $ | -1149924.4701 | 0 | 0 | 0 | 0 | 0 | 0 | -457669.9395 | -1356820.5782 | 0 | 0 | 0 | 0 | 0 | 0 | 0
| Option 2 | Outage Management and Switching Execution (refresh) (refresh) | $ | -256927.6895 | 0 | 0 | 0 | 0 | 0 | 0 | 0 | 0 | 0 | 0 | 0 | -457669.9395 | -1356820.5782 | 0 | 1451592.4141
| Option 2 | Operational forecasts and look-ahead contingency assessment | $ | -4922770.9885 | 0 | 0 | 0 | -2248666.5822 | -4046675.327 | 0 | 0 | 0 | 0 | 0 | 0 | 0 | 0 | 0 | 0
| Option 2 | Operational forecasts and look-ahead contingency assessment (refresh) | $ | -1321767.1264 | 0 | 0 | 0 | 0 | 0 | 0 | 0 | 0 | 0 | 0 | -2248666.5822 | -4046675.327 | 0 | 0 | 4496672.7922
| Option 2 | Wide Area Monitoring | $ | -8741112.7943 | 0 | 0 | 0 | -3212592.525 | -5706243.015 | -2476085.6699 | 0 | 0 | 0 | 0 | 0 | 0 | 0 | 0 | 0
| Option 2 | Wide Area and High-Speed Monitoring (refresh) | $ | -1655685.5319 | 0 | 0 | 0 | 0 | 0 | 0 | 0 | 0 | 0 | 0 | -3212592.525 | -5706243.015 | -2476085.6699 | 0 | 9767075.3228
| Option 2 | Smart Transmission Device Management | $ | -4269764.2499 | 0 | 0 | 0 | 0 | -1467783.678 | -4418036.7029 | 0 | 0 | 0 | 0 | 0 | 0 | 0 | 0 | 0
| Option 2 | Smart Transmission Device Management (refresh) | $ | -702460.9092 | 0 | 0 | 0 | 0 | 0 | 0 | 0 | 0 | 0 | 0 | 0 | -1467783.678 | -4418036.7029 | 0 | 5044988.8979
| Option 2 | Fault level and system parameter monitoring | $ | -7703645.1629 | 0 | 0 | -726232 | -5823405.187 | -3035400.775 | 0 | 0 | 0 | 0 | 0 | 0 | 0 | 0 | 0 | 0
| Option 2 | Fault Level andsystem parameter monitoring (refresh) | $ | -2142269.4814 | 0 | 0 | 0 | 0 | 0 | 0 | 0 | 0 | 0 | -726232 | -5823405.187 | -3035400.775 | 0 | 0 | 6846455.6872
| Option 2 | Alarm Management technologies | $ | -20192628.6413 | -2990000 | -3157737.046 | -6930303.2528 | -6768482.2809 | -3503993.0858 | 0 | 0 | 0 | 0 | 0 | 0 | 0 | 0 | 0 | 0
| Option 2 | Alarm Management Technologies (refresh) | $ | -5072818.9668 | 0 | 0 | 0 | 0 | 0 | 0 | 0 | 0 | -3157737.046 | -6930303.2528 | -6768482.2809 | -3503993.0858 | 0 | 0 | 14543225.4754
| Option 2 | Operator Visualisation and Situational Awareness technology | $ | -14120584.11 | 0 | 0 | -3788807 | -5035222.2334 | -8783712.3862 | 0 | 0 | 0 | 0 | 0 | 0 | 0 | 0 | 0 | 0
| Option 2 | Operator Visualisation and Situational Awareness technologies (refresh) | $ | -3916028.8416 | 0 | 0 | 0 | 0 | 0 | 0 | 0 | 0 | 0 | -3788807 | -5035222.2334 | -8783712.3862 | 0 | 0 | 12576958.2997
| Option 2 | Training technologies | $ | -6064956.6863 | 0 | 0 | -6943768.9102 | 0 | 0 | 0 | 0 | 0 | 0 | 0 | 0 | 0 | 0 | 0 | 0
| Option 2 | Training Technologies (refresh) | $ | -2622844.5105 | 0 | 0 | 0 | 0 | 0 | 0 | 0 | 0 | 0 | -6943768.9102 | 0 | 0 | 0 | 0 | 2975900.9615
| Option 2 | Operational Documentation Management System | $ | -2244832.658 | 0 | 0 | -2570108.9102 | 0 | 0 | 0 | 0 | 0 | 0 | 0 | 0 | 0 | 0 | 0 | 0
| Option 2 | Opertional Document Management System (refresh) | $ | -1600534.6604 | 0 | 0 | 0 | 0 | 0 | 0 | 0 | -2570108.9102 | 0 | 0 | 0 | 0 | 0 | 0 | 0
| Option 2 | Opertional Document Management System (refresh) (refresh) | $ | -343773.0553 | 0 | 0 | 0 | 0 | 0 | 0 | 0 | 0 | 0 | 0 | 0 | 0 | -2570108.9102 | 0 | 2056087.1281
| Option 2 | Operational Planning Systems | $ | -4192243.692 | 0 | 0 | -4799699.803 | 0 | 0 | 0 | 0 | 0 | 0 | 0 | 0 | 0 | 0 | 0 | 0
| Option 2 | Operational planning system (refresh) | $ | -2989011.8134 | 0 | 0 | 0 | 0 | 0 | 0 | 0 | -4799699.803 | 0 | 0 | 0 | 0 | 0 | 0 | 0
| Option 2 | Operational planning system (refresh) (refresh) | $ | -641999.045 | 0 | 0 | 0 | 0 | 0 | 0 | 0 | 0 | 0 | 0 | 0 | 0 | -4799699.803 | 0 | 3839759.8424
| Option 2 | CPA submission | $ | -6105600.2318 | -5200000 | -968992.2481 | 0 | 0 | 0 | 0 | 0 | 0 | 0 | 0 | 0 | 0 | 0 | 0 | 0
Capital cost
| Option name |  | Units | PV | 2025 | 2026 | 2027 | 2028 | 2029 | 2030 | 2031 | 2032 | 2033 | 2034 | 2035 | 2036 | 2037 | 2038 | 2039
| Option 1 |  | $ | -115622258.6795 | -8190000 | -15622553.5274 | -58032108.1082 | -24864090.6283 | 3631986.0397 | 20000000 | -4874598.6797 | -23848671.0047 | -9778962.5997 | -34183437.1036 | -24864090.6283 | -1242612.64 | -3848671.0047 | 0 | 47562184.8388
| Option 2 |  | $ | -169376561.4547 | -8190000 | -19548373.4848 | -68753655.3795 | -32340143.5989 | -14978416.6812 | 4590462.9135 | -6922573.5213 | -28276879.9974 | -11838715.2611 | -41098090.0399 | -32158236.0533 | -21279675.5447 | -23686417.0838 | 0 | 103476210.3529
Planned routine maintenance and refurbishment
| Option name |  | Units | PV | 2025 | 2026 | 2027 | 2028 | 2029 | 2030 | 2031 | 2032 | 2033 | 2034 | 2035 | 2036 | 2037 | 2038 | 2039
| Option 1 |  | $ | -34143439.2499 | 0 | -125000 | -2211821.5167 | -4341152.9284 | -4094309.6757 | -4463933.6419 | -4743349.8302 | -4908779.4655 | -4775714.4405 | -4774426.187 | -4774491.526 | -4775909.8848 | -4775909.8848 | -4775909.8848 | -4775909.8848
| Option 2 |  | $ | -48803443.0665 | 0 | -125000 | -3256514.0433 | -5899130.6386 | -5665896.3738 | -6299461.7856 | -6843159.2764 | -7023218.744 | -6905140.1241 | -6919203.796 | -6934995.4181 | -6952523.779 | -6952523.779 | -6952523.779 | -6952523.779
Incremental 'market benefits' calculation
Involuntary load shedding
| Option name |  | Units | PV | 2025 | 2026 | 2027 | 2028 | 2029 | 2030 | 2031 | 2032 | 2033 | 2034 | 2035 | 2036 | 2037 | 2038 | 2039
| Option 1 |  | $ | 132885602.3634 | 8795636.9267 | 10230773.6026 | 11890399.5502 | 4445079.605 | 16024648.4791 | 8489321.1986 | 9838449.4136 | 11426100.2894 | 13189715.9896 | 15258634.0306 | 17642564.562 | 20444304.873 | 23550097.534 | 27189213.5808 | 31376503.1514
| Option 2 |  | $ | 213279894.1724 | 8795636.9267 | 10230773.6026 | 11890399.5502 | 4445079.605 | 16024648.4791 | 18583468.2523 | 21536764.6071 | 25012196.7361 | 28872822.9989 | 33401768.4625 | 38620289.0379 | 33230603.5958 | 38278824.3796 | 44193920.2237 | 51000028.8552
Avoided generation dispatch costs
| Option name |  | Units | PV | 2025 | 2026 | 2027 | 2028 | 2029 | 2030 | 2031 | 2032 | 2033 | 2034 | 2035 | 2036 | 2037 | 2038 | 2039
| Option 1 |  | $ | 92091496.6089 | 0 | 0 | 0 | 8241045.0811 | 10151570.4036 | 10861456.4595 | 11877266.5353 | 12881007.0034 | 13831846.4576 | 14544939.5072 | 16301835.9071 | 16636900.7709 | 16832320.6805 | 18150315.7544 | 17486067.2975
| Option 2 |  | $ | 152664473.8185 | 0 | 0 | 0 | 8241045.0811 | 10151570.4036 | 16005600.1212 | 20229249.0766 | 22293968.2867 | 24318350.0755 | 25982717.0493 | 29590425.3815 | 30686664.2139 | 31559278.9034 | 34595163.3743 | 33886274.6697
Greenhouse gases
| Option name |  | Units | PV | 2025 | 2026 | 2027 | 2028 | 2029 | 2030 | 2031 | 2032 | 2033 | 2034 | 2035 | 2036 | 2037 | 2038 | 2039
| Option 1 |  | $ | 50270037.9793 | 0 | 0 | 0 | 4598955.6348 | 5636029.6441 | 4661970.2866 | 5192061.4609 | 5873906.6246 | 6722110.015 | 7301254.9859 | 8572476.049 | 10003487.6725 | 10971352.2034 | 11667795.3339 | 13066410.1908
| Option 2 |  | $ | 70321774.0006 | 0 | 0 | 0 | 4598955.6348 | 5636029.6441 | 6387360.5789 | 7801379.6851 | 8560204.0281 | 9746015.3722 | 10761236.407 | 12882005.7967 | 14887149.0304 | 16259536.981 | 17648898.3581 | 19324833.4644

## Weighted
Weighted
Calculating costs, benefits and NPV for each option
Parameters for Weighted
Parameters
| General parameters | Unit | Step | Progressive | Green
| Scenario weighting | % | 43% | 42% | 15%
Gross calculations for the base case
Gross costs for base case
| Category | Units | PV | 2025 | 2026 | 2027 | 2028 | 2029 | 2030 | 2031 | 2032 | 2033 | 2034 | 2035 | 2036 | 2037 | 2038 | 2039
| Capital cost | $ | -34603131.8226 | 0 | 0 | 0 | 0 | -20000000 | -20000000 | 0 | 0 | 0 | 0 | 0 | -20000000 | -20000000 | 0 | 34285714.2857
| Planned routine maintenance and refurbishment | $ | -368970.3479 | 0 | 0 | 0 | 0 | -250000 | -250000 | 0 | 0 | 0 | 0 | 0 | 0 | 0 | 0 | 0
Gross market benefits for base case
| Category | Units | PV | 2025 | 2026 | 2027 | 2028 | 2029 | 2030 | 2031 | 2032 | 2033 | 2034 | 2035 | 2036 | 2037 | 2038 | 2039
| Involuntary load shedding | $ | 0 | 0 | 0 | 0 | 0 | 0 | 0 | 0 | 0 | 0 | 0 | 0 | 0 | 0 | 0 | 0
| Avoided generation dispatch costs | $ | 0 | 0 | 0 | 0 | 0 | 0 | 0 | 0 | 0 | 0 | 0 | 0 | 0 | 0 | 0 | 0
| Greenhouse gases | $ | 0 | 0 | 0 | 0 | 0 | 0 | 0 | 0 | 0 | 0 | 0 | 0 | 0 | 0 | 0 | 0
Incremental net present value calculation
| Net present value for each option |  |  | 1 | 1 | 1 | 1 | 1 | 1 | 1 | 1 | 1 | 1 | 1 | 1 | 1 | 1 | 1
| Option name | Units | NPV | 2025 | 2026 | 2027 | 2028 | 2029 | 2030 | 2031 | 2032 | 2033 | 2034 | 2035 | 2036 | 2037 | 2038 | 2039
| Option 1 | $ | 66460582.2348 | 342546.1938 | -6115323.0459 | -49374241.375 | -9227357.0235 | 24271885.7508 | 37881787.6195 | 13444954.3543 | -3947996.8401 | 12206444.1721 | -13718755.1316 | -1239345.5583 | 25964421.3929 | 26082575.943 | 34711948.6484 | 85431109.9095
| Option 2 | $ | 111331553.4695 | 342546.1938 | -10041143.0032 | -61140481.1728 | -18261387.7043 | 4089896.3317 | 25904158.4811 | 23248055.6007 | 4811436.8311 | 24882016.2553 | 821466.0038 | 16213074.2611 | 32654821.3333 | 35932827.1046 | 64168154.8614 | 173635992.5531
| Incremental cost calculation |  |  | 1 | 1 | 1 | 1 | 1 | 1 | 1 | 1 | 1 | 1 | 1 | 1 | 1 | 1 | 1
Capital cost
| Option name | Units | PV | 2025 | 2026 | 2027 | 2028 | 2029 | 2030 | 2031 | 2032 | 2033 | 2034 | 2035 | 2036 | 2037 | 2038 | 2039
| Option 1 | $ | -115622258.6795 | -8190000 | -15622553.5274 | -58032108.1082 | -24864090.6283 | 3631986.0397 | 20000000 | -4874598.6797 | -23848671.0047 | -9778962.5997 | -34183437.1036 | -24864090.6283 | -1242612.64 | -3848671.0047 | 0 | 47562184.8388
| Option 2 | $ | -169376561.4547 | -8190000 | -19548373.4848 | -68753655.3795 | -32340143.5989 | -14978416.6812 | 4590462.9135 | -6922573.5213 | -28276879.9974 | -11838715.2611 | -41098090.0399 | -32158236.0533 | -21279675.5447 | -23686417.0838 | 0 | 103476210.3529
Planned routine maintenance and refurbishment
| Option name | Units | PV | 2025 | 2026 | 2027 | 2028 | 2029 | 2030 | 2031 | 2032 | 2033 | 2034 | 2035 | 2036 | 2037 | 2038 | 2039
| Option 1 | $ | -34143439.2499 | 0 | -125000 | -2211821.5167 | -4341152.9284 | -4094309.6757 | -4463933.6419 | -4743349.8302 | -4908779.4655 | -4775714.4405 | -4774426.187 | -4774491.526 | -4775909.8848 | -4775909.8848 | -4775909.8848 | -4775909.8848
| Option 2 | $ | -48803443.0665 | 0 | -125000 | -3256514.0433 | -5899130.6386 | -5665896.3738 | -6299461.7856 | -6843159.2764 | -7023218.744 | -6905140.1241 | -6919203.796 | -6934995.4181 | -6952523.779 | -6952523.779 | -6952523.779 | -6952523.779
Incremental 'market benefits' calculation
Involuntary load shedding
| Option name | Units | PV | 2025 | 2026 | 2027 | 2028 | 2029 | 2030 | 2031 | 2032 | 2033 | 2034 | 2035 | 2036 | 2037 | 2038 | 2039
| Option 1 | $ | 123150959.721 | 8532546.1938 | 9632230.4816 | 10869688.25 | 10885577.4741 | 13829188.5825 | 14078481.1343 | 11383194.1224 | 12762657.3336 | 14229397.8 | 11490787.3371 | 12945735.4247 | 14623567.4994 | 16427559.9278 | 18503673.3447 | 20841381.6014
| Option 2 | $ | 180349728.7984 | 8532546.1938 | 9632230.4816 | 10869688.25 | 10885577.4741 | 13829188.5825 | 15592603.1923 | 17577129.2325 | 19864871.8788 | 22324368.8125 | 25153799.3059 | 28338739.6517 | 30283160.7965 | 33969600.5656 | 33074777.9268 | 37152593.4246
Avoided generation dispatch costs
| Option name | Units | PV | 2025 | 2026 | 2027 | 2028 | 2029 | 2030 | 2031 | 2032 | 2033 | 2034 | 2035 | 2036 | 2037 | 2038 | 2039
| Option 1 | $ | 52322198.9528 | 0 | 0 | 0 | 5152419.5469 | 6235840.1434 | 4914898.5342 | 7244842.1472 | 7109908.4804 | 7067421.3266 | 7802632.9318 | 8544476.979 | 9259917.6839 | 9471420.6719 | 11585438.5475 | 11567865.1306
| Option 2 | $ | 84799015.3092 | 0 | 0 | 0 | 5152419.5469 | 6235840.1434 | 7188908.0488 | 12152809.2346 | 12094384.7727 | 12194163.8344 | 13646724.4792 | 15145288.4055 | 16618471.7793 | 17237556.1622 | 21422105.9948 | 21718946.5744
Greenhouse gases
| Option name | Units | PV | 2025 | 2026 | 2027 | 2028 | 2029 | 2030 | 2031 | 2032 | 2033 | 2034 | 2035 | 2036 | 2037 | 2038 | 2039
| Option 1 | $ | 40753121.4905 | 0 | 0 | 0 | 3939889.5122 | 4669180.6608 | 3352341.5929 | 4434866.5946 | 4936887.8161 | 5464302.0857 | 5945687.89 | 6909024.1924 | 8099458.7343 | 8808176.2328 | 9398746.6411 | 10235588.2236
| Option 2 | $ | 64362813.8831 | 0 | 0 | 0 | 3939889.5122 | 4669180.6608 | 4831646.1121 | 7283849.9313 | 8152278.9209 | 9107338.9936 | 10038236.0545 | 11822277.6753 | 13985388.0812 | 15364611.2396 | 16623794.7189 | 18240765.9803