## Cover
Improving Stability in South-Western NSW
PADR Market Modelling Results
TransGrid | 22 September 2021

## Release notice
Notice
Ernst & Young ("EY") was engaged on the instructions of NSW Electricity Networks Operations Pty Limited as trustee for NSW Electricity Networks Operations Trust ("TransGrid" or “Client”) to undertake market modelling of system costs and benefits to support the improving stability in south-western New South Wales (SWNSW) Regulatory Investment Test for Transmission (“SWNSW RIT-T”).
The results of Ernst & Young’s work, including the assumptions and qualifications made in preparing the workbook dated 22 September 2021 (“Workbook”), are set out in Ernst & Young's report dated 22 September 2021 ("Report"). The Workbook and Report should be read in their entirety including this notice, the applicable scope of the work and any limitations. A reference to the Workbook includes any part of the Workbook. No further work has been undertaken by Ernst & Young since the date of the Workbook to update it.
EY has prepared the Workbook under the directions of the Client. EY has not been engaged to act, and has not acted, as advisor to any other party. Accordingly, EY makes no representations as to the appropriateness, accuracy or completeness of the Workbook for any other party's purposes.
No reliance may be placed upon the Workbook or any of its contents by any party other than the Client (“Third Parties”). Any Third Party receiving a copy of the Workbook must make and rely on their own enquiries in relation to the issues to which the Workbook relates, the contents of the Workbook and all matters arising from or relating to or in any way connected with the Workbook or its contents.
EY disclaims all responsibility to any Third Parties for any loss or liability that the Third Parties may suffer or incur arising from or relating to or in any way connected with the contents of the Workbook, the provision of the Workbook to the Third Parties or the reliance upon the Workbook by the Third Parties.
No claim or demand or any actions or proceedings may be brought against EY arising from or connected with the contents of the Workbook or the provision of the Workbook to the Third Parties. EY will be released and forever discharged from any such claims, demands, actions or proceedings.
Our work commenced on 23 September 2020 and was completed on 4 May 2021. Therefore, our Workbook does not take account of events or circumstances arising after 4 May 2021 and we have no responsibility to update the Workbook for such events or circumstances.
In preparing this Workbook we have considered and relied upon information from a range of sources believed to be reliable and accurate. We do not imply, and it should not be construed, that we have verified any of the information provided to us, or that our enquiries could have identified any matter that a more extensive examination might disclose.
The work performed as part of our scope considers information provided to us and a number of combinations of input assumptions relating to future conditions, which may not necessarily represent actual or most likely future conditions. Additionally, modelling work performed as part of our scope inherently requires assumptions about future behaviours and market interactions, which may result in forecasts that deviate from future conditions. There will usually be differences between estimated and actual results, because events and circumstances frequently do not occur as expected, and those differences may be material. We take no responsibility that the projected outcomes will be achieved, if any.
We highlight that our analysis and Workbook do not constitute investment advice or a recommendation to you on a future course of action. We provide no assurance that the scenarios we have modelled will be accepted by any relevant authority or third party.
The modelling outputs included in the attached sheets are based on the assumptions stated and on information provided by the Client and other information sources used during the course of the engagement. The outputs are contingent on the collection of assumptions as agreed with the Client, and no consideration has been given to other market events, announcements or other changing circumstances. Neither EY nor any partner, director or employee thereof undertakes responsibility in any way whatsoever to any person in respect of errors in this Workbook arising from incorrect information provided by the Client or other information sources used.
EY has consented to the Workbook being published electronically on the Client’s website alongside the Report and Addendum for informational purposes only. EY has not consented to distribution or disclosure beyond this. The material contained in the Workbook, including the EY logo, is copyright. The copyright in the material contained in the Workbook itself, excluding EY logo, vests in the Client. The Workbook, including the EY logo, cannot be altered without prior written permission from EY.
EY’s liability is limited by a scheme approved under Professional Standards Legislation.

## Version notes
Change log
2021-09-22 | 1 | SWNSW Market Modelling Result Workbooks supporting the Addendum to the PADR, Fast Change Scenario (Option 1).

## Abbreviations and notes
Acronyms
AEMO | Australian Energy Market Operator
CCGT | Closed cycle gas turbine
Diesel | Diesel generator
Distributed PV | PV non-scheduled generators (PVNSG) and Rooftop PV
DSP | Demand-side participation
ESOO | Electricity Statement Of Opportunities
FOM | Fixed operations and maintenance
Gas - Steam | Gas-powered steam turbine
GWh | Gigawatt-hours
LS Battery | Explicitly modelled existing and new entrant (8 hour or less) battery storage
MW | Megawatts
NEM | National Electricity Market
OCGT | Open cycle gas turbine
PACR | Project Assessment Conclusions Report
PV | Photovoltaic
PVNSG | PV non-scheduled generators
USE | Unserved energy
VOM | Variable operations and maintenance
VPP | Virtual power plants
Notes
1. Base Case simulations do not include any SWNSW option.
2. Tumut 3 generation is included in Hydro, whereas Tumut 3 pump is included in Pumped Hydro Pump.
3. REZ expansion costs only capture intra-regional network augmentations. These costs do not include the cost of interconnectors.
4. New entrant capacity and retiring capacity for allowable generators are made at the beginning of each financial year, on 1 July.
5. Other non-scheduled generation is handled on the demand side as per AEMO's 2019 ISP.

## ---Compare options---
Compare |  | Option1 | to | BaseCase |  | 0 | 1 | 2 | 3 | 4 | 5 | 6 | 7 | 8 | 9 | 10 | 11 | 12 | 13 | 14 | 15 | 16 | 17 | 18 | 19 | 20 | 21 | 22 | 23 | 24
NEM discounted market benefits by year
Select region | NEM
[5 empty] | Real June 2019 dollars ($m) discounted to June 2020 | 2021-22 | 2022-23 | 2023-24 | 2024-25 | 2025-26 | 2026-27 | 2027-28 | 2028-29 | 2029-30 | 2030-31 | 2031-32 | 2032-33 | 2033-34 | 2034-35 | 2035-36 | 2036-37 | 2037-38 | 2038-39 | 2039-40 | 2040-41 | 2041-42 | 2042-43 | 2043-44 | 2044-45 | 2045-46
|  |  |  | Build | CAPEX | -0.0027792 | -0.0087434 | -0.45124 | -24.8314 | -24.8337 | 208.3901 | 141.5926 | 113.6357 | 104.5828 | 142.5697 | 164.1735 | 197.7654 | 197.1455 | 123.6529 | 168.3691 | 182.6947 | 141.1047 | 126.967 | 131.5063 | 141.0703 | 140.0585 | 135.5443 | 134.2777 | 135.2235 | 132.7332
|  |  |  | FOM | FOM | -0.00021967 | -0.0016615 | -0.11223 | -6.1967 | -6.1971 | 42.2211 | 28.157 | 21.2008 | 16.4336 | 31.8931 | 36.8546 | 40.8362 | 39.6543 | 18.0609 | 29.3439 | 30.7542 | 25.6495 | 22.9501 | 24.2008 | 26.8141 | 26.0493 | 25.4757 | 25.1145 | 25.5785 | 24.4308
|  |  |  | Fuel | Fuel | -0.010898 | -0.021841 | 0.037262 | 4.9944 | 13.3707 | 11.0049 | 11.4568 | 14.1087 | 16.618 | 19.0849 | 18.556 | 17.5262 | 18.2157 | 21.8239 | 19.9355 | 18.2392 | 18.4514 | 18.9994 | 18.8626 | 17.9313 | 17.3748 | 17.2901 | 16.6645 | 15.6132 | 15.8498
|  |  |  | VOM | VOM | 0.00023118 | 0.0014789 | -0.0013415 | 0.40553 | -0.58755 | -2.0122 | -3.0972 | -4.2026 | -4.9083 | -5.5323 | -5.8049 | -6.557 | -7.4761 | -7.9035 | -8.3416 | -8.7563 | -8.7739 | -8.6314 | -8.5649 | -8.6853 | -8.8351 | -8.8798 | -9.0036 | -9.1209 | -8.6753
|  |  |  | REZ Tx | REZ | -8.0937e-05 | -0.00045441 | -0.0005424 | -0.00059101 | -0.00067893 | -0.00079121 | -0.00087214 | -0.0014652 | -2.5404 | 51.7846 | 51.7845 | 39.0238 | 33.1933 | 26.9399 | 28.8499 | 22.3533 | 14.9561 | 16.7301 | 17.4266 | 15.4264 | 14.4009 | 14.4664 | 15.112 | 16.5822 | 17.0616
|  |  |  | USE+DSP | USE+DSP | -0.00010606 | -0.00023879 | -0.00060359 | 0.075845 | 0.075711 | 0.075575 | 0.075438 | 0.075302 | 0.075165 | -1.2514 | -1.2514 | -1.2423 | -1.2982 | -1.2984 | -1.0913 | -1.1066 | -0.076201 | -0.076339 | -0.073632 | -0.07377 | -0.1636 | -0.13333 | -0.14192 | -0.016764 | -0.46026
[5 empty] | Total cumulative market benefits | -0.013853 | -0.03146 | -0.52869 | -25.5529 | -18.1726 | 259.6786 | 178.1837 | 144.8165 | 130.2609 | 238.5487 | 264.3122 | 287.3523 | 279.4345 | 181.2758 | 237.0656 | 244.1785 | 191.3116 | 176.9387 | 183.3577 | 192.4832 | 188.8848 | 183.7634 | 182.0231 | 183.8599 | 180.9398
NEM capacity difference by year
Select region | NEM
[5 empty] | Capacity difference (MW) | 2021-22 | 2022-23 | 2023-24 | 2024-25 | 2025-26 | 2026-27 | 2027-28 | 2028-29 | 2029-30 | 2030-31 | 2031-32 | 2032-33 | 2033-34 | 2034-35 | 2035-36 | 2036-37 | 2037-38 | 2038-39 | 2039-40 | 2040-41 | 2041-42 | 2042-43 | 2043-44 | 2044-45 | 2045-46
[5 empty] | Black Coal | 0 | 0 | 0 | 0 | 0 | 0 | 0 | 0 | 0 | 0 | 0 | 0 | 0 | 0 | 0 | 0 | 0 | 0 | 0 | 0 | 0 | 0 | 0 | 0 | 0
[5 empty] | Brown Coal | 0 | 0 | 0 | 0 | 0 | 0 | 0 | 0 | 0 | 0 | 0 | 0 | 0 | 0 | 0 | 0 | 0 | 0 | 0 | 0 | 0 | 0 | 0 | 0 | 0
[5 empty] | CCGT | 0 | 0.00013811 | 0.0001658 | 0.00016355 | 0.00016478 | 0.00016751 | 0.00016974 | 0.00017806 | 0.00019038 | 0.00020742 | 0.0002091 | 0.00024818 | 0.00027903 | 0.00028021 | 0.00029985 | 0.00030971 | 0.00042939 | 0.00044264 | 0.00045243 | 0.00046768 | 0.00056292 | 0.00086219 | 0.00094464 | 0.00089323 | 0.00089633
[5 empty] | Gas - Steam | 0 | 0 | 0 | 0 | 0 | 0 | 0 | 0 | 0 | 0 | 0 | 0 | 0 | 0 | 0 | 0 | 0 | 0 | 0 | 0 | 0 | 0 | 0 | 0 | 0
[5 empty] | OCGT / Diesel | 0.00024955 | 0.00025408 | 0.00026624 | 0.00027032 | 0.00028642 | 0.00029867 | 0.00031282 | 0.00032701 | 0.00034473 | 0.00036192 | 0.00038308 | 0.00040526 | 0.00044134 | 0.000482 | 0.00036791 | 0.00044924 | -5.1582 | -5.1582 | -5.1581 | -5.1581 | -5.158 | 0.00066809 | 0.00071944 | 7.4499 | 7.45
[5 empty] | Hydro | 0 | 0 | 0 | 0 | 0 | 0 | 0 | 0 | 0 | 0 | 0 | 0 | 0 | 0 | 0 | 0 | 0 | 0 | 0 | 0 | 0 | 0 | 0 | 0 | 0
[5 empty] | Wind | 0 | 0.0032454 | 0.283 | 16.6776 | 16.678 | 16.6814 | 16.6814 | 43.9165 | 154.8519 | 11.5906 | -0.17942 | 20.424 | 26.8786 | 160.1714 | 74.0941 | 99.4129 | 40.2445 | 1.5487 | -16.404 | -41.9084 | 35.6029 | 29.4921 | 42.4153 | 14.4204 | -207.9891
[5 empty] | Solar PV | 0.00074296 | 0.00074761 | -0.0089165 | -0.0089983 | -0.0071454 | -329.9348 | -224.7069 | -223.9689 | -408.0848 | -176.3413 | -209.6442 | -384.4893 | -303.3805 | -303.3805 | -323.5442 | -408.3457 | -220.0342 | -45.0193 | -45.0192 | -87.7592 | -192.4581 | -143.589 | -142.0062 | -142.0061 | 496.3005
[5 empty] | LS Battery | 0.00091374 | 0.00090989 | 0.00090996 | 0.00090998 | 0.00091236 | 0.0013577 | 0.0018737 | 0.0020727 | 0.002074 | -36.3609 | -36.3607 | -15.5611 | -73.0399 | -73.0399 | -73.0399 | -73.0399 | 15.5084 | 15.5084 | 15.5084 | 15.5085 | -32.1999 | -39.0707 | -39.0706 | -44.7939 | -44.7932
[5 empty] | Pumped Hydro | 0 | 0 | 0 | 0.0010458 | 0.001117 | 0.0011593 | 0.0012323 | 0.0013027 | 0.001367 | 0.0014697 | 0.0015991 | 0.0016846 | 0.0021086 | 0.0023373 | -0.0099433 | -11.4489 | -3.1854 | -3.1852 | -3.185 | -3.1847 | 11.8456 | 23.4698 | 23.4699 | 29.9216 | 29.9218
[5 empty] | VPP | 0 | 0 | 0 | 0 | 0 | 0 | 0 | 0 | 0 | 0 | 0 | 0 | 0 | 0 | 0 | 0 | 0 | 0 | 0 | 0 | 0 | 0 | 0 | 0 | 0
[5 empty] | LS Battery pump | 0.00091374 | 0.00090989 | 0.00090996 | 0.00090998 | 0.00091236 | 0.0013577 | 0.0018737 | 0.0020727 | 0.002074 | -36.3609 | -36.3607 | -15.5611 | -73.0399 | -73.0399 | -73.0399 | -73.0399 | 15.5084 | 15.5084 | 15.5084 | 15.5085 | -32.1999 | -39.0707 | -39.0706 | -44.7939 | -44.7932
[5 empty] | Pumped Hydro pump | 0 | 0 | 0 | 0.0010458 | 0.001117 | 0.0011593 | 0.0012323 | 0.0013027 | 0.001367 | 0.0014697 | 0.0015991 | 0.0016846 | 0.0021086 | 0.0023373 | -0.0099433 | -11.4489 | -3.1854 | -3.1852 | -3.185 | -3.1847 | 11.8456 | 23.4698 | 23.4699 | 29.9216 | 29.9218
[5 empty] | VPP pump | 0 | 0 | 0 | 0 | 0 | 0 | 0 | 0 | 0 | 0 | 0 | 0 | 0 | 0 | 0 | 0 | 0 | 0 | 0 | 0 | 0 | 0 | 0 | 0 | 0
NEM generation difference by year
Select region | NEM
[5 empty] | Generation difference (GWh)* | 2021-22 | 2022-23 | 2023-24 | 2024-25 | 2025-26 | 2026-27 | 2027-28 | 2028-29 | 2029-30 | 2030-31 | 2031-32 | 2032-33 | 2033-34 | 2034-35 | 2035-36 | 2036-37 | 2037-38 | 2038-39 | 2039-40 | 2040-41 | 2041-42 | 2042-43 | 2043-44 | 2044-45 | 2045-46
[5 empty] | Black Coal | -0.4316 | 0.41499 | -2.6846 | -222.4396 | -499.4569 | 106.6564 | -60.2477 | -171.6397 | -161.2311 | 57.9594 | 40.0803 | 39.0243 | 17.5805 | -119.9039 | 51.8369 | 84.7433 | -35.5109 | -23.2338 | -6.3621 | -4.0956 | -6.1672 | -4.2394 | -0.8719 | 15.9047 | -38.9477
[5 empty] | Brown Coal | -0.1565 | -0.6853 | -0.5447 | -92.8614 | -9.3518 | 130.8136 | 102.0679 | 82.809 | 61.979 | 55.6122 | 76.027 | 104.9003 | 106.5586 | -9.0279 | 52.0127 | 55.5273 | 0.2893 | -3.5787 | 7.1446 | 14.9755 | 22.4452 | 9.8817 | 0.1836 | 23.5699 | -54.8179
[5 empty] | CCGT | 0.27375 | 0.0014045 | 0.0025925 | -7.1717 | -1.5929 | 0.0011708 | 0.0012156 | 0.0012784 | 0.0013649 | -69.9767 | 2.2463 | 6.2761 | -30.8104 | -60.8271 | 30.439 | 11.2436 | -3.9262 | -8.4391 | 1.2679 | 13.6322 | 0.29027 | -2.7328 | 1.1936 | 11.1587 | -1.3905
[5 empty] | Gas - Steam | 0.001429 | 7.7e-05 | -2.5e-05 | 0.000768 | 6.999e-05 | -0.71131 | -0.02065 | -0.24476 | -0.49134 | -1.4586 | -0.55049 | 0.2518 | -0.35624 | -0.71785 | 0.77752 | 0.10978 | 1.2397 | 0.27426 | 0 | 0 | 0 | 0 | 0 | 0 | 0
[5 empty] | OCGT / Diesel | 0.013063 | 0.0013047 | 0.00099946 | -0.82651 | -0.049359 | -1.1676 | -0.73301 | -1.695 | -0.88998 | -4.9589 | -1.8138 | 0.245 | -2.5363 | -3.9103 | 4.6686 | 5.6981 | 1.6912 | -3.2056 | 3.1933 | 16.8705 | 16.2109 | 5.7458 | 19.5561 | 23.6103 | 0.76632
[5 empty] | Hydro | 0.020889 | 0.032125 | 1.8207 | 18.7483 | 41.7538 | -9.0309 | 1.2647 | 18.252 | -15.685 | 13.5316 | -14.2396 | -1.1443 | 7.3798 | -5.9363 | 1.7195 | -4.2953 | 5.3221 | 5.7292 | 4.454 | 4.7506 | -4.6747 | -1.5583 | -3.4599 | -4.9251 | 22.0615
[5 empty] | Wind | -0.004668 | -0.0028636 | 1.1352 | 69.2795 | 199.4019 | 226.2978 | 166.8324 | 223.2787 | 635.6257 | 21.3317 | 42.829 | 303.1748 | 230.892 | 566.5323 | 161.9118 | 342.8875 | 13.4358 | -163.2197 | -192.4341 | -142.7209 | 173.361 | 129.2477 | 167.3672 | 111.656 | -1081.3967
[5 empty] | Solar PV | -3.7442 | -3.2018 | -5.9568 | 256.9208 | 384.2709 | -445.0177 | -167.4786 | -87.2332 | -514.8149 | -53.1725 | -139.7115 | -468.532 | -278.0754 | -362.7487 | -352.9645 | -550.5408 | 9.7218 | 195.6193 | 178.3239 | 58.5291 | -240.1751 | -174.8436 | -208.8638 | -225.1137 | 1170.7656
[5 empty] | LS Battery | -0.057825 | -0.0093169 | -0.083994 | -1.6689 | -2.6243 | -5.3599 | -4.6385 | -6.1454 | -5.8625 | -40.3992 | -40.6162 | -22.776 | -84.1194 | -74.8383 | -87.1362 | -82.4251 | 16.9306 | 14.3159 | 16.9073 | 13.542 | -40.3796 | -50.4076 | -46.6578 | -58.1123 | -25.8024
[5 empty] | Pumped Hydro | -0.016776 | 0.0005763 | 0.002678 | 14.3005 | 127.0057 | 50.3733 | 57.538 | 77.7897 | 3.337 | 65.5211 | 12.0553 | 14.553 | 73.3506 | 33.8329 | -2.8554 | -55.967 | -3.8743 | 7.0111 | 8.3813 | 15.2752 | 20.8914 | 39.9971 | 41.8125 | 58.8462 | 220.3691
[5 empty] | VPP | -0.060513 | -0.074843 | -0.26147 | 1.7669 | 1.8779 | -1.0377 | -2.0992 | -6.7913 | -8.2461 | -5.8059 | -8.3313 | -3.5199 | -2.8063 | 3.3835 | -0.24078 | 1.0963 | -0.91003 | 0.23823 | -2.143 | -5.0874 | -14.8236 | -16.698 | -6.4148 | -10.955 | -6.6001
[5 empty] | LS Battery pump | -0.071387 | -0.011506 | -0.10373 | -2.0604 | -3.3366 | -6.5205 | -5.7265 | -7.5869 | -7.2376 | -49.8756 | -50.1282 | -28.1396 | -103.8453 | -92.4847 | -107.4839 | -101.7596 | 20.9796 | 17.6006 | 20.8692 | 16.7794 | -49.982 | -62.2318 | -57.5322 | -71.7436 | -31.8551
[5 empty] | Pumped Hydro Pump | 0.0029268 | 0.0009665 | 0.007688 | 47.277 | 236.9295 | 27.5213 | 87.8726 | 123.9221 | -3.1785 | 92.4786 | 4.7062 | 2.6879 | 104.568 | 45.1612 | -2.1869 | -84.1579 | 6.0281 | 18.467 | 17.8918 | 23.8559 | 22.6248 | 47.5809 | 48.5397 | 62.495 | 310.106
[5 empty] | VPP pump | -0.071191 | -0.088057 | -0.3076 | 2.0787 | 2.2093 | -1.2209 | -2.4696 | -7.9898 | -9.7012 | -6.8304 | -9.8014 | -4.1411 | -3.3014 | 3.9805 | -0.28336 | 1.2899 | -1.0705 | 0.28009 | -2.5211 | -5.9851 | -17.4395 | -19.6446 | -7.5468 | -12.8883 | -7.7648
*Generation shown is as-generated while demand met is sent-out. The difference in as-generated generation between SWNSW Option 1 and the Base Case is due to different auxiliaries and losses.

## BaseCase_CF
Annual capacity factor by technology - Base Case, Fast Change Scenario
Explicitly modelled generation
Region | Technology | 2021-22 | 2022-23 | 2023-24 | 2024-25 | 2025-26 | 2026-27 | 2027-28 | 2028-29 | 2029-30 | 2030-31 | 2031-32 | 2032-33 | 2033-34 | 2034-35 | 2035-36 | 2036-37 | 2037-38 | 2038-39 | 2039-40 | 2040-41 | 2041-42 | 2042-43 | 2043-44 | 2044-45 | 2045-46
NEM | Black Coal | 60.29% | 52.52% | 56.91% | 57.46% | 56.07% | 53.19% | 54.72% | 55.68% | 59.48% | 58.1% | 54.3% | 58.56% | 65.62% | 55.3% | 55.74% | 55.05% | 64.93% | 67.8% | 66.44% | 62.36% | 60.21% | 67.56% | 59.26% | 54.47% | 54.46%
NEM | Brown Coal | 79.65% | 70.29% | 75.61% | 73.78% | 72.09% | 70.24% | 67.18% | 67.89% | 66.55% | 76.01% | 67.31% | 73.45% | 75.05% | 68.71% | 66.25% | 62.48% | 70.98% | 69.45% | 71.84% | 68.19% | 72.63% | 72.35% | 66.3% | 58.96% | 62.27%
NEM | CCGT | 11.68% | 8.584% | 8.458% | 7.542% | 7.156% | 7.091% | 7.091% | 7.091% | 7.091% | 12.33% | 7.172% | 8.868% | 16.79% | 11.23% | 13.77% | 12.41% | 19.29% | 21.17% | 21.96% | 25.43% | 26.94% | 36.09% | 27.68% | 23.53% | 27.01%
NEM | Gas - Steam | 6.234% | 6.584% | 7.034% | 0.7983% | 0.7393% | 0.8184% | 0.7588% | 0.7553% | 0.7976% | 0.9881% | 0.8725% | 0.8738% | 1.011% | 0.8647% | 0.7942% | 0.9883% | 2.275% | 1.147% | - | - | - | - | - | - | -
NEM | OCGT / Diesel | 0.1796% | 0.1268% | 0.2904% | 0.02769% | 0.001314% | 0.02642% | 0.00717% | 0.007161% | 0.01136% | 0.1699% | 0.04295% | 0.181% | 0.3548% | 0.2168% | 0.529% | 0.6382% | 1.092% | 0.632% | 1.677% | 2.682% | 3.806% | 6.578% | 9.401% | 5.388% | 6.644%
NEM | Hydro | 20.2% | 26% | 21.1% | 23.33% | 26.21% | 24.6% | 24.81% | 28.69% | 25.03% | 21.73% | 26.9% | 22.04% | 24.2% | 26.96% | 25.54% | 25.34% | 29.02% | 25.21% | 21.24% | 27% | 21.78% | 23.4% | 26.5% | 24.52% | 24.64%
NEM | Wind | 33.83% | 38.29% | 34.68% | 33.84% | 35.76% | 37.57% | 38.32% | 36.75% | 36.48% | 36.23% | 38.4% | 34.68% | 33.81% | 35.54% | 36.55% | 37.3% | 36.42% | 35.74% | 36.19% | 35.58% | 32.9% | 30.69% | 33.72% | 35.05% | 35.55%
NEM | Solar PV | 27.37% | 28.27% | 28.57% | 28.48% | 27.59% | 29.68% | 30.01% | 26.53% | 27.95% | 29.24% | 29.83% | 29.73% | 28.79% | 27.96% | 29.83% | 29.92% | 26.9% | 28.18% | 29.54% | 30.1% | 29.93% | 28.95% | 28.24% | 30.07% | 30.2%
NEM | LS Battery | 4.02% | 4.034% | 5.147% | 4.784% | 4.765% | 5.412% | 5.203% | 4.853% | 5.151% | 10.5% | 9.701% | 11.62% | 12.15% | 11.75% | 12.56% | 12.49% | 12.17% | 11.98% | 12.28% | 11.98% | 12.17% | 12.02% | 11.65% | 12.25% | 12.19%
NEM | Pumped Hydro | 0.5301% | 1.531% | 3.964% | 4.107% | 2.804% | 5.194% | 6.112% | 4.346% | 6.568% | 12.53% | 9.157% | 12.84% | 13.19% | 13.31% | 18.1% | 18.87% | 21.83% | 21.21% | 22.78% | 24.09% | 25.15% | 24.26% | 24.1% | 25.69% | 25.39%
NEM | VPP | 7.367% | 7.582% | 8.434% | 8.078% | 7.949% | 8.41% | 8.452% | 7.82% | 8.308% | 9.187% | 8.706% | 9.259% | 9.239% | 9.084% | 9.412% | 9.24% | 9.041% | 8.985% | 9.065% | 8.969% | 9.003% | 9.001% | 8.802% | 9.07% | 9.075%
Region | Technology | 2021-22 | 2022-23 | 2023-24 | 2024-25 | 2025-26 | 2026-27 | 2027-28 | 2028-29 | 2029-30 | 2030-31 | 2031-32 | 2032-33 | 2033-34 | 2034-35 | 2035-36 | 2036-37 | 2037-38 | 2038-39 | 2039-40 | 2040-41 | 2041-42 | 2042-43 | 2043-44 | 2044-45 | 2045-46
NSW1 | Black Coal | 54.64% | 48.27% | 55.68% | 54.76% | 53.18% | 47.64% | 50.76% | 54.07% | 60.96% | 61.59% | 57.72% | 62.65% | 67.66% | 60.89% | 43.27% | 50.35% | 66.87% | 65.07% | 67.47% | 54.85% | 61.43% | - | - | - | -
NSW1 | Brown Coal | bar: 2021-22 to 2045-46
NSW1 | CCGT | 0.4386% | 0.6336% | 0.6336% | 1.197% | 1.197% | 1.197% | 1.197% | 1.197% | 1.197% | 20.43% | 1.581% | 6.542% | 25.99% | 14.91% | 17.3% | 10.57% | 22.85% | 26.76% | 27.06% | 30.36% | 32.58% | 46.66% | 25.6% | - | -
NSW1 | Gas - Steam | bar: 2021-22 to 2045-46
NSW1 | OCGT / Diesel | 0.02354% | 0.01045% | 0.01668% | 0.01525% | 1.112e-05% | 0.0007125% | 1.254e-05% | 1.332e-05% | 1.451e-05% | 0.02888% | 0.001216% | 0.08451% | 0.1052% | 0.0108% | 0.6787% | 0.6686% | 1.088% | 0.2544% | 1.629% | 3.823% | 5.369% | 10.07% | 15.44% | 8.578% | 10.35%
NSW1 | Hydro | 8.709% | 8.862% | 8.524% | 11.48% | 11.86% | 12.15% | 12.33% | 15% | 12.93% | 13.57% | 11.69% | 11.96% | 14.56% | 14.68% | 15.16% | 14.8% | 17.97% | 15.15% | 13.71% | 14% | 12.95% | 14.57% | 15.27% | 14.79% | 14.99%
NSW1 | Wind | 33.6% | 38.17% | 35.53% | 34.41% | 35.66% | 37.86% | 37.64% | 34.4% | 32.38% | 34.28% | 38.17% | 33.82% | 32.14% | 34.82% | 35.82% | 35.4% | 33.11% | 30.32% | 31.94% | 31.57% | 31.71% | 29.76% | 33.09% | 34.11% | 33.82%
NSW1 | Solar PV | 24.81% | 25.91% | 26.4% | 27.69% | 26.71% | 29.34% | 29.81% | 26.7% | 27.53% | 29.23% | 29.74% | 29.31% | 28.65% | 27.83% | 29.94% | 29.98% | 27.19% | 28.08% | 29.81% | 30.46% | 29.89% | 29.03% | 28.22% | 30.35% | 30.37%
NSW1 | LS Battery | - | - | - | - | - | - | - | - | - | 13.05% | 12.11% | 13.14% | 12.67% | 12.28% | 13.12% | 13.06% | 12.7% | 12.47% | 12.85% | 12.52% | 12.6% | 12.37% | 12% | 12.9% | 12.73%
NSW1 | Pumped Hydro | 0.2713% | 1.132% | 2.514% | 3.432% | 2.482% | 4.988% | 6.138% | 4.074% | 6.672% | 13.5% | 9.556% | 13.77% | 14.51% | 14.44% | 19.7% | 20.47% | 22.91% | 22.1% | 23.89% | 25.25% | 25.27% | 23.68% | 24.25% | 25.82% | 25.58%
NSW1 | VPP | 4.266% | 6.57% | 7.267% | 7.506% | 7.55% | 8.302% | 8.395% | 7.276% | 8.073% | 9.224% | 8.744% | 9.255% | 9.202% | 9.007% | 9.463% | 9.203% | 9.02% | 8.893% | 8.955% | 8.926% | 8.876% | 8.928% | 8.754% | 9.097% | 9.034%
Region | Technology | 2021-22 | 2022-23 | 2023-24 | 2024-25 | 2025-26 | 2026-27 | 2027-28 | 2028-29 | 2029-30 | 2030-31 | 2031-32 | 2032-33 | 2033-34 | 2034-35 | 2035-36 | 2036-37 | 2037-38 | 2038-39 | 2039-40 | 2040-41 | 2041-42 | 2042-43 | 2043-44 | 2044-45 | 2045-46
QLD1 | Black Coal | 67.43% | 57.62% | 58.17% | 60.19% | 59% | 59.07% | 58.59% | 57.33% | 58.1% | 55.51% | 51.76% | 56.32% | 64.79% | 53.01% | 59% | 56.47% | 64.27% | 68.73% | 66.09% | 63.63% | 59.98% | 67.56% | 59.26% | 54.47% | 54.46%
QLD1 | Brown Coal | bar: 2021-22 to 2045-46
QLD1 | CCGT | 12.5% | 8.41% | 8.896% | 10.19% | 9.478% | 9.358% | 9.358% | 9.358% | 9.358% | 9.384% | 9.358% | 10.56% | 15.52% | 10.78% | 15.43% | 16.54% | 20.77% | 21.93% | 23.26% | 27.5% | 28.89% | 36.93% | 33.43% | 28.11% | 40.25%
QLD1 | Gas - Steam | bar: 2021-22 to 2045-46
QLD1 | OCGT / Diesel | 0.03616% | 1.188e-05% | 0.003726% | 0.007529% | 1.085e-05% | 0.002931% | 1.153e-05% | 0.00206% | 1.242e-05% | 0.001433% | 1.272e-05% | 0.1071% | 0.1677% | 1.263e-05% | 0.336% | 0.8967% | 0.6526% | 0.2362% | 1.199% | 1% | 1.187% | 3.744% | 3.45% | 4.247% | 6.54%
QLD1 | Hydro | 52.19% | 52.06% | 52.13% | 51.84% | 51.71% | 51.71% | 51.8% | 51.24% | 51.37% | 51.26% | 51.35% | 51.02% | 50.94% | 50.77% | 50.73% | 50.26% | 43.25% | 43.4% | 43.25% | 43.44% | 43.38% | - | - | - | -
QLD1 | Wind | 36.46% | 43.42% | 38.98% | 34.34% | 40.55% | 41.01% | 43.32% | 43.37% | 41.72% | 41.45% | 39.09% | 37.15% | 34.38% | 37.47% | 36.66% | 39.54% | 40.67% | 39.95% | 40.79% | 36.33% | 35.01% | 30.6% | 36.13% | 35.18% | 37.51%
QLD1 | Solar PV | 30.29% | 31.02% | 31.22% | 29.78% | 29.15% | 31% | 30.97% | 25.94% | 28.77% | 29.87% | 31.14% | 30.92% | 29.73% | 29.14% | 30.91% | 30.79% | 25.8% | 28.52% | 29.76% | 30.84% | 30.62% | 29.71% | 29.2% | 30.74% | 30.98%
QLD1 | LS Battery | 2.738% | 3.609% | 5.424% | 5.486% | 5.52% | 6.892% | 6.497% | 5.578% | 6.174% | 7.1% | 6.32% | 7.279% | 11.5% | 10.77% | 11.71% | 11.4% | 11.04% | 11.05% | 11.19% | 11.23% | 11.4% | 11.41% | 10.93% | 11.06% | 11.01%
QLD1 | Pumped Hydro | 0.6391% | 1.699% | 4.575% | 4.391% | 4.094% | 6.015% | 6.005% | 5.432% | 6.15% | 8.652% | 7.56% | 9.116% | 7.906% | 8.788% | 11.7% | 11.5% | 18.2% | 18.21% | 19.01% | 20.15% | 24.93% | 25.07% | 23.89% | 24.63% | 24.17%
QLD1 | VPP | 8.084% | 6.388% | 8.12% | 8.33% | 7.932% | 8.503% | 8.6% | 7.94% | 8.379% | 8.99% | 8.587% | 9.187% | 9.364% | 9.394% | 9.579% | 9.545% | 9.31% | 9.278% | 9.258% | 9.144% | 9.124% | 9.157% | 9.087% | 8.974% | 9.004%
Region | Technology | 2021-22 | 2022-23 | 2023-24 | 2024-25 | 2025-26 | 2026-27 | 2027-28 | 2028-29 | 2029-30 | 2030-31 | 2031-32 | 2032-33 | 2033-34 | 2034-35 | 2035-36 | 2036-37 | 2037-38 | 2038-39 | 2039-40 | 2040-41 | 2041-42 | 2042-43 | 2043-44 | 2044-45 | 2045-46
VIC1 | Black Coal | bar: 2021-22 to 2045-46
VIC1 | Brown Coal | 79.65% | 70.29% | 75.61% | 73.78% | 72.09% | 70.24% | 67.18% | 67.89% | 66.55% | 76.01% | 67.31% | 73.45% | 75.05% | 68.71% | 66.25% | 62.48% | 70.98% | 69.45% | 71.84% | 68.19% | 72.63% | 72.35% | 66.3% | 58.96% | 62.27%
VIC1 | CCGT | bar: 2021-22 to 2045-46
VIC1 | Gas - Steam | 0.5638% | 0.456% | 0.5728% | 0.1556% | 0.002092% | 0.2079% | 0.05299% | 0.04373% | 0.1538% | 0.649% | 0.3484% | 0.3518% | 0.7099% | 0.3282% | 0.7942% | 0.9883% | 2.275% | 1.147% | - | - | - | - | - | - | -
VIC1 | OCGT / Diesel | 0.06989% | 0.1272% | 0.1078% | 0.04358% | 1.379e-05% | 0.04369% | 0.01028% | 0.006577% | 0.006775% | 0.07128% | 0.07474% | 0.04965% | 0.0709% | 0.001622% | 0.1019% | 0.1131% | 0.2703% | 0.05083% | 0.3294% | 0.3765% | 1.093% | 1.034% | 3.527% | 3.161% | 3.223%
VIC1 | Hydro | 14.51% | 14.38% | 13.13% | 16.15% | 16.61% | 15.72% | 15.83% | 20.43% | 16.67% | 14.33% | 14.21% | 12.94% | 15.92% | 16.4% | 15.6% | 15.57% | 19.77% | 16.42% | 14.1% | 14.06% | 12.75% | 15.64% | 16.13% | 15.23% | 15.31%
VIC1 | Wind | 33.59% | 37.45% | 32.37% | 32.74% | 34.07% | 35.83% | 36.3% | 33.81% | 34.64% | 33.07% | 37.5% | 32.55% | 33.01% | 33.74% | 36.04% | 35.92% | 33.79% | 35.43% | 34.39% | 36.48% | 30.9% | 30.38% | 31.78% | 34.93% | 33.44%
VIC1 | Solar PV | 28.28% | 28.15% | 29.24% | 27.89% | 26.52% | 28.05% | 28.62% | 26.9% | 27.94% | 28.29% | 28.15% | 29.3% | 27.96% | 26.59% | 28.29% | 28.89% | 26.93% | 28.04% | 28.69% | 28.45% | 29.35% | 27.56% | 26.87% | 28.25% | 28.47%
VIC1 | LS Battery | 4.828% | 4.218% | 4.835% | 4.468% | 4.613% | 4.98% | 4.753% | 5.095% | 5.184% | 6.027% | 4.533% | 5.679% | 5.912% | 5.489% | 6.409% | 6.355% | 6.208% | 6.121% | 6.315% | 6.254% | 6.882% | 6.746% | 6.194% | 6.107% | 6.371%
VIC1 | Pumped Hydro | - | - | - | - | - | - | - | - | - | - | - | - | - | - | - | - | - | - | - | - | - | - | - | 28.58% | 28.53%
VIC1 | VPP | 9.086% | 8.726% | 9.28% | 8.607% | 8.663% | 8.763% | 8.755% | 8.705% | 8.844% | 9.646% | 8.745% | 9.362% | 9.352% | 9.151% | 9.316% | 9.139% | 8.962% | 8.987% | 9.06% | 8.98% | 8.95% | 8.879% | 8.613% | 9.159% | 9.169%
Region | Technology | 2021-22 | 2022-23 | 2023-24 | 2024-25 | 2025-26 | 2026-27 | 2027-28 | 2028-29 | 2029-30 | 2030-31 | 2031-32 | 2032-33 | 2033-34 | 2034-35 | 2035-36 | 2036-37 | 2037-38 | 2038-39 | 2039-40 | 2040-41 | 2041-42 | 2042-43 | 2043-44 | 2044-45 | 2045-46
SA1 | Black Coal | bar: 2021-22 to 2045-46
SA1 | Brown Coal | bar: 2021-22 to 2045-46
SA1 | CCGT | 23.15% | 18.5% | 19.7% | 10% | 10% | 10% | 10% | 10% | 10% | 16.52% | 10% | 10% | 16.32% | 12.68% | 10% | 10% | - | - | - | - | - | - | - | - | -
SA1 | Gas - Steam | 9.316% | 10.41% | 11.07% | 1.2% | 1.2% | 1.2% | 1.2% | 1.2% | 1.2% | 1.2% | 1.2% | 1.2% | 1.2% | 1.2% | - | - | - | - | - | - | - | - | - | - | -
SA1 | OCGT / Diesel | 0.7533% | 0.4614% | 1.331% | 0.05187% | 0.006796% | 0.06811% | 0.02217% | 0.02455% | 0.04919% | 1.011% | 0.1441% | 1.049% | 2.236% | 1.815% | 2.108% | 1.671% | 5.1% | 5.038% | 6.7% | 8.507% | 11.61% | 13.45% | 16.03% | 3.617% | 3.318%
SA1 | Hydro | bar: 2021-22 to 2045-46
SA1 | Wind | 33.15% | 35.32% | 31.28% | 31.79% | 30.77% | 34.17% | 34.63% | 31.54% | 33.01% | 32.21% | 35.28% | 30.26% | 31.21% | 29.39% | 33.42% | 32.89% | 31.61% | 31.85% | 31.66% | 34.6% | 29.33% | 29.44% | 28.24% | 32.79% | 33.37%
SA1 | Solar PV | 29.32% | 29.48% | 29.94% | 28.5% | 27.75% | 28.5% | 29.4% | 26.95% | 29.05% | 29.04% | 29.31% | 29.71% | 28.35% | 27.42% | 28.53% | 29.34% | 27.25% | 28.42% | 29.02% | 29.16% | 29.34% | 27.89% | 27.05% | 28.15% | 28.99%
SA1 | LS Battery | 4.442% | 4.264% | 5.083% | 4.408% | 4.276% | 4.513% | 4.449% | 4.205% | 4.379% | 8.221% | 7.963% | 10.88% | 10.72% | 10.45% | 11.01% | 11.1% | 11.28% | 11.11% | 11.25% | 10.78% | 11.21% | 10.91% | 10.6% | 11% | 11.22%
SA1 | Pumped Hydro | bar: 2021-22 to 2045-46
SA1 | VPP | 10.56% | 10.21% | 11.25% | 9.567% | 9.148% | 9.021% | 8.934% | 8.897% | 8.979% | 9.619% | 9.304% | 9.659% | 9.436% | 9.218% | 9.568% | 9.394% | 9.332% | 9.189% | 9.298% | 9.326% | 9.523% | 9.46% | 9.321% | 9.279% | 9.55%
Region | Technology | 2021-22 | 2022-23 | 2023-24 | 2024-25 | 2025-26 | 2026-27 | 2027-28 | 2028-29 | 2029-30 | 2030-31 | 2031-32 | 2032-33 | 2033-34 | 2034-35 | 2035-36 | 2036-37 | 2037-38 | 2038-39 | 2039-40 | 2040-41 | 2041-42 | 2042-43 | 2043-44 | 2044-45 | 2045-46
TAS1 | Black Coal | bar: 2021-22 to 2045-46
TAS1 | Brown Coal | bar: 2021-22 to 2045-46
TAS1 | CCGT | 0% | 5.177e-05% | 5.709e-05% | 5.847e-05% | 5.74e-05% | 5.968e-05% | 6.183e-05% | 6.273e-05% | 6.917e-05% | 7.875e-05% | 7.757e-05% | 8.66e-05% | 9.566e-05% | 9.461e-05% | 9.698e-05% | 9.728e-05% | 0.0001132% | 0.0001222% | 0.0001294% | 0.0001211% | 0.0001553% | 0.0001572% | 0.0001528% | 0.0001569% | 0.0001604%
TAS1 | Gas - Steam | bar: 2021-22 to 2045-46
TAS1 | OCGT / Diesel | 5.215e-05% | 4.44e-05% | 4.831e-05% | 5.07e-05% | 4.78e-05% | 4.966e-05% | 5.134e-05% | 5.19e-05% | 5.586e-05% | 6.232e-05% | 5.999e-05% | 6.845e-05% | 7.467e-05% | 7.318e-05% | 0.03981% | 7.893e-05% | 0.07589% | 9.584e-05% | 0.04265% | 0.0001888% | 0.2286% | 0.0002549% | 0.1087% | 0.9006% | 0.5364%
TAS1 | Hydro | 37.24% | 56.24% | 41.85% | 42.61% | 51.13% | 46.45% | 46.79% | 51.63% | 46% | 36.86% | 56.11% | 41.22% | 42.17% | 50.61% | 46.22% | 46.04% | 51.1% | 45.52% | 36.78% | 55.15% | 40.84% | 41.78% | 50.39% | 45.54% | 45.61%
TAS1 | Wind | 35.76% | 40.61% | 41.91% | 41.74% | 44.72% | 45.2% | 46.53% | 41.97% | 43.37% | 42.39% | 45.88% | 42.47% | 42.99% | 45.15% | 45.26% | 45.66% | 42.42% | 40.75% | 40.26% | 43.66% | 39.11% | 38.48% | 40.76% | 43.24% | 43.85%
TAS1 | Solar PV | bar: 2021-22 to 2045-46
TAS1 | LS Battery | bar: 2021-22 to 2045-46
TAS1 | Pumped Hydro | bar: 2021-22 to 2045-46
TAS1 | VPP | 0.5683% | 0.4365% | 2.467% | 1.819% | 2.115% | 2.891% | 2.608% | 2.37% | 3.163% | 3.491% | 6.2% | 7.169% | 6.395% | 5.762% | 7.177% | 7.261% | 6.279% | 6.606% | 8.082% | 6.109% | 8.623% | 8.298% | 6.684% | 7.51% | 7.364%
Explicitly modelled pumping
Region | Technology | 2021-22 | 2022-23 | 2023-24 | 2024-25 | 2025-26 | 2026-27 | 2027-28 | 2028-29 | 2029-30 | 2030-31 | 2031-32 | 2032-33 | 2033-34 | 2034-35 | 2035-36 | 2036-37 | 2037-38 | 2038-39 | 2039-40 | 2040-41 | 2041-42 | 2042-43 | 2043-44 | 2044-45 | 2045-46
NEM | LS Battery pump | 4.944% | 4.989% | 6.342% | 5.906% | 5.895% | 6.669% | 6.435% | 5.979% | 6.371% | 12.96% | 11.98% | 14.34% | 15% | 14.52% | 15.5% | 15.42% | 15.05% | 14.77% | 15.15% | 14.83% | 14.99% | 14.85% | 14.38% | 15.12% | 15.04%
NEM | Pumped Hydro pump | 0.4818% | 2.666% | 6.041% | 6.585% | 5.015% | 8.522% | 9.779% | 7.577% | 9.886% | 17.19% | 15.14% | 18.67% | 18.93% | 19.14% | 25.36% | 27.07% | 28.27% | 27.62% | 29.58% | 32.17% | 32.35% | 31.29% | 30.48% | 32.89% | 32.46%
NEM | VPP pump | 8.639% | 8.892% | 9.895% | 9.476% | 9.324% | 9.866% | 9.916% | 9.173% | 9.746% | 10.78% | 10.21% | 10.87% | 10.84% | 10.66% | 11.04% | 10.84% | 10.61% | 10.54% | 10.64% | 10.52% | 10.56% | 10.56% | 10.33% | 10.64% | 10.65%
Region | Technology | 2021-22 | 2022-23 | 2023-24 | 2024-25 | 2025-26 | 2026-27 | 2027-28 | 2028-29 | 2029-30 | 2030-31 | 2031-32 | 2032-33 | 2033-34 | 2034-35 | 2035-36 | 2036-37 | 2037-38 | 2038-39 | 2039-40 | 2040-41 | 2041-42 | 2042-43 | 2043-44 | 2044-45 | 2045-46
NSW1 | LS Battery pump | - | - | - | - | - | - | - | - | - | 16.12% | 14.96% | 16.22% | 15.64% | 15.17% | 16.2% | 16.13% | 15.72% | 15.36% | 15.86% | 15.5% | 15.51% | 15.27% | 14.82% | 15.93% | 15.72%
NSW1 | Pumped Hydro pump | 0.1623% | 2.57% | 5.134% | 6.171% | 4.7% | 8.283% | 9.745% | 7.33% | 9.829% | 17.66% | 15.57% | 19.28% | 19.91% | 19.89% | 26.38% | 28.28% | 28.85% | 28.1% | 30.23% | 33% | 32.06% | 30.41% | 30.12% | 32.79% | 32.4%
NSW1 | VPP pump | 4.991% | 7.701% | 8.521% | 8.803% | 8.854% | 9.739% | 9.849% | 8.533% | 9.47% | 10.82% | 10.26% | 10.86% | 10.8% | 10.57% | 11.11% | 10.8% | 10.58% | 10.43% | 10.51% | 10.47% | 10.41% | 10.48% | 10.27% | 10.67% | 10.6%
Region | Technology | 2021-22 | 2022-23 | 2023-24 | 2024-25 | 2025-26 | 2026-27 | 2027-28 | 2028-29 | 2029-30 | 2030-31 | 2031-32 | 2032-33 | 2033-34 | 2034-35 | 2035-36 | 2036-37 | 2037-38 | 2038-39 | 2039-40 | 2040-41 | 2041-42 | 2042-43 | 2043-44 | 2044-45 | 2045-46
QLD1 | LS Battery pump | 3.359% | 4.447% | 6.696% | 6.773% | 6.828% | 8.496% | 8.021% | 6.886% | 7.622% | 8.765% | 7.822% | 8.967% | 14.2% | 13.34% | 14.41% | 14.08% | 13.67% | 13.6% | 13.82% | 13.9% | 14.04% | 14.09% | 13.47% | 13.65% | 13.59%
QLD1 | Pumped Hydro pump | 1.03% | 2.831% | 7.597% | 7.296% | 6.872% | 9.929% | 9.979% | 9.027% | 10.22% | 14.38% | 12.64% | 15.07% | 13.14% | 14.68% | 19.38% | 19.11% | 25.77% | 25.56% | 26.81% | 28.61% | 32.98% | 32.74% | 31.07% | 32.16% | 31.54%
QLD1 | VPP pump | 9.483% | 7.487% | 9.525% | 9.772% | 9.304% | 9.976% | 10.09% | 9.314% | 9.83% | 10.55% | 10.07% | 10.78% | 10.99% | 11.02% | 11.24% | 11.2% | 10.93% | 10.89% | 10.86% | 10.73% | 10.71% | 10.75% | 10.66% | 10.53% | 10.57%
Region | Technology | 2021-22 | 2022-23 | 2023-24 | 2024-25 | 2025-26 | 2026-27 | 2027-28 | 2028-29 | 2029-30 | 2030-31 | 2031-32 | 2032-33 | 2033-34 | 2034-35 | 2035-36 | 2036-37 | 2037-38 | 2038-39 | 2039-40 | 2040-41 | 2041-42 | 2042-43 | 2043-44 | 2044-45 | 2045-46
VIC1 | LS Battery pump | 5.942% | 5.228% | 5.948% | 5.516% | 5.704% | 6.14% | 5.889% | 6.268% | 6.421% | 7.419% | 5.596% | 7.011% | 7.299% | 6.777% | 7.912% | 7.845% | 7.664% | 7.581% | 7.772% | 7.745% | 8.473% | 8.352% | 7.623% | 7.539% | 7.865%
VIC1 | Pumped Hydro pump | - | - | - | - | - | - | - | - | - | - | - | - | - | - | - | - | - | - | - | - | - | - | - | 35.72% | 35.67%
VIC1 | VPP pump | 10.66% | 10.24% | 10.89% | 10.1% | 10.16% | 10.28% | 10.27% | 10.21% | 10.38% | 11.32% | 10.26% | 10.99% | 10.97% | 10.74% | 10.93% | 10.72% | 10.52% | 10.55% | 10.63% | 10.54% | 10.5% | 10.42% | 10.11% | 10.75% | 10.76%
Region | Technology | 2021-22 | 2022-23 | 2023-24 | 2024-25 | 2025-26 | 2026-27 | 2027-28 | 2028-29 | 2029-30 | 2030-31 | 2031-32 | 2032-33 | 2033-34 | 2034-35 | 2035-36 | 2036-37 | 2037-38 | 2038-39 | 2039-40 | 2040-41 | 2041-42 | 2042-43 | 2043-44 | 2044-45 | 2045-46
SA1 | LS Battery pump | 5.468% | 5.281% | 6.259% | 5.442% | 5.291% | 5.559% | 5.51% | 5.175% | 5.422% | 10.14% | 9.831% | 13.44% | 13.22% | 12.91% | 13.59% | 13.71% | 13.93% | 13.75% | 13.84% | 13.35% | 13.8% | 13.51% | 13.04% | 13.58% | 13.85%
SA1 | Pumped Hydro pump | bar: 2021-22 to 2045-46
SA1 | VPP pump | 12.4% | 11.98% | 13.21% | 11.23% | 10.73% | 10.59% | 10.48% | 10.44% | 10.54% | 11.29% | 10.92% | 11.34% | 11.07% | 10.82% | 11.23% | 11.02% | 10.95% | 10.78% | 10.91% | 10.94% | 11.18% | 11.1% | 10.94% | 10.89% | 11.21%
Region | Technology | 2021-22 | 2022-23 | 2023-24 | 2024-25 | 2025-26 | 2026-27 | 2027-28 | 2028-29 | 2029-30 | 2030-31 | 2031-32 | 2032-33 | 2033-34 | 2034-35 | 2035-36 | 2036-37 | 2037-38 | 2038-39 | 2039-40 | 2040-41 | 2041-42 | 2042-43 | 2043-44 | 2044-45 | 2045-46
TAS1 | LS Battery pump | bar: 2021-22 to 2045-46
TAS1 | Pumped Hydro pump | bar: 2021-22 to 2045-46
TAS1 | VPP pump | 0.6407% | 0.4857% | 2.874% | 2.112% | 2.46% | 3.373% | 3.04% | 2.76% | 3.693% | 4.079% | 7.266% | 8.406% | 7.495% | 6.751% | 8.416% | 8.514% | 7.359% | 7.744% | 9.48% | 7.16% | 10.12% | 9.735% | 7.835% | 8.807% | 8.636%
Non-controllable capacity
Region | Technology | 2021-22 | 2022-23 | 2023-24 | 2024-25 | 2025-26 | 2026-27 | 2027-28 | 2028-29 | 2029-30 | 2030-31 | 2031-32 | 2032-33 | 2033-34 | 2034-35 | 2035-36 | 2036-37 | 2037-38 | 2038-39 | 2039-40 | 2040-41 | 2041-42 | 2042-43 | 2043-44 | 2044-45 | 2045-46
NEM | Distributed PV | bar: 2021-22 to 2045-46
NEM | Behind the meter battery | 3.855% | 3.9% | 4.179% | 4.492% | 4.363% | 3.979% | 3.724% | 3.536% | 3.37% | 2.887% | 2.397% | 2.029% | 1.781% | 1.654% | 1.624% | 1.61% | 1.612% | 1.65% | 1.7% | 1.675% | 1.657% | 1.645% | 1.642% | 1.657% | 1.679%
NEM | Behind the meter battery pump | 4.535% | 4.588% | 4.917% | 5.285% | 5.133% | 4.681% | 4.381% | 4.16% | 3.965% | 3.396% | 2.82% | 2.387% | 2.095% | 1.946% | 1.91% | 1.894% | 1.897% | 1.941% | 2% | 1.971% | 1.949% | 1.936% | 1.932% | 1.949% | 1.976%
Region | Technology | 2021-22 | 2022-23 | 2023-24 | 2024-25 | 2025-26 | 2026-27 | 2027-28 | 2028-29 | 2029-30 | 2030-31 | 2031-32 | 2032-33 | 2033-34 | 2034-35 | 2035-36 | 2036-37 | 2037-38 | 2038-39 | 2039-40 | 2040-41 | 2041-42 | 2042-43 | 2043-44 | 2044-45 | 2045-46
NSW1 | Distributed PV | bar: 2021-22 to 2045-46
NSW1 | Behind the meter battery | 3.628% | 3.976% | 4.302% | 4.671% | 4.564% | 4.224% | 3.996% | 3.808% | 3.655% | 3.192% | 2.715% | 2.296% | 2.037% | 1.896% | 1.866% | 1.85% | 1.857% | 1.895% | 1.95% | 1.92% | 1.899% | 1.882% | 1.874% | 1.886% | 1.904%
NSW1 | Behind the meter battery pump | 4.268% | 4.678% | 5.062% | 5.495% | 5.37% | 4.97% | 4.702% | 4.48% | 4.3% | 3.755% | 3.194% | 2.701% | 2.396% | 2.23% | 2.195% | 2.177% | 2.185% | 2.23% | 2.294% | 2.258% | 2.234% | 2.214% | 2.205% | 2.219% | 2.24%
Region | Technology | 2021-22 | 2022-23 | 2023-24 | 2024-25 | 2025-26 | 2026-27 | 2027-28 | 2028-29 | 2029-30 | 2030-31 | 2031-32 | 2032-33 | 2033-34 | 2034-35 | 2035-36 | 2036-37 | 2037-38 | 2038-39 | 2039-40 | 2040-41 | 2041-42 | 2042-43 | 2043-44 | 2044-45 | 2045-46
QLD1 | Distributed PV | bar: 2021-22 to 2045-46
QLD1 | Behind the meter battery | 3.927% | 4.312% | 4.724% | 5.174% | 5.123% | 4.802% | 4.613% | 4.329% | 4.15% | 3.376% | 2.679% | 2.294% | 1.983% | 1.829% | 1.768% | 1.728% | 1.716% | 1.751% | 1.805% | 1.782% | 1.767% | 1.757% | 1.757% | 1.783% | 1.817%
QLD1 | Behind the meter battery pump | 4.62% | 5.073% | 5.558% | 6.087% | 6.027% | 5.65% | 5.427% | 5.093% | 4.883% | 3.972% | 3.151% | 2.699% | 2.333% | 2.152% | 2.08% | 2.032% | 2.019% | 2.059% | 2.123% | 2.097% | 2.079% | 2.067% | 2.067% | 2.097% | 2.138%
Region | Technology | 2021-22 | 2022-23 | 2023-24 | 2024-25 | 2025-26 | 2026-27 | 2027-28 | 2028-29 | 2029-30 | 2030-31 | 2031-32 | 2032-33 | 2033-34 | 2034-35 | 2035-36 | 2036-37 | 2037-38 | 2038-39 | 2039-40 | 2040-41 | 2041-42 | 2042-43 | 2043-44 | 2044-45 | 2045-46
VIC1 | Distributed PV | bar: 2021-22 to 2045-46
VIC1 | Behind the meter battery | 3.225% | 3.392% | 3.733% | 4.049% | 3.936% | 3.538% | 3.23% | 3.007% | 2.831% | 2.463% | 2.062% | 1.73% | 1.506% | 1.392% | 1.374% | 1.367% | 1.373% | 1.412% | 1.456% | 1.438% | 1.417% | 1.409% | 1.41% | 1.426% | 1.445%
VIC1 | Behind the meter battery pump | 3.794% | 3.991% | 4.392% | 4.764% | 4.63% | 4.162% | 3.8% | 3.538% | 3.331% | 2.898% | 2.426% | 2.036% | 1.771% | 1.638% | 1.617% | 1.609% | 1.616% | 1.661% | 1.713% | 1.692% | 1.667% | 1.658% | 1.659% | 1.678% | 1.699%
Region | Technology | 2021-22 | 2022-23 | 2023-24 | 2024-25 | 2025-26 | 2026-27 | 2027-28 | 2028-29 | 2029-30 | 2030-31 | 2031-32 | 2032-33 | 2033-34 | 2034-35 | 2035-36 | 2036-37 | 2037-38 | 2038-39 | 2039-40 | 2040-41 | 2041-42 | 2042-43 | 2043-44 | 2044-45 | 2045-46
SA1 | Distributed PV | bar: 2021-22 to 2045-46
SA1 | Behind the meter battery | 5.036% | 4.009% | 3.998% | 3.969% | 3.617% | 3.061% | 2.793% | 2.816% | 2.658% | 2.26% | 1.857% | 1.571% | 1.4% | 1.325% | 1.321% | 1.34% | 1.343% | 1.384% | 1.425% | 1.399% | 1.39% | 1.386% | 1.381% | 1.38% | 1.404%
SA1 | Behind the meter battery pump | 5.925% | 4.716% | 4.704% | 4.67% | 4.255% | 3.602% | 3.286% | 3.313% | 3.127% | 2.659% | 2.185% | 1.848% | 1.648% | 1.559% | 1.555% | 1.577% | 1.58% | 1.628% | 1.676% | 1.646% | 1.635% | 1.63% | 1.625% | 1.624% | 1.652%
Region | Technology | 2021-22 | 2022-23 | 2023-24 | 2024-25 | 2025-26 | 2026-27 | 2027-28 | 2028-29 | 2029-30 | 2030-31 | 2031-32 | 2032-33 | 2033-34 | 2034-35 | 2035-36 | 2036-37 | 2037-38 | 2038-39 | 2039-40 | 2040-41 | 2041-42 | 2042-43 | 2043-44 | 2044-45 | 2045-46
TAS1 | Distributed PV | bar: 2021-22 to 2045-46
TAS1 | Behind the meter battery | 3.021% | 3.316% | 3.547% | 3.901% | 3.763% | 3.411% | 3.084% | 2.982% | 2.927% | 2.555% | 2.109% | 1.765% | 1.564% | 1.463% | 1.45% | 1.447% | 1.45% | 1.475% | 1.505% | 1.471% | 1.445% | 1.422% | 1.408% | 1.407% | 1.412%
TAS1 | Behind the meter battery pump | 3.554% | 3.901% | 4.173% | 4.589% | 4.428% | 4.013% | 3.628% | 3.508% | 3.443% | 3.006% | 2.481% | 2.077% | 1.84% | 1.721% | 1.705% | 1.702% | 1.705% | 1.735% | 1.771% | 1.73% | 1.7% | 1.673% | 1.657% | 1.656% | 1.661%

## BaseCase_Generation
Annual as-generated generation by technology (GWh) - Base Case, Fast Change Scenario
Explicitly modelled generation
Region | Technology | 2021-22 | 2022-23 | 2023-24 | 2024-25 | 2025-26 | 2026-27 | 2027-28 | 2028-29 | 2029-30 | 2030-31 | 2031-32 | 2032-33 | 2033-34 | 2034-35 | 2035-36 | 2036-37 | 2037-38 | 2038-39 | 2039-40 | 2040-41 | 2041-42 | 2042-43 | 2043-44 | 2044-45 | 2045-46
NEM | Black Coal | 97108.8364 | 82290.8261 | 81695.5878 | 82472.4413 | 80478.0539 | 74713.6185 | 73708.5154 | 73292.2123 | 74851.2084 | 65787.5765 | 61481.7009 | 58923.8096 | 53324.5558 | 44931.8676 | 31083.0486 | 27322.5984 | 29667.8463 | 30980.4047 | 30357.9851 | 24888.1336 | 22105.6784 | 14334.5745 | 12573.88 | 11556.4774 | 9813.6271
NEM | Brown Coal | 33317.6132 | 29400.6369 | 31625.534 | 30862.5758 | 30153.2967 | 29382.3709 | 28098.6985 | 28398.1878 | 23610.1346 | 22139.0456 | 19605.7779 | 21393.7162 | 21859.053 | 20014.0676 | 19297.4418 | 18199.4824 | 20673.8181 | 20229.1704 | 20924.0864 | 19861.9633 | 21153.8283 | 21074.0414 | 19311.9141 | 17174.3314 | 15097.4739
NEM | CCGT | 3210.4184 | 2360.4422 | 2192.2177 | 1954.8186 | 1854.8212 | 1837.9803 | 1837.9805 | 1837.9808 | 1837.9814 | 3196.6715 | 1859.0255 | 2298.6011 | 4351.0104 | 2911.5185 | 3568.8223 | 2797.5755 | 3456.3327 | 3792.9157 | 3658.3312 | 4236.1758 | 4487.5871 | 6011.3297 | 3544.3442 | 2631.5973 | 1495.1718
NEM | Gas - Steam | 775.449 | 749.8058 | 801.0597 | 90.9102 | 84.1876 | 93.2028 | 86.4172 | 86.0112 | 90.8335 | 112.5218 | 99.3558 | 99.5041 | 115.1892 | 98.4723 | 34.7839 | 43.2882 | 99.6468 | 50.2467 | 0 | 0 | 0 | 0 | 0 | 0 | 0
NEM | OCGT / Diesel | 105.6174 | 74.5388 | 170.7823 | 16.2851 | 0.77287 | 15.5342 | 4.2163 | 4.2107 | 6.6807 | 93.8415 | 23.7288 | 96.3 | 174.7359 | 104.5451 | 253.5885 | 305.9524 | 579.6769 | 335.5769 | 825.6493 | 1292.5592 | 1834.4594 | 3142.8853 | 4491.515 | 2261.9773 | 2789.1925
NEM | Hydro | 12620.3046 | 16247.8844 | 13181.4333 | 14579.9933 | 16377.4972 | 15371.9606 | 15500.7062 | 17923.9305 | 15641.5532 | 13575.685 | 16807.0078 | 13769.9447 | 15120.0233 | 16847.0282 | 15958.5174 | 15830.3902 | 17914.1842 | 15560.8184 | 13110.1077 | 16669.4501 | 13446.7591 | 14310.9334 | 16205.8363 | 14995.3484 | 15067.4796
NEM | Wind | 27294.6799 | 36556.4398 | 35268.2579 | 34517.2981 | 36476.9389 | 38319.758 | 39087.6727 | 42899.8076 | 45458.4885 | 50731.5808 | 54926.737 | 58339.918 | 59972.9373 | 72847.5472 | 82627.0051 | 87883.3515 | 89095.1196 | 86925.9429 | 87438.0672 | 85839.8766 | 84560.5545 | 85489.0858 | 92488.4452 | 95922.6506 | 98970.3936
NEM | Solar PV | 15657.6438 | 19466.1906 | 21046.3859 | 20981.7161 | 20324.2739 | 25011.7052 | 27275.7582 | 24988.6613 | 27737.3416 | 35926.1797 | 38043.1274 | 40323.6596 | 42966.455 | 41725.3083 | 45710.9025 | 47222.8117 | 45624.9097 | 49477.1826 | 51867.5045 | 57702.4919 | 64681.7341 | 70228.0329 | 68367.4139 | 71894.8991 | 73946.7896
NEM | LS Battery | 120.5415 | 128.0505 | 163.3578 | 151.8432 | 151.2539 | 171.7679 | 165.1374 | 154.0315 | 163.5116 | 829.0453 | 765.6203 | 1556.3104 | 3193.4363 | 3061.8449 | 3273.0476 | 3254.1292 | 3323.2503 | 3271.6161 | 3353.0295 | 3271.3235 | 3837.215 | 4432.7878 | 4296.3679 | 5039.7144 | 5003.0715
NEM | Pumped Hydro | 37.6164 | 108.6112 | 281.2942 | 291.4292 | 700.1376 | 1296.6191 | 1525.8348 | 1084.9205 | 1639.6773 | 3127.7181 | 2286.1281 | 3205.1171 | 3293.3275 | 3322.0335 | 4518.9035 | 5286.1501 | 8625.6252 | 8379.6408 | 8999.9897 | 9517.3659 | 12635.6515 | 13389.7671 | 13300.2347 | 15978.6369 | 15793.9993
NEM | VPP | 169.5131 | 191.8582 | 234.7265 | 247.255 | 323.1077 | 496.0137 | 706.7873 | 902.4654 | 1293.2576 | 1726.4654 | 1914.396 | 2246.5264 | 2430.0549 | 2597.2655 | 2965.8513 | 3150.1151 | 3286.0772 | 3477.8694 | 3748.5679 | 3829.0322 | 3963.2709 | 4082.996 | 4115.7435 | 4369.6525 | 4507.3724
Total excluding storage |  | 190090.5626 | 187146.7647 | 185981.2585 | 185476.0385 | 185749.8424 | 184746.1303 | 185599.9651 | 189431.0021 | 189234.2219 | 191563.1023 | 192846.4611 | 195245.4532 | 197883.9599 | 199480.3548 | 198534.1101 | 199605.4504 | 207111.5343 | 207352.2583 | 208181.7314 | 210490.6505 | 212270.6008 | 214590.883 | 216983.3487 | 216437.2815 | 217180.1281
Region | Technology | 2021-22 | 2022-23 | 2023-24 | 2024-25 | 2025-26 | 2026-27 | 2027-28 | 2028-29 | 2029-30 | 2030-31 | 2031-32 | 2032-33 | 2033-34 | 2034-35 | 2035-36 | 2036-37 | 2037-38 | 2038-39 | 2039-40 | 2040-41 | 2041-42 | 2042-43 | 2043-44 | 2044-45 | 2045-46
NSW1 | Black Coal | 49107.85 | 41271.8818 | 40287.0624 | 39625.1737 | 38479.8778 | 34474.4512 | 33795.618 | 35996.1282 | 37059.2431 | 29674.2239 | 27810.004 | 22283.6116 | 15944.5811 | 14347.488 | 5003.7861 | 5822.1304 | 7732.3356 | 7524.0068 | 7801.2139 | 3171.1199 | 3551.476 | 0 | 0 | 0 | 0
NSW1 | Brown Coal | 0 | 0 | 0 | 0 | 0 | 0 | 0 | 0 | 0 | 0 | 0 | 0 | 0 | 0 | 0 | 0 | 0 | 0 | 0 | 0 | 0 | 0 | 0 | 0 | 0
NSW1 | CCGT | 24.015 | 34.6914 | 34.6918 | 65.5272 | 65.5273 | 65.5273 | 65.5274 | 65.5275 | 65.5278 | 1118.5448 | 86.5713 | 358.1646 | 1423.0874 | 816.1059 | 947.4251 | 578.5895 | 1251.2439 | 1464.9918 | 1481.5452 | 1662.2942 | 1783.903 | 2554.6692 | 414.8463 | 0.03619 | 0.037036
NSW1 | Gas - Steam | 0 | 0 | 0 | 0 | 0 | 0 | 0 | 0 | 0 | 0 | 0 | 0 | 0 | 0 | 0 | 0 | 0 | 0 | 0 | 0 | 0 | 0 | 0 | 0 | 0
NSW1 | OCGT / Diesel | 2.9658 | 1.316 | 2.1008 | 1.9213 | 0.0014003 | 0.089759 | 0.0015793 | 0.0016784 | 0.0018284 | 3.6374 | 0.15316 | 10.6462 | 13.248 | 1.3608 | 88.284 | 86.9641 | 197.6489 | 46.2257 | 295.9573 | 694.7694 | 975.6626 | 1870.2815 | 2867.9923 | 1261.4039 | 1521.893
NSW1 | Hydro | 1926.4279 | 1960.2721 | 1885.3501 | 2539.238 | 2622.8581 | 2687.4749 | 2727.3063 | 3317.2016 | 2858.9113 | 3001.9099 | 2586.7373 | 2646.268 | 3220.6172 | 3246.0681 | 3354.075 | 3272.9754 | 3975.345 | 3351.6366 | 3031.5833 | 3097.1652 | 2863.5039 | 3223.019 | 3377.9512 | 3271.6936 | 3315.4241
NSW1 | Wind | 5600.1285 | 7119.4558 | 6627.6596 | 6417.8783 | 6651.4643 | 7060.9119 | 7020.553 | 6416.4192 | 6040.3479 | 6994.277 | 7788.0385 | 12937.6275 | 14192.3583 | 17170.8288 | 19017.4368 | 20489.837 | 19189.2298 | 17301.4083 | 18222.5159 | 17014.8978 | 17061.6867 | 18160.9069 | 19341.6919 | 19934.8919 | 19988.3879
NSW1 | Solar PV | 6646.5754 | 8122.9617 | 9544.4343 | 10012.4022 | 9658.4259 | 13713.7481 | 15907.4416 | 14246.8223 | 16074.1068 | 21985.8577 | 22366.6501 | 22243.7234 | 25552.1932 | 24823.5175 | 26703.8187 | 26744.4859 | 27416.7592 | 27954.0337 | 29672.9624 | 35156.643 | 37975.0789 | 37498.6018 | 37026.3168 | 39826.4151 | 41265.6794
NSW1 | LS Battery | 0.0097121 | 0.010175 | 0.010326 | 0.010192 | 0.010316 | 0.013188 | 0.017047 | 0.018098 | 0.01842 | 558.2554 | 517.8819 | 998.007 | 2317.3013 | 2247.1994 | 2400.5581 | 2389.5655 | 2324.0101 | 2281.2446 | 2350.0292 | 2290.8264 | 2768.8578 | 3381.2618 | 3281.3152 | 3527.2428 | 3480.4222
NSW1 | Pumped Hydro | 5.7044 | 23.7911 | 52.8537 | 72.1542 | 495.6914 | 996.246 | 1225.9765 | 813.6913 | 1332.6071 | 2695.7095 | 1908.6399 | 2749.9344 | 2898.5653 | 2883.2296 | 3934.4578 | 4711.8774 | 6982.6503 | 6735.5051 | 7283.6284 | 7698.2134 | 8097.8757 | 7589.1125 | 7771.0683 | 8272.8923 | 8196.1193
NSW1 | VPP | 35.3126 | 63.4393 | 80.6091 | 94.7851 | 128.2341 | 205.6283 | 293.5381 | 345.5628 | 514.4359 | 710.2469 | 785.8935 | 909.9139 | 979.1519 | 1033.1066 | 1188.2807 | 1244.8243 | 1297.6016 | 1356.5917 | 1452.0688 | 1489.5446 | 1522.2827 | 1572.7103 | 1584.1846 | 1690.0005 | 1723.6556
Total excluding storage |  | 63307.9626 | 58510.5787 | 58381.2989 | 58662.1407 | 57478.1548 | 58002.2032 | 59516.4479 | 60042.1005 | 62098.1387 | 62778.4507 | 60638.1543 | 60480.0413 | 60346.0851 | 60405.3692 | 55114.8257 | 56994.9822 | 59762.5624 | 57642.303 | 60505.778 | 60796.8895 | 64211.311 | 63307.4784 | 63028.7985 | 64294.4407 | 66091.4215
Region | Technology | 2021-22 | 2022-23 | 2023-24 | 2024-25 | 2025-26 | 2026-27 | 2027-28 | 2028-29 | 2029-30 | 2030-31 | 2031-32 | 2032-33 | 2033-34 | 2034-35 | 2035-36 | 2036-37 | 2037-38 | 2038-39 | 2039-40 | 2040-41 | 2041-42 | 2042-43 | 2043-44 | 2044-45 | 2045-46
QLD1 | Black Coal | 48000.9864 | 41018.9443 | 41408.5254 | 42847.2676 | 41998.1761 | 40239.1673 | 39912.8974 | 37296.0841 | 37791.9653 | 36113.3526 | 33671.6969 | 36640.198 | 37379.9747 | 30584.3796 | 26079.2625 | 21500.468 | 21935.5107 | 23456.3979 | 22556.7712 | 21717.0137 | 18554.2024 | 14334.5745 | 12573.88 | 11556.4774 | 9813.6271
QLD1 | Brown Coal | 0 | 0 | 0 | 0 | 0 | 0 | 0 | 0 | 0 | 0 | 0 | 0 | 0 | 0 | 0 | 0 | 0 | 0 | 0 | 0 | 0 | 0 | 0 | 0 | 0
QLD1 | CCGT | 1748.4414 | 1176.4355 | 1244.4475 | 1425.8835 | 1325.8861 | 1309.045 | 1309.0451 | 1309.0452 | 1309.0452 | 1312.7282 | 1309.0453 | 1477.0269 | 2171.6436 | 1507.6452 | 2157.9868 | 1755.5758 | 2205.0798 | 2327.9145 | 2176.7761 | 2573.872 | 2703.6712 | 3456.6473 | 3129.4844 | 2631.5471 | 1495.1204
QLD1 | Gas - Steam | 0 | 0 | 0 | 0 | 0 | 0 | 0 | 0 | 0 | 0 | 0 | 0 | 0 | 0 | 0 | 0 | 0 | 0 | 0 | 0 | 0 | 0 | 0 | 0 | 0
QLD1 | OCGT / Diesel | 6.0473 | 0.0019871 | 0.62307 | 1.2591 | 0.0018143 | 0.4902 | 0.0019283 | 0.34448 | 0.0020762 | 0.23964 | 0.0021272 | 17.9174 | 23.9329 | 0.0016733 | 44.4982 | 118.7754 | 86.4434 | 31.2865 | 158.8262 | 132.4888 | 157.2307 | 495.9095 | 457.0016 | 509.3254 | 784.3004
QLD1 | Hydro | 696.7317 | 694.9607 | 695.9026 | 692.1299 | 690.3733 | 690.3479 | 691.5555 | 684.0844 | 685.7605 | 684.3448 | 685.578 | 681.0817 | 680.0989 | 677.7375 | 677.2383 | 670.9892 | 250.0318 | 250.9128 | 250.0428 | 251.1808 | 250.7982 | 0 | 0 | 0 | 0
QLD1 | Wind | 2071.1276 | 6650.2519 | 7505.9485 | 6613.154 | 7808.7416 | 7897.9898 | 8343.48 | 14051.0462 | 13514.9743 | 17297.142 | 16310.1402 | 16607.2801 | 16019.7021 | 24955.0558 | 28204.7048 | 31080.5843 | 35831.7595 | 35202.7855 | 35938.8319 | 32010.1938 | 32663.9051 | 28900.0172 | 34667.0551 | 34547.2434 | 37365.3076
QLD1 | Solar PV | 5651.0515 | 7988.7751 | 8040.0349 | 7668.8322 | 7506.4593 | 7984.1196 | 7976.8084 | 6681.1811 | 7410.8178 | 7694.0213 | 8885.23 | 10120.6262 | 9779.6785 | 9585.6806 | 10168.8799 | 9801.8743 | 8102.164 | 8953.8766 | 9343.2599 | 9693.0575 | 13537.3173 | 19801.8306 | 19072.1686 | 19812.6881 | 19795.4088
QLD1 | LS Battery | 24.4637 | 38.5746 | 57.9631 | 58.633 | 58.9982 | 73.6588 | 69.4375 | 59.6135 | 65.9784 | 75.8848 | 67.548 | 77.8291 | 429.3542 | 402.1489 | 436.9216 | 425.6342 | 412.1129 | 412.4094 | 417.6674 | 418.9729 | 425.4445 | 425.7557 | 407.7704 | 412.662 | 410.7604
QLD1 | Pumped Hydro | 31.9119 | 84.8202 | 228.4406 | 219.2685 | 204.439 | 300.3654 | 299.8501 | 271.2204 | 307.0607 | 431.9966 | 377.475 | 455.166 | 394.7453 | 438.7866 | 584.4225 | 574.2462 | 1642.9416 | 1644.1023 | 1716.3235 | 1819.1128 | 4537.5907 | 5800.4705 | 5528.9873 | 5698.2864 | 5593.4874
QLD1 | VPP | 34.2908 | 31.8551 | 46.9467 | 55.4839 | 72.5265 | 115.7484 | 167.9849 | 210.6341 | 301.0513 | 380.2796 | 418.1963 | 504.9467 | 560.7364 | 616.3918 | 690.0422 | 740.1516 | 769.3679 | 820.9284 | 882.8606 | 906.8514 | 940.0986 | 979.5958 | 1009.4678 | 1035.0784 | 1079.0825
Total excluding storage |  | 58174.3859 | 57529.3695 | 58895.482 | 59248.5264 | 59329.6383 | 58121.1599 | 58233.7883 | 60021.7853 | 60712.5652 | 63101.8285 | 60861.6926 | 65544.1303 | 66055.0307 | 67310.5004 | 67332.5705 | 64928.2669 | 68410.9891 | 70223.1738 | 70424.508 | 66377.8066 | 67867.1248 | 66988.9791 | 69899.5897 | 69057.2815 | 69253.7643
Region | Technology | 2021-22 | 2022-23 | 2023-24 | 2024-25 | 2025-26 | 2026-27 | 2027-28 | 2028-29 | 2029-30 | 2030-31 | 2031-32 | 2032-33 | 2033-34 | 2034-35 | 2035-36 | 2036-37 | 2037-38 | 2038-39 | 2039-40 | 2040-41 | 2041-42 | 2042-43 | 2043-44 | 2044-45 | 2045-46
VIC1 | Black Coal | 0 | 0 | 0 | 0 | 0 | 0 | 0 | 0 | 0 | 0 | 0 | 0 | 0 | 0 | 0 | 0 | 0 | 0 | 0 | 0 | 0 | 0 | 0 | 0 | 0
VIC1 | Brown Coal | 33317.6132 | 29400.6369 | 31625.534 | 30862.5758 | 30153.2967 | 29382.3709 | 28098.6985 | 28398.1878 | 23610.1346 | 22139.0456 | 19605.7779 | 21393.7162 | 21859.053 | 20014.0676 | 19297.4418 | 18199.4824 | 20673.8181 | 20229.1704 | 20924.0864 | 19861.9633 | 21153.8283 | 21074.0414 | 19311.9141 | 17174.3314 | 15097.4739
VIC1 | CCGT | 0 | 0.0011375 | 0.0012078 | 0.0012587 | 0.0012641 | 0.0012897 | 0.001358 | 0.0014284 | 0.0015977 | 0.0018393 | 0.0017675 | 0.0019549 | 0.0022664 | 0.0022443 | 0.0022788 | 0.0022784 | 0.0030199 | 0.0031168 | 0.003393 | 0.0033837 | 0.004714 | 0.0048294 | 0.0048598 | 0.0050559 | 0.0051855
VIC1 | Gas - Steam | 24.6935 | 19.9717 | 25.0881 | 6.8142 | 0.091631 | 9.1068 | 2.3211 | 1.9152 | 6.7375 | 28.4258 | 15.2598 | 15.408 | 31.0932 | 14.3763 | 34.7839 | 43.2882 | 99.6468 | 50.2467 | 0 | 0 | 0 | 0 | 0 | 0 | 0
VIC1 | OCGT / Diesel | 11.6329 | 21.1755 | 17.937 | 7.2531 | 0.0022949 | 7.2712 | 1.7118 | 1.0947 | 1.1277 | 11.863 | 12.4401 | 8.263 | 10.7442 | 0.24576 | 15.4447 | 17.1468 | 40.9566 | 7.7033 | 37.225 | 42.5509 | 123.5618 | 108.2877 | 369.5617 | 331.1759 | 337.6328
VIC1 | Hydro | 2896.4015 | 2870.322 | 2621.378 | 3224.9816 | 3315.8554 | 3138.8057 | 3160.7491 | 4079.3374 | 3327.1808 | 2860.9959 | 2837.6022 | 2582.7822 | 3178.6425 | 3274.4895 | 3114.5952 | 3108.7826 | 3946.4573 | 3278.6061 | 2815.603 | 2806.4445 | 2545.5704 | 3121.9306 | 3219.7161 | 3040.5348 | 3056.1916
VIC1 | Wind | 11558.7856 | 14067.2303 | 12160.2824 | 12300.2874 | 12797.4014 | 13461.853 | 13635.8908 | 13101.6355 | 13425.7818 | 13578.6535 | 15397.0087 | 13509.8393 | 13701.5605 | 14816.9237 | 18119.4117 | 18579.04 | 17277.77 | 16816.8638 | 16321.8271 | 18461.2981 | 18595.2042 | 22256.926 | 22616.4927 | 23904.5637 | 23898.9917
VIC1 | Solar PV | 2389.0804 | 2378.4287 | 2470.6318 | 2356.8766 | 2240.3599 | 2370.1082 | 2417.8624 | 3168.0817 | 3290.4255 | 4323.8465 | 4301.3983 | 4476.993 | 4272.5817 | 4063.4465 | 5453.9798 | 7196.4287 | 6873.505 | 9198.573 | 9409.4396 | 9332.6758 | 9627.5609 | 9561.2576 | 9323.6358 | 9523.8896 | 9979.4986
VIC1 | LS Battery | 31.8589 | 27.8318 | 31.907 | 29.4838 | 30.4441 | 32.8628 | 31.3662 | 33.6196 | 34.2098 | 39.777 | 29.9162 | 37.4795 | 10.3635 | 9.6227 | 11.2337 | 11.1394 | 10.8821 | 10.7298 | 11.0696 | 10.9624 | 12.0688 | 11.8291 | 10.8625 | 10.7262 | 11.1903
VIC1 | Pumped Hydro | 0 | 0 | 0 | 0.0023489 | 0.0024994 | 0.002781 | 0.0029467 | 0.0031028 | 0.0035198 | 0.0051105 | 0.0048014 | 0.0061533 | 0.0062021 | 0.0062217 | 0.0087538 | 0.010193 | 0.010856 | 0.010914 | 0.012685 | 0.013977 | 0.13429 | 0.13397 | 0.12959 | 2007.4021 | 2004.3368
VIC1 | VPP | 37.5218 | 41.5688 | 51.1112 | 54.4395 | 74.8029 | 111.317 | 161.2353 | 230.5618 | 327.142 | 449.3616 | 492.9579 | 586.9551 | 636.6006 | 682.4177 | 775.9876 | 832.8333 | 877.5039 | 942.4093 | 1019.1537 | 1045.0059 | 1075.888 | 1101.9761 | 1103.9828 | 1211.8861 | 1253.2211
Total excluding storage |  | 50198.2072 | 48757.7663 | 48920.8526 | 48758.7899 | 48507.0086 | 48369.5171 | 47317.2351 | 48750.2538 | 43661.3894 | 42942.8322 | 42169.4888 | 41987.0037 | 43053.6772 | 42183.5516 | 46035.6593 | 47144.171 | 48912.1568 | 49581.1665 | 49508.1845 | 50504.9359 | 52045.7302 | 56122.4481 | 54841.3251 | 53974.5004 | 52369.7938
Region | Technology | 2021-22 | 2022-23 | 2023-24 | 2024-25 | 2025-26 | 2026-27 | 2027-28 | 2028-29 | 2029-30 | 2030-31 | 2031-32 | 2032-33 | 2033-34 | 2034-35 | 2035-36 | 2036-37 | 2037-38 | 2038-39 | 2039-40 | 2040-41 | 2041-42 | 2042-43 | 2043-44 | 2044-45 | 2045-46
SA1 | Black Coal | 0 | 0 | 0 | 0 | 0 | 0 | 0 | 0 | 0 | 0 | 0 | 0 | 0 | 0 | 0 | 0 | 0 | 0 | 0 | 0 | 0 | 0 | 0 | 0 | 0
SA1 | Brown Coal | 0 | 0 | 0 | 0 | 0 | 0 | 0 | 0 | 0 | 0 | 0 | 0 | 0 | 0 | 0 | 0 | 0 | 0 | 0 | 0 | 0 | 0 | 0 | 0 | 0
SA1 | CCGT | 1437.962 | 1149.3133 | 913.0761 | 463.4056 | 463.4055 | 463.4055 | 463.4055 | 463.4056 | 463.4056 | 765.3952 | 463.4057 | 463.406 | 756.2754 | 587.7634 | 463.4063 | 463.4062 | 0.0039683 | 0.0040146 | 0.0040928 | 0.004037 | 0.0053531 | 0.005509 | 0.0057431 | 0.0060749 | 0.0061807
SA1 | Gas - Steam | 750.7554 | 729.8341 | 775.9716 | 84.096 | 84.096 | 84.096 | 84.096 | 84.096 | 84.096 | 84.096 | 84.096 | 84.096 | 84.096 | 84.096 | 0 | 0 | 0 | 0 | 0 | 0 | 0 | 0 | 0 | 0 | 0
SA1 | OCGT / Diesel | 84.9707 | 52.0446 | 150.1207 | 5.8507 | 0.76662 | 7.6823 | 2.5002 | 2.7691 | 5.5483 | 78.1005 | 11.1325 | 59.4724 | 126.8097 | 102.9357 | 104.7409 | 83.0648 | 253.4447 | 250.3599 | 332.9756 | 422.7491 | 576.8431 | 668.4053 | 796.4072 | 155.4963 | 142.6408
SA1 | Hydro | 0 | 0 | 0 | 0 | 0 | 0 | 0 | 0 | 0 | 0 | 0 | 0 | 0 | 0 | 0 | 0 | 0 | 0 | 0 | 0 | 0 | 0 | 0 | 0 | 0
SA1 | Wind | 6268.8423 | 6680.129 | 5915.5464 | 6011.8303 | 5818.0219 | 6461.1004 | 6549.0041 | 5965.3642 | 8346.2386 | 8680.6695 | 9510.0061 | 8157.5121 | 8844.3411 | 8328.2032 | 9689.8174 | 10070.8694 | 9677.9922 | 10766.6096 | 10197.883 | 11025.6834 | 9675.8013 | 9714.0159 | 9022.5047 | 10861.8058 | 10949.2018
SA1 | Solar PV | 970.9362 | 976.0248 | 991.2846 | 943.6048 | 919.0282 | 943.7281 | 973.6447 | 892.575 | 961.9895 | 1922.4504 | 2489.8455 | 3482.3136 | 3361.9982 | 3252.6606 | 3384.221 | 3480.0199 | 3232.4785 | 3370.6958 | 3441.8393 | 3520.1123 | 3541.7729 | 3366.3385 | 2945.2889 | 2731.902 | 2906.1983
SA1 | LS Battery | 64.2076 | 61.6321 | 73.4756 | 63.7143 | 61.7993 | 65.2303 | 64.3132 | 60.7765 | 63.3013 | 155.1216 | 150.2643 | 442.9845 | 436.4076 | 402.8637 | 424.323 | 427.7784 | 576.2332 | 567.2208 | 574.2511 | 550.5473 | 630.827 | 613.9244 | 596.4013 | 1089.064 | 1100.6797
SA1 | Pumped Hydro | 0 | 0 | 0 | 0.0017413 | 0.0018392 | 0.002035 | 0.0021703 | 0.0022637 | 0.002511 | 0.0032256 | 0.0032406 | 0.003992 | 0.0040868 | 0.0041627 | 0.0050377 | 0.0056276 | 0.011898 | 0.011931 | 0.012137 | 0.0123 | 0.017116 | 0.016893 | 0.016958 | 0.022197 | 0.022608
SA1 | VPP | 62.1136 | 54.7616 | 54.5901 | 41.3162 | 45.6544 | 59.5775 | 79.2407 | 109.6038 | 139.6428 | 172.0556 | 187.8689 | 208.0879 | 218.2694 | 230.8673 | 264.1712 | 280.5779 | 294.3374 | 305.5867 | 327.1158 | 335.7711 | 350.558 | 355.9066 | 358.4995 | 364.6606 | 383.6429
Total excluding storage |  | 9513.4666 | 9587.3457 | 8745.9994 | 7508.7874 | 7285.3183 | 7960.0123 | 8072.6506 | 7408.2099 | 9861.278 | 11530.7116 | 12558.4859 | 12246.8001 | 13173.5205 | 12355.6589 | 13642.1856 | 14097.3604 | 13163.9193 | 14387.6693 | 13972.702 | 14968.549 | 13794.4227 | 13748.7652 | 12764.2065 | 13749.2101 | 13998.047
Region | Technology | 2021-22 | 2022-23 | 2023-24 | 2024-25 | 2025-26 | 2026-27 | 2027-28 | 2028-29 | 2029-30 | 2030-31 | 2031-32 | 2032-33 | 2033-34 | 2034-35 | 2035-36 | 2036-37 | 2037-38 | 2038-39 | 2039-40 | 2040-41 | 2041-42 | 2042-43 | 2043-44 | 2044-45 | 2045-46
TAS1 | Black Coal | 0 | 0 | 0 | 0 | 0 | 0 | 0 | 0 | 0 | 0 | 0 | 0 | 0 | 0 | 0 | 0 | 0 | 0 | 0 | 0 | 0 | 0 | 0 | 0 | 0
TAS1 | Brown Coal | 0 | 0 | 0 | 0 | 0 | 0 | 0 | 0 | 0 | 0 | 0 | 0 | 0 | 0 | 0 | 0 | 0 | 0 | 0 | 0 | 0 | 0 | 0 | 0 | 0
TAS1 | CCGT | 0 | 0.00094332 | 0.0010403 | 0.0010654 | 0.0010459 | 0.0010875 | 0.0011266 | 0.001143 | 0.0012603 | 0.0014349 | 0.0014133 | 0.0015779 | 0.001743 | 0.0017238 | 0.0017671 | 0.0017725 | 0.002063 | 0.0022268 | 0.0023585 | 0.0022069 | 0.0028302 | 0.0028649 | 0.0027838 | 0.0028581 | 0.0029218
TAS1 | Gas - Steam | 0 | 0 | 0 | 0 | 0 | 0 | 0 | 0 | 0 | 0 | 0 | 0 | 0 | 0 | 0 | 0 | 0 | 0 | 0 | 0 | 0 | 0 | 0 | 0 | 0
TAS1 | OCGT / Diesel | 0.00081314 | 0.00069226 | 0.00075326 | 0.00079057 | 0.00074536 | 0.00077442 | 0.00080054 | 0.00080932 | 0.00087107 | 0.00097181 | 0.00093534 | 0.0010674 | 0.0011643 | 0.0011411 | 0.62072 | 0.0012307 | 1.1833 | 0.0014945 | 0.66511 | 0.00095902 | 1.1612 | 0.0012951 | 0.55215 | 4.5757 | 2.7255
TAS1 | Hydro | 7100.7435 | 10722.3296 | 7978.8026 | 8123.6437 | 9748.4104 | 8855.3321 | 8921.0953 | 9843.3071 | 8769.7007 | 7028.4344 | 10697.0903 | 7859.8128 | 8040.6647 | 9648.7331 | 8812.6089 | 8777.6431 | 9742.35 | 8679.6629 | 7012.8787 | 10514.6597 | 7786.8866 | 7965.9837 | 9608.169 | 8683.12 | 8695.8638
TAS1 | Wind | 1795.7958 | 2039.3728 | 3058.8209 | 3174.1481 | 3401.3097 | 3437.903 | 3538.7449 | 3365.3425 | 4131.1458 | 4180.8388 | 5921.5434 | 7127.659 | 7214.9753 | 7576.5357 | 7595.6344 | 7663.0209 | 7118.3682 | 6838.2756 | 6757.0093 | 7327.8035 | 6563.9572 | 6457.2199 | 6840.7009 | 6674.1459 | 6768.5048
TAS1 | Solar PV | 0.0002592 | 0.00037814 | 0.00038638 | 0.00038888 | 0.00056872 | 0.0011059 | 0.001128 | 0.0011337 | 0.0019662 | 0.0037345 | 0.0034861 | 0.0033857 | 0.0034236 | 0.0031086 | 0.003145 | 0.0029232 | 0.0031039 | 0.0033815 | 0.0033188 | 0.0031478 | 0.0041123 | 0.0043568 | 0.0038964 | 0.0043563 | 0.004497
TAS1 | LS Battery | 0.0016444 | 0.001902 | 0.0018527 | 0.0018431 | 0.0019347 | 0.0026994 | 0.003412 | 0.0037998 | 0.003722 | 0.0065043 | 0.0098066 | 0.010162 | 0.009713 | 0.010227 | 0.011226 | 0.011747 | 0.011947 | 0.011441 | 0.012123 | 0.014422 | 0.016843 | 0.016852 | 0.018479 | 0.01934 | 0.018863
TAS1 | Pumped Hydro | 0 | 0 | 0 | 0.0024829 | 0.0028421 | 0.0029588 | 0.003135 | 0.0033543 | 0.0035129 | 0.0036942 | 0.0051378 | 0.0066041 | 0.0065896 | 0.0068767 | 0.0094947 | 0.010671 | 0.010607 | 0.010507 | 0.013017 | 0.01341 | 0.033717 | 0.033275 | 0.032619 | 0.033936 | 0.033174
TAS1 | VPP | 0.27431 | 0.23326 | 1.4694 | 1.2303 | 1.8899 | 3.7426 | 4.7884 | 6.1029 | 10.9856 | 14.5218 | 29.4794 | 36.6228 | 35.2966 | 34.4822 | 47.3696 | 51.7281 | 47.2664 | 52.3533 | 67.3689 | 51.8592 | 74.4436 | 72.8073 | 59.6089 | 68.027 | 67.7704
Total excluding storage |  | 8896.5404 | 12761.7044 | 11037.6257 | 11297.7941 | 13149.7225 | 12293.238 | 12459.8432 | 13208.6527 | 12900.8506 | 11209.2793 | 16618.6395 | 14987.4779 | 15255.6463 | 17225.2747 | 16408.869 | 16440.6699 | 16861.9067 | 15517.9456 | 13770.5588 | 17842.4695 | 14352.012 | 14423.2121 | 16449.4288 | 15361.8488 | 15467.1015
Explicitly modelled pumping
Region | Technology | 2021-22 | 2022-23 | 2023-24 | 2024-25 | 2025-26 | 2026-27 | 2027-28 | 2028-29 | 2029-30 | 2030-31 | 2031-32 | 2032-33 | 2033-34 | 2034-35 | 2035-36 | 2036-37 | 2037-38 | 2038-39 | 2039-40 | 2040-41 | 2041-42 | 2042-43 | 2043-44 | 2044-45 | 2045-46
NEM | LS Battery pump | 148.2661 | 158.3662 | 201.2987 | 187.4606 | 187.1048 | 211.6875 | 204.2512 | 189.7845 | 202.2341 | 1023.1448 | 945.7351 | 1921.0991 | 3942.2608 | 3782.1598 | 4038.6953 | 4017.4435 | 4111.214 | 4032.6693 | 4137.469 | 4050.4851 | 4725.8138 | 5475.3825 | 5301.0277 | 6221.8696 | 6176.6314
NEM | Pumped Hydro pump | 56.1385 | 310.6218 | 703.8401 | 767.2452 | 1480.6305 | 2515.8646 | 2886.9634 | 2236.7615 | 2918.438 | 5073.6121 | 4469.3238 | 5511.8687 | 5587.8005 | 5649.208 | 7486.049 | 8817.4472 | 12456.5483 | 12171.4503 | 13035.7314 | 14175.7053 | 17729.6967 | 18691.842 | 18208.3272 | 21957.6232 | 21669.0835
NEM | VPP pump | 198.7856 | 225.0098 | 275.3724 | 290.0342 | 378.9925 | 581.8996 | 829.1808 | 1058.5032 | 1517.1346 | 2025.8906 | 2246.0939 | 2636.2016 | 2851.5494 | 3047.6293 | 3480.4448 | 3696.5058 | 3855.8324 | 4080.8128 | 4398.5443 | 4492.834 | 4650.3914 | 4790.8691 | 4829.0057 | 5127.3262 | 5288.9335
Region | Technology | 2021-22 | 2022-23 | 2023-24 | 2024-25 | 2025-26 | 2026-27 | 2027-28 | 2028-29 | 2029-30 | 2030-31 | 2031-32 | 2032-33 | 2033-34 | 2034-35 | 2035-36 | 2036-37 | 2037-38 | 2038-39 | 2039-40 | 2040-41 | 2041-42 | 2042-43 | 2043-44 | 2044-45 | 2045-46
NSW1 | LS Battery pump | 0.011995 | 0.012565 | 0.012747 | 0.012581 | 0.012738 | 0.016282 | 0.021053 | 0.022338 | 0.022752 | 689.2042 | 639.6702 | 1231.7977 | 2860.8657 | 2774.9345 | 2963.0378 | 2950.0808 | 2876.094 | 2809.4053 | 2901.2704 | 2836.4314 | 3410.2552 | 4174.5505 | 4050.6905 | 4354.6208 | 4296.8177
NSW1 | Pumped Hydro pump | 11.9399 | 189.0999 | 377.7591 | 454.0842 | 1185.6555 | 2089.6729 | 2458.5964 | 1849.2934 | 2479.7686 | 4456.4599 | 3926.8993 | 4864.7704 | 5023.8587 | 5019.1908 | 6654.2959 | 7997.1132 | 10311.1239 | 10042.8222 | 10803.4672 | 11793.6162 | 11957.5352 | 11344.8311 | 11236.0346 | 12231.7196 | 12086.3342
NSW1 | VPP pump | 41.3136 | 74.3653 | 94.5249 | 111.1596 | 150.3896 | 241.2245 | 344.3631 | 405.219 | 603.4401 | 833.4356 | 922.0724 | 1067.7436 | 1148.9743 | 1212.2196 | 1394.474 | 1460.7254 | 1522.5768 | 1591.7345 | 1703.7929 | 1747.7502 | 1786.1363 | 1845.333 | 1858.6983 | 1983.0531 | 2022.507
Region | Technology | 2021-22 | 2022-23 | 2023-24 | 2024-25 | 2025-26 | 2026-27 | 2027-28 | 2028-29 | 2029-30 | 2030-31 | 2031-32 | 2032-33 | 2033-34 | 2034-35 | 2035-36 | 2036-37 | 2037-38 | 2038-39 | 2039-40 | 2040-41 | 2041-42 | 2042-43 | 2043-44 | 2044-45 | 2045-46
QLD1 | LS Battery pump | 30.012 | 47.5243 | 71.5593 | 72.3863 | 72.971 | 90.8032 | 85.7254 | 73.5968 | 81.4548 | 93.685 | 83.6075 | 95.8704 | 530.0669 | 497.9701 | 537.9194 | 525.4744 | 510.2715 | 507.6573 | 515.6388 | 518.7407 | 523.9126 | 525.9673 | 502.9149 | 509.4592 | 507.1115
QLD1 | Pumped Hydro pump | 44.1986 | 121.5219 | 326.0811 | 313.1528 | 294.9661 | 426.182 | 428.3567 | 387.4572 | 438.6575 | 617.1372 | 542.4081 | 647.0773 | 563.9207 | 629.9957 | 831.724 | 820.3009 | 2145.3827 | 2128.5863 | 2232.2171 | 2382.0393 | 5771.9302 | 7346.78 | 6972.0694 | 7216.5755 | 7077.2639
QLD1 | VPP pump | 40.2238 | 37.3375 | 55.0701 | 65.0892 | 85.0701 | 135.7946 | 197.084 | 247.0642 | 353.1748 | 446.2068 | 490.636 | 592.5205 | 658.0184 | 723.3353 | 809.8035 | 868.6022 | 902.8323 | 963.3287 | 1035.9982 | 1064.1161 | 1103.1227 | 1149.4799 | 1184.5084 | 1214.5199 | 1266.164
Region | Technology | 2021-22 | 2022-23 | 2023-24 | 2024-25 | 2025-26 | 2026-27 | 2027-28 | 2028-29 | 2029-30 | 2030-31 | 2031-32 | 2032-33 | 2033-34 | 2034-35 | 2035-36 | 2036-37 | 2037-38 | 2038-39 | 2039-40 | 2040-41 | 2041-42 | 2042-43 | 2043-44 | 2044-45 | 2045-46
VIC1 | LS Battery pump | 39.2085 | 34.5009 | 39.2507 | 36.3997 | 37.6391 | 40.5176 | 38.8645 | 41.365 | 42.375 | 48.9666 | 36.9337 | 46.271 | 12.7944 | 11.8799 | 13.8688 | 13.7523 | 13.4347 | 13.2887 | 13.6241 | 13.5759 | 14.8578 | 14.6458 | 13.3685 | 13.2423 | 13.8151
VIC1 | Pumped Hydro pump | 0 | 0 | 0 | 0.002941 | 0.0031255 | 0.0034724 | 0.0036923 | 0.0038714 | 0.0044123 | 0.0063742 | 0.006011 | 0.0076983 | 0.0077425 | 0.0077764 | 0.010936 | 0.012743 | 0.013574 | 0.01367 | 0.015821 | 0.01754 | 0.16779 | 0.16816 | 0.16129 | 2509.2578 | 2505.4158
VIC1 | VPP pump | 44.0282 | 48.7717 | 59.9772 | 63.87 | 87.7625 | 130.6067 | 189.1746 | 270.51 | 383.8405 | 527.3604 | 578.3773 | 688.7857 | 747.0425 | 800.7636 | 910.6024 | 977.2612 | 1029.6256 | 1105.7915 | 1195.8662 | 1226.1721 | 1262.3971 | 1292.9801 | 1295.2275 | 1422.0569 | 1470.5643
Region | Technology | 2021-22 | 2022-23 | 2023-24 | 2024-25 | 2025-26 | 2026-27 | 2027-28 | 2028-29 | 2029-30 | 2030-31 | 2031-32 | 2032-33 | 2033-34 | 2034-35 | 2035-36 | 2036-37 | 2037-38 | 2038-39 | 2039-40 | 2040-41 | 2041-42 | 2042-43 | 2043-44 | 2044-45 | 2045-46
SA1 | LS Battery pump | 79.0316 | 76.326 | 90.4736 | 78.6597 | 76.4796 | 80.3471 | 79.6361 | 74.7957 | 78.3769 | 191.281 | 185.5116 | 547.1474 | 538.5218 | 497.3627 | 523.8555 | 528.1215 | 711.399 | 702.3038 | 706.9208 | 681.7193 | 776.7674 | 760.1981 | 734.0311 | 1344.5235 | 1358.8638
SA1 | Pumped Hydro pump | 0 | 0 | 0 | 0.0021807 | 0.0022992 | 0.0025412 | 0.0027193 | 0.0028238 | 0.0031471 | 0.0040248 | 0.0040529 | 0.0049954 | 0.0051053 | 0.0051969 | 0.0062967 | 0.0070369 | 0.014871 | 0.014961 | 0.015123 | 0.015433 | 0.021336 | 0.021185 | 0.021129 | 0.027786 | 0.028235
SA1 | VPP pump | 72.9107 | 64.2758 | 64.0882 | 48.4868 | 53.5718 | 69.9069 | 92.977 | 128.602 | 163.8519 | 201.9195 | 220.4593 | 244.2088 | 256.1429 | 270.9106 | 310.0202 | 329.2593 | 345.4004 | 358.5872 | 383.8621 | 394.0218 | 411.3955 | 417.6654 | 420.6925 | 427.9174 | 450.2253
Region | Technology | 2021-22 | 2022-23 | 2023-24 | 2024-25 | 2025-26 | 2026-27 | 2027-28 | 2028-29 | 2029-30 | 2030-31 | 2031-32 | 2032-33 | 2033-34 | 2034-35 | 2035-36 | 2036-37 | 2037-38 | 2038-39 | 2039-40 | 2040-41 | 2041-42 | 2042-43 | 2043-44 | 2044-45 | 2045-46
TAS1 | LS Battery pump | 0.0020306 | 0.0023492 | 0.002287 | 0.0022751 | 0.002389 | 0.003333 | 0.004213 | 0.0046922 | 0.0045968 | 0.0080271 | 0.012122 | 0.012543 | 0.011982 | 0.012633 | 0.013856 | 0.014499 | 0.014751 | 0.014139 | 0.014949 | 0.017828 | 0.020788 | 0.020789 | 0.022823 | 0.023885 | 0.023274
TAS1 | Pumped Hydro pump | 0 | 0 | 0 | 0.0031083 | 0.0035555 | 0.0036977 | 0.0039203 | 0.0041958 | 0.0043959 | 0.0046075 | 0.0064352 | 0.0082594 | 0.0082252 | 0.0086049 | 0.011861 | 0.013346 | 0.013251 | 0.013168 | 0.016226 | 0.016835 | 0.042155 | 0.041513 | 0.040818 | 0.042444 | 0.041406
TAS1 | VPP pump | 0.30927 | 0.25952 | 1.7121 | 1.4285 | 2.1984 | 4.367 | 5.5821 | 7.108 | 12.8273 | 16.9683 | 34.5489 | 42.943 | 41.3713 | 40.4002 | 55.5447 | 60.6576 | 55.3974 | 61.3709 | 79.0249 | 60.7738 | 87.3397 | 85.4107 | 69.8791 | 79.7788 | 79.4729
Non-controllable capacity
Region | Technology | 2021-22 | 2022-23 | 2023-24 | 2024-25 | 2025-26 | 2026-27 | 2027-28 | 2028-29 | 2029-30 | 2030-31 | 2031-32 | 2032-33 | 2033-34 | 2034-35 | 2035-36 | 2036-37 | 2037-38 | 2038-39 | 2039-40 | 2040-41 | 2041-42 | 2042-43 | 2043-44 | 2044-45 | 2045-46
NEM | Distributed PV | 17145.49 | 19784.7658 | 21664.4374 | 22910.3853 | 23512.8183 | 25564.0213 | 25996.4761 | 23579.0808 | 25248.9232 | 26668.6932 | 27678.4701 | 28365.7999 | 28527.0676 | 29099.7626 | 33248.8446 | 35155.7491 | 32382.0344 | 35066.9161 | 37441.6908 | 39460.7687 | 41104.8556 | 41667.2492 | 42206.2511 | 47004.0522 | 48821.0957
NEM | Behind the meter battery | 186.5044 | 237.8863 | 306.482 | 400.3636 | 476.8558 | 531.4979 | 590.3617 | 645.1423 | 704.5029 | 702.9633 | 697.0194 | 664.2484 | 640.192 | 633.7629 | 653.5227 | 670.2271 | 689.5915 | 722.9204 | 762.2013 | 773.2636 | 783.8882 | 795.8344 | 809.868 | 818.3775 | 830.0684
NEM | Behind the meter battery pump | 219.4163 | 279.8672 | 360.5665 | 471.0157 | 561.0086 | 625.2929 | 694.5476 | 758.988 | 828.8308 | 827.0174 | 820.0254 | 781.4685 | 753.1725 | 745.6065 | 768.8462 | 788.5018 | 811.2851 | 850.4952 | 896.713 | 909.7211 | 922.2191 | 936.277 | 952.7851 | 962.7968 | 976.5547
Region | Technology | 2021-22 | 2022-23 | 2023-24 | 2024-25 | 2025-26 | 2026-27 | 2027-28 | 2028-29 | 2029-30 | 2030-31 | 2031-32 | 2032-33 | 2033-34 | 2034-35 | 2035-36 | 2036-37 | 2037-38 | 2038-39 | 2039-40 | 2040-41 | 2041-42 | 2042-43 | 2043-44 | 2044-45 | 2045-46
NSW1 | Distributed PV | 4522.6543 | 5518.2131 | 6085.9101 | 6796.8714 | 7020.0842 | 7812.1183 | 7761.0932 | 6992.071 | 7292.9891 | 7820.5604 | 8271.6108 | 8225.7601 | 8453.7135 | 8614.8116 | 10231.7647 | 10687.0745 | 9810.2291 | 10378.3505 | 11268.3288 | 12160.6279 | 12309.2453 | 12710.9945 | 12816.2799 | 14734.8814 | 15109.6299
NSW1 | Behind the meter battery | 67.0833 | 90.7737 | 122.1868 | 165.1895 | 199.3153 | 223.328 | 246.9815 | 265.5973 | 288.4873 | 288.2382 | 285.0992 | 269.3873 | 259.2457 | 254.5735 | 260.9065 | 266.3747 | 273.7283 | 285.3071 | 299.9839 | 303.1646 | 306.534 | 309.9347 | 314.0656 | 316.3531 | 319.592
NSW1 | Behind the meter battery pump | 78.9209 | 106.7941 | 143.7491 | 194.3405 | 234.4907 | 262.7377 | 290.5701 | 312.4671 | 339.399 | 339.1046 | 335.4111 | 316.9273 | 304.9971 | 299.4997 | 306.946 | 313.3826 | 322.0346 | 335.6529 | 352.9243 | 356.6645 | 360.6282 | 364.6317 | 369.4893 | 372.1797 | 375.9936
Region | Technology | 2021-22 | 2022-23 | 2023-24 | 2024-25 | 2025-26 | 2026-27 | 2027-28 | 2028-29 | 2029-30 | 2030-31 | 2031-32 | 2032-33 | 2033-34 | 2034-35 | 2035-36 | 2036-37 | 2037-38 | 2038-39 | 2039-40 | 2040-41 | 2041-42 | 2042-43 | 2043-44 | 2044-45 | 2045-46
QLD1 | Distributed PV | 6122.3631 | 7232.5698 | 7672.9413 | 7848.5405 | 8333.4125 | 9078.1613 | 9337.8361 | 8064.68 | 8985.1769 | 9528.4898 | 10262.0014 | 10408.5343 | 10321.36 | 10796.0772 | 11985.0477 | 12544.7416 | 10923.1571 | 12227.503 | 13030.1925 | 14126.8312 | 14479.4967 | 14438.2919 | 15087.3121 | 16532.2433 | 17123.4038
QLD1 | Behind the meter battery | 34.4038 | 46.9111 | 63.7303 | 87.2058 | 107.3425 | 122.8008 | 138.0334 | 148.5342 | 162.8435 | 158.4048 | 154.5888 | 150.76 | 145.9967 | 145.8292 | 149.7431 | 152.9123 | 157.4857 | 165.9964 | 176.405 | 180.2618 | 184.261 | 188.2731 | 192.9071 | 196.4279 | 200.7877
QLD1 | Behind the meter battery pump | 40.4745 | 55.1898 | 74.9763 | 102.5938 | 126.2852 | 144.475 | 162.3923 | 174.7443 | 191.5807 | 186.3574 | 181.8701 | 177.3621 | 171.7602 | 171.5647 | 176.1684 | 179.8961 | 185.2774 | 195.2911 | 207.5365 | 212.0716 | 216.7758 | 221.4976 | 226.9491 | 231.0915 | 236.2219
Region | Technology | 2021-22 | 2022-23 | 2023-24 | 2024-25 | 2025-26 | 2026-27 | 2027-28 | 2028-29 | 2029-30 | 2030-31 | 2031-32 | 2032-33 | 2033-34 | 2034-35 | 2035-36 | 2036-37 | 2037-38 | 2038-39 | 2039-40 | 2040-41 | 2041-42 | 2042-43 | 2043-44 | 2044-45 | 2045-46
VIC1 | Distributed PV | 3967.0267 | 4343.2592 | 5024.0108 | 5346.7645 | 5336.1893 | 5738.9957 | 5883.0309 | 5633.4092 | 5968.5317 | 6278.1676 | 6103.9028 | 6599.3968 | 6678.212 | 6715.1403 | 7806.8616 | 8492.2132 | 8304.7572 | 8928.7506 | 9520.1532 | 9473.3656 | 10395.9579 | 10567.2308 | 10413.4014 | 11532.6249 | 12119.0007
VIC1 | Behind the meter battery | 33.4525 | 44.7495 | 60.5997 | 82.6874 | 101.1927 | 114.2561 | 129.7982 | 147.9251 | 167.0393 | 174.0239 | 178.4454 | 171.2664 | 165.3454 | 164.6186 | 172.2266 | 178.1937 | 184.4589 | 194.6775 | 205.8144 | 209.8022 | 212.5158 | 216.4459 | 221.2287 | 224.3333 | 227.66
VIC1 | Behind the meter battery pump | 39.3548 | 52.6464 | 71.2934 | 97.2801 | 119.0495 | 134.4189 | 152.7033 | 174.0271 | 196.519 | 204.7375 | 209.9365 | 201.4915 | 194.5257 | 193.6705 | 202.6198 | 209.6389 | 217.0113 | 229.0339 | 242.1363 | 246.8269 | 250.0173 | 254.6415 | 260.2691 | 263.9206 | 267.8354
Region | Technology | 2021-22 | 2022-23 | 2023-24 | 2024-25 | 2025-26 | 2026-27 | 2027-28 | 2028-29 | 2029-30 | 2030-31 | 2031-32 | 2032-33 | 2033-34 | 2034-35 | 2035-36 | 2036-37 | 2037-38 | 2038-39 | 2039-40 | 2040-41 | 2041-42 | 2042-43 | 2043-44 | 2044-45 | 2045-46
SA1 | Distributed PV | 2265.6378 | 2402.5157 | 2566.926 | 2582.3826 | 2491.9769 | 2584.1718 | 2667.6251 | 2550.5423 | 2661.7052 | 2694.8801 | 2698.9327 | 2778.6607 | 2714.7419 | 2617.1164 | 2815.0313 | 2998.0855 | 2910.9339 | 3087.3087 | 3162.2409 | 3232.0183 | 3423.601 | 3437.1677 | 3384.9227 | 3649.887 | 3902.5973
SA1 | Behind the meter battery | 47.648 | 50.4268 | 53.4096 | 56.4309 | 58.5215 | 59.4284 | 62.5811 | 68.6684 | 70.3915 | 66.7204 | 63.794 | 58.8251 | 56.148 | 55.4421 | 56.9312 | 58.7016 | 59.5695 | 62.0676 | 64.5559 | 64.6025 | 65.1321 | 65.7449 | 66.1733 | 65.8277 | 66.6025
SA1 | Behind the meter battery pump | 56.0579 | 59.325 | 62.8351 | 66.3899 | 68.8492 | 69.9145 | 73.6253 | 80.7878 | 82.8133 | 78.4935 | 75.0531 | 69.2057 | 66.0582 | 65.2257 | 66.9773 | 69.0612 | 70.081 | 73.0206 | 75.9495 | 76.0022 | 76.6256 | 77.3467 | 77.8498 | 77.4454 | 78.3556
Region | Technology | 2021-22 | 2022-23 | 2023-24 | 2024-25 | 2025-26 | 2026-27 | 2027-28 | 2028-29 | 2029-30 | 2030-31 | 2031-32 | 2032-33 | 2033-34 | 2034-35 | 2035-36 | 2036-37 | 2037-38 | 2038-39 | 2039-40 | 2040-41 | 2041-42 | 2042-43 | 2043-44 | 2044-45 | 2045-46
TAS1 | Distributed PV | 267.8081 | 288.208 | 314.6492 | 335.8263 | 331.1553 | 350.5742 | 346.8908 | 338.3782 | 340.5204 | 346.5953 | 342.0225 | 353.4481 | 359.0403 | 356.6171 | 410.1393 | 433.6343 | 432.9572 | 445.0034 | 460.7755 | 467.9257 | 496.5547 | 513.5643 | 504.335 | 554.4155 | 566.4639
TAS1 | Behind the meter battery | 3.9168 | 5.0252 | 6.5556 | 8.85 | 10.4838 | 11.6846 | 12.9676 | 14.4174 | 15.7412 | 15.576 | 15.0919 | 14.0095 | 13.4562 | 13.2995 | 13.7153 | 14.0449 | 14.3492 | 14.8718 | 15.4421 | 15.4323 | 15.4452 | 15.4356 | 15.4934 | 15.4355 | 15.4261
TAS1 | Behind the meter battery pump | 4.6083 | 5.9118 | 7.7127 | 10.4114 | 12.334 | 13.7468 | 15.2566 | 16.9616 | 18.5188 | 18.3246 | 17.7546 | 16.4818 | 15.8314 | 15.6459 | 16.1346 | 16.523 | 16.8807 | 17.4967 | 18.1664 | 18.1559 | 18.1721 | 18.1595 | 18.2277 | 18.1596 | 18.1482

## BaseCase_Capacity
Installed capacity by technology (MW) - Base Case, Fast Change Scenario
Capacity calculated on 1 July. In early study years some wind and solar projects enter later in the financial year and are therefore reflected in the following financial year's capacity.
Explicitly modelled generation
Region | Technology | 2021-22 | 2022-23 | 2023-24 | 2024-25 | 2025-26 | 2026-27 | 2027-28 | 2028-29 | 2029-30 | 2030-31 | 2031-32 | 2032-33 | 2033-34 | 2034-35 | 2035-36 | 2036-37 | 2037-38 | 2038-39 | 2039-40 | 2040-41 | 2041-42 | 2042-43 | 2043-44 | 2044-45 | 2045-46
NEM | Black Coal | 18386 | 17886 | 16386 | 16386 | 16386 | 16036 | 15376 | 15026 | 14366 | 12926 | 12926 | 11486 | 9276 | 9276 | 6366 | 5666 | 5216 | 5216 | 5216 | 4556 | 4191 | 2422 | 2422 | 2422 | 2057
NEM | Brown Coal | 4775 | 4775 | 4775 | 4775 | 4775 | 4775 | 4775 | 4775 | 4050 | 3325 | 3325 | 3325 | 3325 | 3325 | 3325 | 3325 | 3325 | 3325 | 3325 | 3325 | 3325 | 3325 | 3325 | 3325 | 2767.5
NEM | CCGT | 3138.899 | 3138.9001 | 2958.9003 | 2958.9003 | 2958.9003 | 2958.9003 | 2958.9004 | 2958.9004 | 2958.9005 | 2958.9007 | 2958.9007 | 2958.9009 | 2958.9012 | 2958.9012 | 2958.9015 | 2573.9016 | 2044.9035 | 2044.9035 | 1901.5036 | 1901.5036 | 1901.5048 | 1901.5097 | 1461.5098 | 1276.511 | 632.011
NEM | Gas - Steam | 1420 | 1300 | 1300 | 1300 | 1300 | 1300 | 1300 | 1300 | 1300 | 1300 | 1300 | 1300 | 1300 | 1300 | 500 | 500 | 500 | 500 | 0 | 0 | 0 | 0 | 0 | 0 | 0
NEM | OCGT / Diesel | 6712.6418 | 6712.6418 | 6712.6421 | 6712.6421 | 6712.6422 | 6712.6423 | 6712.6423 | 6712.6424 | 6712.6425 | 6306.6426 | 6306.6427 | 6072.3029 | 5622.3031 | 5505.3032 | 5472.1831 | 5472.1834 | 6061.6751 | 6061.6751 | 5621.6752 | 5501.6752 | 5501.676 | 5453.8766 | 5453.8767 | 4792.314 | 4792.3141
NEM | Hydro | 7132.9 | 7132.9 | 7132.9 | 7132.9 | 7132.9 | 7132.9 | 7132.9 | 7132.9 | 7132.9 | 7132.9 | 7132.9 | 7132.9 | 7132.9 | 7132.9 | 7132.9 | 7132.9 | 7046.5 | 7046.5 | 7046.5 | 7046.5 | 7046.5 | 6980.5 | 6980.5 | 6980.5 | 6980.5
NEM | Wind | 9211.348 | 10898.1791 | 11608.1352 | 11643.1752 | 11643.1817 | 11643.1955 | 11643.201 | 13325.9211 | 14225.4975 | 15982.565 | 16330.0192 | 19201.4013 | 20249.181 | 23395.534 | 25808.3169 | 26897.2258 | 27922.9793 | 27763.406 | 27581.4108 | 27541.9065 | 29342.2376 | 31795.6496 | 31312.4171 | 31238.0641 | 31782.9077
NEM | Solar PV | 6530.7707 | 7861.0513 | 8409.8456 | 8409.8458 | 8409.8525 | 9618.4642 | 10374.1467 | 10754.1614 | 11328.5888 | 14025.8145 | 14557.2037 | 15481.1402 | 17036.3565 | 17036.3565 | 17492.7697 | 18014.6409 | 19365.0896 | 20045.4732 | 20045.4733 | 21886.5301 | 24671.0335 | 27694.5602 | 27636.5803 | 27291.4406 | 27951.2983
NEM | LS Battery | 342.3362 | 362.3363 | 362.3363 | 362.3363 | 362.3363 | 362.3389 | 362.3428 | 362.3443 | 362.3443 | 900.933 | 900.9341 | 1529.03 | 2999.3834 | 2974.3834 | 2974.3834 | 2974.3834 | 3117.4112 | 3117.4112 | 3117.4112 | 3117.4113 | 3598.0331 | 4209.1936 | 4209.1937 | 4696.9546 | 4686.9548
NEM | Pumped Hydro | 810 | 810 | 810 | 810.0069 | 2850.0071 | 2850.0077 | 2850.008 | 2850.0083 | 2850.0091 | 2850.0118 | 2850.0124 | 2850.0155 | 2850.0173 | 2850.0176 | 2850.0817 | 3198.0616 | 4510.2193 | 4510.2195 | 4510.221 | 4510.2221 | 5736.0136 | 6299.4846 | 6299.4846 | 7101.3263 | 7101.3265
NEM | VPP | 262.68 | 288.88 | 317.7 | 349.41 | 464.02 | 673.31 | 954.58 | 1317.33 | 1777.05 | 2145.35 | 2510.19 | 2769.71 | 3002.37 | 3263.91 | 3597.21 | 3891.86 | 4149.26 | 4418.63 | 4720.58 | 4873.47 | 5025.06 | 5178.5499 | 5337.91 | 5499.8401 | 5670.0901
Total excluding storage |  | 57307.5595 | 59704.6723 | 59283.4231 | 59318.4636 | 59318.4768 | 60177.1023 | 60272.7904 | 61985.5254 | 62074.5293 | 63957.8229 | 64836.6663 | 66957.6453 | 66900.6418 | 69929.995 | 69056.0712 | 69581.8516 | 71482.1475 | 72002.9578 | 70737.5628 | 71759.1155 | 75978.9519 | 79573.096 | 78591.8838 | 77325.8297 | 76963.5311
Region | Technology | 2021-22 | 2022-23 | 2023-24 | 2024-25 | 2025-26 | 2026-27 | 2027-28 | 2028-29 | 2029-30 | 2030-31 | 2031-32 | 2032-33 | 2033-34 | 2034-35 | 2035-36 | 2036-37 | 2037-38 | 2038-39 | 2039-40 | 2040-41 | 2041-42 | 2042-43 | 2043-44 | 2044-45 | 2045-46
NSW1 | Black Coal | 10260 | 9760 | 8260 | 8260 | 8260 | 8260 | 7600 | 7600 | 6940 | 5500 | 5500 | 4060 | 2690 | 2690 | 1320 | 1320 | 1320 | 1320 | 1320 | 660 | 660 | 0 | 0 | 0 | 0
NSW1 | Brown Coal | 0 | 0 | 0 | 0 | 0 | 0 | 0 | 0 | 0 | 0 | 0 | 0 | 0 | 0 | 0 | 0 | 0 | 0 | 0 | 0 | 0 | 0 | 0 | 0 | 0
NSW1 | CCGT | 624.999 | 624.9992 | 624.9993 | 624.9993 | 624.9993 | 624.9993 | 624.9993 | 624.9993 | 624.9994 | 624.9994 | 624.9994 | 624.9995 | 624.9996 | 624.9996 | 624.9998 | 624.9998 | 625.0008 | 625.0009 | 625.0009 | 625.0009 | 625.0014 | 625.0061 | 185.0061 | 0.0071338 | 0.007134
NSW1 | Gas - Steam | 0 | 0 | 0 | 0 | 0 | 0 | 0 | 0 | 0 | 0 | 0 | 0 | 0 | 0 | 0 | 0 | 0 | 0 | 0 | 0 | 0 | 0 | 0 | 0 | 0
NSW1 | OCGT / Diesel | 1438.0008 | 1438.0008 | 1438.0008 | 1438.0008 | 1438.0009 | 1438.0009 | 1438.0009 | 1438.0009 | 1438.0009 | 1438.001 | 1438.001 | 1438.001 | 1438.0011 | 1438.0011 | 1484.8806 | 1484.8806 | 2074.369 | 2074.369 | 2074.369 | 2074.3691 | 2074.3694 | 2120.5699 | 2120.57 | 1678.601 | 1678.601
NSW1 | Hydro | 2525 | 2525 | 2525 | 2525 | 2525 | 2525 | 2525 | 2525 | 2525 | 2525 | 2525 | 2525 | 2525 | 2525 | 2525 | 2525 | 2525 | 2525 | 2525 | 2525 | 2525 | 2525 | 2525 | 2525 | 2525
NSW1 | Wind | 1902.45 | 2129.2549 | 2129.2573 | 2129.2595 | 2129.2614 | 2129.2666 | 2129.2667 | 2129.2715 | 2129.2723 | 2329.3239 | 2329.324 | 4367.5352 | 5041.2927 | 5629.2543 | 6061.0172 | 6607.2707 | 6616.2815 | 6513.6886 | 6513.6908 | 6153.1932 | 6141.2439 | 6966.8266 | 6671.8466 | 6671.8468 | 6746.0206
NSW1 | Solar PV | 3058.1733 | 3578.4503 | 4127.2446 | 4127.2447 | 4127.2459 | 5335.85 | 6091.5172 | 6091.5179 | 6665.9382 | 8585.6402 | 8585.6412 | 8662.3132 | 10182.4223 | 10182.4223 | 10182.4227 | 10182.4228 | 11512.8257 | 11362.5341 | 11362.5341 | 13175.7799 | 14502.0506 | 14747.4487 | 14977.4665 | 14977.4665 | 15512.3952
NSW1 | LS Battery | 0.003583 | 0.0035838 | 0.003584 | 0.0035841 | 0.0035849 | 0.0048352 | 0.006906 | 0.0076569 | 0.0076579 | 488.1644 | 488.1644 | 866.7512 | 2088.4221 | 2088.4221 | 2088.4221 | 2088.4221 | 2088.4221 | 2088.4221 | 2088.4221 | 2088.4221 | 2509.4053 | 3120.5652 | 3120.5652 | 3120.645 | 3120.6451
NSW1 | Pumped Hydro | 240 | 240 | 240 | 240.0038 | 2280.0039 | 2280.004 | 2280.0042 | 2280.0042 | 2280.0045 | 2280.0061 | 2280.0062 | 2280.0075 | 2280.0086 | 2280.0088 | 2280.0608 | 2627.9466 | 3479.7237 | 3479.7238 | 3479.7243 | 3479.7249 | 3658.0113 | 3658.0113 | 3658.0114 | 3658.0275 | 3658.0275
NSW1 | VPP | 94.49 | 110.23 | 126.63 | 144.15 | 193.9 | 282.74 | 399.14 | 542.13 | 727.44 | 878.99 | 1025.97 | 1122.27 | 1214.7 | 1309.3 | 1433.4499 | 1544.12 | 1642.15 | 1741.46 | 1851.07 | 1904.99 | 1957.83 | 2010.98 | 2065.7499 | 2120.6801 | 2178.11
Total excluding storage |  | 19808.6231 | 20055.7052 | 19104.502 | 19104.5044 | 19104.5075 | 20313.1168 | 20408.7841 | 20408.7896 | 20323.2108 | 21002.9646 | 21002.9656 | 21677.849 | 22501.7158 | 23089.6774 | 22198.3203 | 22744.574 | 24673.4771 | 24420.5925 | 24420.5948 | 25213.3431 | 26527.6653 | 26984.8514 | 26479.8892 | 25852.9214 | 26462.024
Region | Technology | 2021-22 | 2022-23 | 2023-24 | 2024-25 | 2025-26 | 2026-27 | 2027-28 | 2028-29 | 2029-30 | 2030-31 | 2031-32 | 2032-33 | 2033-34 | 2034-35 | 2035-36 | 2036-37 | 2037-38 | 2038-39 | 2039-40 | 2040-41 | 2041-42 | 2042-43 | 2043-44 | 2044-45 | 2045-46
QLD1 | Black Coal | 8126 | 8126 | 8126 | 8126 | 8126 | 7776 | 7776 | 7426 | 7426 | 7426 | 7426 | 7426 | 6586 | 6586 | 5046 | 4346 | 3896 | 3896 | 3896 | 3896 | 3531 | 2422 | 2422 | 2422 | 2057
QLD1 | Brown Coal | 0 | 0 | 0 | 0 | 0 | 0 | 0 | 0 | 0 | 0 | 0 | 0 | 0 | 0 | 0 | 0 | 0 | 0 | 0 | 0 | 0 | 0 | 0 | 0 | 0
QLD1 | CCGT | 1596.9 | 1596.9003 | 1596.9003 | 1596.9003 | 1596.9003 | 1596.9003 | 1596.9003 | 1596.9003 | 1596.9003 | 1596.9003 | 1596.9003 | 1596.9004 | 1596.9004 | 1596.9004 | 1596.9005 | 1211.9005 | 1211.9009 | 1211.9009 | 1068.5009 | 1068.5009 | 1068.5009 | 1068.5011 | 1068.5011 | 1068.5011 | 424.0011
QLD1 | Gas - Steam | 0 | 0 | 0 | 0 | 0 | 0 | 0 | 0 | 0 | 0 | 0 | 0 | 0 | 0 | 0 | 0 | 0 | 0 | 0 | 0 | 0 | 0 | 0 | 0 | 0
QLD1 | OCGT / Diesel | 1909.0002 | 1909.0003 | 1909.0003 | 1909.0003 | 1909.0003 | 1909.0003 | 1909.0003 | 1909.0004 | 1909.0004 | 1909.0004 | 1909.0004 | 1909.0005 | 1629.0006 | 1512.0006 | 1512.0009 | 1512.0011 | 1512.003 | 1512.003 | 1512.003 | 1512.003 | 1512.003 | 1512.003 | 1512.003 | 1369.003 | 1369.003
QLD1 | Hydro | 152.4 | 152.4 | 152.4 | 152.4 | 152.4 | 152.4 | 152.4 | 152.4 | 152.4 | 152.4 | 152.4 | 152.4 | 152.4 | 152.4 | 152.4 | 152.4 | 66 | 66 | 66 | 66 | 66 | 0 | 0 | 0 | 0
QLD1 | Wind | 648.408 | 1748.4172 | 2198.4176 | 2198.4178 | 2198.422 | 2198.4254 | 2198.4309 | 3698.4265 | 3698.4272 | 4763.2444 | 4763.2444 | 5102.6049 | 5318.743 | 7603.2917 | 8782.9692 | 8973.8929 | 10057.7948 | 10057.7949 | 10057.7952 | 10057.7952 | 10649.9343 | 10782.3612 | 10953.3782 | 11210.4606 | 11370.4966
QLD1 | Solar PV | 2130.0585 | 2940.0595 | 2940.0595 | 2940.0595 | 2940.0619 | 2940.0649 | 2940.0657 | 2940.0657 | 2940.0674 | 2940.0687 | 3257.2885 | 3736.2328 | 3755.4894 | 3755.4894 | 3755.4895 | 3634.4895 | 3584.4895 | 3584.4895 | 3584.4895 | 3588.2145 | 5046.4378 | 7608.5692 | 7455.5692 | 7357.4293 | 7293.2695
QLD1 | LS Battery | 102.0006 | 122.0006 | 122.0006 | 122.0006 | 122.0006 | 122.001 | 122.0015 | 122.0017 | 122.0017 | 122.0122 | 122.0122 | 122.0504 | 426.063 | 426.063 | 426.063 | 426.063 | 426.063 | 426.063 | 426.063 | 426.063 | 426.0628 | 426.0635 | 426.0635 | 426.0635 | 426.0636
QLD1 | Pumped Hydro | 570 | 570 | 570 | 570.0008 | 570.0008 | 570.0009 | 570.001 | 570.001 | 570.0011 | 570.0014 | 570.0015 | 570.0018 | 570.0023 | 570.0024 | 570.0124 | 570.1055 | 1030.4836 | 1030.4836 | 1030.4836 | 1030.4836 | 2077.9337 | 2641.4045 | 2641.4045 | 2641.4045 | 2641.4045
QLD1 | VPP | 48.42 | 56.93 | 66 | 76.04 | 104.38 | 155.39 | 222.99 | 302.82 | 410.15 | 482.88 | 555.96 | 627.46 | 683.55 | 749.07 | 822.38 | 885.17 | 943.36 | 1010.04 | 1088.58 | 1132.12 | 1176.1899 | 1221.2 | 1268.1801 | 1316.6801 | 1368.05
Total excluding storage |  | 14562.7668 | 16472.7772 | 16922.7776 | 16922.7778 | 16922.7845 | 16572.7909 | 16572.7971 | 17722.7928 | 17722.7952 | 18787.6138 | 19104.8337 | 19923.1385 | 19038.5334 | 21206.0821 | 20845.7601 | 19830.684 | 20328.1882 | 20328.1883 | 20184.7887 | 20188.5136 | 21873.8761 | 23393.4346 | 23411.4516 | 23427.3941 | 22513.7702
Region | Technology | 2021-22 | 2022-23 | 2023-24 | 2024-25 | 2025-26 | 2026-27 | 2027-28 | 2028-29 | 2029-30 | 2030-31 | 2031-32 | 2032-33 | 2033-34 | 2034-35 | 2035-36 | 2036-37 | 2037-38 | 2038-39 | 2039-40 | 2040-41 | 2041-42 | 2042-43 | 2043-44 | 2044-45 | 2045-46
VIC1 | Black Coal | 0 | 0 | 0 | 0 | 0 | 0 | 0 | 0 | 0 | 0 | 0 | 0 | 0 | 0 | 0 | 0 | 0 | 0 | 0 | 0 | 0 | 0 | 0 | 0 | 0
VIC1 | Brown Coal | 4775 | 4775 | 4775 | 4775 | 4775 | 4775 | 4775 | 4775 | 4050 | 3325 | 3325 | 3325 | 3325 | 3325 | 3325 | 3325 | 3325 | 3325 | 3325 | 3325 | 3325 | 3325 | 3325 | 3325 | 2767.5
VIC1 | CCGT | 0 | 0.00021349 | 0.00022603 | 0.00023629 | 0.00023887 | 0.00024454 | 0.00025687 | 0.00027097 | 0.00030151 | 0.00033868 | 0.00033887 | 0.00036752 | 0.00042082 | 0.00042195 | 0.00042796 | 0.00043177 | 0.00057043 | 0.00057995 | 0.00062775 | 0.00063439 | 0.00088603 | 0.00088917 | 0.00089811 | 0.00098943 | 0.00099198
VIC1 | Gas - Steam | 500 | 500 | 500 | 500 | 500 | 500 | 500 | 500 | 500 | 500 | 500 | 500 | 500 | 500 | 500 | 500 | 500 | 500 | 0 | 0 | 0 | 0 | 0 | 0 | 0
VIC1 | OCGT / Diesel | 1900.0002 | 1900.0003 | 1900.0003 | 1900.0003 | 1900.0003 | 1900.0003 | 1900.0003 | 1900.0004 | 1900.0004 | 1900.0004 | 1900.0004 | 1900.0005 | 1730.0005 | 1730.0005 | 1730.0005 | 1730.0006 | 1730.0007 | 1730.0007 | 1290.0007 | 1290.0007 | 1290.001 | 1196.001 | 1196.001 | 1196.0022 | 1196.0022
VIC1 | Hydro | 2279 | 2279 | 2279 | 2279 | 2279 | 2279 | 2279 | 2279 | 2279 | 2279 | 2279 | 2279 | 2279 | 2279 | 2279 | 2279 | 2279 | 2279 | 2279 | 2279 | 2279 | 2279 | 2279 | 2279 | 2279
VIC1 | Wind | 3928.53 | 4288.5337 | 4288.5339 | 4288.535 | 4288.5353 | 4288.5363 | 4288.5364 | 4424.1281 | 4424.1283 | 4687.2639 | 4687.264 | 4738.5446 | 4738.5505 | 5012.3927 | 5738.5641 | 5904.6866 | 5837.5118 | 5417.6532 | 5417.6572 | 5777.6484 | 6869.0907 | 8364.493 | 8124.5789 | 7812.579 | 8159.1401
VIC1 | Solar PV | 964.5373 | 964.5376 | 964.5376 | 964.5378 | 964.5389 | 964.5401 | 964.542 | 1344.5559 | 1344.556 | 1744.5164 | 1744.5164 | 1744.5164 | 1744.5164 | 1744.5164 | 2200.9291 | 2843.8001 | 2913.8459 | 3744.5207 | 3744.5208 | 3744.5208 | 3744.5276 | 3960.5241 | 3960.5241 | 3848.5241 | 4001.4078
VIC1 | LS Battery | 75.3306 | 75.3306 | 75.3306 | 75.3306 | 75.3306 | 75.331 | 75.3315 | 75.3317 | 75.3317 | 75.3406 | 75.3406 | 75.3406 | 20.0106 | 20.0106 | 20.0106 | 20.0106 | 20.0106 | 20.0106 | 20.0106 | 20.0106 | 20.0183 | 20.0183 | 20.0183 | 20.0511 | 20.0512
VIC1 | Pumped Hydro | 0 | 0 | 0 | 0.00081147 | 0.00085506 | 0.0009502 | 0.0010186 | 0.0010882 | 0.0012397 | 0.0017152 | 0.001719 | 0.0021643 | 0.0022174 | 0.0022448 | 0.00303 | 0.0035397 | 0.0037227 | 0.0037743 | 0.0043117 | 0.0046858 | 0.048837 | 0.048905 | 0.048915 | 801.8726 | 801.8727
VIC1 | VPP | 47.14 | 54.38 | 62.87 | 72.2 | 98.57 | 145.01 | 210.24 | 302.35 | 422.27 | 531.8 | 643.48 | 715.73 | 777.05 | 851.31 | 950.87 | 1040.28 | 1117.75 | 1197.04 | 1284.16 | 1328.48 | 1372.25 | 1416.73 | 1463.12 | 1510.45 | 1560.28
Total excluding storage |  | 14347.0675 | 14707.0717 | 14707.072 | 14707.0733 | 14707.0748 | 14707.077 | 14707.0789 | 15222.6847 | 14497.6849 | 14435.7811 | 14435.7811 | 14487.0618 | 14317.0678 | 14590.91 | 15773.4942 | 16582.4877 | 16585.359 | 16996.1752 | 16056.1793 | 16416.1706 | 17507.6202 | 19125.0189 | 18885.105 | 18461.1063 | 18403.0511
Region | Technology | 2021-22 | 2022-23 | 2023-24 | 2024-25 | 2025-26 | 2026-27 | 2027-28 | 2028-29 | 2029-30 | 2030-31 | 2031-32 | 2032-33 | 2033-34 | 2034-35 | 2035-36 | 2036-37 | 2037-38 | 2038-39 | 2039-40 | 2040-41 | 2041-42 | 2042-43 | 2043-44 | 2044-45 | 2045-46
SA1 | Black Coal | 0 | 0 | 0 | 0 | 0 | 0 | 0 | 0 | 0 | 0 | 0 | 0 | 0 | 0 | 0 | 0 | 0 | 0 | 0 | 0 | 0 | 0 | 0 | 0 | 0
SA1 | Brown Coal | 0 | 0 | 0 | 0 | 0 | 0 | 0 | 0 | 0 | 0 | 0 | 0 | 0 | 0 | 0 | 0 | 0 | 0 | 0 | 0 | 0 | 0 | 0 | 0 | 0
SA1 | CCGT | 709 | 709.0002 | 529.0003 | 529.0003 | 529.0003 | 529.0003 | 529.0003 | 529.0003 | 529.0003 | 529.0003 | 529.0003 | 529.0004 | 529.0004 | 529.0004 | 529.0004 | 529.0004 | 0.00077434 | 0.00077502 | 0.00077638 | 0.00077664 | 0.0010204 | 0.0010227 | 0.0010658 | 0.0012104 | 0.0012109
SA1 | Gas - Steam | 920 | 800 | 800 | 800 | 800 | 800 | 800 | 800 | 800 | 800 | 800 | 800 | 800 | 800 | 0 | 0 | 0 | 0 | 0 | 0 | 0 | 0 | 0 | 0 | 0
SA1 | OCGT / Diesel | 1287.6402 | 1287.6403 | 1287.6404 | 1287.6404 | 1287.6404 | 1287.6404 | 1287.6404 | 1287.6404 | 1287.6404 | 881.6404 | 881.6404 | 647.3005 | 647.3005 | 647.3005 | 567.3005 | 567.3006 | 567.3017 | 567.3017 | 567.3017 | 567.3017 | 567.3017 | 567.3017 | 567.3017 | 490.7067 | 490.7067
SA1 | Hydro | 0 | 0 | 0 | 0 | 0 | 0 | 0 | 0 | 0 | 0 | 0 | 0 | 0 | 0 | 0 | 0 | 0 | 0 | 0 | 0 | 0 | 0 | 0 | 0 | 0
SA1 | Wind | 2158.76 | 2158.7685 | 2158.7761 | 2158.7762 | 2158.7762 | 2158.7796 | 2158.7796 | 2158.8143 | 2886.3038 | 3076.9466 | 3076.9466 | 3076.9481 | 3234.8239 | 3234.8244 | 3309.9955 | 3495.6047 | 3495.6204 | 3858.4985 | 3676.4967 | 3637.4987 | 3766.1968 | 3766.197 | 3646.8415 | 3781.0058 | 3745.0781
SA1 | Solar PV | 378.0014 | 378.0036 | 378.0037 | 378.0037 | 378.0054 | 378.0086 | 378.0211 | 378.0212 | 378.0261 | 755.5871 | 969.7555 | 1338.0757 | 1353.9263 | 1353.9263 | 1353.9263 | 1353.9263 | 1353.9264 | 1353.9266 | 1353.9266 | 1378.0127 | 1378.0147 | 1378.0151 | 1243.0174 | 1108.0175 | 1144.2224
SA1 | LS Battery | 165.0008 | 165.0009 | 165.0009 | 165.0009 | 165.0009 | 165.0011 | 165.0016 | 165.0018 | 165.0018 | 215.4109 | 215.4109 | 464.8818 | 464.8818 | 439.8818 | 439.8818 | 439.8818 | 582.9096 | 582.9096 | 582.9096 | 582.9096 | 642.5382 | 642.5381 | 642.5381 | 1130.1863 | 1120.1863
SA1 | Pumped Hydro | 0 | 0 | 0 | 0.00055905 | 0.00058997 | 0.00064923 | 0.00069667 | 0.00073585 | 0.00081416 | 0.0010265 | 0.0010329 | 0.0012756 | 0.0013276 | 0.0013566 | 0.0016022 | 0.0017826 | 0.0039573 | 0.003966 | 0.0039747 | 0.0039876 | 0.0056329 | 0.0056529 | 0.0056599 | 0.0075645 | 0.0075779
SA1 | VPP | 67.12 | 61.24 | 55.4 | 49.3 | 56.97 | 75.39 | 101.25 | 140.63 | 177.54 | 204.19 | 230.5 | 245.93 | 264.06 | 285.92 | 315.17 | 340.96 | 360.07 | 379.62 | 401.61 | 410.98 | 420.24 | 429.48 | 439.05 | 448.62 | 458.6
Total excluding storage |  | 5453.4017 | 5333.4126 | 5153.4205 | 5153.4206 | 5153.4223 | 5153.4289 | 5153.4415 | 5153.4762 | 5880.9707 | 6043.1745 | 6257.3428 | 6391.3246 | 6565.0511 | 6565.0517 | 5760.2228 | 5945.8321 | 5416.8492 | 5779.7276 | 5597.7258 | 5582.8139 | 5711.5142 | 5711.5147 | 5457.1617 | 5379.7312 | 5380.0083
Region | Technology | 2021-22 | 2022-23 | 2023-24 | 2024-25 | 2025-26 | 2026-27 | 2027-28 | 2028-29 | 2029-30 | 2030-31 | 2031-32 | 2032-33 | 2033-34 | 2034-35 | 2035-36 | 2036-37 | 2037-38 | 2038-39 | 2039-40 | 2040-41 | 2041-42 | 2042-43 | 2043-44 | 2044-45 | 2045-46
TAS1 | Black Coal | 0 | 0 | 0 | 0 | 0 | 0 | 0 | 0 | 0 | 0 | 0 | 0 | 0 | 0 | 0 | 0 | 0 | 0 | 0 | 0 | 0 | 0 | 0 | 0 | 0
TAS1 | Brown Coal | 0 | 0 | 0 | 0 | 0 | 0 | 0 | 0 | 0 | 0 | 0 | 0 | 0 | 0 | 0 | 0 | 0 | 0 | 0 | 0 | 0 | 0 | 0 | 0 | 0
TAS1 | CCGT | 208 | 208.0002 | 208.0002 | 208.0002 | 208.0002 | 208.0002 | 208.0002 | 208.0002 | 208.0002 | 208.0003 | 208.0003 | 208.0003 | 208.0003 | 208.0003 | 208.0003 | 208.0003 | 208.0004 | 208.0004 | 208.0004 | 208.0004 | 208.0005 | 208.0005 | 208.0005 | 208.0006 | 208.0006
TAS1 | Gas - Steam | 0 | 0 | 0 | 0 | 0 | 0 | 0 | 0 | 0 | 0 | 0 | 0 | 0 | 0 | 0 | 0 | 0 | 0 | 0 | 0 | 0 | 0 | 0 | 0 | 0
TAS1 | OCGT / Diesel | 178.0002 | 178.0002 | 178.0003 | 178.0003 | 178.0003 | 178.0003 | 178.0003 | 178.0003 | 178.0004 | 178.0004 | 178.0004 | 178.0004 | 178.0005 | 178.0005 | 178.0005 | 178.0006 | 178.0007 | 178.0007 | 178.0007 | 58.0007 | 58.0009 | 58.0009 | 58.0009 | 58.0011 | 58.0012
TAS1 | Hydro | 2176.5 | 2176.5 | 2176.5 | 2176.5 | 2176.5 | 2176.5 | 2176.5 | 2176.5 | 2176.5 | 2176.5 | 2176.5 | 2176.5 | 2176.5 | 2176.5 | 2176.5 | 2176.5 | 2176.5 | 2176.5 | 2176.5 | 2176.5 | 2176.5 | 2176.5 | 2176.5 | 2176.5 | 2176.5
TAS1 | Wind | 573.2 | 573.2049 | 833.1502 | 868.1867 | 868.1868 | 868.1875 | 868.1875 | 915.2808 | 1087.3659 | 1125.7862 | 1473.2402 | 1915.7686 | 1915.7708 | 1915.7708 | 1915.7708 | 1915.7709 | 1915.7709 | 1915.7709 | 1915.7709 | 1915.7709 | 1915.7718 | 1915.7719 | 1915.7719 | 1762.1719 | 1762.1723
TAS1 | Solar PV | 0.00017604 | 0.00026524 | 0.00026648 | 0.00026658 | 0.00042043 | 0.00069642 | 0.00073857 | 0.00074389 | 0.0011501 | 0.0021059 | 0.0021116 | 0.002119 | 0.0021211 | 0.0021215 | 0.0021219 | 0.0021226 | 0.0021246 | 0.0022225 | 0.002226 | 0.0022274 | 0.0028748 | 0.0030483 | 0.0030502 | 0.0031561 | 0.0034078
TAS1 | LS Battery | 0.00060446 | 0.00060624 | 0.00060627 | 0.00060628 | 0.00060665 | 0.000944 | 0.0012995 | 0.0014683 | 0.0014685 | 0.0049187 | 0.0059657 | 0.005978 | 0.0059785 | 0.0059787 | 0.0059788 | 0.0059789 | 0.005979 | 0.0059791 | 0.0059794 | 0.0059874 | 0.0084575 | 0.0084651 | 0.0084816 | 0.0086124 | 0.008651
TAS1 | Pumped Hydro | 0 | 0 | 0 | 0.00095208 | 0.0010304 | 0.0011054 | 0.0011765 | 0.0012484 | 0.0013769 | 0.001601 | 0.0019847 | 0.0027056 | 0.002829 | 0.0028554 | 0.003852 | 0.0042403 | 0.0042887 | 0.0043274 | 0.0048441 | 0.0048613 | 0.014135 | 0.014151 | 0.014166 | 0.014184 | 0.014202
TAS1 | VPP | 5.51 | 6.1 | 6.8 | 7.72 | 10.2 | 14.78 | 20.96 | 29.4 | 39.65 | 47.49 | 54.28 | 58.32 | 63.01 | 68.31 | 75.34 | 81.33 | 85.93 | 90.47 | 95.16 | 96.9 | 98.55 | 100.16 | 101.81 | 103.41 | 105.05
Total excluding storage |  | 3135.7004 | 3135.7056 | 3395.651 | 3430.6875 | 3430.6877 | 3430.6887 | 3430.6887 | 3477.7821 | 3649.8677 | 3688.289 | 4035.743 | 4478.2714 | 4478.2738 | 4478.2738 | 4478.2738 | 4478.2739 | 4478.2741 | 4478.2742 | 4478.2743 | 4358.2743 | 4358.2762 | 4358.2764 | 4358.2764 | 4204.6768 | 4204.6774
Explicitly modelled pumping
Region | Technology | 2021-22 | 2022-23 | 2023-24 | 2024-25 | 2025-26 | 2026-27 | 2027-28 | 2028-29 | 2029-30 | 2030-31 | 2031-32 | 2032-33 | 2033-34 | 2034-35 | 2035-36 | 2036-37 | 2037-38 | 2038-39 | 2039-40 | 2040-41 | 2041-42 | 2042-43 | 2043-44 | 2044-45 | 2045-46
NEM | LS Battery pump | 342.3362 | 362.3363 | 362.3363 | 362.3363 | 362.3363 | 362.3389 | 362.3428 | 362.3443 | 362.3443 | 900.933 | 900.9341 | 1529.03 | 2999.3834 | 2974.3834 | 2974.3834 | 2974.3834 | 3117.4112 | 3117.4112 | 3117.4112 | 3117.4113 | 3598.0331 | 4209.1936 | 4209.1937 | 4696.9546 | 4686.9548
NEM | Pumped Hydro pump | 1330 | 1330 | 1330 | 1330.0069 | 3370.0071 | 3370.0077 | 3370.008 | 3370.0083 | 3370.0091 | 3370.0118 | 3370.0124 | 3370.0155 | 3370.0173 | 3370.0176 | 3370.0817 | 3718.0616 | 5030.2193 | 5030.2195 | 5030.221 | 5030.2221 | 6256.0136 | 6819.4846 | 6819.4846 | 7621.3263 | 7621.3265
NEM | VPP pump | 262.68 | 288.88 | 317.7 | 349.41 | 464.02 | 673.31 | 954.58 | 1317.33 | 1777.05 | 2145.35 | 2510.19 | 2769.71 | 3002.37 | 3263.91 | 3597.21 | 3891.86 | 4149.26 | 4418.63 | 4720.58 | 4873.47 | 5025.06 | 5178.5499 | 5337.91 | 5499.8401 | 5670.0901
Region | Technology | 2021-22 | 2022-23 | 2023-24 | 2024-25 | 2025-26 | 2026-27 | 2027-28 | 2028-29 | 2029-30 | 2030-31 | 2031-32 | 2032-33 | 2033-34 | 2034-35 | 2035-36 | 2036-37 | 2037-38 | 2038-39 | 2039-40 | 2040-41 | 2041-42 | 2042-43 | 2043-44 | 2044-45 | 2045-46
NSW1 | LS Battery pump | 0.003583 | 0.0035838 | 0.003584 | 0.0035841 | 0.0035849 | 0.0048352 | 0.006906 | 0.0076569 | 0.0076579 | 488.1644 | 488.1644 | 866.7512 | 2088.4221 | 2088.4221 | 2088.4221 | 2088.4221 | 2088.4221 | 2088.4221 | 2088.4221 | 2088.4221 | 2509.4053 | 3120.5652 | 3120.5652 | 3120.645 | 3120.6451
NSW1 | Pumped Hydro pump | 840 | 840 | 840 | 840.0038 | 2880.0039 | 2880.004 | 2880.0042 | 2880.0042 | 2880.0045 | 2880.0061 | 2880.0062 | 2880.0075 | 2880.0086 | 2880.0088 | 2880.0608 | 3227.9466 | 4079.7237 | 4079.7238 | 4079.7243 | 4079.7249 | 4258.0113 | 4258.0113 | 4258.0114 | 4258.0275 | 4258.0275
NSW1 | VPP pump | 94.49 | 110.23 | 126.63 | 144.15 | 193.9 | 282.74 | 399.14 | 542.13 | 727.44 | 878.99 | 1025.97 | 1122.27 | 1214.7 | 1309.3 | 1433.4499 | 1544.12 | 1642.15 | 1741.46 | 1851.07 | 1904.99 | 1957.83 | 2010.98 | 2065.7499 | 2120.6801 | 2178.11
Region | Technology | 2021-22 | 2022-23 | 2023-24 | 2024-25 | 2025-26 | 2026-27 | 2027-28 | 2028-29 | 2029-30 | 2030-31 | 2031-32 | 2032-33 | 2033-34 | 2034-35 | 2035-36 | 2036-37 | 2037-38 | 2038-39 | 2039-40 | 2040-41 | 2041-42 | 2042-43 | 2043-44 | 2044-45 | 2045-46
QLD1 | LS Battery pump | 102.0006 | 122.0006 | 122.0006 | 122.0006 | 122.0006 | 122.001 | 122.0015 | 122.0017 | 122.0017 | 122.0122 | 122.0122 | 122.0504 | 426.063 | 426.063 | 426.063 | 426.063 | 426.063 | 426.063 | 426.063 | 426.063 | 426.0628 | 426.0635 | 426.0635 | 426.0635 | 426.0636
QLD1 | Pumped Hydro pump | 490 | 490 | 490 | 490.0008 | 490.0008 | 490.0009 | 490.001 | 490.001 | 490.0011 | 490.0014 | 490.0015 | 490.0018 | 490.0023 | 490.0024 | 490.0124 | 490.1055 | 950.4836 | 950.4836 | 950.4836 | 950.4836 | 1997.9337 | 2561.4045 | 2561.4045 | 2561.4045 | 2561.4045
QLD1 | VPP pump | 48.42 | 56.93 | 66 | 76.04 | 104.38 | 155.39 | 222.99 | 302.82 | 410.15 | 482.88 | 555.96 | 627.46 | 683.55 | 749.07 | 822.38 | 885.17 | 943.36 | 1010.04 | 1088.58 | 1132.12 | 1176.1899 | 1221.2 | 1268.1801 | 1316.6801 | 1368.05
Region | Technology | 2021-22 | 2022-23 | 2023-24 | 2024-25 | 2025-26 | 2026-27 | 2027-28 | 2028-29 | 2029-30 | 2030-31 | 2031-32 | 2032-33 | 2033-34 | 2034-35 | 2035-36 | 2036-37 | 2037-38 | 2038-39 | 2039-40 | 2040-41 | 2041-42 | 2042-43 | 2043-44 | 2044-45 | 2045-46
VIC1 | LS Battery pump | 75.3306 | 75.3306 | 75.3306 | 75.3306 | 75.3306 | 75.331 | 75.3315 | 75.3317 | 75.3317 | 75.3406 | 75.3406 | 75.3406 | 20.0106 | 20.0106 | 20.0106 | 20.0106 | 20.0106 | 20.0106 | 20.0106 | 20.0106 | 20.0183 | 20.0183 | 20.0183 | 20.0511 | 20.0512
VIC1 | Pumped Hydro pump | 0 | 0 | 0 | 0.00081147 | 0.00085506 | 0.0009502 | 0.0010186 | 0.0010882 | 0.0012397 | 0.0017152 | 0.001719 | 0.0021643 | 0.0022174 | 0.0022448 | 0.00303 | 0.0035397 | 0.0037227 | 0.0037743 | 0.0043117 | 0.0046858 | 0.048837 | 0.048905 | 0.048915 | 801.8726 | 801.8727
VIC1 | VPP pump | 47.14 | 54.38 | 62.87 | 72.2 | 98.57 | 145.01 | 210.24 | 302.35 | 422.27 | 531.8 | 643.48 | 715.73 | 777.05 | 851.31 | 950.87 | 1040.28 | 1117.75 | 1197.04 | 1284.16 | 1328.48 | 1372.25 | 1416.73 | 1463.12 | 1510.45 | 1560.28
Region | Technology | 2021-22 | 2022-23 | 2023-24 | 2024-25 | 2025-26 | 2026-27 | 2027-28 | 2028-29 | 2029-30 | 2030-31 | 2031-32 | 2032-33 | 2033-34 | 2034-35 | 2035-36 | 2036-37 | 2037-38 | 2038-39 | 2039-40 | 2040-41 | 2041-42 | 2042-43 | 2043-44 | 2044-45 | 2045-46
SA1 | LS Battery pump | 165.0008 | 165.0009 | 165.0009 | 165.0009 | 165.0009 | 165.0011 | 165.0016 | 165.0018 | 165.0018 | 215.4109 | 215.4109 | 464.8818 | 464.8818 | 439.8818 | 439.8818 | 439.8818 | 582.9096 | 582.9096 | 582.9096 | 582.9096 | 642.5382 | 642.5381 | 642.5381 | 1130.1863 | 1120.1863
SA1 | Pumped Hydro pump | 0 | 0 | 0 | 0.00055905 | 0.00058997 | 0.00064923 | 0.00069667 | 0.00073585 | 0.00081416 | 0.0010265 | 0.0010329 | 0.0012756 | 0.0013276 | 0.0013566 | 0.0016022 | 0.0017826 | 0.0039573 | 0.003966 | 0.0039747 | 0.0039876 | 0.0056329 | 0.0056529 | 0.0056599 | 0.0075645 | 0.0075779
SA1 | VPP pump | 67.12 | 61.24 | 55.4 | 49.3 | 56.97 | 75.39 | 101.25 | 140.63 | 177.54 | 204.19 | 230.5 | 245.93 | 264.06 | 285.92 | 315.17 | 340.96 | 360.07 | 379.62 | 401.61 | 410.98 | 420.24 | 429.48 | 439.05 | 448.62 | 458.6
Region | Technology | 2021-22 | 2022-23 | 2023-24 | 2024-25 | 2025-26 | 2026-27 | 2027-28 | 2028-29 | 2029-30 | 2030-31 | 2031-32 | 2032-33 | 2033-34 | 2034-35 | 2035-36 | 2036-37 | 2037-38 | 2038-39 | 2039-40 | 2040-41 | 2041-42 | 2042-43 | 2043-44 | 2044-45 | 2045-46
TAS1 | LS Battery pump | 0.00060446 | 0.00060624 | 0.00060627 | 0.00060628 | 0.00060665 | 0.000944 | 0.0012995 | 0.0014683 | 0.0014685 | 0.0049187 | 0.0059657 | 0.005978 | 0.0059785 | 0.0059787 | 0.0059788 | 0.0059789 | 0.005979 | 0.0059791 | 0.0059794 | 0.0059874 | 0.0084575 | 0.0084651 | 0.0084816 | 0.0086124 | 0.008651
TAS1 | Pumped Hydro pump | 0 | 0 | 0 | 0.00095208 | 0.0010304 | 0.0011054 | 0.0011765 | 0.0012484 | 0.0013769 | 0.001601 | 0.0019847 | 0.0027056 | 0.002829 | 0.0028554 | 0.003852 | 0.0042403 | 0.0042887 | 0.0043274 | 0.0048441 | 0.0048613 | 0.014135 | 0.014151 | 0.014166 | 0.014184 | 0.014202
TAS1 | VPP pump | 5.51 | 6.1 | 6.8 | 7.72 | 10.2 | 14.78 | 20.96 | 29.4 | 39.65 | 47.49 | 54.28 | 58.32 | 63.01 | 68.31 | 75.34 | 81.33 | 85.93 | 90.47 | 95.16 | 96.9 | 98.55 | 100.16 | 101.81 | 103.41 | 105.05
Non-controllable capacity
Region | Technology | 2021-22 | 2022-23 | 2023-24 | 2024-25 | 2025-26 | 2026-27 | 2027-28 | 2028-29 | 2029-30 | 2030-31 | 2031-32 | 2032-33 | 2033-34 | 2034-35 | 2035-36 | 2036-37 | 2037-38 | 2038-39 | 2039-40 | 2040-41 | 2041-42 | 2042-43 | 2043-44 | 2044-45 | 2045-46
NEM | Distributed PV | 0 | 0 | 0 | 0 | 0 | 0 | 0 | 0 | 0 | 0 | 0 | 0 | 0 | 0 | 0 | 0 | 0 | 0 | 0 | 0 | 0 | 0 | 0 | 0 | 0
NEM | Behind the meter battery | 552.3 | 696.3 | 837.1 | 1017.4 | 1247.7 | 1524.8 | 1809.6 | 2083 | 2386.2 | 2779.6 | 3319.3 | 3737.8 | 4103.2 | 4374.6 | 4594 | 4752.3 | 4883 | 5001.8 | 5119.3 | 5269.6 | 5401.9 | 5522.1 | 5629.3 | 5637.8 | 5642.5
NEM | Behind the meter battery pump | 552.3 | 696.3 | 837.1 | 1017.4 | 1247.7 | 1524.8 | 1809.6 | 2083 | 2386.2 | 2779.6 | 3319.3 | 3737.8 | 4103.2 | 4374.6 | 4594 | 4752.3 | 4883 | 5001.8 | 5119.3 | 5269.6 | 5401.9 | 5522.1 | 5629.3 | 5637.8 | 5642.5
Region | Technology | 2021-22 | 2022-23 | 2023-24 | 2024-25 | 2025-26 | 2026-27 | 2027-28 | 2028-29 | 2029-30 | 2030-31 | 2031-32 | 2032-33 | 2033-34 | 2034-35 | 2035-36 | 2036-37 | 2037-38 | 2038-39 | 2039-40 | 2040-41 | 2041-42 | 2042-43 | 2043-44 | 2044-45 | 2045-46
NSW1 | Distributed PV | 0 | 0 | 0 | 0 | 0 | 0 | 0 | 0 | 0 | 0 | 0 | 0 | 0 | 0 | 0 | 0 | 0 | 0 | 0 | 0 | 0 | 0 | 0 | 0 | 0
NSW1 | Behind the meter battery | 211.1 | 260.6 | 324.2 | 403.7 | 498.5 | 603.5 | 705.5 | 796.2 | 901.1 | 1030.8 | 1198.8 | 1339.5 | 1453.1 | 1533 | 1596.4 | 1643.5 | 1682.6 | 1718.4 | 1756 | 1802.8 | 1843.1 | 1879.9 | 1912.8 | 1915 | 1915.8
NSW1 | Behind the meter battery pump | 211.1 | 260.6 | 324.2 | 403.7 | 498.5 | 603.5 | 705.5 | 796.2 | 901.1 | 1030.8 | 1198.8 | 1339.5 | 1453.1 | 1533 | 1596.4 | 1643.5 | 1682.6 | 1718.4 | 1756 | 1802.8 | 1843.1 | 1879.9 | 1912.8 | 1915 | 1915.8
Region | Technology | 2021-22 | 2022-23 | 2023-24 | 2024-25 | 2025-26 | 2026-27 | 2027-28 | 2028-29 | 2029-30 | 2030-31 | 2031-32 | 2032-33 | 2033-34 | 2034-35 | 2035-36 | 2036-37 | 2037-38 | 2038-39 | 2039-40 | 2040-41 | 2041-42 | 2042-43 | 2043-44 | 2044-45 | 2045-46
QLD1 | Distributed PV | 0 | 0 | 0 | 0 | 0 | 0 | 0 | 0 | 0 | 0 | 0 | 0 | 0 | 0 | 0 | 0 | 0 | 0 | 0 | 0 | 0 | 0 | 0 | 0 | 0
QLD1 | Behind the meter battery | 100 | 124.2 | 154 | 192.4 | 239.2 | 291.9 | 341.6 | 391.7 | 447.9 | 535.6 | 658.8 | 750.2 | 840.6 | 910.1 | 967 | 1010.4 | 1047.8 | 1082.5 | 1115.7 | 1154.5 | 1190.3 | 1223.4 | 1253.3 | 1257.8 | 1261.5
QLD1 | Behind the meter battery pump | 100 | 124.2 | 154 | 192.4 | 239.2 | 291.9 | 341.6 | 391.7 | 447.9 | 535.6 | 658.8 | 750.2 | 840.6 | 910.1 | 967 | 1010.4 | 1047.8 | 1082.5 | 1115.7 | 1154.5 | 1190.3 | 1223.4 | 1253.3 | 1257.8 | 1261.5
Region | Technology | 2021-22 | 2022-23 | 2023-24 | 2024-25 | 2025-26 | 2026-27 | 2027-28 | 2028-29 | 2029-30 | 2030-31 | 2031-32 | 2032-33 | 2033-34 | 2034-35 | 2035-36 | 2036-37 | 2037-38 | 2038-39 | 2039-40 | 2040-41 | 2041-42 | 2042-43 | 2043-44 | 2044-45 | 2045-46
VIC1 | Distributed PV | 0 | 0 | 0 | 0 | 0 | 0 | 0 | 0 | 0 | 0 | 0 | 0 | 0 | 0 | 0 | 0 | 0 | 0 | 0 | 0 | 0 | 0 | 0 | 0 | 0
VIC1 | Behind the meter battery | 118.4 | 150.6 | 185.3 | 233.1 | 293.5 | 368.7 | 458.7 | 561.5 | 673.5 | 806.6 | 987.9 | 1130 | 1253.6 | 1350 | 1430.8 | 1487.6 | 1533.3 | 1573.9 | 1613.3 | 1665.5 | 1711.6 | 1753.3 | 1790.6 | 1795.4 | 1799.1
VIC1 | Behind the meter battery pump | 118.4 | 150.6 | 185.3 | 233.1 | 293.5 | 368.7 | 458.7 | 561.5 | 673.5 | 806.6 | 987.9 | 1130 | 1253.6 | 1350 | 1430.8 | 1487.6 | 1533.3 | 1573.9 | 1613.3 | 1665.5 | 1711.6 | 1753.3 | 1790.6 | 1795.4 | 1799.1
Region | Technology | 2021-22 | 2022-23 | 2023-24 | 2024-25 | 2025-26 | 2026-27 | 2027-28 | 2028-29 | 2029-30 | 2030-31 | 2031-32 | 2032-33 | 2033-34 | 2034-35 | 2035-36 | 2036-37 | 2037-38 | 2038-39 | 2039-40 | 2040-41 | 2041-42 | 2042-43 | 2043-44 | 2044-45 | 2045-46
SA1 | Distributed PV | 0 | 0 | 0 | 0 | 0 | 0 | 0 | 0 | 0 | 0 | 0 | 0 | 0 | 0 | 0 | 0 | 0 | 0 | 0 | 0 | 0 | 0 | 0 | 0 | 0
SA1 | Behind the meter battery | 108 | 143.6 | 152.5 | 162.3 | 184.7 | 221.6 | 255.8 | 278.4 | 302.3 | 337 | 392.1 | 427.5 | 457.7 | 477.7 | 491.8 | 500 | 506.3 | 511.9 | 517.2 | 527 | 534.9 | 541.6 | 547 | 544.4 | 541.4
SA1 | Behind the meter battery pump | 108 | 143.6 | 152.5 | 162.3 | 184.7 | 221.6 | 255.8 | 278.4 | 302.3 | 337 | 392.1 | 427.5 | 457.7 | 477.7 | 491.8 | 500 | 506.3 | 511.9 | 517.2 | 527 | 534.9 | 541.6 | 547 | 544.4 | 541.4
Region | Technology | 2021-22 | 2022-23 | 2023-24 | 2024-25 | 2025-26 | 2026-27 | 2027-28 | 2028-29 | 2029-30 | 2030-31 | 2031-32 | 2032-33 | 2033-34 | 2034-35 | 2035-36 | 2036-37 | 2037-38 | 2038-39 | 2039-40 | 2040-41 | 2041-42 | 2042-43 | 2043-44 | 2044-45 | 2045-46
TAS1 | Distributed PV | 0 | 0 | 0 | 0 | 0 | 0 | 0 | 0 | 0 | 0 | 0 | 0 | 0 | 0 | 0 | 0 | 0 | 0 | 0 | 0 | 0 | 0 | 0 | 0 | 0
TAS1 | Behind the meter battery | 14.8 | 17.3 | 21.1 | 25.9 | 31.8 | 39.1 | 48 | 55.2 | 61.4 | 69.6 | 81.7 | 90.6 | 98.2 | 103.8 | 108 | 110.8 | 113 | 115.1 | 117.1 | 119.8 | 122 | 123.9 | 125.6 | 125.2 | 124.7
TAS1 | Behind the meter battery pump | 14.8 | 17.3 | 21.1 | 25.9 | 31.8 | 39.1 | 48 | 55.2 | 61.4 | 69.6 | 81.7 | 90.6 | 98.2 | 103.8 | 108 | 110.8 | 113 | 115.1 | 117.1 | 119.8 | 122 | 123.9 | 125.6 | 125.2 | 124.7

## BaseCase_VOM Cost
VOM cost by technology ($000s) - Base Case, Fast Change Scenario
VOM | Real June 2019 dollars discounted to June 2020
Explicitly modelled generation
Region | Technology | 2021-22 | 2022-23 | 2023-24 | 2024-25 | 2025-26 | 2026-27 | 2027-28 | 2028-29 | 2029-30 | 2030-31 | 2031-32 | 2032-33 | 2033-34 | 2034-35 | 2035-36 | 2036-37 | 2037-38 | 2038-39 | 2039-40 | 2040-41 | 2041-42 | 2042-43 | 2043-44 | 2044-45 | 2045-46
NEM | Black Coal | 359988.4966 | 290027.3485 | 273578.6507 | 260770.2426 | 240247.5475 | 209777.6337 | 196255.6453 | 184796.8233 | 178327.667 | 148284.262 | 130857.8879 | 118395.3858 | 100387.8793 | 79930.6034 | 51610.0056 | 43142.8592 | 44419.0041 | 43739.778 | 40553.3839 | 30831.2331 | 25920.1327 | 15687.1082 | 12984.6799 | 11285.0869 | 9078.8485
NEM | Brown Coal | 118975.9635 | 99121.9535 | 100734.9395 | 92873.3695 | 85611.1 | 78808.272 | 71144.33 | 67933.187 | 53405.8493 | 47366.663 | 39594.445 | 40800.941 | 39401.7075 | 34028.744 | 30993.398 | 27583.7505 | 29632.556 | 27358.2413 | 26717.1508 | 23925.8025 | 24088.0868 | 22652.8341 | 19592.7136 | 16449.7875 | 13626.3343
NEM | CCGT | 21246.1547 | 14820.8274 | 13125.332 | 11008.6765 | 9865.2905 | 9226.6082 | 8711.1361 | 8245.9801 | 7778.3768 | 12756.665 | 7031.609 | 8115.5811 | 14554.5368 | 9235.316 | 10609.4932 | 7857.3467 | 9145.9008 | 9459.2007 | 8614.195 | 9385.4955 | 9401.4538 | 11878.1723 | 6589.858 | 4631.0614 | 2525.9924
NEM | Gas - Steam | 1601.5538 | 1464.2833 | 1476.1884 | 158.0022 | 136.8814 | 142.8036 | 124.9458 | 118.7707 | 117.3982 | 138.1454 | 117.3231 | 107.6435 | 119.7098 | 96.4644 | 31.6505 | 37.8483 | 83.1229 | 38.7873 | 0 | 0 | 0 | 0 | 0 | 0 | 0
NEM | OCGT / Diesel | 1049.0203 | 694.9786 | 1516.6607 | 132.0386 | 6.0773 | 113.0674 | 29.0936 | 27.6077 | 41.9702 | 554.7439 | 132.2477 | 497.9753 | 872.6945 | 496.4385 | 1109.3682 | 1276.2709 | 2307.8575 | 1253.7135 | 2861.0319 | 4231.5279 | 5691.7967 | 9304.3259 | 12535.4488 | 6002.9386 | 7047.5904
NEM | Hydro | 83745.6151 | 101579.5615 | 77957.7196 | 81465.2091 | 86309.0474 | 76509.0429 | 72794.4787 | 79584.1891 | 65602.8139 | 53667.9698 | 62714.7355 | 48482.072 | 50369.271 | 52904.1713 | 47307.4352 | 44302.0084 | 47394.0326 | 38857.4686 | 30905.9783 | 37036.5307 | 28288.0872 | 28438.0566 | 30326.4117 | 26524.4321 | 25143.0694
NEM | Wind | 67958.9467 | 86523.3871 | 78812.6442 | 72727.8072 | 72805.8129 | 72108.4225 | 69445.3786 | 72623.4705 | 72654.7837 | 77080.2484 | 78774.5716 | 80526.1008 | 78405.4382 | 90864.5773 | 97134.6113 | 97709.9583 | 93698.0812 | 86290.9016 | 82074.8264 | 75962.0059 | 70804.2668 | 67539.6467 | 69399.4465 | 67910.903 | 66192.5707
NEM | Solar PV | 14.3715 | 16.882 | 17.2322 | 16.2267 | 14.8239 | 17.2356 | 17.7528 | 15.3497 | 16.0978 | 19.683 | 19.6932 | 19.7071 | 19.8339 | 18.1662 | 18.8018 | 18.3447 | 16.7219 | 17.132 | 16.9543 | 17.8217 | 18.8601 | 19.3429 | 17.7589 | 17.6432 | 17.1396
NEM | LS Battery | 0.11072 | 0.11143 | 0.13391 | 0.11754 | 0.11048 | 0.11843 | 0.1076 | 0.094657 | 0.094877 | 0.89384 | 0.78475 | 1.5904 | 3.2056 | 2.9126 | 2.9359 | 2.7575 | 2.6679 | 2.4747 | 2.3975 | 2.2117 | 2.4493 | 2.6848 | 2.4551 | 2.7269 | 2.5581
NEM | Pumped Hydro | 247.1736 | 687.0745 | 1675.1252 | 1642.7912 | 3689.8529 | 6473.4694 | 7218.1487 | 4852.9648 | 6925.5028 | 12401.5993 | 8588.0895 | 11343.0041 | 11009.8031 | 10484.4261 | 13429.2497 | 12303.8237 | 11812.8575 | 10575.5792 | 10901.6677 | 11323.5457 | 10698.5503 | 9495.9337 | 9266.5239 | 9377.9861 | 8696.1932
NEM | VPP | 0 | 0 | 0 | 0 | 0 | 0 | 0 | 0 | 0 | 0 | 0 | 0 | 0 | 0 | 0 | 0 | 0 | 0 | 0 | 0 | 0 | 0 | 0 | 0 | 0
Total excluding storage |  | 654580.1222 | 594249.2219 | 547219.3672 | 519151.5724 | 494996.5808 | 446703.0859 | 418522.7609 | 413345.3782 | 377944.9569 | 339868.3804 | 319242.513 | 296945.4066 | 284131.071 | 267574.4812 | 238814.7637 | 221928.387 | 226697.2771 | 207015.223 | 191743.5207 | 181390.4174 | 164212.6841 | 155519.4868 | 151446.3174 | 132821.8528 | 123631.5453
Region | Technology | 2021-22 | 2022-23 | 2023-24 | 2024-25 | 2025-26 | 2026-27 | 2027-28 | 2028-29 | 2029-30 | 2030-31 | 2031-32 | 2032-33 | 2033-34 | 2034-35 | 2035-36 | 2036-37 | 2037-38 | 2038-39 | 2039-40 | 2040-41 | 2041-42 | 2042-43 | 2043-44 | 2044-45 | 2045-46
NSW1 | Black Coal | 186233.4483 | 149726.5785 | 139927.371 | 130187.6815 | 119347.198 | 100362.6215 | 93807.9275 | 94323.6685 | 91738.608 | 70194.9135 | 62133.073 | 47769.6375 | 32320.9595 | 27338.3755 | 9254.81 | 10139.5825 | 12719.6035 | 11695.3435 | 11445.7515 | 4404.511 | 4646.148 | 0 | 0 | 0 | 0
NSW1 | Brown Coal | 0 | 0 | 0 | 0 | 0 | 0 | 0 | 0 | 0 | 0 | 0 | 0 | 0 | 0 | 0 | 0 | 0 | 0 | 0 | 0 | 0 | 0 | 0 | 0 | 0
NSW1 | CCGT | 156.7944 | 213.6152 | 206.0746 | 362.216 | 343.7357 | 320.7376 | 305.146 | 287.2822 | 269.6571 | 4441.8783 | 333.3498 | 1243.8574 | 4742.7522 | 2575.4071 | 2811.3977 | 1619.1265 | 3313.2094 | 3662.1844 | 3498.6604 | 3694.2584 | 3750.3421 | 5076.2493 | 764.3481 | 0.073209 | 0.070701
NSW1 | Gas - Steam | 0 | 0 | 0 | 0 | 0 | 0 | 0 | 0 | 0 | 0 | 0 | 0 | 0 | 0 | 0 | 0 | 0 | 0 | 0 | 0 | 0 | 0 | 0 | 0 | 0
NSW1 | OCGT / Diesel | 28.6524 | 12.0438 | 18.0999 | 15.5459 | 0.011377 | 0.63752 | 0.011437 | 0.011476 | 0.0118 | 20.5366 | 0.8605 | 54.2921 | 64.7107 | 6.2351 | 384.387 | 362.2684 | 792.5272 | 168.9639 | 1017.6997 | 2260.6663 | 3021.8435 | 5564.9194 | 8084.2601 | 3439.9085 | 3937.6432
NSW1 | Hydro | 12806.4581 | 12243.8309 | 11168.7647 | 14173.7738 | 13858.8525 | 13413.4841 | 12837.9134 | 14758.0302 | 11999.2559 | 11857.5138 | 9692.7612 | 9312.7274 | 10726.6596 | 10215.792 | 9943.4524 | 9168.5437 | 10525.2076 | 8366.5063 | 7150.3425 | 6884.7051 | 6030.08 | 6401.8759 | 6328.1439 | 5790.7729 | 5537.4329
NSW1 | Wind | 13937.2025 | 16754.8874 | 14717.3364 | 13426.6946 | 13176.8028 | 13191.4829 | 12393.0702 | 10685.2436 | 9505.2795 | 10595.8716 | 11137.531 | 18870.5625 | 19769.4664 | 22932.8247 | 23910.8903 | 24382.7213 | 21607.1212 | 18530.7624 | 18415.8164 | 16304.8845 | 15475.1981 | 15542.1557 | 15789.5849 | 15363.7372 | 14582.8346
NSW1 | Solar PV | 6.0994 | 7.0439 | 7.8147 | 7.7422 | 7.043 | 9.4489 | 10.3519 | 8.7524 | 9.3277 | 12.0452 | 11.5787 | 10.8717 | 11.7948 | 10.8065 | 10.9831 | 10.3888 | 10.0496 | 9.6791 | 9.6995 | 10.8595 | 11.0734 | 10.3276 | 9.6171 | 9.7727 | 9.5644
NSW1 | LS Battery | 1.9921e-05 | 1.971e-05 | 1.8883e-05 | 1.7598e-05 | 1.6822e-05 | 2.0307e-05 | 2.4793e-05 | 2.4837e-05 | 2.3881e-05 | 0.68335 | 0.59914 | 1.0887 | 2.3883 | 2.1855 | 2.2051 | 2.0727 | 1.9057 | 1.7619 | 1.7168 | 1.583 | 1.8015 | 2.0802 | 1.9035 | 1.9335 | 1.8025
NSW1 | Pumped Hydro | 37.694 | 150.3891 | 314.5817 | 405.5252 | 2606.7189 | 4969.991 | 5799.1856 | 3647.8546 | 5632.0624 | 10688.9888 | 7169.7763 | 9732.3064 | 9686.5981 | 9100.1104 | 11690.2162 | 10690.3515 | 10599.9242 | 9418.9712 | 9735.8477 | 10093.7839 | 9586.2209 | 8437.5922 | 8437.4336 | 8442.5849 | 7890.1124
NSW1 | VPP | 0 | 0 | 0 | 0 | 0 | 0 | 0 | 0 | 0 | 0 | 0 | 0 | 0 | 0 | 0 | 0 | 0 | 0 | 0 | 0 | 0 | 0 | 0 | 0 | 0
Total excluding storage |  | 213168.655 | 178957.9998 | 166045.4611 | 158173.6539 | 146733.6434 | 127298.4125 | 119354.4204 | 120062.9884 | 113522.1399 | 97122.759 | 83309.1541 | 77261.9486 | 67636.3432 | 63079.441 | 46315.9205 | 45682.6311 | 48967.7186 | 42433.4396 | 41537.97 | 33559.8848 | 32934.6851 | 32595.528 | 30975.9542 | 24604.2646 | 24067.5458
Region | Technology | 2021-22 | 2022-23 | 2023-24 | 2024-25 | 2025-26 | 2026-27 | 2027-28 | 2028-29 | 2029-30 | 2030-31 | 2031-32 | 2032-33 | 2033-34 | 2034-35 | 2035-36 | 2036-37 | 2037-38 | 2038-39 | 2039-40 | 2040-41 | 2041-42 | 2042-43 | 2043-44 | 2044-45 | 2045-46
QLD1 | Black Coal | 173755.0483 | 140300.77 | 133651.2797 | 130582.5611 | 120900.3495 | 109415.0122 | 102447.7178 | 90473.1548 | 86589.059 | 78089.3485 | 68724.8149 | 70625.7483 | 68066.9198 | 52592.2279 | 42355.1956 | 33003.2767 | 31699.4006 | 32044.4345 | 29107.6324 | 26426.7221 | 21273.9847 | 15687.1082 | 12984.6799 | 11285.0869 | 9078.8485
QLD1 | Brown Coal | 0 | 0 | 0 | 0 | 0 | 0 | 0 | 0 | 0 | 0 | 0 | 0 | 0 | 0 | 0 | 0 | 0 | 0 | 0 | 0 | 0 | 0 | 0 | 0 | 0
QLD1 | CCGT | 11571.692 | 7453.318 | 7437.3495 | 8016.2437 | 7054.3569 | 6576.1818 | 6209.8218 | 5871.2191 | 5539.1096 | 5248.3885 | 4945.9358 | 5225.9217 | 7253.727 | 4787.3856 | 6411.3454 | 4928.2832 | 5832.6668 | 5796.9923 | 5115.5107 | 5691.2152 | 5651.0839 | 6801.8961 | 5825.4842 | 4630.9628 | 2525.8972
QLD1 | Gas - Steam | 0 | 0 | 0 | 0 | 0 | 0 | 0 | 0 | 0 | 0 | 0 | 0 | 0 | 0 | 0 | 0 | 0 | 0 | 0 | 0 | 0 | 0 | 0 | 0 | 0
QLD1 | OCGT / Diesel | 57.9012 | 0.018412 | 5.4493 | 10.1195 | 0.014157 | 3.5495 | 0.013414 | 2.2211 | 0.012878 | 1.3862 | 0.011771 | 90.4545 | 115.0608 | 0.0078402 | 194.2921 | 496.0219 | 341.0019 | 114.2148 | 538.8285 | 426.3585 | 480.4913 | 1434.8794 | 1240.446 | 1306.3566 | 1930.6623
QLD1 | Hydro | 4626.5211 | 4358.5028 | 4119.927 | 3868.1492 | 3644.0079 | 3440.7867 | 3253.5042 | 3042.4312 | 2879.859 | 2713.1775 | 2566.9413 | 2405.1177 | 2267.0489 | 2133.2671 | 2012.3662 | 1882.4599 | 664.3035 | 629.4863 | 592.2144 | 561.8296 | 529.6751 | 0 | 0 | 0 | 0
QLD1 | Wind | 5150.3303 | 16117.3735 | 17074.0659 | 14172.5084 | 15821.4697 | 15102.2664 | 15027.1747 | 24415.1282 | 22168.6556 | 26907.0966 | 23959.2289 | 23075.3258 | 21017.0375 | 31110.5246 | 33191.7921 | 34545.1482 | 37743.2017 | 34987.6294 | 33716.897 | 28339.8831 | 27339.6683 | 22812.2281 | 25906.3331 | 24403.827 | 24913.9553
QLD1 | Solar PV | 5.1894 | 6.93 | 6.5836 | 5.9326 | 5.4767 | 5.5036 | 5.1941 | 4.1032 | 4.303 | 4.2169 | 4.6 | 4.9461 | 4.5153 | 4.1746 | 4.1838 | 3.8095 | 2.9689 | 3.1023 | 3.0556 | 2.994 | 3.9476 | 5.4556 | 4.9552 | 4.8632 | 4.5893
QLD1 | LS Battery | 0.022425 | 0.033662 | 0.04757 | 0.045467 | 0.043108 | 0.050792 | 0.045251 | 0.036627 | 0.038301 | 0.041571 | 0.035013 | 0.038055 | 0.39815 | 0.3539 | 0.35967 | 0.33173 | 0.30627 | 0.28795 | 0.27594 | 0.26087 | 0.25022 | 0.23773 | 0.21626 | 0.20514 | 0.19338
QLD1 | Pumped Hydro | 209.4796 | 536.6854 | 1360.5435 | 1237.266 | 1083.134 | 1503.4784 | 1418.963 | 1205.1102 | 1293.4404 | 1712.6105 | 1418.3131 | 1610.6976 | 1323.2049 | 1384.3156 | 1739.0335 | 1613.4722 | 1212.9333 | 1156.608 | 1165.8201 | 1229.7618 | 1112.3293 | 1058.3414 | 829.0902 | 934.2927 | 805.0356
QLD1 | VPP | 0 | 0 | 0 | 0 | 0 | 0 | 0 | 0 | 0 | 0 | 0 | 0 | 0 | 0 | 0 | 0 | 0 | 0 | 0 | 0 | 0 | 0 | 0 | 0 | 0
Total excluding storage |  | 195166.6824 | 168236.9128 | 162294.655 | 156655.5146 | 147425.675 | 134543.3002 | 126943.426 | 123808.2576 | 117180.9992 | 112963.6143 | 100201.5327 | 101427.5141 | 98724.3093 | 90627.5877 | 84169.1752 | 74858.9994 | 76283.5435 | 73575.8594 | 69074.1386 | 61449.0025 | 55278.8509 | 46741.5674 | 45961.8983 | 41631.0965 | 38453.9526
Region | Technology | 2021-22 | 2022-23 | 2023-24 | 2024-25 | 2025-26 | 2026-27 | 2027-28 | 2028-29 | 2029-30 | 2030-31 | 2031-32 | 2032-33 | 2033-34 | 2034-35 | 2035-36 | 2036-37 | 2037-38 | 2038-39 | 2039-40 | 2040-41 | 2041-42 | 2042-43 | 2043-44 | 2044-45 | 2045-46
VIC1 | Black Coal | 0 | 0 | 0 | 0 | 0 | 0 | 0 | 0 | 0 | 0 | 0 | 0 | 0 | 0 | 0 | 0 | 0 | 0 | 0 | 0 | 0 | 0 | 0 | 0 | 0
VIC1 | Brown Coal | 118975.9635 | 99121.9535 | 100734.9395 | 92873.3695 | 85611.1 | 78808.272 | 71144.33 | 67933.187 | 53405.8493 | 47366.663 | 39594.445 | 40800.941 | 39401.7075 | 34028.744 | 30993.398 | 27583.7505 | 29632.556 | 27358.2413 | 26717.1508 | 23925.8025 | 24088.0868 | 22652.8341 | 19592.7136 | 16449.7875 | 13626.3343
VIC1 | CCGT | 0 | 0.0071967 | 0.0072158 | 0.0071004 | 0.0067335 | 0.0064871 | 0.0064492 | 0.0064056 | 0.0067657 | 0.007354 | 0.0066725 | 0.0069681 | 0.0076292 | 0.0071328 | 0.0068378 | 0.0064556 | 0.0080813 | 0.0078747 | 0.0080943 | 0.0076193 | 0.010026 | 0.0096997 | 0.0092124 | 0.0090511 | 0.0087643
VIC1 | Gas - Steam | 50.6643 | 39.1165 | 46.1776 | 11.7377 | 0.14948 | 13.9517 | 3.3808 | 2.6002 | 8.7545 | 34.8643 | 17.8942 | 16.8854 | 32.1208 | 14.0909 | 31.6505 | 37.8483 | 83.1229 | 38.7873 | 0 | 0 | 0 | 0 | 0 | 0 | 0
VIC1 | OCGT / Diesel | 111.9841 | 192.8519 | 154.4874 | 58.4073 | 0.017589 | 52.5282 | 11.7213 | 6.9487 | 7.072 | 67.8794 | 68.0261 | 42.0537 | 51.9921 | 1.1018 | 65.1503 | 69.6091 | 162.5961 | 28.3806 | 126.5194 | 138.2831 | 376.0897 | 316.2489 | 998.182 | 844.1356 | 822.0905
VIC1 | Hydro | 19230.2087 | 17911.2975 | 15502.5794 | 18026.3365 | 17465.0688 | 15585.0028 | 14801.8923 | 18105.5657 | 13962.8096 | 11305.4163 | 10574.6369 | 9068.5637 | 10576.7441 | 10273.0862 | 9211.3436 | 8669.5617 | 10435.8906 | 8181.7413 | 6627.1911 | 6212.5065 | 5352.1773 | 6205.6211 | 6012.8315 | 5370.2779 | 5084.4412
VIC1 | Wind | 28794.3608 | 33124.591 | 26977.2156 | 25757.705 | 25388.858 | 25176.2697 | 24088.3385 | 21850.4082 | 21137.1001 | 20241.862 | 21682.8439 | 17944.7628 | 17168.9295 | 17622.9274 | 20379.8159 | 19745.8024 | 17332.0412 | 15939.996 | 14619.3833 | 15644.5735 | 14909.2756 | 16892.2703 | 16275.7664 | 16233.0432 | 15330.7133
VIC1 | Solar PV | 2.1916 | 2.0619 | 2.0224 | 1.8222 | 1.6337 | 1.633 | 1.5732 | 1.9458 | 1.909 | 2.3677 | 2.2259 | 2.1877 | 1.972 | 1.7688 | 2.2432 | 2.795 | 2.5187 | 3.1839 | 3.0743 | 2.8813 | 2.8065 | 2.6328 | 2.4215 | 2.337 | 2.3125
VIC1 | LS Battery | 0.029268 | 0.02421 | 0.026151 | 0.022796 | 0.022235 | 0.022654 | 0.020438 | 0.020661 | 0.019837 | 0.021806 | 0.015517 | 0.018317 | 0.0047881 | 0.0041984 | 0.004629 | 0.0043359 | 0.0039983 | 0.0037209 | 0.0036279 | 0.003397 | 0.0035306 | 0.0032693 | 0.0028328 | 0.0026596 | 0.0026185
VIC1 | Pumped Hydro | 0 | 0 | 0 | 4.0878e-06 | 4.105e-06 | 4.3091e-06 | 4.3203e-06 | 4.284e-06 | 4.6007e-06 | 6.2914e-06 | 5.5963e-06 | 6.7652e-06 | 6.4307e-06 | 6.0979e-06 | 8.098e-06 | 8.9087e-06 | 8.9577e-06 | 8.5092e-06 | 9.3193e-06 | 9.7346e-06 | 8.806e-05 | 8.3157e-05 | 7.5601e-05 | 1.1085 | 1.0453
VIC1 | VPP | 0 | 0 | 0 | 0 | 0 | 0 | 0 | 0 | 0 | 0 | 0 | 0 | 0 | 0 | 0 | 0 | 0 | 0 | 0 | 0 | 0 | 0 | 0 | 0 | 0
Total excluding storage |  | 167165.3731 | 150391.8796 | 143417.4292 | 136729.3853 | 128466.8343 | 119637.6639 | 110051.2427 | 107900.6621 | 88523.5012 | 79019.0601 | 71940.0787 | 67875.4012 | 67233.4738 | 61941.7261 | 60683.6083 | 56109.3735 | 57648.7336 | 51550.3382 | 48093.327 | 45924.0545 | 44728.4459 | 46069.6169 | 42881.9243 | 38899.5902 | 34865.9005
Region | Technology | 2021-22 | 2022-23 | 2023-24 | 2024-25 | 2025-26 | 2026-27 | 2027-28 | 2028-29 | 2029-30 | 2030-31 | 2031-32 | 2032-33 | 2033-34 | 2034-35 | 2035-36 | 2036-37 | 2037-38 | 2038-39 | 2039-40 | 2040-41 | 2041-42 | 2042-43 | 2043-44 | 2044-45 | 2045-46
SA1 | Black Coal | 0 | 0 | 0 | 0 | 0 | 0 | 0 | 0 | 0 | 0 | 0 | 0 | 0 | 0 | 0 | 0 | 0 | 0 | 0 | 0 | 0 | 0 | 0 | 0 | 0
SA1 | Brown Coal | 0 | 0 | 0 | 0 | 0 | 0 | 0 | 0 | 0 | 0 | 0 | 0 | 0 | 0 | 0 | 0 | 0 | 0 | 0 | 0 | 0 | 0 | 0 | 0 | 0
SA1 | CCGT | 9517.6683 | 7153.8807 | 5481.8942 | 2630.2033 | 2467.1853 | 2329.6766 | 2196.1562 | 2087.467 | 1969.5977 | 3066.3848 | 1752.3112 | 1645.7891 | 2558.0438 | 1872.5104 | 1386.7378 | 1309.9252 | 0.010726 | 0.010243 | 0.0098608 | 0.0091798 | 0.011498 | 0.011175 | 0.010994 | 0.010983 | 0.010549
SA1 | Gas - Steam | 1550.8895 | 1425.1668 | 1430.0108 | 146.2645 | 136.732 | 128.8519 | 121.565 | 116.1705 | 108.6437 | 103.2812 | 99.4289 | 90.7581 | 87.5889 | 82.3735 | 0 | 0 | 0 | 0 | 0 | 0 | 0 | 0 | 0 | 0 | 0
SA1 | OCGT / Diesel | 850.4746 | 490.0581 | 1338.6175 | 47.9594 | 6.0283 | 56.3465 | 17.3418 | 18.4211 | 34.8682 | 464.936 | 63.3442 | 311.1694 | 640.9251 | 489.0885 | 462.945 | 348.3664 | 1007.0692 | 942.1487 | 1175.7711 | 1406.2168 | 1809.7861 | 1988.2743 | 2211.0837 | 400.9802 | 350.3574
SA1 | Hydro | 0 | 0 | 0 | 0 | 0 | 0 | 0 | 0 | 0 | 0 | 0 | 0 | 0 | 0 | 0 | 0 | 0 | 0 | 0 | 0 | 0 | 0 | 0 | 0 | 0
SA1 | Wind | 15606.4357 | 15721.5938 | 13130.7016 | 12585.7918 | 11541.1163 | 12086.945 | 11565.6939 | 9936.6036 | 13161.5285 | 12944.292 | 13397.3638 | 10850.2468 | 11097.9514 | 9905.294 | 10869.1831 | 10671.0826 | 9673.1021 | 10171.4901 | 9107.7195 | 9301.6023 | 7703.8314 | 7296.8552 | 6422.2459 | 7290.6588 | 6942.0143
SA1 | Solar PV | 0.89106 | 0.84618 | 0.8115 | 0.72969 | 0.67044 | 0.65014 | 0.63345 | 0.54827 | 0.55818 | 1.0532 | 1.2886 | 1.7016 | 1.5518 | 1.4163 | 1.3917 | 1.3514 | 1.1847 | 1.1668 | 1.1249 | 1.0869 | 1.0326 | 0.92694 | 0.76509 | 0.67029 | 0.67335
SA1 | LS Battery | 0.059007 | 0.053534 | 0.06017 | 0.049255 | 0.04512 | 0.044964 | 0.041882 | 0.037339 | 0.03671 | 0.1471 | 0.13507 | 0.44536 | 0.41438 | 0.36895 | 0.36654 | 0.34877 | 0.45196 | 0.42112 | 0.40111 | 0.36447 | 0.39411 | 0.36361 | 0.33248 | 0.58568 | 0.55961
SA1 | Pumped Hydro | 0 | 0 | 0 | 3.0306e-06 | 3.02e-06 | 3.1532e-06 | 3.1816e-06 | 3.125e-06 | 3.2819e-06 | 3.9717e-06 | 3.7739e-06 | 4.3898e-06 | 4.2392e-06 | 4.0772e-06 | 4.6614e-06 | 4.9183e-06 | 9.8155e-06 | 9.3105e-06 | 8.9116e-06 | 8.5652e-06 | 1.1209e-05 | 1.0481e-05 | 9.9011e-06 | 1.2271e-05 | 1.1786e-05
SA1 | VPP | 0 | 0 | 0 | 0 | 0 | 0 | 0 | 0 | 0 | 0 | 0 | 0 | 0 | 0 | 0 | 0 | 0 | 0 | 0 | 0 | 0 | 0 | 0 | 0 | 0
Total excluding storage |  | 27526.3592 | 24791.5455 | 21382.0357 | 15410.9487 | 14151.7323 | 14602.4701 | 13901.3904 | 12159.2104 | 15275.1964 | 16579.9471 | 15313.7366 | 12899.6651 | 14386.061 | 12350.6826 | 12720.2576 | 12330.7256 | 10681.3667 | 11114.8158 | 10284.6254 | 10708.9151 | 9514.6616 | 9286.0677 | 8634.1056 | 7692.3203 | 7293.0556
Region | Technology | 2021-22 | 2022-23 | 2023-24 | 2024-25 | 2025-26 | 2026-27 | 2027-28 | 2028-29 | 2029-30 | 2030-31 | 2031-32 | 2032-33 | 2033-34 | 2034-35 | 2035-36 | 2036-37 | 2037-38 | 2038-39 | 2039-40 | 2040-41 | 2041-42 | 2042-43 | 2043-44 | 2044-45 | 2045-46
TAS1 | Black Coal | 0 | 0 | 0 | 0 | 0 | 0 | 0 | 0 | 0 | 0 | 0 | 0 | 0 | 0 | 0 | 0 | 0 | 0 | 0 | 0 | 0 | 0 | 0 | 0 | 0
TAS1 | Brown Coal | 0 | 0 | 0 | 0 | 0 | 0 | 0 | 0 | 0 | 0 | 0 | 0 | 0 | 0 | 0 | 0 | 0 | 0 | 0 | 0 | 0 | 0 | 0 | 0 | 0
TAS1 | CCGT | 0 | 0.0062674 | 0.0065261 | 0.006311 | 0.00585 | 0.0057437 | 0.0056184 | 0.0053822 | 0.0056041 | 0.0060244 | 0.0056026 | 0.005906 | 0.0061611 | 0.005753 | 0.0055684 | 0.0052744 | 0.0057973 | 0.0059087 | 0.0059084 | 0.0052202 | 0.0063218 | 0.0060433 | 0.0055438 | 0.0053738 | 0.0051883
TAS1 | Gas - Steam | 0 | 0 | 0 | 0 | 0 | 0 | 0 | 0 | 0 | 0 | 0 | 0 | 0 | 0 | 0 | 0 | 0 | 0 | 0 | 0 | 0 | 0 | 0 | 0 | 0
TAS1 | OCGT / Diesel | 0.0079529 | 0.0063926 | 0.0065646 | 0.0065034 | 0.0057915 | 0.0056832 | 0.0055482 | 0.0052963 | 0.0053841 | 0.0056697 | 0.0051556 | 0.0055528 | 0.0057199 | 0.0052939 | 2.5938 | 0.0050908 | 4.6631 | 0.0055121 | 2.2131 | 0.0031978 | 3.5862 | 0.0038546 | 1.477 | 11.5577 | 6.837
TAS1 | Hydro | 47082.4272 | 67065.9302 | 47166.4485 | 45396.9496 | 51341.1181 | 44069.7692 | 41901.1688 | 43678.162 | 36760.8894 | 27791.8622 | 39880.3961 | 27695.6632 | 26798.8184 | 30282.026 | 26140.2729 | 24581.4432 | 25768.6309 | 21679.7348 | 16536.2303 | 23377.4895 | 16376.1548 | 15830.5596 | 17985.4362 | 15363.3813 | 14521.1953
TAS1 | Wind | 4470.6174 | 4804.9414 | 6913.3247 | 6785.1075 | 6877.5661 | 6551.4585 | 6371.1013 | 5736.0869 | 6682.22 | 6391.1261 | 8597.604 | 9785.2029 | 9352.0534 | 9293.0067 | 8782.9298 | 8365.2039 | 7342.6149 | 6661.0238 | 6215.0103 | 6371.0625 | 5376.2933 | 4996.1373 | 5005.5162 | 4619.6368 | 4423.0532
TAS1 | Solar PV | 2.3774e-07 | 3.277e-07 | 3.1628e-07 | 3.0088e-07 | 4.15e-07 | 7.6211e-07 | 7.3398e-07 | 6.9658e-07 | 1.1415e-06 | 2.0444e-06 | 1.8022e-06 | 1.6542e-06 | 1.5807e-06 | 1.3537e-06 | 1.2934e-06 | 1.135e-06 | 1.1378e-06 | 1.1709e-06 | 1.0837e-06 | 9.7081e-07 | 1.1984e-06 | 1.2e-06 | 1.0122e-06 | 1.0687e-06 | 1.0418e-06
TAS1 | LS Battery | 3.3726e-06 | 3.6842e-06 | 3.3873e-06 | 3.1816e-06 | 3.1546e-06 | 4.1559e-06 | 4.9606e-06 | 5.2162e-06 | 4.8253e-06 | 7.9655e-06 | 1.1359e-05 | 1.1095e-05 | 1.001e-05 | 9.9674e-06 | 1.0322e-05 | 1.0203e-05 | 9.7921e-06 | 8.8603e-06 | 8.8527e-06 | 9.9594e-06 | 1.0973e-05 | 1.0366e-05 | 1.0744e-05 | 1.0614e-05 | 9.7723e-06
TAS1 | Pumped Hydro | 0 | 0 | 0 | 4.3195e-06 | 4.668e-06 | 4.5859e-06 | 4.5899e-06 | 4.6377e-06 | 4.5878e-06 | 4.5484e-06 | 5.9908e-06 | 7.2622e-06 | 6.8355e-06 | 6.7474e-06 | 8.7884e-06 | 9.337e-06 | 8.7522e-06 | 8.2022e-06 | 9.5629e-06 | 9.3394e-06 | 2.2126e-05 | 2.0605e-05 | 1.9105e-05 | 1.8765e-05 | 1.7307e-05
TAS1 | VPP | 0 | 0 | 0 | 0 | 0 | 0 | 0 | 0 | 0 | 0 | 0 | 0 | 0 | 0 | 0 | 0 | 0 | 0 | 0 | 0 | 0 | 0 | 0 | 0 | 0
Total excluding storage |  | 51553.0525 | 71870.8842 | 54079.7862 | 52182.0699 | 58218.6959 | 50621.2392 | 48272.2813 | 49414.2596 | 43443.1203 | 34182.9999 | 48478.0109 | 37480.8775 | 36150.8837 | 39575.0437 | 34925.8021 | 32946.6574 | 33115.9148 | 28340.77 | 22753.4597 | 29748.5605 | 21756.0406 | 20826.7068 | 22992.435 | 19994.5812 | 18951.0908
Explicitly modelled pumping
Region | Technology | 2021-22 | 2022-23 | 2023-24 | 2024-25 | 2025-26 | 2026-27 | 2027-28 | 2028-29 | 2029-30 | 2030-31 | 2031-32 | 2032-33 | 2033-34 | 2034-35 | 2035-36 | 2036-37 | 2037-38 | 2038-39 | 2039-40 | 2040-41 | 2041-42 | 2042-43 | 2043-44 | 2044-45 | 2045-46
NEM | LS Battery pump | 0.13614 | 0.13777 | 0.16498 | 0.14508 | 0.13664 | 0.14591 | 0.13303 | 0.11657 | 0.11729 | 0.12076 | 0.10113 | 0.10756 | 0.085365 | 0.066127 | 0.070096 | 0.065188 | 0.056598 | 0.05343 | 0.051233 | 0.048877 | 0.046931 | 0.042979 | 0.036601 | 0.035595 | 0.032532
NEM | Pumped Hydro pump | 369.7318 | 1965.0573 | 4190.5782 | 4318.2386 | 7858.5431 | 12603.2837 | 13648.8669 | 9955.1417 | 12269.7818 | 20112.9863 | 16808.5906 | 19495.1914 | 18686.4483 | 17850.4274 | 22286.7794 | 21607.2563 | 19157.0535 | 17507.2663 | 17864.8561 | 19198.5767 | 17461.6891 | 15757.3052 | 14616.4801 | 15260.1 | 14113.5526
NEM | VPP pump | 0 | 0 | 0 | 0 | 0 | 0 | 0 | 0 | 0 | 0 | 0 | 0 | 0 | 0 | 0 | 0 | 0 | 0 | 0 | 0 | 0 | 0 | 0 | 0 | 0
Region | Technology | 2021-22 | 2022-23 | 2023-24 | 2024-25 | 2025-26 | 2026-27 | 2027-28 | 2028-29 | 2029-30 | 2030-31 | 2031-32 | 2032-33 | 2033-34 | 2034-35 | 2035-36 | 2036-37 | 2037-38 | 2038-39 | 2039-40 | 2040-41 | 2041-42 | 2042-43 | 2043-44 | 2044-45 | 2045-46
NSW1 | LS Battery pump | 0 | 0 | 0 | 0 | 0 | 0 | 0 | 0 | 0 | 0 | 0 | 0 | 0 | 0 | 0 | 0 | 0 | 0 | 0 | 0 | 0 | 0 | 0 | 0 | 0
NSW1 | Pumped Hydro pump | 79.3925 | 1195.7133 | 2248.092 | 2550.7786 | 6295.907 | 10470.0105 | 11621.4565 | 8233.1707 | 10421.7144 | 17666.0783 | 14770.6536 | 17205.3919 | 16795.9024 | 15862.9284 | 19811.8659 | 19302.0645 | 17417.3399 | 15864.2233 | 16200.5007 | 17436.0093 | 15876.6236 | 14252.5106 | 13439.9911 | 13929.3321 | 12967.1724
NSW1 | VPP pump | 0 | 0 | 0 | 0 | 0 | 0 | 0 | 0 | 0 | 0 | 0 | 0 | 0 | 0 | 0 | 0 | 0 | 0 | 0 | 0 | 0 | 0 | 0 | 0 | 0
Region | Technology | 2021-22 | 2022-23 | 2023-24 | 2024-25 | 2025-26 | 2026-27 | 2027-28 | 2028-29 | 2029-30 | 2030-31 | 2031-32 | 2032-33 | 2033-34 | 2034-35 | 2035-36 | 2036-37 | 2037-38 | 2038-39 | 2039-40 | 2040-41 | 2041-42 | 2042-43 | 2043-44 | 2044-45 | 2045-46
QLD1 | LS Battery pump | 0.027505 | 0.041471 | 0.058728 | 0.056132 | 0.053315 | 0.06261 | 0.055862 | 0.045215 | 0.047282 | 0.051296 | 0.04331 | 0.046783 | 0.044312 | 0.038136 | 0.041105 | 0.037596 | 0.031742 | 0.030591 | 0.029109 | 0.02862 | 0.026462 | 0.024235 | 0.020288 | 0.021092 | 0.019236
QLD1 | Pumped Hydro pump | 290.3392 | 769.3441 | 1942.4862 | 1767.4599 | 1562.6361 | 2133.2732 | 2027.4104 | 1721.971 | 1848.0674 | 2446.908 | 2037.937 | 2289.7995 | 1890.5459 | 1987.499 | 2474.9135 | 2305.1918 | 1739.7136 | 1643.043 | 1664.3554 | 1762.5674 | 1585.0655 | 1504.7946 | 1176.489 | 1330.7679 | 1146.3802
QLD1 | VPP pump | 0 | 0 | 0 | 0 | 0 | 0 | 0 | 0 | 0 | 0 | 0 | 0 | 0 | 0 | 0 | 0 | 0 | 0 | 0 | 0 | 0 | 0 | 0 | 0 | 0
Region | Technology | 2021-22 | 2022-23 | 2023-24 | 2024-25 | 2025-26 | 2026-27 | 2027-28 | 2028-29 | 2029-30 | 2030-31 | 2031-32 | 2032-33 | 2033-34 | 2034-35 | 2035-36 | 2036-37 | 2037-38 | 2038-39 | 2039-40 | 2040-41 | 2041-42 | 2042-43 | 2043-44 | 2044-45 | 2045-46
VIC1 | LS Battery pump | 0.036015 | 0.030006 | 0.032165 | 0.028141 | 0.027488 | 0.027927 | 0.025317 | 0.025414 | 0.024565 | 0.026818 | 0.019135 | 0.02259 | 0.0058894 | 0.0051622 | 0.0056936 | 0.0053325 | 0.0049173 | 0.0045901 | 0.0044474 | 0.0041895 | 0.0043204 | 0.0040226 | 0.0034618 | 0.0032277 | 0.0031798
VIC1 | Pumped Hydro pump | 0 | 0 | 0 | 0 | 0 | 0 | 0 | 0 | 0 | 0 | 0 | 0 | 0 | 0 | 0 | 0 | 0 | 0 | 0 | 0 | 0 | 0 | 0 | 0 | 0
VIC1 | VPP pump | 0 | 0 | 0 | 0 | 0 | 0 | 0 | 0 | 0 | 0 | 0 | 0 | 0 | 0 | 0 | 0 | 0 | 0 | 0 | 0 | 0 | 0 | 0 | 0 | 0
Region | Technology | 2021-22 | 2022-23 | 2023-24 | 2024-25 | 2025-26 | 2026-27 | 2027-28 | 2028-29 | 2029-30 | 2030-31 | 2031-32 | 2032-33 | 2033-34 | 2034-35 | 2035-36 | 2036-37 | 2037-38 | 2038-39 | 2039-40 | 2040-41 | 2041-42 | 2042-43 | 2043-44 | 2044-45 | 2045-46
SA1 | LS Battery pump | 0.072624 | 0.06629 | 0.074084 | 0.060808 | 0.055833 | 0.055378 | 0.051852 | 0.045943 | 0.045445 | 0.042643 | 0.038682 | 0.038186 | 0.035163 | 0.022829 | 0.023298 | 0.022259 | 0.019939 | 0.01825 | 0.017677 | 0.016068 | 0.016148 | 0.014721 | 0.01285 | 0.011275 | 0.010116
SA1 | Pumped Hydro pump | 0 | 0 | 0 | 0 | 0 | 0 | 0 | 0 | 0 | 0 | 0 | 0 | 0 | 0 | 0 | 0 | 0 | 0 | 0 | 0 | 0 | 0 | 0 | 0 | 0
SA1 | VPP pump | 0 | 0 | 0 | 0 | 0 | 0 | 0 | 0 | 0 | 0 | 0 | 0 | 0 | 0 | 0 | 0 | 0 | 0 | 0 | 0 | 0 | 0 | 0 | 0 | 0
Region | Technology | 2021-22 | 2022-23 | 2023-24 | 2024-25 | 2025-26 | 2026-27 | 2027-28 | 2028-29 | 2029-30 | 2030-31 | 2031-32 | 2032-33 | 2033-34 | 2034-35 | 2035-36 | 2036-37 | 2037-38 | 2038-39 | 2039-40 | 2040-41 | 2041-42 | 2042-43 | 2043-44 | 2044-45 | 2045-46
TAS1 | LS Battery pump | 0 | 0 | 0 | 0 | 0 | 0 | 0 | 0 | 0 | 0 | 0 | 0 | 0 | 0 | 0 | 0 | 0 | 0 | 0 | 0 | 0 | 0 | 0 | 0 | 0
TAS1 | Pumped Hydro pump | 0 | 0 | 0 | 0 | 0 | 0 | 0 | 0 | 0 | 0 | 0 | 0 | 0 | 0 | 0 | 0 | 0 | 0 | 0 | 0 | 0 | 0 | 0 | 0 | 0
TAS1 | VPP pump | 0 | 0 | 0 | 0 | 0 | 0 | 0 | 0 | 0 | 0 | 0 | 0 | 0 | 0 | 0 | 0 | 0 | 0 | 0 | 0 | 0 | 0 | 0 | 0 | 0

## BaseCase_FOM Cost
FOM cost by technology ($000s) - Base Case, Fast Change Scenario
FOM | Real June 2019 dollars discounted to June 2020. For new entrant capacity, the FOM is incurred annually in modelling. For existing capacity, FOM is considered to be a sunk cost, since the fixed retirement dates are assumed to be the same in the Base Case and the case with SWNSW. As such, early retirements are presented as an annual FOM saving, or negative cost, that continues until the assumed fixed date retirement.
Explicitly modelled generation
Region | Technology | 2021-22 | 2022-23 | 2023-24 | 2024-25 | 2025-26 | 2026-27 | 2027-28 | 2028-29 | 2029-30 | 2030-31 | 2031-32 | 2032-33 | 2033-34 | 2034-35 | 2035-36 | 2036-37 | 2037-38 | 2038-39 | 2039-40 | 2040-41 | 2041-42 | 2042-43 | 2043-44 | 2044-45 | 2045-46
NEM | Black Coal | 0 | 0 | 0 | 0 | 0 | 0 | 0 | 0 | 0 | 0 | 0 | 0 | 0 | 0 | 0 | 0 | 0 | 0 | 0 | 0 | 0 | 0 | 0 | 0 | 0
NEM | Brown Coal | 0 | 0 | 0 | 0 | 0 | 0 | 0 | 0 | 0 | 0 | 0 | 0 | 0 | 0 | 0 | 0 | 0 | 0 | 0 | 0 | 0 | 0 | 0 | 0 | 0
NEM | CCGT | 0 | 0.14036 | 0.022788 | 0.0056095 | 0.00028724 | 0.0011676 | 0.0018575 | 0.0023834 | 0.0063447 | 0.013322 | 0.00050786 | 0.0097589 | 0.016322 | 0.00019222 | 0.011704 | 0.0012594 | 0.0578 | 0.00092516 | 0.0013136 | 0.00016213 | 0.016944 | 0.058294 | 0.0004206 | 0.0012657 | 2.179e-05
NEM | Gas - Steam | 0 | 0 | 0 | 0 | 0 | 0 | 0 | 0 | 0 | 0 | 0 | 0 | 0 | 0 | 0 | 0 | 0 | 0 | 0 | 0 | 0 | 0 | 0 | 0 | 0
NEM | OCGT / Diesel | 0.10037 | 0.0020874 | 0.011563 | 0.0026909 | 0.0019626 | 0.0025833 | 0.0025779 | 0.0025103 | 0.0025557 | 0.0027112 | 0.001992 | 0.0038009 | 0.0044215 | 0.0020235 | 1568.4019 | 0.0041605 | 7331.4675 | 0.0001291 | 0.00025869 | 0.00062163 | 0.0046881 | 219.3199 | 0.00012044 | 1220.7106 | 1.4962e-05
NEM | Hydro | 0 | 0 | 0 | 0 | 0 | 0 | 0 | 0 | 0 | 0 | 0 | 0 | 0 | 0 | 0 | 0 | 0 | 0 | 0 | 0 | 0 | 0 | 0 | 0 | 0
NEM | Wind | 0 | 265427.9602 | 104434.5044 | 13003.8007 | 2.385 | 4.5943 | 1.6278 | 452759.0963 | 232169.6172 | 405901.4695 | 69473.588 | 574498.4907 | 217703.9299 | 476092.4276 | 334839.2474 | 153445.3253 | 139121.4488 | 52760.7662 | 10081.2407 | 36508.6928 | 89787.4374 | 96511.2876 | 12126.6473 | 15178.3238 | 16276.2419
NEM | Solar PV | 75631.9491 | 28366.8908 | 102704.9575 | 0.026571 | 0.96691 | 177371.9355 | 101848.4769 | 39601.8155 | 64768.9505 | 264526.2326 | 42429.67 | 67441.4865 | 117247.545 | 0.001339 | 23138.9342 | 28701.3509 | 64101.4989 | 27882.7912 | 0.0034339 | 51495.6636 | 61416.5084 | 51357.5255 | 4204.3137 | 0.0020398 | 3092.0383
NEM | LS Battery | 0.67118 | 0.0078919 | 8.9011e-06 | 0 | 0.00013039 | 0.18754 | 0.2555 | 0.093965 | 0.0001009 | 29514.9592 | 0.050238 | 25979.4486 | 58608.7249 | 5.9213e-05 | 7.0712e-05 | 3.7382e-06 | 3027.1884 | 1.1456e-05 | 3.2295e-05 | 0.00028074 | 5520.4514 | 5523.933 | 0.00044325 | 1856.0052 | 0.00043057
NEM | Pumped Hydro | 0 | 0 | 0 | 1.1756 | 0.039502 | 0.072603 | 0.050092 | 0.036497 | 0.076801 | 0.28005 | 0.0502 | 0.25696 | 0.13628 | 0.01908 | 3.9045 | 18879.5113 | 60947.7746 | 0.006323 | 0.050386 | 0.029668 | 27223.114 | 9639.0184 | 0.00055952 | 6038.0307 | 0.0004382
NEM | VPP | 0 | 0 | 0 | 0 | 0 | 0 | 0 | 0 | 0 | 0 | 0 | 0 | 0 | 0 | 0 | 0 | 0 | 0 | 0 | 0 | 0 | 0 | 0 | 0 | 0
Total excluding storage |  | 75632.0495 | 293794.9935 | 207139.4963 | 13003.8356 | 3.3541 | 177376.5335 | 101850.1092 | 492360.9167 | 296938.5766 | 670427.7182 | 111903.2605 | 641939.9907 | 334951.4956 | 476092.4312 | 359546.5952 | 182146.6816 | 210554.473 | 80643.5584 | 10081.2457 | 88004.3572 | 151203.9675 | 148088.1913 | 16330.9615 | 16399.0377 | 19368.2802
Region | Technology | 2021-22 | 2022-23 | 2023-24 | 2024-25 | 2025-26 | 2026-27 | 2027-28 | 2028-29 | 2029-30 | 2030-31 | 2031-32 | 2032-33 | 2033-34 | 2034-35 | 2035-36 | 2036-37 | 2037-38 | 2038-39 | 2039-40 | 2040-41 | 2041-42 | 2042-43 | 2043-44 | 2044-45 | 2045-46
NSW1 | Black Coal | 0 | 0 | 0 | 0 | 0 | 0 | 0 | 0 | 0 | 0 | 0 | 0 | 0 | 0 | 0 | 0 | 0 | 0 | 0 | 0 | 0 | 0 | 0 | 0 | 0
NSW1 | Brown Coal | 0 | 0 | 0 | 0 | 0 | 0 | 0 | 0 | 0 | 0 | 0 | 0 | 0 | 0 | 0 | 0 | 0 | 0 | 0 | 0 | 0 | 0 | 0 | 0 | 0
NSW1 | CCGT | 0 | 0.030328 | 0.011168 | 0.0039164 | 0 | 0 | 4.5047e-05 | 0.00011842 | 0.001611 | 0.0060236 | 3.6334e-05 | 0.0025871 | 0.0072109 | 2.0043e-05 | 0.007924 | 1.3629e-05 | 0.031576 | 5.1615e-05 | 5.291e-05 | 3.2261e-05 | 0.0082699 | 0.056093 | 1.643e-05 | 9.6905e-07 | 7.6641e-07
NSW1 | Gas - Steam | 0 | 0 | 0 | 0 | 0 | 0 | 0 | 0 | 0 | 0 | 0 | 0 | 0 | 0 | 0 | 0 | 0 | 0 | 0 | 0 | 0 | 0 | 0 | 0 | 0
NSW1 | OCGT / Diesel | 0.047693 | 0.00010197 | 0.0010723 | 0.00064984 | 0.00044341 | 0.00069479 | 0.00070574 | 0.00069462 | 0.00070835 | 0.00081468 | 0.00049411 | 0.0013156 | 0.0012726 | 0.00060533 | 1568.3955 | 0.00045717 | 7331.4293 | 4.5288e-05 | 9.6369e-05 | 0.00026615 | 0.0019694 | 219.3198 | 7.6352e-05 | 496.4461 | 5.3676e-06
NSW1 | Hydro | 0 | 0 | 0 | 0 | 0 | 0 | 0 | 0 | 0 | 0 | 0 | 0 | 0 | 0 | 0 | 0 | 0 | 0 | 0 | 0 | 0 | 0 | 0 | 0 | 0
NSW1 | Wind | 0 | 2.439 | 1.1024 | 0.9519 | 0.75583 | 1.9235 | 0.008339 | 1.4662 | 0.24369 | 51227.5951 | 0.0054012 | 423041.6222 | 127108.3795 | 99164.7748 | 59896.8787 | 72414.6014 | 29736.0358 | 9905.2296 | 0.20628 | 0.17089 | 1904.8221 | 34811.6092 | 0.00071544 | 0.0031741 | 806.2735
NSW1 | Solar PV | 75631.2691 | 28366.2633 | 102704.9508 | 0.012623 | 0.21214 | 177370.9336 | 101846.6216 | 0.086197 | 64768.2533 | 197093.2989 | 0.11069 | 6450.2851 | 114977.5667 | 0.00061258 | 0.021425 | 0.0093991 | 61373.4178 | 0.35958 | 0.0010741 | 50844.9174 | 32416.5009 | 6618.9122 | 4204.2858 | 0.00023311 | 2331.2873
NSW1 | LS Battery | 0.40127 | 7.5543e-05 | 0 | 0 | 5.854e-05 | 0.094192 | 0.14326 | 0.047581 | 5.4501e-05 | 25726.2413 | 0.0022519 | 16348.8254 | 47432.0117 | 3.1527e-05 | 4.4147e-05 | 0 | 2.4056e-06 | 6.7613e-06 | 1.8653e-05 | 0.0001245 | 4899.9872 | 5523.9262 | 0.00028591 | 0.33976 | 0.00019824
NSW1 | Pumped Hydro | 0 | 0 | 0 | 0.67387 | 0.010108 | 0.026454 | 0.018693 | 0.0096886 | 0.026488 | 0.16584 | 0.011076 | 0.1169 | 0.082381 | 0.012777 | 3.203 | 18874.6801 | 40314.8366 | 0.0022974 | 0.01665 | 0.01894 | 4147.7004 | 0.00062674 | 0.00015504 | 0.13708 | 0.00013171
NSW1 | VPP | 0 | 0 | 0 | 0 | 0 | 0 | 0 | 0 | 0 | 0 | 0 | 0 | 0 | 0 | 0 | 0 | 0 | 0 | 0 | 0 | 0 | 0 | 0 | 0 | 0
Total excluding storage |  | 75631.3168 | 28368.7327 | 102706.0654 | 0.96908 | 0.96841 | 177372.8578 | 101846.6307 | 1.5532 | 64768.4993 | 248320.9009 | 0.11662 | 429491.9112 | 242085.9547 | 99164.776 | 61465.3036 | 72414.6113 | 98440.9144 | 9905.5893 | 0.2075 | 50845.0886 | 34321.3332 | 41649.8973 | 4204.2866 | 496.4495 | 3137.5608
Region | Technology | 2021-22 | 2022-23 | 2023-24 | 2024-25 | 2025-26 | 2026-27 | 2027-28 | 2028-29 | 2029-30 | 2030-31 | 2031-32 | 2032-33 | 2033-34 | 2034-35 | 2035-36 | 2036-37 | 2037-38 | 2038-39 | 2039-40 | 2040-41 | 2041-42 | 2042-43 | 2043-44 | 2044-45 | 2045-46
QLD1 | Black Coal | 0 | 0 | 0 | 0 | 0 | 0 | 0 | 0 | 0 | 0 | 0 | 0 | 0 | 0 | 0 | 0 | 0 | 0 | 0 | 0 | 0 | 0 | 0 | 0 | 0
QLD1 | Brown Coal | 0 | 0 | 0 | 0 | 0 | 0 | 0 | 0 | 0 | 0 | 0 | 0 | 0 | 0 | 0 | 0 | 0 | 0 | 0 | 0 | 0 | 0 | 0 | 0 | 0
QLD1 | CCGT | 0 | 0.033291 | 0.00098017 | 0.00010336 | 1.2879e-05 | 3.2694e-05 | 0.00018752 | 0.00083499 | 0.00094479 | 0.0011202 | 0.00042625 | 0.0021594 | 0.0033164 | 9.1536e-06 | 0.0032491 | 0.00095167 | 0.010919 | 0 | 4.659e-06 | 1.1644e-05 | 0.00044108 | 0.0021358 | 8.319e-07 | 1.0795e-06 | 1.4019e-06
QLD1 | Gas - Steam | 0 | 0 | 0 | 0 | 0 | 0 | 0 | 0 | 0 | 0 | 0 | 0 | 0 | 0 | 0 | 0 | 0 | 0 | 0 | 0 | 0 | 0 | 0 | 0 | 0
QLD1 | OCGT / Diesel | 0.013832 | 0.00054672 | 0.00073256 | 0.00072916 | 0.00035306 | 0.00062174 | 0.00063194 | 0.00061698 | 0.00060074 | 0.00059227 | 0.00054773 | 0.00073079 | 0.0019511 | 3.3525e-05 | 0.0051808 | 0.0024992 | 0.022877 | 7.1264e-06 | 8.5947e-06 | 8.4836e-06 | 9.7294e-06 | 1.1922e-05 | 4.3038e-06 | 4.0618e-06 | 2.2841e-06
QLD1 | Hydro | 0 | 0 | 0 | 0 | 0 | 0 | 0 | 0 | 0 | 0 | 0 | 0 | 0 | 0 | 0 | 0 | 0 | 0 | 0 | 0 | 0 | 0 | 0 | 0 | 0
QLD1 | Wind | 0 | 265417.8255 | 0.15559 | 0.077906 | 1.484 | 1.0807 | 1.5972 | 405026.1348 | 0.16811 | 239149.4247 | 0.013034 | 62453.9393 | 35762.3462 | 337934.6325 | 154962.7371 | 22086.0059 | 109381.3542 | 0.0018483 | 0.023394 | 0.0023825 | 29371.5834 | 5100.9193 | 9861.3179 | 12880.7094 | 1410.1277
QLD1 | Solar PV | 0.28732 | 0.17309 | 0.00025696 | 0 | 0.33798 | 0.3858 | 0.10012 | 0.0013971 | 0.16712 | 0.11618 | 25914.6099 | 35338.728 | 1277.445 | 0.00023721 | 0.0031344 | 0.00097902 | 0.0011279 | 0.00074384 | 0.00092446 | 91.6085 | 28999.8251 | 41527.6214 | 0.0002731 | 0.00012871 | 0.0007721
QLD1 | LS Battery | 0.065602 | 1.0301e-05 | 0 | 0 | 3.0594e-05 | 0.028821 | 0.029034 | 0.012183 | 1.23e-05 | 0.52414 | 0.001111 | 1.5639 | 11176.7131 | 1.0903e-05 | 1.7039e-05 | 0 | 2.5254e-06 | 0 | 3.1875e-06 | 1.0364e-05 | 0.004863 | 0.0064561 | 7.6556e-06 | 4.1676e-05 | 2.4907e-05
QLD1 | Pumped Hydro | 0 | 0 | 0 | 0.12884 | 0.0066607 | 0.015002 | 0.0080368 | 0.0061069 | 0.012886 | 0.027956 | 0.0041916 | 0.029509 | 0.03775 | 0.0011186 | 0.58806 | 4.7784 | 20632.8362 | 0.0003777 | 0.00038334 | 0.00041347 | 23074.2699 | 9639.0161 | 3.0379e-05 | 7.3313e-05 | 1.2432e-05
QLD1 | VPP | 0 | 0 | 0 | 0 | 0 | 0 | 0 | 0 | 0 | 0 | 0 | 0 | 0 | 0 | 0 | 0 | 0 | 0 | 0 | 0 | 0 | 0 | 0 | 0 | 0
Total excluding storage |  | 0.30115 | 265418.0324 | 0.15756 | 0.078738 | 1.8223 | 1.4671 | 1.6981 | 405026.1376 | 0.33677 | 239149.5426 | 25914.6239 | 97792.6702 | 37039.7965 | 337934.6328 | 154962.7487 | 22086.0103 | 109381.3891 | 0.0025993 | 0.024332 | 91.6109 | 58371.4089 | 46628.5428 | 9861.3182 | 12880.7096 | 1410.1284
Region | Technology | 2021-22 | 2022-23 | 2023-24 | 2024-25 | 2025-26 | 2026-27 | 2027-28 | 2028-29 | 2029-30 | 2030-31 | 2031-32 | 2032-33 | 2033-34 | 2034-35 | 2035-36 | 2036-37 | 2037-38 | 2038-39 | 2039-40 | 2040-41 | 2041-42 | 2042-43 | 2043-44 | 2044-45 | 2045-46
VIC1 | Black Coal | 0 | 0 | 0 | 0 | 0 | 0 | 0 | 0 | 0 | 0 | 0 | 0 | 0 | 0 | 0 | 0 | 0 | 0 | 0 | 0 | 0 | 0 | 0 | 0 | 0
VIC1 | Brown Coal | 0 | 0 | 0 | 0 | 0 | 0 | 0 | 0 | 0 | 0 | 0 | 0 | 0 | 0 | 0 | 0 | 0 | 0 | 0 | 0 | 0 | 0 | 0 | 0 | 0
VIC1 | CCGT | 0 | 0.025738 | 0.0013992 | 0.0010566 | 0.00024589 | 0.00049602 | 0.00099053 | 0.0010378 | 0.0020527 | 0.0022754 | 1.0402e-05 | 0.0014367 | 0.0024039 | 4.5374e-05 | 0.0002151 | 0.00012005 | 0.0038135 | 0.00022574 | 0.00096155 | 0.00011093 | 0.0034018 | 3.2913e-05 | 6.8358e-05 | 0.00045155 | 6.1136e-06
VIC1 | Gas - Steam | 0 | 0 | 0 | 0 | 0 | 0 | 0 | 0 | 0 | 0 | 0 | 0 | 0 | 0 | 0 | 0 | 0 | 0 | 0 | 0 | 0 | 0 | 0 | 0 | 0
VIC1 | OCGT / Diesel | 0.012755 | 0.0005136 | 0.00062918 | 0.00062136 | 0.0005665 | 0.00060066 | 0.00059834 | 0.00058787 | 0.00061207 | 0.00066557 | 0.00042663 | 0.00059086 | 0.00052263 | 0.00043448 | 0.00043715 | 0.00040108 | 0.0014169 | 2.8691e-05 | 5.6222e-05 | 0.00019353 | 0.0013743 | 1.2392e-05 | 1.2086e-05 | 0.0023676 | 2.3342e-06
VIC1 | Hydro | 0 | 0 | 0 | 0 | 0 | 0 | 0 | 0 | 0 | 0 | 0 | 0 | 0 | 0 | 0 | 0 | 0 | 0 | 0 | 0 | 0 | 0 | 0 | 0 | 0
VIC1 | Wind | 0 | 1.8007 | 0.12148 | 0.31863 | 0.13337 | 0.31456 | 0.0090748 | 35243.5835 | 0.059611 | 56888.9016 | 0.02313 | 9084.594 | 0.95542 | 38992.9514 | 91824.118 | 18498.6172 | 2.4607 | 12.0206 | 0.29091 | 36508.402 | 52485.1493 | 56598.7521 | 2265.2087 | 0.0021849 | 11504.1774
VIC1 | Solar PV | 0.080116 | 0.043968 | 0.00011254 | 0.01383 | 0.15072 | 0.15423 | 0.21062 | 39601.7201 | 0.0053588 | 35341.4599 | 0.0011811 | 0.003043 | 0.00019115 | 5.4132e-05 | 23138.9092 | 28701.3398 | 2728.0783 | 27882.4189 | 0.00043524 | 0.00064086 | 0.13031 | 3210.9836 | 0.00029803 | 9.2738e-05 | 625.6761
VIC1 | LS Battery | 0.064355 | 3.1356e-05 | 0 | 0 | 1.3697e-05 | 0.025395 | 0.027851 | 0.012002 | 1.1174e-05 | 0.41654 | 0.00014974 | 3.3263e-05 | 7.8519e-06 | 3.4907e-06 | 0 | 0 | 0 | 2.0455e-06 | 3.6995e-06 | 1.7461e-05 | 0.08565 | 0.00022455 | 3.9438e-05 | 0.1236 | 7.3775e-05
VIC1 | Pumped Hydro | 0 | 0 | 0 | 0.12737 | 0.0063094 | 0.012678 | 0.008366 | 0.0078017 | 0.015513 | 0.044329 | 0.00031726 | 0.034013 | 0.0036448 | 0.0016858 | 0.042811 | 0.024473 | 0.0076636 | 0.001863 | 0.016461 | 0.0095247 | 0.90897 | 0.0010939 | 0.00011233 | 6037.8789 | 0.00017491
VIC1 | VPP | 0 | 0 | 0 | 0 | 0 | 0 | 0 | 0 | 0 | 0 | 0 | 0 | 0 | 0 | 0 | 0 | 0 | 0 | 0 | 0 | 0 | 0 | 0 | 0 | 0
Total excluding storage |  | 0.092871 | 1.8709 | 0.12362 | 0.33414 | 0.2849 | 0.46988 | 0.22129 | 74845.3053 | 0.067634 | 92230.3645 | 0.024748 | 9084.5991 | 0.95854 | 38992.9519 | 114963.0279 | 47199.9575 | 2730.5442 | 27894.4398 | 0.29236 | 36508.403 | 52485.2844 | 59809.7357 | 2265.2091 | 0.0050968 | 12129.8535
Region | Technology | 2021-22 | 2022-23 | 2023-24 | 2024-25 | 2025-26 | 2026-27 | 2027-28 | 2028-29 | 2029-30 | 2030-31 | 2031-32 | 2032-33 | 2033-34 | 2034-35 | 2035-36 | 2036-37 | 2037-38 | 2038-39 | 2039-40 | 2040-41 | 2041-42 | 2042-43 | 2043-44 | 2044-45 | 2045-46
SA1 | Black Coal | 0 | 0 | 0 | 0 | 0 | 0 | 0 | 0 | 0 | 0 | 0 | 0 | 0 | 0 | 0 | 0 | 0 | 0 | 0 | 0 | 0 | 0 | 0 | 0 | 0
SA1 | Brown Coal | 0 | 0 | 0 | 0 | 0 | 0 | 0 | 0 | 0 | 0 | 0 | 0 | 0 | 0 | 0 | 0 | 0 | 0 | 0 | 0 | 0 | 0 | 0 | 0 | 0
SA1 | CCGT | 0 | 0.028212 | 0.0072218 | 2.6094e-05 | 0 | 0 | 1.4122e-05 | 3.853e-05 | 0.00019595 | 0.0019759 | 1.1703e-05 | 0.0020521 | 0.0020099 | 8.2774e-05 | 5.0266e-05 | 4.7797e-05 | 0.0098024 | 1.6255e-05 | 2.7536e-05 | 4.4111e-06 | 0.0033277 | 2.5232e-05 | 0.0003323 | 0.00072233 | 1.1158e-06
SA1 | Gas - Steam | 0 | 0 | 0 | 0 | 0 | 0 | 0 | 0 | 0 | 0 | 0 | 0 | 0 | 0 | 0 | 0 | 0 | 0 | 0 | 0 | 0 | 0 | 0 | 0 | 0
SA1 | OCGT / Diesel | 0.012926 | 0.00051219 | 0.0084347 | 2.2094e-05 | 2.111e-05 | 2.2751e-05 | 2.6338e-05 | 2.285e-05 | 1.7712e-05 | 1.4372e-05 | 1.9142e-05 | 0.00058788 | 0.00013821 | 0.00050674 | 0.00033676 | 0.00039286 | 0.012543 | 1.3792e-05 | 1.7204e-05 | 1.3109e-05 | 1.47e-05 | 7.7519e-06 | 1.7316e-05 | 724.2618 | 1.4994e-06
SA1 | Hydro | 0 | 0 | 0 | 0 | 0 | 0 | 0 | 0 | 0 | 0 | 0 | 0 | 0 | 0 | 0 | 0 | 0 | 0 | 0 | 0 | 0 | 0 | 0 | 0 | 0
SA1 | Wind | 0 | 3.7447 | 3.0187 | 0.03798 | 0.0092109 | 1.0477 | 0.011523 | 9.4814 | 190516.8344 | 50167.9237 | 0.0028658 | 0.26625 | 54831.8695 | 0.067693 | 28155.5127 | 40446.0993 | 1.5953 | 42843.5114 | 10080.719 | 0.11719 | 6025.8338 | 0.0059007 | 0.11968 | 2297.6087 | 2555.6594
SA1 | Solar PV | 0.2767 | 0.39359 | 0.0061604 | 0.00011778 | 0.24314 | 0.42401 | 1.5393 | 0.0072295 | 0.48201 | 32091.2659 | 16514.9477 | 25652.4698 | 992.5329 | 0.00041177 | 0.00035623 | 0.00068331 | 0.0015615 | 0.0083201 | 0.00089007 | 559.137 | 0.038454 | 0.0055831 | 0.027239 | 0.00076436 | 135.0732
SA1 | LS Battery | 0.077057 | 0.0076033 | 8.9011e-06 | 0 | 0 | 0.015518 | 0.032504 | 0.012263 | 1.23e-05 | 3787.6083 | 0.0002118 | 9629.0588 | 1.6823e-05 | 7.511e-06 | 6.2253e-06 | 3.7382e-06 | 3027.1884 | 0 | 1.5688e-06 | 2.2522e-05 | 620.3404 | 8.2011e-05 | 9.2115e-06 | 1855.5413 | 5.8874e-05
SA1 | Pumped Hydro | 0 | 0 | 0 | 0.088629 | 0.0045215 | 0.0079747 | 0.0058634 | 0.0044346 | 0.0080979 | 0.019995 | 0.00054517 | 0.018719 | 0.0036118 | 0.0017985 | 0.013524 | 0.0087491 | 0.091995 | 0.00031732 | 0.00027121 | 0.00033087 | 0.034211 | 0.00032391 | 8.2105e-05 | 0.014485 | 4.9636e-05
SA1 | VPP | 0 | 0 | 0 | 0 | 0 | 0 | 0 | 0 | 0 | 0 | 0 | 0 | 0 | 0 | 0 | 0 | 0 | 0 | 0 | 0 | 0 | 0 | 0 | 0 | 0
Total excluding storage |  | 0.28962 | 4.167 | 3.0405 | 0.038146 | 0.25238 | 1.4718 | 1.5509 | 9.4887 | 190517.3166 | 82259.1916 | 16514.9506 | 25652.7386 | 55824.4046 | 0.068694 | 28155.5135 | 40446.1004 | 1.6192 | 42843.5197 | 10080.7199 | 559.2543 | 6025.8756 | 0.011517 | 0.14727 | 3021.8719 | 2690.7326
Region | Technology | 2021-22 | 2022-23 | 2023-24 | 2024-25 | 2025-26 | 2026-27 | 2027-28 | 2028-29 | 2029-30 | 2030-31 | 2031-32 | 2032-33 | 2033-34 | 2034-35 | 2035-36 | 2036-37 | 2037-38 | 2038-39 | 2039-40 | 2040-41 | 2041-42 | 2042-43 | 2043-44 | 2044-45 | 2045-46
TAS1 | Black Coal | 0 | 0 | 0 | 0 | 0 | 0 | 0 | 0 | 0 | 0 | 0 | 0 | 0 | 0 | 0 | 0 | 0 | 0 | 0 | 0 | 0 | 0 | 0 | 0 | 0
TAS1 | Brown Coal | 0 | 0 | 0 | 0 | 0 | 0 | 0 | 0 | 0 | 0 | 0 | 0 | 0 | 0 | 0 | 0 | 0 | 0 | 0 | 0 | 0 | 0 | 0 | 0 | 0
TAS1 | CCGT | 0 | 0.022788 | 0.002019 | 0.00050701 | 2.8468e-05 | 0.00063885 | 0.00062031 | 0.00035366 | 0.0015403 | 0.0019272 | 2.3175e-05 | 0.0015237 | 0.0013815 | 3.488e-05 | 0.00026529 | 0.00012625 | 0.0016894 | 0.00063154 | 0.00026694 | 2.8818e-06 | 0.0015033 | 6.5182e-06 | 2.6749e-06 | 8.9795e-05 | 1.2392e-05
TAS1 | Gas - Steam | 0 | 0 | 0 | 0 | 0 | 0 | 0 | 0 | 0 | 0 | 0 | 0 | 0 | 0 | 0 | 0 | 0 | 0 | 0 | 0 | 0 | 0 | 0 | 0 | 0
TAS1 | OCGT / Diesel | 0.013164 | 0.00041291 | 0.00069389 | 0.00066846 | 0.00057851 | 0.00064336 | 0.00061553 | 0.00058799 | 0.00061685 | 0.00062429 | 0.00050433 | 0.0005758 | 0.00053706 | 0.00044342 | 0.00045102 | 0.00041015 | 0.0013597 | 3.4198e-05 | 8.0297e-05 | 0.00014036 | 0.0013199 | 1.2661e-05 | 1.0387e-05 | 0.000415 | 3.4765e-06
TAS1 | Hydro | 0 | 0 | 0 | 0 | 0 | 0 | 0 | 0 | 0 | 0 | 0 | 0 | 0 | 0 | 0 | 0 | 0 | 0 | 0 | 0 | 0 | 0 | 0 | 0 | 0
TAS1 | Wind | 0 | 2.1503 | 104430.1062 | 13002.4143 | 0.0026011 | 0.22779 | 0.0016896 | 12478.4304 | 41652.3114 | 8467.6244 | 69473.5436 | 79918.069 | 0.37923 | 0.0012173 | 0.00084099 | 0.0014865 | 0.0028609 | 0.0026292 | 0.0010926 | 0.00033284 | 0.048814 | 0.0010217 | 0.00025109 | 0.00036149 | 0.0039204
TAS1 | Solar PV | 0.035889 | 0.016855 | 0.0002163 | 0 | 0.022923 | 0.037847 | 0.0053082 | 0.00061401 | 0.042801 | 0.091692 | 0.00049554 | 0.0005798 | 0.00015153 | 2.3272e-05 | 2.6279e-05 | 3.3868e-05 | 8.429e-05 | 0.0036387 | 0.00011006 | 3.5184e-05 | 0.013718 | 0.0028558 | 2.1983e-05 | 0.00082085 | 0.00094747
TAS1 | LS Battery | 0.062902 | 0.00017143 | 0 | 0 | 2.7558e-05 | 0.023614 | 0.022854 | 0.0099354 | 1.0629e-05 | 0.16896 | 0.046514 | 0.0004942 | 1.9211e-05 | 5.7821e-06 | 3.3008e-06 | 0 | 2.2413e-06 | 2.6493e-06 | 5.1863e-06 | 0.0001059 | 0.033253 | 7.8535e-05 | 0.00010103 | 0.00051753 | 7.4769e-05
TAS1 | Pumped Hydro | 0 | 0 | 0 | 0.15692 | 0.011902 | 0.010494 | 0.0091329 | 0.0084647 | 0.013816 | 0.021931 | 0.034071 | 0.057824 | 0.0088973 | 0.0016996 | 0.057055 | 0.019577 | 0.0021285 | 0.0014676 | 0.01662 | 0.00045943 | 0.20048 | 0.00026228 | 0.00017966 | 0.00014742 | 6.9508e-05
TAS1 | VPP | 0 | 0 | 0 | 0 | 0 | 0 | 0 | 0 | 0 | 0 | 0 | 0 | 0 | 0 | 0 | 0 | 0 | 0 | 0 | 0 | 0 | 0 | 0 | 0 | 0
Total excluding storage |  | 0.049053 | 2.1904 | 104430.1091 | 13002.4154 | 0.026131 | 0.26692 | 0.0082336 | 12478.4319 | 41652.3563 | 8467.7187 | 69473.5446 | 79918.0717 | 0.3813 | 0.0017188 | 0.0015836 | 0.0020568 | 0.0059943 | 0.0069337 | 0.0015499 | 0.00051127 | 0.065354 | 0.0038967 | 0.00028614 | 0.0016871 | 0.0048837

## BaseCase_Fuel Cost
Fuel cost by technology ($000s) - Base Case, Fast Change Scenario
Fuel | Real June 2019 dollars discounted to June 2020
Explicitly modelled generation
Region | Technology | 2021-22 | 2022-23 | 2023-24 | 2024-25 | 2025-26 | 2026-27 | 2027-28 | 2028-29 | 2029-30 | 2030-31 | 2031-32 | 2032-33 | 2033-34 | 2034-35 | 2035-36 | 2036-37 | 2037-38 | 2038-39 | 2039-40 | 2040-41 | 2041-42 | 2042-43 | 2043-44 | 2044-45 | 2045-46
NEM | Black Coal | 1727824.428 | 1368506.468 | 1358269.199 | 1296983.904 | 1201620.797 | 1095778.786 | 1057647.514 | 1033414.601 | 990969.562 | 803402.971 | 721612.5405 | 631072.524 | 534385.47 | 427749.9225 | 262305.029 | 224245.205 | 239013.596 | 230737.726 | 214074.397 | 146209.806 | 125453.769 | 66775.774 | 56156.1485 | 47371.768 | 35799.6315
NEM | Brown Coal | 226855.02 | 188690.766 | 191938.159 | 176638.573 | 163025.579 | 150009.83 | 135367.23 | 129530.021 | 99968.0805 | 87081.433 | 72776.258 | 74974.477 | 72425.134 | 62558.366 | 56960.7755 | 50691.7995 | 54407.66 | 50321.82 | 49126.906 | 43981.377 | 44273.9155 | 41631.335 | 35999.689 | 30230.2155 | 24936.9765
NEM | CCGT | 171538.018 | 129810.5044 | 113722.3754 | 103007.7408 | 111900.0757 | 109304.215 | 105673.5153 | 102218.2599 | 100899.1956 | 153820.7017 | 92694.6324 | 103064.6003 | 170686.1244 | 113153.9933 | 126622.6917 | 96823.7187 | 107507.8135 | 110059.1279 | 100526.2294 | 108294.0764 | 108114.6483 | 133363.8036 | 78947.666 | 56737.9542 | 33600.4285
NEM | Gas - Steam | 62125.2745 | 60472.5032 | 65188.5514 | 7173.3388 | 6473.1593 | 6971.7392 | 6267.8622 | 6095.4838 | 6116.8659 | 7285.235 | 6210.4601 | 5697.8776 | 6312.0163 | 5108.5556 | 1625.6508 | 1944.0049 | 4269.4825 | 1992.2528 | 0 | 0 | 0 | 0 | 0 | 0 | 0
NEM | OCGT / Diesel | 6996.3584 | 5434.2178 | 12029.3921 | 1295.462 | 47.5353 | 1101.1507 | 286.1656 | 255.7709 | 368.9065 | 4912.7874 | 1410.2564 | 4974.4003 | 8084.5571 | 4143.0682 | 11456.5603 | 13908.1815 | 24093.6512 | 11461.6621 | 29267.914 | 43529.6201 | 59461.2043 | 98818.2972 | 135213.9353 | 70638.2174 | 82541.3366
NEM | Hydro | 0 | 0 | 0 | 0 | 0 | 0 | 0 | 0 | 0 | 0 | 0 | 0 | 0 | 0 | 0 | 0 | 0 | 0 | 0 | 0 | 0 | 0 | 0 | 0 | 0
NEM | Wind | 0 | 0 | 0 | 0 | 0 | 0 | 0 | 0 | 0 | 0 | 0 | 0 | 0 | 0 | 0 | 0 | 0 | 0 | 0 | 0 | 0 | 0 | 0 | 0 | 0
NEM | Solar PV | 0 | 0 | 0 | 0 | 0 | 0 | 0 | 0 | 0 | 0 | 0 | 0 | 0 | 0 | 0 | 0 | 0 | 0 | 0 | 0 | 0 | 0 | 0 | 0 | 0
NEM | LS Battery | 0 | 0 | 0 | 0 | 0 | 0 | 0 | 0 | 0 | 0 | 0 | 0 | 0 | 0 | 0 | 0 | 0 | 0 | 0 | 0 | 0 | 0 | 0 | 0 | 0
NEM | Pumped Hydro | 0 | 0 | 0 | 0 | 0 | 0 | 0 | 0 | 0 | 0 | 0 | 0 | 0 | 0 | 0 | 0 | 0 | 0 | 0 | 0 | 0 | 0 | 0 | 0 | 0
NEM | VPP | 0 | 0 | 0 | 0 | 0 | 0 | 0 | 0 | 0 | 0 | 0 | 0 | 0 | 0 | 0 | 0 | 0 | 0 | 0 | 0 | 0 | 0 | 0 | 0 | 0
Total excluding storage |  | 2195339.0988 | 1752914.4593 | 1741147.677 | 1585099.0187 | 1483067.1463 | 1363165.721 | 1305242.2872 | 1271514.1366 | 1198322.6105 | 1056503.1281 | 894704.1474 | 819783.8792 | 791893.3019 | 612713.9056 | 458970.7073 | 387612.9097 | 429292.2033 | 404572.5888 | 392995.4464 | 342014.8796 | 337303.5371 | 340589.2098 | 306317.4389 | 204978.1551 | 176878.3732
Region | Technology | 2021-22 | 2022-23 | 2023-24 | 2024-25 | 2025-26 | 2026-27 | 2027-28 | 2028-29 | 2029-30 | 2030-31 | 2031-32 | 2032-33 | 2033-34 | 2034-35 | 2035-36 | 2036-37 | 2037-38 | 2038-39 | 2039-40 | 2040-41 | 2041-42 | 2042-43 | 2043-44 | 2044-45 | 2045-46
NSW1 | Black Coal | 934094.296 | 743841.348 | 766560.7 | 713799.896 | 657205.52 | 597671.612 | 588898.564 | 620221.016 | 598836.984 | 440246.636 | 402914.256 | 295836.464 | 219377.848 | 187698.26 | 74956.844 | 83511.368 | 105258.548 | 95180.884 | 91582.2 | 35242.32 | 37175.756 | 0 | 0 | 0 | 0
NSW1 | Brown Coal | 0 | 0 | 0 | 0 | 0 | 0 | 0 | 0 | 0 | 0 | 0 | 0 | 0 | 0 | 0 | 0 | 0 | 0 | 0 | 0 | 0 | 0 | 0 | 0 | 0
NSW1 | CCGT | 1333.0279 | 1911.2085 | 2051.1118 | 3661.1427 | 3474.3509 | 3241.8947 | 3084.3012 | 2903.7412 | 2725.5932 | 44921.3542 | 3370.9468 | 12831.0555 | 48702.47 | 26553.5145 | 28907.3772 | 16791.46 | 34236.8441 | 37871.2035 | 36153.7327 | 38512.6108 | 39220.6002 | 52987.4536 | 9231.1914 | 0.64513 | 0.62302
NSW1 | Gas - Steam | 0 | 0 | 0 | 0 | 0 | 0 | 0 | 0 | 0 | 0 | 0 | 0 | 0 | 0 | 0 | 0 | 0 | 0 | 0 | 0 | 0 | 0 | 0 | 0 | 0
NSW1 | OCGT / Diesel | 272.4703 | 120.9062 | 185.6467 | 159.4557 | 0.14099 | 6.5622 | 0.14151 | 0.14174 | 0.1453 | 210.6396 | 8.8491 | 570.1723 | 725.0935 | 63.9701 | 4273.3214 | 3997.937 | 8361.0347 | 1774.1726 | 10966.3856 | 24599.8583 | 32701.8771 | 60507.0596 | 87881.3355 | 38558.5595 | 43996.5617
NSW1 | Hydro | 0 | 0 | 0 | 0 | 0 | 0 | 0 | 0 | 0 | 0 | 0 | 0 | 0 | 0 | 0 | 0 | 0 | 0 | 0 | 0 | 0 | 0 | 0 | 0 | 0
NSW1 | Wind | 0 | 0 | 0 | 0 | 0 | 0 | 0 | 0 | 0 | 0 | 0 | 0 | 0 | 0 | 0 | 0 | 0 | 0 | 0 | 0 | 0 | 0 | 0 | 0 | 0
NSW1 | Solar PV | 0 | 0 | 0 | 0 | 0 | 0 | 0 | 0 | 0 | 0 | 0 | 0 | 0 | 0 | 0 | 0 | 0 | 0 | 0 | 0 | 0 | 0 | 0 | 0 | 0
NSW1 | LS Battery | 0 | 0 | 0 | 0 | 0 | 0 | 0 | 0 | 0 | 0 | 0 | 0 | 0 | 0 | 0 | 0 | 0 | 0 | 0 | 0 | 0 | 0 | 0 | 0 | 0
NSW1 | Pumped Hydro | 0 | 0 | 0 | 0 | 0 | 0 | 0 | 0 | 0 | 0 | 0 | 0 | 0 | 0 | 0 | 0 | 0 | 0 | 0 | 0 | 0 | 0 | 0 | 0 | 0
NSW1 | VPP | 0 | 0 | 0 | 0 | 0 | 0 | 0 | 0 | 0 | 0 | 0 | 0 | 0 | 0 | 0 | 0 | 0 | 0 | 0 | 0 | 0 | 0 | 0 | 0 | 0
Total excluding storage |  | 935699.7942 | 745873.4626 | 768797.4584 | 717620.4945 | 660680.0119 | 600920.0689 | 591983.0067 | 623124.899 | 601562.7225 | 485378.6298 | 406294.0518 | 309237.6918 | 268805.4116 | 214315.7446 | 108137.5426 | 104300.7649 | 147856.4268 | 134826.2601 | 138702.3183 | 98354.7891 | 109098.2333 | 113494.5132 | 97112.5269 | 38559.2047 | 43997.1848
Region | Technology | 2021-22 | 2022-23 | 2023-24 | 2024-25 | 2025-26 | 2026-27 | 2027-28 | 2028-29 | 2029-30 | 2030-31 | 2031-32 | 2032-33 | 2033-34 | 2034-35 | 2035-36 | 2036-37 | 2037-38 | 2038-39 | 2039-40 | 2040-41 | 2041-42 | 2042-43 | 2043-44 | 2044-45 | 2045-46
QLD1 | Black Coal | 793730.132 | 624665.12 | 591708.499 | 583184.008 | 544415.277 | 498107.174 | 468748.95 | 413193.585 | 392132.578 | 363156.335 | 318698.2845 | 335236.06 | 315007.622 | 240051.6625 | 187348.185 | 140733.837 | 133755.048 | 135556.842 | 122492.197 | 110967.486 | 88278.013 | 66775.774 | 56156.1485 | 47371.768 | 35799.6315
QLD1 | Brown Coal | 0 | 0 | 0 | 0 | 0 | 0 | 0 | 0 | 0 | 0 | 0 | 0 | 0 | 0 | 0 | 0 | 0 | 0 | 0 | 0 | 0 | 0 | 0 | 0 | 0
QLD1 | CCGT | 84239.0941 | 58967.0479 | 58030.4312 | 72862.5821 | 82632.8054 | 80850.2509 | 78238.3197 | 75648.463 | 75468.067 | 72906.4435 | 68750.5377 | 70908.7508 | 91945.5266 | 64611.5362 | 81430.504 | 64649.349 | 73270.66 | 72187.6221 | 64372.1964 | 69781.1886 | 68893.6979 | 80376.0115 | 69716.151 | 56736.9897 | 33599.4976
QLD1 | Gas - Steam | 0 | 0 | 0 | 0 | 0 | 0 | 0 | 0 | 0 | 0 | 0 | 0 | 0 | 0 | 0 | 0 | 0 | 0 | 0 | 0 | 0 | 0 | 0 | 0 | 0
QLD1 | OCGT / Diesel | 441.1113 | 0.17112 | 41.8581 | 78.9771 | 0.18507 | 37.6512 | 0.18557 | 23.9487 | 0.18489 | 15.5249 | 0.15801 | 1268.7768 | 1413.214 | 0.10805 | 2376.6554 | 6034.4982 | 4320.2554 | 1329.1284 | 6425.2467 | 5003.722 | 5732.732 | 16927.1934 | 14623.4981 | 15522.0512 | 23032.7238
QLD1 | Hydro | 0 | 0 | 0 | 0 | 0 | 0 | 0 | 0 | 0 | 0 | 0 | 0 | 0 | 0 | 0 | 0 | 0 | 0 | 0 | 0 | 0 | 0 | 0 | 0 | 0
QLD1 | Wind | 0 | 0 | 0 | 0 | 0 | 0 | 0 | 0 | 0 | 0 | 0 | 0 | 0 | 0 | 0 | 0 | 0 | 0 | 0 | 0 | 0 | 0 | 0 | 0 | 0
QLD1 | Solar PV | 0 | 0 | 0 | 0 | 0 | 0 | 0 | 0 | 0 | 0 | 0 | 0 | 0 | 0 | 0 | 0 | 0 | 0 | 0 | 0 | 0 | 0 | 0 | 0 | 0
QLD1 | LS Battery | 0 | 0 | 0 | 0 | 0 | 0 | 0 | 0 | 0 | 0 | 0 | 0 | 0 | 0 | 0 | 0 | 0 | 0 | 0 | 0 | 0 | 0 | 0 | 0 | 0
QLD1 | Pumped Hydro | 0 | 0 | 0 | 0 | 0 | 0 | 0 | 0 | 0 | 0 | 0 | 0 | 0 | 0 | 0 | 0 | 0 | 0 | 0 | 0 | 0 | 0 | 0 | 0 | 0
QLD1 | VPP | 0 | 0 | 0 | 0 | 0 | 0 | 0 | 0 | 0 | 0 | 0 | 0 | 0 | 0 | 0 | 0 | 0 | 0 | 0 | 0 | 0 | 0 | 0 | 0 | 0
Total excluding storage |  | 878410.3374 | 683632.339 | 649780.7883 | 656125.5672 | 627048.2675 | 578995.0761 | 546987.4552 | 488865.9966 | 467600.8299 | 436078.3033 | 387448.9802 | 407413.5875 | 408366.3626 | 304663.3068 | 271155.3444 | 211417.6842 | 211345.9634 | 209073.5925 | 193289.6401 | 185752.3965 | 162904.4429 | 164078.9789 | 140495.7975 | 119630.809 | 92431.8529
Region | Technology | 2021-22 | 2022-23 | 2023-24 | 2024-25 | 2025-26 | 2026-27 | 2027-28 | 2028-29 | 2029-30 | 2030-31 | 2031-32 | 2032-33 | 2033-34 | 2034-35 | 2035-36 | 2036-37 | 2037-38 | 2038-39 | 2039-40 | 2040-41 | 2041-42 | 2042-43 | 2043-44 | 2044-45 | 2045-46
VIC1 | Black Coal | 0 | 0 | 0 | 0 | 0 | 0 | 0 | 0 | 0 | 0 | 0 | 0 | 0 | 0 | 0 | 0 | 0 | 0 | 0 | 0 | 0 | 0 | 0 | 0 | 0
VIC1 | Brown Coal | 226855.02 | 188690.766 | 191938.159 | 176638.573 | 163025.579 | 150009.83 | 135367.23 | 129530.021 | 99968.0805 | 87081.433 | 72776.258 | 74974.477 | 72425.134 | 62558.366 | 56960.7755 | 50691.7995 | 54407.66 | 50321.82 | 49126.906 | 43981.377 | 44273.9155 | 41631.335 | 35999.689 | 30230.2155 | 24936.9765
VIC1 | CCGT | 0 | 0.070552 | 0.075381 | 0.076257 | 0.074992 | 0.074711 | 0.076044 | 0.077178 | 0.082849 | 0.091646 | 0.083171 | 0.086866 | 0.095113 | 0.088927 | 0.08525 | 0.080486 | 0.10075 | 0.09818 | 0.10092 | 0.094995 | 0.125 | 0.12093 | 0.11486 | 0.11285 | 0.10927
VIC1 | Gas - Steam | 1899.8179 | 1561.9512 | 1971.3434 | 515.8573 | 6.8243 | 659.6852 | 163.8367 | 128.8793 | 441.3109 | 1789.902 | 918.8851 | 867.1816 | 1649.7268 | 723.7306 | 1625.6508 | 1944.0049 | 4269.4825 | 1992.2528 | 0 | 0 | 0 | 0 | 0 | 0 | 0
VIC1 | OCGT / Diesel | 984.4049 | 1878.9841 | 1587.1334 | 644.4235 | 0.22226 | 583.7341 | 133.4489 | 80.5581 | 84.1895 | 821.8505 | 845.3084 | 510.5784 | 624.9408 | 13.2707 | 810.1782 | 889.3887 | 2140.6641 | 344.5462 | 1547.9008 | 1667.1866 | 4638.1418 | 3822.3808 | 12185.0809 | 10514.1502 | 10302.8924
VIC1 | Hydro | 0 | 0 | 0 | 0 | 0 | 0 | 0 | 0 | 0 | 0 | 0 | 0 | 0 | 0 | 0 | 0 | 0 | 0 | 0 | 0 | 0 | 0 | 0 | 0 | 0
VIC1 | Wind | 0 | 0 | 0 | 0 | 0 | 0 | 0 | 0 | 0 | 0 | 0 | 0 | 0 | 0 | 0 | 0 | 0 | 0 | 0 | 0 | 0 | 0 | 0 | 0 | 0
VIC1 | Solar PV | 0 | 0 | 0 | 0 | 0 | 0 | 0 | 0 | 0 | 0 | 0 | 0 | 0 | 0 | 0 | 0 | 0 | 0 | 0 | 0 | 0 | 0 | 0 | 0 | 0
VIC1 | LS Battery | 0 | 0 | 0 | 0 | 0 | 0 | 0 | 0 | 0 | 0 | 0 | 0 | 0 | 0 | 0 | 0 | 0 | 0 | 0 | 0 | 0 | 0 | 0 | 0 | 0
VIC1 | Pumped Hydro | 0 | 0 | 0 | 0 | 0 | 0 | 0 | 0 | 0 | 0 | 0 | 0 | 0 | 0 | 0 | 0 | 0 | 0 | 0 | 0 | 0 | 0 | 0 | 0 | 0
VIC1 | VPP | 0 | 0 | 0 | 0 | 0 | 0 | 0 | 0 | 0 | 0 | 0 | 0 | 0 | 0 | 0 | 0 | 0 | 0 | 0 | 0 | 0 | 0 | 0 | 0 | 0
Total excluding storage |  | 229739.2428 | 192131.7718 | 195496.7111 | 177798.9301 | 163032.7005 | 151253.324 | 135664.5917 | 129739.5355 | 100493.6638 | 89693.2771 | 74540.5347 | 76352.3239 | 74699.8967 | 63295.4562 | 59396.6897 | 53525.2736 | 60817.9074 | 52658.7172 | 50674.9078 | 45648.6586 | 48912.1823 | 45453.8367 | 48184.8848 | 40744.4786 | 35239.9782
Region | Technology | 2021-22 | 2022-23 | 2023-24 | 2024-25 | 2025-26 | 2026-27 | 2027-28 | 2028-29 | 2029-30 | 2030-31 | 2031-32 | 2032-33 | 2033-34 | 2034-35 | 2035-36 | 2036-37 | 2037-38 | 2038-39 | 2039-40 | 2040-41 | 2041-42 | 2042-43 | 2043-44 | 2044-45 | 2045-46
SA1 | Black Coal | 0 | 0 | 0 | 0 | 0 | 0 | 0 | 0 | 0 | 0 | 0 | 0 | 0 | 0 | 0 | 0 | 0 | 0 | 0 | 0 | 0 | 0 | 0 | 0 | 0
SA1 | Brown Coal | 0 | 0 | 0 | 0 | 0 | 0 | 0 | 0 | 0 | 0 | 0 | 0 | 0 | 0 | 0 | 0 | 0 | 0 | 0 | 0 | 0 | 0 | 0 | 0 | 0
SA1 | CCGT | 85965.896 | 68932.1124 | 53640.6854 | 26483.8686 | 25792.7763 | 25211.9257 | 24350.7495 | 23665.9112 | 22705.3813 | 35992.7346 | 20572.9924 | 19324.6308 | 30037.953 | 21988.7794 | 16284.6534 | 15382.7611 | 0.13387 | 0.12785 | 0.12308 | 0.11458 | 0.14351 | 0.13948 | 0.13723 | 0.13709 | 0.13167
SA1 | Gas - Steam | 60225.4566 | 58910.552 | 63217.208 | 6657.4815 | 6466.335 | 6312.054 | 6104.0255 | 5966.6045 | 5675.555 | 5495.333 | 5291.575 | 4830.696 | 4662.2895 | 4384.825 | 0 | 0 | 0 | 0 | 0 | 0 | 0 | 0 | 0 | 0 | 0
SA1 | OCGT / Diesel | 5298.2803 | 3434.0787 | 10214.6708 | 412.5224 | 46.9099 | 473.1247 | 152.3115 | 151.046 | 284.3077 | 3864.6872 | 555.8626 | 2624.7887 | 5321.2223 | 4065.6395 | 3957.0516 | 2986.281 | 9200.6935 | 8013.7318 | 10294.6317 | 12258.8049 | 16332.1209 | 17561.6052 | 20500.8199 | 5861.899 | 5101.7582
SA1 | Hydro | 0 | 0 | 0 | 0 | 0 | 0 | 0 | 0 | 0 | 0 | 0 | 0 | 0 | 0 | 0 | 0 | 0 | 0 | 0 | 0 | 0 | 0 | 0 | 0 | 0
SA1 | Wind | 0 | 0 | 0 | 0 | 0 | 0 | 0 | 0 | 0 | 0 | 0 | 0 | 0 | 0 | 0 | 0 | 0 | 0 | 0 | 0 | 0 | 0 | 0 | 0 | 0
SA1 | Solar PV | 0 | 0 | 0 | 0 | 0 | 0 | 0 | 0 | 0 | 0 | 0 | 0 | 0 | 0 | 0 | 0 | 0 | 0 | 0 | 0 | 0 | 0 | 0 | 0 | 0
SA1 | LS Battery | 0 | 0 | 0 | 0 | 0 | 0 | 0 | 0 | 0 | 0 | 0 | 0 | 0 | 0 | 0 | 0 | 0 | 0 | 0 | 0 | 0 | 0 | 0 | 0 | 0
SA1 | Pumped Hydro | 0 | 0 | 0 | 0 | 0 | 0 | 0 | 0 | 0 | 0 | 0 | 0 | 0 | 0 | 0 | 0 | 0 | 0 | 0 | 0 | 0 | 0 | 0 | 0 | 0
SA1 | VPP | 0 | 0 | 0 | 0 | 0 | 0 | 0 | 0 | 0 | 0 | 0 | 0 | 0 | 0 | 0 | 0 | 0 | 0 | 0 | 0 | 0 | 0 | 0 | 0 | 0
Total excluding storage |  | 151489.6328 | 131276.7431 | 127072.5642 | 33553.8725 | 32306.0211 | 31997.1045 | 30607.0865 | 29783.5617 | 28665.2439 | 45352.7548 | 26420.43 | 26780.1155 | 40021.4649 | 30439.2439 | 20241.705 | 18369.0421 | 9200.8274 | 8013.8596 | 10294.7548 | 12258.9195 | 16332.2644 | 17561.7447 | 20500.9572 | 5862.0361 | 5101.8899
Region | Technology | 2021-22 | 2022-23 | 2023-24 | 2024-25 | 2025-26 | 2026-27 | 2027-28 | 2028-29 | 2029-30 | 2030-31 | 2031-32 | 2032-33 | 2033-34 | 2034-35 | 2035-36 | 2036-37 | 2037-38 | 2038-39 | 2039-40 | 2040-41 | 2041-42 | 2042-43 | 2043-44 | 2044-45 | 2045-46
TAS1 | Black Coal | 0 | 0 | 0 | 0 | 0 | 0 | 0 | 0 | 0 | 0 | 0 | 0 | 0 | 0 | 0 | 0 | 0 | 0 | 0 | 0 | 0 | 0 | 0 | 0 | 0
TAS1 | Brown Coal | 0 | 0 | 0 | 0 | 0 | 0 | 0 | 0 | 0 | 0 | 0 | 0 | 0 | 0 | 0 | 0 | 0 | 0 | 0 | 0 | 0 | 0 | 0 | 0 | 0
TAS1 | CCGT | 0 | 0.065055 | 0.071737 | 0.071134 | 0.068153 | 0.068992 | 0.068955 | 0.067374 | 0.071202 | 0.077786 | 0.072354 | 0.07628 | 0.079579 | 0.074311 | 0.071927 | 0.06813 | 0.074885 | 0.076324 | 0.07632 | 0.06743 | 0.08166 | 0.078062 | 0.07161 | 0.069415 | 0.067018
TAS1 | Gas - Steam | 0 | 0 | 0 | 0 | 0 | 0 | 0 | 0 | 0 | 0 | 0 | 0 | 0 | 0 | 0 | 0 | 0 | 0 | 0 | 0 | 0 | 0 | 0 | 0 | 0
TAS1 | OCGT / Diesel | 0.09159 | 0.077697 | 0.08315 | 0.083272 | 0.077095 | 0.078407 | 0.078117 | 0.07643 | 0.079112 | 0.085227 | 0.078309 | 0.084167 | 0.086501 | 0.079846 | 39.3537 | 0.076651 | 71.0035 | 0.08303 | 33.7492 | 0.048416 | 56.3325 | 0.05836 | 23.2008 | 181.5574 | 107.4004
TAS1 | Hydro | 0 | 0 | 0 | 0 | 0 | 0 | 0 | 0 | 0 | 0 | 0 | 0 | 0 | 0 | 0 | 0 | 0 | 0 | 0 | 0 | 0 | 0 | 0 | 0 | 0
TAS1 | Wind | 0 | 0 | 0 | 0 | 0 | 0 | 0 | 0 | 0 | 0 | 0 | 0 | 0 | 0 | 0 | 0 | 0 | 0 | 0 | 0 | 0 | 0 | 0 | 0 | 0
TAS1 | Solar PV | 0 | 0 | 0 | 0 | 0 | 0 | 0 | 0 | 0 | 0 | 0 | 0 | 0 | 0 | 0 | 0 | 0 | 0 | 0 | 0 | 0 | 0 | 0 | 0 | 0
TAS1 | LS Battery | 0 | 0 | 0 | 0 | 0 | 0 | 0 | 0 | 0 | 0 | 0 | 0 | 0 | 0 | 0 | 0 | 0 | 0 | 0 | 0 | 0 | 0 | 0 | 0 | 0
TAS1 | Pumped Hydro | 0 | 0 | 0 | 0 | 0 | 0 | 0 | 0 | 0 | 0 | 0 | 0 | 0 | 0 | 0 | 0 | 0 | 0 | 0 | 0 | 0 | 0 | 0 | 0 | 0
TAS1 | VPP | 0 | 0 | 0 | 0 | 0 | 0 | 0 | 0 | 0 | 0 | 0 | 0 | 0 | 0 | 0 | 0 | 0 | 0 | 0 | 0 | 0 | 0 | 0 | 0 | 0
Total excluding storage |  | 0.09159 | 0.14275 | 0.15489 | 0.15441 | 0.14525 | 0.1474 | 0.14707 | 0.1438 | 0.15031 | 0.16301 | 0.15066 | 0.16045 | 0.16608 | 0.15416 | 39.4256 | 0.14478 | 71.0783 | 0.15935 | 33.8255 | 0.11585 | 56.4141 | 0.13642 | 23.2724 | 181.6268 | 107.4675

## BaseCase_Build Cost
New generation build cost (CAPEX) by technology ($000s) - Base Case, Fast Change Scenario
CAPEX (Install) | Real June 2019 dollars discounted to June 2020. The total capital costs are annualised for modelling purposes.
Explicitly modelled generation
Region | Technology | 2021-22 | 2022-23 | 2023-24 | 2024-25 | 2025-26 | 2026-27 | 2027-28 | 2028-29 | 2029-30 | 2030-31 | 2031-32 | 2032-33 | 2033-34 | 2034-35 | 2035-36 | 2036-37 | 2037-38 | 2038-39 | 2039-40 | 2040-41 | 2041-42 | 2042-43 | 2043-44 | 2044-45 | 2045-46
NEM | Black Coal | 0 | 0 | 0 | 0 | 0 | 0 | 0 | 0 | 0 | 0 | 0 | 0 | 0 | 0 | 0 | 0 | 0 | 0 | 0 | 0 | 0 | 0 | 0 | 0 | 0
NEM | Brown Coal | 0 | 0 | 0 | 0 | 0 | 0 | 0 | 0 | 0 | 0 | 0 | 0 | 0 | 0 | 0 | 0 | 0 | 0 | 0 | 0 | 0 | 0 | 0 | 0 | 0
NEM | CCGT | 0 | 1.8767 | 0.29993 | 0.072311 | 0.0039639 | 0.015788 | 0.025152 | 0.031954 | 0.083778 | 0.17342 | 0.0066062 | 0.128 | 0.21087 | 0.0025753 | 0.14689 | 0.016397 | 0.73645 | 0.012157 | 0.01763 | 0.0021477 | 0.21732 | 0.71293 | 0.0056442 | 0.01699 | 0.00028425
NEM | Gas - Steam | 0 | 0 | 0 | 0 | 0 | 0 | 0 | 0 | 0 | 0 | 0 | 0 | 0 | 0 | 0 | 0 | 0 | 0 | 0 | 0 | 0 | 0 | 0 | 0 | 0
NEM | OCGT / Diesel | 2.6922 | 0.057817 | 0.32344 | 0.072706 | 0.053196 | 0.069509 | 0.069238 | 0.067312 | 0.068443 | 0.072428 | 0.053192 | 0.10123 | 0.11681 | 0.054349 | 39538.7197 | 0.11053 | 184266.1683 | 0.0034149 | 0.0068124 | 0.016336 | 0.12289 | 5470.8799 | 0.0030989 | 32260.0205 | 0.00038969
NEM | Hydro | 0 | 0 | 0 | 0 | 0 | 0 | 0 | 0 | 0 | 0 | 0 | 0 | 0 | 0 | 0 | 0 | 0 | 0 | 0 | 0 | 0 | 0 | 0 | 0 | 0
NEM | Wind | 0 | 1058165.8904 | 420708.542 | 52102.0054 | 9.1718 | 17.5503 | 6.2945 | 1723131.9792 | 912074.764 | 1523238.9414 | 262438.2959 | 1999341.6809 | 770068.7306 | 1682695.2635 | 1200420.9032 | 533835.3272 | 479517.2411 | 186605.0815 | 36589.6501 | 128476.7884 | 310749.9017 | 322730.8509 | 40987.0964 | 51114.3252 | 56293.7302
NEM | Solar PV | 481641.5377 | 166613.1265 | 588822.0293 | 0.15926 | 5.2461 | 854378.6464 | 478752.0773 | 212185.7201 | 289423.8048 | 1196490.4218 | 202185.5483 | 314106.2409 | 481468.7272 | 0.0057161 | 105672.6874 | 128705.7506 | 246159.6328 | 121902.0322 | 0.013868 | 184655.169 | 225027.4731 | 195817.1653 | 13841.495 | 0.0074602 | 10188.6684
NEM | LS Battery | 11.2741 | 0.13913 | 0.00015812 | 0 | 0.0018423 | 2.3519 | 2.962 | 1.0439 | 0.0011001 | 288236.7805 | 0.52683 | 278325.7545 | 641804.1579 | 0.00069642 | 0.00087232 | 5.2115e-05 | 42104.8385 | 0.00015119 | 0.00042328 | 0.0036829 | 70808.8688 | 70035.2815 | 0.0057233 | 25254.3981 | 0.0056099
NEM | Pumped Hydro | 0 | 0 | 0 | 15.0054 | 0.50065 | 0.95315 | 0.65158 | 0.47231 | 0.99348 | 3.5953 | 0.52308 | 3.1793 | 1.7001 | 0.24417 | 47.9526 | 229168.9326 | 756430.0902 | 0.077248 | 0.58289 | 0.37071 | 347810.5251 | 124229.8688 | 0.0069976 | 79409.5566 | 0.0056456
NEM | VPP | 0 | 0 | 0 | 0 | 0 | 0 | 0 | 0 | 0 | 0 | 0 | 0 | 0 | 0 | 0 | 0 | 0 | 0 | 0 | 0 | 0 | 0 | 0 | 0 | 0
Total excluding storage |  | 481644.2299 | 1224780.9514 | 1009531.1946 | 52102.3097 | 14.475 | 854396.282 | 478758.4662 | 1935317.7986 | 1201498.721 | 2719729.609 | 464623.9039 | 2313448.1511 | 1251537.7855 | 1682695.3262 | 1345632.4572 | 662541.2048 | 909943.7787 | 308507.1293 | 36589.6884 | 313131.976 | 535777.715 | 524019.6091 | 54828.6002 | 83374.3701 | 66482.3992
Region | Technology | 2021-22 | 2022-23 | 2023-24 | 2024-25 | 2025-26 | 2026-27 | 2027-28 | 2028-29 | 2029-30 | 2030-31 | 2031-32 | 2032-33 | 2033-34 | 2034-35 | 2035-36 | 2036-37 | 2037-38 | 2038-39 | 2039-40 | 2040-41 | 2041-42 | 2042-43 | 2043-44 | 2044-45 | 2045-46
NSW1 | Black Coal | 0 | 0 | 0 | 0 | 0 | 0 | 0 | 0 | 0 | 0 | 0 | 0 | 0 | 0 | 0 | 0 | 0 | 0 | 0 | 0 | 0 | 0 | 0 | 0 | 0
NSW1 | Brown Coal | 0 | 0 | 0 | 0 | 0 | 0 | 0 | 0 | 0 | 0 | 0 | 0 | 0 | 0 | 0 | 0 | 0 | 0 | 0 | 0 | 0 | 0 | 0 | 0 | 0
NSW1 | CCGT | 0 | 0.38168 | 0.14034 | 0.049138 | 0 | 0 | 0.0005626 | 0.0014767 | 0.020059 | 0.074887 | 0.00045103 | 0.032066 | 0.089239 | 0.00024767 | 0.097766 | 0.0001679 | 0.38839 | 0.00063392 | 0.00064884 | 0.00039501 | 0.10111 | 0.68473 | 0.00020025 | 1.1793e-05 | 9.313e-06
NSW1 | Gas - Steam | 0 | 0 | 0 | 0 | 0 | 0 | 0 | 0 | 0 | 0 | 0 | 0 | 0 | 0 | 0 | 0 | 0 | 0 | 0 | 0 | 0 | 0 | 0 | 0 | 0
NSW1 | OCGT / Diesel | 1.2277 | 0.0026217 | 0.027527 | 0.016657 | 0.011348 | 0.017755 | 0.018008 | 0.017697 | 0.01802 | 0.020693 | 0.012532 | 0.033316 | 0.032177 | 0.015283 | 39538.5491 | 0.011508 | 184265.1413 | 0.0011365 | 0.0024148 | 0.0066592 | 0.049201 | 5470.8787 | 0.0019017 | 12346.4334 | 0.00013329
NSW1 | Hydro | 0 | 0 | 0 | 0 | 0 | 0 | 0 | 0 | 0 | 0 | 0 | 0 | 0 | 0 | 0 | 0 | 0 | 0 | 0 | 0 | 0 | 0 | 0 | 0 | 0
NSW1 | Wind | 0 | 9.0306 | 4.0828 | 3.4882 | 2.7507 | 6.9427 | 0.029806 | 5.1507 | 0.84072 | 176669.5438 | 0.018605 | 1439268.6779 | 428574.842 | 329078.3659 | 202492.5627 | 240905.9432 | 98405.7198 | 31516.3476 | 0.64097 | 0.53405 | 6097.9269 | 109339.0595 | 0.0021793 | 0.0096127 | 2398.5345
NSW1 | Solar PV | 481636.7447 | 166609.0336 | 588821.9869 | 0.06839 | 1.0453 | 854373.2674 | 478742.3803 | 0.39613 | 289420.3079 | 854584.3669 | 0.46043 | 26816.9016 | 470918.9892 | 0.0024437 | 0.083132 | 0.035595 | 233994.0059 | 1.2983 | 0.0039603 | 181923.8086 | 111258.1293 | 22311.2662 | 13841.3887 | 0.00077125 | 7310.72
NSW1 | LS Battery | 6.5727 | 0.001236 | 0 | 0 | 0.00080445 | 1.1468 | 1.6155 | 0.51254 | 0.00057751 | 248709.7856 | 0.02254 | 170156.5949 | 515736.7768 | 0.00036111 | 0.00053482 | 0 | 3.1004e-05 | 8.6906e-05 | 0.00023844 | 0.0015828 | 62295.965 | 70035.1913 | 0.0036149 | 4.2839 | 0.0024926
NSW1 | Pumped Hydro | 0 | 0 | 0 | 8.3152 | 0.12455 | 0.32553 | 0.22971 | 0.1189 | 0.32462 | 2.0296 | 0.13536 | 1.4267 | 1.0041 | 0.15552 | 38.9325 | 229106.1594 | 488684.0037 | 0.02781 | 0.20128 | 0.22865 | 50003.0063 | 0.0075454 | 0.001864 | 1.6459 | 0.0015792
NSW1 | VPP | 0 | 0 | 0 | 0 | 0 | 0 | 0 | 0 | 0 | 0 | 0 | 0 | 0 | 0 | 0 | 0 | 0 | 0 | 0 | 0 | 0 | 0 | 0 | 0 | 0
Total excluding storage |  | 481637.9723 | 166618.4485 | 588826.2376 | 3.6224 | 3.8074 | 854380.2278 | 478742.4287 | 5.566 | 289421.1867 | 1031254.0063 | 0.49201 | 1466085.6449 | 899493.9526 | 329078.3839 | 242031.2927 | 240905.9905 | 516665.2554 | 31517.6477 | 0.64799 | 181924.3497 | 117356.2065 | 137121.8892 | 13841.393 | 12346.4438 | 9709.2547
Region | Technology | 2021-22 | 2022-23 | 2023-24 | 2024-25 | 2025-26 | 2026-27 | 2027-28 | 2028-29 | 2029-30 | 2030-31 | 2031-32 | 2032-33 | 2033-34 | 2034-35 | 2035-36 | 2036-37 | 2037-38 | 2038-39 | 2039-40 | 2040-41 | 2041-42 | 2042-43 | 2043-44 | 2044-45 | 2045-46
QLD1 | Black Coal | 0 | 0 | 0 | 0 | 0 | 0 | 0 | 0 | 0 | 0 | 0 | 0 | 0 | 0 | 0 | 0 | 0 | 0 | 0 | 0 | 0 | 0 | 0 | 0 | 0
QLD1 | Brown Coal | 0 | 0 | 0 | 0 | 0 | 0 | 0 | 0 | 0 | 0 | 0 | 0 | 0 | 0 | 0 | 0 | 0 | 0 | 0 | 0 | 0 | 0 | 0 | 0 | 0
QLD1 | CCGT | 0 | 0.43917 | 0.012911 | 0.0013594 | 0.00016912 | 0.00042867 | 0.002455 | 0.010915 | 0.012331 | 0.014598 | 0.0055463 | 0.028054 | 0.043021 | 0.00011856 | 0.042018 | 0.012289 | 0.14078 | 0 | 5.9885e-05 | 0.00014944 | 0.0056523 | 0.027328 | 1.0628e-05 | 1.377e-05 | 1.7856e-05
QLD1 | Gas - Steam | 0 | 0 | 0 | 0 | 0 | 0 | 0 | 0 | 0 | 0 | 0 | 0 | 0 | 0 | 0 | 0 | 0 | 0 | 0 | 0 | 0 | 0 | 0 | 0 | 0
QLD1 | OCGT / Diesel | 0.37325 | 0.014736 | 0.019714 | 0.019593 | 0.0094726 | 0.016656 | 0.016904 | 0.016479 | 0.016021 | 0.015771 | 0.014563 | 0.019401 | 0.051718 | 0.00088731 | 0.13691 | 0.065947 | 0.60274 | 0.00018748 | 0.00022576 | 0.00022251 | 0.0002548 | 0.00031174 | 0.00011237 | 0.00010589 | 5.9457e-05
QLD1 | Hydro | 0 | 0 | 0 | 0 | 0 | 0 | 0 | 0 | 0 | 0 | 0 | 0 | 0 | 0 | 0 | 0 | 0 | 0 | 0 | 0 | 0 | 0 | 0 | 0 | 0
QLD1 | Wind | 0 | 1058125.2628 | 0.61067 | 0.3032 | 5.8126 | 4.2025 | 6.1753 | 1534331.1458 | 0.63359 | 893573.0249 | 0.048359 | 228263.7352 | 130991.6612 | 1209032.8087 | 551449.6699 | 77351.5352 | 381096.8274 | 0.0063556 | 0.080317 | 0.0080465 | 99031.8334 | 17089.5032 | 33166.7874 | 43121.1732 | 4699.6092
QLD1 | Solar PV | 1.9912 | 1.1091 | 0.0016009 | 0 | 1.8455 | 2.0373 | 0.51559 | 0.0070002 | 0.8204 | 0.55304 | 120205.4389 | 161671.2184 | 5759.0732 | 0.0010466 | 0.01347 | 0.0041261 | 0.0047289 | 0.0030539 | 0.003765 | 361.8107 | 113768.5917 | 160350.1765 | 0.0010243 | 0.00047207 | 0.0027346
QLD1 | LS Battery | 1.1146 | 0.00017482 | 0 | 0 | 0.00043609 | 0.36398 | 0.33963 | 0.13614 | 0.0001352 | 5.2565 | 0.011536 | 16.8851 | 126067.3806 | 0.00012955 | 0.00021413 | 0 | 3.3765e-05 | 0 | 4.227e-05 | 0.00013669 | 0.064136 | 0.084913 | 0.00010041 | 0.00054512 | 0.00032487
QLD1 | Pumped Hydro | 0 | 0 | 0 | 1.7019 | 0.087865 | 0.19763 | 0.10573 | 0.080229 | 0.16906 | 0.36627 | 0.054841 | 0.38556 | 0.49255 | 0.014575 | 7.652 | 62.0927 | 267744.1405 | 0.0048946 | 0.0049609 | 0.0053435 | 297792.9963 | 124229.838 | 0.000391 | 0.00094229 | 0.00015958
QLD1 | VPP | 0 | 0 | 0 | 0 | 0 | 0 | 0 | 0 | 0 | 0 | 0 | 0 | 0 | 0 | 0 | 0 | 0 | 0 | 0 | 0 | 0 | 0 | 0 | 0 | 0
Total excluding storage |  | 2.3644 | 1058126.8258 | 0.64489 | 0.32415 | 7.6677 | 6.2569 | 6.7103 | 1534331.1802 | 1.4823 | 893573.6083 | 120205.5073 | 389935.0011 | 136750.8291 | 1209032.8108 | 551449.8623 | 77351.6176 | 381097.5757 | 0.0095969 | 0.084367 | 361.8191 | 212800.431 | 177439.7073 | 33166.7885 | 43121.1738 | 4699.6121
Region | Technology | 2021-22 | 2022-23 | 2023-24 | 2024-25 | 2025-26 | 2026-27 | 2027-28 | 2028-29 | 2029-30 | 2030-31 | 2031-32 | 2032-33 | 2033-34 | 2034-35 | 2035-36 | 2036-37 | 2037-38 | 2038-39 | 2039-40 | 2040-41 | 2041-42 | 2042-43 | 2043-44 | 2044-45 | 2045-46
VIC1 | Black Coal | 0 | 0 | 0 | 0 | 0 | 0 | 0 | 0 | 0 | 0 | 0 | 0 | 0 | 0 | 0 | 0 | 0 | 0 | 0 | 0 | 0 | 0 | 0 | 0 | 0
VIC1 | Brown Coal | 0 | 0 | 0 | 0 | 0 | 0 | 0 | 0 | 0 | 0 | 0 | 0 | 0 | 0 | 0 | 0 | 0 | 0 | 0 | 0 | 0 | 0 | 0 | 0 | 0
VIC1 | CCGT | 0 | 0.35925 | 0.019499 | 0.014703 | 0.0034164 | 0.0068811 | 0.01372 | 0.014353 | 0.028345 | 0.031372 | 0.0001432 | 0.019747 | 0.032991 | 0.00062177 | 0.002943 | 0.00164 | 0.052017 | 0.0030745 | 0.013076 | 0.0015062 | 0.046117 | 0.00044551 | 0.00092388 | 0.0060936 | 8.2374e-05
VIC1 | Gas - Steam | 0 | 0 | 0 | 0 | 0 | 0 | 0 | 0 | 0 | 0 | 0 | 0 | 0 | 0 | 0 | 0 | 0 | 0 | 0 | 0 | 0 | 0 | 0 | 0 | 0
VIC1 | OCGT / Diesel | 0.36412 | 0.014644 | 0.017912 | 0.017662 | 0.016078 | 0.017022 | 0.01693 | 0.016609 | 0.017266 | 0.018747 | 0.011998 | 0.016592 | 0.014654 | 0.012164 | 0.01222 | 0.011194 | 0.039486 | 0.00079835 | 0.0015621 | 0.0053688 | 0.038068 | 0.00034273 | 0.00033376 | 0.065282 | 6.4264e-05
VIC1 | Hydro | 0 | 0 | 0 | 0 | 0 | 0 | 0 | 0 | 0 | 0 | 0 | 0 | 0 | 0 | 0 | 0 | 0 | 0 | 0 | 0 | 0 | 0 | 0 | 0 | 0
VIC1 | Wind | 0 | 7.6493 | 0.50991 | 1.3267 | 0.56056 | 1.2858 | 0.037124 | 140727.3555 | 0.25099 | 224054.1972 | 0.098979 | 34998.6229 | 3.6344 | 144583.8293 | 340628.5498 | 67121.7697 | 9.044 | 43.6522 | 1.052 | 128475.8257 | 184326.6256 | 196302.2644 | 7819.8842 | 0.0087369 | 40344.7742
VIC1 | Solar PV | 0.59117 | 0.29944 | 0.00074879 | 0.090099 | 0.8742 | 0.86432 | 1.1528 | 212185.2761 | 0.027894 | 178243.3155 | 0.0058056 | 0.014731 | 0.00091251 | 0.00025418 | 105672.5891 | 128705.7078 | 12165.615 | 121900.6795 | 0.0018821 | 0.0026837 | 0.54244 | 13155.6891 | 0.0011914 | 0.000362 | 2389.7563
VIC1 | LS Battery | 1.1434 | 0.00055646 | 0 | 0 | 0.00020417 | 0.3354 | 0.34071 | 0.14026 | 0.00012845 | 4.369 | 0.0016261 | 0.00037561 | 9.2628e-05 | 4.338e-05 | 0 | 0 | 0 | 2.8525e-05 | 5.1311e-05 | 0.00024085 | 1.1814 | 0.0030889 | 0.00054101 | 1.6908 | 0.0010065
VIC1 | Pumped Hydro | 0 | 0 | 0 | 1.7216 | 0.085164 | 0.17089 | 0.11262 | 0.10488 | 0.20824 | 0.59426 | 0.0042472 | 0.45473 | 0.048661 | 0.022476 | 0.57 | 0.3254 | 0.10176 | 0.024703 | 0.21798 | 0.12595 | 12.0035 | 0.014426 | 0.0014794 | 79407.6239 | 0.0022972
VIC1 | VPP | 0 | 0 | 0 | 0 | 0 | 0 | 0 | 0 | 0 | 0 | 0 | 0 | 0 | 0 | 0 | 0 | 0 | 0 | 0 | 0 | 0 | 0 | 0 | 0 | 0
Total excluding storage |  | 0.95529 | 8.3226 | 0.54807 | 1.4491 | 1.4543 | 2.1741 | 1.2206 | 352912.6626 | 0.3245 | 402297.5629 | 0.11693 | 34998.674 | 3.683 | 144583.8423 | 446301.1541 | 195827.4903 | 12174.7505 | 121944.3356 | 1.0685 | 128475.8352 | 184327.2522 | 209457.9543 | 7819.8866 | 0.080475 | 42734.5307
Region | Technology | 2021-22 | 2022-23 | 2023-24 | 2024-25 | 2025-26 | 2026-27 | 2027-28 | 2028-29 | 2029-30 | 2030-31 | 2031-32 | 2032-33 | 2033-34 | 2034-35 | 2035-36 | 2036-37 | 2037-38 | 2038-39 | 2039-40 | 2040-41 | 2041-42 | 2042-43 | 2043-44 | 2044-45 | 2045-46
SA1 | Black Coal | 0 | 0 | 0 | 0 | 0 | 0 | 0 | 0 | 0 | 0 | 0 | 0 | 0 | 0 | 0 | 0 | 0 | 0 | 0 | 0 | 0 | 0 | 0 | 0 | 0
SA1 | Brown Coal | 0 | 0 | 0 | 0 | 0 | 0 | 0 | 0 | 0 | 0 | 0 | 0 | 0 | 0 | 0 | 0 | 0 | 0 | 0 | 0 | 0 | 0 | 0 | 0 | 0
SA1 | CCGT | 0 | 0.39228 | 0.10026 | 0.00036173 | 0 | 0 | 0.00019488 | 0.00053087 | 0.0026957 | 0.027141 | 0.00016051 | 0.028102 | 0.027481 | 0.0011301 | 0.0006852 | 0.00065055 | 0.13321 | 0.00022057 | 0.00037308 | 5.9673e-05 | 0.044948 | 0.00034029 | 0.0044748 | 0.0097121 | 1.4979e-05
SA1 | Gas - Steam | 0 | 0 | 0 | 0 | 0 | 0 | 0 | 0 | 0 | 0 | 0 | 0 | 0 | 0 | 0 | 0 | 0 | 0 | 0 | 0 | 0 | 0 | 0 | 0 | 0
SA1 | OCGT / Diesel | 0.36789 | 0.014559 | 0.2394 | 0.00062614 | 0.00059733 | 0.0006428 | 0.00074301 | 0.00064363 | 0.00049815 | 0.00040361 | 0.00053676 | 0.01646 | 0.0038638 | 0.014145 | 0.009386 | 0.010933 | 0.34853 | 0.00038268 | 0.00047662 | 0.00036261 | 0.00040601 | 0.00021378 | 0.00047681 | 19913.5108 | 4.1164e-05
SA1 | Hydro | 0 | 0 | 0 | 0 | 0 | 0 | 0 | 0 | 0 | 0 | 0 | 0 | 0 | 0 | 0 | 0 | 0 | 0 | 0 | 0 | 0 | 0 | 0 | 0 | 0
SA1 | Wind | 0 | 15.3032 | 12.4201 | 0.15558 | 0.037641 | 4.2278 | 0.045649 | 36.4928 | 752548.3358 | 196793.4258 | 0.011033 | 1.0126 | 210497.2083 | 0.25517 | 105850.1178 | 148456.0739 | 5.64 | 155045.0663 | 36587.873 | 0.41954 | 21293.3533 | 0.020451 | 0.42182 | 7993.1324 | 8850.7993
SA1 | Solar PV | 1.9653 | 2.578 | 0.038703 | 0.00077095 | 1.358 | 2.281 | 8.0017 | 0.037829 | 2.4424 | 163661.7573 | 81979.6409 | 125618.1036 | 4790.6633 | 0.0018705 | 0.0015764 | 0.0029929 | 0.0069132 | 0.036586 | 0.0038193 | 2369.547 | 0.157 | 0.022652 | 0.10403 | 0.0028882 | 488.1859
SA1 | LS Battery | 1.3618 | 0.13422 | 0.00015812 | 0 | 0 | 0.20387 | 0.39553 | 0.14254 | 0.00014065 | 39515.6544 | 0.0022879 | 108152.2687 | 0.00019741 | 9.2843e-05 | 8.1387e-05 | 5.2115e-05 | 42104.8384 | 0 | 2.1643e-05 | 0.000309 | 8511.2143 | 0.0011221 | 0.00012569 | 25248.4159 | 0.00079888
SA1 | Pumped Hydro | 0 | 0 | 0 | 1.7893 | 0.091158 | 0.16056 | 0.11789 | 0.08904 | 0.16237 | 0.40037 | 0.010901 | 0.3738 | 0.072023 | 0.035816 | 0.26895 | 0.17375 | 1.8245 | 0.0062846 | 0.005364 | 0.0065351 | 0.67479 | 0.0063802 | 0.001615 | 0.28454 | 0.00097371
SA1 | VPP | 0 | 0 | 0 | 0 | 0 | 0 | 0 | 0 | 0 | 0 | 0 | 0 | 0 | 0 | 0 | 0 | 0 | 0 | 0 | 0 | 0 | 0 | 0 | 0 | 0
Total excluding storage |  | 2.3332 | 18.2881 | 12.7985 | 0.15734 | 1.3962 | 6.5094 | 8.0482 | 36.5318 | 752550.7813 | 360455.2106 | 81979.6526 | 125619.1608 | 215287.903 | 0.27232 | 105850.1294 | 148456.0884 | 6.1287 | 155045.1035 | 36587.8777 | 2369.9669 | 21293.5556 | 0.043656 | 0.53081 | 27906.6558 | 9338.9853
Region | Technology | 2021-22 | 2022-23 | 2023-24 | 2024-25 | 2025-26 | 2026-27 | 2027-28 | 2028-29 | 2029-30 | 2030-31 | 2031-32 | 2032-33 | 2033-34 | 2034-35 | 2035-36 | 2036-37 | 2037-38 | 2038-39 | 2039-40 | 2040-41 | 2041-42 | 2042-43 | 2043-44 | 2044-45 | 2045-46
TAS1 | Black Coal | 0 | 0 | 0 | 0 | 0 | 0 | 0 | 0 | 0 | 0 | 0 | 0 | 0 | 0 | 0 | 0 | 0 | 0 | 0 | 0 | 0 | 0 | 0 | 0 | 0
TAS1 | Brown Coal | 0 | 0 | 0 | 0 | 0 | 0 | 0 | 0 | 0 | 0 | 0 | 0 | 0 | 0 | 0 | 0 | 0 | 0 | 0 | 0 | 0 | 0 | 0 | 0 | 0
TAS1 | CCGT | 0 | 0.30428 | 0.026917 | 0.0067493 | 0.00037838 | 0.0084782 | 0.0082195 | 0.004679 | 0.020348 | 0.025419 | 0.00030521 | 0.020036 | 0.018137 | 0.00045724 | 0.0034724 | 0.0016499 | 0.022044 | 0.0082283 | 0.0034725 | 3.7431e-05 | 0.019497 | 8.4405e-05 | 3.4584e-05 | 0.0011592 | 0.00015973
TAS1 | Gas - Steam | 0 | 0 | 0 | 0 | 0 | 0 | 0 | 0 | 0 | 0 | 0 | 0 | 0 | 0 | 0 | 0 | 0 | 0 | 0 | 0 | 0 | 0 | 0 | 0 | 0
TAS1 | OCGT / Diesel | 0.35932 | 0.011257 | 0.018888 | 0.018168 | 0.015699 | 0.017433 | 0.016653 | 0.015884 | 0.016638 | 0.016813 | 0.013562 | 0.01546 | 0.014398 | 0.01187 | 0.012055 | 0.010946 | 0.036231 | 0.00090987 | 0.0021332 | 0.003723 | 0.034958 | 0.00033482 | 0.00027425 | 0.010941 | 9.1518e-05
TAS1 | Hydro | 0 | 0 | 0 | 0 | 0 | 0 | 0 | 0 | 0 | 0 | 0 | 0 | 0 | 0 | 0 | 0 | 0 | 0 | 0 | 0 | 0 | 0 | 0 | 0 | 0
TAS1 | Wind | 0 | 8.6444 | 420690.9185 | 52096.7317 | 0.010286 | 0.89145 | 0.0065817 | 48031.8344 | 159524.7029 | 32148.7497 | 262438.1189 | 296809.6322 | 1.3847 | 0.0043711 | 0.0029903 | 0.0052 | 0.0098839 | 0.0090733 | 0.0037747 | 0.0011378 | 0.1625 | 0.0034232 | 0.00084208 | 0.0012046 | 0.012815
TAS1 | Solar PV | 0.24541 | 0.1064 | 0.0013331 | 0 | 0.12311 | 0.19643 | 0.026895 | 0.0030436 | 0.20631 | 0.42905 | 0.0022559 | 0.0026031 | 0.0006704 | 0.00010119 | 0.00011098 | 0.00014044 | 0.00034756 | 0.014709 | 0.00044077 | 0.00013631 | 0.052788 | 0.010816 | 8.1362e-05 | 0.0029667 | 0.0033444
TAS1 | LS Battery | 1.0816 | 0.0029445 | 0 | 0 | 0.00039758 | 0.30184 | 0.27059 | 0.11237 | 0.00011825 | 1.715 | 0.48884 | 0.0054006 | 0.00021933 | 6.9539e-05 | 4.1986e-05 | 0 | 3.0331e-05 | 3.5755e-05 | 6.9612e-05 | 0.0014136 | 0.44389 | 0.0010455 | 0.0013412 | 0.0068515 | 0.00098711
TAS1 | Pumped Hydro | 0 | 0 | 0 | 1.4774 | 0.11191 | 0.09854 | 0.085638 | 0.079264 | 0.12919 | 0.20481 | 0.31773 | 0.53851 | 0.082747 | 0.015785 | 0.52917 | 0.18132 | 0.019687 | 0.013556 | 0.1533 | 0.0042321 | 1.8442 | 0.0024094 | 0.0016482 | 0.0013506 | 0.00063592
TAS1 | VPP | 0 | 0 | 0 | 0 | 0 | 0 | 0 | 0 | 0 | 0 | 0 | 0 | 0 | 0 | 0 | 0 | 0 | 0 | 0 | 0 | 0 | 0 | 0 | 0 | 0
Total excluding storage |  | 0.60473 | 9.0664 | 420690.9657 | 52096.7566 | 0.14948 | 1.1138 | 0.058349 | 48031.858 | 159524.9462 | 32149.2209 | 262438.135 | 296809.6703 | 1.4179 | 0.016799 | 0.018628 | 0.017936 | 0.068507 | 0.03292 | 0.0098212 | 0.0050346 | 0.26974 | 0.014658 | 0.0012323 | 0.016272 | 0.01641

## BaseCase_REZ Tx Cost
REZ transmission expansion cost by region ($000s) - Base Case, Fast Change Scenario
REZ Expansion | Real June 2019 dollars discounted to June 2020. As with the total capital costs, the REZ transmission expansion costs are annualised for modelling purposes.
Explicitly modelled generation
Region | Technology | 2021-22 | 2022-23 | 2023-24 | 2024-25 | 2025-26 | 2026-27 | 2027-28 | 2028-29 | 2029-30 | 2030-31 | 2031-32 | 2032-33 | 2033-34 | 2034-35 | 2035-36 | 2036-37 | 2037-38 | 2038-39 | 2039-40 | 2040-41 | 2041-42 | 2042-43 | 2043-44 | 2044-45 | 2045-46
NSW1 | Transmission | 0.14215 | 0.55109 | 0.028658 | 0.052377 | 0.087032 | 0.089874 | 0.029474 | 0.032922 | 0.076986 | 144776.4432 | 0.068094 | 144104.6345 | 156609.972 | 37523.1024 | 40510.6973 | 48977.0257 | 65735.6399 | 3748.0101 | 0.038768 | 1617.8629 | 1285.656 | 17773.8036 | 0.016967 | 0.0034368 | 0.056943
QLD1 | Transmission | 0.1533 | 0.78858 | 0.045457 | 0.030997 | 0.30253 | 0.33937 | 0.035978 | 0.42759 | 0.045943 | 0.10505 | 0.054047 | 0.50915 | 30227.9979 | 0.041969 | 34320.2631 | 7763.9596 | 283602.8385 | 0.0078031 | 0.017849 | 80.3346 | 35752.878 | 38206.3794 | 30506.5986 | 39847.2762 | 4362.3213
VIC1 | Transmission | 0.050597 | 0.0011958 | 0.00038908 | 0.00030237 | 0.00045088 | 0.00062396 | 0.00030173 | 0.0021903 | 0.00098472 | 0.0025064 | 0.00064279 | 0.0025856 | 6.6773e-05 | 0.00072237 | 0.00081854 | 4882.4073 | 0.0050761 | 0.20781 | 0.0010081 | 9635.0627 | 8715.6799 | 14938.2236 | 597.8679 | 0.00028464 | 142.6529
SA1 | Transmission | 0.11767 | 0.98517 | 0.33593 | 0.0047538 | 0.069504 | 0.095126 | 0.083931 | 3.8949 | 0.25153 | 0.54772 | 0.0069639 | 0.029333 | 30538.2665 | 0.040067 | 15680.9445 | 22731.638 | 2.2266 | 24069.7987 | 5614.356 | 0.026133 | 3387.1823 | 0.017637 | 0.15258 | 1291.3907 | 1988.2831
TAS1 | Transmission | 0 | 0.0018218 | 0.00035893 | 0.00052808 | 0.00014743 | 0.00014276 | 0.00059678 | 0.00041972 | 4199.5534 | 4300.1559 | 0.00041562 | 0.00089202 | 0.00031205 | 0.00010881 | 0.00033246 | 0.00031441 | 0.000302 | 0.00020204 | 0.00035008 | 4.6833e-05 | 0.00046833 | 0.00015987 | 0.00012458 | 8.7876e-05 | 0.00020622
NEM | Total | 0.46372 | 2.3279 | 0.41079 | 0.088959 | 0.45966 | 0.52514 | 0.15028 | 4.358 | 4199.9288 | 149077.2544 | 0.13016 | 144105.1764 | 217376.2368 | 37523.1852 | 90511.9061 | 84355.0309 | 349340.7104 | 27818.0246 | 5614.414 | 11333.2864 | 49141.3967 | 70918.4244 | 31104.6361 | 41138.6707 | 6493.3145

## BaseCase_USE+DSP Cost
USE & DSP cost by region ($000s) - Base Case, Fast Change Scenario
USE & DSP | Real June 2019 dollars discounted to June 2020
Explicitly modelled generation
Region | Technology | 2021-22 | 2022-23 | 2023-24 | 2024-25 | 2025-26 | 2026-27 | 2027-28 | 2028-29 | 2029-30 | 2030-31 | 2031-32 | 2032-33 | 2033-34 | 2034-35 | 2035-36 | 2036-37 | 2037-38 | 2038-39 | 2039-40 | 2040-41 | 2041-42 | 2042-43 | 2043-44 | 2044-45 | 2045-46
NSW1 | USE & DSP | 55706.5608 | 133.6102 | 67344.2946 | 193436.4654 | 0.77346 | 0.77483 | 0.77926 | 0.78001 | 0.78502 | 363.1115 | 0.78941 | 322.7824 | 344.499 | 51.7293 | 768.6443 | 713.8542 | 9047.7056 | 0.80646 | 820.8302 | 0.81149 | 981.7142 | 3595.023 | 408.1869 | 2868.9156 | 1760.9938
QLD1 | USE & DSP | 0.15396 | 0.15291 | 0.15327 | 0.15326 | 0.15342 | 0.15381 | 0.15457 | 0.15446 | 0.15475 | 0.15533 | 0.15523 | 11.0299 | 21.9664 | 0.15618 | 2022.1776 | 462.1423 | 9976.2515 | 0.15748 | 7527.3924 | 0.15833 | 5672.6415 | 8408.3163 | 0.16226 | 455.6552 | 69.3344
VIC1 | USE & DSP | 0.13797 | 4.7678 | 0.13808 | 0.13809 | 0.13793 | 0.1381 | 0.13899 | 0.13906 | 0.14052 | 0.14399 | 0.79919 | 208.636 | 0.14443 | 32.4204 | 0.14336 | 0.14213 | 191.7921 | 0.14343 | 49.8784 | 0.14355 | 754.6927 | 0.14739 | 132.7069 | 2177.6681 | 703.4961
SA1 | USE & DSP | 0.13127 | 1.4179 | 16170.2464 | 0.13069 | 0.13077 | 0.1308 | 0.13156 | 0.13192 | 0.13271 | 0.13583 | 0.13229 | 31.3062 | 0.1365 | 7.1766 | 0.13537 | 0.13403 | 4568.2323 | 0.13524 | 16.4843 | 0.13561 | 1267.9167 | 0.14055 | 119.4953 | 1875.2586 | 316.2107
TAS1 | USE & DSP | 0.076663 | 0.074973 | 0.075866 | 0.075824 | 0.075167 | 0.075487 | 0.075705 | 0.075353 | 0.075881 | 0.076859 | 0.076099 | 0.07661 | 0.07714 | 0.076442 | 0.076555 | 0.075939 | 68.4773 | 0.076142 | 0.077391 | 0.074321 | 44.6508 | 0.076621 | 0.075492 | 49.5138 | 0.21292
NEM | Total | 55707.0606 | 140.0238 | 83514.9082 | 193436.9632 | 1.2708 | 1.273 | 1.2801 | 1.2808 | 1.2889 | 363.6235 | 1.9522 | 573.8312 | 366.8234 | 91.5589 | 2791.1772 | 1176.3487 | 23852.4588 | 1.3188 | 8414.6627 | 1.3233 | 8721.6159 | 12003.7039 | 660.6269 | 7427.0112 | 2850.2479

## Option1_CF
Annual capacity factor by technology - SWNSW Option 1, Fast Change Scenario
Explicitly modelled generation
Region | Technology | 2021-22 | 2022-23 | 2023-24 | 2024-25 | 2025-26 | 2026-27 | 2027-28 | 2028-29 | 2029-30 | 2030-31 | 2031-32 | 2032-33 | 2033-34 | 2034-35 | 2035-36 | 2036-37 | 2037-38 | 2038-39 | 2039-40 | 2040-41 | 2041-42 | 2042-43 | 2043-44 | 2044-45 | 2045-46
NEM | Black Coal | 60.29% | 52.52% | 56.91% | 57.3% | 55.72% | 53.26% | 54.68% | 55.55% | 59.35% | 58.15% | 54.33% | 58.6% | 65.65% | 55.15% | 55.83% | 55.22% | 64.85% | 67.75% | 66.43% | 62.35% | 60.2% | 67.54% | 59.26% | 54.54% | 54.25%
NEM | Brown Coal | 79.65% | 70.29% | 75.61% | 73.56% | 72.06% | 70.56% | 67.42% | 68.09% | 66.72% | 76.2% | 67.57% | 73.81% | 75.41% | 68.68% | 66.43% | 62.67% | 70.98% | 69.44% | 71.86% | 68.24% | 72.7% | 72.39% | 66.3% | 59.04% | 62.05%
NEM | CCGT | 11.68% | 8.584% | 8.458% | 7.514% | 7.15% | 7.091% | 7.091% | 7.091% | 7.091% | 12.06% | 7.181% | 8.892% | 16.67% | 11% | 13.89% | 12.46% | 19.27% | 21.13% | 21.97% | 25.51% | 26.94% | 36.07% | 27.69% | 23.63% | 26.98%
NEM | Gas - Steam | 6.234% | 6.584% | 7.034% | 0.7983% | 0.7393% | 0.8122% | 0.7587% | 0.7531% | 0.7933% | 0.9753% | 0.8676% | 0.876% | 1.008% | 0.8584% | 0.8119% | 0.9908% | 2.303% | 1.153% | - | - | - | - | - | - | -
NEM | OCGT / Diesel | 0.1796% | 0.1268% | 0.2904% | 0.02629% | 0.00123% | 0.02443% | 0.005924% | 0.004278% | 0.009848% | 0.1609% | 0.03967% | 0.1815% | 0.3496% | 0.2087% | 0.5388% | 0.6501% | 1.096% | 0.6265% | 1.685% | 2.72% | 3.844% | 6.59% | 9.442% | 5.436% | 6.636%
NEM | Hydro | 20.2% | 26% | 21.1% | 23.36% | 26.28% | 24.59% | 24.81% | 28.71% | 25.01% | 21.75% | 26.88% | 22.04% | 24.21% | 26.95% | 25.54% | 25.33% | 29.03% | 25.22% | 21.25% | 27.01% | 21.78% | 23.4% | 26.5% | 24.51% | 24.68%
NEM | Wind | 33.83% | 38.29% | 34.68% | 33.86% | 35.91% | 37.74% | 38.43% | 36.82% | 36.59% | 36.22% | 38.43% | 34.83% | 33.9% | 35.58% | 36.51% | 37.31% | 36.38% | 35.67% | 36.13% | 35.57% | 32.93% | 30.71% | 33.73% | 35.08% | 35.39%
NEM | Solar PV | 27.36% | 28.26% | 28.56% | 28.83% | 28.11% | 30.19% | 30.49% | 27% | 28.46% | 29.57% | 30.16% | 30.14% | 29.12% | 28.22% | 30.16% | 30.26% | 27.21% | 28.35% | 29.71% | 30.25% | 30.05% | 29.03% | 28.3% | 30.14% | 30.14%
NEM | LS Battery | 4.018% | 4.034% | 5.144% | 4.731% | 4.683% | 5.243% | 5.056% | 4.659% | 4.967% | 10.41% | 9.573% | 11.57% | 12.13% | 11.75% | 12.54% | 12.48% | 12.17% | 11.97% | 12.28% | 11.97% | 12.16% | 12% | 11.63% | 12.22% | 12.24%
NEM | Pumped Hydro | 0.5299% | 1.531% | 3.964% | 4.309% | 3.313% | 5.395% | 6.342% | 4.657% | 6.581% | 12.79% | 9.205% | 12.9% | 13.48% | 13.44% | 18.09% | 18.74% | 21.84% | 21.24% | 22.82% | 24.14% | 25.14% | 24.25% | 24.09% | 25.67% | 25.64%
NEM | VPP | 7.364% | 7.579% | 8.425% | 8.136% | 7.995% | 8.392% | 8.427% | 7.762% | 8.255% | 9.156% | 8.668% | 9.245% | 9.229% | 9.096% | 9.411% | 9.243% | 9.038% | 8.986% | 9.06% | 8.957% | 8.97% | 8.964% | 8.788% | 9.047% | 9.061%
Region | Technology | 2021-22 | 2022-23 | 2023-24 | 2024-25 | 2025-26 | 2026-27 | 2027-28 | 2028-29 | 2029-30 | 2030-31 | 2031-32 | 2032-33 | 2033-34 | 2034-35 | 2035-36 | 2036-37 | 2037-38 | 2038-39 | 2039-40 | 2040-41 | 2041-42 | 2042-43 | 2043-44 | 2044-45 | 2045-46
NSW1 | Black Coal | 54.64% | 48.27% | 55.68% | 54.62% | 52.68% | 47.77% | 50.7% | 53.87% | 60.78% | 61.68% | 57.75% | 62.71% | 67.67% | 60.64% | 43.47% | 50.76% | 66.83% | 64.98% | 67.46% | 54.92% | 61.45% | - | - | - | -
NSW1 | Brown Coal | bar: 2021-22 to 2045-46
NSW1 | CCGT | 0.4386% | 0.6336% | 0.6336% | 1.197% | 1.197% | 1.197% | 1.197% | 1.197% | 1.197% | 19.91% | 1.622% | 6.727% | 25.87% | 14.37% | 17.67% | 10.68% | 22.8% | 26.74% | 27.09% | 30.5% | 32.64% | 46.65% | 25.58% | - | -
NSW1 | Gas - Steam | bar: 2021-22 to 2045-46
NSW1 | OCGT / Diesel | 0.02355% | 0.01045% | 0.01668% | 0.01525% | 1.258e-05% | 0.0006977% | 1.421e-05% | 1.509e-05% | 1.647e-05% | 0.03037% | 0.001581% | 0.08318% | 0.1045% | 0.009756% | 0.6842% | 0.6805% | 1.105% | 0.2535% | 1.642% | 3.899% | 5.444% | 10.11% | 15.53% | 8.665% | 10.34%
NSW1 | Hydro | 8.709% | 8.863% | 8.532% | 11.57% | 12.05% | 12.11% | 12.34% | 15.1% | 12.86% | 13.64% | 11.63% | 11.96% | 14.6% | 14.65% | 15.17% | 14.78% | 18% | 15.18% | 13.73% | 14.02% | 12.93% | 14.57% | 15.26% | 14.77% | 15.09%
NSW1 | Wind | 33.6% | 38.17% | 35.53% | 34.42% | 35.77% | 38.03% | 37.71% | 34.45% | 32.56% | 34.4% | 38.28% | 33.81% | 32.13% | 34.7% | 35.74% | 35.31% | 33.02% | 30.22% | 31.84% | 31.47% | 31.71% | 29.75% | 33.05% | 34.03% | 33.59%
NSW1 | Solar PV | 24.8% | 25.9% | 26.39% | 28.42% | 27.78% | 30.26% | 30.63% | 27.53% | 28.38% | 29.83% | 30.34% | 30.03% | 29.21% | 28.27% | 30.52% | 30.59% | 27.72% | 28.4% | 30.12% | 30.72% | 30.11% | 29.21% | 28.36% | 30.5% | 30.32%
NSW1 | LS Battery | - | - | - | - | - | - | - | - | - | 13.04% | 12.16% | 13.1% | 12.67% | 12.31% | 13.11% | 13.08% | 12.71% | 12.47% | 12.85% | 12.52% | 12.59% | 12.36% | 12% | 12.9% | 12.78%
NSW1 | Pumped Hydro | 0.2705% | 1.132% | 2.514% | 3.829% | 3.087% | 5.253% | 6.421% | 4.456% | 6.697% | 13.82% | 9.626% | 13.86% | 14.85% | 14.6% | 19.69% | 20.34% | 22.92% | 22.14% | 23.94% | 25.33% | 25.25% | 23.65% | 24.21% | 25.77% | 25.85%
NSW1 | VPP | 4.259% | 6.562% | 7.255% | 7.654% | 7.676% | 8.284% | 8.394% | 7.266% | 8.026% | 9.179% | 8.734% | 9.243% | 9.187% | 9.016% | 9.463% | 9.209% | 9.019% | 8.89% | 8.953% | 8.91% | 8.843% | 8.891% | 8.737% | 9.072% | 9.016%
Region | Technology | 2021-22 | 2022-23 | 2023-24 | 2024-25 | 2025-26 | 2026-27 | 2027-28 | 2028-29 | 2029-30 | 2030-31 | 2031-32 | 2032-33 | 2033-34 | 2034-35 | 2035-36 | 2036-37 | 2037-38 | 2038-39 | 2039-40 | 2040-41 | 2041-42 | 2042-43 | 2043-44 | 2044-45 | 2045-46
QLD1 | Black Coal | 67.43% | 57.62% | 58.17% | 60.03% | 58.81% | 59.09% | 58.57% | 57.27% | 58.02% | 55.54% | 51.8% | 56.35% | 64.82% | 52.9% | 59.06% | 56.57% | 64.18% | 68.69% | 66.08% | 63.61% | 59.96% | 67.54% | 59.26% | 54.54% | 54.25%
QLD1 | Brown Coal | bar: 2021-22 to 2045-46
QLD1 | CCGT | 12.5% | 8.41% | 8.896% | 10.14% | 9.467% | 9.358% | 9.358% | 9.358% | 9.358% | 9.358% | 9.358% | 10.53% | 15.48% | 10.71% | 15.5% | 16.59% | 20.76% | 21.86% | 23.25% | 27.56% | 28.86% | 36.91% | 33.45% | 28.23% | 40.22%
QLD1 | Gas - Steam | bar: 2021-22 to 2045-46
QLD1 | OCGT / Diesel | 0.03616% | 1.333e-05% | 0.003727% | 0.007536% | 1.214e-05% | 0.003132% | 1.292e-05% | 0.002061% | 1.393e-05% | 0.001352% | 1.426e-05% | 0.1018% | 0.1738% | 1.419e-05% | 0.3415% | 0.8939% | 0.6557% | 0.2355% | 1.202% | 1.011% | 1.205% | 3.71% | 3.449% | 4.274% | 6.561%
QLD1 | Hydro | 52.19% | 52.06% | 52.13% | 51.84% | 51.71% | 51.71% | 51.8% | 51.24% | 51.37% | 51.26% | 51.35% | 51.01% | 50.94% | 50.77% | 50.72% | 50.25% | 43.24% | 43.4% | 43.24% | 43.44% | 43.38% | - | - | - | -
QLD1 | Wind | 36.46% | 43.42% | 38.98% | 34.3% | 40.48% | 40.88% | 43.17% | 43.3% | 41.64% | 41.35% | 39.02% | 37.1% | 34.26% | 37.34% | 36.51% | 39.45% | 40.57% | 39.87% | 40.67% | 36.29% | 34.97% | 30.57% | 36.11% | 35.16% | 37.4%
QLD1 | Solar PV | 30.29% | 31.02% | 31.21% | 29.77% | 29.14% | 31% | 30.97% | 25.94% | 28.77% | 29.86% | 31.13% | 30.92% | 29.72% | 29.13% | 30.9% | 30.78% | 25.8% | 28.51% | 29.75% | 30.83% | 30.63% | 29.7% | 29.2% | 30.74% | 30.94%
QLD1 | LS Battery | 2.738% | 3.608% | 5.422% | 5.662% | 5.642% | 6.879% | 6.528% | 5.663% | 6.139% | 7.11% | 6.303% | 7.227% | 11.41% | 10.71% | 11.62% | 11.32% | 10.96% | 10.97% | 11.11% | 11.13% | 11.3% | 11.3% | 10.81% | 10.96% | 10.93%
QLD1 | Pumped Hydro | 0.6391% | 1.699% | 4.575% | 4.511% | 4.217% | 5.965% | 6.025% | 5.461% | 6.118% | 8.664% | 7.523% | 9.033% | 8.021% | 8.819% | 11.69% | 11.38% | 18.16% | 18.22% | 19.03% | 20.13% | 24.94% | 25.07% | 23.92% | 24.67% | 24.27%
QLD1 | VPP | 8.084% | 6.388% | 8.107% | 8.351% | 8% | 8.488% | 8.597% | 7.945% | 8.379% | 8.967% | 8.585% | 9.168% | 9.342% | 9.391% | 9.589% | 9.534% | 9.32% | 9.284% | 9.255% | 9.156% | 9.105% | 9.137% | 9.073% | 8.96% | 8.992%
Region | Technology | 2021-22 | 2022-23 | 2023-24 | 2024-25 | 2025-26 | 2026-27 | 2027-28 | 2028-29 | 2029-30 | 2030-31 | 2031-32 | 2032-33 | 2033-34 | 2034-35 | 2035-36 | 2036-37 | 2037-38 | 2038-39 | 2039-40 | 2040-41 | 2041-42 | 2042-43 | 2043-44 | 2044-45 | 2045-46
VIC1 | Black Coal | bar: 2021-22 to 2045-46
VIC1 | Brown Coal | 79.65% | 70.29% | 75.61% | 73.56% | 72.06% | 70.56% | 67.42% | 68.09% | 66.72% | 76.2% | 67.57% | 73.81% | 75.41% | 68.68% | 66.43% | 62.67% | 70.98% | 69.44% | 71.86% | 68.24% | 72.7% | 72.39% | 66.3% | 59.04% | 62.05%
VIC1 | CCGT | bar: 2021-22 to 2045-46
VIC1 | Gas - Steam | 0.5638% | 0.456% | 0.5728% | 0.1556% | 0.002093% | 0.1917% | 0.05252% | 0.03814% | 0.1426% | 0.6157% | 0.3358% | 0.3575% | 0.7018% | 0.3118% | 0.8119% | 0.9908% | 2.303% | 1.153% | - | - | - | - | - | - | -
VIC1 | OCGT / Diesel | 0.06989% | 0.1272% | 0.1078% | 0.03782% | 1.556e-05% | 0.0418% | 0.008273% | 0.004028% | 0.004284% | 0.06711% | 0.06714% | 0.05331% | 0.07052% | 0.001602% | 0.1084% | 0.121% | 0.269% | 0.05024% | 0.329% | 0.3822% | 1.101% | 1.04% | 3.545% | 3.197% | 3.222%
VIC1 | Hydro | 14.51% | 14.38% | 13.13% | 16.15% | 16.61% | 15.72% | 15.82% | 20.41% | 16.66% | 14.33% | 14.21% | 12.94% | 15.92% | 16.4% | 15.6% | 15.57% | 19.77% | 16.42% | 14.1% | 14.06% | 12.75% | 15.64% | 16.12% | 15.23% | 15.31%
VIC1 | Wind | 33.59% | 37.45% | 32.37% | 32.69% | 34.09% | 35.87% | 36.27% | 33.81% | 34.7% | 33.03% | 37.62% | 32.77% | 33.15% | 33.93% | 35.98% | 35.89% | 33.67% | 35.18% | 34.2% | 36.35% | 30.78% | 30.22% | 31.6% | 34.74% | 33.03%
VIC1 | Solar PV | 28.28% | 28.15% | 29.24% | 27.87% | 26.51% | 28.05% | 28.61% | 26.9% | 27.94% | 28.27% | 28.15% | 29.3% | 27.96% | 26.59% | 28.28% | 28.86% | 26.9% | 28.03% | 28.67% | 28.43% | 29.34% | 27.5% | 26.82% | 28.2% | 28.33%
VIC1 | LS Battery | 4.819% | 4.218% | 4.829% | 4.261% | 4.315% | 4.433% | 4.282% | 4.65% | 4.763% | 6.003% | 4.182% | 5.493% | 5.767% | 5.455% | 6.411% | 6.266% | 6.193% | 6.113% | 6.271% | 6.186% | 6.722% | 6.528% | 6.078% | 5.899% | 6.412%
VIC1 | Pumped Hydro | - | - | - | - | - | - | - | - | - | - | - | - | - | - | - | - | - | - | - | - | - | - | - | 28.54% | 29.16%
VIC1 | VPP | 9.086% | 8.725% | 9.274% | 8.575% | 8.599% | 8.742% | 8.708% | 8.556% | 8.728% | 9.632% | 8.635% | 9.35% | 9.345% | 9.173% | 9.304% | 9.145% | 8.945% | 8.991% | 9.054% | 8.962% | 8.923% | 8.857% | 8.628% | 9.145% | 9.159%
Region | Technology | 2021-22 | 2022-23 | 2023-24 | 2024-25 | 2025-26 | 2026-27 | 2027-28 | 2028-29 | 2029-30 | 2030-31 | 2031-32 | 2032-33 | 2033-34 | 2034-35 | 2035-36 | 2036-37 | 2037-38 | 2038-39 | 2039-40 | 2040-41 | 2041-42 | 2042-43 | 2043-44 | 2044-45 | 2045-46
SA1 | Black Coal | bar: 2021-22 to 2045-46
SA1 | Brown Coal | bar: 2021-22 to 2045-46
SA1 | CCGT | 23.15% | 18.5% | 19.7% | 10% | 10% | 10% | 10% | 10% | 10% | 15.7% | 10% | 10% | 15.94% | 12.21% | 10% | 10% | - | - | - | - | - | - | - | - | -
SA1 | Gas - Steam | 9.316% | 10.41% | 11.07% | 1.2% | 1.2% | 1.2% | 1.2% | 1.2% | 1.2% | 1.2% | 1.2% | 1.2% | 1.2% | 1.2% | - | - | - | - | - | - | - | - | - | - | -
SA1 | OCGT / Diesel | 0.7534% | 0.4614% | 1.331% | 0.05302% | 0.006352% | 0.06026% | 0.01863% | 0.01328% | 0.04497% | 0.9537% | 0.1364% | 1.061% | 2.179% | 1.749% | 2.152% | 1.738% | 5.075% | 4.983% | 6.724% | 8.564% | 11.64% | 13.5% | 16.05% | 3.649% | 3.269%
SA1 | Hydro | bar: 2021-22 to 2045-46
SA1 | Wind | 33.15% | 35.32% | 31.28% | 31.9% | 31.34% | 34.87% | 35.28% | 32.06% | 33.55% | 32.31% | 35.53% | 31.08% | 31.91% | 30.23% | 34.1% | 33.66% | 32.13% | 32.32% | 32.26% | 35.25% | 30.01% | 30.1% | 28.99% | 33.65% | 33.9%
SA1 | Solar PV | 29.32% | 29.48% | 29.94% | 28.5% | 27.75% | 28.5% | 29.5% | 27.31% | 29.07% | 28.98% | 29.3% | 29.72% | 28.36% | 27.45% | 28.55% | 29.36% | 27.28% | 28.42% | 29.02% | 29.17% | 29.33% | 27.88% | 27.06% | 28.17% | 28.87%
SA1 | LS Battery | 4.442% | 4.264% | 5.081% | 4.257% | 4.14% | 4.401% | 4.32% | 3.92% | 4.191% | 6.486% | 6.24% | 10.37% | 10.19% | 9.975% | 10.46% | 10.56% | 11.26% | 11.06% | 11.23% | 10.76% | 11.17% | 10.85% | 10.54% | 10.91% | 11.32%
SA1 | Pumped Hydro | bar: 2021-22 to 2045-46
SA1 | VPP | 10.56% | 10.21% | 11.25% | 9.546% | 9.083% | 8.983% | 8.789% | 8.703% | 8.939% | 9.601% | 9.257% | 9.658% | 9.491% | 9.248% | 9.571% | 9.426% | 9.337% | 9.19% | 9.284% | 9.292% | 9.43% | 9.344% | 9.232% | 9.24% | 9.512%
Region | Technology | 2021-22 | 2022-23 | 2023-24 | 2024-25 | 2025-26 | 2026-27 | 2027-28 | 2028-29 | 2029-30 | 2030-31 | 2031-32 | 2032-33 | 2033-34 | 2034-35 | 2035-36 | 2036-37 | 2037-38 | 2038-39 | 2039-40 | 2040-41 | 2041-42 | 2042-43 | 2043-44 | 2044-45 | 2045-46
TAS1 | Black Coal | bar: 2021-22 to 2045-46
TAS1 | Brown Coal | bar: 2021-22 to 2045-46
TAS1 | CCGT | 0% | 5.725e-05% | 6.374e-05% | 6.521e-05% | 6.403e-05% | 6.67e-05% | 6.897e-05% | 6.992e-05% | 7.705e-05% | 8.784e-05% | 8.672e-05% | 9.796e-05% | 0.0001071% | 0.0001058% | 0.0001081% | 0.0001087% | 0.0001252% | 0.0001354% | 0.0001434% | 0.0001343% | 0.0001712% | 0.0001734% | 0.0001684% | 0.0001727% | 0.0001755%
TAS1 | Gas - Steam | bar: 2021-22 to 2045-46
TAS1 | OCGT / Diesel | 6.003e-05% | 4.917e-05% | 5.393e-05% | 5.647e-05% | 5.325e-05% | 5.538e-05% | 5.716e-05% | 5.777e-05% | 6.215e-05% | 6.923e-05% | 6.701e-05% | 7.679e-05% | 8.339e-05% | 8.138e-05% | 0.03982% | 8.781e-05% | 0.0759% | 0.000106% | 0.0425% | 0.0002087% | 0.2286% | 0.0002804% | 0.1083% | 0.9062% | 0.5339%
TAS1 | Hydro | 37.24% | 56.24% | 41.85% | 42.61% | 51.13% | 46.45% | 46.79% | 51.63% | 46% | 36.86% | 56.11% | 41.22% | 42.17% | 50.61% | 46.22% | 46.04% | 51.1% | 45.52% | 36.78% | 55.15% | 40.84% | 41.78% | 50.39% | 45.54% | 45.61%
TAS1 | Wind | 35.76% | 40.61% | 41.91% | 41.88% | 44.83% | 45.28% | 46.57% | 42.07% | 43.31% | 42.35% | 45.37% | 42.12% | 42.7% | 44.8% | 44.77% | 45.27% | 42.02% | 40.29% | 39.77% | 43.27% | 38.83% | 38.25% | 40.56% | 43.01% | 43.13%
TAS1 | Solar PV | bar: 2021-22 to 2045-46
TAS1 | LS Battery | bar: 2021-22 to 2045-46
TAS1 | Pumped Hydro | bar: 2021-22 to 2045-46
TAS1 | VPP | 0.5687% | 0.4367% | 2.467% | 1.89% | 2.098% | 3.002% | 2.675% | 2.344% | 3.057% | 3.393% | 6.164% | 7.059% | 6.267% | 5.794% | 7.16% | 7.209% | 6.275% | 6.559% | 8.035% | 6.074% | 8.559% | 8.202% | 6.665% | 7.361% | 7.472%
Explicitly modelled pumping
Region | Technology | 2021-22 | 2022-23 | 2023-24 | 2024-25 | 2025-26 | 2026-27 | 2027-28 | 2028-29 | 2029-30 | 2030-31 | 2031-32 | 2032-33 | 2033-34 | 2034-35 | 2035-36 | 2036-37 | 2037-38 | 2038-39 | 2039-40 | 2040-41 | 2041-42 | 2042-43 | 2043-44 | 2044-45 | 2045-46
NEM | LS Battery pump | 4.942% | 4.989% | 6.339% | 5.841% | 5.79% | 6.464% | 6.254% | 5.74% | 6.143% | 12.85% | 11.83% | 14.28% | 14.97% | 14.52% | 15.47% | 15.41% | 15.06% | 14.76% | 15.15% | 14.82% | 14.97% | 14.82% | 14.35% | 15.09% | 15.11%
NEM | Pumped Hydro pump | 0.4819% | 2.666% | 6.041% | 6.991% | 5.818% | 8.615% | 10.08% | 7.997% | 9.875% | 17.5% | 15.16% | 18.68% | 19.28% | 19.29% | 25.35% | 26.9% | 28.3% | 27.68% | 29.64% | 32.24% | 32.33% | 31.26% | 30.46% | 32.85% | 32.79%
NEM | VPP pump | 8.636% | 8.888% | 9.884% | 9.544% | 9.378% | 9.845% | 9.886% | 9.103% | 9.684% | 10.74% | 10.17% | 10.85% | 10.83% | 10.67% | 11.04% | 10.85% | 10.61% | 10.54% | 10.63% | 10.51% | 10.52% | 10.52% | 10.31% | 10.62% | 10.63%
Region | Technology | 2021-22 | 2022-23 | 2023-24 | 2024-25 | 2025-26 | 2026-27 | 2027-28 | 2028-29 | 2029-30 | 2030-31 | 2031-32 | 2032-33 | 2033-34 | 2034-35 | 2035-36 | 2036-37 | 2037-38 | 2038-39 | 2039-40 | 2040-41 | 2041-42 | 2042-43 | 2043-44 | 2044-45 | 2045-46
NSW1 | LS Battery pump | - | - | - | - | - | - | - | - | - | 16.1% | 15.02% | 16.17% | 15.64% | 15.2% | 16.18% | 16.14% | 15.73% | 15.36% | 15.86% | 15.5% | 15.5% | 15.26% | 14.82% | 15.93% | 15.77%
NSW1 | Pumped Hydro pump | 0.1623% | 2.57% | 5.134% | 6.698% | 5.604% | 8.406% | 10.09% | 7.813% | 9.825% | 18.03% | 15.59% | 19.32% | 20.29% | 20.06% | 26.37% | 28.11% | 28.9% | 28.17% | 30.29% | 33.09% | 32.02% | 30.37% | 30.07% | 32.71% | 32.79%
NSW1 | VPP pump | 4.983% | 7.693% | 8.507% | 8.977% | 9.003% | 9.718% | 9.848% | 8.52% | 9.415% | 10.77% | 10.25% | 10.85% | 10.78% | 10.58% | 11.11% | 10.81% | 10.58% | 10.43% | 10.5% | 10.45% | 10.38% | 10.43% | 10.25% | 10.65% | 10.58%
Region | Technology | 2021-22 | 2022-23 | 2023-24 | 2024-25 | 2025-26 | 2026-27 | 2027-28 | 2028-29 | 2029-30 | 2030-31 | 2031-32 | 2032-33 | 2033-34 | 2034-35 | 2035-36 | 2036-37 | 2037-38 | 2038-39 | 2039-40 | 2040-41 | 2041-42 | 2042-43 | 2043-44 | 2044-45 | 2045-46
QLD1 | LS Battery pump | 3.359% | 4.445% | 6.694% | 6.99% | 6.979% | 8.479% | 8.06% | 6.991% | 7.579% | 8.778% | 7.801% | 8.902% | 14.08% | 13.26% | 14.31% | 13.98% | 13.57% | 13.5% | 13.72% | 13.78% | 13.92% | 13.95% | 13.33% | 13.53% | 13.5%
QLD1 | Pumped Hydro pump | 1.03% | 2.831% | 7.597% | 7.494% | 7.077% | 9.844% | 10.01% | 9.075% | 10.17% | 14.4% | 12.57% | 14.94% | 13.33% | 14.73% | 19.35% | 18.91% | 25.72% | 25.58% | 26.84% | 28.59% | 32.99% | 32.73% | 31.09% | 32.21% | 31.65%
QLD1 | VPP pump | 9.483% | 7.487% | 9.51% | 9.797% | 9.384% | 9.958% | 10.09% | 9.319% | 9.83% | 10.52% | 10.07% | 10.76% | 10.96% | 11.02% | 11.25% | 11.19% | 10.94% | 10.89% | 10.86% | 10.74% | 10.68% | 10.72% | 10.65% | 10.51% | 10.55%
Region | Technology | 2021-22 | 2022-23 | 2023-24 | 2024-25 | 2025-26 | 2026-27 | 2027-28 | 2028-29 | 2029-30 | 2030-31 | 2031-32 | 2032-33 | 2033-34 | 2034-35 | 2035-36 | 2036-37 | 2037-38 | 2038-39 | 2039-40 | 2040-41 | 2041-42 | 2042-43 | 2043-44 | 2044-45 | 2045-46
VIC1 | LS Battery pump | 5.931% | 5.228% | 5.941% | 5.261% | 5.335% | 5.466% | 5.308% | 5.72% | 5.902% | 7.39% | 5.163% | 6.785% | 7.108% | 6.734% | 7.915% | 7.736% | 7.646% | 7.571% | 7.718% | 7.661% | 8.275% | 8.083% | 7.48% | 7.283% | 7.916%
VIC1 | Pumped Hydro pump | - | - | - | - | - | - | - | - | - | - | - | - | - | - | - | - | - | - | - | - | - | - | - | 35.68% | 36.45%
VIC1 | VPP pump | 10.66% | 10.24% | 10.88% | 10.06% | 10.09% | 10.26% | 10.22% | 10.04% | 10.24% | 11.3% | 10.13% | 10.97% | 10.97% | 10.76% | 10.92% | 10.73% | 10.5% | 10.55% | 10.62% | 10.52% | 10.47% | 10.39% | 10.12% | 10.73% | 10.75%
Region | Technology | 2021-22 | 2022-23 | 2023-24 | 2024-25 | 2025-26 | 2026-27 | 2027-28 | 2028-29 | 2029-30 | 2030-31 | 2031-32 | 2032-33 | 2033-34 | 2034-35 | 2035-36 | 2036-37 | 2037-38 | 2038-39 | 2039-40 | 2040-41 | 2041-42 | 2042-43 | 2043-44 | 2044-45 | 2045-46
SA1 | LS Battery pump | 5.468% | 5.281% | 6.257% | 5.256% | 5.117% | 5.428% | 5.35% | 4.823% | 5.19% | 7.991% | 7.704% | 12.8% | 12.57% | 12.31% | 12.92% | 13.03% | 13.9% | 13.7% | 13.83% | 13.32% | 13.75% | 13.44% | 12.97% | 13.47% | 13.98%
SA1 | Pumped Hydro pump | bar: 2021-22 to 2045-46
SA1 | VPP pump | 12.4% | 11.98% | 13.2% | 11.2% | 10.66% | 10.54% | 10.31% | 10.21% | 10.49% | 11.27% | 10.86% | 11.33% | 11.14% | 10.85% | 11.23% | 11.06% | 10.96% | 10.78% | 10.89% | 10.9% | 11.07% | 10.96% | 10.83% | 10.84% | 11.16%
Region | Technology | 2021-22 | 2022-23 | 2023-24 | 2024-25 | 2025-26 | 2026-27 | 2027-28 | 2028-29 | 2029-30 | 2030-31 | 2031-32 | 2032-33 | 2033-34 | 2034-35 | 2035-36 | 2036-37 | 2037-38 | 2038-39 | 2039-40 | 2040-41 | 2041-42 | 2042-43 | 2043-44 | 2044-45 | 2045-46
TAS1 | LS Battery pump | bar: 2021-22 to 2045-46
TAS1 | Pumped Hydro pump | bar: 2021-22 to 2045-46
TAS1 | VPP pump | 0.6412% | 0.4859% | 2.875% | 2.195% | 2.441% | 3.503% | 3.119% | 2.73% | 3.569% | 3.964% | 7.224% | 8.277% | 7.345% | 6.788% | 8.395% | 8.453% | 7.354% | 7.689% | 9.425% | 7.118% | 10.04% | 9.622% | 7.813% | 8.632% | 8.762%
Non-controllable capacity
Region | Technology | 2021-22 | 2022-23 | 2023-24 | 2024-25 | 2025-26 | 2026-27 | 2027-28 | 2028-29 | 2029-30 | 2030-31 | 2031-32 | 2032-33 | 2033-34 | 2034-35 | 2035-36 | 2036-37 | 2037-38 | 2038-39 | 2039-40 | 2040-41 | 2041-42 | 2042-43 | 2043-44 | 2044-45 | 2045-46
NEM | Distributed PV | bar: 2021-22 to 2045-46
NEM | Behind the meter battery | 3.855% | 3.9% | 4.179% | 4.492% | 4.363% | 3.979% | 3.724% | 3.536% | 3.37% | 2.887% | 2.397% | 2.029% | 1.781% | 1.654% | 1.624% | 1.61% | 1.612% | 1.65% | 1.7% | 1.675% | 1.657% | 1.645% | 1.642% | 1.657% | 1.679%
NEM | Behind the meter battery pump | 4.535% | 4.588% | 4.917% | 5.285% | 5.133% | 4.681% | 4.381% | 4.16% | 3.965% | 3.396% | 2.82% | 2.387% | 2.095% | 1.946% | 1.91% | 1.894% | 1.897% | 1.941% | 2% | 1.971% | 1.949% | 1.936% | 1.932% | 1.949% | 1.976%
Region | Technology | 2021-22 | 2022-23 | 2023-24 | 2024-25 | 2025-26 | 2026-27 | 2027-28 | 2028-29 | 2029-30 | 2030-31 | 2031-32 | 2032-33 | 2033-34 | 2034-35 | 2035-36 | 2036-37 | 2037-38 | 2038-39 | 2039-40 | 2040-41 | 2041-42 | 2042-43 | 2043-44 | 2044-45 | 2045-46
NSW1 | Distributed PV | bar: 2021-22 to 2045-46
NSW1 | Behind the meter battery | 3.628% | 3.976% | 4.302% | 4.671% | 4.564% | 4.224% | 3.996% | 3.808% | 3.655% | 3.192% | 2.715% | 2.296% | 2.037% | 1.896% | 1.866% | 1.85% | 1.857% | 1.895% | 1.95% | 1.92% | 1.899% | 1.882% | 1.874% | 1.886% | 1.904%
NSW1 | Behind the meter battery pump | 4.268% | 4.678% | 5.062% | 5.495% | 5.37% | 4.97% | 4.702% | 4.48% | 4.3% | 3.755% | 3.194% | 2.701% | 2.396% | 2.23% | 2.195% | 2.177% | 2.185% | 2.23% | 2.294% | 2.258% | 2.234% | 2.214% | 2.205% | 2.219% | 2.24%
Region | Technology | 2021-22 | 2022-23 | 2023-24 | 2024-25 | 2025-26 | 2026-27 | 2027-28 | 2028-29 | 2029-30 | 2030-31 | 2031-32 | 2032-33 | 2033-34 | 2034-35 | 2035-36 | 2036-37 | 2037-38 | 2038-39 | 2039-40 | 2040-41 | 2041-42 | 2042-43 | 2043-44 | 2044-45 | 2045-46
QLD1 | Distributed PV | bar: 2021-22 to 2045-46
QLD1 | Behind the meter battery | 3.927% | 4.312% | 4.724% | 5.174% | 5.123% | 4.802% | 4.613% | 4.329% | 4.15% | 3.376% | 2.679% | 2.294% | 1.983% | 1.829% | 1.768% | 1.728% | 1.716% | 1.751% | 1.805% | 1.782% | 1.767% | 1.757% | 1.757% | 1.783% | 1.817%
QLD1 | Behind the meter battery pump | 4.62% | 5.073% | 5.558% | 6.087% | 6.027% | 5.65% | 5.427% | 5.093% | 4.883% | 3.972% | 3.151% | 2.699% | 2.333% | 2.152% | 2.08% | 2.032% | 2.019% | 2.059% | 2.123% | 2.097% | 2.079% | 2.067% | 2.067% | 2.097% | 2.138%
Region | Technology | 2021-22 | 2022-23 | 2023-24 | 2024-25 | 2025-26 | 2026-27 | 2027-28 | 2028-29 | 2029-30 | 2030-31 | 2031-32 | 2032-33 | 2033-34 | 2034-35 | 2035-36 | 2036-37 | 2037-38 | 2038-39 | 2039-40 | 2040-41 | 2041-42 | 2042-43 | 2043-44 | 2044-45 | 2045-46
VIC1 | Distributed PV | bar: 2021-22 to 2045-46
VIC1 | Behind the meter battery | 3.225% | 3.392% | 3.733% | 4.049% | 3.936% | 3.538% | 3.23% | 3.007% | 2.831% | 2.463% | 2.062% | 1.73% | 1.506% | 1.392% | 1.374% | 1.367% | 1.373% | 1.412% | 1.456% | 1.438% | 1.417% | 1.409% | 1.41% | 1.426% | 1.445%
VIC1 | Behind the meter battery pump | 3.794% | 3.991% | 4.392% | 4.764% | 4.63% | 4.162% | 3.8% | 3.538% | 3.331% | 2.898% | 2.426% | 2.036% | 1.771% | 1.638% | 1.617% | 1.609% | 1.616% | 1.661% | 1.713% | 1.692% | 1.667% | 1.658% | 1.659% | 1.678% | 1.699%
Region | Technology | 2021-22 | 2022-23 | 2023-24 | 2024-25 | 2025-26 | 2026-27 | 2027-28 | 2028-29 | 2029-30 | 2030-31 | 2031-32 | 2032-33 | 2033-34 | 2034-35 | 2035-36 | 2036-37 | 2037-38 | 2038-39 | 2039-40 | 2040-41 | 2041-42 | 2042-43 | 2043-44 | 2044-45 | 2045-46
SA1 | Distributed PV | bar: 2021-22 to 2045-46
SA1 | Behind the meter battery | 5.036% | 4.009% | 3.998% | 3.969% | 3.617% | 3.061% | 2.793% | 2.816% | 2.658% | 2.26% | 1.857% | 1.571% | 1.4% | 1.325% | 1.321% | 1.34% | 1.343% | 1.384% | 1.425% | 1.399% | 1.39% | 1.386% | 1.381% | 1.38% | 1.404%
SA1 | Behind the meter battery pump | 5.925% | 4.716% | 4.704% | 4.67% | 4.255% | 3.602% | 3.286% | 3.313% | 3.127% | 2.659% | 2.185% | 1.848% | 1.648% | 1.559% | 1.555% | 1.577% | 1.58% | 1.628% | 1.676% | 1.646% | 1.635% | 1.63% | 1.625% | 1.624% | 1.652%
Region | Technology | 2021-22 | 2022-23 | 2023-24 | 2024-25 | 2025-26 | 2026-27 | 2027-28 | 2028-29 | 2029-30 | 2030-31 | 2031-32 | 2032-33 | 2033-34 | 2034-35 | 2035-36 | 2036-37 | 2037-38 | 2038-39 | 2039-40 | 2040-41 | 2041-42 | 2042-43 | 2043-44 | 2044-45 | 2045-46
TAS1 | Distributed PV | bar: 2021-22 to 2045-46
TAS1 | Behind the meter battery | 3.021% | 3.316% | 3.547% | 3.901% | 3.763% | 3.411% | 3.084% | 2.982% | 2.927% | 2.555% | 2.109% | 1.765% | 1.564% | 1.463% | 1.45% | 1.447% | 1.45% | 1.475% | 1.505% | 1.471% | 1.445% | 1.422% | 1.408% | 1.407% | 1.412%
TAS1 | Behind the meter battery pump | 3.554% | 3.901% | 4.173% | 4.589% | 4.428% | 4.013% | 3.628% | 3.508% | 3.443% | 3.006% | 2.481% | 2.077% | 1.84% | 1.721% | 1.705% | 1.702% | 1.705% | 1.735% | 1.771% | 1.73% | 1.7% | 1.673% | 1.657% | 1.656% | 1.661%

## Option1_Generation
Annual as-generated generation by technology (GWh) - SWNSW Option 1, Fast Change Scenario
Explicitly modelled generation
Region | Technology | 2021-22 | 2022-23 | 2023-24 | 2024-25 | 2025-26 | 2026-27 | 2027-28 | 2028-29 | 2029-30 | 2030-31 | 2031-32 | 2032-33 | 2033-34 | 2034-35 | 2035-36 | 2036-37 | 2037-38 | 2038-39 | 2039-40 | 2040-41 | 2041-42 | 2042-43 | 2043-44 | 2044-45 | 2045-46
NEM | Black Coal | 97108.4048 | 82291.2411 | 81692.9032 | 82250.0017 | 79978.597 | 74820.2748 | 73648.2677 | 73120.5725 | 74689.9773 | 65845.5359 | 61521.7812 | 58962.8339 | 53342.1363 | 44811.9636 | 31134.8855 | 27407.3417 | 29632.3354 | 30957.1709 | 30351.623 | 24884.038 | 22099.5112 | 14330.3351 | 12573.0081 | 11572.3821 | 9774.6794
NEM | Brown Coal | 33317.4567 | 29399.9516 | 31624.9893 | 30769.7144 | 30143.9449 | 29513.1845 | 28200.7664 | 28480.9968 | 23672.1136 | 22194.6578 | 19681.8049 | 21498.6165 | 21965.6116 | 20005.0397 | 19349.4545 | 18255.0097 | 20674.1074 | 20225.5917 | 20931.231 | 19876.9388 | 21176.2735 | 21083.9231 | 19312.0977 | 17197.9013 | 15042.656
NEM | CCGT | 3210.6921 | 2360.4436 | 2192.2203 | 1947.6469 | 1853.2283 | 1837.9814 | 1837.9817 | 1837.982 | 1837.9827 | 3126.6948 | 1861.2717 | 2304.8772 | 4320.2 | 2850.6914 | 3599.2613 | 2808.8191 | 3452.4066 | 3784.4765 | 3659.5991 | 4249.808 | 4487.8774 | 6008.5969 | 3545.5377 | 2642.7561 | 1493.7813
NEM | Gas - Steam | 775.4504 | 749.8059 | 801.0597 | 90.911 | 84.1877 | 92.4915 | 86.3965 | 85.7665 | 90.3422 | 111.0632 | 98.8053 | 99.7558 | 114.8329 | 97.7544 | 35.5614 | 43.398 | 100.8865 | 50.521 | 0 | 0 | 0 | 0 | 0 | 0 | 0
NEM | OCGT / Diesel | 105.6305 | 74.5401 | 170.7833 | 15.4586 | 0.72351 | 14.3667 | 3.4833 | 2.5157 | 5.7907 | 88.8826 | 21.9151 | 96.545 | 172.1996 | 100.6348 | 258.2572 | 311.6505 | 581.3682 | 332.3713 | 828.8426 | 1309.4296 | 1850.6702 | 3148.6311 | 4511.0711 | 2285.5876 | 2789.9588
NEM | Hydro | 12620.3255 | 16247.9165 | 13183.2539 | 14598.7415 | 16419.251 | 15362.9297 | 15501.9709 | 17942.1825 | 15625.8682 | 13589.2166 | 16792.7682 | 13768.8004 | 15127.4031 | 16841.0919 | 15960.2368 | 15826.0949 | 17919.5063 | 15566.5477 | 13114.5617 | 16674.2007 | 13442.0844 | 14309.375 | 16202.3764 | 14990.4233 | 15089.5411
NEM | Wind | 27294.6752 | 36556.437 | 35269.3931 | 34586.5776 | 36676.3408 | 38546.0558 | 39254.5051 | 43123.0863 | 46094.1141 | 50752.9125 | 54969.5659 | 58643.0929 | 60203.8293 | 73414.0795 | 82788.9169 | 88226.2391 | 89108.5555 | 86762.7232 | 87245.6331 | 85697.1558 | 84733.9155 | 85618.3336 | 92655.8124 | 96034.3066 | 97888.9969
NEM | Solar PV | 15653.8995 | 19462.9888 | 21040.4292 | 21238.6369 | 20708.5448 | 24566.6875 | 27108.2797 | 24901.4281 | 27222.5267 | 35873.0072 | 37903.4159 | 39855.1275 | 42688.3796 | 41362.5596 | 45357.938 | 46672.271 | 45634.6314 | 49672.8018 | 52045.8284 | 57761.0209 | 64441.559 | 70053.1893 | 68158.5501 | 71669.7854 | 75117.5552
NEM | LS Battery | 120.4837 | 128.0412 | 163.2738 | 150.1743 | 148.6296 | 166.408 | 160.499 | 147.8861 | 157.6492 | 788.646 | 725.0041 | 1533.5343 | 3109.3168 | 2987.0066 | 3185.9113 | 3171.7041 | 3340.1809 | 3285.932 | 3369.9368 | 3284.8655 | 3796.8354 | 4382.3802 | 4249.7101 | 4981.6021 | 4977.2691
NEM | Pumped Hydro | 37.5996 | 108.6118 | 281.2969 | 305.7297 | 827.1433 | 1346.9924 | 1583.3728 | 1162.7102 | 1643.0144 | 3193.2392 | 2298.1835 | 3219.6701 | 3366.6781 | 3355.8663 | 4516.0481 | 5230.1831 | 8621.7509 | 8386.6519 | 9008.371 | 9532.6411 | 12656.5429 | 13429.7642 | 13342.0473 | 16037.483 | 16014.3685
NEM | VPP | 169.4526 | 191.7833 | 234.465 | 249.0218 | 324.9856 | 494.976 | 704.6882 | 895.674 | 1285.0115 | 1720.6595 | 1906.0648 | 2243.0065 | 2427.2486 | 2600.649 | 2965.6105 | 3151.2114 | 3285.1671 | 3478.1077 | 3746.4249 | 3823.9448 | 3948.4472 | 4066.298 | 4109.3287 | 4358.6975 | 4500.7723
Total excluding storage |  | 190086.5348 | 187143.3247 | 185975.0319 | 185497.6886 | 185864.818 | 184753.9719 | 185641.6513 | 189494.5305 | 189238.7156 | 191581.9705 | 192851.3283 | 195229.6492 | 197934.5924 | 199483.815 | 198484.5116 | 199550.824 | 207103.7972 | 207352.2041 | 208177.3189 | 210452.5918 | 212231.8912 | 214552.384 | 216958.4535 | 216393.1424 | 217197.1687
Region | Technology | 2021-22 | 2022-23 | 2023-24 | 2024-25 | 2025-26 | 2026-27 | 2027-28 | 2028-29 | 2029-30 | 2030-31 | 2031-32 | 2032-33 | 2033-34 | 2034-35 | 2035-36 | 2036-37 | 2037-38 | 2038-39 | 2039-40 | 2040-41 | 2041-42 | 2042-43 | 2043-44 | 2044-45 | 2045-46
NSW1 | Black Coal | 49108.827 | 41272.8977 | 40285.6421 | 39520.9698 | 38116.2282 | 34567.6157 | 33752.3255 | 35866.5516 | 36949.6573 | 29717.9301 | 27822.0205 | 22304.0892 | 15945.4844 | 14290.4683 | 5026.7242 | 5869.7908 | 7728.1775 | 7513.5379 | 7800.5718 | 3175.0354 | 3552.621 | 0 | 0 | 0 | 0
NSW1 | Brown Coal | 0 | 0 | 0 | 0 | 0 | 0 | 0 | 0 | 0 | 0 | 0 | 0 | 0 | 0 | 0 | 0 | 0 | 0 | 0 | 0 | 0 | 0 | 0 | 0 | 0
NSW1 | CCGT | 24.0152 | 34.6917 | 34.6922 | 65.5275 | 65.5276 | 65.5277 | 65.5278 | 65.5279 | 65.5282 | 1089.8915 | 88.8166 | 368.2945 | 1416.4728 | 786.6849 | 967.269 | 584.6089 | 1248.4315 | 1463.8236 | 1483.0569 | 1669.7617 | 1787.0128 | 2553.8678 | 414.6415 | 0.039038 | 0.039834
NSW1 | Gas - Steam | 0 | 0 | 0 | 0 | 0 | 0 | 0 | 0 | 0 | 0 | 0 | 0 | 0 | 0 | 0 | 0 | 0 | 0 | 0 | 0 | 0 | 0 | 0 | 0 | 0
NSW1 | OCGT / Diesel | 2.966 | 1.3162 | 2.101 | 1.9215 | 0.0015843 | 0.087894 | 0.0017896 | 0.0019014 | 0.0020751 | 3.8259 | 0.1991 | 10.4783 | 13.1692 | 1.229 | 88.9968 | 88.5179 | 200.3449 | 45.9457 | 297.6294 | 706.7567 | 986.8788 | 1877.5689 | 2884.8502 | 1274.1884 | 1520.1823
NSW1 | Hydro | 1926.4542 | 1960.3055 | 1887.1725 | 2558.6386 | 2664.804 | 2679.4454 | 2730.202 | 3340.8286 | 2843.9014 | 3016.2759 | 2573.0824 | 2644.6577 | 3228.791 | 3240.0418 | 3356.278 | 3268.4351 | 3981.2446 | 3357.7859 | 3036.2567 | 3101.8535 | 2859.0217 | 3221.6776 | 3375.1539 | 3267.4536 | 3336.9932
NSW1 | Wind | 5600.1321 | 7119.4629 | 6627.6596 | 6419.9798 | 6672.7941 | 7092.9477 | 7034.2367 | 6425.5642 | 6074.0449 | 6939.0186 | 7721.9898 | 12962.7041 | 13911.8821 | 17110.5126 | 19059.0879 | 20597.3677 | 19124.1506 | 17233.9584 | 18156.0117 | 16949.875 | 17040.2421 | 18174.0328 | 19335.0727 | 19909.2804 | 19981.1344
NSW1 | Solar PV | 6642.8313 | 8119.7603 | 9540.1173 | 10273.9157 | 10043.2073 | 13269.0741 | 15707.7384 | 14117.7482 | 15473.2643 | 20993.9953 | 21353.6758 | 21738.1657 | 25205.8885 | 24390.3771 | 26332.7152 | 26392.519 | 27773.6743 | 28084.2566 | 29786.2977 | 35191.8063 | 37708.3753 | 37137.61 | 36632.6063 | 39402.1926 | 42599.2444
NSW1 | LS Battery | 0.011003 | 0.011656 | 0.011814 | 0.011674 | 0.011813 | 0.015192 | 0.019619 | 0.020786 | 0.021077 | 584.6815 | 545.0343 | 1077.3264 | 2358.3927 | 2290.3014 | 2440.0761 | 2433.848 | 2365.1744 | 2320.925 | 2390.8443 | 2329.4547 | 2758.605 | 3362.3235 | 3265.3371 | 3510.9179 | 3475.9144
NSW1 | Pumped Hydro | 5.6874 | 23.7915 | 52.8552 | 80.4964 | 616.5615 | 1049.127 | 1282.5465 | 890.021 | 1337.5025 | 2760.5987 | 1922.5433 | 2768.6092 | 2966.1579 | 2915.478 | 3932.3496 | 4661.8464 | 6984.8641 | 6744.4672 | 7293.5534 | 7718.0433 | 8090.3696 | 7578.0284 | 7758.0605 | 8257.6169 | 8284.4201
NSW1 | VPP | 35.2567 | 63.367 | 80.4743 | 96.6547 | 130.381 | 205.1741 | 293.5093 | 345.047 | 511.4628 | 706.8009 | 784.983 | 908.6757 | 977.5991 | 1034.082 | 1188.293 | 1245.683 | 1297.4219 | 1356.2196 | 1451.7332 | 1486.8369 | 1516.6594 | 1566.1748 | 1581.0489 | 1685.3606 | 1720.3603
Total excluding storage |  | 63305.2258 | 58508.4343 | 58377.3846 | 58840.9529 | 57562.5628 | 57674.6985 | 59290.0322 | 59816.2224 | 61406.3982 | 61760.9372 | 59559.7841 | 60028.3894 | 59721.688 | 59819.3137 | 54831.0711 | 56801.2394 | 60056.0233 | 57699.3081 | 60559.8242 | 60795.0885 | 63934.1517 | 62964.7571 | 62642.3247 | 63853.154 | 67437.594
Region | Technology | 2021-22 | 2022-23 | 2023-24 | 2024-25 | 2025-26 | 2026-27 | 2027-28 | 2028-29 | 2029-30 | 2030-31 | 2031-32 | 2032-33 | 2033-34 | 2034-35 | 2035-36 | 2036-37 | 2037-38 | 2038-39 | 2039-40 | 2040-41 | 2041-42 | 2042-43 | 2043-44 | 2044-45 | 2045-46
QLD1 | Black Coal | 47999.5778 | 41018.3434 | 41407.2611 | 42729.0319 | 41862.3688 | 40252.6591 | 39895.9422 | 37254.0209 | 37740.32 | 36127.6058 | 33699.7607 | 36658.7447 | 37396.6519 | 30521.4953 | 26108.1613 | 21537.5509 | 21904.1579 | 23443.633 | 22551.0512 | 21709.0026 | 18546.8902 | 14330.3351 | 12573.0081 | 11572.3821 | 9774.6794
QLD1 | Brown Coal | 0 | 0 | 0 | 0 | 0 | 0 | 0 | 0 | 0 | 0 | 0 | 0 | 0 | 0 | 0 | 0 | 0 | 0 | 0 | 0 | 0 | 0 | 0 | 0 | 0
QLD1 | CCGT | 1748.6599 | 1176.4362 | 1244.4478 | 1418.711 | 1324.2924 | 1309.0454 | 1309.0454 | 1309.0455 | 1309.0455 | 1309.0458 | 1309.0457 | 1473.1723 | 2164.8364 | 1498.141 | 2168.5811 | 1760.7992 | 2203.9651 | 2320.6427 | 2176.5313 | 2580.0357 | 2700.8506 | 3454.7147 | 3130.8813 | 2642.7017 | 1493.7259
QLD1 | Gas - Steam | 0 | 0 | 0 | 0 | 0 | 0 | 0 | 0 | 0 | 0 | 0 | 0 | 0 | 0 | 0 | 0 | 0 | 0 | 0 | 0 | 0 | 0 | 0 | 0 | 0
QLD1 | OCGT / Diesel | 6.0477 | 0.0022296 | 0.62333 | 1.2602 | 0.0020309 | 0.52372 | 0.0021602 | 0.34472 | 0.0023288 | 0.22615 | 0.0023839 | 17.0249 | 24.806 | 0.0018793 | 45.2352 | 118.4003 | 86.8547 | 31.1937 | 159.2448 | 133.9011 | 159.6329 | 491.3646 | 456.8601 | 512.6009 | 786.8466
QLD1 | Hydro | 696.7316 | 694.9606 | 695.9025 | 692.1298 | 690.3732 | 690.3479 | 691.5554 | 684.0843 | 685.7604 | 684.3447 | 685.5779 | 681.0514 | 680.0988 | 677.7374 | 677.1782 | 670.8812 | 249.9727 | 250.9004 | 250.0216 | 251.1701 | 250.8086 | 0 | 0 | 0 | 0
QLD1 | Wind | 2071.1276 | 6650.2535 | 7505.9452 | 6605.2394 | 7794.9435 | 7872.0471 | 8312.9631 | 14026.894 | 13490.6089 | 17208.1062 | 16236.9916 | 16621.0181 | 15928.7406 | 24858.1029 | 28113.0995 | 31011.0574 | 35731.8969 | 35120.8967 | 35818.9913 | 31960.7623 | 32689.0966 | 28913.804 | 34660.1979 | 34460.8966 | 37171.5169
QLD1 | Solar PV | 5651.0514 | 7988.7746 | 8038.7352 | 7666.6686 | 7505.9897 | 7983.4508 | 7975.5013 | 6681.0094 | 7410.9639 | 7690.2818 | 8859.6725 | 10020.9226 | 9757.4324 | 9566.4055 | 10147.5924 | 9781.1584 | 8084.756 | 8934.2325 | 9321.3588 | 9690.5515 | 13538.0493 | 19760.6287 | 19032.7801 | 19773.5645 | 19729.5322
QLD1 | LS Battery | 24.4634 | 38.5626 | 57.9438 | 60.51 | 60.2949 | 73.522 | 69.7708 | 60.5175 | 65.6133 | 75.9977 | 67.3665 | 77.2616 | 404.0226 | 379.2041 | 411.5698 | 400.924 | 388.0403 | 388.3462 | 393.5573 | 394.303 | 400.2377 | 400.0882 | 382.8919 | 388.0132 | 387.1418
QLD1 | Pumped Hydro | 31.9122 | 84.8203 | 228.4417 | 225.2256 | 210.5734 | 297.8564 | 300.8167 | 272.6791 | 305.501 | 432.627 | 375.6254 | 451.0429 | 400.5018 | 440.3692 | 583.6725 | 568.3073 | 1636.8503 | 1642.148 | 1714.7762 | 1814.5538 | 4565.9993 | 5851.5621 | 5583.8161 | 5758.9533 | 5665.0711
QLD1 | VPP | 34.2903 | 31.8569 | 46.8732 | 55.629 | 73.1498 | 115.5411 | 167.9428 | 210.7577 | 301.0639 | 379.2949 | 418.1297 | 503.9436 | 559.4028 | 616.2112 | 690.8085 | 739.3058 | 770.1914 | 821.4845 | 882.5633 | 908.0218 | 938.0781 | 977.4191 | 1007.9522 | 1033.47 | 1077.6696
Total excluding storage |  | 58173.1959 | 57528.7706 | 58892.9153 | 59113.041 | 59177.9697 | 58108.074 | 58185.0096 | 59955.3989 | 60636.7011 | 63019.6104 | 60791.0508 | 65471.9341 | 65952.566 | 67121.884 | 67259.8476 | 64879.8474 | 68261.6033 | 70101.4989 | 70277.1991 | 66325.4233 | 67885.3281 | 66950.8471 | 69853.7275 | 68962.1459 | 68956.301
Region | Technology | 2021-22 | 2022-23 | 2023-24 | 2024-25 | 2025-26 | 2026-27 | 2027-28 | 2028-29 | 2029-30 | 2030-31 | 2031-32 | 2032-33 | 2033-34 | 2034-35 | 2035-36 | 2036-37 | 2037-38 | 2038-39 | 2039-40 | 2040-41 | 2041-42 | 2042-43 | 2043-44 | 2044-45 | 2045-46
VIC1 | Black Coal | 0 | 0 | 0 | 0 | 0 | 0 | 0 | 0 | 0 | 0 | 0 | 0 | 0 | 0 | 0 | 0 | 0 | 0 | 0 | 0 | 0 | 0 | 0 | 0 | 0
VIC1 | Brown Coal | 33317.4567 | 29399.9516 | 31624.9893 | 30769.7144 | 30143.9449 | 29513.1845 | 28200.7664 | 28480.9968 | 23672.1136 | 22194.6578 | 19681.8049 | 21498.6165 | 21965.6116 | 20005.0397 | 19349.4545 | 18255.0097 | 20674.1074 | 20225.5917 | 20931.231 | 19876.9388 | 21176.2735 | 21083.9231 | 19312.0977 | 17197.9013 | 15042.656
VIC1 | CCGT | 0 | 0.0012823 | 0.0013676 | 0.001422 | 0.0014311 | 0.001462 | 0.0015363 | 0.0016141 | 0.001806 | 0.0020609 | 0.0019865 | 0.0022266 | 0.0025493 | 0.002522 | 0.0025597 | 0.0025641 | 0.0033352 | 0.0034585 | 0.0037723 | 0.003762 | 0.0051643 | 0.005307 | 0.0053543 | 0.0055179 | 0.0056517
VIC1 | Gas - Steam | 24.6936 | 19.9717 | 25.0882 | 6.8149 | 0.091691 | 8.3955 | 2.3005 | 1.6705 | 6.2461 | 26.9671 | 14.7093 | 15.6598 | 30.7369 | 13.6584 | 35.5614 | 43.398 | 100.8865 | 50.521 | 0 | 0 | 0 | 0 | 0 | 0 | 0
VIC1 | OCGT / Diesel | 11.6333 | 21.1758 | 17.9371 | 6.2951 | 0.00259 | 6.9566 | 1.377 | 0.67041 | 0.71298 | 11.1701 | 11.1754 | 8.8726 | 10.6868 | 0.24278 | 16.4349 | 18.3428 | 40.7669 | 7.6134 | 37.1766 | 43.1875 | 124.4417 | 108.9912 | 371.3926 | 334.9636 | 337.548
VIC1 | Hydro | 2896.3962 | 2870.321 | 2621.3762 | 3224.3295 | 3315.6635 | 3137.8042 | 3159.1182 | 4073.9627 | 3326.5056 | 2860.1615 | 2837.0175 | 2583.2786 | 3177.8487 | 3274.5795 | 3114.1717 | 3109.1354 | 3945.9388 | 3278.1985 | 2815.4047 | 2806.5176 | 2545.3675 | 3121.7138 | 3219.0534 | 3039.8497 | 3056.6842
VIC1 | Wind | 11558.7761 | 14067.2021 | 12160.2333 | 12281.5133 | 12807.254 | 13476.1668 | 13625.3108 | 13106.1581 | 13452.3308 | 13709.6389 | 15616.4439 | 13601.0172 | 13762.546 | 14982.6253 | 18086.2222 | 18496.9677 | 17154.093 | 16627.5493 | 16162.4494 | 18245.4324 | 18545.8255 | 22138.5169 | 22548.0062 | 23838.9061 | 22954.9598
VIC1 | Solar PV | 2389.0801 | 2378.4284 | 2470.2668 | 2354.4765 | 2240.3228 | 2370.342 | 2417.4694 | 3169.7711 | 3292.3438 | 4266.7565 | 4248.8502 | 4477.3589 | 4272.1015 | 4063.4461 | 5401.7646 | 6924.0084 | 6455.0686 | 9193.7946 | 9404.9911 | 9326.8098 | 9623.4976 | 9760.4469 | 9518.5326 | 9730.5503 | 9929.3112
VIC1 | LS Battery | 31.801 | 27.8324 | 31.8695 | 28.1199 | 28.4763 | 29.2565 | 28.2587 | 30.689 | 31.433 | 39.6205 | 27.599 | 36.2556 | 10.1091 | 9.5625 | 11.239 | 10.9842 | 10.8565 | 10.7158 | 10.9925 | 10.8445 | 11.7886 | 11.4474 | 10.659 | 10.3607 | 11.2612
VIC1 | Pumped Hydro | 0 | 0 | 0 | 0.0027587 | 0.0029133 | 0.0031996 | 0.0033957 | 0.0035742 | 0.0039978 | 0.0056336 | 0.0053373 | 0.0065768 | 0.0067209 | 0.0068827 | 0.0097991 | 0.011197 | 0.012046 | 0.012281 | 0.014168 | 0.015826 | 0.12206 | 0.12212 | 0.11911 | 2020.8536 | 2064.8176
VIC1 | VPP | 37.5214 | 41.565 | 51.0743 | 54.2358 | 74.2517 | 111.0523 | 160.3731 | 226.6209 | 322.846 | 448.7192 | 486.7323 | 586.2535 | 636.1126 | 684.0652 | 775.0242 | 833.3321 | 875.8183 | 942.8132 | 1018.5208 | 1042.983 | 1072.6592 | 1099.2069 | 1105.8114 | 1210.0452 | 1251.8708
Total excluding storage |  | 50198.0361 | 48757.0518 | 48919.8923 | 48643.1452 | 48507.281 | 48512.851 | 47406.3437 | 48833.2311 | 43750.2547 | 43069.3539 | 42410.0032 | 42184.8058 | 43219.5341 | 42339.5943 | 46003.6119 | 46846.8646 | 48370.8645 | 49383.272 | 49351.2567 | 50298.8899 | 52015.4111 | 56213.5972 | 54969.088 | 54142.1764 | 51321.1649
Region | Technology | 2021-22 | 2022-23 | 2023-24 | 2024-25 | 2025-26 | 2026-27 | 2027-28 | 2028-29 | 2029-30 | 2030-31 | 2031-32 | 2032-33 | 2033-34 | 2034-35 | 2035-36 | 2036-37 | 2037-38 | 2038-39 | 2039-40 | 2040-41 | 2041-42 | 2042-43 | 2043-44 | 2044-45 | 2045-46
SA1 | Black Coal | 0 | 0 | 0 | 0 | 0 | 0 | 0 | 0 | 0 | 0 | 0 | 0 | 0 | 0 | 0 | 0 | 0 | 0 | 0 | 0 | 0 | 0 | 0 | 0 | 0
SA1 | Brown Coal | 0 | 0 | 0 | 0 | 0 | 0 | 0 | 0 | 0 | 0 | 0 | 0 | 0 | 0 | 0 | 0 | 0 | 0 | 0 | 0 | 0 | 0 | 0 | 0 | 0
SA1 | CCGT | 1438.017 | 1149.3135 | 913.0778 | 463.4057 | 463.4057 | 463.4057 | 463.4057 | 463.4058 | 463.4058 | 727.7539 | 463.4059 | 463.4064 | 738.8863 | 565.8611 | 463.4067 | 463.4065 | 0.0043292 | 0.0043813 | 0.0044798 | 0.0044223 | 0.005728 | 0.0059102 | 0.0065173 | 0.0066099 | 0.0067072
SA1 | Gas - Steam | 750.7568 | 729.8342 | 775.9715 | 84.096 | 84.096 | 84.096 | 84.096 | 84.096 | 84.096 | 84.096 | 84.096 | 84.096 | 84.096 | 84.0961 | 0 | 0 | 0 | 0 | 0 | 0 | 0 | 0 | 0 | 0 | 0
SA1 | OCGT / Diesel | 84.9826 | 52.0451 | 150.1211 | 5.9809 | 0.71648 | 6.7976 | 2.1015 | 1.4978 | 5.0724 | 73.6595 | 10.5371 | 60.168 | 123.5363 | 99.1599 | 106.9694 | 86.3882 | 252.2182 | 247.6168 | 334.1291 | 425.5832 | 578.5555 | 670.7049 | 797.4178 | 159.2303 | 142.6692
SA1 | Hydro | 0 | 0 | 0 | 0 | 0 | 0 | 0 | 0 | 0 | 0 | 0 | 0 | 0 | 0 | 0 | 0 | 0 | 0 | 0 | 0 | 0 | 0 | 0 | 0 | 0
SA1 | Wind | 6268.845 | 6680.1467 | 5915.5215 | 6033.2528 | 5926.5792 | 6595.0802 | 6672.3008 | 6155.9593 | 8872.9965 | 8675.8872 | 9539.1166 | 8345.6998 | 9390.346 | 8897.9866 | 9971.522 | 10477.1361 | 10002.9125 | 10977.6956 | 10393.21 | 11234.8028 | 9902.8048 | 9933.314 | 9264.2808 | 11141.8002 | 11079.0332
SA1 | Solar PV | 970.9364 | 976.0251 | 991.3094 | 943.5756 | 919.0243 | 943.8193 | 1007.5693 | 932.8982 | 1045.9525 | 2921.9695 | 3441.2136 | 3618.6764 | 3452.9532 | 3342.3273 | 3475.8623 | 3574.5817 | 3321.1291 | 3460.5144 | 3533.1771 | 3551.8498 | 3571.6321 | 3394.4989 | 2974.6268 | 2763.4732 | 2859.4628
SA1 | LS Battery | 64.2065 | 61.6322 | 73.4466 | 61.5305 | 59.8442 | 63.611 | 62.4457 | 56.6542 | 60.5773 | 88.3387 | 84.993 | 342.6794 | 336.7816 | 307.9269 | 323.0136 | 325.9345 | 576.0959 | 565.9318 | 574.5288 | 550.2466 | 626.1855 | 608.5024 | 590.8012 | 1072.2886 | 1102.9299
SA1 | Pumped Hydro | 0 | 0 | 0 | 0.0020121 | 0.0021088 | 0.0023089 | 0.0024649 | 0.0025714 | 0.0028285 | 0.0036161 | 0.0036614 | 0.0043136 | 0.0044733 | 0.0046095 | 0.0056146 | 0.0064068 | 0.012422 | 0.012551 | 0.012802 | 0.013042 | 0.017618 | 0.017546 | 0.017694 | 0.024232 | 0.02492
SA1 | VPP | 62.1097 | 54.761 | 54.5733 | 41.2245 | 45.3282 | 59.3221 | 77.9512 | 107.2103 | 139.0197 | 171.7288 | 186.9113 | 208.0684 | 219.5423 | 231.6208 | 264.2314 | 281.5311 | 294.504 | 305.6078 | 326.626 | 334.5453 | 347.1599 | 351.5299 | 355.0739 | 363.141 | 382.1138
Total excluding storage |  | 9513.5378 | 9587.3646 | 8746.0012 | 7530.3111 | 7393.8217 | 8093.1988 | 8229.4734 | 7637.857 | 10471.5232 | 12483.3661 | 13538.3693 | 12572.0467 | 13789.8179 | 12989.431 | 14017.7603 | 14601.5125 | 13576.2642 | 14685.8312 | 14260.5206 | 15212.2403 | 14052.9981 | 13998.5237 | 13036.332 | 14064.5104 | 14081.1718
Region | Technology | 2021-22 | 2022-23 | 2023-24 | 2024-25 | 2025-26 | 2026-27 | 2027-28 | 2028-29 | 2029-30 | 2030-31 | 2031-32 | 2032-33 | 2033-34 | 2034-35 | 2035-36 | 2036-37 | 2037-38 | 2038-39 | 2039-40 | 2040-41 | 2041-42 | 2042-43 | 2043-44 | 2044-45 | 2045-46
TAS1 | Black Coal | 0 | 0 | 0 | 0 | 0 | 0 | 0 | 0 | 0 | 0 | 0 | 0 | 0 | 0 | 0 | 0 | 0 | 0 | 0 | 0 | 0 | 0 | 0 | 0 | 0
TAS1 | Brown Coal | 0 | 0 | 0 | 0 | 0 | 0 | 0 | 0 | 0 | 0 | 0 | 0 | 0 | 0 | 0 | 0 | 0 | 0 | 0 | 0 | 0 | 0 | 0 | 0 | 0
TAS1 | CCGT | 0 | 0.0010431 | 0.0011614 | 0.0011882 | 0.0011666 | 0.0012154 | 0.0012566 | 0.001274 | 0.0014038 | 0.0016006 | 0.0015802 | 0.001785 | 0.0019518 | 0.001927 | 0.00197 | 0.0019802 | 0.0022805 | 0.0024676 | 0.0026128 | 0.0024466 | 0.003119 | 0.0031587 | 0.0030685 | 0.0031469 | 0.0031971
TAS1 | Gas - Steam | 0 | 0 | 0 | 0 | 0 | 0 | 0 | 0 | 0 | 0 | 0 | 0 | 0 | 0 | 0 | 0 | 0 | 0 | 0 | 0 | 0 | 0 | 0 | 0 | 0
TAS1 | OCGT / Diesel | 0.00093608 | 0.00076673 | 0.00084096 | 0.00088047 | 0.00083027 | 0.0008635 | 0.00089122 | 0.00090076 | 0.00096902 | 0.0010795 | 0.0010449 | 0.0011974 | 0.0013003 | 0.0012689 | 0.62085 | 0.0013692 | 1.1834 | 0.0016522 | 0.66264 | 0.0010602 | 1.1614 | 0.0014245 | 0.55024 | 4.6045 | 2.7127
TAS1 | Hydro | 7100.7435 | 10722.3294 | 7978.8026 | 8123.6437 | 9748.4103 | 8855.3322 | 8921.0953 | 9843.307 | 8769.7008 | 7028.4344 | 10697.0904 | 7859.8127 | 8040.6646 | 9648.7332 | 8812.609 | 8777.6432 | 9742.3501 | 8679.6629 | 7012.8786 | 10514.6595 | 7786.8865 | 7965.9836 | 9608.169 | 8683.12 | 8695.8638
TAS1 | Wind | 1795.7944 | 2039.3718 | 3060.0334 | 3246.5923 | 3474.7699 | 3509.814 | 3609.6937 | 3408.5107 | 4204.133 | 4220.2616 | 5855.024 | 7112.6536 | 7210.3146 | 7564.8522 | 7558.9854 | 7643.7102 | 7095.5025 | 6802.623 | 6714.9707 | 7306.2832 | 6555.9465 | 6458.6659 | 6848.2547 | 6683.4233 | 6702.3526
TAS1 | Solar PV | 0.0003052 | 0.00041753 | 0.00043354 | 0.00043653 | 0.00063741 | 0.0012331 | 0.001259 | 0.0012678 | 0.0021921 | 0.0041959 | 0.0039543 | 0.0039007 | 0.0039443 | 0.0035623 | 0.0036009 | 0.0033586 | 0.0035249 | 0.0037765 | 0.0037206 | 0.0035037 | 0.0046818 | 0.0048549 | 0.0043204 | 0.0048435 | 0.0045925
TAS1 | LS Battery | 0.001863 | 0.0023086 | 0.002217 | 0.0021956 | 0.0023122 | 0.0032254 | 0.0040989 | 0.0045856 | 0.0044696 | 0.0075633 | 0.011184 | 0.011314 | 0.010914 | 0.01173 | 0.012884 | 0.013445 | 0.013794 | 0.01321 | 0.013793 | 0.016725 | 0.018636 | 0.018709 | 0.020914 | 0.021672 | 0.021737
TAS1 | Pumped Hydro | 0 | 0 | 0 | 0.0029415 | 0.0034053 | 0.003508 | 0.0037234 | 0.004013 | 0.0041439 | 0.0042703 | 0.0058066 | 0.0070782 | 0.007208 | 0.0076753 | 0.010604 | 0.011765 | 0.011893 | 0.011853 | 0.014385 | 0.015182 | 0.034276 | 0.034021 | 0.033871 | 0.034999 | 0.034745
TAS1 | VPP | 0.2745 | 0.23337 | 1.4698 | 1.2778 | 1.8749 | 3.8864 | 4.9118 | 6.0381 | 10.6192 | 14.1157 | 29.3086 | 36.0653 | 34.5919 | 34.6698 | 47.2533 | 51.3592 | 47.2315 | 51.9826 | 66.9817 | 51.5577 | 73.8906 | 71.9673 | 59.4424 | 66.6807 | 68.7578
Total excluding storage |  | 8896.5392 | 12761.7034 | 11038.8385 | 11370.2385 | 13223.1829 | 12365.1495 | 12530.7924 | 13251.8212 | 12973.8383 | 11248.7028 | 16552.1209 | 14972.4732 | 15250.9864 | 17213.5921 | 16372.2207 | 16421.3601 | 16839.0419 | 15482.2938 | 13728.5183 | 17820.9497 | 14344.0022 | 14424.6589 | 16456.9813 | 15371.1558 | 15400.9369
Explicitly modelled pumping
Region | Technology | 2021-22 | 2022-23 | 2023-24 | 2024-25 | 2025-26 | 2026-27 | 2027-28 | 2028-29 | 2029-30 | 2030-31 | 2031-32 | 2032-33 | 2033-34 | 2034-35 | 2035-36 | 2036-37 | 2037-38 | 2038-39 | 2039-40 | 2040-41 | 2041-42 | 2042-43 | 2043-44 | 2044-45 | 2045-46
NEM | LS Battery pump | 148.1947 | 158.3547 | 201.1949 | 185.4002 | 183.7682 | 205.167 | 198.5247 | 182.1976 | 194.9965 | 973.2692 | 895.6069 | 1892.9594 | 3838.4154 | 3689.6751 | 3931.2114 | 3915.6839 | 4132.1936 | 4050.27 | 4158.3382 | 4067.2645 | 4675.8318 | 5413.1506 | 5243.4955 | 6150.126 | 6144.7763
NEM | Pumped Hydro pump | 56.1414 | 310.6227 | 703.8478 | 814.5221 | 1717.56 | 2543.3858 | 2974.836 | 2360.6836 | 2915.2595 | 5166.0907 | 4474.0301 | 5514.5566 | 5692.3685 | 5694.3692 | 7483.8621 | 8733.2893 | 12462.5764 | 12189.9174 | 13053.6233 | 14199.5613 | 17752.3215 | 18739.4228 | 18256.8669 | 22020.1182 | 21979.1895
NEM | VPP pump | 198.7144 | 224.9217 | 275.0648 | 292.1129 | 381.2018 | 580.6788 | 826.7111 | 1050.5134 | 1507.4334 | 2019.0602 | 2236.2925 | 2632.0606 | 2848.248 | 3051.6098 | 3480.1614 | 3697.7957 | 3854.7619 | 4081.0929 | 4396.0232 | 4486.849 | 4632.9519 | 4771.2245 | 4821.459 | 5114.4379 | 5281.1687
Region | Technology | 2021-22 | 2022-23 | 2023-24 | 2024-25 | 2025-26 | 2026-27 | 2027-28 | 2028-29 | 2029-30 | 2030-31 | 2031-32 | 2032-33 | 2033-34 | 2034-35 | 2035-36 | 2036-37 | 2037-38 | 2038-39 | 2039-40 | 2040-41 | 2041-42 | 2042-43 | 2043-44 | 2044-45 | 2045-46
NSW1 | LS Battery pump | 0.013589 | 0.014394 | 0.014583 | 0.014411 | 0.014586 | 0.018755 | 0.02423 | 0.025656 | 0.026034 | 721.8291 | 673.2069 | 1329.7077 | 2911.5957 | 2828.1412 | 3011.8312 | 3004.7504 | 2927.0778 | 2858.23 | 2951.6596 | 2884.2634 | 3397.3847 | 4151.2387 | 4030.9654 | 4334.4665 | 4291.2523
NSW1 | Pumped Hydro pump | 11.9425 | 189.1006 | 377.7652 | 492.8497 | 1413.7774 | 2120.8196 | 2545.0865 | 1971.13 | 2478.8166 | 4548.0362 | 3934.2459 | 4873.3471 | 5120.1967 | 5062.0937 | 6653.1769 | 7921.4416 | 10324.8883 | 10063.6911 | 10822.932 | 11823.0819 | 11944.4858 | 11329.0834 | 11216.3821 | 12201.2453 | 12231.4413
NSW1 | VPP pump | 41.2478 | 74.2802 | 94.3663 | 113.3591 | 152.9154 | 240.6901 | 344.3292 | 404.6123 | 599.9424 | 829.3815 | 921.0013 | 1066.287 | 1147.1475 | 1213.3671 | 1394.4883 | 1461.7357 | 1522.3655 | 1591.2966 | 1703.3981 | 1744.5646 | 1779.5208 | 1837.6442 | 1855.009 | 1977.5944 | 2018.6302
Region | Technology | 2021-22 | 2022-23 | 2023-24 | 2024-25 | 2025-26 | 2026-27 | 2027-28 | 2028-29 | 2029-30 | 2030-31 | 2031-32 | 2032-33 | 2033-34 | 2034-35 | 2035-36 | 2036-37 | 2037-38 | 2038-39 | 2039-40 | 2040-41 | 2041-42 | 2042-43 | 2043-44 | 2044-45 | 2045-46
QLD1 | LS Battery pump | 30.0116 | 47.5095 | 71.5355 | 74.7036 | 74.5833 | 90.6228 | 86.1369 | 74.713 | 81.0041 | 93.8243 | 83.3834 | 95.1699 | 498.7933 | 469.5572 | 506.7068 | 494.9679 | 480.4663 | 478.0356 | 485.8733 | 488.1979 | 492.8792 | 494.2195 | 472.26 | 479.0286 | 477.9528
QLD1 | Pumped Hydro pump | 44.1989 | 121.5222 | 326.0826 | 321.6628 | 303.7721 | 422.555 | 429.7375 | 389.5409 | 436.4292 | 618.0377 | 539.7656 | 641.187 | 572.1488 | 632.2516 | 830.6527 | 811.8109 | 2137.6427 | 2126.1803 | 2230.6397 | 2376.4241 | 5807.6184 | 7410.1218 | 7040.2721 | 7292.5742 | 7166.8092
QLD1 | VPP pump | 40.2233 | 37.3396 | 54.9836 | 65.2599 | 85.8034 | 135.5508 | 197.0344 | 247.2096 | 353.1897 | 445.0484 | 490.5577 | 591.3404 | 656.4496 | 723.1228 | 810.7051 | 867.6073 | 903.801 | 963.9829 | 1035.6484 | 1065.493 | 1100.7457 | 1146.9192 | 1182.7255 | 1212.6277 | 1264.5017
Region | Technology | 2021-22 | 2022-23 | 2023-24 | 2024-25 | 2025-26 | 2026-27 | 2027-28 | 2028-29 | 2029-30 | 2030-31 | 2031-32 | 2032-33 | 2033-34 | 2034-35 | 2035-36 | 2036-37 | 2037-38 | 2038-39 | 2039-40 | 2040-41 | 2041-42 | 2042-43 | 2043-44 | 2044-45 | 2045-46
VIC1 | LS Battery pump | 39.137 | 34.5017 | 39.2043 | 34.7159 | 35.2037 | 36.0713 | 35.028 | 37.7469 | 38.9469 | 48.7735 | 34.0731 | 44.7798 | 12.4603 | 11.8055 | 13.8753 | 13.5607 | 13.4031 | 13.2714 | 13.529 | 13.4303 | 14.5118 | 14.1746 | 13.1172 | 12.791 | 13.9027
VIC1 | Pumped Hydro pump | 0 | 0 | 0 | 0.0034541 | 0.0036428 | 0.003995 | 0.0042554 | 0.004459 | 0.0050117 | 0.0070266 | 0.0066812 | 0.0082278 | 0.0083908 | 0.008603 | 0.012242 | 0.013999 | 0.015062 | 0.015383 | 0.01767 | 0.019861 | 0.1525 | 0.15329 | 0.14826 | 2526.2246 | 2580.8645
VIC1 | VPP pump | 44.0277 | 48.7672 | 59.9338 | 63.6304 | 87.1141 | 130.2954 | 188.1602 | 265.8737 | 378.7864 | 526.6047 | 571.053 | 687.9603 | 746.4683 | 802.7018 | 909.4691 | 977.8482 | 1027.6427 | 1106.2666 | 1195.1217 | 1223.7924 | 1258.5985 | 1289.7223 | 1297.3788 | 1419.8911 | 1468.9758
Region | Technology | 2021-22 | 2022-23 | 2023-24 | 2024-25 | 2025-26 | 2026-27 | 2027-28 | 2028-29 | 2029-30 | 2030-31 | 2031-32 | 2032-33 | 2033-34 | 2034-35 | 2035-36 | 2036-37 | 2037-38 | 2038-39 | 2039-40 | 2040-41 | 2041-42 | 2042-43 | 2043-44 | 2044-45 | 2045-46
SA1 | LS Battery pump | 79.0302 | 76.3262 | 90.4377 | 75.9636 | 73.9637 | 78.4502 | 77.3305 | 69.7064 | 75.0139 | 108.833 | 104.9297 | 423.2881 | 415.5526 | 380.1566 | 398.7822 | 402.3882 | 711.2294 | 700.7166 | 707.2593 | 681.3523 | 771.0331 | 753.4948 | 727.1271 | 1323.8132 | 1361.6416
SA1 | Pumped Hydro pump | 0 | 0 | 0 | 0.0025199 | 0.0026359 | 0.0028833 | 0.0030888 | 0.0032072 | 0.0035453 | 0.0045123 | 0.0045788 | 0.0053973 | 0.0055884 | 0.0057553 | 0.0070178 | 0.0080116 | 0.015525 | 0.015738 | 0.01595 | 0.016365 | 0.02196 | 0.022003 | 0.022047 | 0.030335 | 0.031116
SA1 | VPP pump | 72.9061 | 64.275 | 64.0685 | 48.379 | 53.1881 | 69.6065 | 91.4599 | 125.7862 | 163.1188 | 201.5351 | 219.3326 | 244.1858 | 257.6404 | 271.7971 | 310.0911 | 330.3807 | 345.5964 | 358.612 | 383.2858 | 392.5798 | 407.3978 | 412.5164 | 416.6624 | 426.1297 | 448.4264
Region | Technology | 2021-22 | 2022-23 | 2023-24 | 2024-25 | 2025-26 | 2026-27 | 2027-28 | 2028-29 | 2029-30 | 2030-31 | 2031-32 | 2032-33 | 2033-34 | 2034-35 | 2035-36 | 2036-37 | 2037-38 | 2038-39 | 2039-40 | 2040-41 | 2041-42 | 2042-43 | 2043-44 | 2044-45 | 2045-46
TAS1 | LS Battery pump | 0.0023005 | 0.0028515 | 0.0027366 | 0.0027104 | 0.002855 | 0.0039822 | 0.0050614 | 0.0056621 | 0.0055202 | 0.0093342 | 0.013824 | 0.013964 | 0.013463 | 0.014488 | 0.015901 | 0.016597 | 0.017031 | 0.016324 | 0.017009 | 0.020673 | 0.022999 | 0.023081 | 0.025831 | 0.02676 | 0.026824
TAS1 | Pumped Hydro pump | 0 | 0 | 0 | 0.0036824 | 0.0042597 | 0.0043831 | 0.0046576 | 0.0050179 | 0.0051864 | 0.0053258 | 0.0072725 | 0.0088515 | 0.0089972 | 0.0096048 | 0.013246 | 0.014717 | 0.014855 | 0.014854 | 0.017932 | 0.019057 | 0.042848 | 0.042447 | 0.042394 | 0.043749 | 0.043384
TAS1 | VPP pump | 0.30949 | 0.25966 | 1.7125 | 1.4845 | 2.1808 | 4.5361 | 5.7273 | 7.0317 | 12.3962 | 16.4905 | 34.3479 | 42.2871 | 40.5422 | 40.621 | 55.4079 | 60.2237 | 55.3564 | 60.9347 | 78.5692 | 60.4192 | 86.6891 | 84.4225 | 69.6832 | 78.1949 | 80.6346
Non-controllable capacity
Region | Technology | 2021-22 | 2022-23 | 2023-24 | 2024-25 | 2025-26 | 2026-27 | 2027-28 | 2028-29 | 2029-30 | 2030-31 | 2031-32 | 2032-33 | 2033-34 | 2034-35 | 2035-36 | 2036-37 | 2037-38 | 2038-39 | 2039-40 | 2040-41 | 2041-42 | 2042-43 | 2043-44 | 2044-45 | 2045-46
NEM | Distributed PV | 17145.49 | 19784.7658 | 21664.4374 | 22910.3853 | 23512.8183 | 25564.0213 | 25996.4761 | 23579.0808 | 25248.9232 | 26668.6932 | 27678.4701 | 28365.7999 | 28527.0676 | 29099.7626 | 33248.8446 | 35155.7491 | 32382.0344 | 35066.9161 | 37441.6908 | 39460.7687 | 41104.8556 | 41667.2492 | 42206.2511 | 47004.0522 | 48821.0957
NEM | Behind the meter battery | 186.5044 | 237.8863 | 306.482 | 400.3636 | 476.8558 | 531.4979 | 590.3617 | 645.1423 | 704.5029 | 702.9633 | 697.0194 | 664.2484 | 640.192 | 633.7629 | 653.5227 | 670.2271 | 689.5915 | 722.9204 | 762.2013 | 773.2636 | 783.8882 | 795.8344 | 809.868 | 818.3775 | 830.0684
NEM | Behind the meter battery pump | 219.4163 | 279.8672 | 360.5665 | 471.0157 | 561.0086 | 625.2929 | 694.5476 | 758.988 | 828.8308 | 827.0174 | 820.0254 | 781.4685 | 753.1725 | 745.6065 | 768.8462 | 788.5018 | 811.2851 | 850.4952 | 896.713 | 909.7211 | 922.2191 | 936.277 | 952.7851 | 962.7968 | 976.5547
Region | Technology | 2021-22 | 2022-23 | 2023-24 | 2024-25 | 2025-26 | 2026-27 | 2027-28 | 2028-29 | 2029-30 | 2030-31 | 2031-32 | 2032-33 | 2033-34 | 2034-35 | 2035-36 | 2036-37 | 2037-38 | 2038-39 | 2039-40 | 2040-41 | 2041-42 | 2042-43 | 2043-44 | 2044-45 | 2045-46
NSW1 | Distributed PV | 4522.6543 | 5518.2131 | 6085.9101 | 6796.8714 | 7020.0842 | 7812.1183 | 7761.0932 | 6992.071 | 7292.9891 | 7820.5604 | 8271.6108 | 8225.7601 | 8453.7135 | 8614.8116 | 10231.7647 | 10687.0745 | 9810.2291 | 10378.3505 | 11268.3288 | 12160.6279 | 12309.2453 | 12710.9945 | 12816.2799 | 14734.8814 | 15109.6299
NSW1 | Behind the meter battery | 67.0833 | 90.7737 | 122.1868 | 165.1895 | 199.3153 | 223.328 | 246.9815 | 265.5973 | 288.4873 | 288.2382 | 285.0992 | 269.3873 | 259.2457 | 254.5735 | 260.9065 | 266.3747 | 273.7283 | 285.3071 | 299.9839 | 303.1646 | 306.534 | 309.9347 | 314.0656 | 316.3531 | 319.592
NSW1 | Behind the meter battery pump | 78.9209 | 106.7941 | 143.7491 | 194.3405 | 234.4907 | 262.7377 | 290.5701 | 312.4671 | 339.399 | 339.1046 | 335.4111 | 316.9273 | 304.9971 | 299.4997 | 306.946 | 313.3826 | 322.0346 | 335.6529 | 352.9243 | 356.6645 | 360.6282 | 364.6317 | 369.4893 | 372.1797 | 375.9936
Region | Technology | 2021-22 | 2022-23 | 2023-24 | 2024-25 | 2025-26 | 2026-27 | 2027-28 | 2028-29 | 2029-30 | 2030-31 | 2031-32 | 2032-33 | 2033-34 | 2034-35 | 2035-36 | 2036-37 | 2037-38 | 2038-39 | 2039-40 | 2040-41 | 2041-42 | 2042-43 | 2043-44 | 2044-45 | 2045-46
QLD1 | Distributed PV | 6122.3631 | 7232.5698 | 7672.9413 | 7848.5405 | 8333.4125 | 9078.1613 | 9337.8361 | 8064.68 | 8985.1769 | 9528.4898 | 10262.0014 | 10408.5343 | 10321.36 | 10796.0772 | 11985.0477 | 12544.7416 | 10923.1571 | 12227.503 | 13030.1925 | 14126.8312 | 14479.4967 | 14438.2919 | 15087.3121 | 16532.2433 | 17123.4038
QLD1 | Behind the meter battery | 34.4038 | 46.9111 | 63.7303 | 87.2058 | 107.3425 | 122.8008 | 138.0334 | 148.5342 | 162.8435 | 158.4048 | 154.5888 | 150.76 | 145.9967 | 145.8292 | 149.7431 | 152.9123 | 157.4857 | 165.9964 | 176.405 | 180.2618 | 184.261 | 188.2731 | 192.9071 | 196.4279 | 200.7877
QLD1 | Behind the meter battery pump | 40.4745 | 55.1898 | 74.9763 | 102.5938 | 126.2852 | 144.475 | 162.3923 | 174.7443 | 191.5807 | 186.3574 | 181.8701 | 177.3621 | 171.7602 | 171.5647 | 176.1684 | 179.8961 | 185.2774 | 195.2911 | 207.5365 | 212.0716 | 216.7758 | 221.4976 | 226.9491 | 231.0915 | 236.2219
Region | Technology | 2021-22 | 2022-23 | 2023-24 | 2024-25 | 2025-26 | 2026-27 | 2027-28 | 2028-29 | 2029-30 | 2030-31 | 2031-32 | 2032-33 | 2033-34 | 2034-35 | 2035-36 | 2036-37 | 2037-38 | 2038-39 | 2039-40 | 2040-41 | 2041-42 | 2042-43 | 2043-44 | 2044-45 | 2045-46
VIC1 | Distributed PV | 3967.0267 | 4343.2592 | 5024.0108 | 5346.7645 | 5336.1893 | 5738.9957 | 5883.0309 | 5633.4092 | 5968.5317 | 6278.1676 | 6103.9028 | 6599.3968 | 6678.212 | 6715.1403 | 7806.8616 | 8492.2132 | 8304.7572 | 8928.7506 | 9520.1532 | 9473.3656 | 10395.9579 | 10567.2308 | 10413.4014 | 11532.6249 | 12119.0007
VIC1 | Behind the meter battery | 33.4525 | 44.7495 | 60.5997 | 82.6874 | 101.1927 | 114.2561 | 129.7982 | 147.9251 | 167.0393 | 174.0239 | 178.4454 | 171.2664 | 165.3454 | 164.6186 | 172.2266 | 178.1937 | 184.4589 | 194.6775 | 205.8144 | 209.8022 | 212.5158 | 216.4459 | 221.2287 | 224.3333 | 227.66
VIC1 | Behind the meter battery pump | 39.3548 | 52.6464 | 71.2934 | 97.2801 | 119.0495 | 134.4189 | 152.7033 | 174.0271 | 196.519 | 204.7375 | 209.9365 | 201.4915 | 194.5257 | 193.6705 | 202.6198 | 209.6389 | 217.0113 | 229.0339 | 242.1363 | 246.8269 | 250.0173 | 254.6415 | 260.2691 | 263.9206 | 267.8354
Region | Technology | 2021-22 | 2022-23 | 2023-24 | 2024-25 | 2025-26 | 2026-27 | 2027-28 | 2028-29 | 2029-30 | 2030-31 | 2031-32 | 2032-33 | 2033-34 | 2034-35 | 2035-36 | 2036-37 | 2037-38 | 2038-39 | 2039-40 | 2040-41 | 2041-42 | 2042-43 | 2043-44 | 2044-45 | 2045-46
SA1 | Distributed PV | 2265.6378 | 2402.5157 | 2566.926 | 2582.3826 | 2491.9769 | 2584.1718 | 2667.6251 | 2550.5423 | 2661.7052 | 2694.8801 | 2698.9327 | 2778.6607 | 2714.7419 | 2617.1164 | 2815.0313 | 2998.0855 | 2910.9339 | 3087.3087 | 3162.2409 | 3232.0183 | 3423.601 | 3437.1677 | 3384.9227 | 3649.887 | 3902.5973
SA1 | Behind the meter battery | 47.648 | 50.4268 | 53.4096 | 56.4309 | 58.5215 | 59.4284 | 62.5811 | 68.6684 | 70.3915 | 66.7204 | 63.794 | 58.8251 | 56.148 | 55.4421 | 56.9312 | 58.7016 | 59.5695 | 62.0676 | 64.5559 | 64.6025 | 65.1321 | 65.7449 | 66.1733 | 65.8277 | 66.6025
SA1 | Behind the meter battery pump | 56.0579 | 59.325 | 62.8351 | 66.3899 | 68.8492 | 69.9145 | 73.6253 | 80.7878 | 82.8133 | 78.4935 | 75.0531 | 69.2057 | 66.0582 | 65.2257 | 66.9773 | 69.0612 | 70.081 | 73.0206 | 75.9495 | 76.0022 | 76.6256 | 77.3467 | 77.8498 | 77.4454 | 78.3556
Region | Technology | 2021-22 | 2022-23 | 2023-24 | 2024-25 | 2025-26 | 2026-27 | 2027-28 | 2028-29 | 2029-30 | 2030-31 | 2031-32 | 2032-33 | 2033-34 | 2034-35 | 2035-36 | 2036-37 | 2037-38 | 2038-39 | 2039-40 | 2040-41 | 2041-42 | 2042-43 | 2043-44 | 2044-45 | 2045-46
TAS1 | Distributed PV | 267.8081 | 288.208 | 314.6492 | 335.8263 | 331.1553 | 350.5742 | 346.8908 | 338.3782 | 340.5204 | 346.5953 | 342.0225 | 353.4481 | 359.0403 | 356.6171 | 410.1393 | 433.6343 | 432.9572 | 445.0034 | 460.7755 | 467.9257 | 496.5547 | 513.5643 | 504.335 | 554.4155 | 566.4639
TAS1 | Behind the meter battery | 3.9168 | 5.0252 | 6.5556 | 8.85 | 10.4838 | 11.6846 | 12.9676 | 14.4174 | 15.7412 | 15.576 | 15.0919 | 14.0095 | 13.4562 | 13.2995 | 13.7153 | 14.0449 | 14.3492 | 14.8718 | 15.4421 | 15.4323 | 15.4452 | 15.4356 | 15.4934 | 15.4355 | 15.4261
TAS1 | Behind the meter battery pump | 4.6083 | 5.9118 | 7.7127 | 10.4114 | 12.334 | 13.7468 | 15.2566 | 16.9616 | 18.5188 | 18.3246 | 17.7546 | 16.4818 | 15.8314 | 15.6459 | 16.1346 | 16.523 | 16.8807 | 17.4967 | 18.1664 | 18.1559 | 18.1721 | 18.1595 | 18.2277 | 18.1596 | 18.1482

## Option1_Capacity
Installed capacity by technology (MW) - SWNSW Option 1, Fast Change Scenario
Capacity calculated on 1 July. In early study years some wind and solar projects enter later in the financial year and are therefore reflected in the following financial year's capacity.
Explicitly modelled generation
Region | Technology | 2021-22 | 2022-23 | 2023-24 | 2024-25 | 2025-26 | 2026-27 | 2027-28 | 2028-29 | 2029-30 | 2030-31 | 2031-32 | 2032-33 | 2033-34 | 2034-35 | 2035-36 | 2036-37 | 2037-38 | 2038-39 | 2039-40 | 2040-41 | 2041-42 | 2042-43 | 2043-44 | 2044-45 | 2045-46
NEM | Black Coal | 18386 | 17886 | 16386 | 16386 | 16386 | 16036 | 15376 | 15026 | 14366 | 12926 | 12926 | 11486 | 9276 | 9276 | 6366 | 5666 | 5216 | 5216 | 5216 | 4556 | 4191 | 2422 | 2422 | 2422 | 2057
NEM | Brown Coal | 4775 | 4775 | 4775 | 4775 | 4775 | 4775 | 4775 | 4775 | 4050 | 3325 | 3325 | 3325 | 3325 | 3325 | 3325 | 3325 | 3325 | 3325 | 3325 | 3325 | 3325 | 3325 | 3325 | 3325 | 2767.5
NEM | CCGT | 3138.899 | 3138.9002 | 2958.9004 | 2958.9005 | 2958.9005 | 2958.9005 | 2958.9005 | 2958.9006 | 2958.9007 | 2958.9009 | 2958.9009 | 2958.9011 | 2958.9015 | 2958.9015 | 2958.9018 | 2573.9019 | 2044.9039 | 2044.904 | 1901.5041 | 1901.5041 | 1901.5054 | 1901.5106 | 1461.5107 | 1276.5119 | 632.0119
NEM | Gas - Steam | 1420 | 1300 | 1300 | 1300 | 1300 | 1300 | 1300 | 1300 | 1300 | 1300 | 1300 | 1300 | 1300 | 1300 | 500 | 500 | 500 | 500 | 0 | 0 | 0 | 0 | 0 | 0 | 0
NEM | OCGT / Diesel | 6712.642 | 6712.6421 | 6712.6423 | 6712.6424 | 6712.6425 | 6712.6426 | 6712.6426 | 6712.6427 | 6712.6429 | 6306.643 | 6306.6431 | 6072.3033 | 5622.3035 | 5505.3037 | 5472.1834 | 5472.1838 | 6056.5169 | 6056.517 | 5616.517 | 5496.5171 | 5496.518 | 5453.8773 | 5453.8774 | 4799.764 | 4799.764
NEM | Hydro | 7132.9 | 7132.9 | 7132.9 | 7132.9 | 7132.9 | 7132.9 | 7132.9 | 7132.9 | 7132.9 | 7132.9 | 7132.9 | 7132.9 | 7132.9 | 7132.9 | 7132.9 | 7132.9 | 7046.5 | 7046.5 | 7046.5 | 7046.5 | 7046.5 | 6980.5 | 6980.5 | 6980.5 | 6980.5
NEM | Wind | 9211.348 | 10898.1824 | 11608.4182 | 11659.8528 | 11659.8598 | 11659.8769 | 11659.8824 | 13369.8376 | 14380.3494 | 15994.1557 | 16329.8398 | 19221.8253 | 20276.0596 | 23555.7054 | 25882.4111 | 26996.6387 | 27963.2238 | 27764.9547 | 27565.0067 | 27499.9981 | 29377.8405 | 31825.1417 | 31354.8324 | 31252.4845 | 31574.9186
NEM | Solar PV | 6530.7715 | 7861.052 | 8409.8367 | 8409.8368 | 8409.8454 | 9288.5294 | 10149.4398 | 10530.1925 | 10920.5039 | 13849.4732 | 14347.5595 | 15096.6509 | 16732.976 | 16732.976 | 17169.2255 | 17606.2952 | 19145.0554 | 20000.4538 | 20000.454 | 21798.771 | 24478.5754 | 27550.9711 | 27494.574 | 27149.4345 | 28447.5988
NEM | LS Battery | 342.3371 | 362.3372 | 362.3372 | 362.3372 | 362.3372 | 362.3403 | 362.3446 | 362.3464 | 362.3464 | 864.572 | 864.5734 | 1513.4689 | 2926.3435 | 2901.3435 | 2901.3435 | 2901.3435 | 3132.9197 | 3132.9197 | 3132.9197 | 3132.9197 | 3565.8332 | 4170.1229 | 4170.1231 | 4652.1608 | 4642.1616
NEM | Pumped Hydro | 810 | 810 | 810 | 810.0079 | 2850.0083 | 2850.0088 | 2850.0093 | 2850.0097 | 2850.0104 | 2850.0133 | 2850.014 | 2850.0172 | 2850.0194 | 2850.0199 | 2850.0717 | 3186.6127 | 4507.0339 | 4507.0343 | 4507.036 | 4507.0374 | 5747.8592 | 6322.9543 | 6322.9545 | 7131.2479 | 7131.2483
NEM | VPP | 262.68 | 288.88 | 317.7 | 349.41 | 464.02 | 673.31 | 954.58 | 1317.33 | 1777.05 | 2145.35 | 2510.19 | 2769.71 | 3002.37 | 3263.91 | 3597.21 | 3891.86 | 4149.26 | 4418.63 | 4720.58 | 4873.47 | 5025.06 | 5178.5499 | 5337.91 | 5499.8401 | 5670.0901
Total excluding storage |  | 57307.5605 | 59704.6767 | 59283.6976 | 59335.1326 | 59335.1481 | 59863.8494 | 60064.7654 | 61805.4734 | 61821.2968 | 63793.0728 | 64626.8433 | 66593.5807 | 66624.1406 | 69786.7866 | 68806.6218 | 69272.9195 | 71297.2001 | 71954.3295 | 70670.9818 | 71624.2902 | 75816.9393 | 79459.0007 | 78492.2945 | 77205.6948 | 77259.2934
Region | Technology | 2021-22 | 2022-23 | 2023-24 | 2024-25 | 2025-26 | 2026-27 | 2027-28 | 2028-29 | 2029-30 | 2030-31 | 2031-32 | 2032-33 | 2033-34 | 2034-35 | 2035-36 | 2036-37 | 2037-38 | 2038-39 | 2039-40 | 2040-41 | 2041-42 | 2042-43 | 2043-44 | 2044-45 | 2045-46
NSW1 | Black Coal | 10260 | 9760 | 8260 | 8260 | 8260 | 8260 | 7600 | 7600 | 6940 | 5500 | 5500 | 4060 | 2690 | 2690 | 1320 | 1320 | 1320 | 1320 | 1320 | 660 | 660 | 0 | 0 | 0 | 0
NSW1 | Brown Coal | 0 | 0 | 0 | 0 | 0 | 0 | 0 | 0 | 0 | 0 | 0 | 0 | 0 | 0 | 0 | 0 | 0 | 0 | 0 | 0 | 0 | 0 | 0 | 0 | 0
NSW1 | CCGT | 624.999 | 624.9992 | 624.9994 | 624.9994 | 624.9994 | 624.9994 | 624.9994 | 624.9994 | 624.9994 | 624.9995 | 624.9995 | 624.9996 | 624.9997 | 624.9997 | 624.9999 | 624.9999 | 625.001 | 625.001 | 625.001 | 625.001 | 625.0017 | 625.0067 | 185.0067 | 0.0076661 | 0.0076665
NSW1 | Gas - Steam | 0 | 0 | 0 | 0 | 0 | 0 | 0 | 0 | 0 | 0 | 0 | 0 | 0 | 0 | 0 | 0 | 0 | 0 | 0 | 0 | 0 | 0 | 0 | 0 | 0
NSW1 | OCGT / Diesel | 1438.0009 | 1438.0009 | 1438.0009 | 1438.001 | 1438.001 | 1438.001 | 1438.001 | 1438.001 | 1438.0011 | 1438.0011 | 1438.0011 | 1438.0012 | 1438.0013 | 1438.0013 | 1484.8806 | 1484.8807 | 2069.2103 | 2069.2103 | 2069.2104 | 2069.2104 | 2069.2108 | 2120.57 | 2120.5701 | 1678.6007 | 1678.6007
NSW1 | Hydro | 2525 | 2525 | 2525 | 2525 | 2525 | 2525 | 2525 | 2525 | 2525 | 2525 | 2525 | 2525 | 2525 | 2525 | 2525 | 2525 | 2525 | 2525 | 2525 | 2525 | 2525 | 2525 | 2525 | 2525 | 2525
NSW1 | Wind | 1902.45 | 2129.2555 | 2129.2582 | 2129.2604 | 2129.2625 | 2129.2685 | 2129.2685 | 2129.2734 | 2129.2744 | 2302.5898 | 2302.5899 | 4377.1052 | 4943.3106 | 5629.2569 | 6087.892 | 6659.3495 | 6611.9553 | 6509.4696 | 6509.4721 | 6148.9747 | 6134.5954 | 6972.7651 | 6677.7852 | 6677.7854 | 6791.1363
NSW1 | Solar PV | 3058.1734 | 3578.4503 | 4127.2348 | 4127.2349 | 4127.2364 | 5005.8944 | 5854.9023 | 5854.9028 | 6224.4512 | 8035.2322 | 8035.2348 | 8263.0516 | 9850.2478 | 9850.2478 | 9850.2554 | 9850.2556 | 11439.0154 | 11288.7206 | 11288.7206 | 13076.0263 | 14297.9044 | 14515.7168 | 14747.3171 | 14747.3171 | 16036.5123
NSW1 | LS Battery | 0.0040824 | 0.0040849 | 0.0040851 | 0.0040852 | 0.0040872 | 0.0055672 | 0.0079202 | 0.0087635 | 0.0087651 | 511.7297 | 511.7298 | 938.6763 | 2124.6263 | 2124.6263 | 2124.6263 | 2124.6263 | 2124.6263 | 2124.6263 | 2124.6263 | 2124.6263 | 2501.4011 | 3105.6883 | 3105.6884 | 3105.7606 | 3105.761
NSW1 | Pumped Hydro | 240 | 240 | 240 | 240.0043 | 2280.0044 | 2280.0046 | 2280.0048 | 2280.0049 | 2280.0052 | 2280.0068 | 2280.007 | 2280.0085 | 2280.0098 | 2280.0101 | 2280.0501 | 2616.4847 | 3478.2339 | 3478.234 | 3478.2346 | 3478.2354 | 3658.012 | 3658.0122 | 3658.0122 | 3658.0276 | 3658.0276
NSW1 | VPP | 94.49 | 110.23 | 126.63 | 144.15 | 193.9 | 282.74 | 399.14 | 542.13 | 727.44 | 878.99 | 1025.97 | 1122.27 | 1214.7 | 1309.3 | 1433.4499 | 1544.12 | 1642.15 | 1741.46 | 1851.07 | 1904.99 | 1957.83 | 2010.98 | 2065.7499 | 2120.6801 | 2178.11
Total excluding storage |  | 19808.6233 | 20055.706 | 19104.4933 | 19104.4957 | 19104.4992 | 19983.1632 | 20172.1713 | 20172.1766 | 19881.726 | 20425.8226 | 20425.8253 | 21288.1576 | 22071.5594 | 22757.5057 | 21893.0279 | 22464.4857 | 24590.1821 | 24337.4015 | 24337.4042 | 25104.2124 | 26311.7122 | 26759.0585 | 26255.6789 | 25628.7109 | 27031.257
Region | Technology | 2021-22 | 2022-23 | 2023-24 | 2024-25 | 2025-26 | 2026-27 | 2027-28 | 2028-29 | 2029-30 | 2030-31 | 2031-32 | 2032-33 | 2033-34 | 2034-35 | 2035-36 | 2036-37 | 2037-38 | 2038-39 | 2039-40 | 2040-41 | 2041-42 | 2042-43 | 2043-44 | 2044-45 | 2045-46
QLD1 | Black Coal | 8126 | 8126 | 8126 | 8126 | 8126 | 7776 | 7776 | 7426 | 7426 | 7426 | 7426 | 7426 | 6586 | 6586 | 5046 | 4346 | 3896 | 3896 | 3896 | 3896 | 3531 | 2422 | 2422 | 2422 | 2057
QLD1 | Brown Coal | 0 | 0 | 0 | 0 | 0 | 0 | 0 | 0 | 0 | 0 | 0 | 0 | 0 | 0 | 0 | 0 | 0 | 0 | 0 | 0 | 0 | 0 | 0 | 0 | 0
QLD1 | CCGT | 1596.9 | 1596.9003 | 1596.9003 | 1596.9003 | 1596.9003 | 1596.9003 | 1596.9003 | 1596.9003 | 1596.9003 | 1596.9003 | 1596.9004 | 1596.9004 | 1596.9005 | 1596.9005 | 1596.9006 | 1211.9006 | 1211.901 | 1211.901 | 1068.501 | 1068.501 | 1068.501 | 1068.5012 | 1068.5012 | 1068.5012 | 424.0012
QLD1 | Gas - Steam | 0 | 0 | 0 | 0 | 0 | 0 | 0 | 0 | 0 | 0 | 0 | 0 | 0 | 0 | 0 | 0 | 0 | 0 | 0 | 0 | 0 | 0 | 0 | 0 | 0
QLD1 | OCGT / Diesel | 1909.0003 | 1909.0003 | 1909.0003 | 1909.0003 | 1909.0003 | 1909.0004 | 1909.0004 | 1909.0004 | 1909.0004 | 1909.0005 | 1909.0005 | 1909.0005 | 1629.0006 | 1512.0006 | 1512.001 | 1512.0012 | 1512.0032 | 1512.0032 | 1512.0032 | 1512.0032 | 1512.0032 | 1512.0032 | 1512.0032 | 1369.0032 | 1369.0033
QLD1 | Hydro | 152.4 | 152.4 | 152.4 | 152.4 | 152.4 | 152.4 | 152.4 | 152.4 | 152.4 | 152.4 | 152.4 | 152.4 | 152.4 | 152.4 | 152.4 | 152.4 | 66 | 66 | 66 | 66 | 66 | 0 | 0 | 0 | 0
QLD1 | Wind | 648.408 | 1748.4181 | 2198.4185 | 2198.4188 | 2198.4231 | 2198.4267 | 2198.432 | 3698.427 | 3698.4279 | 4750.3966 | 4750.3968 | 5113.5598 | 5307.0378 | 7598.7879 | 8790.1709 | 8973.8147 | 10054.956 | 10054.9561 | 10054.9561 | 10054.9563 | 10671.422 | 10795.9969 | 10957.7524 | 11189.0109 | 11344.6348
QLD1 | Solar PV | 2130.0587 | 2940.0597 | 2940.0597 | 2940.0597 | 2940.0622 | 2940.0653 | 2940.0662 | 2940.0662 | 2940.068 | 2940.0696 | 3248.5457 | 3699.1598 | 3748.2885 | 3748.2886 | 3748.2888 | 3627.2889 | 3577.289 | 3577.289 | 3577.289 | 3588.2999 | 5046.2116 | 7594.2274 | 7441.2275 | 7343.0876 | 7278.9278
QLD1 | LS Battery | 102.0007 | 122.0007 | 122.0007 | 122.0007 | 122.0007 | 122.0012 | 122.0017 | 122.0019 | 122.0019 | 122.0135 | 122.0135 | 122.0433 | 404.298 | 404.298 | 404.298 | 404.298 | 404.298 | 404.298 | 404.298 | 404.298 | 404.2986 | 404.301 | 404.301 | 404.301 | 404.3011
QLD1 | Pumped Hydro | 570 | 570 | 570 | 570.0009 | 570.001 | 570.0011 | 570.0011 | 570.0012 | 570.0013 | 570.0016 | 570.0017 | 570.0021 | 570.0026 | 570.0027 | 570.0122 | 570.1175 | 1028.787 | 1028.787 | 1028.787 | 1028.7871 | 2089.7827 | 2664.8774 | 2664.8774 | 2664.8774 | 2664.8774
QLD1 | VPP | 48.42 | 56.93 | 66 | 76.04 | 104.38 | 155.39 | 222.99 | 302.82 | 410.15 | 482.88 | 555.96 | 627.46 | 683.55 | 749.07 | 822.38 | 885.17 | 943.36 | 1010.04 | 1088.58 | 1132.12 | 1176.1899 | 1221.2 | 1268.1801 | 1316.6801 | 1368.05
Total excluding storage |  | 14562.767 | 16472.7784 | 16922.7788 | 16922.7791 | 16922.7859 | 16572.7926 | 16572.7988 | 17722.7939 | 17722.7966 | 18774.767 | 19083.2434 | 19897.0205 | 19019.6275 | 21194.3775 | 20845.7612 | 19823.4053 | 20318.1492 | 20318.1493 | 20174.7494 | 20185.7604 | 21895.1379 | 23392.7288 | 23401.4844 | 23391.6029 | 22473.5671
Region | Technology | 2021-22 | 2022-23 | 2023-24 | 2024-25 | 2025-26 | 2026-27 | 2027-28 | 2028-29 | 2029-30 | 2030-31 | 2031-32 | 2032-33 | 2033-34 | 2034-35 | 2035-36 | 2036-37 | 2037-38 | 2038-39 | 2039-40 | 2040-41 | 2041-42 | 2042-43 | 2043-44 | 2044-45 | 2045-46
VIC1 | Black Coal | 0 | 0 | 0 | 0 | 0 | 0 | 0 | 0 | 0 | 0 | 0 | 0 | 0 | 0 | 0 | 0 | 0 | 0 | 0 | 0 | 0 | 0 | 0 | 0 | 0
VIC1 | Brown Coal | 4775 | 4775 | 4775 | 4775 | 4775 | 4775 | 4775 | 4775 | 4050 | 3325 | 3325 | 3325 | 3325 | 3325 | 3325 | 3325 | 3325 | 3325 | 3325 | 3325 | 3325 | 3325 | 3325 | 3325 | 2767.5
VIC1 | CCGT | 0 | 0.00024079 | 0.00025594 | 0.00026695 | 0.0002705 | 0.00027725 | 0.00029064 | 0.00030629 | 0.0003409 | 0.0003804 | 0.00038064 | 0.00041848 | 0.00047344 | 0.0004747 | 0.00048128 | 0.00048618 | 0.00062997 | 0.00064454 | 0.00069891 | 0.00070623 | 0.00097057 | 0.00097855 | 0.0009911 | 0.0010763 | 0.0010816
VIC1 | Gas - Steam | 500 | 500 | 500 | 500 | 500 | 500 | 500 | 500 | 500 | 500 | 500 | 500 | 500 | 500 | 500 | 500 | 500 | 500 | 0 | 0 | 0 | 0 | 0 | 0 | 0
VIC1 | OCGT / Diesel | 1900.0003 | 1900.0003 | 1900.0003 | 1900.0003 | 1900.0003 | 1900.0004 | 1900.0004 | 1900.0004 | 1900.0004 | 1900.0005 | 1900.0005 | 1900.0005 | 1730.0006 | 1730.0006 | 1730.0006 | 1730.0007 | 1730.0008 | 1730.0008 | 1290.0008 | 1290.0008 | 1290.0011 | 1196.0011 | 1196.0011 | 1196.0023 | 1196.0023
VIC1 | Hydro | 2279 | 2279 | 2279 | 2279 | 2279 | 2279 | 2279 | 2279 | 2279 | 2279 | 2279 | 2279 | 2279 | 2279 | 2279 | 2279 | 2279 | 2279 | 2279 | 2279 | 2279 | 2279 | 2279 | 2279 | 2279
VIC1 | Wind | 3928.53 | 4288.5343 | 4288.5347 | 4288.5356 | 4288.5361 | 4288.5373 | 4288.5374 | 4425.5432 | 4425.5436 | 4738.5434 | 4738.5434 | 4738.5504 | 4738.5562 | 5040.5052 | 5738.568 | 5882.508 | 5815.3316 | 5395.4059 | 5395.41 | 5729.8978 | 6877.4887 | 8362.0447 | 8144.3143 | 7832.3144 | 7934.1804
VIC1 | Solar PV | 964.5375 | 964.5378 | 964.5378 | 964.5379 | 964.5392 | 964.541 | 964.5436 | 1345.2957 | 1345.2959 | 1722.9781 | 1722.9782 | 1744.5225 | 1744.5225 | 1744.5225 | 2180.7642 | 2738.8335 | 2738.8337 | 3744.5266 | 3744.5267 | 3744.5267 | 3744.539 | 4051.1056 | 4051.1056 | 3939.1056 | 4001.4143
VIC1 | LS Battery | 75.3307 | 75.3308 | 75.3308 | 75.3308 | 75.3308 | 75.3312 | 75.3317 | 75.3319 | 75.3319 | 75.3414 | 75.3415 | 75.3415 | 20.0115 | 20.0115 | 20.0115 | 20.0115 | 20.0115 | 20.0115 | 20.0115 | 20.0115 | 20.0188 | 20.0189 | 20.0189 | 20.0497 | 20.0498
VIC1 | Pumped Hydro | 0 | 0 | 0 | 0.00094576 | 0.00099109 | 0.0010869 | 0.0011666 | 0.0012458 | 0.0014057 | 0.0018995 | 0.0019096 | 0.0023262 | 0.0024174 | 0.0024871 | 0.003389 | 0.003883 | 0.0041451 | 0.0042493 | 0.0048229 | 0.0053133 | 0.044404 | 0.044593 | 0.044618 | 808.3203 | 808.3205
VIC1 | VPP | 47.14 | 54.38 | 62.87 | 72.2 | 98.57 | 145.01 | 210.24 | 302.35 | 422.27 | 531.8 | 643.48 | 715.73 | 777.05 | 851.31 | 950.87 | 1040.28 | 1117.75 | 1197.04 | 1284.16 | 1328.48 | 1372.25 | 1416.73 | 1463.12 | 1510.45 | 1560.28
Total excluding storage |  | 14347.0678 | 14707.0726 | 14707.0731 | 14707.0741 | 14707.0759 | 14707.0789 | 14707.0816 | 15224.8396 | 14499.8403 | 14465.5223 | 14465.5225 | 14487.0738 | 14317.0797 | 14619.0287 | 15753.3333 | 16455.3426 | 16388.1667 | 16973.9339 | 16033.9382 | 16368.4261 | 17516.0298 | 19213.1524 | 18995.422 | 18571.4234 | 18178.0981
Region | Technology | 2021-22 | 2022-23 | 2023-24 | 2024-25 | 2025-26 | 2026-27 | 2027-28 | 2028-29 | 2029-30 | 2030-31 | 2031-32 | 2032-33 | 2033-34 | 2034-35 | 2035-36 | 2036-37 | 2037-38 | 2038-39 | 2039-40 | 2040-41 | 2041-42 | 2042-43 | 2043-44 | 2044-45 | 2045-46
SA1 | Black Coal | 0 | 0 | 0 | 0 | 0 | 0 | 0 | 0 | 0 | 0 | 0 | 0 | 0 | 0 | 0 | 0 | 0 | 0 | 0 | 0 | 0 | 0 | 0 | 0 | 0
SA1 | Brown Coal | 0 | 0 | 0 | 0 | 0 | 0 | 0 | 0 | 0 | 0 | 0 | 0 | 0 | 0 | 0 | 0 | 0 | 0 | 0 | 0 | 0 | 0 | 0 | 0 | 0
SA1 | CCGT | 709 | 709.0003 | 529.0003 | 529.0003 | 529.0003 | 529.0003 | 529.0003 | 529.0003 | 529.0003 | 529.0004 | 529.0004 | 529.0004 | 529.0005 | 529.0005 | 529.0005 | 529.0005 | 0.00084374 | 0.0008454 | 0.0008492 | 0.00084984 | 0.0010886 | 0.0010964 | 0.0012137 | 0.0013138 | 0.0013145
SA1 | Gas - Steam | 920 | 800 | 800 | 800 | 800 | 800 | 800 | 800 | 800 | 800 | 800 | 800 | 800 | 800 | 0 | 0 | 0 | 0 | 0 | 0 | 0 | 0 | 0 | 0 | 0
SA1 | OCGT / Diesel | 1287.6403 | 1287.6403 | 1287.6405 | 1287.6405 | 1287.6405 | 1287.6405 | 1287.6405 | 1287.6405 | 1287.6405 | 881.6405 | 881.6405 | 647.3005 | 647.3006 | 647.3006 | 567.3006 | 567.3007 | 567.3018 | 567.3018 | 567.3018 | 567.3018 | 567.3019 | 567.3019 | 567.3019 | 498.1565 | 498.1565
SA1 | Hydro | 0 | 0 | 0 | 0 | 0 | 0 | 0 | 0 | 0 | 0 | 0 | 0 | 0 | 0 | 0 | 0 | 0 | 0 | 0 | 0 | 0 | 0 | 0 | 0 | 0
SA1 | Wind | 2158.76 | 2158.7694 | 2158.7795 | 2158.7799 | 2158.78 | 2158.7854 | 2158.7855 | 2191.6781 | 3019.0909 | 3065.0493 | 3065.0494 | 3065.0536 | 3359.5981 | 3359.5987 | 3338.2233 | 3553.4096 | 3553.424 | 3877.5661 | 3677.6114 | 3638.6122 | 3766.7767 | 3766.7772 | 3647.4228 | 3779.4159 | 3731.0092
SA1 | Solar PV | 378.0016 | 378.0039 | 378.004 | 378.004 | 378.0071 | 378.028 | 389.9269 | 389.927 | 410.6876 | 1151.191 | 1340.7984 | 1389.9146 | 1389.9148 | 1389.9148 | 1389.9148 | 1389.9148 | 1389.9149 | 1389.9151 | 1389.9152 | 1389.9156 | 1389.9173 | 1389.918 | 1254.9205 | 1119.9208 | 1130.7409
SA1 | LS Battery | 165.0009 | 165.001 | 165.001 | 165.001 | 165.001 | 165.0012 | 165.0018 | 165.0021 | 165.0021 | 155.4819 | 155.4819 | 377.4012 | 377.4012 | 352.4012 | 352.4012 | 352.4012 | 583.9773 | 583.9773 | 583.9773 | 583.9773 | 640.1056 | 640.1056 | 640.1056 | 1122.0401 | 1112.0402
SA1 | Pumped Hydro | 0 | 0 | 0 | 0.00064674 | 0.00067961 | 0.00073987 | 0.00079404 | 0.00083814 | 0.00092078 | 0.001153 | 0.0011689 | 0.0013899 | 0.0014622 | 0.0015095 | 0.0017916 | 0.002039 | 0.0041466 | 0.0041703 | 0.0041935 | 0.0042287 | 0.0058002 | 0.0058675 | 0.005887 | 0.0082578 | 0.0083
SA1 | VPP | 67.12 | 61.24 | 55.4 | 49.3 | 56.97 | 75.39 | 101.25 | 140.63 | 177.54 | 204.19 | 230.5 | 245.93 | 264.06 | 285.92 | 315.17 | 340.96 | 360.07 | 379.62 | 401.61 | 410.98 | 420.24 | 429.48 | 439.05 | 448.62 | 458.6
Total excluding storage |  | 5453.4019 | 5333.4138 | 5153.4244 | 5153.4247 | 5153.4279 | 5153.4543 | 5165.3533 | 5198.2459 | 6046.4193 | 6426.8813 | 6616.4887 | 6431.2692 | 6725.8139 | 6725.8145 | 5824.4392 | 6039.6256 | 5510.6415 | 5834.7839 | 5634.8293 | 5595.8305 | 5723.9969 | 5723.9982 | 5469.6464 | 5397.4945 | 5359.9079
Region | Technology | 2021-22 | 2022-23 | 2023-24 | 2024-25 | 2025-26 | 2026-27 | 2027-28 | 2028-29 | 2029-30 | 2030-31 | 2031-32 | 2032-33 | 2033-34 | 2034-35 | 2035-36 | 2036-37 | 2037-38 | 2038-39 | 2039-40 | 2040-41 | 2041-42 | 2042-43 | 2043-44 | 2044-45 | 2045-46
TAS1 | Black Coal | 0 | 0 | 0 | 0 | 0 | 0 | 0 | 0 | 0 | 0 | 0 | 0 | 0 | 0 | 0 | 0 | 0 | 0 | 0 | 0 | 0 | 0 | 0 | 0 | 0
TAS1 | Brown Coal | 0 | 0 | 0 | 0 | 0 | 0 | 0 | 0 | 0 | 0 | 0 | 0 | 0 | 0 | 0 | 0 | 0 | 0 | 0 | 0 | 0 | 0 | 0 | 0 | 0
TAS1 | CCGT | 208 | 208.0002 | 208.0002 | 208.0002 | 208.0002 | 208.0002 | 208.0002 | 208.0002 | 208.0003 | 208.0003 | 208.0003 | 208.0003 | 208.0004 | 208.0004 | 208.0004 | 208.0004 | 208.0004 | 208.0005 | 208.0005 | 208.0005 | 208.0006 | 208.0006 | 208.0006 | 208.0006 | 208.0006
TAS1 | Gas - Steam | 0 | 0 | 0 | 0 | 0 | 0 | 0 | 0 | 0 | 0 | 0 | 0 | 0 | 0 | 0 | 0 | 0 | 0 | 0 | 0 | 0 | 0 | 0 | 0 | 0
TAS1 | OCGT / Diesel | 178.0003 | 178.0003 | 178.0003 | 178.0003 | 178.0003 | 178.0004 | 178.0004 | 178.0004 | 178.0004 | 178.0005 | 178.0005 | 178.0005 | 178.0005 | 178.0006 | 178.0006 | 178.0006 | 178.0008 | 178.0008 | 178.0008 | 58.0008 | 58.001 | 58.0011 | 58.0011 | 58.0013 | 58.0013
TAS1 | Hydro | 2176.5 | 2176.5 | 2176.5 | 2176.5 | 2176.5 | 2176.5 | 2176.5 | 2176.5 | 2176.5 | 2176.5 | 2176.5 | 2176.5 | 2176.5 | 2176.5 | 2176.5 | 2176.5 | 2176.5 | 2176.5 | 2176.5 | 2176.5 | 2176.5 | 2176.5 | 2176.5 | 2176.5 | 2176.5
TAS1 | Wind | 573.2 | 573.2051 | 833.4273 | 884.8581 | 884.8581 | 884.859 | 884.859 | 924.916 | 1108.0125 | 1137.5765 | 1473.2602 | 1927.5564 | 1927.5568 | 1927.5568 | 1927.5568 | 1927.5568 | 1927.5569 | 1927.557 | 1927.5571 | 1927.5571 | 1927.5576 | 1927.5577 | 1927.5577 | 1773.9578 | 1773.9579
TAS1 | Solar PV | 0.00020502 | 0.0002984 | 0.00030096 | 0.00030109 | 0.00047371 | 0.00077794 | 0.00082529 | 0.00083406 | 0.0012796 | 0.0023577 | 0.0023813 | 0.002403 | 0.0024065 | 0.0024069 | 0.0024075 | 0.0024085 | 0.0024115 | 0.0024712 | 0.0024766 | 0.0024786 | 0.0032307 | 0.0033542 | 0.0033566 | 0.0034745 | 0.003512
TAS1 | LS Battery | 0.00069921 | 0.00070592 | 0.00070595 | 0.00070597 | 0.0007065 | 0.0010953 | 0.0015031 | 0.001702 | 0.0017023 | 0.0054853 | 0.0066033 | 0.0066231 | 0.006624 | 0.0066242 | 0.0066244 | 0.0066245 | 0.0066246 | 0.0066248 | 0.0066253 | 0.0066509 | 0.009101 | 0.0091345 | 0.0092139 | 0.0093648 | 0.0094873
TAS1 | Pumped Hydro | 0 | 0 | 0 | 0.0011012 | 0.0011995 | 0.0012769 | 0.0013598 | 0.0014539 | 0.0015865 | 0.0018189 | 0.0022215 | 0.0028801 | 0.0030652 | 0.0031304 | 0.0042559 | 0.004633 | 0.0047247 | 0.0048105 | 0.0053434 | 0.0053899 | 0.014267 | 0.014313 | 0.014353 | 0.014398 | 0.014452
TAS1 | VPP | 5.51 | 6.1 | 6.8 | 7.72 | 10.2 | 14.78 | 20.96 | 29.4 | 39.65 | 47.49 | 54.28 | 58.32 | 63.01 | 68.31 | 75.34 | 81.33 | 85.93 | 90.47 | 95.16 | 96.9 | 98.55 | 100.16 | 101.81 | 103.41 | 105.05
Total excluding storage |  | 3135.7005 | 3135.7059 | 3395.9281 | 3447.359 | 3447.3592 | 3447.3603 | 3447.3604 | 3487.4175 | 3670.5145 | 3700.0796 | 4035.7634 | 4490.0596 | 4490.0601 | 4490.0602 | 4490.0602 | 4490.0603 | 4490.0605 | 4490.0608 | 4490.0608 | 4370.0609 | 4370.0625 | 4370.0627 | 4370.0628 | 4216.4632 | 4216.4634
Explicitly modelled pumping
Region | Technology | 2021-22 | 2022-23 | 2023-24 | 2024-25 | 2025-26 | 2026-27 | 2027-28 | 2028-29 | 2029-30 | 2030-31 | 2031-32 | 2032-33 | 2033-34 | 2034-35 | 2035-36 | 2036-37 | 2037-38 | 2038-39 | 2039-40 | 2040-41 | 2041-42 | 2042-43 | 2043-44 | 2044-45 | 2045-46
NEM | LS Battery pump | 342.3371 | 362.3372 | 362.3372 | 362.3372 | 362.3372 | 362.3403 | 362.3446 | 362.3464 | 362.3464 | 864.572 | 864.5734 | 1513.4689 | 2926.3435 | 2901.3435 | 2901.3435 | 2901.3435 | 3132.9197 | 3132.9197 | 3132.9197 | 3132.9197 | 3565.8332 | 4170.1229 | 4170.1231 | 4652.1608 | 4642.1616
NEM | Pumped Hydro pump | 1330 | 1330 | 1330 | 1330.0079 | 3370.0083 | 3370.0088 | 3370.0093 | 3370.0097 | 3370.0104 | 3370.0133 | 3370.014 | 3370.0172 | 3370.0194 | 3370.0199 | 3370.0717 | 3706.6127 | 5027.0339 | 5027.0343 | 5027.036 | 5027.0374 | 6267.8592 | 6842.9543 | 6842.9545 | 7651.2479 | 7651.2483
NEM | VPP pump | 262.68 | 288.88 | 317.7 | 349.41 | 464.02 | 673.31 | 954.58 | 1317.33 | 1777.05 | 2145.35 | 2510.19 | 2769.71 | 3002.37 | 3263.91 | 3597.21 | 3891.86 | 4149.26 | 4418.63 | 4720.58 | 4873.47 | 5025.06 | 5178.5499 | 5337.91 | 5499.8401 | 5670.0901
Region | Technology | 2021-22 | 2022-23 | 2023-24 | 2024-25 | 2025-26 | 2026-27 | 2027-28 | 2028-29 | 2029-30 | 2030-31 | 2031-32 | 2032-33 | 2033-34 | 2034-35 | 2035-36 | 2036-37 | 2037-38 | 2038-39 | 2039-40 | 2040-41 | 2041-42 | 2042-43 | 2043-44 | 2044-45 | 2045-46
NSW1 | LS Battery pump | 0.0040824 | 0.0040849 | 0.0040851 | 0.0040852 | 0.0040872 | 0.0055672 | 0.0079202 | 0.0087635 | 0.0087651 | 511.7297 | 511.7298 | 938.6763 | 2124.6263 | 2124.6263 | 2124.6263 | 2124.6263 | 2124.6263 | 2124.6263 | 2124.6263 | 2124.6263 | 2501.4011 | 3105.6883 | 3105.6884 | 3105.7606 | 3105.761
NSW1 | Pumped Hydro pump | 840 | 840 | 840 | 840.0043 | 2880.0044 | 2880.0046 | 2880.0048 | 2880.0049 | 2880.0052 | 2880.0068 | 2880.007 | 2880.0085 | 2880.0098 | 2880.0101 | 2880.0501 | 3216.4847 | 4078.2339 | 4078.234 | 4078.2346 | 4078.2354 | 4258.012 | 4258.0122 | 4258.0122 | 4258.0276 | 4258.0276
NSW1 | VPP pump | 94.49 | 110.23 | 126.63 | 144.15 | 193.9 | 282.74 | 399.14 | 542.13 | 727.44 | 878.99 | 1025.97 | 1122.27 | 1214.7 | 1309.3 | 1433.4499 | 1544.12 | 1642.15 | 1741.46 | 1851.07 | 1904.99 | 1957.83 | 2010.98 | 2065.7499 | 2120.6801 | 2178.11
Region | Technology | 2021-22 | 2022-23 | 2023-24 | 2024-25 | 2025-26 | 2026-27 | 2027-28 | 2028-29 | 2029-30 | 2030-31 | 2031-32 | 2032-33 | 2033-34 | 2034-35 | 2035-36 | 2036-37 | 2037-38 | 2038-39 | 2039-40 | 2040-41 | 2041-42 | 2042-43 | 2043-44 | 2044-45 | 2045-46
QLD1 | LS Battery pump | 102.0007 | 122.0007 | 122.0007 | 122.0007 | 122.0007 | 122.0012 | 122.0017 | 122.0019 | 122.0019 | 122.0135 | 122.0135 | 122.0433 | 404.298 | 404.298 | 404.298 | 404.298 | 404.298 | 404.298 | 404.298 | 404.298 | 404.2986 | 404.301 | 404.301 | 404.301 | 404.3011
QLD1 | Pumped Hydro pump | 490 | 490 | 490 | 490.0009 | 490.001 | 490.0011 | 490.0011 | 490.0012 | 490.0013 | 490.0016 | 490.0017 | 490.0021 | 490.0026 | 490.0027 | 490.0122 | 490.1175 | 948.787 | 948.787 | 948.787 | 948.7871 | 2009.7827 | 2584.8774 | 2584.8774 | 2584.8774 | 2584.8774
QLD1 | VPP pump | 48.42 | 56.93 | 66 | 76.04 | 104.38 | 155.39 | 222.99 | 302.82 | 410.15 | 482.88 | 555.96 | 627.46 | 683.55 | 749.07 | 822.38 | 885.17 | 943.36 | 1010.04 | 1088.58 | 1132.12 | 1176.1899 | 1221.2 | 1268.1801 | 1316.6801 | 1368.05
Region | Technology | 2021-22 | 2022-23 | 2023-24 | 2024-25 | 2025-26 | 2026-27 | 2027-28 | 2028-29 | 2029-30 | 2030-31 | 2031-32 | 2032-33 | 2033-34 | 2034-35 | 2035-36 | 2036-37 | 2037-38 | 2038-39 | 2039-40 | 2040-41 | 2041-42 | 2042-43 | 2043-44 | 2044-45 | 2045-46
VIC1 | LS Battery pump | 75.3307 | 75.3308 | 75.3308 | 75.3308 | 75.3308 | 75.3312 | 75.3317 | 75.3319 | 75.3319 | 75.3414 | 75.3415 | 75.3415 | 20.0115 | 20.0115 | 20.0115 | 20.0115 | 20.0115 | 20.0115 | 20.0115 | 20.0115 | 20.0188 | 20.0189 | 20.0189 | 20.0497 | 20.0498
VIC1 | Pumped Hydro pump | 0 | 0 | 0 | 0.00094576 | 0.00099109 | 0.0010869 | 0.0011666 | 0.0012458 | 0.0014057 | 0.0018995 | 0.0019096 | 0.0023262 | 0.0024174 | 0.0024871 | 0.003389 | 0.003883 | 0.0041451 | 0.0042493 | 0.0048229 | 0.0053133 | 0.044404 | 0.044593 | 0.044618 | 808.3203 | 808.3205
VIC1 | VPP pump | 47.14 | 54.38 | 62.87 | 72.2 | 98.57 | 145.01 | 210.24 | 302.35 | 422.27 | 531.8 | 643.48 | 715.73 | 777.05 | 851.31 | 950.87 | 1040.28 | 1117.75 | 1197.04 | 1284.16 | 1328.48 | 1372.25 | 1416.73 | 1463.12 | 1510.45 | 1560.28
Region | Technology | 2021-22 | 2022-23 | 2023-24 | 2024-25 | 2025-26 | 2026-27 | 2027-28 | 2028-29 | 2029-30 | 2030-31 | 2031-32 | 2032-33 | 2033-34 | 2034-35 | 2035-36 | 2036-37 | 2037-38 | 2038-39 | 2039-40 | 2040-41 | 2041-42 | 2042-43 | 2043-44 | 2044-45 | 2045-46
SA1 | LS Battery pump | 165.0009 | 165.001 | 165.001 | 165.001 | 165.001 | 165.0012 | 165.0018 | 165.0021 | 165.0021 | 155.4819 | 155.4819 | 377.4012 | 377.4012 | 352.4012 | 352.4012 | 352.4012 | 583.9773 | 583.9773 | 583.9773 | 583.9773 | 640.1056 | 640.1056 | 640.1056 | 1122.0401 | 1112.0402
SA1 | Pumped Hydro pump | 0 | 0 | 0 | 0.00064674 | 0.00067961 | 0.00073987 | 0.00079404 | 0.00083814 | 0.00092078 | 0.001153 | 0.0011689 | 0.0013899 | 0.0014622 | 0.0015095 | 0.0017916 | 0.002039 | 0.0041466 | 0.0041703 | 0.0041935 | 0.0042287 | 0.0058002 | 0.0058675 | 0.005887 | 0.0082578 | 0.0083
SA1 | VPP pump | 67.12 | 61.24 | 55.4 | 49.3 | 56.97 | 75.39 | 101.25 | 140.63 | 177.54 | 204.19 | 230.5 | 245.93 | 264.06 | 285.92 | 315.17 | 340.96 | 360.07 | 379.62 | 401.61 | 410.98 | 420.24 | 429.48 | 439.05 | 448.62 | 458.6
Region | Technology | 2021-22 | 2022-23 | 2023-24 | 2024-25 | 2025-26 | 2026-27 | 2027-28 | 2028-29 | 2029-30 | 2030-31 | 2031-32 | 2032-33 | 2033-34 | 2034-35 | 2035-36 | 2036-37 | 2037-38 | 2038-39 | 2039-40 | 2040-41 | 2041-42 | 2042-43 | 2043-44 | 2044-45 | 2045-46
TAS1 | LS Battery pump | 0.00069921 | 0.00070592 | 0.00070595 | 0.00070597 | 0.0007065 | 0.0010953 | 0.0015031 | 0.001702 | 0.0017023 | 0.0054853 | 0.0066033 | 0.0066231 | 0.006624 | 0.0066242 | 0.0066244 | 0.0066245 | 0.0066246 | 0.0066248 | 0.0066253 | 0.0066509 | 0.009101 | 0.0091345 | 0.0092139 | 0.0093648 | 0.0094873
TAS1 | Pumped Hydro pump | 0 | 0 | 0 | 0.0011012 | 0.0011995 | 0.0012769 | 0.0013598 | 0.0014539 | 0.0015865 | 0.0018189 | 0.0022215 | 0.0028801 | 0.0030652 | 0.0031304 | 0.0042559 | 0.004633 | 0.0047247 | 0.0048105 | 0.0053434 | 0.0053899 | 0.014267 | 0.014313 | 0.014353 | 0.014398 | 0.014452
TAS1 | VPP pump | 5.51 | 6.1 | 6.8 | 7.72 | 10.2 | 14.78 | 20.96 | 29.4 | 39.65 | 47.49 | 54.28 | 58.32 | 63.01 | 68.31 | 75.34 | 81.33 | 85.93 | 90.47 | 95.16 | 96.9 | 98.55 | 100.16 | 101.81 | 103.41 | 105.05
Non-controllable capacity
Region | Technology | 2021-22 | 2022-23 | 2023-24 | 2024-25 | 2025-26 | 2026-27 | 2027-28 | 2028-29 | 2029-30 | 2030-31 | 2031-32 | 2032-33 | 2033-34 | 2034-35 | 2035-36 | 2036-37 | 2037-38 | 2038-39 | 2039-40 | 2040-41 | 2041-42 | 2042-43 | 2043-44 | 2044-45 | 2045-46
NEM | Distributed PV | 0 | 0 | 0 | 0 | 0 | 0 | 0 | 0 | 0 | 0 | 0 | 0 | 0 | 0 | 0 | 0 | 0 | 0 | 0 | 0 | 0 | 0 | 0 | 0 | 0
NEM | Behind the meter battery | 552.3 | 696.3 | 837.1 | 1017.4 | 1247.7 | 1524.8 | 1809.6 | 2083 | 2386.2 | 2779.6 | 3319.3 | 3737.8 | 4103.2 | 4374.6 | 4594 | 4752.3 | 4883 | 5001.8 | 5119.3 | 5269.6 | 5401.9 | 5522.1 | 5629.3 | 5637.8 | 5642.5
NEM | Behind the meter battery pump | 552.3 | 696.3 | 837.1 | 1017.4 | 1247.7 | 1524.8 | 1809.6 | 2083 | 2386.2 | 2779.6 | 3319.3 | 3737.8 | 4103.2 | 4374.6 | 4594 | 4752.3 | 4883 | 5001.8 | 5119.3 | 5269.6 | 5401.9 | 5522.1 | 5629.3 | 5637.8 | 5642.5
Region | Technology | 2021-22 | 2022-23 | 2023-24 | 2024-25 | 2025-26 | 2026-27 | 2027-28 | 2028-29 | 2029-30 | 2030-31 | 2031-32 | 2032-33 | 2033-34 | 2034-35 | 2035-36 | 2036-37 | 2037-38 | 2038-39 | 2039-40 | 2040-41 | 2041-42 | 2042-43 | 2043-44 | 2044-45 | 2045-46
NSW1 | Distributed PV | 0 | 0 | 0 | 0 | 0 | 0 | 0 | 0 | 0 | 0 | 0 | 0 | 0 | 0 | 0 | 0 | 0 | 0 | 0 | 0 | 0 | 0 | 0 | 0 | 0
NSW1 | Behind the meter battery | 211.1 | 260.6 | 324.2 | 403.7 | 498.5 | 603.5 | 705.5 | 796.2 | 901.1 | 1030.8 | 1198.8 | 1339.5 | 1453.1 | 1533 | 1596.4 | 1643.5 | 1682.6 | 1718.4 | 1756 | 1802.8 | 1843.1 | 1879.9 | 1912.8 | 1915 | 1915.8
NSW1 | Behind the meter battery pump | 211.1 | 260.6 | 324.2 | 403.7 | 498.5 | 603.5 | 705.5 | 796.2 | 901.1 | 1030.8 | 1198.8 | 1339.5 | 1453.1 | 1533 | 1596.4 | 1643.5 | 1682.6 | 1718.4 | 1756 | 1802.8 | 1843.1 | 1879.9 | 1912.8 | 1915 | 1915.8
Region | Technology | 2021-22 | 2022-23 | 2023-24 | 2024-25 | 2025-26 | 2026-27 | 2027-28 | 2028-29 | 2029-30 | 2030-31 | 2031-32 | 2032-33 | 2033-34 | 2034-35 | 2035-36 | 2036-37 | 2037-38 | 2038-39 | 2039-40 | 2040-41 | 2041-42 | 2042-43 | 2043-44 | 2044-45 | 2045-46
QLD1 | Distributed PV | 0 | 0 | 0 | 0 | 0 | 0 | 0 | 0 | 0 | 0 | 0 | 0 | 0 | 0 | 0 | 0 | 0 | 0 | 0 | 0 | 0 | 0 | 0 | 0 | 0
QLD1 | Behind the meter battery | 100 | 124.2 | 154 | 192.4 | 239.2 | 291.9 | 341.6 | 391.7 | 447.9 | 535.6 | 658.8 | 750.2 | 840.6 | 910.1 | 967 | 1010.4 | 1047.8 | 1082.5 | 1115.7 | 1154.5 | 1190.3 | 1223.4 | 1253.3 | 1257.8 | 1261.5
QLD1 | Behind the meter battery pump | 100 | 124.2 | 154 | 192.4 | 239.2 | 291.9 | 341.6 | 391.7 | 447.9 | 535.6 | 658.8 | 750.2 | 840.6 | 910.1 | 967 | 1010.4 | 1047.8 | 1082.5 | 1115.7 | 1154.5 | 1190.3 | 1223.4 | 1253.3 | 1257.8 | 1261.5
Region | Technology | 2021-22 | 2022-23 | 2023-24 | 2024-25 | 2025-26 | 2026-27 | 2027-28 | 2028-29 | 2029-30 | 2030-31 | 2031-32 | 2032-33 | 2033-34 | 2034-35 | 2035-36 | 2036-37 | 2037-38 | 2038-39 | 2039-40 | 2040-41 | 2041-42 | 2042-43 | 2043-44 | 2044-45 | 2045-46
VIC1 | Distributed PV | 0 | 0 | 0 | 0 | 0 | 0 | 0 | 0 | 0 | 0 | 0 | 0 | 0 | 0 | 0 | 0 | 0 | 0 | 0 | 0 | 0 | 0 | 0 | 0 | 0
VIC1 | Behind the meter battery | 118.4 | 150.6 | 185.3 | 233.1 | 293.5 | 368.7 | 458.7 | 561.5 | 673.5 | 806.6 | 987.9 | 1130 | 1253.6 | 1350 | 1430.8 | 1487.6 | 1533.3 | 1573.9 | 1613.3 | 1665.5 | 1711.6 | 1753.3 | 1790.6 | 1795.4 | 1799.1
VIC1 | Behind the meter battery pump | 118.4 | 150.6 | 185.3 | 233.1 | 293.5 | 368.7 | 458.7 | 561.5 | 673.5 | 806.6 | 987.9 | 1130 | 1253.6 | 1350 | 1430.8 | 1487.6 | 1533.3 | 1573.9 | 1613.3 | 1665.5 | 1711.6 | 1753.3 | 1790.6 | 1795.4 | 1799.1
Region | Technology | 2021-22 | 2022-23 | 2023-24 | 2024-25 | 2025-26 | 2026-27 | 2027-28 | 2028-29 | 2029-30 | 2030-31 | 2031-32 | 2032-33 | 2033-34 | 2034-35 | 2035-36 | 2036-37 | 2037-38 | 2038-39 | 2039-40 | 2040-41 | 2041-42 | 2042-43 | 2043-44 | 2044-45 | 2045-46
SA1 | Distributed PV | 0 | 0 | 0 | 0 | 0 | 0 | 0 | 0 | 0 | 0 | 0 | 0 | 0 | 0 | 0 | 0 | 0 | 0 | 0 | 0 | 0 | 0 | 0 | 0 | 0
SA1 | Behind the meter battery | 108 | 143.6 | 152.5 | 162.3 | 184.7 | 221.6 | 255.8 | 278.4 | 302.3 | 337 | 392.1 | 427.5 | 457.7 | 477.7 | 491.8 | 500 | 506.3 | 511.9 | 517.2 | 527 | 534.9 | 541.6 | 547 | 544.4 | 541.4
SA1 | Behind the meter battery pump | 108 | 143.6 | 152.5 | 162.3 | 184.7 | 221.6 | 255.8 | 278.4 | 302.3 | 337 | 392.1 | 427.5 | 457.7 | 477.7 | 491.8 | 500 | 506.3 | 511.9 | 517.2 | 527 | 534.9 | 541.6 | 547 | 544.4 | 541.4
Region | Technology | 2021-22 | 2022-23 | 2023-24 | 2024-25 | 2025-26 | 2026-27 | 2027-28 | 2028-29 | 2029-30 | 2030-31 | 2031-32 | 2032-33 | 2033-34 | 2034-35 | 2035-36 | 2036-37 | 2037-38 | 2038-39 | 2039-40 | 2040-41 | 2041-42 | 2042-43 | 2043-44 | 2044-45 | 2045-46
TAS1 | Distributed PV | 0 | 0 | 0 | 0 | 0 | 0 | 0 | 0 | 0 | 0 | 0 | 0 | 0 | 0 | 0 | 0 | 0 | 0 | 0 | 0 | 0 | 0 | 0 | 0 | 0
TAS1 | Behind the meter battery | 14.8 | 17.3 | 21.1 | 25.9 | 31.8 | 39.1 | 48 | 55.2 | 61.4 | 69.6 | 81.7 | 90.6 | 98.2 | 103.8 | 108 | 110.8 | 113 | 115.1 | 117.1 | 119.8 | 122 | 123.9 | 125.6 | 125.2 | 124.7
TAS1 | Behind the meter battery pump | 14.8 | 17.3 | 21.1 | 25.9 | 31.8 | 39.1 | 48 | 55.2 | 61.4 | 69.6 | 81.7 | 90.6 | 98.2 | 103.8 | 108 | 110.8 | 113 | 115.1 | 117.1 | 119.8 | 122 | 123.9 | 125.6 | 125.2 | 124.7

## Option1_VOM Cost
VOM cost by technology ($000s) - SWNSW Option 1, Fast Change Scenario
VOM | Real June 2019 dollars discounted to June 2020
Explicitly modelled generation
Region | Technology | 2021-22 | 2022-23 | 2023-24 | 2024-25 | 2025-26 | 2026-27 | 2027-28 | 2028-29 | 2029-30 | 2030-31 | 2031-32 | 2032-33 | 2033-34 | 2034-35 | 2035-36 | 2036-37 | 2037-38 | 2038-39 | 2039-40 | 2040-41 | 2041-42 | 2042-43 | 2043-44 | 2044-45 | 2045-46
NEM | Black Coal | 359986.8619 | 290028.1662 | 273569.6245 | 260089.8167 | 238734.6126 | 210091.0875 | 196093.4885 | 184362.232 | 177950.7182 | 148419.2995 | 130940.6183 | 118477.4606 | 100421.6283 | 79714.697 | 51699.0647 | 43282.7319 | 44365.9361 | 43706.0879 | 40545.0548 | 30827.2379 | 25913.2336 | 15682.4335 | 12983.6866 | 11300.5133 | 9042.7075
NEM | Brown Coal | 118975.409 | 99119.644 | 100733.2165 | 92594.153 | 85585.137 | 79158.846 | 71401.9115 | 68131.622 | 53546.0723 | 47485.613 | 39748.8755 | 41000.523 | 39592.834 | 34012.6565 | 31076.7565 | 27667.5887 | 29633.199 | 27353.4106 | 26726.4921 | 23943.9135 | 24113.514 | 22663.5601 | 19592.6072 | 16472.2223 | 13577.1117
NEM | CCGT | 21247.9494 | 14820.8415 | 13125.3096 | 10969.6122 | 9856.9698 | 9226.8534 | 8711.2914 | 8246.0636 | 7778.2943 | 12476.7945 | 7040.0322 | 8138.5337 | 14451.7324 | 9042.1771 | 10699.3691 | 7888.9332 | 9135.5675 | 9438.2852 | 8617.4287 | 9415.8825 | 9402.1684 | 11872.6946 | 6592.0516 | 4650.7645 | 2523.6507
NEM | Gas - Steam | 1601.5568 | 1464.2836 | 1476.1881 | 158.0183 | 136.8074 | 141.5763 | 124.9288 | 118.4026 | 116.5663 | 136.2057 | 116.6302 | 107.9098 | 119.4603 | 95.65 | 32.36 | 37.9485 | 84.1732 | 38.9995 | 0 | 0 | 0 | 0 | 0 | 0 | 0
NEM | OCGT / Diesel | 1049.1499 | 694.9907 | 1516.6695 | 125.4127 | 5.7143 | 104.6796 | 24.0478 | 16.4948 | 36.3811 | 525.7187 | 122.3109 | 499.1951 | 859.8098 | 478.0232 | 1129.1353 | 1299.7951 | 2314.6434 | 1241.5304 | 2871.9191 | 4286.422 | 5741.8758 | 9320.2419 | 12590.5341 | 6066.4245 | 7049.088
NEM | Hydro | 83745.7546 | 101579.7776 | 77968.5902 | 81570.4418 | 86525.3381 | 76462.2353 | 72801.7518 | 79665.5212 | 65539.2852 | 53722.5079 | 62661.8263 | 48477.8018 | 50394.6081 | 52883.3592 | 47312.099 | 44289.345 | 47408.1665 | 38872.2204 | 30916.5477 | 37047.7769 | 28277.9865 | 28434.9056 | 30319.7021 | 26515.1507 | 25182.6569
NEM | Wind | 67958.9345 | 86523.382 | 78815.3005 | 72879.8091 | 73207.4201 | 72537.0925 | 69746.0769 | 72999.0267 | 73666.0906 | 77083.4674 | 78803.0215 | 80917.6673 | 78602.2547 | 91508.9812 | 97301.5798 | 98064.8388 | 93682.4671 | 86110.6762 | 81875.0597 | 75819.5271 | 70932.1833 | 67631.4329 | 69517.0313 | 67978.7802 | 65507.0399
NEM | Solar PV | 14.3681 | 16.8793 | 17.2273 | 16.424 | 15.1042 | 16.9291 | 17.6441 | 15.296 | 15.7993 | 19.6537 | 19.621 | 19.4781 | 19.7056 | 18.0083 | 18.6567 | 18.131 | 16.7254 | 17.1997 | 17.0125 | 17.8397 | 18.79 | 19.2947 | 17.7046 | 17.588 | 17.4109
NEM | LS Battery | 0.11067 | 0.11142 | 0.13385 | 0.11627 | 0.10858 | 0.11476 | 0.10462 | 0.090886 | 0.091488 | 0.84357 | 0.73861 | 1.5666 | 3.1194 | 2.84 | 2.856 | 2.6865 | 2.682 | 2.4858 | 2.41 | 2.2214 | 2.4233 | 2.6544 | 2.4282 | 2.6955 | 2.5444
NEM | Pumped Hydro | 247.0612 | 687.0778 | 1675.1413 | 1721.8632 | 4358.3879 | 6725.9443 | 7489.5947 | 5199.038 | 6940.2607 | 12660.6176 | 8633.7422 | 11393.9679 | 11252.4155 | 10590.6285 | 13420.4551 | 12229.8745 | 11832.9278 | 10606.6529 | 10941.6539 | 11386.512 | 10685.2561 | 9471.1711 | 9250.5631 | 9359.1587 | 8797.5964
NEM | VPP | 0 | 0 | 0 | 0 | 0 | 0 | 0 | 0 | 0 | 0 | 0 | 0 | 0 | 0 | 0 | 0 | 0 | 0 | 0 | 0 | 0 | 0 | 0 | 0 | 0
Total excluding storage |  | 654579.9842 | 594247.9649 | 547222.1262 | 518403.6878 | 494067.1034 | 447739.2998 | 418921.1409 | 413554.6588 | 378649.2073 | 339869.2605 | 319452.9359 | 297638.5695 | 284462.0332 | 267753.5525 | 239269.0211 | 222549.3122 | 226640.8781 | 206778.4099 | 191569.5147 | 181358.5997 | 164399.7517 | 155624.5633 | 151613.3175 | 133001.4435 | 122899.6656
Region | Technology | 2021-22 | 2022-23 | 2023-24 | 2024-25 | 2025-26 | 2026-27 | 2027-28 | 2028-29 | 2029-30 | 2030-31 | 2031-32 | 2032-33 | 2033-34 | 2034-35 | 2035-36 | 2036-37 | 2037-38 | 2038-39 | 2039-40 | 2040-41 | 2041-42 | 2042-43 | 2043-44 | 2044-45 | 2045-46
NSW1 | Black Coal | 186236.8798 | 149729.457 | 139922.386 | 129866.253 | 118224.8405 | 100639.2695 | 93689.3885 | 93990.9885 | 91479.937 | 70299.2495 | 62158.8705 | 47815.993 | 32323.259 | 27230.6135 | 9297.003 | 10222.571 | 12712.4865 | 11678.98 | 11444.823 | 4409.9745 | 4647.627 | 0 | 0 | 0 | 0
NSW1 | Brown Coal | 0 | 0 | 0 | 0 | 0 | 0 | 0 | 0 | 0 | 0 | 0 | 0 | 0 | 0 | 0 | 0 | 0 | 0 | 0 | 0 | 0 | 0 | 0 | 0 | 0
NSW1 | CCGT | 156.7994 | 213.6173 | 206.0516 | 362.1806 | 343.6539 | 320.8505 | 305.1805 | 287.3125 | 269.6975 | 4327.8421 | 341.8843 | 1279.7248 | 4720.7899 | 2482.8447 | 2870.2456 | 1636.0508 | 3305.6711 | 3659.265 | 3502.3415 | 3711.0683 | 3756.8851 | 5074.6058 | 763.969 | 0.07897 | 0.076045
NSW1 | Gas - Steam | 0 | 0 | 0 | 0 | 0 | 0 | 0 | 0 | 0 | 0 | 0 | 0 | 0 | 0 | 0 | 0 | 0 | 0 | 0 | 0 | 0 | 0 | 0 | 0 | 0
NSW1 | OCGT / Diesel | 28.6546 | 12.0454 | 18.1015 | 15.5474 | 0.01287 | 0.6244 | 0.012958 | 0.013 | 0.013391 | 21.6003 | 1.1186 | 53.403 | 64.4277 | 5.6313 | 387.3227 | 368.6337 | 803.2844 | 167.8782 | 1023.2509 | 2299.4651 | 3056.607 | 5585.0585 | 8131.9973 | 3475.664 | 3932.973
NSW1 | Hydro | 12806.6145 | 12244.0607 | 11179.255 | 14284.608 | 14077.4791 | 13372.3144 | 12851.1487 | 14863.7648 | 11937.6215 | 11915.5207 | 9639.9301 | 9307.3278 | 10753.8789 | 10195.4423 | 9950.078 | 9155.9237 | 10540.5172 | 8382.0566 | 7161.414 | 6895.1642 | 6020.4956 | 6399.3304 | 6322.6999 | 5782.9438 | 5573.7037
NSW1 | Wind | 13937.2114 | 16754.9053 | 14717.3377 | 13430.9034 | 13219.0312 | 13251.4698 | 12417.2123 | 10700.4417 | 9558.359 | 10485.1094 | 11016.4351 | 18894.4069 | 19332.0171 | 22835.877 | 23951.3829 | 24496.3948 | 21522.1036 | 18449.3929 | 18338.8521 | 16234.8589 | 15448.5318 | 15548.5962 | 15784.5671 | 15343.8727 | 14587.6278
NSW1 | Solar PV | 6.096 | 7.0411 | 7.8111 | 7.9431 | 7.3236 | 9.1427 | 10.2223 | 8.673 | 8.9792 | 11.5016 | 11.0545 | 10.6247 | 11.635 | 10.618 | 10.8305 | 10.2522 | 10.1802 | 9.7242 | 9.7365 | 10.8703 | 10.9956 | 10.2282 | 9.5149 | 9.6687 | 9.8735
NSW1 | LS Battery | 2.2568e-05 | 2.2581e-05 | 2.1603e-05 | 2.0156e-05 | 1.9263e-05 | 2.3391e-05 | 2.8534e-05 | 2.8527e-05 | 2.7325e-05 | 0.71571 | 0.63053 | 1.1751 | 2.4307 | 2.2275 | 2.2414 | 2.111 | 1.9394 | 1.7926 | 1.7466 | 1.6097 | 1.7947 | 2.0686 | 1.8942 | 1.9245 | 1.8001
NSW1 | Pumped Hydro | 37.5799 | 150.3913 | 314.5914 | 451.7147 | 3242.828 | 5235.0709 | 6066.0765 | 3987.436 | 5653.4852 | 10945.422 | 7222.3569 | 9797.8895 | 9910.098 | 9201.3389 | 11683.5789 | 10633.2872 | 10621.454 | 9449.7288 | 9771.2937 | 10155.4242 | 9573.4431 | 8419.5203 | 8421.9542 | 8422.0555 | 7990.7448
NSW1 | VPP | 0 | 0 | 0 | 0 | 0 | 0 | 0 | 0 | 0 | 0 | 0 | 0 | 0 | 0 | 0 | 0 | 0 | 0 | 0 | 0 | 0 | 0 | 0 | 0 | 0
Total excluding storage |  | 213172.2556 | 178961.1268 | 166050.9428 | 157967.4355 | 145872.3412 | 127593.6712 | 119273.1652 | 119851.1935 | 113254.6077 | 97060.8238 | 83169.293 | 77361.4802 | 67206.0077 | 62761.0267 | 46466.8627 | 45889.8262 | 48894.2431 | 42347.297 | 41480.4181 | 33561.4014 | 32941.1421 | 32617.819 | 31012.7481 | 24612.2281 | 24104.2541
Region | Technology | 2021-22 | 2022-23 | 2023-24 | 2024-25 | 2025-26 | 2026-27 | 2027-28 | 2028-29 | 2029-30 | 2030-31 | 2031-32 | 2032-33 | 2033-34 | 2034-35 | 2035-36 | 2036-37 | 2037-38 | 2038-39 | 2039-40 | 2040-41 | 2041-42 | 2042-43 | 2043-44 | 2044-45 | 2045-46
QLD1 | Black Coal | 173749.9821 | 140298.7092 | 133647.2385 | 130223.5637 | 120509.7721 | 109451.818 | 102404.1 | 90371.2435 | 86470.7812 | 78120.05 | 68781.7478 | 70661.4676 | 68098.3693 | 52484.0835 | 42402.0617 | 33060.1609 | 31653.4496 | 32027.1079 | 29100.2318 | 26417.2634 | 21265.6066 | 15682.4335 | 12983.6866 | 11300.5133 | 9042.7075
QLD1 | Brown Coal | 0 | 0 | 0 | 0 | 0 | 0 | 0 | 0 | 0 | 0 | 0 | 0 | 0 | 0 | 0 | 0 | 0 | 0 | 0 | 0 | 0 | 0 | 0 | 0 | 0
QLD1 | CCGT | 11573.114 | 7453.3203 | 7437.3388 | 7977.3397 | 7046.2325 | 6576.1924 | 6209.7252 | 5871.3081 | 5539.0221 | 5233.9855 | 4945.5886 | 5212.6274 | 7231.5185 | 4756.7295 | 6442.3052 | 4942.8837 | 5829.8693 | 5778.9938 | 5115.0608 | 5704.7899 | 5645.253 | 6798.0595 | 5828.0538 | 4650.6578 | 2523.548
QLD1 | Gas - Steam | 0 | 0 | 0 | 0 | 0 | 0 | 0 | 0 | 0 | 0 | 0 | 0 | 0 | 0 | 0 | 0 | 0 | 0 | 0 | 0 | 0 | 0 | 0 | 0 | 0
QLD1 | OCGT / Diesel | 57.9044 | 0.02066 | 5.4516 | 10.1278 | 0.015848 | 3.7922 | 0.015028 | 2.2227 | 0.014445 | 1.3082 | 0.013192 | 85.9487 | 119.2537 | 0.0088054 | 197.3954 | 494.5036 | 342.5529 | 113.8883 | 540.2367 | 430.8975 | 487.8843 | 1421.7782 | 1240.076 | 1314.7898 | 1936.7837
QLD1 | Hydro | 4626.5165 | 4358.5024 | 4119.9267 | 3868.1075 | 3644.2844 | 3440.772 | 3253.4315 | 3042.4762 | 2879.9327 | 2713.2276 | 2566.9534 | 2404.9533 | 2267.0633 | 2133.0962 | 2012.2061 | 1882.1205 | 664.1496 | 629.4536 | 592.1629 | 561.8063 | 529.6973 | 0 | 0 | 0 | 0
QLD1 | Wind | 5150.3302 | 16117.3774 | 17074.0578 | 14155.6257 | 15793.0712 | 15051.9678 | 14971.6055 | 24373.2342 | 22128.0584 | 26766.6925 | 23849.8078 | 23094.5452 | 20895.3864 | 30988.1894 | 33083.176 | 34466.559 | 37637.4904 | 34905.7591 | 33604.0139 | 28295.5887 | 27360.9369 | 22823.4014 | 25901.2882 | 24342.7617 | 24784.7293
QLD1 | Solar PV | 5.1894 | 6.93 | 6.5826 | 5.9309 | 5.4764 | 5.5031 | 5.1933 | 4.1031 | 4.3031 | 4.2149 | 4.5867 | 4.8973 | 4.505 | 4.1662 | 4.1751 | 3.8014 | 2.9626 | 3.0955 | 3.0484 | 2.9932 | 3.9479 | 5.4442 | 4.9449 | 4.8536 | 4.574
QLD1 | LS Battery | 0.022425 | 0.033652 | 0.047554 | 0.046906 | 0.044051 | 0.0507 | 0.045472 | 0.037177 | 0.038093 | 0.041636 | 0.03492 | 0.037775 | 0.37189 | 0.33161 | 0.33644 | 0.31038 | 0.28645 | 0.26933 | 0.25825 | 0.24383 | 0.23387 | 0.22206 | 0.20187 | 0.19168 | 0.18109
QLD1 | Pumped Hydro | 209.4813 | 536.6865 | 1360.5499 | 1270.1485 | 1115.5598 | 1490.8734 | 1423.5182 | 1211.602 | 1286.7755 | 1715.1955 | 1411.3852 | 1596.0784 | 1342.3175 | 1389.2896 | 1736.8762 | 1596.5873 | 1211.4737 | 1156.9241 | 1170.3602 | 1231.0877 | 1111.8129 | 1051.6508 | 828.6088 | 935.9872 | 805.7748
QLD1 | VPP | 0 | 0 | 0 | 0 | 0 | 0 | 0 | 0 | 0 | 0 | 0 | 0 | 0 | 0 | 0 | 0 | 0 | 0 | 0 | 0 | 0 | 0 | 0 | 0 | 0
Total excluding storage |  | 195163.0367 | 168234.86 | 162290.5959 | 156240.6954 | 146998.8525 | 134530.0455 | 126844.0706 | 123664.5878 | 117022.1119 | 112839.4787 | 100148.6976 | 101464.4396 | 98616.0962 | 90366.2736 | 84141.3194 | 74850.0291 | 76130.4744 | 73458.2981 | 68954.7545 | 61413.339 | 55293.3259 | 46731.1168 | 45958.0496 | 41613.5762 | 38292.3425
Region | Technology | 2021-22 | 2022-23 | 2023-24 | 2024-25 | 2025-26 | 2026-27 | 2027-28 | 2028-29 | 2029-30 | 2030-31 | 2031-32 | 2032-33 | 2033-34 | 2034-35 | 2035-36 | 2036-37 | 2037-38 | 2038-39 | 2039-40 | 2040-41 | 2041-42 | 2042-43 | 2043-44 | 2044-45 | 2045-46
VIC1 | Black Coal | 0 | 0 | 0 | 0 | 0 | 0 | 0 | 0 | 0 | 0 | 0 | 0 | 0 | 0 | 0 | 0 | 0 | 0 | 0 | 0 | 0 | 0 | 0 | 0 | 0
VIC1 | Brown Coal | 118975.409 | 99119.644 | 100733.2165 | 92594.153 | 85585.137 | 79158.846 | 71401.9115 | 68131.622 | 53546.0723 | 47485.613 | 39748.8755 | 41000.523 | 39592.834 | 34012.6565 | 31076.7565 | 27667.5887 | 29633.199 | 27353.4106 | 26726.4921 | 23943.9135 | 24113.514 | 22663.5601 | 19592.6072 | 16472.2223 | 13577.1117
VIC1 | CCGT | 0 | 0.0081126 | 0.0081705 | 0.0080216 | 0.0076229 | 0.0073533 | 0.0072956 | 0.0072384 | 0.0076477 | 0.0082404 | 0.0074992 | 0.0079364 | 0.0085815 | 0.0080152 | 0.0076808 | 0.0072651 | 0.0089251 | 0.008738 | 0.008999 | 0.0084712 | 0.010983 | 0.010659 | 0.01015 | 0.0098782 | 0.0095525
VIC1 | Gas - Steam | 50.6645 | 39.1166 | 46.1776 | 11.739 | 0.14958 | 12.8776 | 3.3509 | 2.2564 | 8.1134 | 33.0784 | 17.2641 | 17.1555 | 31.7693 | 13.3646 | 32.36 | 37.9485 | 84.1732 | 38.9995 | 0 | 0 | 0 | 0 | 0 | 0 | 0
VIC1 | OCGT / Diesel | 111.9883 | 192.8547 | 154.4879 | 50.7171 | 0.01985 | 50.2431 | 9.4431 | 4.2558 | 4.4846 | 63.8814 | 61.1615 | 45.1443 | 51.7492 | 1.0884 | 69.328 | 74.4015 | 161.8453 | 28.0442 | 126.3511 | 140.3347 | 378.7726 | 318.3133 | 1003.0956 | 853.7509 | 822.0523
VIC1 | Hydro | 19230.2124 | 17911.2902 | 15502.9857 | 18022.8069 | 17464.1647 | 15579.8379 | 14794.2227 | 18081.4373 | 13959.9464 | 11301.9078 | 10572.3335 | 9069.6584 | 10574.9333 | 10273.0259 | 9209.9786 | 8670.4072 | 10434.4244 | 8180.5758 | 6626.8792 | 6212.7267 | 5351.8127 | 6205.1337 | 6011.4441 | 5368.8794 | 5085.5008
VIC1 | Wind | 28794.3371 | 33124.5238 | 26977.1082 | 25718.5771 | 25408.01 | 25202.61 | 24069.1733 | 21858.1665 | 21178.0317 | 20441.3665 | 21997.2647 | 18063.3851 | 17243.4551 | 17820.6735 | 20339.8042 | 19654.4732 | 17204.3969 | 15757.4316 | 14473.3946 | 15457.536 | 14867.927 | 16800.5559 | 16225.9226 | 16187.3572 | 14730.4743
VIC1 | Solar PV | 2.1916 | 2.0619 | 2.0221 | 1.8203 | 1.6337 | 1.6332 | 1.573 | 1.9469 | 1.9101 | 2.3364 | 2.1988 | 2.1878 | 1.9718 | 1.7688 | 2.2217 | 2.6892 | 2.3654 | 3.1822 | 3.0728 | 2.8795 | 2.8053 | 2.6876 | 2.4721 | 2.3877 | 2.3009
VIC1 | LS Battery | 0.029215 | 0.024211 | 0.026121 | 0.021755 | 0.020806 | 0.020182 | 0.018427 | 0.018864 | 0.018226 | 0.021723 | 0.014332 | 0.017718 | 0.0046711 | 0.0041736 | 0.0046322 | 0.0042771 | 0.0039899 | 0.003717 | 0.0036031 | 0.0033611 | 0.0034492 | 0.0031643 | 0.0027802 | 0.0025692 | 0.0026351
VIC1 | Pumped Hydro | 0 | 0 | 0 | 4.801e-06 | 4.7846e-06 | 4.958e-06 | 4.979e-06 | 4.9346e-06 | 5.2257e-06 | 6.9356e-06 | 6.2203e-06 | 7.2308e-06 | 6.9692e-06 | 6.746e-06 | 9.0652e-06 | 9.7867e-06 | 9.9399e-06 | 9.5758e-06 | 1.0409e-05 | 1.1023e-05 | 8.0037e-05 | 7.5803e-05 | 6.9493e-05 | 1.1159 | 1.0768
VIC1 | VPP | 0 | 0 | 0 | 0 | 0 | 0 | 0 | 0 | 0 | 0 | 0 | 0 | 0 | 0 | 0 | 0 | 0 | 0 | 0 | 0 | 0 | 0 | 0 | 0 | 0
Total excluding storage |  | 167164.803 | 150389.4992 | 143416.0061 | 136399.8214 | 128459.1225 | 120006.0551 | 110279.6817 | 108079.692 | 88698.566 | 79328.1918 | 72399.1056 | 68198.062 | 67496.7213 | 62122.5857 | 60730.4567 | 56107.5156 | 57520.4132 | 51361.6527 | 47956.1988 | 45757.3989 | 44714.8425 | 45990.2613 | 42835.5517 | 38884.6075 | 34217.4495
Region | Technology | 2021-22 | 2022-23 | 2023-24 | 2024-25 | 2025-26 | 2026-27 | 2027-28 | 2028-29 | 2029-30 | 2030-31 | 2031-32 | 2032-33 | 2033-34 | 2034-35 | 2035-36 | 2036-37 | 2037-38 | 2038-39 | 2039-40 | 2040-41 | 2041-42 | 2042-43 | 2043-44 | 2044-45 | 2045-46
SA1 | Black Coal | 0 | 0 | 0 | 0 | 0 | 0 | 0 | 0 | 0 | 0 | 0 | 0 | 0 | 0 | 0 | 0 | 0 | 0 | 0 | 0 | 0 | 0 | 0 | 0 | 0
SA1 | Brown Coal | 0 | 0 | 0 | 0 | 0 | 0 | 0 | 0 | 0 | 0 | 0 | 0 | 0 | 0 | 0 | 0 | 0 | 0 | 0 | 0 | 0 | 0 | 0 | 0 | 0
SA1 | CCGT | 9518.036 | 7153.8889 | 5481.9038 | 2630.0768 | 2467.0693 | 2329.7967 | 2196.3721 | 2087.4297 | 1969.5608 | 2914.9519 | 1752.5456 | 1646.1669 | 2499.4086 | 1802.5885 | 1386.8044 | 1309.9856 | 0.011701 | 0.011179 | 0.010793 | 0.010056 | 0.012303 | 0.011989 | 0.012476 | 0.01195 | 0.011448
SA1 | Gas - Steam | 1550.8924 | 1425.167 | 1430.0105 | 146.2793 | 136.6578 | 128.6987 | 121.5779 | 116.1462 | 108.453 | 103.1273 | 99.3661 | 90.7543 | 87.691 | 82.2854 | 0 | 0 | 0 | 0 | 0 | 0 | 0 | 0 | 0 | 0 | 0
SA1 | OCGT / Diesel | 850.5933 | 490.0629 | 1338.6212 | 49.0132 | 5.6592 | 50.0136 | 14.5706 | 9.9974 | 31.8628 | 438.9225 | 60.0118 | 314.6929 | 624.3728 | 471.2888 | 472.4949 | 362.2505 | 1002.297 | 931.7136 | 1179.8756 | 1415.7211 | 1815.0254 | 1995.0876 | 2213.8933 | 410.5838 | 350.4733
SA1 | Hydro | 0 | 0 | 0 | 0 | 0 | 0 | 0 | 0 | 0 | 0 | 0 | 0 | 0 | 0 | 0 | 0 | 0 | 0 | 0 | 0 | 0 | 0 | 0 | 0 | 0
SA1 | Wind | 15606.4421 | 15721.6365 | 13130.6463 | 12629.9871 | 11756.5619 | 12338.0031 | 11784.7981 | 10255.6481 | 13997.3618 | 12937.0801 | 13439.0726 | 11100.5922 | 11785.2181 | 10585.3802 | 11186.0713 | 11102.7307 | 9999.168 | 10371.3127 | 9282.2609 | 9479.016 | 7884.923 | 7461.3648 | 6593.8773 | 7478.4927 | 7024.3577
SA1 | Solar PV | 0.89106 | 0.84618 | 0.81152 | 0.72967 | 0.67044 | 0.6502 | 0.65553 | 0.57306 | 0.6069 | 1.6007 | 1.781 | 1.7683 | 1.5937 | 1.4553 | 1.4294 | 1.3882 | 1.2172 | 1.1979 | 1.1548 | 1.0967 | 1.0413 | 0.9347 | 0.77272 | 0.67804 | 0.66251
SA1 | LS Battery | 0.059006 | 0.053534 | 0.060147 | 0.047589 | 0.043698 | 0.043853 | 0.040682 | 0.03481 | 0.035135 | 0.064493 | 0.058816 | 0.33593 | 0.31217 | 0.27674 | 0.27348 | 0.26079 | 0.45215 | 0.42021 | 0.40153 | 0.36456 | 0.39125 | 0.36058 | 0.32934 | 0.57675 | 0.56053
SA1 | Pumped Hydro | 0 | 0 | 0 | 3.5021e-06 | 3.4626e-06 | 3.578e-06 | 3.6139e-06 | 3.5495e-06 | 3.697e-06 | 4.4528e-06 | 4.2638e-06 | 4.7432e-06 | 4.6405e-06 | 4.5153e-06 | 5.1954e-06 | 5.5997e-06 | 1.0248e-05 | 9.794e-06 | 9.3998e-06 | 9.0828e-06 | 1.1537e-05 | 1.0886e-05 | 1.0331e-05 | 1.3396e-05 | 1.2989e-05
SA1 | VPP | 0 | 0 | 0 | 0 | 0 | 0 | 0 | 0 | 0 | 0 | 0 | 0 | 0 | 0 | 0 | 0 | 0 | 0 | 0 | 0 | 0 | 0 | 0 | 0 | 0
Total excluding storage |  | 27526.8549 | 24791.6015 | 21381.9933 | 15456.0861 | 14366.6187 | 14847.1623 | 14117.9743 | 12469.7944 | 16107.8452 | 16395.6826 | 15352.7771 | 13153.9746 | 14998.2842 | 12942.9982 | 13046.8 | 12776.355 | 11002.6938 | 11304.2353 | 10463.3021 | 10895.8439 | 9701.002 | 9457.3992 | 8808.5557 | 7889.7665 | 7375.5049
Region | Technology | 2021-22 | 2022-23 | 2023-24 | 2024-25 | 2025-26 | 2026-27 | 2027-28 | 2028-29 | 2029-30 | 2030-31 | 2031-32 | 2032-33 | 2033-34 | 2034-35 | 2035-36 | 2036-37 | 2037-38 | 2038-39 | 2039-40 | 2040-41 | 2041-42 | 2042-43 | 2043-44 | 2044-45 | 2045-46
TAS1 | Black Coal | 0 | 0 | 0 | 0 | 0 | 0 | 0 | 0 | 0 | 0 | 0 | 0 | 0 | 0 | 0 | 0 | 0 | 0 | 0 | 0 | 0 | 0 | 0 | 0 | 0
TAS1 | Brown Coal | 0 | 0 | 0 | 0 | 0 | 0 | 0 | 0 | 0 | 0 | 0 | 0 | 0 | 0 | 0 | 0 | 0 | 0 | 0 | 0 | 0 | 0 | 0 | 0 | 0
TAS1 | CCGT | 0 | 0.0069302 | 0.0072859 | 0.0070381 | 0.0065251 | 0.0064191 | 0.0062667 | 0.0059992 | 0.0062422 | 0.0067202 | 0.0062639 | 0.0066812 | 0.0068989 | 0.0064312 | 0.006208 | 0.0058923 | 0.0064086 | 0.0065475 | 0.0065456 | 0.0057872 | 0.0069669 | 0.006663 | 0.0061108 | 0.0059169 | 0.0056772
TAS1 | Gas - Steam | 0 | 0 | 0 | 0 | 0 | 0 | 0 | 0 | 0 | 0 | 0 | 0 | 0 | 0 | 0 | 0 | 0 | 0 | 0 | 0 | 0 | 0 | 0 | 0 | 0
TAS1 | OCGT / Diesel | 0.0091587 | 0.0070808 | 0.0073296 | 0.0072437 | 0.0064518 | 0.0063376 | 0.0061773 | 0.0058953 | 0.0059902 | 0.0062989 | 0.0057603 | 0.0062301 | 0.0063884 | 0.0058874 | 2.5944 | 0.0056643 | 4.6637 | 0.0060945 | 2.2048 | 0.0035358 | 3.5866 | 0.0042403 | 1.472 | 11.636 | 6.8057
TAS1 | Hydro | 47082.4112 | 67065.9243 | 47166.4229 | 45394.9194 | 51339.4098 | 44069.311 | 41902.949 | 43677.8429 | 36761.7846 | 27791.8518 | 39882.6093 | 27695.8624 | 26798.7326 | 30281.7948 | 26139.8364 | 24580.8936 | 25769.0753 | 21680.1344 | 16536.0916 | 23378.0797 | 16375.981 | 15830.4415 | 17985.5582 | 15363.3275 | 14523.4524
TAS1 | Wind | 4470.6137 | 4804.9391 | 6916.1506 | 6944.7157 | 7030.7457 | 6693.0419 | 6503.2876 | 5811.5362 | 6804.2798 | 6453.2189 | 8500.4413 | 9764.7379 | 9346.178 | 9278.8612 | 8741.1454 | 8344.6811 | 7319.3082 | 6626.7799 | 6176.5381 | 6352.5276 | 5369.8646 | 4997.5146 | 5011.3762 | 4626.2958 | 4379.8508
TAS1 | Solar PV | 2.7994e-07 | 3.6184e-07 | 3.5489e-07 | 3.3773e-07 | 4.6512e-07 | 8.4973e-07 | 8.1917e-07 | 7.7897e-07 | 1.2726e-06 | 2.297e-06 | 2.0444e-06 | 1.9058e-06 | 1.8211e-06 | 1.5513e-06 | 1.4809e-06 | 1.3041e-06 | 1.2921e-06 | 1.3077e-06 | 1.2149e-06 | 1.0806e-06 | 1.3644e-06 | 1.3373e-06 | 1.1224e-06 | 1.1883e-06 | 1.0639e-06
TAS1 | LS Battery | 3.8209e-06 | 4.472e-06 | 4.0534e-06 | 3.7902e-06 | 3.7702e-06 | 4.9657e-06 | 5.9594e-06 | 6.2948e-06 | 5.7945e-06 | 9.2623e-06 | 1.2953e-05 | 1.2354e-05 | 1.1247e-05 | 1.1432e-05 | 1.1845e-05 | 1.1677e-05 | 1.1305e-05 | 1.0229e-05 | 1.0072e-05 | 1.155e-05 | 1.2141e-05 | 1.1507e-05 | 1.2159e-05 | 1.1892e-05 | 1.126e-05
TAS1 | Pumped Hydro | 0 | 0 | 0 | 5.1173e-06 | 5.593e-06 | 5.4366e-06 | 5.4524e-06 | 5.5473e-06 | 5.4122e-06 | 5.2576e-06 | 6.7699e-06 | 7.7828e-06 | 7.4768e-06 | 7.5312e-06 | 9.8149e-06 | 1.0295e-05 | 9.8119e-06 | 9.252e-06 | 1.0568e-05 | 1.0573e-05 | 2.2492e-05 | 2.1065e-05 | 1.9839e-05 | 1.9346e-05 | 1.8127e-05
TAS1 | VPP | 0 | 0 | 0 | 0 | 0 | 0 | 0 | 0 | 0 | 0 | 0 | 0 | 0 | 0 | 0 | 0 | 0 | 0 | 0 | 0 | 0 | 0 | 0 | 0 | 0
Total excluding storage |  | 51553.034 | 71870.8774 | 54082.5881 | 52339.6494 | 58370.1685 | 50762.3656 | 48406.249 | 49489.391 | 43566.0766 | 34245.0837 | 48383.0627 | 37460.6132 | 36144.9239 | 39560.6683 | 34883.5824 | 32925.5862 | 33093.0536 | 28306.9269 | 22714.8412 | 29730.6166 | 21749.4391 | 20827.967 | 22998.4125 | 20001.2652 | 18910.1146
Explicitly modelled pumping
Region | Technology | 2021-22 | 2022-23 | 2023-24 | 2024-25 | 2025-26 | 2026-27 | 2027-28 | 2028-29 | 2029-30 | 2030-31 | 2031-32 | 2032-33 | 2033-34 | 2034-35 | 2035-36 | 2036-37 | 2037-38 | 2038-39 | 2039-40 | 2040-41 | 2041-42 | 2042-43 | 2043-44 | 2044-45 | 2045-46
NEM | LS Battery pump | 0.13608 | 0.13775 | 0.16489 | 0.14352 | 0.13421 | 0.14144 | 0.12934 | 0.11191 | 0.1131 | 0.1216 | 0.10035 | 0.10645 | 0.084973 | 0.065917 | 0.07006 | 0.064688 | 0.056376 | 0.053377 | 0.05107 | 0.048545 | 0.046614 | 0.042407 | 0.036387 | 0.035186 | 0.032865
NEM | Pumped Hydro pump | 369.7512 | 1965.0634 | 4190.6237 | 4580.1792 | 9112.5703 | 12739.2813 | 14064.0415 | 10505.1283 | 12256.4958 | 20477.2108 | 16825.1639 | 19503.1357 | 19032.0873 | 17992.5783 | 22279.4896 | 21475.0826 | 19210.9511 | 17570.5716 | 17932.337 | 19287.7866 | 17437.7932 | 15721.6726 | 14589.2767 | 15216.6225 | 14298.5348
NEM | VPP pump | 0 | 0 | 0 | 0 | 0 | 0 | 0 | 0 | 0 | 0 | 0 | 0 | 0 | 0 | 0 | 0 | 0 | 0 | 0 | 0 | 0 | 0 | 0 | 0 | 0
Region | Technology | 2021-22 | 2022-23 | 2023-24 | 2024-25 | 2025-26 | 2026-27 | 2027-28 | 2028-29 | 2029-30 | 2030-31 | 2031-32 | 2032-33 | 2033-34 | 2034-35 | 2035-36 | 2036-37 | 2037-38 | 2038-39 | 2039-40 | 2040-41 | 2041-42 | 2042-43 | 2043-44 | 2044-45 | 2045-46
NSW1 | LS Battery pump | 0 | 0 | 0 | 0 | 0 | 0 | 0 | 0 | 0 | 0 | 0 | 0 | 0 | 0 | 0 | 0 | 0 | 0 | 0 | 0 | 0 | 0 | 0 | 0 | 0
NSW1 | Pumped Hydro pump | 79.4096 | 1195.7177 | 2248.1282 | 2765.7371 | 7503.3915 | 10624.2373 | 12030.1244 | 8773.8831 | 10417.9459 | 18026.6093 | 14797.1237 | 17234.2175 | 17114.2243 | 15997.9853 | 19807.6581 | 19194.0121 | 17473.3142 | 15927.0751 | 16261.4918 | 17523.3197 | 15853.4906 | 14225.9827 | 13414.0172 | 13883.4784 | 13151.1494
NSW1 | VPP pump | 0 | 0 | 0 | 0 | 0 | 0 | 0 | 0 | 0 | 0 | 0 | 0 | 0 | 0 | 0 | 0 | 0 | 0 | 0 | 0 | 0 | 0 | 0 | 0 | 0
Region | Technology | 2021-22 | 2022-23 | 2023-24 | 2024-25 | 2025-26 | 2026-27 | 2027-28 | 2028-29 | 2029-30 | 2030-31 | 2031-32 | 2032-33 | 2033-34 | 2034-35 | 2035-36 | 2036-37 | 2037-38 | 2038-39 | 2039-40 | 2040-41 | 2041-42 | 2042-43 | 2043-44 | 2044-45 | 2045-46
QLD1 | LS Battery pump | 0.027505 | 0.041458 | 0.058708 | 0.057909 | 0.054487 | 0.062487 | 0.056134 | 0.045893 | 0.047024 | 0.051372 | 0.043192 | 0.046449 | 0.044475 | 0.038053 | 0.041076 | 0.037498 | 0.031817 | 0.030633 | 0.029199 | 0.028617 | 0.026417 | 0.024108 | 0.020249 | 0.021036 | 0.019308
QLD1 | Pumped Hydro pump | 290.3416 | 769.3457 | 1942.4955 | 1814.4421 | 1609.1788 | 2115.044 | 2033.9171 | 1731.2452 | 1838.5499 | 2450.6015 | 2028.0402 | 2268.9182 | 1917.863 | 1994.593 | 2471.8315 | 2281.0705 | 1737.6369 | 1643.4965 | 1670.8452 | 1764.4669 | 1584.3026 | 1495.6899 | 1175.2595 | 1333.1441 | 1147.3854
QLD1 | VPP pump | 0 | 0 | 0 | 0 | 0 | 0 | 0 | 0 | 0 | 0 | 0 | 0 | 0 | 0 | 0 | 0 | 0 | 0 | 0 | 0 | 0 | 0 | 0 | 0 | 0
Region | Technology | 2021-22 | 2022-23 | 2023-24 | 2024-25 | 2025-26 | 2026-27 | 2027-28 | 2028-29 | 2029-30 | 2030-31 | 2031-32 | 2032-33 | 2033-34 | 2034-35 | 2035-36 | 2036-37 | 2037-38 | 2038-39 | 2039-40 | 2040-41 | 2041-42 | 2042-43 | 2043-44 | 2044-45 | 2045-46
VIC1 | LS Battery pump | 0.03595 | 0.030007 | 0.032127 | 0.026856 | 0.025719 | 0.024878 | 0.022832 | 0.023194 | 0.022575 | 0.026713 | 0.01767 | 0.021859 | 0.0057341 | 0.0051298 | 0.0056956 | 0.005258 | 0.0049052 | 0.0045835 | 0.0044151 | 0.0041434 | 0.0042188 | 0.0038919 | 0.0033958 | 0.0031169 | 0.0032003
VIC1 | Pumped Hydro pump | 0 | 0 | 0 | 0 | 0 | 0 | 0 | 0 | 0 | 0 | 0 | 0 | 0 | 0 | 0 | 0 | 0 | 0 | 0 | 0 | 0 | 0 | 0 | 0 | 0
VIC1 | VPP pump | 0 | 0 | 0 | 0 | 0 | 0 | 0 | 0 | 0 | 0 | 0 | 0 | 0 | 0 | 0 | 0 | 0 | 0 | 0 | 0 | 0 | 0 | 0 | 0 | 0
Region | Technology | 2021-22 | 2022-23 | 2023-24 | 2024-25 | 2025-26 | 2026-27 | 2027-28 | 2028-29 | 2029-30 | 2030-31 | 2031-32 | 2032-33 | 2033-34 | 2034-35 | 2035-36 | 2036-37 | 2037-38 | 2038-39 | 2039-40 | 2040-41 | 2041-42 | 2042-43 | 2043-44 | 2044-45 | 2045-46
SA1 | LS Battery pump | 0.072623 | 0.06629 | 0.074054 | 0.05875 | 0.054005 | 0.054078 | 0.050369 | 0.04282 | 0.0435 | 0.04351 | 0.039485 | 0.038138 | 0.034764 | 0.022734 | 0.023288 | 0.021931 | 0.019654 | 0.018161 | 0.017457 | 0.015784 | 0.015978 | 0.014407 | 0.012742 | 0.011033 | 0.010356
SA1 | Pumped Hydro pump | 0 | 0 | 0 | 0 | 0 | 0 | 0 | 0 | 0 | 0 | 0 | 0 | 0 | 0 | 0 | 0 | 0 | 0 | 0 | 0 | 0 | 0 | 0 | 0 | 0
SA1 | VPP pump | 0 | 0 | 0 | 0 | 0 | 0 | 0 | 0 | 0 | 0 | 0 | 0 | 0 | 0 | 0 | 0 | 0 | 0 | 0 | 0 | 0 | 0 | 0 | 0 | 0
Region | Technology | 2021-22 | 2022-23 | 2023-24 | 2024-25 | 2025-26 | 2026-27 | 2027-28 | 2028-29 | 2029-30 | 2030-31 | 2031-32 | 2032-33 | 2033-34 | 2034-35 | 2035-36 | 2036-37 | 2037-38 | 2038-39 | 2039-40 | 2040-41 | 2041-42 | 2042-43 | 2043-44 | 2044-45 | 2045-46
TAS1 | LS Battery pump | 0 | 0 | 0 | 0 | 0 | 0 | 0 | 0 | 0 | 0 | 0 | 0 | 0 | 0 | 0 | 0 | 0 | 0 | 0 | 0 | 0 | 0 | 0 | 0 | 0
TAS1 | Pumped Hydro pump | 0 | 0 | 0 | 0 | 0 | 0 | 0 | 0 | 0 | 0 | 0 | 0 | 0 | 0 | 0 | 0 | 0 | 0 | 0 | 0 | 0 | 0 | 0 | 0 | 0
TAS1 | VPP pump | 0 | 0 | 0 | 0 | 0 | 0 | 0 | 0 | 0 | 0 | 0 | 0 | 0 | 0 | 0 | 0 | 0 | 0 | 0 | 0 | 0 | 0 | 0 | 0 | 0

## Option1_FOM Cost
FOM cost by technology ($000s) - SWNSW Option 1, Fast Change Scenario
FOM | Real June 2019 dollars discounted to June 2020. For new entrant capacity, the FOM is incurred annually in modelling. For existing capacity, FOM is considered to be a sunk cost, since the fixed retirement dates are assumed to be the same in the Base Case and the case with SWNSW. As such, early retirements are presented as an annual FOM saving, or negative cost, that continues until the assumed fixed date retirement.
Explicitly modelled generation
Region | Technology | 2021-22 | 2022-23 | 2023-24 | 2024-25 | 2025-26 | 2026-27 | 2027-28 | 2028-29 | 2029-30 | 2030-31 | 2031-32 | 2032-33 | 2033-34 | 2034-35 | 2035-36 | 2036-37 | 2037-38 | 2038-39 | 2039-40 | 2040-41 | 2041-42 | 2042-43 | 2043-44 | 2044-45 | 2045-46
NEM | Black Coal | 0 | 0 | 0 | 0 | 0 | 0 | 0 | 0 | 0 | 0 | 0 | 0 | 0 | 0 | 0 | 0 | 0 | 0 | 0 | 0 | 0 | 0 | 0 | 0 | 0
NEM | Brown Coal | 0 | 0 | 0 | 0 | 0 | 0 | 0 | 0 | 0 | 0 | 0 | 0 | 0 | 0 | 0 | 0 | 0 | 0 | 0 | 0 | 0 | 0 | 0 | 0 | 0
NEM | CCGT | 0 | 0.15791 | 0.026146 | 0.0053152 | 0.00040849 | 0.0014271 | 0.0020437 | 0.0030348 | 0.0072152 | 0.014447 | 0.00060628 | 0.0118 | 0.017867 | 0.00024006 | 0.012481 | 0.0015846 | 0.061409 | 0.0012547 | 0.0015102 | 0.00044687 | 0.01837 | 0.061818 | 0.001061 | 0.0010092 | 2.9274e-05
NEM | Gas - Steam | 0 | 0 | 0 | 0 | 0 | 0 | 0 | 0 | 0 | 0 | 0 | 0 | 0 | 0 | 0 | 0 | 0 | 0 | 0 | 0 | 0 | 0 | 0 | 0 | 0
NEM | OCGT / Diesel | 0.1143 | 0.0023176 | 0.01214 | 0.0028536 | 0.0026221 | 0.0030391 | 0.0030584 | 0.0029532 | 0.0030595 | 0.0031563 | 0.0024901 | 0.004271 | 0.005131 | 0.0027139 | 1568.4002 | 0.0051958 | 7267.3105 | 0.00036233 | 0.00057672 | 0.00088354 | 0.0050453 | 243.8085 | 0.00043916 | 1235.5977 | 6.3301e-05
NEM | Hydro | 0 | 0 | 0 | 0 | 0 | 0 | 0 | 0 | 0 | 0 | 0 | 0 | 0 | 0 | 0 | 0 | 0 | 0 | 0 | 0 | 0 | 0 | 0 | 0 | 0
NEM | Wind | 0 | 265429.3689 | 104546.8697 | 19088.0911 | 2.5466 | 5.7067 | 1.6383 | 459636.8696 | 258099.4965 | 374325.4352 | 67120.1841 | 579538.7564 | 215009.1554 | 497685.7957 | 324579.2398 | 156441.7209 | 132830.4403 | 49585.6592 | 8830.5356 | 35002.7202 | 93522.8781 | 96320.7069 | 12465.9166 | 14672.6335 | 14539.513
NEM | Solar PV | 75632.0566 | 28366.9065 | 102703.1567 | 0.029226 | 1.2265 | 128952.5887 | 115912.5158 | 39680.2178 | 43606.2601 | 282223.661 | 39821.5989 | 57394.9844 | 123310.9918 | 0.0029739 | 22116.7534 | 24915.3456 | 73291.7781 | 33757.3075 | 0.0068629 | 50388.2876 | 58663.9353 | 51960.3933 | 4226.2741 | 0.0035123 | 5976.507
NEM | LS Battery | 0.76947 | 0.0075736 | 8.6582e-06 | 0 | 0.00032552 | 0.21973 | 0.28987 | 0.10599 | 0.00017167 | 27933.9893 | 0.059312 | 27004.0219 | 56421.9311 | 7.7078e-05 | 6.8385e-05 | 7.4032e-06 | 4901.3171 | 2.026e-05 | 5.916e-05 | 0.00087944 | 4969.4969 | 5461.8306 | 0.0012022 | 1834.2247 | 0.0016534
NEM | Pumped Hydro | 0 | 0 | 0 | 1.3537 | 0.050715 | 0.07882 | 0.059693 | 0.04496 | 0.083987 | 0.29029 | 0.062191 | 0.26514 | 0.16809 | 0.03421 | 3.1481 | 18258.8497 | 61343.1788 | 0.013729 | 0.055652 | 0.037898 | 27556.068 | 9837.8648 | 0.0014765 | 6086.6129 | 0.0013875
NEM | VPP | 0 | 0 | 0 | 0 | 0 | 0 | 0 | 0 | 0 | 0 | 0 | 0 | 0 | 0 | 0 | 0 | 0 | 0 | 0 | 0 | 0 | 0 | 0 | 0 | 0
Total excluding storage |  | 75632.1709 | 293796.4356 | 207250.0647 | 19088.1285 | 3.7762 | 128958.2999 | 115914.1592 | 499317.0934 | 301705.7669 | 656549.1139 | 106941.7861 | 636933.7569 | 338320.1702 | 497685.8016 | 348264.4058 | 181357.0733 | 213389.5903 | 83342.9682 | 8830.5445 | 85391.0092 | 152186.8369 | 148524.9705 | 16692.1922 | 15908.2357 | 20516.0202
Region | Technology | 2021-22 | 2022-23 | 2023-24 | 2024-25 | 2025-26 | 2026-27 | 2027-28 | 2028-29 | 2029-30 | 2030-31 | 2031-32 | 2032-33 | 2033-34 | 2034-35 | 2035-36 | 2036-37 | 2037-38 | 2038-39 | 2039-40 | 2040-41 | 2041-42 | 2042-43 | 2043-44 | 2044-45 | 2045-46
NSW1 | Black Coal | 0 | 0 | 0 | 0 | 0 | 0 | 0 | 0 | 0 | 0 | 0 | 0 | 0 | 0 | 0 | 0 | 0 | 0 | 0 | 0 | 0 | 0 | 0 | 0 | 0
NSW1 | Brown Coal | 0 | 0 | 0 | 0 | 0 | 0 | 0 | 0 | 0 | 0 | 0 | 0 | 0 | 0 | 0 | 0 | 0 | 0 | 0 | 0 | 0 | 0 | 0 | 0 | 0
NSW1 | CCGT | 0 | 0.034427 | 0.013398 | 0.0032441 | 0 | 2.4011e-05 | 0.00010216 | 0.00032191 | 0.0018598 | 0.0065663 | 2.4151e-05 | 0.0029867 | 0.00834 | 1.5148e-05 | 0.0084677 | 1.2998e-05 | 0.033832 | 0.00012145 | 2.7837e-05 | 0.00028015 | 0.0093786 | 0.05929 | 5.3389e-05 | 1.3727e-06 | 9.6254e-07
NSW1 | Gas - Steam | 0 | 0 | 0 | 0 | 0 | 0 | 0 | 0 | 0 | 0 | 0 | 0 | 0 | 0 | 0 | 0 | 0 | 0 | 0 | 0 | 0 | 0 | 0 | 0 | 0
NSW1 | OCGT / Diesel | 0.053674 | 0.00016645 | 0.0012705 | 0.00051453 | 0.00075716 | 0.00083611 | 0.00083304 | 0.00082426 | 0.00085007 | 0.00093754 | 0.00064686 | 0.0014737 | 0.0016217 | 0.00082027 | 1568.3939 | 0.00054892 | 7267.2709 | 0.0001368 | 0.00022571 | 0.00037638 | 0.002226 | 243.8083 | 0.00029677 | 496.4453 | 2.39e-05
NSW1 | Hydro | 0 | 0 | 0 | 0 | 0 | 0 | 0 | 0 | 0 | 0 | 0 | 0 | 0 | 0 | 0 | 0 | 0 | 0 | 0 | 0 | 0 | 0 | 0 | 0 | 0
NSW1 | Wind | 0 | 2.7604 | 1.2185 | 0.97115 | 0.82427 | 2.187 | 0.028707 | 1.4709 | 0.30162 | 44381.4863 | 0.016369 | 430659.0927 | 106818.0388 | 115690.7159 | 63624.7336 | 75493.6665 | 23723.8966 | 9915.8594 | 0.22941 | 0.18125 | 1777.5364 | 35325.6439 | 0.002169 | 0.0068765 | 1232.1295
NSW1 | Solar PV | 75631.2788 | 28366.2468 | 102703.1355 | 0.013682 | 0.24002 | 128949.1202 | 114426.7724 | 0.061585 | 41668.0998 | 185910.5044 | 0.27408 | 19165.8622 | 120051.8801 | 0.0011984 | 0.45335 | 0.016861 | 73291.7601 | 0.22248 | 0.0026159 | 50117.4847 | 29670.0244 | 6093.3653 | 4226.2432 | 0.0004867 | 5618.4767
NSW1 | LS Battery | 0.4572 | 0.0002456 | 0 | 0 | 0.00016264 | 0.11149 | 0.16279 | 0.053437 | 8.7954e-05 | 26968.0965 | 0.0060033 | 18437.1804 | 46045.1215 | 3.9852e-05 | 3.7127e-05 | 0 | 5.8316e-06 | 1.133e-05 | 3.4041e-05 | 0.00045958 | 4385.4389 | 5461.8084 | 0.00049659 | 0.30787 | 0.00077026
NSW1 | Pumped Hydro | 0 | 0 | 0 | 0.77098 | 0.01532 | 0.030322 | 0.02303 | 0.013059 | 0.030929 | 0.17051 | 0.018542 | 0.13286 | 0.10115 | 0.020315 | 2.4641 | 18253.3868 | 40786.8135 | 0.004722 | 0.019108 | 0.022085 | 4182.3728 | 0.0017759 | 0.00040036 | 0.13072 | 0.00033042
NSW1 | VPP | 0 | 0 | 0 | 0 | 0 | 0 | 0 | 0 | 0 | 0 | 0 | 0 | 0 | 0 | 0 | 0 | 0 | 0 | 0 | 0 | 0 | 0 | 0 | 0 | 0
Total excluding storage |  | 75631.3325 | 28369.0418 | 102704.3687 | 0.98859 | 1.065 | 128951.308 | 114426.802 | 1.5336 | 41668.4041 | 230291.9982 | 0.29112 | 449824.9593 | 226869.9289 | 115690.7179 | 65193.5893 | 75493.6839 | 104282.9615 | 9916.0822 | 0.23228 | 50117.6666 | 31447.5723 | 41662.8768 | 4226.2457 | 496.4527 | 6850.6062
Region | Technology | 2021-22 | 2022-23 | 2023-24 | 2024-25 | 2025-26 | 2026-27 | 2027-28 | 2028-29 | 2029-30 | 2030-31 | 2031-32 | 2032-33 | 2033-34 | 2034-35 | 2035-36 | 2036-37 | 2037-38 | 2038-39 | 2039-40 | 2040-41 | 2041-42 | 2042-43 | 2043-44 | 2044-45 | 2045-46
QLD1 | Black Coal | 0 | 0 | 0 | 0 | 0 | 0 | 0 | 0 | 0 | 0 | 0 | 0 | 0 | 0 | 0 | 0 | 0 | 0 | 0 | 0 | 0 | 0 | 0 | 0 | 0
QLD1 | Brown Coal | 0 | 0 | 0 | 0 | 0 | 0 | 0 | 0 | 0 | 0 | 0 | 0 | 0 | 0 | 0 | 0 | 0 | 0 | 0 | 0 | 0 | 0 | 0 | 0 | 0
QLD1 | CCGT | 0 | 0.037571 | 0.00074695 | 0.00029498 | 2.5812e-05 | 4.3826e-05 | 0.00016612 | 0.0010373 | 0.0010155 | 0.001209 | 0.00052036 | 0.0023103 | 0.0036804 | 1.3149e-05 | 0.0034348 | 0.0011375 | 0.011701 | 4.8854e-06 | 1.4856e-05 | 2.993e-05 | 0.00055049 | 0.0023454 | 1.2173e-06 | 1.5175e-06 | 2.67e-06
QLD1 | Gas - Steam | 0 | 0 | 0 | 0 | 0 | 0 | 0 | 0 | 0 | 0 | 0 | 0 | 0 | 0 | 0 | 0 | 0 | 0 | 0 | 0 | 0 | 0 | 0 | 0 | 0
QLD1 | OCGT / Diesel | 0.015914 | 0.00058829 | 0.0008313 | 0.00081126 | 0.00044253 | 0.00070643 | 0.00071946 | 0.00070412 | 0.00068562 | 0.00067236 | 0.00063126 | 0.00075375 | 0.0021766 | 9.0884e-05 | 0.0050342 | 0.002974 | 0.023862 | 2.7923e-05 | 3.5806e-05 | 3.3972e-05 | 3.0685e-05 | 2.8051e-05 | 1.5088e-05 | 1.4552e-05 | 1.0227e-05
QLD1 | Hydro | 0 | 0 | 0 | 0 | 0 | 0 | 0 | 0 | 0 | 0 | 0 | 0 | 0 | 0 | 0 | 0 | 0 | 0 | 0 | 0 | 0 | 0 | 0 | 0 | 0
QLD1 | Wind | 0 | 265418.1989 | 0.17806 | 0.11621 | 1.5124 | 1.1564 | 1.5592 | 405026.0028 | 0.22013 | 236263.7487 | 0.060155 | 66834.3821 | 32013.0043 | 338999.8642 | 156500.3719 | 21243.8645 | 109102.7686 | 0.0084253 | 0.0030929 | 0.0056022 | 30578.2531 | 4798.4689 | 9601.5141 | 12412.1971 | 1371.2519
QLD1 | Solar PV | 0.32718 | 0.1852 | 0.00030002 | 3.2519e-05 | 0.34772 | 0.39474 | 0.10587 | 0.0038459 | 0.17459 | 0.14693 | 25200.309 | 33248.3939 | 3259.1039 | 0.00057464 | 0.011359 | 0.0036763 | 0.0041367 | 0.0026202 | 0.00082582 | 270.7914 | 28993.6267 | 41309.6283 | 0.00056758 | 0.0003677 | 0.0010415
QLD1 | LS Battery | 0.076505 | 1.9468e-05 | 0 | 0 | 7.5717e-05 | 0.033495 | 0.034348 | 0.013549 | 2.8976e-05 | 0.57542 | 0.0027793 | 1.2162 | 10376.8095 | 1.3528e-05 | 1.5865e-05 | 2.8731e-06 | 3.4392e-06 | 2.3292e-06 | 6.3204e-06 | 3.3241e-05 | 0.014759 | 0.020186 | 4.9966e-05 | 0.00018845 | 0.00012277
QLD1 | Pumped Hydro | 0 | 0 | 0 | 0.15021 | 0.0090849 | 0.016783 | 0.0095674 | 0.0069589 | 0.013895 | 0.029135 | 0.0056881 | 0.030593 | 0.042309 | 0.0024829 | 0.55482 | 5.4081 | 20556.2611 | 0.0011253 | 0.0011146 | 0.00118 | 23372.6658 | 9837.8581 | 7.8043e-05 | 0.00022836 | 2.6928e-05
QLD1 | VPP | 0 | 0 | 0 | 0 | 0 | 0 | 0 | 0 | 0 | 0 | 0 | 0 | 0 | 0 | 0 | 0 | 0 | 0 | 0 | 0 | 0 | 0 | 0 | 0 | 0
Total excluding storage |  | 0.3431 | 265418.4222 | 0.17994 | 0.11735 | 1.8606 | 1.5519 | 1.666 | 405026.0084 | 0.39642 | 236263.8975 | 25200.3703 | 100082.7791 | 35272.114 | 338999.8649 | 156500.3918 | 21243.8722 | 109102.8083 | 0.011078 | 0.0039694 | 270.797 | 59571.8804 | 46108.0995 | 9601.5146 | 12412.1975 | 1371.253
Region | Technology | 2021-22 | 2022-23 | 2023-24 | 2024-25 | 2025-26 | 2026-27 | 2027-28 | 2028-29 | 2029-30 | 2030-31 | 2031-32 | 2032-33 | 2033-34 | 2034-35 | 2035-36 | 2036-37 | 2037-38 | 2038-39 | 2039-40 | 2040-41 | 2041-42 | 2042-43 | 2043-44 | 2044-45 | 2045-46
VIC1 | Black Coal | 0 | 0 | 0 | 0 | 0 | 0 | 0 | 0 | 0 | 0 | 0 | 0 | 0 | 0 | 0 | 0 | 0 | 0 | 0 | 0 | 0 | 0 | 0 | 0 | 0
VIC1 | Brown Coal | 0 | 0 | 0 | 0 | 0 | 0 | 0 | 0 | 0 | 0 | 0 | 0 | 0 | 0 | 0 | 0 | 0 | 0 | 0 | 0 | 0 | 0 | 0 | 0 | 0
VIC1 | CCGT | 0 | 0.029028 | 0.0016909 | 0.0011348 | 0.00033679 | 0.00059061 | 0.0010761 | 0.0011518 | 0.0023263 | 0.0024177 | 1.3242e-05 | 0.0018978 | 0.0024787 | 5.075e-05 | 0.00023551 | 0.00015437 | 0.0039547 | 0.00034531 | 0.0010937 | 0.00012236 | 0.0035733 | 8.3838e-05 | 9.5904e-05 | 0.00042145 | 1.2749e-05
VIC1 | Gas - Steam | 0 | 0 | 0 | 0 | 0 | 0 | 0 | 0 | 0 | 0 | 0 | 0 | 0 | 0 | 0 | 0 | 0 | 0 | 0 | 0 | 0 | 0 | 0 | 0 | 0
VIC1 | OCGT / Diesel | 0.014697 | 0.0005467 | 0.00071677 | 0.00070534 | 0.00065624 | 0.0006889 | 0.0006833 | 0.00066921 | 0.00069931 | 0.00074157 | 0.00050889 | 0.00067666 | 0.00059278 | 0.00050507 | 0.00049555 | 0.00045815 | 0.0014498 | 7.8933e-05 | 0.0001231 | 0.00024242 | 0.0014039 | 4.0309e-05 | 4.1645e-05 | 0.0022627 | 9.1785e-06
VIC1 | Hydro | 0 | 0 | 0 | 0 | 0 | 0 | 0 | 0 | 0 | 0 | 0 | 0 | 0 | 0 | 0 | 0 | 0 | 0 | 0 | 0 | 0 | 0 | 0 | 0 | 0
VIC1 | Wind | 0 | 2.0226 | 0.16389 | 0.34985 | 0.18049 | 0.37544 | 0.018603 | 35611.1178 | 0.132 | 67669.3203 | 0.030634 | 1.2607 | 0.93732 | 42995.1305 | 88269.8217 | 16028.4742 | 2.2931 | 6.3063 | 0.30305 | 35002.4821 | 55166.2048 | 56196.5728 | 2864.2519 | 0.0039586 | 9484.2596
VIC1 | Solar PV | 0.093526 | 0.047809 | 0.00026856 | 0.01511 | 0.17826 | 0.21811 | 0.2996 | 39680.1437 | 0.020109 | 33372.9056 | 0.0076181 | 1559.9241 | 0.00047698 | 0.00011324 | 22116.2878 | 24915.3234 | 0.011326 | 33757.0711 | 0.0011752 | 0.0025237 | 0.23492 | 4557.3867 | 0.00063097 | 0.00022089 | 317.6616
VIC1 | LS Battery | 0.074275 | 0.00016599 | 0 | 0 | 3.58e-05 | 0.028528 | 0.031295 | 0.013499 | 1.7265e-05 | 0.44368 | 0.00034112 | 6.4325e-05 | 1.3708e-05 | 5.098e-06 | 3.0969e-06 | 0 | 2.2517e-06 | 2.9032e-06 | 6.2865e-06 | 4.1176e-05 | 0.083158 | 0.00085708 | 0.00010184 | 0.11583 | 0.00030625
VIC1 | Pumped Hydro | 0 | 0 | 0 | 0.14845 | 0.0065616 | 0.01277 | 0.0097498 | 0.0088722 | 0.016374 | 0.046033 | 0.00085166 | 0.031821 | 0.0062637 | 0.0042787 | 0.049177 | 0.023716 | 0.010977 | 0.0037635 | 0.017571 | 0.012486 | 0.80478 | 0.0030352 | 0.00028063 | 6086.4636 | 0.00066523
VIC1 | VPP | 0 | 0 | 0 | 0 | 0 | 0 | 0 | 0 | 0 | 0 | 0 | 0 | 0 | 0 | 0 | 0 | 0 | 0 | 0 | 0 | 0 | 0 | 0 | 0 | 0
Total excluding storage |  | 0.10822 | 2.1 | 0.16657 | 0.3668 | 0.35974 | 0.59483 | 0.31997 | 75291.2634 | 0.15514 | 101042.2291 | 0.038774 | 1561.1874 | 0.94087 | 42995.1312 | 110386.1102 | 40943.7983 | 2.3098 | 33763.3778 | 0.30544 | 35002.485 | 55166.4447 | 60753.9597 | 2864.2527 | 0.0068636 | 9801.9213
Region | Technology | 2021-22 | 2022-23 | 2023-24 | 2024-25 | 2025-26 | 2026-27 | 2027-28 | 2028-29 | 2029-30 | 2030-31 | 2031-32 | 2032-33 | 2033-34 | 2034-35 | 2035-36 | 2036-37 | 2037-38 | 2038-39 | 2039-40 | 2040-41 | 2041-42 | 2042-43 | 2043-44 | 2044-45 | 2045-46
SA1 | Black Coal | 0 | 0 | 0 | 0 | 0 | 0 | 0 | 0 | 0 | 0 | 0 | 0 | 0 | 0 | 0 | 0 | 0 | 0 | 0 | 0 | 0 | 0 | 0 | 0 | 0
SA1 | Brown Coal | 0 | 0 | 0 | 0 | 0 | 0 | 0 | 0 | 0 | 0 | 0 | 0 | 0 | 0 | 0 | 0 | 0 | 0 | 0 | 0 | 0 | 0 | 0 | 0 | 0
SA1 | CCGT | 0 | 0.031647 | 0.0078486 | 8.7645e-05 | 1.308e-05 | 1.4955e-05 | 4.3531e-05 | 0.00014184 | 0.00030657 | 0.0020586 | 1.7611e-05 | 0.0026905 | 0.0019868 | 0.00012491 | 8.8165e-05 | 0.00011806 | 0.010181 | 3.9603e-05 | 7.7318e-05 | 1.0798e-05 | 0.0032598 | 8.2508e-05 | 0.00090581 | 0.00049997 | 1.7609e-06
SA1 | Gas - Steam | 0 | 0 | 0 | 0 | 0 | 0 | 0 | 0 | 0 | 0 | 0 | 0 | 0 | 0 | 0 | 0 | 0 | 0 | 0 | 0 | 0 | 0 | 0 | 0 | 0
SA1 | OCGT / Diesel | 0.014852 | 0.00058354 | 0.0085416 | 6.3988e-05 | 9.0539e-05 | 6.997e-05 | 0.00012317 | 8.451e-05 | 0.00012198 | 9.609e-05 | 0.00011653 | 0.00070611 | 0.00012847 | 0.00078629 | 0.00027518 | 0.00074718 | 0.012852 | 2.9572e-05 | 4.593e-05 | 4.115e-05 | 4.2114e-05 | 3.3417e-05 | 5.0986e-05 | 739.1496 | 7.0079e-06
SA1 | Hydro | 0 | 0 | 0 | 0 | 0 | 0 | 0 | 0 | 0 | 0 | 0 | 0 | 0 | 0 | 0 | 0 | 0 | 0 | 0 | 0 | 0 | 0 | 0 | 0 | 0
SA1 | Wind | 0 | 4.1149 | 4.0324 | 0.12834 | 0.024836 | 1.7021 | 0.027242 | 8384.2844 | 213781.2768 | 19495.1258 | 0.0082135 | 0.73639 | 76177.1085 | 0.081822 | 16184.3102 | 43675.7113 | 1.4747 | 39663.4776 | 8829.9965 | 0.050023 | 6000.8536 | 0.019011 | 0.14752 | 2260.4244 | 2451.8707
SA1 | Solar PV | 0.31523 | 0.40902 | 0.020189 | 0.00038063 | 0.4348 | 2.814 | 1485.3319 | 0.0076398 | 1937.9187 | 62940.0007 | 14621.0062 | 3420.8026 | 0.0071118 | 0.0010593 | 0.00087809 | 0.0016046 | 0.0024153 | 0.009084 | 0.0020767 | 0.0089646 | 0.033379 | 0.010925 | 0.029669 | 0.0015236 | 40.3675
SA1 | LS Battery | 0.088734 | 0.006496 | 8.6582e-06 | 0 | 1.1428e-05 | 0.019006 | 0.035226 | 0.013792 | 2.4126e-05 | 964.6885 | 0.00051957 | 8565.6244 | 2.6704e-05 | 1.0474e-05 | 8.1323e-06 | 4.5301e-06 | 4901.3171 | 0 | 3.7072e-06 | 3.0725e-06 | 583.9261 | 0.00083475 | 6.7623e-05 | 1833.8002 | 0.00021769
SA1 | Pumped Hydro | 0 | 0 | 0 | 0.10253 | 0.0048071 | 0.0081089 | 0.0066953 | 0.0049924 | 0.0085441 | 0.021866 | 0.0013565 | 0.017047 | 0.0050186 | 0.0029294 | 0.015538 | 0.011998 | 0.089157 | 0.00086562 | 0.00071828 | 0.00090324 | 0.032678 | 0.0010869 | 0.00022951 | 0.018031 | 0.00015571
SA1 | VPP | 0 | 0 | 0 | 0 | 0 | 0 | 0 | 0 | 0 | 0 | 0 | 0 | 0 | 0 | 0 | 0 | 0 | 0 | 0 | 0 | 0 | 0 | 0 | 0 | 0
Total excluding storage |  | 0.33008 | 4.5562 | 4.069 | 0.12887 | 0.45974 | 4.5161 | 1485.3594 | 8384.2923 | 215719.196 | 82435.1286 | 14621.0145 | 3421.5423 | 76177.1178 | 0.083792 | 16184.3115 | 43675.7138 | 1.5002 | 39663.4867 | 8829.9987 | 0.059039 | 6000.8903 | 0.030052 | 0.17815 | 2999.5761 | 2492.2382
Region | Technology | 2021-22 | 2022-23 | 2023-24 | 2024-25 | 2025-26 | 2026-27 | 2027-28 | 2028-29 | 2029-30 | 2030-31 | 2031-32 | 2032-33 | 2033-34 | 2034-35 | 2035-36 | 2036-37 | 2037-38 | 2038-39 | 2039-40 | 2040-41 | 2041-42 | 2042-43 | 2043-44 | 2044-45 | 2045-46
TAS1 | Black Coal | 0 | 0 | 0 | 0 | 0 | 0 | 0 | 0 | 0 | 0 | 0 | 0 | 0 | 0 | 0 | 0 | 0 | 0 | 0 | 0 | 0 | 0 | 0 | 0 | 0
TAS1 | Brown Coal | 0 | 0 | 0 | 0 | 0 | 0 | 0 | 0 | 0 | 0 | 0 | 0 | 0 | 0 | 0 | 0 | 0 | 0 | 0 | 0 | 0 | 0 | 0 | 0 | 0
TAS1 | CCGT | 0 | 0.025237 | 0.0024618 | 0.00055364 | 3.28e-05 | 0.00075374 | 0.00065578 | 0.00038189 | 0.001707 | 0.0021953 | 3.0915e-05 | 0.0019146 | 0.001381 | 3.6104e-05 | 0.00025519 | 0.00016168 | 0.0017399 | 0.00074345 | 0.00029652 | 3.6317e-06 | 0.0016081 | 1.611e-05 | 4.6544e-06 | 8.4855e-05 | 1.1131e-05
TAS1 | Gas - Steam | 0 | 0 | 0 | 0 | 0 | 0 | 0 | 0 | 0 | 0 | 0 | 0 | 0 | 0 | 0 | 0 | 0 | 0 | 0 | 0 | 0 | 0 | 0 | 0 | 0
TAS1 | OCGT / Diesel | 0.015162 | 0.00043258 | 0.00078006 | 0.00075846 | 0.00067566 | 0.00073765 | 0.00069943 | 0.0006711 | 0.00070253 | 0.00070869 | 0.00058659 | 0.00066076 | 0.00061143 | 0.00051138 | 0.00051417 | 0.0004676 | 0.0013859 | 8.9098e-05 | 0.00014617 | 0.00018962 | 0.0013426 | 4.1031e-05 | 3.4675e-05 | 0.00040878 | 1.2988e-05
TAS1 | Hydro | 0 | 0 | 0 | 0 | 0 | 0 | 0 | 0 | 0 | 0 | 0 | 0 | 0 | 0 | 0 | 0 | 0 | 0 | 0 | 0 | 0 | 0 | 0 | 0 | 0
TAS1 | Wind | 0 | 2.2721 | 104541.2768 | 19086.5256 | 0.0046411 | 0.28586 | 0.0045493 | 10613.9937 | 44317.5659 | 6515.7541 | 67120.0687 | 82043.2844 | 0.066418 | 0.0032236 | 0.0023523 | 0.0044009 | 0.0073008 | 0.007443 | 0.0034941 | 0.0011757 | 0.030323 | 0.0023108 | 0.00091994 | 0.0011477 | 0.0013318
TAS1 | Solar PV | 0.041796 | 0.017644 | 0.0004477 | 2.116e-05 | 0.025719 | 0.041721 | 0.0059635 | 0.0010109 | 0.046944 | 0.10342 | 0.0020619 | 0.0017003 | 0.0002479 | 2.8377e-05 | 3.3177e-05 | 4.772e-05 | 0.00012979 | 0.0022182 | 0.00016923 | 5.3846e-05 | 0.015934 | 0.0020326 | 2.8598e-05 | 0.00091346 | 0.00014119
TAS1 | LS Battery | 0.072762 | 0.00064652 | 0 | 0 | 3.9934e-05 | 0.027215 | 0.026218 | 0.011709 | 1.335e-05 | 0.18525 | 0.049669 | 0.00079596 | 3.11e-05 | 8.1261e-06 | 4.1632e-06 | 0 | 2.8114e-06 | 3.6974e-06 | 8.8051e-06 | 0.00034236 | 0.03406 | 0.00033786 | 0.00048619 | 0.00059674 | 0.00023642
TAS1 | Pumped Hydro | 0 | 0 | 0 | 0.18149 | 0.014941 | 0.010836 | 0.010651 | 0.011078 | 0.014245 | 0.022753 | 0.035752 | 0.05282 | 0.013344 | 0.0042046 | 0.064432 | 0.019014 | 0.0040308 | 0.003253 | 0.01714 | 0.0012434 | 0.1919 | 0.00076581 | 0.00048793 | 0.00035402 | 0.0002092
TAS1 | VPP | 0 | 0 | 0 | 0 | 0 | 0 | 0 | 0 | 0 | 0 | 0 | 0 | 0 | 0 | 0 | 0 | 0 | 0 | 0 | 0 | 0 | 0 | 0 | 0 | 0
Total excluding storage |  | 0.056959 | 2.3154 | 104541.2805 | 19086.5269 | 0.031068 | 0.32907 | 0.011868 | 10613.9958 | 44317.6153 | 6515.8604 | 67120.0714 | 82043.2887 | 0.068658 | 0.0037994 | 0.0031548 | 0.0050779 | 0.010556 | 0.010494 | 0.004106 | 0.0014228 | 0.049208 | 0.0044006 | 0.00098787 | 0.0025548 | 0.0014971

## Option1_Fuel Cost
Fuel cost by technology ($000s) - SWNSW Option 1, Fast Change Scenario
Fuel | Real June 2019 dollars discounted to June 2020
Explicitly modelled generation
Region | Technology | 2021-22 | 2022-23 | 2023-24 | 2024-25 | 2025-26 | 2026-27 | 2027-28 | 2028-29 | 2029-30 | 2030-31 | 2031-32 | 2032-33 | 2033-34 | 2034-35 | 2035-36 | 2036-37 | 2037-38 | 2038-39 | 2039-40 | 2040-41 | 2041-42 | 2042-43 | 2043-44 | 2044-45 | 2045-46
NEM | Black Coal | 1727823.816 | 1368521.724 | 1358213.5125 | 1292895.4 | 1193339.129 | 1097624.995 | 1056761.78 | 1030514.855 | 988302.297 | 804161.71 | 721924.3995 | 631520.679 | 534604.67 | 426472.8995 | 262847.945 | 225215.666 | 238778.885 | 230522.842 | 214040.465 | 146208.914 | 125427.8235 | 66753.931 | 56156.2005 | 47443.639 | 35658.123
NEM | Brown Coal | 226853.95 | 188686.187 | 191934.847 | 176092.106 | 162987.789 | 150670.777 | 135850.196 | 129897.051 | 100224.4005 | 87301.206 | 73061.452 | 75341.938 | 72776.559 | 62528.61 | 57114.055 | 50846.611 | 54409.199 | 50312.749 | 49144.28 | 44014.8405 | 44320.6035 | 41650.9825 | 35999.486 | 30271.4065 | 24846.4825
NEM | CCGT | 171549.6309 | 129810.6327 | 113722.1724 | 102779.5087 | 111850.5904 | 109306.6231 | 105675.0333 | 102219.2989 | 100898.6138 | 150731.7747 | 92779.6927 | 103289.3815 | 169531.5972 | 111043.6701 | 127557.1741 | 97147.1651 | 107401.4162 | 109830.3721 | 100572.2806 | 108610.1044 | 108120.809 | 133307.908 | 78969.083 | 56939.4152 | 33578.0476
NEM | Gas - Steam | 62125.3878 | 60472.5118 | 65188.546 | 7174.0676 | 6469.6583 | 6913.4452 | 6267.0598 | 6077.1924 | 6074.5798 | 7185.3667 | 6174.7614 | 5711.5453 | 6299.3921 | 5066.5643 | 1662.0921 | 1949.1491 | 4323.426 | 2003.1516 | 0 | 0 | 0 | 0 | 0 | 0 | 0
NEM | OCGT / Diesel | 6997.2121 | 5434.3467 | 12029.496 | 1200.7776 | 43.6852 | 1015.7056 | 236.2763 | 153.8633 | 313.3853 | 4656.197 | 1292.7562 | 4950.1558 | 7991.5849 | 3993.9642 | 11677.8355 | 14150.5863 | 24167.0615 | 11355.5257 | 29375.2256 | 44112.275 | 59990.8338 | 98961.0831 | 135818.253 | 71374.974 | 82559.1625
NEM | Hydro | 0 | 0 | 0 | 0 | 0 | 0 | 0 | 0 | 0 | 0 | 0 | 0 | 0 | 0 | 0 | 0 | 0 | 0 | 0 | 0 | 0 | 0 | 0 | 0 | 0
NEM | Wind | 0 | 0 | 0 | 0 | 0 | 0 | 0 | 0 | 0 | 0 | 0 | 0 | 0 | 0 | 0 | 0 | 0 | 0 | 0 | 0 | 0 | 0 | 0 | 0 | 0
NEM | Solar PV | 0 | 0 | 0 | 0 | 0 | 0 | 0 | 0 | 0 | 0 | 0 | 0 | 0 | 0 | 0 | 0 | 0 | 0 | 0 | 0 | 0 | 0 | 0 | 0 | 0
NEM | LS Battery | 0 | 0 | 0 | 0 | 0 | 0 | 0 | 0 | 0 | 0 | 0 | 0 | 0 | 0 | 0 | 0 | 0 | 0 | 0 | 0 | 0 | 0 | 0 | 0 | 0
NEM | Pumped Hydro | 0 | 0 | 0 | 0 | 0 | 0 | 0 | 0 | 0 | 0 | 0 | 0 | 0 | 0 | 0 | 0 | 0 | 0 | 0 | 0 | 0 | 0 | 0 | 0 | 0
NEM | VPP | 0 | 0 | 0 | 0 | 0 | 0 | 0 | 0 | 0 | 0 | 0 | 0 | 0 | 0 | 0 | 0 | 0 | 0 | 0 | 0 | 0 | 0 | 0 | 0 | 0
Total excluding storage |  | 2195349.9968 | 1752925.4022 | 1741088.574 | 1580141.8599 | 1474690.8518 | 1365531.5459 | 1304790.3454 | 1268862.2605 | 1195813.2764 | 1054036.2545 | 895233.0619 | 820813.6995 | 791203.8033 | 609105.708 | 460859.1016 | 389309.1776 | 429079.9877 | 404024.6404 | 393132.2512 | 342946.1339 | 337860.0698 | 340673.9045 | 306943.0225 | 206029.4347 | 176641.8156
Region | Technology | 2021-22 | 2022-23 | 2023-24 | 2024-25 | 2025-26 | 2026-27 | 2027-28 | 2028-29 | 2029-30 | 2030-31 | 2031-32 | 2032-33 | 2033-34 | 2034-35 | 2035-36 | 2036-37 | 2037-38 | 2038-39 | 2039-40 | 2040-41 | 2041-42 | 2042-43 | 2043-44 | 2044-45 | 2045-46
NSW1 | Black Coal | 934119.804 | 743866.972 | 766524.668 | 711327.124 | 650747.92 | 599346.702 | 588225.62 | 617811.892 | 596787.928 | 440861.948 | 402997.932 | 296173.22 | 219432.084 | 186969.112 | 75298.572 | 84194.88 | 105199.652 | 95047.712 | 91574.772 | 35286.032 | 37187.588 | 0 | 0 | 0 | 0
NSW1 | Brown Coal | 0 | 0 | 0 | 0 | 0 | 0 | 0 | 0 | 0 | 0 | 0 | 0 | 0 | 0 | 0 | 0 | 0 | 0 | 0 | 0 | 0 | 0 | 0 | 0 | 0
NSW1 | CCGT | 1333.0714 | 1911.2281 | 2050.8821 | 3660.7835 | 3473.523 | 3243.0354 | 3084.6488 | 2904.0462 | 2726.0009 | 43766.1882 | 3457.0128 | 13194.3657 | 48472.9135 | 25594.4965 | 29506.9697 | 16967.4494 | 34159.6969 | 37832.7194 | 36200.1833 | 38689.3879 | 39288.4743 | 52970.8827 | 9226.5927 | 0.69589 | 0.67012
NSW1 | Gas - Steam | 0 | 0 | 0 | 0 | 0 | 0 | 0 | 0 | 0 | 0 | 0 | 0 | 0 | 0 | 0 | 0 | 0 | 0 | 0 | 0 | 0 | 0 | 0 | 0 | 0
NSW1 | OCGT / Diesel | 272.4945 | 120.925 | 185.666 | 159.4744 | 0.15932 | 6.4307 | 0.16012 | 0.16035 | 0.16462 | 221.5511 | 11.4989 | 561.0065 | 722.2791 | 57.7803 | 4304.6358 | 4063.0353 | 8468.5181 | 1762.3882 | 11025.3676 | 25022.7692 | 33074.7509 | 60722.6916 | 88397.5434 | 38953.9584 | 43947.2783
NSW1 | Hydro | 0 | 0 | 0 | 0 | 0 | 0 | 0 | 0 | 0 | 0 | 0 | 0 | 0 | 0 | 0 | 0 | 0 | 0 | 0 | 0 | 0 | 0 | 0 | 0 | 0
NSW1 | Wind | 0 | 0 | 0 | 0 | 0 | 0 | 0 | 0 | 0 | 0 | 0 | 0 | 0 | 0 | 0 | 0 | 0 | 0 | 0 | 0 | 0 | 0 | 0 | 0 | 0
NSW1 | Solar PV | 0 | 0 | 0 | 0 | 0 | 0 | 0 | 0 | 0 | 0 | 0 | 0 | 0 | 0 | 0 | 0 | 0 | 0 | 0 | 0 | 0 | 0 | 0 | 0 | 0
NSW1 | LS Battery | 0 | 0 | 0 | 0 | 0 | 0 | 0 | 0 | 0 | 0 | 0 | 0 | 0 | 0 | 0 | 0 | 0 | 0 | 0 | 0 | 0 | 0 | 0 | 0 | 0
NSW1 | Pumped Hydro | 0 | 0 | 0 | 0 | 0 | 0 | 0 | 0 | 0 | 0 | 0 | 0 | 0 | 0 | 0 | 0 | 0 | 0 | 0 | 0 | 0 | 0 | 0 | 0 | 0
NSW1 | VPP | 0 | 0 | 0 | 0 | 0 | 0 | 0 | 0 | 0 | 0 | 0 | 0 | 0 | 0 | 0 | 0 | 0 | 0 | 0 | 0 | 0 | 0 | 0 | 0 | 0
Total excluding storage |  | 935725.3699 | 745899.1251 | 768761.2161 | 715147.3819 | 654221.6023 | 602596.1681 | 591310.429 | 620716.0985 | 599514.0935 | 484849.6873 | 406466.4437 | 309928.5922 | 268627.2766 | 212621.3888 | 109110.1775 | 105225.3647 | 147827.867 | 134642.8196 | 138800.3228 | 98998.1891 | 109550.8132 | 113693.5744 | 97624.1361 | 38954.6543 | 43947.9484
Region | Technology | 2021-22 | 2022-23 | 2023-24 | 2024-25 | 2025-26 | 2026-27 | 2027-28 | 2028-29 | 2029-30 | 2030-31 | 2031-32 | 2032-33 | 2033-34 | 2034-35 | 2035-36 | 2036-37 | 2037-38 | 2038-39 | 2039-40 | 2040-41 | 2041-42 | 2042-43 | 2043-44 | 2044-45 | 2045-46
QLD1 | Black Coal | 793704.012 | 624654.752 | 591688.8445 | 581568.276 | 542591.209 | 498278.293 | 468536.16 | 412702.963 | 391514.369 | 363299.762 | 318926.4675 | 335347.459 | 315172.586 | 239503.7875 | 187549.373 | 141020.786 | 133579.233 | 135475.13 | 122465.693 | 110922.882 | 88240.2355 | 66753.931 | 56156.2005 | 47443.639 | 35658.123
QLD1 | Brown Coal | 0 | 0 | 0 | 0 | 0 | 0 | 0 | 0 | 0 | 0 | 0 | 0 | 0 | 0 | 0 | 0 | 0 | 0 | 0 | 0 | 0 | 0 | 0 | 0 | 0
QLD1 | CCGT | 84247.4996 | 58967.0612 | 58030.344 | 72635.9658 | 82585.3431 | 80850.1974 | 78237.0774 | 75649.5987 | 75467.4841 | 72750.16 | 68746.7612 | 70765.7633 | 91709.0609 | 64281.3001 | 81764.5923 | 64796.0785 | 73241.3792 | 71997.3196 | 64371.7659 | 69920.4106 | 68831.9542 | 80336.6566 | 69742.1291 | 56938.3706 | 33577.0421
QLD1 | Gas - Steam | 0 | 0 | 0 | 0 | 0 | 0 | 0 | 0 | 0 | 0 | 0 | 0 | 0 | 0 | 0 | 0 | 0 | 0 | 0 | 0 | 0 | 0 | 0 | 0 | 0
QLD1 | OCGT / Diesel | 441.1397 | 0.1922 | 41.8794 | 79.0448 | 0.20752 | 40.3508 | 0.20817 | 23.9716 | 0.20762 | 14.6562 | 0.17721 | 1181.7108 | 1463.3741 | 0.12139 | 2415.5054 | 6013.0123 | 4338.1363 | 1324.8192 | 6442.0755 | 5056.0907 | 5818.833 | 16771.336 | 14620.298 | 15621.2158 | 23104.9597
QLD1 | Hydro | 0 | 0 | 0 | 0 | 0 | 0 | 0 | 0 | 0 | 0 | 0 | 0 | 0 | 0 | 0 | 0 | 0 | 0 | 0 | 0 | 0 | 0 | 0 | 0 | 0
QLD1 | Wind | 0 | 0 | 0 | 0 | 0 | 0 | 0 | 0 | 0 | 0 | 0 | 0 | 0 | 0 | 0 | 0 | 0 | 0 | 0 | 0 | 0 | 0 | 0 | 0 | 0
QLD1 | Solar PV | 0 | 0 | 0 | 0 | 0 | 0 | 0 | 0 | 0 | 0 | 0 | 0 | 0 | 0 | 0 | 0 | 0 | 0 | 0 | 0 | 0 | 0 | 0 | 0 | 0
QLD1 | LS Battery | 0 | 0 | 0 | 0 | 0 | 0 | 0 | 0 | 0 | 0 | 0 | 0 | 0 | 0 | 0 | 0 | 0 | 0 | 0 | 0 | 0 | 0 | 0 | 0 | 0
QLD1 | Pumped Hydro | 0 | 0 | 0 | 0 | 0 | 0 | 0 | 0 | 0 | 0 | 0 | 0 | 0 | 0 | 0 | 0 | 0 | 0 | 0 | 0 | 0 | 0 | 0 | 0 | 0
QLD1 | VPP | 0 | 0 | 0 | 0 | 0 | 0 | 0 | 0 | 0 | 0 | 0 | 0 | 0 | 0 | 0 | 0 | 0 | 0 | 0 | 0 | 0 | 0 | 0 | 0 | 0
Total excluding storage |  | 878392.6513 | 683622.0054 | 649761.0679 | 654283.2867 | 625176.7596 | 579168.8412 | 546773.4456 | 488376.5333 | 466982.0607 | 436064.5782 | 387673.406 | 407294.9331 | 408345.021 | 303785.209 | 271729.4708 | 211829.8768 | 211158.7485 | 208797.2688 | 193279.5344 | 185899.3833 | 162891.0228 | 163861.9236 | 140518.6276 | 120003.2254 | 92340.1249
Region | Technology | 2021-22 | 2022-23 | 2023-24 | 2024-25 | 2025-26 | 2026-27 | 2027-28 | 2028-29 | 2029-30 | 2030-31 | 2031-32 | 2032-33 | 2033-34 | 2034-35 | 2035-36 | 2036-37 | 2037-38 | 2038-39 | 2039-40 | 2040-41 | 2041-42 | 2042-43 | 2043-44 | 2044-45 | 2045-46
VIC1 | Black Coal | 0 | 0 | 0 | 0 | 0 | 0 | 0 | 0 | 0 | 0 | 0 | 0 | 0 | 0 | 0 | 0 | 0 | 0 | 0 | 0 | 0 | 0 | 0 | 0 | 0
VIC1 | Brown Coal | 226853.95 | 188686.187 | 191934.847 | 176092.106 | 162987.789 | 150670.777 | 135850.196 | 129897.051 | 100224.4005 | 87301.206 | 73061.452 | 75341.938 | 72776.559 | 62528.61 | 57114.055 | 50846.611 | 54409.199 | 50312.749 | 49144.28 | 44014.8405 | 44320.6035 | 41650.9825 | 35999.486 | 30271.4065 | 24846.4825
VIC1 | CCGT | 0 | 0.079531 | 0.085353 | 0.08615 | 0.084898 | 0.084688 | 0.086024 | 0.087212 | 0.093648 | 0.10269 | 0.093476 | 0.098937 | 0.10698 | 0.099929 | 0.095761 | 0.090579 | 0.11128 | 0.10894 | 0.1122 | 0.10562 | 0.13694 | 0.1329 | 0.12655 | 0.12316 | 0.1191
VIC1 | Gas - Steam | 1899.8241 | 1561.9518 | 1971.346 | 515.9131 | 6.8288 | 608.8972 | 162.3853 | 111.8369 | 408.9903 | 1698.2182 | 886.5289 | 881.0543 | 1631.6716 | 686.4303 | 1662.0921 | 1949.1491 | 4323.426 | 2003.1516 | 0 | 0 | 0 | 0 | 0 | 0 | 0
VIC1 | OCGT / Diesel | 984.4476 | 1879.0142 | 1587.1422 | 534.645 | 0.25088 | 558.6549 | 107.049 | 49.3562 | 53.0899 | 773.8554 | 753.1417 | 549.1123 | 622.0244 | 13.1137 | 864.1803 | 953.869 | 2131.4869 | 340.4926 | 1545.7714 | 1691.7819 | 4670.3999 | 3847.1615 | 12244.422 | 10632.9777 | 10301.7278
VIC1 | Hydro | 0 | 0 | 0 | 0 | 0 | 0 | 0 | 0 | 0 | 0 | 0 | 0 | 0 | 0 | 0 | 0 | 0 | 0 | 0 | 0 | 0 | 0 | 0 | 0 | 0
VIC1 | Wind | 0 | 0 | 0 | 0 | 0 | 0 | 0 | 0 | 0 | 0 | 0 | 0 | 0 | 0 | 0 | 0 | 0 | 0 | 0 | 0 | 0 | 0 | 0 | 0 | 0
VIC1 | Solar PV | 0 | 0 | 0 | 0 | 0 | 0 | 0 | 0 | 0 | 0 | 0 | 0 | 0 | 0 | 0 | 0 | 0 | 0 | 0 | 0 | 0 | 0 | 0 | 0 | 0
VIC1 | LS Battery | 0 | 0 | 0 | 0 | 0 | 0 | 0 | 0 | 0 | 0 | 0 | 0 | 0 | 0 | 0 | 0 | 0 | 0 | 0 | 0 | 0 | 0 | 0 | 0 | 0
VIC1 | Pumped Hydro | 0 | 0 | 0 | 0 | 0 | 0 | 0 | 0 | 0 | 0 | 0 | 0 | 0 | 0 | 0 | 0 | 0 | 0 | 0 | 0 | 0 | 0 | 0 | 0 | 0
VIC1 | VPP | 0 | 0 | 0 | 0 | 0 | 0 | 0 | 0 | 0 | 0 | 0 | 0 | 0 | 0 | 0 | 0 | 0 | 0 | 0 | 0 | 0 | 0 | 0 | 0 | 0
Total excluding storage |  | 229738.2217 | 192127.2325 | 195493.4206 | 177142.7503 | 162994.9536 | 151838.4138 | 136119.7163 | 130058.3313 | 100686.5744 | 89773.3823 | 74701.2162 | 76772.2035 | 75030.362 | 63228.2539 | 59640.4231 | 53749.7196 | 60864.2232 | 52656.5022 | 50690.1636 | 45706.728 | 48991.1403 | 45498.2769 | 48244.0345 | 40904.5074 | 35148.3294
Region | Technology | 2021-22 | 2022-23 | 2023-24 | 2024-25 | 2025-26 | 2026-27 | 2027-28 | 2028-29 | 2029-30 | 2030-31 | 2031-32 | 2032-33 | 2033-34 | 2034-35 | 2035-36 | 2036-37 | 2037-38 | 2038-39 | 2039-40 | 2040-41 | 2041-42 | 2042-43 | 2043-44 | 2044-45 | 2045-46
SA1 | Black Coal | 0 | 0 | 0 | 0 | 0 | 0 | 0 | 0 | 0 | 0 | 0 | 0 | 0 | 0 | 0 | 0 | 0 | 0 | 0 | 0 | 0 | 0 | 0 | 0 | 0
SA1 | Brown Coal | 0 | 0 | 0 | 0 | 0 | 0 | 0 | 0 | 0 | 0 | 0 | 0 | 0 | 0 | 0 | 0 | 0 | 0 | 0 | 0 | 0 | 0 | 0 | 0 | 0
SA1 | CCGT | 85969.06 | 68932.1919 | 53640.7809 | 26482.5939 | 25791.5633 | 25213.2286 | 24353.1441 | 23665.4917 | 22704.9558 | 34215.2371 | 20575.7442 | 19329.0673 | 29349.4267 | 21167.6905 | 16285.4361 | 15383.4705 | 0.14605 | 0.13953 | 0.13471 | 0.12551 | 0.15357 | 0.14964 | 0.15572 | 0.14916 | 0.14288
SA1 | Gas - Steam | 60225.5637 | 58910.56 | 63217.2 | 6658.1545 | 6462.8295 | 6304.548 | 6104.6745 | 5965.3555 | 5665.5895 | 5487.1485 | 5288.2325 | 4830.491 | 4667.7205 | 4380.134 | 0 | 0 | 0 | 0 | 0 | 0 | 0 | 0 | 0 | 0 | 0
SA1 | OCGT / Diesel | 5299.0248 | 3434.1292 | 10214.7156 | 427.5205 | 42.9816 | 410.1817 | 128.7721 | 80.2901 | 259.8351 | 3646.0397 | 527.8509 | 2658.2317 | 5183.8108 | 3922.86 | 4054.1513 | 3120.5845 | 9157.908 | 7927.7339 | 10328.3927 | 12341.5796 | 16370.5115 | 17619.8297 | 20532.869 | 5984.0347 | 5098.2886
SA1 | Hydro | 0 | 0 | 0 | 0 | 0 | 0 | 0 | 0 | 0 | 0 | 0 | 0 | 0 | 0 | 0 | 0 | 0 | 0 | 0 | 0 | 0 | 0 | 0 | 0 | 0
SA1 | Wind | 0 | 0 | 0 | 0 | 0 | 0 | 0 | 0 | 0 | 0 | 0 | 0 | 0 | 0 | 0 | 0 | 0 | 0 | 0 | 0 | 0 | 0 | 0 | 0 | 0
SA1 | Solar PV | 0 | 0 | 0 | 0 | 0 | 0 | 0 | 0 | 0 | 0 | 0 | 0 | 0 | 0 | 0 | 0 | 0 | 0 | 0 | 0 | 0 | 0 | 0 | 0 | 0
SA1 | LS Battery | 0 | 0 | 0 | 0 | 0 | 0 | 0 | 0 | 0 | 0 | 0 | 0 | 0 | 0 | 0 | 0 | 0 | 0 | 0 | 0 | 0 | 0 | 0 | 0 | 0
SA1 | Pumped Hydro | 0 | 0 | 0 | 0 | 0 | 0 | 0 | 0 | 0 | 0 | 0 | 0 | 0 | 0 | 0 | 0 | 0 | 0 | 0 | 0 | 0 | 0 | 0 | 0 | 0
SA1 | VPP | 0 | 0 | 0 | 0 | 0 | 0 | 0 | 0 | 0 | 0 | 0 | 0 | 0 | 0 | 0 | 0 | 0 | 0 | 0 | 0 | 0 | 0 | 0 | 0 | 0
Total excluding storage |  | 151493.6485 | 131276.8812 | 127072.6965 | 33568.2689 | 32297.3744 | 31927.9583 | 30586.5906 | 29711.1373 | 28630.3804 | 43348.4253 | 26391.8277 | 26817.79 | 39200.958 | 29470.6845 | 20339.5874 | 18504.0551 | 9158.0541 | 7927.8734 | 10328.5274 | 12341.7051 | 16370.6651 | 17619.9794 | 20533.0247 | 5984.1839 | 5098.4314
Region | Technology | 2021-22 | 2022-23 | 2023-24 | 2024-25 | 2025-26 | 2026-27 | 2027-28 | 2028-29 | 2029-30 | 2030-31 | 2031-32 | 2032-33 | 2033-34 | 2034-35 | 2035-36 | 2036-37 | 2037-38 | 2038-39 | 2039-40 | 2040-41 | 2041-42 | 2042-43 | 2043-44 | 2044-45 | 2045-46
TAS1 | Black Coal | 0 | 0 | 0 | 0 | 0 | 0 | 0 | 0 | 0 | 0 | 0 | 0 | 0 | 0 | 0 | 0 | 0 | 0 | 0 | 0 | 0 | 0 | 0 | 0 | 0
TAS1 | Brown Coal | 0 | 0 | 0 | 0 | 0 | 0 | 0 | 0 | 0 | 0 | 0 | 0 | 0 | 0 | 0 | 0 | 0 | 0 | 0 | 0 | 0 | 0 | 0 | 0 | 0
TAS1 | CCGT | 0 | 0.071934 | 0.080089 | 0.07933 | 0.076018 | 0.077105 | 0.076911 | 0.075098 | 0.079311 | 0.08677 | 0.080895 | 0.086293 | 0.089109 | 0.083071 | 0.080189 | 0.076112 | 0.082782 | 0.084575 | 0.084551 | 0.074754 | 0.089993 | 0.086068 | 0.078934 | 0.07643 | 0.073333
TAS1 | Gas - Steam | 0 | 0 | 0 | 0 | 0 | 0 | 0 | 0 | 0 | 0 | 0 | 0 | 0 | 0 | 0 | 0 | 0 | 0 | 0 | 0 | 0 | 0 | 0 | 0 | 0
TAS1 | OCGT / Diesel | 0.10544 | 0.086053 | 0.092832 | 0.092747 | 0.085879 | 0.087427 | 0.086966 | 0.085065 | 0.088006 | 0.094669 | 0.087479 | 0.094418 | 0.096594 | 0.088782 | 39.3626 | 0.085271 | 71.0121 | 0.091789 | 33.6184 | 0.053518 | 56.3385 | 0.064179 | 23.1206 | 182.7873 | 106.9082
TAS1 | Hydro | 0 | 0 | 0 | 0 | 0 | 0 | 0 | 0 | 0 | 0 | 0 | 0 | 0 | 0 | 0 | 0 | 0 | 0 | 0 | 0 | 0 | 0 | 0 | 0 | 0
TAS1 | Wind | 0 | 0 | 0 | 0 | 0 | 0 | 0 | 0 | 0 | 0 | 0 | 0 | 0 | 0 | 0 | 0 | 0 | 0 | 0 | 0 | 0 | 0 | 0 | 0 | 0
TAS1 | Solar PV | 0 | 0 | 0 | 0 | 0 | 0 | 0 | 0 | 0 | 0 | 0 | 0 | 0 | 0 | 0 | 0 | 0 | 0 | 0 | 0 | 0 | 0 | 0 | 0 | 0
TAS1 | LS Battery | 0 | 0 | 0 | 0 | 0 | 0 | 0 | 0 | 0 | 0 | 0 | 0 | 0 | 0 | 0 | 0 | 0 | 0 | 0 | 0 | 0 | 0 | 0 | 0 | 0
TAS1 | Pumped Hydro | 0 | 0 | 0 | 0 | 0 | 0 | 0 | 0 | 0 | 0 | 0 | 0 | 0 | 0 | 0 | 0 | 0 | 0 | 0 | 0 | 0 | 0 | 0 | 0 | 0
TAS1 | VPP | 0 | 0 | 0 | 0 | 0 | 0 | 0 | 0 | 0 | 0 | 0 | 0 | 0 | 0 | 0 | 0 | 0 | 0 | 0 | 0 | 0 | 0 | 0 | 0 | 0
Total excluding storage |  | 0.10544 | 0.15799 | 0.17292 | 0.17208 | 0.1619 | 0.16453 | 0.16388 | 0.16016 | 0.16732 | 0.18144 | 0.16837 | 0.18071 | 0.1857 | 0.17185 | 39.4428 | 0.16138 | 71.0949 | 0.17636 | 33.7029 | 0.12827 | 56.4285 | 0.15025 | 23.1995 | 182.8637 | 106.9815

## Option1_Build Cost
New generation build cost (CAPEX) by technology ($000s) - SWNSW Option 1, Fast Change Scenario
CAPEX (Install) | Real June 2019 dollars discounted to June 2020. The total capital costs are annualised for modelling purposes.
Explicitly modelled generation
Region | Technology | 2021-22 | 2022-23 | 2023-24 | 2024-25 | 2025-26 | 2026-27 | 2027-28 | 2028-29 | 2029-30 | 2030-31 | 2031-32 | 2032-33 | 2033-34 | 2034-35 | 2035-36 | 2036-37 | 2037-38 | 2038-39 | 2039-40 | 2040-41 | 2041-42 | 2042-43 | 2043-44 | 2044-45 | 2045-46
NEM | Black Coal | 0 | 0 | 0 | 0 | 0 | 0 | 0 | 0 | 0 | 0 | 0 | 0 | 0 | 0 | 0 | 0 | 0 | 0 | 0 | 0 | 0 | 0 | 0 | 0 | 0
NEM | Brown Coal | 0 | 0 | 0 | 0 | 0 | 0 | 0 | 0 | 0 | 0 | 0 | 0 | 0 | 0 | 0 | 0 | 0 | 0 | 0 | 0 | 0 | 0 | 0 | 0 | 0
NEM | CCGT | 0 | 2.1111 | 0.34355 | 0.068957 | 0.0056353 | 0.019278 | 0.027646 | 0.040511 | 0.095302 | 0.18796 | 0.0079015 | 0.15514 | 0.23027 | 0.0032316 | 0.15666 | 0.020677 | 0.78202 | 0.016481 | 0.02031 | 0.0056689 | 0.23504 | 0.75622 | 0.01422 | 0.013541 | 0.00038461
NEM | Gas - Steam | 0 | 0 | 0 | 0 | 0 | 0 | 0 | 0 | 0 | 0 | 0 | 0 | 0 | 0 | 0 | 0 | 0 | 0 | 0 | 0 | 0 | 0 | 0 | 0 | 0
NEM | OCGT / Diesel | 3.0671 | 0.064103 | 0.33906 | 0.077465 | 0.070775 | 0.081778 | 0.082233 | 0.079223 | 0.082017 | 0.08439 | 0.066543 | 0.11384 | 0.13531 | 0.072892 | 39538.6753 | 0.13835 | 182653.6736 | 0.0095552 | 0.015172 | 0.023201 | 0.13202 | 6081.7418 | 0.011255 | 32669.3409 | 0.0016467
NEM | Hydro | 0 | 0 | 0 | 0 | 0 | 0 | 0 | 0 | 0 | 0 | 0 | 0 | 0 | 0 | 0 | 0 | 0 | 0 | 0 | 0 | 0 | 0 | 0 | 0 | 0
NEM | Wind | 0 | 1058171.5056 | 421161.2907 | 76479.9134 | 9.7984 | 21.9225 | 6.3326 | 1750669.7197 | 1014178.679 | 1403787.3957 | 253548.2468 | 2013978.4523 | 769864.2412 | 1756187.6342 | 1160382.3923 | 544020.5588 | 458650.4935 | 175059.4484 | 32050.217 | 123177.1415 | 323681.9132 | 321955.6675 | 42181.3958 | 49416.5312 | 49994.4021
NEM | Solar PV | 481642.2885 | 166613.2409 | 588811.7133 | 0.17539 | 6.6786 | 621150.0254 | 545549.0368 | 212604.5917 | 196372.6884 | 1295399.4131 | 189471.5085 | 256090.2039 | 506395.0635 | 0.012799 | 101004.2245 | 111728.1232 | 279434.3424 | 147585.261 | 0.027542 | 180390.6692 | 215880.8747 | 198720.2533 | 13913.7947 | 0.012854 | 18978.2717
NEM | LS Battery | 12.9276 | 0.13307 | 0.0001538 | 0 | 0.0045935 | 2.7547 | 3.3594 | 1.1775 | 0.0018734 | 270792.2676 | 0.62026 | 288113.0012 | 617701.7646 | 0.00090777 | 0.00084913 | 0.00010166 | 68171.8938 | 0.00026707 | 0.0007755 | 0.011462 | 63767.6539 | 69247.9226 | 0.015708 | 24958.0618 | 0.021539
NEM | Pumped Hydro | 0 | 0 | 0 | 17.283 | 0.6346 | 1.0314 | 0.77461 | 0.57492 | 1.0857 | 3.7359 | 0.67298 | 3.279 | 2.0927 | 0.43404 | 38.7322 | 221635.7319 | 761157.5695 | 0.16884 | 0.6504 | 0.47627 | 352078.0884 | 126792.6495 | 0.018504 | 80048.5196 | 0.018013
NEM | VPP | 0 | 0 | 0 | 0 | 0 | 0 | 0 | 0 | 0 | 0 | 0 | 0 | 0 | 0 | 0 | 0 | 0 | 0 | 0 | 0 | 0 | 0 | 0 | 0 | 0
Total excluding storage |  | 481645.3556 | 1224786.9216 | 1009973.6865 | 76480.2352 | 16.5534 | 621172.0489 | 545555.4794 | 1963274.4311 | 1210551.5448 | 2699187.0812 | 443019.8298 | 2270068.9252 | 1276259.6703 | 1756187.7231 | 1300925.4488 | 655748.8411 | 920739.2916 | 322644.7355 | 32050.28 | 303567.8396 | 539563.1549 | 526758.4189 | 56095.216 | 82085.8985 | 68972.6759
Region | Technology | 2021-22 | 2022-23 | 2023-24 | 2024-25 | 2025-26 | 2026-27 | 2027-28 | 2028-29 | 2029-30 | 2030-31 | 2031-32 | 2032-33 | 2033-34 | 2034-35 | 2035-36 | 2036-37 | 2037-38 | 2038-39 | 2039-40 | 2040-41 | 2041-42 | 2042-43 | 2043-44 | 2044-45 | 2045-46
NSW1 | Black Coal | 0 | 0 | 0 | 0 | 0 | 0 | 0 | 0 | 0 | 0 | 0 | 0 | 0 | 0 | 0 | 0 | 0 | 0 | 0 | 0 | 0 | 0 | 0 | 0 | 0
NSW1 | Brown Coal | 0 | 0 | 0 | 0 | 0 | 0 | 0 | 0 | 0 | 0 | 0 | 0 | 0 | 0 | 0 | 0 | 0 | 0 | 0 | 0 | 0 | 0 | 0 | 0 | 0
NSW1 | CCGT | 0 | 0.43326 | 0.16836 | 0.040702 | 0 | 0.00030034 | 0.0012759 | 0.0040143 | 0.023157 | 0.081634 | 0.00029979 | 0.037019 | 0.10321 | 0.00018718 | 0.10447 | 0.00016012 | 0.41615 | 0.0014916 | 0.00034136 | 0.0034302 | 0.11466 | 0.72376 | 0.00065074 | 1.6706e-05 | 1.1696e-05
NSW1 | Gas - Steam | 0 | 0 | 0 | 0 | 0 | 0 | 0 | 0 | 0 | 0 | 0 | 0 | 0 | 0 | 0 | 0 | 0 | 0 | 0 | 0 | 0 | 0 | 0 | 0 | 0
NSW1 | OCGT / Diesel | 1.3816 | 0.0042792 | 0.032615 | 0.013188 | 0.019378 | 0.021366 | 0.021256 | 0.021 | 0.021625 | 0.023814 | 0.016406 | 0.037321 | 0.041006 | 0.02071 | 39538.507 | 0.013817 | 182652.6105 | 0.0034331 | 0.0056559 | 0.0094169 | 0.05561 | 6081.7379 | 0.0073916 | 12346.4154 | 0.00059348
NSW1 | Hydro | 0 | 0 | 0 | 0 | 0 | 0 | 0 | 0 | 0 | 0 | 0 | 0 | 0 | 0 | 0 | 0 | 0 | 0 | 0 | 0 | 0 | 0 | 0 | 0 | 0
NSW1 | Wind | 0 | 10.2195 | 4.5109 | 3.5543 | 2.9988 | 7.8942 | 0.10253 | 5.1687 | 1.0422 | 153058.887 | 0.05631 | 1464994.4081 | 360161.33 | 383919.7134 | 215095.3016 | 251149.2503 | 78510.6339 | 31550.1704 | 0.71327 | 0.56704 | 5690.385 | 110971.999 | 0.00661 | 0.020815 | 3665.3856
NSW1 | Solar PV | 481636.8061 | 166608.9368 | 588811.5797 | 0.074131 | 1.1838 | 621131.5405 | 537876.9023 | 0.28288 | 186196.0679 | 806096.4675 | 1.1443 | 79681.6802 | 491702.0914 | 0.004812 | 1.7706 | 0.064321 | 279434.2635 | 0.80756 | 0.0096104 | 179321.1222 | 102135.4231 | 20539.7352 | 13913.6769 | 0.001606 | 17619.0676
NSW1 | LS Battery | 7.4888 | 0.0040184 | 0 | 0 | 0.002235 | 1.3574 | 1.8357 | 0.57562 | 0.00093199 | 260715.4858 | 0.06009 | 191891.9409 | 500656.8703 | 0.00045647 | 0.00044977 | 0 | 7.516e-05 | 0.00014563 | 0.00043516 | 0.0058429 | 55754.257 | 69247.6294 | 0.0062787 | 3.8818 | 0.009685
NSW1 | Pumped Hydro | 0 | 0 | 0 | 9.5135 | 0.18879 | 0.37314 | 0.28302 | 0.16026 | 0.37905 | 2.0867 | 0.22661 | 1.6216 | 1.2329 | 0.24726 | 29.9514 | 221564.7269 | 494405.1615 | 0.05716 | 0.23099 | 0.26661 | 50421.0026 | 0.021381 | 0.0048134 | 1.5694 | 0.0039617
NSW1 | VPP | 0 | 0 | 0 | 0 | 0 | 0 | 0 | 0 | 0 | 0 | 0 | 0 | 0 | 0 | 0 | 0 | 0 | 0 | 0 | 0 | 0 | 0 | 0 | 0 | 0
Total excluding storage |  | 481638.1877 | 166619.5938 | 588816.2916 | 3.6823 | 4.2019 | 621139.4564 | 537877.0274 | 5.4766 | 186197.155 | 959155.46 | 1.2173 | 1544676.1626 | 851863.5657 | 383919.7391 | 254635.6836 | 251149.3286 | 540597.924 | 31550.9829 | 0.72888 | 179321.7021 | 107825.9784 | 137594.1959 | 13913.6915 | 12346.4378 | 21284.4539
Region | Technology | 2021-22 | 2022-23 | 2023-24 | 2024-25 | 2025-26 | 2026-27 | 2027-28 | 2028-29 | 2029-30 | 2030-31 | 2031-32 | 2032-33 | 2033-34 | 2034-35 | 2035-36 | 2036-37 | 2037-38 | 2038-39 | 2039-40 | 2040-41 | 2041-42 | 2042-43 | 2043-44 | 2044-45 | 2045-46
QLD1 | Black Coal | 0 | 0 | 0 | 0 | 0 | 0 | 0 | 0 | 0 | 0 | 0 | 0 | 0 | 0 | 0 | 0 | 0 | 0 | 0 | 0 | 0 | 0 | 0 | 0 | 0
QLD1 | Brown Coal | 0 | 0 | 0 | 0 | 0 | 0 | 0 | 0 | 0 | 0 | 0 | 0 | 0 | 0 | 0 | 0 | 0 | 0 | 0 | 0 | 0 | 0 | 0 | 0 | 0
QLD1 | CCGT | 0 | 0.49563 | 0.0098387 | 0.0038795 | 0.00033895 | 0.00057463 | 0.0021747 | 0.01356 | 0.013254 | 0.015755 | 0.0067708 | 0.030015 | 0.047743 | 0.00017031 | 0.04442 | 0.014688 | 0.15086 | 6.2892e-05 | 0.00019096 | 0.00038413 | 0.0070543 | 0.03001 | 1.5552e-05 | 1.9357e-05 | 3.4007e-05
QLD1 | Gas - Steam | 0 | 0 | 0 | 0 | 0 | 0 | 0 | 0 | 0 | 0 | 0 | 0 | 0 | 0 | 0 | 0 | 0 | 0 | 0 | 0 | 0 | 0 | 0 | 0 | 0
QLD1 | OCGT / Diesel | 0.42945 | 0.015856 | 0.022372 | 0.021799 | 0.011873 | 0.018925 | 0.019245 | 0.018806 | 0.018284 | 0.017903 | 0.016784 | 0.02001 | 0.057697 | 0.0024054 | 0.13304 | 0.078475 | 0.6287 | 0.0007346 | 0.00094054 | 0.00089101 | 0.00080359 | 0.0007335 | 0.00039395 | 0.00037936 | 0.00026622
QLD1 | Hydro | 0 | 0 | 0 | 0 | 0 | 0 | 0 | 0 | 0 | 0 | 0 | 0 | 0 | 0 | 0 | 0 | 0 | 0 | 0 | 0 | 0 | 0 | 0 | 0 | 0
QLD1 | Wind | 0 | 1058126.7458 | 0.69938 | 0.45332 | 5.9236 | 4.4972 | 6.0285 | 1534330.646 | 0.82937 | 882790.8024 | 0.22319 | 244273.8736 | 117258.422 | 1212843.9017 | 556921.49 | 74402.1138 | 380126.204 | 0.028978 | 0.010533 | 0.018883 | 103100.3469 | 16076.2069 | 32292.9829 | 41552.7189 | 4570.0459
QLD1 | Solar PV | 2.2674 | 1.1866 | 0.0018755 | 0.00020084 | 1.8985 | 2.0842 | 0.54529 | 0.019305 | 0.857 | 0.69946 | 116892.1391 | 152108.1448 | 14692.9356 | 0.0025336 | 0.048859 | 0.015496 | 0.017351 | 0.010769 | 0.0033546 | 1069.4991 | 113744.2751 | 159508.442 | 0.0021298 | 0.0013491 | 0.003702
QLD1 | LS Battery | 1.2998 | 0.00033039 | 0 | 0 | 0.0010793 | 0.423 | 0.4018 | 0.1514 | 0.0003185 | 5.7708 | 0.028859 | 13.131 | 117044.8935 | 0.00016075 | 0.00019938 | 3.8503e-05 | 4.5982e-05 | 3.1057e-05 | 8.3816e-05 | 0.0004384 | 0.19465 | 0.26549 | 0.00065536 | 0.0024649 | 0.0016013
QLD1 | Pumped Hydro | 0 | 0 | 0 | 1.9842 | 0.11984 | 0.22109 | 0.12586 | 0.091422 | 0.1823 | 0.38171 | 0.07442 | 0.39972 | 0.55204 | 0.032352 | 7.2194 | 70.2753 | 266750.4567 | 0.014582 | 0.014425 | 0.01525 | 301644.0483 | 126792.5596 | 0.0010045 | 0.0029351 | 0.00034563
QLD1 | VPP | 0 | 0 | 0 | 0 | 0 | 0 | 0 | 0 | 0 | 0 | 0 | 0 | 0 | 0 | 0 | 0 | 0 | 0 | 0 | 0 | 0 | 0 | 0 | 0 | 0
Total excluding storage |  | 2.6969 | 1058128.4439 | 0.73347 | 0.4792 | 7.8344 | 6.6009 | 6.5952 | 1534330.6977 | 1.7179 | 882791.5355 | 116892.3859 | 396382.0685 | 131951.463 | 1212843.9069 | 556921.7163 | 74402.2225 | 380127.0009 | 0.040544 | 0.015019 | 1069.5193 | 216844.6299 | 175584.6797 | 32292.9855 | 41552.7207 | 4570.0499
Region | Technology | 2021-22 | 2022-23 | 2023-24 | 2024-25 | 2025-26 | 2026-27 | 2027-28 | 2028-29 | 2029-30 | 2030-31 | 2031-32 | 2032-33 | 2033-34 | 2034-35 | 2035-36 | 2036-37 | 2037-38 | 2038-39 | 2039-40 | 2040-41 | 2041-42 | 2042-43 | 2043-44 | 2044-45 | 2045-46
VIC1 | Black Coal | 0 | 0 | 0 | 0 | 0 | 0 | 0 | 0 | 0 | 0 | 0 | 0 | 0 | 0 | 0 | 0 | 0 | 0 | 0 | 0 | 0 | 0 | 0 | 0 | 0
VIC1 | Brown Coal | 0 | 0 | 0 | 0 | 0 | 0 | 0 | 0 | 0 | 0 | 0 | 0 | 0 | 0 | 0 | 0 | 0 | 0 | 0 | 0 | 0 | 0 | 0 | 0 | 0
VIC1 | CCGT | 0 | 0.40518 | 0.023565 | 0.015791 | 0.0046793 | 0.0081933 | 0.014905 | 0.01593 | 0.032123 | 0.033334 | 0.00018229 | 0.026086 | 0.034018 | 0.00069543 | 0.0032223 | 0.0021089 | 0.053943 | 0.0047029 | 0.014873 | 0.0016613 | 0.048443 | 0.0011348 | 0.0012962 | 0.0056873 | 0.00017179
VIC1 | Gas - Steam | 0 | 0 | 0 | 0 | 0 | 0 | 0 | 0 | 0 | 0 | 0 | 0 | 0 | 0 | 0 | 0 | 0 | 0 | 0 | 0 | 0 | 0 | 0 | 0 | 0
VIC1 | OCGT / Diesel | 0.41954 | 0.015588 | 0.020405 | 0.020049 | 0.018625 | 0.019522 | 0.019334 | 0.018907 | 0.019727 | 0.020888 | 0.014312 | 0.019001 | 0.016621 | 0.01414 | 0.013852 | 0.012787 | 0.040403 | 0.0021964 | 0.0034202 | 0.0067251 | 0.038888 | 0.0011148 | 0.00115 | 0.062391 | 0.0002527
VIC1 | Hydro | 0 | 0 | 0 | 0 | 0 | 0 | 0 | 0 | 0 | 0 | 0 | 0 | 0 | 0 | 0 | 0 | 0 | 0 | 0 | 0 | 0 | 0 | 0 | 0 | 0
VIC1 | Wind | 0 | 8.5935 | 0.68761 | 1.4568 | 0.75604 | 1.5347 | 0.075898 | 142194.8944 | 0.54117 | 266512.3537 | 0.12997 | 4.8432 | 3.5674 | 159423.6996 | 327521.007 | 58158.9225 | 8.4283 | 22.9072 | 1.0966 | 123176.3764 | 193686.0037 | 194907.3878 | 9887.8833 | 0.015308 | 33267.6103
VIC1 | Solar PV | 0.69013 | 0.3256 | 0.0017855 | 0.098436 | 1.0339 | 1.2224 | 1.64 | 212604.2441 | 0.10467 | 168314.9871 | 0.037395 | 7548.9754 | 0.0022757 | 0.00053133 | 101002.4011 | 111728.0362 | 0.050502 | 147584.394 | 0.0050826 | 0.010563 | 0.97787 | 18672.0243 | 0.002522 | 0.00086221 | 1213.3018
VIC1 | LS Battery | 1.3196 | 0.0029458 | 0 | 0 | 0.00053365 | 0.37678 | 0.38285 | 0.15776 | 0.00019848 | 4.6537 | 0.0037045 | 0.00072636 | 0.00016172 | 6.3354e-05 | 4.0705e-05 | 0 | 3.1486e-05 | 4.0487e-05 | 8.7192e-05 | 0.00056797 | 1.1471 | 0.01179 | 0.0013971 | 1.5845 | 0.0041779
VIC1 | Pumped Hydro | 0 | 0 | 0 | 2.0066 | 0.088568 | 0.17213 | 0.13124 | 0.11927 | 0.2198 | 0.61711 | 0.011402 | 0.42542 | 0.083625 | 0.057046 | 0.65476 | 0.31534 | 0.14575 | 0.049903 | 0.23267 | 0.16511 | 10.6276 | 0.040027 | 0.0036957 | 80046.5898 | 0.0087368
VIC1 | VPP | 0 | 0 | 0 | 0 | 0 | 0 | 0 | 0 | 0 | 0 | 0 | 0 | 0 | 0 | 0 | 0 | 0 | 0 | 0 | 0 | 0 | 0 | 0 | 0 | 0
Total excluding storage |  | 1.1097 | 9.3398 | 0.73337 | 1.5911 | 1.8132 | 2.7848 | 1.7501 | 354799.1734 | 0.69769 | 434827.395 | 0.18186 | 7553.8637 | 3.6203 | 159423.715 | 428523.4252 | 169886.9736 | 8.5731 | 147607.3081 | 1.1199 | 123176.3953 | 193687.0689 | 213579.4143 | 9887.8883 | 0.084248 | 34480.9126
Region | Technology | 2021-22 | 2022-23 | 2023-24 | 2024-25 | 2025-26 | 2026-27 | 2027-28 | 2028-29 | 2029-30 | 2030-31 | 2031-32 | 2032-33 | 2033-34 | 2034-35 | 2035-36 | 2036-37 | 2037-38 | 2038-39 | 2039-40 | 2040-41 | 2041-42 | 2042-43 | 2043-44 | 2044-45 | 2045-46
SA1 | Black Coal | 0 | 0 | 0 | 0 | 0 | 0 | 0 | 0 | 0 | 0 | 0 | 0 | 0 | 0 | 0 | 0 | 0 | 0 | 0 | 0 | 0 | 0 | 0 | 0 | 0
SA1 | Brown Coal | 0 | 0 | 0 | 0 | 0 | 0 | 0 | 0 | 0 | 0 | 0 | 0 | 0 | 0 | 0 | 0 | 0 | 0 | 0 | 0 | 0 | 0 | 0 | 0 | 0
SA1 | CCGT | 0 | 0.44004 | 0.10897 | 0.001215 | 0.00018105 | 0.00020667 | 0.00060069 | 0.0019543 | 0.0042175 | 0.028276 | 0.00024154 | 0.036844 | 0.027166 | 0.0017054 | 0.0012018 | 0.0016068 | 0.13836 | 0.00053738 | 0.0010475 | 0.00014608 | 0.044031 | 0.0011128 | 0.012198 | 0.0067223 | 2.364e-05
SA1 | Gas - Steam | 0 | 0 | 0 | 0 | 0 | 0 | 0 | 0 | 0 | 0 | 0 | 0 | 0 | 0 | 0 | 0 | 0 | 0 | 0 | 0 | 0 | 0 | 0 | 0 | 0
SA1 | OCGT / Diesel | 0.4227 | 0.016587 | 0.24243 | 0.0018134 | 0.0025619 | 0.0019769 | 0.0034749 | 0.0023805 | 0.0034307 | 0.0026985 | 0.0032676 | 0.01977 | 0.0035916 | 0.021948 | 0.0076697 | 0.020794 | 0.35713 | 0.00082049 | 0.0012724 | 0.0011383 | 0.0011632 | 0.00092158 | 0.001404 | 20322.8519 | 0.00019239
SA1 | Hydro | 0 | 0 | 0 | 0 | 0 | 0 | 0 | 0 | 0 | 0 | 0 | 0 | 0 | 0 | 0 | 0 | 0 | 0 | 0 | 0 | 0 | 0 | 0 | 0 | 0
SA1 | Wind | 0 | 16.814 | 16.6314 | 0.52598 | 0.10154 | 6.8768 | 0.10801 | 33283.7573 | 844443.8659 | 76687.2151 | 0.031661 | 2.8273 | 292440.6768 | 0.30782 | 60844.5854 | 160310.2568 | 5.202 | 143486.3161 | 32048.3845 | 0.1752 | 21205.0761 | 0.066055 | 0.51982 | 7863.7724 | 8491.3559
SA1 | Solar PV | 2.239 | 2.6805 | 0.1271 | 0.0024916 | 2.4243 | 14.9617 | 7669.9191 | 0.040331 | 10175.4325 | 320986.7751 | 72578.1783 | 16751.3958 | 0.033087 | 0.0047983 | 0.0038705 | 0.0069529 | 0.010545 | 0.039687 | 0.0088162 | 0.037095 | 0.13722 | 0.044072 | 0.1131 | 0.0057357 | 145.898
SA1 | LS Battery | 1.5681 | 0.11467 | 0.0001538 | 0 | 0.00016944 | 0.24968 | 0.42864 | 0.16032 | 0.00027587 | 10064.4769 | 0.0056123 | 96207.9199 | 0.00031335 | 0.00012947 | 0.00010632 | 6.3154e-05 | 68171.8936 | 0 | 5.1143e-05 | 4.2156e-05 | 8011.6005 | 0.011421 | 0.0009227 | 24952.5851 | 0.0029539
SA1 | Pumped Hydro | 0 | 0 | 0 | 2.07 | 0.096917 | 0.16326 | 0.13461 | 0.10024 | 0.17132 | 0.43784 | 0.027124 | 0.3404 | 0.10008 | 0.058336 | 0.30901 | 0.23827 | 1.7682 | 0.017144 | 0.014206 | 0.01784 | 0.64456 | 0.021409 | 0.0045145 | 0.35419 | 0.0030545
SA1 | VPP | 0 | 0 | 0 | 0 | 0 | 0 | 0 | 0 | 0 | 0 | 0 | 0 | 0 | 0 | 0 | 0 | 0 | 0 | 0 | 0 | 0 | 0 | 0 | 0 | 0
Total excluding storage |  | 2.6617 | 19.9511 | 17.1099 | 0.5315 | 2.5286 | 21.8407 | 7670.0312 | 33283.802 | 854619.3061 | 397674.0212 | 72578.2135 | 16754.2797 | 292440.7407 | 0.33627 | 60844.5982 | 160310.2861 | 5.7081 | 143486.3571 | 32048.3957 | 0.21358 | 21205.2585 | 0.11216 | 0.64652 | 28186.6368 | 8637.2542
Region | Technology | 2021-22 | 2022-23 | 2023-24 | 2024-25 | 2025-26 | 2026-27 | 2027-28 | 2028-29 | 2029-30 | 2030-31 | 2031-32 | 2032-33 | 2033-34 | 2034-35 | 2035-36 | 2036-37 | 2037-38 | 2038-39 | 2039-40 | 2040-41 | 2041-42 | 2042-43 | 2043-44 | 2044-45 | 2045-46
TAS1 | Black Coal | 0 | 0 | 0 | 0 | 0 | 0 | 0 | 0 | 0 | 0 | 0 | 0 | 0 | 0 | 0 | 0 | 0 | 0 | 0 | 0 | 0 | 0 | 0 | 0 | 0
TAS1 | Brown Coal | 0 | 0 | 0 | 0 | 0 | 0 | 0 | 0 | 0 | 0 | 0 | 0 | 0 | 0 | 0 | 0 | 0 | 0 | 0 | 0 | 0 | 0 | 0 | 0 | 0
TAS1 | CCGT | 0 | 0.33698 | 0.032821 | 0.0073699 | 0.00043596 | 0.010003 | 0.0086895 | 0.0050526 | 0.02255 | 0.028956 | 0.00040714 | 0.025176 | 0.018131 | 0.00047329 | 0.0033401 | 0.0021129 | 0.022704 | 0.0096863 | 0.0038574 | 4.7172e-05 | 0.020855 | 0.00020861 | 6.0179e-05 | 0.0010954 | 0.00014348
TAS1 | Gas - Steam | 0 | 0 | 0 | 0 | 0 | 0 | 0 | 0 | 0 | 0 | 0 | 0 | 0 | 0 | 0 | 0 | 0 | 0 | 0 | 0 | 0 | 0 | 0 | 0 | 0
TAS1 | OCGT / Diesel | 0.41387 | 0.011793 | 0.021234 | 0.020614 | 0.018336 | 0.019988 | 0.018923 | 0.018129 | 0.018949 | 0.019086 | 0.015774 | 0.017742 | 0.016392 | 0.013689 | 0.013743 | 0.012479 | 0.036929 | 0.0023705 | 0.003883 | 0.0050298 | 0.035559 | 0.001085 | 0.00091559 | 0.010777 | 0.00034189
TAS1 | Hydro | 0 | 0 | 0 | 0 | 0 | 0 | 0 | 0 | 0 | 0 | 0 | 0 | 0 | 0 | 0 | 0 | 0 | 0 | 0 | 0 | 0 | 0 | 0 | 0 | 0
TAS1 | Wind | 0 | 9.1329 | 421138.7614 | 76473.923 | 0.018388 | 1.1195 | 0.017708 | 40855.2533 | 169732.4003 | 24738.1374 | 253547.8057 | 304702.5001 | 0.24501 | 0.011601 | 0.0083801 | 0.015399 | 0.025256 | 0.025679 | 0.01209 | 0.0040212 | 0.10147 | 0.0077862 | 0.0030812 | 0.0038101 | 0.0044219
TAS1 | Solar PV | 0.2858 | 0.11138 | 0.0027594 | 0.00012759 | 0.13813 | 0.21654 | 0.030215 | 0.005011 | 0.22628 | 0.48395 | 0.0093863 | 0.0076337 | 0.0010968 | 0.00012338 | 0.00014011 | 0.00019787 | 0.00053518 | 0.0089667 | 0.00067775 | 0.00020861 | 0.061318 | 0.0076983 | 0.00010585 | 0.0033015 | 0.00049838
TAS1 | LS Battery | 1.2512 | 0.011105 | 0 | 0 | 0.00057613 | 0.34787 | 0.31041 | 0.13242 | 0.00014852 | 1.8805 | 0.522 | 0.0086983 | 0.00035505 | 9.7729e-05 | 5.2956e-05 | 0 | 3.8045e-05 | 4.99e-05 | 0.00011819 | 0.0045702 | 0.45466 | 0.0044977 | 0.0064544 | 0.0079001 | 0.0031213
TAS1 | Pumped Hydro | 0 | 0 | 0 | 1.7088 | 0.14048 | 0.10175 | 0.099871 | 0.10373 | 0.13321 | 0.21248 | 0.33342 | 0.49191 | 0.1241 | 0.03905 | 0.59759 | 0.17611 | 0.037282 | 0.030048 | 0.15811 | 0.011453 | 1.7653 | 0.007035 | 0.0044762 | 0.0032433 | 0.001914
TAS1 | VPP | 0 | 0 | 0 | 0 | 0 | 0 | 0 | 0 | 0 | 0 | 0 | 0 | 0 | 0 | 0 | 0 | 0 | 0 | 0 | 0 | 0 | 0 | 0 | 0 | 0
Total excluding storage |  | 0.69967 | 9.593 | 421138.8182 | 76473.9511 | 0.17529 | 1.366 | 0.075536 | 40855.2815 | 169732.6681 | 24738.6694 | 253547.8312 | 304702.5506 | 0.28063 | 0.025886 | 0.025603 | 0.030188 | 0.085424 | 0.046703 | 0.020508 | 0.0093068 | 0.21921 | 0.016778 | 0.0041628 | 0.018984 | 0.0054057

## Option1_REZ Tx Cost
REZ transmission expansion cost by region ($000s) - SWNSW Option 1, Fast Change Scenario
REZ Expansion | Real June 2019 dollars discounted to June 2020. As with the total capital costs, the REZ transmission expansion costs are annualised for modelling purposes.
Explicitly modelled generation
Region | Technology | 2021-22 | 2022-23 | 2023-24 | 2024-25 | 2025-26 | 2026-27 | 2027-28 | 2028-29 | 2029-30 | 2030-31 | 2031-32 | 2032-33 | 2033-34 | 2034-35 | 2035-36 | 2036-37 | 2037-38 | 2038-39 | 2039-40 | 2040-41 | 2041-42 | 2042-43 | 2043-44 | 2044-45 | 2045-46
NSW1 | Transmission | 0.16498 | 0.64101 | 0.032402 | 0.063148 | 0.10911 | 0.10649 | 0.047943 | 0.040966 | 0.09973 | 91443.448 | 0.18118 | 156865.0207 | 153721.6397 | 43776.3869 | 43032.0655 | 51059.5276 | 72449.4606 | 3752.0398 | 0.04853 | 3858.2769 | 1199.5252 | 18112.0255 | 0.020018 | 0.0063182 | 0.026696
QLD1 | Transmission | 0.17656 | 0.92227 | 0.06184 | 0.05469 | 0.3159 | 0.36993 | 0.049244 | 0.46002 | 0.069141 | 0.12817 | 0.082843 | 0.5188 | 27058.6988 | 0.12657 | 36556.2475 | 11014.8535 | 284286.276 | 0.017759 | 0.0082089 | 237.4596 | 36171.6596 | 37908.8588 | 29702.8722 | 38397.9064 | 4242.0536
VIC1 | Transmission | 0.061466 | 0.0055497 | 0.0012792 | 0.0015962 | 0.0026832 | 0.0025775 | 0.00085736 | 0.0034256 | 0.0058761 | 0.0087072 | 0.0064148 | 0.00304 | 0.0024726 | 0.0020685 | 0.001566 | 4230.4439 | 0.0076758 | 0.17556 | 0.003515 | 9237.6753 | 9422.5068 | 14832.0541 | 755.9764 | 0.00080404 | 98.4649
SA1 | Transmission | 0.14165 | 1.1266 | 0.40001 | 0.017011 | 0.11925 | 0.15735 | 0.13181 | 4.4442 | 0.27925 | 0.66966 | 0.023639 | 0.2872 | 42426.4025 | 0.052073 | 9013.6556 | 24546.7663 | 2.1429 | 22291.8136 | 4917.8096 | 0.064547 | 3373.2111 | 0.043576 | 0.17825 | 1270.4991 | 1673.3721
TAS1 | Transmission | 0 | 0.0058937 | 0.0032562 | 0.0011198 | 0.00064723 | 0.0010721 | 0.0013543 | 0.0025104 | 6738.3645 | 3308.0168 | 0.0013896 | 0.0026531 | 0.0009856 | 0.00043273 | 0.00036144 | 0.0013246 | 0.00074212 | 0.0019004 | 0.00071476 | 0.00034625 | 0.001139 | 0.00068962 | 0.00030431 | 0.0003042 | 0.00034358
NEM | Total | 0.54466 | 2.7013 | 0.49878 | 0.13757 | 0.54759 | 0.63742 | 0.23121 | 4.9511 | 6738.8185 | 94752.2714 | 0.29546 | 156865.8324 | 223206.7445 | 43776.568 | 88601.9706 | 90851.5926 | 356737.8879 | 26044.0486 | 4917.8706 | 13333.4766 | 50166.9038 | 70852.9826 | 30459.0472 | 39668.4129 | 6013.9176

## Option1_USE+DSP Cost
USE & DSP cost by region ($000s) - SWNSW Option 1, Fast Change Scenario
USE & DSP | Real June 2019 dollars discounted to June 2020
Explicitly modelled generation
Region | Technology | 2021-22 | 2022-23 | 2023-24 | 2024-25 | 2025-26 | 2026-27 | 2027-28 | 2028-29 | 2029-30 | 2030-31 | 2031-32 | 2032-33 | 2033-34 | 2034-35 | 2035-36 | 2036-37 | 2037-38 | 2038-39 | 2039-40 | 2040-41 | 2041-42 | 2042-43 | 2043-44 | 2044-45 | 2045-46
NSW1 | USE & DSP | 55706.6056 | 133.6829 | 67344.7627 | 193359.9559 | 0.84765 | 0.84983 | 0.8547 | 0.85558 | 0.86124 | 1689.5728 | 0.86651 | 314.2756 | 362.5835 | 51.8138 | 769.4509 | 713.9297 | 8447.5617 | 0.88438 | 820.9071 | 0.88976 | 991.9619 | 3557.5249 | 417.6159 | 2849.7018 | 1751.5965
QLD1 | USE & DSP | 0.17277 | 0.17149 | 0.17186 | 0.17177 | 0.17188 | 0.1723 | 0.17307 | 0.17291 | 0.17316 | 0.17373 | 0.17361 | 5.1674 | 59.7512 | 0.17443 | 1814.215 | 462.1609 | 9976.2668 | 0.17569 | 7527.4012 | 0.17652 | 5748.0437 | 8415.5084 | 0.18047 | 396.6599 | 69.2014
VIC1 | USE & DSP | 0.15598 | 4.7854 | 0.15599 | 0.15603 | 0.15591 | 0.15615 | 0.15715 | 0.1572 | 0.15884 | 0.16245 | 0.76903 | 205.7466 | 0.16319 | 32.4389 | 0.16188 | 0.16058 | 191.8103 | 0.16191 | 47.0618 | 0.16205 | 776.1535 | 0.16618 | 129.8808 | 2156.0321 | 636.3507
SA1 | USE & DSP | 0.14663 | 1.4331 | 16170.0978 | 0.14613 | 0.14632 | 0.1464 | 0.14722 | 0.14751 | 0.14828 | 0.15143 | 0.14781 | 39.4244 | 0.15233 | 7.1922 | 0.15113 | 15.3491 | 4137.9416 | 0.15075 | 16.4994 | 0.15115 | 1250.6242 | 0.15631 | 121.4553 | 1849.9384 | 836.3717
TAS1 | USE & DSP | 0.085735 | 0.083625 | 0.084623 | 0.084509 | 0.083775 | 0.08409 | 0.084261 | 0.083836 | 0.084363 | 0.085336 | 0.084573 | 0.085141 | 0.085606 | 0.084753 | 0.084826 | 0.084147 | 68.4852 | 0.08424 | 0.085511 | 0.082191 | 44.6589 | 0.08457 | 0.083282 | 49.5212 | 0.21999
NEM | Total | 55707.1667 | 140.1565 | 83515.273 | 193360.5143 | 1.4055 | 1.4088 | 1.4164 | 1.417 | 1.4259 | 1690.1458 | 2.0415 | 564.6991 | 422.7359 | 91.7041 | 2584.0638 | 1191.6844 | 22822.0657 | 1.457 | 8411.9549 | 1.4617 | 8811.4422 | 11973.4404 | 669.2159 | 7301.8533 | 3293.7403