## Cover
Improving Stability in South-Western NSW
PADR Market Modelling Results
TransGrid | 22 September 2021

## Release notice
Notice
Ernst & Young ("EY") was engaged on the instructions of NSW Electricity Networks Operations Pty Limited as trustee for NSW Electricity Networks Operations Trust ("TransGrid" or “Client”) to undertake market modelling of system costs and benefits to support the improving stability in south-western New South Wales (SWNSW) Regulatory Investment Test for Transmission (“SWNSW RIT-T”).
The results of Ernst & Young’s work, including the assumptions and qualifications made in preparing the workbook dated 22 September 2021 (“Workbook”), are set out in Ernst & Young's report dated 22 September 2021 ("Report"). The Workbook and Report should be read in their entirety including this notice, the applicable scope of the work and any limitations. A reference to the Workbook includes any part of the Workbook. No further work has been undertaken by Ernst & Young since the date of the Workbook to update it.
EY has prepared the Workbook under the directions of the Client. EY has not been engaged to act, and has not acted, as advisor to any other party. Accordingly, EY makes no representations as to the appropriateness, accuracy or completeness of the Workbook for any other party's purposes.
No reliance may be placed upon the Workbook or any of its contents by any party other than the Client (“Third Parties”). Any Third Party receiving a copy of the Workbook must make and rely on their own enquiries in relation to the issues to which the Workbook relates, the contents of the Workbook and all matters arising from or relating to or in any way connected with the Workbook or its contents.
EY disclaims all responsibility to any Third Parties for any loss or liability that the Third Parties may suffer or incur arising from or relating to or in any way connected with the contents of the Workbook, the provision of the Workbook to the Third Parties or the reliance upon the Workbook by the Third Parties.
No claim or demand or any actions or proceedings may be brought against EY arising from or connected with the contents of the Workbook or the provision of the Workbook to the Third Parties. EY will be released and forever discharged from any such claims, demands, actions or proceedings.
Our work commenced on 23 September 2020 and was completed on 4 May 2021. Therefore, our Workbook does not take account of events or circumstances arising after 4 May 2021 and we have no responsibility to update the Workbook for such events or circumstances.
In preparing this Workbook we have considered and relied upon information from a range of sources believed to be reliable and accurate. We do not imply, and it should not be construed, that we have verified any of the information provided to us, or that our enquiries could have identified any matter that a more extensive examination might disclose.
The work performed as part of our scope considers information provided to us and a number of combinations of input assumptions relating to future conditions, which may not necessarily represent actual or most likely future conditions. Additionally, modelling work performed as part of our scope inherently requires assumptions about future behaviours and market interactions, which may result in forecasts that deviate from future conditions. There will usually be differences between estimated and actual results, because events and circumstances frequently do not occur as expected, and those differences may be material. We take no responsibility that the projected outcomes will be achieved, if any.
We highlight that our analysis and Workbook do not constitute investment advice or a recommendation to you on a future course of action. We provide no assurance that the scenarios we have modelled will be accepted by any relevant authority or third party.
The modelling outputs included in the attached sheets are based on the assumptions stated and on information provided by the Client and other information sources used during the course of the engagement. The outputs are contingent on the collection of assumptions as agreed with the Client, and no consideration has been given to other market events, announcements or other changing circumstances. Neither EY nor any partner, director or employee thereof undertakes responsibility in any way whatsoever to any person in respect of errors in this Workbook arising from incorrect information provided by the Client or other information sources used.
EY has consented to the Workbook being published electronically on the Client’s website alongside the Report and Addendum for informational purposes only. EY has not consented to distribution or disclosure beyond this. The material contained in the Workbook, including the EY logo, is copyright. The copyright in the material contained in the Workbook itself, excluding EY logo, vests in the Client. The Workbook, including the EY logo, cannot be altered without prior written permission from EY.
EY’s liability is limited by a scheme approved under Professional Standards Legislation.

## Version notes
Change log
2021-09-22 | 1 | SWNSW Market Modelling Result Workbooks supporting the Addendum to the PADR, Central Scenario (Central Option1).

## Abbreviations and notes
Acronyms
AEMO | Australian Energy Market Operator
CCGT | Closed cycle gas turbine
Diesel | Diesel generator
Distributed PV | PV non-scheduled generators (PVNSG) and Rooftop PV
DSP | Demand-side participation
ESOO | Electricity Statement Of Opportunities
FOM | Fixed operations and maintenance
Gas - Steam | Gas-powered steam turbine
GWh | Gigawatt-hours
LS Battery | Explicitly modelled existing and new entrant (8 hour or less) battery storage
MW | Megawatts
NEM | National Electricity Market
OCGT | Open cycle gas turbine
PACR | Project Assessment Conclusions Report
PV | Photovoltaic
PVNSG | PV non-scheduled generators
USE | Unserved energy
VOM | Variable operations and maintenance
VPP | Virtual power plants
Notes
1. Base Case simulations do not include any SWNSW option.
2. Tumut 3 generation is included in Hydro, whereas Tumut 3 pump is included in Pumped Hydro Pump.
3. REZ expansion costs only capture intra-regional network augmentations. These costs do not include the cost of interconnectors.
4. New entrant capacity and retiring capacity for allowable generators are made at the beginning of each financial year, on 1 July.
5. Other non-scheduled generation is handled on the demand side as per AEMO's 2019 ISP.

## ---Compare options---
Compare |  | Option1 | to | BaseCase |  | 0 | 1 | 2 | 3 | 4 | 5 | 6 | 7 | 8 | 9 | 10 | 11 | 12 | 13 | 14 | 15 | 16 | 17 | 18 | 19 | 20 | 21 | 22 | 23 | 24
NEM discounted market benefits by year
Select region | NEM
[5 empty] | Real June 2019 dollars ($m) discounted to June 2020 | 2021-22 | 2022-23 | 2023-24 | 2024-25 | 2025-26 | 2026-27 | 2027-28 | 2028-29 | 2029-30 | 2030-31 | 2031-32 | 2032-33 | 2033-34 | 2034-35 | 2035-36 | 2036-37 | 2037-38 | 2038-39 | 2039-40 | 2040-41 | 2041-42 | 2042-43 | 2043-44 | 2044-45 | 2045-46
|  |  |  | Build | CAPEX | -0.016026 | 9.3342 | 9.3294 | 9.4745 | 9.9427 | 9.853 | -0.81473 | -3.0451 | -0.54205 | -7.2209 | -7.2227 | 19.2849 | 21.8989 | 37.5589 | 47.3931 | 48.6504 | 38.8074 | 34.1781 | 31.3989 | 31.3986 | 30.6952 | 36.6707 | 35.865 | 36.3026 | 36.7249
|  |  |  | FOM | FOM | -0.001226 | 1.5891 | 1.588 | 1.6247 | 2.3353 | 2.3129 | -5.1953 | -5.7314 | -3.6592 | -2.5454 | -2.5457 | 1.9093 | 2.1406 | 6.8597 | 8.6691 | 8.1936 | 6.3163 | 6.1904 | 5.4189 | 5.4188 | 3.906 | 5.8725 | 5.6217 | 5.4 | 5.5338
|  |  |  | Fuel | Fuel | -0.0047672 | -0.44468 | -0.88472 | 4.7588 | 17.2408 | 29.7168 | 43.6254 | 48.9753 | 53.561 | 57.0296 | 60.8854 | 65.4407 | 69.3313 | 70.0303 | 69.5818 | 69.4963 | 69.349 | 67.9503 | 67.1293 | 66.8888 | 68.2077 | 66.9602 | 65.4416 | 64.8264 | 63.7871
|  |  |  | VOM | VOM | -0.00098749 | -0.06948 | -0.12961 | 0.1542 | -1.6335 | -3.5909 | -6.2864 | -6.9308 | -6.8333 | -5.3115 | -4.2169 | -3.6714 | -3.3576 | -2.9597 | -2.6165 | -2.4536 | -2.2751 | -2.0534 | -1.8584 | -1.6329 | -1.6354 | -1.819 | -2.0043 | -2.1765 | -2.3827
|  |  |  | REZ Tx | REZ | -0.00030505 | -0.0015232 | -0.0016709 | -0.0017136 | -0.0018837 | -0.0022238 | -0.0023455 | -0.0025722 | -0.002985 | -0.0031759 | -0.0032459 | -0.004025 | -0.0041046 | 1.7815 | -0.47357 | -0.47369 | 2.5262 | 4.8246 | 4.3911 | 4.3911 | 0.71531 | 1.4384 | 1.6012 | 0.70158 | 0.70935
|  |  |  | USE+DSP | USE+DSP | -0.00041531 | -1.5193 | -2.3496 | -3.2158 | -3.2166 | -3.3683 | -3.3691 | -3.37 | -3.3708 | -2.6508 | -2.639 | -2.6405 | -2.5809 | -2.6149 | -2.6375 | -2.7218 | -2.2977 | -2.2986 | -2.2364 | -2.2373 | -2.3375 | -2.3307 | -2.1534 | -2.6145 | -2.6439
[5 empty] | Total cumulative market benefits | -0.023727 | 8.8884 | 7.5518 | 12.7947 | 24.6668 | 34.9213 | 27.9574 | 29.8955 | 39.1526 | 39.2979 | 44.2579 | 80.3189 | 87.4282 | 110.6559 | 119.9164 | 120.6912 | 112.4262 | 108.7913 | 104.2434 | 104.2271 | 99.5513 | 106.7921 | 104.3719 | 102.4397 | 101.7284
NEM capacity difference by year
Select region | NEM
[5 empty] | Capacity difference (MW) | 2021-22 | 2022-23 | 2023-24 | 2024-25 | 2025-26 | 2026-27 | 2027-28 | 2028-29 | 2029-30 | 2030-31 | 2031-32 | 2032-33 | 2033-34 | 2034-35 | 2035-36 | 2036-37 | 2037-38 | 2038-39 | 2039-40 | 2040-41 | 2041-42 | 2042-43 | 2043-44 | 2044-45 | 2045-46
[5 empty] | Black Coal | 0 | 0 | 0 | 0 | 0 | 0 | 0 | 0 | 0 | 0 | 0 | 0 | 0 | 0 | 0 | 0 | 0 | 0 | 0 | 0 | 0 | 0 | 0 | 0 | 0
[5 empty] | Brown Coal | 0 | 0 | 0 | 0 | 0 | 0 | 0 | 0 | 0 | 0 | 0 | 0 | 0 | 0 | 0 | 0 | 0 | 0 | 0 | 0 | 0 | 0 | 0 | 0 | 0
[5 empty] | CCGT | 0 | 0.0009553 | 0.00096123 | 0.0009686 | 0.00096949 | 0.00088217 | 0.00089223 | 0.00091168 | 0.00095914 | 0.0011147 | 0.0011381 | 0.0017376 | 0.0018136 | 0.0018184 | 0.0027408 | 0.002768 | 0.58647 | 0.58651 | 0.5866 | 0.5866 | 0.58712 | 10.018 | 10.0182 | 10.0187 | 10.0187
[5 empty] | Gas - Steam | 0 | 0 | 0 | 0 | 0 | 0 | 0 | 0 | 0 | 0 | 0 | 0 | 0 | 0 | 0 | 0 | 0 | 0 | 0 | 0 | 0 | 0 | 0 | 0 | 0
[5 empty] | OCGT / Diesel | 0.0021057 | 0.0021506 | 0.002271 | 0.0023093 | 0.0023513 | 0.0024077 | 0.0024665 | 0.0025285 | 0.002592 | 0.0026669 | 0.0027547 | 0.0030058 | 0.0031002 | 0.0031792 | 0.0015187 | 0.0018087 | 5.6613 | 5.6613 | 5.6619 | 5.6619 | 5.6621 | 5.6621 | 5.6623 | 3.7724 | 3.7724
[5 empty] | Hydro | 0 | 0 | 0 | 0 | 0 | 0 | 0 | 0 | 0 | 0 | 0 | 0 | 0 | 0 | 0 | 0 | 0 | 0 | 0 | 0 | 0 | 0 | 0 | 0 | 0
[5 empty] | Wind | 0 | 0.012605 | 0.015133 | -0.088468 | -6.6523 | -6.585 | 69.1751 | 71.2996 | 44.0475 | 44.0518 | 44.052 | 39.1742 | 39.1784 | 11.1984 | 4.2296 | 33.3056 | 33.3912 | -15.4276 | -4.3571 | -4.3566 | 96.1357 | 55.2946 | 38.7733 | 57.3461 | 55.091
[5 empty] | Solar PV | 0.0044781 | -7.8892 | -7.8889 | -7.8888 | 2.9912 | 2.996 | -119.4768 | -119.4772 | -72.4599 | -104.3415 | -104.3386 | -108.6443 | -108.644 | -108.644 | -129.56 | -195.2947 | -168.797 | -35.2727 | -35.2726 | -35.2709 | -182.1147 | -207.5782 | -156.1048 | -156.1044 | -182.1892
[5 empty] | LS Battery | 0.0049317 | 0.004949 | 0.0049494 | 0.0049495 | 0.0049547 | 0.0070275 | 0.0091444 | 0.010432 | 0.010434 | 40.9667 | 40.9672 | -6.3431 | -12.6535 | -12.6535 | -18.3031 | -18.3028 | -1.3405 | -1.3405 | -1.3383 | -1.3383 | -4.327 | -7.7275 | -7.727 | -6.0138 | -6.0135
[5 empty] | Pumped Hydro | 0 | 0 | 0 | 0.0051161 | 0.0054282 | 0.0056263 | 0.0058839 | 0.0061664 | 0.0065478 | 0.0072868 | 0.0075602 | 0.010626 | 0.01083 | 0.011099 | 0.016713 | 0.020913 | -3.6605 | -3.6603 | -3.6534 | -3.6534 | -17.9217 | -17.9215 | -17.9214 | -33.28 | -33.2798
[5 empty] | VPP | 0 | 0 | 0 | 0 | 0 | 0 | 0 | 0 | 0 | 0 | 0 | 0 | 0 | 0 | 0 | 0 | 0 | 0 | 0 | 0 | 0 | 0 | 0 | 0 | 0
[5 empty] | LS Battery pump | 0.0049317 | 0.004949 | 0.0049494 | 0.0049495 | 0.0049547 | 0.0070275 | 0.0091444 | 0.010432 | 0.010434 | 40.9667 | 40.9672 | -6.3431 | -12.6535 | -12.6535 | -18.3031 | -18.3028 | -1.3405 | -1.3405 | -1.3383 | -1.3383 | -4.327 | -7.7275 | -7.727 | -6.0138 | -6.0135
[5 empty] | Pumped Hydro pump | 0 | 0 | 0 | 0.0051161 | 0.0054282 | 0.0056263 | 0.0058839 | 0.0061664 | 0.0065478 | 0.0072868 | 0.0075602 | 0.010626 | 0.01083 | 0.011099 | 0.016713 | 0.020913 | -3.6605 | -3.6603 | -3.6534 | -3.6534 | -17.9217 | -17.9215 | -17.9214 | -33.28 | -33.2798
[5 empty] | VPP pump | 0 | 0 | 0 | 0 | 0 | 0 | 0 | 0 | 0 | 0 | 0 | 0 | 0 | 0 | 0 | 0 | 0 | 0 | 0 | 0 | 0 | 0 | 0 | 0 | 0
NEM generation difference by year
Select region | NEM
[5 empty] | Generation difference (GWh)* | 2021-22 | 2022-23 | 2023-24 | 2024-25 | 2025-26 | 2026-27 | 2027-28 | 2028-29 | 2029-30 | 2030-31 | 2031-32 | 2032-33 | 2033-34 | 2034-35 | 2035-36 | 2036-37 | 2037-38 | 2038-39 | 2039-40 | 2040-41 | 2041-42 | 2042-43 | 2043-44 | 2044-45 | 2045-46
[5 empty] | Black Coal | 0.0891 | 23.0324 | 22.2581 | -326.516 | -866.3034 | -914.7275 | -967.9565 | -299.1268 | -261.7716 | -208.992 | -250.4591 | -68.6072 | -49.6672 | -54.1241 | -24.5343 | 11.9458 | -4.0786 | 9.5599 | 4.6406 | -31.1208 | -13.9153 | -0.8246 | 10.8313 | -2.7981 | 1.9196
[5 empty] | Brown Coal | 0.0317 | 0.8524 | 0.2699 | 113.1055 | 405.0682 | 490.1027 | 496.2784 | -54.3888 | -108.2878 | -182.0358 | -147.6531 | -168.4636 | -160.4586 | -144.1718 | -115.0485 | -92.8776 | -83.2817 | -49.0386 | -63.735 | -71.3165 | -34.9442 | 3.9816 | -6.796 | -14.4751 | -2.4368
[5 empty] | CCGT | 0.01506 | 0.0047468 | 0.029809 | -10.2882 | 0.0051614 | 0.0051578 | 0.0052238 | 0.00535 | 0.0057031 | -0.0044527 | 0.006789 | -68.0464 | -65.6725 | 5.7926 | 17.723 | 4.7714 | 5.2363 | 30.7256 | 24.6893 | 9.6664 | -20.2247 | 65.4217 | 59.2664 | 41.9909 | 59.0241
[5 empty] | Gas - Steam | 0.0012995 | -0.000956 | -0.002201 | -0.0017813 | 0.00030106 | -0.93083 | 0.035932 | 0.00025396 | -0.0066881 | -0.081561 | -0.43848 | -3.4809 | -1.2897 | 1.424 | 0.67216 | 0.35341 | 0.71391 | 2.256 | 0 | 0 | 0 | 0 | 0 | 0 | 0
[5 empty] | OCGT / Diesel | 0.0081889 | 0.085474 | 0.0079298 | -1.7465 | -0.0051282 | -1.2651 | -0.74337 | 0.0065385 | 0.0070575 | -0.34515 | -0.53994 | -4.7897 | -9.8018 | 0.22222 | 9.176 | 2.1236 | 6.3595 | 14.3971 | 9.5957 | 10.4858 | -22.1005 | -2.2277 | 11.6281 | -3.2025 | 1.2996
[5 empty] | Hydro | -0.0015013 | -0.74214 | -0.21692 | 23.5424 | 92.7868 | 110.0543 | 89.1061 | 23.9301 | 8.6588 | -16.6225 | -22.1243 | 3.5708 | 0.52538 | 3.7243 | -2.2911 | 0.53062 | -2.7416 | 1.0584 | -0.33463 | -3.7948 | 0.90416 | -3.598 | -1.5644 | -1.5443 | -4.7458
[5 empty] | Wind | 0.000624 | 0.12381 | 0.56487 | 15.4265 | 122.2976 | 149.7583 | 479.3631 | 189.4379 | -24.6605 | -4.0322 | 51.8763 | -79.4984 | -46.9045 | -104.12 | -181.3883 | -51.189 | -65.3419 | -243.101 | -188.6657 | -152.7495 | 197.4579 | 149.3027 | 69.9717 | 136.6819 | 185.7655
[5 empty] | Solar PV | 5.93 | -17.0628 | -14.7247 | 246.8949 | 459.0124 | 562.5104 | 240.7078 | 178.7956 | 372.7528 | 304.1095 | 300.7613 | 343.2203 | 291.9406 | 237.6097 | 244.9312 | 82.0697 | 99.6112 | 213.0528 | 193.4186 | 216.5288 | -131.165 | -227.006 | -166.565 | -180.0479 | -263.28
[5 empty] | LS Battery | 0.053901 | -0.021444 | -0.1156 | -0.94076 | 0.48247 | 0.38634 | -1.0536 | -0.9194 | -1.2933 | 45.5248 | 47.8488 | -7.0814 | -16.07 | -15.3847 | -19.0108 | -22.4318 | -5.3738 | -3.496 | -2.3328 | -3.4615 | -10.4868 | -12.9999 | -12.1045 | -4.5275 | -2.8185
[5 empty] | Pumped Hydro | 0.0066905 | -0.3104 | -0.39945 | 7.4517 | 190.7543 | 108.6004 | 203.0293 | 96.1972 | 73.0158 | -49.9185 | -19.9829 | 32.9297 | 48.4017 | 8.829 | 4.7482 | 2.851 | -19.2588 | -19.359 | -17.6683 | -7.907 | -43.7178 | -57.4374 | -46.3569 | -83.0267 | -98.9986
[5 empty] | VPP | 0.076265 | 0.038086 | 0.015384 | 2.0636 | 0.17321 | 1.3945 | 1.0581 | 2.201 | 0.063063 | -0.63657 | 1.9579 | 1.1181 | -0.19796 | -0.26766 | 1.3952 | -0.032875 | -0.19165 | 0.58479 | 2.0969 | 1.6625 | 3.9079 | 5.6721 | 3.0434 | 3.8003 | 6.8898
[5 empty] | LS Battery pump | 0.066552 | -0.026413 | -0.14275 | -1.1614 | 0.4575 | 0.61512 | -1.3006 | -1.1351 | -1.5967 | 56.2035 | 59.2344 | -9.2159 | -19.5278 | -18.9501 | -23.5133 | -27.6941 | -6.7196 | -4.2332 | -2.8776 | -4.2793 | -12.923 | -15.8923 | -15.1137 | -5.595 | -3.4796
[5 empty] | Pumped Hydro Pump | 0.0095712 | -1.4058 | -2.2288 | 42.8349 | 285.0325 | 371.9278 | 385.4903 | 150.67 | 111.796 | -98.8097 | -47.4772 | 47.3761 | 70.2941 | 10.8114 | 7.2602 | 3.938 | -20.9434 | -25.7863 | -25.1551 | -15.1832 | -49.685 | -79.219 | -61.3044 | -103.7553 | -130.3555
[5 empty] | VPP pump | 0.089723 | 0.04481 | 0.018102 | 2.4278 | 0.20378 | 1.6406 | 1.2448 | 2.5895 | 0.074228 | -0.7489 | 2.3034 | 1.3154 | -0.23291 | -0.31493 | 1.6414 | -0.038651 | -0.22542 | 0.68804 | 2.467 | 1.956 | 4.5976 | 6.6731 | 3.5804 | 4.4708 | 8.1056
*Generation shown is as-generated while demand met is sent-out. The difference in as-generated generation between SWNSW Option 1 and the Base Case is due to different auxiliaries and losses.

## BaseCase_CF
Annual capacity factor by technology - Base Case, Central Scenario
Explicitly modelled generation
Region | Technology | 2021-22 | 2022-23 | 2023-24 | 2024-25 | 2025-26 | 2026-27 | 2027-28 | 2028-29 | 2029-30 | 2030-31 | 2031-32 | 2032-33 | 2033-34 | 2034-35 | 2035-36 | 2036-37 | 2037-38 | 2038-39 | 2039-40 | 2040-41 | 2041-42 | 2042-43 | 2043-44 | 2044-45 | 2045-46
NEM | Black Coal | 62.66% | 55.41% | 62.42% | 62.32% | 59.43% | 57.25% | 55.98% | 54.72% | 61.83% | 62.09% | 60.07% | 72.08% | 74.48% | 73% | 72.92% | 74.89% | 73.85% | 77.22% | 75.5% | 72.33% | 69.8% | 74.9% | 69.77% | 67.96% | 66.84%
NEM | Brown Coal | 80.63% | 73.98% | 79.63% | 80.72% | 81.86% | 80.42% | 76.62% | 79.21% | 76.05% | 84.09% | 84.38% | 83.97% | 84.3% | 84.82% | 83.22% | 80.8% | 76.53% | 73% | 76.96% | 80.54% | 79.75% | 78.47% | 79.01% | 78.24% | 79.31%
NEM | CCGT | 10.72% | 8.584% | 7.584% | 7.207% | 7.091% | 7.091% | 7.091% | 7.091% | 7.091% | 7.094% | 7.091% | 18.73% | 22.36% | 14.63% | 32.08% | 21.01% | 29.47% | 32.54% | 33.74% | 26.69% | 34.39% | 51.92% | 47.76% | 43.2% | 49.91%
NEM | Gas - Steam | 6.284% | 6.659% | 7.046% | 0.807% | 0.7385% | 0.8074% | 0.756% | 0.7385% | 0.7442% | 0.7559% | 0.8231% | 1.218% | 0.9894% | 1.39% | 4.13% | 1.803% | 3.39% | 3.446% | - | - | - | - | - | - | -
NEM | OCGT / Diesel | 0.1804% | 0.1517% | 0.2591% | 0.04089% | 0.001141% | 0.01757% | 0.005823% | 0.002612% | 0.001083% | 0.01564% | 0.02543% | 0.4335% | 0.5215% | 0.3226% | 2.396% | 1.756% | 2.524% | 2.62% | 4.202% | 3.759% | 5.775% | 8.068% | 11.16% | 6.8% | 7.361%
NEM | Hydro | 20.02% | 25.57% | 20.7% | 22.89% | 25.59% | 23.85% | 24.01% | 28.15% | 24.52% | 21.02% | 26.17% | 22.31% | 23.83% | 26.8% | 25.27% | 24.88% | 28.26% | 24.55% | 20.78% | 26.16% | 21.1% | 22.59% | 25.65% | 23.58% | 23.75%
NEM | Wind | 34.02% | 37.36% | 33.97% | 33.66% | 34.83% | 36.88% | 38.42% | 36.69% | 36.6% | 37.15% | 39.11% | 36.06% | 35.07% | 36.94% | 38.68% | 39.85% | 37.12% | 36.88% | 37.36% | 37.87% | 35.07% | 32.77% | 36.02% | 37.81% | 38.71%
NEM | Solar PV | 27.19% | 28.43% | 28.58% | 28.46% | 27.41% | 29.17% | 29.39% | 26.29% | 27.82% | 28.93% | 29.43% | 29.71% | 28.55% | 27.69% | 29.67% | 29.83% | 26.88% | 28.2% | 29.55% | 30.04% | 30.03% | 29.05% | 28.29% | 30.17% | 30.39%
NEM | LS Battery | 5.665% | 5.797% | 6.24% | 5.965% | 6.116% | 6.357% | 6.567% | 6.094% | 6.701% | 11.32% | 11.74% | 12.62% | 12.64% | 12.65% | 12.96% | 13.12% | 12.5% | 12.4% | 12.55% | 12.33% | 12.56% | 12.4% | 12.3% | 12.53% | 12.63%
NEM | Pumped Hydro | 1.617% | 0.6663% | 2.038% | 1.945% | 0.9269% | 2.251% | 2.251% | 3.744% | 6.078% | 9.308% | 6.336% | 21.21% | 17.22% | 19.45% | 22.84% | 19.45% | 22.55% | 21.75% | 23.93% | 22.78% | 23.74% | 22.05% | 22.67% | 24.73% | 24.55%
NEM | VPP | 9.171% | 9.92% | 9.26% | 9.502% | 9.985% | 9.905% | 9.962% | 9.397% | 9.483% | 10.23% | 10.82% | 10.5% | 10.37% | 10.33% | 10.09% | 10.4% | 9.799% | 9.58% | 9.626% | 9.827% | 9.612% | 9.541% | 9.534% | 9.677% | 9.616%
Region | Technology | 2021-22 | 2022-23 | 2023-24 | 2024-25 | 2025-26 | 2026-27 | 2027-28 | 2028-29 | 2029-30 | 2030-31 | 2031-32 | 2032-33 | 2033-34 | 2034-35 | 2035-36 | 2036-37 | 2037-38 | 2038-39 | 2039-40 | 2040-41 | 2041-42 | 2042-43 | 2043-44 | 2044-45 | 2045-46
NSW1 | Black Coal | 54.73% | 47.5% | 57.11% | 55.42% | 52.71% | 48.87% | 49.33% | 47.9% | 60.98% | 62.29% | 58.84% | 73.02% | 75% | 74.69% | 56.85% | 74.29% | 75% | 75% | 75% | 67.88% | 73.11% | - | - | - | -
NSW1 | Brown Coal | bar: 2021-22 to 2045-46
NSW1 | CCGT | 0.4337% | 0.6336% | 0.6336% | 1.197% | 1.197% | 1.197% | 1.197% | 1.197% | 1.197% | 1.213% | 1.199% | 30.09% | 35.15% | 22.24% | 38.61% | 27.66% | 36.17% | 41.65% | 44.56% | 29.58% | 42.07% | 64.5% | 62.08% | 60.98% | 61.64%
NSW1 | Gas - Steam | bar: 2021-22 to 2045-46
NSW1 | OCGT / Diesel | 0.02397% | 0.03458% | 0.02678% | 0.02422% | 5.663e-06% | 6.122e-06% | 6.439e-06% | 6.642e-06% | 0.001117% | 0.03041% | 0.02646% | 0.2468% | 0.1981% | 0.1563% | 4.33% | 3.806% | 3.197% | 3.979% | 5.895% | 5.943% | 8.859% | 12.72% | 17.34% | 11.05% | 11.15%
NSW1 | Hydro | 8.714% | 8.389% | 7.976% | 10.44% | 10.44% | 10.59% | 10.44% | 14.5% | 12.58% | 12.56% | 10.76% | 13.74% | 14.7% | 15.56% | 15.72% | 14.91% | 17.5% | 14.81% | 13.7% | 13.31% | 12.4% | 13.86% | 14.63% | 13.82% | 14.23%
NSW1 | Wind | 33.56% | 38.17% | 35.83% | 34.76% | 35.73% | 37.87% | 37.72% | 34.35% | 32.13% | 35.06% | 38.95% | 36.33% | 35.03% | 37.04% | 38.4% | 38.02% | 33.58% | 31.18% | 32.88% | 33.68% | 33.15% | 31.11% | 34.94% | 36.33% | 35.79%
NSW1 | Solar PV | 24.08% | 26.49% | 26.29% | 27.55% | 26.44% | 28.37% | 28.5% | 25.72% | 26.53% | 28.26% | 28.7% | 29% | 28.13% | 27.19% | 29.63% | 29.71% | 27.15% | 28.06% | 29.77% | 30.24% | 29.93% | 29.21% | 28.43% | 30.6% | 30.69%
NSW1 | LS Battery | - | - | - | - | - | - | - | - | - | 13.62% | 14.2% | 13.31% | 13.11% | 13.03% | 13.28% | 13.44% | 12.74% | 12.65% | 12.82% | 12.52% | 12.67% | 12.48% | 12.41% | 12.97% | 12.92%
NSW1 | Pumped Hydro | 0.4751% | 0.5058% | 1.27% | 1.769% | 0.8239% | 2.204% | 2.015% | 3.696% | 5.968% | 9.287% | 6.085% | 22.76% | 17.91% | 21.04% | 25.24% | 21.02% | 23.36% | 22.08% | 24.59% | 23.49% | 24.54% | 22.43% | 23.63% | 25.22% | 24.81%
NSW1 | VPP | 6.62% | 9.274% | 7.454% | 8.856% | 9.429% | 9.156% | 9.181% | 8.829% | 8.642% | 10.6% | 11.26% | 10.54% | 10.41% | 10.32% | 10.14% | 10.37% | 9.69% | 9.466% | 9.426% | 9.563% | 9.4% | 9.257% | 9.182% | 9.498% | 9.381%
Region | Technology | 2021-22 | 2022-23 | 2023-24 | 2024-25 | 2025-26 | 2026-27 | 2027-28 | 2028-29 | 2029-30 | 2030-31 | 2031-32 | 2032-33 | 2033-34 | 2034-35 | 2035-36 | 2036-37 | 2037-38 | 2038-39 | 2039-40 | 2040-41 | 2041-42 | 2042-43 | 2043-44 | 2044-45 | 2045-46
QLD1 | Black Coal | 72.67% | 64.91% | 67.81% | 69.32% | 66.26% | 65.77% | 62.75% | 62.32% | 62.63% | 61.9% | 61.22% | 71.56% | 74.2% | 72.07% | 76.61% | 75.04% | 73.46% | 77.98% | 75.68% | 73.84% | 68.68% | 74.9% | 69.77% | 67.96% | 66.84%
QLD1 | Brown Coal | bar: 2021-22 to 2045-46
QLD1 | CCGT | 11.21% | 8.41% | 8.41% | 9.572% | 9.358% | 9.358% | 9.358% | 9.358% | 9.358% | 9.358% | 9.358% | 14.95% | 18.01% | 12.41% | 33.56% | 22.79% | 31.07% | 33.43% | 33.98% | 30.18% | 36.59% | 42.39% | 40.61% | 34.25% | 45.55%
QLD1 | Gas - Steam | bar: 2021-22 to 2045-46
QLD1 | OCGT / Diesel | 0.08245% | 5.945e-06% | 0.004487% | 0.02065% | 5.312e-06% | 0.002891% | 5.554e-06% | 0.00916% | 5.846e-06% | 0.01626% | 0.001827% | 0.07114% | 0.04925% | 0.005564% | 0.5157% | 1.088% | 1.185% | 0.4645% | 1.775% | 1.008% | 2.093% | 4.175% | 5.565% | 5.818% | 8.831%
QLD1 | Hydro | 51.4% | 51.15% | 51.15% | 50.73% | 50.45% | 50.37% | 50.32% | 49.61% | 49.74% | 49.45% | 49.46% | 49.14% | 48.88% | 48.63% | 48.61% | 48.09% | 41.68% | 41.56% | 41.42% | 41.03% | 41.11% | - | - | - | -
QLD1 | Wind | 36.46% | 35.41% | 34.76% | 31.81% | 36.74% | 37.68% | 44.29% | 44.83% | 42.82% | 43.77% | 40.2% | 39.51% | 35.6% | 41.26% | 41.07% | 43.01% | 41.96% | 41.22% | 42.15% | 39.07% | 37.41% | 32.7% | 38.23% | 38.44% | 40.78%
QLD1 | Solar PV | 30.29% | 31.02% | 31.27% | 29.86% | 29.19% | 31.02% | 31.05% | 26.05% | 28.81% | 29.97% | 31.23% | 31.1% | 29.89% | 29.25% | 31.08% | 31.01% | 26.01% | 28.6% | 29.86% | 31.09% | 30.81% | 29.69% | 29.11% | 30.72% | 30.91%
QLD1 | LS Battery | 6.109% | 5.903% | 7.229% | 7.688% | 6.83% | 7.569% | 7.878% | 8.076% | 10.37% | 8.261% | 8.083% | 8.526% | 12.05% | 12.13% | 12.77% | 12.85% | 12.44% | 12.42% | 12.57% | 12.43% | 12.74% | 12.7% | 12.46% | 12.6% | 12.66%
QLD1 | Pumped Hydro | 2.098% | 0.7338% | 2.362% | 2.019% | 1.339% | 2.44% | 3.195% | 3.933% | 6.519% | 9.391% | 7.338% | 15.03% | 14.46% | 13.1% | 13.24% | 13.18% | 20.36% | 20.85% | 22.14% | 20.88% | 21.43% | 20.95% | 19.88% | 21.46% | 21.57%
QLD1 | VPP | 10.02% | 8.919% | 9.134% | 10.04% | 9.492% | 10.26% | 10.32% | 10.41% | 12.41% | 9.831% | 9.716% | 11.1% | 10.96% | 11.17% | 10.42% | 10.59% | 10.09% | 9.917% | 10.04% | 9.909% | 9.763% | 9.787% | 9.801% | 9.664% | 9.649%
Region | Technology | 2021-22 | 2022-23 | 2023-24 | 2024-25 | 2025-26 | 2026-27 | 2027-28 | 2028-29 | 2029-30 | 2030-31 | 2031-32 | 2032-33 | 2033-34 | 2034-35 | 2035-36 | 2036-37 | 2037-38 | 2038-39 | 2039-40 | 2040-41 | 2041-42 | 2042-43 | 2043-44 | 2044-45 | 2045-46
VIC1 | Black Coal | bar: 2021-22 to 2045-46
VIC1 | Brown Coal | 80.63% | 73.98% | 79.63% | 80.72% | 81.86% | 80.42% | 76.62% | 79.21% | 76.05% | 84.09% | 84.38% | 83.97% | 84.3% | 84.82% | 83.22% | 80.8% | 76.53% | 73% | 76.96% | 80.54% | 79.75% | 78.47% | 79.01% | 78.24% | 79.31%
VIC1 | CCGT | bar: 2021-22 to 2045-46
VIC1 | Gas - Steam | 0.583% | 0.5173% | 0.7207% | 0.1781% | 4.739e-06% | 0.1793% | 0.0455% | 3.985e-06% | 0.01486% | 0.04537% | 0.2201% | 1.012% | 0.6525% | 1.113% | 4.13% | 1.803% | 3.39% | 3.446% | - | - | - | - | - | - | -
VIC1 | OCGT / Diesel | 0.07354% | 0.1602% | 0.1263% | 0.05809% | 6.764e-06% | 0.01926% | 0.00677% | 7.446e-06% | 8.091e-06% | 0.0009865% | 0.01527% | 0.06265% | 0.001191% | 0.006867% | 0.325% | 0.2048% | 0.4078% | 0.09748% | 0.775% | 0.5368% | 1.193% | 0.9825% | 3.455% | 3.658% | 2.725%
VIC1 | Hydro | 14.38% | 14.21% | 13.02% | 16.5% | 16.96% | 15.79% | 16.17% | 20.17% | 16.22% | 13.92% | 13.93% | 12.59% | 15.46% | 15.92% | 15.09% | 15.03% | 18.94% | 15.73% | 13.5% | 13.43% | 12.19% | 14.9% | 15.39% | 14.5% | 14.55%
VIC1 | Wind | 33.85% | 37.85% | 33.22% | 34.05% | 35.32% | 37.17% | 37.74% | 34.07% | 35.33% | 34.59% | 39.2% | 33.86% | 34.07% | 34.9% | 36.71% | 36.94% | 33.76% | 36.2% | 35.11% | 38.3% | 33.05% | 32.65% | 34.07% | 37.1% | 36.62%
VIC1 | Solar PV | 28.28% | 28.15% | 29.27% | 27.97% | 26.65% | 28.15% | 28.55% | 26.98% | 28.11% | 28.68% | 28.56% | 29.67% | 28.09% | 27.17% | 28.58% | 29.06% | 26.99% | 28.06% | 28.71% | 28.53% | 29.62% | 28.01% | 27.18% | 28.55% | 29.01%
VIC1 | LS Battery | 5.908% | 6.72% | 6.06% | 5.651% | 7.614% | 7.33% | 7.651% | 6.332% | 5.573% | 6.306% | 6.736% | 5.962% | 6.651% | 6.797% | 6.978% | 7.197% | 6.545% | 6.527% | 6.326% | 6.626% | 6.696% | 6.592% | 6.504% | 12.87% | 13%
VIC1 | Pumped Hydro | - | - | - | - | - | - | - | - | - | - | - | - | - | - | - | - | - | - | - | - | - | - | - | 29.18% | 29.63%
VIC1 | VPP | 9.902% | 10.58% | 10.18% | 10.07% | 11.63% | 11.32% | 11.55% | 10.06% | 9.222% | 10.56% | 11.64% | 10.51% | 10.42% | 10.42% | 10.32% | 10.57% | 9.81% | 9.624% | 9.597% | 10.22% | 9.798% | 9.752% | 9.801% | 10.03% | 9.992%
Region | Technology | 2021-22 | 2022-23 | 2023-24 | 2024-25 | 2025-26 | 2026-27 | 2027-28 | 2028-29 | 2029-30 | 2030-31 | 2031-32 | 2032-33 | 2033-34 | 2034-35 | 2035-36 | 2036-37 | 2037-38 | 2038-39 | 2039-40 | 2040-41 | 2041-42 | 2042-43 | 2043-44 | 2044-45 | 2045-46
SA1 | Black Coal | bar: 2021-22 to 2045-46
SA1 | Brown Coal | bar: 2021-22 to 2045-46
SA1 | CCGT | 21.81% | 18.5% | 16.28% | 10% | 10% | 10% | 10% | 10% | 10% | 10% | 10% | 24.07% | 29.16% | 18.11% | 32.53% | 17.35% | - | - | - | - | - | - | - | - | -
SA1 | Gas - Steam | 9.382% | 10.5% | 11% | 1.2% | 1.2% | 1.2% | 1.2% | 1.2% | 1.2% | 1.2% | 1.2% | 1.347% | 1.2% | 1.564% | - | - | - | - | - | - | - | - | - | - | -
SA1 | OCGT / Diesel | 0.6832% | 0.5156% | 1.128% | 0.06979% | 0.005922% | 0.05886% | 0.02035% | 1.338e-05% | 0.004375% | 0.02493% | 0.1019% | 3.124% | 3.963% | 2.365% | 9.416% | 3.448% | 10.67% | 11.57% | 13.13% | 10.27% | 14.52% | 16.02% | 19.29% | 3.622% | 2.843%
SA1 | Hydro | bar: 2021-22 to 2045-46
SA1 | Wind | 33.55% | 35.78% | 32.01% | 32.33% | 30.03% | 33.57% | 34.07% | 32.35% | 33.5% | 34.14% | 36.7% | 33.32% | 33.82% | 32.27% | 36.08% | 35.91% | 32.74% | 33.15% | 33.15% | 36.61% | 31.58% | 31.61% | 30.67% | 35.55% | 36.71%
SA1 | Solar PV | 29.32% | 29.48% | 29.95% | 28.36% | 27.2% | 27.68% | 29% | 27.39% | 29.05% | 29.32% | 29.51% | 29.79% | 28.4% | 27.52% | 28.56% | 29.38% | 27.39% | 28.52% | 29.1% | 29.28% | 29.69% | 28.27% | 27.3% | 28.3% | 29.16%
SA1 | LS Battery | 5.28% | 5.297% | 5.59% | 4.833% | 4.902% | 5.017% | 5.102% | 4.52% | 4.504% | 5.738% | 5.93% | 11.68% | 11.43% | 11.67% | 11.93% | 12.18% | 11.75% | 11.52% | 11.56% | 11.59% | 11.96% | 11.75% | 11.71% | 11.31% | 11.81%
SA1 | Pumped Hydro | bar: 2021-22 to 2045-46
SA1 | VPP | 12.03% | 11.8% | 12.54% | 10.79% | 11.11% | 10.83% | 10.76% | 10.04% | 9.648% | 10.71% | 11.45% | 10.55% | 10.42% | 10.21% | 10.22% | 10.3% | 10.09% | 9.817% | 9.934% | 10.38% | 9.973% | 10.11% | 10.3% | 10.01% | 10.08%
Region | Technology | 2021-22 | 2022-23 | 2023-24 | 2024-25 | 2025-26 | 2026-27 | 2027-28 | 2028-29 | 2029-30 | 2030-31 | 2031-32 | 2032-33 | 2033-34 | 2034-35 | 2035-36 | 2036-37 | 2037-38 | 2038-39 | 2039-40 | 2040-41 | 2041-42 | 2042-43 | 2043-44 | 2044-45 | 2045-46
TAS1 | Black Coal | bar: 2021-22 to 2045-46
TAS1 | Brown Coal | bar: 2021-22 to 2045-46
TAS1 | CCGT | 0% | 2.206e-05% | 2.815e-05% | 2.829e-05% | 2.737e-05% | 2.883e-05% | 2.927e-05% | 3.072e-05% | 3.483e-05% | 4.011e-05% | 3.816e-05% | 4.895e-05% | 5.091e-05% | 4.772e-05% | 4.911e-05% | 5.628e-05% | 7.114e-05% | 7.604e-05% | 8.364e-05% | 7.575e-05% | 9.699e-05% | 9.895e-05% | 9.526e-05% | 9.502e-05% | 9.619e-05%
TAS1 | Gas - Steam | bar: 2021-22 to 2045-46
TAS1 | OCGT / Diesel | 2.601e-05% | 2.027e-05% | 2.513e-05% | 2.596e-05% | 2.327e-05% | 2.509e-05% | 2.536e-05% | 2.651e-05% | 2.916e-05% | 3.418e-05% | 2.942e-05% | 0.002973% | 4.294e-05% | 3.601e-05% | 4.028e-05% | 0.02031% | 0.09398% | 0.008053% | 0.1198% | 0.0001066% | 0.2285% | 0.0001512% | 0.04638% | 0.5547% | 0.2688%
TAS1 | Hydro | 36.86% | 55.61% | 41.38% | 42.09% | 50.45% | 45.83% | 46.12% | 50.83% | 45.29% | 36.29% | 55.24% | 40.54% | 41.43% | 49.72% | 45.36% | 45.13% | 50.09% | 44.58% | 35.98% | 53.94% | 39.91% | 40.78% | 49.19% | 44.4% | 44.42%
TAS1 | Wind | 35.77% | 40.62% | 37.88% | 36.76% | 40.37% | 41.05% | 42.02% | 37.16% | 36.47% | 35.76% | 40.69% | 42.68% | 42.27% | 45.22% | 45.73% | 48.51% | 43.9% | 43.29% | 42.37% | 46.07% | 42.41% | 42.05% | 44.72% | 47% | 47.69%
TAS1 | Solar PV | bar: 2021-22 to 2045-46
TAS1 | LS Battery | bar: 2021-22 to 2045-46
TAS1 | Pumped Hydro | bar: 2021-22 to 2045-46
TAS1 | VPP | 0.5646% | 0.4048% | 0.6729% | 0.6684% | 0.5872% | 0.8519% | 0.8036% | 0.6832% | 0.4326% | 0.5281% | 0.2318% | 3.565% | 2.938% | 2.059% | 3.086% | 7.682% | 7.862% | 7.074% | 8.646% | 7.196% | 8.53% | 7.737% | 7.294% | 7.446% | 7.204%
Explicitly modelled pumping
Region | Technology | 2021-22 | 2022-23 | 2023-24 | 2024-25 | 2025-26 | 2026-27 | 2027-28 | 2028-29 | 2029-30 | 2030-31 | 2031-32 | 2032-33 | 2033-34 | 2034-35 | 2035-36 | 2036-37 | 2037-38 | 2038-39 | 2039-40 | 2040-41 | 2041-42 | 2042-43 | 2043-44 | 2044-45 | 2045-46
NEM | LS Battery pump | 6.976% | 7.167% | 7.69% | 7.364% | 7.561% | 7.838% | 8.119% | 7.512% | 8.284% | 13.97% | 14.53% | 15.58% | 15.6% | 15.63% | 15.99% | 16.19% | 15.46% | 15.3% | 15.49% | 15.27% | 15.47% | 15.32% | 15.18% | 15.47% | 15.59%
NEM | Pumped Hydro pump | 1.841% | 1.271% | 3.2% | 4.235% | 2.816% | 3.189% | 4.342% | 7.71% | 9.35% | 13.6% | 11.1% | 29.11% | 24.69% | 28.25% | 30.66% | 29.13% | 29.09% | 28.45% | 31.04% | 30.6% | 30.86% | 29.1% | 29.18% | 31.67% | 31.55%
NEM | VPP pump | 10.76% | 11.64% | 10.87% | 11.15% | 11.72% | 11.63% | 11.69% | 11.03% | 11.13% | 12.01% | 12.7% | 12.33% | 12.17% | 12.13% | 11.85% | 12.21% | 11.5% | 11.24% | 11.3% | 11.53% | 11.28% | 11.2% | 11.19% | 11.36% | 11.28%
Region | Technology | 2021-22 | 2022-23 | 2023-24 | 2024-25 | 2025-26 | 2026-27 | 2027-28 | 2028-29 | 2029-30 | 2030-31 | 2031-32 | 2032-33 | 2033-34 | 2034-35 | 2035-36 | 2036-37 | 2037-38 | 2038-39 | 2039-40 | 2040-41 | 2041-42 | 2042-43 | 2043-44 | 2044-45 | 2045-46
NSW1 | LS Battery pump | - | - | - | - | - | - | - | - | - | 16.81% | 17.57% | 16.42% | 16.19% | 16.11% | 16.38% | 16.59% | 15.75% | 15.59% | 15.83% | 15.51% | 15.6% | 15.4% | 15.31% | 16.01% | 15.95%
NSW1 | Pumped Hydro pump | 0.9004% | 1.261% | 2.816% | 4.748% | 2.904% | 3.054% | 4.177% | 7.909% | 9.098% | 13.26% | 10.91% | 29.82% | 24.8% | 29.34% | 32.15% | 30.35% | 29.3% | 28.33% | 31.11% | 31.07% | 31.16% | 29.09% | 29.64% | 31.71% | 31.39%
NSW1 | VPP pump | 7.76% | 10.88% | 8.742% | 10.39% | 11.07% | 10.74% | 10.77% | 10.36% | 10.14% | 12.44% | 13.22% | 12.37% | 12.22% | 12.12% | 11.9% | 12.18% | 11.37% | 11.11% | 11.06% | 11.22% | 11.03% | 10.86% | 10.77% | 11.15% | 11.01%
Region | Technology | 2021-22 | 2022-23 | 2023-24 | 2024-25 | 2025-26 | 2026-27 | 2027-28 | 2028-29 | 2029-30 | 2030-31 | 2031-32 | 2032-33 | 2033-34 | 2034-35 | 2035-36 | 2036-37 | 2037-38 | 2038-39 | 2039-40 | 2040-41 | 2041-42 | 2042-43 | 2043-44 | 2044-45 | 2045-46
QLD1 | LS Battery pump | 7.521% | 7.283% | 8.92% | 9.491% | 8.437% | 9.34% | 9.726% | 9.971% | 12.8% | 10.2% | 10.01% | 10.5% | 14.88% | 15.01% | 15.76% | 15.87% | 15.4% | 15.3% | 15.52% | 15.38% | 15.71% | 15.68% | 15.38% | 15.55% | 15.62%
QLD1 | Pumped Hydro pump | 3.454% | 1.287% | 3.857% | 3.355% | 2.298% | 3.981% | 5.31% | 6.537% | 10.83% | 15.61% | 12.27% | 24.9% | 24.02% | 21.85% | 21.93% | 21.9% | 28.37% | 28.86% | 30.77% | 29.01% | 29.74% | 29.12% | 27.51% | 29.19% | 29.39%
QLD1 | VPP pump | 11.76% | 10.47% | 10.72% | 11.79% | 11.14% | 12.04% | 12.12% | 12.21% | 14.57% | 11.54% | 11.4% | 13.04% | 12.86% | 13.11% | 12.23% | 12.43% | 11.84% | 11.64% | 11.78% | 11.63% | 11.46% | 11.49% | 11.5% | 11.34% | 11.32%
Region | Technology | 2021-22 | 2022-23 | 2023-24 | 2024-25 | 2025-26 | 2026-27 | 2027-28 | 2028-29 | 2029-30 | 2030-31 | 2031-32 | 2032-33 | 2033-34 | 2034-35 | 2035-36 | 2036-37 | 2037-38 | 2038-39 | 2039-40 | 2040-41 | 2041-42 | 2042-43 | 2043-44 | 2044-45 | 2045-46
VIC1 | LS Battery pump | 7.275% | 8.318% | 7.46% | 6.977% | 9.422% | 9.028% | 9.468% | 7.796% | 6.902% | 7.764% | 8.338% | 7.342% | 8.201% | 8.391% | 8.615% | 8.885% | 8.08% | 8.082% | 7.785% | 8.204% | 8.243% | 8.162% | 8.006% | 15.89% | 16.05%
VIC1 | Pumped Hydro pump | - | - | - | - | - | - | - | - | - | - | - | - | - | - | - | - | - | - | - | - | - | - | - | 36.47% | 37.04%
VIC1 | VPP pump | 11.62% | 12.42% | 11.95% | 11.82% | 13.66% | 13.29% | 13.56% | 11.8% | 10.82% | 12.4% | 13.67% | 12.33% | 12.23% | 12.23% | 12.11% | 12.41% | 11.51% | 11.29% | 11.26% | 12% | 11.5% | 11.44% | 11.5% | 11.78% | 11.73%
Region | Technology | 2021-22 | 2022-23 | 2023-24 | 2024-25 | 2025-26 | 2026-27 | 2027-28 | 2028-29 | 2029-30 | 2030-31 | 2031-32 | 2032-33 | 2033-34 | 2034-35 | 2035-36 | 2036-37 | 2037-38 | 2038-39 | 2039-40 | 2040-41 | 2041-42 | 2042-43 | 2043-44 | 2044-45 | 2045-46
SA1 | LS Battery pump | 6.502% | 6.556% | 6.885% | 5.967% | 6.063% | 6.183% | 6.315% | 5.563% | 5.576% | 7.065% | 7.341% | 14.44% | 14.1% | 14.41% | 14.73% | 15.03% | 14.5% | 14.27% | 14.24% | 14.35% | 14.73% | 14.54% | 14.42% | 13.96% | 14.58%
SA1 | Pumped Hydro pump | bar: 2021-22 to 2045-46
SA1 | VPP pump | 14.13% | 13.86% | 14.72% | 12.66% | 13.05% | 12.71% | 12.63% | 11.78% | 11.32% | 12.58% | 13.44% | 12.38% | 12.23% | 11.99% | 12% | 12.09% | 11.84% | 11.52% | 11.66% | 12.18% | 11.7% | 11.87% | 12.09% | 11.74% | 11.83%
Region | Technology | 2021-22 | 2022-23 | 2023-24 | 2024-25 | 2025-26 | 2026-27 | 2027-28 | 2028-29 | 2029-30 | 2030-31 | 2031-32 | 2032-33 | 2033-34 | 2034-35 | 2035-36 | 2036-37 | 2037-38 | 2038-39 | 2039-40 | 2040-41 | 2041-42 | 2042-43 | 2043-44 | 2044-45 | 2045-46
TAS1 | LS Battery pump | bar: 2021-22 to 2045-46
TAS1 | Pumped Hydro pump | bar: 2021-22 to 2045-46
TAS1 | VPP pump | 0.6364% | 0.4483% | 0.7637% | 0.7585% | 0.663% | 0.9743% | 0.9175% | 0.7759% | 0.481% | 0.5935% | 0.2448% | 4.166% | 3.428% | 2.395% | 3.603% | 9.01% | 9.222% | 8.294% | 10.14% | 8.438% | 10.01% | 9.074% | 8.553% | 8.732% | 8.447%
Non-controllable capacity
Region | Technology | 2021-22 | 2022-23 | 2023-24 | 2024-25 | 2025-26 | 2026-27 | 2027-28 | 2028-29 | 2029-30 | 2030-31 | 2031-32 | 2032-33 | 2033-34 | 2034-35 | 2035-36 | 2036-37 | 2037-38 | 2038-39 | 2039-40 | 2040-41 | 2041-42 | 2042-43 | 2043-44 | 2044-45 | 2045-46
NEM | Distributed PV | bar: 2021-22 to 2045-46
NEM | Behind the meter battery | 4.41% | 4.36% | 4.303% | 4.141% | 3.797% | 3.335% | 3.105% | 2.878% | 2.901% | 2.408% | 1.978% | 1.83% | 1.703% | 1.711% | 1.797% | 1.793% | 1.812% | 1.856% | 1.92% | 1.902% | 1.881% | 1.857% | 1.842% | 1.85% | 1.865%
NEM | Behind the meter battery pump | 5.188% | 5.129% | 5.062% | 4.872% | 4.467% | 3.923% | 3.653% | 3.386% | 3.412% | 2.833% | 2.327% | 2.153% | 2.003% | 2.013% | 2.114% | 2.109% | 2.132% | 2.183% | 2.259% | 2.237% | 2.213% | 2.185% | 2.167% | 2.177% | 2.194%
Region | Technology | 2021-22 | 2022-23 | 2023-24 | 2024-25 | 2025-26 | 2026-27 | 2027-28 | 2028-29 | 2029-30 | 2030-31 | 2031-32 | 2032-33 | 2033-34 | 2034-35 | 2035-36 | 2036-37 | 2037-38 | 2038-39 | 2039-40 | 2040-41 | 2041-42 | 2042-43 | 2043-44 | 2044-45 | 2045-46
NSW1 | Distributed PV | bar: 2021-22 to 2045-46
NSW1 | Behind the meter battery | 4.248% | 4.707% | 4.7% | 4.582% | 4.189% | 3.698% | 3.538% | 3.359% | 3.457% | 2.886% | 2.419% | 2.268% | 2.123% | 2.131% | 2.234% | 2.225% | 2.257% | 2.312% | 2.392% | 2.369% | 2.342% | 2.311% | 2.291% | 2.295% | 2.307%
NSW1 | Behind the meter battery pump | 4.998% | 5.537% | 5.529% | 5.39% | 4.928% | 4.351% | 4.163% | 3.952% | 4.067% | 3.395% | 2.846% | 2.668% | 2.497% | 2.507% | 2.628% | 2.617% | 2.655% | 2.72% | 2.815% | 2.787% | 2.756% | 2.719% | 2.695% | 2.7% | 2.714%
Region | Technology | 2021-22 | 2022-23 | 2023-24 | 2024-25 | 2025-26 | 2026-27 | 2027-28 | 2028-29 | 2029-30 | 2030-31 | 2031-32 | 2032-33 | 2033-34 | 2034-35 | 2035-36 | 2036-37 | 2037-38 | 2038-39 | 2039-40 | 2040-41 | 2041-42 | 2042-43 | 2043-44 | 2044-45 | 2045-46
QLD1 | Distributed PV | bar: 2021-22 to 2045-46
QLD1 | Behind the meter battery | 3.947% | 4.359% | 4.271% | 4.206% | 3.946% | 3.462% | 3.29% | 3.107% | 3.248% | 2.574% | 2.057% | 1.862% | 1.709% | 1.669% | 1.713% | 1.71% | 1.702% | 1.734% | 1.794% | 1.771% | 1.75% | 1.729% | 1.717% | 1.731% | 1.752%
QLD1 | Behind the meter battery pump | 4.644% | 5.129% | 5.025% | 4.948% | 4.642% | 4.072% | 3.871% | 3.656% | 3.821% | 3.028% | 2.42% | 2.19% | 2.01% | 1.964% | 2.015% | 2.012% | 2.003% | 2.04% | 2.111% | 2.083% | 2.059% | 2.034% | 2.02% | 2.036% | 2.061%
Region | Technology | 2021-22 | 2022-23 | 2023-24 | 2024-25 | 2025-26 | 2026-27 | 2027-28 | 2028-29 | 2029-30 | 2030-31 | 2031-32 | 2032-33 | 2033-34 | 2034-35 | 2035-36 | 2036-37 | 2037-38 | 2038-39 | 2039-40 | 2040-41 | 2041-42 | 2042-43 | 2043-44 | 2044-45 | 2045-46
VIC1 | Distributed PV | bar: 2021-22 to 2045-46
VIC1 | Behind the meter battery | 3.34% | 3.385% | 3.456% | 3.465% | 3.208% | 2.831% | 2.567% | 2.316% | 2.289% | 1.903% | 1.542% | 1.425% | 1.329% | 1.383% | 1.497% | 1.498% | 1.523% | 1.563% | 1.62% | 1.611% | 1.592% | 1.573% | 1.56% | 1.572% | 1.584%
VIC1 | Behind the meter battery pump | 3.93% | 3.982% | 4.066% | 4.076% | 3.774% | 3.33% | 3.02% | 2.725% | 2.692% | 2.239% | 1.814% | 1.676% | 1.563% | 1.627% | 1.761% | 1.762% | 1.792% | 1.839% | 1.906% | 1.896% | 1.874% | 1.85% | 1.835% | 1.849% | 1.864%
Region | Technology | 2021-22 | 2022-23 | 2023-24 | 2024-25 | 2025-26 | 2026-27 | 2027-28 | 2028-29 | 2029-30 | 2030-31 | 2031-32 | 2032-33 | 2033-34 | 2034-35 | 2035-36 | 2036-37 | 2037-38 | 2038-39 | 2039-40 | 2040-41 | 2041-42 | 2042-43 | 2043-44 | 2044-45 | 2045-46
SA1 | Distributed PV | bar: 2021-22 to 2045-46
SA1 | Behind the meter battery | 6.385% | 4.865% | 4.666% | 4.162% | 3.736% | 3.249% | 2.889% | 2.564% | 2.355% | 2.055% | 1.693% | 1.564% | 1.454% | 1.419% | 1.454% | 1.454% | 1.473% | 1.524% | 1.58% | 1.569% | 1.562% | 1.55% | 1.544% | 1.545% | 1.567%
SA1 | Behind the meter battery pump | 7.512% | 5.724% | 5.49% | 4.897% | 4.395% | 3.822% | 3.399% | 3.016% | 2.771% | 2.418% | 1.991% | 1.84% | 1.71% | 1.669% | 1.711% | 1.71% | 1.734% | 1.793% | 1.858% | 1.845% | 1.837% | 1.824% | 1.817% | 1.818% | 1.844%
Region | Technology | 2021-22 | 2022-23 | 2023-24 | 2024-25 | 2025-26 | 2026-27 | 2027-28 | 2028-29 | 2029-30 | 2030-31 | 2031-32 | 2032-33 | 2033-34 | 2034-35 | 2035-36 | 2036-37 | 2037-38 | 2038-39 | 2039-40 | 2040-41 | 2041-42 | 2042-43 | 2043-44 | 2044-45 | 2045-46
TAS1 | Distributed PV | bar: 2021-22 to 2045-46
TAS1 | Behind the meter battery | 3.243% | 3.444% | 3.392% | 3.272% | 2.92% | 2.507% | 2.285% | 2.096% | 2.218% | 1.894% | 1.588% | 1.529% | 1.439% | 1.499% | 1.612% | 1.611% | 1.632% | 1.672% | 1.727% | 1.705% | 1.682% | 1.655% | 1.637% | 1.634% | 1.638%
TAS1 | Behind the meter battery pump | 3.816% | 4.051% | 3.991% | 3.849% | 3.436% | 2.95% | 2.688% | 2.466% | 2.61% | 2.228% | 1.869% | 1.799% | 1.693% | 1.763% | 1.896% | 1.895% | 1.92% | 1.967% | 2.032% | 2.005% | 1.979% | 1.948% | 1.925% | 1.922% | 1.927%

## BaseCase_Generation
Annual as-generated generation by technology (GWh) - Base Case, Central Scenario
Explicitly modelled generation
Region | Technology | 2021-22 | 2022-23 | 2023-24 | 2024-25 | 2025-26 | 2026-27 | 2027-28 | 2028-29 | 2029-30 | 2030-31 | 2031-32 | 2032-33 | 2033-34 | 2034-35 | 2035-36 | 2036-37 | 2037-38 | 2038-39 | 2039-40 | 2040-41 | 2041-42 | 2042-43 | 2043-44 | 2044-45 | 2045-46
NEM | Black Coal | 100924.0104 | 86820.8549 | 89593.1665 | 89451.2127 | 85302.8977 | 82182.6632 | 80360.874 | 75196.9638 | 77809.2221 | 78136.4304 | 75591.1955 | 72522.3068 | 74940.4288 | 73448.3418 | 45137.1174 | 41761.6787 | 33744.6604 | 35284.7641 | 34499.5743 | 33050.0771 | 31892.3671 | 20682.265 | 17032.8373 | 14418.636 | 12044.3711
NEM | Brown Coal | 33727.2621 | 30946.6543 | 33309.7888 | 33765.471 | 34239.7309 | 33640.4434 | 32049.6486 | 33132.5186 | 29394.6066 | 29832.9656 | 27256.583 | 24456.5547 | 24552.7284 | 24704.5015 | 24240.3695 | 23535.2469 | 22291.5139 | 21262.3072 | 22415.3097 | 23458.6422 | 23228.1041 | 22856.0907 | 23012.244 | 22788.8158 | 23099.3476
NEM | CCGT | 2946.6458 | 2360.4388 | 1965.691 | 1867.9735 | 1837.9761 | 1837.9761 | 1837.9761 | 1837.9762 | 1837.9765 | 1838.8613 | 1838.0697 | 4853.6971 | 5794.8039 | 3792.2457 | 8315.9331 | 4737.6099 | 5278.8351 | 5830.0717 | 5620.3292 | 4445.3809 | 5728.6801 | 13391.6102 | 10479.0049 | 8776.5734 | 7323.0875
NEM | Gas - Steam | 781.6879 | 758.3032 | 802.3904 | 91.8968 | 84.0962 | 91.9486 | 86.0891 | 84.0962 | 84.7471 | 86.0834 | 93.7354 | 138.6925 | 112.6738 | 158.3212 | 180.8787 | 78.9849 | 148.4744 | 150.9153 | 0 | 0 | 0 | 0 | 0 | 0 | 0
NEM | OCGT / Diesel | 106.1065 | 89.1841 | 152.3353 | 24.0467 | 0.67108 | 10.3298 | 3.4243 | 1.5359 | 0.63697 | 8.6394 | 14.0501 | 230.5761 | 256.8492 | 155.5839 | 1148.6346 | 841.9323 | 1371.7038 | 1424.189 | 2122.181 | 1858.9236 | 2855.7038 | 3923.4369 | 5425.661 | 2892.0795 | 3130.9713
NEM | Hydro | 12512.122 | 15978.0325 | 12935.9843 | 14303.986 | 15987.4639 | 14903.5987 | 15003.8651 | 17587.5097 | 15319.7172 | 13136.1183 | 16353.771 | 13939.111 | 14890.9449 | 16748.6343 | 15787.1453 | 15545.5974 | 17443.4389 | 15155.1957 | 12826.5343 | 16147.7655 | 13023.0763 | 13815.5664 | 15685.9555 | 14416.9052 | 14520.3757
NEM | Wind | 27454.7764 | 33705.1175 | 31985.4049 | 31907.0991 | 33579.0329 | 35741.9323 | 38555.304 | 41382.7205 | 41929.2212 | 42406.199 | 44646.0727 | 45573.0599 | 44034.4908 | 48732.5622 | 64558.9608 | 73821.6844 | 82209.6123 | 81438.2911 | 81481.9097 | 80406.3421 | 77356.3601 | 78782.0575 | 85668.05 | 90304.6308 | 91644.8114
NEM | Solar PV | 14730.2347 | 20589.1952 | 20693.5717 | 20608.3862 | 21487.8553 | 22864.7949 | 23993.5282 | 26066.8005 | 28638.94 | 30852.4278 | 31385.3953 | 39258.1304 | 37729.5835 | 36590.9757 | 42822.1448 | 42984.1314 | 45717.6935 | 48036.0755 | 50324.5966 | 51156.9799 | 57473.0501 | 59241.3831 | 57010.3107 | 59896.621 | 61969.852
NEM | LS Battery | 169.8963 | 184.0001 | 198.0557 | 189.318 | 194.1088 | 201.7856 | 208.4353 | 193.4433 | 212.6869 | 976.8948 | 1013.3738 | 3612.6593 | 3769.4091 | 3743.8595 | 5017.1021 | 5077.9095 | 4884.0857 | 4845.8393 | 4902.9679 | 4818.7901 | 6952.4285 | 7143.1902 | 7083.5066 | 8454.147 | 8509.5321
NEM | Pumped Hydro | 114.7362 | 47.2759 | 144.6332 | 138.0032 | 231.4025 | 561.9873 | 561.9521 | 934.6604 | 1517.3861 | 2323.88 | 1581.8388 | 5295.8882 | 4298.6478 | 4856.3292 | 5701.4756 | 4855.8243 | 8605.6184 | 8298.0416 | 9131.2826 | 8692.9476 | 9482.0845 | 8808.0832 | 9053.6278 | 12006.7633 | 11919.5902
NEM | VPP | 89.3176 | 96.5963 | 90.3078 | 134.8568 | 192.822 | 243.3959 | 304.221 | 347.574 | 471.3391 | 546.3565 | 630.3573 | 675.0194 | 723.5594 | 816.1163 | 922.2925 | 1029.646 | 1046.7166 | 1111.5969 | 1217.453 | 1297.9846 | 1319.9269 | 1358.4846 | 1406.4736 | 1477.5359 | 1519.6088
Total excluding storage |  | 193182.8458 | 191247.7806 | 191438.3329 | 192020.0719 | 192519.7241 | 191273.6869 | 191890.7093 | 195290.1215 | 195015.0676 | 196297.7253 | 197178.8728 | 200972.1286 | 202312.5033 | 204331.1663 | 202191.1841 | 203306.8659 | 208205.9323 | 208581.8096 | 209290.4348 | 210524.1112 | 211557.3415 | 212692.4097 | 214314.0634 | 213494.2617 | 213732.8167
Region | Technology | 2021-22 | 2022-23 | 2023-24 | 2024-25 | 2025-26 | 2026-27 | 2027-28 | 2028-29 | 2029-30 | 2030-31 | 2031-32 | 2032-33 | 2033-34 | 2034-35 | 2035-36 | 2036-37 | 2037-38 | 2038-39 | 2039-40 | 2040-41 | 2041-42 | 2042-43 | 2043-44 | 2044-45 | 2045-46
NSW1 | Black Coal | 49193.9817 | 40615.234 | 41321.6263 | 40103.7728 | 38136.1006 | 35364.0609 | 35690.9948 | 34659.5762 | 37069.8117 | 37870.0569 | 35769.1277 | 25968.8946 | 26674.1997 | 26563.8064 | 6573.6174 | 8590.5426 | 8672.4004 | 8672.4 | 8672.4 | 7848.8603 | 8453.9787 | 7.1235e-10 | 7.1665e-10 | 7.1235e-10 | 7.1284e-10
NSW1 | Brown Coal | 0 | 0 | 0 | 0 | 0 | 0 | 0 | 0 | 0 | 0 | 0 | 0 | 0 | 0 | 0 | 0 | 0 | 0 | 0 | 0 | 0 | 0 | 0 | 0 | 0
NSW1 | CCGT | 23.7424 | 34.6907 | 34.6908 | 65.526 | 65.526 | 65.526 | 65.5261 | 65.5261 | 65.5262 | 66.4106 | 65.619 | 1647.5581 | 1924.6532 | 1217.4704 | 2113.9889 | 1514.1176 | 1980.7647 | 2280.7633 | 2439.9686 | 1620.0405 | 2303.7452 | 9423.774 | 6677.6736 | 5570.8223 | 5631.1123
NSW1 | Gas - Steam | 0 | 0 | 0 | 0 | 0 | 0 | 0 | 0 | 0 | 0 | 0 | 0 | 0 | 0 | 0 | 0 | 0 | 0 | 0 | 0 | 0 | 0 | 0 | 0 | 0
NSW1 | OCGT / Diesel | 3.0198 | 4.356 | 3.3732 | 3.0515 | 0.00071338 | 0.00077114 | 0.00081112 | 0.00083663 | 0.1407 | 3.831 | 3.3332 | 31.0868 | 24.9515 | 19.6891 | 563.171 | 495.115 | 621.1055 | 772.92 | 1145.2913 | 1154.5556 | 1721.0967 | 2471.5616 | 3367.736 | 1635.9893 | 1649.8852
NSW1 | Hydro | 1927.3821 | 1855.5345 | 1764.1494 | 2308.8097 | 2308.6024 | 2341.4944 | 2310.0664 | 3206.6493 | 2783.6467 | 2777.0911 | 2381.1101 | 3038.4172 | 3252.544 | 3442.1571 | 3477.4652 | 3298.6125 | 3871.611 | 3275.1027 | 3031.146 | 2944.3072 | 2743.6689 | 3066.3677 | 3236.3145 | 3056.7985 | 3147.2505
NSW1 | Wind | 5592.528 | 7118.8056 | 6683.1367 | 6482.8574 | 6664.1862 | 7063.2283 | 7035.3517 | 6406.4381 | 5992.3574 | 6539.6157 | 7265.6094 | 6776.8811 | 6840.3336 | 9586.1424 | 17454.8268 | 17126.3557 | 16625.8546 | 15159.8829 | 15986.1328 | 15308.158 | 15918.7889 | 17091.5673 | 18289.7831 | 19017.1614 | 18735.0729
NSW1 | Solar PV | 5719.1347 | 9245.968 | 9174.1243 | 9615.9032 | 9226.3267 | 9899.758 | 9946.779 | 8976.0347 | 9260.5669 | 10911.0146 | 11079.8376 | 17566.1552 | 17038.8809 | 16466.0572 | 21198.5147 | 21254.3119 | 25036.1525 | 25507.7488 | 27060.7865 | 27482.5466 | 32657.7165 | 34780.9103 | 33885.8132 | 36470.1094 | 38492.1169
NSW1 | LS Battery | 0.0062162 | 0.0065908 | 0.0065294 | 0.0065194 | 0.0067336 | 0.0087884 | 0.010502 | 0.011545 | 0.011455 | 779.1212 | 812.3956 | 2783.1784 | 2741.8487 | 2724.867 | 3408.8513 | 3449.4968 | 3269.0493 | 3245.8486 | 3290.5692 | 3214.1184 | 4245.3349 | 4459.9577 | 4435.1417 | 4637.113 | 4618.9641
NSW1 | Pumped Hydro | 9.9877 | 10.6341 | 26.697 | 37.2006 | 164.5531 | 440.1459 | 402.4105 | 738.2489 | 1191.8795 | 1854.9553 | 1215.4109 | 4545.4206 | 3576.7914 | 4202.1275 | 5040.2533 | 4197.7976 | 6511.1502 | 6153.0311 | 6853.4042 | 6544.9213 | 7277.2663 | 6652.5135 | 7008.38 | 7767.367 | 7640.3849
NSW1 | VPP | 23.5031 | 34.7219 | 29.0654 | 52.1068 | 76.6602 | 95.475 | 119.77 | 141.157 | 187.699 | 245.5646 | 286.7731 | 295.5296 | 316.5201 | 352.9219 | 398.3937 | 438.8467 | 441.4193 | 466.6109 | 503.917 | 531.7507 | 541.4579 | 551.059 | 564.5081 | 602.4367 | 613.7304
Total excluding storage |  | 62459.7887 | 58874.5888 | 58981.1006 | 58579.9205 | 56400.7426 | 54734.0685 | 55048.7187 | 53314.2252 | 55172.0496 | 58168.0199 | 56564.6371 | 55028.993 | 55755.563 | 57295.3226 | 51381.5841 | 52279.0553 | 56807.8887 | 55668.8176 | 58335.7251 | 56358.468 | 63798.995 | 66834.1809 | 65457.3203 | 65750.8809 | 67655.4378
Region | Technology | 2021-22 | 2022-23 | 2023-24 | 2024-25 | 2025-26 | 2026-27 | 2027-28 | 2028-29 | 2029-30 | 2030-31 | 2031-32 | 2032-33 | 2033-34 | 2034-35 | 2035-36 | 2036-37 | 2037-38 | 2038-39 | 2039-40 | 2040-41 | 2041-42 | 2042-43 | 2043-44 | 2044-45 | 2045-46
QLD1 | Black Coal | 51730.0287 | 46205.6209 | 48271.5402 | 49347.4399 | 47166.7971 | 46818.6023 | 44669.8792 | 40537.3876 | 40739.4104 | 40266.3735 | 39822.0678 | 46553.4122 | 48266.2291 | 46884.5354 | 38563.5 | 33171.1361 | 25072.26 | 26612.3641 | 25827.1743 | 25201.2168 | 23438.3884 | 20682.265 | 17032.8373 | 14418.636 | 12044.3711
QLD1 | Brown Coal | 0 | 0 | 0 | 0 | 0 | 0 | 0 | 0 | 0 | 0 | 0 | 0 | 0 | 0 | 0 | 0 | 0 | 0 | 0 | 0 | 0 | 0 | 0 | 0 | 0
QLD1 | CCGT | 1568.555 | 1176.4346 | 1176.4359 | 1339.0417 | 1309.0444 | 1309.0443 | 1309.0443 | 1309.0443 | 1309.0443 | 1309.0444 | 1309.0444 | 2090.6586 | 2518.754 | 1735.5468 | 4694.3621 | 2419.2777 | 3298.0645 | 3549.3023 | 3180.354 | 2825.3342 | 3424.9265 | 3967.8276 | 3801.3227 | 3205.7412 | 1691.9653
QLD1 | Gas - Steam | 0 | 0 | 0 | 0 | 0 | 0 | 0 | 0 | 0 | 0 | 0 | 0 | 0 | 0 | 0 | 0 | 0 | 0 | 0 | 0 | 0 | 0 | 0 | 0 | 0
QLD1 | OCGT / Diesel | 13.7882 | 0.00099412 | 0.7503 | 3.4538 | 0.00088839 | 0.4834 | 0.0009288 | 1.5319 | 0.00097762 | 2.7184 | 0.30549 | 11.8969 | 7.0277 | 0.7369 | 68.3039 | 144.138 | 156.9223 | 61.5297 | 235.0815 | 133.4463 | 277.1585 | 552.9243 | 737.0275 | 697.7806 | 1059.0107
QLD1 | Hydro | 686.2257 | 682.9244 | 682.8682 | 677.2682 | 673.4678 | 672.4377 | 671.7935 | 662.3702 | 664.0842 | 660.1869 | 660.36 | 656.0588 | 652.4988 | 649.2208 | 648.9001 | 641.954 | 240.967 | 240.3085 | 239.476 | 237.2327 | 237.666 | 0 | 0 | 0 | 0
QLD1 | Wind | 2071.1279 | 3562.359 | 4867.4422 | 4454.0222 | 5144.6382 | 5467.966 | 7872.6017 | 12799.6307 | 13318.0557 | 13614.4407 | 12504.4847 | 12289.3219 | 11073.1209 | 12832.2089 | 18357.3665 | 25872.8417 | 33269.0758 | 32678.129 | 33415.1544 | 30978.229 | 29660.9889 | 27034.7008 | 33098.3974 | 34789.8723 | 37465.5633
QLD1 | Solar PV | 5651.0507 | 7988.7752 | 8054.4107 | 7689.899 | 7518.3843 | 7990.3464 | 8592.0469 | 7209.9851 | 9067.4901 | 9432.0856 | 9828.5119 | 9786.1223 | 9406.1447 | 9204.4879 | 10164.4385 | 9812.0363 | 9606.7067 | 10564.4356 | 11030.2022 | 11484.7176 | 11380.3342 | 11732.1217 | 11112.882 | 11464.4793 | 11362.6056
QLD1 | LS Battery | 54.5848 | 63.0877 | 77.2576 | 82.1636 | 72.9944 | 80.8936 | 84.1915 | 86.3141 | 110.7947 | 88.2924 | 86.3841 | 91.152 | 332.2136 | 334.3678 | 908.4217 | 914.1104 | 884.7443 | 883.5461 | 893.7526 | 883.733 | 1692.6528 | 1686.6325 | 1654.7608 | 1782.3203 | 1790.2328
QLD1 | Pumped Hydro | 104.7485 | 36.6418 | 117.9361 | 100.7988 | 66.8449 | 121.8368 | 159.5366 | 196.4063 | 325.5014 | 468.9193 | 366.4216 | 750.4598 | 721.8487 | 654.1929 | 661.212 | 658.0145 | 2094.4498 | 2144.9923 | 2277.8501 | 2147.9972 | 2204.7754 | 2155.5285 | 2045.2059 | 2608.5349 | 2623.011
QLD1 | VPP | 14.8536 | 14.0716 | 14.9468 | 25.4198 | 34.3146 | 47.9959 | 61.7256 | 76.9389 | 126.9292 | 108.2747 | 116.938 | 147.5303 | 159.6362 | 182.6557 | 195.749 | 219.0463 | 224.82 | 241.4661 | 268.637 | 278.4001 | 286.7593 | 299.9629 | 313.2348 | 321.6886 | 334.56
Total excluding storage |  | 61720.7761 | 59616.1152 | 63053.4475 | 63511.1249 | 61812.3326 | 62258.8801 | 63115.3665 | 62519.9497 | 65098.0856 | 65284.8494 | 64124.7744 | 71387.4707 | 71923.7752 | 71306.7367 | 72496.8711 | 72061.3838 | 71643.9963 | 73706.0691 | 73927.4424 | 70860.1766 | 68419.4625 | 63969.8394 | 65782.4669 | 64576.5094 | 63623.5159
Region | Technology | 2021-22 | 2022-23 | 2023-24 | 2024-25 | 2025-26 | 2026-27 | 2027-28 | 2028-29 | 2029-30 | 2030-31 | 2031-32 | 2032-33 | 2033-34 | 2034-35 | 2035-36 | 2036-37 | 2037-38 | 2038-39 | 2039-40 | 2040-41 | 2041-42 | 2042-43 | 2043-44 | 2044-45 | 2045-46
VIC1 | Black Coal | 0 | 0 | 0 | 0 | 0 | 0 | 0 | 0 | 0 | 0 | 0 | 0 | 0 | 0 | 0 | 0 | 0 | 0 | 0 | 0 | 0 | 0 | 0 | 0 | 0
VIC1 | Brown Coal | 33727.2621 | 30946.6543 | 33309.7888 | 33765.471 | 34239.7309 | 33640.4434 | 32049.6486 | 33132.5186 | 29394.6066 | 29832.9656 | 27256.583 | 24456.5547 | 24552.7284 | 24704.5015 | 24240.3695 | 23535.2469 | 22291.5139 | 21262.3072 | 22415.3097 | 23458.6422 | 23228.1041 | 22856.0907 | 23012.244 | 22788.8158 | 23099.3476
VIC1 | CCGT | 0 | 0.00050228 | 0.00056084 | 0.00056827 | 0.00055932 | 0.00057368 | 0.00059265 | 0.00062165 | 0.00069078 | 0.00078216 | 0.00080551 | 0.0012584 | 0.0013707 | 0.0013345 | 0.0015213 | 0.0014749 | 0.0019468 | 0.0020342 | 0.0023116 | 0.0021851 | 0.0029945 | 0.0030895 | 0.0030893 | 0.0037417 | 0.0037774
VIC1 | Gas - Steam | 25.535 | 22.6561 | 31.5675 | 7.8007 | 0.00020757 | 7.8526 | 1.993 | 0.00017454 | 0.65106 | 1.9874 | 9.6394 | 44.3211 | 28.5777 | 48.7358 | 180.8787 | 78.9849 | 148.4744 | 150.9153 | 0 | 0 | 0 | 0 | 0 | 0 | 0
VIC1 | OCGT / Diesel | 12.24 | 26.6639 | 21.0238 | 9.6686 | 0.0011258 | 3.2056 | 1.1268 | 0.0012394 | 0.0013466 | 0.16419 | 2.5418 | 10.4268 | 0.18042 | 1.0407 | 49.2473 | 31.0311 | 61.8027 | 14.7727 | 87.579 | 60.6549 | 134.7844 | 102.9351 | 361.9647 | 383.2367 | 285.5098
VIC1 | Hydro | 2870.0797 | 2837.4742 | 2599.722 | 3293.8392 | 3386.5636 | 3152.1636 | 3228.8764 | 4026.6187 | 3237.3425 | 2778.8694 | 2780.459 | 2514.4687 | 3086.3017 | 3177.9741 | 3012.2111 | 3000.033 | 3780.329 | 3140.1977 | 2695.9624 | 2681.0962 | 2433.1187 | 2974.0666 | 3071.9075 | 2894.5178 | 2904.4261
VIC1 | Wind | 11650.0171 | 14217.4855 | 12479.5548 | 13010.738 | 14064.9056 | 14800.7798 | 15093.8973 | 14191.9975 | 14718.1182 | 14408.5579 | 16331.9946 | 14105.8787 | 14191.5858 | 14539.9418 | 16040.0108 | 16142.231 | 16604.6396 | 16474.3619 | 15976.3752 | 16562.5376 | 15460.5777 | 18386.9793 | 18220.8198 | 18828.8997 | 18419.8341
VIC1 | Solar PV | 2389.1138 | 2378.4321 | 2473.3403 | 2363.4344 | 3842.3677 | 4058.0028 | 4494.4022 | 8973.7462 | 9348.8068 | 9538.3869 | 9499.7539 | 9868.218 | 9341.9362 | 9037.9545 | 9506.0871 | 9667.1338 | 8976.8862 | 9332.8276 | 9549.5619 | 9488.5779 | 9850.6491 | 9315.3672 | 9038.8152 | 9215.0732 | 9284.9116
VIC1 | LS Battery | 38.9876 | 44.3455 | 39.9875 | 37.2909 | 50.247 | 48.3679 | 50.4921 | 41.7871 | 36.776 | 41.6138 | 44.4545 | 39.3471 | 11.6565 | 11.9123 | 12.2301 | 12.6131 | 11.4713 | 11.4395 | 11.0866 | 11.6131 | 11.7392 | 11.5554 | 11.4022 | 401.9475 | 405.9218
VIC1 | Pumped Hydro | 0 | 0 | 0 | 0.001388 | 0.0016233 | 0.0017138 | 0.001812 | 0.0018899 | 0.0019074 | 0.0021794 | 0.0022667 | 0.003707 | 0.0036095 | 0.0037604 | 0.0048039 | 0.0049218 | 0.0061473 | 0.006183 | 0.010293 | 0.010834 | 0.022375 | 0.021795 | 0.021973 | 1630.8395 | 1656.1724
VIC1 | VPP | 16.0034 | 17.8539 | 18.2332 | 27.8575 | 45.8167 | 59.0839 | 76.5666 | 81.471 | 103.539 | 128.8964 | 155.0756 | 157.6842 | 171.0205 | 201.2928 | 237.9637 | 265.0768 | 268.1001 | 287.5878 | 314.4309 | 352.2912 | 352.9597 | 365.3828 | 381.5003 | 405.3378 | 418.8699
Total excluding storage |  | 50674.2477 | 50429.3666 | 50914.9979 | 52450.9524 | 55533.5697 | 55662.4483 | 54869.945 | 60324.883 | 56699.5271 | 56560.9322 | 55880.9725 | 50999.8692 | 51201.3116 | 51510.1498 | 53028.8059 | 52454.6622 | 51863.6478 | 50375.3845 | 50724.7906 | 52251.511 | 51107.237 | 53635.442 | 53705.7543 | 54110.5469 | 53994.0329
Region | Technology | 2021-22 | 2022-23 | 2023-24 | 2024-25 | 2025-26 | 2026-27 | 2027-28 | 2028-29 | 2029-30 | 2030-31 | 2031-32 | 2032-33 | 2033-34 | 2034-35 | 2035-36 | 2036-37 | 2037-38 | 2038-39 | 2039-40 | 2040-41 | 2041-42 | 2042-43 | 2043-44 | 2044-45 | 2045-46
SA1 | Black Coal | 0 | 0 | 0 | 0 | 0 | 0 | 0 | 0 | 0 | 0 | 0 | 0 | 0 | 0 | 0 | 0 | 0 | 0 | 0 | 0 | 0 | 0 | 0 | 0 | 0
SA1 | Brown Coal | 0 | 0 | 0 | 0 | 0 | 0 | 0 | 0 | 0 | 0 | 0 | 0 | 0 | 0 | 0 | 0 | 0 | 0 | 0 | 0 | 0 | 0 | 0 | 0 | 0
SA1 | CCGT | 1354.3485 | 1149.3126 | 754.5633 | 463.4047 | 463.4046 | 463.4047 | 463.4047 | 463.4047 | 463.4047 | 463.4048 | 463.4048 | 1115.4783 | 1351.3944 | 839.2262 | 1507.5796 | 804.212 | 0.0026663 | 0.0027085 | 0.0027786 | 0.0026085 | 0.0035281 | 0.0036435 | 0.0038201 | 0.004379 | 0.0044165
SA1 | Gas - Steam | 756.153 | 735.6471 | 770.8229 | 84.096 | 84.096 | 84.096 | 84.096 | 84.096 | 84.096 | 84.096 | 84.096 | 94.3715 | 84.0961 | 109.5854 | 0 | 0 | 0 | 0 | 0 | 0 | 0 | 0 | 0 | 0 | 0
SA1 | OCGT / Diesel | 77.058 | 58.1629 | 127.1876 | 7.8724 | 0.66799 | 6.6397 | 2.2953 | 0.001509 | 0.49349 | 1.9252 | 7.8692 | 177.1192 | 224.689 | 134.1166 | 467.9118 | 171.3314 | 530.4078 | 574.8411 | 652.3607 | 510.2662 | 721.5035 | 796.015 | 958.6972 | 172.2546 | 135.2001
SA1 | Hydro | 0 | 0 | 0 | 0 | 0 | 0 | 0 | 0 | 0 | 0 | 0 | 0 | 0 | 0 | 0 | 0 | 0 | 0 | 0 | 0 | 0 | 0 | 0 | 0 | 0
SA1 | Wind | 6345.038 | 6767.0759 | 6053.376 | 6113.7645 | 5678.357 | 6348.9288 | 6443.6853 | 6118.5415 | 6069.2426 | 6047.7773 | 6500.625 | 8981.3189 | 8542.6575 | 8151.0061 | 9042.7196 | 8420.1836 | 9899.7646 | 11083.7056 | 10190.3809 | 11126.9685 | 9884.4341 | 9891.1582 | 9277.3748 | 11173.4273 | 10434.0208
SA1 | Solar PV | 970.9354 | 976.0199 | 991.6962 | 939.1495 | 900.7764 | 916.6874 | 960.2998 | 907.0343 | 962.0756 | 970.9396 | 977.2908 | 2037.6333 | 1942.6199 | 1882.4747 | 1953.1029 | 2250.6481 | 2097.9467 | 2631.0619 | 2684.0443 | 2701.1363 | 3584.3482 | 3412.9818 | 2972.7983 | 2746.957 | 2830.2159
SA1 | LS Battery | 76.3168 | 76.5591 | 80.8029 | 69.8559 | 70.8595 | 72.5137 | 73.7391 | 65.3281 | 65.1025 | 67.8644 | 70.1348 | 698.9779 | 683.6865 | 672.707 | 687.5936 | 701.6835 | 718.815 | 704.9996 | 707.5519 | 709.3162 | 1002.6928 | 985.0359 | 982.1923 | 1632.7547 | 1694.4019
SA1 | Pumped Hydro | 0 | 0 | 0 | 0.00096536 | 0.0010557 | 0.0011351 | 0.0012025 | 0.0012469 | 0.0013146 | 0.0014477 | 0.0015187 | 0.0019814 | 0.0019546 | 0.0020479 | 0.0024814 | 0.0027716 | 0.0051772 | 0.0051996 | 0.0053113 | 0.0055053 | 0.0063288 | 0.0062268 | 0.0062784 | 0.0077714 | 0.0079103
SA1 | VPP | 34.8482 | 29.8692 | 27.9292 | 29.2742 | 35.7924 | 40.4009 | 45.6414 | 47.4762 | 52.7129 | 63.0234 | 71.2869 | 69.3783 | 72.0332 | 75.7228 | 84.0002 | 90.1011 | 94.1529 | 98.2784 | 107.208 | 115.5671 | 114.4275 | 119.4572 | 125.3715 | 125.231 | 129.8246
Total excluding storage |  | 9503.5329 | 9686.2183 | 8697.646 | 7608.2871 | 7127.302 | 7819.7566 | 7953.7811 | 7573.078 | 7579.3124 | 7568.143 | 8033.2859 | 12405.9211 | 12145.4569 | 11116.409 | 12971.3139 | 11646.3752 | 12528.1218 | 14289.6113 | 13526.7888 | 14338.3737 | 14190.2892 | 14100.1586 | 13208.8741 | 14092.6433 | 13399.4412
Region | Technology | 2021-22 | 2022-23 | 2023-24 | 2024-25 | 2025-26 | 2026-27 | 2027-28 | 2028-29 | 2029-30 | 2030-31 | 2031-32 | 2032-33 | 2033-34 | 2034-35 | 2035-36 | 2036-37 | 2037-38 | 2038-39 | 2039-40 | 2040-41 | 2041-42 | 2042-43 | 2043-44 | 2044-45 | 2045-46
TAS1 | Black Coal | 0 | 0 | 0 | 0 | 0 | 0 | 0 | 0 | 0 | 0 | 0 | 0 | 0 | 0 | 0 | 0 | 0 | 0 | 0 | 0 | 0 | 0 | 0 | 0 | 0
TAS1 | Brown Coal | 0 | 0 | 0 | 0 | 0 | 0 | 0 | 0 | 0 | 0 | 0 | 0 | 0 | 0 | 0 | 0 | 0 | 0 | 0 | 0 | 0 | 0 | 0 | 0 | 0
TAS1 | CCGT | 0 | 0.00040197 | 0.00051286 | 0.00051553 | 0.00049863 | 0.00052538 | 0.00053324 | 0.00055973 | 0.00063468 | 0.0007308 | 0.00069537 | 0.00089186 | 0.00092764 | 0.00086952 | 0.00089478 | 0.0010256 | 0.0012961 | 0.0013856 | 0.0015241 | 0.0013802 | 0.0017673 | 0.001803 | 0.0017358 | 0.0017313 | 0.0017526
TAS1 | Gas - Steam | 0 | 0 | 0 | 0 | 0 | 0 | 0 | 0 | 0 | 0 | 0 | 0 | 0 | 0 | 0 | 0 | 0 | 0 | 0 | 0 | 0 | 0 | 0 | 0 | 0
TAS1 | OCGT / Diesel | 0.00040561 | 0.00031612 | 0.00039184 | 0.00040481 | 0.00036278 | 0.00039117 | 0.00039546 | 0.0004134 | 0.00045465 | 0.00053298 | 0.00045882 | 0.046355 | 0.00066955 | 0.00056156 | 0.00062803 | 0.31672 | 1.4655 | 0.12558 | 1.8685 | 0.00054177 | 1.1607 | 0.00076842 | 0.23567 | 2.8183 | 1.3655
TAS1 | Hydro | 7028.4345 | 10602.0994 | 7889.2447 | 8024.0689 | 9618.8301 | 8737.5029 | 8793.1289 | 9691.8715 | 8634.6438 | 6919.9709 | 10531.8419 | 7730.1663 | 7899.6003 | 9479.2824 | 8648.5689 | 8604.9979 | 9550.5319 | 8499.5868 | 6859.9498 | 10285.1294 | 7608.6227 | 7775.1321 | 9377.7336 | 8465.5889 | 8468.6992
TAS1 | Wind | 1796.0655 | 2039.3915 | 1901.8951 | 1845.717 | 2026.9461 | 2061.0293 | 2109.768 | 1866.1127 | 1831.4474 | 1795.8074 | 2043.359 | 3419.6593 | 3386.793 | 3623.263 | 3664.0371 | 6260.0724 | 5810.2776 | 6042.2117 | 5913.8664 | 6430.449 | 6431.5705 | 6377.6519 | 6781.6749 | 6495.2701 | 6590.3204
TAS1 | Solar PV | 0.00010184 | 0.00011746 | 0.00014797 | 0.00014742 | 0.00017097 | 0.0002976 | 0.00029175 | 0.00030504 | 0.0005414 | 0.001052 | 0.00092852 | 0.0016544 | 0.0016872 | 0.0013946 | 0.0015114 | 0.0013428 | 0.0013903 | 0.0016494 | 0.0016293 | 0.0015288 | 0.0021085 | 0.0021852 | 0.0019591 | 0.0020941 | 0.0019685
TAS1 | LS Battery | 0.00096939 | 0.0012281 | 0.0010959 | 0.0010961 | 0.0011886 | 0.0016525 | 0.0022181 | 0.0023955 | 0.0022578 | 0.003022 | 0.0048591 | 0.0040018 | 0.0037656 | 0.005448 | 0.0053056 | 0.0056451 | 0.005737 | 0.0055099 | 0.0076011 | 0.0095049 | 0.0088063 | 0.0085901 | 0.0096683 | 0.011489 | 0.011584
TAS1 | Pumped Hydro | 0 | 0 | 0 | 0.0014723 | 0.0018611 | 0.0018078 | 0.0019741 | 0.0020596 | 0.0019905 | 0.0018034 | 0.0024481 | 0.0022223 | 0.0022029 | 0.0028927 | 0.0030111 | 0.0045023 | 0.007014 | 0.0068093 | 0.012582 | 0.012696 | 0.014064 | 0.013197 | 0.013598 | 0.014196 | 0.013969
TAS1 | VPP | 0.1093 | 0.079784 | 0.13322 | 0.1985 | 0.23818 | 0.44029 | 0.51739 | 0.53089 | 0.45892 | 0.59729 | 0.28371 | 4.897 | 4.3493 | 3.5231 | 6.1858 | 16.5751 | 18.2243 | 17.6537 | 23.2601 | 19.9756 | 24.3224 | 22.6226 | 21.859 | 22.8418 | 22.6239
Total excluding storage |  | 8824.5005 | 12641.4917 | 9791.1409 | 9869.787 | 11645.7772 | 10798.5334 | 10902.898 | 11557.9855 | 10466.0929 | 8715.7807 | 12575.203 | 11149.8745 | 11286.3966 | 13102.5482 | 12312.609 | 14865.3894 | 15362.2777 | 14541.9271 | 12775.6879 | 16715.5818 | 14041.3577 | 14152.7887 | 16159.6478 | 14963.6812 | 15060.3888
Explicitly modelled pumping
Region | Technology | 2021-22 | 2022-23 | 2023-24 | 2024-25 | 2025-26 | 2026-27 | 2027-28 | 2028-29 | 2029-30 | 2030-31 | 2031-32 | 2032-33 | 2033-34 | 2034-35 | 2035-36 | 2036-37 | 2037-38 | 2038-39 | 2039-40 | 2040-41 | 2041-42 | 2042-43 | 2043-44 | 2044-45 | 2045-46
NEM | LS Battery pump | 209.1979 | 227.4891 | 244.0861 | 233.7259 | 239.9904 | 248.7681 | 257.7054 | 238.441 | 262.9443 | 1205.675 | 1254.316 | 4457.7514 | 4652.6758 | 4627.0748 | 6188.9273 | 6269.0243 | 6038.1705 | 5976.6123 | 6050.5173 | 5966.2416 | 8566.4893 | 8822.5879 | 8740.8776 | 10437.2144 | 10505.5955
NEM | Pumped Hydro pump | 214.5032 | 148.0376 | 372.8083 | 493.3931 | 831.3024 | 941.5104 | 1281.8101 | 2276.0328 | 2760.2164 | 4015.7152 | 3277.9267 | 8592.7621 | 7287.9961 | 8340.0003 | 9052.443 | 8598.125 | 12425.6246 | 12150.3974 | 13255.5776 | 13070.7199 | 13731.1645 | 12948.5806 | 12983.6831 | 16815.5294 | 16754.8407
NEM | VPP pump | 104.808 | 113.3712 | 105.9725 | 158.2592 | 226.3108 | 285.6627 | 357.0551 | 407.8787 | 553.1298 | 641.2824 | 739.9711 | 792.3474 | 849.3 | 957.9339 | 1082.5012 | 1208.587 | 1228.4514 | 1304.5241 | 1428.7695 | 1523.356 | 1549.024 | 1594.2447 | 1650.559 | 1734.0176 | 1783.3659
Region | Technology | 2021-22 | 2022-23 | 2023-24 | 2024-25 | 2025-26 | 2026-27 | 2027-28 | 2028-29 | 2029-30 | 2030-31 | 2031-32 | 2032-33 | 2033-34 | 2034-35 | 2035-36 | 2036-37 | 2037-38 | 2038-39 | 2039-40 | 2040-41 | 2041-42 | 2042-43 | 2043-44 | 2044-45 | 2045-46
NSW1 | LS Battery pump | 0.0076764 | 0.0081396 | 0.0080598 | 0.0080475 | 0.0083149 | 0.010849 | 0.012969 | 0.014251 | 0.014146 | 961.878 | 1005.538 | 3433.4421 | 3384.9984 | 3368.0092 | 4204.4827 | 4258.6381 | 4041.2842 | 4001.7997 | 4062.4313 | 3979.6214 | 5229.6536 | 5506.8674 | 5474.6639 | 5724.8308 | 5702.4253
NSW1 | Pumped Hydro pump | 66.2524 | 92.7766 | 207.2438 | 349.3902 | 732.6457 | 770.6109 | 1053.8946 | 1995.4462 | 2295.2084 | 3345.7216 | 2751.4036 | 7523.8264 | 6256.7748 | 7402.27 | 8111.0017 | 7658.0908 | 9706.395 | 9383.6763 | 10306.474 | 10290.329 | 10880.7863 | 10156.9277 | 10347.0208 | 11433.0156 | 11317.3223
NSW1 | VPP pump | 27.5517 | 40.745 | 34.0858 | 61.138 | 89.9616 | 112.0326 | 140.5419 | 165.621 | 220.2163 | 288.2528 | 336.6693 | 346.8995 | 371.5282 | 414.2483 | 467.6017 | 515.1095 | 518.0453 | 547.5781 | 591.3513 | 624.0368 | 635.4014 | 646.6429 | 662.4111 | 706.9787 | 720.2097
Region | Technology | 2021-22 | 2022-23 | 2023-24 | 2024-25 | 2025-26 | 2026-27 | 2027-28 | 2028-29 | 2029-30 | 2030-31 | 2031-32 | 2032-33 | 2033-34 | 2034-35 | 2035-36 | 2036-37 | 2037-38 | 2038-39 | 2039-40 | 2040-41 | 2041-42 | 2042-43 | 2043-44 | 2044-45 | 2045-46
QLD1 | LS Battery pump | 67.1985 | 77.8367 | 95.3304 | 101.4365 | 90.1661 | 99.819 | 103.9401 | 106.5606 | 136.7836 | 109.0029 | 106.9359 | 112.2444 | 410.1402 | 413.8498 | 1120.4582 | 1128.5315 | 1095.2912 | 1087.7834 | 1103.3983 | 1094.0425 | 2086.9694 | 2082.0943 | 2042.7978 | 2200.3914 | 2210.1639
QLD1 | Pumped Hydro pump | 148.2508 | 55.261 | 165.5646 | 143.9981 | 98.6511 | 170.8936 | 227.9092 | 280.5801 | 465.0015 | 669.9869 | 526.5153 | 1068.9258 | 1031.2117 | 937.7195 | 941.4285 | 940.019 | 2719.2066 | 2766.6983 | 2949.0685 | 2780.3544 | 2850.3248 | 2791.6013 | 2636.6101 | 3343.8912 | 3367.3215
QLD1 | VPP pump | 17.4335 | 16.5108 | 17.5388 | 29.8351 | 40.2693 | 56.3352 | 72.4516 | 90.31 | 149.043 | 127.0748 | 137.2384 | 173.1944 | 187.401 | 214.4329 | 229.7691 | 257.1245 | 263.8726 | 283.3987 | 315.2971 | 326.7459 | 336.5446 | 352.0427 | 367.62 | 377.5285 | 392.6327
Region | Technology | 2021-22 | 2022-23 | 2023-24 | 2024-25 | 2025-26 | 2026-27 | 2027-28 | 2028-29 | 2029-30 | 2030-31 | 2031-32 | 2032-33 | 2033-34 | 2034-35 | 2035-36 | 2036-37 | 2037-38 | 2038-39 | 2039-40 | 2040-41 | 2041-42 | 2042-43 | 2043-44 | 2044-45 | 2045-46
VIC1 | LS Battery pump | 48.0093 | 54.8882 | 49.2266 | 46.0381 | 62.1734 | 59.5734 | 62.4766 | 51.4483 | 45.5432 | 51.2344 | 55.0228 | 48.4532 | 14.3735 | 14.7066 | 15.0989 | 15.5717 | 14.1621 | 14.1648 | 13.6452 | 14.3791 | 14.4508 | 14.308 | 14.0348 | 496.2315 | 501.138
VIC1 | Pumped Hydro pump | 0 | 0 | 0 | 0.0017373 | 0.0020302 | 0.0021394 | 0.0022713 | 0.0023582 | 0.0023883 | 0.0027206 | 0.0028383 | 0.0046348 | 0.0045076 | 0.0047051 | 0.0059956 | 0.0061554 | 0.0076844 | 0.0077469 | 0.012844 | 0.013596 | 0.027916 | 0.027323 | 0.02739 | 2038.5951 | 2070.1697
VIC1 | VPP pump | 18.7825 | 20.9575 | 21.4009 | 32.6963 | 53.7922 | 69.365 | 89.8935 | 95.6224 | 121.4975 | 151.3026 | 182.0706 | 185.0926 | 200.7431 | 236.2769 | 279.3144 | 311.1558 | 314.65 | 337.5055 | 369.0054 | 413.4994 | 414.2425 | 428.8176 | 447.7386 | 475.7418 | 491.6192
Region | Technology | 2021-22 | 2022-23 | 2023-24 | 2024-25 | 2025-26 | 2026-27 | 2027-28 | 2028-29 | 2029-30 | 2030-31 | 2031-32 | 2032-33 | 2033-34 | 2034-35 | 2035-36 | 2036-37 | 2037-38 | 2038-39 | 2039-40 | 2040-41 | 2041-42 | 2042-43 | 2043-44 | 2044-45 | 2045-46
SA1 | LS Battery pump | 93.9812 | 94.7544 | 99.5197 | 86.2419 | 87.6412 | 89.3628 | 91.273 | 80.4149 | 80.6006 | 83.556 | 86.8134 | 863.6068 | 843.1591 | 830.5024 | 848.881 | 866.2759 | 887.4259 | 872.8576 | 871.0331 | 878.1868 | 1235.4046 | 1219.3077 | 1209.3691 | 2015.7465 | 2091.854
SA1 | Pumped Hydro pump | 0 | 0 | 0 | 0.0012087 | 0.0013199 | 0.0014173 | 0.0015068 | 0.0015561 | 0.0016462 | 0.0018073 | 0.0018999 | 0.0024776 | 0.0024419 | 0.0025594 | 0.0030996 | 0.0034662 | 0.0064696 | 0.0065201 | 0.0066181 | 0.0069069 | 0.0078857 | 0.0078048 | 0.0078302 | 0.0097245 | 0.0098751
SA1 | VPP pump | 40.9171 | 35.0696 | 32.7957 | 34.3645 | 42.0188 | 47.4263 | 53.5774 | 55.7224 | 61.8627 | 73.981 | 83.6932 | 81.438 | 84.5522 | 88.8787 | 98.5946 | 105.7573 | 110.5079 | 115.3424 | 125.8259 | 135.6507 | 134.3005 | 140.2082 | 147.1565 | 146.9815 | 152.3756
Region | Technology | 2021-22 | 2022-23 | 2023-24 | 2024-25 | 2025-26 | 2026-27 | 2027-28 | 2028-29 | 2029-30 | 2030-31 | 2031-32 | 2032-33 | 2033-34 | 2034-35 | 2035-36 | 2036-37 | 2037-38 | 2038-39 | 2039-40 | 2040-41 | 2041-42 | 2042-43 | 2043-44 | 2044-45 | 2045-46
TAS1 | LS Battery pump | 0.0011969 | 0.001517 | 0.0013526 | 0.001353 | 0.0014677 | 0.00204 | 0.0027393 | 0.0029576 | 0.0027883 | 0.0037284 | 0.0060061 | 0.0049391 | 0.0046433 | 0.0067319 | 0.0065513 | 0.0069689 | 0.007076 | 0.0068103 | 0.009376 | 0.011749 | 0.010865 | 0.010598 | 0.011938 | 0.014191 | 0.014293
TAS1 | Pumped Hydro pump | 0 | 0 | 0 | 0.0018421 | 0.0023291 | 0.0022579 | 0.0024704 | 0.0025748 | 0.0024906 | 0.002247 | 0.0030697 | 0.0027751 | 0.002747 | 0.0036233 | 0.0037672 | 0.0056377 | 0.0087494 | 0.0085411 | 0.015694 | 0.015942 | 0.017545 | 0.01646 | 0.017003 | 0.017767 | 0.017433
TAS1 | VPP pump | 0.1232 | 0.088358 | 0.1512 | 0.22524 | 0.26891 | 0.50356 | 0.59073 | 0.60291 | 0.51031 | 0.67114 | 0.29964 | 5.7229 | 5.0756 | 4.0971 | 7.2214 | 19.44 | 21.3757 | 20.6994 | 27.2898 | 23.4232 | 28.535 | 26.5332 | 25.6328 | 26.7871 | 26.5287
Non-controllable capacity
Region | Technology | 2021-22 | 2022-23 | 2023-24 | 2024-25 | 2025-26 | 2026-27 | 2027-28 | 2028-29 | 2029-30 | 2030-31 | 2031-32 | 2032-33 | 2033-34 | 2034-35 | 2035-36 | 2036-37 | 2037-38 | 2038-39 | 2039-40 | 2040-41 | 2041-42 | 2042-43 | 2043-44 | 2044-45 | 2045-46
NEM | Distributed PV | 14793.5077 | 16021.2064 | 16800.7844 | 16848.595 | 16846.8348 | 18430.6745 | 18884.2522 | 17230.7008 | 18628.8199 | 19783.4291 | 20678.0051 | 21364.8166 | 21717.6889 | 22493.0256 | 26155.2607 | 28075.5649 | 26053.3394 | 28449.8978 | 30549.8988 | 32459.4252 | 34111.2663 | 34853.9278 | 35593.4061 | 39910.5068 | 41748.3404
NEM | Behind the meter battery | 210.4126 | 247.2236 | 288.0639 | 328.519 | 359.6673 | 376.8017 | 395.9161 | 412.3832 | 489.2032 | 473.9697 | 477.6098 | 492.6612 | 509.7078 | 557.1753 | 630.7653 | 670.8262 | 717.5319 | 773.5383 | 838.3961 | 866.6803 | 893.4895 | 919.2839 | 947.1863 | 969.7857 | 995.6744
NEM | Behind the meter battery pump | 247.5462 | 290.8492 | 338.9023 | 386.4957 | 423.139 | 443.296 | 465.7884 | 485.1556 | 575.526 | 557.6112 | 561.8896 | 579.6008 | 599.6568 | 655.4991 | 742.0803 | 789.206 | 844.1558 | 910.0565 | 986.3489 | 1019.6171 | 1051.1763 | 1081.513 | 1114.3336 | 1140.9226 | 1171.385
Region | Technology | 2021-22 | 2022-23 | 2023-24 | 2024-25 | 2025-26 | 2026-27 | 2027-28 | 2028-29 | 2029-30 | 2030-31 | 2031-32 | 2032-33 | 2033-34 | 2034-35 | 2035-36 | 2036-37 | 2037-38 | 2038-39 | 2039-40 | 2040-41 | 2041-42 | 2042-43 | 2043-44 | 2044-45 | 2045-46
NSW1 | Distributed PV | 3873.4986 | 4395.2062 | 4512.972 | 4613.0142 | 4559.9588 | 5115.1451 | 5116.6382 | 4652.3714 | 4899.4055 | 5287.4035 | 5629.4469 | 5665.9964 | 5928.5442 | 6176.5482 | 7550.1544 | 8055.1639 | 7477.215 | 7984.1655 | 8733.0757 | 9518.9943 | 9751.6316 | 10183.6999 | 10375.5219 | 12053.5093 | 12479.9438
NSW1 | Behind the meter battery | 76.7379 | 95.0804 | 115.2351 | 136.2626 | 151.4782 | 159.9993 | 169.1827 | 178.3515 | 213.8581 | 205.7832 | 208.8703 | 215.0408 | 222.2741 | 241.4172 | 271.6905 | 287.0025 | 306.5687 | 329.057 | 354.9867 | 365.2888 | 375.351 | 384.8133 | 395.2759 | 403.4053 | 412.7616
NSW1 | Behind the meter battery pump | 90.28 | 111.8597 | 135.572 | 160.3092 | 178.2105 | 188.2351 | 199.0394 | 209.8251 | 251.5963 | 242.0963 | 245.73 | 252.9909 | 261.4985 | 284.0185 | 319.6356 | 337.6488 | 360.6687 | 387.1258 | 417.6283 | 429.7524 | 441.5908 | 452.7211 | 465.0298 | 474.5942 | 485.602
Region | Technology | 2021-22 | 2022-23 | 2023-24 | 2024-25 | 2025-26 | 2026-27 | 2027-28 | 2028-29 | 2029-30 | 2030-31 | 2031-32 | 2032-33 | 2033-34 | 2034-35 | 2035-36 | 2036-37 | 2037-38 | 2038-39 | 2039-40 | 2040-41 | 2041-42 | 2042-43 | 2043-44 | 2044-45 | 2045-46
QLD1 | Distributed PV | 5373.9114 | 5979.0118 | 6222.5021 | 6214.7556 | 6502.5865 | 7139.7646 | 7400.2189 | 6437.8362 | 7227.7118 | 7716.6354 | 8362.5819 | 8530.9385 | 8521.9139 | 8978.5478 | 10053.1221 | 10616.868 | 9299.7162 | 10470.8365 | 11215.1753 | 12229.5881 | 12602.8111 | 12636.8466 | 13266.2852 | 14603.3564 | 15196.465
QLD1 | Behind the meter battery | 32.0528 | 40.0604 | 48.3401 | 58.6217 | 67.3695 | 71.7764 | 77.5336 | 82.4781 | 100.7188 | 97.7842 | 98.6447 | 101.8498 | 106.4428 | 115.4212 | 129.7512 | 140.2598 | 149.8545 | 162.4161 | 177.5812 | 184.4034 | 191.247 | 197.964 | 205.3227 | 211.5878 | 218.6455
QLD1 | Behind the meter battery pump | 37.7103 | 47.1294 | 56.8699 | 68.9669 | 79.2573 | 84.4428 | 91.2181 | 97.0323 | 118.4909 | 115.0393 | 116.054 | 119.8233 | 125.2276 | 135.7888 | 152.6499 | 165.0112 | 176.3002 | 191.0804 | 208.9192 | 216.9439 | 224.9952 | 232.8992 | 241.5568 | 248.9265 | 257.2325
Region | Technology | 2021-22 | 2022-23 | 2023-24 | 2024-25 | 2025-26 | 2026-27 | 2027-28 | 2028-29 | 2029-30 | 2030-31 | 2031-32 | 2032-33 | 2033-34 | 2034-35 | 2035-36 | 2036-37 | 2037-38 | 2038-39 | 2039-40 | 2040-41 | 2041-42 | 2042-43 | 2043-44 | 2044-45 | 2045-46
VIC1 | Distributed PV | 3381.217 | 3438.922 | 3786.1018 | 3795.9653 | 3668.1766 | 3974.895 | 4103.7045 | 3965.7227 | 4239.009 | 4487.1455 | 4391.4008 | 4800.2867 | 4933.7264 | 5065.4514 | 6056.4613 | 6720.2034 | 6644.3721 | 7202.1949 | 7728.1244 | 7758.1172 | 8600.1678 | 8822.7257 | 8763.6343 | 9779.7372 | 10350.2633
VIC1 | Behind the meter battery | 34.91 | 42.8456 | 52.8608 | 64.0114 | 73.2856 | 79.9491 | 85.8894 | 90.2935 | 110.4218 | 108.2459 | 109.1014 | 114.8891 | 119.7569 | 135.9895 | 158.8634 | 169.6716 | 183.0993 | 198.6787 | 216.6975 | 225.989 | 233.8783 | 241.472 | 249.3924 | 256.3488 | 263.434
VIC1 | Behind the meter battery pump | 41.0696 | 50.4066 | 62.1898 | 75.3085 | 86.2174 | 94.0566 | 101.0471 | 106.228 | 129.9076 | 127.3474 | 128.3529 | 135.1616 | 140.8919 | 159.9887 | 186.901 | 199.6142 | 215.4102 | 233.7476 | 254.9417 | 265.8673 | 275.1625 | 284.0873 | 293.4021 | 301.5836 | 309.9244
Region | Technology | 2021-22 | 2022-23 | 2023-24 | 2024-25 | 2025-26 | 2026-27 | 2027-28 | 2028-29 | 2029-30 | 2030-31 | 2031-32 | 2032-33 | 2033-34 | 2034-35 | 2035-36 | 2036-37 | 2037-38 | 2038-39 | 2039-40 | 2040-41 | 2041-42 | 2042-43 | 2043-44 | 2044-45 | 2045-46
SA1 | Distributed PV | 1931.1391 | 1968.7267 | 2028.3211 | 1972.5022 | 1876.886 | 1947.5398 | 2012.939 | 1929.6842 | 2015.5169 | 2040.6615 | 2046.353 | 2110.2021 | 2069.9799 | 2006.5609 | 2181.6857 | 2345.346 | 2291.8752 | 2440.928 | 2507.7698 | 2578.7589 | 2755.9454 | 2792.7099 | 2774.3506 | 3015.9738 | 3250.645
SA1 | Behind the meter battery | 62.5362 | 64.2296 | 65.7734 | 62.7453 | 59.9884 | 57.1485 | 54.9634 | 52.5945 | 53.7685 | 52.1192 | 50.9605 | 50.353 | 50.4148 | 52.2689 | 56.6092 | 59.2602 | 62.409 | 66.7302 | 71.275 | 72.7678 | 74.436 | 76.1389 | 77.927 | 78.9375 | 81.029
SA1 | Behind the meter battery pump | 73.5718 | 75.5627 | 77.3836 | 73.8196 | 70.5753 | 67.2339 | 64.6643 | 61.8746 | 63.254 | 61.3185 | 59.9502 | 59.2393 | 59.3105 | 61.4935 | 66.5984 | 69.7179 | 73.4224 | 78.5071 | 83.8523 | 85.6053 | 87.5715 | 89.5742 | 91.6781 | 92.8697 | 95.3272
Region | Technology | 2021-22 | 2022-23 | 2023-24 | 2024-25 | 2025-26 | 2026-27 | 2027-28 | 2028-29 | 2029-30 | 2030-31 | 2031-32 | 2032-33 | 2033-34 | 2034-35 | 2035-36 | 2036-37 | 2037-38 | 2038-39 | 2039-40 | 2040-41 | 2041-42 | 2042-43 | 2043-44 | 2044-45 | 2045-46
TAS1 | Distributed PV | 233.7416 | 239.3397 | 250.8876 | 252.3578 | 239.2268 | 253.3301 | 250.7516 | 245.0863 | 247.1768 | 251.5831 | 248.2225 | 257.3928 | 263.5245 | 265.9175 | 313.8371 | 337.9836 | 340.161 | 351.7729 | 365.7535 | 373.9668 | 400.7104 | 417.9457 | 413.614 | 457.93 | 471.0233
TAS1 | Behind the meter battery | 4.1756 | 5.0076 | 5.8544 | 6.878 | 7.5457 | 7.9284 | 8.347 | 8.6655 | 10.4359 | 10.0372 | 10.0327 | 10.5284 | 10.8192 | 12.0785 | 13.8509 | 14.6321 | 15.6004 | 16.6563 | 17.8556 | 18.2314 | 18.5773 | 18.8958 | 19.2683 | 19.5063 | 19.8042
TAS1 | Behind the meter battery pump | 4.9144 | 5.8908 | 6.887 | 8.0916 | 8.8784 | 9.3276 | 9.8195 | 10.1956 | 12.2773 | 11.8097 | 11.8025 | 12.3858 | 12.7282 | 14.2096 | 16.2953 | 17.214 | 18.3543 | 19.5957 | 21.0074 | 21.4482 | 21.8563 | 22.2312 | 22.6668 | 22.9486 | 23.2989

## BaseCase_Capacity
Installed capacity by technology (MW) - Base Case, Central Scenario
Capacity calculated on 1 July. In early study years some wind and solar projects enter later in the financial year and are therefore reflected in the following financial year's capacity.
Explicitly modelled generation
Region | Technology | 2021-22 | 2022-23 | 2023-24 | 2024-25 | 2025-26 | 2026-27 | 2027-28 | 2028-29 | 2029-30 | 2030-31 | 2031-32 | 2032-33 | 2033-34 | 2034-35 | 2035-36 | 2036-37 | 2037-38 | 2038-39 | 2039-40 | 2040-41 | 2041-42 | 2042-43 | 2043-44 | 2044-45 | 2045-46
NEM | Black Coal | 18386 | 17886 | 16386 | 16386 | 16386 | 16386 | 16386 | 15686 | 14366 | 14366 | 14366 | 11486 | 11486 | 11486 | 7066 | 6366 | 5216 | 5216 | 5216 | 5216 | 5216 | 3152 | 2787 | 2422 | 2057
NEM | Brown Coal | 4775 | 4775 | 4775 | 4775 | 4775 | 4775 | 4775 | 4775 | 4412.5 | 4050 | 3687.5 | 3325 | 3325 | 3325 | 3325 | 3325 | 3325 | 3325 | 3325 | 3325 | 3325 | 3325 | 3325 | 3325 | 3325
NEM | CCGT | 3138.899 | 3138.8994 | 2958.8995 | 2958.8995 | 2958.8995 | 2958.8996 | 2958.8996 | 2958.8996 | 2958.8997 | 2958.8998 | 2958.8998 | 2958.9003 | 2958.9003 | 2958.9003 | 2958.901 | 2573.901 | 2045.0427 | 2045.0427 | 1901.6428 | 1901.6428 | 1901.6432 | 2944.4248 | 2504.4249 | 2319.4263 | 1674.9263
NEM | Gas - Steam | 1420 | 1300 | 1300 | 1300 | 1300 | 1300 | 1300 | 1300 | 1300 | 1300 | 1300 | 1300 | 1300 | 1300 | 500 | 500 | 500 | 500 | 0 | 0 | 0 | 0 | 0 | 0 | 0
NEM | OCGT / Diesel | 6712.6415 | 6712.6415 | 6712.6416 | 6712.6416 | 6712.6417 | 6712.6417 | 6712.6417 | 6712.6418 | 6712.6418 | 6306.6419 | 6306.6419 | 6072.3021 | 5622.3022 | 5505.3022 | 5472.1815 | 5472.1818 | 6204.9984 | 6204.9984 | 5764.9988 | 5644.9988 | 5644.999 | 5550.999 | 5550.9991 | 4855.3382 | 4855.3383
NEM | Hydro | 7132.9 | 7132.9 | 7132.9 | 7132.9 | 7132.9 | 7132.9 | 7132.9 | 7132.9 | 7132.9 | 7132.9 | 7132.9 | 7132.9 | 7132.9 | 7132.9 | 7132.9 | 7132.9 | 7046.5 | 7046.5 | 7046.5 | 7046.5 | 7046.5 | 6980.5 | 6980.5 | 6980.5 | 6980.5
NEM | Wind | 9211.348 | 10298.1564 | 10748.1583 | 10821.6729 | 11004.8495 | 11063.1734 | 11456.0804 | 12875.8961 | 13076.4001 | 13030.4035 | 13030.4035 | 14426.8448 | 14333.6452 | 15058.6848 | 19055.0463 | 21147.111 | 25280.0551 | 25204.9606 | 24896.6454 | 24238.8455 | 25176.9157 | 27441.3833 | 27147.8547 | 27265.8903 | 27027.9745
NEM | Solar PV | 6184.1135 | 8266.5936 | 8266.5938 | 8266.5939 | 8947.9512 | 8947.9548 | 9317.9242 | 11317.9241 | 11751.1398 | 12174.4472 | 12174.4491 | 15084.2331 | 15084.2333 | 15084.2333 | 16478.1552 | 16450.7627 | 19414.3012 | 19442.6944 | 19442.6945 | 19442.6979 | 21847.3149 | 23278.4919 | 23005.8261 | 22660.6864 | 23277.6437
NEM | LS Battery | 342.3336 | 362.3336 | 362.3336 | 362.3336 | 362.3336 | 362.3351 | 362.3366 | 362.3374 | 362.3374 | 985.5242 | 985.5247 | 3267.1204 | 3404.4316 | 3379.4316 | 4419.3631 | 4419.3628 | 4459.9665 | 4459.9665 | 4459.9679 | 4459.9679 | 6319.4989 | 6574.5683 | 6574.5687 | 7700.6297 | 7690.6298
NEM | Pumped Hydro | 810 | 810 | 810 | 810.0037 | 2850.0039 | 2850.0041 | 2850.0042 | 2850.0044 | 2850.0047 | 2850.0053 | 2850.0055 | 2850.0077 | 2850.0078 | 2850.008 | 2850.0121 | 2850.0161 | 4355.5354 | 4355.5355 | 4355.5401 | 4355.5403 | 4559.861 | 4559.8611 | 4559.8612 | 5541.4756 | 5541.4757
NEM | VPP | 111.18 | 111.16 | 111.33 | 162.02 | 220.44 | 280.5 | 348.62 | 422.24 | 567.39 | 609.66 | 665.34 | 733.8 | 796.56 | 901.56 | 1042.95 | 1129.9 | 1219.35 | 1324.56 | 1443.71 | 1507.8 | 1567.61 | 1625.45 | 1684.1 | 1743.07 | 1804.06
Total excluding storage |  | 56960.9019 | 59510.1908 | 58280.1932 | 58353.708 | 59218.2419 | 59276.5695 | 60039.446 | 62759.2616 | 61710.4814 | 61319.2923 | 60956.7944 | 61786.1802 | 61242.9809 | 61851.0206 | 61988.184 | 62967.8565 | 69031.8975 | 68985.1962 | 67593.4814 | 66815.685 | 70158.3728 | 72672.799 | 71301.6048 | 69828.8411 | 69198.3828
Region | Technology | 2021-22 | 2022-23 | 2023-24 | 2024-25 | 2025-26 | 2026-27 | 2027-28 | 2028-29 | 2029-30 | 2030-31 | 2031-32 | 2032-33 | 2033-34 | 2034-35 | 2035-36 | 2036-37 | 2037-38 | 2038-39 | 2039-40 | 2040-41 | 2041-42 | 2042-43 | 2043-44 | 2044-45 | 2045-46
NSW1 | Black Coal | 10260 | 9760 | 8260 | 8260 | 8260 | 8260 | 8260 | 8260 | 6940 | 6940 | 6940 | 4060 | 4060 | 4060 | 1320 | 1320 | 1320 | 1320 | 1320 | 1320 | 1320 | 0 | 0 | 0 | 0
NSW1 | Brown Coal | 0 | 0 | 0 | 0 | 0 | 0 | 0 | 0 | 0 | 0 | 0 | 0 | 0 | 0 | 0 | 0 | 0 | 0 | 0 | 0 | 0 | 0 | 0 | 0 | 0
NSW1 | CCGT | 624.999 | 624.9992 | 624.9992 | 624.9992 | 624.9992 | 624.9992 | 624.9992 | 624.9992 | 624.9992 | 624.9992 | 624.9992 | 624.9994 | 624.9994 | 624.9994 | 624.9999 | 624.9999 | 625.1409 | 625.1409 | 625.1409 | 625.1409 | 625.1409 | 1667.9225 | 1227.9225 | 1042.9235 | 1042.9235
NSW1 | Gas - Steam | 0 | 0 | 0 | 0 | 0 | 0 | 0 | 0 | 0 | 0 | 0 | 0 | 0 | 0 | 0 | 0 | 0 | 0 | 0 | 0 | 0 | 0 | 0 | 0 | 0
NSW1 | OCGT / Diesel | 1438.001 | 1438.001 | 1438.001 | 1438.001 | 1438.001 | 1438.001 | 1438.001 | 1438.001 | 1438.001 | 1438.001 | 1438.0011 | 1438.0011 | 1438.0011 | 1438.0011 | 1484.8802 | 1484.8803 | 2217.6944 | 2217.6944 | 2217.6945 | 2217.6945 | 2217.6946 | 2217.6946 | 2217.6947 | 1689.447 | 1689.4471
NSW1 | Hydro | 2525 | 2525 | 2525 | 2525 | 2525 | 2525 | 2525 | 2525 | 2525 | 2525 | 2525 | 2525 | 2525 | 2525 | 2525 | 2525 | 2525 | 2525 | 2525 | 2525 | 2525 | 2525 | 2525 | 2525 | 2525
NSW1 | Wind | 1902.45 | 2129.2513 | 2129.2516 | 2129.2521 | 2129.2524 | 2129.2525 | 2129.2526 | 2129.2528 | 2129.2531 | 2129.254 | 2129.2541 | 2129.2656 | 2229.2624 | 2954.3012 | 5188.3435 | 5141.8438 | 5652.2907 | 5549.8117 | 5549.8118 | 5189.3119 | 5481.9272 | 6271.252 | 5976.272 | 5976.2722 | 5976.2727
NSW1 | Solar PV | 2711.5195 | 3983.9974 | 3983.9975 | 3983.9976 | 3983.998 | 3983.9983 | 3983.9984 | 3983.9984 | 3983.9985 | 4407.3048 | 4407.3054 | 6914.3344 | 6914.3345 | 6914.3345 | 8167.1238 | 8167.1238 | 10526.0567 | 10375.7595 | 10375.7596 | 10375.7609 | 12455.4239 | 13592.1574 | 13607.4912 | 13607.4914 | 14319.7113
NSW1 | LS Battery | 0.0021419 | 0.002143 | 0.0021431 | 0.0021431 | 0.0021439 | 0.0029221 | 0.0035495 | 0.003913 | 0.0039135 | 653.1813 | 653.1815 | 2386.8668 | 2386.867 | 2386.867 | 2929.6469 | 2929.6466 | 2929.6469 | 2929.6469 | 2929.6469 | 2929.6469 | 3826.1132 | 4081.1821 | 4081.1825 | 4081.2223 | 4081.2223
NSW1 | Pumped Hydro | 240 | 240 | 240 | 240.0021 | 2280.0021 | 2280.0022 | 2280.0022 | 2280.0023 | 2280.0024 | 2280.0028 | 2280.0029 | 2280.004 | 2280.004 | 2280.004 | 2280.0067 | 2280.009 | 3181.2666 | 3181.2666 | 3181.2677 | 3181.2677 | 3385.583 | 3385.5831 | 3385.5831 | 3515.501 | 3515.501
NSW1 | VPP | 40.53 | 42.74 | 44.51 | 67.17 | 92.81 | 119.04 | 148.92 | 182.5 | 247.95 | 264.57 | 290.81 | 320.06 | 347.08 | 390.23 | 448.62 | 482.92 | 520.02 | 562.7 | 610.26 | 634.78 | 657.54 | 679.59 | 701.81 | 724.04 | 746.84
Total excluding storage |  | 19461.9694 | 20461.2489 | 18961.2493 | 18961.2498 | 18961.2506 | 18961.2511 | 18961.2511 | 18961.2514 | 17641.2518 | 18064.5591 | 18064.5597 | 17691.6005 | 17791.5974 | 18516.6362 | 19310.3474 | 19263.8478 | 22866.1827 | 22613.4066 | 22613.4068 | 22252.9082 | 24625.1867 | 26274.0265 | 25554.3805 | 24841.134 | 25553.3545
Region | Technology | 2021-22 | 2022-23 | 2023-24 | 2024-25 | 2025-26 | 2026-27 | 2027-28 | 2028-29 | 2029-30 | 2030-31 | 2031-32 | 2032-33 | 2033-34 | 2034-35 | 2035-36 | 2036-37 | 2037-38 | 2038-39 | 2039-40 | 2040-41 | 2041-42 | 2042-43 | 2043-44 | 2044-45 | 2045-46
QLD1 | Black Coal | 8126 | 8126 | 8126 | 8126 | 8126 | 8126 | 8126 | 7426 | 7426 | 7426 | 7426 | 7426 | 7426 | 7426 | 5746 | 5046 | 3896 | 3896 | 3896 | 3896 | 3896 | 3152 | 2787 | 2422 | 2057
QLD1 | Brown Coal | 0 | 0 | 0 | 0 | 0 | 0 | 0 | 0 | 0 | 0 | 0 | 0 | 0 | 0 | 0 | 0 | 0 | 0 | 0 | 0 | 0 | 0 | 0 | 0 | 0
QLD1 | CCGT | 1596.9 | 1596.9001 | 1596.9001 | 1596.9001 | 1596.9001 | 1596.9001 | 1596.9001 | 1596.9001 | 1596.9001 | 1596.9001 | 1596.9001 | 1596.9002 | 1596.9002 | 1596.9002 | 1596.9003 | 1211.9003 | 1211.9006 | 1211.9006 | 1068.5006 | 1068.5006 | 1068.5007 | 1068.5008 | 1068.5008 | 1068.5008 | 424.0008
QLD1 | Gas - Steam | 0 | 0 | 0 | 0 | 0 | 0 | 0 | 0 | 0 | 0 | 0 | 0 | 0 | 0 | 0 | 0 | 0 | 0 | 0 | 0 | 0 | 0 | 0 | 0 | 0
QLD1 | OCGT / Diesel | 1909.0001 | 1909.0001 | 1909.0001 | 1909.0002 | 1909.0002 | 1909.0002 | 1909.0002 | 1909.0002 | 1909.0002 | 1909.0002 | 1909.0002 | 1909.0002 | 1629.0003 | 1512.0003 | 1512.0004 | 1512.0006 | 1512.0024 | 1512.0024 | 1512.0024 | 1512.0024 | 1512.0024 | 1512.0024 | 1512.0024 | 1369.0024 | 1369.0024
QLD1 | Hydro | 152.4 | 152.4 | 152.4 | 152.4 | 152.4 | 152.4 | 152.4 | 152.4 | 152.4 | 152.4 | 152.4 | 152.4 | 152.4 | 152.4 | 152.4 | 152.4 | 66 | 66 | 66 | 66 | 66 | 0 | 0 | 0 | 0
QLD1 | Wind | 648.408 | 1148.4105 | 1598.4106 | 1598.4107 | 1598.4109 | 1656.7346 | 2029.237 | 3259.1357 | 3550.4382 | 3550.4382 | 3550.4382 | 3550.4384 | 3550.4384 | 3550.4391 | 5102.2662 | 6867.0721 | 9050.4499 | 9050.45 | 9050.4501 | 9050.4501 | 9050.4502 | 9437.5547 | 9882.1635 | 10331.2133 | 10487.3509
QLD1 | Solar PV | 2130.057 | 2940.0577 | 2940.0577 | 2940.0577 | 2940.0584 | 2940.0612 | 3159.0633 | 3159.0633 | 3592.2784 | 3592.2784 | 3592.2785 | 3592.2785 | 3592.2785 | 3592.2785 | 3733.4111 | 3612.4112 | 4217.0166 | 4217.0166 | 4217.0166 | 4217.0187 | 4217.0189 | 4511.4371 | 4358.4371 | 4260.2971 | 4196.1374
QLD1 | LS Battery | 102.0003 | 122.0003 | 122.0003 | 122.0003 | 122.0003 | 122.0005 | 122.0007 | 122.001 | 122.001 | 122.0033 | 122.0034 | 122.0501 | 314.691 | 314.691 | 811.8427 | 811.8427 | 811.8427 | 811.8427 | 811.8427 | 811.8427 | 1516.1329 | 1516.1334 | 1516.1334 | 1614.8281 | 1614.8281
QLD1 | Pumped Hydro | 570 | 570 | 570 | 570.0004 | 570.0004 | 570.0005 | 570.0005 | 570.0005 | 570.0007 | 570.0007 | 570.0007 | 570.001 | 570.0011 | 570.0011 | 570.002 | 570.0031 | 1174.2623 | 1174.2623 | 1174.2623 | 1174.2624 | 1174.2626 | 1174.2626 | 1174.2626 | 1387.9178 | 1387.9179
QLD1 | VPP | 16.93 | 18.01 | 18.68 | 28.89 | 41.27 | 53.4 | 68.26 | 84.4 | 116.79 | 125.72 | 137.39 | 151.66 | 166.31 | 186.69 | 214.38 | 236.16 | 254.38 | 277.95 | 305.54 | 320.72 | 335.3 | 349.87 | 364.83 | 380 | 395.82
Total excluding storage |  | 14562.7652 | 15872.7685 | 16322.7686 | 16322.7687 | 16322.7695 | 16381.096 | 16972.6006 | 17502.4994 | 18227.017 | 18227.017 | 18227.0171 | 18227.0173 | 17947.0174 | 17830.0181 | 17842.978 | 18401.7843 | 19953.3695 | 19953.3696 | 19809.9697 | 19809.9719 | 19809.9721 | 19681.4949 | 19608.1038 | 19451.0137 | 18533.4916
Region | Technology | 2021-22 | 2022-23 | 2023-24 | 2024-25 | 2025-26 | 2026-27 | 2027-28 | 2028-29 | 2029-30 | 2030-31 | 2031-32 | 2032-33 | 2033-34 | 2034-35 | 2035-36 | 2036-37 | 2037-38 | 2038-39 | 2039-40 | 2040-41 | 2041-42 | 2042-43 | 2043-44 | 2044-45 | 2045-46
VIC1 | Black Coal | 0 | 0 | 0 | 0 | 0 | 0 | 0 | 0 | 0 | 0 | 0 | 0 | 0 | 0 | 0 | 0 | 0 | 0 | 0 | 0 | 0 | 0 | 0 | 0 | 0
VIC1 | Brown Coal | 4775 | 4775 | 4775 | 4775 | 4775 | 4775 | 4775 | 4775 | 4412.5 | 4050 | 3687.5 | 3325 | 3325 | 3325 | 3325 | 3325 | 3325 | 3325 | 3325 | 3325 | 3325 | 3325 | 3325 | 3325 | 3325
VIC1 | CCGT | 0 | 0 | 0.00010598 | 0.00010762 | 0.00010781 | 0.00011032 | 0.00011389 | 0.00011976 | 0.00013264 | 0.00014928 | 0.00015395 | 0.00023238 | 0.00024945 | 0.00025024 | 0.00027715 | 0.0002775 | 0.00036068 | 0.00036995 | 0.00041708 | 0.00041735 | 0.00055241 | 0.00055791 | 0.00056118 | 0.00072069 | 0.00072193
VIC1 | Gas - Steam | 500 | 500 | 500 | 500 | 500 | 500 | 500 | 500 | 500 | 500 | 500 | 500 | 500 | 500 | 500 | 500 | 500 | 500 | 0 | 0 | 0 | 0 | 0 | 0 | 0
VIC1 | OCGT / Diesel | 1900.0001 | 1900.0001 | 1900.0001 | 1900.0001 | 1900.0002 | 1900.0002 | 1900.0002 | 1900.0002 | 1900.0002 | 1900.0002 | 1900.0002 | 1900.0002 | 1730.0003 | 1730.0003 | 1730.0003 | 1730.0003 | 1730.0004 | 1730.0004 | 1290.0005 | 1290.0005 | 1290.0005 | 1196.0005 | 1196.0006 | 1196.0021 | 1196.0021
VIC1 | Hydro | 2279 | 2279 | 2279 | 2279 | 2279 | 2279 | 2279 | 2279 | 2279 | 2279 | 2279 | 2279 | 2279 | 2279 | 2279 | 2279 | 2279 | 2279 | 2279 | 2279 | 2279 | 2279 | 2279 | 2279 | 2279
VIC1 | Wind | 3928.53 | 4288.5312 | 4288.5314 | 4362.0454 | 4545.2215 | 4545.2215 | 4565.6259 | 4755.5415 | 4755.5415 | 4755.5416 | 4755.5416 | 4755.543 | 4755.5441 | 4755.5441 | 4988.5462 | 4988.5464 | 5614.4559 | 5194.4637 | 5194.4641 | 4936.1641 | 5340.7252 | 6428.7634 | 6104.9642 | 5792.9643 | 5742.1103
VIC1 | Solar PV | 964.537 | 964.5372 | 964.5373 | 964.5374 | 1645.8933 | 1645.8934 | 1796.8606 | 3796.8604 | 3796.8604 | 3796.8604 | 3796.8604 | 3796.8604 | 3796.8604 | 3796.8604 | 3796.8604 | 3796.8604 | 3796.8604 | 3796.8604 | 3796.8604 | 3796.8604 | 3796.8609 | 3796.8859 | 3796.8859 | 3684.8859 | 3653.783
VIC1 | LS Battery | 75.3304 | 75.3304 | 75.3304 | 75.3304 | 75.3304 | 75.3306 | 75.3308 | 75.3309 | 75.3309 | 75.3335 | 75.3336 | 75.3374 | 20.0074 | 20.0074 | 20.0074 | 20.0074 | 20.0074 | 20.0074 | 20.0074 | 20.0074 | 20.0121 | 20.0121 | 20.0121 | 356.4649 | 356.4649
VIC1 | Pumped Hydro | 0 | 0 | 0 | 0.00043022 | 0.00048383 | 0.000512 | 0.00054203 | 0.00057621 | 0.00059234 | 0.00068141 | 0.00070194 | 0.001205 | 0.0012137 | 0.0012237 | 0.0015721 | 0.0015849 | 0.0021008 | 0.0021307 | 0.003589 | 0.0036008 | 0.0077924 | 0.0078276 | 0.0078335 | 638.0487 | 638.0487
VIC1 | VPP | 18.45 | 19.27 | 20.45 | 31.59 | 44.96 | 59.56 | 75.68 | 92.48 | 128.17 | 139.31 | 152.07 | 171.31 | 187.38 | 220.46 | 263.25 | 286.31 | 311.98 | 341.14 | 374 | 393.51 | 411.24 | 427.72 | 444.35 | 461.13 | 478.54
Total excluding storage |  | 14347.0671 | 14707.0686 | 14707.0689 | 14780.5831 | 15645.1151 | 15645.1152 | 15816.4868 | 18006.4022 | 17643.9023 | 17281.4023 | 16918.9023 | 16556.4039 | 16386.405 | 16386.405 | 16619.4071 | 16619.4073 | 17245.317 | 16825.3249 | 15885.3254 | 15627.0255 | 16031.5871 | 17025.6504 | 16701.8513 | 16277.8531 | 16195.8962
Region | Technology | 2021-22 | 2022-23 | 2023-24 | 2024-25 | 2025-26 | 2026-27 | 2027-28 | 2028-29 | 2029-30 | 2030-31 | 2031-32 | 2032-33 | 2033-34 | 2034-35 | 2035-36 | 2036-37 | 2037-38 | 2038-39 | 2039-40 | 2040-41 | 2041-42 | 2042-43 | 2043-44 | 2044-45 | 2045-46
SA1 | Black Coal | 0 | 0 | 0 | 0 | 0 | 0 | 0 | 0 | 0 | 0 | 0 | 0 | 0 | 0 | 0 | 0 | 0 | 0 | 0 | 0 | 0 | 0 | 0 | 0 | 0
SA1 | Brown Coal | 0 | 0 | 0 | 0 | 0 | 0 | 0 | 0 | 0 | 0 | 0 | 0 | 0 | 0 | 0 | 0 | 0 | 0 | 0 | 0 | 0 | 0 | 0 | 0 | 0
SA1 | CCGT | 709 | 709.0001 | 529.0001 | 529.0001 | 529.0001 | 529.0001 | 529.0001 | 529.0001 | 529.0001 | 529.0002 | 529.0002 | 529.0003 | 529.0003 | 529.0003 | 529.0003 | 529.0003 | 0.00050474 | 0.00050574 | 0.00050765 | 0.00050789 | 0.00066012 | 0.00066476 | 0.00069716 | 0.00085181 | 0.00085231
SA1 | Gas - Steam | 920 | 800 | 800 | 800 | 800 | 800 | 800 | 800 | 800 | 800 | 800 | 800 | 800 | 800 | 0 | 0 | 0 | 0 | 0 | 0 | 0 | 0 | 0 | 0 | 0
SA1 | OCGT / Diesel | 1287.6401 | 1287.6401 | 1287.6402 | 1287.6402 | 1287.6402 | 1287.6402 | 1287.6402 | 1287.6402 | 1287.6402 | 881.6402 | 881.6402 | 647.3003 | 647.3003 | 647.3003 | 567.3003 | 567.3004 | 567.3009 | 567.3009 | 567.3009 | 567.3009 | 567.3009 | 567.3009 | 567.3009 | 542.886 | 542.886
SA1 | Hydro | 0 | 0 | 0 | 0 | 0 | 0 | 0 | 0 | 0 | 0 | 0 | 0 | 0 | 0 | 0 | 0 | 0 | 0 | 0 | 0 | 0 | 0 | 0 | 0 | 0
SA1 | Wind | 2158.76 | 2158.7625 | 2158.7632 | 2158.7632 | 2158.7632 | 2158.7634 | 2158.7634 | 2158.7642 | 2067.9648 | 2021.9661 | 2021.9662 | 3076.9419 | 2883.7444 | 2883.7445 | 2861.2347 | 2676.4358 | 3451.983 | 3817.0247 | 3508.7088 | 3469.7088 | 3572.5832 | 3572.5833 | 3453.225 | 3587.8105 | 3244.6106
SA1 | Solar PV | 378 | 378.001 | 378.0011 | 378.0011 | 378.0013 | 378.0016 | 378.0018 | 378.0018 | 378.0021 | 378.003 | 378.0043 | 780.7589 | 780.7589 | 780.7589 | 780.759 | 874.3663 | 874.3667 | 1053.0568 | 1053.0568 | 1053.0568 | 1378.0099 | 1378.01 | 1243.0104 | 1108.0105 | 1108.0106
SA1 | LS Battery | 165.0004 | 165.0004 | 165.0004 | 165.0004 | 165.0004 | 165.0006 | 165.0008 | 165.0009 | 165.0009 | 135.0043 | 135.0043 | 682.8637 | 682.8637 | 657.8637 | 657.8637 | 657.8637 | 698.467 | 698.467 | 698.467 | 698.467 | 957.2364 | 957.2364 | 957.2364 | 1648.1093 | 1638.1093
SA1 | Pumped Hydro | 0 | 0 | 0 | 0.00028983 | 0.00031061 | 0.00033342 | 0.00035244 | 0.00036819 | 0.00039368 | 0.00043853 | 0.00045614 | 0.00062317 | 0.00063047 | 0.00064426 | 0.00078193 | 0.00086396 | 0.0017223 | 0.0017326 | 0.0017411 | 0.0017488 | 0.0020527 | 0.0020692 | 0.0020735 | 0.0026119 | 0.0026238
SA1 | VPP | 33.06 | 28.89 | 25.43 | 30.98 | 36.77 | 42.6 | 48.41 | 53.99 | 62.37 | 67.15 | 71.1 | 75.09 | 78.89 | 84.65 | 93.82 | 99.88 | 106.51 | 114.28 | 123.2 | 127.1 | 130.98 | 134.89 | 138.9 | 142.88 | 147.01
Total excluding storage |  | 5453.4001 | 5333.4038 | 5153.4047 | 5153.4047 | 5153.4049 | 5153.4053 | 5153.4055 | 5153.4063 | 5062.6073 | 4610.6095 | 4610.6108 | 5834.0013 | 5640.8039 | 5640.8039 | 4738.2942 | 4647.1028 | 4893.6511 | 5437.3829 | 5129.067 | 5090.0671 | 5517.8947 | 5517.895 | 5263.5371 | 5238.7078 | 4895.508
Region | Technology | 2021-22 | 2022-23 | 2023-24 | 2024-25 | 2025-26 | 2026-27 | 2027-28 | 2028-29 | 2029-30 | 2030-31 | 2031-32 | 2032-33 | 2033-34 | 2034-35 | 2035-36 | 2036-37 | 2037-38 | 2038-39 | 2039-40 | 2040-41 | 2041-42 | 2042-43 | 2043-44 | 2044-45 | 2045-46
TAS1 | Black Coal | 0 | 0 | 0 | 0 | 0 | 0 | 0 | 0 | 0 | 0 | 0 | 0 | 0 | 0 | 0 | 0 | 0 | 0 | 0 | 0 | 0 | 0 | 0 | 0 | 0
TAS1 | Brown Coal | 0 | 0 | 0 | 0 | 0 | 0 | 0 | 0 | 0 | 0 | 0 | 0 | 0 | 0 | 0 | 0 | 0 | 0 | 0 | 0 | 0 | 0 | 0 | 0 | 0
TAS1 | CCGT | 208 | 208 | 208 | 208 | 208 | 208.0001 | 208.0001 | 208.0001 | 208.0001 | 208.0001 | 208.0001 | 208.0002 | 208.0002 | 208.0002 | 208.0002 | 208.0002 | 208.0002 | 208.0003 | 208.0003 | 208.0003 | 208.0003 | 208.0003 | 208.0003 | 208.0003 | 208.0003
TAS1 | Gas - Steam | 0 | 0 | 0 | 0 | 0 | 0 | 0 | 0 | 0 | 0 | 0 | 0 | 0 | 0 | 0 | 0 | 0 | 0 | 0 | 0 | 0 | 0 | 0 | 0 | 0
TAS1 | OCGT / Diesel | 178.0001 | 178.0001 | 178.0001 | 178.0001 | 178.0002 | 178.0002 | 178.0002 | 178.0002 | 178.0002 | 178.0002 | 178.0002 | 178.0002 | 178.0002 | 178.0003 | 178.0003 | 178.0003 | 178.0004 | 178.0004 | 178.0005 | 58.0005 | 58.0005 | 58.0005 | 58.0005 | 58.0007 | 58.0007
TAS1 | Hydro | 2176.5 | 2176.5 | 2176.5 | 2176.5 | 2176.5 | 2176.5 | 2176.5 | 2176.5 | 2176.5 | 2176.5 | 2176.5 | 2176.5 | 2176.5 | 2176.5 | 2176.5 | 2176.5 | 2176.5 | 2176.5 | 2176.5 | 2176.5 | 2176.5 | 2176.5 | 2176.5 | 2176.5 | 2176.5
TAS1 | Wind | 573.2 | 573.2009 | 573.2014 | 573.2014 | 573.2014 | 573.2015 | 573.2015 | 573.2018 | 573.2025 | 573.2035 | 573.2035 | 914.6559 | 914.6559 | 914.6559 | 914.6559 | 1473.213 | 1510.8756 | 1593.2106 | 1593.2106 | 1593.2106 | 1731.2299 | 1731.2299 | 1731.2299 | 1577.6299 | 1577.63
TAS1 | Solar PV | 0 | 0.000105 | 0.0001106 | 0.00011065 | 0.00015247 | 0.00021702 | 0.00022627 | 0.00023252 | 0.00034117 | 0.00059224 | 0.00059253 | 0.00093918 | 0.00093953 | 0.00093961 | 0.00093988 | 0.00094442 | 0.0009539 | 0.0010662 | 0.0010673 | 0.0010678 | 0.0014094 | 0.0014602 | 0.0014609 | 0.0014676 | 0.0014707
TAS1 | LS Battery | 0.0003267 | 0.00033111 | 0.00033113 | 0.00033114 | 0.00033155 | 0.00050438 | 0.00069223 | 0.00076485 | 0.00076494 | 0.0017705 | 0.0019772 | 0.0023692 | 0.0023711 | 0.0023716 | 0.0023719 | 0.0023721 | 0.0025022 | 0.0025026 | 0.0038178 | 0.0038274 | 0.0042224 | 0.004238 | 0.0042728 | 0.0050828 | 0.0051161
TAS1 | Pumped Hydro | 0 | 0 | 0 | 0.00049873 | 0.00056015 | 0.0005787 | 0.00061672 | 0.00065171 | 0.00067328 | 0.00069182 | 0.00077667 | 0.00085419 | 0.0008849 | 0.00095373 | 0.0010278 | 0.001575 | 0.0027245 | 0.0027562 | 0.0048147 | 0.0048282 | 0.0055289 | 0.0055433 | 0.0055565 | 0.0055717 | 0.0055842
TAS1 | VPP | 2.21 | 2.25 | 2.26 | 3.39 | 4.63 | 5.9 | 7.35 | 8.87 | 12.11 | 12.91 | 13.97 | 15.68 | 16.9 | 19.53 | 22.88 | 24.63 | 26.46 | 28.49 | 30.71 | 31.69 | 32.55 | 33.38 | 34.21 | 35.02 | 35.85
Total excluding storage |  | 3135.7001 | 3135.7011 | 3135.7017 | 3135.7017 | 3135.7017 | 3135.7019 | 3135.702 | 3135.7023 | 3135.7031 | 3135.7045 | 3135.7045 | 3477.1572 | 3477.1573 | 3477.1573 | 3477.1573 | 4035.7144 | 4073.3771 | 4155.7122 | 4155.7124 | 4035.7124 | 4173.7322 | 4173.7322 | 4173.7322 | 4020.1324 | 4020.1325
Explicitly modelled pumping
Region | Technology | 2021-22 | 2022-23 | 2023-24 | 2024-25 | 2025-26 | 2026-27 | 2027-28 | 2028-29 | 2029-30 | 2030-31 | 2031-32 | 2032-33 | 2033-34 | 2034-35 | 2035-36 | 2036-37 | 2037-38 | 2038-39 | 2039-40 | 2040-41 | 2041-42 | 2042-43 | 2043-44 | 2044-45 | 2045-46
NEM | LS Battery pump | 342.3336 | 362.3336 | 362.3336 | 362.3336 | 362.3336 | 362.3351 | 362.3366 | 362.3374 | 362.3374 | 985.5242 | 985.5247 | 3267.1204 | 3404.4316 | 3379.4316 | 4419.3631 | 4419.3628 | 4459.9665 | 4459.9665 | 4459.9679 | 4459.9679 | 6319.4989 | 6574.5683 | 6574.5687 | 7700.6297 | 7690.6298
NEM | Pumped Hydro pump | 1330 | 1330 | 1330 | 1330.0037 | 3370.0039 | 3370.0041 | 3370.0042 | 3370.0044 | 3370.0047 | 3370.0053 | 3370.0055 | 3370.0077 | 3370.0078 | 3370.008 | 3370.0121 | 3370.0161 | 4875.5354 | 4875.5355 | 4875.5401 | 4875.5403 | 5079.861 | 5079.8611 | 5079.8612 | 6061.4756 | 6061.4757
NEM | VPP pump | 111.18 | 111.16 | 111.33 | 162.02 | 220.44 | 280.5 | 348.62 | 422.24 | 567.39 | 609.66 | 665.34 | 733.8 | 796.56 | 901.56 | 1042.95 | 1129.9 | 1219.35 | 1324.56 | 1443.71 | 1507.8 | 1567.61 | 1625.45 | 1684.1 | 1743.07 | 1804.06
Region | Technology | 2021-22 | 2022-23 | 2023-24 | 2024-25 | 2025-26 | 2026-27 | 2027-28 | 2028-29 | 2029-30 | 2030-31 | 2031-32 | 2032-33 | 2033-34 | 2034-35 | 2035-36 | 2036-37 | 2037-38 | 2038-39 | 2039-40 | 2040-41 | 2041-42 | 2042-43 | 2043-44 | 2044-45 | 2045-46
NSW1 | LS Battery pump | 0.0021419 | 0.002143 | 0.0021431 | 0.0021431 | 0.0021439 | 0.0029221 | 0.0035495 | 0.003913 | 0.0039135 | 653.1813 | 653.1815 | 2386.8668 | 2386.867 | 2386.867 | 2929.6469 | 2929.6466 | 2929.6469 | 2929.6469 | 2929.6469 | 2929.6469 | 3826.1132 | 4081.1821 | 4081.1825 | 4081.2223 | 4081.2223
NSW1 | Pumped Hydro pump | 840 | 840 | 840 | 840.0021 | 2880.0021 | 2880.0022 | 2880.0022 | 2880.0023 | 2880.0024 | 2880.0028 | 2880.0029 | 2880.004 | 2880.004 | 2880.004 | 2880.0067 | 2880.009 | 3781.2666 | 3781.2666 | 3781.2677 | 3781.2677 | 3985.583 | 3985.5831 | 3985.5831 | 4115.501 | 4115.501
NSW1 | VPP pump | 40.53 | 42.74 | 44.51 | 67.17 | 92.81 | 119.04 | 148.92 | 182.5 | 247.95 | 264.57 | 290.81 | 320.06 | 347.08 | 390.23 | 448.62 | 482.92 | 520.02 | 562.7 | 610.26 | 634.78 | 657.54 | 679.59 | 701.81 | 724.04 | 746.84
Region | Technology | 2021-22 | 2022-23 | 2023-24 | 2024-25 | 2025-26 | 2026-27 | 2027-28 | 2028-29 | 2029-30 | 2030-31 | 2031-32 | 2032-33 | 2033-34 | 2034-35 | 2035-36 | 2036-37 | 2037-38 | 2038-39 | 2039-40 | 2040-41 | 2041-42 | 2042-43 | 2043-44 | 2044-45 | 2045-46
QLD1 | LS Battery pump | 102.0003 | 122.0003 | 122.0003 | 122.0003 | 122.0003 | 122.0005 | 122.0007 | 122.001 | 122.001 | 122.0033 | 122.0034 | 122.0501 | 314.691 | 314.691 | 811.8427 | 811.8427 | 811.8427 | 811.8427 | 811.8427 | 811.8427 | 1516.1329 | 1516.1334 | 1516.1334 | 1614.8281 | 1614.8281
QLD1 | Pumped Hydro pump | 490 | 490 | 490 | 490.0004 | 490.0004 | 490.0005 | 490.0005 | 490.0005 | 490.0007 | 490.0007 | 490.0007 | 490.001 | 490.0011 | 490.0011 | 490.002 | 490.0031 | 1094.2623 | 1094.2623 | 1094.2623 | 1094.2624 | 1094.2626 | 1094.2626 | 1094.2626 | 1307.9178 | 1307.9179
QLD1 | VPP pump | 16.93 | 18.01 | 18.68 | 28.89 | 41.27 | 53.4 | 68.26 | 84.4 | 116.79 | 125.72 | 137.39 | 151.66 | 166.31 | 186.69 | 214.38 | 236.16 | 254.38 | 277.95 | 305.54 | 320.72 | 335.3 | 349.87 | 364.83 | 380 | 395.82
Region | Technology | 2021-22 | 2022-23 | 2023-24 | 2024-25 | 2025-26 | 2026-27 | 2027-28 | 2028-29 | 2029-30 | 2030-31 | 2031-32 | 2032-33 | 2033-34 | 2034-35 | 2035-36 | 2036-37 | 2037-38 | 2038-39 | 2039-40 | 2040-41 | 2041-42 | 2042-43 | 2043-44 | 2044-45 | 2045-46
VIC1 | LS Battery pump | 75.3304 | 75.3304 | 75.3304 | 75.3304 | 75.3304 | 75.3306 | 75.3308 | 75.3309 | 75.3309 | 75.3335 | 75.3336 | 75.3374 | 20.0074 | 20.0074 | 20.0074 | 20.0074 | 20.0074 | 20.0074 | 20.0074 | 20.0074 | 20.0121 | 20.0121 | 20.0121 | 356.4649 | 356.4649
VIC1 | Pumped Hydro pump | 0 | 0 | 0 | 0.00043022 | 0.00048383 | 0.000512 | 0.00054203 | 0.00057621 | 0.00059234 | 0.00068141 | 0.00070194 | 0.001205 | 0.0012137 | 0.0012237 | 0.0015721 | 0.0015849 | 0.0021008 | 0.0021307 | 0.003589 | 0.0036008 | 0.0077924 | 0.0078276 | 0.0078335 | 638.0487 | 638.0487
VIC1 | VPP pump | 18.45 | 19.27 | 20.45 | 31.59 | 44.96 | 59.56 | 75.68 | 92.48 | 128.17 | 139.31 | 152.07 | 171.31 | 187.38 | 220.46 | 263.25 | 286.31 | 311.98 | 341.14 | 374 | 393.51 | 411.24 | 427.72 | 444.35 | 461.13 | 478.54
Region | Technology | 2021-22 | 2022-23 | 2023-24 | 2024-25 | 2025-26 | 2026-27 | 2027-28 | 2028-29 | 2029-30 | 2030-31 | 2031-32 | 2032-33 | 2033-34 | 2034-35 | 2035-36 | 2036-37 | 2037-38 | 2038-39 | 2039-40 | 2040-41 | 2041-42 | 2042-43 | 2043-44 | 2044-45 | 2045-46
SA1 | LS Battery pump | 165.0004 | 165.0004 | 165.0004 | 165.0004 | 165.0004 | 165.0006 | 165.0008 | 165.0009 | 165.0009 | 135.0043 | 135.0043 | 682.8637 | 682.8637 | 657.8637 | 657.8637 | 657.8637 | 698.467 | 698.467 | 698.467 | 698.467 | 957.2364 | 957.2364 | 957.2364 | 1648.1093 | 1638.1093
SA1 | Pumped Hydro pump | 0 | 0 | 0 | 0.00028983 | 0.00031061 | 0.00033342 | 0.00035244 | 0.00036819 | 0.00039368 | 0.00043853 | 0.00045614 | 0.00062317 | 0.00063047 | 0.00064426 | 0.00078193 | 0.00086396 | 0.0017223 | 0.0017326 | 0.0017411 | 0.0017488 | 0.0020527 | 0.0020692 | 0.0020735 | 0.0026119 | 0.0026238
SA1 | VPP pump | 33.06 | 28.89 | 25.43 | 30.98 | 36.77 | 42.6 | 48.41 | 53.99 | 62.37 | 67.15 | 71.1 | 75.09 | 78.89 | 84.65 | 93.82 | 99.88 | 106.51 | 114.28 | 123.2 | 127.1 | 130.98 | 134.89 | 138.9 | 142.88 | 147.01
Region | Technology | 2021-22 | 2022-23 | 2023-24 | 2024-25 | 2025-26 | 2026-27 | 2027-28 | 2028-29 | 2029-30 | 2030-31 | 2031-32 | 2032-33 | 2033-34 | 2034-35 | 2035-36 | 2036-37 | 2037-38 | 2038-39 | 2039-40 | 2040-41 | 2041-42 | 2042-43 | 2043-44 | 2044-45 | 2045-46
TAS1 | LS Battery pump | 0.0003267 | 0.00033111 | 0.00033113 | 0.00033114 | 0.00033155 | 0.00050438 | 0.00069223 | 0.00076485 | 0.00076494 | 0.0017705 | 0.0019772 | 0.0023692 | 0.0023711 | 0.0023716 | 0.0023719 | 0.0023721 | 0.0025022 | 0.0025026 | 0.0038178 | 0.0038274 | 0.0042224 | 0.004238 | 0.0042728 | 0.0050828 | 0.0051161
TAS1 | Pumped Hydro pump | 0 | 0 | 0 | 0.00049873 | 0.00056015 | 0.0005787 | 0.00061672 | 0.00065171 | 0.00067328 | 0.00069182 | 0.00077667 | 0.00085419 | 0.0008849 | 0.00095373 | 0.0010278 | 0.001575 | 0.0027245 | 0.0027562 | 0.0048147 | 0.0048282 | 0.0055289 | 0.0055433 | 0.0055565 | 0.0055717 | 0.0055842
TAS1 | VPP pump | 2.21 | 2.25 | 2.26 | 3.39 | 4.63 | 5.9 | 7.35 | 8.87 | 12.11 | 12.91 | 13.97 | 15.68 | 16.9 | 19.53 | 22.88 | 24.63 | 26.46 | 28.49 | 30.71 | 31.69 | 32.55 | 33.38 | 34.21 | 35.02 | 35.85
Non-controllable capacity
Region | Technology | 2021-22 | 2022-23 | 2023-24 | 2024-25 | 2025-26 | 2026-27 | 2027-28 | 2028-29 | 2029-30 | 2030-31 | 2031-32 | 2032-33 | 2033-34 | 2034-35 | 2035-36 | 2036-37 | 2037-38 | 2038-39 | 2039-40 | 2040-41 | 2041-42 | 2042-43 | 2043-44 | 2044-45 | 2045-46
NEM | Distributed PV | 0 | 0 | 0 | 0 | 0 | 0 | 0 | 0 | 0 | 0 | 0 | 0 | 0 | 0 | 0 | 0 | 0 | 0 | 0 | 0 | 0 | 0 | 0 | 0 | 0
NEM | Behind the meter battery | 544.7 | 647.3 | 764.3 | 905.6 | 1081.3 | 1289.9 | 1455.7 | 1635.5 | 1925.3 | 2247 | 2756.7 | 3073.8 | 3416.8 | 3717.5 | 4007.2 | 4270.9 | 4520.2 | 4758.3 | 4983.6 | 5202 | 5423.5 | 5651.2 | 5870.5 | 5983.1 | 6093.9
NEM | Behind the meter battery pump | 544.7 | 647.3 | 764.3 | 905.6 | 1081.3 | 1289.9 | 1455.7 | 1635.5 | 1925.3 | 2247 | 2756.7 | 3073.8 | 3416.8 | 3717.5 | 4007.2 | 4270.9 | 4520.2 | 4758.3 | 4983.6 | 5202 | 5423.5 | 5651.2 | 5870.5 | 5983.1 | 6093.9
Region | Technology | 2021-22 | 2022-23 | 2023-24 | 2024-25 | 2025-26 | 2026-27 | 2027-28 | 2028-29 | 2029-30 | 2030-31 | 2031-32 | 2032-33 | 2033-34 | 2034-35 | 2035-36 | 2036-37 | 2037-38 | 2038-39 | 2039-40 | 2040-41 | 2041-42 | 2042-43 | 2043-44 | 2044-45 | 2045-46
NSW1 | Distributed PV | 0 | 0 | 0 | 0 | 0 | 0 | 0 | 0 | 0 | 0 | 0 | 0 | 0 | 0 | 0 | 0 | 0 | 0 | 0 | 0 | 0 | 0 | 0 | 0 | 0
NSW1 | Behind the meter battery | 206.2 | 230.6 | 279.9 | 339.5 | 412.8 | 493.9 | 545.8 | 606.1 | 706.2 | 814.1 | 985.7 | 1082.6 | 1195.3 | 1293.4 | 1388.4 | 1472.6 | 1550.5 | 1624.8 | 1693.8 | 1760.5 | 1829.4 | 1900.5 | 1969.8 | 2006.5 | 2042.7
NSW1 | Behind the meter battery pump | 206.2 | 230.6 | 279.9 | 339.5 | 412.8 | 493.9 | 545.8 | 606.1 | 706.2 | 814.1 | 985.7 | 1082.6 | 1195.3 | 1293.4 | 1388.4 | 1472.6 | 1550.5 | 1624.8 | 1693.8 | 1760.5 | 1829.4 | 1900.5 | 1969.8 | 2006.5 | 2042.7
Region | Technology | 2021-22 | 2022-23 | 2023-24 | 2024-25 | 2025-26 | 2026-27 | 2027-28 | 2028-29 | 2029-30 | 2030-31 | 2031-32 | 2032-33 | 2033-34 | 2034-35 | 2035-36 | 2036-37 | 2037-38 | 2038-39 | 2039-40 | 2040-41 | 2041-42 | 2042-43 | 2043-44 | 2044-45 | 2045-46
QLD1 | Distributed PV | 0 | 0 | 0 | 0 | 0 | 0 | 0 | 0 | 0 | 0 | 0 | 0 | 0 | 0 | 0 | 0 | 0 | 0 | 0 | 0 | 0 | 0 | 0 | 0 | 0
QLD1 | Behind the meter battery | 92.7 | 104.9 | 129.2 | 159.1 | 194.9 | 236.7 | 269 | 303 | 354 | 433.7 | 547.4 | 624.5 | 711.1 | 789.4 | 864.8 | 936.1 | 1004.8 | 1069.3 | 1129.7 | 1188.8 | 1247.3 | 1307 | 1365.4 | 1395.4 | 1425
QLD1 | Behind the meter battery pump | 92.7 | 104.9 | 129.2 | 159.1 | 194.9 | 236.7 | 269 | 303 | 354 | 433.7 | 547.4 | 624.5 | 711.1 | 789.4 | 864.8 | 936.1 | 1004.8 | 1069.3 | 1129.7 | 1188.8 | 1247.3 | 1307 | 1365.4 | 1395.4 | 1425
Region | Technology | 2021-22 | 2022-23 | 2023-24 | 2024-25 | 2025-26 | 2026-27 | 2027-28 | 2028-29 | 2029-30 | 2030-31 | 2031-32 | 2032-33 | 2033-34 | 2034-35 | 2035-36 | 2036-37 | 2037-38 | 2038-39 | 2039-40 | 2040-41 | 2041-42 | 2042-43 | 2043-44 | 2044-45 | 2045-46
VIC1 | Distributed PV | 0 | 0 | 0 | 0 | 0 | 0 | 0 | 0 | 0 | 0 | 0 | 0 | 0 | 0 | 0 | 0 | 0 | 0 | 0 | 0 | 0 | 0 | 0 | 0 | 0
VIC1 | Behind the meter battery | 119.3 | 144.5 | 174.6 | 210.9 | 260.8 | 322.4 | 382 | 445 | 550.8 | 649.2 | 807.8 | 920.5 | 1028.7 | 1122.2 | 1211.6 | 1293.1 | 1372.3 | 1450.8 | 1527 | 1601 | 1676.6 | 1752.8 | 1824.8 | 1861.6 | 1898
VIC1 | Behind the meter battery pump | 119.3 | 144.5 | 174.6 | 210.9 | 260.8 | 322.4 | 382 | 445 | 550.8 | 649.2 | 807.8 | 920.5 | 1028.7 | 1122.2 | 1211.6 | 1293.1 | 1372.3 | 1450.8 | 1527 | 1601 | 1676.6 | 1752.8 | 1824.8 | 1861.6 | 1898
Region | Technology | 2021-22 | 2022-23 | 2023-24 | 2024-25 | 2025-26 | 2026-27 | 2027-28 | 2028-29 | 2029-30 | 2030-31 | 2031-32 | 2032-33 | 2033-34 | 2034-35 | 2035-36 | 2036-37 | 2037-38 | 2038-39 | 2039-40 | 2040-41 | 2041-42 | 2042-43 | 2043-44 | 2044-45 | 2045-46
SA1 | Distributed PV | 0 | 0 | 0 | 0 | 0 | 0 | 0 | 0 | 0 | 0 | 0 | 0 | 0 | 0 | 0 | 0 | 0 | 0 | 0 | 0 | 0 | 0 | 0 | 0 | 0
SA1 | Behind the meter battery | 111.8 | 150.7 | 160.9 | 172.1 | 183.3 | 200.8 | 217.2 | 234.2 | 260.6 | 289.5 | 343.7 | 367.6 | 395.9 | 420.5 | 444.3 | 465.4 | 483.5 | 499.7 | 515.1 | 529.6 | 544.1 | 560.6 | 576.1 | 583.3 | 590.2
SA1 | Behind the meter battery pump | 111.8 | 150.7 | 160.9 | 172.1 | 183.3 | 200.8 | 217.2 | 234.2 | 260.6 | 289.5 | 343.7 | 367.6 | 395.9 | 420.5 | 444.3 | 465.4 | 483.5 | 499.7 | 515.1 | 529.6 | 544.1 | 560.6 | 576.1 | 583.3 | 590.2
Region | Technology | 2021-22 | 2022-23 | 2023-24 | 2024-25 | 2025-26 | 2026-27 | 2027-28 | 2028-29 | 2029-30 | 2030-31 | 2031-32 | 2032-33 | 2033-34 | 2034-35 | 2035-36 | 2036-37 | 2037-38 | 2038-39 | 2039-40 | 2040-41 | 2041-42 | 2042-43 | 2043-44 | 2044-45 | 2045-46
TAS1 | Distributed PV | 0 | 0 | 0 | 0 | 0 | 0 | 0 | 0 | 0 | 0 | 0 | 0 | 0 | 0 | 0 | 0 | 0 | 0 | 0 | 0 | 0 | 0 | 0 | 0 | 0
TAS1 | Behind the meter battery | 14.7 | 16.6 | 19.7 | 24 | 29.5 | 36.1 | 41.7 | 47.2 | 53.7 | 60.5 | 72.1 | 78.6 | 85.8 | 92 | 98.1 | 103.7 | 109.1 | 113.7 | 118 | 122.1 | 126.1 | 130.3 | 134.4 | 136.3 | 138
TAS1 | Behind the meter battery pump | 14.7 | 16.6 | 19.7 | 24 | 29.5 | 36.1 | 41.7 | 47.2 | 53.7 | 60.5 | 72.1 | 78.6 | 85.8 | 92 | 98.1 | 103.7 | 109.1 | 113.7 | 118 | 122.1 | 126.1 | 130.3 | 134.4 | 136.3 | 138

## BaseCase_VOM Cost
VOM cost by technology ($000s) - Base Case, Central Scenario
VOM | Real June 2019 dollars discounted to June 2020
Explicitly modelled generation
Region | Technology | 2021-22 | 2022-23 | 2023-24 | 2024-25 | 2025-26 | 2026-27 | 2027-28 | 2028-29 | 2029-30 | 2030-31 | 2031-32 | 2032-33 | 2033-34 | 2034-35 | 2035-36 | 2036-37 | 2037-38 | 2038-39 | 2039-40 | 2040-41 | 2041-42 | 2042-43 | 2043-44 | 2044-45 | 2045-46
NEM | Black Coal | 374075.2607 | 305456.6665 | 299430.7865 | 282296.1271 | 253941.1243 | 230029.6623 | 213233.1669 | 188956.3924 | 185219.579 | 175735.1659 | 160360.2845 | 145487.638 | 142093.1683 | 131518.5018 | 74763.6788 | 65839.1156 | 50493.8505 | 49852.0815 | 46049.1615 | 41553.5957 | 37933.7295 | 22524.633 | 17546.6629 | 14079.1265 | 11148.5302
NEM | Brown Coal | 120416.632 | 104312.873 | 106084.1255 | 101587.548 | 97210.248 | 90220.7705 | 81104.098 | 79204.113 | 66394.2892 | 63672.207 | 54995.986 | 46655.238 | 44251.769 | 42028.52 | 38950.514 | 35687.281 | 31962.1265 | 28763.063 | 28627.335 | 28278.149 | 26453.333 | 24580.4912 | 23355.8151 | 21847.2114 | 20901.4649
NEM | CCGT | 19500.6985 | 14810.4084 | 11767.3898 | 10523.6639 | 9788.3631 | 9214.473 | 8715.6051 | 8246.6622 | 7771.2902 | 7344.6137 | 6948.0867 | 17138.1144 | 19380.7122 | 11992.6641 | 24666.8441 | 13285.1459 | 13922.2842 | 14499.7721 | 13214.7846 | 9842.5759 | 11980.5389 | 28386.7395 | 21218.9069 | 16895.2549 | 13605.8634
NEM | Gas - Steam | 1614.3405 | 1480.8431 | 1478.2765 | 159.6333 | 136.5427 | 140.7932 | 124.5293 | 116.2461 | 109.1148 | 105.0257 | 109.5452 | 149.4625 | 117.9547 | 153.1628 | 164.7852 | 68.6885 | 123.137 | 116.626 | 0 | 0 | 0 | 0 | 0 | 0 | 0
NEM | OCGT / Diesel | 1048.8004 | 828.7642 | 1348.1995 | 194.5781 | 5.3129 | 75.2557 | 23.6351 | 9.9028 | 4.0848 | 49.6166 | 79.0464 | 1206.3951 | 1288.3132 | 736.4676 | 4998.7694 | 3481.9275 | 5433.3799 | 5250.6604 | 7404.9716 | 6117.3868 | 8876.7281 | 11567.8907 | 15147.6943 | 7710.5156 | 7903.1789
NEM | Hydro | 83014.5434 | 99900.0354 | 76520.6488 | 79931.0187 | 84235.5839 | 74185.0013 | 70521.1993 | 78149.2815 | 64295.6033 | 51941.7638 | 61089.0071 | 49059.9421 | 49636.1908 | 52631.45 | 46805.7642 | 43522.7203 | 46142.2613 | 37850.0546 | 30248.7348 | 35871.2938 | 27391.7379 | 27465.2383 | 29366.9206 | 25494.9363 | 24234.7438
NEM | Wind | 68358.2986 | 79335.4337 | 70983.8881 | 66821.7266 | 66630.3208 | 66900.2937 | 68370.7492 | 69868.0836 | 66907.7044 | 63918.2329 | 63463.8963 | 61258.8123 | 55874.7538 | 59214.7347 | 75649.6068 | 81806.2542 | 86198.2817 | 80604.4283 | 76271.6205 | 71029.1713 | 64753.7415 | 62193.0556 | 64272.0435 | 63951.1271 | 61376.2813
NEM | Solar PV | 13.5202 | 17.8563 | 16.9434 | 15.938 | 15.6722 | 15.7557 | 15.6161 | 16.0103 | 16.6203 | 16.9024 | 16.2456 | 19.1858 | 17.4164 | 15.9303 | 17.6136 | 16.698 | 16.7554 | 16.6334 | 16.4501 | 15.7998 | 16.7586 | 16.3167 | 14.8091 | 14.6987 | 14.3636
NEM | LS Battery | 0.1559 | 0.15966 | 0.16214 | 0.14628 | 0.14179 | 0.13912 | 0.13577 | 0.11889 | 0.12345 | 1.0623 | 1.0436 | 3.8254 | 3.7942 | 3.5661 | 4.5361 | 4.3356 | 3.9447 | 3.6923 | 3.5282 | 3.2803 | 4.4774 | 4.3518 | 4.0706 | 4.5987 | 4.373
NEM | Pumped Hydro | 754.9581 | 298.8468 | 861.2681 | 776.69 | 1222.0701 | 2790.3673 | 2655.5627 | 4174.8937 | 6409.4739 | 9218.6524 | 5953.2496 | 18722.4523 | 14346.1405 | 15291.926 | 16960.9541 | 13650.5992 | 12624.0577 | 11110.9582 | 12000.2245 | 10395.5309 | 10439.9616 | 8980.4262 | 9040.8874 | 9038.6933 | 8385.1402
NEM | VPP | 0 | 0 | 0 | 0 | 0 | 0 | 0 | 0 | 0 | 0 | 0 | 0 | 0 | 0 | 0 | 0 | 0 | 0 | 0 | 0 | 0 | 0 | 0 | 0 | 0
Total excluding storage |  | 668042.0943 | 606142.8807 | 567630.2582 | 541530.2338 | 511963.1679 | 470782.0054 | 442108.599 | 424566.6919 | 390718.286 | 362783.528 | 347062.0978 | 320974.7882 | 312660.2784 | 298291.4312 | 266017.5761 | 243707.831 | 234292.0766 | 216953.3193 | 201833.0582 | 192707.9723 | 177406.5676 | 176734.365 | 170922.8524 | 149992.8704 | 139184.4261
Region | Technology | 2021-22 | 2022-23 | 2023-24 | 2024-25 | 2025-26 | 2026-27 | 2027-28 | 2028-29 | 2029-30 | 2030-31 | 2031-32 | 2032-33 | 2033-34 | 2034-35 | 2035-36 | 2036-37 | 2037-38 | 2038-39 | 2039-40 | 2040-41 | 2041-42 | 2042-43 | 2043-44 | 2044-45 | 2045-46
NSW1 | Black Coal | 186780.5207 | 147509.736 | 143676.7415 | 131912.032 | 118257.102 | 102804.6245 | 98666.6915 | 90580.74 | 91884.8385 | 88677.046 | 79118.7915 | 55759.652 | 54250.061 | 50918.7405 | 12163.007 | 14971.2255 | 14265.174 | 13483.71 | 12723.299 | 10880.455 | 11063.35 | 9.0919e-10 | 8.6365e-10 | 8.1058e-10 | 7.6595e-10
NSW1 | Brown Coal | 0 | 0 | 0 | 0 | 0 | 0 | 0 | 0 | 0 | 0 | 0 | 0 | 0 | 0 | 0 | 0 | 0 | 0 | 0 | 0 | 0 | 0 | 0 | 0 | 0
NSW1 | CCGT | 155.2468 | 213.4839 | 204.562 | 361.1753 | 343.9917 | 320.9974 | 308.3639 | 291.8586 | 270.0353 | 257.6269 | 250.8916 | 5802.3928 | 6415.5275 | 3829.7194 | 6266.4192 | 4242.3431 | 5245.4923 | 5698.9898 | 5765.8851 | 3603.4835 | 4844.7085 | 20583.8108 | 14159.8281 | 11265.839 | 10748.315
NSW1 | Gas - Steam | 0 | 0 | 0 | 0 | 0 | 0 | 0 | 0 | 0 | 0 | 0 | 0 | 0 | 0 | 0 | 0 | 0 | 0 | 0 | 0 | 0 | 0 | 0 | 0 | 0
NSW1 | OCGT / Diesel | 29.1658 | 39.8585 | 29.1268 | 24.7193 | 0.0058043 | 0.0059239 | 0.0058839 | 0.0057313 | 0.88625 | 21.867 | 18.733 | 158.0686 | 121.2624 | 91.8606 | 2416.2979 | 2036.6677 | 2466.616 | 2823.8248 | 3998.6554 | 3797.9915 | 5363.445 | 7305.3424 | 9504.3137 | 4481.0884 | 4273.2628
NSW1 | Hydro | 12808.211 | 11586.1351 | 10455.8884 | 12863.6246 | 12198.2081 | 11698.806 | 10902.5663 | 14264.7031 | 11686.4727 | 10976.5427 | 8911.0255 | 10704.8699 | 10830.6387 | 10823.3124 | 10313.5534 | 9250.751 | 10247.0954 | 8180.0507 | 7154.9601 | 6542.8607 | 5777.0227 | 6095.8755 | 6064.5052 | 5410.4181 | 5258.1951
NSW1 | Wind | 13918.2869 | 16753.5749 | 14841.3872 | 13563.7816 | 13202.3537 | 13195.8935 | 12419.1605 | 10668.5164 | 9428.51 | 9712.2098 | 10197.4932 | 8982.8378 | 8634.7528 | 12083.8718 | 21888.7458 | 20306.301 | 18666.2424 | 16200.2064 | 16121.0555 | 14649.163 | 14472.7952 | 14605.0418 | 14922.0156 | 14645.857 | 13640.9476
NSW1 | Solar PV | 5.2481 | 8.0181 | 7.5114 | 7.4354 | 6.7276 | 6.8205 | 6.4723 | 5.5137 | 5.3732 | 5.9772 | 5.7351 | 8.5853 | 7.8648 | 7.1678 | 8.7187 | 8.2559 | 9.1769 | 8.832 | 8.8455 | 8.4888 | 9.5232 | 9.5795 | 8.8018 | 8.9492 | 8.9217
NSW1 | LS Battery | 1.2749e-05 | 1.2768e-05 | 1.1938e-05 | 1.1256e-05 | 1.098e-05 | 1.353e-05 | 1.527e-05 | 1.5844e-05 | 1.4848e-05 | 0.95393 | 0.93971 | 3.0355 | 2.8257 | 2.6515 | 3.13 | 2.9917 | 2.6787 | 2.509 | 2.4041 | 2.2212 | 2.7625 | 2.7437 | 2.5729 | 2.5416 | 2.3917
NSW1 | Pumped Hydro | 66.4467 | 66.9224 | 158.7591 | 209.4015 | 866.2368 | 2181.4818 | 1899.479 | 3302.2268 | 5037.7968 | 7361.208 | 4578.2311 | 16073.2171 | 11938.3823 | 13235.4661 | 14994.2772 | 11802.2835 | 11302.9924 | 9763.3021 | 10628.2328 | 9333.9307 | 9294.3317 | 7863.7345 | 8145.0595 | 8205.656 | 7551.5514
NSW1 | VPP | 0 | 0 | 0 | 0 | 0 | 0 | 0 | 0 | 0 | 0 | 0 | 0 | 0 | 0 | 0 | 0 | 0 | 0 | 0 | 0 | 0 | 0 | 0 | 0 | 0
Total excluding storage |  | 213696.6793 | 176110.8066 | 169215.2174 | 158732.7683 | 144008.3889 | 128027.1477 | 122303.2603 | 115811.3374 | 113276.116 | 109651.2697 | 98502.67 | 81416.4063 | 80260.1072 | 77754.6724 | 53056.7419 | 50815.5443 | 50899.797 | 46395.6138 | 45772.7006 | 39482.4425 | 41530.8446 | 48599.6499 | 44659.4644 | 35812.1517 | 33929.6422
Region | Technology | 2021-22 | 2022-23 | 2023-24 | 2024-25 | 2025-26 | 2026-27 | 2027-28 | 2028-29 | 2029-30 | 2030-31 | 2031-32 | 2032-33 | 2033-34 | 2034-35 | 2035-36 | 2036-37 | 2037-38 | 2038-39 | 2039-40 | 2040-41 | 2041-42 | 2042-43 | 2043-44 | 2044-45 | 2045-46
QLD1 | Black Coal | 187294.74 | 157946.9305 | 155754.045 | 150384.0951 | 135684.0223 | 127225.0378 | 114566.4754 | 98375.6524 | 93334.7405 | 87058.1199 | 81241.493 | 89727.986 | 87843.1073 | 80599.7613 | 62600.6718 | 50867.8901 | 36228.6765 | 36368.3715 | 33325.8625 | 30673.1407 | 26870.3795 | 22524.633 | 17546.6629 | 14079.1265 | 11148.5302
QLD1 | Brown Coal | 0 | 0 | 0 | 0 | 0 | 0 | 0 | 0 | 0 | 0 | 0 | 0 | 0 | 0 | 0 | 0 | 0 | 0 | 0 | 0 | 0 | 0 | 0 | 0 | 0
QLD1 | CCGT | 10389.7577 | 7444.6802 | 7030.0111 | 7538.5255 | 6979.9467 | 6568.0811 | 6214.2691 | 5869.8827 | 5537.1171 | 5236.1117 | 4947.0183 | 7359.1599 | 8395.506 | 5492.9949 | 13870.8032 | 6764.329 | 8676.7758 | 8800.7666 | 7448.8835 | 6239.0782 | 7135.8125 | 7802.9113 | 7059.0622 | 5629.3981 | 2857.5313
QLD1 | Gas - Steam | 0 | 0 | 0 | 0 | 0 | 0 | 0 | 0 | 0 | 0 | 0 | 0 | 0 | 0 | 0 | 0 | 0 | 0 | 0 | 0 | 0 | 0 | 0 | 0 | 0
QLD1 | OCGT / Diesel | 131.7394 | 0.0092117 | 6.4496 | 27.6734 | 0.0069351 | 3.4993 | 0.0064643 | 9.8765 | 0.0060659 | 15.6854 | 1.6809 | 60.1414 | 33.8783 | 3.3842 | 297.016 | 602.8339 | 614.2551 | 222.2272 | 800.0346 | 430.4012 | 843.6969 | 1604.6414 | 2007.5116 | 1798.7506 | 2599.4732
QLD1 | Hydro | 4559.4753 | 4287.4223 | 4046.6801 | 3790.6647 | 3555.2715 | 3353.7011 | 3162.3886 | 2944.0746 | 2787.8605 | 2617.4587 | 2471.8338 | 2314.7432 | 2174.5091 | 2044.3939 | 1927.2443 | 1800.8171 | 640.2073 | 602.8836 | 567.2739 | 530.6501 | 501.9929 | 0 | 0 | 0 | 0
QLD1 | Wind | 5150.3309 | 8369.1027 | 10800.2794 | 9325.005 | 10184.5185 | 10239.9201 | 14124.7625 | 22177.4381 | 21833.4505 | 21057.522 | 18248.3397 | 16958.9443 | 14408.7445 | 15787.4418 | 21462.1516 | 28681.3983 | 35016.1895 | 32455.3306 | 31323.1361 | 27414.8715 | 24800.1613 | 21322.6473 | 24721.5558 | 24572.1644 | 24977.6593
QLD1 | Solar PV | 5.1894 | 6.93 | 6.5955 | 5.9491 | 5.4856 | 5.5079 | 5.5947 | 4.428 | 5.2649 | 5.1696 | 5.0883 | 4.7827 | 4.3431 | 4.0084 | 4.1819 | 3.8134 | 3.5202 | 3.6602 | 3.6073 | 3.5475 | 3.3187 | 3.2323 | 2.8875 | 2.8142 | 2.6345
QLD1 | LS Battery | 0.050023 | 0.054744 | 0.063253 | 0.06344 | 0.0533 | 0.055748 | 0.054834 | 0.053083 | 0.064402 | 0.048358 | 0.044679 | 0.044553 | 0.29298 | 0.27839 | 0.79219 | 0.7528 | 0.69257 | 0.65085 | 0.62156 | 0.5816 | 1.0746 | 1.0121 | 0.93826 | 0.95524 | 0.9066
QLD1 | Pumped Hydro | 688.5114 | 231.9243 | 702.509 | 567.2885 | 355.8333 | 608.8855 | 756.0837 | 872.6669 | 1371.6771 | 1857.4444 | 1375.0185 | 2649.2352 | 2407.7582 | 2056.4599 | 1966.6769 | 1848.3156 | 1321.0653 | 1347.656 | 1371.9917 | 1061.6002 | 1145.6299 | 1116.6916 | 895.8279 | 832.1368 | 832.7248
QLD1 | VPP | 0 | 0 | 0 | 0 | 0 | 0 | 0 | 0 | 0 | 0 | 0 | 0 | 0 | 0 | 0 | 0 | 0 | 0 | 0 | 0 | 0 | 0 | 0 | 0 | 0
Total excluding storage |  | 207531.2327 | 178055.0749 | 177644.0606 | 171071.9128 | 156409.2515 | 147395.7473 | 138073.4967 | 129381.3524 | 123498.4395 | 115990.0673 | 106915.4541 | 116425.7575 | 112860.0884 | 103931.9845 | 100162.0688 | 88721.0818 | 81179.6245 | 78453.2397 | 73468.7979 | 65291.6892 | 60155.3619 | 53258.0653 | 51337.68 | 46082.2538 | 41585.8285
Region | Technology | 2021-22 | 2022-23 | 2023-24 | 2024-25 | 2025-26 | 2026-27 | 2027-28 | 2028-29 | 2029-30 | 2030-31 | 2031-32 | 2032-33 | 2033-34 | 2034-35 | 2035-36 | 2036-37 | 2037-38 | 2038-39 | 2039-40 | 2040-41 | 2041-42 | 2042-43 | 2043-44 | 2044-45 | 2045-46
VIC1 | Black Coal | 0 | 0 | 0 | 0 | 0 | 0 | 0 | 0 | 0 | 0 | 0 | 0 | 0 | 0 | 0 | 0 | 0 | 0 | 0 | 0 | 0 | 0 | 0 | 0 | 0
VIC1 | Brown Coal | 120416.632 | 104312.873 | 106084.1255 | 101587.548 | 97210.248 | 90220.7705 | 81104.098 | 79204.113 | 66394.2892 | 63672.207 | 54995.986 | 46655.238 | 44251.769 | 42028.52 | 38950.514 | 35687.281 | 31962.1265 | 28763.063 | 28627.335 | 28278.149 | 26453.333 | 24580.4912 | 23355.8151 | 21847.2114 | 20901.4649
VIC1 | CCGT | 0 | 0.003178 | 0.0033507 | 0.0032057 | 0.0029793 | 0.0028855 | 0.0028146 | 0.0027879 | 0.0029253 | 0.0031276 | 0.0030412 | 0.0044848 | 0.0046141 | 0.0042413 | 0.0045642 | 0.0041787 | 0.0052092 | 0.0051391 | 0.0055142 | 0.0049199 | 0.0063682 | 0.0062054 | 0.0058567 | 0.0066983 | 0.0063839
VIC1 | Gas - Steam | 52.3757 | 44.3521 | 58.0456 | 13.4422 | 0.00034058 | 12.0548 | 2.9032 | 0.00024018 | 0.87185 | 2.385 | 11.3951 | 47.87 | 29.7588 | 47.1612 | 164.7852 | 68.6885 | 123.137 | 116.626 | 0 | 0 | 0 | 0 | 0 | 0 | 0
VIC1 | OCGT / Diesel | 117.7544 | 242.4969 | 180.9121 | 77.8364 | 0.0086263 | 23.1954 | 7.7117 | 0.0079975 | 0.0082049 | 0.92727 | 13.9605 | 52.5801 | 0.87182 | 4.7403 | 210.1917 | 127.1095 | 244.5112 | 53.7212 | 299.7186 | 197.3539 | 409.7174 | 300.1786 | 975.4722 | 978.8731 | 694.7354
VIC1 | Hydro | 19044.3296 | 17707.5696 | 15373.6587 | 18425.4151 | 17843.322 | 15659.9805 | 15159.5084 | 17921.5814 | 13594.5795 | 10981.0717 | 10387.2938 | 8804.273 | 10284.6572 | 9983.4845 | 8900.2652 | 8375.6095 | 9993.2628 | 7841.0979 | 6354.4186 | 5937.917 | 5118.1489 | 5915.5423 | 5747.5872 | 5115.0504 | 4838.1786
VIC1 | Wind | 29021.7797 | 33480.385 | 27686.8486 | 27268.547 | 27959.6977 | 27736.8261 | 26723.092 | 23721.1088 | 23222.4987 | 21491.6429 | 23016.6624 | 18741.3381 | 17788.4498 | 17272.3727 | 17983.6147 | 17090.192 | 16640.5999 | 15600.1906 | 14295.9718 | 13995.6865 | 12347.1616 | 13906.8342 | 13065.9801 | 12741.3818 | 11838.4005
VIC1 | Solar PV | 2.1917 | 2.0619 | 2.0246 | 1.8273 | 2.8019 | 2.7959 | 2.9244 | 5.5114 | 5.4239 | 5.2237 | 4.9164 | 4.822 | 4.3118 | 3.9345 | 3.9099 | 3.7546 | 3.2894 | 3.2304 | 3.1201 | 2.9295 | 2.8717 | 2.5652 | 2.3475 | 2.2613 | 2.1516
VIC1 | LS Battery | 0.0358 | 0.038472 | 0.032736 | 0.028828 | 0.03671 | 0.033353 | 0.032898 | 0.025665 | 0.021295 | 0.022801 | 0.022981 | 0.01923 | 0.0053814 | 0.0051898 | 0.0050354 | 0.0049044 | 0.0042117 | 0.0039656 | 0.0036297 | 0.0035948 | 0.0034305 | 0.003188 | 0.00297 | 0.21711 | 0.2071
VIC1 | Pumped Hydro | 0 | 0 | 0 | 2.4149e-06 | 2.6661e-06 | 2.6552e-06 | 2.6569e-06 | 2.6092e-06 | 2.4914e-06 | 2.684e-06 | 2.6404e-06 | 4.0749e-06 | 3.7441e-06 | 3.6862e-06 | 4.4422e-06 | 4.3017e-06 | 5.0721e-06 | 4.8232e-06 | 7.5654e-06 | 7.5467e-06 | 1.4665e-05 | 1.352e-05 | 1.2832e-05 | 0.90046 | 0.86398
VIC1 | VPP | 0 | 0 | 0 | 0 | 0 | 0 | 0 | 0 | 0 | 0 | 0 | 0 | 0 | 0 | 0 | 0 | 0 | 0 | 0 | 0 | 0 | 0 | 0 | 0 | 0
Total excluding storage |  | 168655.0631 | 155789.7417 | 149385.6184 | 147374.6192 | 143016.0816 | 133655.6261 | 123000.2405 | 120852.3255 | 103217.6743 | 96153.4607 | 88430.2172 | 74306.1257 | 72359.8231 | 69340.2174 | 66213.2852 | 61352.6394 | 58966.932 | 52377.9342 | 49580.5696 | 48412.0409 | 44331.239 | 44705.6177 | 43147.2081 | 40684.7846 | 38274.9374
Region | Technology | 2021-22 | 2022-23 | 2023-24 | 2024-25 | 2025-26 | 2026-27 | 2027-28 | 2028-29 | 2029-30 | 2030-31 | 2031-32 | 2032-33 | 2033-34 | 2034-35 | 2035-36 | 2036-37 | 2037-38 | 2038-39 | 2039-40 | 2040-41 | 2041-42 | 2042-43 | 2043-44 | 2044-45 | 2045-46
SA1 | Black Coal | 0 | 0 | 0 | 0 | 0 | 0 | 0 | 0 | 0 | 0 | 0 | 0 | 0 | 0 | 0 | 0 | 0 | 0 | 0 | 0 | 0 | 0 | 0 | 0 | 0
SA1 | Brown Coal | 0 | 0 | 0 | 0 | 0 | 0 | 0 | 0 | 0 | 0 | 0 | 0 | 0 | 0 | 0 | 0 | 0 | 0 | 0 | 0 | 0 | 0 | 0 | 0 | 0
SA1 | CCGT | 8955.694 | 7152.2385 | 4532.8101 | 2623.9568 | 2464.419 | 2325.3888 | 2192.9666 | 2084.9155 | 1964.132 | 1850.8688 | 1750.1709 | 3976.5539 | 4569.6708 | 2669.9426 | 4529.6143 | 2278.4666 | 0.0072055 | 0.0069099 | 0.0066942 | 0.0059309 | 0.0075774 | 0.0073911 | 0.0073132 | 0.0079167 | 0.0075373
SA1 | Gas - Steam | 1561.9648 | 1436.491 | 1420.2309 | 146.191 | 136.5423 | 128.7384 | 121.626 | 116.2459 | 108.2429 | 102.6407 | 98.1501 | 101.5925 | 88.1959 | 106.0015 | 0 | 0 | 0 | 0 | 0 | 0 | 0 | 0 | 0 | 0 | 0
SA1 | OCGT / Diesel | 770.1368 | 546.3967 | 1131.7077 | 64.3457 | 5.2887 | 48.5523 | 15.9083 | 0.0098409 | 3.1815 | 11.1338 | 44.6695 | 935.3756 | 1132.2974 | 636.4798 | 2075.261 | 713.9956 | 2102.2338 | 2150.4205 | 2300.2762 | 1691.6384 | 2256.2842 | 2357.726 | 2659.7663 | 444.6849 | 332.2908
SA1 | Hydro | 0 | 0 | 0 | 0 | 0 | 0 | 0 | 0 | 0 | 0 | 0 | 0 | 0 | 0 | 0 | 0 | 0 | 0 | 0 | 0 | 0 | 0 | 0 | 0 | 0
SA1 | Wind | 15796.6134 | 15927.3872 | 13436.9881 | 12800.4257 | 11264.4813 | 11877.8529 | 11379.5774 | 10191.8668 | 9542.1791 | 8988.5295 | 9129.5153 | 11949.3138 | 10716.8473 | 9691.5892 | 10140.6829 | 8917.0591 | 9898.1944 | 10473.5321 | 9102.3351 | 9390.2675 | 7870.5408 | 7429.852 | 6605.4792 | 7501.0663 | 6616.6597
SA1 | Solar PV | 0.89106 | 0.84617 | 0.81184 | 0.72623 | 0.65704 | 0.63144 | 0.62473 | 0.55718 | 0.55823 | 0.53189 | 0.50575 | 0.99569 | 0.89667 | 0.81969 | 0.80316 | 0.87403 | 0.76887 | 0.91076 | 0.87725 | 0.83402 | 1.045 | 0.93983 | 0.77227 | 0.674 | 0.65575
SA1 | LS Battery | 0.070063 | 0.066423 | 0.06614 | 0.054002 | 0.051765 | 0.05 | 0.048015 | 0.040123 | 0.037737 | 0.037191 | 0.036254 | 0.72618 | 0.67014 | 0.63099 | 0.60888 | 0.58616 | 0.56919 | 0.52841 | 0.49882 | 0.47389 | 0.63689 | 0.5928 | 0.55646 | 0.88477 | 0.86761
SA1 | Pumped Hydro | 0 | 0 | 0 | 1.6798e-06 | 1.7335e-06 | 1.7587e-06 | 1.7627e-06 | 1.7216e-06 | 1.7173e-06 | 1.7829e-06 | 1.7681e-06 | 2.1782e-06 | 2.0276e-06 | 2.0065e-06 | 2.2955e-06 | 2.4223e-06 | 4.2708e-06 | 4.0584e-06 | 3.9003e-06 | 3.8335e-06 | 4.1439e-06 | 3.8621e-06 | 3.6675e-06 | 4.2945e-06 | 4.1228e-06
SA1 | VPP | 0 | 0 | 0 | 0 | 0 | 0 | 0 | 0 | 0 | 0 | 0 | 0 | 0 | 0 | 0 | 0 | 0 | 0 | 0 | 0 | 0 | 0 | 0 | 0 | 0
Total excluding storage |  | 27085.3 | 25063.3595 | 20522.5486 | 15635.6454 | 13871.3883 | 14381.1638 | 13710.7031 | 12393.5952 | 11618.2937 | 10953.7048 | 11023.0116 | 16963.8316 | 16507.9081 | 13104.8329 | 16746.3614 | 11910.3953 | 12001.2043 | 12624.8703 | 11403.4952 | 11082.7458 | 10127.8776 | 9788.5253 | 9266.0251 | 7946.4331 | 6949.6137
Region | Technology | 2021-22 | 2022-23 | 2023-24 | 2024-25 | 2025-26 | 2026-27 | 2027-28 | 2028-29 | 2029-30 | 2030-31 | 2031-32 | 2032-33 | 2033-34 | 2034-35 | 2035-36 | 2036-37 | 2037-38 | 2038-39 | 2039-40 | 2040-41 | 2041-42 | 2042-43 | 2043-44 | 2044-45 | 2045-46
TAS1 | Black Coal | 0 | 0 | 0 | 0 | 0 | 0 | 0 | 0 | 0 | 0 | 0 | 0 | 0 | 0 | 0 | 0 | 0 | 0 | 0 | 0 | 0 | 0 | 0 | 0 | 0
TAS1 | Brown Coal | 0 | 0 | 0 | 0 | 0 | 0 | 0 | 0 | 0 | 0 | 0 | 0 | 0 | 0 | 0 | 0 | 0 | 0 | 0 | 0 | 0 | 0 | 0 | 0 | 0
TAS1 | CCGT | 0 | 0.0026707 | 0.0032174 | 0.0030538 | 0.002789 | 0.002775 | 0.0026593 | 0.0026357 | 0.0028222 | 0.0030684 | 0.0027568 | 0.0033385 | 0.0032791 | 0.0029023 | 0.00282 | 0.0030517 | 0.0036421 | 0.0036763 | 0.0038179 | 0.0032644 | 0.0039473 | 0.0038032 | 0.0034566 | 0.0032553 | 0.0031121
TAS1 | Gas - Steam | 0 | 0 | 0 | 0 | 0 | 0 | 0 | 0 | 0 | 0 | 0 | 0 | 0 | 0 | 0 | 0 | 0 | 0 | 0 | 0 | 0 | 0 | 0 | 0 | 0
TAS1 | OCGT / Diesel | 0.0039706 | 0.0029204 | 0.0034155 | 0.003331 | 0.00282 | 0.0028717 | 0.0027418 | 0.0027062 | 0.002811 | 0.0031107 | 0.0025308 | 0.22945 | 0.0032903 | 0.0026075 | 0.0027524 | 1.3209 | 5.7638 | 0.46661 | 6.2869 | 0.0018083 | 3.5845 | 0.0022892 | 0.63042 | 7.1186 | 3.4167
TAS1 | Hydro | 46602.5275 | 66318.9084 | 46644.4216 | 44851.3144 | 50638.7824 | 43472.5137 | 41296.7361 | 43018.9225 | 36226.6906 | 27366.6906 | 39318.8539 | 27236.056 | 26346.3857 | 29780.2592 | 25664.7014 | 24095.5426 | 25261.6959 | 21226.0225 | 16172.0821 | 22859.866 | 15994.5734 | 15453.8205 | 17554.8281 | 14969.4678 | 14138.37
TAS1 | Wind | 4471.2877 | 4804.984 | 4218.3848 | 3863.9673 | 4019.2695 | 3849.8011 | 3724.1569 | 3109.1536 | 2881.0662 | 2668.3287 | 2871.8856 | 4626.3783 | 4325.9594 | 4379.4592 | 4174.4118 | 6811.3038 | 5977.0555 | 5875.1685 | 5429.122 | 5579.1828 | 5263.0827 | 4928.6803 | 4957.0127 | 4490.6575 | 4302.6144
TAS1 | Solar PV | 9.3405e-08 | 1.0179e-07 | 1.2113e-07 | 1.1406e-07 | 1.2477e-07 | 2.051e-07 | 1.8987e-07 | 1.8744e-07 | 3.1436e-07 | 5.7603e-07 | 4.8034e-07 | 8.0848e-07 | 7.7932e-07 | 6.0749e-07 | 6.2177e-07 | 5.2142e-07 | 5.0963e-07 | 5.7112e-07 | 5.32e-07 | 4.7154e-07 | 6.145e-07 | 6.0193e-07 | 5.0895e-07 | 5.1376e-07 | 4.5605e-07
TAS1 | LS Battery | 1.9881e-06 | 2.3789e-06 | 2.0035e-06 | 1.892e-06 | 1.938e-06 | 2.5439e-06 | 3.2247e-06 | 3.2878e-06 | 2.9265e-06 | 3.6972e-06 | 5.6198e-06 | 4.3672e-06 | 3.8749e-06 | 5.3052e-06 | 4.8758e-06 | 4.9006e-06 | 4.6995e-06 | 4.2677e-06 | 5.5521e-06 | 6.5641e-06 | 5.7366e-06 | 5.2832e-06 | 5.6198e-06 | 6.3065e-06 | 6.0002e-06
TAS1 | Pumped Hydro | 0 | 0 | 0 | 2.5604e-06 | 3.0573e-06 | 2.8009e-06 | 2.8911e-06 | 2.8464e-06 | 2.5989e-06 | 2.2183e-06 | 2.8535e-06 | 2.4405e-06 | 2.2817e-06 | 2.8374e-06 | 2.7869e-06 | 3.9398e-06 | 5.7851e-06 | 5.3209e-06 | 9.2477e-06 | 8.8467e-06 | 9.2175e-06 | 8.1705e-06 | 7.9608e-06 | 7.8518e-06 | 7.2848e-06
TAS1 | VPP | 0 | 0 | 0 | 0 | 0 | 0 | 0 | 0 | 0 | 0 | 0 | 0 | 0 | 0 | 0 | 0 | 0 | 0 | 0 | 0 | 0 | 0 | 0 | 0 | 0
Total excluding storage |  | 51073.8192 | 71123.898 | 50862.8131 | 48715.2881 | 54658.0575 | 47322.3205 | 45020.8983 | 46128.0814 | 39107.7624 | 30035.0255 | 42190.7448 | 31862.667 | 30672.3517 | 34159.724 | 29839.1187 | 30908.1703 | 31244.5188 | 27101.6613 | 21607.4949 | 28439.0539 | 21261.2446 | 20382.5068 | 22512.4747 | 19467.2472 | 18444.4042
Explicitly modelled pumping
Region | Technology | 2021-22 | 2022-23 | 2023-24 | 2024-25 | 2025-26 | 2026-27 | 2027-28 | 2028-29 | 2029-30 | 2030-31 | 2031-32 | 2032-33 | 2033-34 | 2034-35 | 2035-36 | 2036-37 | 2037-38 | 2038-39 | 2039-40 | 2040-41 | 2041-42 | 2042-43 | 2043-44 | 2044-45 | 2045-46
NEM | LS Battery pump | 0.19194 | 0.19736 | 0.1998 | 0.18058 | 0.17528 | 0.17148 | 0.16782 | 0.14651 | 0.15259 | 0.13353 | 0.12859 | 0.11544 | 0.08996 | 0.077092 | 0.070833 | 0.06862 | 0.057789 | 0.054114 | 0.053052 | 0.049598 | 0.046615 | 0.043241 | 0.038741 | 0.03541 | 0.033007
NEM | Pumped Hydro pump | 1416.5008 | 935.9478 | 2217.3547 | 2779.0451 | 4420.2727 | 4723.5005 | 6067.8576 | 10118.2057 | 11604.038 | 15905.9458 | 12319.1829 | 30367.0009 | 24331.8611 | 26258.2878 | 26947.6827 | 24175.2584 | 20157.8308 | 18375.8902 | 19374.9628 | 17884.231 | 17032.4198 | 15094.5729 | 14467.3758 | 14517.6474 | 13606.4215
NEM | VPP pump | 0 | 0 | 0 | 0 | 0 | 0 | 0 | 0 | 0 | 0 | 0 | 0 | 0 | 0 | 0 | 0 | 0 | 0 | 0 | 0 | 0 | 0 | 0 | 0 | 0
Region | Technology | 2021-22 | 2022-23 | 2023-24 | 2024-25 | 2025-26 | 2026-27 | 2027-28 | 2028-29 | 2029-30 | 2030-31 | 2031-32 | 2032-33 | 2033-34 | 2034-35 | 2035-36 | 2036-37 | 2037-38 | 2038-39 | 2039-40 | 2040-41 | 2041-42 | 2042-43 | 2043-44 | 2044-45 | 2045-46
NSW1 | LS Battery pump | 0 | 0 | 0 | 0 | 0 | 0 | 0 | 0 | 0 | 0 | 0 | 0 | 0 | 0 | 0 | 0 | 0 | 0 | 0 | 0 | 0 | 0 | 0 | 0 | 0
NSW1 | Pumped Hydro pump | 441.9399 | 586.2582 | 1230.9812 | 1968.1841 | 3895.3064 | 3869.4395 | 4987.4076 | 8871.1245 | 9644.1871 | 13251.7613 | 10343.4931 | 26593.6139 | 20891.9869 | 23310.6248 | 24147.5809 | 21534.5882 | 18264.1273 | 16460.3901 | 17416.5808 | 16362.2921 | 15397.573 | 13505.8545 | 13189.9239 | 13330.4272 | 12418.2531
NSW1 | VPP pump | 0 | 0 | 0 | 0 | 0 | 0 | 0 | 0 | 0 | 0 | 0 | 0 | 0 | 0 | 0 | 0 | 0 | 0 | 0 | 0 | 0 | 0 | 0 | 0 | 0
Region | Technology | 2021-22 | 2022-23 | 2023-24 | 2024-25 | 2025-26 | 2026-27 | 2027-28 | 2028-29 | 2029-30 | 2030-31 | 2031-32 | 2032-33 | 2033-34 | 2034-35 | 2035-36 | 2036-37 | 2037-38 | 2038-39 | 2039-40 | 2040-41 | 2041-42 | 2042-43 | 2043-44 | 2044-45 | 2045-46
QLD1 | LS Battery pump | 0.061578 | 0.067542 | 0.078051 | 0.078323 | 0.065839 | 0.06879 | 0.067696 | 0.065533 | 0.079507 | 0.059693 | 0.055297 | 0.054767 | 0.049363 | 0.047351 | 0.0418 | 0.040137 | 0.033066 | 0.03149 | 0.031303 | 0.028868 | 0.026881 | 0.025244 | 0.022455 | 0.021833 | 0.020122
QLD1 | Pumped Hydro pump | 974.5609 | 349.6896 | 986.3736 | 810.8609 | 524.9663 | 854.061 | 1080.45 | 1247.0812 | 1959.8509 | 2654.1845 | 1975.6898 | 3773.387 | 3439.8742 | 2947.663 | 2800.1018 | 2640.6702 | 1893.7035 | 1915.5001 | 1958.3821 | 1521.9389 | 1634.8468 | 1588.7184 | 1277.4519 | 1187.2202 | 1188.1684
QLD1 | VPP pump | 0 | 0 | 0 | 0 | 0 | 0 | 0 | 0 | 0 | 0 | 0 | 0 | 0 | 0 | 0 | 0 | 0 | 0 | 0 | 0 | 0 | 0 | 0 | 0 | 0
Region | Technology | 2021-22 | 2022-23 | 2023-24 | 2024-25 | 2025-26 | 2026-27 | 2027-28 | 2028-29 | 2029-30 | 2030-31 | 2031-32 | 2032-33 | 2033-34 | 2034-35 | 2035-36 | 2036-37 | 2037-38 | 2038-39 | 2039-40 | 2040-41 | 2041-42 | 2042-43 | 2043-44 | 2044-45 | 2045-46
VIC1 | LS Battery pump | 0.044082 | 0.047615 | 0.040296 | 0.03559 | 0.04542 | 0.041076 | 0.040701 | 0.031594 | 0.026368 | 0.02806 | 0.028433 | 0.023663 | 0.0066211 | 0.0063926 | 0.0062023 | 0.0060406 | 0.0051869 | 0.004898 | 0.0044554 | 0.0044386 | 0.0042062 | 0.0039315 | 0.0036402 | 0.0032196 | 0.0030906
VIC1 | Pumped Hydro pump | 0 | 0 | 0 | 0 | 0 | 0 | 0 | 0 | 0 | 0 | 0 | 0 | 0 | 0 | 0 | 0 | 0 | 0 | 0 | 0 | 0 | 0 | 0 | 0 | 0
VIC1 | VPP pump | 0 | 0 | 0 | 0 | 0 | 0 | 0 | 0 | 0 | 0 | 0 | 0 | 0 | 0 | 0 | 0 | 0 | 0 | 0 | 0 | 0 | 0 | 0 | 0 | 0
Region | Technology | 2021-22 | 2022-23 | 2023-24 | 2024-25 | 2025-26 | 2026-27 | 2027-28 | 2028-29 | 2029-30 | 2030-31 | 2031-32 | 2032-33 | 2033-34 | 2034-35 | 2035-36 | 2036-37 | 2037-38 | 2038-39 | 2039-40 | 2040-41 | 2041-42 | 2042-43 | 2043-44 | 2044-45 | 2045-46
SA1 | LS Battery pump | 0.086275 | 0.082205 | 0.081457 | 0.06667 | 0.064022 | 0.061615 | 0.059426 | 0.049383 | 0.046715 | 0.045777 | 0.044862 | 0.037007 | 0.033976 | 0.023349 | 0.02283 | 0.022443 | 0.019536 | 0.017726 | 0.017294 | 0.016291 | 0.015528 | 0.014065 | 0.012645 | 0.010358 | 0.0097944
SA1 | Pumped Hydro pump | 0 | 0 | 0 | 0 | 0 | 0 | 0 | 0 | 0 | 0 | 0 | 0 | 0 | 0 | 0 | 0 | 0 | 0 | 0 | 0 | 0 | 0 | 0 | 0 | 0
SA1 | VPP pump | 0 | 0 | 0 | 0 | 0 | 0 | 0 | 0 | 0 | 0 | 0 | 0 | 0 | 0 | 0 | 0 | 0 | 0 | 0 | 0 | 0 | 0 | 0 | 0 | 0
Region | Technology | 2021-22 | 2022-23 | 2023-24 | 2024-25 | 2025-26 | 2026-27 | 2027-28 | 2028-29 | 2029-30 | 2030-31 | 2031-32 | 2032-33 | 2033-34 | 2034-35 | 2035-36 | 2036-37 | 2037-38 | 2038-39 | 2039-40 | 2040-41 | 2041-42 | 2042-43 | 2043-44 | 2044-45 | 2045-46
TAS1 | LS Battery pump | 0 | 0 | 0 | 0 | 0 | 0 | 0 | 0 | 0 | 0 | 0 | 0 | 0 | 0 | 0 | 0 | 0 | 0 | 0 | 0 | 0 | 0 | 0 | 0 | 0
TAS1 | Pumped Hydro pump | 0 | 0 | 0 | 0 | 0 | 0 | 0 | 0 | 0 | 0 | 0 | 0 | 0 | 0 | 0 | 0 | 0 | 0 | 0 | 0 | 0 | 0 | 0 | 0 | 0
TAS1 | VPP pump | 0 | 0 | 0 | 0 | 0 | 0 | 0 | 0 | 0 | 0 | 0 | 0 | 0 | 0 | 0 | 0 | 0 | 0 | 0 | 0 | 0 | 0 | 0 | 0 | 0

## BaseCase_FOM Cost
FOM cost by technology ($000s) - Base Case, Central Scenario
FOM | Real June 2019 dollars discounted to June 2020. For new entrant capacity, the FOM is incurred annually in modelling. For existing capacity, FOM is considered to be a sunk cost, since the fixed retirement dates are assumed to be the same in the Base Case and the case with SWNSW. As such, early retirements are presented as an annual FOM saving, or negative cost, that continues until the assumed fixed date retirement.
Explicitly modelled generation
Region | Technology | 2021-22 | 2022-23 | 2023-24 | 2024-25 | 2025-26 | 2026-27 | 2027-28 | 2028-29 | 2029-30 | 2030-31 | 2031-32 | 2032-33 | 2033-34 | 2034-35 | 2035-36 | 2036-37 | 2037-38 | 2038-39 | 2039-40 | 2040-41 | 2041-42 | 2042-43 | 2043-44 | 2044-45 | 2045-46
NEM | Black Coal | 0 | 0 | 0 | 0 | 0 | 0 | 0 | 0 | 0 | 0 | 0 | 0 | 0 | 0 | 0 | 0 | 0 | 0 | 0 | 0 | 0 | 0 | 0 | 0 | 0
NEM | Brown Coal | 0 | 0 | 0 | 0 | 0 | 0 | 0 | 0 | 0 | 0 | 0 | 0 | 0 | 0 | 0 | 0 | 0 | 0 | 0 | 0 | 0 | 0 | 0 | 0 | 0
NEM | CCGT | 0 | 0.07276 | 0.0070839 | 0.00044573 | 1.8697e-05 | 0.00063944 | 0.00051413 | 0.0011096 | 0.0024128 | 0.0074673 | 0.0010054 | 0.024064 | 0.0023426 | 0.00011635 | 0.026302 | 0.001491 | 4.4008 | 0.00064459 | 0.001385 | 4.0815e-05 | 0.0052798 | 12369.731 | 0.000282 | 0.001882 | 1.7896e-05
NEM | Gas - Steam | 0 | 0 | 0 | 0 | 0 | 0 | 0 | 0 | 0 | 0 | 0 | 0 | 0 | 0 | 0 | 0 | 0 | 0 | 0 | 0 | 0 | 0 | 0 | 0 | 0
NEM | OCGT / Diesel | 0.083766 | 0.0017138 | 0.0049055 | 0.0011998 | 0.00099046 | 0.0013731 | 0.001325 | 0.0013098 | 0.0013665 | 0.0014271 | 0.0012973 | 0.0040849 | 0.0011739 | 0.00077303 | 1568.3925 | 0.0045882 | 9113.9911 | 0.00016344 | 0.002905 | 0.00011465 | 0.0010779 | 0.00012997 | 0.00037792 | 1132.0793 | 4.2842e-05
NEM | Hydro | 0 | 0 | 0 | 0 | 0 | 0 | 0 | 0 | 0 | 0 | 0 | 0 | 0 | 0 | 0 | 0 | 0 | 0 | 0 | 0 | 0 | 0 | 0 | 0 | 0
NEM | Wind | 0 | 4.075 | 0.77321 | 26762.3643 | 61501.589 | 18724.146 | 115616.0031 | 381459.1134 | 71851.4055 | 0.78125 | 0.023249 | 244931.5682 | 18865.5587 | 122284.1282 | 580644.6479 | 267558.4238 | 449292.8895 | 59965.2588 | 1280.8232 | 0.012886 | 50455.1092 | 88513.5374 | 17536.2245 | 18668.3048 | 9838.0117
NEM | Solar PV | 0.41822 | 180473.6338 | 0.042676 | 0.019243 | 92506.5862 | 0.47067 | 43399.0994 | 208422.2939 | 42841.0982 | 43460.392 | 0.17542 | 238962.8629 | 0.011866 | 0.001082 | 82662.0082 | 4098.0157 | 135306.0187 | 5881.5758 | 0.0014291 | 0.089029 | 53418.4934 | 28847.3194 | 1225.6117 | 0.0027898 | 3103.9456
NEM | LS Battery | 0.38517 | 0.0029944 | 0 | 0 | 0.00011979 | 0.10671 | 0.098734 | 0.050528 | 3.7623e-05 | 34423.4116 | 0.021676 | 96015.4728 | 7082.2592 | 6.1296e-05 | 31241.0083 | 6.7471e-06 | 859.3759 | 1.4371e-05 | 0.022148 | 0.00032885 | 20888.5449 | 2305.4261 | 0.0027289 | 4294.4067 | 0.00041929
NEM | Pumped Hydro | 0 | 0 | 0 | 0.63012 | 0.033233 | 0.022482 | 0.022467 | 0.024089 | 0.030221 | 0.056254 | 0.018556 | 0.18255 | 0.0092132 | 0.01009 | 0.24764 | 0.21256 | 69738.0404 | 0.005151 | 0.14871 | 0.0016463 | 4753.3592 | 0.0026076 | 0.00045844 | 7631.5357 | 0.00047582
NEM | VPP | 0 | 0 | 0 | 0 | 0 | 0 | 0 | 0 | 0 | 0 | 0 | 0 | 0 | 0 | 0 | 0 | 0 | 0 | 0 | 0 | 0 | 0 | 0 | 0 | 0
Total excluding storage |  | 0.50199 | 180477.7832 | 0.82788 | 26762.3852 | 154008.1763 | 18724.6187 | 159015.1044 | 589881.4097 | 114692.5075 | 43461.1821 | 0.20097 | 483894.4593 | 18865.5741 | 122284.1301 | 664875.0749 | 271656.4456 | 593717.3002 | 65846.8354 | 1280.8289 | 0.10207 | 103873.609 | 129730.588 | 18761.8368 | 19800.3888 | 12941.9574
Region | Technology | 2021-22 | 2022-23 | 2023-24 | 2024-25 | 2025-26 | 2026-27 | 2027-28 | 2028-29 | 2029-30 | 2030-31 | 2031-32 | 2032-33 | 2033-34 | 2034-35 | 2035-36 | 2036-37 | 2037-38 | 2038-39 | 2039-40 | 2040-41 | 2041-42 | 2042-43 | 2043-44 | 2044-45 | 2045-46
NSW1 | Black Coal | 0 | 0 | 0 | 0 | 0 | 0 | 0 | 0 | 0 | 0 | 0 | 0 | 0 | 0 | 0 | 0 | 0 | 0 | 0 | 0 | 0 | 0 | 0 | 0 | 0
NSW1 | Brown Coal | 0 | 0 | 0 | 0 | 0 | 0 | 0 | 0 | 0 | 0 | 0 | 0 | 0 | 0 | 0 | 0 | 0 | 0 | 0 | 0 | 0 | 0 | 0 | 0 | 0
NSW1 | CCGT | 0 | 0.023819 | 0.00032422 | 0.00011629 | 0 | 5.1731e-05 | 2.2602e-05 | 1.4632e-05 | 5.8298e-05 | 0.0033448 | 2.9705e-05 | 0.010601 | 0.00021955 | 2.1766e-05 | 0.020275 | 0.0001198 | 4.3823 | 8.0422e-05 | 7.7087e-06 | 2.1339e-05 | 0.00025739 | 12369.7296 | 1.4162e-06 | 1.8789e-06 | 1.7991e-06
NSW1 | Gas - Steam | 0 | 0 | 0 | 0 | 0 | 0 | 0 | 0 | 0 | 0 | 0 | 0 | 0 | 0 | 0 | 0 | 0 | 0 | 0 | 0 | 0 | 0 | 0 | 0 | 0
NSW1 | OCGT / Diesel | 0.056317 | 0.00069344 | 0.00044968 | 0.00014187 | 0.00021957 | 0.00035908 | 0.00036126 | 0.00033728 | 0.00038421 | 0.00039826 | 0.00034378 | 0.001562 | 7.7177e-05 | 0.00013342 | 1568.3902 | 0.00062212 | 9113.9625 | 6.1795e-05 | 0.0010699 | 4.3058e-05 | 0.00057174 | 7.0027e-05 | 0.00032355 | 303.5328 | 1.8739e-05
NSW1 | Hydro | 0 | 0 | 0 | 0 | 0 | 0 | 0 | 0 | 0 | 0 | 0 | 0 | 0 | 0 | 0 | 0 | 0 | 0 | 0 | 0 | 0 | 0 | 0 | 0 | 0
NSW1 | Wind | 0 | 0.84471 | 0.13911 | 0.12461 | 0.061334 | 0.050161 | 0.0031812 | 0.085214 | 0.06917 | 0.24839 | 0.0090491 | 2.3988 | 18864.9889 | 122283.9972 | 331289.5582 | 0.03949 | 84023.5284 | 9916.5124 | 0.013745 | 0.0047794 | 19280.8471 | 32108.5593 | 0.00067468 | 0.0041219 | 0.0054507
NSW1 | Solar PV | 0.13729 | 180473.4773 | 0.01748 | 0.0070424 | 0.041243 | 0.050961 | 0.0044442 | 0.001672 | 0.013613 | 43460.2925 | 0.067482 | 210912.0365 | 0.006892 | 0.00039872 | 75229.0929 | 0.0034985 | 108820.9729 | 0.118 | 0.00037265 | 0.036777 | 47318.4808 | 22340.1238 | 1225.6064 | 0.0016819 | 3103.944
NSW1 | LS Battery | 0.23987 | 0.00010209 | 0 | 0 | 4.6467e-05 | 0.058624 | 0.043409 | 0.023029 | 6.6812e-06 | 34422.9589 | 0.0094534 | 74867.1591 | 0.0095395 | 2.5863e-05 | 16730.5549 | 0 | 0.0020091 | 4.287e-06 | 0.000965 | 0.00014501 | 10434.2567 | 2305.4217 | 0.0021949 | 0.16965 | 0.00019336
NSW1 | Pumped Hydro | 0 | 0 | 0 | 0.36806 | 0.0094325 | 0.0082681 | 0.00743 | 0.0095279 | 0.0087935 | 0.041728 | 0.0072511 | 0.094666 | 0.0025577 | 0.0032733 | 0.16678 | 0.12197 | 42656.7522 | 0.002168 | 0.037254 | 0.00061689 | 4753.2463 | 0.00060697 | 0.00015181 | 1105.4846 | 5.8404e-05
NSW1 | VPP | 0 | 0 | 0 | 0 | 0 | 0 | 0 | 0 | 0 | 0 | 0 | 0 | 0 | 0 | 0 | 0 | 0 | 0 | 0 | 0 | 0 | 0 | 0 | 0 | 0
Total excluding storage |  | 0.19361 | 180474.3465 | 0.15737 | 0.13191 | 0.1028 | 0.10153 | 0.0080093 | 0.087238 | 0.083225 | 43460.5446 | 0.076904 | 210914.4474 | 18864.9961 | 122283.9977 | 408087.0616 | 0.043731 | 201962.8461 | 9916.6306 | 0.015195 | 0.04162 | 66599.3287 | 66818.4127 | 1225.6074 | 303.5386 | 3103.9495
Region | Technology | 2021-22 | 2022-23 | 2023-24 | 2024-25 | 2025-26 | 2026-27 | 2027-28 | 2028-29 | 2029-30 | 2030-31 | 2031-32 | 2032-33 | 2033-34 | 2034-35 | 2035-36 | 2036-37 | 2037-38 | 2038-39 | 2039-40 | 2040-41 | 2041-42 | 2042-43 | 2043-44 | 2044-45 | 2045-46
QLD1 | Black Coal | 0 | 0 | 0 | 0 | 0 | 0 | 0 | 0 | 0 | 0 | 0 | 0 | 0 | 0 | 0 | 0 | 0 | 0 | 0 | 0 | 0 | 0 | 0 | 0 | 0
QLD1 | Brown Coal | 0 | 0 | 0 | 0 | 0 | 0 | 0 | 0 | 0 | 0 | 0 | 0 | 0 | 0 | 0 | 0 | 0 | 0 | 0 | 0 | 0 | 0 | 0 | 0 | 0
QLD1 | CCGT | 0 | 0.015054 | 0.0006513 | 5.1407e-05 | 0 | 2.0338e-05 | 3.5742e-05 | 0.00021548 | 6.9521e-05 | 0.0010257 | 0.00050808 | 0.0028293 | 0.0011421 | 1.619e-05 | 0.003899 | 0.00055683 | 0.0088386 | 2.561e-06 | 1.1278e-05 | 1.1052e-05 | 0.00031708 | 0.0012532 | 2.7029e-06 | 0.00030512 | 8.1881e-06
QLD1 | Gas - Steam | 0 | 0 | 0 | 0 | 0 | 0 | 0 | 0 | 0 | 0 | 0 | 0 | 0 | 0 | 0 | 0 | 0 | 0 | 0 | 0 | 0 | 0 | 0 | 0 | 0
QLD1 | OCGT / Diesel | 0.0071973 | 0.00026763 | 0.00039533 | 0.0003736 | 0.0001908 | 0.00032467 | 0.00031816 | 0.00032105 | 0.00030123 | 0.00033142 | 0.00029647 | 0.00041032 | 0.00054887 | 9.9441e-05 | 0.0015573 | 0.0027676 | 0.020929 | 1.4308e-05 | 1.7549e-05 | 1.2645e-05 | 1.3069e-05 | 1.4251e-05 | 6.579e-06 | 5.8763e-05 | 1.4942e-05
QLD1 | Hydro | 0 | 0 | 0 | 0 | 0 | 0 | 0 | 0 | 0 | 0 | 0 | 0 | 0 | 0 | 0 | 0 | 0 | 0 | 0 | 0 | 0 | 0 | 0 | 0 | 0
QLD1 | Wind | 0 | 1.1103 | 0.05599 | 0.035648 | 0.058204 | 18724.0459 | 109825.0465 | 332095.0613 | 71851.0066 | 0.0016998 | 0.0013283 | 0.030496 | 0.0075397 | 0.11097 | 203848.3815 | 204152.2446 | 220334.3427 | 0.0044534 | 0.0069075 | 0.0014204 | 0.0062195 | 14910.715 | 17536.1552 | 16363.4893 | 1375.7829
QLD1 | Solar PV | 0.11315 | 0.056419 | 0.00064611 | 0 | 0.063722 | 0.36226 | 25887.389 | 0.0034946 | 42841.0413 | 0.00086454 | 0.0017938 | 0.0027613 | 0.0008171 | 0.00015433 | 7432.9138 | 0.0044974 | 26485.033 | 0.001494 | 0.00028003 | 0.05069 | 0.0026054 | 6506.8203 | 0.00040788 | 0.00027278 | 0.0009059
QLD1 | LS Battery | 0.035369 | 0.0001286 | 0 | 0 | 1.6385e-05 | 0.0135 | 0.014277 | 0.013225 | 1.7527e-05 | 0.11875 | 0.00090373 | 1.9116 | 7082.2496 | 1.4441e-05 | 14510.4534 | 2.5987e-06 | 3.2973e-06 | 0 | 3.4628e-06 | 4.7919e-06 | 7762.1797 | 0.0037912 | 4.6673e-05 | 397.8511 | 3.2221e-05
QLD1 | Pumped Hydro | 0 | 0 | 0 | 0.06638 | 0.0036654 | 0.0047964 | 0.0041262 | 0.0048301 | 0.014822 | 0.00018665 | 0.00052858 | 0.030358 | 0.0033392 | 0.00090849 | 0.050027 | 0.05842 | 27081.1797 | 0.00032408 | 0.00030893 | 0.00016995 | 0.0051222 | 0.00092885 | 2.7637e-05 | 1721.4824 | 0.00027616
QLD1 | VPP | 0 | 0 | 0 | 0 | 0 | 0 | 0 | 0 | 0 | 0 | 0 | 0 | 0 | 0 | 0 | 0 | 0 | 0 | 0 | 0 | 0 | 0 | 0 | 0 | 0
Total excluding storage |  | 0.12035 | 1.1821 | 0.057683 | 0.036073 | 0.12212 | 18724.4085 | 135712.4358 | 332095.0653 | 114692.0483 | 0.0039215 | 0.0039267 | 0.036497 | 0.010048 | 0.11124 | 211281.3007 | 204152.2525 | 246819.4055 | 0.0059643 | 0.0072163 | 0.052134 | 0.0091551 | 21417.5365 | 17536.1557 | 16363.4899 | 1375.7839
Region | Technology | 2021-22 | 2022-23 | 2023-24 | 2024-25 | 2025-26 | 2026-27 | 2027-28 | 2028-29 | 2029-30 | 2030-31 | 2031-32 | 2032-33 | 2033-34 | 2034-35 | 2035-36 | 2036-37 | 2037-38 | 2038-39 | 2039-40 | 2040-41 | 2041-42 | 2042-43 | 2043-44 | 2044-45 | 2045-46
VIC1 | Black Coal | 0 | 0 | 0 | 0 | 0 | 0 | 0 | 0 | 0 | 0 | 0 | 0 | 0 | 0 | 0 | 0 | 0 | 0 | 0 | 0 | 0 | 0 | 0 | 0 | 0
VIC1 | Brown Coal | 0 | 0 | 0 | 0 | 0 | 0 | 0 | 0 | 0 | 0 | 0 | 0 | 0 | 0 | 0 | 0 | 0 | 0 | 0 | 0 | 0 | 0 | 0 | 0 | 0
VIC1 | CCGT | 0 | 0.011552 | 0.0011331 | 0.00016882 | 1.8697e-05 | 0.00021946 | 0.00028698 | 0.00043163 | 0.00086619 | 0.0010184 | 0.00025899 | 0.0039338 | 0.00077001 | 3.1653e-05 | 0.00096339 | 1.1118e-05 | 0.0022877 | 0.00021953 | 0.0009481 | 4.4501e-06 | 0.0018258 | 5.7714e-05 | 2.5021e-05 | 0.0007887 | 2.9757e-06
VIC1 | Gas - Steam | 0 | 0 | 0 | 0 | 0 | 0 | 0 | 0 | 0 | 0 | 0 | 0 | 0 | 0 | 0 | 0 | 0 | 0 | 0 | 0 | 0 | 0 | 0 | 0 | 0
VIC1 | OCGT / Diesel | 0.0066241 | 0.0003055 | 0.00030325 | 0.00031998 | 0.00027877 | 0.00031778 | 0.00030638 | 0.00030479 | 0.0003132 | 0.00031591 | 0.00028043 | 0.00049012 | 0.00021324 | 0.00023069 | 0.00029168 | 0.00023979 | 0.0007321 | 3.1818e-05 | 0.00089436 | 2.1389e-05 | 0.00025693 | 1.6452e-05 | 1.6336e-05 | 0.0031369 | 2.2366e-06
VIC1 | Hydro | 0 | 0 | 0 | 0 | 0 | 0 | 0 | 0 | 0 | 0 | 0 | 0 | 0 | 0 | 0 | 0 | 0 | 0 | 0 | 0 | 0 | 0 | 0 | 0 | 0
VIC1 | Wind | 0 | 0.63302 | 0.079738 | 26762.1809 | 61501.4655 | 0.0043016 | 5790.9463 | 49363.6681 | 0.0012452 | 0.00091925 | 0.0043868 | 0.2397 | 0.17111 | 0.01086 | 29463.0193 | 0.016616 | 67330.0006 | 0.66018 | 0.028852 | 0.0038888 | 19639.4201 | 41494.2557 | 0.023679 | 0.0041169 | 8462.2219
VIC1 | Solar PV | 0.035894 | 0.017535 | 0.0053302 | 0.012021 | 92506.4499 | 0.0061736 | 17511.6859 | 208422.2853 | 3.9984e-05 | 0.00012002 | 0.000476 | 0.0023582 | 0.00017724 | 8.4579e-05 | 0.00028602 | 0.00022519 | 0.0015542 | 0.0049315 | 8.7968e-05 | 0.00016611 | 0.0074007 | 0.37239 | 0.00021648 | 9.816e-05 | 0.00015876
VIC1 | LS Battery | 0.034946 | 0.00012533 | 0 | 0 | 2.5296e-05 | 0.013532 | 0.014387 | 0.0050823 | 6.7407e-06 | 0.12366 | 0.0012867 | 0.14765 | 7.739e-06 | 0 | 0 | 0 | 0 | 1.8158e-06 | 1.0971e-05 | 1.3266e-05 | 0.051658 | 0.00022549 | 0.00016743 | 1267.5549 | 6.9734e-05
VIC1 | Pumped Hydro | 0 | 0 | 0 | 0.067529 | 0.0077619 | 0.0037538 | 0.0036745 | 0.0038307 | 0.0016508 | 0.008303 | 0.0017365 | 0.038425 | 0.00059533 | 0.00061572 | 0.018999 | 0.00061385 | 0.021608 | 0.0010791 | 0.044673 | 0.00029963 | 0.086297 | 0.00056342 | 6.7974e-05 | 4804.5645 | 4.9491e-05
VIC1 | VPP | 0 | 0 | 0 | 0 | 0 | 0 | 0 | 0 | 0 | 0 | 0 | 0 | 0 | 0 | 0 | 0 | 0 | 0 | 0 | 0 | 0 | 0 | 0 | 0 | 0
Total excluding storage |  | 0.042518 | 0.66241 | 0.086505 | 26762.1934 | 154007.9157 | 0.011012 | 23302.6328 | 257785.9541 | 0.0024645 | 0.0023736 | 0.0054023 | 0.24648 | 0.17227 | 0.011207 | 29463.0208 | 0.017092 | 67330.0052 | 0.66536 | 0.030783 | 0.0040807 | 19639.4296 | 41494.6282 | 0.023937 | 0.0081406 | 8462.2221
Region | Technology | 2021-22 | 2022-23 | 2023-24 | 2024-25 | 2025-26 | 2026-27 | 2027-28 | 2028-29 | 2029-30 | 2030-31 | 2031-32 | 2032-33 | 2033-34 | 2034-35 | 2035-36 | 2036-37 | 2037-38 | 2038-39 | 2039-40 | 2040-41 | 2041-42 | 2042-43 | 2043-44 | 2044-45 | 2045-46
SA1 | Black Coal | 0 | 0 | 0 | 0 | 0 | 0 | 0 | 0 | 0 | 0 | 0 | 0 | 0 | 0 | 0 | 0 | 0 | 0 | 0 | 0 | 0 | 0 | 0 | 0 | 0
SA1 | Brown Coal | 0 | 0 | 0 | 0 | 0 | 0 | 0 | 0 | 0 | 0 | 0 | 0 | 0 | 0 | 0 | 0 | 0 | 0 | 0 | 0 | 0 | 0 | 0 | 0 | 0
SA1 | CCGT | 0 | 0.012471 | 0.0027227 | 3.1288e-05 | 0 | 1.1623e-05 | 1.7917e-05 | 3.434e-05 | 0.00043535 | 0.001141 | 0.00020865 | 0.0049931 | 0.0001032 | 4.0315e-05 | 0.0011226 | 2.244e-05 | 0.0059676 | 2.3936e-05 | 3.8855e-05 | 3.9744e-06 | 0.0020784 | 4.9269e-05 | 0.00025015 | 0.0007723 | 1.205e-06
SA1 | Gas - Steam | 0 | 0 | 0 | 0 | 0 | 0 | 0 | 0 | 0 | 0 | 0 | 0 | 0 | 0 | 0 | 0 | 0 | 0 | 0 | 0 | 0 | 0 | 0 | 0 | 0
SA1 | OCGT / Diesel | 0.0067606 | 0.00026551 | 0.0033447 | 2.459e-05 | 2.2458e-05 | 2.2134e-05 | 2.6132e-05 | 2.8157e-05 | 3.5971e-05 | 3.4356e-05 | 0.00015167 | 0.0012715 | 4.4053e-05 | 0.00012739 | 0.00016459 | 0.0007042 | 0.0062485 | 2.0906e-05 | 2.8876e-05 | 1.6107e-05 | 4.1401e-05 | 1.2785e-05 | 2.0254e-05 | 828.5429 | 1.8241e-06
SA1 | Hydro | 0 | 0 | 0 | 0 | 0 | 0 | 0 | 0 | 0 | 0 | 0 | 0 | 0 | 0 | 0 | 0 | 0 | 0 | 0 | 0 | 0 | 0 | 0 | 0 | 0
SA1 | Wind | 0 | 1.1031 | 0.27309 | 0.019148 | 0.0033345 | 0.036114 | 0.0051187 | 0.21219 | 0.15935 | 0.29512 | 0.0081007 | 183264.5747 | 0.39017 | 0.0087116 | 16043.6882 | 0.12561 | 73875.3246 | 43021.1083 | 1280.7719 | 0.0025363 | 4816.6919 | 0.006434 | 0.044644 | 2304.8069 | 0.0011102
SA1 | Solar PV | 0.11642 | 0.077031 | 0.018241 | 0.00017941 | 0.02514 | 0.042426 | 0.018883 | 0.0027153 | 0.031788 | 0.074412 | 0.10564 | 28050.7941 | 0.0039545 | 0.00044438 | 0.0012486 | 4098.0073 | 0.010827 | 5881.4472 | 0.0006533 | 0.0013847 | 6099.9953 | 0.0021036 | 0.0045928 | 0.00068516 | 0.00046713
SA1 | LS Battery | 0.040984 | 0.0022128 | 0 | 0 | 0 | 0.0089528 | 0.014585 | 0.0049161 | 6.6739e-06 | 0.16107 | 0.00084953 | 21146.2388 | 8.7234e-06 | 4.5674e-06 | 3.5445e-06 | 0 | 859.371 | 0 | 3.4653e-06 | 3.8296e-05 | 2692.049 | 0.00023309 | 0.00010727 | 2628.8279 | 5.9293e-05
SA1 | Pumped Hydro | 0 | 0 | 0 | 0.045949 | 0.0030379 | 0.0030693 | 0.0023511 | 0.0017827 | 0.002636 | 0.0042222 | 0.0015048 | 0.012886 | 0.00050624 | 0.00085538 | 0.0075813 | 0.0039779 | 0.03631 | 0.00037726 | 0.00026203 | 0.00019759 | 0.0063196 | 0.00026739 | 5.0192e-05 | 0.0040948 | 4.3758e-05
SA1 | VPP | 0 | 0 | 0 | 0 | 0 | 0 | 0 | 0 | 0 | 0 | 0 | 0 | 0 | 0 | 0 | 0 | 0 | 0 | 0 | 0 | 0 | 0 | 0 | 0 | 0
Total excluding storage |  | 0.12319 | 1.1929 | 0.29739 | 0.019384 | 0.028497 | 0.078574 | 0.024046 | 0.21497 | 0.19161 | 0.37071 | 0.11411 | 211315.375 | 0.39427 | 0.0093236 | 16043.6908 | 4098.1336 | 73875.3477 | 48902.5555 | 1280.7726 | 0.003941 | 10916.6894 | 0.0085996 | 0.049508 | 3133.3513 | 0.0015803
Region | Technology | 2021-22 | 2022-23 | 2023-24 | 2024-25 | 2025-26 | 2026-27 | 2027-28 | 2028-29 | 2029-30 | 2030-31 | 2031-32 | 2032-33 | 2033-34 | 2034-35 | 2035-36 | 2036-37 | 2037-38 | 2038-39 | 2039-40 | 2040-41 | 2041-42 | 2042-43 | 2043-44 | 2044-45 | 2045-46
TAS1 | Black Coal | 0 | 0 | 0 | 0 | 0 | 0 | 0 | 0 | 0 | 0 | 0 | 0 | 0 | 0 | 0 | 0 | 0 | 0 | 0 | 0 | 0 | 0 | 0 | 0 | 0
TAS1 | Brown Coal | 0 | 0 | 0 | 0 | 0 | 0 | 0 | 0 | 0 | 0 | 0 | 0 | 0 | 0 | 0 | 0 | 0 | 0 | 0 | 0 | 0 | 0 | 0 | 0 | 0
TAS1 | CCGT | 0 | 0.0098633 | 0.0022525 | 7.7925e-05 | 0 | 0.00033628 | 0.00015089 | 0.00041351 | 0.00098341 | 0.00093734 | 0 | 0.0017075 | 0.00010777 | 6.4291e-06 | 4.2197e-05 | 0.0007808 | 0.0014857 | 0.00031814 | 0.00037909 | 0 | 0.00080106 | 1.4674e-05 | 2.7098e-06 | 1.3981e-05 | 3.7282e-06
TAS1 | Gas - Steam | 0 | 0 | 0 | 0 | 0 | 0 | 0 | 0 | 0 | 0 | 0 | 0 | 0 | 0 | 0 | 0 | 0 | 0 | 0 | 0 | 0 | 0 | 0 | 0 | 0
TAS1 | OCGT / Diesel | 0.0068672 | 0.00018173 | 0.00041259 | 0.00033977 | 0.00027885 | 0.00034944 | 0.00031306 | 0.00031854 | 0.00033185 | 0.00034713 | 0.00022492 | 0.00035099 | 0.00029054 | 0.00018208 | 0.00024511 | 0.00025442 | 0.00074559 | 3.4615e-05 | 0.00089438 | 2.1456e-05 | 0.00019478 | 1.6458e-05 | 1.1205e-05 | 0.00035145 | 5.101e-06
TAS1 | Hydro | 0 | 0 | 0 | 0 | 0 | 0 | 0 | 0 | 0 | 0 | 0 | 0 | 0 | 0 | 0 | 0 | 0 | 0 | 0 | 0 | 0 | 0 | 0 | 0 | 0
TAS1 | Wind | 0 | 0.38377 | 0.22529 | 0.0040503 | 0.0006715 | 0.0095544 | 0.0020277 | 0.086576 | 0.16914 | 0.23512 | 0.00038455 | 61664.3246 | 0.00101 | 0.00046754 | 0.000692 | 63405.9974 | 3729.6932 | 7026.9735 | 0.0018014 | 0.0002612 | 6718.1438 | 0.0010231 | 0.00028165 | 0.00034692 | 0.00033502
TAS1 | Solar PV | 0.015455 | 0.005516 | 0.0009789 | 0 | 0.0062304 | 0.0088526 | 0.001165 | 0.00072066 | 0.011447 | 0.024087 | 2.4955e-05 | 0.027251 | 2.4711e-05 | 0 | 1.5027e-05 | 0.00022436 | 0.00040883 | 0.0041721 | 3.5139e-05 | 1.1961e-05 | 0.007239 | 0.00083459 | 8.8422e-06 | 5.1723e-05 | 1.169e-05
TAS1 | LS Battery | 0.033997 | 0.00042556 | 0 | 0 | 3.1639e-05 | 0.012098 | 0.012076 | 0.0042754 | 0 | 0.049243 | 0.0091825 | 0.01573 | 6.7163e-05 | 1.6424e-05 | 9.8963e-06 | 4.1485e-06 | 0.0028623 | 8.2687e-06 | 0.021165 | 0.00012748 | 0.0078061 | 0.00016805 | 0.00021265 | 0.0032044 | 6.4678e-05
TAS1 | Pumped Hydro | 0 | 0 | 0 | 0.082198 | 0.0093356 | 0.0025947 | 0.0048853 | 0.004118 | 0.0023183 | 0.0018145 | 0.0075348 | 0.0062173 | 0.0022147 | 0.004437 | 0.0042432 | 0.027585 | 0.050555 | 0.0012025 | 0.066211 | 0.00036221 | 0.015147 | 0.000241 | 0.00016083 | 0.00012051 | 4.8007e-05
TAS1 | VPP | 0 | 0 | 0 | 0 | 0 | 0 | 0 | 0 | 0 | 0 | 0 | 0 | 0 | 0 | 0 | 0 | 0 | 0 | 0 | 0 | 0 | 0 | 0 | 0 | 0
Total excluding storage |  | 0.022322 | 0.39933 | 0.22893 | 0.004468 | 0.0071807 | 0.019093 | 0.0036567 | 0.088028 | 0.1819 | 0.26049 | 0.00063442 | 61664.3539 | 0.001433 | 0.00065605 | 0.00099434 | 63405.9987 | 3729.6958 | 7026.978 | 0.00311 | 0.00029462 | 6718.1521 | 0.0018888 | 0.00030441 | 0.00076407 | 0.00035554

## BaseCase_Fuel Cost
Fuel cost by technology ($000s) - Base Case, Central Scenario
Fuel | Real June 2019 dollars discounted to June 2020
Explicitly modelled generation
Region | Technology | 2021-22 | 2022-23 | 2023-24 | 2024-25 | 2025-26 | 2026-27 | 2027-28 | 2028-29 | 2029-30 | 2030-31 | 2031-32 | 2032-33 | 2033-34 | 2034-35 | 2035-36 | 2036-37 | 2037-38 | 2038-39 | 2039-40 | 2040-41 | 2041-42 | 2042-43 | 2043-44 | 2044-45 | 2045-46
NEM | Black Coal | 1796320.59 | 1434642.378 | 1488172.694 | 1404914.25 | 1265055.372 | 1195750.36 | 1139339.897 | 1045458.216 | 1023197.465 | 983590.57 | 917379.903 | 785920.634 | 770649.892 | 723531.953 | 387778.778 | 353676.604 | 273752.853 | 266484.391 | 244963.877 | 217692.626 | 205985.556 | 104392.1625 | 79898.131 | 60034.2545 | 44797.4595
NEM | Brown Coal | 229539.414 | 198488.14 | 202328.759 | 193596.109 | 185259.762 | 171903.228 | 154401.244 | 151312.014 | 125726.674 | 119664.567 | 102243.704 | 85716.922 | 81329.136 | 77246.124 | 71581.085 | 65583.826 | 58674.816 | 52896.874 | 52634.79 | 51970.3825 | 48613.7585 | 45163.7015 | 42914.895 | 40153.615 | 38404.766
NEM | CCGT | 159484.6428 | 129723.4038 | 102012.1426 | 100134.0715 | 111437.4 | 109187.3177 | 105702.6413 | 102205.2484 | 100805.538 | 97129.301 | 91847.6159 | 199911.8521 | 223512.6771 | 142864.4141 | 278654.6663 | 154086.7523 | 157551.8394 | 162963.0812 | 148588.1833 | 113136.7625 | 134884.7063 | 281158.2139 | 210181.2591 | 166388.338 | 131518.79
NEM | Gas - Steam | 62619.2431 | 61149.6585 | 65262.864 | 7244.9059 | 6457.383 | 6876.4884 | 6247.7816 | 5970.4889 | 5698.5672 | 5583.7005 | 5808.6699 | 7865.8267 | 6223.0101 | 8064.8518 | 8463.795 | 3528.0518 | 6324.745 | 5990.314 | 0 | 0 | 0 | 0 | 0 | 0 | 0
NEM | OCGT / Diesel | 7154.2366 | 6897.2108 | 10950.1051 | 1936.9181 | 39.8915 | 707.2812 | 229.0056 | 107.3341 | 36.912 | 551.5567 | 777.7031 | 10857.9967 | 11092.3895 | 6353.7408 | 50010.0534 | 37543.6375 | 55939.2227 | 52214.938 | 76763.8447 | 63452.9444 | 92847.3686 | 122043.8683 | 162870.2394 | 89828.2699 | 91851.0129
NEM | Hydro | 0 | 0 | 0 | 0 | 0 | 0 | 0 | 0 | 0 | 0 | 0 | 0 | 0 | 0 | 0 | 0 | 0 | 0 | 0 | 0 | 0 | 0 | 0 | 0 | 0
NEM | Wind | 0 | 0 | 0 | 0 | 0 | 0 | 0 | 0 | 0 | 0 | 0 | 0 | 0 | 0 | 0 | 0 | 0 | 0 | 0 | 0 | 0 | 0 | 0 | 0 | 0
NEM | Solar PV | 0 | 0 | 0 | 0 | 0 | 0 | 0 | 0 | 0 | 0 | 0 | 0 | 0 | 0 | 0 | 0 | 0 | 0 | 0 | 0 | 0 | 0 | 0 | 0 | 0
NEM | LS Battery | 0 | 0 | 0 | 0 | 0 | 0 | 0 | 0 | 0 | 0 | 0 | 0 | 0 | 0 | 0 | 0 | 0 | 0 | 0 | 0 | 0 | 0 | 0 | 0 | 0
NEM | Pumped Hydro | 0 | 0 | 0 | 0 | 0 | 0 | 0 | 0 | 0 | 0 | 0 | 0 | 0 | 0 | 0 | 0 | 0 | 0 | 0 | 0 | 0 | 0 | 0 | 0 | 0
NEM | VPP | 0 | 0 | 0 | 0 | 0 | 0 | 0 | 0 | 0 | 0 | 0 | 0 | 0 | 0 | 0 | 0 | 0 | 0 | 0 | 0 | 0 | 0 | 0 | 0 | 0
Total excluding storage |  | 2255118.1265 | 1830900.7911 | 1868726.5646 | 1707826.2546 | 1568249.8085 | 1484424.6753 | 1405920.5695 | 1305053.3014 | 1255465.1562 | 1206519.6952 | 1118057.5959 | 1090273.2315 | 1092807.1048 | 958061.0837 | 796488.3777 | 614418.8715 | 552243.4762 | 540549.5982 | 522950.695 | 446252.7154 | 482331.3895 | 552757.9462 | 495864.5245 | 356404.4774 | 306572.0284
Region | Technology | 2021-22 | 2022-23 | 2023-24 | 2024-25 | 2025-26 | 2026-27 | 2027-28 | 2028-29 | 2029-30 | 2030-31 | 2031-32 | 2032-33 | 2033-34 | 2034-35 | 2035-36 | 2036-37 | 2037-38 | 2038-39 | 2039-40 | 2040-41 | 2041-42 | 2042-43 | 2043-44 | 2044-45 | 2045-46
NSW1 | Black Coal | 934514.148 | 726097.94 | 792079.008 | 724755.408 | 648469.7 | 613540.235 | 613405.1 | 592253.228 | 596471.124 | 575661.936 | 533101.336 | 350419.1 | 346260.732 | 330910.828 | 98511 | 123305.628 | 118048.616 | 109735.256 | 101804.388 | 87059.028 | 88522.452 | 5.2135e-09 | 4.9524e-09 | 4.648e-09 | 4.3921e-09
NSW1 | Brown Coal | 0 | 0 | 0 | 0 | 0 | 0 | 0 | 0 | 0 | 0 | 0 | 0 | 0 | 0 | 0 | 0 | 0 | 0 | 0 | 0 | 0 | 0 | 0 | 0 | 0
NSW1 | CCGT | 1316.2511 | 1910.0283 | 2036.0593 | 3650.6276 | 3476.9411 | 3244.5234 | 3116.8292 | 2949.9993 | 2729.4185 | 2610.7381 | 2536.6071 | 59777.709 | 66540.9085 | 39283.8497 | 65563.7226 | 43703.7527 | 54664.8625 | 59465.1447 | 60050.8088 | 37689.0082 | 50538.6572 | 190542.14 | 127658.548 | 99276.16 | 94715.672
NSW1 | Gas - Steam | 0 | 0 | 0 | 0 | 0 | 0 | 0 | 0 | 0 | 0 | 0 | 0 | 0 | 0 | 0 | 0 | 0 | 0 | 0 | 0 | 0 | 0 | 0 | 0 | 0
NSW1 | OCGT / Diesel | 277.5253 | 400.0717 | 298.7227 | 253.5228 | 0.071934 | 0.073185 | 0.072761 | 0.070893 | 9.1014 | 239.5229 | 192.1297 | 1667.1103 | 1271.587 | 953.6583 | 25916.1355 | 22322.6678 | 26329.5062 | 30242.3251 | 43107.729 | 41009.6781 | 57155.6381 | 78466.8476 | 102603.6444 | 50020.6216 | 47652.3497
NSW1 | Hydro | 0 | 0 | 0 | 0 | 0 | 0 | 0 | 0 | 0 | 0 | 0 | 0 | 0 | 0 | 0 | 0 | 0 | 0 | 0 | 0 | 0 | 0 | 0 | 0 | 0
NSW1 | Wind | 0 | 0 | 0 | 0 | 0 | 0 | 0 | 0 | 0 | 0 | 0 | 0 | 0 | 0 | 0 | 0 | 0 | 0 | 0 | 0 | 0 | 0 | 0 | 0 | 0
NSW1 | Solar PV | 0 | 0 | 0 | 0 | 0 | 0 | 0 | 0 | 0 | 0 | 0 | 0 | 0 | 0 | 0 | 0 | 0 | 0 | 0 | 0 | 0 | 0 | 0 | 0 | 0
NSW1 | LS Battery | 0 | 0 | 0 | 0 | 0 | 0 | 0 | 0 | 0 | 0 | 0 | 0 | 0 | 0 | 0 | 0 | 0 | 0 | 0 | 0 | 0 | 0 | 0 | 0 | 0
NSW1 | Pumped Hydro | 0 | 0 | 0 | 0 | 0 | 0 | 0 | 0 | 0 | 0 | 0 | 0 | 0 | 0 | 0 | 0 | 0 | 0 | 0 | 0 | 0 | 0 | 0 | 0 | 0
NSW1 | VPP | 0 | 0 | 0 | 0 | 0 | 0 | 0 | 0 | 0 | 0 | 0 | 0 | 0 | 0 | 0 | 0 | 0 | 0 | 0 | 0 | 0 | 0 | 0 | 0 | 0
Total excluding storage |  | 936107.9244 | 728408.0401 | 794413.7901 | 728659.5584 | 651946.7131 | 616784.8316 | 616522.002 | 595203.2982 | 599209.6439 | 578512.1971 | 535830.0728 | 411863.9193 | 414073.2275 | 371148.336 | 189990.858 | 189332.0485 | 199042.9847 | 199442.7259 | 204962.9258 | 165757.7143 | 196216.7473 | 269008.9876 | 230262.1924 | 149296.7816 | 142368.0217
Region | Technology | 2021-22 | 2022-23 | 2023-24 | 2024-25 | 2025-26 | 2026-27 | 2027-28 | 2028-29 | 2029-30 | 2030-31 | 2031-32 | 2032-33 | 2033-34 | 2034-35 | 2035-36 | 2036-37 | 2037-38 | 2038-39 | 2039-40 | 2040-41 | 2041-42 | 2042-43 | 2043-44 | 2044-45 | 2045-46
QLD1 | Black Coal | 861806.442 | 708544.438 | 696093.686 | 680158.842 | 616585.672 | 582210.125 | 525934.797 | 453204.988 | 426726.341 | 407928.634 | 384278.567 | 435501.534 | 424389.16 | 392621.125 | 289267.778 | 230370.976 | 155704.237 | 156749.135 | 143159.489 | 130633.598 | 117463.104 | 104392.1625 | 79898.131 | 60034.2545 | 44797.4595
QLD1 | Brown Coal | 0 | 0 | 0 | 0 | 0 | 0 | 0 | 0 | 0 | 0 | 0 | 0 | 0 | 0 | 0 | 0 | 0 | 0 | 0 | 0 | 0 | 0 | 0 | 0 | 0
QLD1 | CCGT | 77042.8317 | 58899.4505 | 55622.1777 | 70062.4066 | 82196.5402 | 80777.2054 | 78270.3631 | 75618.2005 | 75433.6771 | 72793.2818 | 68763.0762 | 93441.9025 | 103312.0929 | 72227.4986 | 159898.9786 | 83626.341 | 102886.775 | 103497.7387 | 88537.1729 | 75447.5768 | 84345.8241 | 90615.8551 | 82522.5021 | 67111.9536 | 36802.9042
QLD1 | Gas - Steam | 0 | 0 | 0 | 0 | 0 | 0 | 0 | 0 | 0 | 0 | 0 | 0 | 0 | 0 | 0 | 0 | 0 | 0 | 0 | 0 | 0 | 0 | 0 | 0 | 0
QLD1 | OCGT / Diesel | 994.268 | 0.086112 | 49.8867 | 219.9449 | 0.083052 | 36.9933 | 0.082287 | 106.9601 | 0.080385 | 203.4442 | 18.8115 | 708.0907 | 409.5731 | 38.716 | 3486.6432 | 7121.0206 | 7441.3147 | 2542.1144 | 9445.2725 | 4975.943 | 9890.2949 | 18675.0938 | 23545.7073 | 21149.3284 | 30703.9466
QLD1 | Hydro | 0 | 0 | 0 | 0 | 0 | 0 | 0 | 0 | 0 | 0 | 0 | 0 | 0 | 0 | 0 | 0 | 0 | 0 | 0 | 0 | 0 | 0 | 0 | 0 | 0
QLD1 | Wind | 0 | 0 | 0 | 0 | 0 | 0 | 0 | 0 | 0 | 0 | 0 | 0 | 0 | 0 | 0 | 0 | 0 | 0 | 0 | 0 | 0 | 0 | 0 | 0 | 0
QLD1 | Solar PV | 0 | 0 | 0 | 0 | 0 | 0 | 0 | 0 | 0 | 0 | 0 | 0 | 0 | 0 | 0 | 0 | 0 | 0 | 0 | 0 | 0 | 0 | 0 | 0 | 0
QLD1 | LS Battery | 0 | 0 | 0 | 0 | 0 | 0 | 0 | 0 | 0 | 0 | 0 | 0 | 0 | 0 | 0 | 0 | 0 | 0 | 0 | 0 | 0 | 0 | 0 | 0 | 0
QLD1 | Pumped Hydro | 0 | 0 | 0 | 0 | 0 | 0 | 0 | 0 | 0 | 0 | 0 | 0 | 0 | 0 | 0 | 0 | 0 | 0 | 0 | 0 | 0 | 0 | 0 | 0 | 0
QLD1 | VPP | 0 | 0 | 0 | 0 | 0 | 0 | 0 | 0 | 0 | 0 | 0 | 0 | 0 | 0 | 0 | 0 | 0 | 0 | 0 | 0 | 0 | 0 | 0 | 0 | 0
Total excluding storage |  | 939843.5417 | 767443.9746 | 751765.7504 | 750441.1935 | 698782.2952 | 663024.3237 | 604205.2424 | 528930.1486 | 502160.0985 | 480925.36 | 453060.4547 | 529651.5272 | 528110.826 | 464887.3396 | 452653.3998 | 321118.3376 | 266032.3267 | 262788.9881 | 241141.9344 | 211057.1177 | 211699.223 | 213683.1114 | 185966.3404 | 148295.5366 | 112304.3103
Region | Technology | 2021-22 | 2022-23 | 2023-24 | 2024-25 | 2025-26 | 2026-27 | 2027-28 | 2028-29 | 2029-30 | 2030-31 | 2031-32 | 2032-33 | 2033-34 | 2034-35 | 2035-36 | 2036-37 | 2037-38 | 2038-39 | 2039-40 | 2040-41 | 2041-42 | 2042-43 | 2043-44 | 2044-45 | 2045-46
VIC1 | Black Coal | 0 | 0 | 0 | 0 | 0 | 0 | 0 | 0 | 0 | 0 | 0 | 0 | 0 | 0 | 0 | 0 | 0 | 0 | 0 | 0 | 0 | 0 | 0 | 0 | 0
VIC1 | Brown Coal | 229539.414 | 198488.14 | 202328.759 | 193596.109 | 185259.762 | 171903.228 | 154401.244 | 151312.014 | 125726.674 | 119664.567 | 102243.704 | 85716.922 | 81329.136 | 77246.124 | 71581.085 | 65583.826 | 58674.816 | 52896.874 | 52634.79 | 51970.3825 | 48613.7585 | 45163.7015 | 42914.895 | 40153.615 | 38404.766
VIC1 | CCGT | 0 | 0.031155 | 0.035004 | 0.034429 | 0.033181 | 0.033232 | 0.033188 | 0.033591 | 0.035821 | 0.038976 | 0.037908 | 0.055909 | 0.057523 | 0.052878 | 0.056904 | 0.052099 | 0.064946 | 0.064073 | 0.06875 | 0.06134 | 0.079397 | 0.077368 | 0.073019 | 0.083512 | 0.079592
VIC1 | Gas - Steam | 1963.994 | 1771.0105 | 2477.996 | 590.7684 | 0.015549 | 569.9939 | 140.6921 | 0.011904 | 43.9497 | 122.444 | 585.1504 | 2458.4582 | 1528.4141 | 2422.2828 | 8463.795 | 3528.0518 | 6324.745 | 5990.314 | 0 | 0 | 0 | 0 | 0 | 0 | 0
VIC1 | OCGT / Diesel | 1035.9548 | 2405.1612 | 1896.7008 | 879.5209 | 0.10957 | 257.5463 | 87.927 | 0.11024 | 0.11488 | 11.1555 | 168.4691 | 671.6457 | 10.493 | 60.4043 | 2615.8499 | 1627.4379 | 3143.3777 | 657.7837 | 3697.025 | 2394.587 | 5061.3594 | 3638.0961 | 11980.0023 | 12181.3236 | 8637.3675
VIC1 | Hydro | 0 | 0 | 0 | 0 | 0 | 0 | 0 | 0 | 0 | 0 | 0 | 0 | 0 | 0 | 0 | 0 | 0 | 0 | 0 | 0 | 0 | 0 | 0 | 0 | 0
VIC1 | Wind | 0 | 0 | 0 | 0 | 0 | 0 | 0 | 0 | 0 | 0 | 0 | 0 | 0 | 0 | 0 | 0 | 0 | 0 | 0 | 0 | 0 | 0 | 0 | 0 | 0
VIC1 | Solar PV | 0 | 0 | 0 | 0 | 0 | 0 | 0 | 0 | 0 | 0 | 0 | 0 | 0 | 0 | 0 | 0 | 0 | 0 | 0 | 0 | 0 | 0 | 0 | 0 | 0
VIC1 | LS Battery | 0 | 0 | 0 | 0 | 0 | 0 | 0 | 0 | 0 | 0 | 0 | 0 | 0 | 0 | 0 | 0 | 0 | 0 | 0 | 0 | 0 | 0 | 0 | 0 | 0
VIC1 | Pumped Hydro | 0 | 0 | 0 | 0 | 0 | 0 | 0 | 0 | 0 | 0 | 0 | 0 | 0 | 0 | 0 | 0 | 0 | 0 | 0 | 0 | 0 | 0 | 0 | 0 | 0
VIC1 | VPP | 0 | 0 | 0 | 0 | 0 | 0 | 0 | 0 | 0 | 0 | 0 | 0 | 0 | 0 | 0 | 0 | 0 | 0 | 0 | 0 | 0 | 0 | 0 | 0 | 0
Total excluding storage |  | 232539.3628 | 202664.3428 | 206703.4908 | 195066.4328 | 185259.9203 | 172730.8014 | 154629.8963 | 151312.1697 | 125770.7744 | 119798.2055 | 102997.3614 | 88847.0818 | 82868.1006 | 79728.864 | 82660.7868 | 70739.3678 | 68143.0037 | 59545.0358 | 56331.8838 | 54365.0308 | 53675.1973 | 48801.875 | 54894.9703 | 52335.0221 | 47042.2131
Region | Technology | 2021-22 | 2022-23 | 2023-24 | 2024-25 | 2025-26 | 2026-27 | 2027-28 | 2028-29 | 2029-30 | 2030-31 | 2031-32 | 2032-33 | 2033-34 | 2034-35 | 2035-36 | 2036-37 | 2037-38 | 2038-39 | 2039-40 | 2040-41 | 2041-42 | 2042-43 | 2043-44 | 2044-45 | 2045-46
SA1 | Black Coal | 0 | 0 | 0 | 0 | 0 | 0 | 0 | 0 | 0 | 0 | 0 | 0 | 0 | 0 | 0 | 0 | 0 | 0 | 0 | 0 | 0 | 0 | 0 | 0 | 0
SA1 | Brown Coal | 0 | 0 | 0 | 0 | 0 | 0 | 0 | 0 | 0 | 0 | 0 | 0 | 0 | 0 | 0 | 0 | 0 | 0 | 0 | 0 | 0 | 0 | 0 | 0 | 0
SA1 | CCGT | 81125.56 | 68913.866 | 44353.8352 | 26420.9685 | 25763.853 | 25165.5222 | 24315.3831 | 23636.9821 | 22642.3707 | 21725.2024 | 20547.859 | 46692.1415 | 53659.5759 | 31352.9753 | 53191.8718 | 26756.5671 | 0.089936 | 0.086246 | 0.083554 | 0.074027 | 0.094578 | 0.092252 | 0.09128 | 0.098813 | 0.094077
SA1 | Gas - Steam | 60655.2491 | 59378.648 | 62784.868 | 6654.1375 | 6457.3675 | 6306.4945 | 6107.0895 | 5970.477 | 5654.6175 | 5461.2565 | 5223.5195 | 5407.3685 | 4694.596 | 5642.569 | 0 | 0 | 0 | 0 | 0 | 0 | 0 | 0 | 0 | 0 | 0
SA1 | OCGT / Diesel | 4846.4428 | 4091.8563 | 8704.7516 | 583.8869 | 39.5894 | 412.6289 | 140.885 | 0.15383 | 27.574 | 97.3873 | 398.2544 | 7807.6667 | 9400.6868 | 5300.9229 | 17991.3835 | 6452.4435 | 18937.6726 | 18765.5699 | 20418.3822 | 15072.709 | 20683.7684 | 21263.7962 | 24730.9833 | 6365.1726 | 4803.677
SA1 | Hydro | 0 | 0 | 0 | 0 | 0 | 0 | 0 | 0 | 0 | 0 | 0 | 0 | 0 | 0 | 0 | 0 | 0 | 0 | 0 | 0 | 0 | 0 | 0 | 0 | 0
SA1 | Wind | 0 | 0 | 0 | 0 | 0 | 0 | 0 | 0 | 0 | 0 | 0 | 0 | 0 | 0 | 0 | 0 | 0 | 0 | 0 | 0 | 0 | 0 | 0 | 0 | 0
SA1 | Solar PV | 0 | 0 | 0 | 0 | 0 | 0 | 0 | 0 | 0 | 0 | 0 | 0 | 0 | 0 | 0 | 0 | 0 | 0 | 0 | 0 | 0 | 0 | 0 | 0 | 0
SA1 | LS Battery | 0 | 0 | 0 | 0 | 0 | 0 | 0 | 0 | 0 | 0 | 0 | 0 | 0 | 0 | 0 | 0 | 0 | 0 | 0 | 0 | 0 | 0 | 0 | 0 | 0
SA1 | Pumped Hydro | 0 | 0 | 0 | 0 | 0 | 0 | 0 | 0 | 0 | 0 | 0 | 0 | 0 | 0 | 0 | 0 | 0 | 0 | 0 | 0 | 0 | 0 | 0 | 0 | 0
SA1 | VPP | 0 | 0 | 0 | 0 | 0 | 0 | 0 | 0 | 0 | 0 | 0 | 0 | 0 | 0 | 0 | 0 | 0 | 0 | 0 | 0 | 0 | 0 | 0 | 0 | 0
Total excluding storage |  | 146627.2518 | 132384.3704 | 115843.4549 | 33658.9929 | 32260.8099 | 31884.6457 | 30563.3577 | 29607.6129 | 28324.5623 | 27283.8462 | 26169.6329 | 59907.1767 | 67754.8586 | 42296.4673 | 71183.2552 | 33209.0106 | 18937.7625 | 18765.6562 | 20418.4658 | 15072.7831 | 20683.863 | 21263.8885 | 24731.0745 | 6365.2714 | 4803.771
Region | Technology | 2021-22 | 2022-23 | 2023-24 | 2024-25 | 2025-26 | 2026-27 | 2027-28 | 2028-29 | 2029-30 | 2030-31 | 2031-32 | 2032-33 | 2033-34 | 2034-35 | 2035-36 | 2036-37 | 2037-38 | 2038-39 | 2039-40 | 2040-41 | 2041-42 | 2042-43 | 2043-44 | 2044-45 | 2045-46
TAS1 | Black Coal | 0 | 0 | 0 | 0 | 0 | 0 | 0 | 0 | 0 | 0 | 0 | 0 | 0 | 0 | 0 | 0 | 0 | 0 | 0 | 0 | 0 | 0 | 0 | 0 | 0
TAS1 | Brown Coal | 0 | 0 | 0 | 0 | 0 | 0 | 0 | 0 | 0 | 0 | 0 | 0 | 0 | 0 | 0 | 0 | 0 | 0 | 0 | 0 | 0 | 0 | 0 | 0 | 0
TAS1 | CCGT | 0 | 0.027722 | 0.035367 | 0.034421 | 0.032492 | 0.033332 | 0.032638 | 0.032994 | 0.035857 | 0.039619 | 0.035603 | 0.043119 | 0.042354 | 0.037489 | 0.036426 | 0.039419 | 0.047046 | 0.047487 | 0.049317 | 0.042167 | 0.050988 | 0.049127 | 0.044649 | 0.042049 | 0.0402
TAS1 | Gas - Steam | 0 | 0 | 0 | 0 | 0 | 0 | 0 | 0 | 0 | 0 | 0 | 0 | 0 | 0 | 0 | 0 | 0 | 0 | 0 | 0 | 0 | 0 | 0 | 0 | 0
TAS1 | OCGT / Diesel | 0.045667 | 0.035465 | 0.043216 | 0.042592 | 0.037498 | 0.039574 | 0.038553 | 0.039007 | 0.041253 | 0.046703 | 0.038399 | 3.4834 | 0.049696 | 0.039271 | 0.041368 | 20.0678 | 87.3515 | 7.1449 | 95.436 | 0.027325 | 56.3079 | 0.034579 | 9.9021 | 111.8237 | 53.672
TAS1 | Hydro | 0 | 0 | 0 | 0 | 0 | 0 | 0 | 0 | 0 | 0 | 0 | 0 | 0 | 0 | 0 | 0 | 0 | 0 | 0 | 0 | 0 | 0 | 0 | 0 | 0
TAS1 | Wind | 0 | 0 | 0 | 0 | 0 | 0 | 0 | 0 | 0 | 0 | 0 | 0 | 0 | 0 | 0 | 0 | 0 | 0 | 0 | 0 | 0 | 0 | 0 | 0 | 0
TAS1 | Solar PV | 0 | 0 | 0 | 0 | 0 | 0 | 0 | 0 | 0 | 0 | 0 | 0 | 0 | 0 | 0 | 0 | 0 | 0 | 0 | 0 | 0 | 0 | 0 | 0 | 0
TAS1 | LS Battery | 0 | 0 | 0 | 0 | 0 | 0 | 0 | 0 | 0 | 0 | 0 | 0 | 0 | 0 | 0 | 0 | 0 | 0 | 0 | 0 | 0 | 0 | 0 | 0 | 0
TAS1 | Pumped Hydro | 0 | 0 | 0 | 0 | 0 | 0 | 0 | 0 | 0 | 0 | 0 | 0 | 0 | 0 | 0 | 0 | 0 | 0 | 0 | 0 | 0 | 0 | 0 | 0 | 0
TAS1 | VPP | 0 | 0 | 0 | 0 | 0 | 0 | 0 | 0 | 0 | 0 | 0 | 0 | 0 | 0 | 0 | 0 | 0 | 0 | 0 | 0 | 0 | 0 | 0 | 0 | 0
Total excluding storage |  | 0.045667 | 0.063187 | 0.078583 | 0.077013 | 0.06999 | 0.072906 | 0.071191 | 0.072001 | 0.07711 | 0.086322 | 0.074002 | 3.5265 | 0.09205 | 0.076759 | 0.077795 | 20.1072 | 87.3985 | 7.1924 | 95.4853 | 0.069492 | 56.3589 | 0.083706 | 9.9467 | 111.8657 | 53.7122

## BaseCase_Build Cost
New generation build cost (CAPEX) by technology ($000s) - Base Case, Central Scenario
CAPEX (Install) | Real June 2019 dollars discounted to June 2020. The total capital costs are annualised for modelling purposes.
Explicitly modelled generation
Region | Technology | 2021-22 | 2022-23 | 2023-24 | 2024-25 | 2025-26 | 2026-27 | 2027-28 | 2028-29 | 2029-30 | 2030-31 | 2031-32 | 2032-33 | 2033-34 | 2034-35 | 2035-36 | 2036-37 | 2037-38 | 2038-39 | 2039-40 | 2040-41 | 2041-42 | 2042-43 | 2043-44 | 2044-45 | 2045-46
NEM | Black Coal | 0 | 0 | 0 | 0 | 0 | 0 | 0 | 0 | 0 | 0 | 0 | 0 | 0 | 0 | 0 | 0 | 0 | 0 | 0 | 0 | 0 | 0 | 0 | 0 | 0
NEM | Brown Coal | 0 | 0 | 0 | 0 | 0 | 0 | 0 | 0 | 0 | 0 | 0 | 0 | 0 | 0 | 0 | 0 | 0 | 0 | 0 | 0 | 0 | 0 | 0 | 0 | 0
NEM | CCGT | 0 | 0.96471 | 0.096277 | 0.0059554 | 0.00025977 | 0.0085816 | 0.0069719 | 0.014912 | 0.032574 | 0.097029 | 0.013407 | 0.31305 | 0.030926 | 0.0015471 | 0.32961 | 0.019328 | 54.1493 | 0.0084803 | 0.01859 | 0.00051731 | 0.070425 | 150998.4912 | 0.0037935 | 0.025123 | 0.00023048
NEM | Gas - Steam | 0 | 0 | 0 | 0 | 0 | 0 | 0 | 0 | 0 | 0 | 0 | 0 | 0 | 0 | 0 | 0 | 0 | 0 | 0 | 0 | 0 | 0 | 0 | 0 | 0
NEM | OCGT / Diesel | 2.2128 | 0.046253 | 0.13698 | 0.032702 | 0.026854 | 0.036973 | 0.035605 | 0.035177 | 0.036605 | 0.038153 | 0.03479 | 0.10924 | 0.0315 | 0.020889 | 39538.4761 | 0.12177 | 229067.3646 | 0.0043136 | 0.076678 | 0.003017 | 0.028045 | 0.0033623 | 0.0095351 | 30329.5605 | 0.0011002
NEM | Hydro | 0 | 0 | 0 | 0 | 0 | 0 | 0 | 0 | 0 | 0 | 0 | 0 | 0 | 0 | 0 | 0 | 0 | 0 | 0 | 0 | 0 | 0 | 0 | 0 | 0
NEM | Wind | 0 | 16.2714 | 3.0803 | 111239.0125 | 254266.1517 | 72901.4736 | 448228.872 | 1455161.9222 | 270824.4266 | 2.8901 | 0.087231 | 931273.3275 | 63257.8852 | 405799.9913 | 1993027.1272 | 940665.9949 | 1572347.2105 | 211836.9494 | 4610.2506 | 0.044419 | 169821.7608 | 296013.4359 | 58482.6739 | 62798.8083 | 33486.6554
NEM | Solar PV | 2.8579 | 1060010.6366 | 0.26313 | 0.11863 | 536265.2899 | 2.4692 | 229231.4874 | 1116722.8569 | 210375.9838 | 188441.6279 | 0.79521 | 1014225.6524 | 0.050959 | 0.0046916 | 325871.6783 | 18561.6793 | 526203.4492 | 25983.8216 | 0.0057987 | 0.3382 | 193555.172 | 102359.0481 | 4034.973 | 0.0095762 | 9733.7116
NEM | LS Battery | 6.4597 | 0.052448 | 0 | 0 | 0.0017056 | 1.3352 | 1.153 | 0.56074 | 0.00041726 | 332790.4269 | 0.22366 | 1016742.4611 | 79884.1142 | 0.00072181 | 385034.6809 | 9.1093e-05 | 11952.9641 | 0.00019202 | 0.29667 | 0.004317 | 271964.8171 | 29229.3857 | 0.034946 | 58316.7437 | 0.0054613
NEM | Pumped Hydro | 0 | 0 | 0 | 8.0329 | 0.41838 | 0.30169 | 0.28813 | 0.30623 | 0.39892 | 0.72592 | 0.21914 | 2.381 | 0.11338 | 0.11813 | 3.1213 | 2.5822 | 868495.1958 | 0.063332 | 1.6618 | 0.020845 | 57304.6938 | 0.03419 | 0.0055388 | 98586.8057 | 0.0061926
NEM | VPP | 0 | 0 | 0 | 0 | 0 | 0 | 0 | 0 | 0 | 0 | 0 | 0 | 0 | 0 | 0 | 0 | 0 | 0 | 0 | 0 | 0 | 0 | 0 | 0 | 0
Total excluding storage |  | 5.0707 | 1060027.919 | 3.5767 | 111239.1698 | 790531.4687 | 72903.9883 | 677460.4019 | 2571884.8292 | 481200.4796 | 188444.6532 | 0.93064 | 1945499.4022 | 63257.9986 | 405800.0184 | 2358437.6113 | 959227.8152 | 2327672.1737 | 237820.7837 | 4610.3517 | 0.38616 | 363377.0312 | 549370.9785 | 62517.6602 | 93128.4036 | 43220.3683
Region | Technology | 2021-22 | 2022-23 | 2023-24 | 2024-25 | 2025-26 | 2026-27 | 2027-28 | 2028-29 | 2029-30 | 2030-31 | 2031-32 | 2032-33 | 2033-34 | 2034-35 | 2035-36 | 2036-37 | 2037-38 | 2038-39 | 2039-40 | 2040-41 | 2041-42 | 2042-43 | 2043-44 | 2044-45 | 2045-46
NSW1 | Black Coal | 0 | 0 | 0 | 0 | 0 | 0 | 0 | 0 | 0 | 0 | 0 | 0 | 0 | 0 | 0 | 0 | 0 | 0 | 0 | 0 | 0 | 0 | 0 | 0 | 0
NSW1 | Brown Coal | 0 | 0 | 0 | 0 | 0 | 0 | 0 | 0 | 0 | 0 | 0 | 0 | 0 | 0 | 0 | 0 | 0 | 0 | 0 | 0 | 0 | 0 | 0 | 0 | 0
NSW1 | CCGT | 0 | 0.29976 | 0.0040741 | 0.0014591 | 0 | 0.00064707 | 0.00028229 | 0.00018247 | 0.00072589 | 0.041583 | 0.00036874 | 0.13139 | 0.002717 | 0.00026895 | 0.25015 | 0.0014759 | 53.9037 | 0.00098772 | 9.4531e-05 | 0.00026128 | 0.0031467 | 150998.4735 | 1.7262e-05 | 2.2866e-05 | 2.1862e-05
NSW1 | Gas - Steam | 0 | 0 | 0 | 0 | 0 | 0 | 0 | 0 | 0 | 0 | 0 | 0 | 0 | 0 | 0 | 0 | 0 | 0 | 0 | 0 | 0 | 0 | 0 | 0 | 0
NSW1 | OCGT / Diesel | 1.4496 | 0.017828 | 0.011544 | 0.0036363 | 0.0056196 | 0.0091761 | 0.0092178 | 0.008593 | 0.0097738 | 0.010116 | 0.0087189 | 0.039556 | 0.0019515 | 0.0033686 | 39538.4157 | 0.01566 | 229066.5993 | 0.0015508 | 0.026808 | 0.0010773 | 0.014284 | 0.0017468 | 0.0080586 | 7548.7515 | 0.00046532
NSW1 | Hydro | 0 | 0 | 0 | 0 | 0 | 0 | 0 | 0 | 0 | 0 | 0 | 0 | 0 | 0 | 0 | 0 | 0 | 0 | 0 | 0 | 0 | 0 | 0 | 0 | 0
NSW1 | Wind | 0 | 3.1204 | 0.51553 | 0.45028 | 0.22315 | 0.17986 | 0.011347 | 0.29675 | 0.23977 | 0.86037 | 0.031099 | 8.1319 | 63255.7112 | 405799.522 | 1096780.529 | 0.12887 | 276944.2991 | 31552.2613 | 0.043501 | 0.015007 | 60259.0365 | 102143.1873 | 0.0020725 | 0.012454 | 0.016314
NSW1 | Solar PV | 0.87649 | 1060009.6155 | 0.10158 | 0.039141 | 0.20304 | 0.246 | 0.020467 | 0.0074847 | 0.060102 | 188441.1462 | 0.28286 | 876863.2128 | 0.028212 | 0.0016046 | 293880.3551 | 0.013285 | 414893.9528 | 0.43778 | 0.0013824 | 0.13169 | 167874.2035 | 77232.7926 | 4034.9529 | 0.0054494 | 9733.706
NSW1 | LS Battery | 3.929 | 0.0016704 | 0 | 0 | 0.00063855 | 0.71375 | 0.48952 | 0.24807 | 7.0797e-05 | 332785.7587 | 0.094623 | 779208.3275 | 0.10372 | 0.00029624 | 202680.5629 | 0 | 0.025894 | 5.5102e-05 | 0.012336 | 0.0018436 | 132655.8749 | 29229.3273 | 0.027751 | 2.139 | 0.0024313
NSW1 | Pumped Hydro | 0 | 0 | 0 | 4.5416 | 0.11623 | 0.10174 | 0.091305 | 0.11693 | 0.10777 | 0.51068 | 0.08862 | 1.1554 | 0.031174 | 0.039841 | 2.0272 | 1.4805 | 517071.9813 | 0.026244 | 0.45034 | 0.0074472 | 57303.2241 | 0.0073074 | 0.0018252 | 13272.7841 | 0.00070026
NSW1 | VPP | 0 | 0 | 0 | 0 | 0 | 0 | 0 | 0 | 0 | 0 | 0 | 0 | 0 | 0 | 0 | 0 | 0 | 0 | 0 | 0 | 0 | 0 | 0 | 0 | 0
Total excluding storage |  | 2.3261 | 1060013.0535 | 0.63273 | 0.49452 | 0.4318 | 0.43567 | 0.041314 | 0.31301 | 0.31037 | 188442.0583 | 0.32304 | 876871.5156 | 63255.7441 | 405799.5272 | 1430199.55 | 0.15929 | 920958.7549 | 31552.7016 | 0.071786 | 0.14804 | 228133.2574 | 330374.4552 | 4034.9631 | 7548.7694 | 9733.7228
Region | Technology | 2021-22 | 2022-23 | 2023-24 | 2024-25 | 2025-26 | 2026-27 | 2027-28 | 2028-29 | 2029-30 | 2030-31 | 2031-32 | 2032-33 | 2033-34 | 2034-35 | 2035-36 | 2036-37 | 2037-38 | 2038-39 | 2039-40 | 2040-41 | 2041-42 | 2042-43 | 2043-44 | 2044-45 | 2045-46
QLD1 | Black Coal | 0 | 0 | 0 | 0 | 0 | 0 | 0 | 0 | 0 | 0 | 0 | 0 | 0 | 0 | 0 | 0 | 0 | 0 | 0 | 0 | 0 | 0 | 0 | 0 | 0
QLD1 | Brown Coal | 0 | 0 | 0 | 0 | 0 | 0 | 0 | 0 | 0 | 0 | 0 | 0 | 0 | 0 | 0 | 0 | 0 | 0 | 0 | 0 | 0 | 0 | 0 | 0 | 0
QLD1 | CCGT | 0 | 0.19859 | 0.0085788 | 0.00067609 | 0 | 0.00026666 | 0.00046791 | 0.0028167 | 0.00090736 | 0.013367 | 0.006611 | 0.036758 | 0.014816 | 0.0002097 | 0.050423 | 0.0071902 | 0.11396 | 3.2968e-05 | 0.00014496 | 0.00014184 | 0.0040632 | 0.016035 | 3.4531e-05 | 0.0038922 | 0.00010429
QLD1 | Gas - Steam | 0 | 0 | 0 | 0 | 0 | 0 | 0 | 0 | 0 | 0 | 0 | 0 | 0 | 0 | 0 | 0 | 0 | 0 | 0 | 0 | 0 | 0 | 0 | 0 | 0
QLD1 | OCGT / Diesel | 0.19422 | 0.0072132 | 0.010639 | 0.010039 | 0.0051192 | 0.0086977 | 0.0085105 | 0.0085748 | 0.0080334 | 0.0088252 | 0.0078825 | 0.010893 | 0.014549 | 0.0026319 | 0.041155 | 0.07303 | 0.55141 | 0.00037641 | 0.00046097 | 0.00033165 | 0.00034226 | 0.00037265 | 0.00017177 | 0.0015319 | 0.00038895
QLD1 | Hydro | 0 | 0 | 0 | 0 | 0 | 0 | 0 | 0 | 0 | 0 | 0 | 0 | 0 | 0 | 0 | 0 | 0 | 0 | 0 | 0 | 0 | 0 | 0 | 0 | 0
QLD1 | Wind | 0 | 4.4078 | 0.22023 | 0.13938 | 0.22716 | 72901.0944 | 424628.5711 | 1258051.6368 | 270822.9236 | 0.0062998 | 0.0048932 | 0.1078 | 0.026587 | 0.39387 | 725413.9028 | 714999.7884 | 767669.404 | 0.015353 | 0.023697 | 0.0047818 | 0.020681 | 49955.1326 | 58482.4313 | 54780.5862 | 4546.1314
QLD1 | Solar PV | 0.78384 | 0.36124 | 0.0040544 | 0 | 0.34753 | 1.9131 | 133606.4374 | 0.017613 | 210375.7083 | 0.0040924 | 0.0082937 | 0.012597 | 0.003676 | 0.00067794 | 31991.3164 | 0.018942 | 111309.4393 | 0.0061451 | 0.0011325 | 0.20011 | 0.010196 | 25124.7182 | 0.0015233 | 0.00099794 | 0.0032276
QLD1 | LS Battery | 0.60091 | 0.0021824 | 0 | 0 | 0.00023356 | 0.17049 | 0.16701 | 0.14777 | 0.00019266 | 1.1909 | 0.0093838 | 20.6386 | 79884.0095 | 0.00017159 | 182354.1179 | 3.4824e-05 | 4.4085e-05 | 0 | 4.5921e-05 | 6.3198e-05 | 102372.5898 | 0.049864 | 0.00061217 | 5203.814 | 0.00042027
QLD1 | Pumped Hydro | 0 | 0 | 0 | 0.87687 | 0.048353 | 0.063186 | 0.054282 | 0.063455 | 0.19446 | 0.0024454 | 0.0069158 | 0.39665 | 0.043569 | 0.011838 | 0.65096 | 0.75912 | 351421.7398 | 0.0041998 | 0.0039979 | 0.0021963 | 0.066106 | 0.011971 | 0.0003557 | 22126.3443 | 0.0035447
QLD1 | VPP | 0 | 0 | 0 | 0 | 0 | 0 | 0 | 0 | 0 | 0 | 0 | 0 | 0 | 0 | 0 | 0 | 0 | 0 | 0 | 0 | 0 | 0 | 0 | 0 | 0
Total excluding storage |  | 0.97806 | 4.9749 | 0.24351 | 0.15009 | 0.57981 | 72903.0165 | 558235.0174 | 1258051.6658 | 481198.6408 | 0.032584 | 0.02768 | 0.16805 | 0.059627 | 0.39739 | 757405.3107 | 714999.8876 | 878979.5087 | 0.021907 | 0.025435 | 0.20536 | 0.035283 | 75079.8672 | 58482.433 | 54780.5927 | 4546.1352
Region | Technology | 2021-22 | 2022-23 | 2023-24 | 2024-25 | 2025-26 | 2026-27 | 2027-28 | 2028-29 | 2029-30 | 2030-31 | 2031-32 | 2032-33 | 2033-34 | 2034-35 | 2035-36 | 2036-37 | 2037-38 | 2038-39 | 2039-40 | 2040-41 | 2041-42 | 2042-43 | 2043-44 | 2044-45 | 2045-46
VIC1 | Black Coal | 0 | 0 | 0 | 0 | 0 | 0 | 0 | 0 | 0 | 0 | 0 | 0 | 0 | 0 | 0 | 0 | 0 | 0 | 0 | 0 | 0 | 0 | 0 | 0 | 0
VIC1 | Brown Coal | 0 | 0 | 0 | 0 | 0 | 0 | 0 | 0 | 0 | 0 | 0 | 0 | 0 | 0 | 0 | 0 | 0 | 0 | 0 | 0 | 0 | 0 | 0 | 0 | 0
VIC1 | CCGT | 0 | 0.16124 | 0.015792 | 0.0023492 | 0.00025977 | 0.0030444 | 0.0039751 | 0.0059694 | 0.011961 | 0.014042 | 0.0035654 | 0.054071 | 0.010568 | 0.00043375 | 0.013181 | 0.00015188 | 0.031205 | 0.0029899 | 0.012893 | 6.0422e-05 | 0.024752 | 0.00078122 | 0.00033816 | 0.010643 | 4.0095e-05
VIC1 | Gas - Steam | 0 | 0 | 0 | 0 | 0 | 0 | 0 | 0 | 0 | 0 | 0 | 0 | 0 | 0 | 0 | 0 | 0 | 0 | 0 | 0 | 0 | 0 | 0 | 0 | 0
VIC1 | OCGT / Diesel | 0.1891 | 0.0087105 | 0.008633 | 0.0090956 | 0.0079121 | 0.0090054 | 0.0086693 | 0.0086112 | 0.0088353 | 0.0088981 | 0.0078869 | 0.013763 | 0.0059788 | 0.0064584 | 0.0081533 | 0.0066926 | 0.020402 | 0.00088538 | 0.024849 | 0.00059335 | 0.0071168 | 0.00045502 | 0.00045111 | 0.086494 | 6.1577e-05
VIC1 | Hydro | 0 | 0 | 0 | 0 | 0 | 0 | 0 | 0 | 0 | 0 | 0 | 0 | 0 | 0 | 0 | 0 | 0 | 0 | 0 | 0 | 0 | 0 | 0 | 0 | 0
VIC1 | Wind | 0 | 2.7007 | 0.33551 | 111238.3279 | 254265.6852 | 0.017728 | 23600.2613 | 197108.839 | 0.0053019 | 0.0038029 | 0.018705 | 0.92981 | 0.65743 | 0.041471 | 110516.837 | 0.062514 | 243015.7499 | 2.3923 | 0.105 | 0.014786 | 69522.0146 | 143915.09 | 0.082271 | 0.015192 | 28940.5027
VIC1 | Solar PV | 0.26487 | 0.11943 | 0.035442 | 0.078313 | 536264.5643 | 0.034555 | 95624.9241 | 1116722.8143 | 0.0002079 | 0.00060629 | 0.0023392 | 0.011439 | 0.00084646 | 0.0003969 | 0.0013037 | 0.0010086 | 0.0069292 | 0.021558 | 0.00038014 | 0.00069493 | 0.030799 | 1.5257 | 0.00086503 | 0.00038282 | 0.00060506
VIC1 | LS Battery | 0.62088 | 0.0022242 | 0 | 0 | 0.00037706 | 0.17872 | 0.17601 | 0.059392 | 7.7489e-05 | 1.297 | 0.013973 | 1.6672 | 9.1297e-05 | 0 | 0 | 0 | 0 | 2.5322e-05 | 0.00015216 | 0.00018299 | 0.71256 | 0.0031019 | 0.0022968 | 17340.1942 | 0.00095132
VIC1 | Pumped Hydro | 0 | 0 | 0 | 0.91276 | 0.10477 | 0.0506 | 0.049462 | 0.051495 | 0.02216 | 0.11131 | 0.023248 | 0.51371 | 0.0079482 | 0.0082091 | 0.25296 | 0.0081618 | 0.28691 | 0.014309 | 0.59154 | 0.0039622 | 1.1396 | 0.0074301 | 0.00089518 | 63187.5957 | 0.00064999
VIC1 | VPP | 0 | 0 | 0 | 0 | 0 | 0 | 0 | 0 | 0 | 0 | 0 | 0 | 0 | 0 | 0 | 0 | 0 | 0 | 0 | 0 | 0 | 0 | 0 | 0 | 0
Total excluding storage |  | 0.45397 | 2.9901 | 0.39538 | 111238.4177 | 790530.2577 | 0.064333 | 119225.198 | 1313831.6679 | 0.026306 | 0.027349 | 0.032496 | 1.0091 | 0.67482 | 0.04876 | 110516.8596 | 0.070367 | 243015.8084 | 2.4177 | 0.14312 | 0.016135 | 69522.0772 | 143916.617 | 0.083925 | 0.11271 | 28940.5034
Region | Technology | 2021-22 | 2022-23 | 2023-24 | 2024-25 | 2025-26 | 2026-27 | 2027-28 | 2028-29 | 2029-30 | 2030-31 | 2031-32 | 2032-33 | 2033-34 | 2034-35 | 2035-36 | 2036-37 | 2037-38 | 2038-39 | 2039-40 | 2040-41 | 2041-42 | 2042-43 | 2043-44 | 2044-45 | 2045-46
SA1 | Black Coal | 0 | 0 | 0 | 0 | 0 | 0 | 0 | 0 | 0 | 0 | 0 | 0 | 0 | 0 | 0 | 0 | 0 | 0 | 0 | 0 | 0 | 0 | 0 | 0 | 0
SA1 | Brown Coal | 0 | 0 | 0 | 0 | 0 | 0 | 0 | 0 | 0 | 0 | 0 | 0 | 0 | 0 | 0 | 0 | 0 | 0 | 0 | 0 | 0 | 0 | 0 | 0 | 0
SA1 | CCGT | 0 | 0.17341 | 0.037802 | 0.00043373 | 0 | 0.00016063 | 0.00024724 | 0.00047314 | 0.0059892 | 0.015673 | 0.0028616 | 0.068376 | 0.001411 | 0.00055039 | 0.015303 | 0.00030543 | 0.0811 | 0.0003248 | 0.00052643 | 5.3765e-05 | 0.028074 | 0.00066447 | 0.0033685 | 0.010384 | 1.6177e-05
SA1 | Gas - Steam | 0 | 0 | 0 | 0 | 0 | 0 | 0 | 0 | 0 | 0 | 0 | 0 | 0 | 0 | 0 | 0 | 0 | 0 | 0 | 0 | 0 | 0 | 0 | 0 | 0
SA1 | OCGT / Diesel | 0.19241 | 0.0075471 | 0.09493 | 0.00069688 | 0.00063548 | 0.00062538 | 0.0007372 | 0.00079314 | 0.0010117 | 0.00096484 | 0.0042531 | 0.035599 | 0.0012316 | 0.0035559 | 0.0045874 | 0.019598 | 0.17363 | 0.00058005 | 0.00079995 | 0.00044554 | 0.0011435 | 0.0003526 | 0.00055772 | 22780.7118 | 5.0079e-05
SA1 | Hydro | 0 | 0 | 0 | 0 | 0 | 0 | 0 | 0 | 0 | 0 | 0 | 0 | 0 | 0 | 0 | 0 | 0 | 0 | 0 | 0 | 0 | 0 | 0 | 0 | 0
SA1 | Wind | 0 | 4.5036 | 1.1085 | 0.078852 | 0.013531 | 0.14437 | 0.020359 | 0.82107 | 0.61561 | 1.1327 | 0.031095 | 702247.528 | 1.4863 | 0.032275 | 60315.856 | 0.46045 | 271512.4005 | 155632.8624 | 4610.0721 | 0.0089531 | 17020.6976 | 0.022477 | 0.1573 | 8018.1933 | 0.0037959
SA1 | Solar PV | 0.82698 | 0.50562 | 0.11602 | 0.0011744 | 0.14154 | 0.22955 | 0.099583 | 0.013959 | 0.15999 | 0.36431 | 0.50161 | 137362.2932 | 0.018115 | 0.0020121 | 0.0055019 | 18561.6451 | 0.048479 | 25983.3392 | 0.0027629 | 0.0056618 | 25680.8996 | 0.0084156 | 0.017611 | 0.0025591 | 0.0017312
SA1 | LS Battery | 0.72429 | 0.039061 | 0 | 0 | 0 | 0.11761 | 0.17747 | 0.057145 | 7.6313e-05 | 1.6804 | 0.0091765 | 237511.6558 | 0.00010236 | 5.6458e-05 | 4.6339e-05 | 0 | 11952.8994 | 0 | 4.7806e-05 | 0.00052543 | 36935.5356 | 0.0031893 | 0.0014637 | 35770.5541 | 0.00080456
SA1 | Pumped Hydro | 0 | 0 | 0 | 0.92765 | 0.061247 | 0.061795 | 0.047271 | 0.035795 | 0.052854 | 0.084544 | 0.03009 | 0.25731 | 0.010095 | 0.017034 | 0.15077 | 0.079 | 0.72011 | 0.0074717 | 0.0051824 | 0.0039027 | 0.12465 | 0.005267 | 0.0009873 | 0.080437 | 0.00085839
SA1 | VPP | 0 | 0 | 0 | 0 | 0 | 0 | 0 | 0 | 0 | 0 | 0 | 0 | 0 | 0 | 0 | 0 | 0 | 0 | 0 | 0 | 0 | 0 | 0 | 0 | 0
Total excluding storage |  | 1.0194 | 5.1902 | 1.3573 | 0.081157 | 0.15571 | 0.37471 | 0.12093 | 0.83629 | 0.7826 | 1.5136 | 0.53982 | 839609.9252 | 1.5071 | 0.038393 | 60315.8814 | 18562.1254 | 271512.7037 | 181616.2026 | 4610.0762 | 0.015114 | 42701.6265 | 0.03191 | 0.17884 | 30798.918 | 0.0055933
Region | Technology | 2021-22 | 2022-23 | 2023-24 | 2024-25 | 2025-26 | 2026-27 | 2027-28 | 2028-29 | 2029-30 | 2030-31 | 2031-32 | 2032-33 | 2033-34 | 2034-35 | 2035-36 | 2036-37 | 2037-38 | 2038-39 | 2039-40 | 2040-41 | 2041-42 | 2042-43 | 2043-44 | 2044-45 | 2045-46
TAS1 | Black Coal | 0 | 0 | 0 | 0 | 0 | 0 | 0 | 0 | 0 | 0 | 0 | 0 | 0 | 0 | 0 | 0 | 0 | 0 | 0 | 0 | 0 | 0 | 0 | 0 | 0
TAS1 | Brown Coal | 0 | 0 | 0 | 0 | 0 | 0 | 0 | 0 | 0 | 0 | 0 | 0 | 0 | 0 | 0 | 0 | 0 | 0 | 0 | 0 | 0 | 0 | 0 | 0 | 0
TAS1 | CCGT | 0 | 0.1317 | 0.03003 | 0.0010373 | 0 | 0.0044628 | 0.0019994 | 0.0054708 | 0.012991 | 0.012363 | 0 | 0.022452 | 0.001415 | 8.428e-05 | 0.00055231 | 0.010204 | 0.019386 | 0.004145 | 0.0049315 | 0 | 0.010389 | 0.00019002 | 3.5035e-05 | 0.00018049 | 4.8056e-05
TAS1 | Gas - Steam | 0 | 0 | 0 | 0 | 0 | 0 | 0 | 0 | 0 | 0 | 0 | 0 | 0 | 0 | 0 | 0 | 0 | 0 | 0 | 0 | 0 | 0 | 0 | 0 | 0
TAS1 | OCGT / Diesel | 0.18744 | 0.0049544 | 0.011231 | 0.0092346 | 0.0075675 | 0.0094685 | 0.0084699 | 0.008605 | 0.0089509 | 0.009349 | 0.0060483 | 0.0094242 | 0.0077891 | 0.0048741 | 0.0065514 | 0.0067899 | 0.019867 | 0.00092096 | 0.02376 | 0.00056913 | 0.0051586 | 0.00043524 | 0.00029587 | 0.0092657 | 0.00013428
TAS1 | Hydro | 0 | 0 | 0 | 0 | 0 | 0 | 0 | 0 | 0 | 0 | 0 | 0 | 0 | 0 | 0 | 0 | 0 | 0 | 0 | 0 | 0 | 0 | 0 | 0 | 0
TAS1 | Wind | 0 | 1.5388 | 0.9005 | 0.016091 | 0.0026526 | 0.037216 | 0.0078961 | 0.32863 | 0.6424 | 0.88695 | 0.0014394 | 229016.63 | 0.0037053 | 0.0016926 | 0.0024891 | 225665.5546 | 13205.3571 | 24649.418 | 0.0062505 | 0.00089133 | 23019.9915 | 0.0034519 | 0.00094323 | 0.0011529 | 0.0011119
TAS1 | Solar PV | 0.10568 | 0.03482 | 0.0060334 | 0 | 0.033462 | 0.045946 | 0.0059027 | 0.0035722 | 0.055178 | 0.11271 | 0.00011361 | 0.12235 | 0.00010933 | 0 | 6.3462e-05 | 0.0009303 | 0.0016858 | 0.016865 | 0.00014073 | 4.634e-05 | 0.027857 | 0.0031609 | 3.2726e-05 | 0.00018694 | 4.1265e-05
TAS1 | LS Battery | 0.5846 | 0.0073095 | 0 | 0 | 0.00045645 | 0.15464 | 0.14297 | 0.048354 | 0 | 0.49985 | 0.096505 | 0.1719 | 0.00076677 | 0.00019752 | 0.00012588 | 5.6269e-05 | 0.038734 | 0.00011159 | 0.28409 | 0.0017018 | 0.1042 | 0.0022371 | 0.0028231 | 0.042423 | 0.00085389
TAS1 | Pumped Hydro | 0 | 0 | 0 | 0.77395 | 0.08778 | 0.024363 | 0.04581 | 0.038561 | 0.021679 | 0.016945 | 0.070267 | 0.057901 | 0.020597 | 0.041208 | 0.039355 | 0.25549 | 0.4676 | 0.011108 | 0.61074 | 0.0033365 | 0.13934 | 0.0022139 | 0.0014754 | 0.0011041 | 0.00043921
TAS1 | VPP | 0 | 0 | 0 | 0 | 0 | 0 | 0 | 0 | 0 | 0 | 0 | 0 | 0 | 0 | 0 | 0 | 0 | 0 | 0 | 0 | 0 | 0 | 0 | 0 | 0
Total excluding storage |  | 0.29313 | 1.7103 | 0.9478 | 0.026363 | 0.043682 | 0.097094 | 0.024268 | 0.34628 | 0.71952 | 1.0214 | 0.0076013 | 229016.7842 | 0.013019 | 0.006651 | 0.0096562 | 225665.5725 | 13205.398 | 24649.4399 | 0.035083 | 0.0015068 | 23020.0349 | 0.0072381 | 0.0013069 | 0.010786 | 0.0013355

## BaseCase_REZ Tx Cost
REZ transmission expansion cost by region ($000s) - Base Case, Central Scenario
REZ Expansion | Real June 2019 dollars discounted to June 2020. As with the total capital costs, the REZ transmission expansion costs are annualised for modelling purposes.
Explicitly modelled generation
Region | Technology | 2021-22 | 2022-23 | 2023-24 | 2024-25 | 2025-26 | 2026-27 | 2027-28 | 2028-29 | 2029-30 | 2030-31 | 2031-32 | 2032-33 | 2033-34 | 2034-35 | 2035-36 | 2036-37 | 2037-38 | 2038-39 | 2039-40 | 2040-41 | 2041-42 | 2042-43 | 2043-44 | 2044-45 | 2045-46
NSW1 | Transmission | 0.068554 | 0.24446 | 0.013778 | 0.012588 | 0.019962 | 0.022976 | 0.006078 | 0.01525 | 0.018686 | 0.036522 | 0.019898 | 0.16698 | 0.0073612 | 46271.191 | 180607.7395 | 0.01773 | 144036.0337 | 3752.2975 | 0.0037541 | 0.0047579 | 23677.7448 | 21716.3337 | 0.0072826 | 0.0035706 | 0.0029553
QLD1 | Transmission | 0.068127 | 0.29872 | 0.024654 | 0.016089 | 0.043806 | 0.19379 | 0.078382 | 0.072151 | 0.22153 | 0.0050972 | 0.0070429 | 0.040338 | 0.012611 | 0.056758 | 0.72683 | 0.02764 | 257657.5533 | 0.005648 | 0.0019726 | 0.0077766 | 0.012428 | 10947.0915 | 6164.7153 | 50621.4235 | 483.6488
VIC1 | Transmission | 0.024758 | 0.0025826 | 0.00064938 | 0.00098035 | 0.0017068 | 0.00071917 | 0.00052922 | 0.00074559 | 7.2544e-05 | 0.00047139 | 0.002335 | 0.00013032 | 0.00028726 | 0.00032266 | 0.001215 | 0.00060105 | 0.0012583 | 0.0010432 | 0.00056951 | 0.00052516 | 0.00083097 | 10951.7517 | 0.0059792 | 0.00085291 | 2233.3892
SA1 | Transmission | 0.052912 | 0.32863 | 0.077519 | 0.0055079 | 0.017528 | 0.024753 | 0.013363 | 0.076349 | 0.056577 | 0.091857 | 0.0318 | 0.38436 | 0.025517 | 0.0077284 | 8935.2189 | 0.076106 | 41221.8935 | 24178.8369 | 719.8132 | 0.0054488 | 2707.1239 | 0.010607 | 0.041987 | 1295.3757 | 0.0026284
TAS1 | Transmission | 0 | 0.0025815 | 0.0016319 | 0.0001671 | 0.00030704 | 0.00024612 | 0.00030279 | 0.0014904 | 0.00035618 | 0.0013067 | 4.0221e-05 | 0.00077827 | 0.00020581 | 0.00027947 | 0 | 0.0014212 | 0.00071063 | 0.00054432 | 0.00026946 | 3.8846e-05 | 0.00076641 | 0.00020009 | 7.1841e-05 | 0.0001044 | 7.0469e-05
NEM | Total | 0.21435 | 0.87698 | 0.11823 | 0.035333 | 0.08331 | 0.24248 | 0.098655 | 0.16599 | 0.29722 | 0.13525 | 0.061116 | 0.59259 | 0.045982 | 46271.2561 | 189543.6864 | 0.1235 | 442915.4825 | 27931.1417 | 719.8198 | 0.018547 | 26384.8828 | 43615.1876 | 6164.7706 | 51916.8038 | 2717.0436

## BaseCase_USE+DSP Cost
USE & DSP cost by region ($000s) - Base Case, Central Scenario
USE & DSP | Real June 2019 dollars discounted to June 2020
Explicitly modelled generation
Region | Technology | 2021-22 | 2022-23 | 2023-24 | 2024-25 | 2025-26 | 2026-27 | 2027-28 | 2028-29 | 2029-30 | 2030-31 | 2031-32 | 2032-33 | 2033-34 | 2034-35 | 2035-36 | 2036-37 | 2037-38 | 2038-39 | 2039-40 | 2040-41 | 2041-42 | 2042-43 | 2043-44 | 2044-45 | 2045-46
NSW1 | USE & DSP | 61897.6288 | 39371.9136 | 121792.1276 | 225241.8657 | 0.36744 | 34985.4356 | 0.3694 | 0.3678 | 0.36973 | 2141.2964 | 34.6426 | 701.25 | 169.1806 | 209.3101 | 3670.2517 | 1068.8892 | 12790.6689 | 0.39733 | 1376.6329 | 0.38976 | 906.534 | 3299.221 | 1811.0068 | 1508.8427 | 1461.2215
QLD1 | USE & DSP | 0.076149 | 0.075596 | 0.075889 | 0.075713 | 0.075556 | 0.075662 | 0.075679 | 0.075421 | 0.075023 | 1.4713 | 0.075893 | 0.077815 | 176.0506 | 0.077356 | 1708.4087 | 1886.3736 | 8655.3357 | 0.079213 | 9042.6316 | 0.0783 | 5901.5592 | 2755.5426 | 564.0269 | 6059.9724 | 385.8758
VIC1 | USE & DSP | 0.068707 | 68.1397 | 0.068919 | 5.1509 | 0.068073 | 0.068257 | 0.068426 | 0.068335 | 0.068861 | 0.069688 | 30.6702 | 605.8177 | 0.072949 | 458.0388 | 142.3941 | 55.5835 | 254.9815 | 0.073283 | 603.167 | 0.071876 | 643.0897 | 0.073948 | 649.8865 | 1493.5267 | 847.1554
SA1 | USE & DSP | 0.064374 | 14.9289 | 4705.8974 | 0.063918 | 0.063408 | 0.063491 | 0.063587 | 0.063487 | 0.063926 | 0.064832 | 4.932 | 653.7746 | 0.067826 | 199.299 | 57.2024 | 139.5557 | 2355.5158 | 0.068086 | 589.1799 | 0.066924 | 957.8297 | 0.068854 | 190.668 | 1454.9669 | 691.4058
TAS1 | USE & DSP | 0.037865 | 0.036728 | 0.037719 | 0.037561 | 0.036944 | 0.037229 | 0.037153 | 0.037099 | 0.037397 | 0.038054 | 0.037079 | 0.038008 | 0.038304 | 0.037051 | 0.037303 | 0.037537 | 68.4396 | 0.038098 | 47.4393 | 0.036904 | 43.7534 | 0.038115 | 0.037528 | 57.4843 | 0.037269
NEM | Total | 61897.8759 | 39455.0945 | 126498.2075 | 225247.1939 | 0.61143 | 34985.6802 | 0.61425 | 0.61214 | 0.61493 | 2142.9403 | 70.3578 | 1960.9581 | 345.4103 | 866.7623 | 5578.2943 | 3150.4395 | 24124.9415 | 0.65602 | 11659.0507 | 0.64376 | 8452.7659 | 6054.9445 | 3215.6258 | 10574.7929 | 3385.6958

## Option1_CF
Annual capacity factor by technology - SWNSW Option 1, Central Scenario
Explicitly modelled generation
Region | Technology | 2021-22 | 2022-23 | 2023-24 | 2024-25 | 2025-26 | 2026-27 | 2027-28 | 2028-29 | 2029-30 | 2030-31 | 2031-32 | 2032-33 | 2033-34 | 2034-35 | 2035-36 | 2036-37 | 2037-38 | 2038-39 | 2039-40 | 2040-41 | 2041-42 | 2042-43 | 2043-44 | 2044-45 | 2045-46
NEM | Black Coal | 62.66% | 55.43% | 62.43% | 62.09% | 58.82% | 56.62% | 55.31% | 54.51% | 61.62% | 61.92% | 59.87% | 72.01% | 74.43% | 72.94% | 72.88% | 74.91% | 73.84% | 77.24% | 75.51% | 72.26% | 69.77% | 74.9% | 69.81% | 67.95% | 66.85%
NEM | Brown Coal | 80.63% | 73.99% | 79.63% | 80.99% | 82.82% | 81.6% | 77.81% | 79.08% | 75.77% | 83.58% | 83.92% | 83.39% | 83.74% | 84.32% | 82.83% | 80.48% | 76.25% | 72.83% | 76.74% | 80.29% | 79.63% | 78.48% | 78.98% | 78.19% | 79.3%
NEM | CCGT | 10.72% | 8.584% | 7.584% | 7.167% | 7.091% | 7.091% | 7.091% | 7.091% | 7.091% | 7.094% | 7.091% | 18.46% | 22.1% | 14.65% | 32.15% | 21.03% | 29.49% | 32.71% | 33.88% | 26.74% | 34.26% | 52% | 47.84% | 43.22% | 50.01%
NEM | Gas - Steam | 6.284% | 6.659% | 7.046% | 0.8069% | 0.7385% | 0.7992% | 0.7563% | 0.7385% | 0.7441% | 0.7552% | 0.8193% | 1.187% | 0.9781% | 1.403% | 4.145% | 1.811% | 3.406% | 3.497% | - | - | - | - | - | - | -
NEM | OCGT / Diesel | 0.1805% | 0.1518% | 0.2591% | 0.03792% | 0.001133% | 0.01542% | 0.004559% | 0.002623% | 0.001095% | 0.01501% | 0.02445% | 0.4245% | 0.5016% | 0.3231% | 2.415% | 1.761% | 2.533% | 2.644% | 4.217% | 3.777% | 5.724% | 8.056% | 11.17% | 6.787% | 7.359%
NEM | Hydro | 20.02% | 25.57% | 20.7% | 22.93% | 25.73% | 24.03% | 24.15% | 28.19% | 24.53% | 21% | 26.14% | 22.31% | 23.83% | 26.81% | 25.26% | 24.88% | 28.25% | 24.55% | 20.78% | 26.15% | 21.1% | 22.59% | 25.65% | 23.57% | 23.74%
NEM | Wind | 34.02% | 37.36% | 33.97% | 33.67% | 34.98% | 37.06% | 38.66% | 36.65% | 36.46% | 37.02% | 39.03% | 35.9% | 34.94% | 36.84% | 38.56% | 39.76% | 37.04% | 36.8% | 37.28% | 37.8% | 35.03% | 32.77% | 36% | 37.79% | 38.71%
NEM | Solar PV | 27.2% | 28.44% | 28.58% | 28.83% | 27.99% | 29.88% | 30.08% | 26.75% | 28.36% | 29.47% | 29.97% | 30.19% | 28.98% | 28.07% | 30.07% | 30.24% | 27.18% | 28.38% | 29.71% | 30.22% | 30.21% | 29.2% | 28.4% | 30.29% | 30.5%
NEM | LS Battery | 5.667% | 5.796% | 6.236% | 5.935% | 6.131% | 6.369% | 6.533% | 6.065% | 6.66% | 11.37% | 11.8% | 12.62% | 12.63% | 12.64% | 12.96% | 13.11% | 12.49% | 12.4% | 12.55% | 12.33% | 12.55% | 12.39% | 12.29% | 12.54% | 12.64%
NEM | Pumped Hydro | 1.617% | 0.6619% | 2.033% | 2.05% | 1.691% | 2.686% | 3.064% | 4.129% | 6.37% | 9.108% | 6.256% | 21.34% | 17.41% | 19.49% | 22.86% | 19.46% | 22.52% | 21.72% | 23.91% | 22.78% | 23.72% | 21.99% | 22.64% | 24.71% | 24.5%
NEM | VPP | 9.179% | 9.924% | 9.262% | 9.647% | 9.994% | 9.962% | 9.996% | 9.456% | 9.484% | 10.22% | 10.85% | 10.52% | 10.37% | 10.33% | 10.11% | 10.4% | 9.798% | 9.585% | 9.643% | 9.84% | 9.64% | 9.58% | 9.554% | 9.701% | 9.659%
Region | Technology | 2021-22 | 2022-23 | 2023-24 | 2024-25 | 2025-26 | 2026-27 | 2027-28 | 2028-29 | 2029-30 | 2030-31 | 2031-32 | 2032-33 | 2033-34 | 2034-35 | 2035-36 | 2036-37 | 2037-38 | 2038-39 | 2039-40 | 2040-41 | 2041-42 | 2042-43 | 2043-44 | 2044-45 | 2045-46
NSW1 | Black Coal | 54.73% | 47.51% | 57.12% | 55.28% | 51.91% | 48.08% | 48.33% | 47.58% | 60.63% | 62.02% | 58.57% | 72.9% | 75% | 74.68% | 56.78% | 74.31% | 75% | 75% | 75% | 67.8% | 73.07% | - | - | - | -
NSW1 | Brown Coal | bar: 2021-22 to 2045-46
NSW1 | CCGT | 0.4337% | 0.6336% | 0.6337% | 1.197% | 1.197% | 1.197% | 1.197% | 1.197% | 1.197% | 1.213% | 1.199% | 29.39% | 34.79% | 22.29% | 38.67% | 27.7% | 36.24% | 41.99% | 44.78% | 29.7% | 41.87% | 64.55% | 62.12% | 60.88% | 61.7%
NSW1 | Gas - Steam | bar: 2021-22 to 2045-46
NSW1 | OCGT / Diesel | 0.02398% | 0.03472% | 0.02679% | 0.02456% | 1.345e-05% | 1.451e-05% | 1.528e-05% | 1.582e-05% | 0.001127% | 0.02901% | 0.02443% | 0.2441% | 0.181% | 0.16% | 4.389% | 3.818% | 3.219% | 4.035% | 5.927% | 5.982% | 8.754% | 12.69% | 17.32% | 11.03% | 11.14%
NSW1 | Hydro | 8.714% | 8.385% | 7.975% | 10.54% | 10.85% | 11.08% | 10.84% | 14.61% | 12.63% | 12.48% | 10.67% | 13.76% | 14.71% | 15.58% | 15.72% | 14.92% | 17.49% | 14.81% | 13.7% | 13.29% | 12.41% | 13.85% | 14.63% | 13.81% | 14.21%
NSW1 | Wind | 33.56% | 38.17% | 35.83% | 34.78% | 35.86% | 38.07% | 37.93% | 34.29% | 32.2% | 35.11% | 39.03% | 36.4% | 35.08% | 37.01% | 38.24% | 37.91% | 33.54% | 31.09% | 32.77% | 33.52% | 33.03% | 31.02% | 34.75% | 36.13% | 35.63%
NSW1 | Solar PV | 24.1% | 26.5% | 26.3% | 28.31% | 27.7% | 29.92% | 30.04% | 27.06% | 28.1% | 29.73% | 30.15% | 30.04% | 29.07% | 28.01% | 30.45% | 30.53% | 27.7% | 28.39% | 30.09% | 30.58% | 30.24% | 29.46% | 28.61% | 30.78% | 30.85%
NSW1 | LS Battery | - | - | - | - | - | - | - | - | - | 13.57% | 14.17% | 13.32% | 13.12% | 13.03% | 13.29% | 13.44% | 12.73% | 12.63% | 12.81% | 12.51% | 12.66% | 12.47% | 12.4% | 12.97% | 12.92%
NSW1 | Pumped Hydro | 0.4753% | 0.5046% | 1.267% | 1.852% | 1.753% | 2.71% | 3.036% | 4.188% | 6.332% | 9.076% | 6.069% | 22.93% | 18.13% | 21.08% | 25.25% | 21.03% | 23.33% | 22.04% | 24.56% | 23.49% | 24.51% | 22.37% | 23.6% | 25.24% | 24.79%
NSW1 | VPP | 6.635% | 9.281% | 7.456% | 9.19% | 9.465% | 9.287% | 9.272% | 8.86% | 8.653% | 10.6% | 11.3% | 10.54% | 10.4% | 10.32% | 10.15% | 10.38% | 9.685% | 9.472% | 9.449% | 9.578% | 9.436% | 9.294% | 9.203% | 9.515% | 9.413%
Region | Technology | 2021-22 | 2022-23 | 2023-24 | 2024-25 | 2025-26 | 2026-27 | 2027-28 | 2028-29 | 2029-30 | 2030-31 | 2031-32 | 2032-33 | 2033-34 | 2034-35 | 2035-36 | 2036-37 | 2037-38 | 2038-39 | 2039-40 | 2040-41 | 2041-42 | 2042-43 | 2043-44 | 2044-45 | 2045-46
QLD1 | Black Coal | 72.67% | 64.93% | 67.83% | 69.01% | 65.86% | 65.29% | 62.4% | 62.21% | 62.55% | 61.83% | 61.08% | 71.52% | 74.12% | 72% | 76.58% | 75.07% | 73.45% | 78% | 75.69% | 73.78% | 68.65% | 74.9% | 69.81% | 67.95% | 66.85%
QLD1 | Brown Coal | bar: 2021-22 to 2045-46
QLD1 | CCGT | 11.21% | 8.41% | 8.41% | 9.499% | 9.358% | 9.358% | 9.358% | 9.358% | 9.358% | 9.358% | 9.358% | 14.83% | 17.84% | 12.43% | 33.62% | 22.8% | 31.06% | 33.52% | 34.09% | 30.2% | 36.47% | 42.41% | 40.62% | 34.22% | 45.53%
QLD1 | Gas - Steam | bar: 2021-22 to 2045-46
QLD1 | OCGT / Diesel | 0.08246% | 1.413e-05% | 0.004496% | 0.02066% | 1.261e-05% | 0.002903% | 1.319e-05% | 0.009166% | 1.389e-05% | 0.01605% | 0.001836% | 0.07076% | 0.049% | 0.005663% | 0.5193% | 1.092% | 1.183% | 0.4653% | 1.776% | 1.017% | 2.09% | 4.165% | 5.58% | 5.788% | 8.8%
QLD1 | Hydro | 51.4% | 51.15% | 51.15% | 50.73% | 50.45% | 50.34% | 50.35% | 49.61% | 49.74% | 49.45% | 49.46% | 49.14% | 48.88% | 48.63% | 48.61% | 48.09% | 41.68% | 41.56% | 41.42% | 41.03% | 41.11% | - | - | - | -
QLD1 | Wind | 36.46% | 35.41% | 34.76% | 31.8% | 36.71% | 37.68% | 44.47% | 44.85% | 42.82% | 43.74% | 40.17% | 39.42% | 35.52% | 41.17% | 40.96% | 42.83% | 41.87% | 41.11% | 42.05% | 38.97% | 37.34% | 32.62% | 38.18% | 38.37% | 40.73%
QLD1 | Solar PV | 30.29% | 31.02% | 31.27% | 29.86% | 29.19% | 31.02% | 31.04% | 26.04% | 28.81% | 29.97% | 31.23% | 31.1% | 29.89% | 29.25% | 31.08% | 31.01% | 26.01% | 28.6% | 29.86% | 31.09% | 30.81% | 29.69% | 29.1% | 30.72% | 30.91%
QLD1 | LS Battery | 6.11% | 5.899% | 7.228% | 7.712% | 6.904% | 7.615% | 7.868% | 8.008% | 10.39% | 8.259% | 8.114% | 8.539% | 12.02% | 12.08% | 12.78% | 12.86% | 12.44% | 12.43% | 12.57% | 12.43% | 12.75% | 12.7% | 12.47% | 12.6% | 12.65%
QLD1 | Pumped Hydro | 2.098% | 0.7281% | 2.355% | 2.133% | 1.441% | 2.591% | 3.175% | 3.893% | 6.522% | 9.236% | 7.005% | 14.99% | 14.54% | 13.11% | 13.26% | 13.2% | 20.35% | 20.83% | 22.13% | 20.87% | 21.45% | 20.92% | 19.86% | 21.38% | 21.5%
QLD1 | VPP | 10.02% | 8.915% | 9.135% | 10.07% | 9.473% | 10.25% | 10.29% | 10.36% | 12.43% | 9.848% | 9.715% | 11.14% | 10.97% | 11.17% | 10.43% | 10.59% | 10.09% | 9.929% | 10.04% | 9.908% | 9.811% | 9.822% | 9.822% | 9.681% | 9.694%
Region | Technology | 2021-22 | 2022-23 | 2023-24 | 2024-25 | 2025-26 | 2026-27 | 2027-28 | 2028-29 | 2029-30 | 2030-31 | 2031-32 | 2032-33 | 2033-34 | 2034-35 | 2035-36 | 2036-37 | 2037-38 | 2038-39 | 2039-40 | 2040-41 | 2041-42 | 2042-43 | 2043-44 | 2044-45 | 2045-46
VIC1 | Black Coal | bar: 2021-22 to 2045-46
VIC1 | Brown Coal | 80.63% | 73.99% | 79.63% | 80.99% | 82.82% | 81.6% | 77.81% | 79.08% | 75.77% | 83.58% | 83.92% | 83.39% | 83.74% | 84.32% | 82.83% | 80.48% | 76.25% | 72.83% | 76.74% | 80.29% | 79.63% | 78.48% | 78.98% | 78.19% | 79.3%
VIC1 | CCGT | bar: 2021-22 to 2045-46
VIC1 | Gas - Steam | 0.583% | 0.5173% | 0.7207% | 0.1781% | 1.129e-05% | 0.158% | 0.04632% | 9.463e-06% | 0.01471% | 0.04351% | 0.2101% | 0.9718% | 0.623% | 1.131% | 4.145% | 1.811% | 3.406% | 3.497% | - | - | - | - | - | - | -
VIC1 | OCGT / Diesel | 0.07355% | 0.1603% | 0.1263% | 0.0482% | 1.612e-05% | 0.01584% | 0.004957% | 1.769e-05% | 1.921e-05% | 0.0009367% | 0.01515% | 0.06283% | 0.001218% | 0.006885% | 0.3275% | 0.2058% | 0.4081% | 0.09713% | 0.7804% | 0.5364% | 1.177% | 0.9742% | 3.464% | 3.656% | 2.733%
VIC1 | Hydro | 14.38% | 14.21% | 13.02% | 16.5% | 16.97% | 15.79% | 16.18% | 20.17% | 16.21% | 13.92% | 13.93% | 12.59% | 15.45% | 15.91% | 15.08% | 15.02% | 18.93% | 15.73% | 13.5% | 13.43% | 12.18% | 14.9% | 15.39% | 14.5% | 14.54%
VIC1 | Wind | 33.85% | 37.85% | 33.22% | 34.05% | 35.31% | 37.16% | 37.79% | 34.11% | 34.87% | 34.21% | 38.86% | 33.42% | 33.78% | 34.65% | 36.35% | 36.69% | 33.45% | 35.96% | 34.87% | 38.11% | 32.87% | 32.46% | 33.93% | 36.92% | 36.47%
VIC1 | Solar PV | 28.28% | 28.15% | 29.27% | 27.97% | 26.64% | 28.14% | 28.59% | 26.99% | 28.12% | 28.69% | 28.58% | 29.68% | 28.09% | 27.2% | 28.6% | 29.09% | 27.01% | 28.07% | 28.72% | 28.55% | 29.63% | 28.03% | 27.2% | 28.57% | 29.05%
VIC1 | LS Battery | 5.91% | 6.716% | 6.05% | 5.642% | 7.624% | 7.375% | 7.625% | 6.316% | 5.545% | 6.306% | 6.606% | 5.957% | 6.631% | 6.77% | 6.981% | 7.155% | 6.52% | 6.518% | 6.34% | 6.637% | 6.807% | 6.633% | 6.541% | 12.88% | 13.02%
VIC1 | Pumped Hydro | - | - | - | - | - | - | - | - | - | - | - | - | - | - | - | - | - | - | - | - | - | - | - | 29.08% | 29.47%
VIC1 | VPP | 9.906% | 10.58% | 10.17% | 10.09% | 11.72% | 11.37% | 11.59% | 10.17% | 9.178% | 10.49% | 11.68% | 10.53% | 10.41% | 10.4% | 10.34% | 10.55% | 9.812% | 9.615% | 9.613% | 10.23% | 9.786% | 9.794% | 9.809% | 10.07% | 10.05%
Region | Technology | 2021-22 | 2022-23 | 2023-24 | 2024-25 | 2025-26 | 2026-27 | 2027-28 | 2028-29 | 2029-30 | 2030-31 | 2031-32 | 2032-33 | 2033-34 | 2034-35 | 2035-36 | 2036-37 | 2037-38 | 2038-39 | 2039-40 | 2040-41 | 2041-42 | 2042-43 | 2043-44 | 2044-45 | 2045-46
SA1 | Black Coal | bar: 2021-22 to 2045-46
SA1 | Brown Coal | bar: 2021-22 to 2045-46
SA1 | CCGT | 21.81% | 18.5% | 16.28% | 10% | 10% | 10% | 10% | 10% | 10% | 10% | 10% | 23.8% | 28.69% | 18.1% | 32.64% | 17.37% | - | - | - | - | - | - | - | - | -
SA1 | Gas - Steam | 9.382% | 10.5% | 11% | 1.2% | 1.2% | 1.2% | 1.2% | 1.2% | 1.2% | 1.2% | 1.2% | 1.322% | 1.2% | 1.573% | - | - | - | - | - | - | - | - | - | - | -
SA1 | OCGT / Diesel | 0.6832% | 0.5161% | 1.128% | 0.06851% | 0.005839% | 0.05266% | 0.01641% | 3.183e-05% | 0.004392% | 0.02329% | 0.09844% | 3.046% | 3.828% | 2.361% | 9.427% | 3.448% | 10.69% | 11.59% | 13.12% | 10.24% | 14.44% | 16.02% | 19.34% | 3.626% | 2.863%
SA1 | Hydro | bar: 2021-22 to 2045-46
SA1 | Wind | 33.55% | 35.78% | 32.01% | 32.4% | 30.7% | 34.29% | 34.81% | 32.03% | 33.62% | 34.28% | 36.94% | 33.38% | 33.75% | 32.34% | 36.51% | 36.71% | 33.27% | 33.51% | 33.59% | 37.18% | 32.19% | 32.41% | 31.4% | 36.34% | 37.6%
SA1 | Solar PV | 29.32% | 29.48% | 29.95% | 28.38% | 27.54% | 28.18% | 29.28% | 27.1% | 29.05% | 29.32% | 29.51% | 29.78% | 28.39% | 27.5% | 28.56% | 29.38% | 27.38% | 28.48% | 29.08% | 29.27% | 29.7% | 28.29% | 27.3% | 28.3% | 29.16%
SA1 | LS Battery | 5.282% | 5.3% | 5.587% | 4.753% | 4.876% | 4.988% | 5.046% | 4.512% | 4.41% | 5.675% | 5.832% | 11.63% | 11.35% | 11.64% | 11.9% | 12.12% | 11.71% | 11.55% | 11.58% | 11.61% | 11.9% | 11.7% | 11.67% | 11.27% | 11.8%
SA1 | Pumped Hydro | bar: 2021-22 to 2045-46
SA1 | VPP | 12.04% | 11.8% | 12.54% | 10.77% | 10.99% | 10.79% | 10.72% | 10.28% | 9.655% | 10.7% | 11.5% | 10.6% | 10.45% | 10.2% | 10.25% | 10.32% | 10.08% | 9.833% | 9.956% | 10.39% | 10.05% | 10.18% | 10.36% | 10.04% | 10.13%
Region | Technology | 2021-22 | 2022-23 | 2023-24 | 2024-25 | 2025-26 | 2026-27 | 2027-28 | 2028-29 | 2029-30 | 2030-31 | 2031-32 | 2032-33 | 2033-34 | 2034-35 | 2035-36 | 2036-37 | 2037-38 | 2038-39 | 2039-40 | 2040-41 | 2041-42 | 2042-43 | 2043-44 | 2044-45 | 2045-46
TAS1 | Black Coal | bar: 2021-22 to 2045-46
TAS1 | Brown Coal | bar: 2021-22 to 2045-46
TAS1 | CCGT | 0% | 5.239e-05% | 6.703e-05% | 6.741e-05% | 6.534e-05% | 6.867e-05% | 6.986e-05% | 7.312e-05% | 8.279e-05% | 9.518e-05% | 9.068e-05% | 0.0001166% | 0.0001211% | 0.0001136% | 0.0001169% | 0.000134% | 0.0001693% | 0.0001813% | 0.0001989% | 0.00018% | 0.0002305% | 0.0002354% | 0.0002267% | 0.0002257% | 0.0002286%
TAS1 | Gas - Steam | bar: 2021-22 to 2045-46
TAS1 | OCGT / Diesel | 6.217e-05% | 4.816e-05% | 5.972e-05% | 6.171e-05% | 5.569e-05% | 5.972e-05% | 6.049e-05% | 6.308e-05% | 6.93e-05% | 8.105e-05% | 6.999e-05% | 0.003026% | 0.0001021% | 8.566e-05% | 9.588e-05% | 0.02038% | 0.09408% | 0.008134% | 0.1199% | 0.0002531% | 0.2286% | 0.0003602% | 0.04656% | 0.5429% | 0.2689%
TAS1 | Hydro | 36.86% | 55.61% | 41.38% | 42.09% | 50.45% | 45.83% | 46.12% | 50.83% | 45.29% | 36.29% | 55.24% | 40.54% | 41.43% | 49.72% | 45.36% | 45.13% | 50.09% | 44.58% | 35.98% | 53.94% | 39.91% | 40.78% | 49.19% | 44.4% | 44.42%
TAS1 | Wind | 35.77% | 40.62% | 37.88% | 36.76% | 40.37% | 41.05% | 42.02% | 37.16% | 36.47% | 35.76% | 40.69% | 42.58% | 42.19% | 45.15% | 45.61% | 47.94% | 43.32% | 42.76% | 41.89% | 45.56% | 41.94% | 41.8% | 44.47% | 46.75% | 47.42%
TAS1 | Solar PV | bar: 2021-22 to 2045-46
TAS1 | LS Battery | bar: 2021-22 to 2045-46
TAS1 | Pumped Hydro | bar: 2021-22 to 2045-46
TAS1 | VPP | 0.5823% | 0.4665% | 0.694% | 0.6848% | 0.6094% | 0.8529% | 0.8148% | 0.6929% | 0.4407% | 0.5322% | 0.2389% | 3.589% | 2.932% | 2.182% | 3.074% | 7.596% | 7.885% | 7.11% | 8.695% | 7.273% | 8.511% | 7.723% | 7.324% | 7.495% | 7.265%
Explicitly modelled pumping
Region | Technology | 2021-22 | 2022-23 | 2023-24 | 2024-25 | 2025-26 | 2026-27 | 2027-28 | 2028-29 | 2029-30 | 2030-31 | 2031-32 | 2032-33 | 2033-34 | 2034-35 | 2035-36 | 2036-37 | 2037-38 | 2038-39 | 2039-40 | 2040-41 | 2041-42 | 2042-43 | 2043-44 | 2044-45 | 2045-46
NEM | LS Battery pump | 6.978% | 7.166% | 7.685% | 7.327% | 7.575% | 7.857% | 8.078% | 7.476% | 8.234% | 14.03% | 14.61% | 15.57% | 15.59% | 15.62% | 15.99% | 16.19% | 15.44% | 15.29% | 15.48% | 15.26% | 15.46% | 15.31% | 15.17% | 15.48% | 15.6%
NEM | Pumped Hydro pump | 1.841% | 1.259% | 3.181% | 4.602% | 3.781% | 4.449% | 5.648% | 8.22% | 9.729% | 13.27% | 10.94% | 29.27% | 24.93% | 28.29% | 30.69% | 29.14% | 29.07% | 28.41% | 31% | 30.59% | 30.85% | 29.02% | 29.14% | 31.65% | 31.48%
NEM | VPP pump | 10.77% | 11.65% | 10.87% | 11.32% | 11.73% | 11.69% | 11.73% | 11.1% | 11.13% | 11.99% | 12.74% | 12.35% | 12.17% | 12.13% | 11.87% | 12.21% | 11.5% | 11.25% | 11.32% | 11.55% | 11.31% | 11.24% | 11.21% | 11.39% | 11.34%
Region | Technology | 2021-22 | 2022-23 | 2023-24 | 2024-25 | 2025-26 | 2026-27 | 2027-28 | 2028-29 | 2029-30 | 2030-31 | 2031-32 | 2032-33 | 2033-34 | 2034-35 | 2035-36 | 2036-37 | 2037-38 | 2038-39 | 2039-40 | 2040-41 | 2041-42 | 2042-43 | 2043-44 | 2044-45 | 2045-46
NSW1 | LS Battery pump | - | - | - | - | - | - | - | - | - | 16.76% | 17.55% | 16.43% | 16.19% | 16.11% | 16.39% | 16.59% | 15.74% | 15.58% | 15.82% | 15.49% | 15.59% | 15.4% | 15.31% | 16.01% | 15.95%
NSW1 | Pumped Hydro pump | 0.9005% | 1.247% | 2.792% | 5.219% | 4.006% | 4.485% | 5.711% | 8.518% | 9.54% | 12.91% | 10.81% | 30.02% | 25.06% | 29.38% | 32.17% | 30.36% | 29.27% | 28.29% | 31.08% | 31.05% | 31.16% | 29.01% | 29.6% | 31.73% | 31.35%
NSW1 | VPP pump | 7.778% | 10.89% | 8.744% | 10.78% | 11.11% | 10.9% | 10.88% | 10.4% | 10.15% | 12.44% | 13.27% | 12.37% | 12.2% | 12.11% | 11.91% | 12.19% | 11.37% | 11.12% | 11.09% | 11.24% | 11.07% | 10.91% | 10.8% | 11.17% | 11.05%
Region | Technology | 2021-22 | 2022-23 | 2023-24 | 2024-25 | 2025-26 | 2026-27 | 2027-28 | 2028-29 | 2029-30 | 2030-31 | 2031-32 | 2032-33 | 2033-34 | 2034-35 | 2035-36 | 2036-37 | 2037-38 | 2038-39 | 2039-40 | 2040-41 | 2041-42 | 2042-43 | 2043-44 | 2044-45 | 2045-46
QLD1 | LS Battery pump | 7.521% | 7.278% | 8.919% | 9.522% | 8.529% | 9.396% | 9.714% | 9.886% | 12.82% | 10.2% | 10.04% | 10.51% | 14.84% | 14.96% | 15.76% | 15.88% | 15.4% | 15.3% | 15.51% | 15.39% | 15.72% | 15.68% | 15.39% | 15.56% | 15.62%
QLD1 | Pumped Hydro pump | 3.454% | 1.278% | 3.846% | 3.545% | 2.463% | 4.238% | 5.276% | 6.469% | 10.84% | 15.35% | 11.71% | 24.84% | 24.16% | 21.86% | 21.96% | 21.93% | 28.35% | 28.84% | 30.74% | 29% | 29.75% | 29.08% | 27.48% | 29.11% | 29.31%
QLD1 | VPP pump | 11.76% | 10.46% | 10.72% | 11.82% | 11.12% | 12.03% | 12.08% | 12.16% | 14.6% | 11.56% | 11.4% | 13.08% | 12.87% | 13.12% | 12.25% | 12.43% | 11.85% | 11.65% | 11.78% | 11.63% | 11.51% | 11.53% | 11.53% | 11.36% | 11.38%
Region | Technology | 2021-22 | 2022-23 | 2023-24 | 2024-25 | 2025-26 | 2026-27 | 2027-28 | 2028-29 | 2029-30 | 2030-31 | 2031-32 | 2032-33 | 2033-34 | 2034-35 | 2035-36 | 2036-37 | 2037-38 | 2038-39 | 2039-40 | 2040-41 | 2041-42 | 2042-43 | 2043-44 | 2044-45 | 2045-46
VIC1 | LS Battery pump | 7.278% | 8.312% | 7.448% | 6.966% | 9.425% | 9.092% | 9.435% | 7.776% | 6.867% | 7.764% | 8.176% | 7.336% | 8.177% | 8.358% | 8.618% | 8.833% | 8.05% | 8.071% | 7.803% | 8.217% | 8.38% | 8.213% | 8.052% | 15.9% | 16.08%
VIC1 | Pumped Hydro pump | - | - | - | - | - | - | - | - | - | - | - | - | - | - | - | - | - | - | - | - | - | - | - | 36.35% | 36.84%
VIC1 | VPP pump | 11.63% | 12.42% | 11.94% | 11.84% | 13.76% | 13.35% | 13.6% | 11.94% | 10.77% | 12.32% | 13.72% | 12.37% | 12.22% | 12.21% | 12.14% | 12.39% | 11.52% | 11.28% | 11.28% | 12.01% | 11.49% | 11.49% | 11.51% | 11.82% | 11.79%
Region | Technology | 2021-22 | 2022-23 | 2023-24 | 2024-25 | 2025-26 | 2026-27 | 2027-28 | 2028-29 | 2029-30 | 2030-31 | 2031-32 | 2032-33 | 2033-34 | 2034-35 | 2035-36 | 2036-37 | 2037-38 | 2038-39 | 2039-40 | 2040-41 | 2041-42 | 2042-43 | 2043-44 | 2044-45 | 2045-46
SA1 | LS Battery pump | 6.504% | 6.559% | 6.881% | 5.868% | 6.024% | 6.153% | 6.246% | 5.555% | 5.461% | 6.987% | 7.219% | 14.36% | 14.01% | 14.37% | 14.69% | 14.96% | 14.46% | 14.3% | 14.26% | 14.38% | 14.66% | 14.48% | 14.37% | 13.91% | 14.57%
SA1 | Pumped Hydro pump | bar: 2021-22 to 2045-46
SA1 | VPP pump | 14.13% | 13.86% | 14.73% | 12.65% | 12.9% | 12.66% | 12.58% | 12.07% | 11.33% | 12.55% | 13.5% | 12.44% | 12.26% | 11.98% | 12.04% | 12.11% | 11.83% | 11.54% | 11.69% | 12.2% | 11.8% | 11.95% | 12.16% | 11.78% | 11.89%
Region | Technology | 2021-22 | 2022-23 | 2023-24 | 2024-25 | 2025-26 | 2026-27 | 2027-28 | 2028-29 | 2029-30 | 2030-31 | 2031-32 | 2032-33 | 2033-34 | 2034-35 | 2035-36 | 2036-37 | 2037-38 | 2038-39 | 2039-40 | 2040-41 | 2041-42 | 2042-43 | 2043-44 | 2044-45 | 2045-46
TAS1 | LS Battery pump | bar: 2021-22 to 2045-46
TAS1 | Pumped Hydro pump | bar: 2021-22 to 2045-46
TAS1 | VPP pump | 0.6572% | 0.5209% | 0.7885% | 0.7778% | 0.6891% | 0.9755% | 0.9307% | 0.7873% | 0.4906% | 0.5982% | 0.2532% | 4.195% | 3.422% | 2.539% | 3.589% | 8.908% | 9.248% | 8.337% | 10.2% | 8.529% | 9.986% | 9.058% | 8.589% | 8.789% | 8.52%
Non-controllable capacity
Region | Technology | 2021-22 | 2022-23 | 2023-24 | 2024-25 | 2025-26 | 2026-27 | 2027-28 | 2028-29 | 2029-30 | 2030-31 | 2031-32 | 2032-33 | 2033-34 | 2034-35 | 2035-36 | 2036-37 | 2037-38 | 2038-39 | 2039-40 | 2040-41 | 2041-42 | 2042-43 | 2043-44 | 2044-45 | 2045-46
NEM | Distributed PV | bar: 2021-22 to 2045-46
NEM | Behind the meter battery | 4.41% | 4.36% | 4.303% | 4.141% | 3.797% | 3.335% | 3.105% | 2.878% | 2.901% | 2.408% | 1.978% | 1.83% | 1.703% | 1.711% | 1.797% | 1.793% | 1.812% | 1.856% | 1.92% | 1.902% | 1.881% | 1.857% | 1.842% | 1.85% | 1.865%
NEM | Behind the meter battery pump | 5.188% | 5.129% | 5.062% | 4.872% | 4.467% | 3.923% | 3.653% | 3.386% | 3.412% | 2.833% | 2.327% | 2.153% | 2.003% | 2.013% | 2.114% | 2.109% | 2.132% | 2.183% | 2.259% | 2.237% | 2.213% | 2.185% | 2.167% | 2.177% | 2.194%
Region | Technology | 2021-22 | 2022-23 | 2023-24 | 2024-25 | 2025-26 | 2026-27 | 2027-28 | 2028-29 | 2029-30 | 2030-31 | 2031-32 | 2032-33 | 2033-34 | 2034-35 | 2035-36 | 2036-37 | 2037-38 | 2038-39 | 2039-40 | 2040-41 | 2041-42 | 2042-43 | 2043-44 | 2044-45 | 2045-46
NSW1 | Distributed PV | bar: 2021-22 to 2045-46
NSW1 | Behind the meter battery | 4.248% | 4.707% | 4.7% | 4.582% | 4.189% | 3.698% | 3.538% | 3.359% | 3.457% | 2.886% | 2.419% | 2.268% | 2.123% | 2.131% | 2.234% | 2.225% | 2.257% | 2.312% | 2.392% | 2.369% | 2.342% | 2.311% | 2.291% | 2.295% | 2.307%
NSW1 | Behind the meter battery pump | 4.998% | 5.537% | 5.529% | 5.39% | 4.928% | 4.351% | 4.163% | 3.952% | 4.067% | 3.395% | 2.846% | 2.668% | 2.497% | 2.507% | 2.628% | 2.617% | 2.655% | 2.72% | 2.815% | 2.787% | 2.756% | 2.719% | 2.695% | 2.7% | 2.714%
Region | Technology | 2021-22 | 2022-23 | 2023-24 | 2024-25 | 2025-26 | 2026-27 | 2027-28 | 2028-29 | 2029-30 | 2030-31 | 2031-32 | 2032-33 | 2033-34 | 2034-35 | 2035-36 | 2036-37 | 2037-38 | 2038-39 | 2039-40 | 2040-41 | 2041-42 | 2042-43 | 2043-44 | 2044-45 | 2045-46
QLD1 | Distributed PV | bar: 2021-22 to 2045-46
QLD1 | Behind the meter battery | 3.947% | 4.359% | 4.271% | 4.206% | 3.946% | 3.462% | 3.29% | 3.107% | 3.248% | 2.574% | 2.057% | 1.862% | 1.709% | 1.669% | 1.713% | 1.71% | 1.702% | 1.734% | 1.794% | 1.771% | 1.75% | 1.729% | 1.717% | 1.731% | 1.752%
QLD1 | Behind the meter battery pump | 4.644% | 5.129% | 5.025% | 4.948% | 4.642% | 4.072% | 3.871% | 3.656% | 3.821% | 3.028% | 2.42% | 2.19% | 2.01% | 1.964% | 2.015% | 2.012% | 2.003% | 2.04% | 2.111% | 2.083% | 2.059% | 2.034% | 2.02% | 2.036% | 2.061%
Region | Technology | 2021-22 | 2022-23 | 2023-24 | 2024-25 | 2025-26 | 2026-27 | 2027-28 | 2028-29 | 2029-30 | 2030-31 | 2031-32 | 2032-33 | 2033-34 | 2034-35 | 2035-36 | 2036-37 | 2037-38 | 2038-39 | 2039-40 | 2040-41 | 2041-42 | 2042-43 | 2043-44 | 2044-45 | 2045-46
VIC1 | Distributed PV | bar: 2021-22 to 2045-46
VIC1 | Behind the meter battery | 3.34% | 3.385% | 3.456% | 3.465% | 3.208% | 2.831% | 2.567% | 2.316% | 2.289% | 1.903% | 1.542% | 1.425% | 1.329% | 1.383% | 1.497% | 1.498% | 1.523% | 1.563% | 1.62% | 1.611% | 1.592% | 1.573% | 1.56% | 1.572% | 1.584%
VIC1 | Behind the meter battery pump | 3.93% | 3.982% | 4.066% | 4.076% | 3.774% | 3.33% | 3.02% | 2.725% | 2.692% | 2.239% | 1.814% | 1.676% | 1.563% | 1.627% | 1.761% | 1.762% | 1.792% | 1.839% | 1.906% | 1.896% | 1.874% | 1.85% | 1.835% | 1.849% | 1.864%
Region | Technology | 2021-22 | 2022-23 | 2023-24 | 2024-25 | 2025-26 | 2026-27 | 2027-28 | 2028-29 | 2029-30 | 2030-31 | 2031-32 | 2032-33 | 2033-34 | 2034-35 | 2035-36 | 2036-37 | 2037-38 | 2038-39 | 2039-40 | 2040-41 | 2041-42 | 2042-43 | 2043-44 | 2044-45 | 2045-46
SA1 | Distributed PV | bar: 2021-22 to 2045-46
SA1 | Behind the meter battery | 6.385% | 4.865% | 4.666% | 4.162% | 3.736% | 3.249% | 2.889% | 2.564% | 2.355% | 2.055% | 1.693% | 1.564% | 1.454% | 1.419% | 1.454% | 1.454% | 1.473% | 1.524% | 1.58% | 1.569% | 1.562% | 1.55% | 1.544% | 1.545% | 1.567%
SA1 | Behind the meter battery pump | 7.512% | 5.724% | 5.49% | 4.897% | 4.395% | 3.822% | 3.399% | 3.016% | 2.771% | 2.418% | 1.991% | 1.84% | 1.71% | 1.669% | 1.711% | 1.71% | 1.734% | 1.793% | 1.858% | 1.845% | 1.837% | 1.824% | 1.817% | 1.818% | 1.844%
Region | Technology | 2021-22 | 2022-23 | 2023-24 | 2024-25 | 2025-26 | 2026-27 | 2027-28 | 2028-29 | 2029-30 | 2030-31 | 2031-32 | 2032-33 | 2033-34 | 2034-35 | 2035-36 | 2036-37 | 2037-38 | 2038-39 | 2039-40 | 2040-41 | 2041-42 | 2042-43 | 2043-44 | 2044-45 | 2045-46
TAS1 | Distributed PV | bar: 2021-22 to 2045-46
TAS1 | Behind the meter battery | 3.243% | 3.444% | 3.392% | 3.272% | 2.92% | 2.507% | 2.285% | 2.096% | 2.218% | 1.894% | 1.588% | 1.529% | 1.439% | 1.499% | 1.612% | 1.611% | 1.632% | 1.672% | 1.727% | 1.705% | 1.682% | 1.655% | 1.637% | 1.634% | 1.638%
TAS1 | Behind the meter battery pump | 3.816% | 4.051% | 3.991% | 3.849% | 3.436% | 2.95% | 2.688% | 2.466% | 2.61% | 2.228% | 1.869% | 1.799% | 1.693% | 1.763% | 1.896% | 1.895% | 1.92% | 1.967% | 2.032% | 2.005% | 1.979% | 1.948% | 1.925% | 1.922% | 1.927%

## Option1_Generation
Annual as-generated generation by technology (GWh) - SWNSW Option 1, Central Scenario
Explicitly modelled generation
Region | Technology | 2021-22 | 2022-23 | 2023-24 | 2024-25 | 2025-26 | 2026-27 | 2027-28 | 2028-29 | 2029-30 | 2030-31 | 2031-32 | 2032-33 | 2033-34 | 2034-35 | 2035-36 | 2036-37 | 2037-38 | 2038-39 | 2039-40 | 2040-41 | 2041-42 | 2042-43 | 2043-44 | 2044-45 | 2045-46
NEM | Black Coal | 100924.0995 | 86843.8873 | 89615.4246 | 89124.6967 | 84436.5942 | 81267.9357 | 79392.9175 | 74897.837 | 77547.4505 | 77927.4384 | 75340.7364 | 72453.6996 | 74890.7616 | 73394.2177 | 45112.5831 | 41773.6245 | 33740.5818 | 35294.324 | 34504.2149 | 33018.9563 | 31878.4518 | 20681.4404 | 17043.6686 | 14415.8379 | 12046.2907
NEM | Brown Coal | 33727.2938 | 30947.5067 | 33310.0587 | 33878.5765 | 34644.7991 | 34130.5461 | 32545.927 | 33078.1298 | 29286.3188 | 29650.9298 | 27108.9299 | 24288.0911 | 24392.2698 | 24560.3297 | 24125.321 | 23442.3693 | 22208.2322 | 21213.2686 | 22351.5747 | 23387.3257 | 23193.1599 | 22860.0723 | 23005.448 | 22774.3407 | 23096.9108
NEM | CCGT | 2946.6609 | 2360.4436 | 1965.7208 | 1857.6853 | 1837.9812 | 1837.9812 | 1837.9813 | 1837.9816 | 1837.9822 | 1838.8569 | 1838.0765 | 4785.6507 | 5729.1314 | 3798.0383 | 8333.6561 | 4742.3814 | 5284.0714 | 5860.7972 | 5645.0185 | 4455.0473 | 5708.4554 | 13457.0319 | 10538.2713 | 8818.5643 | 7382.1116
NEM | Gas - Steam | 781.6892 | 758.3023 | 802.3882 | 91.895 | 84.0965 | 91.0178 | 86.125 | 84.0964 | 84.7404 | 86.0019 | 93.297 | 135.2117 | 111.3841 | 159.7452 | 181.5508 | 79.3383 | 149.1883 | 153.1714 | 0 | 0 | 0 | 0 | 0 | 0 | 0
NEM | OCGT / Diesel | 106.1146 | 89.2696 | 152.3433 | 22.3002 | 0.66595 | 9.0648 | 2.6809 | 1.5424 | 0.64402 | 8.2942 | 13.5102 | 225.7864 | 247.0475 | 155.8061 | 1157.8106 | 844.0558 | 1378.0632 | 1438.5861 | 2131.7767 | 1869.4094 | 2833.6033 | 3921.2092 | 5437.2892 | 2888.877 | 3132.2709
NEM | Hydro | 12512.1205 | 15977.2903 | 12935.7674 | 14327.5284 | 16080.2507 | 15013.6529 | 15092.9712 | 17611.4398 | 15328.3759 | 13119.4958 | 16331.6467 | 13942.6818 | 14891.4703 | 16752.3586 | 15784.8542 | 15546.128 | 17440.6973 | 15156.2541 | 12826.1996 | 16143.9707 | 13023.9804 | 13811.9684 | 15684.3911 | 14415.361 | 14515.6299
NEM | Wind | 27454.777 | 33705.2413 | 31985.9697 | 31922.5256 | 33701.3306 | 35891.6906 | 39034.6671 | 41572.1585 | 41904.5608 | 42402.1668 | 44697.9489 | 45493.5614 | 43987.5863 | 48628.4422 | 64377.5725 | 73770.4954 | 82144.2704 | 81195.19 | 81293.244 | 80253.5926 | 77553.818 | 78931.3601 | 85738.0217 | 90441.3127 | 91830.5769
NEM | Solar PV | 14736.1648 | 20572.1324 | 20678.847 | 20855.281 | 21946.8677 | 23427.3053 | 24234.236 | 26245.5962 | 29011.6928 | 31156.5373 | 31686.1566 | 39601.3507 | 38021.5241 | 36828.5854 | 43067.076 | 43066.2011 | 45817.3047 | 48249.1283 | 50518.0152 | 51373.5087 | 57341.8851 | 59014.3771 | 56843.7457 | 59716.5731 | 61706.572
NEM | LS Battery | 169.9502 | 183.9787 | 197.9401 | 188.3772 | 194.5913 | 202.172 | 207.3818 | 192.5239 | 211.3936 | 1022.4196 | 1061.2226 | 3605.5779 | 3753.3392 | 3728.4748 | 4998.0913 | 5055.4777 | 4878.7119 | 4842.3433 | 4900.6352 | 4815.3286 | 6941.9418 | 7130.1902 | 7071.4021 | 8449.6196 | 8506.7137
NEM | Pumped Hydro | 114.7429 | 46.9655 | 144.2337 | 145.4549 | 422.1568 | 670.5877 | 764.9814 | 1030.8576 | 1590.4019 | 2273.9614 | 1561.8559 | 5328.8179 | 4347.0495 | 4865.1582 | 5706.2238 | 4858.6753 | 8586.3595 | 8278.6825 | 9113.6142 | 8685.0406 | 9438.3667 | 8750.6458 | 9007.271 | 11923.7366 | 11820.5916
NEM | VPP | 89.3939 | 96.6344 | 90.3232 | 136.9205 | 192.9952 | 244.7905 | 305.2791 | 349.775 | 471.4021 | 545.7199 | 632.3153 | 676.1374 | 723.3614 | 815.8487 | 923.6876 | 1029.6131 | 1046.5249 | 1112.1817 | 1219.5499 | 1299.6472 | 1323.8348 | 1364.1567 | 1409.517 | 1481.3362 | 1526.4985
Total excluding storage |  | 193188.9203 | 191254.0735 | 191446.5197 | 192080.4886 | 192732.586 | 191669.1944 | 192227.506 | 195328.7817 | 195001.7654 | 196189.721 | 197110.3022 | 200926.0335 | 202271.175 | 204277.5232 | 202140.4242 | 203264.5939 | 208162.4093 | 208560.7197 | 209270.0436 | 210501.8107 | 211533.3539 | 212677.4593 | 214290.8356 | 213470.8665 | 213710.3629
Region | Technology | 2021-22 | 2022-23 | 2023-24 | 2024-25 | 2025-26 | 2026-27 | 2027-28 | 2028-29 | 2029-30 | 2030-31 | 2031-32 | 2032-33 | 2033-34 | 2034-35 | 2035-36 | 2036-37 | 2037-38 | 2038-39 | 2039-40 | 2040-41 | 2041-42 | 2042-43 | 2043-44 | 2044-45 | 2045-46
NSW1 | Black Coal | 49194.1339 | 40623.7237 | 41331.1517 | 40000.901 | 37558.1261 | 34792.0367 | 34970.891 | 34428.4554 | 36859.2053 | 37705.6224 | 35607.6204 | 25926.896 | 26674.2004 | 26559.1281 | 6566.0273 | 8592.4638 | 8672.4003 | 8672.3997 | 8672.3999 | 7839.7798 | 8449.4872 | 7.5657e-09 | 7.6114e-09 | 7.5657e-09 | 7.571e-09
NSW1 | Brown Coal | 0 | 0 | 0 | 0 | 0 | 0 | 0 | 0 | 0 | 0 | 0 | 0 | 0 | 0 | 0 | 0 | 0 | 0 | 0 | 0 | 0 | 0 | 0 | 0 | 0
NSW1 | CCGT | 23.7429 | 34.6922 | 34.6924 | 65.5276 | 65.5276 | 65.5277 | 65.5278 | 65.5278 | 65.5281 | 66.4018 | 65.6213 | 1608.9598 | 1904.567 | 1220.2422 | 2117.3246 | 1516.7733 | 1986.1812 | 2301.7791 | 2454.3227 | 1627.8372 | 2295.2628 | 9487.7366 | 6735.9657 | 5615.1646 | 5690.823
NSW1 | Gas - Steam | 0 | 0 | 0 | 0 | 0 | 0 | 0 | 0 | 0 | 0 | 0 | 0 | 0 | 0 | 0 | 0 | 0 | 0 | 0 | 0 | 0 | 0 | 0 | 0 | 0
NSW1 | OCGT / Diesel | 3.0208 | 4.3737 | 3.3741 | 3.0932 | 0.0016937 | 0.0018283 | 0.0019247 | 0.0019932 | 0.14197 | 3.6548 | 3.0773 | 30.7524 | 22.7963 | 20.1557 | 570.9228 | 496.6485 | 626.9312 | 785.9198 | 1154.4246 | 1165.1736 | 1705.0505 | 2471.1948 | 3374.2671 | 1636.4925 | 1653.047
NSW1 | Hydro | 1927.3793 | 1854.78 | 1763.9161 | 2331.9485 | 2400.8838 | 2451.8021 | 2398.1229 | 3231.0359 | 2794.198 | 2760.4674 | 2359.3443 | 3042.6592 | 3254.7569 | 3447.0529 | 3476.111 | 3299.7882 | 3869.7002 | 3276.7245 | 3031.4075 | 2940.6098 | 2745.3454 | 3062.9468 | 3235.015 | 3055.7031 | 3143.1976
NSW1 | Wind | 5592.528 | 7118.8168 | 6683.1668 | 6487.0488 | 6687.9189 | 7101.8349 | 7074.2612 | 6396.4265 | 6005.1934 | 6548.2153 | 7280.2465 | 6788.8703 | 6850.8469 | 9487.6308 | 17399.0984 | 17093.9176 | 16693.3221 | 15153.312 | 15970.813 | 15280.6797 | 15883.1465 | 17035.7009 | 18183.8426 | 18909.5548 | 18644.2049
NSW1 | Solar PV | 5725.0767 | 9228.9193 | 9159.4141 | 9861.5128 | 9649.5305 | 10419.6263 | 10464.3003 | 9424.3027 | 9788.1648 | 11373.6539 | 11535.585 | 17849.7555 | 17274.3727 | 16642.9708 | 21356.49 | 21411.8429 | 25216.29 | 25475.2173 | 27003.4444 | 27441.0577 | 32655.5354 | 34702.5553 | 33867.9779 | 36446.9453 | 38381.3762
NSW1 | LS Battery | 0.014813 | 0.015726 | 0.015576 | 0.015579 | 0.016098 | 0.020969 | 0.025115 | 0.027761 | 0.02754 | 825.4064 | 861.9199 | 2797.3214 | 2755.3774 | 2737.1516 | 3406.121 | 3445.2622 | 3263.0772 | 3237.86 | 3284.3697 | 3206.5879 | 4248.9276 | 4460.7062 | 4435.7176 | 4639.9782 | 4620.9206
NSW1 | Pumped Hydro | 9.9922 | 10.6081 | 26.6328 | 38.9387 | 350.1787 | 541.2144 | 606.4295 | 836.4737 | 1264.7135 | 1812.7507 | 1212.0564 | 4580.1297 | 3621.0296 | 4210.6351 | 5044.1422 | 4199.6838 | 6494.7511 | 6137.3078 | 6839.1256 | 6539.2947 | 7233.7254 | 6599.8581 | 6965.1802 | 7744.2505 | 7605.9661
NSW1 | VPP | 23.5577 | 34.7498 | 29.0733 | 54.0749 | 76.951 | 96.8487 | 120.9511 | 141.65 | 187.944 | 245.6807 | 287.8608 | 295.4102 | 316.1097 | 352.7798 | 398.8396 | 439.1868 | 441.1813 | 466.9089 | 505.1552 | 532.5911 | 543.5294 | 553.3047 | 565.8078 | 603.4838 | 615.8351
Total excluding storage |  | 62465.8817 | 58865.3057 | 58975.7151 | 58750.032 | 56361.9887 | 54830.8297 | 54973.1051 | 53545.7503 | 55512.4315 | 58458.0155 | 56851.4948 | 55247.8932 | 55981.5403 | 57377.1804 | 51485.9742 | 52411.4343 | 57064.825 | 55665.3522 | 58286.8121 | 56295.1379 | 63733.8279 | 66760.1343 | 65397.0683 | 65663.8603 | 67512.6487
Region | Technology | 2021-22 | 2022-23 | 2023-24 | 2024-25 | 2025-26 | 2026-27 | 2027-28 | 2028-29 | 2029-30 | 2030-31 | 2031-32 | 2032-33 | 2033-34 | 2034-35 | 2035-36 | 2036-37 | 2037-38 | 2038-39 | 2039-40 | 2040-41 | 2041-42 | 2042-43 | 2043-44 | 2044-45 | 2045-46
QLD1 | Black Coal | 51729.9656 | 46220.1636 | 48284.2729 | 49123.7957 | 46878.4681 | 46475.899 | 44422.0265 | 40469.3816 | 40688.2452 | 40221.816 | 39733.116 | 46526.8036 | 48216.5612 | 46835.0896 | 38546.5558 | 33181.1607 | 25068.1815 | 26621.9243 | 25831.815 | 25179.1765 | 23428.9646 | 20681.4404 | 17043.6686 | 14415.8379 | 12046.2907
QLD1 | Brown Coal | 0 | 0 | 0 | 0 | 0 | 0 | 0 | 0 | 0 | 0 | 0 | 0 | 0 | 0 | 0 | 0 | 0 | 0 | 0 | 0 | 0 | 0 | 0 | 0 | 0
QLD1 | CCGT | 1568.5667 | 1176.4358 | 1176.4385 | 1328.7495 | 1309.0455 | 1309.0453 | 1309.0453 | 1309.0454 | 1309.0453 | 1309.0456 | 1309.0457 | 2073.8971 | 2495.2075 | 1739.2428 | 4703.6453 | 2420.504 | 3297.8761 | 3559.0035 | 3190.68 | 2827.1954 | 3413.1727 | 3969.2748 | 3802.285 | 3203.3762 | 1691.2649
QLD1 | Gas - Steam | 0 | 0 | 0 | 0 | 0 | 0 | 0 | 0 | 0 | 0 | 0 | 0 | 0 | 0 | 0 | 0 | 0 | 0 | 0 | 0 | 0 | 0 | 0 | 0 | 0
QLD1 | OCGT / Diesel | 13.7898 | 0.0023635 | 0.75178 | 3.4551 | 0.0021087 | 0.48539 | 0.0022055 | 1.5329 | 0.0023223 | 2.6837 | 0.30704 | 11.8327 | 6.9919 | 0.75007 | 68.7796 | 144.5766 | 156.7134 | 61.6352 | 235.2656 | 134.653 | 276.7744 | 551.6476 | 739.0151 | 694.1476 | 1055.3943
QLD1 | Hydro | 686.2249 | 682.9217 | 682.869 | 677.2672 | 673.4667 | 672.0981 | 672.1318 | 662.3696 | 664.0839 | 660.1856 | 660.362 | 656.0544 | 652.498 | 649.2193 | 648.8996 | 641.9529 | 240.966 | 240.3072 | 239.4748 | 237.2311 | 237.6647 | 0 | 0 | 0 | 0
QLD1 | Wind | 2071.1262 | 3562.3754 | 4867.6287 | 4452.0303 | 5140.6317 | 5468.3062 | 8018.0778 | 12911.6531 | 13317.8 | 13604.2771 | 12494.7386 | 12261.4021 | 11048.1479 | 12805.0899 | 18211.0917 | 25754.8625 | 33199.4158 | 32598.1654 | 33340.1639 | 30896.1298 | 29605.6068 | 26989.9477 | 33017.9834 | 34740.3844 | 37423.2098
QLD1 | Solar PV | 5651.0461 | 7988.7693 | 8054.4028 | 7690.7476 | 7518.3763 | 7990.3529 | 8461.8675 | 7098.4392 | 9067.7708 | 9432.5959 | 9828.7869 | 9785.9201 | 9406.4114 | 9204.5299 | 10190.918 | 9839.13 | 9605.3955 | 10562.8995 | 11028.2573 | 11482.8392 | 11381.0905 | 11701.5416 | 11080.2667 | 11430.4535 | 11328.7932
QLD1 | LS Battery | 54.5909 | 63.0427 | 77.2448 | 82.4249 | 73.7827 | 81.389 | 84.0909 | 85.5853 | 111.0218 | 88.2664 | 86.726 | 91.346 | 324.731 | 326.5161 | 912.3927 | 917.9664 | 888.2175 | 887.2389 | 897.1344 | 887.3017 | 1698.0492 | 1691.3503 | 1660.1534 | 1801.5749 | 1809.2693
QLD1 | Pumped Hydro | 104.7507 | 36.3573 | 117.6009 | 106.5071 | 71.9674 | 129.3622 | 158.5401 | 194.3715 | 325.676 | 461.1978 | 349.7846 | 748.6693 | 726.0013 | 654.5022 | 662.0569 | 658.9623 | 2091.5642 | 2141.3309 | 2274.4196 | 2145.6748 | 2204.5413 | 2150.6915 | 2041.993 | 2579.8639 | 2593.6869
QLD1 | VPP | 14.8576 | 14.0645 | 14.9475 | 25.4863 | 34.2485 | 47.9324 | 61.5302 | 76.569 | 127.194 | 108.4518 | 116.9259 | 147.9747 | 159.7778 | 182.7548 | 195.9478 | 219.054 | 224.9068 | 241.7657 | 268.5979 | 278.3542 | 288.157 | 301.038 | 313.9076 | 322.2563 | 336.1274
Total excluding storage |  | 61720.7193 | 59630.6682 | 63066.3638 | 63276.0453 | 61519.9905 | 61916.1869 | 62883.1511 | 62452.4217 | 65046.9475 | 65230.6038 | 64026.3562 | 71315.91 | 71825.818 | 71233.9216 | 72369.8901 | 71982.1868 | 71568.5483 | 73643.9351 | 73865.6566 | 70757.225 | 68343.2737 | 63893.8521 | 65683.2188 | 64484.1996 | 63544.9528
Region | Technology | 2021-22 | 2022-23 | 2023-24 | 2024-25 | 2025-26 | 2026-27 | 2027-28 | 2028-29 | 2029-30 | 2030-31 | 2031-32 | 2032-33 | 2033-34 | 2034-35 | 2035-36 | 2036-37 | 2037-38 | 2038-39 | 2039-40 | 2040-41 | 2041-42 | 2042-43 | 2043-44 | 2044-45 | 2045-46
VIC1 | Black Coal | 0 | 0 | 0 | 0 | 0 | 0 | 0 | 0 | 0 | 0 | 0 | 0 | 0 | 0 | 0 | 0 | 0 | 0 | 0 | 0 | 0 | 0 | 0 | 0 | 0
VIC1 | Brown Coal | 33727.2938 | 30947.5067 | 33310.0587 | 33878.5765 | 34644.7991 | 34130.5461 | 32545.927 | 33078.1298 | 29286.3188 | 29650.9298 | 27108.9299 | 24288.0911 | 24392.2698 | 24560.3297 | 24125.321 | 23442.3693 | 22208.2322 | 21213.2686 | 22351.5747 | 23387.3257 | 23193.1599 | 22860.0723 | 23005.448 | 22774.3407 | 23096.9108
VIC1 | CCGT | 0 | 0.0011944 | 0.0013337 | 0.0013533 | 0.0013327 | 0.0013691 | 0.0014153 | 0.0014765 | 0.0016386 | 0.0018525 | 0.0019063 | 0.0029631 | 0.0032354 | 0.0031557 | 0.0036152 | 0.0035064 | 0.0046235 | 0.0048466 | 0.0055025 | 0.0051974 | 0.0071005 | 0.007334 | 0.0073236 | 0.0089195 | 0.0090068
VIC1 | Gas - Steam | 25.5354 | 22.6564 | 31.5676 | 7.7989 | 0.00049463 | 6.9217 | 2.029 | 0.0004145 | 0.64436 | 1.9058 | 9.2009 | 42.5627 | 27.2879 | 49.5236 | 181.5508 | 79.3383 | 149.1883 | 153.1714 | 0 | 0 | 0 | 0 | 0 | 0 | 0
VIC1 | OCGT / Diesel | 12.2418 | 26.6819 | 21.0256 | 8.0232 | 0.0026829 | 2.6371 | 0.82509 | 0.0029447 | 0.0031972 | 0.15591 | 2.5223 | 10.4575 | 0.18457 | 1.0434 | 49.6334 | 31.1816 | 61.8436 | 14.7204 | 88.1909 | 60.617 | 132.9535 | 102.07 | 362.8838 | 383.0324 | 286.2982
VIC1 | Hydro | 2870.0818 | 2837.4891 | 2599.7375 | 3294.2436 | 3387.0702 | 3152.2498 | 3229.5877 | 4026.1628 | 3235.4504 | 2778.872 | 2780.0984 | 2513.8019 | 3084.6149 | 3176.8041 | 3011.2747 | 2999.3889 | 3779.4993 | 3139.6358 | 2695.3674 | 2681.0003 | 2432.3476 | 2973.8896 | 3071.6426 | 2894.0691 | 2903.7331
VIC1 | Wind | 11650.0569 | 14217.7278 | 12479.9147 | 13010.3339 | 14040.3778 | 14775.1757 | 15249.6557 | 14340.281 | 14659.7507 | 14383.0241 | 16337.5078 | 14053.3032 | 14200.9244 | 14568.0159 | 15885.5807 | 16032.5142 | 16403.9739 | 16308.9615 | 15818.3674 | 16424.4779 | 15529.1181 | 18323.5541 | 18194.141 | 18785.7008 | 18395.6996
VIC1 | Solar PV | 2389.1063 | 2378.423 | 2473.3323 | 2363.4334 | 3866.8962 | 4084.1079 | 4338.645 | 8825.4631 | 9193.6775 | 9379.3399 | 9344.4814 | 9703.4548 | 9183.9359 | 8891.9912 | 9350.4481 | 9511.4229 | 8829.0858 | 9178.298 | 9390.232 | 9333.2632 | 9720.0582 | 9195.479 | 8922.4935 | 9092.1648 | 9166.3721
VIC1 | LS Battery | 39.0014 | 44.3172 | 39.9225 | 37.234 | 50.3117 | 48.6673 | 50.3198 | 41.681 | 36.591 | 41.6174 | 43.5948 | 39.3209 | 11.6285 | 11.8714 | 12.2415 | 12.5472 | 11.434 | 11.4296 | 11.117 | 11.6382 | 11.9435 | 11.6374 | 11.477 | 437.8664 | 442.7688
VIC1 | Pumped Hydro | 0 | 0 | 0 | 0.0033175 | 0.0038407 | 0.0040519 | 0.0042688 | 0.0045389 | 0.0045765 | 0.005216 | 0.0053985 | 0.0089468 | 0.0087132 | 0.0091082 | 0.011575 | 0.011859 | 0.014844 | 0.014925 | 0.025241 | 0.026629 | 0.051598 | 0.050121 | 0.050657 | 1599.5702 | 1620.8868
VIC1 | VPP | 16.0103 | 17.8596 | 18.2227 | 27.9207 | 46.1474 | 59.3182 | 76.8087 | 82.3834 | 103.0471 | 128.0736 | 155.636 | 158.0938 | 170.9451 | 200.9087 | 238.4697 | 264.7154 | 268.1461 | 287.3197 | 314.953 | 352.8083 | 352.5518 | 366.96 | 381.8072 | 406.9406 | 421.2587
Total excluding storage |  | 50674.316 | 50430.486 | 50915.6378 | 52562.4109 | 55939.1478 | 56151.6397 | 55366.6708 | 60270.0416 | 56375.8465 | 56194.2294 | 55582.7427 | 50611.6742 | 50889.2207 | 51247.7111 | 52603.8124 | 52096.2188 | 51431.8277 | 50008.0604 | 50343.738 | 51886.6893 | 51007.6444 | 53455.0724 | 53556.6164 | 53929.3167 | 53849.0229
Region | Technology | 2021-22 | 2022-23 | 2023-24 | 2024-25 | 2025-26 | 2026-27 | 2027-28 | 2028-29 | 2029-30 | 2030-31 | 2031-32 | 2032-33 | 2033-34 | 2034-35 | 2035-36 | 2036-37 | 2037-38 | 2038-39 | 2039-40 | 2040-41 | 2041-42 | 2042-43 | 2043-44 | 2044-45 | 2045-46
SA1 | Black Coal | 0 | 0 | 0 | 0 | 0 | 0 | 0 | 0 | 0 | 0 | 0 | 0 | 0 | 0 | 0 | 0 | 0 | 0 | 0 | 0 | 0 | 0 | 0 | 0 | 0
SA1 | Brown Coal | 0 | 0 | 0 | 0 | 0 | 0 | 0 | 0 | 0 | 0 | 0 | 0 | 0 | 0 | 0 | 0 | 0 | 0 | 0 | 0 | 0 | 0 | 0 | 0 | 0
SA1 | CCGT | 1354.3513 | 1149.3133 | 754.5874 | 463.4056 | 463.4056 | 463.4055 | 463.4056 | 463.4056 | 463.4057 | 463.4059 | 463.4059 | 1102.7887 | 1329.3514 | 838.548 | 1512.6804 | 805.0981 | 0.0063728 | 0.0064696 | 0.0066349 | 0.0062214 | 0.0085898 | 0.008873 | 0.0092006 | 0.010431 | 0.010525
SA1 | Gas - Steam | 756.1539 | 735.6459 | 770.8206 | 84.096 | 84.096 | 84.096 | 84.096 | 84.096 | 84.096 | 84.096 | 84.096 | 92.6489 | 84.0962 | 110.2216 | 0 | 0 | 0 | 0 | 0 | 0 | 0 | 0 | 0 | 0 | 0
SA1 | OCGT / Diesel | 77.0613 | 58.2109 | 127.1909 | 7.7277 | 0.6586 | 5.9395 | 1.8508 | 0.0035901 | 0.49545 | 1.7986 | 7.6024 | 172.6966 | 217.073 | 133.8556 | 468.4732 | 171.3314 | 531.108 | 576.1838 | 652.0256 | 508.9645 | 717.6631 | 796.2949 | 960.8866 | 172.446 | 136.165
SA1 | Hydro | 0 | 0 | 0 | 0 | 0 | 0 | 0 | 0 | 0 | 0 | 0 | 0 | 0 | 0 | 0 | 0 | 0 | 0 | 0 | 0 | 0 | 0 | 0 | 0 | 0
SA1 | Wind | 6345.0017 | 6766.9347 | 6053.3678 | 6127.3808 | 5805.45 | 6485.3381 | 6582.9023 | 6057.7228 | 6090.3628 | 6070.9761 | 6542.1138 | 8996.14 | 8525.1143 | 8169.504 | 9246.45 | 8702.7699 | 10129.0959 | 11166.4785 | 10316.9415 | 11293.94 | 10172.7645 | 10240.3506 | 9594.6959 | 11542.0795 | 10810.1346
SA1 | Solar PV | 970.9353 | 976.0206 | 991.6974 | 939.5869 | 912.0642 | 933.2175 | 969.4225 | 897.3904 | 962.0785 | 970.9451 | 977.3012 | 2262.2166 | 2156.8002 | 2089.0904 | 2169.2164 | 2303.8022 | 2166.5303 | 3032.7099 | 3096.0778 | 3116.3451 | 3585.196 | 3414.796 | 2973.0029 | 2747.0046 | 2830.0258
SA1 | LS Battery | 76.3409 | 76.6 | 80.7546 | 68.7001 | 70.478 | 72.0907 | 72.9407 | 65.2241 | 63.7477 | 67.1221 | 68.9702 | 677.5799 | 661.5931 | 652.9225 | 667.3233 | 679.6882 | 715.9693 | 705.8014 | 707.9955 | 709.7775 | 983.0003 | 966.4759 | 964.031 | 1570.1724 | 1633.7271
SA1 | Pumped Hydro | 0 | 0 | 0 | 0.0022853 | 0.0024807 | 0.0026574 | 0.00281 | 0.0029726 | 0.0031299 | 0.0034332 | 0.003597 | 0.0046621 | 0.0046093 | 0.0048735 | 0.0059088 | 0.0064207 | 0.012222 | 0.012332 | 0.012601 | 0.013086 | 0.01502 | 0.014748 | 0.014917 | 0.018173 | 0.018498
SA1 | VPP | 34.8555 | 29.8686 | 27.9424 | 29.2352 | 35.4012 | 40.2503 | 45.4644 | 48.6343 | 52.7495 | 62.9119 | 71.6002 | 69.7287 | 72.1878 | 75.6723 | 84.2695 | 90.2687 | 94.0151 | 98.4424 | 107.4524 | 115.7023 | 115.3272 | 120.2717 | 126.045 | 125.6637 | 130.4608
Total excluding storage |  | 9503.5035 | 9686.1254 | 8697.664 | 7622.1971 | 7265.6744 | 7971.9967 | 8101.6771 | 7502.6184 | 7600.4384 | 7591.2217 | 8074.5194 | 12626.4908 | 12312.4351 | 11341.2196 | 13396.82 | 11983.0016 | 12826.7405 | 14775.3788 | 14065.0515 | 14919.2558 | 14475.6322 | 14451.4504 | 13528.5946 | 14461.5405 | 13776.336
Region | Technology | 2021-22 | 2022-23 | 2023-24 | 2024-25 | 2025-26 | 2026-27 | 2027-28 | 2028-29 | 2029-30 | 2030-31 | 2031-32 | 2032-33 | 2033-34 | 2034-35 | 2035-36 | 2036-37 | 2037-38 | 2038-39 | 2039-40 | 2040-41 | 2041-42 | 2042-43 | 2043-44 | 2044-45 | 2045-46
TAS1 | Black Coal | 0 | 0 | 0 | 0 | 0 | 0 | 0 | 0 | 0 | 0 | 0 | 0 | 0 | 0 | 0 | 0 | 0 | 0 | 0 | 0 | 0 | 0 | 0 | 0 | 0
TAS1 | Brown Coal | 0 | 0 | 0 | 0 | 0 | 0 | 0 | 0 | 0 | 0 | 0 | 0 | 0 | 0 | 0 | 0 | 0 | 0 | 0 | 0 | 0 | 0 | 0 | 0 | 0
TAS1 | CCGT | 0 | 0.00095451 | 0.0012213 | 0.0012283 | 0.0011905 | 0.0012513 | 0.0012729 | 0.0013324 | 0.0015085 | 0.0017343 | 0.0016522 | 0.0021245 | 0.002207 | 0.0020694 | 0.0021307 | 0.0024412 | 0.0030853 | 0.0033026 | 0.0036249 | 0.0032794 | 0.0041998 | 0.0042893 | 0.0041299 | 0.0041125 | 0.0041651
TAS1 | Gas - Steam | 0 | 0 | 0 | 0 | 0 | 0 | 0 | 0 | 0 | 0 | 0 | 0 | 0 | 0 | 0 | 0 | 0 | 0 | 0 | 0 | 0 | 0 | 0 | 0 | 0
TAS1 | OCGT / Diesel | 0.00096936 | 0.00075102 | 0.00093127 | 0.00096223 | 0.00086844 | 0.00093122 | 0.00094325 | 0.00098354 | 0.0010806 | 0.0012638 | 0.0010914 | 0.047192 | 0.0015921 | 0.0013357 | 0.001495 | 0.31773 | 1.4669 | 0.12683 | 1.8699 | 0.0012858 | 1.1617 | 0.0018299 | 0.23654 | 2.7584 | 1.3664
TAS1 | Hydro | 7028.4345 | 10602.0995 | 7889.2448 | 8024.069 | 9618.83 | 8737.5028 | 8793.1288 | 9691.8715 | 8634.6437 | 6919.9709 | 10531.842 | 7730.1663 | 7899.6004 | 9479.2824 | 8648.5688 | 8604.9979 | 9550.5318 | 8499.5867 | 6859.9499 | 10285.1295 | 7608.6227 | 7775.132 | 9377.7335 | 8465.5888 | 8468.6992
TAS1 | Wind | 1796.0642 | 2039.3867 | 1901.8917 | 1845.7318 | 2026.9522 | 2061.0358 | 2109.7701 | 1866.0752 | 1831.4539 | 1795.6743 | 2043.3422 | 3393.8458 | 3362.5528 | 3598.2016 | 3635.3517 | 6186.4311 | 5718.4627 | 5968.2726 | 5846.9581 | 6358.3652 | 6363.1821 | 6341.8068 | 6747.3588 | 6463.5932 | 6557.3281
TAS1 | Solar PV | 0.00024289 | 0.00027893 | 0.0003526 | 0.00035137 | 0.00041489 | 0.00070819 | 0.00069985 | 0.00072864 | 0.001266 | 0.0024316 | 0.002144 | 0.0038054 | 0.0038862 | 0.0032089 | 0.0034833 | 0.0030849 | 0.0031658 | 0.0037455 | 0.0036934 | 0.0034597 | 0.0049449 | 0.0051373 | 0.0046134 | 0.0049088 | 0.0046181
TAS1 | LS Battery | 0.0023146 | 0.0029464 | 0.0026283 | 0.0026262 | 0.0028369 | 0.0039695 | 0.0053241 | 0.0057874 | 0.0054579 | 0.0073124 | 0.011688 | 0.009669 | 0.0091132 | 0.013179 | 0.012797 | 0.013677 | 0.01394 | 0.013346 | 0.018522 | 0.023262 | 0.021121 | 0.020505 | 0.023093 | 0.027588 | 0.027882
TAS1 | Pumped Hydro | 0 | 0 | 0 | 0.0035318 | 0.0044099 | 0.0043198 | 0.0047086 | 0.0049365 | 0.0047702 | 0.0043244 | 0.0058566 | 0.0053309 | 0.0052942 | 0.0069414 | 0.0072017 | 0.010862 | 0.017203 | 0.016621 | 0.031152 | 0.031439 | 0.03342 | 0.031312 | 0.032229 | 0.033786 | 0.033201
TAS1 | VPP | 0.11272 | 0.09195 | 0.13739 | 0.20337 | 0.24716 | 0.44079 | 0.52463 | 0.53838 | 0.46751 | 0.60187 | 0.29241 | 4.93 | 4.341 | 3.7331 | 6.1611 | 16.3882 | 18.2756 | 17.745 | 23.3914 | 20.1913 | 24.2695 | 22.5823 | 21.9494 | 22.9917 | 22.8164
Total excluding storage |  | 8824.4999 | 12641.4881 | 9791.139 | 9869.8033 | 11645.7846 | 10798.5415 | 10902.9018 | 11557.9497 | 10466.1014 | 8715.6506 | 12575.1891 | 11124.0652 | 11262.1609 | 13077.4906 | 12283.9276 | 14791.7523 | 15270.4678 | 14467.9932 | 12708.7853 | 16643.5027 | 13972.9757 | 14116.9501 | 16125.3376 | 14931.9494 | 15027.4025
Explicitly modelled pumping
Region | Technology | 2021-22 | 2022-23 | 2023-24 | 2024-25 | 2025-26 | 2026-27 | 2027-28 | 2028-29 | 2029-30 | 2030-31 | 2031-32 | 2032-33 | 2033-34 | 2034-35 | 2035-36 | 2036-37 | 2037-38 | 2038-39 | 2039-40 | 2040-41 | 2041-42 | 2042-43 | 2043-44 | 2044-45 | 2045-46
NEM | LS Battery pump | 209.2645 | 227.4627 | 243.9433 | 232.5644 | 240.4479 | 249.3833 | 256.4048 | 237.3059 | 261.3476 | 1261.8785 | 1313.5504 | 4448.5355 | 4633.148 | 4608.1247 | 6165.414 | 6241.3302 | 6031.4509 | 5972.3791 | 6047.6396 | 5961.9623 | 8553.5662 | 8806.6955 | 8725.7639 | 10431.6194 | 10502.1159
NEM | Pumped Hydro pump | 214.5127 | 146.6318 | 370.5795 | 536.2279 | 1116.3349 | 1313.4382 | 1667.3004 | 2426.7027 | 2872.0124 | 3916.9055 | 3230.4495 | 8640.1382 | 7358.2903 | 8350.8117 | 9059.7032 | 8602.063 | 12404.6812 | 12124.6111 | 13230.4225 | 13055.5367 | 13681.4795 | 12869.3616 | 12922.3787 | 16711.7741 | 16624.4852
NEM | VPP pump | 104.8977 | 113.416 | 105.9906 | 160.687 | 226.5145 | 287.3033 | 358.2999 | 410.4682 | 553.204 | 640.5335 | 742.2745 | 793.6628 | 849.0671 | 957.6189 | 1084.1426 | 1208.5483 | 1228.226 | 1305.2122 | 1431.2365 | 1525.312 | 1553.6216 | 1600.9178 | 1654.1394 | 1738.4884 | 1791.4715
Region | Technology | 2021-22 | 2022-23 | 2023-24 | 2024-25 | 2025-26 | 2026-27 | 2027-28 | 2028-29 | 2029-30 | 2030-31 | 2031-32 | 2032-33 | 2033-34 | 2034-35 | 2035-36 | 2036-37 | 2037-38 | 2038-39 | 2039-40 | 2040-41 | 2041-42 | 2042-43 | 2043-44 | 2044-45 | 2045-46
NSW1 | LS Battery pump | 0.018293 | 0.019421 | 0.019227 | 0.01923 | 0.019878 | 0.025887 | 0.031015 | 0.034269 | 0.03401 | 1019.0202 | 1066.8409 | 3450.741 | 3401.7002 | 3383.2433 | 4201.0441 | 4253.4098 | 4033.8138 | 3992.0347 | 4054.7773 | 3970.3092 | 5234.1223 | 5507.7959 | 5475.3515 | 5728.3681 | 5704.8404
NSW1 | Pumped Hydro pump | 66.2589 | 91.79 | 205.481 | 384.0641 | 1010.6043 | 1131.5291 | 1440.8004 | 2149.0144 | 2406.7465 | 3257.9019 | 2727.7152 | 7573.7475 | 6321.1238 | 7412.6251 | 8117.0384 | 7660.6557 | 9688.7608 | 9362.4925 | 10285.7436 | 10277.6876 | 10831.2269 | 10083.9621 | 10289.7275 | 11404.0627 | 11267.8271
NSW1 | VPP pump | 27.616 | 40.7777 | 34.0952 | 63.4534 | 90.3038 | 113.6488 | 141.9314 | 166.201 | 220.5045 | 288.3893 | 337.9489 | 346.759 | 371.0454 | 414.081 | 468.1262 | 515.5096 | 517.7653 | 547.9287 | 592.808 | 625.0256 | 637.8384 | 649.285 | 663.9401 | 708.2106 | 722.6858
Region | Technology | 2021-22 | 2022-23 | 2023-24 | 2024-25 | 2025-26 | 2026-27 | 2027-28 | 2028-29 | 2029-30 | 2030-31 | 2031-32 | 2032-33 | 2033-34 | 2034-35 | 2035-36 | 2036-37 | 2037-38 | 2038-39 | 2039-40 | 2040-41 | 2041-42 | 2042-43 | 2043-44 | 2044-45 | 2045-46
QLD1 | LS Battery pump | 67.206 | 77.7812 | 95.3145 | 101.7591 | 91.1537 | 100.4162 | 103.816 | 105.6607 | 137.064 | 108.9709 | 107.358 | 112.4839 | 400.9025 | 404.1317 | 1125.3853 | 1133.2919 | 1099.5912 | 1092.3303 | 1107.5734 | 1098.4605 | 2093.6193 | 2087.9924 | 2049.3875 | 2224.1568 | 2233.6659
QLD1 | Pumped Hydro pump | 148.2538 | 54.8419 | 165.0985 | 152.1524 | 105.7173 | 181.8953 | 226.4852 | 277.6728 | 465.2503 | 658.9875 | 502.7157 | 1066.367 | 1037.1432 | 938.1604 | 942.634 | 941.3709 | 2715.8651 | 2762.0636 | 2944.5929 | 2777.7598 | 2850.1278 | 2785.2791 | 2632.5291 | 3308.1819 | 3330.4868
QLD1 | VPP pump | 17.4382 | 16.5025 | 17.5396 | 29.9133 | 40.1915 | 56.2606 | 72.2216 | 89.8749 | 149.3546 | 127.2832 | 137.2242 | 173.7173 | 187.5675 | 214.5496 | 230.003 | 257.1336 | 263.9748 | 283.7511 | 315.2511 | 326.692 | 338.189 | 353.3074 | 368.4116 | 378.1964 | 394.4767
Region | Technology | 2021-22 | 2022-23 | 2023-24 | 2024-25 | 2025-26 | 2026-27 | 2027-28 | 2028-29 | 2029-30 | 2030-31 | 2031-32 | 2032-33 | 2033-34 | 2034-35 | 2035-36 | 2036-37 | 2037-38 | 2038-39 | 2039-40 | 2040-41 | 2041-42 | 2042-43 | 2043-44 | 2044-45 | 2045-46
VIC1 | LS Battery pump | 48.0264 | 54.8534 | 49.1463 | 45.9679 | 62.1979 | 59.9984 | 62.2639 | 51.3173 | 45.3148 | 51.2388 | 53.9615 | 48.4209 | 14.3389 | 14.656 | 15.1129 | 15.4904 | 14.116 | 14.1527 | 13.6827 | 14.4101 | 14.7031 | 14.4092 | 14.1272 | 540.5759 | 546.6281
VIC1 | Pumped Hydro pump | 0 | 0 | 0 | 0.0041526 | 0.0048033 | 0.0050585 | 0.0053503 | 0.005664 | 0.0057306 | 0.0065112 | 0.0067599 | 0.011186 | 0.010882 | 0.011396 | 0.014446 | 0.014832 | 0.018557 | 0.018701 | 0.031498 | 0.033418 | 0.064368 | 0.062833 | 0.063143 | 1999.4645 | 2026.1069
VIC1 | VPP pump | 18.7907 | 20.9643 | 21.3885 | 32.7707 | 54.1813 | 69.6406 | 90.1783 | 96.6958 | 120.9188 | 150.3346 | 182.7299 | 185.5745 | 200.6545 | 235.8249 | 279.9096 | 310.7307 | 314.7041 | 337.1902 | 369.6197 | 414.1077 | 413.7626 | 430.6731 | 448.0997 | 477.6274 | 494.4296
Region | Technology | 2021-22 | 2022-23 | 2023-24 | 2024-25 | 2025-26 | 2026-27 | 2027-28 | 2028-29 | 2029-30 | 2030-31 | 2031-32 | 2032-33 | 2033-34 | 2034-35 | 2035-36 | 2036-37 | 2037-38 | 2038-39 | 2039-40 | 2040-41 | 2041-42 | 2042-43 | 2043-44 | 2044-45 | 2045-46
SA1 | LS Battery pump | 94.0109 | 94.805 | 99.46 | 84.815 | 87.0729 | 88.9379 | 90.2873 | 80.2865 | 78.928 | 82.6396 | 85.3756 | 836.8777 | 816.1952 | 806.0773 | 823.8559 | 839.1212 | 883.9127 | 873.8449 | 871.5834 | 878.7537 | 1211.0955 | 1196.4727 | 1186.8692 | 1938.4845 | 2016.9471
SA1 | Pumped Hydro pump | 0 | 0 | 0 | 0.0028613 | 0.0031014 | 0.0033186 | 0.0035204 | 0.0037101 | 0.0039193 | 0.004286 | 0.0044999 | 0.0058294 | 0.0057586 | 0.0060909 | 0.0073808 | 0.0080302 | 0.015273 | 0.015463 | 0.015701 | 0.016418 | 0.018714 | 0.018485 | 0.018604 | 0.022741 | 0.023093
SA1 | VPP pump | 40.9256 | 35.0689 | 32.8112 | 34.3187 | 41.5586 | 47.2492 | 53.3693 | 57.0848 | 61.9058 | 73.8499 | 84.0617 | 81.8502 | 84.7341 | 88.8194 | 98.9114 | 105.9544 | 110.3457 | 115.5353 | 126.1135 | 135.8097 | 135.3589 | 141.1665 | 147.9488 | 147.4905 | 153.1242
Region | Technology | 2021-22 | 2022-23 | 2023-24 | 2024-25 | 2025-26 | 2026-27 | 2027-28 | 2028-29 | 2029-30 | 2030-31 | 2031-32 | 2032-33 | 2033-34 | 2034-35 | 2035-36 | 2036-37 | 2037-38 | 2038-39 | 2039-40 | 2040-41 | 2041-42 | 2042-43 | 2043-44 | 2044-45 | 2045-46
TAS1 | LS Battery pump | 0.0028579 | 0.0036397 | 0.0032439 | 0.0032417 | 0.0035032 | 0.0049003 | 0.0065751 | 0.0071454 | 0.0067403 | 0.0090219 | 0.014446 | 0.011934 | 0.011238 | 0.016284 | 0.015802 | 0.016884 | 0.017194 | 0.016495 | 0.022847 | 0.028754 | 0.026058 | 0.025298 | 0.028513 | 0.034077 | 0.034402
TAS1 | Pumped Hydro pump | 0 | 0 | 0 | 0.004419 | 0.0055184 | 0.0053956 | 0.0058924 | 0.0061713 | 0.0059687 | 0.0053884 | 0.0073435 | 0.0066568 | 0.0066019 | 0.0086946 | 0.0090102 | 0.013601 | 0.02146 | 0.020849 | 0.03886 | 0.039477 | 0.041688 | 0.039053 | 0.040298 | 0.042291 | 0.04143
TAS1 | VPP pump | 0.12723 | 0.10267 | 0.15611 | 0.23097 | 0.27947 | 0.50415 | 0.59925 | 0.61171 | 0.52042 | 0.67652 | 0.30987 | 5.7617 | 5.0657 | 4.3441 | 7.1924 | 19.22 | 21.4361 | 20.8068 | 27.4442 | 23.6769 | 28.4727 | 26.4858 | 25.7392 | 26.9634 | 26.7552
Non-controllable capacity
Region | Technology | 2021-22 | 2022-23 | 2023-24 | 2024-25 | 2025-26 | 2026-27 | 2027-28 | 2028-29 | 2029-30 | 2030-31 | 2031-32 | 2032-33 | 2033-34 | 2034-35 | 2035-36 | 2036-37 | 2037-38 | 2038-39 | 2039-40 | 2040-41 | 2041-42 | 2042-43 | 2043-44 | 2044-45 | 2045-46
NEM | Distributed PV | 14793.5077 | 16021.2064 | 16800.7844 | 16848.595 | 16846.8348 | 18430.6745 | 18884.2522 | 17230.7008 | 18628.8199 | 19783.4291 | 20678.0051 | 21364.8166 | 21717.6889 | 22493.0256 | 26155.2607 | 28075.5649 | 26053.3394 | 28449.8978 | 30549.8988 | 32459.4252 | 34111.2663 | 34853.9278 | 35593.4061 | 39910.5068 | 41748.3404
NEM | Behind the meter battery | 210.4126 | 247.2236 | 288.0639 | 328.519 | 359.6673 | 376.8017 | 395.9161 | 412.3832 | 489.2032 | 473.9697 | 477.6098 | 492.6612 | 509.7078 | 557.1753 | 630.7653 | 670.8262 | 717.5319 | 773.5383 | 838.3961 | 866.6803 | 893.4895 | 919.2839 | 947.1863 | 969.7857 | 995.6744
NEM | Behind the meter battery pump | 247.5462 | 290.8492 | 338.9023 | 386.4957 | 423.139 | 443.296 | 465.7884 | 485.1556 | 575.526 | 557.6112 | 561.8896 | 579.6008 | 599.6568 | 655.4991 | 742.0803 | 789.206 | 844.1558 | 910.0565 | 986.3489 | 1019.6171 | 1051.1763 | 1081.513 | 1114.3336 | 1140.9226 | 1171.385
Region | Technology | 2021-22 | 2022-23 | 2023-24 | 2024-25 | 2025-26 | 2026-27 | 2027-28 | 2028-29 | 2029-30 | 2030-31 | 2031-32 | 2032-33 | 2033-34 | 2034-35 | 2035-36 | 2036-37 | 2037-38 | 2038-39 | 2039-40 | 2040-41 | 2041-42 | 2042-43 | 2043-44 | 2044-45 | 2045-46
NSW1 | Distributed PV | 3873.4986 | 4395.2062 | 4512.972 | 4613.0142 | 4559.9588 | 5115.1451 | 5116.6382 | 4652.3714 | 4899.4055 | 5287.4035 | 5629.4469 | 5665.9964 | 5928.5442 | 6176.5482 | 7550.1544 | 8055.1639 | 7477.215 | 7984.1655 | 8733.0757 | 9518.9943 | 9751.6316 | 10183.6999 | 10375.5219 | 12053.5093 | 12479.9438
NSW1 | Behind the meter battery | 76.7379 | 95.0804 | 115.2351 | 136.2626 | 151.4782 | 159.9993 | 169.1827 | 178.3515 | 213.8581 | 205.7832 | 208.8703 | 215.0408 | 222.2741 | 241.4172 | 271.6905 | 287.0025 | 306.5687 | 329.057 | 354.9867 | 365.2888 | 375.351 | 384.8133 | 395.2759 | 403.4053 | 412.7616
NSW1 | Behind the meter battery pump | 90.28 | 111.8597 | 135.572 | 160.3092 | 178.2105 | 188.2351 | 199.0394 | 209.8251 | 251.5963 | 242.0963 | 245.73 | 252.9909 | 261.4985 | 284.0185 | 319.6356 | 337.6488 | 360.6687 | 387.1258 | 417.6283 | 429.7524 | 441.5908 | 452.7211 | 465.0298 | 474.5942 | 485.602
Region | Technology | 2021-22 | 2022-23 | 2023-24 | 2024-25 | 2025-26 | 2026-27 | 2027-28 | 2028-29 | 2029-30 | 2030-31 | 2031-32 | 2032-33 | 2033-34 | 2034-35 | 2035-36 | 2036-37 | 2037-38 | 2038-39 | 2039-40 | 2040-41 | 2041-42 | 2042-43 | 2043-44 | 2044-45 | 2045-46
QLD1 | Distributed PV | 5373.9114 | 5979.0118 | 6222.5021 | 6214.7556 | 6502.5865 | 7139.7646 | 7400.2189 | 6437.8362 | 7227.7118 | 7716.6354 | 8362.5819 | 8530.9385 | 8521.9139 | 8978.5478 | 10053.1221 | 10616.868 | 9299.7162 | 10470.8365 | 11215.1753 | 12229.5881 | 12602.8111 | 12636.8466 | 13266.2852 | 14603.3564 | 15196.465
QLD1 | Behind the meter battery | 32.0528 | 40.0604 | 48.3401 | 58.6217 | 67.3695 | 71.7764 | 77.5336 | 82.4781 | 100.7188 | 97.7842 | 98.6447 | 101.8498 | 106.4428 | 115.4212 | 129.7512 | 140.2598 | 149.8545 | 162.4161 | 177.5812 | 184.4034 | 191.247 | 197.964 | 205.3227 | 211.5878 | 218.6455
QLD1 | Behind the meter battery pump | 37.7103 | 47.1294 | 56.8699 | 68.9669 | 79.2573 | 84.4428 | 91.2181 | 97.0323 | 118.4909 | 115.0393 | 116.054 | 119.8233 | 125.2276 | 135.7888 | 152.6499 | 165.0112 | 176.3002 | 191.0804 | 208.9192 | 216.9439 | 224.9952 | 232.8992 | 241.5568 | 248.9265 | 257.2325
Region | Technology | 2021-22 | 2022-23 | 2023-24 | 2024-25 | 2025-26 | 2026-27 | 2027-28 | 2028-29 | 2029-30 | 2030-31 | 2031-32 | 2032-33 | 2033-34 | 2034-35 | 2035-36 | 2036-37 | 2037-38 | 2038-39 | 2039-40 | 2040-41 | 2041-42 | 2042-43 | 2043-44 | 2044-45 | 2045-46
VIC1 | Distributed PV | 3381.217 | 3438.922 | 3786.1018 | 3795.9653 | 3668.1766 | 3974.895 | 4103.7045 | 3965.7227 | 4239.009 | 4487.1455 | 4391.4008 | 4800.2867 | 4933.7264 | 5065.4514 | 6056.4613 | 6720.2034 | 6644.3721 | 7202.1949 | 7728.1244 | 7758.1172 | 8600.1678 | 8822.7257 | 8763.6343 | 9779.7372 | 10350.2633
VIC1 | Behind the meter battery | 34.91 | 42.8456 | 52.8608 | 64.0114 | 73.2856 | 79.9491 | 85.8894 | 90.2935 | 110.4218 | 108.2459 | 109.1014 | 114.8891 | 119.7569 | 135.9895 | 158.8634 | 169.6716 | 183.0993 | 198.6787 | 216.6975 | 225.989 | 233.8783 | 241.472 | 249.3924 | 256.3488 | 263.434
VIC1 | Behind the meter battery pump | 41.0696 | 50.4066 | 62.1898 | 75.3085 | 86.2174 | 94.0566 | 101.0471 | 106.228 | 129.9076 | 127.3474 | 128.3529 | 135.1616 | 140.8919 | 159.9887 | 186.901 | 199.6142 | 215.4102 | 233.7476 | 254.9417 | 265.8673 | 275.1625 | 284.0873 | 293.4021 | 301.5836 | 309.9244
Region | Technology | 2021-22 | 2022-23 | 2023-24 | 2024-25 | 2025-26 | 2026-27 | 2027-28 | 2028-29 | 2029-30 | 2030-31 | 2031-32 | 2032-33 | 2033-34 | 2034-35 | 2035-36 | 2036-37 | 2037-38 | 2038-39 | 2039-40 | 2040-41 | 2041-42 | 2042-43 | 2043-44 | 2044-45 | 2045-46
SA1 | Distributed PV | 1931.1391 | 1968.7267 | 2028.3211 | 1972.5022 | 1876.886 | 1947.5398 | 2012.939 | 1929.6842 | 2015.5169 | 2040.6615 | 2046.353 | 2110.2021 | 2069.9799 | 2006.5609 | 2181.6857 | 2345.346 | 2291.8752 | 2440.928 | 2507.7698 | 2578.7589 | 2755.9454 | 2792.7099 | 2774.3506 | 3015.9738 | 3250.645
SA1 | Behind the meter battery | 62.5362 | 64.2296 | 65.7734 | 62.7453 | 59.9884 | 57.1485 | 54.9634 | 52.5945 | 53.7685 | 52.1192 | 50.9605 | 50.353 | 50.4148 | 52.2689 | 56.6092 | 59.2602 | 62.409 | 66.7302 | 71.275 | 72.7678 | 74.436 | 76.1389 | 77.927 | 78.9375 | 81.029
SA1 | Behind the meter battery pump | 73.5718 | 75.5627 | 77.3836 | 73.8196 | 70.5753 | 67.2339 | 64.6643 | 61.8746 | 63.254 | 61.3185 | 59.9502 | 59.2393 | 59.3105 | 61.4935 | 66.5984 | 69.7179 | 73.4224 | 78.5071 | 83.8523 | 85.6053 | 87.5715 | 89.5742 | 91.6781 | 92.8697 | 95.3272
Region | Technology | 2021-22 | 2022-23 | 2023-24 | 2024-25 | 2025-26 | 2026-27 | 2027-28 | 2028-29 | 2029-30 | 2030-31 | 2031-32 | 2032-33 | 2033-34 | 2034-35 | 2035-36 | 2036-37 | 2037-38 | 2038-39 | 2039-40 | 2040-41 | 2041-42 | 2042-43 | 2043-44 | 2044-45 | 2045-46
TAS1 | Distributed PV | 233.7416 | 239.3397 | 250.8876 | 252.3578 | 239.2268 | 253.3301 | 250.7516 | 245.0863 | 247.1768 | 251.5831 | 248.2225 | 257.3928 | 263.5245 | 265.9175 | 313.8371 | 337.9836 | 340.161 | 351.7729 | 365.7535 | 373.9668 | 400.7104 | 417.9457 | 413.614 | 457.93 | 471.0233
TAS1 | Behind the meter battery | 4.1756 | 5.0076 | 5.8544 | 6.878 | 7.5457 | 7.9284 | 8.347 | 8.6655 | 10.4359 | 10.0372 | 10.0327 | 10.5284 | 10.8192 | 12.0785 | 13.8509 | 14.6321 | 15.6004 | 16.6563 | 17.8556 | 18.2314 | 18.5773 | 18.8958 | 19.2683 | 19.5063 | 19.8042
TAS1 | Behind the meter battery pump | 4.9144 | 5.8908 | 6.887 | 8.0916 | 8.8784 | 9.3276 | 9.8195 | 10.1956 | 12.2773 | 11.8097 | 11.8025 | 12.3858 | 12.7282 | 14.2096 | 16.2953 | 17.214 | 18.3543 | 19.5957 | 21.0074 | 21.4482 | 21.8563 | 22.2312 | 22.6668 | 22.9486 | 23.2989

## Option1_Capacity
Installed capacity by technology (MW) - SWNSW Option 1, Central Scenario
Capacity calculated on 1 July. In early study years some wind and solar projects enter later in the financial year and are therefore reflected in the following financial year's capacity.
Explicitly modelled generation
Region | Technology | 2021-22 | 2022-23 | 2023-24 | 2024-25 | 2025-26 | 2026-27 | 2027-28 | 2028-29 | 2029-30 | 2030-31 | 2031-32 | 2032-33 | 2033-34 | 2034-35 | 2035-36 | 2036-37 | 2037-38 | 2038-39 | 2039-40 | 2040-41 | 2041-42 | 2042-43 | 2043-44 | 2044-45 | 2045-46
NEM | Black Coal | 18386 | 17886 | 16386 | 16386 | 16386 | 16386 | 16386 | 15686 | 14366 | 14366 | 14366 | 11486 | 11486 | 11486 | 7066 | 6366 | 5216 | 5216 | 5216 | 5216 | 5216 | 3152 | 2787 | 2422 | 2057
NEM | Brown Coal | 4775 | 4775 | 4775 | 4775 | 4775 | 4775 | 4775 | 4775 | 4412.5 | 4050 | 3687.5 | 3325 | 3325 | 3325 | 3325 | 3325 | 3325 | 3325 | 3325 | 3325 | 3325 | 3325 | 3325 | 3325 | 3325
NEM | CCGT | 3138.899 | 3138.9003 | 2958.9005 | 2958.9005 | 2958.9005 | 2958.9005 | 2958.9005 | 2958.9006 | 2958.9006 | 2958.9009 | 2958.901 | 2958.902 | 2958.9021 | 2958.9021 | 2958.9037 | 2573.9038 | 2045.6291 | 2045.6292 | 1902.2294 | 1902.2294 | 1902.2303 | 2954.4428 | 2514.4431 | 2329.4449 | 1684.945
NEM | Gas - Steam | 1420 | 1300 | 1300 | 1300 | 1300 | 1300 | 1300 | 1300 | 1300 | 1300 | 1300 | 1300 | 1300 | 1300 | 500 | 500 | 500 | 500 | 0 | 0 | 0 | 0 | 0 | 0 | 0
NEM | OCGT / Diesel | 6712.6436 | 6712.6436 | 6712.6439 | 6712.6439 | 6712.644 | 6712.6441 | 6712.6442 | 6712.6443 | 6712.6444 | 6306.6445 | 6306.6447 | 6072.3051 | 5622.3053 | 5505.3054 | 5472.183 | 5472.1836 | 6210.6597 | 6210.6597 | 5770.6606 | 5650.6607 | 5650.6611 | 5556.6611 | 5556.6614 | 4859.1106 | 4859.1107
NEM | Hydro | 7132.9 | 7132.9 | 7132.9 | 7132.9 | 7132.9 | 7132.9 | 7132.9 | 7132.9 | 7132.9 | 7132.9 | 7132.9 | 7132.9 | 7132.9 | 7132.9 | 7132.9 | 7132.9 | 7046.5 | 7046.5 | 7046.5 | 7046.5 | 7046.5 | 6980.5 | 6980.5 | 6980.5 | 6980.5
NEM | Wind | 9211.348 | 10298.169 | 10748.1734 | 10821.5844 | 10998.1972 | 11056.5884 | 11525.2554 | 12947.1956 | 13120.4476 | 13074.4553 | 13074.4555 | 14466.0189 | 14372.8235 | 15069.8832 | 19059.276 | 21180.4166 | 25313.4463 | 25189.533 | 24892.2883 | 24234.489 | 25273.0514 | 27496.678 | 27186.628 | 27323.2364 | 27083.0655
NEM | Solar PV | 6184.1179 | 8258.7043 | 8258.7049 | 8258.7052 | 8950.9424 | 8950.9508 | 9198.4475 | 11198.4469 | 11678.6799 | 12070.1057 | 12070.1104 | 14975.5888 | 14975.5892 | 14975.5893 | 16348.5952 | 16255.468 | 19245.5042 | 19407.4218 | 19407.4218 | 19407.4271 | 21665.2002 | 23070.9137 | 22849.7213 | 22504.582 | 23095.4546
NEM | LS Battery | 342.3385 | 362.3385 | 362.3385 | 362.3385 | 362.3386 | 362.3421 | 362.3457 | 362.3478 | 362.3478 | 1026.4909 | 1026.4919 | 3260.7774 | 3391.7781 | 3366.7781 | 4401.0599 | 4401.0599 | 4458.6261 | 4458.6261 | 4458.6296 | 4458.6296 | 6315.1719 | 6566.8408 | 6566.8418 | 7694.6158 | 7684.6163
NEM | Pumped Hydro | 810 | 810 | 810 | 810.0088 | 2850.0093 | 2850.0097 | 2850.0101 | 2850.0106 | 2850.0113 | 2850.0125 | 2850.013 | 2850.0183 | 2850.0186 | 2850.0191 | 2850.0288 | 2850.037 | 4351.8749 | 4351.8752 | 4351.8868 | 4351.8869 | 4541.9394 | 4541.9397 | 4541.9398 | 5508.1956 | 5508.1959
NEM | VPP | 111.18 | 111.16 | 111.33 | 162.02 | 220.44 | 280.5 | 348.62 | 422.24 | 567.39 | 609.66 | 665.34 | 733.8 | 796.56 | 901.56 | 1042.95 | 1129.9 | 1219.35 | 1324.56 | 1443.71 | 1507.8 | 1567.61 | 1625.45 | 1684.1 | 1743.07 | 1804.06
Total excluding storage |  | 56960.9085 | 59502.3173 | 58272.3226 | 58345.734 | 59214.5841 | 59272.9838 | 59989.1476 | 62711.0874 | 61682.0726 | 61259.0064 | 60896.5116 | 61716.7149 | 61173.5202 | 61753.58 | 61862.8579 | 62805.872 | 68902.7393 | 68940.7437 | 67560.1001 | 66782.3061 | 70078.643 | 72536.1956 | 71199.9538 | 69743.874 | 69085.0758
Region | Technology | 2021-22 | 2022-23 | 2023-24 | 2024-25 | 2025-26 | 2026-27 | 2027-28 | 2028-29 | 2029-30 | 2030-31 | 2031-32 | 2032-33 | 2033-34 | 2034-35 | 2035-36 | 2036-37 | 2037-38 | 2038-39 | 2039-40 | 2040-41 | 2041-42 | 2042-43 | 2043-44 | 2044-45 | 2045-46
NSW1 | Black Coal | 10260 | 9760 | 8260 | 8260 | 8260 | 8260 | 8260 | 8260 | 6940 | 6940 | 6940 | 4060 | 4060 | 4060 | 1320 | 1320 | 1320 | 1320 | 1320 | 1320 | 1320 | 0 | 0 | 0 | 0
NSW1 | Brown Coal | 0 | 0 | 0 | 0 | 0 | 0 | 0 | 0 | 0 | 0 | 0 | 0 | 0 | 0 | 0 | 0 | 0 | 0 | 0 | 0 | 0 | 0 | 0 | 0 | 0
NSW1 | CCGT | 624.999 | 624.9994 | 624.9994 | 624.9994 | 624.9994 | 624.9994 | 624.9994 | 624.9994 | 624.9994 | 624.9995 | 624.9995 | 625 | 625 | 625 | 625.0012 | 625.0012 | 625.725 | 625.725 | 625.725 | 625.725 | 625.725 | 1677.9372 | 1237.9374 | 1052.9384 | 1052.9384
NSW1 | Gas - Steam | 0 | 0 | 0 | 0 | 0 | 0 | 0 | 0 | 0 | 0 | 0 | 0 | 0 | 0 | 0 | 0 | 0 | 0 | 0 | 0 | 0 | 0 | 0 | 0 | 0
NSW1 | OCGT / Diesel | 1438.0024 | 1438.0024 | 1438.0024 | 1438.0024 | 1438.0024 | 1438.0024 | 1438.0025 | 1438.0025 | 1438.0025 | 1438.0026 | 1438.0026 | 1438.0028 | 1438.0028 | 1438.0028 | 1484.88 | 1484.88 | 2223.35 | 2223.3501 | 2223.3504 | 2223.3504 | 2223.3506 | 2223.3507 | 2223.3509 | 1693.2169 | 1693.2169
NSW1 | Hydro | 2525 | 2525 | 2525 | 2525 | 2525 | 2525 | 2525 | 2525 | 2525 | 2525 | 2525 | 2525 | 2525 | 2525 | 2525 | 2525 | 2525 | 2525 | 2525 | 2525 | 2525 | 2525 | 2525 | 2525 | 2525
NSW1 | Wind | 1902.45 | 2129.254 | 2129.2547 | 2129.2553 | 2129.2557 | 2129.2561 | 2129.2561 | 2129.2567 | 2129.2573 | 2129.2595 | 2129.2596 | 2129.2846 | 2229.2792 | 2926.337 | 5194.4236 | 5147.924 | 5682.2618 | 5563.7146 | 5563.715 | 5203.2151 | 5489.7619 | 6268.7763 | 5973.7964 | 5973.7968 | 5973.798
NSW1 | Solar PV | 2711.5205 | 3976.1048 | 3976.1051 | 3976.1051 | 3976.1057 | 3976.1065 | 3976.1066 | 3976.1066 | 3976.1068 | 4367.53 | 4367.5315 | 6783.8749 | 6783.8751 | 6783.8751 | 8005.981 | 8005.9812 | 10393.4782 | 10243.1986 | 10243.1986 | 10243.2011 | 12326.1311 | 13448.9198 | 13515.7265 | 13515.727 | 14201.8613
NSW1 | LS Battery | 0.0051095 | 0.0051115 | 0.0051117 | 0.0051118 | 0.0051155 | 0.0069595 | 0.0085009 | 0.0094139 | 0.0094154 | 694.1304 | 694.1308 | 2398.0704 | 2398.0712 | 2398.0712 | 2925.8779 | 2925.8779 | 2925.8781 | 2925.8781 | 2925.8783 | 2925.8784 | 3831.8086 | 4083.476 | 4083.4769 | 4083.5797 | 4083.5799
NSW1 | Pumped Hydro | 240 | 240 | 240 | 240.005 | 2280.0051 | 2280.0052 | 2280.0054 | 2280.0055 | 2280.0057 | 2280.0066 | 2280.0068 | 2280.0094 | 2280.0095 | 2280.0096 | 2280.016 | 2280.0204 | 3178.402 | 3178.4021 | 3178.4047 | 3178.4048 | 3368.4457 | 3368.4458 | 3368.4458 | 3503.1008 | 3503.1009
NSW1 | VPP | 40.53 | 42.74 | 44.51 | 67.17 | 92.81 | 119.04 | 148.92 | 182.5 | 247.95 | 264.57 | 290.81 | 320.06 | 347.08 | 390.23 | 448.62 | 482.92 | 520.02 | 562.7 | 610.26 | 634.78 | 657.54 | 679.59 | 701.81 | 724.04 | 746.84
Total excluding storage |  | 19461.9718 | 20453.3606 | 18953.3616 | 18953.3623 | 18953.3633 | 18953.3644 | 18953.3645 | 18953.3652 | 17633.366 | 18024.7916 | 18024.7932 | 17561.1622 | 17661.1571 | 18358.2149 | 19155.2858 | 19108.7864 | 22769.815 | 22500.9882 | 22500.9889 | 22140.4916 | 24509.9687 | 26143.984 | 25475.8112 | 24760.6791 | 25446.8146
Region | Technology | 2021-22 | 2022-23 | 2023-24 | 2024-25 | 2025-26 | 2026-27 | 2027-28 | 2028-29 | 2029-30 | 2030-31 | 2031-32 | 2032-33 | 2033-34 | 2034-35 | 2035-36 | 2036-37 | 2037-38 | 2038-39 | 2039-40 | 2040-41 | 2041-42 | 2042-43 | 2043-44 | 2044-45 | 2045-46
QLD1 | Black Coal | 8126 | 8126 | 8126 | 8126 | 8126 | 8126 | 8126 | 7426 | 7426 | 7426 | 7426 | 7426 | 7426 | 7426 | 5746 | 5046 | 3896 | 3896 | 3896 | 3896 | 3896 | 3152 | 2787 | 2422 | 2057
QLD1 | Brown Coal | 0 | 0 | 0 | 0 | 0 | 0 | 0 | 0 | 0 | 0 | 0 | 0 | 0 | 0 | 0 | 0 | 0 | 0 | 0 | 0 | 0 | 0 | 0 | 0 | 0
QLD1 | CCGT | 1596.9 | 1596.9003 | 1596.9003 | 1596.9003 | 1596.9003 | 1596.9003 | 1596.9003 | 1596.9003 | 1596.9003 | 1596.9003 | 1596.9004 | 1596.9005 | 1596.9005 | 1596.9005 | 1596.9008 | 1211.9008 | 1211.9015 | 1211.9015 | 1068.5015 | 1068.5015 | 1068.5016 | 1068.5019 | 1068.5019 | 1068.502 | 424.002
QLD1 | Gas - Steam | 0 | 0 | 0 | 0 | 0 | 0 | 0 | 0 | 0 | 0 | 0 | 0 | 0 | 0 | 0 | 0 | 0 | 0 | 0 | 0 | 0 | 0 | 0 | 0 | 0
QLD1 | OCGT / Diesel | 1909.0003 | 1909.0003 | 1909.0003 | 1909.0004 | 1909.0004 | 1909.0004 | 1909.0004 | 1909.0004 | 1909.0005 | 1909.0005 | 1909.0005 | 1909.0006 | 1629.0006 | 1512.0007 | 1512.0009 | 1512.0013 | 1512.0056 | 1512.0056 | 1512.0056 | 1512.0056 | 1512.0056 | 1512.0057 | 1512.0057 | 1369.0057 | 1369.0057
QLD1 | Hydro | 152.4 | 152.4 | 152.4 | 152.4 | 152.4 | 152.4 | 152.4 | 152.4 | 152.4 | 152.4 | 152.4 | 152.4 | 152.4 | 152.4 | 152.4 | 152.4 | 66 | 66 | 66 | 66 | 66 | 0 | 0 | 0 | 0
QLD1 | Wind | 648.408 | 1148.4139 | 1598.4142 | 1598.4145 | 1598.4149 | 1656.8053 | 2058.0423 | 3286.3269 | 3550.3752 | 3550.3752 | 3550.3752 | 3550.3755 | 3550.3756 | 3550.3772 | 5075.3566 | 6864.3779 | 9050.9877 | 9050.9879 | 9050.9881 | 9050.9882 | 9050.9885 | 9443.945 | 9872.0292 | 10336.5824 | 10489.8132
QLD1 | Solar PV | 2130.0584 | 2940.0591 | 2940.0591 | 2940.0591 | 2940.0602 | 2940.0667 | 3112.156 | 3112.1561 | 3592.388 | 3592.388 | 3592.388 | 3592.3881 | 3592.3882 | 3592.3882 | 3743.2882 | 3622.2883 | 4216.4832 | 4216.4833 | 4216.4834 | 4216.486 | 4216.4862 | 4498.894 | 4345.894 | 4247.7541 | 4183.5948
QLD1 | LS Battery | 102.0008 | 122.0008 | 122.0008 | 122.0008 | 122.0008 | 122.0013 | 122.0018 | 122.0023 | 122.0023 | 122.0079 | 122.0079 | 122.1208 | 308.4507 | 308.4507 | 814.9258 | 814.9258 | 814.9258 | 814.9258 | 814.9258 | 814.9258 | 1520.2778 | 1520.279 | 1520.279 | 1632.1672 | 1632.1672
QLD1 | Pumped Hydro | 570 | 570 | 570 | 570.0009 | 570.001 | 570.0011 | 570.0012 | 570.0013 | 570.0016 | 570.0016 | 570.0016 | 570.0025 | 570.0026 | 570.0026 | 570.0047 | 570.007 | 1173.457 | 1173.457 | 1173.4571 | 1173.4571 | 1173.4576 | 1173.4577 | 1173.4577 | 1377.2181 | 1377.2182
QLD1 | VPP | 16.93 | 18.01 | 18.68 | 28.89 | 41.27 | 53.4 | 68.26 | 84.4 | 116.79 | 125.72 | 137.39 | 151.66 | 166.31 | 186.69 | 214.38 | 236.16 | 254.38 | 277.95 | 305.54 | 320.72 | 335.3 | 349.87 | 364.83 | 380 | 395.82
Total excluding storage |  | 14562.7667 | 15872.7737 | 16322.774 | 16322.7742 | 16322.7757 | 16381.1727 | 16954.499 | 17482.7837 | 18227.0639 | 18227.064 | 18227.0641 | 18227.0647 | 17947.065 | 17830.0666 | 17825.9465 | 18408.9683 | 19953.3781 | 19953.3784 | 19809.9786 | 19809.9814 | 19809.9819 | 19675.3465 | 19585.4307 | 19443.8442 | 18523.4156
Region | Technology | 2021-22 | 2022-23 | 2023-24 | 2024-25 | 2025-26 | 2026-27 | 2027-28 | 2028-29 | 2029-30 | 2030-31 | 2031-32 | 2032-33 | 2033-34 | 2034-35 | 2035-36 | 2036-37 | 2037-38 | 2038-39 | 2039-40 | 2040-41 | 2041-42 | 2042-43 | 2043-44 | 2044-45 | 2045-46
VIC1 | Black Coal | 0 | 0 | 0 | 0 | 0 | 0 | 0 | 0 | 0 | 0 | 0 | 0 | 0 | 0 | 0 | 0 | 0 | 0 | 0 | 0 | 0 | 0 | 0 | 0 | 0
VIC1 | Brown Coal | 4775 | 4775 | 4775 | 4775 | 4775 | 4775 | 4775 | 4775 | 4412.5 | 4050 | 3687.5 | 3325 | 3325 | 3325 | 3325 | 3325 | 3325 | 3325 | 3325 | 3325 | 3325 | 3325 | 3325 | 3325 | 3325
VIC1 | CCGT | 0 | 0.0002279 | 0.00025209 | 0.00025636 | 0.00025676 | 0.00026326 | 0.00027192 | 0.0002845 | 0.00031474 | 0.00035371 | 0.00036451 | 0.00054762 | 0.00058964 | 0.00059162 | 0.00065867 | 0.00065955 | 0.00085651 | 0.00088107 | 0.00099243 | 0.0009931 | 0.0013102 | 0.0013235 | 0.0013297 | 0.001719 | 0.0017219
VIC1 | Gas - Steam | 500 | 500 | 500 | 500 | 500 | 500 | 500 | 500 | 500 | 500 | 500 | 500 | 500 | 500 | 500 | 500 | 500 | 500 | 0 | 0 | 0 | 0 | 0 | 0 | 0
VIC1 | OCGT / Diesel | 1900.0003 | 1900.0003 | 1900.0003 | 1900.0004 | 1900.0004 | 1900.0004 | 1900.0004 | 1900.0004 | 1900.0005 | 1900.0005 | 1900.0005 | 1900.0006 | 1730.0006 | 1730.0006 | 1730.0007 | 1730.0007 | 1730.0009 | 1730.0009 | 1290.0012 | 1290.0012 | 1290.0013 | 1196.0013 | 1196.0013 | 1196.0052 | 1196.0052
VIC1 | Hydro | 2279 | 2279 | 2279 | 2279 | 2279 | 2279 | 2279 | 2279 | 2279 | 2279 | 2279 | 2279 | 2279 | 2279 | 2279 | 2279 | 2279 | 2279 | 2279 | 2279 | 2279 | 2279 | 2279 | 2279 | 2279
VIC1 | Wind | 3928.53 | 4288.5331 | 4288.5336 | 4361.9435 | 4538.5554 | 4538.5555 | 4605.9854 | 4799.638 | 4799.638 | 4799.638 | 4799.638 | 4799.6399 | 4799.6414 | 4799.6416 | 4988.566 | 4988.5663 | 5597.7945 | 5177.8135 | 5177.8145 | 4919.5146 | 5393.0636 | 6444.7188 | 6120.9206 | 5808.921 | 5758.7178
VIC1 | Solar PV | 964.5375 | 964.5377 | 964.5378 | 964.538 | 1656.7729 | 1656.773 | 1732.1799 | 3732.1792 | 3732.1792 | 3732.1792 | 3732.1792 | 3732.1792 | 3732.1792 | 3732.1792 | 3732.1793 | 3732.1793 | 3732.1795 | 3732.1799 | 3732.1799 | 3732.1799 | 3744.5452 | 3745.0618 | 3745.0619 | 3633.062 | 3601.9592
VIC1 | LS Battery | 75.3308 | 75.3308 | 75.3308 | 75.3308 | 75.3308 | 75.3313 | 75.3319 | 75.3321 | 75.3321 | 75.3385 | 75.3385 | 75.3483 | 20.0183 | 20.0183 | 20.0183 | 20.0183 | 20.0183 | 20.0183 | 20.0183 | 20.0184 | 20.0284 | 20.0285 | 20.0285 | 388.1033 | 388.1034
VIC1 | Pumped Hydro | 0 | 0 | 0 | 0.0010287 | 0.0011471 | 0.0012135 | 0.0012814 | 0.0013833 | 0.0014217 | 0.001633 | 0.0016744 | 0.0029092 | 0.0029335 | 0.0029691 | 0.0037953 | 0.0038268 | 0.0050915 | 0.0051589 | 0.0088319 | 0.0088632 | 0.017972 | 0.018057 | 0.018075 | 627.8574 | 627.8574
VIC1 | VPP | 18.45 | 19.27 | 20.45 | 31.59 | 44.96 | 59.56 | 75.68 | 92.48 | 128.17 | 139.31 | 152.07 | 171.31 | 187.38 | 220.46 | 263.25 | 286.31 | 311.98 | 341.14 | 374 | 393.51 | 411.24 | 427.72 | 444.35 | 461.13 | 478.54
Total excluding storage |  | 14347.0677 | 14707.0714 | 14707.0719 | 14780.4821 | 15649.3289 | 15649.3291 | 15792.166 | 17985.8179 | 17623.318 | 17260.818 | 16898.3181 | 16535.8203 | 16365.8218 | 16365.822 | 16554.7466 | 16554.747 | 17163.9758 | 16743.9952 | 15803.9965 | 15545.6967 | 16031.6114 | 16989.7832 | 16665.9851 | 16241.9899 | 16160.684
Region | Technology | 2021-22 | 2022-23 | 2023-24 | 2024-25 | 2025-26 | 2026-27 | 2027-28 | 2028-29 | 2029-30 | 2030-31 | 2031-32 | 2032-33 | 2033-34 | 2034-35 | 2035-36 | 2036-37 | 2037-38 | 2038-39 | 2039-40 | 2040-41 | 2041-42 | 2042-43 | 2043-44 | 2044-45 | 2045-46
SA1 | Black Coal | 0 | 0 | 0 | 0 | 0 | 0 | 0 | 0 | 0 | 0 | 0 | 0 | 0 | 0 | 0 | 0 | 0 | 0 | 0 | 0 | 0 | 0 | 0 | 0 | 0
SA1 | Brown Coal | 0 | 0 | 0 | 0 | 0 | 0 | 0 | 0 | 0 | 0 | 0 | 0 | 0 | 0 | 0 | 0 | 0 | 0 | 0 | 0 | 0 | 0 | 0 | 0 | 0
SA1 | CCGT | 709 | 709.0002 | 529.0003 | 529.0003 | 529.0003 | 529.0003 | 529.0003 | 529.0003 | 529.0003 | 529.0004 | 529.0004 | 529.0006 | 529.0006 | 529.0006 | 529.0007 | 529.0007 | 0.0012053 | 0.0012072 | 0.0012118 | 0.0012124 | 0.001609 | 0.0016184 | 0.0016789 | 0.0020295 | 0.0020307
SA1 | Gas - Steam | 920 | 800 | 800 | 800 | 800 | 800 | 800 | 800 | 800 | 800 | 800 | 800 | 800 | 800 | 0 | 0 | 0 | 0 | 0 | 0 | 0 | 0 | 0 | 0 | 0
SA1 | OCGT / Diesel | 1287.6403 | 1287.6403 | 1287.6405 | 1287.6405 | 1287.6405 | 1287.6405 | 1287.6405 | 1287.6405 | 1287.6405 | 881.6405 | 881.6405 | 647.3007 | 647.3007 | 647.3007 | 567.3007 | 567.3008 | 567.3023 | 567.3023 | 567.3023 | 567.3023 | 567.3023 | 567.3023 | 567.3023 | 542.8811 | 542.8811
SA1 | Hydro | 0 | 0 | 0 | 0 | 0 | 0 | 0 | 0 | 0 | 0 | 0 | 0 | 0 | 0 | 0 | 0 | 0 | 0 | 0 | 0 | 0 | 0 | 0 | 0 | 0
SA1 | Wind | 2158.76 | 2158.7659 | 2158.7675 | 2158.7677 | 2158.7677 | 2158.7681 | 2158.7681 | 2158.7699 | 2067.9714 | 2021.9744 | 2021.9745 | 3076.9034 | 2883.7118 | 2883.712 | 2891.1143 | 2706.3167 | 3475.4964 | 3803.792 | 3506.5457 | 3467.5459 | 3607.1838 | 3607.1843 | 3487.8283 | 3625.4826 | 3282.2829
SA1 | Solar PV | 378.0014 | 378.0024 | 378.0026 | 378.0027 | 378.0032 | 378.0041 | 378.0044 | 378.0044 | 378.0051 | 378.0071 | 378.0103 | 867.1444 | 867.1445 | 867.1445 | 867.1446 | 895.017 | 903.3611 | 1215.5575 | 1215.5576 | 1215.5577 | 1378.0344 | 1378.0346 | 1243.0354 | 1108.0356 | 1108.0358
SA1 | LS Battery | 165.001 | 165.001 | 165.001 | 165.001 | 165.001 | 165.0013 | 165.0019 | 165.0021 | 165.0021 | 135.0099 | 135.01 | 665.2321 | 665.2321 | 640.2321 | 640.2321 | 640.2321 | 697.7977 | 697.7977 | 697.7977 | 697.7977 | 943.0471 | 943.0472 | 943.0472 | 1590.7534 | 1580.7535
SA1 | Pumped Hydro | 0 | 0 | 0 | 0.00068725 | 0.00073357 | 0.00078524 | 0.0008287 | 0.00087911 | 0.00093904 | 0.0010425 | 0.0010831 | 0.0014693 | 0.0014895 | 0.0015345 | 0.0018661 | 0.0020052 | 0.0040918 | 0.0041148 | 0.0041356 | 0.0041561 | 0.0048853 | 0.0049241 | 0.0049381 | 0.0061056 | 0.0061327
SA1 | VPP | 33.06 | 28.89 | 25.43 | 30.98 | 36.77 | 42.6 | 48.41 | 53.99 | 62.37 | 67.15 | 71.1 | 75.09 | 78.89 | 84.65 | 93.82 | 99.88 | 106.51 | 114.28 | 123.2 | 127.1 | 130.98 | 134.89 | 138.9 | 142.88 | 147.01
Total excluding storage |  | 5453.4017 | 5333.4089 | 5153.4109 | 5153.4111 | 5153.4117 | 5153.4129 | 5153.4133 | 5153.4151 | 5062.6173 | 4610.6224 | 4610.6257 | 5920.3491 | 5727.1576 | 5727.1578 | 4854.5603 | 4697.6353 | 4946.161 | 5586.653 | 5289.4067 | 5250.407 | 5552.5221 | 5552.5229 | 5298.1677 | 5276.4013 | 4933.2019
Region | Technology | 2021-22 | 2022-23 | 2023-24 | 2024-25 | 2025-26 | 2026-27 | 2027-28 | 2028-29 | 2029-30 | 2030-31 | 2031-32 | 2032-33 | 2033-34 | 2034-35 | 2035-36 | 2036-37 | 2037-38 | 2038-39 | 2039-40 | 2040-41 | 2041-42 | 2042-43 | 2043-44 | 2044-45 | 2045-46
TAS1 | Black Coal | 0 | 0 | 0 | 0 | 0 | 0 | 0 | 0 | 0 | 0 | 0 | 0 | 0 | 0 | 0 | 0 | 0 | 0 | 0 | 0 | 0 | 0 | 0 | 0 | 0
TAS1 | Brown Coal | 0 | 0 | 0 | 0 | 0 | 0 | 0 | 0 | 0 | 0 | 0 | 0 | 0 | 0 | 0 | 0 | 0 | 0 | 0 | 0 | 0 | 0 | 0 | 0 | 0
TAS1 | CCGT | 208 | 208.0002 | 208.0002 | 208.0002 | 208.0002 | 208.0002 | 208.0002 | 208.0003 | 208.0003 | 208.0003 | 208.0003 | 208.0004 | 208.0004 | 208.0004 | 208.0004 | 208.0005 | 208.0006 | 208.0006 | 208.0007 | 208.0007 | 208.0008 | 208.0008 | 208.0008 | 208.0008 | 208.0008
TAS1 | Gas - Steam | 0 | 0 | 0 | 0 | 0 | 0 | 0 | 0 | 0 | 0 | 0 | 0 | 0 | 0 | 0 | 0 | 0 | 0 | 0 | 0 | 0 | 0 | 0 | 0 | 0
TAS1 | OCGT / Diesel | 178.0003 | 178.0003 | 178.0003 | 178.0003 | 178.0004 | 178.0004 | 178.0004 | 178.0004 | 178.0005 | 178.0005 | 178.0005 | 178.0006 | 178.0006 | 178.0006 | 178.0007 | 178.0007 | 178.0009 | 178.0009 | 178.0011 | 58.0011 | 58.0012 | 58.0012 | 58.0012 | 58.0016 | 58.0016
TAS1 | Hydro | 2176.5 | 2176.5 | 2176.5 | 2176.5 | 2176.5 | 2176.5 | 2176.5 | 2176.5 | 2176.5 | 2176.5 | 2176.5 | 2176.5 | 2176.5 | 2176.5 | 2176.5 | 2176.5 | 2176.5 | 2176.5 | 2176.5 | 2176.5 | 2176.5 | 2176.5 | 2176.5 | 2176.5 | 2176.5
TAS1 | Wind | 573.2 | 573.2021 | 573.2034 | 573.2034 | 573.2034 | 573.2035 | 573.2035 | 573.2042 | 573.2058 | 573.2082 | 573.2082 | 909.8155 | 909.8155 | 909.8155 | 909.8155 | 1473.2316 | 1506.9058 | 1593.2251 | 1593.2251 | 1593.2251 | 1732.0535 | 1732.0536 | 1732.0536 | 1578.4537 | 1578.4537
TAS1 | Solar PV | 0.00018066 | 0.00024979 | 0.00026371 | 0.00026385 | 0.00036685 | 0.00051599 | 0.0005407 | 0.0005552 | 0.00080049 | 0.001374 | 0.0013746 | 0.0021755 | 0.0021763 | 0.0021765 | 0.0021771 | 0.0021885 | 0.0022037 | 0.0024438 | 0.002446 | 0.002447 | 0.0033234 | 0.0034428 | 0.0034443 | 0.0034519 | 0.003459
TAS1 | LS Battery | 0.00078103 | 0.00079019 | 0.00079024 | 0.00079026 | 0.00079134 | 0.0012097 | 0.0016639 | 0.0018444 | 0.0018446 | 0.0042681 | 0.0047501 | 0.0057412 | 0.0057448 | 0.0057459 | 0.0057467 | 0.005747 | 0.0060615 | 0.0060625 | 0.0093239 | 0.0093581 | 0.010072 | 0.010108 | 0.010194 | 0.012189 | 0.012297
TAS1 | Pumped Hydro | 0 | 0 | 0 | 0.0011927 | 0.0013312 | 0.0013817 | 0.0014741 | 0.0015608 | 0.0016114 | 0.0016563 | 0.0018588 | 0.0020559 | 0.0021323 | 0.0022902 | 0.002462 | 0.0038086 | 0.0067087 | 0.0067755 | 0.011974 | 0.012007 | 0.013159 | 0.013194 | 0.013229 | 0.013263 | 0.013299
TAS1 | VPP | 2.21 | 2.25 | 2.26 | 3.39 | 4.63 | 5.9 | 7.35 | 8.87 | 12.11 | 12.91 | 13.97 | 15.68 | 16.9 | 19.53 | 22.88 | 24.63 | 26.46 | 28.49 | 30.71 | 31.69 | 32.55 | 33.38 | 34.21 | 35.02 | 35.85
Total excluding storage |  | 3135.7005 | 3135.7028 | 3135.7042 | 3135.7043 | 3135.7044 | 3135.7046 | 3135.7047 | 3135.7055 | 3135.7074 | 3135.7104 | 3135.7104 | 3472.3186 | 3472.3186 | 3472.3187 | 3472.3187 | 4035.7349 | 4069.4095 | 4155.729 | 4155.7293 | 4035.7294 | 4174.5589 | 4174.5591 | 4174.5591 | 4020.9596 | 4020.9597
Explicitly modelled pumping
Region | Technology | 2021-22 | 2022-23 | 2023-24 | 2024-25 | 2025-26 | 2026-27 | 2027-28 | 2028-29 | 2029-30 | 2030-31 | 2031-32 | 2032-33 | 2033-34 | 2034-35 | 2035-36 | 2036-37 | 2037-38 | 2038-39 | 2039-40 | 2040-41 | 2041-42 | 2042-43 | 2043-44 | 2044-45 | 2045-46
NEM | LS Battery pump | 342.3385 | 362.3385 | 362.3385 | 362.3385 | 362.3386 | 362.3421 | 362.3457 | 362.3478 | 362.3478 | 1026.4909 | 1026.4919 | 3260.7774 | 3391.7781 | 3366.7781 | 4401.0599 | 4401.0599 | 4458.6261 | 4458.6261 | 4458.6296 | 4458.6296 | 6315.1719 | 6566.8408 | 6566.8418 | 7694.6158 | 7684.6163
NEM | Pumped Hydro pump | 1330 | 1330 | 1330 | 1330.0088 | 3370.0093 | 3370.0097 | 3370.0101 | 3370.0106 | 3370.0113 | 3370.0125 | 3370.013 | 3370.0183 | 3370.0186 | 3370.0191 | 3370.0288 | 3370.037 | 4871.8749 | 4871.8752 | 4871.8868 | 4871.8869 | 5061.9394 | 5061.9397 | 5061.9398 | 6028.1956 | 6028.1959
NEM | VPP pump | 111.18 | 111.16 | 111.33 | 162.02 | 220.44 | 280.5 | 348.62 | 422.24 | 567.39 | 609.66 | 665.34 | 733.8 | 796.56 | 901.56 | 1042.95 | 1129.9 | 1219.35 | 1324.56 | 1443.71 | 1507.8 | 1567.61 | 1625.45 | 1684.1 | 1743.07 | 1804.06
Region | Technology | 2021-22 | 2022-23 | 2023-24 | 2024-25 | 2025-26 | 2026-27 | 2027-28 | 2028-29 | 2029-30 | 2030-31 | 2031-32 | 2032-33 | 2033-34 | 2034-35 | 2035-36 | 2036-37 | 2037-38 | 2038-39 | 2039-40 | 2040-41 | 2041-42 | 2042-43 | 2043-44 | 2044-45 | 2045-46
NSW1 | LS Battery pump | 0.0051095 | 0.0051115 | 0.0051117 | 0.0051118 | 0.0051155 | 0.0069595 | 0.0085009 | 0.0094139 | 0.0094154 | 694.1304 | 694.1308 | 2398.0704 | 2398.0712 | 2398.0712 | 2925.8779 | 2925.8779 | 2925.8781 | 2925.8781 | 2925.8783 | 2925.8784 | 3831.8086 | 4083.476 | 4083.4769 | 4083.5797 | 4083.5799
NSW1 | Pumped Hydro pump | 840 | 840 | 840 | 840.005 | 2880.0051 | 2880.0052 | 2880.0054 | 2880.0055 | 2880.0057 | 2880.0066 | 2880.0068 | 2880.0094 | 2880.0095 | 2880.0096 | 2880.016 | 2880.0204 | 3778.402 | 3778.4021 | 3778.4047 | 3778.4048 | 3968.4457 | 3968.4458 | 3968.4458 | 4103.1008 | 4103.1009
NSW1 | VPP pump | 40.53 | 42.74 | 44.51 | 67.17 | 92.81 | 119.04 | 148.92 | 182.5 | 247.95 | 264.57 | 290.81 | 320.06 | 347.08 | 390.23 | 448.62 | 482.92 | 520.02 | 562.7 | 610.26 | 634.78 | 657.54 | 679.59 | 701.81 | 724.04 | 746.84
Region | Technology | 2021-22 | 2022-23 | 2023-24 | 2024-25 | 2025-26 | 2026-27 | 2027-28 | 2028-29 | 2029-30 | 2030-31 | 2031-32 | 2032-33 | 2033-34 | 2034-35 | 2035-36 | 2036-37 | 2037-38 | 2038-39 | 2039-40 | 2040-41 | 2041-42 | 2042-43 | 2043-44 | 2044-45 | 2045-46
QLD1 | LS Battery pump | 102.0008 | 122.0008 | 122.0008 | 122.0008 | 122.0008 | 122.0013 | 122.0018 | 122.0023 | 122.0023 | 122.0079 | 122.0079 | 122.1208 | 308.4507 | 308.4507 | 814.9258 | 814.9258 | 814.9258 | 814.9258 | 814.9258 | 814.9258 | 1520.2778 | 1520.279 | 1520.279 | 1632.1672 | 1632.1672
QLD1 | Pumped Hydro pump | 490 | 490 | 490 | 490.0009 | 490.001 | 490.0011 | 490.0012 | 490.0013 | 490.0016 | 490.0016 | 490.0016 | 490.0025 | 490.0026 | 490.0026 | 490.0047 | 490.007 | 1093.457 | 1093.457 | 1093.4571 | 1093.4571 | 1093.4576 | 1093.4577 | 1093.4577 | 1297.2181 | 1297.2182
QLD1 | VPP pump | 16.93 | 18.01 | 18.68 | 28.89 | 41.27 | 53.4 | 68.26 | 84.4 | 116.79 | 125.72 | 137.39 | 151.66 | 166.31 | 186.69 | 214.38 | 236.16 | 254.38 | 277.95 | 305.54 | 320.72 | 335.3 | 349.87 | 364.83 | 380 | 395.82
Region | Technology | 2021-22 | 2022-23 | 2023-24 | 2024-25 | 2025-26 | 2026-27 | 2027-28 | 2028-29 | 2029-30 | 2030-31 | 2031-32 | 2032-33 | 2033-34 | 2034-35 | 2035-36 | 2036-37 | 2037-38 | 2038-39 | 2039-40 | 2040-41 | 2041-42 | 2042-43 | 2043-44 | 2044-45 | 2045-46
VIC1 | LS Battery pump | 75.3308 | 75.3308 | 75.3308 | 75.3308 | 75.3308 | 75.3313 | 75.3319 | 75.3321 | 75.3321 | 75.3385 | 75.3385 | 75.3483 | 20.0183 | 20.0183 | 20.0183 | 20.0183 | 20.0183 | 20.0183 | 20.0183 | 20.0184 | 20.0284 | 20.0285 | 20.0285 | 388.1033 | 388.1034
VIC1 | Pumped Hydro pump | 0 | 0 | 0 | 0.0010287 | 0.0011471 | 0.0012135 | 0.0012814 | 0.0013833 | 0.0014217 | 0.001633 | 0.0016744 | 0.0029092 | 0.0029335 | 0.0029691 | 0.0037953 | 0.0038268 | 0.0050915 | 0.0051589 | 0.0088319 | 0.0088632 | 0.017972 | 0.018057 | 0.018075 | 627.8574 | 627.8574
VIC1 | VPP pump | 18.45 | 19.27 | 20.45 | 31.59 | 44.96 | 59.56 | 75.68 | 92.48 | 128.17 | 139.31 | 152.07 | 171.31 | 187.38 | 220.46 | 263.25 | 286.31 | 311.98 | 341.14 | 374 | 393.51 | 411.24 | 427.72 | 444.35 | 461.13 | 478.54
Region | Technology | 2021-22 | 2022-23 | 2023-24 | 2024-25 | 2025-26 | 2026-27 | 2027-28 | 2028-29 | 2029-30 | 2030-31 | 2031-32 | 2032-33 | 2033-34 | 2034-35 | 2035-36 | 2036-37 | 2037-38 | 2038-39 | 2039-40 | 2040-41 | 2041-42 | 2042-43 | 2043-44 | 2044-45 | 2045-46
SA1 | LS Battery pump | 165.001 | 165.001 | 165.001 | 165.001 | 165.001 | 165.0013 | 165.0019 | 165.0021 | 165.0021 | 135.0099 | 135.01 | 665.2321 | 665.2321 | 640.2321 | 640.2321 | 640.2321 | 697.7977 | 697.7977 | 697.7977 | 697.7977 | 943.0471 | 943.0472 | 943.0472 | 1590.7534 | 1580.7535
SA1 | Pumped Hydro pump | 0 | 0 | 0 | 0.00068725 | 0.00073357 | 0.00078524 | 0.0008287 | 0.00087911 | 0.00093904 | 0.0010425 | 0.0010831 | 0.0014693 | 0.0014895 | 0.0015345 | 0.0018661 | 0.0020052 | 0.0040918 | 0.0041148 | 0.0041356 | 0.0041561 | 0.0048853 | 0.0049241 | 0.0049381 | 0.0061056 | 0.0061327
SA1 | VPP pump | 33.06 | 28.89 | 25.43 | 30.98 | 36.77 | 42.6 | 48.41 | 53.99 | 62.37 | 67.15 | 71.1 | 75.09 | 78.89 | 84.65 | 93.82 | 99.88 | 106.51 | 114.28 | 123.2 | 127.1 | 130.98 | 134.89 | 138.9 | 142.88 | 147.01
Region | Technology | 2021-22 | 2022-23 | 2023-24 | 2024-25 | 2025-26 | 2026-27 | 2027-28 | 2028-29 | 2029-30 | 2030-31 | 2031-32 | 2032-33 | 2033-34 | 2034-35 | 2035-36 | 2036-37 | 2037-38 | 2038-39 | 2039-40 | 2040-41 | 2041-42 | 2042-43 | 2043-44 | 2044-45 | 2045-46
TAS1 | LS Battery pump | 0.00078103 | 0.00079019 | 0.00079024 | 0.00079026 | 0.00079134 | 0.0012097 | 0.0016639 | 0.0018444 | 0.0018446 | 0.0042681 | 0.0047501 | 0.0057412 | 0.0057448 | 0.0057459 | 0.0057467 | 0.005747 | 0.0060615 | 0.0060625 | 0.0093239 | 0.0093581 | 0.010072 | 0.010108 | 0.010194 | 0.012189 | 0.012297
TAS1 | Pumped Hydro pump | 0 | 0 | 0 | 0.0011927 | 0.0013312 | 0.0013817 | 0.0014741 | 0.0015608 | 0.0016114 | 0.0016563 | 0.0018588 | 0.0020559 | 0.0021323 | 0.0022902 | 0.002462 | 0.0038086 | 0.0067087 | 0.0067755 | 0.011974 | 0.012007 | 0.013159 | 0.013194 | 0.013229 | 0.013263 | 0.013299
TAS1 | VPP pump | 2.21 | 2.25 | 2.26 | 3.39 | 4.63 | 5.9 | 7.35 | 8.87 | 12.11 | 12.91 | 13.97 | 15.68 | 16.9 | 19.53 | 22.88 | 24.63 | 26.46 | 28.49 | 30.71 | 31.69 | 32.55 | 33.38 | 34.21 | 35.02 | 35.85
Non-controllable capacity
Region | Technology | 2021-22 | 2022-23 | 2023-24 | 2024-25 | 2025-26 | 2026-27 | 2027-28 | 2028-29 | 2029-30 | 2030-31 | 2031-32 | 2032-33 | 2033-34 | 2034-35 | 2035-36 | 2036-37 | 2037-38 | 2038-39 | 2039-40 | 2040-41 | 2041-42 | 2042-43 | 2043-44 | 2044-45 | 2045-46
NEM | Distributed PV | 0 | 0 | 0 | 0 | 0 | 0 | 0 | 0 | 0 | 0 | 0 | 0 | 0 | 0 | 0 | 0 | 0 | 0 | 0 | 0 | 0 | 0 | 0 | 0 | 0
NEM | Behind the meter battery | 544.7 | 647.3 | 764.3 | 905.6 | 1081.3 | 1289.9 | 1455.7 | 1635.5 | 1925.3 | 2247 | 2756.7 | 3073.8 | 3416.8 | 3717.5 | 4007.2 | 4270.9 | 4520.2 | 4758.3 | 4983.6 | 5202 | 5423.5 | 5651.2 | 5870.5 | 5983.1 | 6093.9
NEM | Behind the meter battery pump | 544.7 | 647.3 | 764.3 | 905.6 | 1081.3 | 1289.9 | 1455.7 | 1635.5 | 1925.3 | 2247 | 2756.7 | 3073.8 | 3416.8 | 3717.5 | 4007.2 | 4270.9 | 4520.2 | 4758.3 | 4983.6 | 5202 | 5423.5 | 5651.2 | 5870.5 | 5983.1 | 6093.9
Region | Technology | 2021-22 | 2022-23 | 2023-24 | 2024-25 | 2025-26 | 2026-27 | 2027-28 | 2028-29 | 2029-30 | 2030-31 | 2031-32 | 2032-33 | 2033-34 | 2034-35 | 2035-36 | 2036-37 | 2037-38 | 2038-39 | 2039-40 | 2040-41 | 2041-42 | 2042-43 | 2043-44 | 2044-45 | 2045-46
NSW1 | Distributed PV | 0 | 0 | 0 | 0 | 0 | 0 | 0 | 0 | 0 | 0 | 0 | 0 | 0 | 0 | 0 | 0 | 0 | 0 | 0 | 0 | 0 | 0 | 0 | 0 | 0
NSW1 | Behind the meter battery | 206.2 | 230.6 | 279.9 | 339.5 | 412.8 | 493.9 | 545.8 | 606.1 | 706.2 | 814.1 | 985.7 | 1082.6 | 1195.3 | 1293.4 | 1388.4 | 1472.6 | 1550.5 | 1624.8 | 1693.8 | 1760.5 | 1829.4 | 1900.5 | 1969.8 | 2006.5 | 2042.7
NSW1 | Behind the meter battery pump | 206.2 | 230.6 | 279.9 | 339.5 | 412.8 | 493.9 | 545.8 | 606.1 | 706.2 | 814.1 | 985.7 | 1082.6 | 1195.3 | 1293.4 | 1388.4 | 1472.6 | 1550.5 | 1624.8 | 1693.8 | 1760.5 | 1829.4 | 1900.5 | 1969.8 | 2006.5 | 2042.7
Region | Technology | 2021-22 | 2022-23 | 2023-24 | 2024-25 | 2025-26 | 2026-27 | 2027-28 | 2028-29 | 2029-30 | 2030-31 | 2031-32 | 2032-33 | 2033-34 | 2034-35 | 2035-36 | 2036-37 | 2037-38 | 2038-39 | 2039-40 | 2040-41 | 2041-42 | 2042-43 | 2043-44 | 2044-45 | 2045-46
QLD1 | Distributed PV | 0 | 0 | 0 | 0 | 0 | 0 | 0 | 0 | 0 | 0 | 0 | 0 | 0 | 0 | 0 | 0 | 0 | 0 | 0 | 0 | 0 | 0 | 0 | 0 | 0
QLD1 | Behind the meter battery | 92.7 | 104.9 | 129.2 | 159.1 | 194.9 | 236.7 | 269 | 303 | 354 | 433.7 | 547.4 | 624.5 | 711.1 | 789.4 | 864.8 | 936.1 | 1004.8 | 1069.3 | 1129.7 | 1188.8 | 1247.3 | 1307 | 1365.4 | 1395.4 | 1425
QLD1 | Behind the meter battery pump | 92.7 | 104.9 | 129.2 | 159.1 | 194.9 | 236.7 | 269 | 303 | 354 | 433.7 | 547.4 | 624.5 | 711.1 | 789.4 | 864.8 | 936.1 | 1004.8 | 1069.3 | 1129.7 | 1188.8 | 1247.3 | 1307 | 1365.4 | 1395.4 | 1425
Region | Technology | 2021-22 | 2022-23 | 2023-24 | 2024-25 | 2025-26 | 2026-27 | 2027-28 | 2028-29 | 2029-30 | 2030-31 | 2031-32 | 2032-33 | 2033-34 | 2034-35 | 2035-36 | 2036-37 | 2037-38 | 2038-39 | 2039-40 | 2040-41 | 2041-42 | 2042-43 | 2043-44 | 2044-45 | 2045-46
VIC1 | Distributed PV | 0 | 0 | 0 | 0 | 0 | 0 | 0 | 0 | 0 | 0 | 0 | 0 | 0 | 0 | 0 | 0 | 0 | 0 | 0 | 0 | 0 | 0 | 0 | 0 | 0
VIC1 | Behind the meter battery | 119.3 | 144.5 | 174.6 | 210.9 | 260.8 | 322.4 | 382 | 445 | 550.8 | 649.2 | 807.8 | 920.5 | 1028.7 | 1122.2 | 1211.6 | 1293.1 | 1372.3 | 1450.8 | 1527 | 1601 | 1676.6 | 1752.8 | 1824.8 | 1861.6 | 1898
VIC1 | Behind the meter battery pump | 119.3 | 144.5 | 174.6 | 210.9 | 260.8 | 322.4 | 382 | 445 | 550.8 | 649.2 | 807.8 | 920.5 | 1028.7 | 1122.2 | 1211.6 | 1293.1 | 1372.3 | 1450.8 | 1527 | 1601 | 1676.6 | 1752.8 | 1824.8 | 1861.6 | 1898
Region | Technology | 2021-22 | 2022-23 | 2023-24 | 2024-25 | 2025-26 | 2026-27 | 2027-28 | 2028-29 | 2029-30 | 2030-31 | 2031-32 | 2032-33 | 2033-34 | 2034-35 | 2035-36 | 2036-37 | 2037-38 | 2038-39 | 2039-40 | 2040-41 | 2041-42 | 2042-43 | 2043-44 | 2044-45 | 2045-46
SA1 | Distributed PV | 0 | 0 | 0 | 0 | 0 | 0 | 0 | 0 | 0 | 0 | 0 | 0 | 0 | 0 | 0 | 0 | 0 | 0 | 0 | 0 | 0 | 0 | 0 | 0 | 0
SA1 | Behind the meter battery | 111.8 | 150.7 | 160.9 | 172.1 | 183.3 | 200.8 | 217.2 | 234.2 | 260.6 | 289.5 | 343.7 | 367.6 | 395.9 | 420.5 | 444.3 | 465.4 | 483.5 | 499.7 | 515.1 | 529.6 | 544.1 | 560.6 | 576.1 | 583.3 | 590.2
SA1 | Behind the meter battery pump | 111.8 | 150.7 | 160.9 | 172.1 | 183.3 | 200.8 | 217.2 | 234.2 | 260.6 | 289.5 | 343.7 | 367.6 | 395.9 | 420.5 | 444.3 | 465.4 | 483.5 | 499.7 | 515.1 | 529.6 | 544.1 | 560.6 | 576.1 | 583.3 | 590.2
Region | Technology | 2021-22 | 2022-23 | 2023-24 | 2024-25 | 2025-26 | 2026-27 | 2027-28 | 2028-29 | 2029-30 | 2030-31 | 2031-32 | 2032-33 | 2033-34 | 2034-35 | 2035-36 | 2036-37 | 2037-38 | 2038-39 | 2039-40 | 2040-41 | 2041-42 | 2042-43 | 2043-44 | 2044-45 | 2045-46
TAS1 | Distributed PV | 0 | 0 | 0 | 0 | 0 | 0 | 0 | 0 | 0 | 0 | 0 | 0 | 0 | 0 | 0 | 0 | 0 | 0 | 0 | 0 | 0 | 0 | 0 | 0 | 0
TAS1 | Behind the meter battery | 14.7 | 16.6 | 19.7 | 24 | 29.5 | 36.1 | 41.7 | 47.2 | 53.7 | 60.5 | 72.1 | 78.6 | 85.8 | 92 | 98.1 | 103.7 | 109.1 | 113.7 | 118 | 122.1 | 126.1 | 130.3 | 134.4 | 136.3 | 138
TAS1 | Behind the meter battery pump | 14.7 | 16.6 | 19.7 | 24 | 29.5 | 36.1 | 41.7 | 47.2 | 53.7 | 60.5 | 72.1 | 78.6 | 85.8 | 92 | 98.1 | 103.7 | 109.1 | 113.7 | 118 | 122.1 | 126.1 | 130.3 | 134.4 | 136.3 | 138

## Option1_VOM Cost
VOM cost by technology ($000s) - SWNSW Option 1, Central Scenario
VOM | Real June 2019 dollars discounted to June 2020
Explicitly modelled generation
Region | Technology | 2021-22 | 2022-23 | 2023-24 | 2024-25 | 2025-26 | 2026-27 | 2027-28 | 2028-29 | 2029-30 | 2030-31 | 2031-32 | 2032-33 | 2033-34 | 2034-35 | 2035-36 | 2036-37 | 2037-38 | 2038-39 | 2039-40 | 2040-41 | 2041-42 | 2042-43 | 2043-44 | 2044-45 | 2045-46
NEM | Black Coal | 374075.8218 | 305536.5015 | 299505.07 | 281307.9763 | 251329.2282 | 227434.0839 | 210604.361 | 188194.5635 | 184591.5062 | 175259.2825 | 159825.0901 | 145343.598 | 142001.1789 | 131423.7378 | 74722.0426 | 65857.969 | 50488.0689 | 49864.9982 | 46055.4107 | 41514.3658 | 37916.9958 | 22523.6732 | 17557.8087 | 14076.43 | 11150.262
NEM | Brown Coal | 120416.745 | 104315.7515 | 106084.992 | 101921.722 | 98366.8845 | 91538.7035 | 82365.861 | 79074.2745 | 66148.9232 | 63282.9035 | 54695.6765 | 46333.169 | 43961.72 | 41782.8615 | 38765.3485 | 35546.3095 | 31842.654 | 28696.6935 | 28545.9505 | 28192.061 | 26413.4247 | 24584.7946 | 23348.933 | 21833.3358 | 20899.1772
NEM | CCGT | 19500.7986 | 14810.4311 | 11767.6092 | 10468.7749 | 9788.9839 | 9214.3803 | 8713.9084 | 8246.0273 | 7770.9164 | 7344.4787 | 6947.7335 | 16898.228 | 19162.2086 | 12010.7079 | 24719.4045 | 13298.6568 | 13937.2784 | 14577.8732 | 13273.7825 | 9865.0822 | 11939.5683 | 28535.127 | 21345.589 | 16981.1876 | 13718.6565
NEM | Gas - Steam | 1614.3433 | 1480.8412 | 1478.2727 | 159.6653 | 136.4174 | 139.2631 | 124.4919 | 116.2182 | 109.1071 | 104.9421 | 109.0347 | 145.7292 | 116.5763 | 154.4923 | 165.3973 | 69.0042 | 123.7228 | 118.342 | 0 | 0 | 0 | 0 | 0 | 0 | 0
NEM | OCGT / Diesel | 1048.8806 | 829.5454 | 1348.2689 | 180.6119 | 5.2716 | 66.026 | 18.4913 | 9.9458 | 4.1287 | 47.6449 | 75.9941 | 1180.787 | 1239.0701 | 737.3144 | 5038.5681 | 3490.8884 | 5458.4043 | 5304.8397 | 7439.5081 | 6153.0293 | 8808.808 | 11561.7356 | 15180.6209 | 7702.6282 | 7907.1214
NEM | Hydro | 83014.561 | 99895.5597 | 76519.6796 | 80061.2092 | 84722.255 | 74739.5464 | 70937.7086 | 78253.7635 | 64330.1294 | 51872.7131 | 61005.1057 | 49071.5058 | 49638.2114 | 52642.8083 | 46799.1088 | 43522.9567 | 46134.8068 | 37853.0642 | 30248.1754 | 35863.3375 | 27393.1843 | 27458.2251 | 29363.7973 | 25492.0909 | 24226.6551
NEM | Wind | 68358.2999 | 79335.7358 | 70985.1513 | 66853.3899 | 66871.4184 | 67179.4347 | 69243.4711 | 70204.1257 | 66872.266 | 63914.6851 | 63540.0635 | 61152.9937 | 55815.209 | 59063.9931 | 75411.9877 | 81724.1261 | 86129.2464 | 80355.082 | 76082.5539 | 70879.6355 | 64895.9787 | 62287.5647 | 64306.4815 | 64029.4451 | 61484.4701
NEM | Solar PV | 13.5257 | 17.8415 | 16.9314 | 16.1276 | 16.0072 | 16.1438 | 15.7733 | 16.12 | 16.8369 | 17.0692 | 16.4018 | 19.3538 | 17.5514 | 16.034 | 17.7145 | 16.7302 | 16.7919 | 16.7072 | 16.5133 | 15.8667 | 16.7204 | 16.2543 | 14.7659 | 14.6545 | 14.3026
NEM | LS Battery | 0.15597 | 0.15965 | 0.16207 | 0.14558 | 0.14216 | 0.1394 | 0.13511 | 0.11835 | 0.12273 | 1.1186 | 1.1001 | 3.8176 | 3.7782 | 3.5513 | 4.5188 | 4.3164 | 3.9407 | 3.6895 | 3.5265 | 3.2779 | 4.4705 | 4.3439 | 4.0637 | 4.5963 | 4.3714
NEM | Pumped Hydro | 755.0016 | 296.891 | 858.8976 | 817.504 | 2225.259 | 3338.4526 | 3612.8171 | 4602.0119 | 6716.3219 | 9023.7721 | 5879.7674 | 18838.9863 | 14507.0154 | 15319.4671 | 16974.4991 | 13658.2041 | 12613.8694 | 11086.7802 | 11992.9225 | 10400.4115 | 10446.0426 | 8965.1857 | 9039.2645 | 9054.2665 | 8385.6453
NEM | VPP | 0 | 0 | 0 | 0 | 0 | 0 | 0 | 0 | 0 | 0 | 0 | 0 | 0 | 0 | 0 | 0 | 0 | 0 | 0 | 0 | 0 | 0 | 0 | 0 | 0
Total excluding storage |  | 668042.9759 | 606222.2075 | 567705.975 | 540969.4772 | 511236.4663 | 470327.5817 | 442024.0665 | 424115.0385 | 389843.814 | 361843.7192 | 346215.0999 | 320145.3645 | 311951.7257 | 297831.9491 | 265639.5721 | 243526.6409 | 234130.9735 | 216787.6 | 201661.8945 | 192483.3779 | 177384.6803 | 176967.3745 | 171117.9963 | 150129.772 | 139400.6449
Region | Technology | 2021-22 | 2022-23 | 2023-24 | 2024-25 | 2025-26 | 2026-27 | 2027-28 | 2028-29 | 2029-30 | 2030-31 | 2031-32 | 2032-33 | 2033-34 | 2034-35 | 2035-36 | 2036-37 | 2037-38 | 2038-39 | 2039-40 | 2040-41 | 2041-42 | 2042-43 | 2043-44 | 2044-45 | 2045-46
NSW1 | Black Coal | 186781.3083 | 147539.6575 | 143709.721 | 131600.3405 | 116475.0485 | 101140.1265 | 96674.463 | 89983.47 | 91373.9815 | 88297.191 | 78764.0165 | 55667.743 | 54248.316 | 50909.0265 | 12149.194 | 14974.5845 | 14265.186 | 13483.7395 | 12723.4265 | 10868.1785 | 11057.4105 | 9.6563e-09 | 9.1727e-09 | 8.609e-09 | 8.135e-09
NSW1 | Brown Coal | 0 | 0 | 0 | 0 | 0 | 0 | 0 | 0 | 0 | 0 | 0 | 0 | 0 | 0 | 0 | 0 | 0 | 0 | 0 | 0 | 0 | 0 | 0 | 0 | 0
NSW1 | CCGT | 155.2496 | 213.495 | 204.607 | 361.4314 | 344.0839 | 320.9062 | 306.9941 | 291.2343 | 270.0537 | 257.6021 | 250.7931 | 5666.6591 | 6349.1958 | 3838.432 | 6276.3651 | 4249.719 | 5260.8952 | 5753.0528 | 5801.0628 | 3621.8709 | 4827.7717 | 20729.2591 | 14284.7939 | 11355.794 | 10862.263
NSW1 | Gas - Steam | 0 | 0 | 0 | 0 | 0 | 0 | 0 | 0 | 0 | 0 | 0 | 0 | 0 | 0 | 0 | 0 | 0 | 0 | 0 | 0 | 0 | 0 | 0 | 0 | 0
NSW1 | OCGT / Diesel | 29.1758 | 40.0204 | 29.1352 | 25.0602 | 0.01378 | 0.014045 | 0.013961 | 0.013654 | 0.89449 | 20.8728 | 17.294 | 156.3849 | 110.4616 | 93.9662 | 2450.0305 | 2043.2442 | 2489.3151 | 2872.5964 | 4031.4223 | 3834.1452 | 5314.1912 | 7304.5543 | 9523.2521 | 4482.6985 | 4281.7629
NSW1 | Hydro | 12808.1956 | 11581.4786 | 10454.8191 | 12993.1488 | 12680.7448 | 12254.8734 | 11314.5226 | 14371.625 | 11730.3834 | 10908.8776 | 8829.6909 | 10718.9161 | 10838.1881 | 10838.9976 | 10309.6218 | 9254.0604 | 10242.0664 | 8184.1971 | 7155.6009 | 6534.5973 | 5780.358 | 6089.114 | 6062.0753 | 5408.4397 | 5251.3529
NSW1 | Wind | 13918.2869 | 16753.6041 | 14841.4563 | 13572.4058 | 13249.4306 | 13268.2799 | 12488.2072 | 10651.8744 | 9448.7973 | 9725.0138 | 10218.1965 | 8998.758 | 8647.4874 | 11938.8118 | 21803.75 | 20254.9077 | 18739.7357 | 16184.2109 | 16094.8878 | 14613.061 | 14430.0392 | 14547.5642 | 14834.252 | 14561.6706 | 13574.9521
NSW1 | Solar PV | 5.2535 | 8.0033 | 7.4994 | 7.624 | 7.0365 | 7.1791 | 6.8096 | 5.789 | 5.6797 | 6.2308 | 5.9716 | 8.7242 | 7.9737 | 7.2449 | 8.7838 | 8.3174 | 9.2429 | 8.8208 | 8.8268 | 8.476 | 9.5225 | 9.5579 | 8.7972 | 8.9436 | 8.8961
NSW1 | LS Battery | 3.0382e-05 | 3.0465e-05 | 2.8479e-05 | 2.6896e-05 | 2.625e-05 | 3.2284e-05 | 3.6517e-05 | 3.8099e-05 | 3.5698e-05 | 1.0106 | 0.99702 | 3.0508 | 2.8397 | 2.6635 | 3.1274 | 2.988 | 2.6738 | 2.5029 | 2.3996 | 2.216 | 2.7649 | 2.7442 | 2.5733 | 2.5432 | 2.3928
NSW1 | Pumped Hydro | 66.4768 | 66.7578 | 158.3694 | 218.8617 | 1842.1248 | 2691.8493 | 2861.4057 | 3738.4046 | 5343.9703 | 7196.5819 | 4566.2668 | 16196.2268 | 12085.4635 | 13262.054 | 15005.2954 | 11807.2881 | 11288.6545 | 9740.0629 | 10623.4287 | 9335.2743 | 9298.8241 | 7851.1923 | 8144.3616 | 8220.1083 | 7553.78
NSW1 | VPP | 0 | 0 | 0 | 0 | 0 | 0 | 0 | 0 | 0 | 0 | 0 | 0 | 0 | 0 | 0 | 0 | 0 | 0 | 0 | 0 | 0 | 0 | 0 | 0 | 0
Total excluding storage |  | 213697.4697 | 176136.259 | 169247.238 | 158560.0107 | 142756.358 | 126991.3791 | 120791.0105 | 115304.0063 | 112829.7901 | 109215.788 | 98085.9625 | 81217.1854 | 80201.6227 | 77626.4791 | 52997.7452 | 50784.8333 | 51006.4413 | 46486.6174 | 45815.2271 | 39480.3288 | 41419.2931 | 48680.0495 | 44713.1704 | 35817.5464 | 33979.2271
Region | Technology | 2021-22 | 2022-23 | 2023-24 | 2024-25 | 2025-26 | 2026-27 | 2027-28 | 2028-29 | 2029-30 | 2030-31 | 2031-32 | 2032-33 | 2033-34 | 2034-35 | 2035-36 | 2036-37 | 2037-38 | 2038-39 | 2039-40 | 2040-41 | 2041-42 | 2042-43 | 2043-44 | 2044-45 | 2045-46
QLD1 | Black Coal | 187294.5135 | 157996.844 | 155795.349 | 149707.6358 | 134854.1797 | 126293.9574 | 113929.898 | 98211.0935 | 93217.5247 | 86962.0915 | 81061.0736 | 89675.855 | 87752.8629 | 80514.7113 | 62572.8486 | 50883.3845 | 36222.8829 | 36381.2587 | 33331.9842 | 30646.1873 | 26859.5853 | 22523.6732 | 17557.8087 | 14076.43 | 11150.262
QLD1 | Brown Coal | 0 | 0 | 0 | 0 | 0 | 0 | 0 | 0 | 0 | 0 | 0 | 0 | 0 | 0 | 0 | 0 | 0 | 0 | 0 | 0 | 0 | 0 | 0 | 0 | 0
QLD1 | CCGT | 10389.835 | 7444.6966 | 7030.0343 | 7483.2689 | 6980.4957 | 6568.1728 | 6214.0723 | 5869.7922 | 5536.9591 | 5236.006 | 4946.6526 | 7300.2807 | 8317.9957 | 5504.5546 | 13898.473 | 6768.0663 | 8676.3449 | 8824.7829 | 7472.6815 | 6243.1777 | 7111.7538 | 7805.8262 | 7060.7554 | 5625.351 | 2856.3529
QLD1 | Gas - Steam | 0 | 0 | 0 | 0 | 0 | 0 | 0 | 0 | 0 | 0 | 0 | 0 | 0 | 0 | 0 | 0 | 0 | 0 | 0 | 0 | 0 | 0 | 0 | 0 | 0
QLD1 | OCGT / Diesel | 131.7551 | 0.0219 | 6.4626 | 27.6839 | 0.016461 | 3.5139 | 0.01535 | 9.8833 | 0.01441 | 15.4897 | 1.6895 | 59.8172 | 33.7086 | 3.4448 | 299.0901 | 604.6396 | 613.4139 | 222.5845 | 800.6382 | 434.2984 | 842.5531 | 1600.997 | 2012.8966 | 1789.2954 | 2590.6598
QLD1 | Hydro | 4559.467 | 4287.433 | 4046.6796 | 3790.2104 | 3554.8232 | 3351.7561 | 3163.8439 | 2943.8914 | 2787.8109 | 2617.4123 | 2471.6904 | 2314.7361 | 2174.4993 | 2044.5303 | 1927.2368 | 1800.8112 | 640.2046 | 602.8804 | 567.2711 | 530.6464 | 501.9901 | 0 | 0 | 0 | 0
QLD1 | Wind | 5150.3266 | 8369.1433 | 10800.6962 | 9320.8397 | 10176.5137 | 10240.5995 | 14398.308 | 22377.0622 | 21833.0207 | 21041.6567 | 18234.2797 | 16919.5211 | 14375.5371 | 15753.4628 | 21287.9958 | 28549.2404 | 34942.7431 | 32374.8407 | 31252.3987 | 27341.2753 | 24753.3075 | 21287.0647 | 24660.9349 | 24536.9697 | 24949.0415
QLD1 | Solar PV | 5.1894 | 6.93 | 6.5955 | 5.9498 | 5.4856 | 5.5079 | 5.5099 | 4.3595 | 5.2651 | 5.1699 | 5.0885 | 4.7826 | 4.3433 | 4.0084 | 4.1928 | 3.8239 | 3.5198 | 3.6597 | 3.6066 | 3.5469 | 3.319 | 3.2238 | 2.879 | 2.8058 | 2.6267
QLD1 | LS Battery | 0.050031 | 0.054707 | 0.063245 | 0.063643 | 0.053871 | 0.05609 | 0.054771 | 0.052637 | 0.064537 | 0.048352 | 0.044863 | 0.044707 | 0.28521 | 0.27073 | 0.79584 | 0.75611 | 0.69549 | 0.65368 | 0.624 | 0.58412 | 1.0779 | 1.0149 | 0.94138 | 0.96581 | 0.91642
QLD1 | Pumped Hydro | 688.5248 | 230.1332 | 700.5282 | 598.6423 | 383.1342 | 646.6033 | 751.4114 | 863.6073 | 1372.3516 | 1827.1902 | 1313.5006 | 2642.7595 | 2421.5518 | 2057.4131 | 1969.2036 | 1850.916 | 1325.2149 | 1346.7173 | 1369.4937 | 1065.1372 | 1147.2185 | 1113.9933 | 894.9028 | 833.275 | 831.0197
QLD1 | VPP | 0 | 0 | 0 | 0 | 0 | 0 | 0 | 0 | 0 | 0 | 0 | 0 | 0 | 0 | 0 | 0 | 0 | 0 | 0 | 0 | 0 | 0 | 0 | 0 | 0
Total excluding storage |  | 207531.0867 | 178105.0688 | 177685.8173 | 170335.5885 | 155571.5144 | 146463.5076 | 137711.6475 | 129416.0822 | 123380.5949 | 115877.8261 | 106720.4743 | 116274.9928 | 112658.9468 | 103824.7123 | 99989.8371 | 88609.9659 | 81099.1092 | 78410.0069 | 73428.5804 | 65199.132 | 60072.5087 | 53220.7849 | 51295.2746 | 46030.8519 | 41548.9429
Region | Technology | 2021-22 | 2022-23 | 2023-24 | 2024-25 | 2025-26 | 2026-27 | 2027-28 | 2028-29 | 2029-30 | 2030-31 | 2031-32 | 2032-33 | 2033-34 | 2034-35 | 2035-36 | 2036-37 | 2037-38 | 2038-39 | 2039-40 | 2040-41 | 2041-42 | 2042-43 | 2043-44 | 2044-45 | 2045-46
VIC1 | Black Coal | 0 | 0 | 0 | 0 | 0 | 0 | 0 | 0 | 0 | 0 | 0 | 0 | 0 | 0 | 0 | 0 | 0 | 0 | 0 | 0 | 0 | 0 | 0 | 0 | 0
VIC1 | Brown Coal | 120416.745 | 104315.7515 | 106084.992 | 101921.722 | 98366.8845 | 91538.7035 | 82365.861 | 79074.2745 | 66148.9232 | 63282.9035 | 54695.6765 | 46333.169 | 43961.72 | 41782.8615 | 38765.3485 | 35546.3095 | 31842.654 | 28696.6935 | 28545.9505 | 28192.061 | 26413.4247 | 24584.7946 | 23348.933 | 21833.3358 | 20899.1772
VIC1 | CCGT | 0 | 0.0075571 | 0.0079683 | 0.0076344 | 0.0070987 | 0.0068862 | 0.0067217 | 0.0066217 | 0.0069391 | 0.0074073 | 0.0071973 | 0.01056 | 0.010891 | 0.010029 | 0.010846 | 0.0099347 | 0.012371 | 0.012244 | 0.013126 | 0.011702 | 0.0151 | 0.014731 | 0.013884 | 0.015967 | 0.015222
VIC1 | Gas - Steam | 52.3766 | 44.3526 | 58.0459 | 13.4391 | 0.00081159 | 10.6446 | 2.9558 | 0.00057039 | 0.86285 | 2.2871 | 10.8732 | 45.9845 | 28.3911 | 47.911 | 165.3973 | 69.0042 | 123.7228 | 118.342 | 0 | 0 | 0 | 0 | 0 | 0 | 0
VIC1 | OCGT / Diesel | 117.7712 | 242.6596 | 180.9268 | 64.6964 | 0.020559 | 19.0859 | 5.6569 | 0.019002 | 0.019481 | 0.88074 | 13.8571 | 52.7347 | 0.89192 | 4.7525 | 211.8384 | 127.7402 | 244.7006 | 53.5358 | 301.836 | 197.2218 | 404.2308 | 297.64 | 977.9371 | 978.4352 | 696.6609
VIC1 | Hydro | 19044.3241 | 17707.7159 | 15373.7053 | 18427.2953 | 17846.9332 | 15659.8998 | 15162.244 | 17919.3941 | 13585.3424 | 10980.0881 | 10385.8915 | 8801.7601 | 10279.0569 | 9979.1666 | 8897.4943 | 8373.4059 | 9991.1592 | 7839.6517 | 6353.2494 | 5937.8012 | 5116.4448 | 5915.3711 | 5747.0353 | 5114.259 | 4837.0644
VIC1 | Wind | 29021.8778 | 33480.9616 | 27687.6481 | 27267.6771 | 27909.6149 | 27687.5287 | 27006.3333 | 23975.3372 | 23133.8936 | 21456.8467 | 23027.5434 | 18674.0965 | 17802.4546 | 17309.0962 | 17808.3438 | 16971.6817 | 16436.3215 | 15440.5271 | 14151.9701 | 13876.4954 | 12404.2656 | 13859.2534 | 13047.9824 | 12712.8883 | 11823.6221
VIC1 | Solar PV | 2.1916 | 2.0619 | 2.0246 | 1.8273 | 2.8198 | 2.8139 | 2.8231 | 5.4203 | 5.3339 | 5.1366 | 4.836 | 4.7415 | 4.2389 | 3.8709 | 3.8459 | 3.6941 | 3.2352 | 3.1769 | 3.068 | 2.8816 | 2.8336 | 2.5322 | 2.3173 | 2.2311 | 2.1242
VIC1 | LS Battery | 0.035815 | 0.03845 | 0.032685 | 0.028788 | 0.036761 | 0.033562 | 0.032792 | 0.025604 | 0.021194 | 0.02281 | 0.022546 | 0.019228 | 0.0053788 | 0.0051826 | 0.00505 | 0.0048889 | 0.0042067 | 0.0039701 | 0.0036475 | 0.0036106 | 0.003501 | 0.0032204 | 0.0029989 | 0.2368 | 0.22614
VIC1 | Pumped Hydro | 0 | 0 | 0 | 5.7722e-06 | 6.308e-06 | 6.2778e-06 | 6.2589e-06 | 6.2667e-06 | 5.9779e-06 | 6.4237e-06 | 6.2887e-06 | 9.8351e-06 | 9.0383e-06 | 8.9285e-06 | 1.0703e-05 | 1.0365e-05 | 1.2248e-05 | 1.1643e-05 | 1.8553e-05 | 1.8549e-05 | 3.3816e-05 | 3.1091e-05 | 2.9583e-05 | 0.8832 | 0.84561
VIC1 | VPP | 0 | 0 | 0 | 0 | 0 | 0 | 0 | 0 | 0 | 0 | 0 | 0 | 0 | 0 | 0 | 0 | 0 | 0 | 0 | 0 | 0 | 0 | 0 | 0 | 0
Total excluding storage |  | 168655.2864 | 155793.5107 | 149387.3507 | 147696.6648 | 144126.2808 | 134918.6833 | 124545.8807 | 120974.4523 | 102874.3823 | 95728.1502 | 88138.685 | 73912.497 | 72076.7643 | 69127.6688 | 65852.2791 | 61091.8455 | 58641.8058 | 52151.9392 | 49356.0872 | 48206.4727 | 44341.2146 | 44659.606 | 43124.219 | 40641.1653 | 38258.664
Region | Technology | 2021-22 | 2022-23 | 2023-24 | 2024-25 | 2025-26 | 2026-27 | 2027-28 | 2028-29 | 2029-30 | 2030-31 | 2031-32 | 2032-33 | 2033-34 | 2034-35 | 2035-36 | 2036-37 | 2037-38 | 2038-39 | 2039-40 | 2040-41 | 2041-42 | 2042-43 | 2043-44 | 2044-45 | 2045-46
SA1 | Black Coal | 0 | 0 | 0 | 0 | 0 | 0 | 0 | 0 | 0 | 0 | 0 | 0 | 0 | 0 | 0 | 0 | 0 | 0 | 0 | 0 | 0 | 0 | 0 | 0 | 0
SA1 | Brown Coal | 0 | 0 | 0 | 0 | 0 | 0 | 0 | 0 | 0 | 0 | 0 | 0 | 0 | 0 | 0 | 0 | 0 | 0 | 0 | 0 | 0 | 0 | 0 | 0 | 0
SA1 | CCGT | 8955.714 | 7152.2255 | 4532.9522 | 2624.0597 | 2464.3905 | 2325.2878 | 2192.829 | 2084.9879 | 1963.8899 | 1850.8559 | 1750.274 | 3931.2696 | 4494.9984 | 2667.7043 | 4544.5489 | 2280.8543 | 0.017222 | 0.016505 | 0.015985 | 0.014146 | 0.018448 | 0.017999 | 0.017613 | 0.018859 | 0.017962
SA1 | Gas - Steam | 1561.9667 | 1436.4886 | 1420.2268 | 146.2263 | 136.4166 | 128.6184 | 121.5361 | 116.2176 | 108.2443 | 102.655 | 98.1615 | 99.7447 | 88.1852 | 106.5813 | 0 | 0 | 0 | 0 | 0 | 0 | 0 | 0 | 0 | 0 | 0
SA1 | OCGT / Diesel | 770.169 | 546.8366 | 1131.7362 | 63.1636 | 5.2141 | 43.4053 | 12.7985 | 0.023412 | 3.1936 | 10.3943 | 43.1474 | 911.6163 | 1094.0002 | 635.1447 | 2077.6026 | 713.9395 | 2105.2052 | 2155.6518 | 2299.3196 | 1687.3596 | 2244.2453 | 2358.5389 | 2665.9023 | 445.2318 | 334.6187
SA1 | Hydro | 0 | 0 | 0 | 0 | 0 | 0 | 0 | 0 | 0 | 0 | 0 | 0 | 0 | 0 | 0 | 0 | 0 | 0 | 0 | 0 | 0 | 0 | 0 | 0 | 0
SA1 | Wind | 15796.5242 | 15927.0534 | 13436.9724 | 12828.4685 | 11516.5765 | 12133.2126 | 11626.4612 | 10090.7597 | 9575.4769 | 9023.0335 | 9188.1801 | 11969.85 | 10695.4008 | 9714.1308 | 10370.7604 | 9217.6182 | 10128.3886 | 10552.5035 | 9215.988 | 9532.4828 | 8101.364 | 7692.7864 | 6831.3377 | 7749.101 | 6855.8414
SA1 | Solar PV | 0.89106 | 0.84618 | 0.81184 | 0.72657 | 0.66533 | 0.64287 | 0.63069 | 0.55125 | 0.55823 | 0.5319 | 0.50576 | 1.1054 | 0.99552 | 0.90965 | 0.89204 | 0.89467 | 0.79401 | 1.0498 | 1.0119 | 0.96223 | 1.0453 | 0.94033 | 0.77232 | 0.67401 | 0.65571
SA1 | LS Battery | 0.070087 | 0.066461 | 0.066103 | 0.053115 | 0.051501 | 0.049707 | 0.047504 | 0.040066 | 0.036957 | 0.036789 | 0.035667 | 0.70285 | 0.64793 | 0.61191 | 0.59048 | 0.5674 | 0.56715 | 0.52896 | 0.49921 | 0.47412 | 0.62418 | 0.5816 | 0.54604 | 0.85047 | 0.83607
SA1 | Pumped Hydro | 0 | 0 | 0 | 3.9767e-06 | 4.0734e-06 | 4.1177e-06 | 4.1186e-06 | 4.1045e-06 | 4.0885e-06 | 4.2282e-06 | 4.1879e-06 | 5.125e-06 | 4.7816e-06 | 4.7751e-06 | 5.4662e-06 | 5.6118e-06 | 1.0082e-05 | 9.625e-06 | 9.2534e-06 | 9.1127e-06 | 9.8347e-06 | 9.1475e-06 | 8.714e-06 | 1.0043e-05 | 9.6412e-06
SA1 | VPP | 0 | 0 | 0 | 0 | 0 | 0 | 0 | 0 | 0 | 0 | 0 | 0 | 0 | 0 | 0 | 0 | 0 | 0 | 0 | 0 | 0 | 0 | 0 | 0 | 0
Total excluding storage |  | 27085.265 | 25063.4502 | 20522.6995 | 15662.6446 | 14123.263 | 14631.1671 | 13954.2555 | 12292.5399 | 11651.3629 | 10987.4706 | 11080.2687 | 16913.586 | 16373.5801 | 13124.4708 | 16993.8039 | 12213.3066 | 12234.405 | 12709.2216 | 11516.3356 | 11220.8188 | 10346.673 | 10052.2836 | 9498.0299 | 8195.0257 | 7191.1337
Region | Technology | 2021-22 | 2022-23 | 2023-24 | 2024-25 | 2025-26 | 2026-27 | 2027-28 | 2028-29 | 2029-30 | 2030-31 | 2031-32 | 2032-33 | 2033-34 | 2034-35 | 2035-36 | 2036-37 | 2037-38 | 2038-39 | 2039-40 | 2040-41 | 2041-42 | 2042-43 | 2043-44 | 2044-45 | 2045-46
TAS1 | Black Coal | 0 | 0 | 0 | 0 | 0 | 0 | 0 | 0 | 0 | 0 | 0 | 0 | 0 | 0 | 0 | 0 | 0 | 0 | 0 | 0 | 0 | 0 | 0 | 0 | 0
TAS1 | Brown Coal | 0 | 0 | 0 | 0 | 0 | 0 | 0 | 0 | 0 | 0 | 0 | 0 | 0 | 0 | 0 | 0 | 0 | 0 | 0 | 0 | 0 | 0 | 0 | 0 | 0
TAS1 | CCGT | 0 | 0.0063419 | 0.0076616 | 0.0072757 | 0.0066588 | 0.006609 | 0.0063483 | 0.0062741 | 0.0067076 | 0.0072817 | 0.0065503 | 0.0079524 | 0.0078016 | 0.0069073 | 0.0067153 | 0.007264 | 0.0086696 | 0.0087625 | 0.0090805 | 0.0077565 | 0.0093801 | 0.0090475 | 0.008224 | 0.0077325 | 0.007396
TAS1 | Gas - Steam | 0 | 0 | 0 | 0 | 0 | 0 | 0 | 0 | 0 | 0 | 0 | 0 | 0 | 0 | 0 | 0 | 0 | 0 | 0 | 0 | 0 | 0 | 0 | 0 | 0
TAS1 | OCGT / Diesel | 0.0094904 | 0.0069381 | 0.0081174 | 0.0079178 | 0.0067505 | 0.0068364 | 0.00654 | 0.0064386 | 0.006681 | 0.0073761 | 0.0060202 | 0.2338 | 0.007824 | 0.0062021 | 0.0065522 | 1.325 | 5.7694 | 0.47125 | 6.292 | 0.0042918 | 3.5877 | 0.0054517 | 0.63289 | 6.9673 | 3.419
TAS1 | Hydro | 46602.5742 | 66318.9322 | 46644.4756 | 44850.5547 | 50639.7539 | 43473.0171 | 41297.0981 | 43018.853 | 36226.5927 | 27366.3351 | 39317.8329 | 27236.0935 | 26346.4671 | 29780.1138 | 25664.7559 | 24094.6792 | 25261.3766 | 21226.335 | 16172.054 | 22860.2926 | 15994.3915 | 15453.74 | 17554.6867 | 14969.3922 | 14138.2378
TAS1 | Wind | 4471.2844 | 4804.9734 | 4218.3782 | 3863.9987 | 4019.2827 | 3849.814 | 3724.1614 | 3109.0921 | 2881.0777 | 2668.1345 | 2871.8638 | 4590.7681 | 4294.329 | 4348.4913 | 4141.1377 | 6730.678 | 5882.0575 | 5802.9998 | 5367.3092 | 5516.321 | 5207.0024 | 4900.896 | 4931.9745 | 4468.8155 | 4281.013
TAS1 | Solar PV | 2.2279e-07 | 2.4172e-07 | 2.8865e-07 | 2.7185e-07 | 3.0277e-07 | 4.8807e-07 | 4.5546e-07 | 4.4773e-07 | 7.3508e-07 | 1.3315e-06 | 1.1091e-06 | 1.8597e-06 | 1.795e-06 | 1.3978e-06 | 1.433e-06 | 1.1979e-06 | 1.1605e-06 | 1.297e-06 | 1.206e-06 | 1.0671e-06 | 1.4411e-06 | 1.4151e-06 | 1.1985e-06 | 1.2043e-06 | 1.0699e-06
TAS1 | LS Battery | 4.7469e-06 | 5.7077e-06 | 4.805e-06 | 4.5333e-06 | 4.6257e-06 | 6.1106e-06 | 7.7403e-06 | 7.9434e-06 | 7.0744e-06 | 8.9465e-06 | 1.3518e-05 | 1.0552e-05 | 9.3776e-06 | 1.2833e-05 | 1.176e-05 | 1.1873e-05 | 1.1419e-05 | 1.0337e-05 | 1.3529e-05 | 1.6065e-05 | 1.3759e-05 | 1.2611e-05 | 1.3423e-05 | 1.5144e-05 | 1.4442e-05
TAS1 | Pumped Hydro | 0 | 0 | 0 | 6.1421e-06 | 7.2438e-06 | 6.6931e-06 | 6.8959e-06 | 6.8224e-06 | 6.2281e-06 | 5.3196e-06 | 6.8264e-06 | 5.8542e-06 | 5.4833e-06 | 6.8088e-06 | 6.6655e-06 | 9.5053e-06 | 1.4189e-05 | 1.2988e-05 | 2.2897e-05 | 2.1907e-05 | 2.1903e-05 | 1.9386e-05 | 1.8868e-05 | 1.8689e-05 | 1.7314e-05
TAS1 | VPP | 0 | 0 | 0 | 0 | 0 | 0 | 0 | 0 | 0 | 0 | 0 | 0 | 0 | 0 | 0 | 0 | 0 | 0 | 0 | 0 | 0 | 0 | 0 | 0 | 0
Total excluding storage |  | 51073.8681 | 71123.9189 | 50862.8696 | 48714.5686 | 54659.05 | 47322.8445 | 45021.2723 | 46127.9578 | 39107.6838 | 30034.4842 | 42189.7092 | 31827.1033 | 30640.8118 | 34128.6182 | 29805.9068 | 30826.6895 | 31149.2122 | 27029.8148 | 21545.6643 | 28376.6256 | 21204.991 | 20354.6505 | 22487.3024 | 19445.1827 | 18422.6772
Explicitly modelled pumping
Region | Technology | 2021-22 | 2022-23 | 2023-24 | 2024-25 | 2025-26 | 2026-27 | 2027-28 | 2028-29 | 2029-30 | 2030-31 | 2031-32 | 2032-33 | 2033-34 | 2034-35 | 2035-36 | 2036-37 | 2037-38 | 2038-39 | 2039-40 | 2040-41 | 2041-42 | 2042-43 | 2043-44 | 2044-45 | 2045-46
NEM | LS Battery pump | 0.19198 | 0.19732 | 0.19967 | 0.17968 | 0.17561 | 0.17188 | 0.16697 | 0.14579 | 0.15165 | 0.13299 | 0.12751 | 0.11526 | 0.089562 | 0.076911 | 0.070636 | 0.068309 | 0.057423 | 0.054179 | 0.053038 | 0.049638 | 0.046726 | 0.04314 | 0.038614 | 0.035399 | 0.03317
NEM | Pumped Hydro pump | 1416.5632 | 927.0689 | 2204.1401 | 3015.1759 | 5931.462 | 6587.2753 | 7890.653 | 10787.1306 | 12074.1727 | 15518.7304 | 12145.0006 | 30534.4547 | 24565.7088 | 26292.3681 | 26968.9583 | 24185.9488 | 20150.6008 | 18344.1065 | 19358.4047 | 17878.4932 | 17050.738 | 15060.3859 | 14459.1563 | 14537.4164 | 13595.9179
NEM | VPP pump | 0 | 0 | 0 | 0 | 0 | 0 | 0 | 0 | 0 | 0 | 0 | 0 | 0 | 0 | 0 | 0 | 0 | 0 | 0 | 0 | 0 | 0 | 0 | 0 | 0
Region | Technology | 2021-22 | 2022-23 | 2023-24 | 2024-25 | 2025-26 | 2026-27 | 2027-28 | 2028-29 | 2029-30 | 2030-31 | 2031-32 | 2032-33 | 2033-34 | 2034-35 | 2035-36 | 2036-37 | 2037-38 | 2038-39 | 2039-40 | 2040-41 | 2041-42 | 2042-43 | 2043-44 | 2044-45 | 2045-46
NSW1 | LS Battery pump | 0 | 0 | 0 | 0 | 0 | 0 | 0 | 0 | 0 | 0 | 0 | 0 | 0 | 0 | 0 | 0 | 0 | 0 | 0 | 0 | 0 | 0 | 0 | 0 | 0
NSW1 | Pumped Hydro pump | 441.9827 | 580.0185 | 1220.5184 | 2159.5338 | 5368.7434 | 5678.0296 | 6816.8734 | 9552.9882 | 10113.3588 | 12907.6444 | 10257.314 | 26770.3189 | 21106.1288 | 23343.3439 | 24165.2495 | 21541.5663 | 18250.9639 | 16429.9451 | 17403.5892 | 16351.5 | 15413.6226 | 13475.8041 | 13182.7449 | 13348.5498 | 12410.1671
NSW1 | VPP pump | 0 | 0 | 0 | 0 | 0 | 0 | 0 | 0 | 0 | 0 | 0 | 0 | 0 | 0 | 0 | 0 | 0 | 0 | 0 | 0 | 0 | 0 | 0 | 0 | 0
Region | Technology | 2021-22 | 2022-23 | 2023-24 | 2024-25 | 2025-26 | 2026-27 | 2027-28 | 2028-29 | 2029-30 | 2030-31 | 2031-32 | 2032-33 | 2033-34 | 2034-35 | 2035-36 | 2036-37 | 2037-38 | 2038-39 | 2039-40 | 2040-41 | 2041-42 | 2042-43 | 2043-44 | 2044-45 | 2045-46
QLD1 | LS Battery pump | 0.061584 | 0.067492 | 0.078036 | 0.07857 | 0.066551 | 0.069198 | 0.067613 | 0.064976 | 0.079667 | 0.059669 | 0.055509 | 0.054823 | 0.049425 | 0.047357 | 0.041812 | 0.040167 | 0.033004 | 0.031522 | 0.031337 | 0.028816 | 0.027034 | 0.025305 | 0.022457 | 0.021811 | 0.02016
QLD1 | Pumped Hydro pump | 974.5805 | 347.0504 | 983.6217 | 855.6421 | 562.7186 | 909.2457 | 1073.7796 | 1234.1424 | 1960.8139 | 2611.086 | 1887.6866 | 3764.1358 | 3459.58 | 2949.0242 | 2803.7088 | 2644.3825 | 1899.6369 | 1914.1614 | 1954.8155 | 1526.9932 | 1637.1154 | 1584.5818 | 1276.4114 | 1188.8666 | 1185.7508
QLD1 | VPP pump | 0 | 0 | 0 | 0 | 0 | 0 | 0 | 0 | 0 | 0 | 0 | 0 | 0 | 0 | 0 | 0 | 0 | 0 | 0 | 0 | 0 | 0 | 0 | 0 | 0
Region | Technology | 2021-22 | 2022-23 | 2023-24 | 2024-25 | 2025-26 | 2026-27 | 2027-28 | 2028-29 | 2029-30 | 2030-31 | 2031-32 | 2032-33 | 2033-34 | 2034-35 | 2035-36 | 2036-37 | 2037-38 | 2038-39 | 2039-40 | 2040-41 | 2041-42 | 2042-43 | 2043-44 | 2044-45 | 2045-46
VIC1 | LS Battery pump | 0.044096 | 0.047583 | 0.04023 | 0.035537 | 0.045441 | 0.041369 | 0.040565 | 0.031511 | 0.026236 | 0.028057 | 0.02788 | 0.023637 | 0.0065957 | 0.0063619 | 0.006199 | 0.0060002 | 0.0051615 | 0.0048856 | 0.0044602 | 0.0044402 | 0.0042706 | 0.0039502 | 0.0036551 | 0.0032166 | 0.0031331
VIC1 | Pumped Hydro pump | 0 | 0 | 0 | 0 | 0 | 0 | 0 | 0 | 0 | 0 | 0 | 0 | 0 | 0 | 0 | 0 | 0 | 0 | 0 | 0 | 0 | 0 | 0 | 0 | 0
VIC1 | VPP pump | 0 | 0 | 0 | 0 | 0 | 0 | 0 | 0 | 0 | 0 | 0 | 0 | 0 | 0 | 0 | 0 | 0 | 0 | 0 | 0 | 0 | 0 | 0 | 0 | 0
Region | Technology | 2021-22 | 2022-23 | 2023-24 | 2024-25 | 2025-26 | 2026-27 | 2027-28 | 2028-29 | 2029-30 | 2030-31 | 2031-32 | 2032-33 | 2033-34 | 2034-35 | 2035-36 | 2036-37 | 2037-38 | 2038-39 | 2039-40 | 2040-41 | 2041-42 | 2042-43 | 2043-44 | 2044-45 | 2045-46
SA1 | LS Battery pump | 0.086301 | 0.082247 | 0.081407 | 0.065572 | 0.063623 | 0.061317 | 0.05879 | 0.049306 | 0.045747 | 0.045264 | 0.044121 | 0.036802 | 0.033541 | 0.023192 | 0.022625 | 0.022142 | 0.019257 | 0.017772 | 0.017241 | 0.016382 | 0.015421 | 0.013885 | 0.012503 | 0.010371 | 0.0098765
SA1 | Pumped Hydro pump | 0 | 0 | 0 | 0 | 0 | 0 | 0 | 0 | 0 | 0 | 0 | 0 | 0 | 0 | 0 | 0 | 0 | 0 | 0 | 0 | 0 | 0 | 0 | 0 | 0
SA1 | VPP pump | 0 | 0 | 0 | 0 | 0 | 0 | 0 | 0 | 0 | 0 | 0 | 0 | 0 | 0 | 0 | 0 | 0 | 0 | 0 | 0 | 0 | 0 | 0 | 0 | 0
Region | Technology | 2021-22 | 2022-23 | 2023-24 | 2024-25 | 2025-26 | 2026-27 | 2027-28 | 2028-29 | 2029-30 | 2030-31 | 2031-32 | 2032-33 | 2033-34 | 2034-35 | 2035-36 | 2036-37 | 2037-38 | 2038-39 | 2039-40 | 2040-41 | 2041-42 | 2042-43 | 2043-44 | 2044-45 | 2045-46
TAS1 | LS Battery pump | 0 | 0 | 0 | 0 | 0 | 0 | 0 | 0 | 0 | 0 | 0 | 0 | 0 | 0 | 0 | 0 | 0 | 0 | 0 | 0 | 0 | 0 | 0 | 0 | 0
TAS1 | Pumped Hydro pump | 0 | 0 | 0 | 0 | 0 | 0 | 0 | 0 | 0 | 0 | 0 | 0 | 0 | 0 | 0 | 0 | 0 | 0 | 0 | 0 | 0 | 0 | 0 | 0 | 0
TAS1 | VPP pump | 0 | 0 | 0 | 0 | 0 | 0 | 0 | 0 | 0 | 0 | 0 | 0 | 0 | 0 | 0 | 0 | 0 | 0 | 0 | 0 | 0 | 0 | 0 | 0 | 0

## Option1_FOM Cost
FOM cost by technology ($000s) - SWNSW Option 1, Central Scenario
FOM | Real June 2019 dollars discounted to June 2020. For new entrant capacity, the FOM is incurred annually in modelling. For existing capacity, FOM is considered to be a sunk cost, since the fixed retirement dates are assumed to be the same in the Base Case and the case with SWNSW. As such, early retirements are presented as an annual FOM saving, or negative cost, that continues until the assumed fixed date retirement.
Explicitly modelled generation
Region | Technology | 2021-22 | 2022-23 | 2023-24 | 2024-25 | 2025-26 | 2026-27 | 2027-28 | 2028-29 | 2029-30 | 2030-31 | 2031-32 | 2032-33 | 2033-34 | 2034-35 | 2035-36 | 2036-37 | 2037-38 | 2038-39 | 2039-40 | 2040-41 | 2041-42 | 2042-43 | 2043-44 | 2044-45 | 2045-46
NEM | Black Coal | 0 | 0 | 0 | 0 | 0 | 0 | 0 | 0 | 0 | 0 | 0 | 0 | 0 | 0 | 0 | 0 | 0 | 0 | 0 | 0 | 0 | 0 | 0 | 0 | 0
NEM | Brown Coal | 0 | 0 | 0 | 0 | 0 | 0 | 0 | 0 | 0 | 0 | 0 | 0 | 0 | 0 | 0 | 0 | 0 | 0 | 0 | 0 | 0 | 0 | 0 | 0 | 0
NEM | CCGT | 0 | 0.17292 | 0.016593 | 0.0011567 | 0.0001209 | 0.0016006 | 0.0013447 | 0.0025924 | 0.0056845 | 0.017688 | 0.002364 | 0.056162 | 0.0059398 | 0.00031577 | 0.062913 | 0.002382 | 22.5386 | 0.0016134 | 0.0032509 | 9.8242e-05 | 0.01241 | 12481.6034 | 0.00065849 | 0.0044107 | 4.223e-05
NEM | Gas - Steam | 0 | 0 | 0 | 0 | 0 | 0 | 0 | 0 | 0 | 0 | 0 | 0 | 0 | 0 | 0 | 0 | 0 | 0 | 0 | 0 | 0 | 0 | 0 | 0 | 0
NEM | OCGT / Diesel | 0.20402 | 0.0040254 | 0.01044 | 0.0028473 | 0.0026774 | 0.0034651 | 0.0033288 | 0.0032427 | 0.0031841 | 0.00338 | 0.0033522 | 0.0094341 | 0.0029691 | 0.0021094 | 1568.3654 | 0.0083478 | 9184.3757 | 0.00040869 | 0.0069816 | 0.00030282 | 0.0022768 | 0.00040717 | 0.00092746 | 1127.8544 | 9.1822e-05
NEM | Hydro | 0 | 0 | 0 | 0 | 0 | 0 | 0 | 0 | 0 | 0 | 0 | 0 | 0 | 0 | 0 | 0 | 0 | 0 | 0 | 0 | 0 | 0 | 0 | 0 | 0
NEM | Wind | 0 | 9.6919 | 1.8266 | 26724.759 | 59297.8619 | 18745.7575 | 137434.0971 | 381995.0743 | 65129.5926 | 1.7913 | 0.051597 | 244051.5498 | 18866.1477 | 117565.0371 | 580352.4354 | 270911.4659 | 449679.6858 | 55696.231 | 2052.0854 | 0.03616 | 55215.1552 | 86970.5333 | 17072.7681 | 19002.1501 | 9817.9014
NEM | Solar PV | 0.99093 | 178877.6063 | 0.095804 | 0.042271 | 93999.6593 | 1.0928 | 29089.0204 | 208422.2581 | 47490.6935 | 40187.1329 | 0.41482 | 237349.9415 | 0.031517 | 0.0030978 | 81333.8914 | 1220.2408 | 136521.1655 | 10276.5424 | 0.0039132 | 0.14018 | 50521.8654 | 28342.7084 | 1939.7899 | 0.0063371 | 2990.2641
NEM | LS Battery | 0.91819 | 0.0046501 | 9.2344e-06 | 0 | 0.00054715 | 0.25636 | 0.23793 | 0.12832 | 0.00016475 | 36581.7767 | 0.047169 | 94053.1284 | 6850.2599 | 0.00014193 | 31051.6143 | 3.0509e-05 | 1218.39 | 4.9121e-05 | 0.056586 | 0.00097505 | 20869.8609 | 2274.6889 | 0.0071611 | 4302.7448 | 0.001112
NEM | Pumped Hydro | 0 | 0 | 0 | 1.504 | 0.081372 | 0.050491 | 0.056277 | 0.05758 | 0.072258 | 0.13174 | 0.043392 | 0.43479 | 0.024262 | 0.027832 | 0.58458 | 0.4335 | 69565.8152 | 0.010881 | 0.37123 | 0.004035 | 4421.4026 | 0.0059304 | 0.0012754 | 7515.3047 | 0.0011052
NEM | VPP | 0 | 0 | 0 | 0 | 0 | 0 | 0 | 0 | 0 | 0 | 0 | 0 | 0 | 0 | 0 | 0 | 0 | 0 | 0 | 0 | 0 | 0 | 0 | 0 | 0
Total excluding storage |  | 1.1949 | 178887.4751 | 1.9495 | 26724.8053 | 153297.524 | 18746.8553 | 166523.1222 | 590417.3382 | 112620.295 | 40188.9452 | 0.47214 | 481401.5569 | 18866.1881 | 117565.0426 | 663254.7551 | 272131.7174 | 595407.7656 | 65972.7754 | 2052.0995 | 0.17674 | 105737.0353 | 127794.8455 | 19012.5596 | 20130.0152 | 12808.1656
Region | Technology | 2021-22 | 2022-23 | 2023-24 | 2024-25 | 2025-26 | 2026-27 | 2027-28 | 2028-29 | 2029-30 | 2030-31 | 2031-32 | 2032-33 | 2033-34 | 2034-35 | 2035-36 | 2036-37 | 2037-38 | 2038-39 | 2039-40 | 2040-41 | 2041-42 | 2042-43 | 2043-44 | 2044-45 | 2045-46
NSW1 | Black Coal | 0 | 0 | 0 | 0 | 0 | 0 | 0 | 0 | 0 | 0 | 0 | 0 | 0 | 0 | 0 | 0 | 0 | 0 | 0 | 0 | 0 | 0 | 0 | 0 | 0
NSW1 | Brown Coal | 0 | 0 | 0 | 0 | 0 | 0 | 0 | 0 | 0 | 0 | 0 | 0 | 0 | 0 | 0 | 0 | 0 | 0 | 0 | 0 | 0 | 0 | 0 | 0 | 0
NSW1 | CCGT | 0 | 0.056595 | 0.00085004 | 0.00024438 | 2.4208e-05 | 0.0001212 | 7.2978e-05 | 5.9118e-05 | 0.00010951 | 0.0079835 | 6.7545e-05 | 0.024478 | 0.00069259 | 6.3636e-05 | 0.048104 | 2.7889e-05 | 22.4938 | 0.00020213 | 1.7069e-05 | 4.8822e-05 | 0.00013976 | 12481.6001 | 0.00013122 | 4.2193e-06 | 3.5655e-06
NSW1 | Gas - Steam | 0 | 0 | 0 | 0 | 0 | 0 | 0 | 0 | 0 | 0 | 0 | 0 | 0 | 0 | 0 | 0 | 0 | 0 | 0 | 0 | 0 | 0 | 0 | 0 | 0
NSW1 | OCGT / Diesel | 0.13837 | 0.0016035 | 0.00098361 | 0.00023853 | 0.00068097 | 0.00090414 | 0.00088122 | 0.00083029 | 0.00092655 | 0.00096198 | 0.00084101 | 0.00359 | 0.00022971 | 0.00048512 | 1568.36 | 0.0004657 | 9184.3052 | 0.00014936 | 0.0025786 | 0.00010992 | 0.0012751 | 0.00023851 | 0.00078582 | 299.3152 | 3.5414e-05
NSW1 | Hydro | 0 | 0 | 0 | 0 | 0 | 0 | 0 | 0 | 0 | 0 | 0 | 0 | 0 | 0 | 0 | 0 | 0 | 0 | 0 | 0 | 0 | 0 | 0 | 0 | 0
NSW1 | Wind | 0 | 2.0115 | 0.32009 | 0.29621 | 0.15245 | 0.12559 | 0.0086934 | 0.19394 | 0.16195 | 0.57359 | 0.018835 | 5.2241 | 18864.5671 | 117564.7393 | 336388.6219 | 0.062298 | 86706.0556 | 8323.1377 | 0.031127 | 0.01294 | 18937.631 | 31689.1677 | 0.0019025 | 0.0091407 | 0.012844
NSW1 | Solar PV | 0.32527 | 178877.2376 | 0.043378 | 0.013145 | 0.097253 | 0.11743 | 0.011589 | 0.0031656 | 0.031733 | 40186.8949 | 0.14656 | 203282.8187 | 0.018374 | 0.00078361 | 73386.5642 | 0.012227 | 110138.6674 | 0.81483 | 0.00095509 | 0.070866 | 47230.5258 | 22013.6802 | 1939.7792 | 0.0042023 | 2990.2606
NSW1 | LS Battery | 0.57222 | 0.00020509 | 0 | 0 | 0.00029609 | 0.13891 | 0.10664 | 0.057849 | 8.5148e-05 | 36580.7172 | 0.020587 | 73582.621 | 0.028465 | 6.623e-05 | 16269.0337 | 9.7604e-06 | 0.0044044 | 2.0118e-05 | 0.0040569 | 0.00036039 | 10544.4449 | 2274.6762 | 0.0059403 | 0.43824 | 0.00045874
NSW1 | Pumped Hydro | 0 | 0 | 0 | 0.8783 | 0.026134 | 0.016527 | 0.020912 | 0.018851 | 0.021729 | 0.097432 | 0.017235 | 0.22184 | 0.0077058 | 0.010998 | 0.39208 | 0.23857 | 42520.6328 | 0.0042403 | 0.090051 | 0.001368 | 4421.1641 | 0.0014327 | 0.00038992 | 1145.7936 | 0.00013242
NSW1 | VPP | 0 | 0 | 0 | 0 | 0 | 0 | 0 | 0 | 0 | 0 | 0 | 0 | 0 | 0 | 0 | 0 | 0 | 0 | 0 | 0 | 0 | 0 | 0 | 0 | 0
Total excluding storage |  | 0.46363 | 178879.3073 | 0.3653 | 0.30984 | 0.25041 | 0.24404 | 0.021236 | 0.198 | 0.19471 | 40187.4774 | 0.1663 | 203288.0708 | 18864.5864 | 117564.7406 | 411343.5942 | 0.075019 | 206051.522 | 8323.9528 | 0.034678 | 0.083964 | 66168.1582 | 66184.4482 | 1939.782 | 299.3286 | 2990.2735
Region | Technology | 2021-22 | 2022-23 | 2023-24 | 2024-25 | 2025-26 | 2026-27 | 2027-28 | 2028-29 | 2029-30 | 2030-31 | 2031-32 | 2032-33 | 2033-34 | 2034-35 | 2035-36 | 2036-37 | 2037-38 | 2038-39 | 2039-40 | 2040-41 | 2041-42 | 2042-43 | 2043-44 | 2044-45 | 2045-46
QLD1 | Black Coal | 0 | 0 | 0 | 0 | 0 | 0 | 0 | 0 | 0 | 0 | 0 | 0 | 0 | 0 | 0 | 0 | 0 | 0 | 0 | 0 | 0 | 0 | 0 | 0 | 0
QLD1 | Brown Coal | 0 | 0 | 0 | 0 | 0 | 0 | 0 | 0 | 0 | 0 | 0 | 0 | 0 | 0 | 0 | 0 | 0 | 0 | 0 | 0 | 0 | 0 | 0 | 0 | 0
QLD1 | CCGT | 0 | 0.035798 | 0.0015089 | 0.00011343 | 1.197e-05 | 5.2618e-05 | 9.2709e-05 | 0.00051777 | 0.00017099 | 0.0024272 | 0.0012015 | 0.0066772 | 0.002755 | 3.5481e-05 | 0.0095378 | 0.00042578 | 0.021617 | 7.9315e-06 | 2.8285e-05 | 2.3603e-05 | 0.00066814 | 0.0030176 | 5.8889e-06 | 0.00070106 | 1.917e-05
QLD1 | Gas - Steam | 0 | 0 | 0 | 0 | 0 | 0 | 0 | 0 | 0 | 0 | 0 | 0 | 0 | 0 | 0 | 0 | 0 | 0 | 0 | 0 | 0 | 0 | 0 | 0 | 0
QLD1 | OCGT / Diesel | 0.017209 | 0.00063624 | 0.00093992 | 0.00088338 | 0.00045903 | 0.00077021 | 0.00075911 | 0.00076464 | 0.00071665 | 0.00078289 | 0.00070932 | 0.00097019 | 0.0013992 | 0.00016341 | 0.0036868 | 0.0053988 | 0.05102 | 3.7519e-05 | 4.1315e-05 | 2.9013e-05 | 2.4866e-05 | 5.7982e-05 | 7.0708e-06 | 9.0338e-05 | 3.2699e-05
QLD1 | Hydro | 0 | 0 | 0 | 0 | 0 | 0 | 0 | 0 | 0 | 0 | 0 | 0 | 0 | 0 | 0 | 0 | 0 | 0 | 0 | 0 | 0 | 0 | 0 | 0 | 0
QLD1 | Wind | 0 | 2.6401 | 0.12337 | 0.093447 | 0.13947 | 18745.4921 | 118296.8516 | 331659.218 | 65128.6646 | 0.0041607 | 0.0028975 | 0.063472 | 0.021306 | 0.24417 | 200321.693 | 206953.5033 | 220660.4627 | 0.020907 | 0.015338 | 0.004104 | 0.01232 | 15136.1302 | 17072.6079 | 16644.7643 | 1350.1667
QLD1 | Solar PV | 0.27022 | 0.13241 | 0.00049018 | 8.7629e-05 | 0.15247 | 0.834 | 20342.0165 | 0.009093 | 47490.567 | 0.002816 | 0.0034838 | 0.0054628 | 0.0030787 | 0.00076528 | 7947.3234 | 0.0080776 | 26063.8275 | 0.0048029 | 0.00084088 | 0.06566 | 0.0040296 | 6321.3408 | 0.00082018 | 0.00061225 | 0.0021818
QLD1 | LS Battery | 0.084479 | 0.00025074 | 0 | 0 | 6.7537e-05 | 0.032894 | 0.034412 | 0.03164 | 3.7161e-05 | 0.27882 | 0.0013805 | 4.6141 | 6850.2313 | 2.2512e-05 | 14782.5806 | 5.8972e-06 | 8.0408e-06 | 2.7623e-06 | 8.4187e-06 | 1.2008e-05 | 7773.8854 | 0.010768 | 4.8453e-05 | 451.0352 | 9.502e-05
QLD1 | Pumped Hydro | 0 | 0 | 0 | 0.15868 | 0.010258 | 0.0111 | 0.0098156 | 0.01139 | 0.034972 | 0.00047653 | 0.0012059 | 0.073032 | 0.0079776 | 0.0016842 | 0.11935 | 0.11878 | 27044.9136 | 0.00083479 | 0.00080481 | 0.00045585 | 0.010885 | 0.0019253 | 9.0827e-05 | 1641.7573 | 0.00060983
QLD1 | VPP | 0 | 0 | 0 | 0 | 0 | 0 | 0 | 0 | 0 | 0 | 0 | 0 | 0 | 0 | 0 | 0 | 0 | 0 | 0 | 0 | 0 | 0 | 0 | 0 | 0
Total excluding storage |  | 0.28742 | 2.8089 | 0.12631 | 0.094531 | 0.29241 | 18746.3269 | 138638.8689 | 331659.2283 | 112619.2324 | 0.010187 | 0.0082921 | 0.076582 | 0.028539 | 0.24514 | 208269.0297 | 206953.5172 | 246724.3628 | 0.025755 | 0.016249 | 0.069817 | 0.017043 | 21457.4741 | 17072.6088 | 16644.7657 | 1350.169
Region | Technology | 2021-22 | 2022-23 | 2023-24 | 2024-25 | 2025-26 | 2026-27 | 2027-28 | 2028-29 | 2029-30 | 2030-31 | 2031-32 | 2032-33 | 2033-34 | 2034-35 | 2035-36 | 2036-37 | 2037-38 | 2038-39 | 2039-40 | 2040-41 | 2041-42 | 2042-43 | 2043-44 | 2044-45 | 2045-46
VIC1 | Black Coal | 0 | 0 | 0 | 0 | 0 | 0 | 0 | 0 | 0 | 0 | 0 | 0 | 0 | 0 | 0 | 0 | 0 | 0 | 0 | 0 | 0 | 0 | 0 | 0 | 0
VIC1 | Brown Coal | 0 | 0 | 0 | 0 | 0 | 0 | 0 | 0 | 0 | 0 | 0 | 0 | 0 | 0 | 0 | 0 | 0 | 0 | 0 | 0 | 0 | 0 | 0 | 0 | 0
VIC1 | CCGT | 0 | 0.027475 | 0.0026991 | 0.00044017 | 3.8259e-05 | 0.00056834 | 0.00069594 | 0.00092563 | 0.0020328 | 0.0023855 | 0.00059958 | 0.0091839 | 0.001895 | 7.9796e-05 | 0.0024002 | 2.7918e-05 | 0.0054169 | 0.000582 | 0.0022401 | 1.111e-05 | 0.0042864 | 0.00014019 | 4.724e-05 | 0.0019246 | 6.9483e-06
VIC1 | Gas - Steam | 0 | 0 | 0 | 0 | 0 | 0 | 0 | 0 | 0 | 0 | 0 | 0 | 0 | 0 | 0 | 0 | 0 | 0 | 0 | 0 | 0 | 0 | 0 | 0 | 0
VIC1 | OCGT / Diesel | 0.015842 | 0.00072989 | 0.00071538 | 0.00075205 | 0.00067778 | 0.00075537 | 0.00072999 | 0.00072202 | 0.00074332 | 0.00074748 | 0.0006705 | 0.0011416 | 0.00052534 | 0.00056247 | 0.00068727 | 0.00055356 | 0.0017577 | 8.3531e-05 | 0.0021494 | 6.1368e-05 | 0.00053728 | 4.0813e-05 | 4.5754e-05 | 0.0077812 | 5.3374e-06
VIC1 | Hydro | 0 | 0 | 0 | 0 | 0 | 0 | 0 | 0 | 0 | 0 | 0 | 0 | 0 | 0 | 0 | 0 | 0 | 0 | 0 | 0 | 0 | 0 | 0 | 0 | 0
VIC1 | Wind | 0 | 1.5095 | 0.18978 | 26724.2971 | 59297.5551 | 0.010617 | 19137.2154 | 50334.9937 | 0.0036867 | 0.0031454 | 0.0092402 | 0.36628 | 0.24532 | 0.028532 | 23889.4271 | 0.041245 | 65709.5527 | 1.596 | 0.071438 | 0.012059 | 22981.979 | 40145.2161 | 0.051068 | 0.0091265 | 8467.7184
VIC1 | Solar PV | 0.085901 | 0.041543 | 0.012367 | 0.028449 | 93999.3117 | 0.013192 | 8746.9486 | 208422.2405 | 0.00014703 | 0.00049715 | 0.0011904 | 0.0057536 | 0.00038484 | 0.00020059 | 0.000707 | 0.0013491 | 0.004025 | 0.012351 | 0.0004429 | 0.00097975 | 241.3152 | 7.6812 | 0.00078551 | 0.00028111 | 0.00034019
VIC1 | LS Battery | 0.083262 | 0.00027481 | 0 | 0 | 7.8754e-05 | 0.032262 | 0.033922 | 0.013683 | 1.5547e-05 | 0.29592 | 0.0021811 | 0.37536 | 1.5732e-05 | 6.2001e-06 | 3.6286e-06 | 0 | 3.2654e-06 | 4.3014e-06 | 2.7292e-05 | 3.1027e-05 | 0.11188 | 0.00076101 | 0.00036498 | 1386.6879 | 0.00017491
VIC1 | Pumped Hydro | 0 | 0 | 0 | 0.16146 | 0.017152 | 0.0088441 | 0.0083117 | 0.011422 | 0.0039248 | 0.019703 | 0.0034978 | 0.094317 | 0.0016724 | 0.0021819 | 0.045048 | 0.0015151 | 0.052968 | 0.0024364 | 0.11252 | 0.0007971 | 0.18753 | 0.0013571 | 0.00021332 | 4727.7446 | 0.00012431
VIC1 | VPP | 0 | 0 | 0 | 0 | 0 | 0 | 0 | 0 | 0 | 0 | 0 | 0 | 0 | 0 | 0 | 0 | 0 | 0 | 0 | 0 | 0 | 0 | 0 | 0 | 0
Total excluding storage |  | 0.10174 | 1.5793 | 0.20556 | 26724.3268 | 153296.8675 | 0.025132 | 27884.1654 | 258757.2358 | 0.0066098 | 0.0067755 | 0.011701 | 0.38236 | 0.24812 | 0.029374 | 23889.4309 | 0.043176 | 65709.5639 | 1.609 | 0.07627 | 0.013111 | 23223.299 | 40152.8974 | 0.051947 | 0.019113 | 8467.7187
Region | Technology | 2021-22 | 2022-23 | 2023-24 | 2024-25 | 2025-26 | 2026-27 | 2027-28 | 2028-29 | 2029-30 | 2030-31 | 2031-32 | 2032-33 | 2033-34 | 2034-35 | 2035-36 | 2036-37 | 2037-38 | 2038-39 | 2039-40 | 2040-41 | 2041-42 | 2042-43 | 2043-44 | 2044-45 | 2045-46
SA1 | Black Coal | 0 | 0 | 0 | 0 | 0 | 0 | 0 | 0 | 0 | 0 | 0 | 0 | 0 | 0 | 0 | 0 | 0 | 0 | 0 | 0 | 0 | 0 | 0 | 0 | 0
SA1 | Brown Coal | 0 | 0 | 0 | 0 | 0 | 0 | 0 | 0 | 0 | 0 | 0 | 0 | 0 | 0 | 0 | 0 | 0 | 0 | 0 | 0 | 0 | 0 | 0 | 0 | 0
SA1 | CCGT | 0 | 0.02963 | 0.006098 | 0.00015977 | 2.7112e-05 | 7.8335e-05 | 8.2271e-05 | 0.00015255 | 0.0010608 | 0.0026823 | 0.00048131 | 0.011713 | 0.00035427 | 0.00011926 | 0.0027651 | 4.5804e-05 | 0.014297 | 4.5384e-05 | 9.197e-05 | 1.0397e-05 | 0.0054145 | 0.0001002 | 0.00046694 | 0.0017512 | 2.7982e-06
SA1 | Gas - Steam | 0 | 0 | 0 | 0 | 0 | 0 | 0 | 0 | 0 | 0 | 0 | 0 | 0 | 0 | 0 | 0 | 0 | 0 | 0 | 0 | 0 | 0 | 0 | 0 | 0
SA1 | OCGT / Diesel | 0.016169 | 0.00062201 | 0.0068266 | 0.0001676 | 0.00018512 | 0.0002097 | 0.00021077 | 0.00017027 | 1.0636e-05 | 7.0695e-05 | 0.00058426 | 0.002902 | 0.00012864 | 0.00045255 | 0.00046993 | 0.001322 | 0.015905 | 4.7196e-05 | 5.9572e-05 | 4.2118e-05 | 4.3864e-05 | 2.8159e-05 | 5.7523e-05 | 828.5304 | 4.2697e-06
SA1 | Hydro | 0 | 0 | 0 | 0 | 0 | 0 | 0 | 0 | 0 | 0 | 0 | 0 | 0 | 0 | 0 | 0 | 0 | 0 | 0 | 0 | 0 | 0 | 0 | 0 | 0
SA1 | Wind | 0 | 2.618 | 0.6457 | 0.061264 | 0.012586 | 0.10708 | 0.016553 | 0.46823 | 0.36927 | 0.6753 | 0.019805 | 183256.5631 | 1.3119 | 0.023798 | 19752.6913 | 0.27379 | 73268.8292 | 40004.4532 | 2051.9635 | 0.0063506 | 6538.007 | 0.016617 | 0.10636 | 2357.3667 | 0.0026319
SA1 | Solar PV | 0.27271 | 0.18167 | 0.037135 | 0.00056644 | 0.082462 | 0.1077 | 0.040664 | 0.0036742 | 0.068831 | 0.17964 | 0.26354 | 34067.0487 | 0.0096181 | 0.001337 | 0.0030621 | 1220.2186 | 318.6659 | 10275.7015 | 0.0016036 | 0.0026494 | 3050.0019 | 0.0042441 | 0.0090906 | 0.001183 | 0.00092796
SA1 | LS Battery | 0.096948 | 0.0030362 | 9.2344e-06 | 0 | 2.2472e-05 | 0.023002 | 0.033764 | 0.014525 | 1.4902e-05 | 0.36612 | 0.0016083 | 20465.4782 | 1.9857e-05 | 1.1824e-05 | 8.9787e-06 | 4.9491e-06 | 1218.3787 | 2.9957e-06 | 8.3681e-06 | 0.00011412 | 2551.4026 | 0.00082302 | 0.0002848 | 2464.5755 | 0.00017261
SA1 | Pumped Hydro | 0 | 0 | 0 | 0.10895 | 0.0067736 | 0.0069537 | 0.0053712 | 0.0057061 | 0.0061966 | 0.0097361 | 0.0034763 | 0.029795 | 0.0013969 | 0.0027894 | 0.01826 | 0.0067456 | 0.088273 | 0.00083842 | 0.00064236 | 0.0005287 | 0.015162 | 0.00062699 | 0.00016437 | 0.0088795 | 0.00010024
SA1 | VPP | 0 | 0 | 0 | 0 | 0 | 0 | 0 | 0 | 0 | 0 | 0 | 0 | 0 | 0 | 0 | 0 | 0 | 0 | 0 | 0 | 0 | 0 | 0 | 0 | 0
Total excluding storage |  | 0.28888 | 2.8299 | 0.69576 | 0.062157 | 0.09526 | 0.21506 | 0.05751 | 0.47222 | 0.43917 | 0.85769 | 0.28441 | 217323.6263 | 1.322 | 0.025707 | 19752.6976 | 1220.4937 | 73587.5253 | 50280.1548 | 2051.9653 | 0.0090526 | 9588.0144 | 0.020989 | 0.11598 | 3185.9 | 0.003567
Region | Technology | 2021-22 | 2022-23 | 2023-24 | 2024-25 | 2025-26 | 2026-27 | 2027-28 | 2028-29 | 2029-30 | 2030-31 | 2031-32 | 2032-33 | 2033-34 | 2034-35 | 2035-36 | 2036-37 | 2037-38 | 2038-39 | 2039-40 | 2040-41 | 2041-42 | 2042-43 | 2043-44 | 2044-45 | 2045-46
TAS1 | Black Coal | 0 | 0 | 0 | 0 | 0 | 0 | 0 | 0 | 0 | 0 | 0 | 0 | 0 | 0 | 0 | 0 | 0 | 0 | 0 | 0 | 0 | 0 | 0 | 0 | 0
TAS1 | Brown Coal | 0 | 0 | 0 | 0 | 0 | 0 | 0 | 0 | 0 | 0 | 0 | 0 | 0 | 0 | 0 | 0 | 0 | 0 | 0 | 0 | 0 | 0 | 0 | 0 | 0
TAS1 | CCGT | 0 | 0.023427 | 0.0054374 | 0.00019899 | 1.9356e-05 | 0.00078007 | 0.00040081 | 0.00093729 | 0.0023104 | 0.0022097 | 1.4092e-05 | 0.0041102 | 0.00024295 | 1.7598e-05 | 0.00010616 | 0.0018546 | 0.0035331 | 0.00077595 | 0.00087349 | 4.3097e-06 | 0.0019007 | 3.6146e-05 | 7.2145e-06 | 2.9586e-05 | 9.7472e-06
TAS1 | Gas - Steam | 0 | 0 | 0 | 0 | 0 | 0 | 0 | 0 | 0 | 0 | 0 | 0 | 0 | 0 | 0 | 0 | 0 | 0 | 0 | 0 | 0 | 0 | 0 | 0 | 0
TAS1 | OCGT / Diesel | 0.01643 | 0.00043376 | 0.0009746 | 0.00080577 | 0.00067445 | 0.00082568 | 0.00074767 | 0.00075545 | 0.00078692 | 0.00081699 | 0.00054708 | 0.00083029 | 0.00068625 | 0.00044581 | 0.0005827 | 0.00060776 | 0.0017657 | 9.108e-05 | 0.0021527 | 6.0402e-05 | 0.0003957 | 4.1702e-05 | 3.1288e-05 | 0.00084251 | 1.4102e-05
TAS1 | Hydro | 0 | 0 | 0 | 0 | 0 | 0 | 0 | 0 | 0 | 0 | 0 | 0 | 0 | 0 | 0 | 0 | 0 | 0 | 0 | 0 | 0 | 0 | 0 | 0 | 0
TAS1 | Wind | 0 | 0.91272 | 0.5477 | 0.010925 | 0.0023597 | 0.022097 | 0.0048528 | 0.20045 | 0.39312 | 0.53507 | 0.00081891 | 60789.3329 | 0.0020429 | 0.0013051 | 0.0020754 | 63957.5852 | 3334.7856 | 7367.0232 | 0.0039962 | 0.00070607 | 6757.5258 | 0.0027317 | 0.00080471 | 0.00085956 | 0.00075767
TAS1 | Solar PV | 0.03683 | 0.013063 | 0.0024345 | 2.2521e-05 | 0.015346 | 0.020452 | 0.003112 | 0.0016723 | 0.025843 | 0.055018 | 5.1748e-05 | 0.06296 | 6.119e-05 | 1.1324e-05 | 3.2845e-05 | 0.00056335 | 0.00065523 | 0.0089185 | 7.0761e-05 | 2.5647e-05 | 0.018569 | 0.0019646 | 1.8491e-05 | 5.8425e-05 | 2.687e-05
TAS1 | LS Battery | 0.081276 | 0.00088325 | 0 | 0 | 8.2304e-05 | 0.029285 | 0.029199 | 0.010623 | 1.1991e-05 | 0.11868 | 0.021413 | 0.039771 | 0.00012847 | 3.5165e-05 | 2.2447e-05 | 9.9019e-06 | 0.0069182 | 1.8944e-05 | 0.052485 | 0.00045751 | 0.01617 | 0.00038101 | 0.00052257 | 0.0078908 | 0.00021073
TAS1 | Pumped Hydro | 0 | 0 | 0 | 0.19657 | 0.021055 | 0.0070659 | 0.011867 | 0.010211 | 0.0054358 | 0.0043967 | 0.017977 | 0.015808 | 0.0055096 | 0.010178 | 0.0098354 | 0.067892 | 0.12754 | 0.0025307 | 0.16721 | 0.00088532 | 0.024908 | 0.00058841 | 0.00041697 | 0.00027239 | 0.00013843
TAS1 | VPP | 0 | 0 | 0 | 0 | 0 | 0 | 0 | 0 | 0 | 0 | 0 | 0 | 0 | 0 | 0 | 0 | 0 | 0 | 0 | 0 | 0 | 0 | 0 | 0 | 0
Total excluding storage |  | 0.05326 | 0.94965 | 0.55654 | 0.011953 | 0.018399 | 0.044156 | 0.0091133 | 0.20381 | 0.42206 | 0.59311 | 0.0014318 | 60789.4008 | 0.0030333 | 0.0017798 | 0.0027971 | 63957.5883 | 3334.7916 | 7367.033 | 0.0070932 | 0.00079643 | 6757.5467 | 0.0047742 | 0.0008617 | 0.0017901 | 0.00080839

## Option1_Fuel Cost
Fuel cost by technology ($000s) - SWNSW Option 1, Central Scenario
Fuel | Real June 2019 dollars discounted to June 2020
Explicitly modelled generation
Region | Technology | 2021-22 | 2022-23 | 2023-24 | 2024-25 | 2025-26 | 2026-27 | 2027-28 | 2028-29 | 2029-30 | 2030-31 | 2031-32 | 2032-33 | 2033-34 | 2034-35 | 2035-36 | 2036-37 | 2037-38 | 2038-39 | 2039-40 | 2040-41 | 2041-42 | 2042-43 | 2043-44 | 2044-45 | 2045-46
NEM | Black Coal | 1796323.504 | 1435067.424 | 1488608.396 | 1399132.138 | 1250361.339 | 1180908.076 | 1123087.532 | 1040356.906 | 1019074.699 | 980881.991 | 914145.576 | 784988.513 | 770196.201 | 723018.059 | 387537.366 | 353780.955 | 273710.934 | 266564.031 | 244964.785 | 217479.832 | 205898.103 | 104393.7995 | 79954.9915 | 60020.891 | 44806.413
NEM | Brown Coal | 229539.654 | 198493.786 | 202330.4 | 194250.545 | 187473.437 | 174430.016 | 156814.743 | 151071.715 | 125267.949 | 118929.036 | 101681.665 | 85123.275 | 80794.13 | 76792.978 | 71239.131 | 65324.117 | 58455.104 | 52774.5595 | 52484.871 | 51811.8175 | 48540.099 | 45171.619 | 42902.1935 | 40128.1195 | 38400.576
NEM | CCGT | 159485.333 | 129723.5783 | 102014.2411 | 99816.2347 | 111441.7126 | 109186.1881 | 105684.8353 | 102197.8109 | 100801.129 | 97127.9315 | 91844.0151 | 197293.0704 | 221112.2686 | 143050.8628 | 279217.2208 | 154224.7523 | 157688.4933 | 163743.5433 | 149200.136 | 113357.8273 | 134434.9429 | 282470.4157 | 211299.719 | 167138.3917 | 132511.9067
NEM | Gas - Steam | 62619.348 | 61149.5815 | 65262.6912 | 7246.3704 | 6451.4586 | 6803.933 | 6245.8136 | 5969.0543 | 5698.183 | 5579.4372 | 5782.4736 | 7670.6408 | 6152.1962 | 8134.2253 | 8495.238 | 3544.2655 | 6354.8345 | 6078.454 | 0 | 0 | 0 | 0 | 0 | 0 | 0
NEM | OCGT / Diesel | 7155.0547 | 6906.3295 | 10950.8851 | 1737.4418 | 39.8645 | 620.4743 | 179.0074 | 107.9208 | 37.5359 | 532.6585 | 748.1165 | 10642.4108 | 10661.7311 | 6365.912 | 50447.8999 | 37630.3171 | 56181.3671 | 52787.7572 | 77121.9408 | 63843.682 | 92139.3906 | 121969.6173 | 163226.181 | 89732.2402 | 91892.5102
NEM | Hydro | 0 | 0 | 0 | 0 | 0 | 0 | 0 | 0 | 0 | 0 | 0 | 0 | 0 | 0 | 0 | 0 | 0 | 0 | 0 | 0 | 0 | 0 | 0 | 0 | 0
NEM | Wind | 0 | 0 | 0 | 0 | 0 | 0 | 0 | 0 | 0 | 0 | 0 | 0 | 0 | 0 | 0 | 0 | 0 | 0 | 0 | 0 | 0 | 0 | 0 | 0 | 0
NEM | Solar PV | 0 | 0 | 0 | 0 | 0 | 0 | 0 | 0 | 0 | 0 | 0 | 0 | 0 | 0 | 0 | 0 | 0 | 0 | 0 | 0 | 0 | 0 | 0 | 0 | 0
NEM | LS Battery | 0 | 0 | 0 | 0 | 0 | 0 | 0 | 0 | 0 | 0 | 0 | 0 | 0 | 0 | 0 | 0 | 0 | 0 | 0 | 0 | 0 | 0 | 0 | 0 | 0
NEM | Pumped Hydro | 0 | 0 | 0 | 0 | 0 | 0 | 0 | 0 | 0 | 0 | 0 | 0 | 0 | 0 | 0 | 0 | 0 | 0 | 0 | 0 | 0 | 0 | 0 | 0 | 0
NEM | VPP | 0 | 0 | 0 | 0 | 0 | 0 | 0 | 0 | 0 | 0 | 0 | 0 | 0 | 0 | 0 | 0 | 0 | 0 | 0 | 0 | 0 | 0 | 0 | 0 | 0
Total excluding storage |  | 2255122.8937 | 1831340.6993 | 1869166.6134 | 1702182.7298 | 1555767.8116 | 1471948.6874 | 1392011.9312 | 1299703.4069 | 1250879.496 | 1203051.0542 | 1114201.8461 | 1085717.9101 | 1088916.5269 | 957362.0371 | 796936.8557 | 614504.4069 | 552390.7329 | 541948.345 | 523771.7328 | 446493.1588 | 481012.5355 | 554005.4515 | 497383.085 | 357019.6424 | 307611.4059
Region | Technology | 2021-22 | 2022-23 | 2023-24 | 2024-25 | 2025-26 | 2026-27 | 2027-28 | 2028-29 | 2029-30 | 2030-31 | 2031-32 | 2032-33 | 2033-34 | 2034-35 | 2035-36 | 2036-37 | 2037-38 | 2038-39 | 2039-40 | 2040-41 | 2041-42 | 2042-43 | 2043-44 | 2044-45 | 2045-46
NSW1 | Black Coal | 934518.152 | 726287.594 | 792311.048 | 722316.068 | 637678.004 | 603065.856 | 600121.604 | 587983.876 | 592864.876 | 573460.068 | 530799.192 | 349708.012 | 346259.708 | 330839.292 | 98399.124 | 123333.292 | 118048.708 | 109735.492 | 101805.404 | 86960.8 | 88474.924 | 5.5371e-08 | 5.2598e-08 | 4.9366e-08 | 4.6648e-08
NSW1 | Brown Coal | 0 | 0 | 0 | 0 | 0 | 0 | 0 | 0 | 0 | 0 | 0 | 0 | 0 | 0 | 0 | 0 | 0 | 0 | 0 | 0 | 0 | 0 | 0 | 0 | 0
NSW1 | CCGT | 1316.2806 | 1910.135 | 2036.5017 | 3653.2096 | 3477.8684 | 3243.5963 | 3102.9788 | 2943.6846 | 2729.5996 | 2610.3983 | 2535.6065 | 58298.2037 | 65821.8856 | 39371.9863 | 65660.9477 | 43779.7881 | 54806.4775 | 60003.7311 | 60409.8246 | 37865.6781 | 50343.0378 | 191823.351 | 128757.929 | 100068.864 | 95719.792
NSW1 | Gas - Steam | 0 | 0 | 0 | 0 | 0 | 0 | 0 | 0 | 0 | 0 | 0 | 0 | 0 | 0 | 0 | 0 | 0 | 0 | 0 | 0 | 0 | 0 | 0 | 0 | 0
NSW1 | OCGT / Diesel | 277.6375 | 401.7122 | 298.825 | 257.036 | 0.17081 | 0.17356 | 0.17268 | 0.16885 | 9.2029 | 229.3442 | 177.3896 | 1649.8494 | 1160.5617 | 975.6839 | 26278.4791 | 22394.6598 | 26562.3497 | 30777.8951 | 43451.9864 | 41396.6464 | 56640.4761 | 78460.0783 | 102805.421 | 50035.2248 | 47744.2458
NSW1 | Hydro | 0 | 0 | 0 | 0 | 0 | 0 | 0 | 0 | 0 | 0 | 0 | 0 | 0 | 0 | 0 | 0 | 0 | 0 | 0 | 0 | 0 | 0 | 0 | 0 | 0
NSW1 | Wind | 0 | 0 | 0 | 0 | 0 | 0 | 0 | 0 | 0 | 0 | 0 | 0 | 0 | 0 | 0 | 0 | 0 | 0 | 0 | 0 | 0 | 0 | 0 | 0 | 0
NSW1 | Solar PV | 0 | 0 | 0 | 0 | 0 | 0 | 0 | 0 | 0 | 0 | 0 | 0 | 0 | 0 | 0 | 0 | 0 | 0 | 0 | 0 | 0 | 0 | 0 | 0 | 0
NSW1 | LS Battery | 0 | 0 | 0 | 0 | 0 | 0 | 0 | 0 | 0 | 0 | 0 | 0 | 0 | 0 | 0 | 0 | 0 | 0 | 0 | 0 | 0 | 0 | 0 | 0 | 0
NSW1 | Pumped Hydro | 0 | 0 | 0 | 0 | 0 | 0 | 0 | 0 | 0 | 0 | 0 | 0 | 0 | 0 | 0 | 0 | 0 | 0 | 0 | 0 | 0 | 0 | 0 | 0 | 0
NSW1 | VPP | 0 | 0 | 0 | 0 | 0 | 0 | 0 | 0 | 0 | 0 | 0 | 0 | 0 | 0 | 0 | 0 | 0 | 0 | 0 | 0 | 0 | 0 | 0 | 0 | 0
Total excluding storage |  | 936112.0701 | 728599.4412 | 794646.3748 | 726226.3136 | 641156.0432 | 606309.6258 | 603224.7554 | 590927.7294 | 595603.6786 | 576299.8105 | 533512.1882 | 409656.0652 | 413242.1553 | 371186.9622 | 190338.5509 | 189507.7399 | 199417.5352 | 200517.1182 | 205667.215 | 166223.1245 | 195458.4379 | 270283.4293 | 231563.35 | 150104.0888 | 143464.0378
Region | Technology | 2021-22 | 2022-23 | 2023-24 | 2024-25 | 2025-26 | 2026-27 | 2027-28 | 2028-29 | 2029-30 | 2030-31 | 2031-32 | 2032-33 | 2033-34 | 2034-35 | 2035-36 | 2036-37 | 2037-38 | 2038-39 | 2039-40 | 2040-41 | 2041-42 | 2042-43 | 2043-44 | 2044-45 | 2045-46
QLD1 | Black Coal | 861805.352 | 708779.83 | 696297.348 | 676816.07 | 612683.335 | 577842.22 | 522965.928 | 452373.03 | 426209.823 | 407421.923 | 383346.384 | 435280.501 | 423936.493 | 392178.767 | 289138.242 | 230447.663 | 155662.226 | 156828.539 | 143159.381 | 130519.032 | 117423.179 | 104393.7995 | 79954.9915 | 60020.891 | 44806.413
QLD1 | Brown Coal | 0 | 0 | 0 | 0 | 0 | 0 | 0 | 0 | 0 | 0 | 0 | 0 | 0 | 0 | 0 | 0 | 0 | 0 | 0 | 0 | 0 | 0 | 0 | 0 | 0
QLD1 | CCGT | 77043.3204 | 58899.5644 | 55622.3383 | 69740.8555 | 82200.1293 | 80777.9986 | 78267.8412 | 75616.1623 | 75431.7759 | 72792.2929 | 68759.1597 | 92834.2071 | 102507.4125 | 72351.9689 | 160188.7885 | 83660.1353 | 102881.5346 | 103739.3404 | 88789.831 | 75491.7266 | 84091.3654 | 90646.5395 | 82541.2908 | 67068.9933 | 36791.6052
QLD1 | Gas - Steam | 0 | 0 | 0 | 0 | 0 | 0 | 0 | 0 | 0 | 0 | 0 | 0 | 0 | 0 | 0 | 0 | 0 | 0 | 0 | 0 | 0 | 0 | 0 | 0 | 0
QLD1 | OCGT / Diesel | 994.4072 | 0.20477 | 50.0082 | 220.0453 | 0.19719 | 37.1679 | 0.19545 | 107.0312 | 0.191 | 201.2743 | 18.9269 | 704.3125 | 407.4978 | 39.4333 | 3511.2202 | 7141.2903 | 7430.5526 | 2545.6896 | 9452.2986 | 5022.1101 | 9878.4459 | 18632.6914 | 23609.0465 | 21038.0546 | 30598.1138
QLD1 | Hydro | 0 | 0 | 0 | 0 | 0 | 0 | 0 | 0 | 0 | 0 | 0 | 0 | 0 | 0 | 0 | 0 | 0 | 0 | 0 | 0 | 0 | 0 | 0 | 0 | 0
QLD1 | Wind | 0 | 0 | 0 | 0 | 0 | 0 | 0 | 0 | 0 | 0 | 0 | 0 | 0 | 0 | 0 | 0 | 0 | 0 | 0 | 0 | 0 | 0 | 0 | 0 | 0
QLD1 | Solar PV | 0 | 0 | 0 | 0 | 0 | 0 | 0 | 0 | 0 | 0 | 0 | 0 | 0 | 0 | 0 | 0 | 0 | 0 | 0 | 0 | 0 | 0 | 0 | 0 | 0
QLD1 | LS Battery | 0 | 0 | 0 | 0 | 0 | 0 | 0 | 0 | 0 | 0 | 0 | 0 | 0 | 0 | 0 | 0 | 0 | 0 | 0 | 0 | 0 | 0 | 0 | 0 | 0
QLD1 | Pumped Hydro | 0 | 0 | 0 | 0 | 0 | 0 | 0 | 0 | 0 | 0 | 0 | 0 | 0 | 0 | 0 | 0 | 0 | 0 | 0 | 0 | 0 | 0 | 0 | 0 | 0
QLD1 | VPP | 0 | 0 | 0 | 0 | 0 | 0 | 0 | 0 | 0 | 0 | 0 | 0 | 0 | 0 | 0 | 0 | 0 | 0 | 0 | 0 | 0 | 0 | 0 | 0 | 0
Total excluding storage |  | 939843.0796 | 767679.5992 | 751969.6944 | 746776.9708 | 694883.6615 | 658657.3865 | 601233.9646 | 528096.2235 | 501641.7899 | 480415.4902 | 452124.4705 | 528819.0206 | 526851.4032 | 464570.1692 | 452838.2508 | 321249.0885 | 265974.3132 | 263113.569 | 241401.5105 | 211032.8686 | 211392.9903 | 213673.0304 | 186105.3288 | 148127.9389 | 112196.132
Region | Technology | 2021-22 | 2022-23 | 2023-24 | 2024-25 | 2025-26 | 2026-27 | 2027-28 | 2028-29 | 2029-30 | 2030-31 | 2031-32 | 2032-33 | 2033-34 | 2034-35 | 2035-36 | 2036-37 | 2037-38 | 2038-39 | 2039-40 | 2040-41 | 2041-42 | 2042-43 | 2043-44 | 2044-45 | 2045-46
VIC1 | Black Coal | 0 | 0 | 0 | 0 | 0 | 0 | 0 | 0 | 0 | 0 | 0 | 0 | 0 | 0 | 0 | 0 | 0 | 0 | 0 | 0 | 0 | 0 | 0 | 0 | 0
VIC1 | Brown Coal | 229539.654 | 198493.786 | 202330.4 | 194250.545 | 187473.437 | 174430.016 | 156814.743 | 151071.715 | 125267.949 | 118929.036 | 101681.665 | 85123.275 | 80794.13 | 76792.978 | 71239.131 | 65324.117 | 58455.104 | 52774.5595 | 52484.871 | 51811.8175 | 48540.099 | 45171.619 | 42902.1935 | 40128.1195 | 38400.576
VIC1 | CCGT | 0 | 0.074085 | 0.083242 | 0.081992 | 0.07906 | 0.079308 | 0.079257 | 0.079781 | 0.084972 | 0.092311 | 0.089713 | 0.13165 | 0.13578 | 0.12504 | 0.13523 | 0.12386 | 0.15424 | 0.15266 | 0.16366 | 0.1459 | 0.18826 | 0.18366 | 0.1731 | 0.19908 | 0.18978
VIC1 | Gas - Steam | 1964.025 | 1771.0295 | 2478.0072 | 590.6289 | 0.037053 | 503.315 | 143.2371 | 0.028271 | 43.496 | 117.4192 | 558.3496 | 2361.6268 | 1458.1662 | 2460.7918 | 8495.238 | 3544.2655 | 6354.8345 | 6078.454 | 0 | 0 | 0 | 0 | 0 | 0 | 0
VIC1 | OCGT / Diesel | 1036.1305 | 2406.7677 | 1896.8746 | 691.3013 | 0.26113 | 211.5655 | 64.1888 | 0.26194 | 0.27279 | 10.6171 | 167.4061 | 674.2115 | 10.7542 | 60.5688 | 2642.4834 | 1635.3792 | 3144.7579 | 655.4966 | 3722.2753 | 2392.2221 | 4994.7037 | 3607.4979 | 12012.3032 | 12177.9848 | 8659.9692
VIC1 | Hydro | 0 | 0 | 0 | 0 | 0 | 0 | 0 | 0 | 0 | 0 | 0 | 0 | 0 | 0 | 0 | 0 | 0 | 0 | 0 | 0 | 0 | 0 | 0 | 0 | 0
VIC1 | Wind | 0 | 0 | 0 | 0 | 0 | 0 | 0 | 0 | 0 | 0 | 0 | 0 | 0 | 0 | 0 | 0 | 0 | 0 | 0 | 0 | 0 | 0 | 0 | 0 | 0
VIC1 | Solar PV | 0 | 0 | 0 | 0 | 0 | 0 | 0 | 0 | 0 | 0 | 0 | 0 | 0 | 0 | 0 | 0 | 0 | 0 | 0 | 0 | 0 | 0 | 0 | 0 | 0
VIC1 | LS Battery | 0 | 0 | 0 | 0 | 0 | 0 | 0 | 0 | 0 | 0 | 0 | 0 | 0 | 0 | 0 | 0 | 0 | 0 | 0 | 0 | 0 | 0 | 0 | 0 | 0
VIC1 | Pumped Hydro | 0 | 0 | 0 | 0 | 0 | 0 | 0 | 0 | 0 | 0 | 0 | 0 | 0 | 0 | 0 | 0 | 0 | 0 | 0 | 0 | 0 | 0 | 0 | 0 | 0
VIC1 | VPP | 0 | 0 | 0 | 0 | 0 | 0 | 0 | 0 | 0 | 0 | 0 | 0 | 0 | 0 | 0 | 0 | 0 | 0 | 0 | 0 | 0 | 0 | 0 | 0 | 0
Total excluding storage |  | 232539.8095 | 202671.6573 | 206705.365 | 195532.5572 | 187473.8142 | 175144.9758 | 157022.2481 | 151072.085 | 125311.8028 | 119057.1647 | 102407.5104 | 88159.2449 | 82263.1861 | 79314.4637 | 82376.9877 | 70503.8855 | 67954.8507 | 59508.6628 | 56207.3099 | 54204.1855 | 53534.9909 | 48779.3006 | 54914.6698 | 52306.3034 | 47060.7349
Region | Technology | 2021-22 | 2022-23 | 2023-24 | 2024-25 | 2025-26 | 2026-27 | 2027-28 | 2028-29 | 2029-30 | 2030-31 | 2031-32 | 2032-33 | 2033-34 | 2034-35 | 2035-36 | 2036-37 | 2037-38 | 2038-39 | 2039-40 | 2040-41 | 2041-42 | 2042-43 | 2043-44 | 2044-45 | 2045-46
SA1 | Black Coal | 0 | 0 | 0 | 0 | 0 | 0 | 0 | 0 | 0 | 0 | 0 | 0 | 0 | 0 | 0 | 0 | 0 | 0 | 0 | 0 | 0 | 0 | 0 | 0 | 0
SA1 | Brown Coal | 0 | 0 | 0 | 0 | 0 | 0 | 0 | 0 | 0 | 0 | 0 | 0 | 0 | 0 | 0 | 0 | 0 | 0 | 0 | 0 | 0 | 0 | 0 | 0 | 0
SA1 | CCGT | 81125.732 | 68913.7389 | 44355.2336 | 26422.0056 | 25763.5583 | 25164.4346 | 24313.8582 | 23637.8057 | 22639.5833 | 21725.054 | 20549.0745 | 46160.4253 | 52782.7339 | 31326.6934 | 53367.2625 | 26784.6113 | 0.21495 | 0.20601 | 0.19952 | 0.17656 | 0.23026 | 0.22466 | 0.21984 | 0.23538 | 0.22419
SA1 | Gas - Steam | 60655.323 | 59378.552 | 62784.684 | 6655.7415 | 6451.4215 | 6300.618 | 6102.5765 | 5969.026 | 5654.687 | 5462.018 | 5224.124 | 5309.014 | 4694.03 | 5673.4335 | 0 | 0 | 0 | 0 | 0 | 0 | 0 | 0 | 0 | 0 | 0
SA1 | OCGT / Diesel | 4846.7704 | 4097.5606 | 8705.0746 | 568.9579 | 39.1456 | 371.4731 | 114.3585 | 0.36599 | 27.7712 | 91.3121 | 384.3025 | 7610.4882 | 9082.7994 | 5290.1325 | 18015.6186 | 6438.8578 | 18956.2705 | 18801.4613 | 20399.8682 | 15032.6386 | 20569.4092 | 21269.2674 | 24789.4712 | 6371.5304 | 4836.4752
SA1 | Hydro | 0 | 0 | 0 | 0 | 0 | 0 | 0 | 0 | 0 | 0 | 0 | 0 | 0 | 0 | 0 | 0 | 0 | 0 | 0 | 0 | 0 | 0 | 0 | 0 | 0
SA1 | Wind | 0 | 0 | 0 | 0 | 0 | 0 | 0 | 0 | 0 | 0 | 0 | 0 | 0 | 0 | 0 | 0 | 0 | 0 | 0 | 0 | 0 | 0 | 0 | 0 | 0
SA1 | Solar PV | 0 | 0 | 0 | 0 | 0 | 0 | 0 | 0 | 0 | 0 | 0 | 0 | 0 | 0 | 0 | 0 | 0 | 0 | 0 | 0 | 0 | 0 | 0 | 0 | 0
SA1 | LS Battery | 0 | 0 | 0 | 0 | 0 | 0 | 0 | 0 | 0 | 0 | 0 | 0 | 0 | 0 | 0 | 0 | 0 | 0 | 0 | 0 | 0 | 0 | 0 | 0 | 0
SA1 | Pumped Hydro | 0 | 0 | 0 | 0 | 0 | 0 | 0 | 0 | 0 | 0 | 0 | 0 | 0 | 0 | 0 | 0 | 0 | 0 | 0 | 0 | 0 | 0 | 0 | 0 | 0
SA1 | VPP | 0 | 0 | 0 | 0 | 0 | 0 | 0 | 0 | 0 | 0 | 0 | 0 | 0 | 0 | 0 | 0 | 0 | 0 | 0 | 0 | 0 | 0 | 0 | 0 | 0
Total excluding storage |  | 146627.8254 | 132389.8515 | 115844.9922 | 33646.705 | 32254.1254 | 31836.5257 | 30530.7932 | 29607.1977 | 28322.0414 | 27278.3841 | 26157.5011 | 59079.9275 | 66559.5633 | 42290.2594 | 71382.8811 | 33223.4691 | 18956.4855 | 18801.6673 | 20400.0677 | 15032.8152 | 20569.6395 | 21269.4921 | 24789.691 | 6371.7658 | 4836.6994
Region | Technology | 2021-22 | 2022-23 | 2023-24 | 2024-25 | 2025-26 | 2026-27 | 2027-28 | 2028-29 | 2029-30 | 2030-31 | 2031-32 | 2032-33 | 2033-34 | 2034-35 | 2035-36 | 2036-37 | 2037-38 | 2038-39 | 2039-40 | 2040-41 | 2041-42 | 2042-43 | 2043-44 | 2044-45 | 2045-46
TAS1 | Black Coal | 0 | 0 | 0 | 0 | 0 | 0 | 0 | 0 | 0 | 0 | 0 | 0 | 0 | 0 | 0 | 0 | 0 | 0 | 0 | 0 | 0 | 0 | 0 | 0 | 0
TAS1 | Brown Coal | 0 | 0 | 0 | 0 | 0 | 0 | 0 | 0 | 0 | 0 | 0 | 0 | 0 | 0 | 0 | 0 | 0 | 0 | 0 | 0 | 0 | 0 | 0 | 0 | 0
TAS1 | CCGT | 0 | 0.065827 | 0.084218 | 0.082008 | 0.077576 | 0.079385 | 0.077912 | 0.078538 | 0.085223 | 0.094021 | 0.084594 | 0.10271 | 0.10077 | 0.089221 | 0.086742 | 0.09383 | 0.11199 | 0.11319 | 0.1173 | 0.10019 | 0.12116 | 0.11687 | 0.10623 | 0.099883 | 0.095536
TAS1 | Gas - Steam | 0 | 0 | 0 | 0 | 0 | 0 | 0 | 0 | 0 | 0 | 0 | 0 | 0 | 0 | 0 | 0 | 0 | 0 | 0 | 0 | 0 | 0 | 0 | 0 | 0
TAS1 | OCGT / Diesel | 0.10914 | 0.084256 | 0.10271 | 0.10124 | 0.089762 | 0.094209 | 0.091958 | 0.092804 | 0.098046 | 0.11074 | 0.091339 | 3.5493 | 0.11817 | 0.093406 | 0.098476 | 20.1301 | 87.4363 | 7.2146 | 95.5123 | 0.06485 | 56.3556 | 0.082349 | 9.9391 | 109.4456 | 53.7062
TAS1 | Hydro | 0 | 0 | 0 | 0 | 0 | 0 | 0 | 0 | 0 | 0 | 0 | 0 | 0 | 0 | 0 | 0 | 0 | 0 | 0 | 0 | 0 | 0 | 0 | 0 | 0
TAS1 | Wind | 0 | 0 | 0 | 0 | 0 | 0 | 0 | 0 | 0 | 0 | 0 | 0 | 0 | 0 | 0 | 0 | 0 | 0 | 0 | 0 | 0 | 0 | 0 | 0 | 0
TAS1 | Solar PV | 0 | 0 | 0 | 0 | 0 | 0 | 0 | 0 | 0 | 0 | 0 | 0 | 0 | 0 | 0 | 0 | 0 | 0 | 0 | 0 | 0 | 0 | 0 | 0 | 0
TAS1 | LS Battery | 0 | 0 | 0 | 0 | 0 | 0 | 0 | 0 | 0 | 0 | 0 | 0 | 0 | 0 | 0 | 0 | 0 | 0 | 0 | 0 | 0 | 0 | 0 | 0 | 0
TAS1 | Pumped Hydro | 0 | 0 | 0 | 0 | 0 | 0 | 0 | 0 | 0 | 0 | 0 | 0 | 0 | 0 | 0 | 0 | 0 | 0 | 0 | 0 | 0 | 0 | 0 | 0 | 0
TAS1 | VPP | 0 | 0 | 0 | 0 | 0 | 0 | 0 | 0 | 0 | 0 | 0 | 0 | 0 | 0 | 0 | 0 | 0 | 0 | 0 | 0 | 0 | 0 | 0 | 0 | 0
Total excluding storage |  | 0.10914 | 0.15008 | 0.18693 | 0.18325 | 0.16734 | 0.17359 | 0.16987 | 0.17134 | 0.18327 | 0.20476 | 0.17593 | 3.652 | 0.21894 | 0.18263 | 0.18522 | 20.2239 | 87.5483 | 7.3278 | 95.6296 | 0.16504 | 56.4768 | 0.19922 | 10.0454 | 109.5455 | 53.8018

## Option1_Build Cost
New generation build cost (CAPEX) by technology ($000s) - SWNSW Option 1, Central Scenario
CAPEX (Install) | Real June 2019 dollars discounted to June 2020. The total capital costs are annualised for modelling purposes.
Explicitly modelled generation
Region | Technology | 2021-22 | 2022-23 | 2023-24 | 2024-25 | 2025-26 | 2026-27 | 2027-28 | 2028-29 | 2029-30 | 2030-31 | 2031-32 | 2032-33 | 2033-34 | 2034-35 | 2035-36 | 2036-37 | 2037-38 | 2038-39 | 2039-40 | 2040-41 | 2041-42 | 2042-43 | 2043-44 | 2044-45 | 2045-46
NEM | Black Coal | 0 | 0 | 0 | 0 | 0 | 0 | 0 | 0 | 0 | 0 | 0 | 0 | 0 | 0 | 0 | 0 | 0 | 0 | 0 | 0 | 0 | 0 | 0 | 0 | 0
NEM | Brown Coal | 0 | 0 | 0 | 0 | 0 | 0 | 0 | 0 | 0 | 0 | 0 | 0 | 0 | 0 | 0 | 0 | 0 | 0 | 0 | 0 | 0 | 0 | 0 | 0 | 0
NEM | CCGT | 0 | 2.2928 | 0.22533 | 0.015547 | 0.0016245 | 0.021525 | 0.018211 | 0.034809 | 0.076779 | 0.22976 | 0.031512 | 0.73082 | 0.07835 | 0.0041982 | 0.78878 | 0.031085 | 277.2757 | 0.021237 | 0.043644 | 0.0012482 | 0.16617 | 152364.1292 | 0.0086941 | 0.058894 | 0.00054432
NEM | Gas - Steam | 0 | 0 | 0 | 0 | 0 | 0 | 0 | 0 | 0 | 0 | 0 | 0 | 0 | 0 | 0 | 0 | 0 | 0 | 0 | 0 | 0 | 0 | 0 | 0 | 0
NEM | OCGT / Diesel | 5.3869 | 0.10869 | 0.2912 | 0.077878 | 0.072522 | 0.093443 | 0.089621 | 0.087179 | 0.085176 | 0.090324 | 0.090141 | 0.25227 | 0.079621 | 0.056886 | 39537.7994 | 0.22264 | 230836.4471 | 0.010792 | 0.18426 | 0.0079809 | 0.059081 | 0.010474 | 0.023431 | 30224.469 | 0.002366
NEM | Hydro | 0 | 0 | 0 | 0 | 0 | 0 | 0 | 0 | 0 | 0 | 0 | 0 | 0 | 0 | 0 | 0 | 0 | 0 | 0 | 0 | 0 | 0 | 0 | 0 | 0
NEM | Wind | 0 | 38.7004 | 7.2806 | 111082.5836 | 245155.1993 | 72985.5935 | 535375.4253 | 1457391.1178 | 245488.3687 | 6.625 | 0.19369 | 928002.9677 | 63260.3362 | 390139.7361 | 1990343.8441 | 952440.6368 | 1572633.8208 | 197050.4051 | 7386.3616 | 0.1245 | 186780.0541 | 290755.6266 | 56937.0781 | 63923.3169 | 33420.9176
NEM | Solar PV | 6.7711 | 1050636.5193 | 0.58891 | 0.26196 | 544907.3657 | 5.734 | 152750.5974 | 1116722.6611 | 233208.3326 | 174249.0532 | 1.888 | 1011968.0983 | 0.13516 | 0.01357 | 320887.9224 | 5526.9849 | 530892.5707 | 45399.631 | 0.015871 | 0.52783 | 181675.3457 | 100665.4113 | 6386.2003 | 0.02157 | 9377.217
NEM | LS Battery | 15.3984 | 0.081254 | 0.00016404 | 0 | 0.007726 | 3.2093 | 2.7766 | 1.4256 | 0.0017933 | 353656.9245 | 0.4865 | 995758.947 | 77267.278 | 0.0016722 | 382863.4766 | 0.00040842 | 16946.4491 | 0.00065262 | 0.75695 | 0.012841 | 271591.3165 | 28839.6886 | 0.091573 | 58410.5867 | 0.014518
NEM | Pumped Hydro | 0 | 0 | 0 | 19.1667 | 1.0234 | 0.67517 | 0.71726 | 0.7447 | 0.95287 | 1.6988 | 0.51041 | 5.6648 | 0.29943 | 0.33497 | 7.3729 | 5.2222 | 866376.7473 | 0.13443 | 4.144 | 0.051544 | 53302.9192 | 0.077714 | 0.015725 | 97035.8479 | 0.014281
NEM | VPP | 0 | 0 | 0 | 0 | 0 | 0 | 0 | 0 | 0 | 0 | 0 | 0 | 0 | 0 | 0 | 0 | 0 | 0 | 0 | 0 | 0 | 0 | 0 | 0 | 0
Total excluding storage |  | 12.158 | 1050677.6213 | 8.386 | 111082.939 | 790062.6391 | 72991.4425 | 688126.1305 | 2574113.9009 | 478696.8632 | 174255.9983 | 2.2034 | 1939972.0491 | 63260.6294 | 390139.8107 | 2350770.3547 | 957967.8755 | 2334640.1143 | 242450.0681 | 7386.6053 | 0.66156 | 368455.6251 | 543785.1777 | 63323.3105 | 94147.8663 | 42798.1374
Region | Technology | 2021-22 | 2022-23 | 2023-24 | 2024-25 | 2025-26 | 2026-27 | 2027-28 | 2028-29 | 2029-30 | 2030-31 | 2031-32 | 2032-33 | 2033-34 | 2034-35 | 2035-36 | 2036-37 | 2037-38 | 2038-39 | 2039-40 | 2040-41 | 2041-42 | 2042-43 | 2043-44 | 2044-45 | 2045-46
NSW1 | Black Coal | 0 | 0 | 0 | 0 | 0 | 0 | 0 | 0 | 0 | 0 | 0 | 0 | 0 | 0 | 0 | 0 | 0 | 0 | 0 | 0 | 0 | 0 | 0 | 0 | 0
NSW1 | Brown Coal | 0 | 0 | 0 | 0 | 0 | 0 | 0 | 0 | 0 | 0 | 0 | 0 | 0 | 0 | 0 | 0 | 0 | 0 | 0 | 0 | 0 | 0 | 0 | 0 | 0
NSW1 | CCGT | 0 | 0.71224 | 0.010681 | 0.0030662 | 0.00030326 | 0.001516 | 0.00091145 | 0.00073721 | 0.0013635 | 0.099253 | 0.00083847 | 0.3034 | 0.0085713 | 0.00078633 | 0.59351 | 0.00034357 | 276.6827 | 0.0024825 | 0.00020932 | 0.00059779 | 0.0017086 | 152364.0869 | 0.0015993 | 5.1348e-05 | 4.3326e-05
NSW1 | Gas - Steam | 0 | 0 | 0 | 0 | 0 | 0 | 0 | 0 | 0 | 0 | 0 | 0 | 0 | 0 | 0 | 0 | 0 | 0 | 0 | 0 | 0 | 0 | 0 | 0 | 0
NSW1 | OCGT / Diesel | 3.5616 | 0.041226 | 0.02525 | 0.006114 | 0.017428 | 0.023105 | 0.022485 | 0.021154 | 0.02357 | 0.024435 | 0.02133 | 0.090914 | 0.0058083 | 0.012248 | 39537.6541 | 0.011722 | 230834.5649 | 0.0037483 | 0.064613 | 0.0027503 | 0.031856 | 0.0059496 | 0.019573 | 7443.8615 | 0.00087941
NSW1 | Hydro | 0 | 0 | 0 | 0 | 0 | 0 | 0 | 0 | 0 | 0 | 0 | 0 | 0 | 0 | 0 | 0 | 0 | 0 | 0 | 0 | 0 | 0 | 0 | 0 | 0
NSW1 | Wind | 0 | 7.4311 | 1.1863 | 1.0697 | 0.55415 | 0.44997 | 0.030946 | 0.6766 | 0.56145 | 1.9869 | 0.064685 | 17.7159 | 63254.3087 | 390138.6691 | 1113610.2973 | 0.2013 | 285641.8796 | 26482.4658 | 0.09849 | 0.040626 | 59186.378 | 100809.0019 | 0.0058515 | 0.027629 | 0.038442
NSW1 | Solar PV | 2.0764 | 1050634.1132 | 0.25234 | 0.072256 | 0.47836 | 0.56675 | 0.053636 | 0.014217 | 0.14048 | 174247.9006 | 0.61416 | 845144.8688 | 0.075265 | 0.0031438 | 286682.5673 | 0.046148 | 419917.8295 | 3.0347 | 0.0035395 | 0.25378 | 167833.7171 | 76225.3883 | 6386.1594 | 0.013601 | 9377.2044
NSW1 | LS Battery | 9.3729 | 0.0033555 | 0 | 0 | 0.0040688 | 1.6913 | 1.2025 | 0.62315 | 0.00090225 | 353646.0002 | 0.20606 | 765839.0098 | 0.30951 | 0.0007586 | 197089.5119 | 0.00012609 | 0.056766 | 0.00025858 | 0.051862 | 0.0045818 | 134056.7515 | 28839.5202 | 0.075107 | 5.5256 | 0.005768
NSW1 | Pumped Hydro | 0 | 0 | 0 | 10.8377 | 0.32203 | 0.20337 | 0.25698 | 0.23134 | 0.26629 | 1.1924 | 0.21064 | 2.7075 | 0.09392 | 0.13386 | 4.7657 | 2.8959 | 515421.9838 | 0.05133 | 1.0886 | 0.016515 | 53299.7741 | 0.017249 | 0.0046879 | 13756.7464 | 0.0015876
NSW1 | VPP | 0 | 0 | 0 | 0 | 0 | 0 | 0 | 0 | 0 | 0 | 0 | 0 | 0 | 0 | 0 | 0 | 0 | 0 | 0 | 0 | 0 | 0 | 0 | 0 | 0
Total excluding storage |  | 5.638 | 1050642.2977 | 1.4746 | 1.1511 | 1.0502 | 1.0413 | 0.10798 | 0.7127 | 0.72686 | 174250.0111 | 0.70101 | 845162.979 | 63254.3984 | 390138.6853 | 1439831.1123 | 0.25951 | 936670.9567 | 26485.5067 | 0.16685 | 0.29775 | 227020.1287 | 329398.4831 | 6386.1865 | 7443.9028 | 9377.2437
Region | Technology | 2021-22 | 2022-23 | 2023-24 | 2024-25 | 2025-26 | 2026-27 | 2027-28 | 2028-29 | 2029-30 | 2030-31 | 2031-32 | 2032-33 | 2033-34 | 2034-35 | 2035-36 | 2036-37 | 2037-38 | 2038-39 | 2039-40 | 2040-41 | 2041-42 | 2042-43 | 2043-44 | 2044-45 | 2045-46
QLD1 | Black Coal | 0 | 0 | 0 | 0 | 0 | 0 | 0 | 0 | 0 | 0 | 0 | 0 | 0 | 0 | 0 | 0 | 0 | 0 | 0 | 0 | 0 | 0 | 0 | 0 | 0
QLD1 | Brown Coal | 0 | 0 | 0 | 0 | 0 | 0 | 0 | 0 | 0 | 0 | 0 | 0 | 0 | 0 | 0 | 0 | 0 | 0 | 0 | 0 | 0 | 0 | 0 | 0 | 0
QLD1 | CCGT | 0 | 0.47225 | 0.019875 | 0.0014918 | 0.00015718 | 0.0006899 | 0.0012137 | 0.006768 | 0.0022317 | 0.03163 | 0.015633 | 0.08675 | 0.035738 | 0.00045956 | 0.12335 | 0.0054981 | 0.27871 | 0.0001021 | 0.00036357 | 0.00030293 | 0.008562 | 0.03861 | 7.5234e-05 | 0.0089427 | 0.00024417
QLD1 | Gas - Steam | 0 | 0 | 0 | 0 | 0 | 0 | 0 | 0 | 0 | 0 | 0 | 0 | 0 | 0 | 0 | 0 | 0 | 0 | 0 | 0 | 0 | 0 | 0 | 0 | 0
QLD1 | OCGT / Diesel | 0.46439 | 0.017148 | 0.025295 | 0.023737 | 0.012316 | 0.020634 | 0.020306 | 0.020423 | 0.019112 | 0.020847 | 0.018859 | 0.025756 | 0.037089 | 0.0043249 | 0.097433 | 0.14246 | 1.3442 | 0.00098702 | 0.0010852 | 0.00076096 | 0.00065121 | 0.0015162 | 0.00018461 | 0.0023551 | 0.00085118
QLD1 | Hydro | 0 | 0 | 0 | 0 | 0 | 0 | 0 | 0 | 0 | 0 | 0 | 0 | 0 | 0 | 0 | 0 | 0 | 0 | 0 | 0 | 0 | 0 | 0 | 0 | 0
QLD1 | Wind | 0 | 10.4809 | 0.48505 | 0.3656 | 0.54418 | 72984.5859 | 457384.0344 | 1256400.564 | 245484.8716 | 0.015427 | 0.010681 | 0.22411 | 0.075246 | 0.86577 | 712863.8567 | 724810.6005 | 768805.6421 | 0.072082 | 0.052604 | 0.013841 | 0.040905 | 50710.3348 | 56936.5171 | 55722.2157 | 4461.4854
QLD1 | Solar PV | 1.8718 | 0.84788 | 0.0030604 | 0.00053233 | 0.83147 | 4.4045 | 104986.4204 | 0.045815 | 233207.7203 | 0.013388 | 0.016134 | 0.024915 | 0.013844 | 0.003367 | 34205.3382 | 0.03405 | 109539.2265 | 0.019741 | 0.0034149 | 0.25906 | 0.015747 | 24408.5282 | 0.0030592 | 0.0022394 | 0.0077733
QLD1 | LS Battery | 1.4353 | 0.0042552 | 0 | 0 | 0.00096268 | 0.41542 | 0.40254 | 0.35355 | 0.00040847 | 2.7962 | 0.014334 | 49.8174 | 77266.9666 | 0.00026749 | 185773.9643 | 7.9027e-05 | 0.00010751 | 3.6831e-05 | 0.00011164 | 0.00015837 | 102526.972 | 0.14162 | 0.00063551 | 5899.4516 | 0.0012394
QLD1 | Pumped Hydro | 0 | 0 | 0 | 2.0962 | 0.13532 | 0.14623 | 0.12913 | 0.14964 | 0.45881 | 0.0062433 | 0.015778 | 0.95421 | 0.10409 | 0.021945 | 1.553 | 1.5434 | 350951.1298 | 0.010818 | 0.010415 | 0.0058911 | 0.14048 | 0.024813 | 0.001169 | 21101.6317 | 0.0078276
QLD1 | VPP | 0 | 0 | 0 | 0 | 0 | 0 | 0 | 0 | 0 | 0 | 0 | 0 | 0 | 0 | 0 | 0 | 0 | 0 | 0 | 0 | 0 | 0 | 0 | 0 | 0
Total excluding storage |  | 2.3362 | 11.8182 | 0.53328 | 0.39136 | 1.3881 | 72989.0117 | 562370.4764 | 1256400.637 | 478692.6133 | 0.081292 | 0.061308 | 0.36153 | 0.16192 | 0.87392 | 747069.4158 | 724810.7825 | 878346.4915 | 0.092911 | 0.057468 | 0.27397 | 0.065866 | 75118.9032 | 56936.5204 | 55722.2293 | 4461.4942
Region | Technology | 2021-22 | 2022-23 | 2023-24 | 2024-25 | 2025-26 | 2026-27 | 2027-28 | 2028-29 | 2029-30 | 2030-31 | 2031-32 | 2032-33 | 2033-34 | 2034-35 | 2035-36 | 2036-37 | 2037-38 | 2038-39 | 2039-40 | 2040-41 | 2041-42 | 2042-43 | 2043-44 | 2044-45 | 2045-46
VIC1 | Black Coal | 0 | 0 | 0 | 0 | 0 | 0 | 0 | 0 | 0 | 0 | 0 | 0 | 0 | 0 | 0 | 0 | 0 | 0 | 0 | 0 | 0 | 0 | 0 | 0 | 0
VIC1 | Brown Coal | 0 | 0 | 0 | 0 | 0 | 0 | 0 | 0 | 0 | 0 | 0 | 0 | 0 | 0 | 0 | 0 | 0 | 0 | 0 | 0 | 0 | 0 | 0 | 0 | 0
VIC1 | CCGT | 0 | 0.38349 | 0.037616 | 0.006125 | 0.00053156 | 0.0078843 | 0.0096396 | 0.012801 | 0.02807 | 0.03289 | 0.008254 | 0.12623 | 0.026007 | 0.0010935 | 0.032841 | 0.0003814 | 0.073888 | 0.0079264 | 0.030462 | 0.00015085 | 0.05811 | 0.0018976 | 0.00063846 | 0.025972 | 9.3621e-05
VIC1 | Gas - Steam | 0 | 0 | 0 | 0 | 0 | 0 | 0 | 0 | 0 | 0 | 0 | 0 | 0 | 0 | 0 | 0 | 0 | 0 | 0 | 0 | 0 | 0 | 0 | 0 | 0
VIC1 | OCGT / Diesel | 0.45224 | 0.020811 | 0.020366 | 0.021377 | 0.019237 | 0.021406 | 0.020655 | 0.020399 | 0.020969 | 0.021054 | 0.018857 | 0.032056 | 0.01473 | 0.015747 | 0.019211 | 0.01545 | 0.048984 | 0.0023243 | 0.059719 | 0.0017024 | 0.014882 | 0.0011288 | 0.0012635 | 0.21455 | 0.00014694
VIC1 | Hydro | 0 | 0 | 0 | 0 | 0 | 0 | 0 | 0 | 0 | 0 | 0 | 0 | 0 | 0 | 0 | 0 | 0 | 0 | 0 | 0 | 0 | 0 | 0 | 0 | 0
VIC1 | Wind | 0 | 6.4406 | 0.7983 | 111080.8526 | 245154.041 | 0.043825 | 77991.2755 | 200987.3048 | 0.015632 | 0.012907 | 0.039208 | 1.426 | 0.94743 | 0.10849 | 89610.0591 | 0.15476 | 237167.0717 | 5.7828 | 0.25992 | 0.04525 | 81335.4164 | 139236.2227 | 0.17768 | 0.033823 | 28959.3822
VIC1 | Solar PV | 0.63388 | 0.28294 | 0.08223 | 0.18534 | 544905.5108 | 0.073837 | 47763.8931 | 1116722.5738 | 0.00076485 | 0.0025112 | 0.0058515 | 0.027908 | 0.0018373 | 0.00094116 | 0.0032235 | 0.0060446 | 0.017942 | 0.053988 | 0.0019134 | 0.0041005 | 1001.0746 | 31.4704 | 0.0031377 | 0.0010962 | 0.0012962
VIC1 | LS Battery | 1.4793 | 0.004877 | 0 | 0 | 0.0011739 | 0.4261 | 0.41499 | 0.1599 | 0.00017872 | 3.1038 | 0.023686 | 4.2386 | 0.00018559 | 7.705e-05 | 4.7694e-05 | 0 | 4.5662e-05 | 5.9985e-05 | 0.00037854 | 0.00042797 | 1.5433 | 0.010468 | 0.0050068 | 18969.938 | 0.0023861
VIC1 | Pumped Hydro | 0 | 0 | 0 | 2.1824 | 0.23152 | 0.11921 | 0.11188 | 0.15354 | 0.052687 | 0.26413 | 0.046827 | 1.2609 | 0.022327 | 0.02909 | 0.59979 | 0.020145 | 0.70331 | 0.032306 | 1.4899 | 0.010541 | 2.4764 | 0.017896 | 0.0028094 | 62177.2928 | 0.0016326
VIC1 | VPP | 0 | 0 | 0 | 0 | 0 | 0 | 0 | 0 | 0 | 0 | 0 | 0 | 0 | 0 | 0 | 0 | 0 | 0 | 0 | 0 | 0 | 0 | 0 | 0 | 0
Total excluding storage |  | 1.0861 | 7.1278 | 0.93851 | 111081.0655 | 790059.5716 | 0.14695 | 125755.1988 | 1317709.9118 | 0.065435 | 0.069362 | 0.07217 | 1.6122 | 0.99001 | 0.12627 | 89610.1144 | 0.17664 | 237167.2125 | 5.847 | 0.35201 | 0.051204 | 82336.564 | 139267.6961 | 0.18272 | 0.27544 | 28959.3838
Region | Technology | 2021-22 | 2022-23 | 2023-24 | 2024-25 | 2025-26 | 2026-27 | 2027-28 | 2028-29 | 2029-30 | 2030-31 | 2031-32 | 2032-33 | 2033-34 | 2034-35 | 2035-36 | 2036-37 | 2037-38 | 2038-39 | 2039-40 | 2040-41 | 2041-42 | 2042-43 | 2043-44 | 2044-45 | 2045-46
SA1 | Black Coal | 0 | 0 | 0 | 0 | 0 | 0 | 0 | 0 | 0 | 0 | 0 | 0 | 0 | 0 | 0 | 0 | 0 | 0 | 0 | 0 | 0 | 0 | 0 | 0 | 0
SA1 | Brown Coal | 0 | 0 | 0 | 0 | 0 | 0 | 0 | 0 | 0 | 0 | 0 | 0 | 0 | 0 | 0 | 0 | 0 | 0 | 0 | 0 | 0 | 0 | 0 | 0 | 0
SA1 | CCGT | 0 | 0.41201 | 0.084662 | 0.0022148 | 0.00037527 | 0.0010826 | 0.0011353 | 0.0021018 | 0.014593 | 0.036843 | 0.0066011 | 0.16039 | 0.0048439 | 0.0016282 | 0.037692 | 0.00062343 | 0.19429 | 0.00061582 | 0.0012461 | 0.00014065 | 0.073136 | 0.0013514 | 0.0062878 | 0.023546 | 3.7566e-05
SA1 | Gas - Steam | 0 | 0 | 0 | 0 | 0 | 0 | 0 | 0 | 0 | 0 | 0 | 0 | 0 | 0 | 0 | 0 | 0 | 0 | 0 | 0 | 0 | 0 | 0 | 0 | 0
SA1 | OCGT / Diesel | 0.46017 | 0.017681 | 0.19376 | 0.0047498 | 0.0052384 | 0.0059248 | 0.005946 | 0.0047964 | 0.00029913 | 0.0019853 | 0.016383 | 0.081253 | 0.0035963 | 0.012632 | 0.013098 | 0.036791 | 0.44195 | 0.0013095 | 0.0016504 | 0.0011651 | 0.0012115 | 0.00077657 | 0.001584 | 22780.3684 | 0.00011722
SA1 | Hydro | 0 | 0 | 0 | 0 | 0 | 0 | 0 | 0 | 0 | 0 | 0 | 0 | 0 | 0 | 0 | 0 | 0 | 0 | 0 | 0 | 0 | 0 | 0 | 0 | 0
SA1 | Wind | 0 | 10.688 | 2.6214 | 0.25254 | 0.050687 | 0.42778 | 0.065555 | 1.8116 | 1.4269 | 2.5915 | 0.076055 | 702216.6355 | 4.9974 | 0.087998 | 74259.6235 | 1.0026 | 269212.1521 | 144719.8354 | 7385.9367 | 0.022376 | 23103.2872 | 0.058006 | 0.37473 | 8201.0368 | 0.0090026
SA1 | Solar PV | 1.9372 | 1.1929 | 0.23628 | 0.003701 | 0.46256 | 0.58281 | 0.2145 | 0.018958 | 0.34645 | 0.87932 | 1.2516 | 166822.894 | 0.043944 | 0.0060684 | 0.013431 | 5526.8963 | 1435.494 | 45396.4864 | 0.0067196 | 0.010788 | 12840.4668 | 0.016949 | 0.034561 | 0.0044227 | 0.0034138
SA1 | LS Battery | 1.7133 | 0.053596 | 0.00016404 | 0 | 0.0003332 | 0.30217 | 0.41086 | 0.16884 | 0.0001704 | 3.8196 | 0.017373 | 229865.4464 | 0.000233 | 0.00014616 | 0.00011738 | 6.8995e-05 | 16946.2986 | 4.1554e-05 | 0.00011544 | 0.0015658 | 35005.8339 | 0.011261 | 0.003886 | 33535.567 | 0.0023422
SA1 | Pumped Hydro | 0 | 0 | 0 | 2.1996 | 0.13656 | 0.14 | 0.10799 | 0.11457 | 0.12425 | 0.19495 | 0.069511 | 0.59496 | 0.027855 | 0.055549 | 0.36312 | 0.13397 | 1.7507 | 0.016605 | 0.012705 | 0.010442 | 0.29906 | 0.01235 | 0.0032332 | 0.17443 | 0.0019663
SA1 | VPP | 0 | 0 | 0 | 0 | 0 | 0 | 0 | 0 | 0 | 0 | 0 | 0 | 0 | 0 | 0 | 0 | 0 | 0 | 0 | 0 | 0 | 0 | 0 | 0 | 0
Total excluding storage |  | 2.3974 | 12.3106 | 3.1361 | 0.2632 | 0.51886 | 1.0176 | 0.28714 | 1.8375 | 1.7882 | 3.5097 | 1.3507 | 869039.7711 | 5.0497 | 0.10833 | 74259.6877 | 5527.9363 | 270648.2824 | 190116.3238 | 7385.9463 | 0.034469 | 35943.8283 | 0.077083 | 0.41716 | 30981.4332 | 0.012571
Region | Technology | 2021-22 | 2022-23 | 2023-24 | 2024-25 | 2025-26 | 2026-27 | 2027-28 | 2028-29 | 2029-30 | 2030-31 | 2031-32 | 2032-33 | 2033-34 | 2034-35 | 2035-36 | 2036-37 | 2037-38 | 2038-39 | 2039-40 | 2040-41 | 2041-42 | 2042-43 | 2043-44 | 2044-45 | 2045-46
TAS1 | Black Coal | 0 | 0 | 0 | 0 | 0 | 0 | 0 | 0 | 0 | 0 | 0 | 0 | 0 | 0 | 0 | 0 | 0 | 0 | 0 | 0 | 0 | 0 | 0 | 0 | 0
TAS1 | Brown Coal | 0 | 0 | 0 | 0 | 0 | 0 | 0 | 0 | 0 | 0 | 0 | 0 | 0 | 0 | 0 | 0 | 0 | 0 | 0 | 0 | 0 | 0 | 0 | 0 | 0
TAS1 | CCGT | 0 | 0.31281 | 0.072492 | 0.0026489 | 0.00025727 | 0.010352 | 0.005311 | 0.012401 | 0.030521 | 0.029146 | 0.00018558 | 0.054046 | 0.0031897 | 0.00023069 | 0.0013896 | 0.024238 | 0.046103 | 0.01011 | 0.011363 | 5.5979e-05 | 0.02465 | 0.00046805 | 9.3278e-05 | 0.00038194 | 0.00012564
TAS1 | Gas - Steam | 0 | 0 | 0 | 0 | 0 | 0 | 0 | 0 | 0 | 0 | 0 | 0 | 0 | 0 | 0 | 0 | 0 | 0 | 0 | 0 | 0 | 0 | 0 | 0 | 0
TAS1 | OCGT / Diesel | 0.44847 | 0.011825 | 0.026529 | 0.0219 | 0.018303 | 0.022373 | 0.020228 | 0.020408 | 0.021226 | 0.022003 | 0.014712 | 0.022293 | 0.018398 | 0.011934 | 0.015574 | 0.016219 | 0.047049 | 0.0024233 | 0.057188 | 0.0016022 | 0.01048 | 0.0011028 | 0.00082616 | 0.022212 | 0.00037121
TAS1 | Hydro | 0 | 0 | 0 | 0 | 0 | 0 | 0 | 0 | 0 | 0 | 0 | 0 | 0 | 0 | 0 | 0 | 0 | 0 | 0 | 0 | 0 | 0 | 0 | 0 | 0
TAS1 | Wind | 0 | 3.6599 | 2.1895 | 0.043183 | 0.009294 | 0.086022 | 0.018847 | 0.76079 | 1.4931 | 2.0183 | 0.0030619 | 225766.9663 | 0.0074892 | 0.0047239 | 0.0074703 | 227628.6777 | 11807.0752 | 25842.2491 | 0.013843 | 0.0024083 | 23154.9316 | 0.0092014 | 0.0026984 | 0.0028558 | 0.0025155
TAS1 | Solar PV | 0.25184 | 0.082463 | 0.015005 | 0.0001358 | 0.082419 | 0.10615 | 0.015768 | 0.0082893 | 0.12457 | 0.25745 | 0.00023557 | 0.28268 | 0.00027071 | 4.9236e-05 | 0.00013871 | 0.0023359 | 0.0027018 | 0.036051 | 0.00028339 | 9.9363e-05 | 0.071458 | 0.0074408 | 6.8437e-05 | 0.00021116 | 9.4847e-05
TAS1 | LS Battery | 1.3976 | 0.015171 | 0 | 0 | 0.0011874 | 0.37432 | 0.3457 | 0.12014 | 0.00013341 | 1.2047 | 0.22504 | 0.43462 | 0.0014667 | 0.00042292 | 0.00028552 | 0.00013431 | 0.093621 | 0.00025566 | 0.70448 | 0.0061073 | 0.21585 | 0.0050721 | 0.0069374 | 0.10446 | 0.002782
TAS1 | Pumped Hydro | 0 | 0 | 0 | 1.8508 | 0.19798 | 0.066348 | 0.11128 | 0.095614 | 0.050832 | 0.041058 | 0.16765 | 0.14722 | 0.05124 | 0.094529 | 0.091221 | 0.62882 | 1.1797 | 0.023375 | 1.5424 | 0.0081552 | 0.22913 | 0.0054053 | 0.0038253 | 0.0024955 | 0.0012665
TAS1 | VPP | 0 | 0 | 0 | 0 | 0 | 0 | 0 | 0 | 0 | 0 | 0 | 0 | 0 | 0 | 0 | 0 | 0 | 0 | 0 | 0 | 0 | 0 | 0 | 0 | 0
Total excluding storage |  | 0.70031 | 4.067 | 2.3035 | 0.067868 | 0.11027 | 0.2249 | 0.060154 | 0.80189 | 1.6694 | 2.3269 | 0.018195 | 225767.3253 | 0.029347 | 0.016938 | 0.024573 | 227628.7205 | 11807.1711 | 25842.2977 | 0.082677 | 0.0041658 | 23155.0382 | 0.018213 | 0.0036863 | 0.025661 | 0.0031072

## Option1_REZ Tx Cost
REZ transmission expansion cost by region ($000s) - SWNSW Option 1, Central Scenario
REZ Expansion | Real June 2019 dollars discounted to June 2020. As with the total capital costs, the REZ transmission expansion costs are annualised for modelling purposes.
Explicitly modelled generation
Region | Technology | 2021-22 | 2022-23 | 2023-24 | 2024-25 | 2025-26 | 2026-27 | 2027-28 | 2028-29 | 2029-30 | 2030-31 | 2031-32 | 2032-33 | 2033-34 | 2034-35 | 2035-36 | 2036-37 | 2037-38 | 2038-39 | 2039-40 | 2040-41 | 2041-42 | 2042-43 | 2043-44 | 2044-45 | 2045-46
NSW1 | Transmission | 0.16281 | 0.58382 | 0.030632 | 0.030617 | 0.054822 | 0.055183 | 0.01505 | 0.033093 | 0.042987 | 0.085892 | 0.042833 | 0.37902 | 0.022229 | 44485.4337 | 180796.4934 | 0.022318 | 140863.3032 | 3149.3448 | 0.0084086 | 0.011415 | 26386.0284 | 21432.6307 | 0.017446 | 0.0077607 | 0.0067494
QLD1 | Transmission | 0.15775 | 0.72493 | 0.047428 | 0.034361 | 0.12785 | 0.46424 | 0.17509 | 0.18342 | 0.53078 | 0.015841 | 0.011457 | 0.07505 | 0.035734 | 0.14687 | 1.7266 | 0.052868 | 258156.6849 | 0.016434 | 0.0088494 | 0.021017 | 0.025521 | 10863.8132 | 6001.8083 | 51491.5095 | 474.6499
VIC1 | Transmission | 0.058876 | 0.0083065 | 0.0017617 | 0.0020757 | 0.0047009 | 0.0025344 | 0.00057901 | 0.0030094 | 0.00041528 | 0.00093723 | 0.0017179 | 0.0039578 | 0.00071115 | 0.0023523 | 0.00096885 | 0.001059 | 0.0031437 | 0.0030734 | 0.0031481 | 0.0017526 | 0.0021671 | 10595.6337 | 0.013005 | 0.0017811 | 2234.6072
SA1 | Transmission | 0.13996 | 0.77116 | 0.18298 | 0.0097121 | 0.064752 | 0.059354 | 0.028561 | 0.17139 | 0.13362 | 0.22037 | 0.074495 | 0.91144 | 0.066556 | 0.020936 | 11000.5793 | 0.16729 | 40895.618 | 22483.3901 | 1153.2276 | 0.01313 | 3674.6203 | 0.024808 | 0.09702 | 1324.9412 | 0.0059974
TAS1 | Transmission | 0 | 0.0069438 | 0.0030943 | 0.0012748 | 0.001262 | 0.0013067 | 0.0010902 | 0.001738 | 0.0022463 | 0.0030771 | 0.00067073 | 0.0022171 | 0.00030557 | 0.00039859 | 0.00083247 | 0.0030839 | 0.0016835 | 0.0014761 | 0.00070813 | 0.0001976 | 0.001271 | 0.00057675 | 0.00032981 | 0.00015824 | 0.00021836
NEM | Total | 0.5194 | 2.0952 | 0.2659 | 0.078041 | 0.25339 | 0.58261 | 0.22037 | 0.39265 | 0.71005 | 0.32611 | 0.13117 | 1.3717 | 0.12554 | 44485.6042 | 191798.8011 | 0.24662 | 439915.611 | 25632.7559 | 1153.2487 | 0.047512 | 30060.6777 | 42892.1029 | 6001.9361 | 52816.4604 | 2709.2701

## Option1_USE+DSP Cost
USE & DSP cost by region ($000s) - SWNSW Option 1, Central Scenario
USE & DSP | Real June 2019 dollars discounted to June 2020
Explicitly modelled generation
Region | Technology | 2021-22 | 2022-23 | 2023-24 | 2024-25 | 2025-26 | 2026-27 | 2027-28 | 2028-29 | 2029-30 | 2030-31 | 2031-32 | 2032-33 | 2033-34 | 2034-35 | 2035-36 | 2036-37 | 2037-38 | 2038-39 | 2039-40 | 2040-41 | 2041-42 | 2042-43 | 2043-44 | 2044-45 | 2045-46
NSW1 | USE & DSP | 61897.7023 | 40890.4197 | 122622.3944 | 226112.7466 | 0.87412 | 35136.7711 | 0.87868 | 0.87484 | 0.87928 | 1420.9275 | 35.1575 | 702.4351 | 169.7221 | 209.8421 | 3709.8572 | 1061.7387 | 12362.3025 | 0.94507 | 1316.7642 | 0.92673 | 907.0847 | 3292.022 | 1629.2175 | 1500.4297 | 1472.3937
QLD1 | USE & DSP | 0.18153 | 0.18017 | 0.18085 | 0.18039 | 0.17999 | 0.1802 | 0.18026 | 0.17964 | 0.17868 | 1.5759 | 0.1807 | 0.18522 | 115.6809 | 0.18416 | 1708.5175 | 1887.1491 | 8655.4447 | 0.18853 | 9042.7275 | 0.18631 | 5901.666 | 2755.6674 | 556.0356 | 6535.7388 | 386.7931
VIC1 | USE & DSP | 0.16385 | 68.2336 | 0.1643 | 0.16389 | 0.16237 | 0.16279 | 0.16322 | 0.16288 | 0.16411 | 0.16605 | 18.0582 | 605.9174 | 0.17371 | 491.2524 | 142.4952 | 55.6822 | 253.359 | 0.17468 | 603.2676 | 0.17125 | 655.3058 | 0.17623 | 649.9874 | 1488.0031 | 856.7956
SA1 | USE & DSP | 0.1533 | 15.0163 | 4705.7555 | 0.1522 | 0.15115 | 0.15135 | 0.1516 | 0.15117 | 0.15218 | 0.1543 | 5.0211 | 653.8667 | 0.16136 | 199.3914 | 39.9748 | 230.012 | 2361.2627 | 0.16203 | 586.6059 | 0.15905 | 1045.0946 | 0.16384 | 203.0759 | 1454.1122 | 699.0896
TAS1 | USE & DSP | 0.09028 | 0.087527 | 0.089881 | 0.089504 | 0.088121 | 0.088725 | 0.088565 | 0.088401 | 0.089094 | 0.090617 | 0.088335 | 0.09054 | 0.09121 | 0.088242 | 0.088847 | 0.089389 | 68.4918 | 0.090726 | 47.4924 | 0.087838 | 43.806 | 0.090759 | 0.089368 | 57.5355 | 0.088745
NEM | Total | 61898.2912 | 40973.9372 | 127328.585 | 226113.3326 | 1.4558 | 35137.3542 | 1.4623 | 1.4569 | 1.4634 | 1422.9144 | 58.5059 | 1962.4949 | 285.8292 | 900.7583 | 5600.9336 | 3234.6714 | 23700.8607 | 1.561 | 11596.8576 | 1.5312 | 8552.957 | 6048.1202 | 3038.4058 | 11035.8193 | 3415.1608