## Cover
Improving Stability in South-Western NSW
PADR Market Modelling Results
TransGrid | 22 September 2021

## Release notice
Notice
Ernst & Young ("EY") was engaged on the instructions of NSW Electricity Networks Operations Pty Limited as trustee for NSW Electricity Networks Operations Trust ("TransGrid" or “Client”) to undertake market modelling of system costs and benefits to support the improving stability in south-western New South Wales (SWNSW) Regulatory Investment Test for Transmission (“SWNSW RIT-T”).
The results of Ernst & Young’s work, including the assumptions and qualifications made in preparing the workbook dated 22 September 2021 (“Workbook”), are set out in Ernst & Young's report dated 22 September 2021 ("Report"). The Workbook and Report should be read in their entirety including this notice, the applicable scope of the work and any limitations. A reference to the Workbook includes any part of the Workbook. No further work has been undertaken by Ernst & Young since the date of the Workbook to update it.
EY has prepared the Workbook under the directions of the Client. EY has not been engaged to act, and has not acted, as advisor to any other party. Accordingly, EY makes no representations as to the appropriateness, accuracy or completeness of the Workbook for any other party's purposes.
No reliance may be placed upon the Workbook or any of its contents by any party other than the Client (“Third Parties”). Any Third Party receiving a copy of the Workbook must make and rely on their own enquiries in relation to the issues to which the Workbook relates, the contents of the Workbook and all matters arising from or relating to or in any way connected with the Workbook or its contents.
EY disclaims all responsibility to any Third Parties for any loss or liability that the Third Parties may suffer or incur arising from or relating to or in any way connected with the contents of the Workbook, the provision of the Workbook to the Third Parties or the reliance upon the Workbook by the Third Parties.
No claim or demand or any actions or proceedings may be brought against EY arising from or connected with the contents of the Workbook or the provision of the Workbook to the Third Parties. EY will be released and forever discharged from any such claims, demands, actions or proceedings.
Our work commenced on 23 September 2020 and was completed on 4 May 2021. Therefore, our Workbook does not take account of events or circumstances arising after 4 May 2021 and we have no responsibility to update the Workbook for such events or circumstances.
In preparing this Workbook we have considered and relied upon information from a range of sources believed to be reliable and accurate. We do not imply, and it should not be construed, that we have verified any of the information provided to us, or that our enquiries could have identified any matter that a more extensive examination might disclose.
The work performed as part of our scope considers information provided to us and a number of combinations of input assumptions relating to future conditions, which may not necessarily represent actual or most likely future conditions. Additionally, modelling work performed as part of our scope inherently requires assumptions about future behaviours and market interactions, which may result in forecasts that deviate from future conditions. There will usually be differences between estimated and actual results, because events and circumstances frequently do not occur as expected, and those differences may be material. We take no responsibility that the projected outcomes will be achieved, if any.
We highlight that our analysis and Workbook do not constitute investment advice or a recommendation to you on a future course of action. We provide no assurance that the scenarios we have modelled will be accepted by any relevant authority or third party.
The modelling outputs included in the attached sheets are based on the assumptions stated and on information provided by the Client and other information sources used during the course of the engagement. The outputs are contingent on the collection of assumptions as agreed with the Client, and no consideration has been given to other market events, announcements or other changing circumstances. Neither EY nor any partner, director or employee thereof undertakes responsibility in any way whatsoever to any person in respect of errors in this Workbook arising from incorrect information provided by the Client or other information sources used.
EY has consented to the Workbook being published electronically on the Client’s website alongside the Report and Addendum for informational purposes only. EY has not consented to distribution or disclosure beyond this. The material contained in the Workbook, including the EY logo, is copyright. The copyright in the material contained in the Workbook itself, excluding EY logo, vests in the Client. The Workbook, including the EY logo, cannot be altered without prior written permission from EY.
EY’s liability is limited by a scheme approved under Professional Standards Legislation.

## Version notes
Change log
2021-09-22 | 1 | SWNSW Market Modelling Result Workbooks supporting the Addendum to the PADR, Slow Change Scenario (Option 1).

## Abbreviations and notes
Acronyms
AEMO | Australian Energy Market Operator
CCGT | Closed cycle gas turbine
Diesel | Diesel generator
Distributed PV | PV non-scheduled generators (PVNSG) and Rooftop PV
DSP | Demand-side participation
ESOO | Electricity Statement Of Opportunities
FOM | Fixed operations and maintenance
Gas - Steam | Gas-powered steam turbine
GWh | Gigawatt-hours
LS Battery | Explicitly modelled existing and new entrant (8 hour or less) battery storage
MW | Megawatts
NEM | National Electricity Market
OCGT | Open cycle gas turbine
PACR | Project Assessment Conclusions Report
PV | Photovoltaic
PVNSG | PV non-scheduled generators
USE | Unserved energy
VOM | Variable operations and maintenance
VPP | Virtual power plants
Notes
1. Base Case simulations do not include any SWNSW option.
2. Tumut 3 generation is included in Hydro, whereas Tumut 3 pump is included in Pumped Hydro Pump.
3. REZ expansion costs only capture intra-regional network augmentations. These costs do not include the cost of interconnectors.
4. New entrant capacity and retiring capacity for allowable generators are made at the beginning of each financial year, on 1 July.
5. Other non-scheduled generation is handled on the demand side as per AEMO's 2019 ISP.

## ---Compare options---
Compare |  | Option1 | to | BaseCase |  | 0 | 1 | 2 | 3 | 4 | 5 | 6 | 7 | 8 | 9 | 10 | 11 | 12 | 13 | 14 | 15 | 16 | 17 | 18 | 19 | 20 | 21 | 22 | 23 | 24
NEM discounted market benefits by year
Select region | NEM
[5 empty] | Real June 2019 dollars ($m) discounted to June 2020 | 2021-22 | 2022-23 | 2023-24 | 2024-25 | 2025-26 | 2026-27 | 2027-28 | 2028-29 | 2029-30 | 2030-31 | 2031-32 | 2032-33 | 2033-34 | 2034-35 | 2035-36 | 2036-37 | 2037-38 | 2038-39 | 2039-40 | 2040-41 | 2041-42 | 2042-43 | 2043-44 | 2044-45 | 2045-46
|  |  |  | Build | CAPEX | 0.0021826 | 0.0046987 | 50.3598 | 50.3177 | 50.2359 | 50.1806 | 50.1805 | 49.9085 | 49.9087 | 49.9096 | 49.9099 | 49.9104 | 49.9106 | 49.9111 | 69.2855 | 64.2234 | 98.5659 | 85.2213 | 97.1427 | 78.5192 | 83.7593 | 80.8267 | 77.3084 | 75.9719 | 74.4521
|  |  |  | FOM | FOM | 0.00020995 | 0.00081591 | 8.0861 | 8.0837 | 8.0643 | 8.0678 | 8.0678 | 7.987 | 7.9871 | 7.9872 | 7.9872 | 7.9873 | 7.9873 | 7.9874 | 12.9431 | 11.8825 | 15.8163 | 12.3324 | 18.9993 | 17.231 | 15.9504 | 13.9911 | 12.7107 | 12.1077 | 11.7958
|  |  |  | Fuel | Fuel | 0.00064773 | 0.0012179 | -2.6658 | 1.6876 | 11.0822 | 25.1056 | 38.1668 | 52.288 | 61.8463 | 71.66 | 82.8913 | 93.5961 | 103.0425 | 111.5192 | 115.9303 | 121.2826 | 123.4569 | 125.5832 | 122.6266 | 121.6358 | 121.0992 | 123.9709 | 126.3929 | 129.0748 | 134.2229
|  |  |  | VOM | VOM | 0.00015453 | 0.00031954 | -0.37752 | -0.073599 | -0.37342 | -1.1397 | -1.9801 | -1.7826 | -3.7741 | -5.6406 | -8.1956 | -10.5856 | -12.7141 | -14.6067 | -14.8101 | -15.2005 | -15.9793 | -16.4958 | -17.0568 | -17.7114 | -18.3112 | -18.3338 | -18.4313 | -18.5077 | -18.3794
|  |  |  | REZ Tx | REZ | 8.6797e-06 | 0.00011059 | 0.00014164 | 0.00012372 | 0.00011113 | 0.00010466 | 0.00011292 | -0.02741 | -0.027405 | -0.027416 | -0.027424 | -0.027413 | -0.027409 | -0.027416 | -0.027378 | -0.027364 | 9.8988 | 9.8989 | 9.8989 | 15.2998 | 13.5581 | 10.5368 | 8.981 | 8.8231 | 8.0386
|  |  |  | USE+DSP | USE+DSP | 4.0865e-05 | 0.00014353 | -7.4653 | -22.0763 | -22.0761 | -22.9588 | -22.9587 | -22.9586 | -22.9585 | -22.9584 | -22.9583 | -22.9601 | -22.96 | -22.9597 | -21.6814 | -21.6606 | -21.3474 | -21.3211 | -20.9001 | -20.3308 | -21.1429 | -20.7015 | -20.6421 | -19.3807 | -19.4387
[5 empty] | Total cumulative market benefits | 0.0032443 | 0.0073062 | 47.9375 | 37.9393 | 46.933 | 59.2556 | 71.4765 | 85.4148 | 92.9821 | 100.9304 | 109.6071 | 117.9206 | 125.2389 | 131.8238 | 161.6401 | 160.5001 | 210.4112 | 195.2188 | 210.7105 | 194.6437 | 194.9128 | 190.2903 | 186.3196 | 188.0892 | 190.6913
NEM capacity difference by year
Select region | NEM
[5 empty] | Capacity difference (MW) | 2021-22 | 2022-23 | 2023-24 | 2024-25 | 2025-26 | 2026-27 | 2027-28 | 2028-29 | 2029-30 | 2030-31 | 2031-32 | 2032-33 | 2033-34 | 2034-35 | 2035-36 | 2036-37 | 2037-38 | 2038-39 | 2039-40 | 2040-41 | 2041-42 | 2042-43 | 2043-44 | 2044-45 | 2045-46
[5 empty] | Black Coal | 0 | 0 | 0 | 0 | 0 | 0 | 0 | 0 | 0 | 0 | 0 | 0 | 0 | 0 | 0 | 0 | 0 | 0 | 0 | 0 | 0 | 0 | 0 | 0 | 0
[5 empty] | Brown Coal | 0 | 0 | 0 | 0 | 0 | 0 | 0 | 0 | 0 | 0 | 0 | 0 | 0 | 0 | 0 | 0 | 0 | 0 | 0 | 0 | 0 | 0 | 0 | 0 | 0
[5 empty] | CCGT | 0 | -7.7317e-05 | -0.00012007 | -0.00011998 | -0.00012014 | -0.00011593 | -0.00011146 | -0.00010684 | -0.00013275 | -0.00013841 | -0.00014236 | -0.00015057 | -0.00015906 | -0.00016793 | -0.000266 | -0.00029257 | -0.00075064 | -0.00077429 | -0.00078224 | -0.00076293 | -0.0010521 | -54.0227 | -54.023 | -54.0231 | -54.0231
[5 empty] | Gas - Steam | 0 | 0 | 0 | 0 | 0 | 0 | 0 | 0 | 0 | 0 | 0 | 0 | 0 | 0 | 0 | 0 | 0 | 0 | 0 | 0 | 0 | 0 | 0 | 0 | 0
[5 empty] | OCGT / Diesel | -0.00016634 | -0.0001701 | 0.0011734 | 0.0011728 | 0.0011748 | 0.0011766 | 0.0011826 | 0.0011877 | 0.0011742 | 0.0011594 | 0.0011527 | 0.0011439 | 0.0011353 | 0.0011246 | 0.00089897 | 0.00086722 | 129.3544 | 129.3544 | 129.3543 | 129.3543 | 129.3543 | 37.7491 | 53.3129 | 47.1655 | 47.1656
[5 empty] | Hydro | 0 | 0 | 0 | 0 | 0 | 0 | 0 | 0 | 0 | 0 | 0 | 0 | 0 | 0 | 0 | 0 | 0 | 0 | 0 | 0 | 0 | 0 | 0 | 0 | 0
[5 empty] | Wind | 0 | -0.001375 | -0.0016535 | -0.02564 | 0.032071 | -0.061943 | -0.062383 | 0.33858 | 0.33838 | 0.33835 | 0.33831 | 0.33817 | 0.33818 | 0.33777 | 0.33034 | 0.32902 | 133.2146 | 175.6528 | 60.8982 | 17.9578 | 111.0568 | 47.6688 | 165.3904 | 190.1891 | 111.1196
[5 empty] | Solar PV | -0.00070535 | -0.00072334 | -43.2031 | -43.1276 | -43.1276 | -42.9253 | -42.9243 | -43.1425 | -43.1425 | -43.1425 | -43.1426 | -43.1428 | -43.1429 | -43.1428 | -120.6834 | -99.0282 | -329.6668 | -329.6666 | -329.6659 | -174.0596 | -284.5356 | -50.1489 | -277.0918 | -277.0919 | -7.2874
[5 empty] | LS Battery | -0.00053429 | -0.00051506 | -0.00046823 | -0.00046823 | -0.00046688 | -0.00063617 | -0.0008651 | -0.0017434 | -0.0017432 | -0.0032906 | -0.0037277 | -0.0043016 | -0.0047069 | -0.0052713 | -1.8256 | -1.8256 | -257.2724 | -257.2724 | -170.6453 | -109.6071 | -191.1305 | -62.3814 | -52.5979 | -52.5975 | -52.5974
[5 empty] | Pumped Hydro | 0 | 0 | 0 | -0.00051385 | -0.00050876 | -0.00055078 | -0.00057158 | -0.0007132 | -0.00070465 | -0.00073504 | -0.0007635 | -0.00079971 | -0.00082707 | -0.00085901 | -0.001328 | -0.0015277 | -0.0066806 | -0.0066782 | -0.0066831 | -0.0061052 | -0.0061178 | -2.4873 | -2.4989 | -2.494 | -2.4941
[5 empty] | VPP | 0 | 0 | 0 | 0 | 0 | 0 | 0 | 0 | 0 | 0 | 0 | 0 | 0 | 0 | 0 | 0 | 0 | 0 | 0 | 0 | 0 | 0 | 0 | 0 | 0
[5 empty] | LS Battery pump | -0.00053429 | -0.00051506 | -0.00046823 | -0.00046823 | -0.00046688 | -0.00063617 | -0.0008651 | -0.0017434 | -0.0017432 | -0.0032906 | -0.0037277 | -0.0043016 | -0.0047069 | -0.0052713 | -1.8256 | -1.8256 | -257.2724 | -257.2724 | -170.6453 | -109.6071 | -191.1305 | -62.3814 | -52.5979 | -52.5975 | -52.5974
[5 empty] | Pumped Hydro pump | 0 | 0 | 0 | -0.00051385 | -0.00050876 | -0.00055078 | -0.00057158 | -0.0007132 | -0.00070465 | -0.00073504 | -0.0007635 | -0.00079971 | -0.00082707 | -0.00085901 | -0.001328 | -0.0015277 | -0.0066806 | -0.0066782 | -0.0066831 | -0.0061052 | -0.0061178 | -2.4873 | -2.4989 | -2.494 | -2.4941
[5 empty] | VPP pump | 0 | 0 | 0 | 0 | 0 | 0 | 0 | 0 | 0 | 0 | 0 | 0 | 0 | 0 | 0 | 0 | 0 | 0 | 0 | 0 | 0 | 0 | 0 | 0 | 0
NEM generation difference by year
Select region | NEM
[5 empty] | Generation difference (GWh)* | 2021-22 | 2022-23 | 2023-24 | 2024-25 | 2025-26 | 2026-27 | 2027-28 | 2028-29 | 2029-30 | 2030-31 | 2031-32 | 2032-33 | 2033-34 | 2034-35 | 2035-36 | 2036-37 | 2037-38 | 2038-39 | 2039-40 | 2040-41 | 2041-42 | 2042-43 | 2043-44 | 2044-45 | 2045-46
[5 empty] | Black Coal | -0.01816 | -0.0109 | 120.2445 | -316.5541 | -973.1891 | -1267.353 | -1278.4287 | -1337.0493 | -942.3098 | -900.0924 | -1112.0488 | -1022.2889 | -932.124 | -944.6372 | -448.0449 | -444.6289 | -90.9269 | -12.0645 | -24.7274 | -11.3153 | -18.2941 | -35.967 | -27.228 | -15.6996 | -31.8529
[5 empty] | Brown Coal | -0.0057 | -0.02 | 1.2663 | 177.1966 | 629.0646 | 746.0704 | 775.8443 | 392.1861 | 319.6306 | 205.5464 | 221.9148 | 419.1277 | 388.1059 | 498.6118 | 310.9284 | 325.2761 | 122.8851 | 89.0344 | 153.2069 | 229.6562 | 122.9084 | 89.6306 | 183.7556 | 119.4915 | 15.5505
[5 empty] | CCGT | -0.00057497 | -0.00045984 | 0.0042815 | -0.00066406 | -0.00068009 | -0.00069305 | -0.00067819 | -0.00064979 | -0.00077005 | -0.00081276 | -0.00085932 | -0.00095889 | -0.00098048 | -0.0011269 | -64.5745 | -128.3635 | -55.8367 | -34.4642 | 83.718 | 23.7468 | 11.0952 | -293.6878 | -302.2866 | -299.9475 | -309.1608
[5 empty] | Gas - Steam | -0.000149 | -3.7e-05 | -6.6e-05 | -0.11704 | -4.3984e-05 | -0.12485 | -0.10776 | -3.1849e-05 | -4.6109e-05 | -0.0002044 | -0.3331 | -0.17686 | -0.41038 | -0.007015 | -0.1601 | -0.58456 | -2.6417 | -14.0749 | 0 | 0 | 0 | 0 | 0 | 0 | 0
[5 empty] | OCGT / Diesel | -0.00086445 | -0.000727 | 0.1369 | -3.9776 | -0.00086898 | -0.33463 | -0.26558 | -0.00090394 | -0.15338 | -0.032573 | -0.7981 | -0.14037 | -0.0012809 | 0.017338 | -11.6189 | -3.3036 | -35.1965 | -52.9532 | 47.4236 | 3.5118 | 1.6713 | 89.7735 | 94.908 | 79.3492 | -33.3841
[5 empty] | Hydro | 9.98e-05 | 0.0008418 | -1.0929 | 4.9498 | 22.4309 | 68.4226 | 69.325 | 62.5443 | 84.713 | 87.3159 | 110.1205 | 88.486 | 116.0363 | 134.1696 | -29.9275 | -17.0157 | 13.7977 | -8.7525 | -14.6133 | -4.9263 | -4.2469 | 3.0027 | -17.4394 | -11.7699 | 13.8075
[5 empty] | Wind | -0.001312 | -0.03449 | 0.045435 | 41.388 | 220.6778 | 265.3366 | 298.4098 | 623.0769 | 456.3685 | 496.2423 | 776.0614 | 449.9483 | 386.1846 | 419.1749 | 231.6952 | 187.0478 | 431.0626 | 619.3404 | 335.8378 | 211.7467 | 446.1632 | 166.2254 | 630.1774 | 712.5971 | 256.3083
[5 empty] | Solar PV | -2.1945 | -1.6781 | -118.0745 | 183.5965 | 365.636 | 484.3745 | 476.6857 | 496.1887 | 413.9259 | 410.9763 | 432.2529 | 470.162 | 419.6605 | 339.0446 | 190.5933 | 276.2555 | -293.5234 | -529.9727 | -591.8838 | -265.1137 | -468.7611 | 83.6776 | -524.9472 | -539.5127 | 165.7561
[5 empty] | LS Battery | -0.0062153 | -0.015604 | -0.075494 | -1.9623 | -0.48764 | -0.86678 | -1.8426 | -4.6605 | -0.55631 | 2.3924 | -0.68757 | -2.0215 | -0.12929 | -0.072875 | 9.1063 | 0.83165 | -259.2899 | -247.5747 | -194.5277 | -119.7653 | -199.2286 | -58.4524 | -92.8303 | -69.0814 | -33.1739
[5 empty] | Pumped Hydro | -0.0004637 | -0.00079664 | -0.52301 | 0.80354 | 42.5841 | 109.9242 | 93.4979 | 59.1401 | 200.8452 | 219.4288 | 279.8254 | 288.6813 | 256.5662 | 169.7667 | 98.792 | 137.7503 | 86.0301 | 16.408 | -16.6414 | 31.2513 | 29.4878 | 59.5454 | -12.5136 | -34.5438 | 87.8643
[5 empty] | VPP | -0.021853 | -0.028697 | -0.26671 | 0.18764 | 0.21036 | 0.068055 | -0.53036 | -0.61468 | 0.4498 | 0.14796 | -0.040679 | -0.33145 | -0.069816 | -0.24498 | -1.2897 | 0.50167 | 1.1842 | 1.188 | -0.66992 | 0.36034 | 0.4229 | -0.29117 | -0.39882 | 0.034501 | 0.065977
[5 empty] | LS Battery pump | -0.0076689 | -0.019305 | -0.093176 | -2.4227 | -0.60824 | -1.0638 | -2.2756 | -5.7529 | -0.71989 | 2.9867 | -0.86746 | -2.477 | -0.15911 | -0.090239 | 11.242 | 1.0267 | -320.2926 | -305.7325 | -239.9283 | -148.2777 | -245.8344 | -71.0809 | -115.3543 | -85.2902 | -40.9548
[5 empty] | Pumped Hydro Pump | -0.00079988 | 0.0023446 | -2.3493 | 8.031 | 123.684 | 194.9808 | 216.869 | 131.1176 | 382.6906 | 387.4442 | 513.2276 | 499.2895 | 454.2465 | 414.0883 | 86.4331 | 164.1225 | 121.6839 | 36.8977 | -83.1147 | 58.0203 | 37.8357 | 76.6643 | -51.2996 | -45.9767 | 132.3159
[5 empty] | VPP pump | -0.02571 | -0.033764 | -0.31378 | 0.22075 | 0.24748 | 0.080067 | -0.62395 | -0.72315 | 0.52918 | 0.17407 | -0.047858 | -0.38994 | -0.082137 | -0.28821 | -1.5173 | 0.5902 | 1.3932 | 1.3977 | -0.78815 | 0.42394 | 0.49753 | -0.34255 | -0.4692 | 0.040585 | 0.077618
*Generation shown is as-generated while demand met is sent-out. The difference in as-generated generation between SWNSW Option 1 and the Base Case is due to different auxiliaries and losses.

## BaseCase_CF
Annual capacity factor by technology - Base Case, Slow Change Scenario
Explicitly modelled generation
Region | Technology | 2021-22 | 2022-23 | 2023-24 | 2024-25 | 2025-26 | 2026-27 | 2027-28 | 2028-29 | 2029-30 | 2030-31 | 2031-32 | 2032-33 | 2033-34 | 2034-35 | 2035-36 | 2036-37 | 2037-38 | 2038-39 | 2039-40 | 2040-41 | 2041-42 | 2042-43 | 2043-44 | 2044-45 | 2045-46
NEM | Black Coal | 59.26% | 54.49% | 59.79% | 58.07% | 56.57% | 54.47% | 54.26% | 57.17% | 48.83% | 48.3% | 46.31% | 52.87% | 55.39% | 58.26% | 61.8% | 68.56% | 74.51% | 73.21% | 74.24% | 76.54% | 71.36% | 75.49% | 73.69% | 73.69% | 70.58%
NEM | Brown Coal | 77.56% | 66.7% | 76.99% | 78.97% | 75.14% | 72.96% | 69.08% | 66.02% | 65.87% | 75.6% | 67.34% | 76.38% | 77.6% | 73.71% | 74.42% | 75.68% | 72.95% | 73.41% | 77.2% | 75.45% | 80.59% | 80.42% | 82.17% | 79.07% | 82.59%
NEM | CCGT | 9.269% | 8.584% | 7.405% | 7.091% | 7.091% | 7.091% | 7.091% | 7.091% | 7.091% | 7.091% | 7.091% | 7.091% | 7.091% | 7.091% | 7.974% | 10.51% | 25.94% | 33.9% | 33.02% | 40.9% | 35.94% | 47.94% | 39.35% | 36.48% | 40.91%
NEM | Gas - Steam | 5.856% | 6.393% | 6.629% | 0.7755% | 0.7385% | 0.753% | 0.7427% | 0.7385% | 0.7385% | 0.7512% | 0.7951% | 0.753% | 0.7545% | 0.7448% | 0.1712% | 0.3123% | 4.438% | 9.426% | - | - | - | - | - | - | -
NEM | OCGT / Diesel | 0.1141% | 0.08589% | 0.1918% | 0.02482% | 0.000822% | 0.004327% | 0.001172% | 2.485e-05% | 0.0003993% | 0.002077% | 0.01272% | 0.003103% | 0.002953% | 0.00324% | 0.09128% | 0.1325% | 1.653% | 2.794% | 3.655% | 7.703% | 8.03% | 10.04% | 12.07% | 8.38% | 10.75%
NEM | Hydro | 19.81% | 25.28% | 20.38% | 22.32% | 25.08% | 23.41% | 23.42% | 27.2% | 23.58% | 19.7% | 25.3% | 20.49% | 22.06% | 24.79% | 23.75% | 23.67% | 27.81% | 24.24% | 20.26% | 25.86% | 20.61% | 22.17% | 25.01% | 23.18% | 23.32%
NEM | Wind | 33.6% | 36.74% | 33.7% | 33.51% | 34.71% | 36.56% | 37.45% | 34.16% | 33.95% | 33.98% | 35.07% | 32.45% | 32.14% | 33.72% | 35.9% | 36.89% | 35.65% | 36.36% | 36.31% | 38.02% | 34.67% | 33.3% | 37.3% | 38.49% | 39.65%
NEM | Solar PV | 27.23% | 28.14% | 28.39% | 28.24% | 27.26% | 28.91% | 29.07% | 25.33% | 27.58% | 28.59% | 28.99% | 29.31% | 28.11% | 27.09% | 29.39% | 29.54% | 26.84% | 28.22% | 29.51% | 30.03% | 29.99% | 29.01% | 28.24% | 30.08% | 30.33%
NEM | LS Battery | 5.391% | 4.021% | 5.545% | 5.714% | 5.981% | 6.615% | 6.694% | 7.592% | 5.965% | 6.545% | 6.524% | 7.158% | 7.267% | 7.026% | 12.93% | 13.49% | 12.73% | 12.38% | 12.73% | 12.1% | 12.55% | 12.21% | 11.82% | 12.56% | 12.49%
NEM | Pumped Hydro | 0.7012% | 0.06152% | 0.6113% | 0.6579% | 0.3906% | 0.5926% | 0.6206% | 0.3865% | 1.738% | 2.887% | 1.916% | 3.871% | 1.698% | 2.622% | 8.016% | 7.843% | 15.34% | 15.88% | 16.45% | 17.47% | 16.61% | 17.46% | 17.33% | 19.55% | 19.7%
NEM | VPP | 9.092% | 8.679% | 7.95% | 10.04% | 10.38% | 10.55% | 11.15% | 11.98% | 10.19% | 10.51% | 10.57% | 10.73% | 10.91% | 10.99% | 11.72% | 11.93% | 10.47% | 10.29% | 10.81% | 10.02% | 10.34% | 9.886% | 9.545% | 9.956% | 10.03%
Region | Technology | 2021-22 | 2022-23 | 2023-24 | 2024-25 | 2025-26 | 2026-27 | 2027-28 | 2028-29 | 2029-30 | 2030-31 | 2031-32 | 2032-33 | 2033-34 | 2034-35 | 2035-36 | 2036-37 | 2037-38 | 2038-39 | 2039-40 | 2040-41 | 2041-42 | 2042-43 | 2043-44 | 2044-45 | 2045-46
NSW1 | Black Coal | 50.3% | 46.74% | 52.72% | 49.38% | 49.07% | 45.1% | 45.98% | 47.55% | 41.22% | 41.36% | 39.77% | 50.43% | 51.88% | 58.24% | 56.47% | 68.43% | 78.04% | 71.44% | 77.91% | 75% | 75% | 72.54% | 83.48% | 79.21% | 77.26%
NSW1 | Brown Coal | bar: 2021-22 to 2045-46
NSW1 | CCGT | 0.4286% | 0.6336% | 0.6337% | 1.197% | 1.197% | 1.197% | 1.197% | 1.197% | 1.197% | 1.197% | 1.197% | 1.197% | 1.197% | 1.197% | 5.377% | 7.004% | 37.49% | 50.11% | 46.12% | 58.14% | 51.54% | 62.87% | 53.21% | 61.06% | 63.79%
NSW1 | Gas - Steam | bar: 2021-22 to 2045-46
NSW1 | OCGT / Diesel | 0.02937% | 0.002008% | 0.04324% | 0.03835% | 1.628e-05% | 1.752e-05% | 1.842e-05% | 1.946e-05% | 1.914e-05% | 2.069e-05% | 2.176e-05% | 2.418e-05% | 2.578e-05% | 0.004339% | 0.01405% | 0.006544% | 0.1553% | 0.6177% | 1.445% | 9.495% | 9.12% | 10.03% | 14.19% | 11.33% | 11.37%
NSW1 | Hydro | 8.654% | 8.384% | 7.629% | 9.297% | 9.572% | 9.635% | 9.378% | 12.58% | 10.67% | 9.464% | 9.2% | 9.328% | 10.53% | 10.88% | 12.35% | 12.36% | 17.34% | 14.87% | 13.07% | 13.52% | 11.89% | 13.61% | 13.96% | 13.76% | 14.07%
NSW1 | Wind | 33.52% | 38% | 35.83% | 34.75% | 35.74% | 37.9% | 37.9% | 34.55% | 32.41% | 34.63% | 38.56% | 35.89% | 34.51% | 35.51% | 37.88% | 37.58% | 35.15% | 32.19% | 34.21% | 35.74% | 33.97% | 31.69% | 36.09% | 37.72% | 37.32%
NSW1 | Solar PV | 24.17% | 25.24% | 25.23% | 26.79% | 25.62% | 27.41% | 27.55% | 24.91% | 26.23% | 27.48% | 27.64% | 27.69% | 26.74% | 25.69% | 29.15% | 29.21% | 26.96% | 27.98% | 29.62% | 30.17% | 29.78% | 29.03% | 28.29% | 30.41% | 30.58%
NSW1 | LS Battery | - | - | - | - | - | - | - | - | - | - | - | - | - | - | 14.15% | 14.77% | 12.95% | 12.46% | 13% | 12.21% | 12.42% | 12.15% | 11.87% | 12.89% | 12.68%
NSW1 | Pumped Hydro | 0.2548% | 0.07043% | 0.33% | 0.5544% | 0.3596% | 0.4849% | 0.5296% | 0.2553% | 1.36% | 2.574% | 1.59% | 3.531% | 1.025% | 2.14% | 7.277% | 6.458% | 15.81% | 16.17% | 16.81% | 18.26% | 17.61% | 16.87% | 17.06% | 19.71% | 20.2%
NSW1 | VPP | 5.77% | 8.825% | 2.806% | 9.191% | 9.831% | 9.626% | 10.85% | 10.52% | 10.33% | 10.73% | 10.9% | 10.78% | 11.08% | 11.47% | 12.35% | 12.33% | 10.67% | 10.31% | 10.96% | 9.738% | 10.15% | 9.847% | 9.395% | 9.841% | 9.908%
Region | Technology | 2021-22 | 2022-23 | 2023-24 | 2024-25 | 2025-26 | 2026-27 | 2027-28 | 2028-29 | 2029-30 | 2030-31 | 2031-32 | 2032-33 | 2033-34 | 2034-35 | 2035-36 | 2036-37 | 2037-38 | 2038-39 | 2039-40 | 2040-41 | 2041-42 | 2042-43 | 2043-44 | 2044-45 | 2045-46
QLD1 | Black Coal | 70.57% | 63.8% | 66.97% | 66.91% | 64.21% | 63.99% | 62.67% | 67.39% | 56.26% | 55.09% | 52.7% | 54.8% | 58.3% | 58.28% | 65.15% | 68.65% | 72.77% | 74.08% | 72.42% | 76.99% | 70.31% | 76.11% | 71.65% | 72.53% | 69%
QLD1 | Brown Coal | bar: 2021-22 to 2045-46
QLD1 | CCGT | 8.655% | 8.41% | 8.41% | 9.358% | 9.358% | 9.358% | 9.358% | 9.358% | 9.358% | 9.358% | 9.358% | 9.358% | 9.358% | 9.358% | 9.358% | 14.35% | 24.44% | 31.36% | 31.78% | 38.78% | 33.8% | 44.58% | 40.92% | 37.05% | 45.65%
QLD1 | Gas - Steam | bar: 2021-22 to 2045-46
QLD1 | OCGT / Diesel | 0.01271% | 1.347e-05% | 1.444e-05% | 0.003205% | 1.583e-05% | 1.684e-05% | 1.776e-05% | 1.918e-05% | 1.894e-05% | 2.017e-05% | 2.134e-05% | 2.282e-05% | 2.866e-05% | 2.042e-05% | 0.02333% | 0.03771% | 0.4943% | 0.2718% | 0.5798% | 2.082% | 1.304% | 4.786% | 4.99% | 6.876% | 11.74%
QLD1 | Hydro | 50.88% | 50.57% | 50.52% | 50.04% | 49.78% | 49.51% | 49.45% | 48.82% | 48.72% | 48.4% | 48.33% | 47.87% | 47.6% | 47.31% | 47.21% | 46.71% | 40.45% | 40.24% | 40.03% | 39.73% | 39.5% | - | - | - | -
QLD1 | Wind | 36.46% | 35.41% | 34.93% | 32% | 36.89% | 36.86% | 41.06% | 39.3% | 36.59% | 38.14% | 35.3% | 33.08% | 30.42% | 35.34% | 34.86% | 39.63% | 44.16% | 43.36% | 44.12% | 42.33% | 38.7% | 34.81% | 41.12% | 41.37% | 42.83%
QLD1 | Solar PV | 30.29% | 31.02% | 31.27% | 29.88% | 29.19% | 31.02% | 31% | 25.97% | 28.73% | 29.88% | 31.06% | 30.97% | 29.63% | 28.98% | 30.95% | 30.78% | 25.78% | 28.66% | 29.83% | 30.88% | 31.05% | 29.65% | 29.04% | 30.67% | 30.8%
QLD1 | LS Battery | 4.984% | 3.953% | 5.674% | 5.805% | 6.098% | 7.105% | 7.165% | 7.092% | 6.174% | 6.483% | 6.031% | 7.363% | 7.597% | 7.745% | 9.608% | 9.293% | 12.83% | 12.88% | 13.05% | 13.21% | 13.23% | 12.72% | 12.73% | 12.8% | 12.82%
QLD1 | Pumped Hydro | 0.8892% | 0.05776% | 0.7297% | 0.7014% | 0.5144% | 1.023% | 0.9845% | 0.9113% | 3.251% | 4.137% | 3.22% | 5.232% | 4.394% | 4.546% | 10.97% | 13.38% | 13.47% | 14.69% | 15% | 14.33% | 12.65% | 18.81% | 17.94% | 19.18% | 18.54%
QLD1 | VPP | 9.39% | 7.965% | 8.488% | 9.085% | 9.394% | 9.761% | 10.05% | 9.815% | 8.272% | 8.721% | 8.662% | 9.429% | 10.09% | 9.798% | 11.77% | 12.47% | 10.99% | 11.08% | 11.42% | 11.34% | 11.32% | 10.11% | 10.17% | 9.778% | 10.16%
Region | Technology | 2021-22 | 2022-23 | 2023-24 | 2024-25 | 2025-26 | 2026-27 | 2027-28 | 2028-29 | 2029-30 | 2030-31 | 2031-32 | 2032-33 | 2033-34 | 2034-35 | 2035-36 | 2036-37 | 2037-38 | 2038-39 | 2039-40 | 2040-41 | 2041-42 | 2042-43 | 2043-44 | 2044-45 | 2045-46
VIC1 | Black Coal | bar: 2021-22 to 2045-46
VIC1 | Brown Coal | 77.56% | 66.7% | 76.99% | 78.97% | 75.14% | 72.96% | 69.08% | 66.02% | 65.87% | 75.6% | 67.34% | 76.38% | 77.6% | 73.71% | 74.42% | 75.68% | 72.95% | 73.41% | 77.2% | 75.45% | 80.59% | 80.42% | 82.17% | 79.07% | 82.59%
VIC1 | CCGT | bar: 2021-22 to 2045-46
VIC1 | Gas - Steam | 0.2206% | 0.2939% | 0.2905% | 0.09618% | 1.473e-05% | 0.03772% | 0.01111% | 1.203e-05% | 1.76e-05% | 0.03306% | 0.1473% | 0.03789% | 0.04169% | 0.01645% | 0.1712% | 0.3123% | 4.438% | 9.426% | - | - | - | - | - | - | -
VIC1 | OCGT / Diesel | 0.0189% | 0.05911% | 0.04359% | 0.02406% | 1.825e-05% | 9.027e-05% | 2.022e-05% | 1.948e-05% | 2.24e-05% | 0.000813% | 0.02114% | 2.851e-05% | 2.918e-05% | 3.128e-05% | 0.01241% | 0.02688% | 0.4251% | 0.5198% | 1.72% | 3.738% | 5.775% | 6.89% | 9.381% | 8.429% | 11.3%
VIC1 | Hydro | 14.02% | 13.68% | 12.73% | 16.32% | 16.75% | 15.87% | 15.94% | 19.78% | 15.88% | 13.59% | 13.56% | 12.29% | 15.03% | 15.43% | 14.66% | 14.66% | 18.38% | 15.26% | 13.08% | 13.02% | 11.82% | 14.43% | 14.87% | 14% | 14.06%
VIC1 | Wind | 33.05% | 36.74% | 32.59% | 33.91% | 35.37% | 37.29% | 37.77% | 34.78% | 34.02% | 32.7% | 34.41% | 30.78% | 31.31% | 32.84% | 34.99% | 35.76% | 33.38% | 35.99% | 34.68% | 37.2% | 32.57% | 32.83% | 35.35% | 37.5% | 37.94%
VIC1 | Solar PV | 28.28% | 28.15% | 29.27% | 28.04% | 26.85% | 28.22% | 28.6% | 24.87% | 27.73% | 28.32% | 28.02% | 29.28% | 27.96% | 26.43% | 28% | 28.33% | 26.59% | 27.68% | 28.33% | 27.98% | 29.21% | 27.81% | 26.44% | 27.94% | 28.25%
VIC1 | LS Battery | 6.074% | 4.013% | 5.644% | 7.113% | 7.866% | 8.6% | 8.581% | 13.28% | 7.035% | 7.145% | 7.37% | 7.534% | 8.289% | 8.303% | 7.657% | 8.222% | 12.76% | 12.7% | 12.66% | 11.92% | 12.64% | 12.04% | 11.54% | 12.84% | 12.51%
VIC1 | Pumped Hydro | bar: 2021-22 to 2045-46
VIC1 | VPP | 9.529% | 7.046% | 9.889% | 11.54% | 11.46% | 12.33% | 12.31% | 16.77% | 11.13% | 11.28% | 11.34% | 11.58% | 11.31% | 11.17% | 11.17% | 11.45% | 10.3% | 10.34% | 10.73% | 10.21% | 10.46% | 10.16% | 9.868% | 10.83% | 10.59%
Region | Technology | 2021-22 | 2022-23 | 2023-24 | 2024-25 | 2025-26 | 2026-27 | 2027-28 | 2028-29 | 2029-30 | 2030-31 | 2031-32 | 2032-33 | 2033-34 | 2034-35 | 2035-36 | 2036-37 | 2037-38 | 2038-39 | 2039-40 | 2040-41 | 2041-42 | 2042-43 | 2043-44 | 2044-45 | 2045-46
SA1 | Black Coal | bar: 2021-22 to 2045-46
SA1 | Brown Coal | bar: 2021-22 to 2045-46
SA1 | CCGT | 21.16% | 18.5% | 15.29% | 10% | 10% | 10% | 10% | 10% | 10% | 10% | 10% | 10% | 10% | 10% | 10% | 10% | - | - | - | - | - | - | - | - | -
SA1 | Gas - Steam | 8.918% | 10.2% | 10.59% | 1.2% | 1.2% | 1.2% | 1.2% | 1.2% | 1.2% | 1.2% | 1.2% | 1.2% | 1.2% | 1.2% | - | - | - | - | - | - | - | - | - | - | -
SA1 | OCGT / Diesel | 0.515% | 0.3582% | 0.8873% | 0.04629% | 0.004208% | 0.02237% | 0.006024% | 4.15e-05% | 0.001989% | 0.01301% | 0.04536% | 0.02887% | 0.02541% | 0.01776% | 0.7305% | 1.057% | 12.7% | 22.69% | 22.85% | 28.07% | 29.22% | 32.36% | 30.9% | 5.517% | 4.781%
SA1 | Hydro | bar: 2021-22 to 2045-46
SA1 | Wind | 33.22% | 35.2% | 31.8% | 31.8% | 29.32% | 32.38% | 32.62% | 28.85% | 32.64% | 33.15% | 35.69% | 31.61% | 32.1% | 30.95% | 35.75% | 35.44% | 31.36% | 32.67% | 33.08% | 36.36% | 32.06% | 32.73% | 32.84% | 35.93% | 37.99%
SA1 | Solar PV | 29.32% | 29.48% | 29.95% | 28.37% | 27.34% | 27.67% | 28.96% | 26.32% | 29.05% | 29.32% | 29.51% | 29.9% | 28.51% | 27.75% | 28.55% | 30.67% | 28.63% | 29.65% | 30.05% | 30.51% | 30.53% | 28.96% | 28.43% | 29.32% | 30.26%
SA1 | LS Battery | 5.33% | 4.074% | 5.404% | 5.006% | 5.032% | 5.346% | 5.482% | 5.361% | 5.321% | 6.263% | 6.493% | 6.757% | 6.813% | 5.99% | 11.96% | 12.58% | 12.14% | 11.82% | 12.01% | 11.36% | 11.99% | 11.69% | 11.02% | 11.6% | 11.8%
SA1 | Pumped Hydro | bar: 2021-22 to 2045-46
SA1 | VPP | 11.87% | 9.888% | 12.28% | 11.23% | 11.74% | 11.95% | 12.38% | 13.09% | 11.56% | 11.66% | 11.86% | 11.96% | 12.03% | 12.16% | 12.11% | 12.19% | 10.72% | 10.26% | 10.76% | 9.927% | 10.41% | 10.38% | 9.643% | 10.36% | 10.47%
Region | Technology | 2021-22 | 2022-23 | 2023-24 | 2024-25 | 2025-26 | 2026-27 | 2027-28 | 2028-29 | 2029-30 | 2030-31 | 2031-32 | 2032-33 | 2033-34 | 2034-35 | 2035-36 | 2036-37 | 2037-38 | 2038-39 | 2039-40 | 2040-41 | 2041-42 | 2042-43 | 2043-44 | 2044-45 | 2045-46
TAS1 | Black Coal | bar: 2021-22 to 2045-46
TAS1 | Brown Coal | bar: 2021-22 to 2045-46
TAS1 | CCGT | 0% | 5.099e-05% | 6.821e-05% | 6.791e-05% | 6.682e-05% | 6.963e-05% | 7.297e-05% | 7.25e-05% | 8.287e-05% | 9.29e-05% | 9.008e-05% | 0.0001021% | 0.000108% | 0.0001104% | 0.0001182% | 0.0001253% | 0.0001324% | 0.00019% | 0.0002114% | 0.0001811% | 0.0002597% | 0.0002657% | 0.0002341% | 0.000248% | 0.0002867%
TAS1 | Gas - Steam | bar: 2021-22 to 2045-46
TAS1 | OCGT / Diesel | 5.539e-05% | 4.834e-05% | 6.2e-05% | 6.144e-05% | 5.942e-05% | 6.304e-05% | 6.673e-05% | 6.62e-05% | 7.497e-05% | 8.648e-05% | 7.888e-05% | 9.249e-05% | 9.693e-05% | 9.878e-05% | 0.0001076% | 0.0001134% | 0.0001195% | 0.0001564% | 0.0002114% | 0.000273% | 0.0004568% | 0.0004997% | 0.0003434% | 0.0004156% | 0.0004874%
TAS1 | Hydro | 36.64% | 55.26% | 41.08% | 41.78% | 50.08% | 45.45% | 45.74% | 50.41% | 44.86% | 35.95% | 54.66% | 40.12% | 41% | 49.14% | 44.84% | 44.61% | 49.46% | 44.01% | 35.52% | 53.2% | 39.35% | 40.21% | 48.45% | 43.74% | 43.75%
TAS1 | Wind | 35.74% | 40.61% | 37.86% | 36.52% | 39.88% | 40.47% | 41.36% | 32.22% | 36.32% | 35.57% | 25.85% | 37.5% | 36.55% | 40.15% | 40.94% | 41.78% | 36.98% | 36.44% | 35.63% | 39.25% | 37.49% | 36.64% | 40.43% | 40.55% | 43.49%
TAS1 | Solar PV | bar: 2021-22 to 2045-46
TAS1 | LS Battery | bar: 2021-22 to 2045-46
TAS1 | Pumped Hydro | bar: 2021-22 to 2045-46
TAS1 | VPP | 1.157% | 0.5802% | 1.297% | 2.429% | 1.507% | 1.943% | 1.845% | 1.062% | 1.786% | - | 1.384% | 2.183% | 2.027% | 2.237% | 2.294% | 2.195% | 1.558% | 1.919% | 2.947% | 0.7708% | 2.538% | 2.299% | 1.396% | 0.7407% | 1.401%
Explicitly modelled pumping
Region | Technology | 2021-22 | 2022-23 | 2023-24 | 2024-25 | 2025-26 | 2026-27 | 2027-28 | 2028-29 | 2029-30 | 2030-31 | 2031-32 | 2032-33 | 2033-34 | 2034-35 | 2035-36 | 2036-37 | 2037-38 | 2038-39 | 2039-40 | 2040-41 | 2041-42 | 2042-43 | 2043-44 | 2044-45 | 2045-46
NEM | LS Battery pump | 6.637% | 4.973% | 6.834% | 7.056% | 7.402% | 8.147% | 8.278% | 9.358% | 7.376% | 8.068% | 8.071% | 8.829% | 8.968% | 8.68% | 15.97% | 16.66% | 15.71% | 15.29% | 15.7% | 14.98% | 15.47% | 15.08% | 14.59% | 15.51% | 15.42%
NEM | Pumped Hydro pump | 0.5866% | 0.09574% | 0.633% | 1.007% | 0.92% | 1.11% | 1.414% | 0.6187% | 4.052% | 4.322% | 4.636% | 5.023% | 4.508% | 4.609% | 10.89% | 13.91% | 22.26% | 22.54% | 24.01% | 24.44% | 24.52% | 24.49% | 23.05% | 26.91% | 26.57%
NEM | VPP pump | 10.67% | 10.18% | 9.325% | 11.78% | 12.18% | 12.39% | 13.09% | 14.07% | 11.96% | 12.33% | 12.41% | 12.6% | 12.8% | 12.9% | 13.76% | 14% | 12.28% | 12.08% | 12.7% | 11.76% | 12.14% | 11.6% | 11.2% | 11.69% | 11.77%
Region | Technology | 2021-22 | 2022-23 | 2023-24 | 2024-25 | 2025-26 | 2026-27 | 2027-28 | 2028-29 | 2029-30 | 2030-31 | 2031-32 | 2032-33 | 2033-34 | 2034-35 | 2035-36 | 2036-37 | 2037-38 | 2038-39 | 2039-40 | 2040-41 | 2041-42 | 2042-43 | 2043-44 | 2044-45 | 2045-46
NSW1 | LS Battery pump | - | - | - | - | - | - | - | - | - | - | - | - | - | - | 17.47% | 18.23% | 15.99% | 15.38% | 16.05% | 15.12% | 15.31% | 15% | 14.65% | 15.92% | 15.66%
NSW1 | Pumped Hydro pump | 0.08567% | 0.05791% | 0.3172% | 0.9293% | 0.9185% | 1.021% | 1.368% | 0.4752% | 3.821% | 3.88% | 4.51% | 4.405% | 4.028% | 4.108% | 9.648% | 12.5% | 22.24% | 22.22% | 23.85% | 24.54% | 25.11% | 23.76% | 22.31% | 26.79% | 26.63%
NSW1 | VPP pump | 6.761% | 10.35% | 3.274% | 10.78% | 11.54% | 11.3% | 12.74% | 12.35% | 12.13% | 12.59% | 12.79% | 12.65% | 13% | 13.47% | 14.5% | 14.48% | 12.52% | 12.1% | 12.87% | 11.43% | 11.92% | 11.56% | 11.02% | 11.55% | 11.63%
Region | Technology | 2021-22 | 2022-23 | 2023-24 | 2024-25 | 2025-26 | 2026-27 | 2027-28 | 2028-29 | 2029-30 | 2030-31 | 2031-32 | 2032-33 | 2033-34 | 2034-35 | 2035-36 | 2036-37 | 2037-38 | 2038-39 | 2039-40 | 2040-41 | 2041-42 | 2042-43 | 2043-44 | 2044-45 | 2045-46
QLD1 | LS Battery pump | 6.132% | 4.871% | 7.005% | 7.167% | 7.553% | 8.748% | 8.853% | 8.749% | 7.622% | 8.003% | 7.461% | 9.075% | 9.379% | 9.589% | 11.84% | 11.47% | 15.86% | 15.89% | 16.11% | 16.31% | 16.33% | 15.71% | 15.73% | 15.79% | 15.83%
QLD1 | Pumped Hydro pump | 1.445% | 0.1606% | 1.174% | 1.139% | 0.9282% | 1.632% | 1.684% | 1.462% | 5.412% | 6.916% | 5.374% | 8.654% | 7.331% | 7.551% | 18.17% | 22.24% | 22.4% | 24.4% | 24.93% | 23.82% | 21.07% | 26.81% | 25.38% | 27.3% | 26.37%
QLD1 | VPP pump | 11.02% | 9.342% | 9.958% | 10.66% | 11.02% | 11.46% | 11.8% | 11.52% | 9.704% | 10.23% | 10.16% | 11.07% | 11.84% | 11.5% | 13.82% | 14.64% | 12.91% | 13.01% | 13.4% | 13.32% | 13.29% | 11.87% | 11.94% | 11.48% | 11.93%
Region | Technology | 2021-22 | 2022-23 | 2023-24 | 2024-25 | 2025-26 | 2026-27 | 2027-28 | 2028-29 | 2029-30 | 2030-31 | 2031-32 | 2032-33 | 2033-34 | 2034-35 | 2035-36 | 2036-37 | 2037-38 | 2038-39 | 2039-40 | 2040-41 | 2041-42 | 2042-43 | 2043-44 | 2044-45 | 2045-46
VIC1 | LS Battery pump | 7.48% | 4.976% | 6.947% | 8.781% | 9.732% | 10.6% | 10.61% | 16.38% | 8.704% | 8.801% | 9.121% | 9.284% | 10.23% | 10.24% | 9.452% | 10.15% | 15.76% | 15.73% | 15.59% | 14.76% | 15.56% | 14.91% | 14.21% | 15.86% | 15.44%
VIC1 | Pumped Hydro pump | bar: 2021-22 to 2045-46
VIC1 | VPP pump | 11.18% | 8.262% | 11.61% | 13.55% | 13.46% | 14.48% | 14.45% | 19.7% | 13.07% | 13.24% | 13.31% | 13.6% | 13.28% | 13.12% | 13.11% | 13.45% | 12.09% | 12.14% | 12.6% | 11.99% | 12.28% | 11.92% | 11.58% | 12.72% | 12.43%
Region | Technology | 2021-22 | 2022-23 | 2023-24 | 2024-25 | 2025-26 | 2026-27 | 2027-28 | 2028-29 | 2029-30 | 2030-31 | 2031-32 | 2032-33 | 2033-34 | 2034-35 | 2035-36 | 2036-37 | 2037-38 | 2038-39 | 2039-40 | 2040-41 | 2041-42 | 2042-43 | 2043-44 | 2044-45 | 2045-46
SA1 | LS Battery pump | 6.564% | 5.046% | 6.655% | 6.184% | 6.225% | 6.584% | 6.784% | 6.602% | 6.585% | 7.713% | 8.03% | 8.347% | 8.404% | 7.381% | 14.76% | 15.53% | 14.98% | 14.63% | 14.79% | 14.07% | 14.76% | 14.45% | 13.6% | 14.32% | 14.57%
SA1 | Pumped Hydro pump | bar: 2021-22 to 2045-46
SA1 | VPP pump | 13.93% | 11.61% | 14.42% | 13.18% | 13.78% | 14.03% | 14.53% | 15.37% | 13.57% | 13.7% | 13.92% | 14.04% | 14.13% | 14.28% | 14.22% | 14.32% | 12.58% | 12.04% | 12.64% | 11.65% | 12.22% | 12.18% | 11.32% | 12.16% | 12.29%
Region | Technology | 2021-22 | 2022-23 | 2023-24 | 2024-25 | 2025-26 | 2026-27 | 2027-28 | 2028-29 | 2029-30 | 2030-31 | 2031-32 | 2032-33 | 2033-34 | 2034-35 | 2035-36 | 2036-37 | 2037-38 | 2038-39 | 2039-40 | 2040-41 | 2041-42 | 2042-43 | 2043-44 | 2044-45 | 2045-46
TAS1 | LS Battery pump | bar: 2021-22 to 2045-46
TAS1 | Pumped Hydro pump | bar: 2021-22 to 2045-46
TAS1 | VPP pump | 1.334% | 0.6547% | 1.498% | 2.83% | 1.744% | 2.259% | 2.143% | 1.221% | 2.073% | - | 1.601% | 2.54% | 2.357% | 2.604% | 2.671% | 2.555% | 1.806% | 2.23% | 3.439% | 0.8789% | 2.958% | 2.677% | 1.615% | 0.8436% | 1.62%
Non-controllable capacity
Region | Technology | 2021-22 | 2022-23 | 2023-24 | 2024-25 | 2025-26 | 2026-27 | 2027-28 | 2028-29 | 2029-30 | 2030-31 | 2031-32 | 2032-33 | 2033-34 | 2034-35 | 2035-36 | 2036-37 | 2037-38 | 2038-39 | 2039-40 | 2040-41 | 2041-42 | 2042-43 | 2043-44 | 2044-45 | 2045-46
NEM | Distributed PV | bar: 2021-22 to 2045-46
NEM | Behind the meter battery | 3.033% | 2.992% | 3.264% | 3.428% | 3.572% | 3.568% | 3.538% | 3.5% | 3.817% | 3.786% | 3.522% | 3.417% | 3.253% | 3.189% | 3.196% | 3.144% | 3.136% | 3.194% | 3.308% | 3.287% | 3.278% | 3.269% | 3.265% | 3.246% | 3.242%
NEM | Behind the meter battery pump | 3.568% | 3.52% | 3.84% | 4.033% | 4.202% | 4.198% | 4.162% | 4.118% | 4.49% | 4.454% | 4.143% | 4.02% | 3.827% | 3.752% | 3.76% | 3.699% | 3.689% | 3.758% | 3.891% | 3.867% | 3.857% | 3.846% | 3.842% | 3.818% | 3.815%
Region | Technology | 2021-22 | 2022-23 | 2023-24 | 2024-25 | 2025-26 | 2026-27 | 2027-28 | 2028-29 | 2029-30 | 2030-31 | 2031-32 | 2032-33 | 2033-34 | 2034-35 | 2035-36 | 2036-37 | 2037-38 | 2038-39 | 2039-40 | 2040-41 | 2041-42 | 2042-43 | 2043-44 | 2044-45 | 2045-46
NSW1 | Distributed PV | bar: 2021-22 to 2045-46
NSW1 | Behind the meter battery | 2.431% | 2.671% | 3.061% | 3.234% | 3.508% | 3.51% | 3.576% | 3.537% | 3.914% | 3.918% | 3.697% | 3.559% | 3.442% | 3.385% | 3.419% | 3.387% | 3.409% | 3.502% | 3.655% | 3.649% | 3.657% | 3.663% | 3.673% | 3.664% | 3.673%
NSW1 | Behind the meter battery pump | 2.86% | 3.142% | 3.601% | 3.805% | 4.127% | 4.129% | 4.207% | 4.161% | 4.605% | 4.609% | 4.35% | 4.187% | 4.049% | 3.982% | 4.022% | 3.984% | 4.01% | 4.12% | 4.3% | 4.292% | 4.302% | 4.309% | 4.321% | 4.311% | 4.322%
Region | Technology | 2021-22 | 2022-23 | 2023-24 | 2024-25 | 2025-26 | 2026-27 | 2027-28 | 2028-29 | 2029-30 | 2030-31 | 2031-32 | 2032-33 | 2033-34 | 2034-35 | 2035-36 | 2036-37 | 2037-38 | 2038-39 | 2039-40 | 2040-41 | 2041-42 | 2042-43 | 2043-44 | 2044-45 | 2045-46
QLD1 | Distributed PV | bar: 2021-22 to 2045-46
QLD1 | Behind the meter battery | 2.501% | 2.913% | 3.356% | 3.888% | 4.02% | 4.198% | 4.102% | 4.055% | 4.53% | 4.405% | 3.884% | 3.988% | 3.795% | 3.817% | 3.87% | 3.822% | 3.81% | 3.895% | 4.082% | 4.098% | 4.136% | 4.171% | 4.206% | 4.218% | 4.251%
QLD1 | Behind the meter battery pump | 2.942% | 3.427% | 3.948% | 4.574% | 4.729% | 4.939% | 4.826% | 4.77% | 5.329% | 5.182% | 4.57% | 4.692% | 4.465% | 4.491% | 4.553% | 4.497% | 4.482% | 4.582% | 4.803% | 4.821% | 4.866% | 4.907% | 4.948% | 4.962% | 5.001%
Region | Technology | 2021-22 | 2022-23 | 2023-24 | 2024-25 | 2025-26 | 2026-27 | 2027-28 | 2028-29 | 2029-30 | 2030-31 | 2031-32 | 2032-33 | 2033-34 | 2034-35 | 2035-36 | 2036-37 | 2037-38 | 2038-39 | 2039-40 | 2040-41 | 2041-42 | 2042-43 | 2043-44 | 2044-45 | 2045-46
VIC1 | Distributed PV | bar: 2021-22 to 2045-46
VIC1 | Behind the meter battery | 1.975% | 1.998% | 2.25% | 2.489% | 2.691% | 2.811% | 2.807% | 2.888% | 3.311% | 3.352% | 3.103% | 2.961% | 2.76% | 2.679% | 2.68% | 2.63% | 2.633% | 2.702% | 2.825% | 2.807% | 2.795% | 2.785% | 2.78% | 2.765% | 2.761%
VIC1 | Behind the meter battery pump | 2.323% | 2.351% | 2.648% | 2.928% | 3.166% | 3.307% | 3.302% | 3.397% | 3.895% | 3.944% | 3.651% | 3.484% | 3.247% | 3.151% | 3.153% | 3.094% | 3.097% | 3.179% | 3.323% | 3.303% | 3.288% | 3.276% | 3.271% | 3.253% | 3.249%
Region | Technology | 2021-22 | 2022-23 | 2023-24 | 2024-25 | 2025-26 | 2026-27 | 2027-28 | 2028-29 | 2029-30 | 2030-31 | 2031-32 | 2032-33 | 2033-34 | 2034-35 | 2035-36 | 2036-37 | 2037-38 | 2038-39 | 2039-40 | 2040-41 | 2041-42 | 2042-43 | 2043-44 | 2044-45 | 2045-46
SA1 | Distributed PV | bar: 2021-22 to 2045-46
SA1 | Behind the meter battery | 5.902% | 4.471% | 4.448% | 4.448% | 4.395% | 4.146% | 3.972% | 3.814% | 3.773% | 3.66% | 3.538% | 3.368% | 3.205% | 3.056% | 2.941% | 2.828% | 2.723% | 2.635% | 2.55% | 2.458% | 2.38% | 2.303% | 2.239% | 2.16% | 2.104%
SA1 | Behind the meter battery pump | 6.943% | 5.26% | 5.233% | 5.233% | 5.17% | 4.878% | 4.673% | 4.488% | 4.439% | 4.307% | 4.163% | 3.962% | 3.77% | 3.596% | 3.46% | 3.327% | 3.203% | 3.1% | 3% | 2.892% | 2.8% | 2.71% | 2.634% | 2.541% | 2.476%
Region | Technology | 2021-22 | 2022-23 | 2023-24 | 2024-25 | 2025-26 | 2026-27 | 2027-28 | 2028-29 | 2029-30 | 2030-31 | 2031-32 | 2032-33 | 2033-34 | 2034-35 | 2035-36 | 2036-37 | 2037-38 | 2038-39 | 2039-40 | 2040-41 | 2041-42 | 2042-43 | 2043-44 | 2044-45 | 2045-46
TAS1 | Distributed PV | bar: 2021-22 to 2045-46
TAS1 | Behind the meter battery | 2.157% | 2.449% | 2.738% | 2.937% | 3.1% | 2.958% | 2.854% | 2.825% | 3.047% | 3.015% | 2.726% | 2.703% | 2.6% | 2.594% | 2.677% | 2.7% | 2.732% | 2.826% | 2.958% | 2.95% | 2.947% | 2.948% | 2.956% | 2.957% | 2.959%
TAS1 | Behind the meter battery pump | 2.536% | 2.88% | 3.22% | 3.455% | 3.647% | 3.48% | 3.358% | 3.323% | 3.584% | 3.547% | 3.208% | 3.18% | 3.059% | 3.052% | 3.149% | 3.177% | 3.215% | 3.324% | 3.48% | 3.47% | 3.466% | 3.469% | 3.478% | 3.479% | 3.482%

## BaseCase_Generation
Annual as-generated generation by technology (GWh) - Base Case, Slow Change Scenario
Explicitly modelled generation
Region | Technology | 2021-22 | 2022-23 | 2023-24 | 2024-25 | 2025-26 | 2026-27 | 2027-28 | 2028-29 | 2029-30 | 2030-31 | 2031-32 | 2032-33 | 2033-34 | 2034-35 | 2035-36 | 2036-37 | 2037-38 | 2038-39 | 2039-40 | 2040-41 | 2041-42 | 2042-43 | 2043-44 | 2044-45 | 2045-46
NEM | Black Coal | 95446.21 | 85377.7765 | 85817.6823 | 83360.1605 | 81208.1998 | 78183.0109 | 77883.4046 | 80306.5823 | 65766.4278 | 65060.5492 | 62376.8009 | 64542.2459 | 65919.1934 | 65967.5474 | 58015.9197 | 60151.2746 | 53042.0936 | 52111.5368 | 52844.151 | 39668.6894 | 36981.7802 | 25209.7398 | 24609.0199 | 24606.1484 | 21313.2576
NEM | Brown Coal | 32441.7679 | 27900.4202 | 32204.7782 | 33030.8808 | 31428.3658 | 30519.39 | 28895.607 | 27616.6415 | 25461.0548 | 26821.0351 | 23891.453 | 27099.7113 | 27530.1388 | 26151.0568 | 26401.7364 | 24447.9972 | 21248.6615 | 21383.2451 | 22485.4163 | 21976.0835 | 23473.8063 | 23424.9812 | 23934.7063 | 23030.193 | 24057.1714
NEM | CCGT | 2548.686 | 2360.4424 | 1919.4679 | 1837.9824 | 1837.9823 | 1837.9827 | 1837.9829 | 1837.9833 | 1837.9836 | 1837.9845 | 1837.9848 | 1837.9862 | 1837.987 | 1837.9883 | 2066.8729 | 2370.8301 | 4647.194 | 6072.9429 | 5499.7157 | 6812.797 | 5985.9056 | 9178.269 | 6016.2588 | 4986.9304 | 3282.2839
NEM | Gas - Steam | 728.3789 | 728.0023 | 754.8862 | 88.3087 | 84.0967 | 85.748 | 84.5825 | 84.0966 | 84.0968 | 85.5439 | 90.5475 | 85.7557 | 85.9219 | 84.8167 | 7.4967 | 13.677 | 194.4009 | 412.8582 | 0 | 0 | 0 | 0 | 0 | 0 | 0
NEM | OCGT / Diesel | 67.0652 | 50.5034 | 112.7939 | 14.594 | 0.48335 | 2.5445 | 0.68921 | 0.014615 | 0.2348 | 1.1473 | 7.0287 | 1.6504 | 1.4543 | 1.5627 | 42.9811 | 62.3772 | 779.9382 | 1318.0934 | 1583.8765 | 3256.4275 | 3395.0846 | 4463.6181 | 5631.0319 | 3156.5181 | 4049.1252
NEM | Hydro | 12377.5433 | 15797.1592 | 12735.6548 | 13949.3451 | 15674.0255 | 14625.0568 | 14636.8707 | 16993.6269 | 14735.104 | 12307.548 | 15808.9021 | 12805.0798 | 13782.8851 | 15489.9137 | 14837.4554 | 14791.017 | 17169.3651 | 14959.6604 | 12507.2033 | 15963.5964 | 12721.3221 | 13558.1835 | 15294.1564 | 14177.2786 | 14260.6254
NEM | Wind | 27109.1855 | 33146.9989 | 31731.688 | 31549.4093 | 33677.7873 | 35863.5548 | 36738.1805 | 36492.1806 | 35996.4711 | 35886.1355 | 37043.0636 | 34270.7799 | 33403.1739 | 35042.8956 | 36831.384 | 37100.3149 | 38233.4782 | 37265.2634 | 36901.5643 | 40909.3218 | 44813.6154 | 48851.18 | 52103.5023 | 55015.7471 | 57045.1301
NEM | Solar PV | 14751.6833 | 18179.9849 | 18473.5643 | 19344.6302 | 18671.321 | 20158.837 | 20865.5403 | 19100.9812 | 20802.9726 | 21559.7377 | 21861.3465 | 22102.0798 | 21200.3515 | 20432.2465 | 27131.86 | 27621.689 | 35328.6552 | 36768.1682 | 38456.6403 | 41349.825 | 43305.0442 | 46781.5382 | 45207.1617 | 47253.4259 | 48013.8248
NEM | LS Battery | 161.6746 | 127.6352 | 176.0153 | 181.3577 | 189.8371 | 209.9809 | 212.4665 | 240.9809 | 189.3544 | 190.5742 | 189.9644 | 208.4083 | 176.3783 | 155.1449 | 2237.4119 | 2334.4011 | 5458.0427 | 5308.1368 | 5589.5287 | 5886.1351 | 7758.0094 | 8226.1396 | 9409.0209 | 9997.992 | 9927.5854
NEM | Pumped Hydro | 49.7566 | 4.3649 | 43.3722 | 46.6853 | 97.5235 | 147.9484 | 154.9497 | 96.5032 | 433.9895 | 720.6552 | 478.3753 | 966.4938 | 424.0361 | 654.4904 | 2001.221 | 1958.1267 | 3831.0251 | 3963.4769 | 4106.3936 | 4362.2049 | 4148.0349 | 4992.9851 | 4955.4131 | 5590.3513 | 5634.2265
NEM | VPP | 98.5895 | 84.7055 | 69.8173 | 79.3294 | 73.8153 | 67.5224 | 64.2327 | 62.0955 | 47.5113 | 44.1002 | 49.2797 | 60.8889 | 74.1462 | 86.3888 | 104.3838 | 116.4799 | 111.8892 | 121.7548 | 142.6051 | 140.6669 | 153.222 | 153.3873 | 154.1316 | 166.3735 | 172.6103
Total excluding storage |  | 185470.5202 | 183541.2878 | 183750.5158 | 183175.3111 | 182582.2618 | 181276.1247 | 180942.8577 | 182432.1069 | 164684.3456 | 163559.6812 | 162917.1271 | 162745.289 | 163761.1058 | 165008.0277 | 165335.7063 | 166559.177 | 170643.7867 | 170291.7684 | 170278.5674 | 169936.7405 | 170676.5583 | 171467.5098 | 172795.8373 | 172226.2415 | 172021.4185
Region | Technology | 2021-22 | 2022-23 | 2023-24 | 2024-25 | 2025-26 | 2026-27 | 2027-28 | 2028-29 | 2029-30 | 2030-31 | 2031-32 | 2032-33 | 2033-34 | 2034-35 | 2035-36 | 2036-37 | 2037-38 | 2038-39 | 2039-40 | 2040-41 | 2041-42 | 2042-43 | 2043-44 | 2044-45 | 2045-46
NSW1 | Black Coal | 45210.3407 | 39961.2206 | 38147.2212 | 35733.6681 | 35503.6047 | 32634.6282 | 33272.9369 | 34403.9949 | 27442.8469 | 27533.9802 | 26476.5192 | 27211.1557 | 27996.1279 | 28058.4777 | 20429.2194 | 24755.8301 | 18389.9058 | 16833.5904 | 18359.6717 | 8672.4001 | 8672.4 | 4193.7563 | 4826.7104 | 4579.351 | 4466.858
NSW1 | Brown Coal | 0 | 0 | 0 | 0 | 0 | 0 | 0 | 0 | 0 | 0 | 0 | 0 | 0 | 0 | 0 | 0 | 0 | 0 | 0 | 0 | 0 | 0 | 0 | 0 | 0
NSW1 | CCGT | 23.4661 | 34.6917 | 34.6933 | 65.5286 | 65.5286 | 65.5287 | 65.5288 | 65.5289 | 65.5287 | 65.5289 | 65.529 | 65.5293 | 65.5295 | 65.5299 | 294.4103 | 383.4619 | 2052.6344 | 2743.2913 | 2525.3578 | 3182.9394 | 2821.9054 | 5005.5011 | 2185.9012 | 1518.6001 | 1586.6365
NSW1 | Gas - Steam | 0 | 0 | 0 | 0 | 0 | 0 | 0 | 0 | 0 | 0 | 0 | 0 | 0 | 0 | 0 | 0 | 0 | 0 | 0 | 0 | 0 | 0 | 0 | 0 | 0
NSW1 | OCGT / Diesel | 3.6993 | 0.25299 | 5.4471 | 4.8305 | 0.0020514 | 0.0022071 | 0.0023203 | 0.0024514 | 0.0024111 | 0.0026065 | 0.0027409 | 0.0030464 | 0.0032477 | 0.54654 | 1.7082 | 0.79566 | 19.028 | 75.6947 | 177.1292 | 1163.4915 | 1117.6197 | 1471.6183 | 2364.2567 | 1228.4764 | 1232.2717
NSW1 | Hydro | 1914.1086 | 1854.4799 | 1687.4301 | 2056.3814 | 2117.2243 | 2131.202 | 2074.4161 | 2782.7263 | 2360.8492 | 2093.4479 | 2034.8657 | 2063.2805 | 2329.2947 | 2407.3015 | 2731.1603 | 2734.9006 | 3835.7794 | 3289.1662 | 2890.939 | 2990.6304 | 2629.5163 | 3010.5248 | 3087.8929 | 3043.2035 | 3113.0529
NSW1 | Wind | 5585.9934 | 7087.1458 | 6683.516 | 6481.7413 | 6666.0541 | 7069.6209 | 7068.3375 | 6443.7297 | 6045.5397 | 6459.548 | 7192.752 | 6695.1922 | 6437.6343 | 6624.3333 | 7065.1611 | 6857.1182 | 6812.6672 | 5669.3328 | 6023.9703 | 7947.3815 | 11294.0576 | 11537.6521 | 12244.4442 | 14062.2254 | 14407.8428
NSW1 | Solar PV | 5740.6127 | 6836.7793 | 6954.1303 | 7384.494 | 7063.011 | 7554.9415 | 7594.1607 | 6867.2849 | 7231.3549 | 7574.0233 | 7620.662 | 7634.0702 | 7370.7914 | 7082.9134 | 12957.135 | 12985.7749 | 20577.8051 | 20990.5855 | 22224.9605 | 24872.6996 | 25774.8417 | 27475.2861 | 26598.0868 | 28590.8212 | 29371.8419
NSW1 | LS Battery | 0.014008 | 0.014635 | 0.016117 | 0.016561 | 0.017147 | 0.020854 | 0.024825 | 0.026678 | 0.027838 | 0.057719 | 0.062632 | 0.066343 | 0.068314 | 0.06976 | 1301.1206 | 1357.7591 | 3072.457 | 2955.0283 | 3083.0884 | 3019.9618 | 3749.8592 | 3932.2027 | 4262.539 | 4629.7006 | 4554.9232
NSW1 | Pumped Hydro | 5.3577 | 1.4808 | 6.9388 | 11.6558 | 71.8277 | 96.848 | 105.779 | 50.9842 | 271.6358 | 514.0806 | 317.575 | 705.2567 | 204.6246 | 427.4755 | 1453.4466 | 1289.8227 | 3158.2275 | 3229.8665 | 3357.1523 | 3646.4617 | 3516.4367 | 3370.4615 | 3408.3023 | 3936.0904 | 4035.1308
NSW1 | VPP | 19.6833 | 28.2717 | 8.3876 | 26.5365 | 26.6206 | 23.6957 | 24.5212 | 21.4544 | 19.2157 | 18.0799 | 20.6768 | 25.0061 | 31.0974 | 37.3208 | 45.6721 | 50.1193 | 47.6399 | 51.1229 | 60.7822 | 57.4769 | 63.2492 | 64.2376 | 63.7633 | 69.098 | 71.6205
Total excluding storage |  | 58478.2209 | 55774.5704 | 53512.438 | 51726.6438 | 51415.4247 | 49455.9235 | 50075.3823 | 50563.267 | 43146.1218 | 43726.5309 | 43390.3307 | 43669.2309 | 44199.3811 | 44239.1024 | 43478.7942 | 47717.8814 | 51687.8199 | 49601.6609 | 52202.0284 | 48829.5425 | 52310.3407 | 52694.3386 | 51307.2923 | 53022.6776 | 54178.5039
Region | Technology | 2021-22 | 2022-23 | 2023-24 | 2024-25 | 2025-26 | 2026-27 | 2027-28 | 2028-29 | 2029-30 | 2030-31 | 2031-32 | 2032-33 | 2033-34 | 2034-35 | 2035-36 | 2036-37 | 2037-38 | 2038-39 | 2039-40 | 2040-41 | 2041-42 | 2042-43 | 2043-44 | 2044-45 | 2045-46
QLD1 | Black Coal | 50235.8693 | 45416.5559 | 47670.4611 | 47626.4924 | 45704.5951 | 45548.3827 | 44610.4677 | 45902.5874 | 38323.5809 | 37526.569 | 35900.2817 | 37331.0902 | 37923.0655 | 37909.0697 | 37586.7003 | 35395.4445 | 34652.1878 | 35277.9464 | 34484.4793 | 30996.2893 | 28309.3802 | 21015.9835 | 19782.3095 | 20026.7974 | 16846.3996
QLD1 | Brown Coal | 0 | 0 | 0 | 0 | 0 | 0 | 0 | 0 | 0 | 0 | 0 | 0 | 0 | 0 | 0 | 0 | 0 | 0 | 0 | 0 | 0 | 0 | 0 | 0 | 0
QLD1 | CCGT | 1210.7865 | 1176.4354 | 1176.4355 | 1309.0454 | 1309.0454 | 1309.0455 | 1309.0456 | 1309.0458 | 1309.0457 | 1309.0458 | 1309.046 | 1309.0462 | 1309.0464 | 1309.0466 | 1309.0484 | 1523.9515 | 2594.5408 | 3329.6297 | 2974.3338 | 3629.8279 | 3163.9625 | 4172.7257 | 3830.2632 | 3468.2431 | 1695.5542
QLD1 | Gas - Steam | 0 | 0 | 0 | 0 | 0 | 0 | 0 | 0 | 0 | 0 | 0 | 0 | 0 | 0 | 0 | 0 | 0 | 0 | 0 | 0 | 0 | 0 | 0 | 0 | 0
QLD1 | OCGT / Diesel | 2.1255 | 0.0022532 | 0.0024144 | 0.5359 | 0.0026467 | 0.0028162 | 0.00297 | 0.0032078 | 0.0031677 | 0.0033734 | 0.003569 | 0.0038155 | 0.00409 | 0.0027044 | 3.0899 | 4.9954 | 65.4687 | 36.0027 | 76.7978 | 275.7023 | 172.6563 | 662.1044 | 690.3519 | 865.0559 | 1476.6375
QLD1 | Hydro | 679.2713 | 675.1371 | 674.5036 | 668.0505 | 664.5284 | 661.0062 | 660.1914 | 651.7062 | 650.3735 | 646.1273 | 645.1909 | 639.0748 | 635.5103 | 631.6119 | 630.2808 | 623.6051 | 233.8371 | 232.6255 | 231.4468 | 229.7286 | 228.3974 | 0 | 0 | 0 | 0
QLD1 | Wind | 2071.1259 | 3562.7807 | 4890.9627 | 4480.6076 | 5165.1874 | 5161.6235 | 5748.9526 | 5502.1749 | 5123.9636 | 5340.8059 | 4942.3723 | 4631.4475 | 4258.7649 | 4949.0509 | 4881.3816 | 5548.6574 | 8892.179 | 8729.2642 | 8883.1676 | 9995.3666 | 13083.7061 | 16224.4989 | 18517.7128 | 16987.1757 | 21410.949
QLD1 | Solar PV | 5651.0484 | 7988.7716 | 8054.4063 | 7694.6833 | 7518.3761 | 7990.3265 | 7984.2857 | 6689.233 | 7399.9411 | 7695.1175 | 7998.9229 | 7977.0965 | 7632.3504 | 7464.2762 | 7969.9246 | 7600.6942 | 6254.4351 | 6951.9266 | 7234.6899 | 7489.8514 | 7530.8166 | 9803.1025 | 9212.1399 | 9466.3294 | 9332.6245
QLD1 | LS Battery | 44.5315 | 42.2453 | 60.6426 | 62.0414 | 65.175 | 75.936 | 76.5724 | 75.7967 | 65.98 | 69.2849 | 64.4571 | 78.6957 | 81.1912 | 82.7818 | 102.7003 | 99.3258 | 542.5479 | 544.7923 | 551.6677 | 783.3703 | 1805.2557 | 2166.31 | 2167.9119 | 2179.5435 | 2182.6607
QLD1 | Pumped Hydro | 44.3989 | 2.8841 | 36.4335 | 35.0203 | 25.6852 | 51.0889 | 49.1585 | 45.5031 | 162.3381 | 206.5593 | 160.783 | 261.2203 | 219.3941 | 226.9964 | 547.7531 | 668.2795 | 672.7407 | 733.5557 | 749.1871 | 715.682 | 631.5403 | 1622.4672 | 1547.0004 | 1654.1433 | 1598.9817
QLD1 | VPP | 12.9312 | 10.361 | 10.335 | 10.9108 | 10.9361 | 10.8589 | 10.2399 | 9.0362 | 7.109 | 6.631 | 7.2767 | 10.0192 | 12.9181 | 14.9005 | 20.4915 | 23.8739 | 23.0257 | 25.825 | 30.0402 | 32.0145 | 33.9633 | 32.0248 | 33.7807 | 33.8259 | 36.4708
Total excluding storage |  | 59850.227 | 58819.683 | 62466.7717 | 61779.415 | 60361.7349 | 60670.3873 | 60312.9459 | 60054.7506 | 52806.9079 | 52517.6688 | 50795.8173 | 51887.7589 | 51758.7415 | 52263.058 | 52380.4256 | 50697.3481 | 52692.6484 | 54557.3951 | 53884.9152 | 52616.766 | 52488.9192 | 51878.415 | 52032.7772 | 50813.6014 | 50762.1648
Region | Technology | 2021-22 | 2022-23 | 2023-24 | 2024-25 | 2025-26 | 2026-27 | 2027-28 | 2028-29 | 2029-30 | 2030-31 | 2031-32 | 2032-33 | 2033-34 | 2034-35 | 2035-36 | 2036-37 | 2037-38 | 2038-39 | 2039-40 | 2040-41 | 2041-42 | 2042-43 | 2043-44 | 2044-45 | 2045-46
VIC1 | Black Coal | 0 | 0 | 0 | 0 | 0 | 0 | 0 | 0 | 0 | 0 | 0 | 0 | 0 | 0 | 0 | 0 | 0 | 0 | 0 | 0 | 0 | 0 | 0 | 0 | 0
VIC1 | Brown Coal | 32441.7679 | 27900.4202 | 32204.7782 | 33030.8808 | 31428.3658 | 30519.39 | 28895.607 | 27616.6415 | 25461.0548 | 26821.0351 | 23891.453 | 27099.7113 | 27530.1388 | 26151.0568 | 26401.7364 | 24447.9972 | 21248.6615 | 21383.2451 | 22485.4163 | 21976.0835 | 23473.8063 | 23424.9812 | 23934.7063 | 23030.193 | 24057.1714
VIC1 | CCGT | 0 | 0.0011323 | 0.0013928 | 0.001449 | 0.0014458 | 0.0014601 | 0.0014805 | 0.0014469 | 0.0018011 | 0.0020067 | 0.002051 | 0.0023083 | 0.0024533 | 0.0026155 | 0.0029321 | 0.0032584 | 0.0047982 | 0.0059934 | 0.0076913 | 0.0075913 | 0.009163 | 0.013035 | 0.012797 | 0.012953 | 0.013601
VIC1 | Gas - Steam | 9.6628 | 12.875 | 12.7235 | 4.2127 | 0.00064539 | 1.652 | 0.4865 | 0.00052712 | 0.00077105 | 1.4478 | 6.4514 | 1.6596 | 1.8258 | 0.72063 | 7.4967 | 13.677 | 194.4009 | 412.8582 | 0 | 0 | 0 | 0 | 0 | 0 | 0
VIC1 | OCGT / Diesel | 3.1462 | 9.8389 | 7.2545 | 4.0048 | 0.0030368 | 0.015025 | 0.003365 | 0.0032416 | 0.0037279 | 0.13531 | 3.5179 | 0.0047459 | 0.0044225 | 0.0047412 | 1.8807 | 4.073 | 64.4263 | 78.7742 | 194.3963 | 422.382 | 652.5789 | 721.8498 | 982.816 | 883.1496 | 1184.3707
VIC1 | Hydro | 2799.1142 | 2731.0224 | 2541.4678 | 3258.9297 | 3343.2166 | 3167.8561 | 3182.2581 | 3948.0885 | 3170.2718 | 2713.0799 | 2707.1693 | 2453.5871 | 3001.4587 | 3081.3628 | 2927.6924 | 2927.4657 | 3670.3652 | 3046.3275 | 2612.2555 | 2600.1978 | 2360.1233 | 2880.3993 | 2968.7954 | 2795.3795 | 2806.0855
VIC1 | Wind | 11374.7162 | 13801.6634 | 12243.3325 | 12739.4352 | 14299.6383 | 15477.7622 | 15676.3195 | 17473.0668 | 17089.6329 | 16428.3115 | 17288.3997 | 15461.9302 | 15729.6851 | 16495.554 | 17577.9856 | 17964.5936 | 16572.8635 | 16543.7407 | 15942.6108 | 16259.1472 | 14234.5976 | 14261.5326 | 14350.6815 | 14198.9417 | 11711.2134
VIC1 | Solar PV | 2389.0854 | 2378.4148 | 2473.3299 | 3326.0979 | 3184.7429 | 3697.4866 | 4328.067 | 4672.833 | 5209.6203 | 5319.7094 | 5264.479 | 5500.8071 | 5253.2726 | 4966.1047 | 5259.4332 | 5321.8783 | 4995.0329 | 5199.3714 | 5321.6871 | 5255.6797 | 5488.1757 | 5225.1156 | 4967.8248 | 4975.0691 | 4953.2307
VIC1 | LS Battery | 40.0808 | 26.482 | 37.2467 | 46.9384 | 51.9055 | 56.7504 | 56.6251 | 87.6577 | 46.425 | 47.1516 | 48.6418 | 49.724 | 14.5275 | 14.5519 | 13.4192 | 14.4105 | 610.7277 | 607.922 | 735.4033 | 852.2068 | 903.9324 | 861.1063 | 906.9677 | 1009.364 | 982.8595
VIC1 | Pumped Hydro | 0 | 0 | 0 | 0.0031928 | 0.0036893 | 0.0040389 | 0.004297 | 0.0069937 | 0.0068107 | 0.0066575 | 0.0068862 | 0.0067696 | 0.0067955 | 0.0068919 | 0.0071604 | 0.0078264 | 0.038573 | 0.037789 | 0.037526 | 0.03865 | 0.038549 | 0.037071 | 0.08528 | 0.091667 | 0.088182
VIC1 | VPP | 15.159 | 10.364 | 13.4875 | 14.8897 | 14.2475 | 14.3745 | 13.2312 | 16.9639 | 10.8701 | 10.2783 | 12.2594 | 15.4046 | 18.3698 | 20.9855 | 23.8801 | 26.9316 | 26.7168 | 30.0224 | 35.236 | 35.8728 | 38.9566 | 39.7932 | 40.4118 | 46.0894 | 46.5866
Total excluding storage |  | 49017.4928 | 46834.2357 | 49482.8879 | 52363.5624 | 52255.9688 | 52864.1633 | 52082.7431 | 53710.635 | 50930.5861 | 51283.7211 | 49161.4724 | 50517.7024 | 51516.3879 | 50694.8062 | 52176.2281 | 50679.6881 | 46745.7551 | 46664.3231 | 46556.3737 | 46513.4977 | 46209.2909 | 46513.8916 | 47204.8368 | 45882.7458 | 44712.0853
Region | Technology | 2021-22 | 2022-23 | 2023-24 | 2024-25 | 2025-26 | 2026-27 | 2027-28 | 2028-29 | 2029-30 | 2030-31 | 2031-32 | 2032-33 | 2033-34 | 2034-35 | 2035-36 | 2036-37 | 2037-38 | 2038-39 | 2039-40 | 2040-41 | 2041-42 | 2042-43 | 2043-44 | 2044-45 | 2045-46
SA1 | Black Coal | 0 | 0 | 0 | 0 | 0 | 0 | 0 | 0 | 0 | 0 | 0 | 0 | 0 | 0 | 0 | 0 | 0 | 0 | 0 | 0 | 0 | 0 | 0 | 0 | 0
SA1 | Brown Coal | 0 | 0 | 0 | 0 | 0 | 0 | 0 | 0 | 0 | 0 | 0 | 0 | 0 | 0 | 0 | 0 | 0 | 0 | 0 | 0 | 0 | 0 | 0 | 0 | 0
SA1 | CCGT | 1314.4334 | 1149.3132 | 708.3364 | 463.4057 | 463.4057 | 463.4057 | 463.4058 | 463.4058 | 463.4059 | 463.4061 | 463.4062 | 463.4066 | 463.4067 | 463.4072 | 463.4091 | 463.4111 | 0.011623 | 0.012481 | 0.012586 | 0.018774 | 0.023779 | 0.024361 | 0.077278 | 0.069685 | 0.074385
SA1 | Gas - Steam | 718.7161 | 715.1273 | 742.1627 | 84.096 | 84.096 | 84.096 | 84.096 | 84.096 | 84.096 | 84.0961 | 84.096 | 84.0961 | 84.0961 | 84.0961 | 0 | 0 | 0 | 0 | 0 | 0 | 0 | 0 | 0 | 0 | 0
SA1 | OCGT / Diesel | 58.0933 | 40.4085 | 100.0889 | 5.2219 | 0.47469 | 2.5235 | 0.67951 | 0.0046815 | 0.22432 | 1.0046 | 3.5033 | 1.6373 | 1.441 | 1.0072 | 36.3006 | 52.5114 | 631.0133 | 1127.6193 | 1135.5499 | 1394.8503 | 1452.2273 | 1608.0431 | 1593.6055 | 179.8341 | 155.8429
SA1 | Hydro | 0 | 0 | 0 | 0 | 0 | 0 | 0 | 0 | 0 | 0 | 0 | 0 | 0 | 0 | 0 | 0 | 0 | 0 | 0 | 0 | 0 | 0 | 0 | 0 | 0
SA1 | Wind | 6282.7918 | 6656.3543 | 6012.7022 | 6013.7104 | 5544.343 | 6122.4921 | 6168.0171 | 5455.609 | 5913.5425 | 5871.5369 | 6321.6771 | 5599.0839 | 5141.8012 | 4958.0627 | 5251.2855 | 4632.199 | 4098.7924 | 4493.0484 | 4262.9391 | 4736.677 | 4318.8518 | 4987.4408 | 4960.6529 | 8276.6687 | 7610.8048
SA1 | Solar PV | 970.9365 | 976.0189 | 991.6974 | 939.3548 | 905.1908 | 916.082 | 959.0265 | 871.63 | 962.0559 | 970.8872 | 977.2822 | 990.1053 | 943.9363 | 918.9515 | 945.3664 | 1713.3407 | 3501.381 | 3626.2815 | 3675.2996 | 3731.5922 | 4511.2022 | 4278.0259 | 4429.1041 | 4221.1989 | 4356.1186
SA1 | LS Battery | 77.0459 | 58.8905 | 78.1074 | 72.3587 | 72.7367 | 77.2694 | 79.2383 | 77.4928 | 76.915 | 74.0688 | 76.7865 | 79.909 | 80.5778 | 57.7267 | 820.1572 | 862.891 | 1232.2951 | 1200.3828 | 1219.3594 | 1230.5789 | 1298.9512 | 1266.5094 | 2071.5846 | 2179.3684 | 2207.1266
SA1 | Pumped Hydro | 0 | 0 | 0 | 0.0021579 | 0.002348 | 0.00254 | 0.0027012 | 0.0029155 | 0.0030272 | 0.0031668 | 0.0034352 | 0.0036216 | 0.0038033 | 0.0040499 | 0.0061765 | 0.0082726 | 0.0093349 | 0.0091635 | 0.0093066 | 0.010594 | 0.010769 | 0.010613 | 0.012341 | 0.014323 | 0.014135
SA1 | VPP | 50.5818 | 35.6022 | 37.3924 | 26.6221 | 21.8013 | 18.3533 | 16.0351 | 14.5359 | 10.1584 | 8.8695 | 8.9431 | 10.2238 | 11.498 | 12.8409 | 13.9383 | 15.1262 | 14.1738 | 14.329 | 15.7672 | 15.0873 | 16.3103 | 16.6328 | 15.7379 | 17.1214 | 17.4723
Total excluding storage |  | 9344.971 | 9537.2223 | 8554.9877 | 7505.7888 | 6997.5103 | 7588.5993 | 7675.2249 | 6874.7456 | 7423.3247 | 7390.9309 | 7849.9648 | 7138.3292 | 6634.6813 | 6425.5247 | 6696.3616 | 6861.4622 | 8231.1984 | 9246.9617 | 9073.8012 | 9863.1383 | 10282.3051 | 10873.5341 | 10983.4399 | 12677.7714 | 12122.8407
Region | Technology | 2021-22 | 2022-23 | 2023-24 | 2024-25 | 2025-26 | 2026-27 | 2027-28 | 2028-29 | 2029-30 | 2030-31 | 2031-32 | 2032-33 | 2033-34 | 2034-35 | 2035-36 | 2036-37 | 2037-38 | 2038-39 | 2039-40 | 2040-41 | 2041-42 | 2042-43 | 2043-44 | 2044-45 | 2045-46
TAS1 | Black Coal | 0 | 0 | 0 | 0 | 0 | 0 | 0 | 0 | 0 | 0 | 0 | 0 | 0 | 0 | 0 | 0 | 0 | 0 | 0 | 0 | 0 | 0 | 0 | 0 | 0
TAS1 | Brown Coal | 0 | 0 | 0 | 0 | 0 | 0 | 0 | 0 | 0 | 0 | 0 | 0 | 0 | 0 | 0 | 0 | 0 | 0 | 0 | 0 | 0 | 0 | 0 | 0 | 0
TAS1 | CCGT | 0 | 0.00092911 | 0.0012428 | 0.0012374 | 0.0012176 | 0.0012688 | 0.0013297 | 0.0013209 | 0.0015099 | 0.0016927 | 0.0016414 | 0.00186 | 0.0019678 | 0.0020121 | 0.0021534 | 0.0022837 | 0.0024118 | 0.0034622 | 0.0038516 | 0.0033003 | 0.0047327 | 0.0048413 | 0.0042651 | 0.0045186 | 0.0052238
TAS1 | Gas - Steam | 0 | 0 | 0 | 0 | 0 | 0 | 0 | 0 | 0 | 0 | 0 | 0 | 0 | 0 | 0 | 0 | 0 | 0 | 0 | 0 | 0 | 0 | 0 | 0 | 0
TAS1 | OCGT / Diesel | 0.00086364 | 0.00075377 | 0.00096683 | 0.00095809 | 0.00092654 | 0.00098296 | 0.0010406 | 0.0010322 | 0.001169 | 0.0013484 | 0.00123 | 0.0014421 | 0.0015114 | 0.0015402 | 0.0016772 | 0.001769 | 0.0018639 | 0.0024384 | 0.0032957 | 0.001387 | 0.0023208 | 0.0025389 | 0.001745 | 0.0021116 | 0.0024764
TAS1 | Hydro | 6985.0491 | 10536.5198 | 7832.2533 | 7965.9836 | 9549.0562 | 8664.9925 | 8720.0051 | 9611.1059 | 8553.6095 | 6854.8928 | 10421.6762 | 7649.1374 | 7816.6214 | 9369.6375 | 8548.3219 | 8505.0456 | 9429.3834 | 8391.5412 | 6772.562 | 10143.0396 | 7503.2851 | 7667.2594 | 9237.4681 | 8338.6956 | 8341.4869
TAS1 | Wind | 1794.5582 | 2039.0548 | 1901.1746 | 1833.9149 | 2002.5644 | 2032.0562 | 2076.5537 | 1617.6002 | 1823.7925 | 1785.9333 | 1297.8625 | 1883.1262 | 1835.2884 | 2015.8946 | 2055.5703 | 2097.7467 | 1856.9761 | 1829.8773 | 1788.8764 | 1970.7496 | 1882.4023 | 1840.0556 | 2030.011 | 1490.7357 | 1904.3201
TAS1 | Solar PV | 0.00034478 | 0.00026703 | 0.00041127 | 0.0003967 | 0.00032209 | 0.00035357 | 0.00034095 | 0.00031639 | 0.00036628 | 0.00038828 | 0.0004243 | 0.00067292 | 0.00077696 | 0.00066817 | 0.00081514 | 0.00088983 | 0.0010263 | 0.0031202 | 0.003247 | 0.0021386 | 0.0079491 | 0.0080564 | 0.0060851 | 0.0074549 | 0.0091212
TAS1 | LS Battery | 0.0023678 | 0.002876 | 0.0025834 | 0.002649 | 0.0027966 | 0.0042577 | 0.0057789 | 0.0070905 | 0.0065788 | 0.011166 | 0.016347 | 0.013291 | 0.013458 | 0.014669 | 0.014604 | 0.014666 | 0.014914 | 0.0115 | 0.0099963 | 0.017336 | 0.01095 | 0.011163 | 0.017697 | 0.015481 | 0.01534
TAS1 | Pumped Hydro | 0 | 0 | 0 | 0.00385 | 0.0046532 | 0.0048422 | 0.0051524 | 0.0060195 | 0.0057057 | 0.0054316 | 0.0069494 | 0.0064518 | 0.0068014 | 0.007606 | 0.0079731 | 0.0084061 | 0.0089635 | 0.0077136 | 0.0073886 | 0.011973 | 0.0086014 | 0.0087699 | 0.012785 | 0.011561 | 0.011571
TAS1 | VPP | 0.23421 | 0.10673 | 0.2148 | 0.37031 | 0.20983 | 0.24005 | 0.2053 | 0.10509 | 0.158 | 0.24149 | 0.1237 | 0.2352 | 0.26281 | 0.34101 | 0.40188 | 0.42884 | 0.33311 | 0.45553 | 0.77956 | 0.21539 | 0.74255 | 0.69887 | 0.4379 | 0.23879 | 0.4602
Total excluding storage |  | 8779.6085 | 12575.5765 | 9733.4305 | 9799.901 | 11551.6231 | 10697.0512 | 10796.5616 | 11228.7088 | 10377.4051 | 8640.8296 | 11719.542 | 9532.2675 | 9651.914 | 11385.5364 | 10603.8968 | 10602.7972 | 11286.3648 | 10221.4276 | 8561.4488 | 12113.796 | 9385.7023 | 9507.3305 | 11267.4911 | 9829.4454 | 10245.8238
Explicitly modelled pumping
Region | Technology | 2021-22 | 2022-23 | 2023-24 | 2024-25 | 2025-26 | 2026-27 | 2027-28 | 2028-29 | 2029-30 | 2030-31 | 2031-32 | 2032-33 | 2033-34 | 2034-35 | 2035-36 | 2036-37 | 2037-38 | 2038-39 | 2039-40 | 2040-41 | 2041-42 | 2042-43 | 2043-44 | 2044-45 | 2045-46
NEM | LS Battery pump | 199.0477 | 157.8537 | 216.9248 | 223.9566 | 234.938 | 258.6063 | 262.7582 | 297.0533 | 234.1281 | 234.9198 | 235.0005 | 257.0691 | 217.6572 | 191.6655 | 2761.9505 | 2881.9768 | 6739.7154 | 6557.7453 | 6894.8814 | 7285.6758 | 9561.8108 | 10159.6831 | 11611.8318 | 12340.5882 | 12256.2043
NEM | Pumped Hydro pump | 68.341 | 11.1549 | 73.7552 | 117.2848 | 271.5873 | 327.7352 | 417.546 | 182.641 | 1196.3284 | 1275.7848 | 1368.4702 | 1482.8736 | 1330.8874 | 1360.6397 | 3214.0893 | 4107.1447 | 6572.9105 | 6653.3702 | 7087.271 | 7213.8146 | 7239.7515 | 8117.7128 | 7640.8809 | 8921.1453 | 8807.1137
NEM | VPP pump | 115.6855 | 99.3816 | 81.8932 | 93.1084 | 86.6432 | 79.2596 | 75.4072 | 72.909 | 55.7656 | 51.7656 | 57.8461 | 71.4757 | 87.0411 | 101.4145 | 122.5561 | 136.7626 | 131.336 | 142.9109 | 167.4027 | 165.0987 | 179.8478 | 180.0227 | 180.8805 | 195.2673 | 202.5905
Region | Technology | 2021-22 | 2022-23 | 2023-24 | 2024-25 | 2025-26 | 2026-27 | 2027-28 | 2028-29 | 2029-30 | 2030-31 | 2031-32 | 2032-33 | 2033-34 | 2034-35 | 2035-36 | 2036-37 | 2037-38 | 2038-39 | 2039-40 | 2040-41 | 2041-42 | 2042-43 | 2043-44 | 2044-45 | 2045-46
NSW1 | LS Battery pump | 0.0173 | 0.018073 | 0.019896 | 0.020446 | 0.021171 | 0.025745 | 0.030656 | 0.032926 | 0.034376 | 0.071272 | 0.077349 | 0.081901 | 0.084343 | 0.086148 | 1606.3217 | 1676.2459 | 3793.6784 | 3648.0149 | 3805.9283 | 3739.4982 | 4621.2793 | 4852.8397 | 5261.1516 | 5715.6797 | 5623.3627
NSW1 | Pumped Hydro pump | 6.3038 | 4.2609 | 23.344 | 68.3813 | 231.7324 | 257.6817 | 345.2435 | 119.8839 | 964.0088 | 978.8903 | 1137.7819 | 1111.3803 | 1016.1962 | 1036.4822 | 2434.1243 | 3152.4308 | 5611.1923 | 5605.962 | 6016.9405 | 6191.3449 | 6335.1886 | 5993.5294 | 5629.8031 | 6758.0907 | 6717.5537
NSW1 | VPP pump | 23.0619 | 33.1716 | 9.7845 | 31.1389 | 31.2429 | 27.8087 | 28.7854 | 25.1836 | 22.5548 | 21.2235 | 24.2728 | 29.3542 | 36.5068 | 43.8161 | 53.6287 | 58.8505 | 55.9222 | 60.0061 | 71.3538 | 67.4552 | 74.2369 | 75.3916 | 74.8262 | 81.0958 | 84.0576
Region | Technology | 2021-22 | 2022-23 | 2023-24 | 2024-25 | 2025-26 | 2026-27 | 2027-28 | 2028-29 | 2029-30 | 2030-31 | 2031-32 | 2032-33 | 2033-34 | 2034-35 | 2035-36 | 2036-37 | 2037-38 | 2038-39 | 2039-40 | 2040-41 | 2041-42 | 2042-43 | 2043-44 | 2044-45 | 2045-46
QLD1 | LS Battery pump | 54.7871 | 52.0562 | 74.8671 | 76.5943 | 80.7184 | 93.4927 | 94.61 | 93.4999 | 81.457 | 85.537 | 79.7459 | 96.9859 | 100.2361 | 102.486 | 126.5042 | 122.6245 | 670.6416 | 671.7538 | 681.0712 | 967.1237 | 2228.7107 | 2674.9705 | 2678.6061 | 2688.1721 | 2694.5792
QLD1 | Pumped Hydro pump | 62.0371 | 6.8939 | 50.4112 | 48.892 | 39.8415 | 70.0393 | 72.2872 | 62.7371 | 232.3002 | 296.8755 | 230.6668 | 371.4722 | 314.6694 | 324.1343 | 779.9383 | 954.6833 | 961.6471 | 1047.3397 | 1070.2629 | 1022.3929 | 904.4908 | 2124.1128 | 2010.9399 | 2162.9076 | 2089.4178
QLD1 | VPP pump | 15.1748 | 12.1532 | 12.1249 | 12.8027 | 12.8335 | 12.7441 | 12.0185 | 10.6051 | 8.3396 | 7.78 | 8.5374 | 11.7576 | 15.1621 | 17.4875 | 24.0591 | 28.0335 | 27.0306 | 30.3173 | 35.2679 | 37.5853 | 39.8731 | 37.5879 | 39.6494 | 39.6987 | 42.8066
Region | Technology | 2021-22 | 2022-23 | 2023-24 | 2024-25 | 2025-26 | 2026-27 | 2027-28 | 2028-29 | 2029-30 | 2030-31 | 2031-32 | 2032-33 | 2033-34 | 2034-35 | 2035-36 | 2036-37 | 2037-38 | 2038-39 | 2039-40 | 2040-41 | 2041-42 | 2042-43 | 2043-44 | 2044-45 | 2045-46
VIC1 | LS Battery pump | 49.3591 | 32.8345 | 45.8428 | 57.9486 | 64.2215 | 69.9217 | 70.0483 | 108.0786 | 57.4447 | 58.082 | 60.1923 | 61.2716 | 17.9323 | 17.9435 | 16.5669 | 17.7908 | 754.0251 | 752.6019 | 905.7841 | 1055.2955 | 1112.7777 | 1066.2825 | 1116.525 | 1246.1285 | 1213.4069
VIC1 | Pumped Hydro pump | 0 | 0 | 0 | 0.0039965 | 0.004614 | 0.0050426 | 0.0053844 | 0.0087305 | 0.0085321 | 0.0083089 | 0.0086115 | 0.0084636 | 0.0084938 | 0.0086107 | 0.0089456 | 0.0097879 | 0.048231 | 0.047365 | 0.046762 | 0.048485 | 0.048021 | 0.0465 | 0.10643 | 0.11466 | 0.11014
VIC1 | VPP pump | 17.7898 | 12.152 | 15.8297 | 17.4813 | 16.7271 | 16.8786 | 15.5362 | 19.9293 | 12.7612 | 12.0667 | 14.3926 | 18.0859 | 21.5662 | 24.6364 | 28.0345 | 31.6186 | 31.3591 | 35.2395 | 41.3625 | 42.1053 | 45.7274 | 46.7062 | 47.429 | 54.1041 | 54.685
Region | Technology | 2021-22 | 2022-23 | 2023-24 | 2024-25 | 2025-26 | 2026-27 | 2027-28 | 2028-29 | 2029-30 | 2030-31 | 2031-32 | 2032-33 | 2033-34 | 2034-35 | 2035-36 | 2036-37 | 2037-38 | 2038-39 | 2039-40 | 2040-41 | 2041-42 | 2042-43 | 2043-44 | 2044-45 | 2045-46
SA1 | LS Battery pump | 94.8813 | 72.9413 | 96.1918 | 89.39 | 89.9735 | 95.1609 | 98.0621 | 95.4331 | 95.1839 | 91.2158 | 94.9647 | 98.7133 | 99.3878 | 71.1317 | 1012.5397 | 1065.2976 | 1521.3519 | 1485.3605 | 1502.0855 | 1523.737 | 1599.0296 | 1565.5767 | 2555.5272 | 2690.5888 | 2724.8366
SA1 | Pumped Hydro pump | 0 | 0 | 0 | 0.0027023 | 0.0029349 | 0.0031723 | 0.0033837 | 0.0036384 | 0.00379 | 0.0039555 | 0.0042942 | 0.0045289 | 0.0047546 | 0.0050616 | 0.0077185 | 0.010352 | 0.011659 | 0.011474 | 0.011615 | 0.013275 | 0.013428 | 0.013291 | 0.015405 | 0.017922 | 0.017642
SA1 | VPP pump | 59.389 | 41.7844 | 43.906 | 31.254 | 25.5968 | 21.5492 | 18.8286 | 17.0701 | 11.9266 | 10.4135 | 10.5003 | 12.0042 | 13.5004 | 15.0775 | 16.3659 | 17.7609 | 16.6382 | 16.8187 | 18.5087 | 17.7073 | 19.1449 | 19.5232 | 18.4696 | 20.0967 | 20.5091
Region | Technology | 2021-22 | 2022-23 | 2023-24 | 2024-25 | 2025-26 | 2026-27 | 2027-28 | 2028-29 | 2029-30 | 2030-31 | 2031-32 | 2032-33 | 2033-34 | 2034-35 | 2035-36 | 2036-37 | 2037-38 | 2038-39 | 2039-40 | 2040-41 | 2041-42 | 2042-43 | 2043-44 | 2044-45 | 2045-46
TAS1 | LS Battery pump | 0.0029237 | 0.0035528 | 0.0031883 | 0.0032702 | 0.0034532 | 0.005257 | 0.0071344 | 0.0087565 | 0.008123 | 0.01378 | 0.020196 | 0.016402 | 0.016613 | 0.018113 | 0.018028 | 0.018107 | 0.01842 | 0.014198 | 0.012326 | 0.021419 | 0.01351 | 0.013774 | 0.021863 | 0.019109 | 0.018927
TAS1 | Pumped Hydro pump | 0 | 0 | 0 | 0.0048175 | 0.0058212 | 0.0060519 | 0.0064394 | 0.0075326 | 0.0071342 | 0.0067752 | 0.0087038 | 0.0080586 | 0.0085001 | 0.0095113 | 0.0099659 | 0.01051 | 0.011219 | 0.0096422 | 0.0092034 | 0.015013 | 0.010731 | 0.010939 | 0.016022 | 0.014443 | 0.014433
TAS1 | VPP pump | 0.26992 | 0.12045 | 0.24807 | 0.43141 | 0.24297 | 0.27896 | 0.23842 | 0.12086 | 0.1834 | 0.28187 | 0.14305 | 0.27371 | 0.30556 | 0.39694 | 0.4679 | 0.49906 | 0.38592 | 0.52929 | 0.90977 | 0.24562 | 0.86542 | 0.81372 | 0.50641 | 0.27195 | 0.53224
Non-controllable capacity
Region | Technology | 2021-22 | 2022-23 | 2023-24 | 2024-25 | 2025-26 | 2026-27 | 2027-28 | 2028-29 | 2029-30 | 2030-31 | 2031-32 | 2032-33 | 2033-34 | 2034-35 | 2035-36 | 2036-37 | 2037-38 | 2038-39 | 2039-40 | 2040-41 | 2041-42 | 2042-43 | 2043-44 | 2044-45 | 2045-46
NEM | Distributed PV | 12259.3963 | 12653.7924 | 12895.9846 | 12906.2749 | 12973.867 | 14274.5332 | 14745.2395 | 13505.9973 | 14624.8439 | 15627.7847 | 16634.6472 | 17476.8302 | 17796.2626 | 18087.2493 | 20107.4908 | 20873.4752 | 19123.965 | 20792.8882 | 22300.696 | 23582.0776 | 24492.2457 | 24756.5221 | 25043.7826 | 27810.9146 | 28866.1185
NEM | Behind the meter battery | 136.6203 | 153.4434 | 170.2281 | 206.0069 | 244.921 | 270.9814 | 292.9449 | 307.9819 | 354.5214 | 368.3196 | 409.6213 | 431.0058 | 453.5025 | 466.5479 | 477.3498 | 476.1613 | 480.4293 | 495.6361 | 521.2425 | 525.7913 | 531.4586 | 537.2405 | 544.8767 | 549.3051 | 555.8717
NEM | Behind the meter battery pump | 160.7249 | 180.5157 | 200.2683 | 242.3613 | 288.1399 | 318.8014 | 344.6392 | 362.3321 | 417.0821 | 433.3226 | 481.9101 | 507.0671 | 533.5419 | 548.8795 | 561.5911 | 560.1904 | 565.2116 | 583.1003 | 613.2296 | 618.5782 | 625.24 | 632.0483 | 641.0326 | 646.2414 | 653.9662
Region | Technology | 2021-22 | 2022-23 | 2023-24 | 2024-25 | 2025-26 | 2026-27 | 2027-28 | 2028-29 | 2029-30 | 2030-31 | 2031-32 | 2032-33 | 2033-34 | 2034-35 | 2035-36 | 2036-37 | 2037-38 | 2038-39 | 2039-40 | 2040-41 | 2041-42 | 2042-43 | 2043-44 | 2044-45 | 2045-46
NSW1 | Distributed PV | 3240.1265 | 3415.8384 | 3347.6181 | 3398.402 | 3371.033 | 3803.5662 | 3828.3599 | 3476.4099 | 3649.8345 | 3956.2596 | 4320.1332 | 4470.7586 | 4700.8826 | 4788.6855 | 5535.2531 | 5680.101 | 5215.7347 | 5543.6462 | 6070.3741 | 6586.4862 | 6687.2772 | 6920.3337 | 6991.8293 | 8076.6593 | 8332.1923
NSW1 | Behind the meter battery | 42.9706 | 50.3268 | 57.9214 | 75.2746 | 93.2124 | 104.2537 | 114.8533 | 121.2449 | 141.4347 | 147.9284 | 166.7618 | 176.3132 | 187.3625 | 193.1507 | 198.3456 | 198.2281 | 200.8045 | 207.8632 | 219.2715 | 221.1735 | 223.583 | 225.977 | 229.0987 | 230.9139 | 233.4861
NSW1 | Behind the meter battery pump | 50.5534 | 59.2078 | 68.1418 | 88.5593 | 109.6607 | 122.6511 | 135.1197 | 142.6424 | 166.3923 | 174.0338 | 196.1917 | 207.4274 | 220.4286 | 227.2353 | 233.3481 | 233.2097 | 236.2416 | 244.547 | 257.9683 | 260.2042 | 263.0385 | 265.8559 | 269.5285 | 271.6627 | 274.6875
Region | Technology | 2021-22 | 2022-23 | 2023-24 | 2024-25 | 2025-26 | 2026-27 | 2027-28 | 2028-29 | 2029-30 | 2030-31 | 2031-32 | 2032-33 | 2033-34 | 2034-35 | 2035-36 | 2036-37 | 2037-38 | 2038-39 | 2039-40 | 2040-41 | 2041-42 | 2042-43 | 2043-44 | 2044-45 | 2045-46
QLD1 | Distributed PV | 4346.9984 | 4634.009 | 4693.1811 | 4709.3382 | 4978.8247 | 5518.9405 | 5769.0224 | 5051.2624 | 5701.6218 | 6125.6054 | 6687.9784 | 6861.8595 | 6848.746 | 7161.5472 | 7869.575 | 8151.3374 | 7079.2663 | 7950.466 | 8512.7272 | 9246.9708 | 9439.1385 | 9390.2539 | 9771.8244 | 10665.498 | 11012.5991
QLD1 | Behind the meter battery | 17.351 | 20.439 | 23.6059 | 31.3328 | 40.1101 | 47.1446 | 51.854 | 54.7683 | 65.3121 | 66.7933 | 73.8002 | 80.7064 | 85.447 | 90.3141 | 93.4011 | 93.3489 | 94.1764 | 97.6778 | 104.0631 | 105.7609 | 107.717 | 109.6888 | 112.0329 | 113.7617 | 115.874
QLD1 | Behind the meter battery pump | 20.4132 | 24.045 | 27.7708 | 36.8625 | 47.1879 | 55.4648 | 61.0041 | 64.4324 | 76.8381 | 78.5819 | 86.823 | 94.9492 | 100.5278 | 106.2521 | 109.8844 | 109.8229 | 110.7958 | 114.9162 | 122.425 | 124.4242 | 126.7263 | 129.045 | 131.8032 | 133.8375 | 136.3207
Region | Technology | 2021-22 | 2022-23 | 2023-24 | 2024-25 | 2025-26 | 2026-27 | 2027-28 | 2028-29 | 2029-30 | 2030-31 | 2031-32 | 2032-33 | 2033-34 | 2034-35 | 2035-36 | 2036-37 | 2037-38 | 2038-39 | 2039-40 | 2040-41 | 2041-42 | 2042-43 | 2043-44 | 2044-45 | 2045-46
VIC1 | Distributed PV | 2839.7973 | 2751.7799 | 2926.0254 | 2882.0914 | 2768.5485 | 2992.701 | 3107.901 | 3005.3963 | 3212.9406 | 3450.058 | 3516.6961 | 3960.0733 | 4096.3871 | 4067.2688 | 4525.3166 | 4780.6178 | 4646.4227 | 5010.666 | 5381.7526 | 5385.9769 | 5911.4889 | 6010.6748 | 5913.0949 | 6537.2949 | 6853.4955
VIC1 | Behind the meter battery | 20.0306 | 23.1078 | 26.417 | 33.6396 | 42.8064 | 49.3734 | 54.6579 | 60.1278 | 74.2192 | 79.9393 | 94.9895 | 100.9405 | 108.3084 | 111.3894 | 114.5764 | 114.5993 | 116.5588 | 121.6432 | 129.7038 | 131.5676 | 133.5343 | 135.6363 | 138.1659 | 139.8883 | 142.0575
VIC1 | Behind the meter battery pump | 23.5659 | 27.1857 | 31.0796 | 39.576 | 50.3589 | 58.0858 | 64.3032 | 70.7383 | 87.3141 | 94.0473 | 111.7525 | 118.7537 | 127.4253 | 131.0469 | 134.7975 | 134.8232 | 137.1275 | 143.1081 | 152.5952 | 154.7846 | 157.0965 | 159.5706 | 162.5479 | 164.5754 | 167.1286
Region | Technology | 2021-22 | 2022-23 | 2023-24 | 2024-25 | 2025-26 | 2026-27 | 2027-28 | 2028-29 | 2029-30 | 2030-31 | 2031-32 | 2032-33 | 2033-34 | 2034-35 | 2035-36 | 2036-37 | 2037-38 | 2038-39 | 2039-40 | 2040-41 | 2041-42 | 2042-43 | 2043-44 | 2044-45 | 2045-46
SA1 | Distributed PV | 1625.1724 | 1646.4133 | 1716.795 | 1702.7562 | 1651.9938 | 1742.7743 | 1824.6348 | 1762.8814 | 1849.2761 | 1880.1356 | 1892.9007 | 1954.4125 | 1914.3099 | 1839.7702 | 1927.2888 | 2007.2827 | 1931.0526 | 2030.2923 | 2067.959 | 2090.2509 | 2166.079 | 2138.0593 | 2076.1514 | 2213.0218 | 2343.8254
SA1 | Behind the meter battery | 53.717 | 56.6741 | 59.07 | 61.7978 | 63.9858 | 64.9758 | 65.9041 | 65.9257 | 66.8034 | 66.6327 | 66.236 | 64.8765 | 63.7297 | 62.6488 | 61.6238 | 60.4522 | 59.2674 | 58.5005 | 57.7603 | 56.825 | 56.119 | 55.4009 | 54.9882 | 54.1474 | 53.826
SA1 | Behind the meter battery pump | 63.1929 | 66.6709 | 69.496 | 72.7029 | 75.2771 | 76.4411 | 77.5345 | 77.5616 | 78.5943 | 78.3942 | 77.9267 | 76.326 | 74.977 | 73.7043 | 72.4992 | 71.1198 | 69.7263 | 68.8228 | 67.9543 | 66.8527 | 66.021 | 65.1786 | 64.6921 | 63.7027 | 63.3248
Region | Technology | 2021-22 | 2022-23 | 2023-24 | 2024-25 | 2025-26 | 2026-27 | 2027-28 | 2028-29 | 2029-30 | 2030-31 | 2031-32 | 2032-33 | 2033-34 | 2034-35 | 2035-36 | 2036-37 | 2037-38 | 2038-39 | 2039-40 | 2040-41 | 2041-42 | 2042-43 | 2043-44 | 2044-45 | 2045-46
TAS1 | Distributed PV | 207.3018 | 205.7518 | 212.3649 | 213.687 | 203.467 | 216.5513 | 215.3213 | 210.0473 | 211.171 | 215.7261 | 216.9387 | 229.7263 | 235.9371 | 229.9778 | 250.0574 | 254.1363 | 251.4888 | 257.8178 | 267.8831 | 272.3927 | 288.262 | 297.2004 | 290.8827 | 318.4406 | 324.0061
TAS1 | Behind the meter battery | 2.5512 | 2.8956 | 3.2137 | 3.9621 | 4.8063 | 5.234 | 5.6756 | 5.9152 | 6.752 | 7.0259 | 7.8338 | 8.1691 | 8.655 | 9.0449 | 9.4029 | 9.5327 | 9.6222 | 9.9514 | 10.4438 | 10.4643 | 10.5052 | 10.5376 | 10.591 | 10.5939 | 10.6282
TAS1 | Behind the meter battery pump | 2.9996 | 3.4063 | 3.7801 | 4.6605 | 5.6554 | 6.1585 | 6.6777 | 6.9574 | 7.9434 | 8.2654 | 9.2162 | 9.6108 | 10.1832 | 10.6409 | 11.0619 | 11.2148 | 11.3204 | 11.7063 | 12.2868 | 12.3125 | 12.3578 | 12.3981 | 12.4608 | 12.4631 | 12.5046

## BaseCase_Capacity
Installed capacity by technology (MW) - Base Case, Slow Change Scenario
Capacity calculated on 1 July. In early study years some wind and solar projects enter later in the financial year and are therefore reflected in the following financial year's capacity.
Explicitly modelled generation
Region | Technology | 2021-22 | 2022-23 | 2023-24 | 2024-25 | 2025-26 | 2026-27 | 2027-28 | 2028-29 | 2029-30 | 2030-31 | 2031-32 | 2032-33 | 2033-34 | 2034-35 | 2035-36 | 2036-37 | 2037-38 | 2038-39 | 2039-40 | 2040-41 | 2041-42 | 2042-43 | 2043-44 | 2044-45 | 2045-46
NEM | Black Coal | 18386 | 17886 | 16386 | 16386 | 16386 | 16386 | 16386 | 16036 | 15376 | 15376 | 15376 | 13936 | 13586 | 12926 | 10716 | 10016 | 8126 | 8126 | 8126 | 5916 | 5916 | 3812 | 3812 | 3812 | 3447
NEM | Brown Coal | 4775 | 4775 | 4775 | 4775 | 4775 | 4775 | 4775 | 4775 | 4412.5 | 4050 | 4050 | 4050 | 4050 | 4050 | 4050 | 3687.5 | 3325 | 3325 | 3325 | 3325 | 3325 | 3325 | 3325 | 3325 | 3325
NEM | CCGT | 3138.899 | 3138.9001 | 2958.9006 | 2958.9007 | 2958.9007 | 2958.9007 | 2958.9007 | 2958.9008 | 2958.9009 | 2958.901 | 2958.9011 | 2958.9012 | 2958.9014 | 2958.9015 | 2958.9023 | 2573.9028 | 2044.9083 | 2044.9086 | 1901.509 | 1901.5115 | 1901.5128 | 2185.4266 | 1745.436 | 1560.4371 | 915.9373
NEM | Gas - Steam | 1420 | 1300 | 1300 | 1300 | 1300 | 1300 | 1300 | 1300 | 1300 | 1300 | 1300 | 1300 | 1300 | 1300 | 500 | 500 | 500 | 500 | 0 | 0 | 0 | 0 | 0 | 0 | 0
NEM | OCGT / Diesel | 6712.6424 | 6712.6424 | 6712.6457 | 6712.6458 | 6712.6459 | 6712.6459 | 6712.646 | 6712.6461 | 6712.6463 | 6306.6464 | 6306.6465 | 6072.3067 | 5622.3069 | 5505.307 | 5375.3087 | 5375.3095 | 5386.2007 | 5386.2008 | 4946.2012 | 4826.2017 | 4826.202 | 5076.2954 | 5323.6637 | 4300.0699 | 4300.07
NEM | Hydro | 7132.9 | 7132.9 | 7132.9 | 7132.9 | 7132.9 | 7132.9 | 7132.9 | 7132.9 | 7132.9 | 7132.9 | 7132.9 | 7132.9 | 7132.9 | 7132.9 | 7132.9 | 7132.9 | 7046.5 | 7046.5 | 7046.5 | 7046.5 | 7046.5 | 6980.5 | 6980.5 | 6980.5 | 6980.5
NEM | Wind | 9211.348 | 10298.1668 | 10748.1705 | 10748.216 | 11075.3413 | 11198.1357 | 11198.1392 | 12194.4195 | 12103.6207 | 12057.6223 | 12057.6231 | 12057.6248 | 11864.4252 | 11864.4312 | 11712.5551 | 11481.2762 | 12244.2171 | 11699.7484 | 11600.5077 | 12283.2531 | 14755.5917 | 16748.329 | 15945.6713 | 16315.1775 | 16423.6358
NEM | Solar PV | 6184.1222 | 7374.1223 | 7429.4567 | 7819.167 | 7819.168 | 7960.6019 | 8192.7078 | 8609.4868 | 8609.4869 | 8609.4869 | 8609.4894 | 8609.4919 | 8609.4938 | 8609.4948 | 10537.1368 | 10675.8981 | 15024.462 | 14874.1675 | 14874.1688 | 15721.1632 | 16481.5128 | 18410.808 | 18276.7521 | 17931.6125 | 18070.3866
NEM | LS Battery | 342.3378 | 362.3378 | 362.3388 | 362.3388 | 362.3388 | 362.3417 | 362.3451 | 362.3519 | 362.3519 | 332.3772 | 332.3795 | 332.384 | 277.0562 | 252.0577 | 1974.7024 | 1974.7024 | 4895.8759 | 4895.8759 | 5012.7548 | 5552.6307 | 7056.3662 | 7689.7318 | 9085.2206 | 9085.2227 | 9075.2234
NEM | Pumped Hydro | 810 | 810 | 810 | 810.0088 | 2850.0093 | 2850.0097 | 2850.0101 | 2850.0112 | 2850.0116 | 2850.0119 | 2850.0124 | 2850.0128 | 2850.0133 | 2850.0138 | 2850.0177 | 2850.0198 | 2850.0685 | 2850.0687 | 2850.0692 | 2850.0812 | 2850.0818 | 3264.5379 | 3264.5736 | 3264.5916 | 3264.5919
NEM | VPP | 123.79 | 111.41 | 100.25 | 90.21 | 81.18 | 73.05 | 65.75 | 59.15 | 53.23 | 47.91 | 53.22 | 64.78 | 77.6 | 89.72 | 101.65 | 111.48 | 122.05 | 135.04 | 150.53 | 160.23 | 169.1 | 177.11 | 184.34 | 190.76 | 196.51
Total excluding storage |  | 56960.9116 | 58617.7317 | 57443.0736 | 57832.8294 | 58159.9558 | 58424.1842 | 58656.2938 | 59719.3533 | 58606.0547 | 57791.5566 | 57791.5601 | 56117.2246 | 55124.0272 | 54347.0345 | 52982.8029 | 51442.7866 | 53697.2881 | 53002.5253 | 51819.8867 | 51019.6297 | 54252.3193 | 56538.359 | 55409.023 | 54224.797 | 53462.5296
Region | Technology | 2021-22 | 2022-23 | 2023-24 | 2024-25 | 2025-26 | 2026-27 | 2027-28 | 2028-29 | 2029-30 | 2030-31 | 2031-32 | 2032-33 | 2033-34 | 2034-35 | 2035-36 | 2036-37 | 2037-38 | 2038-39 | 2039-40 | 2040-41 | 2041-42 | 2042-43 | 2043-44 | 2044-45 | 2045-46
NSW1 | Black Coal | 10260 | 9760 | 8260 | 8260 | 8260 | 8260 | 8260 | 8260 | 7600 | 7600 | 7600 | 6160 | 6160 | 5500 | 4130 | 4130 | 2690 | 2690 | 2690 | 1320 | 1320 | 660 | 660 | 660 | 660
NSW1 | Brown Coal | 0 | 0 | 0 | 0 | 0 | 0 | 0 | 0 | 0 | 0 | 0 | 0 | 0 | 0 | 0 | 0 | 0 | 0 | 0 | 0 | 0 | 0 | 0 | 0 | 0
NSW1 | CCGT | 624.999 | 624.9992 | 624.9995 | 624.9995 | 624.9995 | 624.9995 | 624.9995 | 624.9995 | 624.9995 | 624.9995 | 624.9996 | 624.9996 | 624.9996 | 624.9996 | 624.9999 | 624.9999 | 625.0036 | 625.0036 | 625.0036 | 625.0046 | 625.0046 | 908.9159 | 468.916 | 283.917 | 283.917
NSW1 | Gas - Steam | 0 | 0 | 0 | 0 | 0 | 0 | 0 | 0 | 0 | 0 | 0 | 0 | 0 | 0 | 0 | 0 | 0 | 0 | 0 | 0 | 0 | 0 | 0 | 0 | 0
NSW1 | OCGT / Diesel | 1438.0013 | 1438.0013 | 1438.0044 | 1438.0044 | 1438.0044 | 1438.0044 | 1438.0044 | 1438.0045 | 1438.0045 | 1438.0045 | 1438.0045 | 1438.0046 | 1438.0046 | 1438.0046 | 1388.0047 | 1388.0047 | 1398.8952 | 1398.8952 | 1398.8952 | 1398.8952 | 1398.8953 | 1675.7234 | 1901.6674 | 1237.6693 | 1237.6693
NSW1 | Hydro | 2525 | 2525 | 2525 | 2525 | 2525 | 2525 | 2525 | 2525 | 2525 | 2525 | 2525 | 2525 | 2525 | 2525 | 2525 | 2525 | 2525 | 2525 | 2525 | 2525 | 2525 | 2525 | 2525 | 2525 | 2525
NSW1 | Wind | 1902.45 | 2129.2536 | 2129.2546 | 2129.2551 | 2129.2555 | 2129.2557 | 2129.2559 | 2129.256 | 2129.2562 | 2129.2565 | 2129.2567 | 2129.2571 | 2129.2572 | 2129.2589 | 2129.2747 | 2082.7758 | 2212.8041 | 2010.3301 | 2010.3322 | 2538.1934 | 3795.7212 | 4156.5174 | 3873.1551 | 4255.8057 | 4406.5239
NSW1 | Solar PV | 2711.5225 | 3091.5226 | 3146.856 | 3146.8562 | 3146.8565 | 3146.8565 | 3146.8565 | 3146.8565 | 3146.8565 | 3146.8565 | 3146.8569 | 3146.8574 | 3146.8577 | 3146.8579 | 5074.4767 | 5074.4773 | 8714.7225 | 8564.4263 | 8564.4265 | 9411.4162 | 9881.3439 | 10805.2235 | 10732.2239 | 10732.2242 | 10966.2596
NSW1 | LS Battery | 0.0046812 | 0.0046832 | 0.0056541 | 0.0056543 | 0.0056564 | 0.0069329 | 0.0082943 | 0.0090307 | 0.0090317 | 0.023726 | 0.02519 | 0.027552 | 0.028512 | 0.02891 | 1049.6489 | 1049.6489 | 2707.6937 | 2707.6937 | 2707.6939 | 2822.4865 | 3445.5961 | 3693.2422 | 4099.6543 | 4099.6552 | 4099.6554
NSW1 | Pumped Hydro | 240 | 240 | 240 | 240.0052 | 2280.0054 | 2280.0055 | 2280.0056 | 2280.0057 | 2280.0059 | 2280.0061 | 2280.0062 | 2280.0064 | 2280.0066 | 2280.0068 | 2280.0093 | 2280.0096 | 2280.0429 | 2280.043 | 2280.0431 | 2280.0437 | 2280.0439 | 2280.0442 | 2280.0595 | 2280.0764 | 2280.0765
NSW1 | VPP | 38.94 | 36.57 | 34.12 | 32.96 | 30.91 | 28.1 | 25.79 | 23.28 | 21.23 | 19.24 | 21.66 | 26.48 | 32.05 | 37.13 | 42.22 | 46.39 | 50.99 | 56.62 | 63.28 | 67.38 | 71.11 | 74.47 | 77.48 | 80.15 | 82.52
Total excluding storage |  | 19461.9728 | 19568.7767 | 18124.1146 | 18124.1153 | 18124.1159 | 18124.1162 | 18124.1164 | 18124.1165 | 17464.1167 | 17464.1171 | 17464.1177 | 16024.1187 | 16024.1191 | 15364.1211 | 15871.756 | 15825.2577 | 18166.4255 | 17813.6552 | 17813.6576 | 17818.5094 | 19545.965 | 20731.3801 | 20160.9624 | 19694.6162 | 20079.3699
Region | Technology | 2021-22 | 2022-23 | 2023-24 | 2024-25 | 2025-26 | 2026-27 | 2027-28 | 2028-29 | 2029-30 | 2030-31 | 2031-32 | 2032-33 | 2033-34 | 2034-35 | 2035-36 | 2036-37 | 2037-38 | 2038-39 | 2039-40 | 2040-41 | 2041-42 | 2042-43 | 2043-44 | 2044-45 | 2045-46
QLD1 | Black Coal | 8126 | 8126 | 8126 | 8126 | 8126 | 8126 | 8126 | 7776 | 7776 | 7776 | 7776 | 7776 | 7426 | 7426 | 6586 | 5886 | 5436 | 5436 | 5436 | 4596 | 4596 | 3152 | 3152 | 3152 | 2787
QLD1 | Brown Coal | 0 | 0 | 0 | 0 | 0 | 0 | 0 | 0 | 0 | 0 | 0 | 0 | 0 | 0 | 0 | 0 | 0 | 0 | 0 | 0 | 0 | 0 | 0 | 0 | 0
QLD1 | CCGT | 1596.9 | 1596.9003 | 1596.9003 | 1596.9003 | 1596.9003 | 1596.9003 | 1596.9003 | 1596.9004 | 1596.9004 | 1596.9004 | 1596.9004 | 1596.9004 | 1596.9005 | 1596.9005 | 1596.9006 | 1211.9008 | 1211.9011 | 1211.9011 | 1068.5012 | 1068.5017 | 1068.5017 | 1068.5036 | 1068.5036 | 1068.5036 | 424.0036
QLD1 | Gas - Steam | 0 | 0 | 0 | 0 | 0 | 0 | 0 | 0 | 0 | 0 | 0 | 0 | 0 | 0 | 0 | 0 | 0 | 0 | 0 | 0 | 0 | 0 | 0 | 0 | 0
QLD1 | OCGT / Diesel | 1909.0003 | 1909.0003 | 1909.0003 | 1909.0003 | 1909.0004 | 1909.0004 | 1909.0004 | 1909.0004 | 1909.0004 | 1909.0005 | 1909.0005 | 1909.0005 | 1629.0006 | 1512.0006 | 1512.0007 | 1512.001 | 1512.0016 | 1512.0016 | 1512.0016 | 1512.0022 | 1512.0022 | 1579.2671 | 1579.2671 | 1436.2671 | 1436.2671
QLD1 | Hydro | 152.4 | 152.4 | 152.4 | 152.4 | 152.4 | 152.4 | 152.4 | 152.4 | 152.4 | 152.4 | 152.4 | 152.4 | 152.4 | 152.4 | 152.4 | 152.4 | 66 | 66 | 66 | 66 | 66 | 0 | 0 | 0 | 0
QLD1 | Wind | 648.408 | 1148.4136 | 1598.4139 | 1598.414 | 1598.4145 | 1598.415 | 1598.4155 | 1598.4158 | 1598.4158 | 1598.4162 | 1598.4165 | 1598.4167 | 1598.4168 | 1598.4189 | 1598.4215 | 1598.4338 | 2298.4321 | 2298.4438 | 2298.4443 | 2695.6527 | 3859.3655 | 5320.8041 | 5140.2866 | 4687.3971 | 5706.5687
QLD1 | Solar PV | 2130.0595 | 2940.0596 | 2940.0597 | 2940.0599 | 2940.0599 | 2940.06 | 2940.06 | 2940.06 | 2940.06 | 2940.06 | 2940.0611 | 2940.0618 | 2940.0626 | 2940.0629 | 2940.0638 | 2819.0654 | 2769.0676 | 2769.068 | 2769.0688 | 2769.0735 | 2769.0772 | 3774.4916 | 3621.4916 | 3523.3516 | 3459.1917
QLD1 | LS Battery | 102.0007 | 122.0007 | 122.0007 | 122.0007 | 122.0007 | 122.0011 | 122.0016 | 122.0018 | 122.0018 | 122.0052 | 122.0053 | 122.0061 | 122.0066 | 122.0068 | 122.0177 | 122.0177 | 482.7061 | 482.7061 | 482.7062 | 677.0448 | 1557.6724 | 1943.3917 | 1943.3918 | 1943.3918 | 1943.392
QLD1 | Pumped Hydro | 570 | 570 | 570 | 570.0008 | 570.0009 | 570.001 | 570.001 | 570.0011 | 570.0012 | 570.0013 | 570.0013 | 570.0014 | 570.0015 | 570.0016 | 570.0021 | 570.0029 | 570.007 | 570.007 | 570.0071 | 570.0175 | 570.0177 | 984.4733 | 984.4733 | 984.4734 | 984.4734
QLD1 | VPP | 15.72 | 14.85 | 13.9 | 13.71 | 13.29 | 12.7 | 11.63 | 10.51 | 9.81 | 8.68 | 9.59 | 12.13 | 14.62 | 17.36 | 19.88 | 21.86 | 23.91 | 26.61 | 30.04 | 32.22 | 34.26 | 36.15 | 37.9 | 39.49 | 40.96
Total excluding storage |  | 14562.7678 | 15872.7737 | 16322.7742 | 16322.7745 | 16322.7751 | 16322.7756 | 16322.7762 | 15972.7765 | 15972.7766 | 15972.777 | 15972.7784 | 15972.7795 | 15342.7804 | 15225.7829 | 14385.7867 | 13179.801 | 13293.4023 | 13293.4145 | 13150.0158 | 12707.23 | 13870.9467 | 14895.0664 | 14561.5489 | 13867.5194 | 13813.0311
Region | Technology | 2021-22 | 2022-23 | 2023-24 | 2024-25 | 2025-26 | 2026-27 | 2027-28 | 2028-29 | 2029-30 | 2030-31 | 2031-32 | 2032-33 | 2033-34 | 2034-35 | 2035-36 | 2036-37 | 2037-38 | 2038-39 | 2039-40 | 2040-41 | 2041-42 | 2042-43 | 2043-44 | 2044-45 | 2045-46
VIC1 | Black Coal | 0 | 0 | 0 | 0 | 0 | 0 | 0 | 0 | 0 | 0 | 0 | 0 | 0 | 0 | 0 | 0 | 0 | 0 | 0 | 0 | 0 | 0 | 0 | 0 | 0
VIC1 | Brown Coal | 4775 | 4775 | 4775 | 4775 | 4775 | 4775 | 4775 | 4775 | 4412.5 | 4050 | 4050 | 4050 | 4050 | 4050 | 4050 | 3687.5 | 3325 | 3325 | 3325 | 3325 | 3325 | 3325 | 3325 | 3325 | 3325
VIC1 | CCGT | 0 | 0.0002155 | 0.00026058 | 0.00027152 | 0.00027245 | 0.00027428 | 0.00027543 | 0.00027574 | 0.00034091 | 0.00037812 | 0.00038727 | 0.00043412 | 0.00046141 | 0.00049153 | 0.00054686 | 0.00060659 | 0.00087581 | 0.0010583 | 0.0013558 | 0.0013575 | 0.0015924 | 0.0022404 | 0.0022512 | 0.0023753 | 0.0023806
VIC1 | Gas - Steam | 500 | 500 | 500 | 500 | 500 | 500 | 500 | 500 | 500 | 500 | 500 | 500 | 500 | 500 | 500 | 500 | 500 | 500 | 0 | 0 | 0 | 0 | 0 | 0 | 0
VIC1 | OCGT / Diesel | 1900.0003 | 1900.0003 | 1900.0003 | 1900.0003 | 1900.0004 | 1900.0004 | 1900.0004 | 1900.0004 | 1900.0004 | 1900.0005 | 1900.0005 | 1900.0005 | 1730.0006 | 1730.0006 | 1730.0006 | 1730.0007 | 1730.0009 | 1730.0009 | 1290.0011 | 1290.0011 | 1290.0011 | 1196.0015 | 1196.0016 | 1196.002 | 1196.002
VIC1 | Hydro | 2279 | 2279 | 2279 | 2279 | 2279 | 2279 | 2279 | 2279 | 2279 | 2279 | 2279 | 2279 | 2279 | 2279 | 2279 | 2279 | 2279 | 2279 | 2279 | 2279 | 2279 | 2279 | 2279 | 2279 | 2279
VIC1 | Wind | 3928.53 | 4288.5327 | 4288.5332 | 4288.5778 | 4615.7022 | 4738.4954 | 4738.4979 | 5734.7776 | 5734.7776 | 5734.7776 | 5734.7776 | 5734.7776 | 5734.7776 | 5734.7776 | 5734.7776 | 5734.7776 | 5667.5777 | 5247.5778 | 5247.5779 | 4989.278 | 4989.278 | 4958.2284 | 4634.4286 | 4322.4289 | 3523.957
VIC1 | Solar PV | 964.5377 | 964.5377 | 964.5378 | 1354.2476 | 1354.2484 | 1495.6822 | 1727.7881 | 2144.5671 | 2144.5671 | 2144.5671 | 2144.5671 | 2144.5672 | 2144.5672 | 2144.5672 | 2144.5672 | 2144.5672 | 2144.5672 | 2144.5672 | 2144.5672 | 2144.5672 | 2144.5673 | 2144.5673 | 2144.5673 | 2032.5673 | 2001.4644
VIC1 | LS Battery | 75.3308 | 75.3308 | 75.3308 | 75.3308 | 75.3308 | 75.3313 | 75.3318 | 75.3372 | 75.3372 | 75.3374 | 75.3374 | 75.3375 | 20.0075 | 20.0075 | 20.0075 | 20.0075 | 546.3197 | 546.3197 | 663.1984 | 816.4257 | 816.4251 | 816.4251 | 897.1738 | 897.1743 | 897.1743
VIC1 | Pumped Hydro | 0 | 0 | 0 | 0.0009437 | 0.0010606 | 0.001152 | 0.0012255 | 0.0020113 | 0.0020114 | 0.0020115 | 0.0020119 | 0.0020136 | 0.0020187 | 0.0020325 | 0.0020995 | 0.0023141 | 0.013118 | 0.013146 | 0.013182 | 0.013379 | 0.013453 | 0.013518 | 0.032944 | 0.033373 | 0.033392
VIC1 | VPP | 18.16 | 16.79 | 15.57 | 14.73 | 14.19 | 13.31 | 12.27 | 11.55 | 11.15 | 10.4 | 12.34 | 15.18 | 18.54 | 21.44 | 24.41 | 26.84 | 29.61 | 33.15 | 37.47 | 40.09 | 42.51 | 44.72 | 46.75 | 48.57 | 50.23
Total excluding storage |  | 14347.0679 | 14707.0709 | 14707.0716 | 15096.826 | 15423.9512 | 15688.1782 | 15920.2866 | 17333.3454 | 16970.8455 | 16608.3455 | 16608.3456 | 16608.3457 | 16438.3458 | 16438.3459 | 16438.346 | 16075.8461 | 15646.1466 | 15226.147 | 14286.1476 | 14027.8477 | 14027.848 | 13902.7995 | 13578.9997 | 13155.0006 | 12325.4258
Region | Technology | 2021-22 | 2022-23 | 2023-24 | 2024-25 | 2025-26 | 2026-27 | 2027-28 | 2028-29 | 2029-30 | 2030-31 | 2031-32 | 2032-33 | 2033-34 | 2034-35 | 2035-36 | 2036-37 | 2037-38 | 2038-39 | 2039-40 | 2040-41 | 2041-42 | 2042-43 | 2043-44 | 2044-45 | 2045-46
SA1 | Black Coal | 0 | 0 | 0 | 0 | 0 | 0 | 0 | 0 | 0 | 0 | 0 | 0 | 0 | 0 | 0 | 0 | 0 | 0 | 0 | 0 | 0 | 0 | 0 | 0 | 0
SA1 | Brown Coal | 0 | 0 | 0 | 0 | 0 | 0 | 0 | 0 | 0 | 0 | 0 | 0 | 0 | 0 | 0 | 0 | 0 | 0 | 0 | 0 | 0 | 0 | 0 | 0 | 0
SA1 | CCGT | 709 | 709.0002 | 529.0003 | 529.0003 | 529.0003 | 529.0003 | 529.0003 | 529.0003 | 529.0004 | 529.0004 | 529.0004 | 529.0005 | 529.0005 | 529.0005 | 529.0009 | 529.0011 | 0.0021631 | 0.0021711 | 0.0021806 | 0.0032649 | 0.0040654 | 0.0040686 | 0.013297 | 0.013311 | 0.013312
SA1 | Gas - Steam | 920 | 800 | 800 | 800 | 800 | 800 | 800 | 800 | 800 | 800 | 800 | 800 | 800 | 800 | 0 | 0 | 0 | 0 | 0 | 0 | 0 | 0 | 0 | 0 | 0
SA1 | OCGT / Diesel | 1287.6403 | 1287.6403 | 1287.6404 | 1287.6404 | 1287.6404 | 1287.6404 | 1287.6404 | 1287.6404 | 1287.6404 | 881.6405 | 881.6405 | 647.3005 | 647.3006 | 647.3006 | 567.302 | 567.3023 | 567.3024 | 567.3024 | 567.3024 | 567.3024 | 567.3024 | 567.3024 | 588.7266 | 372.1304 | 372.1304
SA1 | Hydro | 0 | 0 | 0 | 0 | 0 | 0 | 0 | 0 | 0 | 0 | 0 | 0 | 0 | 0 | 0 | 0 | 0 | 0 | 0 | 0 | 0 | 0 | 0 | 0 | 0
SA1 | Wind | 2158.76 | 2158.7651 | 2158.7664 | 2158.7665 | 2158.7666 | 2158.7671 | 2158.7674 | 2158.7676 | 2067.9682 | 2021.9689 | 2021.9692 | 2021.9699 | 1828.7701 | 1828.7718 | 1676.877 | 1492.0843 | 1492.1985 | 1570.1872 | 1470.9436 | 1486.9193 | 1538.0093 | 1739.5614 | 1724.5831 | 2629.9279 | 2286.7296
SA1 | Solar PV | 378.0023 | 378.0023 | 378.0029 | 378.0029 | 378.0029 | 378.0029 | 378.0029 | 378.0029 | 378.0029 | 378.0029 | 378.0039 | 378.0049 | 378.0057 | 378.0061 | 378.0284 | 637.7874 | 1396.1038 | 1396.104 | 1396.1043 | 1396.1044 | 1686.5199 | 1686.5212 | 1778.4648 | 1643.4649 | 1643.4654
SA1 | LS Battery | 165.0009 | 165.0009 | 165.0009 | 165.0009 | 165.0009 | 165.0012 | 165.0018 | 165.002 | 165.002 | 135.0065 | 135.007 | 135.0084 | 135.0091 | 110.01 | 783.0239 | 783.0239 | 1159.1519 | 1159.1519 | 1159.1519 | 1236.669 | 1236.6682 | 1236.6682 | 2144.9954 | 2144.9961 | 2134.9961
SA1 | Pumped Hydro | 0 | 0 | 0 | 0.00062948 | 0.0006786 | 0.00072909 | 0.000773 | 0.00083099 | 0.00086724 | 0.00091652 | 0.00098046 | 0.0010523 | 0.0011115 | 0.0011889 | 0.0018911 | 0.0025616 | 0.002947 | 0.0029668 | 0.0029869 | 0.0034235 | 0.003476 | 0.003495 | 0.0042025 | 0.0046662 | 0.0046878
SA1 | VPP | 48.66 | 41.1 | 34.77 | 27.07 | 21.2 | 17.53 | 14.79 | 12.68 | 10.03 | 8.68 | 8.61 | 9.76 | 10.91 | 12.05 | 13.14 | 14.16 | 15.1 | 15.95 | 16.72 | 17.35 | 17.88 | 18.3 | 18.63 | 18.87 | 19.05
Total excluding storage |  | 5453.4025 | 5333.4079 | 5153.41 | 5153.4102 | 5153.4102 | 5153.4107 | 5153.411 | 5153.4113 | 5062.6119 | 4610.6126 | 4610.614 | 4376.2758 | 4183.0768 | 4183.079 | 3151.2083 | 3226.1752 | 3455.6068 | 3533.5957 | 3434.3525 | 3450.3294 | 3791.8356 | 3993.389 | 4091.7879 | 4645.5364 | 4302.3386
Region | Technology | 2021-22 | 2022-23 | 2023-24 | 2024-25 | 2025-26 | 2026-27 | 2027-28 | 2028-29 | 2029-30 | 2030-31 | 2031-32 | 2032-33 | 2033-34 | 2034-35 | 2035-36 | 2036-37 | 2037-38 | 2038-39 | 2039-40 | 2040-41 | 2041-42 | 2042-43 | 2043-44 | 2044-45 | 2045-46
TAS1 | Black Coal | 0 | 0 | 0 | 0 | 0 | 0 | 0 | 0 | 0 | 0 | 0 | 0 | 0 | 0 | 0 | 0 | 0 | 0 | 0 | 0 | 0 | 0 | 0 | 0 | 0
TAS1 | Brown Coal | 0 | 0 | 0 | 0 | 0 | 0 | 0 | 0 | 0 | 0 | 0 | 0 | 0 | 0 | 0 | 0 | 0 | 0 | 0 | 0 | 0 | 0 | 0 | 0 | 0
TAS1 | CCGT | 208 | 208.0002 | 208.0002 | 208.0002 | 208.0002 | 208.0002 | 208.0003 | 208.0003 | 208.0003 | 208.0003 | 208.0003 | 208.0004 | 208.0004 | 208.0004 | 208.0004 | 208.0004 | 208.0005 | 208.0006 | 208.0007 | 208.0007 | 208.0009 | 208.0009 | 208.0009 | 208.0009 | 208.001
TAS1 | Gas - Steam | 0 | 0 | 0 | 0 | 0 | 0 | 0 | 0 | 0 | 0 | 0 | 0 | 0 | 0 | 0 | 0 | 0 | 0 | 0 | 0 | 0 | 0 | 0 | 0 | 0
TAS1 | OCGT / Diesel | 178.0003 | 178.0003 | 178.0003 | 178.0003 | 178.0003 | 178.0004 | 178.0004 | 178.0004 | 178.0004 | 178.0005 | 178.0005 | 178.0005 | 178.0006 | 178.0006 | 178.0006 | 178.0007 | 178.0007 | 178.0008 | 178.0008 | 58.0008 | 58.0009 | 58.001 | 58.001 | 58.0011 | 58.0012
TAS1 | Hydro | 2176.5 | 2176.5 | 2176.5 | 2176.5 | 2176.5 | 2176.5 | 2176.5 | 2176.5 | 2176.5 | 2176.5 | 2176.5 | 2176.5 | 2176.5 | 2176.5 | 2176.5 | 2176.5 | 2176.5 | 2176.5 | 2176.5 | 2176.5 | 2176.5 | 2176.5 | 2176.5 | 2176.5 | 2176.5
TAS1 | Wind | 573.2 | 573.2018 | 573.2025 | 573.2025 | 573.2025 | 573.2025 | 573.2026 | 573.2026 | 573.2029 | 573.2032 | 573.2032 | 573.2035 | 573.2035 | 573.204 | 573.2042 | 573.2047 | 573.2048 | 573.2096 | 573.2097 | 573.2097 | 573.2177 | 573.2177 | 573.2178 | 419.6179 | 499.8565
TAS1 | Solar PV | 0.00025657 | 0.00025687 | 0.00031221 | 0.00031573 | 0.00031707 | 0.00032109 | 0.00032244 | 0.00032276 | 0.0003234 | 0.00032361 | 0.00041271 | 0.00055751 | 0.00063232 | 0.00064106 | 0.00070597 | 0.00078852 | 0.00089466 | 0.0018903 | 0.0019191 | 0.0019195 | 0.0044481 | 0.0044531 | 0.0044535 | 0.0044695 | 0.0054792
TAS1 | LS Battery | 0.00074167 | 0.00074944 | 0.00074948 | 0.0007495 | 0.00075072 | 0.0011751 | 0.0016202 | 0.0018641 | 0.0018643 | 0.0043332 | 0.0045147 | 0.0045159 | 0.0045165 | 0.0045167 | 0.0045169 | 0.004517 | 0.0045171 | 0.0045174 | 0.0045181 | 0.00468 | 0.0044805 | 0.0047041 | 0.0052226 | 0.005299 | 0.0056028
TAS1 | Pumped Hydro | 0 | 0 | 0 | 0.0011613 | 0.0012909 | 0.0013582 | 0.0014425 | 0.0015841 | 0.0016153 | 0.0016804 | 0.0018625 | 0.0019014 | 0.0020056 | 0.0021695 | 0.002288 | 0.0024247 | 0.0025771 | 0.0026523 | 0.0029063 | 0.0032148 | 0.003249 | 0.0033958 | 0.0036876 | 0.0037576 | 0.0039643
TAS1 | VPP | 2.31 | 2.1 | 1.89 | 1.74 | 1.59 | 1.41 | 1.27 | 1.13 | 1.01 | 0.91 | 1.02 | 1.23 | 1.48 | 1.74 | 2 | 2.23 | 2.44 | 2.71 | 3.02 | 3.19 | 3.34 | 3.47 | 3.58 | 3.68 | 3.75
Total excluding storage |  | 3135.7005 | 3135.7025 | 3135.7033 | 3135.7034 | 3135.7034 | 3135.7035 | 3135.7036 | 3135.7036 | 3135.704 | 3135.7043 | 3135.7044 | 3135.7049 | 3135.7051 | 3135.7056 | 3135.706 | 3135.7065 | 3135.7069 | 3135.7129 | 3135.7131 | 3015.7131 | 3015.7239 | 3015.724 | 3015.7241 | 2862.1243 | 2942.3641
Explicitly modelled pumping
Region | Technology | 2021-22 | 2022-23 | 2023-24 | 2024-25 | 2025-26 | 2026-27 | 2027-28 | 2028-29 | 2029-30 | 2030-31 | 2031-32 | 2032-33 | 2033-34 | 2034-35 | 2035-36 | 2036-37 | 2037-38 | 2038-39 | 2039-40 | 2040-41 | 2041-42 | 2042-43 | 2043-44 | 2044-45 | 2045-46
NEM | LS Battery pump | 342.3378 | 362.3378 | 362.3388 | 362.3388 | 362.3388 | 362.3417 | 362.3451 | 362.3519 | 362.3519 | 332.3772 | 332.3795 | 332.384 | 277.0562 | 252.0577 | 1974.7024 | 1974.7024 | 4895.8759 | 4895.8759 | 5012.7548 | 5552.6307 | 7056.3662 | 7689.7318 | 9085.2206 | 9085.2227 | 9075.2234
NEM | Pumped Hydro pump | 1330 | 1330 | 1330 | 1330.0088 | 3370.0093 | 3370.0097 | 3370.0101 | 3370.0112 | 3370.0116 | 3370.0119 | 3370.0124 | 3370.0128 | 3370.0133 | 3370.0138 | 3370.0177 | 3370.0198 | 3370.0685 | 3370.0687 | 3370.0692 | 3370.0812 | 3370.0818 | 3784.5379 | 3784.5736 | 3784.5916 | 3784.5919
NEM | VPP pump | 123.79 | 111.41 | 100.25 | 90.21 | 81.18 | 73.05 | 65.75 | 59.15 | 53.23 | 47.91 | 53.22 | 64.78 | 77.6 | 89.72 | 101.65 | 111.48 | 122.05 | 135.04 | 150.53 | 160.23 | 169.1 | 177.11 | 184.34 | 190.76 | 196.51
Region | Technology | 2021-22 | 2022-23 | 2023-24 | 2024-25 | 2025-26 | 2026-27 | 2027-28 | 2028-29 | 2029-30 | 2030-31 | 2031-32 | 2032-33 | 2033-34 | 2034-35 | 2035-36 | 2036-37 | 2037-38 | 2038-39 | 2039-40 | 2040-41 | 2041-42 | 2042-43 | 2043-44 | 2044-45 | 2045-46
NSW1 | LS Battery pump | 0.0046812 | 0.0046832 | 0.0056541 | 0.0056543 | 0.0056564 | 0.0069329 | 0.0082943 | 0.0090307 | 0.0090317 | 0.023726 | 0.02519 | 0.027552 | 0.028512 | 0.02891 | 1049.6489 | 1049.6489 | 2707.6937 | 2707.6937 | 2707.6939 | 2822.4865 | 3445.5961 | 3693.2422 | 4099.6543 | 4099.6552 | 4099.6554
NSW1 | Pumped Hydro pump | 840 | 840 | 840 | 840.0052 | 2880.0054 | 2880.0055 | 2880.0056 | 2880.0057 | 2880.0059 | 2880.0061 | 2880.0062 | 2880.0064 | 2880.0066 | 2880.0068 | 2880.0093 | 2880.0096 | 2880.0429 | 2880.043 | 2880.0431 | 2880.0437 | 2880.0439 | 2880.0442 | 2880.0595 | 2880.0764 | 2880.0765
NSW1 | VPP pump | 38.94 | 36.57 | 34.12 | 32.96 | 30.91 | 28.1 | 25.79 | 23.28 | 21.23 | 19.24 | 21.66 | 26.48 | 32.05 | 37.13 | 42.22 | 46.39 | 50.99 | 56.62 | 63.28 | 67.38 | 71.11 | 74.47 | 77.48 | 80.15 | 82.52
Region | Technology | 2021-22 | 2022-23 | 2023-24 | 2024-25 | 2025-26 | 2026-27 | 2027-28 | 2028-29 | 2029-30 | 2030-31 | 2031-32 | 2032-33 | 2033-34 | 2034-35 | 2035-36 | 2036-37 | 2037-38 | 2038-39 | 2039-40 | 2040-41 | 2041-42 | 2042-43 | 2043-44 | 2044-45 | 2045-46
QLD1 | LS Battery pump | 102.0007 | 122.0007 | 122.0007 | 122.0007 | 122.0007 | 122.0011 | 122.0016 | 122.0018 | 122.0018 | 122.0052 | 122.0053 | 122.0061 | 122.0066 | 122.0068 | 122.0177 | 122.0177 | 482.7061 | 482.7061 | 482.7062 | 677.0448 | 1557.6724 | 1943.3917 | 1943.3918 | 1943.3918 | 1943.392
QLD1 | Pumped Hydro pump | 490 | 490 | 490 | 490.0008 | 490.0009 | 490.001 | 490.001 | 490.0011 | 490.0012 | 490.0013 | 490.0013 | 490.0014 | 490.0015 | 490.0016 | 490.0021 | 490.0029 | 490.007 | 490.007 | 490.0071 | 490.0175 | 490.0177 | 904.4733 | 904.4733 | 904.4734 | 904.4734
QLD1 | VPP pump | 15.72 | 14.85 | 13.9 | 13.71 | 13.29 | 12.7 | 11.63 | 10.51 | 9.81 | 8.68 | 9.59 | 12.13 | 14.62 | 17.36 | 19.88 | 21.86 | 23.91 | 26.61 | 30.04 | 32.22 | 34.26 | 36.15 | 37.9 | 39.49 | 40.96
Region | Technology | 2021-22 | 2022-23 | 2023-24 | 2024-25 | 2025-26 | 2026-27 | 2027-28 | 2028-29 | 2029-30 | 2030-31 | 2031-32 | 2032-33 | 2033-34 | 2034-35 | 2035-36 | 2036-37 | 2037-38 | 2038-39 | 2039-40 | 2040-41 | 2041-42 | 2042-43 | 2043-44 | 2044-45 | 2045-46
VIC1 | LS Battery pump | 75.3308 | 75.3308 | 75.3308 | 75.3308 | 75.3308 | 75.3313 | 75.3318 | 75.3372 | 75.3372 | 75.3374 | 75.3374 | 75.3375 | 20.0075 | 20.0075 | 20.0075 | 20.0075 | 546.3197 | 546.3197 | 663.1984 | 816.4257 | 816.4251 | 816.4251 | 897.1738 | 897.1743 | 897.1743
VIC1 | Pumped Hydro pump | 0 | 0 | 0 | 0.0009437 | 0.0010606 | 0.001152 | 0.0012255 | 0.0020113 | 0.0020114 | 0.0020115 | 0.0020119 | 0.0020136 | 0.0020187 | 0.0020325 | 0.0020995 | 0.0023141 | 0.013118 | 0.013146 | 0.013182 | 0.013379 | 0.013453 | 0.013518 | 0.032944 | 0.033373 | 0.033392
VIC1 | VPP pump | 18.16 | 16.79 | 15.57 | 14.73 | 14.19 | 13.31 | 12.27 | 11.55 | 11.15 | 10.4 | 12.34 | 15.18 | 18.54 | 21.44 | 24.41 | 26.84 | 29.61 | 33.15 | 37.47 | 40.09 | 42.51 | 44.72 | 46.75 | 48.57 | 50.23
Region | Technology | 2021-22 | 2022-23 | 2023-24 | 2024-25 | 2025-26 | 2026-27 | 2027-28 | 2028-29 | 2029-30 | 2030-31 | 2031-32 | 2032-33 | 2033-34 | 2034-35 | 2035-36 | 2036-37 | 2037-38 | 2038-39 | 2039-40 | 2040-41 | 2041-42 | 2042-43 | 2043-44 | 2044-45 | 2045-46
SA1 | LS Battery pump | 165.0009 | 165.0009 | 165.0009 | 165.0009 | 165.0009 | 165.0012 | 165.0018 | 165.002 | 165.002 | 135.0065 | 135.007 | 135.0084 | 135.0091 | 110.01 | 783.0239 | 783.0239 | 1159.1519 | 1159.1519 | 1159.1519 | 1236.669 | 1236.6682 | 1236.6682 | 2144.9954 | 2144.9961 | 2134.9961
SA1 | Pumped Hydro pump | 0 | 0 | 0 | 0.00062948 | 0.0006786 | 0.00072909 | 0.000773 | 0.00083099 | 0.00086724 | 0.00091652 | 0.00098046 | 0.0010523 | 0.0011115 | 0.0011889 | 0.0018911 | 0.0025616 | 0.002947 | 0.0029668 | 0.0029869 | 0.0034235 | 0.003476 | 0.003495 | 0.0042025 | 0.0046662 | 0.0046878
SA1 | VPP pump | 48.66 | 41.1 | 34.77 | 27.07 | 21.2 | 17.53 | 14.79 | 12.68 | 10.03 | 8.68 | 8.61 | 9.76 | 10.91 | 12.05 | 13.14 | 14.16 | 15.1 | 15.95 | 16.72 | 17.35 | 17.88 | 18.3 | 18.63 | 18.87 | 19.05
Region | Technology | 2021-22 | 2022-23 | 2023-24 | 2024-25 | 2025-26 | 2026-27 | 2027-28 | 2028-29 | 2029-30 | 2030-31 | 2031-32 | 2032-33 | 2033-34 | 2034-35 | 2035-36 | 2036-37 | 2037-38 | 2038-39 | 2039-40 | 2040-41 | 2041-42 | 2042-43 | 2043-44 | 2044-45 | 2045-46
TAS1 | LS Battery pump | 0.00074167 | 0.00074944 | 0.00074948 | 0.0007495 | 0.00075072 | 0.0011751 | 0.0016202 | 0.0018641 | 0.0018643 | 0.0043332 | 0.0045147 | 0.0045159 | 0.0045165 | 0.0045167 | 0.0045169 | 0.004517 | 0.0045171 | 0.0045174 | 0.0045181 | 0.00468 | 0.0044805 | 0.0047041 | 0.0052226 | 0.005299 | 0.0056028
TAS1 | Pumped Hydro pump | 0 | 0 | 0 | 0.0011613 | 0.0012909 | 0.0013582 | 0.0014425 | 0.0015841 | 0.0016153 | 0.0016804 | 0.0018625 | 0.0019014 | 0.0020056 | 0.0021695 | 0.002288 | 0.0024247 | 0.0025771 | 0.0026523 | 0.0029063 | 0.0032148 | 0.003249 | 0.0033958 | 0.0036876 | 0.0037576 | 0.0039643
TAS1 | VPP pump | 2.31 | 2.1 | 1.89 | 1.74 | 1.59 | 1.41 | 1.27 | 1.13 | 1.01 | 0.91 | 1.02 | 1.23 | 1.48 | 1.74 | 2 | 2.23 | 2.44 | 2.71 | 3.02 | 3.19 | 3.34 | 3.47 | 3.58 | 3.68 | 3.75
Non-controllable capacity
Region | Technology | 2021-22 | 2022-23 | 2023-24 | 2024-25 | 2025-26 | 2026-27 | 2027-28 | 2028-29 | 2029-30 | 2030-31 | 2031-32 | 2032-33 | 2033-34 | 2034-35 | 2035-36 | 2036-37 | 2037-38 | 2038-39 | 2039-40 | 2040-41 | 2041-42 | 2042-43 | 2043-44 | 2044-45 | 2045-46
NEM | Distributed PV | 0 | 0 | 0 | 0 | 0 | 0 | 0 | 0 | 0 | 0 | 0 | 0 | 0 | 0 | 0 | 0 | 0 | 0 | 0 | 0 | 0 | 0 | 0 | 0 | 0
NEM | Behind the meter battery | 514.2 | 585.4 | 595.3 | 686 | 782.7 | 866.9 | 945.3 | 1004.4 | 1060.4 | 1110.7 | 1327.7 | 1440 | 1591.4 | 1670 | 1705.2 | 1728.8 | 1748.8 | 1771.3 | 1798.9 | 1826 | 1850.6 | 1875.9 | 1904.8 | 1932 | 1957.1
NEM | Behind the meter battery pump | 514.2 | 585.4 | 595.3 | 686 | 782.7 | 866.9 | 945.3 | 1004.4 | 1060.4 | 1110.7 | 1327.7 | 1440 | 1591.4 | 1670 | 1705.2 | 1728.8 | 1748.8 | 1771.3 | 1798.9 | 1826 | 1850.6 | 1875.9 | 1904.8 | 1932 | 1957.1
Region | Technology | 2021-22 | 2022-23 | 2023-24 | 2024-25 | 2025-26 | 2026-27 | 2027-28 | 2028-29 | 2029-30 | 2030-31 | 2031-32 | 2032-33 | 2033-34 | 2034-35 | 2035-36 | 2036-37 | 2037-38 | 2038-39 | 2039-40 | 2040-41 | 2041-42 | 2042-43 | 2043-44 | 2044-45 | 2045-46
NSW1 | Distributed PV | 0 | 0 | 0 | 0 | 0 | 0 | 0 | 0 | 0 | 0 | 0 | 0 | 0 | 0 | 0 | 0 | 0 | 0 | 0 | 0 | 0 | 0 | 0 | 0 | 0
NSW1 | Behind the meter battery | 201.8 | 215.1 | 216 | 265.7 | 303.3 | 339.1 | 366.6 | 391.3 | 412.5 | 431 | 514.9 | 565.5 | 621.4 | 651.4 | 662.3 | 668.2 | 672.5 | 677.5 | 684.8 | 692 | 698 | 704.3 | 712.1 | 719.4 | 725.6
NSW1 | Behind the meter battery pump | 201.8 | 215.1 | 216 | 265.7 | 303.3 | 339.1 | 366.6 | 391.3 | 412.5 | 431 | 514.9 | 565.5 | 621.4 | 651.4 | 662.3 | 668.2 | 672.5 | 677.5 | 684.8 | 692 | 698 | 704.3 | 712.1 | 719.4 | 725.6
Region | Technology | 2021-22 | 2022-23 | 2023-24 | 2024-25 | 2025-26 | 2026-27 | 2027-28 | 2028-29 | 2029-30 | 2030-31 | 2031-32 | 2032-33 | 2033-34 | 2034-35 | 2035-36 | 2036-37 | 2037-38 | 2038-39 | 2039-40 | 2040-41 | 2041-42 | 2042-43 | 2043-44 | 2044-45 | 2045-46
QLD1 | Distributed PV | 0 | 0 | 0 | 0 | 0 | 0 | 0 | 0 | 0 | 0 | 0 | 0 | 0 | 0 | 0 | 0 | 0 | 0 | 0 | 0 | 0 | 0 | 0 | 0 | 0
QLD1 | Behind the meter battery | 79.2 | 80.1 | 80.3 | 92 | 113.9 | 128.2 | 144.3 | 154.2 | 164.6 | 173.1 | 216.9 | 231 | 257 | 270.1 | 275.5 | 278.8 | 282.2 | 286.3 | 291 | 294.6 | 297.3 | 300.2 | 304.1 | 307.9 | 311.2
QLD1 | Behind the meter battery pump | 79.2 | 80.1 | 80.3 | 92 | 113.9 | 128.2 | 144.3 | 154.2 | 164.6 | 173.1 | 216.9 | 231 | 257 | 270.1 | 275.5 | 278.8 | 282.2 | 286.3 | 291 | 294.6 | 297.3 | 300.2 | 304.1 | 307.9 | 311.2
Region | Technology | 2021-22 | 2022-23 | 2023-24 | 2024-25 | 2025-26 | 2026-27 | 2027-28 | 2028-29 | 2029-30 | 2030-31 | 2031-32 | 2032-33 | 2033-34 | 2034-35 | 2035-36 | 2036-37 | 2037-38 | 2038-39 | 2039-40 | 2040-41 | 2041-42 | 2042-43 | 2043-44 | 2044-45 | 2045-46
VIC1 | Distributed PV | 0 | 0 | 0 | 0 | 0 | 0 | 0 | 0 | 0 | 0 | 0 | 0 | 0 | 0 | 0 | 0 | 0 | 0 | 0 | 0 | 0 | 0 | 0 | 0 | 0
VIC1 | Behind the meter battery | 115.8 | 132 | 134 | 154.3 | 181.6 | 200.5 | 222.3 | 237.7 | 255.9 | 272.2 | 349.4 | 389.1 | 448 | 474.7 | 488.1 | 497.5 | 505.4 | 513.9 | 524.2 | 535 | 545.4 | 556 | 567.3 | 577.6 | 587.3
VIC1 | Behind the meter battery pump | 115.8 | 132 | 134 | 154.3 | 181.6 | 200.5 | 222.3 | 237.7 | 255.9 | 272.2 | 349.4 | 389.1 | 448 | 474.7 | 488.1 | 497.5 | 505.4 | 513.9 | 524.2 | 535 | 545.4 | 556 | 567.3 | 577.6 | 587.3
Region | Technology | 2021-22 | 2022-23 | 2023-24 | 2024-25 | 2025-26 | 2026-27 | 2027-28 | 2028-29 | 2029-30 | 2030-31 | 2031-32 | 2032-33 | 2033-34 | 2034-35 | 2035-36 | 2036-37 | 2037-38 | 2038-39 | 2039-40 | 2040-41 | 2041-42 | 2042-43 | 2043-44 | 2044-45 | 2045-46
SA1 | Distributed PV | 0 | 0 | 0 | 0 | 0 | 0 | 0 | 0 | 0 | 0 | 0 | 0 | 0 | 0 | 0 | 0 | 0 | 0 | 0 | 0 | 0 | 0 | 0 | 0 | 0
SA1 | Behind the meter battery | 103.9 | 144.7 | 151.6 | 158.6 | 166.2 | 178.9 | 189.4 | 197.3 | 202.1 | 207.8 | 213.7 | 219.9 | 227 | 234 | 239.2 | 244 | 248.5 | 253.4 | 258.6 | 263.9 | 269.2 | 274.6 | 280.4 | 286.2 | 292
SA1 | Behind the meter battery pump | 103.9 | 144.7 | 151.6 | 158.6 | 166.2 | 178.9 | 189.4 | 197.3 | 202.1 | 207.8 | 213.7 | 219.9 | 227 | 234 | 239.2 | 244 | 248.5 | 253.4 | 258.6 | 263.9 | 269.2 | 274.6 | 280.4 | 286.2 | 292
Region | Technology | 2021-22 | 2022-23 | 2023-24 | 2024-25 | 2025-26 | 2026-27 | 2027-28 | 2028-29 | 2029-30 | 2030-31 | 2031-32 | 2032-33 | 2033-34 | 2034-35 | 2035-36 | 2036-37 | 2037-38 | 2038-39 | 2039-40 | 2040-41 | 2041-42 | 2042-43 | 2043-44 | 2044-45 | 2045-46
TAS1 | Distributed PV | 0 | 0 | 0 | 0 | 0 | 0 | 0 | 0 | 0 | 0 | 0 | 0 | 0 | 0 | 0 | 0 | 0 | 0 | 0 | 0 | 0 | 0 | 0 | 0 | 0
TAS1 | Behind the meter battery | 13.5 | 13.5 | 13.4 | 15.4 | 17.7 | 20.2 | 22.7 | 23.9 | 25.3 | 26.6 | 32.8 | 34.5 | 38 | 39.8 | 40.1 | 40.3 | 40.2 | 40.2 | 40.3 | 40.5 | 40.7 | 40.8 | 40.9 | 40.9 | 41
TAS1 | Behind the meter battery pump | 13.5 | 13.5 | 13.4 | 15.4 | 17.7 | 20.2 | 22.7 | 23.9 | 25.3 | 26.6 | 32.8 | 34.5 | 38 | 39.8 | 40.1 | 40.3 | 40.2 | 40.2 | 40.3 | 40.5 | 40.7 | 40.8 | 40.9 | 40.9 | 41

## BaseCase_VOM Cost
VOM cost by technology ($000s) - Base Case, Slow Change Scenario
VOM | Real June 2019 dollars discounted to June 2020
Explicitly modelled generation
Region | Technology | 2021-22 | 2022-23 | 2023-24 | 2024-25 | 2025-26 | 2026-27 | 2027-28 | 2028-29 | 2029-30 | 2030-31 | 2031-32 | 2032-33 | 2033-34 | 2034-35 | 2035-36 | 2036-37 | 2037-38 | 2038-39 | 2039-40 | 2040-41 | 2041-42 | 2042-43 | 2043-44 | 2044-45 | 2045-46
NEM | Black Coal | 353207.763 | 300236.387 | 286233.2402 | 262666.5189 | 242028.5092 | 218926.0816 | 206523.9431 | 201358.2608 | 155825.8797 | 145654.1696 | 131858.1369 | 128876.417 | 124658.5289 | 118116.4152 | 97431.6531 | 95943.139 | 80263.2503 | 74116.9088 | 71275.3881 | 49756.4076 | 43803.3849 | 28068.0712 | 25971.2456 | 24504.4162 | 20125.0479
NEM | Brown Coal | 115832.764 | 94032.53 | 102556.7995 | 99379.5445 | 89196.487 | 81825.677 | 73108.1385 | 65996.5065 | 57502.5808 | 57222.77 | 48124.9565 | 51572.4535 | 49501.2345 | 44336.8592 | 42284.6973 | 37005.2025 | 30461.1405 | 28924.2582 | 28731.744 | 26477.6548 | 26734.522 | 25190.3745 | 24296.5046 | 22077.8281 | 21775.1479
NEM | CCGT | 16931.0035 | 14820.1327 | 11502.6192 | 10349.4229 | 9766.8372 | 9219.7886 | 8710.507 | 8257.0033 | 7781.3128 | 7341.3965 | 6912.3509 | 6546.0366 | 6176.3752 | 5827.0873 | 6160.1355 | 6689.4233 | 12310.7505 | 15156.4772 | 12924.1523 | 15099.1228 | 12543.8415 | 18636.5629 | 11637.9229 | 9150.0546 | 5895.5256
NEM | Gas - Steam | 1504.4181 | 1421.0194 | 1390.8322 | 153.1989 | 136.111 | 131.2322 | 122.4589 | 116.9469 | 109.3279 | 104.3414 | 104.8302 | 93.0442 | 89.0126 | 81.5565 | 6.8101 | 11.8043 | 160.4128 | 319.7029 | 0 | 0 | 0 | 0 | 0 | 0 | 0
NEM | OCGT / Diesel | 668.946 | 473.1373 | 1002.6344 | 118.4491 | 3.8334 | 18.9052 | 4.8495 | 0.096065 | 1.5214 | 6.7823 | 38.8867 | 8.7148 | 7.3036 | 7.1681 | 188.3142 | 259.8674 | 3071.6629 | 4909.4687 | 5521.5855 | 10598.2401 | 10456.7619 | 13013.9723 | 15485.257 | 8248.393 | 9984.3295
NEM | Hydro | 82098.087 | 98770.2864 | 75393.2875 | 77914.2495 | 82563.4409 | 72802.0537 | 68747.6317 | 75454.1324 | 61819.9467 | 48743.9828 | 58997.6407 | 45191.1984 | 45987.975 | 48682.0985 | 43969.5581 | 41434.6728 | 45466.3019 | 37447.9073 | 29501.9505 | 35539.974 | 26787.7238 | 26974.0457 | 28687.4629 | 25096.7373 | 23847.3311
NEM | Wind | 67495.3965 | 78014.3195 | 70422.0173 | 66058.0368 | 66840.7051 | 67131.2312 | 64950.3028 | 61047.6742 | 56828.902 | 53515.911 | 52172.9377 | 45532.5744 | 41861.3397 | 41612.2055 | 41234.0252 | 39226.0268 | 38589.1175 | 35534.9433 | 33253.1318 | 35308.9158 | 37202.2875 | 38364.0744 | 38932.2619 | 38915.6335 | 38286.6147
NEM | Solar PV | 13.54 | 15.7664 | 15.1255 | 14.9606 | 13.6182 | 13.8913 | 13.5804 | 11.7315 | 12.0734 | 11.811 | 11.3154 | 10.8007 | 9.7861 | 8.8949 | 11.1597 | 10.7305 | 12.9481 | 12.7316 | 12.5703 | 12.7708 | 12.6273 | 12.8849 | 11.7433 | 11.5961 | 11.1288
NEM | LS Battery | 0.14842 | 0.11097 | 0.14422 | 0.14024 | 0.13869 | 0.14484 | 0.13835 | 0.14807 | 0.10989 | 0.10451 | 0.0984 | 0.1019 | 0.081402 | 0.067627 | 1.976 | 1.9488 | 4.4065 | 4.0466 | 4.0247 | 4.0165 | 5.0004 | 5.0187 | 5.4237 | 5.4423 | 5.1084
NEM | Pumped Hydro | 328.0457 | 27.744 | 259.1245 | 263.0206 | 514.8041 | 739.5126 | 731.718 | 431.3887 | 1809.6994 | 2877.889 | 1811.2159 | 3441.452 | 1427.5582 | 2082.9218 | 5959.8131 | 5505.6299 | 10180.9395 | 9935.2273 | 9714.767 | 9742.1187 | 8739.9848 | 7763.8635 | 7229.8806 | 7959.2708 | 7616.9333
NEM | VPP | 0 | 0 | 0 | 0 | 0 | 0 | 0 | 0 | 0 | 0 | 0 | 0 | 0 | 0 | 0 | 0 | 0 | 0 | 0 | 0 | 0 | 0 | 0 | 0 | 0
Total excluding storage |  | 637751.918 | 587783.5788 | 548516.5558 | 516654.3812 | 490549.542 | 450068.8608 | 422181.412 | 412242.3517 | 339881.5447 | 312601.1646 | 298221.055 | 277831.2396 | 268291.5557 | 258672.2852 | 231286.3532 | 220580.8666 | 210335.5845 | 196422.3981 | 181220.5225 | 172793.0859 | 157541.149 | 150259.9859 | 145022.3982 | 128004.6588 | 119925.1254
Region | Technology | 2021-22 | 2022-23 | 2023-24 | 2024-25 | 2025-26 | 2026-27 | 2027-28 | 2028-29 | 2029-30 | 2030-31 | 2031-32 | 2032-33 | 2033-34 | 2034-35 | 2035-36 | 2036-37 | 2037-38 | 2038-39 | 2039-40 | 2040-41 | 2041-42 | 2042-43 | 2043-44 | 2044-45 | 2045-46
NSW1 | Black Coal | 171283.47 | 145000.081 | 132427.231 | 117528.8762 | 110524.6322 | 95134.9703 | 92126.2125 | 90122.9297 | 68124.4522 | 64614.4281 | 58676.8918 | 57009.145 | 55621.0162 | 52918.1308 | 36438.374 | 41690.256 | 30199.766 | 25959.654 | 26819.3835 | 12035.3475 | 11350.449 | 5175.1445 | 5630.697 | 5041.8665 | 4637.9875
NSW1 | Brown Coal | 0 | 0 | 0 | 0 | 0 | 0 | 0 | 0 | 0 | 0 | 0 | 0 | 0 | 0 | 0 | 0 | 0 | 0 | 0 | 0 | 0 | 0 | 0 | 0 | 0
NSW1 | CCGT | 152.9199 | 213.8652 | 205.7506 | 360.7777 | 339.325 | 321.4098 | 305.3744 | 292.6002 | 269.0913 | 253.7689 | 240.2086 | 226.8167 | 217.0016 | 201.975 | 860.4596 | 1072.9926 | 5452.8474 | 6881.1803 | 5970.6712 | 7094.2266 | 5944.0316 | 10450.0473 | 4527.541 | 3070.4642 | 3029.6088
NSW1 | Gas - Steam | 0 | 0 | 0 | 0 | 0 | 0 | 0 | 0 | 0 | 0 | 0 | 0 | 0 | 0 | 0 | 0 | 0 | 0 | 0 | 0 | 0 | 0 | 0 | 0 | 0
NSW1 | OCGT / Diesel | 35.6117 | 2.3159 | 47.1351 | 39.1658 | 0.016664 | 0.016928 | 0.016806 | 0.016768 | 0.015575 | 0.015896 | 0.015782 | 0.016555 | 0.016668 | 2.5049 | 7.4036 | 3.2203 | 74.7824 | 282.2417 | 601.4976 | 3766.2495 | 3435.3638 | 4306.7666 | 6539.6732 | 3287.7794 | 3097.3111
NSW1 | Hydro | 12718.2424 | 11593.7682 | 10056.9271 | 11473.3789 | 11161.0734 | 10649.0113 | 9752.163 | 12384.883 | 9917.6269 | 8326.5539 | 7617.0221 | 7312.0764 | 7793.4928 | 7580.6633 | 8072.2336 | 7660.0675 | 10159.9834 | 8243.4502 | 6827.1837 | 6664.316 | 5544.3031 | 5986.8971 | 5798.5438 | 5388.6062 | 5213.2891
NSW1 | Wind | 13901.9386 | 16678.744 | 14842.2304 | 13561.766 | 13206.1295 | 13208.1344 | 12478.0616 | 10731.5429 | 9513.4712 | 9592.7899 | 10094.5658 | 8874.1423 | 8038.7378 | 7831.4809 | 7878.088 | 7223.2181 | 6971.9035 | 5495.5772 | 5517.4391 | 7283.3679 | 10158.7619 | 9828.1771 | 10008.8235 | 10894.7226 | 10567.7318
NSW1 | Solar PV | 5.2678 | 5.9283 | 5.6935 | 5.7098 | 5.1498 | 5.2048 | 4.9413 | 4.218 | 4.1959 | 4.1487 | 3.9442 | 3.7306 | 3.4018 | 3.0828 | 5.3289 | 5.0439 | 7.5425 | 7.2679 | 7.2645 | 7.6825 | 7.516 | 7.5671 | 6.9087 | 7.0158 | 6.8076
NSW1 | LS Battery | 2.8732e-05 | 2.8348e-05 | 2.9469e-05 | 2.8595e-05 | 2.7961e-05 | 3.2108e-05 | 3.6094e-05 | 3.6606e-05 | 3.6082e-05 | 7.066e-05 | 7.2416e-05 | 7.2403e-05 | 7.0395e-05 | 6.7884e-05 | 1.1951 | 1.1776 | 2.5158 | 2.2852 | 2.2526 | 2.0879 | 2.4406 | 2.4183 | 2.4735 | 2.5374 | 2.3595
NSW1 | Pumped Hydro | 35.4231 | 9.3144 | 41.2081 | 65.2306 | 377.873 | 483.1493 | 498.2591 | 228.4066 | 1124.9534 | 2055.6928 | 1204.7463 | 2512.5705 | 687.9109 | 1365.3466 | 4332.8847 | 3629.9994 | 8399.7336 | 8098.9035 | 7944.6462 | 8145.0892 | 7408.6268 | 6715.5908 | 6406.7866 | 6978.4636 | 6762.2495
NSW1 | VPP | 0 | 0 | 0 | 0 | 0 | 0 | 0 | 0 | 0 | 0 | 0 | 0 | 0 | 0 | 0 | 0 | 0 | 0 | 0 | 0 | 0 | 0 | 0 | 0 | 0
Total excluding storage |  | 198097.4504 | 173494.7026 | 157584.9678 | 142969.6743 | 135236.3265 | 119318.7476 | 114666.7697 | 113536.1906 | 87828.853 | 82791.7054 | 76632.6482 | 73425.9277 | 71673.6668 | 68537.8376 | 53261.8877 | 57654.7985 | 52866.8252 | 46869.3713 | 45743.4397 | 36851.19 | 36440.4254 | 35754.5996 | 32512.1872 | 27690.4546 | 26552.736
Region | Technology | 2021-22 | 2022-23 | 2023-24 | 2024-25 | 2025-26 | 2026-27 | 2027-28 | 2028-29 | 2029-30 | 2030-31 | 2031-32 | 2032-33 | 2033-34 | 2034-35 | 2035-36 | 2036-37 | 2037-38 | 2038-39 | 2039-40 | 2040-41 | 2041-42 | 2042-43 | 2043-44 | 2044-45 | 2045-46
QLD1 | Black Coal | 181924.293 | 155236.306 | 153806.0092 | 145137.6427 | 131503.877 | 123791.1113 | 114397.7306 | 111235.3311 | 87701.4275 | 81039.7415 | 73181.2451 | 71867.272 | 69037.5127 | 65198.2844 | 60993.2791 | 54252.883 | 50063.4843 | 48157.2548 | 44456.0046 | 37721.0601 | 32452.9359 | 22892.9267 | 20340.5486 | 19462.5497 | 15487.0604
QLD1 | Brown Coal | 0 | 0 | 0 | 0 | 0 | 0 | 0 | 0 | 0 | 0 | 0 | 0 | 0 | 0 | 0 | 0 | 0 | 0 | 0 | 0 | 0 | 0 | 0 | 0 | 0
QLD1 | CCGT | 8093.4369 | 7462.6151 | 7041.5115 | 7364.3422 | 6964.2804 | 6569.6024 | 6209.6001 | 5873.7161 | 5542.6067 | 5232.9759 | 4925.9417 | 4669.4454 | 4393.181 | 4153.9143 | 3917.9498 | 4306.9902 | 6857.8521 | 8275.2407 | 6953.4228 | 8004.8286 | 6599.7287 | 8186.4297 | 7110.2012 | 6079.4327 | 2865.7576
QLD1 | Gas - Steam | 0 | 0 | 0 | 0 | 0 | 0 | 0 | 0 | 0 | 0 | 0 | 0 | 0 | 0 | 0 | 0 | 0 | 0 | 0 | 0 | 0 | 0 | 0 | 0 | 0
QLD1 | OCGT / Diesel | 20.3651 | 0.020875 | 0.021119 | 4.3307 | 0.020642 | 0.020739 | 0.020654 | 0.021065 | 0.019643 | 0.019752 | 0.019731 | 0.019916 | 0.020154 | 0.01266 | 13.3673 | 20.4401 | 256.8126 | 131.8645 | 262.2283 | 897.5978 | 530.606 | 1915.2075 | 1889.6094 | 2233.9454 | 3627.4652
QLD1 | Hydro | 4508.3932 | 4230.0397 | 3994.8543 | 3733.6363 | 3505.4512 | 3294.1679 | 3107.8931 | 2896.8824 | 2733.4521 | 2562.7575 | 2416.6348 | 2258.2887 | 2119.2782 | 1988.9427 | 1876.3791 | 1751.467 | 621.2837 | 583.6118 | 548.2526 | 513.8165 | 482.3746 | 0 | 0 | 0 | 0
QLD1 | Wind | 5150.3265 | 8370.1155 | 10852.9001 | 9381.5832 | 10225.6254 | 9629.8482 | 10130.0217 | 9164.7736 | 8055.1748 | 7924.7444 | 6925.333 | 6129.5659 | 5316.9549 | 5845.11 | 5433.2679 | 5833.8875 | 9082.9121 | 8424.1778 | 8084.8798 | 8647.9027 | 10791.9735 | 12704.0583 | 13731.9688 | 11925.1028 | 14210.3503
QLD1 | Solar PV | 5.1894 | 6.93 | 6.5955 | 5.9528 | 5.4856 | 5.5079 | 5.1991 | 4.1082 | 4.2967 | 4.2175 | 4.1411 | 3.8983 | 3.5237 | 3.2504 | 3.2789 | 2.9541 | 2.2918 | 2.4087 | 2.3659 | 2.3136 | 2.1961 | 2.7008 | 2.3937 | 2.3237 | 2.1639
QLD1 | LS Battery | 0.040792 | 0.036775 | 0.049727 | 0.047959 | 0.047624 | 0.052337 | 0.049859 | 0.046545 | 0.03833 | 0.038004 | 0.033426 | 0.038459 | 0.037464 | 0.036054 | 0.042232 | 0.038552 | 0.40549 | 0.38333 | 0.36663 | 0.50714 | 1.1459 | 1.3073 | 1.2359 | 1.1706 | 1.1086
QLD1 | Pumped Hydro | 292.6226 | 18.4296 | 217.9164 | 197.79 | 136.931 | 256.3632 | 233.4589 | 202.982 | 684.7459 | 822.1963 | 606.4695 | 928.8815 | 739.6473 | 717.5752 | 1626.9284 | 1875.6305 | 1781.2058 | 1836.3238 | 1770.1208 | 1597.0294 | 1331.3579 | 1048.2727 | 823.094 | 980.8072 | 854.6837
QLD1 | VPP | 0 | 0 | 0 | 0 | 0 | 0 | 0 | 0 | 0 | 0 | 0 | 0 | 0 | 0 | 0 | 0 | 0 | 0 | 0 | 0 | 0 | 0 | 0 | 0 | 0
Total excluding storage |  | 199702.0041 | 175306.0273 | 175701.8917 | 165627.4879 | 152204.7402 | 143290.2585 | 133850.4651 | 129174.8325 | 104036.9773 | 96764.4565 | 87453.3155 | 84928.4901 | 80870.4707 | 77189.5143 | 72237.5222 | 66168.6219 | 66884.6366 | 65574.5582 | 60307.154 | 55787.5193 | 50859.8148 | 45701.323 | 43074.7218 | 39703.3544 | 36192.7973
Region | Technology | 2021-22 | 2022-23 | 2023-24 | 2024-25 | 2025-26 | 2026-27 | 2027-28 | 2028-29 | 2029-30 | 2030-31 | 2031-32 | 2032-33 | 2033-34 | 2034-35 | 2035-36 | 2036-37 | 2037-38 | 2038-39 | 2039-40 | 2040-41 | 2041-42 | 2042-43 | 2043-44 | 2044-45 | 2045-46
VIC1 | Black Coal | 0 | 0 | 0 | 0 | 0 | 0 | 0 | 0 | 0 | 0 | 0 | 0 | 0 | 0 | 0 | 0 | 0 | 0 | 0 | 0 | 0 | 0 | 0 | 0 | 0
VIC1 | Brown Coal | 115832.764 | 94032.53 | 102556.7995 | 99379.5445 | 89196.487 | 81825.677 | 73108.1385 | 65996.5065 | 57502.5808 | 57222.77 | 48124.9565 | 51572.4535 | 49501.2345 | 44336.8592 | 42284.6973 | 37005.2025 | 30461.1405 | 28924.2582 | 28731.744 | 26477.6548 | 26734.522 | 25190.3745 | 24296.5046 | 22077.8281 | 21775.1479
VIC1 | CCGT | 0 | 0.0071647 | 0.0083215 | 0.0081739 | 0.0077012 | 0.0073444 | 0.0070315 | 0.0064888 | 0.0076274 | 0.0080245 | 0.0077433 | 0.0082292 | 0.0082591 | 0.0083136 | 0.0087995 | 0.0092334 | 0.012839 | 0.015145 | 0.018347 | 0.017093 | 0.019489 | 0.026183 | 0.024261 | 0.023185 | 0.022989
VIC1 | Gas - Steam | 19.8144 | 25.0458 | 23.364 | 7.2548 | 0.0010589 | 2.5451 | 0.7093 | 0.00072539 | 0.0010072 | 1.7666 | 7.5011 | 1.8072 | 1.8836 | 0.70174 | 6.8101 | 11.8043 | 160.4128 | 319.7029 | 0 | 0 | 0 | 0 | 0 | 0 | 0
VIC1 | OCGT / Diesel | 30.3813 | 89.8524 | 62.4229 | 32.2615 | 0.023304 | 0.10917 | 0.023023 | 0.020946 | 0.022749 | 0.77685 | 19.1718 | 0.024376 | 0.021434 | 0.021688 | 8.076 | 16.5122 | 248.5846 | 288.5191 | 665.7322 | 1366.8765 | 1992.8538 | 2085.7931 | 2671.712 | 2261.306 | 2877.1672
VIC1 | Hydro | 18569.5025 | 17056.3191 | 15037.4964 | 18207.5869 | 17604.9696 | 15734.1719 | 14932.3076 | 17548.258 | 13305.815 | 10750.1464 | 10092.9821 | 8651.4136 | 10009.5846 | 9672.7166 | 8645.008 | 8182.3152 | 9716.0225 | 7633.0322 | 6150.1893 | 5771.2807 | 4972.0004 | 5731.8526 | 5565.5764 | 4942.0939 | 4688.1989
VIC1 | Wind | 28334.7731 | 32496.1491 | 27163.303 | 26684.0208 | 28440.5117 | 29043.9658 | 27786.0504 | 29363.2099 | 27094.662 | 24619.1103 | 24442.6298 | 20617.2737 | 19789.6305 | 19678.6572 | 19768.3845 | 19077.9021 | 16614.437 | 15673.0318 | 14271.1041 | 13739.613 | 11337.3829 | 10724.4995 | 10234.8753 | 9553.1132 | 7476.552
VIC1 | Solar PV | 2.1916 | 2.0619 | 2.0246 | 2.5717 | 2.3225 | 2.5476 | 2.8162 | 2.8699 | 3.0227 | 2.9129 | 2.7243 | 2.688 | 2.4248 | 2.1616 | 2.1631 | 2.0671 | 1.8305 | 1.7998 | 1.7385 | 1.6225 | 1.6 | 1.4389 | 1.2901 | 1.2208 | 1.1479
VIC1 | LS Battery | 0.036832 | 0.023016 | 0.030509 | 0.036291 | 0.0379 | 0.039154 | 0.036878 | 0.053896 | 0.026934 | 0.025835 | 0.025169 | 0.024312 | 0.0067083 | 0.0063429 | 0.0055283 | 0.0056035 | 0.49506 | 0.46593 | 0.53234 | 0.58532 | 0.58403 | 0.52671 | 0.52271 | 0.55007 | 0.50642
VIC1 | Pumped Hydro | 0 | 0 | 0 | 5.5548e-06 | 6.059e-06 | 6.2578e-06 | 6.299e-06 | 9.6585e-06 | 8.8988e-06 | 8.1978e-06 | 8.0162e-06 | 7.4392e-06 | 7.0497e-06 | 6.7509e-06 | 6.6229e-06 | 6.8388e-06 | 3.1827e-05 | 2.9473e-05 | 2.7564e-05 | 2.6917e-05 | 2.5239e-05 | 2.3e-05 | 4.9835e-05 | 5.0642e-05 | 4.5996e-05
VIC1 | VPP | 0 | 0 | 0 | 0 | 0 | 0 | 0 | 0 | 0 | 0 | 0 | 0 | 0 | 0 | 0 | 0 | 0 | 0 | 0 | 0 | 0 | 0 | 0 | 0 | 0
Total excluding storage |  | 162789.427 | 143701.9655 | 144845.4187 | 144313.2484 | 135244.3229 | 126609.0239 | 115830.0521 | 112910.8724 | 97906.1118 | 92597.491 | 82689.9734 | 80845.6685 | 79304.7876 | 73691.1263 | 70715.1478 | 64295.8126 | 57202.4407 | 52840.3591 | 49820.5265 | 47357.0645 | 45038.3785 | 43733.9848 | 42769.9826 | 38835.5851 | 36818.2369
Region | Technology | 2021-22 | 2022-23 | 2023-24 | 2024-25 | 2025-26 | 2026-27 | 2027-28 | 2028-29 | 2029-30 | 2030-31 | 2031-32 | 2032-33 | 2033-34 | 2034-35 | 2035-36 | 2036-37 | 2037-38 | 2038-39 | 2039-40 | 2040-41 | 2041-42 | 2042-43 | 2043-44 | 2044-45 | 2045-46
SA1 | Black Coal | 0 | 0 | 0 | 0 | 0 | 0 | 0 | 0 | 0 | 0 | 0 | 0 | 0 | 0 | 0 | 0 | 0 | 0 | 0 | 0 | 0 | 0 | 0 | 0 | 0
SA1 | Brown Coal | 0 | 0 | 0 | 0 | 0 | 0 | 0 | 0 | 0 | 0 | 0 | 0 | 0 | 0 | 0 | 0 | 0 | 0 | 0 | 0 | 0 | 0 | 0 | 0 | 0
SA1 | CCGT | 8684.6467 | 7143.639 | 4255.341 | 2624.2875 | 2463.2174 | 2328.7622 | 2195.5189 | 2090.6743 | 1969.6004 | 1854.6366 | 1746.1863 | 1649.7593 | 1566.1774 | 1471.1831 | 1381.7106 | 1309.4245 | 0.031411 | 0.031855 | 0.030324 | 0.042685 | 0.051074 | 0.049421 | 0.14792 | 0.12595 | 0.12693
SA1 | Gas - Steam | 1484.6037 | 1395.9736 | 1367.4682 | 145.9441 | 136.1099 | 128.6871 | 121.7496 | 116.9461 | 109.3269 | 102.5748 | 97.329 | 91.2371 | 87.129 | 80.8548 | 0 | 0 | 0 | 0 | 0 | 0 | 0 | 0 | 0 | 0 | 0
SA1 | OCGT / Diesel | 582.5794 | 380.9412 | 893.0468 | 42.6832 | 3.7656 | 18.7512 | 4.7818 | 0.030523 | 1.4562 | 5.9619 | 19.6726 | 8.6465 | 7.2379 | 4.6217 | 159.46 | 219.6874 | 2491.476 | 4206.8345 | 3992.1159 | 4567.5117 | 4497.9311 | 4706.1976 | 4384.2575 | 465.3566 | 382.3798
SA1 | Hydro | 0 | 0 | 0 | 0 | 0 | 0 | 0 | 0 | 0 | 0 | 0 | 0 | 0 | 0 | 0 | 0 | 0 | 0 | 0 | 0 | 0 | 0 | 0 | 0 | 0
SA1 | Wind | 15640.7946 | 15665.1242 | 13346.8034 | 12591.1658 | 10997.6039 | 11453.5057 | 10890.5954 | 9085.8112 | 9296.5956 | 8725.572 | 8876.5925 | 7419.7279 | 6424.3325 | 5871.3177 | 5862.5695 | 4882.1063 | 4074.2236 | 4224.2131 | 3793.6871 | 3983.6075 | 3427.5086 | 3735.7537 | 3523.1347 | 5550.9898 | 4823.0146
SA1 | Solar PV | 0.89106 | 0.84617 | 0.81184 | 0.72639 | 0.66028 | 0.63101 | 0.6239 | 0.53542 | 0.55822 | 0.53187 | 0.50575 | 0.48379 | 0.43575 | 0.40015 | 0.38873 | 0.6654 | 1.2833 | 1.2553 | 1.2014 | 1.1523 | 1.3153 | 1.1782 | 1.1508 | 1.0358 | 1.0094
SA1 | LS Battery | 0.070759 | 0.051142 | 0.063955 | 0.055953 | 0.053137 | 0.053307 | 0.051569 | 0.047582 | 0.044578 | 0.040591 | 0.039713 | 0.039044 | 0.037146 | 0.025148 | 0.73318 | 0.72711 | 0.99013 | 0.91212 | 0.87311 | 0.8361 | 0.82976 | 0.76642 | 1.1916 | 1.1842 | 1.1339
SA1 | Pumped Hydro | 0 | 0 | 0 | 3.7552e-06 | 3.8548e-06 | 3.9359e-06 | 3.9587e-06 | 4.0254e-06 | 3.9539e-06 | 3.9009e-06 | 3.9977e-06 | 3.9801e-06 | 3.9458e-06 | 3.9677e-06 | 5.714e-06 | 7.2321e-06 | 7.6963e-06 | 7.1441e-06 | 6.8401e-06 | 7.3715e-06 | 7.0533e-06 | 6.5791e-06 | 7.2117e-06 | 7.9138e-06 | 7.3661e-06
SA1 | VPP | 0 | 0 | 0 | 0 | 0 | 0 | 0 | 0 | 0 | 0 | 0 | 0 | 0 | 0 | 0 | 0 | 0 | 0 | 0 | 0 | 0 | 0 | 0 | 0 | 0
Total excluding storage |  | 26393.5155 | 24586.5242 | 19863.4713 | 15404.807 | 13601.3572 | 13930.3372 | 13213.2696 | 11293.9976 | 11377.5373 | 10689.2772 | 10740.2862 | 9169.8545 | 8085.3126 | 7428.3774 | 7404.1287 | 6411.8836 | 6567.0143 | 8432.3348 | 7787.0347 | 8552.3141 | 7926.806 | 8443.1789 | 7908.6908 | 6017.5081 | 5206.5307
Region | Technology | 2021-22 | 2022-23 | 2023-24 | 2024-25 | 2025-26 | 2026-27 | 2027-28 | 2028-29 | 2029-30 | 2030-31 | 2031-32 | 2032-33 | 2033-34 | 2034-35 | 2035-36 | 2036-37 | 2037-38 | 2038-39 | 2039-40 | 2040-41 | 2041-42 | 2042-43 | 2043-44 | 2044-45 | 2045-46
TAS1 | Black Coal | 0 | 0 | 0 | 0 | 0 | 0 | 0 | 0 | 0 | 0 | 0 | 0 | 0 | 0 | 0 | 0 | 0 | 0 | 0 | 0 | 0 | 0 | 0 | 0 | 0
TAS1 | Brown Coal | 0 | 0 | 0 | 0 | 0 | 0 | 0 | 0 | 0 | 0 | 0 | 0 | 0 | 0 | 0 | 0 | 0 | 0 | 0 | 0 | 0 | 0 | 0 | 0 | 0
TAS1 | CCGT | 0 | 0.0061731 | 0.0077965 | 0.00733 | 0.0068105 | 0.0067016 | 0.0066312 | 0.0062202 | 0.006714 | 0.0071076 | 0.0065076 | 0.0069628 | 0.0069563 | 0.0067163 | 0.0067871 | 0.0067961 | 0.0067774 | 0.0091871 | 0.0096499 | 0.0078076 | 0.010572 | 0.010213 | 0.0084951 | 0.0084979 | 0.0092769
TAS1 | Gas - Steam | 0 | 0 | 0 | 0 | 0 | 0 | 0 | 0 | 0 | 0 | 0 | 0 | 0 | 0 | 0 | 0 | 0 | 0 | 0 | 0 | 0 | 0 | 0 | 0 | 0
TAS1 | OCGT / Diesel | 0.0084572 | 0.0069655 | 0.0084363 | 0.0078973 | 0.0072112 | 0.0072255 | 0.0072228 | 0.0067643 | 0.0072345 | 0.0078764 | 0.0067866 | 0.0075119 | 0.0074339 | 0.0071557 | 0.0073552 | 0.0073261 | 0.0072881 | 0.0090009 | 0.011482 | 0.0046289 | 0.0073073 | 0.0075527 | 0.0049043 | 0.0056014 | 0.0062015
TAS1 | Hydro | 46301.9489 | 65890.1594 | 46304.0097 | 44499.6473 | 50291.9466 | 43124.7026 | 40955.2679 | 42624.1091 | 35863.0528 | 27104.5251 | 38871.0017 | 26969.4197 | 26065.6194 | 29439.776 | 25375.9374 | 23840.8231 | 24969.0124 | 20987.8131 | 15976.3249 | 22590.5607 | 15789.0457 | 15255.296 | 17323.3427 | 14766.0373 | 13945.8431
TAS1 | Wind | 4467.5636 | 4804.1866 | 4216.7804 | 3839.5011 | 3970.8346 | 3795.7771 | 3665.5737 | 2702.3365 | 2868.9985 | 2653.6944 | 1833.8167 | 2491.8647 | 2291.6841 | 2385.6398 | 2291.7153 | 2208.9128 | 1845.6412 | 1717.9434 | 1586.0217 | 1654.4248 | 1486.6607 | 1371.5858 | 1433.4596 | 991.7051 | 1208.9659
TAS1 | Solar PV | 3.1623e-07 | 2.3141e-07 | 3.3668e-07 | 3.0692e-07 | 2.3504e-07 | 2.4367e-07 | 2.2188e-07 | 1.9441e-07 | 2.1266e-07 | 2.1261e-07 | 2.195e-07 | 3.2887e-07 | 3.5888e-07 | 2.9109e-07 | 3.3538e-07 | 3.457e-07 | 3.7625e-07 | 1.0808e-06 | 1.0605e-06 | 6.6001e-07 | 2.3174e-06 | 2.2201e-06 | 1.5815e-06 | 1.8298e-06 | 2.1141e-06
TAS1 | LS Battery | 4.8561e-06 | 5.5712e-06 | 4.7227e-06 | 4.5729e-06 | 4.5598e-06 | 6.5548e-06 | 8.3999e-06 | 9.7331e-06 | 8.5265e-06 | 1.3664e-05 | 1.8898e-05 | 1.4498e-05 | 1.3862e-05 | 1.4275e-05 | 1.3415e-05 | 1.2721e-05 | 1.2217e-05 | 8.8937e-06 | 7.2972e-06 | 1.196e-05 | 7.1274e-06 | 6.8585e-06 | 1.0279e-05 | 8.4853e-06 | 7.9378e-06
TAS1 | Pumped Hydro | 0 | 0 | 0 | 6.6959e-06 | 7.642e-06 | 7.5052e-06 | 7.5403e-06 | 8.3235e-06 | 7.4466e-06 | 6.6855e-06 | 8.0945e-06 | 7.0849e-06 | 7.0544e-06 | 7.4528e-06 | 7.3746e-06 | 7.3424e-06 | 7.3974e-06 | 6.0067e-06 | 5.4236e-06 | 8.3273e-06 | 5.6333e-06 | 5.4207e-06 | 7.4845e-06 | 6.3791e-06 | 6.0236e-06
TAS1 | VPP | 0 | 0 | 0 | 0 | 0 | 0 | 0 | 0 | 0 | 0 | 0 | 0 | 0 | 0 | 0 | 0 | 0 | 0 | 0 | 0 | 0 | 0 | 0 | 0 | 0
Total excluding storage |  | 50769.5209 | 70694.3591 | 50520.8063 | 48339.1636 | 54262.7953 | 46920.4936 | 44620.8555 | 45326.4586 | 38732.0652 | 29758.2345 | 40704.8317 | 29461.2989 | 28357.3179 | 31825.4297 | 27667.6668 | 26049.7501 | 26814.6677 | 22705.7747 | 17562.3677 | 24244.9979 | 17275.7243 | 16626.8996 | 18756.8157 | 15757.7565 | 15154.8245
Explicitly modelled pumping
Region | Technology | 2021-22 | 2022-23 | 2023-24 | 2024-25 | 2025-26 | 2026-27 | 2027-28 | 2028-29 | 2029-30 | 2030-31 | 2031-32 | 2032-33 | 2033-34 | 2034-35 | 2035-36 | 2036-37 | 2037-38 | 2038-39 | 2039-40 | 2040-41 | 2041-42 | 2042-43 | 2043-44 | 2044-45 | 2045-46
NEM | LS Battery pump | 0.18266 | 0.13718 | 0.17769 | 0.17313 | 0.17158 | 0.1783 | 0.17101 | 0.18241 | 0.13577 | 0.12866 | 0.12154 | 0.12551 | 0.10028 | 0.08337 | 0.079258 | 0.075719 | 0.063213 | 0.06 | 0.057142 | 0.051523 | 0.048476 | 0.042198 | 0.036374 | 0.03718 | 0.033698
NEM | Pumped Hydro pump | 450.8677 | 70.8913 | 440.5335 | 662.8284 | 1447.1687 | 1648.4826 | 1980.1508 | 814.0135 | 5033.534 | 5070.3126 | 5150.6057 | 5264.0472 | 4466.5901 | 4301.7732 | 9576.6464 | 11546.109 | 17422.4253 | 16653.5749 | 16759.2109 | 16122.6846 | 15270.863 | 13435.9561 | 11760.1756 | 13394.5856 | 12493.0477
NEM | VPP pump | 0 | 0 | 0 | 0 | 0 | 0 | 0 | 0 | 0 | 0 | 0 | 0 | 0 | 0 | 0 | 0 | 0 | 0 | 0 | 0 | 0 | 0 | 0 | 0 | 0
Region | Technology | 2021-22 | 2022-23 | 2023-24 | 2024-25 | 2025-26 | 2026-27 | 2027-28 | 2028-29 | 2029-30 | 2030-31 | 2031-32 | 2032-33 | 2033-34 | 2034-35 | 2035-36 | 2036-37 | 2037-38 | 2038-39 | 2039-40 | 2040-41 | 2041-42 | 2042-43 | 2043-44 | 2044-45 | 2045-46
NSW1 | LS Battery pump | 0 | 0 | 0 | 0 | 0 | 0 | 0 | 0 | 0 | 0 | 0 | 0 | 0 | 0 | 0 | 0 | 0 | 0 | 0 | 0 | 0 | 0 | 0 | 0 | 0
NSW1 | Pumped Hydro pump | 41.753 | 26.9237 | 139.0801 | 386.2273 | 1234.9603 | 1296.9801 | 1636.8784 | 534.1012 | 4053.4877 | 3888.6547 | 4280.8689 | 3943.2696 | 3405.9285 | 3277.3817 | 7260.1012 | 8866.457 | 14876.1443 | 14031.6209 | 14230.3137 | 13841.0656 | 13364.0578 | 11940.5996 | 10588.3976 | 11994.1221 | 11272.7905
NSW1 | VPP pump | 0 | 0 | 0 | 0 | 0 | 0 | 0 | 0 | 0 | 0 | 0 | 0 | 0 | 0 | 0 | 0 | 0 | 0 | 0 | 0 | 0 | 0 | 0 | 0 | 0
Region | Technology | 2021-22 | 2022-23 | 2023-24 | 2024-25 | 2025-26 | 2026-27 | 2027-28 | 2028-29 | 2029-30 | 2030-31 | 2031-32 | 2032-33 | 2033-34 | 2034-35 | 2035-36 | 2036-37 | 2037-38 | 2038-39 | 2039-40 | 2040-41 | 2041-42 | 2042-43 | 2043-44 | 2044-45 | 2045-46
QLD1 | LS Battery pump | 0.050179 | 0.045314 | 0.061391 | 0.059208 | 0.058976 | 0.064429 | 0.061598 | 0.057409 | 0.047316 | 0.046902 | 0.041336 | 0.047377 | 0.046233 | 0.044614 | 0.051978 | 0.047559 | 0.039164 | 0.037782 | 0.036243 | 0.032936 | 0.029564 | 0.025406 | 0.023264 | 0.023384 | 0.02143
QLD1 | Pumped Hydro pump | 409.1147 | 43.9676 | 301.4534 | 276.6011 | 212.2085 | 351.5025 | 343.2724 | 279.9123 | 980.0463 | 1181.6579 | 869.7368 | 1320.7776 | 1060.6616 | 1024.3915 | 2316.5452 | 2679.652 | 2546.281 | 2621.954 | 2528.8972 | 2281.619 | 1906.8052 | 1495.3565 | 1171.778 | 1400.4635 | 1220.2572
QLD1 | VPP pump | 0 | 0 | 0 | 0 | 0 | 0 | 0 | 0 | 0 | 0 | 0 | 0 | 0 | 0 | 0 | 0 | 0 | 0 | 0 | 0 | 0 | 0 | 0 | 0 | 0
Region | Technology | 2021-22 | 2022-23 | 2023-24 | 2024-25 | 2025-26 | 2026-27 | 2027-28 | 2028-29 | 2029-30 | 2030-31 | 2031-32 | 2032-33 | 2033-34 | 2034-35 | 2035-36 | 2036-37 | 2037-38 | 2038-39 | 2039-40 | 2040-41 | 2041-42 | 2042-43 | 2043-44 | 2044-45 | 2045-46
VIC1 | LS Battery pump | 0.045352 | 0.028531 | 0.037543 | 0.0448 | 0.046887 | 0.048232 | 0.045608 | 0.066416 | 0.033297 | 0.031795 | 0.031116 | 0.029931 | 0.0082556 | 0.0077973 | 0.0068028 | 0.0068972 | 0.0049703 | 0.0048243 | 0.0043678 | 0.0038954 | 0.0039035 | 0.0035612 | 0.0030485 | 0.0031945 | 0.002966
VIC1 | Pumped Hydro pump | 0 | 0 | 0 | 0 | 0 | 0 | 0 | 0 | 0 | 0 | 0 | 0 | 0 | 0 | 0 | 0 | 0 | 0 | 0 | 0 | 0 | 0 | 0 | 0 | 0
VIC1 | VPP pump | 0 | 0 | 0 | 0 | 0 | 0 | 0 | 0 | 0 | 0 | 0 | 0 | 0 | 0 | 0 | 0 | 0 | 0 | 0 | 0 | 0 | 0 | 0 | 0 | 0
Region | Technology | 2021-22 | 2022-23 | 2023-24 | 2024-25 | 2025-26 | 2026-27 | 2027-28 | 2028-29 | 2029-30 | 2030-31 | 2031-32 | 2032-33 | 2033-34 | 2034-35 | 2035-36 | 2036-37 | 2037-38 | 2038-39 | 2039-40 | 2040-41 | 2041-42 | 2042-43 | 2043-44 | 2044-45 | 2045-46
SA1 | LS Battery pump | 0.087132 | 0.063336 | 0.078755 | 0.06912 | 0.065721 | 0.065642 | 0.063808 | 0.058585 | 0.055155 | 0.049962 | 0.049088 | 0.048201 | 0.045787 | 0.030959 | 0.020478 | 0.021264 | 0.019079 | 0.017394 | 0.016531 | 0.014692 | 0.015008 | 0.013231 | 0.010061 | 0.010602 | 0.0093014
SA1 | Pumped Hydro pump | 0 | 0 | 0 | 0 | 0 | 0 | 0 | 0 | 0 | 0 | 0 | 0 | 0 | 0 | 0 | 0 | 0 | 0 | 0 | 0 | 0 | 0 | 0 | 0 | 0
SA1 | VPP pump | 0 | 0 | 0 | 0 | 0 | 0 | 0 | 0 | 0 | 0 | 0 | 0 | 0 | 0 | 0 | 0 | 0 | 0 | 0 | 0 | 0 | 0 | 0 | 0 | 0
Region | Technology | 2021-22 | 2022-23 | 2023-24 | 2024-25 | 2025-26 | 2026-27 | 2027-28 | 2028-29 | 2029-30 | 2030-31 | 2031-32 | 2032-33 | 2033-34 | 2034-35 | 2035-36 | 2036-37 | 2037-38 | 2038-39 | 2039-40 | 2040-41 | 2041-42 | 2042-43 | 2043-44 | 2044-45 | 2045-46
TAS1 | LS Battery pump | 0 | 0 | 0 | 0 | 0 | 0 | 0 | 0 | 0 | 0 | 0 | 0 | 0 | 0 | 0 | 0 | 0 | 0 | 0 | 0 | 0 | 0 | 0 | 0 | 0
TAS1 | Pumped Hydro pump | 0 | 0 | 0 | 0 | 0 | 0 | 0 | 0 | 0 | 0 | 0 | 0 | 0 | 0 | 0 | 0 | 0 | 0 | 0 | 0 | 0 | 0 | 0 | 0 | 0
TAS1 | VPP pump | 0 | 0 | 0 | 0 | 0 | 0 | 0 | 0 | 0 | 0 | 0 | 0 | 0 | 0 | 0 | 0 | 0 | 0 | 0 | 0 | 0 | 0 | 0 | 0 | 0

## BaseCase_FOM Cost
FOM cost by technology ($000s) - Base Case, Slow Change Scenario
FOM | Real June 2019 dollars discounted to June 2020. For new entrant capacity, the FOM is incurred annually in modelling. For existing capacity, FOM is considered to be a sunk cost, since the fixed retirement dates are assumed to be the same in the Base Case and the case with SWNSW. As such, early retirements are presented as an annual FOM saving, or negative cost, that continues until the assumed fixed date retirement.
Explicitly modelled generation
Region | Technology | 2021-22 | 2022-23 | 2023-24 | 2024-25 | 2025-26 | 2026-27 | 2027-28 | 2028-29 | 2029-30 | 2030-31 | 2031-32 | 2032-33 | 2033-34 | 2034-35 | 2035-36 | 2036-37 | 2037-38 | 2038-39 | 2039-40 | 2040-41 | 2041-42 | 2042-43 | 2043-44 | 2044-45 | 2045-46
NEM | Black Coal | 0 | 0 | 0 | 0 | 0 | 0 | 0 | 0 | 0 | 0 | 0 | 0 | 0 | 0 | 0 | 0 | 0 | 0 | 0 | 0 | 0 | 0 | 0 | 0 | 0
NEM | Brown Coal | 0 | 0 | 0 | 0 | 0 | 0 | 0 | 0 | 0 | 0 | 0 | 0 | 0 | 0 | 0 | 0 | 0 | 0 | 0 | 0 | 0 | 0 | 0 | 0 | 0
NEM | CCGT | 0 | 0.14334 | 0.062701 | 0.0032857 | 0.0015121 | 0.0030301 | 0.0027694 | 0.0029052 | 0.0083796 | 0.0076652 | 0.0024348 | 0.0086989 | 0.0053672 | 0.0047688 | 0.032858 | 0.015207 | 0.16487 | 0.0092368 | 0.0068138 | 0.045547 | 0.017186 | 3367.853 | 0.072679 | 0.00071301 | 0.00033845
NEM | Gas - Steam | 0 | 0 | 0 | 0 | 0 | 0 | 0 | 0 | 0 | 0 | 0 | 0 | 0 | 0 | 0 | 0 | 0 | 0 | 0 | 0 | 0 | 0 | 0 | 0 | 0
NEM | OCGT / Diesel | 0.13438 | 0.0025629 | 0.16583 | 0.0025669 | 0.0027149 | 0.0032246 | 0.003177 | 0.0029825 | 0.0033228 | 0.0036979 | 0.003146 | 0.0035327 | 0.003146 | 0.0030493 | 0.024297 | 0.0099673 | 135.4533 | 0.00087906 | 0.0027138 | 0.004252 | 0.0012043 | 1616.4986 | 847.3395 | 444.4763 | 0.00010894
NEM | Hydro | 0 | 0 | 0 | 0 | 0 | 0 | 0 | 0 | 0 | 0 | 0 | 0 | 0 | 0 | 0 | 0 | 0 | 0 | 0 | 0 | 0 | 0 | 0 | 0 | 0
NEM | Wind | 0 | 8.7348 | 1.5359 | 16.6194 | 109832.4757 | 37947.8678 | 1.0245 | 258957.3666 | 0.2897 | 0.3736 | 0.16545 | 0.32466 | 0.069973 | 0.93026 | 3.4147 | 2.4746 | 114132.905 | 19457.6312 | 15846.5255 | 89679.6254 | 133968.1347 | 79466.3147 | 3135.5503 | 23419.7341 | 13309.265
NEM | Solar PV | 1.8565 | 0.021001 | 10355.6178 | 56907.6407 | 0.14397 | 17864.106 | 26923.4987 | 44276.3429 | 0.00049217 | 0.00023117 | 0.21669 | 0.1891 | 0.12863 | 0.062858 | 115753.3665 | 12723.0301 | 198141.647 | 0.21383 | 0.045924 | 23750.3786 | 16107.4129 | 35551.2055 | 2409.2995 | 0.0036517 | 942.6984
NEM | LS Battery | 0.84104 | 0.0020539 | 0.093258 | 0 | 0.00056151 | 0.2124 | 0.21742 | 0.3923 | 9.8035e-05 | 1.2853 | 0.1064 | 0.18749 | 0.082334 | 0.045922 | 50895.5183 | 4.1581e-05 | 66339.3662 | 2.7814e-05 | 1791.3129 | 7250.0137 | 16958.2599 | 5539.52 | 8489.6809 | 0.008822 | 0.0012921
NEM | Pumped Hydro | 0 | 0 | 0 | 1.5096 | 0.078592 | 0.053896 | 0.048433 | 0.13179 | 0.040153 | 0.033505 | 0.044159 | 0.034496 | 0.032441 | 0.037484 | 0.23039 | 0.1063 | 2.2344 | 0.0089843 | 0.01488 | 0.32613 | 0.01386 | 7089.8941 | 0.4395 | 0.15186 | 0.0012119
NEM | VPP | 0 | 0 | 0 | 0 | 0 | 0 | 0 | 0 | 0 | 0 | 0 | 0 | 0 | 0 | 0 | 0 | 0 | 0 | 0 | 0 | 0 | 0 | 0 | 0 | 0
Total excluding storage |  | 1.9909 | 8.9017 | 10357.3822 | 56924.2659 | 109832.6239 | 55811.98 | 26924.5291 | 303233.7154 | 0.30189 | 0.3852 | 0.38772 | 0.52599 | 0.20712 | 1.0009 | 115756.8384 | 12725.5299 | 312410.1702 | 19457.8551 | 15846.5809 | 113430.0537 | 150075.566 | 120001.8718 | 6392.262 | 23864.2148 | 14251.9638
Region | Technology | 2021-22 | 2022-23 | 2023-24 | 2024-25 | 2025-26 | 2026-27 | 2027-28 | 2028-29 | 2029-30 | 2030-31 | 2031-32 | 2032-33 | 2033-34 | 2034-35 | 2035-36 | 2036-37 | 2037-38 | 2038-39 | 2039-40 | 2040-41 | 2041-42 | 2042-43 | 2043-44 | 2044-45 | 2045-46
NSW1 | Black Coal | 0 | 0 | 0 | 0 | 0 | 0 | 0 | 0 | 0 | 0 | 0 | 0 | 0 | 0 | 0 | 0 | 0 | 0 | 0 | 0 | 0 | 0 | 0 | 0 | 0
NSW1 | Brown Coal | 0 | 0 | 0 | 0 | 0 | 0 | 0 | 0 | 0 | 0 | 0 | 0 | 0 | 0 | 0 | 0 | 0 | 0 | 0 | 0 | 0 | 0 | 0 | 0 | 0
NSW1 | CCGT | 0 | 0.033915 | 0.038339 | 0.00012006 | 0 | 9.5593e-05 | 1.8254e-05 | 2.0434e-05 | 0 | 8.2564e-05 | 2.1173e-05 | 9.2512e-05 | 1.8128e-05 | 4.6638e-05 | 0.014362 | 3.25e-05 | 0.11548 | 0.00012628 | 8.412e-06 | 0.017992 | 0.00041358 | 3367.8248 | 0.0013295 | 4.2059e-06 | 1.0091e-05
NSW1 | Gas - Steam | 0 | 0 | 0 | 0 | 0 | 0 | 0 | 0 | 0 | 0 | 0 | 0 | 0 | 0 | 0 | 0 | 0 | 0 | 0 | 0 | 0 | 0 | 0 | 0 | 0
NSW1 | OCGT / Diesel | 0.073886 | 0.0002304 | 0.15746 | 0.00011749 | 0.00042893 | 0.00081337 | 0.00081543 | 0.00079637 | 0.00069003 | 0.000806 | 0.00071851 | 0.00077967 | 0.00069474 | 0.00070284 | 0.00076223 | 0.00062908 | 135.4441 | 0.00010106 | 8.8676e-05 | 0.00011222 | 0.00014381 | 1314.1367 | 781.137 | 0.0043169 | 1.4331e-05
NSW1 | Hydro | 0 | 0 | 0 | 0 | 0 | 0 | 0 | 0 | 0 | 0 | 0 | 0 | 0 | 0 | 0 | 0 | 0 | 0 | 0 | 0 | 0 | 0 | 0 | 0 | 0
NSW1 | Wind | 0 | 1.8242 | 0.46357 | 0.23525 | 0.14459 | 0.08815 | 0.03923 | 0.044435 | 0.045701 | 0.092112 | 0.041581 | 0.096326 | 0.014798 | 0.29316 | 2.3501 | 0.14461 | 43481.4109 | 0.60079 | 0.17906 | 62131.5486 | 73852.576 | 15845.5887 | 371.587 | 7915.4735 | 1514.2063
NSW1 | Solar PV | 0.76349 | 0.0019246 | 10355.4645 | 0.044024 | 0.038728 | 0.0039239 | 0.00051597 | 0.00011911 | 9.8147e-05 | 4.1262e-05 | 0.039463 | 0.044624 | 0.023512 | 0.014413 | 115752.0984 | 0.032562 | 167929.7504 | 0.15251 | 0.014182 | 23750.2602 | 10655.6236 | 18064.2936 | 0.0060701 | 0.0021204 | 942.6925
NSW1 | LS Battery | 0.52425 | 0.00021047 | 0.093258 | 0 | 0.00016723 | 0.096161 | 0.094188 | 0.046657 | 5.0896e-05 | 0.7744 | 0.070018 | 0.102 | 0.037248 | 0.013841 | 32353.3214 | 1.6155e-05 | 39261.9918 | 1.4088e-05 | 0.0034156 | 1652.2771 | 7252.6068 | 2238.3321 | 2675.2037 | 0.0041302 | 0.00037948
NSW1 | Pumped Hydro | 0 | 0 | 0 | 0.92784 | 0.024672 | 0.016957 | 0.015605 | 0.013623 | 0.021835 | 0.015476 | 0.015931 | 0.016506 | 0.014248 | 0.014356 | 0.15214 | 0.016683 | 1.5763 | 0.0028804 | 0.0035481 | 0.017484 | 0.0060347 | 0.004223 | 0.20131 | 0.14439 | 0.00019526
NSW1 | VPP | 0 | 0 | 0 | 0 | 0 | 0 | 0 | 0 | 0 | 0 | 0 | 0 | 0 | 0 | 0 | 0 | 0 | 0 | 0 | 0 | 0 | 0 | 0 | 0 | 0
Total excluding storage |  | 0.83737 | 1.8603 | 10356.1239 | 0.27951 | 0.18375 | 0.092983 | 0.04058 | 0.045371 | 0.046489 | 0.093042 | 0.081784 | 0.14182 | 0.039023 | 0.30833 | 115754.4636 | 0.17783 | 211546.7209 | 0.75353 | 0.19334 | 85881.827 | 84508.2002 | 38591.8438 | 1152.7313 | 7915.4799 | 2456.8988
Region | Technology | 2021-22 | 2022-23 | 2023-24 | 2024-25 | 2025-26 | 2026-27 | 2027-28 | 2028-29 | 2029-30 | 2030-31 | 2031-32 | 2032-33 | 2033-34 | 2034-35 | 2035-36 | 2036-37 | 2037-38 | 2038-39 | 2039-40 | 2040-41 | 2041-42 | 2042-43 | 2043-44 | 2044-45 | 2045-46
QLD1 | Black Coal | 0 | 0 | 0 | 0 | 0 | 0 | 0 | 0 | 0 | 0 | 0 | 0 | 0 | 0 | 0 | 0 | 0 | 0 | 0 | 0 | 0 | 0 | 0 | 0 | 0
QLD1 | Brown Coal | 0 | 0 | 0 | 0 | 0 | 0 | 0 | 0 | 0 | 0 | 0 | 0 | 0 | 0 | 0 | 0 | 0 | 0 | 0 | 0 | 0 | 0 | 0 | 0 | 0
QLD1 | CCGT | 0 | 0.033471 | 0.00195 | 0.0017592 | 0.0013213 | 0.0018615 | 0.0014886 | 0.0019274 | 0.00014654 | 0.0013651 | 0.0013178 | 0.0015291 | 0.0015883 | 0.0013324 | 0.0039163 | 0.0053852 | 0.011167 | 4.2774e-05 | 0.00011704 | 0.0092143 | 8.5221e-05 | 0.021295 | 2.7718e-06 | 5.8323e-06 | 1.6161e-05
QLD1 | Gas - Steam | 0 | 0 | 0 | 0 | 0 | 0 | 0 | 0 | 0 | 0 | 0 | 0 | 0 | 0 | 0 | 0 | 0 | 0 | 0 | 0 | 0 | 0 | 0 | 0 | 0
QLD1 | OCGT / Diesel | 0.015719 | 0.0007389 | 0.00086276 | 0.00084167 | 0.0008025 | 0.00081253 | 0.00077702 | 0.00078701 | 0.00064661 | 0.00071242 | 0.00068104 | 0.00066817 | 0.00064194 | 0.00061494 | 0.0022425 | 0.003844 | 0.0065507 | 6.4908e-05 | 8.1007e-05 | 0.0039469 | 0.00042253 | 302.3599 | 1.0352e-05 | 8.3548e-06 | 9.4574e-06
QLD1 | Hydro | 0 | 0 | 0 | 0 | 0 | 0 | 0 | 0 | 0 | 0 | 0 | 0 | 0 | 0 | 0 | 0 | 0 | 0 | 0 | 0 | 0 | 0 | 0 | 0 | 0
QLD1 | Wind | 0 | 2.503 | 0.10421 | 0.052565 | 0.16435 | 0.16906 | 0.15372 | 0.078092 | 0.015525 | 0.076448 | 0.055464 | 0.04875 | 0.019253 | 0.31101 | 0.35062 | 1.4261 | 70639.9238 | 1.0216 | 0.036353 | 24364.9296 | 57723.0764 | 56292.5403 | 0.015474 | 0.0099238 | 8980.2686
QLD1 | Solar PV | 0.48076 | 0.016282 | 0.023643 | 0.024332 | 0.0071934 | 0.0039217 | 0.00064133 | 0.0002149 | 0.00012749 | 8.3292e-05 | 0.08902 | 0.05509 | 0.050822 | 0.019434 | 0.04942 | 0.075083 | 0.087303 | 0.015548 | 0.023045 | 0.11636 | 0.074894 | 17486.8924 | 0.00022187 | 0.00022329 | 0.00032985
QLD1 | LS Battery | 0.07721 | 0.00018782 | 0 | 0 | 5.2082e-05 | 0.028918 | 0.028561 | 0.013134 | 2.1325e-05 | 0.16868 | 0.0051606 | 0.031681 | 0.020584 | 0.005202 | 0.318 | 1.3164e-05 | 8087.4887 | 3.4393e-06 | 0.00047092 | 2648.707 | 9705.645 | 3301.1853 | 5.2686e-05 | 0.0001895 | 0.00014229
QLD1 | Pumped Hydro | 0 | 0 | 0 | 0.14238 | 0.010119 | 0.0085567 | 0.0075639 | 0.0068797 | 0.011198 | 0.007019 | 0.0065696 | 0.0091941 | 0.0062153 | 0.0069181 | 0.029146 | 0.039902 | 0.18255 | 0.0015493 | 0.0014089 | 0.28416 | 0.0044823 | 7089.8861 | 0.00012869 | 0.00015456 | 7.3931e-05
QLD1 | VPP | 0 | 0 | 0 | 0 | 0 | 0 | 0 | 0 | 0 | 0 | 0 | 0 | 0 | 0 | 0 | 0 | 0 | 0 | 0 | 0 | 0 | 0 | 0 | 0 | 0
Total excluding storage |  | 0.49648 | 2.5535 | 0.13066 | 0.079498 | 0.17367 | 0.17566 | 0.15663 | 0.081021 | 0.016446 | 0.078609 | 0.14648 | 0.10604 | 0.072304 | 0.33239 | 0.4062 | 1.5104 | 70640.0288 | 1.0372 | 0.059597 | 24365.0591 | 57723.1518 | 74081.8139 | 0.015709 | 0.010161 | 8980.269
Region | Technology | 2021-22 | 2022-23 | 2023-24 | 2024-25 | 2025-26 | 2026-27 | 2027-28 | 2028-29 | 2029-30 | 2030-31 | 2031-32 | 2032-33 | 2033-34 | 2034-35 | 2035-36 | 2036-37 | 2037-38 | 2038-39 | 2039-40 | 2040-41 | 2041-42 | 2042-43 | 2043-44 | 2044-45 | 2045-46
VIC1 | Black Coal | 0 | 0 | 0 | 0 | 0 | 0 | 0 | 0 | 0 | 0 | 0 | 0 | 0 | 0 | 0 | 0 | 0 | 0 | 0 | 0 | 0 | 0 | 0 | 0 | 0
VIC1 | Brown Coal | 0 | 0 | 0 | 0 | 0 | 0 | 0 | 0 | 0 | 0 | 0 | 0 | 0 | 0 | 0 | 0 | 0 | 0 | 0 | 0 | 0 | 0 | 0 | 0 | 0
VIC1 | CCGT | 0 | 0.02598 | 0.0050303 | 0.0011268 | 8.8655e-05 | 0.00016058 | 9.2384e-05 | 2.2416e-05 | 0.0043811 | 0.0022773 | 0.0005083 | 0.0023495 | 0.0012307 | 0.0012145 | 0.0019808 | 0.0018831 | 0.0074041 | 0.0043252 | 0.0059853 | 2.7948e-05 | 0.0031757 | 0.0068023 | 8.2574e-05 | 0.00061343 | 1.2744e-05
VIC1 | Gas - Steam | 0 | 0 | 0 | 0 | 0 | 0 | 0 | 0 | 0 | 0 | 0 | 0 | 0 | 0 | 0 | 0 | 0 | 0 | 0 | 0 | 0 | 0 | 0 | 0 | 0
VIC1 | OCGT / Diesel | 0.014637 | 0.00061973 | 0.00096288 | 0.00077987 | 0.00072305 | 0.00073652 | 0.00072527 | 0.00060571 | 0.00077651 | 0.00071667 | 0.00061518 | 0.00067274 | 0.00059366 | 0.00057189 | 0.00059362 | 0.00055851 | 0.0018226 | 6.6499e-05 | 0.0019254 | 5.184e-05 | 5.9429e-05 | 0.0017678 | 2.8658e-05 | 0.00086431 | 3.2915e-06
VIC1 | Hydro | 0 | 0 | 0 | 0 | 0 | 0 | 0 | 0 | 0 | 0 | 0 | 0 | 0 | 0 | 0 | 0 | 0 | 0 | 0 | 0 | 0 | 0 | 0 | 0 | 0
VIC1 | Wind | 0 | 1.3562 | 0.17429 | 16.2688 | 109832.141 | 37947.4492 | 0.72302 | 258957.1768 | 0.00048732 | 0.00021388 | 0.00066295 | 0.00042763 | 0.00039333 | 0.0014572 | 0.001963 | 0.0025406 | 0.017563 | 0.02027 | 0.025286 | 0.0052363 | 0.0031424 | 0.018263 | 0.0074286 | 0.0052951 | 2120.9793
VIC1 | Solar PV | 0.12424 | 0.00044501 | 0.021873 | 56907.569 | 0.096853 | 17864.0966 | 26923.4965 | 44276.3423 | 0 | 0 | 0.00011609 | 0.00021476 | 0.00017198 | 0.00012051 | 0.0001222 | 0.00028181 | 0.00051095 | 0.00044584 | 0.00025313 | 0.00013123 | 0.00073601 | 0.00055665 | 0.00017832 | 0.00036382 | 0.00027904
VIC1 | LS Battery | 0.076727 | 0.00031908 | 0 | 0 | 0.00021313 | 0.032538 | 0.033699 | 0.30345 | 0 | 0.0094694 | 0.00037401 | 0.00052753 | 3.8722e-05 | 1.4456e-05 | 8.7222e-06 | 4.7666e-06 | 11029.126 | 2.7254e-06 | 1791.309 | 1951.7636 | 0.0010797 | 0.00028954 | 470.3775 | 0.0017032 | 8.9106e-05
VIC1 | Pumped Hydro | 0 | 0 | 0 | 0.14813 | 0.016916 | 0.01218 | 0.0090038 | 0.088057 | 1.442e-05 | 0 | 3.2207e-05 | 0.00013091 | 0.00035241 | 0.00085019 | 0.0036488 | 0.010304 | 0.45254 | 0.00098051 | 0.001132 | 0.0050095 | 0.0015117 | 0.0010466 | 0.22618 | 0.0032331 | 6.912e-05
VIC1 | VPP | 0 | 0 | 0 | 0 | 0 | 0 | 0 | 0 | 0 | 0 | 0 | 0 | 0 | 0 | 0 | 0 | 0 | 0 | 0 | 0 | 0 | 0 | 0 | 0 | 0
Total excluding storage |  | 0.13887 | 1.3833 | 0.20216 | 56923.8397 | 109832.2387 | 55811.5467 | 26924.2204 | 303233.5198 | 0.0056449 | 0.0032078 | 0.0019025 | 0.0036646 | 0.0023896 | 0.0033641 | 0.0046596 | 0.005264 | 0.0273 | 0.025107 | 0.03345 | 0.0054473 | 0.0071135 | 0.027389 | 0.0077181 | 0.0071367 | 2120.9796
Region | Technology | 2021-22 | 2022-23 | 2023-24 | 2024-25 | 2025-26 | 2026-27 | 2027-28 | 2028-29 | 2029-30 | 2030-31 | 2031-32 | 2032-33 | 2033-34 | 2034-35 | 2035-36 | 2036-37 | 2037-38 | 2038-39 | 2039-40 | 2040-41 | 2041-42 | 2042-43 | 2043-44 | 2044-45 | 2045-46
SA1 | Black Coal | 0 | 0 | 0 | 0 | 0 | 0 | 0 | 0 | 0 | 0 | 0 | 0 | 0 | 0 | 0 | 0 | 0 | 0 | 0 | 0 | 0 | 0 | 0 | 0 | 0
SA1 | Brown Coal | 0 | 0 | 0 | 0 | 0 | 0 | 0 | 0 | 0 | 0 | 0 | 0 | 0 | 0 | 0 | 0 | 0 | 0 | 0 | 0 | 0 | 0 | 0 | 0 | 0
SA1 | CCGT | 0 | 0.027242 | 0.011044 | 0.00012739 | 6.9462e-05 | 0.00012404 | 0.00028664 | 0.00079101 | 0.0014576 | 0.0020507 | 0.00056939 | 0.0027972 | 0.0015587 | 0.0017387 | 0.01164 | 0.0070436 | 0.030105 | 0.00018964 | 0.00019291 | 0.018309 | 0.01093 | 3.3935e-05 | 0.07126 | 6.8417e-05 | 2.824e-06
SA1 | Gas - Steam | 0 | 0 | 0 | 0 | 0 | 0 | 0 | 0 | 0 | 0 | 0 | 0 | 0 | 0 | 0 | 0 | 0 | 0 | 0 | 0 | 0 | 0 | 0 | 0 | 0
SA1 | OCGT / Diesel | 0.014984 | 0.0004725 | 0.0054841 | 8.2626e-05 | 8.37e-05 | 8.8102e-05 | 0.00011229 | 0.00013869 | 0.00043184 | 0.00068993 | 0.00061805 | 0.00069906 | 0.00061111 | 0.00061623 | 0.020153 | 0.0044285 | 0.00032352 | 4.4943e-05 | 7.126e-05 | 4.8422e-05 | 8.3209e-05 | 1.8584e-05 | 66.2025 | 444.471 | 3.0413e-06
SA1 | Hydro | 0 | 0 | 0 | 0 | 0 | 0 | 0 | 0 | 0 | 0 | 0 | 0 | 0 | 0 | 0 | 0 | 0 | 0 | 0 | 0 | 0 | 0 | 0 | 0 | 0
SA1 | Wind | 0 | 2.2508 | 0.52402 | 0.05565 | 0.022868 | 0.14892 | 0.08866 | 0.060832 | 0.15595 | 0.14396 | 0.065649 | 0.12573 | 0.027695 | 0.25258 | 0.67957 | 0.85289 | 11.5389 | 19455.5687 | 15846.2776 | 3183.1411 | 2392.0858 | 7328.1654 | 2763.9397 | 15504.2432 | 0.01456
SA1 | Solar PV | 0.43573 | 0.0022937 | 0.098058 | 0.0028282 | 0.00099467 | 0.00096369 | 0.00084431 | 0.00018868 | 0.00019909 | 8.6534e-05 | 0.080336 | 0.077792 | 0.04884 | 0.028339 | 1.215 | 12722.9181 | 30211.8042 | 0.0083365 | 0.0075341 | 0.0018219 | 5451.66 | 0.018819 | 2409.293 | 0.00082056 | 0.0014881
SA1 | LS Battery | 0.085672 | 0.00058699 | 0 | 0 | 3.6055e-05 | 0.025076 | 0.032363 | 0.014692 | 1.5509e-05 | 0.21183 | 0.022787 | 0.053236 | 0.024442 | 0.026857 | 18541.8789 | 7.4953e-06 | 7960.7595 | 2.8848e-06 | 2.3503e-05 | 997.2638 | 0.001192 | 0.00033828 | 5344.0965 | 0.0024967 | 9.5249e-05
SA1 | Pumped Hydro | 0 | 0 | 0 | 0.099795 | 0.0071823 | 0.0067946 | 0.0054276 | 0.0065643 | 0.0037477 | 0.0046396 | 0.005462 | 0.0055415 | 0.0041083 | 0.0047991 | 0.038669 | 0.032513 | 0.016304 | 0.00072309 | 0.00062224 | 0.011226 | 0.0010921 | 0.00030632 | 0.0083198 | 0.0035271 | 7.9775e-05
SA1 | VPP | 0 | 0 | 0 | 0 | 0 | 0 | 0 | 0 | 0 | 0 | 0 | 0 | 0 | 0 | 0 | 0 | 0 | 0 | 0 | 0 | 0 | 0 | 0 | 0 | 0
Total excluding storage |  | 0.45071 | 2.2808 | 0.6386 | 0.058689 | 0.024016 | 0.15009 | 0.089903 | 0.06195 | 0.15804 | 0.14678 | 0.14717 | 0.20702 | 0.078705 | 0.28328 | 1.9263 | 12723.7825 | 30223.3735 | 19455.5773 | 15846.2854 | 3183.1613 | 7843.7569 | 7328.1843 | 5239.5064 | 15948.7151 | 0.016054
Region | Technology | 2021-22 | 2022-23 | 2023-24 | 2024-25 | 2025-26 | 2026-27 | 2027-28 | 2028-29 | 2029-30 | 2030-31 | 2031-32 | 2032-33 | 2033-34 | 2034-35 | 2035-36 | 2036-37 | 2037-38 | 2038-39 | 2039-40 | 2040-41 | 2041-42 | 2042-43 | 2043-44 | 2044-45 | 2045-46
TAS1 | Black Coal | 0 | 0 | 0 | 0 | 0 | 0 | 0 | 0 | 0 | 0 | 0 | 0 | 0 | 0 | 0 | 0 | 0 | 0 | 0 | 0 | 0 | 0 | 0 | 0 | 0
TAS1 | Brown Coal | 0 | 0 | 0 | 0 | 0 | 0 | 0 | 0 | 0 | 0 | 0 | 0 | 0 | 0 | 0 | 0 | 0 | 0 | 0 | 0 | 0 | 0 | 0 | 0 | 0
TAS1 | CCGT | 0 | 0.02273 | 0.0063379 | 0.00015226 | 3.274e-05 | 0.00078839 | 0.00088352 | 0.00014392 | 0.0023944 | 0.0018896 | 1.8144e-05 | 0.0019306 | 0.00097143 | 0.00043663 | 0.0009587 | 0.00086277 | 0.00071724 | 0.0045529 | 0.00051017 | 3.0776e-06 | 0.0025821 | 1.6038e-05 | 3.9584e-06 | 2.1118e-05 | 0.00029663
TAS1 | Gas - Steam | 0 | 0 | 0 | 0 | 0 | 0 | 0 | 0 | 0 | 0 | 0 | 0 | 0 | 0 | 0 | 0 | 0 | 0 | 0 | 0 | 0 | 0 | 0 | 0 | 0
TAS1 | OCGT / Diesel | 0.015158 | 0.00050138 | 0.0010552 | 0.00074524 | 0.0006767 | 0.00077411 | 0.00074695 | 0.00065469 | 0.0007778 | 0.00077284 | 0.00051318 | 0.00071304 | 0.00060452 | 0.00054337 | 0.0005454 | 0.00050727 | 0.00046987 | 0.00060164 | 0.00054747 | 9.266e-05 | 0.00049532 | 0.00026522 | 6.4605e-05 | 0.00014855 | 7.8822e-05
TAS1 | Hydro | 0 | 0 | 0 | 0 | 0 | 0 | 0 | 0 | 0 | 0 | 0 | 0 | 0 | 0 | 0 | 0 | 0 | 0 | 0 | 0 | 0 | 0 | 0 | 0 | 0
TAS1 | Wind | 0 | 0.80051 | 0.26982 | 0.0071162 | 0.002893 | 0.012472 | 0.019826 | 0.0064711 | 0.072033 | 0.060873 | 0.0020895 | 0.053418 | 0.0078336 | 0.072044 | 0.032425 | 0.048515 | 0.013887 | 0.41985 | 0.0071996 | 0.00083627 | 0.39342 | 0.0020704 | 0.0007729 | 0.0021144 | 693.7962
TAS1 | Solar PV | 0.052306 | 5.6138e-05 | 0.0096774 | 0.00056873 | 0.00020093 | 0.00055099 | 0.00016973 | 3.7013e-05 | 6.7451e-05 | 2.0084e-05 | 0.0077549 | 0.011383 | 0.0052875 | 0.00055202 | 0.0036423 | 0.0040789 | 0.0045753 | 0.036987 | 0.00090977 | 9.8553e-06 | 0.053576 | 8.2265e-05 | 5.1735e-06 | 0.00012368 | 0.0038003
TAS1 | LS Battery | 0.07718 | 0.00074948 | 0 | 0 | 9.3012e-05 | 0.029708 | 0.028612 | 0.014361 | 1.0305e-05 | 0.1209 | 0.0080631 | 4.903e-05 | 2.0557e-05 | 7.2471e-06 | 3.7658e-06 | 0 | 3.1217e-06 | 4.6761e-06 | 1.1992e-05 | 0.002165 | 0.0058638 | 0.0019434 | 0.0031714 | 0.00030232 | 0.00058596
TAS1 | Pumped Hydro | 0 | 0 | 0 | 0.1914 | 0.019701 | 0.0094086 | 0.010832 | 0.016664 | 0.0033584 | 0.0063705 | 0.016164 | 0.0031235 | 0.0075165 | 0.010561 | 0.0067869 | 0.0068938 | 0.0066995 | 0.0028509 | 0.0081685 | 0.0082477 | 0.00073909 | 0.0024648 | 0.0035679 | 0.00055295 | 0.00079377
TAS1 | VPP | 0 | 0 | 0 | 0 | 0 | 0 | 0 | 0 | 0 | 0 | 0 | 0 | 0 | 0 | 0 | 0 | 0 | 0 | 0 | 0 | 0 | 0 | 0 | 0 | 0
Total excluding storage |  | 0.067464 | 0.8238 | 0.28689 | 0.0085824 | 0.0038033 | 0.014586 | 0.021626 | 0.0073068 | 0.075273 | 0.063556 | 0.010376 | 0.067445 | 0.014697 | 0.073576 | 0.037571 | 0.053964 | 0.01965 | 0.46199 | 0.009167 | 0.00094187 | 0.45007 | 0.0024339 | 0.00084663 | 0.0024077 | 693.8004

## BaseCase_Fuel Cost
Fuel cost by technology ($000s) - Base Case, Slow Change Scenario
Fuel | Real June 2019 dollars discounted to June 2020
Explicitly modelled generation
Region | Technology | 2021-22 | 2022-23 | 2023-24 | 2024-25 | 2025-26 | 2026-27 | 2027-28 | 2028-29 | 2029-30 | 2030-31 | 2031-32 | 2032-33 | 2033-34 | 2034-35 | 2035-36 | 2036-37 | 2037-38 | 2038-39 | 2039-40 | 2040-41 | 2041-42 | 2042-43 | 2043-44 | 2044-45 | 2045-46
NEM | Black Coal | 1626227.326 | 1362185.854 | 1347699.321 | 1212284.753 | 1107821.194 | 1030017.915 | 972857.181 | 964761.292 | 724621.75 | 685675.83 | 628832.29 | 627857.001 | 613964.9285 | 584630.896 | 496304.7365 | 491956.0175 | 378484.818 | 349243.122 | 333437.239 | 233712.302 | 209092.05 | 125512.609 | 119497.9655 | 111159.552 | 91829.623
NEM | Brown Coal | 220709.88 | 178897.815 | 195580.228 | 189308.334 | 169708.144 | 155623.627 | 138889.413 | 125956.868 | 108703.244 | 107446.49 | 90202.095 | 96773.399 | 92986.655 | 83332.2285 | 79360.549 | 68805.2135 | 55892.413 | 53185.7875 | 52829.1665 | 48636.1265 | 49126.3075 | 46284.5125 | 44641.337 | 40573.8575 | 40013.3225
NEM | CCGT | 134156.9411 | 117490.0636 | 89451.5421 | 89525.9618 | 84473.3856 | 79839.284 | 75413.7202 | 71455.3842 | 68340.3835 | 64478.9416 | 60724.623 | 57499.568 | 54232.294 | 51178.4086 | 52849.5049 | 56108.4614 | 94711.2511 | 115959.2479 | 99360.3046 | 114662.6952 | 96336.9614 | 140979.8496 | 91620.0274 | 71446.2858 | 48099.4087
NEM | Gas - Steam | 51241.7843 | 48357.2039 | 47331.2591 | 5208.1196 | 4634.6033 | 4465.5566 | 4168.9345 | 3982.0614 | 3722.6331 | 3550.8156 | 3560.8712 | 3166.0974 | 3028.7327 | 2776.2084 | 224.0626 | 388.3825 | 5277.853 | 10518.769 | 0 | 0 | 0 | 0 | 0 | 0 | 0
NEM | OCGT / Diesel | 3833.7778 | 2839.4994 | 6091.0358 | 895.6841 | 20.9062 | 106.228 | 27.4494 | 0.95037 | 8.5599 | 38.2082 | 256.7096 | 46.8634 | 39.3185 | 51.4056 | 1200.5132 | 1595.108 | 19115.6032 | 30210.8247 | 35642.0281 | 78026.7169 | 76674.09 | 96831.1963 | 118839.7116 | 68089.5459 | 81018.0354
NEM | Hydro | 0 | 0 | 0 | 0 | 0 | 0 | 0 | 0 | 0 | 0 | 0 | 0 | 0 | 0 | 0 | 0 | 0 | 0 | 0 | 0 | 0 | 0 | 0 | 0 | 0
NEM | Wind | 0 | 0 | 0 | 0 | 0 | 0 | 0 | 0 | 0 | 0 | 0 | 0 | 0 | 0 | 0 | 0 | 0 | 0 | 0 | 0 | 0 | 0 | 0 | 0 | 0
NEM | Solar PV | 0 | 0 | 0 | 0 | 0 | 0 | 0 | 0 | 0 | 0 | 0 | 0 | 0 | 0 | 0 | 0 | 0 | 0 | 0 | 0 | 0 | 0 | 0 | 0 | 0
NEM | LS Battery | 0 | 0 | 0 | 0 | 0 | 0 | 0 | 0 | 0 | 0 | 0 | 0 | 0 | 0 | 0 | 0 | 0 | 0 | 0 | 0 | 0 | 0 | 0 | 0 | 0
NEM | Pumped Hydro | 0 | 0 | 0 | 0 | 0 | 0 | 0 | 0 | 0 | 0 | 0 | 0 | 0 | 0 | 0 | 0 | 0 | 0 | 0 | 0 | 0 | 0 | 0 | 0 | 0
NEM | VPP | 0 | 0 | 0 | 0 | 0 | 0 | 0 | 0 | 0 | 0 | 0 | 0 | 0 | 0 | 0 | 0 | 0 | 0 | 0 | 0 | 0 | 0 | 0 | 0 | 0
Total excluding storage |  | 2036169.7092 | 1709770.4359 | 1686153.386 | 1497222.8525 | 1366658.2332 | 1270052.6107 | 1191356.6981 | 1166156.5559 | 905396.5706 | 861190.2855 | 783576.5888 | 785342.9287 | 764251.9287 | 721969.1472 | 629939.3663 | 618853.1829 | 553481.9383 | 559117.751 | 521268.7382 | 475037.8406 | 431229.4089 | 409608.1674 | 374599.0415 | 291269.2412 | 260960.3896
Region | Technology | 2021-22 | 2022-23 | 2023-24 | 2024-25 | 2025-26 | 2026-27 | 2027-28 | 2028-29 | 2029-30 | 2030-31 | 2031-32 | 2032-33 | 2033-34 | 2034-35 | 2035-36 | 2036-37 | 2037-38 | 2038-39 | 2039-40 | 2040-41 | 2041-42 | 2042-43 | 2043-44 | 2044-45 | 2045-46
NSW1 | Black Coal | 811431.02 | 690022.93 | 689501.108 | 594584.416 | 551361.066 | 508696.452 | 501355.886 | 511766.774 | 372188.57 | 350124.442 | 328150.518 | 324609.29 | 324349.74 | 310164.742 | 240267.29 | 271083.56 | 176505.312 | 155160.694 | 155374.208 | 87352.632 | 82381.632 | 37561.236 | 40867.636 | 36593.9 | 33662.544
NSW1 | Brown Coal | 0 | 0 | 0 | 0 | 0 | 0 | 0 | 0 | 0 | 0 | 0 | 0 | 0 | 0 | 0 | 0 | 0 | 0 | 0 | 0 | 0 | 0 | 0 | 0 | 0
NSW1 | CCGT | 1142.3869 | 1591.7961 | 1417.9577 | 2486.3339 | 2338.4901 | 2215.0276 | 2104.5182 | 2016.484 | 1854.4743 | 1748.8787 | 1655.4268 | 1563.1369 | 1495.4952 | 1391.9388 | 5932.7334 | 7471.456 | 38455.9038 | 50059.7504 | 43127.7236 | 51279.0146 | 43245.5036 | 76883.98 | 35521.756 | 22998.868 | 22692.846
NSW1 | Gas - Steam | 0 | 0 | 0 | 0 | 0 | 0 | 0 | 0 | 0 | 0 | 0 | 0 | 0 | 0 | 0 | 0 | 0 | 0 | 0 | 0 | 0 | 0 | 0 | 0 | 0
NSW1 | OCGT / Diesel | 302.3141 | 19.3851 | 374.6647 | 311.3238 | 0.16202 | 0.16411 | 0.16316 | 0.1626 | 0.15585 | 0.15865 | 0.15762 | 0.16435 | 0.16524 | 20.9627 | 64.9149 | 26.9209 | 635.5837 | 2474.8251 | 5232.5115 | 32566.1402 | 29516.4078 | 37044.6521 | 56137.0238 | 28684.5953 | 27060.4379
NSW1 | Hydro | 0 | 0 | 0 | 0 | 0 | 0 | 0 | 0 | 0 | 0 | 0 | 0 | 0 | 0 | 0 | 0 | 0 | 0 | 0 | 0 | 0 | 0 | 0 | 0 | 0
NSW1 | Wind | 0 | 0 | 0 | 0 | 0 | 0 | 0 | 0 | 0 | 0 | 0 | 0 | 0 | 0 | 0 | 0 | 0 | 0 | 0 | 0 | 0 | 0 | 0 | 0 | 0
NSW1 | Solar PV | 0 | 0 | 0 | 0 | 0 | 0 | 0 | 0 | 0 | 0 | 0 | 0 | 0 | 0 | 0 | 0 | 0 | 0 | 0 | 0 | 0 | 0 | 0 | 0 | 0
NSW1 | LS Battery | 0 | 0 | 0 | 0 | 0 | 0 | 0 | 0 | 0 | 0 | 0 | 0 | 0 | 0 | 0 | 0 | 0 | 0 | 0 | 0 | 0 | 0 | 0 | 0 | 0
NSW1 | Pumped Hydro | 0 | 0 | 0 | 0 | 0 | 0 | 0 | 0 | 0 | 0 | 0 | 0 | 0 | 0 | 0 | 0 | 0 | 0 | 0 | 0 | 0 | 0 | 0 | 0 | 0
NSW1 | VPP | 0 | 0 | 0 | 0 | 0 | 0 | 0 | 0 | 0 | 0 | 0 | 0 | 0 | 0 | 0 | 0 | 0 | 0 | 0 | 0 | 0 | 0 | 0 | 0 | 0
Total excluding storage |  | 812875.721 | 691634.1113 | 691293.7303 | 597382.0736 | 553699.7182 | 510911.6437 | 503460.5673 | 513783.4206 | 374043.2001 | 351873.4794 | 329806.1024 | 326172.5913 | 325845.4004 | 311577.6435 | 246264.9383 | 278581.9369 | 215596.7996 | 207695.2695 | 203734.4431 | 171197.7868 | 155143.5433 | 151489.8681 | 132526.4158 | 88277.3633 | 83415.8279
Region | Technology | 2021-22 | 2022-23 | 2023-24 | 2024-25 | 2025-26 | 2026-27 | 2027-28 | 2028-29 | 2029-30 | 2030-31 | 2031-32 | 2032-33 | 2033-34 | 2034-35 | 2035-36 | 2036-37 | 2037-38 | 2038-39 | 2039-40 | 2040-41 | 2041-42 | 2042-43 | 2043-44 | 2044-45 | 2045-46
QLD1 | Black Coal | 814796.306 | 672162.924 | 658198.213 | 617700.337 | 556460.128 | 521321.463 | 471501.295 | 452994.518 | 352433.18 | 335551.388 | 300681.772 | 303247.711 | 289615.1885 | 274466.154 | 256037.4465 | 220872.4575 | 201979.506 | 194082.428 | 178063.031 | 146359.67 | 126710.418 | 87951.373 | 78630.3295 | 74565.652 | 58167.079
QLD1 | Brown Coal | 0 | 0 | 0 | 0 | 0 | 0 | 0 | 0 | 0 | 0 | 0 | 0 | 0 | 0 | 0 | 0 | 0 | 0 | 0 | 0 | 0 | 0 | 0 | 0 | 0
QLD1 | CCGT | 63800.3221 | 59100.4644 | 55772.9471 | 67144.3028 | 63460.6789 | 59969.3713 | 56664.463 | 53589.0151 | 51553.8922 | 48669.6008 | 45830.9221 | 43429.1795 | 40863.1959 | 38633.0375 | 36441.6383 | 38709.8802 | 56254.9241 | 65899.0306 | 56232.0965 | 63383.1208 | 53090.785 | 64095.1588 | 56096.7806 | 48446.1166 | 25405.2482
QLD1 | Gas - Steam | 0 | 0 | 0 | 0 | 0 | 0 | 0 | 0 | 0 | 0 | 0 | 0 | 0 | 0 | 0 | 0 | 0 | 0 | 0 | 0 | 0 | 0 | 0 | 0 | 0
QLD1 | OCGT / Diesel | 152.3902 | 0.19004 | 0.19202 | 32.0799 | 0.18794 | 0.18865 | 0.18793 | 0.19117 | 0.1795 | 0.18032 | 0.17996 | 0.18123 | 0.18236 | 0.12105 | 131.6964 | 154.2672 | 1932.1837 | 1001.3136 | 1999.0629 | 6754.103 | 3990.246 | 14599.7374 | 14384.6918 | 17191.6703 | 28147.7539
QLD1 | Hydro | 0 | 0 | 0 | 0 | 0 | 0 | 0 | 0 | 0 | 0 | 0 | 0 | 0 | 0 | 0 | 0 | 0 | 0 | 0 | 0 | 0 | 0 | 0 | 0 | 0
QLD1 | Wind | 0 | 0 | 0 | 0 | 0 | 0 | 0 | 0 | 0 | 0 | 0 | 0 | 0 | 0 | 0 | 0 | 0 | 0 | 0 | 0 | 0 | 0 | 0 | 0 | 0
QLD1 | Solar PV | 0 | 0 | 0 | 0 | 0 | 0 | 0 | 0 | 0 | 0 | 0 | 0 | 0 | 0 | 0 | 0 | 0 | 0 | 0 | 0 | 0 | 0 | 0 | 0 | 0
QLD1 | LS Battery | 0 | 0 | 0 | 0 | 0 | 0 | 0 | 0 | 0 | 0 | 0 | 0 | 0 | 0 | 0 | 0 | 0 | 0 | 0 | 0 | 0 | 0 | 0 | 0 | 0
QLD1 | Pumped Hydro | 0 | 0 | 0 | 0 | 0 | 0 | 0 | 0 | 0 | 0 | 0 | 0 | 0 | 0 | 0 | 0 | 0 | 0 | 0 | 0 | 0 | 0 | 0 | 0 | 0
QLD1 | VPP | 0 | 0 | 0 | 0 | 0 | 0 | 0 | 0 | 0 | 0 | 0 | 0 | 0 | 0 | 0 | 0 | 0 | 0 | 0 | 0 | 0 | 0 | 0 | 0 | 0
Total excluding storage |  | 878749.0184 | 731263.5784 | 713971.3522 | 684876.7196 | 619920.9948 | 581291.023 | 528165.9459 | 506583.7242 | 403987.2517 | 384221.1691 | 346512.874 | 346677.0718 | 330478.5668 | 313099.3126 | 292610.7813 | 259736.605 | 260166.6137 | 260982.7722 | 236294.1904 | 216496.8938 | 183791.449 | 166646.2692 | 149111.8019 | 140203.439 | 111720.0812
Region | Technology | 2021-22 | 2022-23 | 2023-24 | 2024-25 | 2025-26 | 2026-27 | 2027-28 | 2028-29 | 2029-30 | 2030-31 | 2031-32 | 2032-33 | 2033-34 | 2034-35 | 2035-36 | 2036-37 | 2037-38 | 2038-39 | 2039-40 | 2040-41 | 2041-42 | 2042-43 | 2043-44 | 2044-45 | 2045-46
VIC1 | Black Coal | 0 | 0 | 0 | 0 | 0 | 0 | 0 | 0 | 0 | 0 | 0 | 0 | 0 | 0 | 0 | 0 | 0 | 0 | 0 | 0 | 0 | 0 | 0 | 0 | 0
VIC1 | Brown Coal | 220709.88 | 178897.815 | 195580.228 | 189308.334 | 169708.144 | 155623.627 | 138889.413 | 125956.868 | 108703.244 | 107446.49 | 90202.095 | 96773.399 | 92986.655 | 83332.2285 | 79360.549 | 68805.2135 | 55892.413 | 53185.7875 | 52829.1665 | 48636.1265 | 49126.3075 | 46284.5125 | 44641.337 | 40573.8575 | 40013.3225
VIC1 | CCGT | 0 | 0.058502 | 0.067948 | 0.066743 | 0.062883 | 0.05997 | 0.057415 | 0.052984 | 0.062281 | 0.065523 | 0.063227 | 0.067195 | 0.067439 | 0.067883 | 0.071851 | 0.075394 | 0.10484 | 0.12366 | 0.14981 | 0.13957 | 0.15914 | 0.21379 | 0.1981 | 0.18932 | 0.18771
VIC1 | Gas - Steam | 651.9271 | 824.0479 | 768.7151 | 238.6955 | 0.034838 | 83.7371 | 23.3373 | 0.023867 | 0.03314 | 58.1238 | 246.7997 | 59.4589 | 61.9732 | 23.0884 | 224.0626 | 388.3825 | 5277.853 | 10518.769 | 0 | 0 | 0 | 0 | 0 | 0 | 0
VIC1 | OCGT / Diesel | 230.6191 | 686.6104 | 480.1196 | 254.2999 | 0.20902 | 0.84716 | 0.20657 | 0.18816 | 0.20419 | 5.8756 | 146.5344 | 0.21831 | 0.18737 | 0.18946 | 61.7857 | 125.2572 | 1887.1104 | 2187.9093 | 5081.9371 | 10427.9342 | 15205.8794 | 15954.7437 | 20569.355 | 17657.1973 | 22187.2888
VIC1 | Hydro | 0 | 0 | 0 | 0 | 0 | 0 | 0 | 0 | 0 | 0 | 0 | 0 | 0 | 0 | 0 | 0 | 0 | 0 | 0 | 0 | 0 | 0 | 0 | 0 | 0
VIC1 | Wind | 0 | 0 | 0 | 0 | 0 | 0 | 0 | 0 | 0 | 0 | 0 | 0 | 0 | 0 | 0 | 0 | 0 | 0 | 0 | 0 | 0 | 0 | 0 | 0 | 0
VIC1 | Solar PV | 0 | 0 | 0 | 0 | 0 | 0 | 0 | 0 | 0 | 0 | 0 | 0 | 0 | 0 | 0 | 0 | 0 | 0 | 0 | 0 | 0 | 0 | 0 | 0 | 0
VIC1 | LS Battery | 0 | 0 | 0 | 0 | 0 | 0 | 0 | 0 | 0 | 0 | 0 | 0 | 0 | 0 | 0 | 0 | 0 | 0 | 0 | 0 | 0 | 0 | 0 | 0 | 0
VIC1 | Pumped Hydro | 0 | 0 | 0 | 0 | 0 | 0 | 0 | 0 | 0 | 0 | 0 | 0 | 0 | 0 | 0 | 0 | 0 | 0 | 0 | 0 | 0 | 0 | 0 | 0 | 0
VIC1 | VPP | 0 | 0 | 0 | 0 | 0 | 0 | 0 | 0 | 0 | 0 | 0 | 0 | 0 | 0 | 0 | 0 | 0 | 0 | 0 | 0 | 0 | 0 | 0 | 0 | 0
Total excluding storage |  | 221592.4262 | 180408.5318 | 196829.1306 | 189801.3962 | 169708.4507 | 155708.2713 | 138913.0143 | 125957.133 | 108703.5436 | 107510.555 | 90595.4923 | 96833.1434 | 93048.883 | 83355.5743 | 79646.4691 | 69318.9286 | 63057.4812 | 65892.5895 | 57911.2534 | 59064.2003 | 64332.3461 | 62239.47 | 65210.8901 | 58231.2441 | 62200.799
Region | Technology | 2021-22 | 2022-23 | 2023-24 | 2024-25 | 2025-26 | 2026-27 | 2027-28 | 2028-29 | 2029-30 | 2030-31 | 2031-32 | 2032-33 | 2033-34 | 2034-35 | 2035-36 | 2036-37 | 2037-38 | 2038-39 | 2039-40 | 2040-41 | 2041-42 | 2042-43 | 2043-44 | 2044-45 | 2045-46
SA1 | Black Coal | 0 | 0 | 0 | 0 | 0 | 0 | 0 | 0 | 0 | 0 | 0 | 0 | 0 | 0 | 0 | 0 | 0 | 0 | 0 | 0 | 0 | 0 | 0 | 0 | 0
SA1 | Brown Coal | 0 | 0 | 0 | 0 | 0 | 0 | 0 | 0 | 0 | 0 | 0 | 0 | 0 | 0 | 0 | 0 | 0 | 0 | 0 | 0 | 0 | 0 | 0 | 0 | 0
SA1 | CCGT | 69214.232 | 56797.6901 | 32260.5006 | 19895.1938 | 18674.0936 | 17654.766 | 16644.6232 | 15849.7773 | 14931.8956 | 14060.3339 | 13238.1536 | 12507.1229 | 11873.4741 | 11153.3053 | 10475.0014 | 9926.9898 | 0.25859 | 0.26224 | 0.24964 | 0.3514 | 0.42046 | 0.40685 | 1.2178 | 1.0369 | 1.0449
SA1 | Gas - Steam | 50589.8572 | 47533.156 | 46562.544 | 4969.424 | 4634.5685 | 4381.8195 | 4145.5972 | 3982.0375 | 3722.6 | 3492.6918 | 3314.0715 | 3106.6385 | 2966.7595 | 2753.12 | 0 | 0 | 0 | 0 | 0 | 0 | 0 | 0 | 0 | 0 | 0
SA1 | OCGT / Diesel | 3148.3651 | 2133.2403 | 5235.9697 | 297.8958 | 20.2698 | 104.9506 | 26.8141 | 0.33582 | 7.9427 | 31.909 | 109.7647 | 46.2188 | 38.7037 | 30.0555 | 942.0373 | 1288.584 | 14660.6472 | 24546.68 | 23328.3933 | 28278.4914 | 27961.4809 | 29231.9848 | 27748.5901 | 4556.025 | 3622.4903
SA1 | Hydro | 0 | 0 | 0 | 0 | 0 | 0 | 0 | 0 | 0 | 0 | 0 | 0 | 0 | 0 | 0 | 0 | 0 | 0 | 0 | 0 | 0 | 0 | 0 | 0 | 0
SA1 | Wind | 0 | 0 | 0 | 0 | 0 | 0 | 0 | 0 | 0 | 0 | 0 | 0 | 0 | 0 | 0 | 0 | 0 | 0 | 0 | 0 | 0 | 0 | 0 | 0 | 0
SA1 | Solar PV | 0 | 0 | 0 | 0 | 0 | 0 | 0 | 0 | 0 | 0 | 0 | 0 | 0 | 0 | 0 | 0 | 0 | 0 | 0 | 0 | 0 | 0 | 0 | 0 | 0
SA1 | LS Battery | 0 | 0 | 0 | 0 | 0 | 0 | 0 | 0 | 0 | 0 | 0 | 0 | 0 | 0 | 0 | 0 | 0 | 0 | 0 | 0 | 0 | 0 | 0 | 0 | 0
SA1 | Pumped Hydro | 0 | 0 | 0 | 0 | 0 | 0 | 0 | 0 | 0 | 0 | 0 | 0 | 0 | 0 | 0 | 0 | 0 | 0 | 0 | 0 | 0 | 0 | 0 | 0 | 0
SA1 | VPP | 0 | 0 | 0 | 0 | 0 | 0 | 0 | 0 | 0 | 0 | 0 | 0 | 0 | 0 | 0 | 0 | 0 | 0 | 0 | 0 | 0 | 0 | 0 | 0 | 0
Total excluding storage |  | 122952.4543 | 106464.0864 | 84059.0143 | 25162.5136 | 23328.932 | 22141.536 | 20817.0345 | 19832.1506 | 18662.4383 | 17584.9348 | 16661.9898 | 15659.9803 | 14878.9373 | 13936.4808 | 11417.0387 | 11215.5739 | 14660.9058 | 24546.9422 | 23328.643 | 28278.8428 | 27961.9014 | 29232.3917 | 27749.8079 | 4557.0619 | 3623.5352
Region | Technology | 2021-22 | 2022-23 | 2023-24 | 2024-25 | 2025-26 | 2026-27 | 2027-28 | 2028-29 | 2029-30 | 2030-31 | 2031-32 | 2032-33 | 2033-34 | 2034-35 | 2035-36 | 2036-37 | 2037-38 | 2038-39 | 2039-40 | 2040-41 | 2041-42 | 2042-43 | 2043-44 | 2044-45 | 2045-46
TAS1 | Black Coal | 0 | 0 | 0 | 0 | 0 | 0 | 0 | 0 | 0 | 0 | 0 | 0 | 0 | 0 | 0 | 0 | 0 | 0 | 0 | 0 | 0 | 0 | 0 | 0 | 0
TAS1 | Brown Coal | 0 | 0 | 0 | 0 | 0 | 0 | 0 | 0 | 0 | 0 | 0 | 0 | 0 | 0 | 0 | 0 | 0 | 0 | 0 | 0 | 0 | 0 | 0 | 0 | 0
TAS1 | CCGT | 0 | 0.054445 | 0.068763 | 0.064648 | 0.060067 | 0.059106 | 0.058486 | 0.05486 | 0.059215 | 0.062687 | 0.057395 | 0.06141 | 0.061352 | 0.059236 | 0.05986 | 0.05994 | 0.059774 | 0.081027 | 0.085109 | 0.068861 | 0.093244 | 0.090078 | 0.074925 | 0.074949 | 0.08182
TAS1 | Gas - Steam | 0 | 0 | 0 | 0 | 0 | 0 | 0 | 0 | 0 | 0 | 0 | 0 | 0 | 0 | 0 | 0 | 0 | 0 | 0 | 0 | 0 | 0 | 0 | 0 | 0
TAS1 | OCGT / Diesel | 0.089209 | 0.073514 | 0.089856 | 0.084794 | 0.077427 | 0.077576 | 0.077549 | 0.07262 | 0.077672 | 0.08456 | 0.072855 | 0.080636 | 0.079804 | 0.076822 | 0.078953 | 0.078642 | 0.078236 | 0.096658 | 0.12333 | 0.048026 | 0.075895 | 0.078407 | 0.050863 | 0.058103 | 0.064371
TAS1 | Hydro | 0 | 0 | 0 | 0 | 0 | 0 | 0 | 0 | 0 | 0 | 0 | 0 | 0 | 0 | 0 | 0 | 0 | 0 | 0 | 0 | 0 | 0 | 0 | 0 | 0
TAS1 | Wind | 0 | 0 | 0 | 0 | 0 | 0 | 0 | 0 | 0 | 0 | 0 | 0 | 0 | 0 | 0 | 0 | 0 | 0 | 0 | 0 | 0 | 0 | 0 | 0 | 0
TAS1 | Solar PV | 0 | 0 | 0 | 0 | 0 | 0 | 0 | 0 | 0 | 0 | 0 | 0 | 0 | 0 | 0 | 0 | 0 | 0 | 0 | 0 | 0 | 0 | 0 | 0 | 0
TAS1 | LS Battery | 0 | 0 | 0 | 0 | 0 | 0 | 0 | 0 | 0 | 0 | 0 | 0 | 0 | 0 | 0 | 0 | 0 | 0 | 0 | 0 | 0 | 0 | 0 | 0 | 0
TAS1 | Pumped Hydro | 0 | 0 | 0 | 0 | 0 | 0 | 0 | 0 | 0 | 0 | 0 | 0 | 0 | 0 | 0 | 0 | 0 | 0 | 0 | 0 | 0 | 0 | 0 | 0 | 0
TAS1 | VPP | 0 | 0 | 0 | 0 | 0 | 0 | 0 | 0 | 0 | 0 | 0 | 0 | 0 | 0 | 0 | 0 | 0 | 0 | 0 | 0 | 0 | 0 | 0 | 0 | 0
Total excluding storage |  | 0.089209 | 0.12796 | 0.15862 | 0.14944 | 0.13749 | 0.13668 | 0.13603 | 0.12748 | 0.13689 | 0.14725 | 0.13025 | 0.14205 | 0.14116 | 0.13606 | 0.13881 | 0.13858 | 0.13801 | 0.17769 | 0.20844 | 0.11689 | 0.16914 | 0.16849 | 0.12579 | 0.13305 | 0.14619

## BaseCase_Build Cost
New generation build cost (CAPEX) by technology ($000s) - Base Case, Slow Change Scenario
CAPEX (Install) | Real June 2019 dollars discounted to June 2020. The total capital costs are annualised for modelling purposes.
Explicitly modelled generation
Region | Technology | 2021-22 | 2022-23 | 2023-24 | 2024-25 | 2025-26 | 2026-27 | 2027-28 | 2028-29 | 2029-30 | 2030-31 | 2031-32 | 2032-33 | 2033-34 | 2034-35 | 2035-36 | 2036-37 | 2037-38 | 2038-39 | 2039-40 | 2040-41 | 2041-42 | 2042-43 | 2043-44 | 2044-45 | 2045-46
NEM | Black Coal | 0 | 0 | 0 | 0 | 0 | 0 | 0 | 0 | 0 | 0 | 0 | 0 | 0 | 0 | 0 | 0 | 0 | 0 | 0 | 0 | 0 | 0 | 0 | 0 | 0
NEM | Brown Coal | 0 | 0 | 0 | 0 | 0 | 0 | 0 | 0 | 0 | 0 | 0 | 0 | 0 | 0 | 0 | 0 | 0 | 0 | 0 | 0 | 0 | 0 | 0 | 0 | 0
NEM | CCGT | 0 | 1.9133 | 0.81537 | 0.044115 | 0.019979 | 0.040007 | 0.036658 | 0.038561 | 0.11409 | 0.1033 | 0.032455 | 0.117 | 0.071784 | 0.063937 | 0.42617 | 0.20281 | 2.0839 | 0.1229 | 0.092248 | 0.58666 | 0.23032 | 41111.7249 | 0.977 | 0.0095962 | 0.0043615
NEM | Gas - Steam | 0 | 0 | 0 | 0 | 0 | 0 | 0 | 0 | 0 | 0 | 0 | 0 | 0 | 0 | 0 | 0 | 0 | 0 | 0 | 0 | 0 | 0 | 0 | 0 | 0
NEM | OCGT / Diesel | 3.5841 | 0.070608 | 4.2771 | 0.070392 | 0.073763 | 0.08689 | 0.08549 | 0.080015 | 0.089828 | 0.099819 | 0.084762 | 0.095092 | 0.084519 | 0.081778 | 0.67135 | 0.26963 | 3404.4422 | 0.023349 | 0.074361 | 0.11156 | 0.031721 | 40687.2539 | 21278.8912 | 12220.8251 | 0.0028511
NEM | Hydro | 0 | 0 | 0 | 0 | 0 | 0 | 0 | 0 | 0 | 0 | 0 | 0 | 0 | 0 | 0 | 0 | 0 | 0 | 0 | 0 | 0 | 0 | 0 | 0 | 0
NEM | Wind | 0 | 35.1198 | 6.1295 | 70.012 | 463175.261 | 159839.7649 | 4.2167 | 1071779.4653 | 1.1484 | 1.4584 | 0.6425 | 1.2481 | 0.26879 | 3.4665 | 12.308 | 9.2675 | 415099.3586 | 74528.2811 | 60357.9843 | 305254.5183 | 458163.6044 | 276311.5693 | 11375.9587 | 81620.7247 | 45764.1008
NEM | Solar PV | 12.5942 | 0.14331 | 64497.1041 | 406551.3791 | 0.97484 | 124416.9043 | 185327.2396 | 301181.9276 | 0.0030435 | 0.0014002 | 1.1711 | 0.98417 | 0.65691 | 0.31274 | 517250.5579 | 60728.7163 | 854278.9254 | 0.9091 | 0.20077 | 95573.7054 | 66766.4145 | 143168.3489 | 10853.1712 | 0.014227 | 3488.9626
NEM | LS Battery | 14.1034 | 0.035529 | 1.5355 | 0 | 0.0080939 | 2.6749 | 2.5411 | 4.5288 | 0.0010657 | 12.7147 | 1.0894 | 2.0081 | 0.92468 | 0.55259 | 634353.3294 | 0.0005564 | 879105.0278 | 0.00036807 | 24844.96 | 96544.0707 | 220210.3459 | 71797.1406 | 113195.6671 | 0.11583 | 0.016871
NEM | Pumped Hydro | 0 | 0 | 0 | 19.149 | 0.9959 | 0.7107 | 0.62318 | 1.7291 | 0.52124 | 0.43375 | 0.54104 | 0.46308 | 0.41129 | 0.46986 | 3.109 | 1.5676 | 27.8703 | 0.1086 | 0.16377 | 4.2474 | 0.1789 | 91376.1622 | 5.597 | 1.8525 | 0.013025
NEM | VPP | 0 | 0 | 0 | 0 | 0 | 0 | 0 | 0 | 0 | 0 | 0 | 0 | 0 | 0 | 0 | 0 | 0 | 0 | 0 | 0 | 0 | 0 | 0 | 0 | 0
Total excluding storage |  | 16.1783 | 37.247 | 64508.326 | 406621.5056 | 463176.3296 | 284256.7961 | 185331.5785 | 1372961.5115 | 1.3553 | 1.6629 | 1.9308 | 2.4444 | 1.082 | 3.9249 | 517263.9634 | 60738.4562 | 1272784.8101 | 74529.3364 | 60358.3517 | 400828.9219 | 524930.281 | 501278.897 | 43508.9982 | 93841.5736 | 49253.0706
Region | Technology | 2021-22 | 2022-23 | 2023-24 | 2024-25 | 2025-26 | 2026-27 | 2027-28 | 2028-29 | 2029-30 | 2030-31 | 2031-32 | 2032-33 | 2033-34 | 2034-35 | 2035-36 | 2036-37 | 2037-38 | 2038-39 | 2039-40 | 2040-41 | 2041-42 | 2042-43 | 2043-44 | 2044-45 | 2045-46
NSW1 | Black Coal | 0 | 0 | 0 | 0 | 0 | 0 | 0 | 0 | 0 | 0 | 0 | 0 | 0 | 0 | 0 | 0 | 0 | 0 | 0 | 0 | 0 | 0 | 0 | 0 | 0
NSW1 | Brown Coal | 0 | 0 | 0 | 0 | 0 | 0 | 0 | 0 | 0 | 0 | 0 | 0 | 0 | 0 | 0 | 0 | 0 | 0 | 0 | 0 | 0 | 0 | 0 | 0 | 0
NSW1 | CCGT | 0 | 0.42682 | 0.48176 | 0.0015064 | 0 | 0.0011957 | 0.00022799 | 0.00025481 | 0 | 0.0010265 | 0.00026283 | 0.0011466 | 0.00022434 | 0.00057629 | 0.1772 | 0.00040037 | 1.4204 | 0.0015509 | 0.00010316 | 0.2203 | 0.0050563 | 41111.3597 | 0.016205 | 5.1186e-05 | 0.00012262
NSW1 | Gas - Steam | 0 | 0 | 0 | 0 | 0 | 0 | 0 | 0 | 0 | 0 | 0 | 0 | 0 | 0 | 0 | 0 | 0 | 0 | 0 | 0 | 0 | 0 | 0 | 0 | 0
NSW1 | OCGT / Diesel | 1.9019 | 0.0059234 | 4.0421 | 0.0030115 | 0.010978 | 0.020785 | 0.020806 | 0.020289 | 0.017554 | 0.020473 | 0.018223 | 0.019744 | 0.017567 | 0.017745 | 0.019216 | 0.015835 | 3404.1973 | 0.0025362 | 0.002222 | 0.0028079 | 0.0035926 | 32780.8125 | 19455.9044 | 0.10736 | 0.00035587
NSW1 | Hydro | 0 | 0 | 0 | 0 | 0 | 0 | 0 | 0 | 0 | 0 | 0 | 0 | 0 | 0 | 0 | 0 | 0 | 0 | 0 | 0 | 0 | 0 | 0 | 0 | 0
NSW1 | Wind | 0 | 6.7892 | 1.7331 | 0.86387 | 0.53598 | 0.32315 | 0.14364 | 0.16348 | 0.16559 | 0.33356 | 0.15036 | 0.34688 | 0.052784 | 1.0301 | 8.2277 | 0.49637 | 152444.7522 | 2.0241 | 0.59989 | 206053.1308 | 243756.08 | 51463.0059 | 1200.5011 | 25333.0377 | 4821.5316
NSW1 | Solar PV | 4.8905 | 0.011932 | 64496.04 | 0.263 | 0.23532 | 0.023342 | 0.0030374 | 0.00069245 | 0.00055733 | 0.00022759 | 0.1941 | 0.21252 | 0.10908 | 0.065699 | 517244.2702 | 0.13988 | 708064.4511 | 0.63001 | 0.056974 | 95573.1815 | 41625.8888 | 69265.2243 | 0.022684 | 0.0077676 | 3488.9385
NSW1 | LS Battery | 8.5872 | 0.0034436 | 1.5355 | 0 | 0.002298 | 1.1708 | 1.0621 | 0.5026 | 0.00053932 | 7.4865 | 0.70084 | 1.0616 | 0.40501 | 0.15854 | 391940.9385 | 0.00020869 | 506023.9982 | 0.00018108 | 0.043663 | 21006.2171 | 92205.9829 | 28378.7312 | 33824.0371 | 0.052075 | 0.0047715
NSW1 | Pumped Hydro | 0 | 0 | 0 | 11.4491 | 0.30403 | 0.20866 | 0.19177 | 0.16717 | 0.26759 | 0.1894 | 0.1947 | 0.20146 | 0.17366 | 0.17474 | 1.8492 | 0.2025 | 19.1073 | 0.034867 | 0.042892 | 0.21107 | 0.072751 | 0.050841 | 2.4203 | 1.7336 | 0.0023412
NSW1 | VPP | 0 | 0 | 0 | 0 | 0 | 0 | 0 | 0 | 0 | 0 | 0 | 0 | 0 | 0 | 0 | 0 | 0 | 0 | 0 | 0 | 0 | 0 | 0 | 0 | 0
Total excluding storage |  | 6.7924 | 7.2339 | 64502.2969 | 1.1314 | 0.78228 | 0.36848 | 0.16771 | 0.18472 | 0.1837 | 0.35528 | 0.36295 | 0.58028 | 0.17965 | 1.1142 | 517252.6944 | 0.65248 | 863914.821 | 2.6582 | 0.65919 | 301626.5354 | 285381.9774 | 194620.4024 | 20656.4444 | 25333.1529 | 8310.4706
Region | Technology | 2021-22 | 2022-23 | 2023-24 | 2024-25 | 2025-26 | 2026-27 | 2027-28 | 2028-29 | 2029-30 | 2030-31 | 2031-32 | 2032-33 | 2033-34 | 2034-35 | 2035-36 | 2036-37 | 2037-38 | 2038-39 | 2039-40 | 2040-41 | 2041-42 | 2042-43 | 2043-44 | 2044-45 | 2045-46
QLD1 | Black Coal | 0 | 0 | 0 | 0 | 0 | 0 | 0 | 0 | 0 | 0 | 0 | 0 | 0 | 0 | 0 | 0 | 0 | 0 | 0 | 0 | 0 | 0 | 0 | 0 | 0
QLD1 | Brown Coal | 0 | 0 | 0 | 0 | 0 | 0 | 0 | 0 | 0 | 0 | 0 | 0 | 0 | 0 | 0 | 0 | 0 | 0 | 0 | 0 | 0 | 0 | 0 | 0 | 0
QLD1 | CCGT | 0 | 0.44155 | 0.025684 | 0.023136 | 0.01735 | 0.024407 | 0.019488 | 0.025194 | 0.0019126 | 0.017789 | 0.017147 | 0.019866 | 0.020604 | 0.017258 | 0.050647 | 0.069538 | 0.14398 | 0.00055064 | 0.0015044 | 0.11826 | 0.0010921 | 0.27247 | 3.5411e-05 | 7.4398e-05 | 0.00020584
QLD1 | Gas - Steam | 0 | 0 | 0 | 0 | 0 | 0 | 0 | 0 | 0 | 0 | 0 | 0 | 0 | 0 | 0 | 0 | 0 | 0 | 0 | 0 | 0 | 0 | 0 | 0 | 0
QLD1 | OCGT / Diesel | 0.42419 | 0.019915 | 0.023218 | 0.022617 | 0.021531 | 0.021767 | 0.020785 | 0.02102 | 0.017244 | 0.01897 | 0.018107 | 0.017738 | 0.017016 | 0.016276 | 0.059264 | 0.10143 | 0.17259 | 0.0017076 | 0.0021279 | 0.10352 | 0.011065 | 7906.385 | 0.00027028 | 0.00021781 | 0.00024618
QLD1 | Hydro | 0 | 0 | 0 | 0 | 0 | 0 | 0 | 0 | 0 | 0 | 0 | 0 | 0 | 0 | 0 | 0 | 0 | 0 | 0 | 0 | 0 | 0 | 0 | 0 | 0
QLD1 | Wind | 0 | 10.0079 | 0.41409 | 0.20863 | 0.65435 | 0.67298 | 0.61187 | 0.31089 | 0.06107 | 0.29955 | 0.21607 | 0.18784 | 0.073601 | 1.1737 | 1.3169 | 5.3231 | 262610.6613 | 3.7335 | 0.13163 | 87170.6985 | 205413.092 | 197730.5288 | 0.052058 | 0.033464 | 30842.5123
QLD1 | Solar PV | 3.333 | 0.11156 | 0.16037 | 0.16318 | 0.047367 | 0.025359 | 0.0041097 | 0.0013682 | 0.00079406 | 0.00050786 | 0.4853 | 0.2905 | 0.26157 | 0.097795 | 0.24213 | 0.35714 | 0.40418 | 0.071119 | 0.10372 | 0.51493 | 0.32213 | 73903.037 | 0.00092512 | 0.00091557 | 0.0013433
QLD1 | LS Battery | 1.3118 | 0.0031874 | 0 | 0 | 0.00074238 | 0.3652 | 0.3341 | 0.14676 | 0.0002344 | 1.6916 | 0.053585 | 0.34205 | 0.23218 | 0.06181 | 3.9964 | 0.00017641 | 108129.977 | 4.5859e-05 | 0.0062449 | 34932.837 | 128004.2536 | 43418.3749 | 0.00069103 | 0.0024787 | 0.0018559
QLD1 | Pumped Hydro | 0 | 0 | 0 | 1.8808 | 0.13349 | 0.11272 | 0.099507 | 0.090382 | 0.14691 | 0.09196 | 0.085955 | 0.12013 | 0.081096 | 0.090143 | 0.37925 | 0.5185 | 2.3688 | 0.020077 | 0.018233 | 3.6724 | 0.057848 | 91376.0689 | 0.0016564 | 0.0019866 | 0.00094895
QLD1 | VPP | 0 | 0 | 0 | 0 | 0 | 0 | 0 | 0 | 0 | 0 | 0 | 0 | 0 | 0 | 0 | 0 | 0 | 0 | 0 | 0 | 0 | 0 | 0 | 0 | 0
Total excluding storage |  | 3.7572 | 10.5809 | 0.62336 | 0.41756 | 0.7406 | 0.74451 | 0.65625 | 0.35847 | 0.08102 | 0.33682 | 0.73662 | 0.51594 | 0.37279 | 1.305 | 1.669 | 5.8512 | 262611.382 | 3.8069 | 0.23898 | 87171.4352 | 205413.4263 | 279540.2233 | 0.053289 | 0.034672 | 30842.5141
Region | Technology | 2021-22 | 2022-23 | 2023-24 | 2024-25 | 2025-26 | 2026-27 | 2027-28 | 2028-29 | 2029-30 | 2030-31 | 2031-32 | 2032-33 | 2033-34 | 2034-35 | 2035-36 | 2036-37 | 2037-38 | 2038-39 | 2039-40 | 2040-41 | 2041-42 | 2042-43 | 2043-44 | 2044-45 | 2045-46
VIC1 | Black Coal | 0 | 0 | 0 | 0 | 0 | 0 | 0 | 0 | 0 | 0 | 0 | 0 | 0 | 0 | 0 | 0 | 0 | 0 | 0 | 0 | 0 | 0 | 0 | 0 | 0
VIC1 | Brown Coal | 0 | 0 | 0 | 0 | 0 | 0 | 0 | 0 | 0 | 0 | 0 | 0 | 0 | 0 | 0 | 0 | 0 | 0 | 0 | 0 | 0 | 0 | 0 | 0 | 0
VIC1 | CCGT | 0 | 0.36262 | 0.070104 | 0.01568 | 0.0012317 | 0.0022277 | 0.0012796 | 0.00031001 | 0.060497 | 0.031398 | 0.0069975 | 0.032294 | 0.01689 | 0.016642 | 0.027101 | 0.025725 | 0.10099 | 0.058906 | 0.08139 | 0.00037947 | 0.043052 | 0.092076 | 0.001116 | 0.0082781 | 0.00017171
VIC1 | Gas - Steam | 0 | 0 | 0 | 0 | 0 | 0 | 0 | 0 | 0 | 0 | 0 | 0 | 0 | 0 | 0 | 0 | 0 | 0 | 0 | 0 | 0 | 0 | 0 | 0 | 0
VIC1 | OCGT / Diesel | 0.41784 | 0.01767 | 0.027412 | 0.022168 | 0.020521 | 0.020872 | 0.020522 | 0.017113 | 0.021905 | 0.020186 | 0.017301 | 0.018891 | 0.016645 | 0.01601 | 0.016594 | 0.015588 | 0.050792 | 0.0018504 | 0.053493 | 0.0014381 | 0.0016461 | 0.048892 | 0.00079138 | 0.023832 | 9.0619e-05
VIC1 | Hydro | 0 | 0 | 0 | 0 | 0 | 0 | 0 | 0 | 0 | 0 | 0 | 0 | 0 | 0 | 0 | 0 | 0 | 0 | 0 | 0 | 0 | 0 | 0 | 0 | 0
VIC1 | Wind | 0 | 5.8345 | 0.74326 | 68.679 | 463173.9647 | 159838.1088 | 3.0201 | 1071778.7194 | 0.0021606 | 0.00094183 | 0.0029209 | 0.0018227 | 0.0016461 | 0.0059937 | 0.008205 | 0.010353 | 0.074742 | 0.085567 | 0.10815 | 0.020852 | 0.012275 | 0.072331 | 0.0274 | 0.019879 | 7678.4847
VIC1 | Solar PV | 0.91671 | 0.0032476 | 0.15785 | 406550.9291 | 0.68406 | 124416.8456 | 185327.2258 | 301181.924 | 0 | 0 | 0.00067255 | 0.0012023 | 0.00094001 | 0.00064435 | 0.00063552 | 0.0014233 | 0.0025101 | 0.0021613 | 0.0012088 | 0.00061602 | 0.0033557 | 0.0024928 | 0.00079417 | 0.0015888 | 0.0012075
VIC1 | LS Battery | 1.3632 | 0.0056626 | 0 | 0 | 0.003177 | 0.42974 | 0.41226 | 3.5462 | 0 | 0.099323 | 0.0040616 | 0.0059569 | 0.0004568 | 0.00017965 | 0.00011464 | 6.6808e-05 | 154225.7026 | 3.8007e-05 | 24844.9096 | 26922.2978 | 0.014893 | 0.0039829 | 6452.6232 | 0.0233 | 0.0012156
VIC1 | Pumped Hydro | 0 | 0 | 0 | 2.0022 | 0.22834 | 0.16417 | 0.1212 | 1.1837 | 0.00019358 | 0 | 0.00043117 | 0.0017502 | 0.004705 | 0.011335 | 0.048581 | 0.137 | 6.0088 | 0.013001 | 0.014989 | 0.066243 | 0.019963 | 0.013802 | 2.9787 | 0.042521 | 0.0009078
VIC1 | VPP | 0 | 0 | 0 | 0 | 0 | 0 | 0 | 0 | 0 | 0 | 0 | 0 | 0 | 0 | 0 | 0 | 0 | 0 | 0 | 0 | 0 | 0 | 0 | 0 | 0
Total excluding storage |  | 1.3346 | 6.218 | 0.99863 | 406619.646 | 463174.6705 | 284254.9774 | 185330.2677 | 1372960.6609 | 0.084562 | 0.052526 | 0.027892 | 0.054211 | 0.036121 | 0.03929 | 0.052535 | 0.05309 | 0.22904 | 0.14848 | 0.24424 | 0.023285 | 0.060329 | 0.21579 | 0.030101 | 0.053577 | 7678.4862
Region | Technology | 2021-22 | 2022-23 | 2023-24 | 2024-25 | 2025-26 | 2026-27 | 2027-28 | 2028-29 | 2029-30 | 2030-31 | 2031-32 | 2032-33 | 2033-34 | 2034-35 | 2035-36 | 2036-37 | 2037-38 | 2038-39 | 2039-40 | 2040-41 | 2041-42 | 2042-43 | 2043-44 | 2044-45 | 2045-46
SA1 | Black Coal | 0 | 0 | 0 | 0 | 0 | 0 | 0 | 0 | 0 | 0 | 0 | 0 | 0 | 0 | 0 | 0 | 0 | 0 | 0 | 0 | 0 | 0 | 0 | 0 | 0
SA1 | Brown Coal | 0 | 0 | 0 | 0 | 0 | 0 | 0 | 0 | 0 | 0 | 0 | 0 | 0 | 0 | 0 | 0 | 0 | 0 | 0 | 0 | 0 | 0 | 0 | 0 | 0
SA1 | CCGT | 0 | 0.37879 | 0.15333 | 0.001766 | 0.00096144 | 0.0017142 | 0.0039553 | 0.010899 | 0.020052 | 0.028168 | 0.0078092 | 0.038305 | 0.021312 | 0.023737 | 0.15868 | 0.095869 | 0.40913 | 0.0025733 | 0.0026136 | 0.24768 | 0.14763 | 0.00045767 | 0.9596 | 0.00091991 | 3.7912e-05
SA1 | Gas - Steam | 0 | 0 | 0 | 0 | 0 | 0 | 0 | 0 | 0 | 0 | 0 | 0 | 0 | 0 | 0 | 0 | 0 | 0 | 0 | 0 | 0 | 0 | 0 | 0 | 0
SA1 | OCGT / Diesel | 0.42645 | 0.013431 | 0.15565 | 0.0023416 | 0.0023684 | 0.0024892 | 0.0031677 | 0.0039067 | 0.012146 | 0.019376 | 0.017331 | 0.019572 | 0.017084 | 0.017201 | 0.5617 | 0.12324 | 0.0089899 | 0.001247 | 0.0019742 | 0.0013394 | 0.0022982 | 0.0005125 | 1822.9841 | 12220.6898 | 8.3493e-05
SA1 | Hydro | 0 | 0 | 0 | 0 | 0 | 0 | 0 | 0 | 0 | 0 | 0 | 0 | 0 | 0 | 0 | 0 | 0 | 0 | 0 | 0 | 0 | 0 | 0 | 0 | 0
SA1 | Wind | 0 | 9.2557 | 2.149 | 0.23191 | 0.094317 | 0.61012 | 0.3621 | 0.24574 | 0.63279 | 0.58251 | 0.26489 | 0.50173 | 0.11037 | 0.98198 | 2.6322 | 3.2555 | 43.8189 | 74520.893 | 60357.1182 | 12030.6651 | 8993.0036 | 27117.9549 | 10175.3755 | 56287.6263 | 0.052263
SA1 | Solar PV | 3.0963 | 0.016192 | 0.68116 | 0.020046 | 0.0067788 | 0.0064769 | 0.0055656 | 0.0012382 | 0.0012763 | 0.00054368 | 0.44941 | 0.42088 | 0.25854 | 0.14587 | 6.0273 | 60728.1988 | 146214.0468 | 0.039742 | 0.03484 | 0.0082883 | 25139.974 | 0.084732 | 10853.1468 | 0.0034552 | 0.0063299
SA1 | LS Battery | 1.514 | 0.010362 | 0 | 0 | 0.00053459 | 0.32943 | 0.3938 | 0.17078 | 0.00017734 | 2.21 | 0.24614 | 0.59794 | 0.2868 | 0.33197 | 242408.3944 | 0.00010449 | 110725.3499 | 4.0015e-05 | 0.00032424 | 13682.69 | 0.016354 | 0.0046285 | 72918.964 | 0.033973 | 0.0012925
SA1 | Pumped Hydro | 0 | 0 | 0 | 2.0147 | 0.1448 | 0.1368 | 0.10913 | 0.1318 | 0.075144 | 0.092901 | 0.10922 | 0.11066 | 0.081926 | 0.095569 | 0.76901 | 0.64569 | 0.32335 | 0.014321 | 0.012307 | 0.22173 | 0.02154 | 0.0060336 | 0.16365 | 0.069284 | 0.0015649
SA1 | VPP | 0 | 0 | 0 | 0 | 0 | 0 | 0 | 0 | 0 | 0 | 0 | 0 | 0 | 0 | 0 | 0 | 0 | 0 | 0 | 0 | 0 | 0 | 0 | 0 | 0
Total excluding storage |  | 3.5227 | 9.6642 | 3.1391 | 0.25607 | 0.10443 | 0.6208 | 0.37479 | 0.26178 | 0.66627 | 0.6306 | 0.73943 | 0.98049 | 0.40731 | 1.1688 | 9.3799 | 60731.6734 | 146258.2838 | 74520.9365 | 60357.1577 | 12030.9224 | 34133.1275 | 27118.0406 | 22852.4659 | 68508.3204 | 0.058715
Region | Technology | 2021-22 | 2022-23 | 2023-24 | 2024-25 | 2025-26 | 2026-27 | 2027-28 | 2028-29 | 2029-30 | 2030-31 | 2031-32 | 2032-33 | 2033-34 | 2034-35 | 2035-36 | 2036-37 | 2037-38 | 2038-39 | 2039-40 | 2040-41 | 2041-42 | 2042-43 | 2043-44 | 2044-45 | 2045-46
TAS1 | Black Coal | 0 | 0 | 0 | 0 | 0 | 0 | 0 | 0 | 0 | 0 | 0 | 0 | 0 | 0 | 0 | 0 | 0 | 0 | 0 | 0 | 0 | 0 | 0 | 0 | 0
TAS1 | Brown Coal | 0 | 0 | 0 | 0 | 0 | 0 | 0 | 0 | 0 | 0 | 0 | 0 | 0 | 0 | 0 | 0 | 0 | 0 | 0 | 0 | 0 | 0 | 0 | 0 | 0
TAS1 | CCGT | 0 | 0.3035 | 0.084499 | 0.0020268 | 0.00043516 | 0.010463 | 0.011707 | 0.0019041 | 0.03163 | 0.024923 | 0.00023895 | 0.025386 | 0.012754 | 0.0057238 | 0.012548 | 0.011275 | 0.0093592 | 0.059319 | 0.0066368 | 3.9975e-05 | 0.033488 | 0.00020768 | 5.118e-05 | 0.00027262 | 0.0038235
TAS1 | Gas - Steam | 0 | 0 | 0 | 0 | 0 | 0 | 0 | 0 | 0 | 0 | 0 | 0 | 0 | 0 | 0 | 0 | 0 | 0 | 0 | 0 | 0 | 0 | 0 | 0 | 0
TAS1 | OCGT / Diesel | 0.41375 | 0.013669 | 0.028723 | 0.020255 | 0.018364 | 0.020976 | 0.020209 | 0.017686 | 0.02098 | 0.020814 | 0.0138 | 0.019145 | 0.016207 | 0.014545 | 0.014577 | 0.013537 | 0.01252 | 0.016007 | 0.014544 | 0.0024578 | 0.013118 | 0.0070137 | 0.0017059 | 0.0039164 | 0.0020749
TAS1 | Hydro | 0 | 0 | 0 | 0 | 0 | 0 | 0 | 0 | 0 | 0 | 0 | 0 | 0 | 0 | 0 | 0 | 0 | 0 | 0 | 0 | 0 | 0 | 0 | 0 | 0
TAS1 | Wind | 0 | 3.2325 | 1.09 | 0.028567 | 0.01165 | 0.049915 | 0.078972 | 0.02581 | 0.28675 | 0.24183 | 0.0082589 | 0.20986 | 0.030387 | 0.27466 | 0.12289 | 0.18222 | 0.051486 | 1.5449 | 0.026437 | 0.0030027 | 1.4166 | 0.0072986 | 0.0027107 | 0.0073393 | 2421.5198
TAS1 | Solar PV | 0.35767 | 0.00037976 | 0.064735 | 0.0037616 | 0.0013138 | 0.0035612 | 0.0010842 | 0.00023364 | 0.00041573 | 0.0001211 | 0.04165 | 0.05908 | 0.02679 | 0.0027363 | 0.017556 | 0.019086 | 0.020828 | 0.16606 | 0.004025 | 4.2851e-05 | 0.22626 | 0.00034111 | 2.1332e-05 | 0.00049997 | 0.01522
TAS1 | LS Battery | 1.3272 | 0.012873 | 0 | 0 | 0.0013419 | 0.37973 | 0.33876 | 0.16242 | 0.00011465 | 1.2272 | 0.08474 | 0.0005358 | 0.00023469 | 8.7157e-05 | 4.79e-05 | 0 | 4.2245e-05 | 6.3108e-05 | 0.00016097 | 0.028901 | 0.078276 | 0.025872 | 0.042103 | 0.0040024 | 0.007736
TAS1 | Pumped Hydro | 0 | 0 | 0 | 1.8022 | 0.18524 | 0.088345 | 0.10157 | 0.15604 | 0.031405 | 0.059491 | 0.15074 | 0.029089 | 0.069904 | 0.098082 | 0.062947 | 0.063851 | 0.061967 | 0.026334 | 0.075347 | 0.075974 | 0.0067989 | 0.022643 | 0.032732 | 0.0050658 | 0.0072621
TAS1 | VPP | 0 | 0 | 0 | 0 | 0 | 0 | 0 | 0 | 0 | 0 | 0 | 0 | 0 | 0 | 0 | 0 | 0 | 0 | 0 | 0 | 0 | 0 | 0 | 0 | 0
Total excluding storage |  | 0.77142 | 3.5501 | 1.268 | 0.05461 | 0.031763 | 0.084915 | 0.11197 | 0.045634 | 0.33977 | 0.28769 | 0.063948 | 0.31347 | 0.086138 | 0.29766 | 0.16757 | 0.22612 | 0.094194 | 1.7863 | 0.051642 | 0.0055434 | 1.6894 | 0.014861 | 0.004489 | 0.012028 | 2421.541

## BaseCase_REZ Tx Cost
REZ transmission expansion cost by region ($000s) - Base Case, Slow Change Scenario
REZ Expansion | Real June 2019 dollars discounted to June 2020. As with the total capital costs, the REZ transmission expansion costs are annualised for modelling purposes.
Explicitly modelled generation
Region | Technology | 2021-22 | 2022-23 | 2023-24 | 2024-25 | 2025-26 | 2026-27 | 2027-28 | 2028-29 | 2029-30 | 2030-31 | 2031-32 | 2032-33 | 2033-34 | 2034-35 | 2035-36 | 2036-37 | 2037-38 | 2038-39 | 2039-40 | 2040-41 | 2041-42 | 2042-43 | 2043-44 | 2044-45 | 2045-46
NSW1 | Transmission | 0.2014 | 0.51551 | 0.032515 | 0.039831 | 0.014335 | 0.030853 | 0.01229 | 0.0043081 | 0.016375 | 0.020055 | 0.036066 | 0.038432 | 0.014613 | 0.035109 | 0.06259 | 0.037221 | 70843.7889 | 0.14737 | 0.023495 | 43174.474 | 38001.748 | 23044.6481 | 140.6167 | 2995.1523 | 1462.5763
QLD1 | Transmission | 0.24104 | 0.61326 | 0.060861 | 0.038599 | 0.058718 | 0.055074 | 0.026241 | 0.012931 | 0.0071569 | 0.020265 | 0.06495 | 0.045595 | 0.037444 | 0.08531 | 0.099575 | 0.18862 | 0.13287 | 0.012868 | 0.018369 | 0.13058 | 0.028954 | 17226.2983 | 0.017115 | 0.014921 | 0.011422
VIC1 | Transmission | 0.066809 | 0.0041019 | 0.0021412 | 0.0026717 | 0.0026405 | 0.0026516 | 0.0034048 | 16894.9406 | 0.00030245 | 0.00014533 | 0.00045071 | 0.00063242 | 0.000645 | 0.00046464 | 0.0008171 | 0.0010444 | 0.0014267 | 0.0018771 | 0.0011936 | 0.0010291 | 0.0020546 | 0.0027254 | 0.0019023 | 0.0018846 | 925.9387
SA1 | Transmission | 0.18626 | 0.60036 | 0.17722 | 0.005965 | 0.010199 | 0.033247 | 0.033263 | 0.032636 | 0.050574 | 0.035971 | 0.060322 | 0.063258 | 0.027168 | 0.07265 | 0.26241 | 0.22278 | 2.587 | 0.11019 | 0.052179 | 0.020813 | 1332.2674 | 4081.3684 | 1539.3682 | 8679.9501 | 0.0092806
TAS1 | Transmission | 0 | 0.0032465 | 0.0022307 | 0.00049369 | 0.00044417 | 0.00066537 | 0.00085291 | 0.00079295 | 0.00029764 | 0.0012878 | 0.0017989 | 0.00014343 | 0.00049996 | 0.0012641 | 0.00019865 | 0.00071551 | 0.00081194 | 0.00087029 | 0.00072492 | 0.00031988 | 0.00058781 | 0.000305 | 0.00035188 | 0.00036261 | 0.00017011
NEM | Total | 0.69551 | 1.7365 | 0.27497 | 0.087561 | 0.086338 | 0.12249 | 0.076051 | 16894.9912 | 0.074706 | 0.077724 | 0.16359 | 0.14806 | 0.080369 | 0.1948 | 0.42559 | 0.45038 | 70846.511 | 0.27317 | 0.095962 | 43174.6268 | 39334.047 | 44352.3178 | 1680.0042 | 11675.1196 | 2388.5358

## BaseCase_USE+DSP Cost
USE & DSP cost by region ($000s) - Base Case, Slow Change Scenario
USE & DSP | Real June 2019 dollars discounted to June 2020
Explicitly modelled generation
Region | Technology | 2021-22 | 2022-23 | 2023-24 | 2024-25 | 2025-26 | 2026-27 | 2027-28 | 2028-29 | 2029-30 | 2030-31 | 2031-32 | 2032-33 | 2033-34 | 2034-35 | 2035-36 | 2036-37 | 2037-38 | 2038-39 | 2039-40 | 2040-41 | 2041-42 | 2042-43 | 2043-44 | 2044-45 | 2045-46
NSW1 | USE & DSP | 46350.5018 | 8.2103 | 222741.521 | 366114.5951 | 0.81673 | 13309.1047 | 0.81732 | 0.81433 | 0.80984 | 0.81035 | 0.81072 | 0.81162 | 0.81168 | 4.9423 | 7399.5214 | 0.82337 | 696.7623 | 131.0495 | 105.8466 | 112.1435 | 3986.2618 | 925.2285 | 8064.4832 | 18494.0872 | 71.4809
QLD1 | USE & DSP | 0.16949 | 0.16867 | 0.16909 | 0.1685 | 0.16821 | 0.1682 | 0.16847 | 0.16821 | 0.16707 | 0.16703 | 0.16736 | 0.16693 | 0.16704 | 0.16703 | 1203.3021 | 3750.941 | 13542.8602 | 521.3548 | 271.4873 | 2533.7126 | 1718.9513 | 8766.9029 | 180.8297 | 357.0001 | 2088.4641
VIC1 | USE & DSP | 0.15076 | 0.14858 | 0.15118 | 0.15057 | 0.14959 | 0.14927 | 0.14964 | 0.14539 | 0.14896 | 0.14954 | 0.14935 | 0.1497 | 0.14967 | 0.1497 | 0.26577 | 0.15092 | 1462.5616 | 0.15579 | 860.6312 | 192.5241 | 70.4863 | 538.9797 | 271.6672 | 223.3135 | 31.9558
SA1 | USE & DSP | 0.14197 | 0.13866 | 1942.9665 | 0.14065 | 0.14013 | 0.13984 | 0.13996 | 0.13921 | 0.13919 | 0.13946 | 0.13922 | 0.13976 | 0.13984 | 0.6666 | 412.1405 | 459.3161 | 688.5215 | 0.14652 | 64.7026 | 4953.4285 | 112.5536 | 15.6101 | 271.0666 | 242.1608 | 67.9511
TAS1 | USE & DSP | 0.083653 | 0.081498 | 0.083535 | 0.082766 | 0.081876 | 0.081861 | 0.081982 | 0.081042 | 0.081689 | 0.082338 | 0.081087 | 0.081676 | 0.081627 | 0.081292 | 0.081507 | 0.081257 | 0.081168 | 0.083186 | 0.085087 | 0.080339 | 0.084175 | 0.084526 | 0.081111 | 0.082117 | 0.082772
NEM | Total | 46351.0477 | 8.7477 | 224684.8913 | 366115.1376 | 1.3565 | 13309.6438 | 1.3574 | 1.3482 | 1.3467 | 1.3487 | 1.3477 | 1.3497 | 1.3499 | 6.007 | 9015.3113 | 4211.3126 | 16390.7867 | 652.7897 | 1302.7528 | 7791.8891 | 5888.3371 | 10246.8058 | 8788.1278 | 19316.6436 | 2259.9345

## Option1_CF
Annual capacity factor by technology - SWNSW Option 1, Slow Change Scenario
Explicitly modelled generation
Region | Technology | 2021-22 | 2022-23 | 2023-24 | 2024-25 | 2025-26 | 2026-27 | 2027-28 | 2028-29 | 2029-30 | 2030-31 | 2031-32 | 2032-33 | 2033-34 | 2034-35 | 2035-36 | 2036-37 | 2037-38 | 2038-39 | 2039-40 | 2040-41 | 2041-42 | 2042-43 | 2043-44 | 2044-45 | 2045-46
NEM | Black Coal | 59.26% | 54.49% | 59.87% | 57.85% | 55.9% | 53.58% | 53.37% | 56.22% | 48.13% | 47.63% | 45.48% | 52.03% | 54.6% | 57.42% | 61.33% | 68.05% | 74.39% | 73.19% | 74.2% | 76.52% | 71.32% | 75.39% | 73.61% | 73.64% | 70.48%
NEM | Brown Coal | 77.56% | 66.7% | 76.99% | 79.39% | 76.64% | 74.75% | 70.94% | 66.96% | 66.7% | 76.18% | 67.97% | 77.57% | 78.69% | 75.12% | 75.29% | 76.69% | 73.37% | 73.72% | 77.72% | 76.24% | 81.01% | 80.73% | 82.8% | 79.48% | 82.65%
NEM | CCGT | 9.269% | 8.584% | 7.405% | 7.091% | 7.091% | 7.091% | 7.091% | 7.091% | 7.091% | 7.091% | 7.091% | 7.091% | 7.091% | 7.091% | 7.725% | 9.946% | 25.63% | 33.71% | 33.52% | 41.04% | 36% | 47.58% | 38.56% | 35.52% | 39.38%
NEM | Gas - Steam | 5.856% | 6.393% | 6.629% | 0.7744% | 0.7385% | 0.7519% | 0.7418% | 0.7385% | 0.7385% | 0.7512% | 0.7922% | 0.7515% | 0.7509% | 0.7447% | 0.1675% | 0.2989% | 4.378% | 9.105% | - | - | - | - | - | - | -
NEM | OCGT / Diesel | 0.114% | 0.08588% | 0.1921% | 0.01805% | 0.0008205% | 0.003758% | 0.0007204% | 2.332e-05% | 0.0001385% | 0.002018% | 0.01128% | 0.002839% | 0.00295% | 0.003276% | 0.0666% | 0.1255% | 1.541% | 2.618% | 3.669% | 7.51% | 7.825% | 10.16% | 12.16% | 8.497% | 10.55%
NEM | Hydro | 19.81% | 25.28% | 20.38% | 22.33% | 25.12% | 23.52% | 23.54% | 27.3% | 23.72% | 19.84% | 25.48% | 20.63% | 22.24% | 25% | 23.7% | 23.64% | 27.84% | 24.22% | 20.24% | 25.85% | 20.6% | 22.18% | 24.98% | 23.17% | 23.34%
NEM | Wind | 33.6% | 36.74% | 33.7% | 33.55% | 34.94% | 36.83% | 37.76% | 34.74% | 34.38% | 34.44% | 35.8% | 32.87% | 32.51% | 34.12% | 36.12% | 37.07% | 35.66% | 36.42% | 36.45% | 38.16% | 34.75% | 33.32% | 37.36% | 38.54% | 39.56%
NEM | Solar PV | 27.23% | 28.14% | 28.37% | 28.67% | 27.95% | 29.76% | 29.89% | 26.12% | 28.27% | 29.28% | 29.71% | 30.08% | 28.81% | 27.68% | 29.94% | 30.11% | 27.22% | 28.44% | 29.72% | 30.17% | 30.19% | 29.14% | 28.34% | 30.21% | 30.45%
NEM | LS Battery | 5.391% | 4.021% | 5.543% | 5.652% | 5.965% | 6.588% | 6.636% | 7.445% | 5.948% | 6.628% | 6.501% | 7.088% | 7.262% | 7.023% | 13% | 13.51% | 12.79% | 12.45% | 12.72% | 12.09% | 12.57% | 12.22% | 11.77% | 12.55% | 12.52%
NEM | Pumped Hydro | 0.7012% | 0.0615% | 0.6039% | 0.6693% | 0.5612% | 1.033% | 0.9951% | 0.6234% | 2.543% | 3.765% | 3.037% | 5.028% | 2.726% | 3.302% | 8.411% | 8.395% | 15.69% | 15.94% | 16.38% | 17.6% | 16.73% | 17.68% | 17.3% | 19.44% | 20.02%
NEM | VPP | 9.09% | 8.676% | 7.92% | 10.06% | 10.41% | 10.56% | 11.06% | 11.87% | 10.29% | 10.54% | 10.56% | 10.67% | 10.9% | 10.96% | 11.58% | 11.98% | 10.58% | 10.39% | 10.76% | 10.05% | 10.37% | 9.868% | 9.52% | 9.958% | 10.03%
Region | Technology | 2021-22 | 2022-23 | 2023-24 | 2024-25 | 2025-26 | 2026-27 | 2027-28 | 2028-29 | 2029-30 | 2030-31 | 2031-32 | 2032-33 | 2033-34 | 2034-35 | 2035-36 | 2036-37 | 2037-38 | 2038-39 | 2039-40 | 2040-41 | 2041-42 | 2042-43 | 2043-44 | 2044-45 | 2045-46
NSW1 | Black Coal | 50.3% | 46.74% | 52.87% | 49.27% | 48.41% | 44.1% | 44.96% | 46.93% | 40.39% | 40.42% | 38.85% | 48.98% | 50.57% | 56.81% | 55.77% | 67.75% | 77.92% | 71.42% | 77.89% | 75% | 75% | 72.38% | 83.24% | 79.01% | 76.96%
NSW1 | Brown Coal | bar: 2021-22 to 2045-46
NSW1 | CCGT | 0.4286% | 0.6336% | 0.6337% | 1.197% | 1.197% | 1.197% | 1.197% | 1.197% | 1.197% | 1.197% | 1.197% | 1.197% | 1.197% | 1.197% | 4.198% | 5.212% | 37.01% | 49.7% | 46.83% | 58.43% | 51.76% | 62.51% | 51.55% | 61.05% | 63.42%
NSW1 | Gas - Steam | bar: 2021-22 to 2045-46
NSW1 | OCGT / Diesel | 0.02937% | 0.002007% | 0.04434% | 0.02726% | 1.514e-05% | 1.627e-05% | 1.709e-05% | 1.802e-05% | 1.775e-05% | 1.924e-05% | 2.012e-05% | 2.247e-05% | 2.396e-05% | 0.004484% | 0.01416% | 0.006103% | 0.1451% | 0.5299% | 1.451% | 8.774% | 8.55% | 10.32% | 14.35% | 11.4% | 11.09%
NSW1 | Hydro | 8.654% | 8.384% | 7.624% | 9.318% | 9.667% | 9.939% | 9.686% | 12.8% | 11.05% | 9.857% | 9.69% | 9.724% | 11.05% | 11.48% | 12.22% | 12.29% | 17.4% | 14.83% | 13% | 13.5% | 11.87% | 13.62% | 13.88% | 13.7% | 14.14%
NSW1 | Wind | 33.52% | 38% | 35.83% | 34.8% | 35.94% | 38.16% | 38.19% | 34.88% | 32.8% | 35.03% | 38.98% | 36.23% | 34.82% | 35.8% | 38.12% | 37.85% | 35.28% | 32.49% | 34.48% | 36.01% | 34.07% | 31.55% | 36.04% | 37.6% | 37.06%
NSW1 | Solar PV | 24.16% | 25.24% | 25.14% | 27.83% | 27.29% | 29.51% | 29.65% | 26.98% | 28.12% | 29.37% | 29.62% | 29.8% | 28.65% | 27.3% | 30.26% | 30.35% | 27.64% | 28.36% | 30.03% | 30.45% | 30.11% | 29.29% | 28.46% | 30.62% | 30.77%
NSW1 | LS Battery | - | - | - | - | - | - | - | - | - | - | - | - | - | - | 13.98% | 14.62% | 13.01% | 12.55% | 12.95% | 12.13% | 12.42% | 12.13% | 11.72% | 12.82% | 12.68%
NSW1 | Pumped Hydro | 0.2548% | 0.07012% | 0.3239% | 0.5625% | 0.5643% | 1.018% | 0.9813% | 0.5219% | 2.349% | 3.648% | 2.979% | 4.968% | 2.296% | 3.045% | 7.973% | 7.262% | 16.25% | 16.26% | 16.73% | 18.43% | 17.76% | 17.21% | 17.06% | 19.61% | 20.65%
NSW1 | VPP | 5.765% | 8.822% | 2.716% | 9.346% | 10.12% | 10.09% | 11.01% | 10.8% | 10.58% | 10.72% | 10.85% | 10.7% | 11.01% | 11.43% | 12.18% | 12.4% | 10.81% | 10.39% | 10.88% | 9.747% | 10.19% | 9.839% | 9.34% | 9.827% | 9.891%
Region | Technology | 2021-22 | 2022-23 | 2023-24 | 2024-25 | 2025-26 | 2026-27 | 2027-28 | 2028-29 | 2029-30 | 2030-31 | 2031-32 | 2032-33 | 2033-34 | 2034-35 | 2035-36 | 2036-37 | 2037-38 | 2038-39 | 2039-40 | 2040-41 | 2041-42 | 2042-43 | 2043-44 | 2044-45 | 2045-46
QLD1 | Black Coal | 70.57% | 63.8% | 66.99% | 66.58% | 63.51% | 63.23% | 61.91% | 66.07% | 55.69% | 54.68% | 51.97% | 54.45% | 57.95% | 57.88% | 64.81% | 68.26% | 72.64% | 74.06% | 72.38% | 76.96% | 70.27% | 76.02% | 71.6% | 72.51% | 68.94%
QLD1 | Brown Coal | bar: 2021-22 to 2045-46
QLD1 | CCGT | 8.655% | 8.41% | 8.41% | 9.358% | 9.358% | 9.358% | 9.358% | 9.358% | 9.358% | 9.358% | 9.358% | 9.358% | 9.358% | 9.358% | 9.358% | 14.07% | 24.16% | 31.25% | 32.26% | 38.86% | 33.79% | 44.91% | 41.03% | 36.94% | 45.66%
QLD1 | Gas - Steam | bar: 2021-22 to 2045-46
QLD1 | OCGT / Diesel | 0.01271% | 1.25e-05% | 1.34e-05% | 0.003204% | 1.463e-05% | 1.556e-05% | 1.641e-05% | 1.772e-05% | 1.747e-05% | 1.861e-05% | 1.965e-05% | 2.105e-05% | 2.643e-05% | 1.886e-05% | 0.02294% | 0.03642% | 0.4782% | 0.2701% | 0.599% | 2.11% | 1.284% | 4.914% | 5.045% | 6.886% | 11.55%
QLD1 | Hydro | 50.88% | 50.57% | 50.52% | 50.04% | 49.78% | 49.51% | 49.45% | 48.82% | 48.72% | 48.4% | 48.32% | 47.87% | 47.6% | 47.31% | 47.21% | 46.71% | 40.45% | 40.24% | 40.03% | 39.73% | 39.5% | - | - | - | -
QLD1 | Wind | 36.46% | 35.41% | 34.93% | 32% | 36.88% | 36.86% | 41.05% | 39.3% | 36.58% | 38.12% | 35.29% | 33.07% | 30.42% | 35.34% | 34.85% | 39.59% | 44.13% | 43.3% | 44.08% | 42.28% | 38.68% | 34.76% | 41.17% | 41.4% | 42.8%
QLD1 | Solar PV | 30.29% | 31.02% | 31.27% | 29.88% | 29.19% | 31.02% | 31% | 25.97% | 28.73% | 29.88% | 31.06% | 30.97% | 29.63% | 28.98% | 30.94% | 30.78% | 25.78% | 28.66% | 29.82% | 30.87% | 31.04% | 29.65% | 29.04% | 30.68% | 30.8%
QLD1 | LS Battery | 4.984% | 3.953% | 5.669% | 5.865% | 6.286% | 7.246% | 7.309% | 7.216% | 6.385% | 6.735% | 6.215% | 7.37% | 7.617% | 7.774% | 9.584% | 9.278% | 12.86% | 12.89% | 13.08% | 13.22% | 13.22% | 12.72% | 12.73% | 12.81% | 12.81%
QLD1 | Pumped Hydro | 0.8892% | 0.05788% | 0.7218% | 0.7141% | 0.5487% | 1.093% | 1.05% | 1.029% | 3.319% | 4.234% | 3.27% | 5.264% | 4.447% | 4.329% | 10.16% | 12.93% | 13.46% | 14.68% | 15% | 14.28% | 12.64% | 18.77% | 17.86% | 19.06% | 18.57%
QLD1 | VPP | 9.39% | 7.964% | 8.487% | 9.117% | 9.447% | 9.717% | 10.03% | 9.865% | 8.276% | 8.825% | 8.742% | 9.384% | 10.01% | 9.803% | 11.78% | 12.5% | 11.05% | 11.09% | 11.37% | 11.36% | 11.27% | 10.09% | 10.15% | 9.775% | 10.12%
Region | Technology | 2021-22 | 2022-23 | 2023-24 | 2024-25 | 2025-26 | 2026-27 | 2027-28 | 2028-29 | 2029-30 | 2030-31 | 2031-32 | 2032-33 | 2033-34 | 2034-35 | 2035-36 | 2036-37 | 2037-38 | 2038-39 | 2039-40 | 2040-41 | 2041-42 | 2042-43 | 2043-44 | 2044-45 | 2045-46
VIC1 | Black Coal | bar: 2021-22 to 2045-46
VIC1 | Brown Coal | 77.56% | 66.7% | 76.99% | 79.39% | 76.64% | 74.75% | 70.94% | 66.96% | 66.7% | 76.18% | 67.97% | 77.57% | 78.69% | 75.12% | 75.29% | 76.69% | 73.37% | 73.72% | 77.72% | 76.24% | 81.01% | 80.73% | 82.8% | 79.48% | 82.65%
VIC1 | CCGT | bar: 2021-22 to 2045-46
VIC1 | Gas - Steam | 0.2206% | 0.2939% | 0.2905% | 0.09351% | 1.373e-05% | 0.03487% | 0.008647% | 1.131e-05% | 1.632e-05% | 0.03305% | 0.1397% | 0.03385% | 0.03232% | 0.01629% | 0.1675% | 0.2989% | 4.378% | 9.105% | - | - | - | - | - | - | -
VIC1 | OCGT / Diesel | 0.0189% | 0.05911% | 0.04358% | 0.01207% | 1.698e-05% | 1.782e-05% | 1.882e-05% | 1.825e-05% | 2.077e-05% | 0.0008009% | 0.01859% | 2.651e-05% | 2.713e-05% | 2.903e-05% | 0.01222% | 0.02655% | 0.4235% | 0.4974% | 1.752% | 3.662% | 5.785% | 6.98% | 9.578% | 8.713% | 11.09%
VIC1 | Hydro | 14.02% | 13.68% | 12.73% | 16.33% | 16.75% | 15.87% | 15.95% | 19.84% | 15.89% | 13.59% | 13.57% | 12.29% | 15.04% | 15.45% | 14.66% | 14.66% | 18.38% | 15.26% | 13.08% | 13.03% | 11.82% | 14.43% | 14.87% | 14.01% | 14.05%
VIC1 | Wind | 33.05% | 36.74% | 32.59% | 33.91% | 35.37% | 37.29% | 37.76% | 34.78% | 34.38% | 33.12% | 35.21% | 31.21% | 31.72% | 33.28% | 35.31% | 35.98% | 33.34% | 35.95% | 34.76% | 37.23% | 32.62% | 32.82% | 35.41% | 37.53% | 37.85%
VIC1 | Solar PV | 28.28% | 28.15% | 29.27% | 28.04% | 26.85% | 28.22% | 28.6% | 24.87% | 27.73% | 28.32% | 28.02% | 29.29% | 27.97% | 26.44% | 28.01% | 28.34% | 26.58% | 27.68% | 28.33% | 27.97% | 29.22% | 27.79% | 26.45% | 27.94% | 28.22%
VIC1 | LS Battery | 6.074% | 4.013% | 5.643% | 6.966% | 7.634% | 8.298% | 8.292% | 12.46% | 6.902% | 7.118% | 7.268% | 7.414% | 8.173% | 8.246% | 7.663% | 8.114% | 12.81% | 12.78% | 12.64% | 11.84% | 12.68% | 12.1% | 11.53% | 12.75% | 12.56%
VIC1 | Pumped Hydro | bar: 2021-22 to 2045-46
VIC1 | VPP | 9.528% | 7.042% | 9.893% | 11.54% | 11.19% | 11.96% | 11.94% | 16.11% | 11.02% | 11.33% | 11.38% | 11.58% | 11.42% | 11.14% | 10.8% | 11.49% | 10.37% | 10.53% | 10.7% | 10.26% | 10.51% | 10.1% | 9.803% | 10.86% | 10.65%
Region | Technology | 2021-22 | 2022-23 | 2023-24 | 2024-25 | 2025-26 | 2026-27 | 2027-28 | 2028-29 | 2029-30 | 2030-31 | 2031-32 | 2032-33 | 2033-34 | 2034-35 | 2035-36 | 2036-37 | 2037-38 | 2038-39 | 2039-40 | 2040-41 | 2041-42 | 2042-43 | 2043-44 | 2044-45 | 2045-46
SA1 | Black Coal | bar: 2021-22 to 2045-46
SA1 | Brown Coal | bar: 2021-22 to 2045-46
SA1 | CCGT | 21.16% | 18.5% | 15.29% | 10% | 10% | 10% | 10% | 10% | 10% | 10% | 10% | 10% | 10% | 10% | 10% | 10% | - | - | - | - | - | - | - | - | -
SA1 | Gas - Steam | 8.918% | 10.2% | 10.59% | 1.2% | 1.2% | 1.2% | 1.2% | 1.2% | 1.2% | 1.2% | 1.2% | 1.2% | 1.2% | 1.2% | - | - | - | - | - | - | - | - | - | - | -
SA1 | OCGT / Diesel | 0.515% | 0.3582% | 0.8873% | 0.04111% | 0.004206% | 0.01952% | 0.003676% | 3.932e-05% | 0.0006359% | 0.01262% | 0.04053% | 0.02642% | 0.02541% | 0.01776% | 0.498% | 0.9957% | 12.03% | 21.79% | 23.34% | 28.01% | 28.74% | 32.15% | 30.11% | 5.577% | 4.814%
SA1 | Hydro | bar: 2021-22 to 2045-46
SA1 | Wind | 33.22% | 35.2% | 31.8% | 31.97% | 30.28% | 33.52% | 33.89% | 30.68% | 33.78% | 34.37% | 36.82% | 32.57% | 32.88% | 31.85% | 35.97% | 35.69% | 31.8% | 33.29% | 33.74% | 36.93% | 32.73% | 33.36% | 33.61% | 36.45% | 38.18%
SA1 | Solar PV | 29.32% | 29.48% | 29.95% | 28.38% | 27.58% | 28.12% | 29.25% | 27.18% | 29.05% | 29.32% | 29.51% | 29.91% | 28.51% | 27.75% | 29.33% | 31.04% | 28.35% | 29.41% | 29.87% | 30.28% | 30.43% | 28.84% | 28.45% | 29.34% | 30.27%
SA1 | LS Battery | 5.33% | 4.074% | 5.404% | 4.893% | 4.966% | 5.32% | 5.38% | 5.321% | 5.188% | 6.253% | 6.326% | 6.647% | 6.801% | 5.963% | 12.1% | 12.54% | 12.23% | 11.89% | 12.05% | 11.5% | 12.02% | 11.76% | 11.04% | 11.6% | 11.85%
SA1 | Pumped Hydro | bar: 2021-22 to 2045-46
SA1 | VPP | 11.87% | 9.888% | 12.28% | 11.1% | 11.58% | 11.58% | 12.04% | 12.48% | 11.67% | 11.72% | 11.79% | 11.86% | 12.09% | 12.13% | 12.2% | 12.29% | 10.88% | 10.38% | 10.77% | 10.01% | 10.47% | 10.4% | 9.846% | 10.37% | 10.5%
Region | Technology | 2021-22 | 2022-23 | 2023-24 | 2024-25 | 2025-26 | 2026-27 | 2027-28 | 2028-29 | 2029-30 | 2030-31 | 2031-32 | 2032-33 | 2033-34 | 2034-35 | 2035-36 | 2036-37 | 2037-38 | 2038-39 | 2039-40 | 2040-41 | 2041-42 | 2042-43 | 2043-44 | 2044-45 | 2045-46
TAS1 | Black Coal | bar: 2021-22 to 2045-46
TAS1 | Brown Coal | bar: 2021-22 to 2045-46
TAS1 | CCGT | 0% | 4.732e-05% | 6.328e-05% | 6.309e-05% | 6.209e-05% | 6.492e-05% | 6.868e-05% | 7.082e-05% | 7.708e-05% | 8.654e-05% | 8.391e-05% | 9.564e-05% | 0.0001011% | 0.0001029% | 0.00011% | 0.0001167% | 0.0001231% | 0.000176% | 0.0001962% | 0.0001683% | 0.0002412% | 0.000247% | 0.000218% | 0.0002317% | 0.0002647%
TAS1 | Gas - Steam | bar: 2021-22 to 2045-46
TAS1 | OCGT / Diesel | 5.187e-05% | 4.477e-05% | 5.741e-05% | 5.698e-05% | 5.515e-05% | 5.854e-05% | 6.199e-05% | 6.436e-05% | 6.952e-05% | 8.031e-05% | 7.32e-05% | 8.623e-05% | 9.028e-05% | 9.167e-05% | 9.973e-05% | 0.0001052% | 0.0001107% | 0.0001444% | 0.0001952% | 0.000253% | 0.0004206% | 0.0004606% | 0.0003184% | 0.0003888% | 0.0004487%
TAS1 | Hydro | 36.64% | 55.26% | 41.08% | 41.78% | 50.08% | 45.45% | 45.74% | 50.41% | 44.86% | 35.95% | 54.66% | 40.12% | 41% | 49.14% | 44.84% | 44.61% | 49.46% | 44.01% | 35.52% | 53.2% | 39.35% | 40.21% | 48.45% | 43.74% | 43.75%
TAS1 | Wind | 35.74% | 40.61% | 37.86% | 36.53% | 39.93% | 40.51% | 41.43% | 36.48% | 36.26% | 35.51% | 27.82% | 37.47% | 36.52% | 40.09% | 40.85% | 41.73% | 36.9% | 36.44% | 35.56% | 39.65% | 37.47% | 36.61% | 40.36% | 40.55% | 43.44%
TAS1 | Solar PV | bar: 2021-22 to 2045-46
TAS1 | LS Battery | bar: 2021-22 to 2045-46
TAS1 | Pumped Hydro | bar: 2021-22 to 2045-46
TAS1 | VPP | 1.154% | 0.5264% | 1.293% | 2.346% | 1.384% | 1.66% | 1.641% | 2.068% | 1.755% | - | 1.216% | 2.037% | 1.915% | 2.114% | 2.21% | 2.135% | 1.553% | 1.931% | 2.951% | 0.6788% | 2.588% | 2.294% | 1.372% | 0.7609% | 1.376%
Explicitly modelled pumping
Region | Technology | 2021-22 | 2022-23 | 2023-24 | 2024-25 | 2025-26 | 2026-27 | 2027-28 | 2028-29 | 2029-30 | 2030-31 | 2031-32 | 2032-33 | 2033-34 | 2034-35 | 2035-36 | 2036-37 | 2037-38 | 2038-39 | 2039-40 | 2040-41 | 2041-42 | 2042-43 | 2043-44 | 2044-45 | 2045-46
NEM | LS Battery pump | 6.637% | 4.973% | 6.831% | 6.979% | 7.383% | 8.114% | 8.206% | 9.177% | 7.353% | 8.171% | 8.041% | 8.744% | 8.962% | 8.676% | 16.05% | 16.68% | 15.8% | 15.39% | 15.69% | 14.97% | 15.49% | 15.1% | 14.53% | 15.49% | 15.45%
NEM | Pumped Hydro pump | 0.5866% | 0.09576% | 0.6129% | 1.076% | 1.339% | 1.771% | 2.149% | 1.063% | 5.349% | 5.634% | 6.374% | 6.714% | 6.047% | 6.012% | 11.18% | 14.47% | 22.68% | 22.66% | 23.73% | 24.63% | 24.65% | 24.73% | 22.91% | 26.79% | 26.98%
NEM | VPP pump | 10.67% | 10.18% | 9.289% | 11.81% | 12.22% | 12.4% | 12.98% | 13.93% | 12.07% | 12.38% | 12.4% | 12.53% | 12.79% | 12.87% | 13.59% | 14.06% | 12.41% | 12.2% | 12.64% | 11.79% | 12.17% | 11.58% | 11.17% | 11.69% | 11.77%
Region | Technology | 2021-22 | 2022-23 | 2023-24 | 2024-25 | 2025-26 | 2026-27 | 2027-28 | 2028-29 | 2029-30 | 2030-31 | 2031-32 | 2032-33 | 2033-34 | 2034-35 | 2035-36 | 2036-37 | 2037-38 | 2038-39 | 2039-40 | 2040-41 | 2041-42 | 2042-43 | 2043-44 | 2044-45 | 2045-46
NSW1 | LS Battery pump | - | - | - | - | - | - | - | - | - | - | - | - | - | - | 17.26% | 18.05% | 16.07% | 15.49% | 15.99% | 15.02% | 15.31% | 14.98% | 14.46% | 15.82% | 15.65%
NSW1 | Pumped Hydro pump | 0.08566% | 0.05782% | 0.2927% | 1.026% | 1.399% | 1.774% | 2.21% | 0.9616% | 5.319% | 5.388% | 6.53% | 6.375% | 5.813% | 5.811% | 10.22% | 13.28% | 22.73% | 22.37% | 23.52% | 24.78% | 25.26% | 24.1% | 22.17% | 26.68% | 27.15%
NSW1 | VPP pump | 6.754% | 10.35% | 3.167% | 10.97% | 11.88% | 11.84% | 12.92% | 12.68% | 12.42% | 12.58% | 12.74% | 12.56% | 12.93% | 13.42% | 14.3% | 14.55% | 12.69% | 12.2% | 12.78% | 11.44% | 11.97% | 11.55% | 10.96% | 11.53% | 11.61%
Region | Technology | 2021-22 | 2022-23 | 2023-24 | 2024-25 | 2025-26 | 2026-27 | 2027-28 | 2028-29 | 2029-30 | 2030-31 | 2031-32 | 2032-33 | 2033-34 | 2034-35 | 2035-36 | 2036-37 | 2037-38 | 2038-39 | 2039-40 | 2040-41 | 2041-42 | 2042-43 | 2043-44 | 2044-45 | 2045-46
QLD1 | LS Battery pump | 6.132% | 4.871% | 6.999% | 7.241% | 7.785% | 8.922% | 9.031% | 8.901% | 7.882% | 8.314% | 7.687% | 9.085% | 9.404% | 9.624% | 11.81% | 11.45% | 15.9% | 15.89% | 16.14% | 16.32% | 16.32% | 15.71% | 15.73% | 15.79% | 15.82%
QLD1 | Pumped Hydro pump | 1.445% | 0.1608% | 1.162% | 1.16% | 0.9852% | 1.749% | 1.793% | 1.657% | 5.525% | 7.078% | 5.457% | 8.706% | 7.422% | 7.193% | 16.83% | 21.48% | 22.38% | 24.38% | 24.92% | 23.74% | 21.06% | 26.75% | 25.27% | 27.13% | 26.44%
QLD1 | VPP pump | 11.02% | 9.341% | 9.957% | 10.7% | 11.09% | 11.4% | 11.77% | 11.58% | 9.709% | 10.35% | 10.26% | 11.01% | 11.74% | 11.5% | 13.84% | 14.68% | 12.97% | 13.02% | 13.35% | 13.33% | 13.24% | 11.84% | 11.91% | 11.47% | 11.88%
Region | Technology | 2021-22 | 2022-23 | 2023-24 | 2024-25 | 2025-26 | 2026-27 | 2027-28 | 2028-29 | 2029-30 | 2030-31 | 2031-32 | 2032-33 | 2033-34 | 2034-35 | 2035-36 | 2036-37 | 2037-38 | 2038-39 | 2039-40 | 2040-41 | 2041-42 | 2042-43 | 2043-44 | 2044-45 | 2045-46
VIC1 | LS Battery pump | 7.48% | 4.975% | 6.945% | 8.6% | 9.446% | 10.22% | 10.26% | 15.37% | 8.54% | 8.768% | 8.995% | 9.135% | 10.09% | 10.17% | 9.46% | 10.02% | 15.82% | 15.83% | 15.57% | 14.66% | 15.61% | 14.98% | 14.19% | 15.74% | 15.5%
VIC1 | Pumped Hydro pump | bar: 2021-22 to 2045-46
VIC1 | VPP pump | 11.18% | 8.257% | 11.61% | 13.55% | 13.14% | 14.04% | 14.02% | 18.92% | 12.93% | 13.3% | 13.37% | 13.6% | 13.4% | 13.08% | 12.68% | 13.49% | 12.18% | 12.36% | 12.56% | 12.04% | 12.34% | 11.86% | 11.51% | 12.75% | 12.51%
Region | Technology | 2021-22 | 2022-23 | 2023-24 | 2024-25 | 2025-26 | 2026-27 | 2027-28 | 2028-29 | 2029-30 | 2030-31 | 2031-32 | 2032-33 | 2033-34 | 2034-35 | 2035-36 | 2036-37 | 2037-38 | 2038-39 | 2039-40 | 2040-41 | 2041-42 | 2042-43 | 2043-44 | 2044-45 | 2045-46
SA1 | LS Battery pump | 6.564% | 5.046% | 6.655% | 6.045% | 6.142% | 6.552% | 6.658% | 6.553% | 6.418% | 7.703% | 7.824% | 8.212% | 8.389% | 7.347% | 14.93% | 15.48% | 15.1% | 14.71% | 14.84% | 14.24% | 14.8% | 14.53% | 13.62% | 14.33% | 14.63%
SA1 | Pumped Hydro pump | bar: 2021-22 to 2045-46
SA1 | VPP pump | 13.93% | 11.61% | 14.42% | 13.03% | 13.6% | 13.6% | 14.14% | 14.66% | 13.7% | 13.77% | 13.85% | 13.92% | 14.19% | 14.24% | 14.32% | 14.43% | 12.77% | 12.18% | 12.65% | 11.75% | 12.29% | 12.21% | 11.56% | 12.17% | 12.33%
Region | Technology | 2021-22 | 2022-23 | 2023-24 | 2024-25 | 2025-26 | 2026-27 | 2027-28 | 2028-29 | 2029-30 | 2030-31 | 2031-32 | 2032-33 | 2033-34 | 2034-35 | 2035-36 | 2036-37 | 2037-38 | 2038-39 | 2039-40 | 2040-41 | 2041-42 | 2042-43 | 2043-44 | 2044-45 | 2045-46
TAS1 | LS Battery pump | bar: 2021-22 to 2045-46
TAS1 | Pumped Hydro pump | bar: 2021-22 to 2045-46
TAS1 | VPP pump | 1.33% | 0.5915% | 1.493% | 2.732% | 1.6% | 1.925% | 1.903% | 2.405% | 2.036% | - | 1.403% | 2.369% | 2.226% | 2.459% | 2.572% | 2.483% | 1.799% | 2.243% | 3.444% | 0.7707% | 3.017% | 2.671% | 1.586% | 0.8673% | 1.591%
Non-controllable capacity
Region | Technology | 2021-22 | 2022-23 | 2023-24 | 2024-25 | 2025-26 | 2026-27 | 2027-28 | 2028-29 | 2029-30 | 2030-31 | 2031-32 | 2032-33 | 2033-34 | 2034-35 | 2035-36 | 2036-37 | 2037-38 | 2038-39 | 2039-40 | 2040-41 | 2041-42 | 2042-43 | 2043-44 | 2044-45 | 2045-46
NEM | Distributed PV | bar: 2021-22 to 2045-46
NEM | Behind the meter battery | 3.033% | 2.992% | 3.264% | 3.428% | 3.572% | 3.568% | 3.538% | 3.5% | 3.817% | 3.786% | 3.522% | 3.417% | 3.253% | 3.189% | 3.196% | 3.144% | 3.136% | 3.194% | 3.308% | 3.287% | 3.278% | 3.269% | 3.265% | 3.246% | 3.242%
NEM | Behind the meter battery pump | 3.568% | 3.52% | 3.84% | 4.033% | 4.202% | 4.198% | 4.162% | 4.118% | 4.49% | 4.454% | 4.143% | 4.02% | 3.827% | 3.752% | 3.76% | 3.699% | 3.689% | 3.758% | 3.891% | 3.867% | 3.857% | 3.846% | 3.842% | 3.818% | 3.815%
Region | Technology | 2021-22 | 2022-23 | 2023-24 | 2024-25 | 2025-26 | 2026-27 | 2027-28 | 2028-29 | 2029-30 | 2030-31 | 2031-32 | 2032-33 | 2033-34 | 2034-35 | 2035-36 | 2036-37 | 2037-38 | 2038-39 | 2039-40 | 2040-41 | 2041-42 | 2042-43 | 2043-44 | 2044-45 | 2045-46
NSW1 | Distributed PV | bar: 2021-22 to 2045-46
NSW1 | Behind the meter battery | 2.431% | 2.671% | 3.061% | 3.234% | 3.508% | 3.51% | 3.576% | 3.537% | 3.914% | 3.918% | 3.697% | 3.559% | 3.442% | 3.385% | 3.419% | 3.387% | 3.409% | 3.502% | 3.655% | 3.649% | 3.657% | 3.663% | 3.673% | 3.664% | 3.673%
NSW1 | Behind the meter battery pump | 2.86% | 3.142% | 3.601% | 3.805% | 4.127% | 4.129% | 4.207% | 4.161% | 4.605% | 4.609% | 4.35% | 4.187% | 4.049% | 3.982% | 4.022% | 3.984% | 4.01% | 4.12% | 4.3% | 4.292% | 4.302% | 4.309% | 4.321% | 4.311% | 4.322%
Region | Technology | 2021-22 | 2022-23 | 2023-24 | 2024-25 | 2025-26 | 2026-27 | 2027-28 | 2028-29 | 2029-30 | 2030-31 | 2031-32 | 2032-33 | 2033-34 | 2034-35 | 2035-36 | 2036-37 | 2037-38 | 2038-39 | 2039-40 | 2040-41 | 2041-42 | 2042-43 | 2043-44 | 2044-45 | 2045-46
QLD1 | Distributed PV | bar: 2021-22 to 2045-46
QLD1 | Behind the meter battery | 2.501% | 2.913% | 3.356% | 3.888% | 4.02% | 4.198% | 4.102% | 4.055% | 4.53% | 4.405% | 3.884% | 3.988% | 3.795% | 3.817% | 3.87% | 3.822% | 3.81% | 3.895% | 4.082% | 4.098% | 4.136% | 4.171% | 4.206% | 4.218% | 4.251%
QLD1 | Behind the meter battery pump | 2.942% | 3.427% | 3.948% | 4.574% | 4.729% | 4.939% | 4.826% | 4.77% | 5.329% | 5.182% | 4.57% | 4.692% | 4.465% | 4.491% | 4.553% | 4.497% | 4.482% | 4.582% | 4.803% | 4.821% | 4.866% | 4.907% | 4.948% | 4.962% | 5.001%
Region | Technology | 2021-22 | 2022-23 | 2023-24 | 2024-25 | 2025-26 | 2026-27 | 2027-28 | 2028-29 | 2029-30 | 2030-31 | 2031-32 | 2032-33 | 2033-34 | 2034-35 | 2035-36 | 2036-37 | 2037-38 | 2038-39 | 2039-40 | 2040-41 | 2041-42 | 2042-43 | 2043-44 | 2044-45 | 2045-46
VIC1 | Distributed PV | bar: 2021-22 to 2045-46
VIC1 | Behind the meter battery | 1.975% | 1.998% | 2.25% | 2.489% | 2.691% | 2.811% | 2.807% | 2.888% | 3.311% | 3.352% | 3.103% | 2.961% | 2.76% | 2.679% | 2.68% | 2.63% | 2.633% | 2.702% | 2.825% | 2.807% | 2.795% | 2.785% | 2.78% | 2.765% | 2.761%
VIC1 | Behind the meter battery pump | 2.323% | 2.351% | 2.648% | 2.928% | 3.166% | 3.307% | 3.302% | 3.397% | 3.895% | 3.944% | 3.651% | 3.484% | 3.247% | 3.151% | 3.153% | 3.094% | 3.097% | 3.179% | 3.323% | 3.303% | 3.288% | 3.276% | 3.271% | 3.253% | 3.249%
Region | Technology | 2021-22 | 2022-23 | 2023-24 | 2024-25 | 2025-26 | 2026-27 | 2027-28 | 2028-29 | 2029-30 | 2030-31 | 2031-32 | 2032-33 | 2033-34 | 2034-35 | 2035-36 | 2036-37 | 2037-38 | 2038-39 | 2039-40 | 2040-41 | 2041-42 | 2042-43 | 2043-44 | 2044-45 | 2045-46
SA1 | Distributed PV | bar: 2021-22 to 2045-46
SA1 | Behind the meter battery | 5.902% | 4.471% | 4.448% | 4.448% | 4.395% | 4.146% | 3.972% | 3.814% | 3.773% | 3.66% | 3.538% | 3.368% | 3.205% | 3.056% | 2.941% | 2.828% | 2.723% | 2.635% | 2.55% | 2.458% | 2.38% | 2.303% | 2.239% | 2.16% | 2.104%
SA1 | Behind the meter battery pump | 6.943% | 5.26% | 5.233% | 5.233% | 5.17% | 4.878% | 4.673% | 4.488% | 4.439% | 4.307% | 4.163% | 3.962% | 3.77% | 3.596% | 3.46% | 3.327% | 3.203% | 3.1% | 3% | 2.892% | 2.8% | 2.71% | 2.634% | 2.541% | 2.476%
Region | Technology | 2021-22 | 2022-23 | 2023-24 | 2024-25 | 2025-26 | 2026-27 | 2027-28 | 2028-29 | 2029-30 | 2030-31 | 2031-32 | 2032-33 | 2033-34 | 2034-35 | 2035-36 | 2036-37 | 2037-38 | 2038-39 | 2039-40 | 2040-41 | 2041-42 | 2042-43 | 2043-44 | 2044-45 | 2045-46
TAS1 | Distributed PV | bar: 2021-22 to 2045-46
TAS1 | Behind the meter battery | 2.157% | 2.449% | 2.738% | 2.937% | 3.1% | 2.958% | 2.854% | 2.825% | 3.047% | 3.015% | 2.726% | 2.703% | 2.6% | 2.594% | 2.677% | 2.7% | 2.732% | 2.826% | 2.958% | 2.95% | 2.947% | 2.948% | 2.956% | 2.957% | 2.959%
TAS1 | Behind the meter battery pump | 2.536% | 2.88% | 3.22% | 3.455% | 3.647% | 3.48% | 3.358% | 3.323% | 3.584% | 3.547% | 3.208% | 3.18% | 3.059% | 3.052% | 3.149% | 3.177% | 3.215% | 3.324% | 3.48% | 3.47% | 3.466% | 3.469% | 3.478% | 3.479% | 3.482%

## Option1_Generation
Annual as-generated generation by technology (GWh) - SWNSW Option 1, Slow Change Scenario
Explicitly modelled generation
Region | Technology | 2021-22 | 2022-23 | 2023-24 | 2024-25 | 2025-26 | 2026-27 | 2027-28 | 2028-29 | 2029-30 | 2030-31 | 2031-32 | 2032-33 | 2033-34 | 2034-35 | 2035-36 | 2036-37 | 2037-38 | 2038-39 | 2039-40 | 2040-41 | 2041-42 | 2042-43 | 2043-44 | 2044-45 | 2045-46
NEM | Black Coal | 95446.1918 | 85377.7656 | 85937.9268 | 83043.6064 | 80235.0107 | 76915.6579 | 76604.9759 | 78969.533 | 64824.1179 | 64160.4568 | 61264.7521 | 63519.957 | 64987.0693 | 65022.9102 | 57567.8747 | 59706.6457 | 52951.1667 | 52099.4723 | 52819.4236 | 39657.3741 | 36963.4861 | 25173.7728 | 24581.7919 | 24590.4488 | 21281.4047
NEM | Brown Coal | 32441.7622 | 27900.4002 | 32206.0445 | 33208.0774 | 32057.4304 | 31265.4604 | 29671.4513 | 28008.8276 | 25780.6854 | 27026.5815 | 24113.3678 | 27518.839 | 27918.2447 | 26649.6686 | 26712.6648 | 24773.2733 | 21371.5466 | 21472.2795 | 22638.6232 | 22205.7397 | 23596.7147 | 23514.6118 | 24118.4619 | 23149.6845 | 24072.7219
NEM | CCGT | 2548.6854 | 2360.4419 | 1919.4722 | 1837.9817 | 1837.9816 | 1837.982 | 1837.9823 | 1837.9826 | 1837.9829 | 1837.9837 | 1837.9839 | 1837.9853 | 1837.986 | 1837.9871 | 2002.2984 | 2242.4666 | 4591.3573 | 6038.4787 | 5583.4337 | 6836.5438 | 5997.0008 | 8884.5813 | 5713.9722 | 4686.9829 | 2973.1231
NEM | Gas - Steam | 728.3788 | 728.0022 | 754.8862 | 88.1917 | 84.0966 | 85.6232 | 84.4748 | 84.0965 | 84.0968 | 85.5437 | 90.2144 | 85.5789 | 85.5115 | 84.8097 | 7.3366 | 13.0925 | 191.7592 | 398.7833 | 0 | 0 | 0 | 0 | 0 | 0 | 0
NEM | OCGT / Diesel | 67.0644 | 50.5027 | 112.9308 | 10.6164 | 0.48249 | 2.2099 | 0.42362 | 0.013711 | 0.081424 | 1.1147 | 6.2306 | 1.51 | 1.453 | 1.58 | 31.3622 | 59.0735 | 744.7418 | 1265.1402 | 1631.3001 | 3259.9393 | 3396.7558 | 4553.3916 | 5725.94 | 3235.8673 | 4015.7411
NEM | Hydro | 12377.5434 | 15797.1601 | 12734.5619 | 13954.2949 | 15696.4564 | 14693.4794 | 14706.1957 | 17056.1712 | 14819.817 | 12394.8639 | 15919.0226 | 12893.5658 | 13898.9214 | 15624.0833 | 14807.5278 | 14774.0013 | 17183.1627 | 14950.9079 | 12492.59 | 15958.6701 | 12717.0752 | 13561.1862 | 15276.717 | 14165.5088 | 14274.4329
NEM | Wind | 27109.1842 | 33146.9644 | 31731.7335 | 31590.7973 | 33898.465 | 36128.8914 | 37036.5902 | 37115.2575 | 36452.8396 | 36382.3779 | 37819.1251 | 34720.7283 | 33789.3585 | 35462.0705 | 37063.0792 | 37287.3627 | 38664.5408 | 37884.6038 | 37237.4021 | 41121.0685 | 45259.7785 | 49017.4054 | 52733.6797 | 55728.3443 | 57301.4383
NEM | Solar PV | 14749.4888 | 18178.3068 | 18355.4899 | 19528.2268 | 19036.957 | 20643.2115 | 21342.226 | 19597.1699 | 21216.8986 | 21970.714 | 22293.5994 | 22572.2418 | 21620.0119 | 20771.2911 | 27322.4533 | 27897.9445 | 35035.1318 | 36238.1955 | 37864.7566 | 41084.7112 | 42836.2831 | 46865.2158 | 44682.2145 | 46713.9132 | 48179.581
NEM | LS Battery | 161.6684 | 127.6196 | 175.9398 | 179.3954 | 189.3495 | 209.1141 | 210.6239 | 236.3204 | 188.7981 | 192.9667 | 189.2768 | 206.3868 | 176.249 | 155.072 | 2246.5183 | 2335.2327 | 5198.7528 | 5060.5621 | 5395.001 | 5766.3698 | 7558.7808 | 8167.6872 | 9316.1906 | 9928.9106 | 9894.4115
NEM | Pumped Hydro | 49.7562 | 4.3641 | 42.8492 | 47.4888 | 140.1076 | 257.8726 | 248.4475 | 155.6433 | 634.8347 | 940.0841 | 758.2007 | 1255.1751 | 680.6023 | 824.2571 | 2100.0129 | 2095.877 | 3917.0552 | 3979.8849 | 4089.7523 | 4393.4562 | 4177.5227 | 5052.5305 | 4942.8996 | 5555.8075 | 5722.0908
NEM | VPP | 98.5677 | 84.6768 | 69.5506 | 79.517 | 74.0256 | 67.5905 | 63.7023 | 61.4808 | 47.9611 | 44.2482 | 49.239 | 60.5575 | 74.0764 | 86.1438 | 103.0941 | 116.9816 | 113.0734 | 122.9429 | 141.9352 | 141.0272 | 153.6449 | 153.0961 | 153.7327 | 166.408 | 172.6762
Total excluding storage |  | 185468.299 | 183539.5439 | 183753.0457 | 183261.7926 | 182846.8803 | 181572.5158 | 181284.3198 | 182669.052 | 165016.5196 | 163859.6362 | 163344.2959 | 163150.406 | 164138.5564 | 165454.4006 | 165514.5971 | 166753.8601 | 170733.4069 | 170347.8612 | 170267.5293 | 170124.0467 | 170767.0942 | 171570.1648 | 172832.7771 | 172270.7497 | 172098.443
Region | Technology | 2021-22 | 2022-23 | 2023-24 | 2024-25 | 2025-26 | 2026-27 | 2027-28 | 2028-29 | 2029-30 | 2030-31 | 2031-32 | 2032-33 | 2033-34 | 2034-35 | 2035-36 | 2036-37 | 2037-38 | 2038-39 | 2039-40 | 2040-41 | 2041-42 | 2042-43 | 2043-44 | 2044-45 | 2045-46
NSW1 | Black Coal | 45210.3234 | 39961.2115 | 38253.7734 | 35648.6969 | 35029.6952 | 31908.1505 | 32535.3438 | 33960.8475 | 26890.2089 | 26911.3602 | 25863.6897 | 26430.9408 | 27291.0686 | 27370.1311 | 20177.7532 | 24509.8851 | 18361.0307 | 16830.3085 | 18353.2261 | 8672.3997 | 8672.4003 | 4184.8486 | 4812.521 | 4568.154 | 4449.456
NSW1 | Brown Coal | 0 | 0 | 0 | 0 | 0 | 0 | 0 | 0 | 0 | 0 | 0 | 0 | 0 | 0 | 0 | 0 | 0 | 0 | 0 | 0 | 0 | 0 | 0 | 0 | 0
NSW1 | CCGT | 23.4661 | 34.6916 | 34.6931 | 65.5283 | 65.5283 | 65.5284 | 65.5285 | 65.5285 | 65.5284 | 65.5286 | 65.5286 | 65.529 | 65.5291 | 65.5295 | 229.8374 | 285.3446 | 2026.5794 | 2721.0367 | 2563.862 | 3198.9685 | 2833.8676 | 4680.9355 | 1873.6337 | 1229.502 | 1277.2109
NSW1 | Gas - Steam | 0 | 0 | 0 | 0 | 0 | 0 | 0 | 0 | 0 | 0 | 0 | 0 | 0 | 0 | 0 | 0 | 0 | 0 | 0 | 0 | 0 | 0 | 0 | 0 | 0
NSW1 | OCGT / Diesel | 3.6992 | 0.25288 | 5.5849 | 3.4339 | 0.0019067 | 0.0020498 | 0.0021531 | 0.0022703 | 0.0022355 | 0.0024241 | 0.0025348 | 0.0028307 | 0.0030185 | 0.56488 | 1.7213 | 0.7421 | 19.4275 | 70.9469 | 194.2016 | 1174.5764 | 1144.5878 | 1540.9076 | 2428.5441 | 1265.3338 | 1231.6875
NSW1 | Hydro | 1914.1094 | 1854.4801 | 1686.4153 | 2061.1071 | 2138.3499 | 2198.3862 | 2142.4704 | 2831.8862 | 2444.3401 | 2180.3425 | 2143.3521 | 2150.7799 | 2444.0816 | 2538.9664 | 2702.5967 | 2718.1312 | 3849.7184 | 3279.5979 | 2876.3142 | 2985.5384 | 2625.3268 | 3013.5685 | 3070.7067 | 3030.5171 | 3127.0226
NSW1 | Wind | 5585.9951 | 7087.1456 | 6683.5664 | 6490.1131 | 6703.9332 | 7117.2593 | 7123.2847 | 6506.2871 | 6118.4686 | 6534.3164 | 7270.4686 | 6757.8293 | 6495.5782 | 6676.8978 | 7110.0061 | 6905.5695 | 6899.7335 | 5779.218 | 6131.7454 | 7791.5327 | 11139.0418 | 11328.4617 | 12260.4325 | 14227.9999 | 14307.1056
NSW1 | Solar PV | 5738.4163 | 6835.0984 | 6836.0535 | 7567.5517 | 7420.3141 | 8023.5194 | 8060.7162 | 7335.4198 | 7645.4217 | 7984.7673 | 8052.5015 | 8103.0792 | 7790.5187 | 7422.2394 | 12772.7546 | 12813.5322 | 19515.4278 | 19656.3277 | 20808.3207 | 23777.2852 | 24677.4807 | 27027.9562 | 26087.2779 | 28066.9761 | 29561.7685
NSW1 | LS Battery | 0.012987 | 0.013632 | 0.015121 | 0.015618 | 0.016225 | 0.019732 | 0.023479 | 0.025064 | 0.026226 | 0.053926 | 0.057812 | 0.061422 | 0.063277 | 0.064251 | 1416.0144 | 1480.8825 | 2945.0946 | 2839.3012 | 2931.6149 | 2998.1136 | 3661.8001 | 3982.3938 | 4396.8351 | 4807.9711 | 4755.3127
NSW1 | Pumped Hydro | 5.3575 | 1.4742 | 6.8096 | 11.8259 | 112.7017 | 203.269 | 195.9953 | 104.2466 | 469.0907 | 728.6638 | 594.8953 | 992.3089 | 458.5203 | 608.107 | 1592.448 | 1450.435 | 3244.9803 | 3246.852 | 3340.9516 | 3680.1254 | 3546.3596 | 3438.1938 | 3406.6649 | 3916.3331 | 4124.2441
NSW1 | VPP | 19.665 | 28.261 | 8.1164 | 26.9848 | 27.413 | 24.8406 | 24.8651 | 22.033 | 19.6797 | 18.0655 | 20.5844 | 24.8275 | 30.9175 | 37.1785 | 45.0521 | 50.3709 | 48.2976 | 51.5359 | 60.3258 | 57.5341 | 63.5023 | 64.1849 | 63.3909 | 68.998 | 71.4975
Total excluding storage |  | 58476.0096 | 55772.8801 | 53500.0865 | 51836.431 | 51357.8226 | 49312.8458 | 49927.3457 | 50699.9714 | 43163.9699 | 43676.3174 | 43395.543 | 43508.161 | 44086.7792 | 44074.329 | 42994.6693 | 47233.2047 | 50671.9173 | 48337.4358 | 50927.67 | 47600.3009 | 51092.705 | 51776.678 | 50533.116 | 52388.4828 | 53954.2511
Region | Technology | 2021-22 | 2022-23 | 2023-24 | 2024-25 | 2025-26 | 2026-27 | 2027-28 | 2028-29 | 2029-30 | 2030-31 | 2031-32 | 2032-33 | 2033-34 | 2034-35 | 2035-36 | 2036-37 | 2037-38 | 2038-39 | 2039-40 | 2040-41 | 2041-42 | 2042-43 | 2043-44 | 2044-45 | 2045-46
QLD1 | Black Coal | 50235.8684 | 45416.5541 | 47684.1534 | 47394.9095 | 45205.3155 | 45007.5074 | 44069.6321 | 45008.6855 | 37933.909 | 37249.0966 | 35401.0624 | 37089.0162 | 37696.0007 | 37652.7791 | 37390.1215 | 35196.7606 | 34590.136 | 35269.1638 | 34466.1975 | 30984.9744 | 28291.0858 | 20988.9242 | 19769.2709 | 20022.2948 | 16831.9487
QLD1 | Brown Coal | 0 | 0 | 0 | 0 | 0 | 0 | 0 | 0 | 0 | 0 | 0 | 0 | 0 | 0 | 0 | 0 | 0 | 0 | 0 | 0 | 0 | 0 | 0 | 0 | 0
QLD1 | CCGT | 1210.7862 | 1176.4353 | 1176.4355 | 1309.0453 | 1309.0453 | 1309.0454 | 1309.0455 | 1309.0457 | 1309.0456 | 1309.0457 | 1309.0458 | 1309.046 | 1309.0462 | 1309.0464 | 1309.0476 | 1493.7068 | 2564.7608 | 3317.4221 | 3019.5496 | 3637.5461 | 3163.098 | 4203.6061 | 3840.2479 | 3457.3976 | 1695.8232
QLD1 | Gas - Steam | 0 | 0 | 0 | 0 | 0 | 0 | 0 | 0 | 0 | 0 | 0 | 0 | 0 | 0 | 0 | 0 | 0 | 0 | 0 | 0 | 0 | 0 | 0 | 0 | 0
QLD1 | OCGT / Diesel | 2.1253 | 0.0020902 | 0.0022407 | 0.53572 | 0.0024466 | 0.0026023 | 0.0027436 | 0.0029631 | 0.0029218 | 0.0031124 | 0.0032868 | 0.0035195 | 0.003771 | 0.002498 | 3.0387 | 4.8242 | 63.3441 | 35.7739 | 79.3355 | 279.4341 | 170.0965 | 683.541 | 701.7646 | 871.5687 | 1461.272
QLD1 | Hydro | 679.2715 | 675.1381 | 674.5029 | 668.0506 | 664.5285 | 661.0064 | 660.1268 | 651.7711 | 650.3737 | 646.1275 | 645.1301 | 639.1361 | 635.5106 | 631.6132 | 630.2799 | 623.6053 | 233.8372 | 232.6257 | 231.447 | 229.7288 | 228.3976 | 0 | 0 | 0 | 0
QLD1 | Wind | 2071.1263 | 3562.7801 | 4890.9618 | 4480.8384 | 5163.6475 | 5161.6221 | 5748.4603 | 5502.1729 | 5121.3528 | 5337.8097 | 4941.3061 | 4630.5265 | 4258.7573 | 4948.8172 | 4879.8532 | 5544.1148 | 8886.2425 | 8718.2812 | 8874.2814 | 9946.8589 | 13051.6095 | 16184.6893 | 18517.7776 | 16980.1737 | 21320.6092
QLD1 | Solar PV | 5651.0489 | 7988.7722 | 8054.4072 | 7694.6977 | 7518.3768 | 7990.3274 | 7984.2867 | 6689.2337 | 7399.5215 | 7694.7173 | 7998.7833 | 7975.8992 | 7631.3821 | 7463.1287 | 7969.0243 | 7600.3412 | 6254.3438 | 6951.5896 | 7234.1874 | 7489.2047 | 7529.9314 | 9747.0727 | 9158.4884 | 9410.974 | 9274.4429
QLD1 | LS Battery | 44.5322 | 42.2427 | 60.5843 | 62.679 | 67.1811 | 77.4388 | 78.1159 | 77.1162 | 68.2354 | 71.9765 | 66.4231 | 78.769 | 81.4131 | 83.0817 | 102.4347 | 99.161 | 539.871 | 540.9442 | 548.7521 | 791.1217 | 1808.7104 | 2164.3656 | 2165.876 | 2178.6842 | 2180.0414
QLD1 | Pumped Hydro | 44.3986 | 2.8899 | 36.0396 | 35.6543 | 27.3958 | 54.5928 | 52.4408 | 51.3822 | 165.7296 | 211.4061 | 163.2894 | 262.8508 | 222.0659 | 216.1329 | 507.5454 | 645.4199 | 672.0289 | 732.9888 | 748.757 | 713.2773 | 631.1125 | 1614.2871 | 1536.1467 | 1639.3801 | 1597.7544
QLD1 | VPP | 12.9309 | 10.3597 | 10.3339 | 10.95 | 10.9987 | 10.8104 | 10.2181 | 9.0821 | 7.112 | 6.7102 | 7.3443 | 9.9713 | 12.8143 | 14.9071 | 20.5212 | 23.9366 | 23.1495 | 25.8621 | 29.9231 | 32.055 | 33.836 | 31.9575 | 33.6965 | 33.8153 | 36.3205
Total excluding storage |  | 59850.2265 | 58819.6819 | 62480.463 | 61548.0771 | 59860.9161 | 60129.5112 | 59771.5542 | 59160.9119 | 52414.2056 | 52236.8 | 50295.331 | 51643.6276 | 51530.7007 | 52005.3872 | 52181.3652 | 50463.3529 | 52592.6644 | 54524.8563 | 53904.9984 | 52567.747 | 52434.2188 | 51807.8332 | 51987.5494 | 50742.4088 | 50584.0961
Region | Technology | 2021-22 | 2022-23 | 2023-24 | 2024-25 | 2025-26 | 2026-27 | 2027-28 | 2028-29 | 2029-30 | 2030-31 | 2031-32 | 2032-33 | 2033-34 | 2034-35 | 2035-36 | 2036-37 | 2037-38 | 2038-39 | 2039-40 | 2040-41 | 2041-42 | 2042-43 | 2043-44 | 2044-45 | 2045-46
VIC1 | Black Coal | 0 | 0 | 0 | 0 | 0 | 0 | 0 | 0 | 0 | 0 | 0 | 0 | 0 | 0 | 0 | 0 | 0 | 0 | 0 | 0 | 0 | 0 | 0 | 0 | 0
VIC1 | Brown Coal | 32441.7622 | 27900.4002 | 32206.0445 | 33208.0774 | 32057.4304 | 31265.4604 | 29671.4513 | 28008.8276 | 25780.6854 | 27026.5815 | 24113.3678 | 27518.839 | 27918.2447 | 26649.6686 | 26712.6648 | 24773.2733 | 21371.5466 | 21472.2795 | 22638.6232 | 22205.7397 | 23596.7147 | 23514.6118 | 24118.4619 | 23149.6845 | 24072.7219
VIC1 | CCGT | 0 | 0.001054 | 0.0012933 | 0.0013499 | 0.0013493 | 0.0013666 | 0.0013869 | 0.0013579 | 0.0016735 | 0.0018734 | 0.0019102 | 0.002156 | 0.0022908 | 0.0024373 | 0.0027056 | 0.0030118 | 0.0044045 | 0.0055349 | 0.0071957 | 0.0070942 | 0.0085103 | 0.012245 | 0.01202 | 0.011951 | 0.012522
VIC1 | Gas - Steam | 9.6629 | 12.8749 | 12.7235 | 4.0956 | 0.00060141 | 1.5271 | 0.37874 | 0.00049527 | 0.00071494 | 1.4476 | 6.1183 | 1.4828 | 1.4155 | 0.71362 | 7.3366 | 13.0925 | 191.7592 | 398.7833 | 0 | 0 | 0 | 0 | 0 | 0 | 0
VIC1 | OCGT / Diesel | 3.146 | 9.8387 | 7.2543 | 2.0085 | 0.0028259 | 0.0029653 | 0.003133 | 0.0030382 | 0.0034563 | 0.13329 | 3.0938 | 0.0044128 | 0.0041114 | 0.0043988 | 1.8518 | 4.024 | 64.1774 | 75.3862 | 197.9895 | 413.7835 | 653.759 | 731.2654 | 1003.4859 | 912.8846 | 1162.1473
VIC1 | Hydro | 2799.1136 | 2731.0224 | 2541.3904 | 3259.1536 | 3344.5217 | 3169.0946 | 3183.5934 | 3961.4079 | 3171.4936 | 2713.501 | 2708.8643 | 2454.5125 | 3002.7078 | 3083.8662 | 2926.3296 | 2927.2192 | 3670.2239 | 3047.1431 | 2612.2668 | 2600.3633 | 2360.0656 | 2880.3584 | 2968.5421 | 2796.2961 | 2805.9233
VIC1 | Wind | 11374.6893 | 13801.572 | 12243.3026 | 12739.1781 | 14299.4672 | 15477.0943 | 15675.6471 | 17473.5414 | 17272.3577 | 16640.2249 | 17688.8908 | 15681.1971 | 15934.0743 | 16720.8555 | 17737.5372 | 18077.2398 | 16554.573 | 16524.9215 | 15978.6057 | 16272.7201 | 14256.9872 | 14257.0137 | 14377.008 | 14211.2564 | 11687.03
VIC1 | Solar PV | 2389.0869 | 2378.417 | 2473.3315 | 3326.2827 | 3184.9138 | 3698.1542 | 4328.7393 | 4672.3584 | 5209.882 | 5320.2942 | 5265.03 | 5502.9734 | 5254.0907 | 4966.8989 | 5262.6349 | 5323.9844 | 4993.7107 | 5199.5124 | 5322.3354 | 5255.1892 | 5489.0642 | 5220.0506 | 4968.2296 | 4975.2024 | 4948.0026
VIC1 | LS Battery | 40.0833 | 26.4807 | 37.2352 | 45.9709 | 50.3775 | 54.7604 | 54.7191 | 82.2587 | 45.5486 | 46.9759 | 47.9673 | 48.9284 | 14.324 | 14.4519 | 13.4297 | 14.2205 | 561.309 | 560.0328 | 778.8378 | 844.4192 | 904.3044 | 862.8316 | 885.8686 | 979.2261 | 964.6907
VIC1 | Pumped Hydro | 0 | 0 | 0 | 0.0029966 | 0.0034774 | 0.0038024 | 0.0040318 | 0.0063488 | 0.0062403 | 0.0060617 | 0.0062743 | 0.0061641 | 0.0062013 | 0.0063283 | 0.0066027 | 0.0071912 | 0.029523 | 0.028801 | 0.028716 | 0.032955 | 0.032819 | 0.031842 | 0.065247 | 0.070625 | 0.06863
VIC1 | VPP | 15.158 | 10.3572 | 13.4932 | 14.8965 | 13.91 | 13.946 | 12.8317 | 16.2948 | 10.762 | 10.3197 | 12.3063 | 15.4001 | 18.5429 | 20.9304 | 23.0908 | 27.0171 | 26.9072 | 30.5821 | 35.1267 | 36.0386 | 39.1531 | 39.5793 | 40.1472 | 46.2097 | 46.8804
Total excluding storage |  | 49017.4609 | 46834.1262 | 49484.048 | 52538.7974 | 52886.3379 | 53611.335 | 52859.8144 | 54116.1401 | 51434.4246 | 51702.1845 | 49785.367 | 51159.0113 | 52110.5393 | 51422.0097 | 52648.3575 | 51118.8362 | 46845.9953 | 46718.0314 | 46749.8278 | 46747.803 | 46356.5991 | 46603.3121 | 47435.7395 | 46045.3359 | 44675.8375
Region | Technology | 2021-22 | 2022-23 | 2023-24 | 2024-25 | 2025-26 | 2026-27 | 2027-28 | 2028-29 | 2029-30 | 2030-31 | 2031-32 | 2032-33 | 2033-34 | 2034-35 | 2035-36 | 2036-37 | 2037-38 | 2038-39 | 2039-40 | 2040-41 | 2041-42 | 2042-43 | 2043-44 | 2044-45 | 2045-46
SA1 | Black Coal | 0 | 0 | 0 | 0 | 0 | 0 | 0 | 0 | 0 | 0 | 0 | 0 | 0 | 0 | 0 | 0 | 0 | 0 | 0 | 0 | 0 | 0 | 0 | 0 | 0
SA1 | Brown Coal | 0 | 0 | 0 | 0 | 0 | 0 | 0 | 0 | 0 | 0 | 0 | 0 | 0 | 0 | 0 | 0 | 0 | 0 | 0 | 0 | 0 | 0 | 0 | 0 | 0
SA1 | CCGT | 1314.4332 | 1149.3131 | 708.3412 | 463.4056 | 463.4056 | 463.4056 | 463.4057 | 463.4057 | 463.4058 | 463.406 | 463.406 | 463.4064 | 463.4066 | 463.407 | 463.4087 | 463.4101 | 0.010402 | 0.011164 | 0.011344 | 0.019008 | 0.022342 | 0.022941 | 0.074591 | 0.067126 | 0.071616
SA1 | Gas - Steam | 718.7159 | 715.1273 | 742.1627 | 84.096 | 84.096 | 84.096 | 84.096 | 84.096 | 84.0961 | 84.0961 | 84.0961 | 84.0961 | 84.0961 | 84.0961 | 0 | 0 | 0 | 0 | 0 | 0 | 0 | 0 | 0 | 0 | 0
SA1 | OCGT / Diesel | 58.093 | 40.4083 | 100.0885 | 4.6374 | 0.47445 | 2.2013 | 0.41463 | 0.0044355 | 0.071726 | 0.97462 | 3.1299 | 1.4979 | 1.4407 | 1.0068 | 24.7488 | 49.4816 | 597.791 | 1083.0309 | 1159.7705 | 1392.144 | 1428.3104 | 1597.6753 | 1592.1437 | 186.0783 | 160.632
SA1 | Hydro | 0 | 0 | 0 | 0 | 0 | 0 | 0 | 0 | 0 | 0 | 0 | 0 | 0 | 0 | 0 | 0 | 0 | 0 | 0 | 0 | 0 | 0 | 0 | 0 | 0
SA1 | Wind | 6282.8145 | 6656.3987 | 6012.7269 | 6046.159 | 5726.3216 | 6338.6631 | 6408.6922 | 5801.5971 | 6119.811 | 6086.9975 | 6521.6296 | 5769.5974 | 5267.0536 | 5102.3172 | 5284.4907 | 4665.069 | 4471.3112 | 5032.5734 | 4467.2736 | 5119.2501 | 4930.5391 | 5408.9702 | 5551.736 | 8818.2923 | 8091.0001
SA1 | Solar PV | 970.9364 | 976.019 | 991.6973 | 939.6943 | 913.352 | 931.2103 | 968.4835 | 900.1576 | 962.073 | 970.9348 | 977.2841 | 990.2893 | 944.0198 | 919.0234 | 1318.0387 | 2160.0858 | 4271.6486 | 4430.763 | 4499.91 | 4563.0302 | 5139.7991 | 4870.1286 | 4468.2126 | 4260.7534 | 4395.3587
SA1 | LS Battery | 77.0378 | 58.8798 | 78.1027 | 70.7274 | 71.7719 | 76.8911 | 77.7599 | 76.9141 | 74.9817 | 73.9498 | 74.8131 | 78.6156 | 80.436 | 57.4601 | 714.6256 | 740.9546 | 1152.4639 | 1120.2728 | 1135.7865 | 1132.6985 | 1183.9552 | 1158.0854 | 1867.5939 | 1963.0144 | 1994.3516
SA1 | Pumped Hydro | 0 | 0 | 0 | 0.0020219 | 0.0021757 | 0.002341 | 0.0024964 | 0.002649 | 0.0028027 | 0.0029222 | 0.003161 | 0.0033216 | 0.0034865 | 0.0036898 | 0.0053832 | 0.0070197 | 0.0080777 | 0.0079432 | 0.0080557 | 0.0094435 | 0.0096435 | 0.0095217 | 0.010826 | 0.012957 | 0.012827
SA1 | VPP | 50.5802 | 35.6021 | 37.393 | 26.3282 | 21.5113 | 17.7884 | 15.6048 | 13.8662 | 10.2521 | 8.9149 | 8.8953 | 10.1391 | 11.5534 | 12.8056 | 14.0429 | 15.2399 | 14.3872 | 14.5045 | 15.7789 | 15.2098 | 16.3964 | 16.677 | 16.0679 | 17.1397 | 17.5258
Total excluding storage |  | 9344.9929 | 9537.2664 | 8555.0167 | 7537.9923 | 7187.6498 | 7819.5764 | 7925.0921 | 7249.261 | 7629.4576 | 7606.4089 | 8049.5456 | 7308.887 | 6760.0167 | 6569.8506 | 7090.687 | 7338.0464 | 9340.7612 | 10546.3784 | 10126.9654 | 11074.4433 | 11498.671 | 11876.797 | 11612.167 | 13265.1912 | 12647.0625
Region | Technology | 2021-22 | 2022-23 | 2023-24 | 2024-25 | 2025-26 | 2026-27 | 2027-28 | 2028-29 | 2029-30 | 2030-31 | 2031-32 | 2032-33 | 2033-34 | 2034-35 | 2035-36 | 2036-37 | 2037-38 | 2038-39 | 2039-40 | 2040-41 | 2041-42 | 2042-43 | 2043-44 | 2044-45 | 2045-46
TAS1 | Black Coal | 0 | 0 | 0 | 0 | 0 | 0 | 0 | 0 | 0 | 0 | 0 | 0 | 0 | 0 | 0 | 0 | 0 | 0 | 0 | 0 | 0 | 0 | 0 | 0 | 0
TAS1 | Brown Coal | 0 | 0 | 0 | 0 | 0 | 0 | 0 | 0 | 0 | 0 | 0 | 0 | 0 | 0 | 0 | 0 | 0 | 0 | 0 | 0 | 0 | 0 | 0 | 0 | 0
TAS1 | CCGT | 0 | 0.00086221 | 0.001153 | 0.0011495 | 0.0011313 | 0.0011829 | 0.0012513 | 0.0012904 | 0.0014045 | 0.0015769 | 0.0015289 | 0.0017427 | 0.0018414 | 0.0018753 | 0.0020045 | 0.002126 | 0.0022429 | 0.0032069 | 0.003575 | 0.0030666 | 0.0043951 | 0.0045004 | 0.0039714 | 0.0042214 | 0.0048237
TAS1 | Gas - Steam | 0 | 0 | 0 | 0 | 0 | 0 | 0 | 0 | 0 | 0 | 0 | 0 | 0 | 0 | 0 | 0 | 0 | 0 | 0 | 0 | 0 | 0 | 0 | 0 | 0
TAS1 | OCGT / Diesel | 0.00080873 | 0.00069813 | 0.00089519 | 0.00088854 | 0.00085999 | 0.00091275 | 0.00096661 | 0.0010036 | 0.0010841 | 0.0012523 | 0.0011415 | 0.0013445 | 0.0014077 | 0.0014294 | 0.0015552 | 0.0016401 | 0.0017264 | 0.0022522 | 0.0030444 | 0.0012855 | 0.0021372 | 0.0023404 | 0.0016177 | 0.0019752 | 0.0022796
TAS1 | Hydro | 6985.049 | 10536.5195 | 7832.2533 | 7965.9836 | 9549.0562 | 8664.9923 | 8720.0051 | 9611.106 | 8553.6097 | 6854.8929 | 10421.6761 | 7649.1374 | 7816.6214 | 9369.6375 | 8548.3217 | 8505.0456 | 9429.3833 | 8391.5412 | 6772.5619 | 10143.0396 | 7503.2852 | 7667.2593 | 9237.4682 | 8338.6956 | 8341.487
TAS1 | Wind | 1794.559 | 2039.0681 | 1901.1758 | 1834.5088 | 2005.0955 | 2034.2527 | 2080.5059 | 1831.659 | 1820.8495 | 1783.0293 | 1396.83 | 1881.578 | 1833.895 | 2013.1827 | 2051.192 | 2095.3697 | 1852.6806 | 1829.6097 | 1785.4961 | 1990.7067 | 1881.601 | 1838.2705 | 2026.7255 | 1490.6219 | 1895.6934
TAS1 | Solar PV | 0.00032232 | 0.00024712 | 0.00038157 | 0.00036946 | 0.00030041 | 0.00033044 | 0.00031931 | 0.00031153 | 0.00034273 | 0.00036432 | 0.00039384 | 0.00062325 | 0.00071823 | 0.00061578 | 0.00074313 | 0.00081486 | 0.00093511 | 0.0028688 | 0.0029837 | 0.0019707 | 0.0077001 | 0.0077995 | 0.005947 | 0.007276 | 0.0083196
TAS1 | LS Battery | 0.0022032 | 0.0027638 | 0.002485 | 0.0025399 | 0.0026814 | 0.0040501 | 0.0054806 | 0.0063499 | 0.0061791 | 0.010477 | 0.015547 | 0.012435 | 0.012633 | 0.013978 | 0.01393 | 0.014008 | 0.01429 | 0.011162 | 0.0097041 | 0.016695 | 0.010687 | 0.010902 | 0.016983 | 0.014864 | 0.015056
TAS1 | Pumped Hydro | 0 | 0 | 0 | 0.0036425 | 0.0045008 | 0.0046244 | 0.0048975 | 0.0054356 | 0.0054412 | 0.0051133 | 0.0065519 | 0.006044 | 0.0063726 | 0.0071724 | 0.007518 | 0.0079182 | 0.0084445 | 0.0073032 | 0.0069741 | 0.011176 | 0.0081094 | 0.0082362 | 0.011868 | 0.010667 | 0.010802
TAS1 | VPP | 0.23355 | 0.096843 | 0.21405 | 0.35758 | 0.19272 | 0.20501 | 0.1826 | 0.20475 | 0.15526 | 0.23792 | 0.10866 | 0.21949 | 0.24833 | 0.32225 | 0.38714 | 0.41698 | 0.33192 | 0.4583 | 0.7807 | 0.18968 | 0.75725 | 0.6973 | 0.43019 | 0.24529 | 0.45208
Total excluding storage |  | 8779.6091 | 12575.5894 | 9733.4315 | 9800.4948 | 11554.154 | 10699.2473 | 10800.5135 | 11442.7676 | 10374.462 | 8637.9253 | 11818.5092 | 9530.7191 | 9650.5204 | 11382.8242 | 10599.518 | 10600.4199 | 11282.0687 | 10221.1593 | 8558.0676 | 12133.7526 | 9384.9004 | 9505.5445 | 11264.2053 | 9829.331 | 10237.1959
Explicitly modelled pumping
Region | Technology | 2021-22 | 2022-23 | 2023-24 | 2024-25 | 2025-26 | 2026-27 | 2027-28 | 2028-29 | 2029-30 | 2030-31 | 2031-32 | 2032-33 | 2033-34 | 2034-35 | 2035-36 | 2036-37 | 2037-38 | 2038-39 | 2039-40 | 2040-41 | 2041-42 | 2042-43 | 2043-44 | 2044-45 | 2045-46
NEM | LS Battery pump | 199.04 | 157.8344 | 216.8317 | 221.5339 | 234.3297 | 257.5425 | 260.4826 | 291.3004 | 233.4082 | 237.9065 | 234.133 | 254.5921 | 217.4981 | 191.5753 | 2773.1926 | 2883.0035 | 6419.4228 | 6252.0128 | 6654.9531 | 7137.3981 | 9315.9763 | 10088.6022 | 11496.4775 | 12255.2981 | 12215.2496
NEM | Pumped Hydro pump | 68.3402 | 11.1572 | 71.4059 | 125.3158 | 395.2714 | 522.716 | 634.415 | 313.7585 | 1579.0191 | 1663.229 | 1881.6978 | 1982.1631 | 1785.1339 | 1774.728 | 3300.5224 | 4271.2671 | 6694.5944 | 6690.2679 | 7004.1563 | 7271.8349 | 7277.5872 | 8194.3771 | 7589.5813 | 8875.1686 | 8939.4296
NEM | VPP pump | 115.6598 | 99.3478 | 81.5794 | 93.3291 | 86.8907 | 79.3397 | 74.7832 | 72.1859 | 56.2947 | 51.9396 | 57.7982 | 71.0857 | 86.9589 | 101.1263 | 121.0387 | 137.3528 | 132.7292 | 144.3086 | 166.6146 | 165.5227 | 180.3453 | 179.6801 | 180.4113 | 195.3078 | 202.6681
Region | Technology | 2021-22 | 2022-23 | 2023-24 | 2024-25 | 2025-26 | 2026-27 | 2027-28 | 2028-29 | 2029-30 | 2030-31 | 2031-32 | 2032-33 | 2033-34 | 2034-35 | 2035-36 | 2036-37 | 2037-38 | 2038-39 | 2039-40 | 2040-41 | 2041-42 | 2042-43 | 2043-44 | 2044-45 | 2045-46
NSW1 | LS Battery pump | 0.016039 | 0.016834 | 0.018667 | 0.019283 | 0.020032 | 0.02436 | 0.028993 | 0.030935 | 0.032386 | 0.066588 | 0.071398 | 0.075824 | 0.078124 | 0.079342 | 1748.1658 | 1828.2501 | 3636.2818 | 3505.2038 | 3619.0216 | 3712.5205 | 4512.239 | 4916.3151 | 5425.768 | 5935.767 | 5870.7559
NSW1 | Pumped Hydro pump | 6.3035 | 4.2546 | 21.5403 | 75.5248 | 352.9711 | 447.637 | 557.4475 | 242.6046 | 1341.8558 | 1359.4112 | 1647.4309 | 1608.4437 | 1466.526 | 1465.949 | 2578.1417 | 3349.2127 | 5733.9966 | 5643.5923 | 5934.453 | 6252.8092 | 6373.5714 | 6081.0102 | 5592.7418 | 6731.7219 | 6850.5318
NSW1 | VPP pump | 23.0403 | 33.1591 | 9.4655 | 31.6663 | 32.1751 | 29.1556 | 29.1901 | 25.8643 | 23.1007 | 21.2065 | 24.1641 | 29.144 | 36.2952 | 43.6487 | 52.8992 | 59.1465 | 56.6961 | 60.492 | 70.8168 | 67.5225 | 74.5347 | 75.3296 | 74.3881 | 80.9782 | 83.913
Region | Technology | 2021-22 | 2022-23 | 2023-24 | 2024-25 | 2025-26 | 2026-27 | 2027-28 | 2028-29 | 2029-30 | 2030-31 | 2031-32 | 2032-33 | 2033-34 | 2034-35 | 2035-36 | 2036-37 | 2037-38 | 2038-39 | 2039-40 | 2040-41 | 2041-42 | 2042-43 | 2043-44 | 2044-45 | 2045-46
QLD1 | LS Battery pump | 54.7879 | 52.053 | 74.7952 | 77.3814 | 83.1951 | 95.3481 | 96.5147 | 95.1298 | 84.2414 | 88.8599 | 82.1543 | 97.095 | 100.51 | 102.8566 | 126.176 | 122.421 | 667.3126 | 667.0271 | 677.4717 | 976.6935 | 2232.9759 | 2672.5427 | 2676.1236 | 2687.116 | 2691.3373
QLD1 | Pumped Hydro pump | 62.0367 | 6.9027 | 49.8656 | 49.7802 | 42.2876 | 75.0656 | 76.9533 | 71.1359 | 237.1451 | 303.8002 | 234.2469 | 373.7 | 318.5878 | 308.7576 | 722.3563 | 922.0268 | 960.5402 | 1046.6204 | 1069.6488 | 1018.9585 | 903.9528 | 2113.3048 | 1996.7297 | 2143.3288 | 2088.7826
QLD1 | VPP pump | 15.1745 | 12.1516 | 12.1236 | 12.8489 | 12.9072 | 12.6871 | 11.9929 | 10.6591 | 8.3431 | 7.8731 | 8.617 | 11.7013 | 15.0399 | 17.4953 | 24.0941 | 28.1073 | 27.1762 | 30.361 | 35.1302 | 37.633 | 39.7233 | 37.5087 | 39.5503 | 39.6862 | 42.6298
Region | Technology | 2021-22 | 2022-23 | 2023-24 | 2024-25 | 2025-26 | 2026-27 | 2027-28 | 2028-29 | 2029-30 | 2030-31 | 2031-32 | 2032-33 | 2033-34 | 2034-35 | 2035-36 | 2036-37 | 2037-38 | 2038-39 | 2039-40 | 2040-41 | 2041-42 | 2042-43 | 2043-44 | 2044-45 | 2045-46
VIC1 | LS Battery pump | 49.362 | 32.833 | 45.8287 | 56.7541 | 62.3351 | 67.4648 | 67.6952 | 101.4132 | 56.3626 | 57.8652 | 59.3596 | 60.2894 | 17.6815 | 17.8197 | 16.5798 | 17.5563 | 693.0158 | 693.2952 | 959.5896 | 1045.6728 | 1113.2454 | 1068.4041 | 1090.485 | 1208.9212 | 1190.9761
VIC1 | Pumped Hydro pump | 0 | 0 | 0 | 0.003751 | 0.0043489 | 0.0047476 | 0.0050519 | 0.0079256 | 0.0078169 | 0.0075653 | 0.0078468 | 0.0077061 | 0.0077511 | 0.0079068 | 0.0082491 | 0.0089939 | 0.036912 | 0.036099 | 0.035787 | 0.041339 | 0.040884 | 0.039938 | 0.081417 | 0.088341 | 0.085723
VIC1 | VPP pump | 17.7886 | 12.1439 | 15.8364 | 17.4893 | 16.3301 | 16.3746 | 15.0662 | 19.1421 | 12.6339 | 12.1154 | 14.4478 | 18.0807 | 21.7698 | 24.5716 | 27.106 | 31.7193 | 31.5831 | 35.8979 | 41.234 | 42.3003 | 45.9585 | 46.4546 | 47.1178 | 54.2456 | 55.0307
Region | Technology | 2021-22 | 2022-23 | 2023-24 | 2024-25 | 2025-26 | 2026-27 | 2027-28 | 2028-29 | 2029-30 | 2030-31 | 2031-32 | 2032-33 | 2033-34 | 2034-35 | 2035-36 | 2036-37 | 2037-38 | 2038-39 | 2039-40 | 2040-41 | 2041-42 | 2042-43 | 2043-44 | 2044-45 | 2045-46
SA1 | LS Battery pump | 94.8713 | 72.9281 | 96.186 | 87.3759 | 88.7763 | 94.7003 | 96.237 | 94.7186 | 92.7642 | 91.1019 | 92.5285 | 97.1165 | 99.2128 | 70.8024 | 882.2538 | 914.7588 | 1422.795 | 1386.4728 | 1398.8583 | 1402.4907 | 1457.5028 | 1431.3268 | 2304.0799 | 2423.4755 | 2462.1616
SA1 | Pumped Hydro pump | 0 | 0 | 0 | 0.002532 | 0.0027195 | 0.0029241 | 0.0031265 | 0.003306 | 0.0035085 | 0.0036504 | 0.0039514 | 0.0041534 | 0.0043586 | 0.0046116 | 0.0067281 | 0.008782 | 0.010091 | 0.0099446 | 0.010054 | 0.011833 | 0.012025 | 0.011925 | 0.013514 | 0.016211 | 0.01601
SA1 | VPP pump | 59.3871 | 41.7844 | 43.9068 | 30.9081 | 25.2555 | 20.8846 | 18.3224 | 16.2822 | 12.0368 | 10.4669 | 10.444 | 11.9045 | 13.5655 | 15.0359 | 16.4889 | 17.8947 | 16.8892 | 17.0251 | 18.5225 | 17.8515 | 19.2461 | 19.5753 | 18.8578 | 20.1182 | 20.572
Region | Technology | 2021-22 | 2022-23 | 2023-24 | 2024-25 | 2025-26 | 2026-27 | 2027-28 | 2028-29 | 2029-30 | 2030-31 | 2031-32 | 2032-33 | 2033-34 | 2034-35 | 2035-36 | 2036-37 | 2037-38 | 2038-39 | 2039-40 | 2040-41 | 2041-42 | 2042-43 | 2043-44 | 2044-45 | 2045-46
TAS1 | LS Battery pump | 0.0027203 | 0.0034141 | 0.0030669 | 0.0031355 | 0.0033109 | 0.0050007 | 0.0067671 | 0.00784 | 0.0076306 | 0.01293 | 0.019208 | 0.015346 | 0.015594 | 0.01726 | 0.017196 | 0.017295 | 0.017648 | 0.013781 | 0.011966 | 0.020627 | 0.013187 | 0.013452 | 0.020982 | 0.018347 | 0.018578
TAS1 | Pumped Hydro pump | 0 | 0 | 0 | 0.004558 | 0.0056304 | 0.0057795 | 0.0061238 | 0.0067958 | 0.0068072 | 0.006378 | 0.0082061 | 0.007549 | 0.007964 | 0.0089694 | 0.0093969 | 0.0099003 | 0.010569 | 0.0091292 | 0.0086876 | 0.014012 | 0.010118 | 0.010274 | 0.014872 | 0.013323 | 0.013476
TAS1 | VPP pump | 0.26915 | 0.10882 | 0.24719 | 0.41643 | 0.22284 | 0.23775 | 0.21172 | 0.23811 | 0.18018 | 0.27768 | 0.12535 | 0.25522 | 0.28854 | 0.37487 | 0.45056 | 0.48511 | 0.38452 | 0.53256 | 0.91111 | 0.21537 | 0.88272 | 0.81187 | 0.49734 | 0.27959 | 0.52269
Non-controllable capacity
Region | Technology | 2021-22 | 2022-23 | 2023-24 | 2024-25 | 2025-26 | 2026-27 | 2027-28 | 2028-29 | 2029-30 | 2030-31 | 2031-32 | 2032-33 | 2033-34 | 2034-35 | 2035-36 | 2036-37 | 2037-38 | 2038-39 | 2039-40 | 2040-41 | 2041-42 | 2042-43 | 2043-44 | 2044-45 | 2045-46
NEM | Distributed PV | 12259.3963 | 12653.7924 | 12895.9846 | 12906.2749 | 12973.867 | 14274.5332 | 14745.2395 | 13505.9973 | 14624.8439 | 15627.7847 | 16634.6472 | 17476.8302 | 17796.2626 | 18087.2493 | 20107.4908 | 20873.4752 | 19123.965 | 20792.8882 | 22300.696 | 23582.0776 | 24492.2457 | 24756.5221 | 25043.7826 | 27810.9146 | 28866.1185
NEM | Behind the meter battery | 136.6203 | 153.4434 | 170.2281 | 206.0069 | 244.921 | 270.9814 | 292.9449 | 307.9819 | 354.5214 | 368.3196 | 409.6213 | 431.0058 | 453.5025 | 466.5479 | 477.3498 | 476.1613 | 480.4293 | 495.6361 | 521.2425 | 525.7913 | 531.4586 | 537.2405 | 544.8767 | 549.3051 | 555.8717
NEM | Behind the meter battery pump | 160.7249 | 180.5157 | 200.2683 | 242.3613 | 288.1399 | 318.8014 | 344.6392 | 362.3321 | 417.0821 | 433.3226 | 481.9101 | 507.0671 | 533.5419 | 548.8795 | 561.5911 | 560.1904 | 565.2116 | 583.1003 | 613.2296 | 618.5782 | 625.24 | 632.0483 | 641.0326 | 646.2414 | 653.9662
Region | Technology | 2021-22 | 2022-23 | 2023-24 | 2024-25 | 2025-26 | 2026-27 | 2027-28 | 2028-29 | 2029-30 | 2030-31 | 2031-32 | 2032-33 | 2033-34 | 2034-35 | 2035-36 | 2036-37 | 2037-38 | 2038-39 | 2039-40 | 2040-41 | 2041-42 | 2042-43 | 2043-44 | 2044-45 | 2045-46
NSW1 | Distributed PV | 3240.1265 | 3415.8384 | 3347.6181 | 3398.402 | 3371.033 | 3803.5662 | 3828.3599 | 3476.4099 | 3649.8345 | 3956.2596 | 4320.1332 | 4470.7586 | 4700.8826 | 4788.6855 | 5535.2531 | 5680.101 | 5215.7347 | 5543.6462 | 6070.3741 | 6586.4862 | 6687.2772 | 6920.3337 | 6991.8293 | 8076.6593 | 8332.1923
NSW1 | Behind the meter battery | 42.9706 | 50.3268 | 57.9214 | 75.2746 | 93.2124 | 104.2537 | 114.8533 | 121.2449 | 141.4347 | 147.9284 | 166.7618 | 176.3132 | 187.3625 | 193.1507 | 198.3456 | 198.2281 | 200.8045 | 207.8632 | 219.2715 | 221.1735 | 223.583 | 225.977 | 229.0987 | 230.9139 | 233.4861
NSW1 | Behind the meter battery pump | 50.5534 | 59.2078 | 68.1418 | 88.5593 | 109.6607 | 122.6511 | 135.1197 | 142.6424 | 166.3923 | 174.0338 | 196.1917 | 207.4274 | 220.4286 | 227.2353 | 233.3481 | 233.2097 | 236.2416 | 244.547 | 257.9683 | 260.2042 | 263.0385 | 265.8559 | 269.5285 | 271.6627 | 274.6875
Region | Technology | 2021-22 | 2022-23 | 2023-24 | 2024-25 | 2025-26 | 2026-27 | 2027-28 | 2028-29 | 2029-30 | 2030-31 | 2031-32 | 2032-33 | 2033-34 | 2034-35 | 2035-36 | 2036-37 | 2037-38 | 2038-39 | 2039-40 | 2040-41 | 2041-42 | 2042-43 | 2043-44 | 2044-45 | 2045-46
QLD1 | Distributed PV | 4346.9984 | 4634.009 | 4693.1811 | 4709.3382 | 4978.8247 | 5518.9405 | 5769.0224 | 5051.2624 | 5701.6218 | 6125.6054 | 6687.9784 | 6861.8595 | 6848.746 | 7161.5472 | 7869.575 | 8151.3374 | 7079.2663 | 7950.466 | 8512.7272 | 9246.9708 | 9439.1385 | 9390.2539 | 9771.8244 | 10665.498 | 11012.5991
QLD1 | Behind the meter battery | 17.351 | 20.439 | 23.6059 | 31.3328 | 40.1101 | 47.1446 | 51.854 | 54.7683 | 65.3121 | 66.7933 | 73.8002 | 80.7064 | 85.447 | 90.3141 | 93.4011 | 93.3489 | 94.1764 | 97.6778 | 104.0631 | 105.7609 | 107.717 | 109.6888 | 112.0329 | 113.7617 | 115.874
QLD1 | Behind the meter battery pump | 20.4132 | 24.045 | 27.7708 | 36.8625 | 47.1879 | 55.4648 | 61.0041 | 64.4324 | 76.8381 | 78.5819 | 86.823 | 94.9492 | 100.5278 | 106.2521 | 109.8844 | 109.8229 | 110.7958 | 114.9162 | 122.425 | 124.4242 | 126.7263 | 129.045 | 131.8032 | 133.8375 | 136.3207
Region | Technology | 2021-22 | 2022-23 | 2023-24 | 2024-25 | 2025-26 | 2026-27 | 2027-28 | 2028-29 | 2029-30 | 2030-31 | 2031-32 | 2032-33 | 2033-34 | 2034-35 | 2035-36 | 2036-37 | 2037-38 | 2038-39 | 2039-40 | 2040-41 | 2041-42 | 2042-43 | 2043-44 | 2044-45 | 2045-46
VIC1 | Distributed PV | 2839.7973 | 2751.7799 | 2926.0254 | 2882.0914 | 2768.5485 | 2992.701 | 3107.901 | 3005.3963 | 3212.9406 | 3450.058 | 3516.6961 | 3960.0733 | 4096.3871 | 4067.2688 | 4525.3166 | 4780.6178 | 4646.4227 | 5010.666 | 5381.7526 | 5385.9769 | 5911.4889 | 6010.6748 | 5913.0949 | 6537.2949 | 6853.4955
VIC1 | Behind the meter battery | 20.0306 | 23.1078 | 26.417 | 33.6396 | 42.8064 | 49.3734 | 54.6579 | 60.1278 | 74.2192 | 79.9393 | 94.9895 | 100.9405 | 108.3084 | 111.3894 | 114.5764 | 114.5993 | 116.5588 | 121.6432 | 129.7038 | 131.5676 | 133.5343 | 135.6363 | 138.1659 | 139.8883 | 142.0575
VIC1 | Behind the meter battery pump | 23.5659 | 27.1857 | 31.0796 | 39.576 | 50.3589 | 58.0858 | 64.3032 | 70.7383 | 87.3141 | 94.0473 | 111.7525 | 118.7537 | 127.4253 | 131.0469 | 134.7975 | 134.8232 | 137.1275 | 143.1081 | 152.5952 | 154.7846 | 157.0965 | 159.5706 | 162.5479 | 164.5754 | 167.1286
Region | Technology | 2021-22 | 2022-23 | 2023-24 | 2024-25 | 2025-26 | 2026-27 | 2027-28 | 2028-29 | 2029-30 | 2030-31 | 2031-32 | 2032-33 | 2033-34 | 2034-35 | 2035-36 | 2036-37 | 2037-38 | 2038-39 | 2039-40 | 2040-41 | 2041-42 | 2042-43 | 2043-44 | 2044-45 | 2045-46
SA1 | Distributed PV | 1625.1724 | 1646.4133 | 1716.795 | 1702.7562 | 1651.9938 | 1742.7743 | 1824.6348 | 1762.8814 | 1849.2761 | 1880.1356 | 1892.9007 | 1954.4125 | 1914.3099 | 1839.7702 | 1927.2888 | 2007.2827 | 1931.0526 | 2030.2923 | 2067.959 | 2090.2509 | 2166.079 | 2138.0593 | 2076.1514 | 2213.0218 | 2343.8254
SA1 | Behind the meter battery | 53.717 | 56.6741 | 59.07 | 61.7978 | 63.9858 | 64.9758 | 65.9041 | 65.9257 | 66.8034 | 66.6327 | 66.236 | 64.8765 | 63.7297 | 62.6488 | 61.6238 | 60.4522 | 59.2674 | 58.5005 | 57.7603 | 56.825 | 56.119 | 55.4009 | 54.9882 | 54.1474 | 53.826
SA1 | Behind the meter battery pump | 63.1929 | 66.6709 | 69.496 | 72.7029 | 75.2771 | 76.4411 | 77.5345 | 77.5616 | 78.5943 | 78.3942 | 77.9267 | 76.326 | 74.977 | 73.7043 | 72.4992 | 71.1198 | 69.7263 | 68.8228 | 67.9543 | 66.8527 | 66.021 | 65.1786 | 64.6921 | 63.7027 | 63.3248
Region | Technology | 2021-22 | 2022-23 | 2023-24 | 2024-25 | 2025-26 | 2026-27 | 2027-28 | 2028-29 | 2029-30 | 2030-31 | 2031-32 | 2032-33 | 2033-34 | 2034-35 | 2035-36 | 2036-37 | 2037-38 | 2038-39 | 2039-40 | 2040-41 | 2041-42 | 2042-43 | 2043-44 | 2044-45 | 2045-46
TAS1 | Distributed PV | 207.3018 | 205.7518 | 212.3649 | 213.687 | 203.467 | 216.5513 | 215.3213 | 210.0473 | 211.171 | 215.7261 | 216.9387 | 229.7263 | 235.9371 | 229.9778 | 250.0574 | 254.1363 | 251.4888 | 257.8178 | 267.8831 | 272.3927 | 288.262 | 297.2004 | 290.8827 | 318.4406 | 324.0061
TAS1 | Behind the meter battery | 2.5512 | 2.8956 | 3.2137 | 3.9621 | 4.8063 | 5.234 | 5.6756 | 5.9152 | 6.752 | 7.0259 | 7.8338 | 8.1691 | 8.655 | 9.0449 | 9.4029 | 9.5327 | 9.6222 | 9.9514 | 10.4438 | 10.4643 | 10.5052 | 10.5376 | 10.591 | 10.5939 | 10.6282
TAS1 | Behind the meter battery pump | 2.9996 | 3.4063 | 3.7801 | 4.6605 | 5.6554 | 6.1585 | 6.6777 | 6.9574 | 7.9434 | 8.2654 | 9.2162 | 9.6108 | 10.1832 | 10.6409 | 11.0619 | 11.2148 | 11.3204 | 11.7063 | 12.2868 | 12.3125 | 12.3578 | 12.3981 | 12.4608 | 12.4631 | 12.5046

## Option1_Capacity
Installed capacity by technology (MW) - SWNSW Option 1, Slow Change Scenario
Capacity calculated on 1 July. In early study years some wind and solar projects enter later in the financial year and are therefore reflected in the following financial year's capacity.
Explicitly modelled generation
Region | Technology | 2021-22 | 2022-23 | 2023-24 | 2024-25 | 2025-26 | 2026-27 | 2027-28 | 2028-29 | 2029-30 | 2030-31 | 2031-32 | 2032-33 | 2033-34 | 2034-35 | 2035-36 | 2036-37 | 2037-38 | 2038-39 | 2039-40 | 2040-41 | 2041-42 | 2042-43 | 2043-44 | 2044-45 | 2045-46
NEM | Black Coal | 18386 | 17886 | 16386 | 16386 | 16386 | 16386 | 16386 | 16036 | 15376 | 15376 | 15376 | 13936 | 13586 | 12926 | 10716 | 10016 | 8126 | 8126 | 8126 | 5916 | 5916 | 3812 | 3812 | 3812 | 3447
NEM | Brown Coal | 4775 | 4775 | 4775 | 4775 | 4775 | 4775 | 4775 | 4775 | 4412.5 | 4050 | 4050 | 4050 | 4050 | 4050 | 4050 | 3687.5 | 3325 | 3325 | 3325 | 3325 | 3325 | 3325 | 3325 | 3325 | 3325
NEM | CCGT | 3138.899 | 3138.9 | 2958.9005 | 2958.9005 | 2958.9006 | 2958.9006 | 2958.9006 | 2958.9007 | 2958.9008 | 2958.9009 | 2958.9009 | 2958.9011 | 2958.9012 | 2958.9013 | 2958.9021 | 2573.9025 | 2044.9075 | 2044.9079 | 1901.5082 | 1901.5108 | 1901.5117 | 2131.4039 | 1691.4129 | 1506.414 | 861.9142
NEM | Gas - Steam | 1420 | 1300 | 1300 | 1300 | 1300 | 1300 | 1300 | 1300 | 1300 | 1300 | 1300 | 1300 | 1300 | 1300 | 500 | 500 | 500 | 500 | 0 | 0 | 0 | 0 | 0 | 0 | 0
NEM | OCGT / Diesel | 6712.6422 | 6712.6423 | 6712.6469 | 6712.647 | 6712.647 | 6712.6471 | 6712.6472 | 6712.6473 | 6712.6474 | 6306.6476 | 6306.6477 | 6072.3078 | 5622.308 | 5505.3082 | 5375.3096 | 5375.3103 | 5515.5551 | 5515.5552 | 5075.5555 | 4955.5561 | 4955.5563 | 5114.0445 | 5376.9765 | 4347.2354 | 4347.2356
NEM | Hydro | 7132.9 | 7132.9 | 7132.9 | 7132.9 | 7132.9 | 7132.9 | 7132.9 | 7132.9 | 7132.9 | 7132.9 | 7132.9 | 7132.9 | 7132.9 | 7132.9 | 7132.9 | 7132.9 | 7046.5 | 7046.5 | 7046.5 | 7046.5 | 7046.5 | 6980.5 | 6980.5 | 6980.5 | 6980.5
NEM | Wind | 9211.348 | 10298.1654 | 10748.1689 | 10748.1903 | 11075.3733 | 11198.0737 | 11198.0768 | 12194.7581 | 12103.9591 | 12057.9606 | 12057.9614 | 12057.9629 | 11864.7633 | 11864.769 | 11712.8854 | 11481.6052 | 12377.4317 | 11875.4012 | 11661.4059 | 12301.2109 | 14866.6486 | 16795.9978 | 16111.0617 | 16505.3666 | 16534.7553
NEM | Solar PV | 6184.1215 | 7374.1216 | 7386.2536 | 7776.0393 | 7776.0404 | 7917.6765 | 8149.7835 | 8566.3444 | 8566.3444 | 8566.3444 | 8566.3468 | 8566.3492 | 8566.3509 | 8566.352 | 10416.4535 | 10576.8699 | 14694.7952 | 14544.5009 | 14544.503 | 15547.1036 | 16196.9772 | 18360.6591 | 17999.6603 | 17654.5206 | 18063.0992
NEM | LS Battery | 342.3372 | 362.3373 | 362.3383 | 362.3383 | 362.3383 | 362.3411 | 362.3442 | 362.3502 | 362.3502 | 332.3739 | 332.3758 | 332.3797 | 277.0515 | 252.0524 | 1972.8768 | 1972.8768 | 4638.6035 | 4638.6036 | 4842.1095 | 5443.0236 | 6865.2357 | 7627.3505 | 9032.6227 | 9032.6251 | 9022.626
NEM | Pumped Hydro | 810 | 810 | 810 | 810.0083 | 2850.0088 | 2850.0092 | 2850.0095 | 2850.0105 | 2850.0109 | 2850.0112 | 2850.0116 | 2850.012 | 2850.0124 | 2850.013 | 2850.0164 | 2850.0183 | 2850.0618 | 2850.0621 | 2850.0625 | 2850.0751 | 2850.0757 | 3262.0506 | 3262.0747 | 3262.0975 | 3262.0979
NEM | VPP | 123.79 | 111.41 | 100.25 | 90.21 | 81.18 | 73.05 | 65.75 | 59.15 | 53.23 | 47.91 | 53.22 | 64.78 | 77.6 | 89.72 | 101.65 | 111.48 | 122.05 | 135.04 | 150.53 | 160.23 | 169.1 | 177.11 | 184.34 | 190.76 | 196.51
Total excluding storage |  | 56960.9107 | 58617.7294 | 57399.8699 | 57789.6772 | 58116.8613 | 58381.198 | 58613.3082 | 59676.5505 | 58563.2516 | 57748.7535 | 57748.7568 | 56074.421 | 55081.2235 | 54304.2304 | 52862.4505 | 51344.088 | 53630.1895 | 52977.8651 | 51680.4726 | 50992.8814 | 54208.1938 | 56519.6053 | 55296.6114 | 54131.0367 | 53559.5042
Region | Technology | 2021-22 | 2022-23 | 2023-24 | 2024-25 | 2025-26 | 2026-27 | 2027-28 | 2028-29 | 2029-30 | 2030-31 | 2031-32 | 2032-33 | 2033-34 | 2034-35 | 2035-36 | 2036-37 | 2037-38 | 2038-39 | 2039-40 | 2040-41 | 2041-42 | 2042-43 | 2043-44 | 2044-45 | 2045-46
NSW1 | Black Coal | 10260 | 9760 | 8260 | 8260 | 8260 | 8260 | 8260 | 8260 | 7600 | 7600 | 7600 | 6160 | 6160 | 5500 | 4130 | 4130 | 2690 | 2690 | 2690 | 1320 | 1320 | 660 | 660 | 660 | 660
NSW1 | Brown Coal | 0 | 0 | 0 | 0 | 0 | 0 | 0 | 0 | 0 | 0 | 0 | 0 | 0 | 0 | 0 | 0 | 0 | 0 | 0 | 0 | 0 | 0 | 0 | 0 | 0
NSW1 | CCGT | 624.999 | 624.9992 | 624.9995 | 624.9995 | 624.9995 | 624.9995 | 624.9995 | 624.9995 | 624.9995 | 624.9995 | 624.9995 | 624.9995 | 624.9995 | 624.9995 | 624.9998 | 624.9998 | 625.0033 | 625.0033 | 625.0033 | 625.0041 | 625.0041 | 854.8939 | 414.8939 | 229.8949 | 229.8949
NSW1 | Gas - Steam | 0 | 0 | 0 | 0 | 0 | 0 | 0 | 0 | 0 | 0 | 0 | 0 | 0 | 0 | 0 | 0 | 0 | 0 | 0 | 0 | 0 | 0 | 0 | 0 | 0
NSW1 | OCGT / Diesel | 1438.0012 | 1438.0012 | 1438.0057 | 1438.0057 | 1438.0057 | 1438.0057 | 1438.0057 | 1438.0057 | 1438.0058 | 1438.0058 | 1438.0058 | 1438.0058 | 1438.0059 | 1438.0059 | 1388.006 | 1388.006 | 1528.2501 | 1528.2501 | 1528.2501 | 1528.2501 | 1528.2501 | 1704.9118 | 1931.4863 | 1267.4993 | 1267.4994
NSW1 | Hydro | 2525 | 2525 | 2525 | 2525 | 2525 | 2525 | 2525 | 2525 | 2525 | 2525 | 2525 | 2525 | 2525 | 2525 | 2525 | 2525 | 2525 | 2525 | 2525 | 2525 | 2525 | 2525 | 2525 | 2525 | 2525
NSW1 | Wind | 1902.45 | 2129.2534 | 2129.2543 | 2129.2548 | 2129.2551 | 2129.2554 | 2129.2555 | 2129.2556 | 2129.2557 | 2129.2561 | 2129.2562 | 2129.2566 | 2129.2567 | 2129.2583 | 2129.2672 | 2082.7682 | 2232.7291 | 2030.2535 | 2030.2569 | 2470.0213 | 3732.1681 | 4098.3185 | 3883.113 | 4319.2811 | 4406.5143
NSW1 | Solar PV | 2711.5222 | 3091.5222 | 3103.6533 | 3103.6535 | 3103.6538 | 3103.6538 | 3103.6538 | 3103.6538 | 3103.6538 | 3103.6538 | 3103.6542 | 3103.6547 | 3103.655 | 3103.6552 | 4818.8394 | 4818.8401 | 8061.1223 | 7910.8262 | 7910.8273 | 8913.4234 | 9355.4275 | 10535.4319 | 10462.4329 | 10462.4331 | 10966.2732
NSW1 | LS Battery | 0.0043453 | 0.0043474 | 0.0053651 | 0.0053653 | 0.0053682 | 0.0065807 | 0.0078716 | 0.0085209 | 0.0085219 | 0.022299 | 0.023475 | 0.025624 | 0.026475 | 0.026786 | 1156.3879 | 1156.3879 | 2583.6561 | 2583.6561 | 2583.6563 | 2821.3068 | 3364.8602 | 3746.5733 | 4282.4706 | 4282.4716 | 4282.4719
NSW1 | Pumped Hydro | 240 | 240 | 240 | 240.0049 | 2280.0051 | 2280.0052 | 2280.0053 | 2280.0054 | 2280.0056 | 2280.0057 | 2280.0059 | 2280.006 | 2280.0062 | 2280.0064 | 2280.0087 | 2280.009 | 2280.0405 | 2280.0406 | 2280.0407 | 2280.0416 | 2280.0418 | 2280.0421 | 2280.0518 | 2280.0734 | 2280.0734
NSW1 | VPP | 38.94 | 36.57 | 34.12 | 32.96 | 30.91 | 28.1 | 25.79 | 23.28 | 21.23 | 19.24 | 21.66 | 26.48 | 32.05 | 37.13 | 42.22 | 46.39 | 50.99 | 56.62 | 63.28 | 67.38 | 71.11 | 74.47 | 77.48 | 80.15 | 82.52
Total excluding storage |  | 19461.9724 | 19568.776 | 18080.9128 | 18080.9135 | 18080.9141 | 18080.9144 | 18080.9145 | 18080.9146 | 17420.9148 | 17420.9152 | 17420.9158 | 15980.9167 | 15980.9171 | 15320.919 | 15616.1125 | 15569.6142 | 17662.1048 | 17309.3331 | 17309.3376 | 17381.6989 | 19085.8499 | 20378.5561 | 19876.9261 | 19464.1084 | 20055.1818
Region | Technology | 2021-22 | 2022-23 | 2023-24 | 2024-25 | 2025-26 | 2026-27 | 2027-28 | 2028-29 | 2029-30 | 2030-31 | 2031-32 | 2032-33 | 2033-34 | 2034-35 | 2035-36 | 2036-37 | 2037-38 | 2038-39 | 2039-40 | 2040-41 | 2041-42 | 2042-43 | 2043-44 | 2044-45 | 2045-46
QLD1 | Black Coal | 8126 | 8126 | 8126 | 8126 | 8126 | 8126 | 8126 | 7776 | 7776 | 7776 | 7776 | 7776 | 7426 | 7426 | 6586 | 5886 | 5436 | 5436 | 5436 | 4596 | 4596 | 3152 | 3152 | 3152 | 2787
QLD1 | Brown Coal | 0 | 0 | 0 | 0 | 0 | 0 | 0 | 0 | 0 | 0 | 0 | 0 | 0 | 0 | 0 | 0 | 0 | 0 | 0 | 0 | 0 | 0 | 0 | 0 | 0
QLD1 | CCGT | 1596.9 | 1596.9002 | 1596.9003 | 1596.9003 | 1596.9003 | 1596.9003 | 1596.9003 | 1596.9003 | 1596.9003 | 1596.9004 | 1596.9004 | 1596.9004 | 1596.9004 | 1596.9005 | 1596.9005 | 1211.9007 | 1211.901 | 1211.901 | 1068.5011 | 1068.5015 | 1068.5015 | 1068.5033 | 1068.5033 | 1068.5033 | 424.0033
QLD1 | Gas - Steam | 0 | 0 | 0 | 0 | 0 | 0 | 0 | 0 | 0 | 0 | 0 | 0 | 0 | 0 | 0 | 0 | 0 | 0 | 0 | 0 | 0 | 0 | 0 | 0 | 0
QLD1 | OCGT / Diesel | 1909.0003 | 1909.0003 | 1909.0003 | 1909.0003 | 1909.0003 | 1909.0004 | 1909.0004 | 1909.0004 | 1909.0004 | 1909.0004 | 1909.0005 | 1909.0005 | 1629.0005 | 1512.0006 | 1512.0007 | 1512.001 | 1512.0015 | 1512.0015 | 1512.0015 | 1512.002 | 1512.0021 | 1587.8282 | 1587.8282 | 1444.8282 | 1444.8282
QLD1 | Hydro | 152.4 | 152.4 | 152.4 | 152.4 | 152.4 | 152.4 | 152.4 | 152.4 | 152.4 | 152.4 | 152.4 | 152.4 | 152.4 | 152.4 | 152.4 | 152.4 | 66 | 66 | 66 | 66 | 66 | 0 | 0 | 0 | 0
QLD1 | Wind | 648.408 | 1148.4132 | 1598.4134 | 1598.4136 | 1598.414 | 1598.4145 | 1598.4149 | 1598.4152 | 1598.4153 | 1598.4156 | 1598.4158 | 1598.4161 | 1598.4162 | 1598.4181 | 1598.4201 | 1598.4306 | 2298.4297 | 2298.4407 | 2298.4412 | 2685.752 | 3852.0257 | 5315.0403 | 5134.5228 | 4681.6331 | 5686.8733
QLD1 | Solar PV | 2130.0593 | 2940.0594 | 2940.0595 | 2940.0596 | 2940.0597 | 2940.0597 | 2940.0597 | 2940.0597 | 2940.0598 | 2940.0598 | 2940.0607 | 2940.0614 | 2940.0621 | 2940.0624 | 2940.0633 | 2819.0647 | 2769.0667 | 2769.0671 | 2769.0679 | 2769.0722 | 2769.0755 | 3752.7526 | 3599.7527 | 3501.6127 | 3437.4528
QLD1 | LS Battery | 102.0007 | 122.0007 | 122.0007 | 122.0007 | 122.0007 | 122.0011 | 122.0015 | 122.0017 | 122.0017 | 122.005 | 122.0051 | 122.0058 | 122.0062 | 122.0064 | 122.0117 | 122.0117 | 479.0591 | 479.0591 | 479.0592 | 683.0318 | 1561.6921 | 1942.0934 | 1942.0934 | 1942.0934 | 1942.0935
QLD1 | Pumped Hydro | 570 | 570 | 570 | 570.0008 | 570.0009 | 570.0009 | 570.001 | 570.001 | 570.0011 | 570.0012 | 570.0013 | 570.0014 | 570.0014 | 570.0015 | 570.0019 | 570.0027 | 570.0064 | 570.0065 | 570.0065 | 570.016 | 570.0162 | 981.9907 | 981.9907 | 981.9907 | 981.9908
QLD1 | VPP | 15.72 | 14.85 | 13.9 | 13.71 | 13.29 | 12.7 | 11.63 | 10.51 | 9.81 | 8.68 | 9.59 | 12.13 | 14.62 | 17.36 | 19.88 | 21.86 | 23.91 | 26.61 | 30.04 | 32.22 | 34.26 | 36.15 | 37.9 | 39.49 | 40.96
Total excluding storage |  | 14562.7676 | 15872.7731 | 16322.7735 | 16322.7738 | 16322.7743 | 16322.7749 | 16322.7754 | 15972.7756 | 15972.7758 | 15972.7762 | 15972.7774 | 15972.7784 | 15342.7792 | 15225.7816 | 14385.7846 | 13179.797 | 13293.3988 | 13293.4104 | 13150.0116 | 12697.3276 | 13863.6048 | 14876.1244 | 14542.6069 | 13848.5773 | 13780.1575
Region | Technology | 2021-22 | 2022-23 | 2023-24 | 2024-25 | 2025-26 | 2026-27 | 2027-28 | 2028-29 | 2029-30 | 2030-31 | 2031-32 | 2032-33 | 2033-34 | 2034-35 | 2035-36 | 2036-37 | 2037-38 | 2038-39 | 2039-40 | 2040-41 | 2041-42 | 2042-43 | 2043-44 | 2044-45 | 2045-46
VIC1 | Black Coal | 0 | 0 | 0 | 0 | 0 | 0 | 0 | 0 | 0 | 0 | 0 | 0 | 0 | 0 | 0 | 0 | 0 | 0 | 0 | 0 | 0 | 0 | 0 | 0 | 0
VIC1 | Brown Coal | 4775 | 4775 | 4775 | 4775 | 4775 | 4775 | 4775 | 4775 | 4412.5 | 4050 | 4050 | 4050 | 4050 | 4050 | 4050 | 3687.5 | 3325 | 3325 | 3325 | 3325 | 3325 | 3325 | 3325 | 3325 | 3325
VIC1 | CCGT | 0 | 0.0002006 | 0.00024201 | 0.00025303 | 0.00025425 | 0.00025673 | 0.00025808 | 0.00025841 | 0.00031682 | 0.00035287 | 0.00036068 | 0.00040532 | 0.00043069 | 0.00045796 | 0.00050499 | 0.00056098 | 0.00080403 | 0.00097778 | 0.0012651 | 0.0012674 | 0.0014785 | 0.0021022 | 0.0021132 | 0.0021891 | 0.0021949
VIC1 | Gas - Steam | 500 | 500 | 500 | 500 | 500 | 500 | 500 | 500 | 500 | 500 | 500 | 500 | 500 | 500 | 500 | 500 | 500 | 500 | 0 | 0 | 0 | 0 | 0 | 0 | 0
VIC1 | OCGT / Diesel | 1900.0003 | 1900.0003 | 1900.0003 | 1900.0003 | 1900.0003 | 1900.0004 | 1900.0004 | 1900.0004 | 1900.0004 | 1900.0004 | 1900.0005 | 1900.0005 | 1730.0005 | 1730.0006 | 1730.0006 | 1730.0006 | 1730.0008 | 1730.0008 | 1290.001 | 1290.001 | 1290.001 | 1196.0014 | 1196.0015 | 1196.0018 | 1196.0018
VIC1 | Hydro | 2279 | 2279 | 2279 | 2279 | 2279 | 2279 | 2279 | 2279 | 2279 | 2279 | 2279 | 2279 | 2279 | 2279 | 2279 | 2279 | 2279 | 2279 | 2279 | 2279 | 2279 | 2279 | 2279 | 2279 | 2279
VIC1 | Wind | 3928.53 | 4288.5324 | 4288.533 | 4288.5536 | 4615.7357 | 4738.4348 | 4738.4369 | 5735.1176 | 5735.1176 | 5735.1176 | 5735.1176 | 5735.1176 | 5735.1176 | 5735.1176 | 5735.1176 | 5735.1177 | 5667.9178 | 5247.9179 | 5247.918 | 4989.6181 | 4989.6181 | 4958.5686 | 4634.7689 | 4322.7692 | 3524.356
VIC1 | Solar PV | 964.5376 | 964.5376 | 964.5378 | 1354.3231 | 1354.3239 | 1495.9599 | 1728.0669 | 2144.6278 | 2144.6278 | 2144.6278 | 2144.6278 | 2144.6278 | 2144.6278 | 2144.6278 | 2144.6278 | 2144.6278 | 2144.6278 | 2144.6278 | 2144.6278 | 2144.6278 | 2144.6279 | 2144.6279 | 2144.6279 | 2032.6279 | 2001.525
VIC1 | LS Battery | 75.3307 | 75.3307 | 75.3307 | 75.3307 | 75.3307 | 75.3312 | 75.3317 | 75.3364 | 75.3364 | 75.3367 | 75.3367 | 75.3367 | 20.0067 | 20.0067 | 20.0067 | 20.0067 | 500.0732 | 500.0732 | 703.5789 | 814.3126 | 814.312 | 814.312 | 877.0453 | 877.0458 | 877.0459
VIC1 | Pumped Hydro | 0 | 0 | 0 | 0.00088326 | 0.0010003 | 0.0010846 | 0.00115 | 0.001841 | 0.0018412 | 0.0018415 | 0.0018423 | 0.0018454 | 0.0018536 | 0.0018762 | 0.0019443 | 0.0021359 | 0.0099093 | 0.0099399 | 0.0099997 | 0.011404 | 0.011471 | 0.011572 | 0.025112 | 0.025708 | 0.025724
VIC1 | VPP | 18.16 | 16.79 | 15.57 | 14.73 | 14.19 | 13.31 | 12.27 | 11.55 | 11.15 | 10.4 | 12.34 | 15.18 | 18.54 | 21.44 | 24.41 | 26.84 | 29.61 | 33.15 | 37.47 | 40.09 | 42.51 | 44.72 | 46.75 | 48.57 | 50.23
Total excluding storage |  | 14347.0679 | 14707.0705 | 14707.0713 | 15096.8773 | 15424.0601 | 15688.3954 | 15920.5045 | 17333.746 | 16971.2461 | 16608.7462 | 16608.7462 | 16608.7463 | 16438.7463 | 16438.7464 | 16438.7465 | 16076.2466 | 15646.5471 | 15226.5474 | 14286.5481 | 14028.2482 | 14028.2485 | 13903.2 | 13579.4004 | 13155.4012 | 12325.8851
Region | Technology | 2021-22 | 2022-23 | 2023-24 | 2024-25 | 2025-26 | 2026-27 | 2027-28 | 2028-29 | 2029-30 | 2030-31 | 2031-32 | 2032-33 | 2033-34 | 2034-35 | 2035-36 | 2036-37 | 2037-38 | 2038-39 | 2039-40 | 2040-41 | 2041-42 | 2042-43 | 2043-44 | 2044-45 | 2045-46
SA1 | Black Coal | 0 | 0 | 0 | 0 | 0 | 0 | 0 | 0 | 0 | 0 | 0 | 0 | 0 | 0 | 0 | 0 | 0 | 0 | 0 | 0 | 0 | 0 | 0 | 0 | 0
SA1 | Brown Coal | 0 | 0 | 0 | 0 | 0 | 0 | 0 | 0 | 0 | 0 | 0 | 0 | 0 | 0 | 0 | 0 | 0 | 0 | 0 | 0 | 0 | 0 | 0 | 0 | 0
SA1 | CCGT | 709 | 709.0002 | 529.0003 | 529.0003 | 529.0003 | 529.0003 | 529.0003 | 529.0003 | 529.0003 | 529.0004 | 529.0004 | 529.0004 | 529.0005 | 529.0005 | 529.0008 | 529.001 | 0.0019398 | 0.0019465 | 0.001957 | 0.0032903 | 0.0038266 | 0.0038298 | 0.012861 | 0.012873 | 0.012873
SA1 | Gas - Steam | 920 | 800 | 800 | 800 | 800 | 800 | 800 | 800 | 800 | 800 | 800 | 800 | 800 | 800 | 0 | 0 | 0 | 0 | 0 | 0 | 0 | 0 | 0 | 0 | 0
SA1 | OCGT / Diesel | 1287.6403 | 1287.6403 | 1287.6404 | 1287.6404 | 1287.6404 | 1287.6404 | 1287.6404 | 1287.6404 | 1287.6404 | 881.6404 | 881.6405 | 647.3005 | 647.3005 | 647.3006 | 567.3018 | 567.3021 | 567.3021 | 567.3021 | 567.3021 | 567.3022 | 567.3022 | 567.3022 | 603.6597 | 380.905 | 380.905
SA1 | Hydro | 0 | 0 | 0 | 0 | 0 | 0 | 0 | 0 | 0 | 0 | 0 | 0 | 0 | 0 | 0 | 0 | 0 | 0 | 0 | 0 | 0 | 0 | 0 | 0 | 0
SA1 | Wind | 2158.76 | 2158.7648 | 2158.7659 | 2158.7661 | 2158.7662 | 2158.7667 | 2158.767 | 2158.7673 | 2067.9678 | 2021.9684 | 2021.9687 | 2021.9693 | 1828.7695 | 1828.7712 | 1676.8765 | 1492.0844 | 1605.1507 | 1725.5801 | 1511.5807 | 1582.6105 | 1719.6193 | 1850.8531 | 1885.4396 | 2762.0656 | 2418.8662
SA1 | Solar PV | 378.0021 | 378.0021 | 378.0027 | 378.0027 | 378.0027 | 378.0028 | 378.0028 | 378.0028 | 378.0028 | 378.0028 | 378.0038 | 378.0048 | 378.0055 | 378.006 | 512.9224 | 794.3366 | 1719.9776 | 1719.9781 | 1719.9783 | 1719.9784 | 1927.8421 | 1927.8423 | 1792.8425 | 1657.8426 | 1657.8431
SA1 | LS Battery | 165.0008 | 165.0008 | 165.0008 | 165.0008 | 165.0008 | 165.0012 | 165.0016 | 165.0018 | 165.0018 | 135.0058 | 135.0062 | 135.0073 | 135.0078 | 110.0082 | 674.4661 | 674.4661 | 1075.8108 | 1075.8108 | 1075.8108 | 1124.3679 | 1124.3672 | 1124.3673 | 1931.0083 | 1931.0092 | 1921.0093
SA1 | Pumped Hydro | 0 | 0 | 0 | 0.00059187 | 0.00063416 | 0.00067768 | 0.00072026 | 0.00076398 | 0.0008077 | 0.00085258 | 0.00090971 | 0.00097341 | 0.0010272 | 0.0010929 | 0.0016592 | 0.0021834 | 0.0025412 | 0.0025587 | 0.0025769 | 0.0030564 | 0.0031082 | 0.0031243 | 0.0036661 | 0.0042148 | 0.0042322
SA1 | VPP | 48.66 | 41.1 | 34.77 | 27.07 | 21.2 | 17.53 | 14.79 | 12.68 | 10.03 | 8.68 | 8.61 | 9.76 | 10.91 | 12.05 | 13.14 | 14.16 | 15.1 | 15.95 | 16.72 | 17.35 | 17.88 | 18.3 | 18.63 | 18.87 | 19.05
Total excluding storage |  | 5453.4024 | 5333.4073 | 5153.4092 | 5153.4095 | 5153.4096 | 5153.4102 | 5153.4105 | 5153.4108 | 5062.6113 | 4610.612 | 4610.6133 | 4376.275 | 4183.076 | 4183.0782 | 3286.1014 | 3382.7241 | 3892.4324 | 4012.8622 | 3798.8631 | 3869.8944 | 4214.7674 | 4346.0014 | 4281.9547 | 4800.8262 | 4457.6273
Region | Technology | 2021-22 | 2022-23 | 2023-24 | 2024-25 | 2025-26 | 2026-27 | 2027-28 | 2028-29 | 2029-30 | 2030-31 | 2031-32 | 2032-33 | 2033-34 | 2034-35 | 2035-36 | 2036-37 | 2037-38 | 2038-39 | 2039-40 | 2040-41 | 2041-42 | 2042-43 | 2043-44 | 2044-45 | 2045-46
TAS1 | Black Coal | 0 | 0 | 0 | 0 | 0 | 0 | 0 | 0 | 0 | 0 | 0 | 0 | 0 | 0 | 0 | 0 | 0 | 0 | 0 | 0 | 0 | 0 | 0 | 0 | 0
TAS1 | Brown Coal | 0 | 0 | 0 | 0 | 0 | 0 | 0 | 0 | 0 | 0 | 0 | 0 | 0 | 0 | 0 | 0 | 0 | 0 | 0 | 0 | 0 | 0 | 0 | 0 | 0
TAS1 | CCGT | 208 | 208.0002 | 208.0002 | 208.0002 | 208.0002 | 208.0002 | 208.0002 | 208.0002 | 208.0003 | 208.0003 | 208.0003 | 208.0003 | 208.0004 | 208.0004 | 208.0004 | 208.0004 | 208.0004 | 208.0006 | 208.0006 | 208.0006 | 208.0008 | 208.0008 | 208.0008 | 208.0008 | 208.0009
TAS1 | Gas - Steam | 0 | 0 | 0 | 0 | 0 | 0 | 0 | 0 | 0 | 0 | 0 | 0 | 0 | 0 | 0 | 0 | 0 | 0 | 0 | 0 | 0 | 0 | 0 | 0 | 0
TAS1 | OCGT / Diesel | 178.0003 | 178.0003 | 178.0003 | 178.0003 | 178.0003 | 178.0003 | 178.0004 | 178.0004 | 178.0004 | 178.0004 | 178.0005 | 178.0005 | 178.0005 | 178.0006 | 178.0006 | 178.0006 | 178.0007 | 178.0007 | 178.0008 | 58.0008 | 58.0009 | 58.0009 | 58.0009 | 58.001 | 58.0011
TAS1 | Hydro | 2176.5 | 2176.5 | 2176.5 | 2176.5 | 2176.5 | 2176.5 | 2176.5 | 2176.5 | 2176.5 | 2176.5 | 2176.5 | 2176.5 | 2176.5 | 2176.5 | 2176.5 | 2176.5 | 2176.5 | 2176.5 | 2176.5 | 2176.5 | 2176.5 | 2176.5 | 2176.5 | 2176.5 | 2176.5
TAS1 | Wind | 573.2 | 573.2017 | 573.2023 | 573.2023 | 573.2023 | 573.2024 | 573.2025 | 573.2025 | 573.2027 | 573.203 | 573.203 | 573.2033 | 573.2033 | 573.2037 | 573.204 | 573.2044 | 573.2045 | 573.209 | 573.2091 | 573.2091 | 573.2173 | 573.2173 | 573.2174 | 419.6175 | 498.1455
TAS1 | Solar PV | 0.00023938 | 0.00023966 | 0.00029107 | 0.00029482 | 0.00029606 | 0.00030017 | 0.00030165 | 0.00030215 | 0.00030299 | 0.00030328 | 0.00038307 | 0.00051437 | 0.00058249 | 0.00059003 | 0.00064453 | 0.00072224 | 0.00081682 | 0.0017374 | 0.0017618 | 0.0017621 | 0.0042878 | 0.0042915 | 0.004292 | 0.0043082 | 0.0049973
TAS1 | LS Battery | 0.00069511 | 0.00070966 | 0.0007097 | 0.00070973 | 0.00071093 | 0.0011078 | 0.0015253 | 0.0017346 | 0.0017348 | 0.0041033 | 0.0043211 | 0.0043229 | 0.0043236 | 0.0043238 | 0.004324 | 0.004324 | 0.0043242 | 0.0043244 | 0.0043251 | 0.0045027 | 0.0043002 | 0.0045086 | 0.0050057 | 0.0050937 | 0.0054148
TAS1 | Pumped Hydro | 0 | 0 | 0 | 0.001089 | 0.0012367 | 0.0012856 | 0.0013601 | 0.0014767 | 0.0015299 | 0.0015893 | 0.0017585 | 0.0017958 | 0.0018921 | 0.0020485 | 0.0021591 | 0.0022851 | 0.0024256 | 0.0024952 | 0.002719 | 0.0030005 | 0.0030327 | 0.0031567 | 0.0034253 | 0.0034827 | 0.0036766
TAS1 | VPP | 2.31 | 2.1 | 1.89 | 1.74 | 1.59 | 1.41 | 1.27 | 1.13 | 1.01 | 0.91 | 1.02 | 1.23 | 1.48 | 1.74 | 2 | 2.23 | 2.44 | 2.71 | 3.02 | 3.19 | 3.34 | 3.47 | 3.58 | 3.68 | 3.75
Total excluding storage |  | 3135.7005 | 3135.7024 | 3135.7031 | 3135.7031 | 3135.7032 | 3135.7032 | 3135.7034 | 3135.7035 | 3135.7037 | 3135.704 | 3135.7041 | 3135.7046 | 3135.7048 | 3135.7052 | 3135.7056 | 3135.7061 | 3135.7064 | 3135.712 | 3135.7122 | 3015.7122 | 3015.7232 | 3015.7233 | 3015.7234 | 2862.1236 | 2940.6525
Explicitly modelled pumping
Region | Technology | 2021-22 | 2022-23 | 2023-24 | 2024-25 | 2025-26 | 2026-27 | 2027-28 | 2028-29 | 2029-30 | 2030-31 | 2031-32 | 2032-33 | 2033-34 | 2034-35 | 2035-36 | 2036-37 | 2037-38 | 2038-39 | 2039-40 | 2040-41 | 2041-42 | 2042-43 | 2043-44 | 2044-45 | 2045-46
NEM | LS Battery pump | 342.3372 | 362.3373 | 362.3383 | 362.3383 | 362.3383 | 362.3411 | 362.3442 | 362.3502 | 362.3502 | 332.3739 | 332.3758 | 332.3797 | 277.0515 | 252.0524 | 1972.8768 | 1972.8768 | 4638.6035 | 4638.6036 | 4842.1095 | 5443.0236 | 6865.2357 | 7627.3505 | 9032.6227 | 9032.6251 | 9022.626
NEM | Pumped Hydro pump | 1330 | 1330 | 1330 | 1330.0083 | 3370.0088 | 3370.0092 | 3370.0095 | 3370.0105 | 3370.0109 | 3370.0112 | 3370.0116 | 3370.012 | 3370.0124 | 3370.013 | 3370.0164 | 3370.0183 | 3370.0618 | 3370.0621 | 3370.0625 | 3370.0751 | 3370.0757 | 3782.0506 | 3782.0747 | 3782.0975 | 3782.0979
NEM | VPP pump | 123.79 | 111.41 | 100.25 | 90.21 | 81.18 | 73.05 | 65.75 | 59.15 | 53.23 | 47.91 | 53.22 | 64.78 | 77.6 | 89.72 | 101.65 | 111.48 | 122.05 | 135.04 | 150.53 | 160.23 | 169.1 | 177.11 | 184.34 | 190.76 | 196.51
Region | Technology | 2021-22 | 2022-23 | 2023-24 | 2024-25 | 2025-26 | 2026-27 | 2027-28 | 2028-29 | 2029-30 | 2030-31 | 2031-32 | 2032-33 | 2033-34 | 2034-35 | 2035-36 | 2036-37 | 2037-38 | 2038-39 | 2039-40 | 2040-41 | 2041-42 | 2042-43 | 2043-44 | 2044-45 | 2045-46
NSW1 | LS Battery pump | 0.0043453 | 0.0043474 | 0.0053651 | 0.0053653 | 0.0053682 | 0.0065807 | 0.0078716 | 0.0085209 | 0.0085219 | 0.022299 | 0.023475 | 0.025624 | 0.026475 | 0.026786 | 1156.3879 | 1156.3879 | 2583.6561 | 2583.6561 | 2583.6563 | 2821.3068 | 3364.8602 | 3746.5733 | 4282.4706 | 4282.4716 | 4282.4719
NSW1 | Pumped Hydro pump | 840 | 840 | 840 | 840.0049 | 2880.0051 | 2880.0052 | 2880.0053 | 2880.0054 | 2880.0056 | 2880.0057 | 2880.0059 | 2880.006 | 2880.0062 | 2880.0064 | 2880.0087 | 2880.009 | 2880.0405 | 2880.0406 | 2880.0407 | 2880.0416 | 2880.0418 | 2880.0421 | 2880.0518 | 2880.0734 | 2880.0734
NSW1 | VPP pump | 38.94 | 36.57 | 34.12 | 32.96 | 30.91 | 28.1 | 25.79 | 23.28 | 21.23 | 19.24 | 21.66 | 26.48 | 32.05 | 37.13 | 42.22 | 46.39 | 50.99 | 56.62 | 63.28 | 67.38 | 71.11 | 74.47 | 77.48 | 80.15 | 82.52
Region | Technology | 2021-22 | 2022-23 | 2023-24 | 2024-25 | 2025-26 | 2026-27 | 2027-28 | 2028-29 | 2029-30 | 2030-31 | 2031-32 | 2032-33 | 2033-34 | 2034-35 | 2035-36 | 2036-37 | 2037-38 | 2038-39 | 2039-40 | 2040-41 | 2041-42 | 2042-43 | 2043-44 | 2044-45 | 2045-46
QLD1 | LS Battery pump | 102.0007 | 122.0007 | 122.0007 | 122.0007 | 122.0007 | 122.0011 | 122.0015 | 122.0017 | 122.0017 | 122.005 | 122.0051 | 122.0058 | 122.0062 | 122.0064 | 122.0117 | 122.0117 | 479.0591 | 479.0591 | 479.0592 | 683.0318 | 1561.6921 | 1942.0934 | 1942.0934 | 1942.0934 | 1942.0935
QLD1 | Pumped Hydro pump | 490 | 490 | 490 | 490.0008 | 490.0009 | 490.0009 | 490.001 | 490.001 | 490.0011 | 490.0012 | 490.0013 | 490.0014 | 490.0014 | 490.0015 | 490.0019 | 490.0027 | 490.0064 | 490.0065 | 490.0065 | 490.016 | 490.0162 | 901.9907 | 901.9907 | 901.9907 | 901.9908
QLD1 | VPP pump | 15.72 | 14.85 | 13.9 | 13.71 | 13.29 | 12.7 | 11.63 | 10.51 | 9.81 | 8.68 | 9.59 | 12.13 | 14.62 | 17.36 | 19.88 | 21.86 | 23.91 | 26.61 | 30.04 | 32.22 | 34.26 | 36.15 | 37.9 | 39.49 | 40.96
Region | Technology | 2021-22 | 2022-23 | 2023-24 | 2024-25 | 2025-26 | 2026-27 | 2027-28 | 2028-29 | 2029-30 | 2030-31 | 2031-32 | 2032-33 | 2033-34 | 2034-35 | 2035-36 | 2036-37 | 2037-38 | 2038-39 | 2039-40 | 2040-41 | 2041-42 | 2042-43 | 2043-44 | 2044-45 | 2045-46
VIC1 | LS Battery pump | 75.3307 | 75.3307 | 75.3307 | 75.3307 | 75.3307 | 75.3312 | 75.3317 | 75.3364 | 75.3364 | 75.3367 | 75.3367 | 75.3367 | 20.0067 | 20.0067 | 20.0067 | 20.0067 | 500.0732 | 500.0732 | 703.5789 | 814.3126 | 814.312 | 814.312 | 877.0453 | 877.0458 | 877.0459
VIC1 | Pumped Hydro pump | 0 | 0 | 0 | 0.00088326 | 0.0010003 | 0.0010846 | 0.00115 | 0.001841 | 0.0018412 | 0.0018415 | 0.0018423 | 0.0018454 | 0.0018536 | 0.0018762 | 0.0019443 | 0.0021359 | 0.0099093 | 0.0099399 | 0.0099997 | 0.011404 | 0.011471 | 0.011572 | 0.025112 | 0.025708 | 0.025724
VIC1 | VPP pump | 18.16 | 16.79 | 15.57 | 14.73 | 14.19 | 13.31 | 12.27 | 11.55 | 11.15 | 10.4 | 12.34 | 15.18 | 18.54 | 21.44 | 24.41 | 26.84 | 29.61 | 33.15 | 37.47 | 40.09 | 42.51 | 44.72 | 46.75 | 48.57 | 50.23
Region | Technology | 2021-22 | 2022-23 | 2023-24 | 2024-25 | 2025-26 | 2026-27 | 2027-28 | 2028-29 | 2029-30 | 2030-31 | 2031-32 | 2032-33 | 2033-34 | 2034-35 | 2035-36 | 2036-37 | 2037-38 | 2038-39 | 2039-40 | 2040-41 | 2041-42 | 2042-43 | 2043-44 | 2044-45 | 2045-46
SA1 | LS Battery pump | 165.0008 | 165.0008 | 165.0008 | 165.0008 | 165.0008 | 165.0012 | 165.0016 | 165.0018 | 165.0018 | 135.0058 | 135.0062 | 135.0073 | 135.0078 | 110.0082 | 674.4661 | 674.4661 | 1075.8108 | 1075.8108 | 1075.8108 | 1124.3679 | 1124.3672 | 1124.3673 | 1931.0083 | 1931.0092 | 1921.0093
SA1 | Pumped Hydro pump | 0 | 0 | 0 | 0.00059187 | 0.00063416 | 0.00067768 | 0.00072026 | 0.00076398 | 0.0008077 | 0.00085258 | 0.00090971 | 0.00097341 | 0.0010272 | 0.0010929 | 0.0016592 | 0.0021834 | 0.0025412 | 0.0025587 | 0.0025769 | 0.0030564 | 0.0031082 | 0.0031243 | 0.0036661 | 0.0042148 | 0.0042322
SA1 | VPP pump | 48.66 | 41.1 | 34.77 | 27.07 | 21.2 | 17.53 | 14.79 | 12.68 | 10.03 | 8.68 | 8.61 | 9.76 | 10.91 | 12.05 | 13.14 | 14.16 | 15.1 | 15.95 | 16.72 | 17.35 | 17.88 | 18.3 | 18.63 | 18.87 | 19.05
Region | Technology | 2021-22 | 2022-23 | 2023-24 | 2024-25 | 2025-26 | 2026-27 | 2027-28 | 2028-29 | 2029-30 | 2030-31 | 2031-32 | 2032-33 | 2033-34 | 2034-35 | 2035-36 | 2036-37 | 2037-38 | 2038-39 | 2039-40 | 2040-41 | 2041-42 | 2042-43 | 2043-44 | 2044-45 | 2045-46
TAS1 | LS Battery pump | 0.00069511 | 0.00070966 | 0.0007097 | 0.00070973 | 0.00071093 | 0.0011078 | 0.0015253 | 0.0017346 | 0.0017348 | 0.0041033 | 0.0043211 | 0.0043229 | 0.0043236 | 0.0043238 | 0.004324 | 0.004324 | 0.0043242 | 0.0043244 | 0.0043251 | 0.0045027 | 0.0043002 | 0.0045086 | 0.0050057 | 0.0050937 | 0.0054148
TAS1 | Pumped Hydro pump | 0 | 0 | 0 | 0.001089 | 0.0012367 | 0.0012856 | 0.0013601 | 0.0014767 | 0.0015299 | 0.0015893 | 0.0017585 | 0.0017958 | 0.0018921 | 0.0020485 | 0.0021591 | 0.0022851 | 0.0024256 | 0.0024952 | 0.002719 | 0.0030005 | 0.0030327 | 0.0031567 | 0.0034253 | 0.0034827 | 0.0036766
TAS1 | VPP pump | 2.31 | 2.1 | 1.89 | 1.74 | 1.59 | 1.41 | 1.27 | 1.13 | 1.01 | 0.91 | 1.02 | 1.23 | 1.48 | 1.74 | 2 | 2.23 | 2.44 | 2.71 | 3.02 | 3.19 | 3.34 | 3.47 | 3.58 | 3.68 | 3.75
Non-controllable capacity
Region | Technology | 2021-22 | 2022-23 | 2023-24 | 2024-25 | 2025-26 | 2026-27 | 2027-28 | 2028-29 | 2029-30 | 2030-31 | 2031-32 | 2032-33 | 2033-34 | 2034-35 | 2035-36 | 2036-37 | 2037-38 | 2038-39 | 2039-40 | 2040-41 | 2041-42 | 2042-43 | 2043-44 | 2044-45 | 2045-46
NEM | Distributed PV | 0 | 0 | 0 | 0 | 0 | 0 | 0 | 0 | 0 | 0 | 0 | 0 | 0 | 0 | 0 | 0 | 0 | 0 | 0 | 0 | 0 | 0 | 0 | 0 | 0
NEM | Behind the meter battery | 514.2 | 585.4 | 595.3 | 686 | 782.7 | 866.9 | 945.3 | 1004.4 | 1060.4 | 1110.7 | 1327.7 | 1440 | 1591.4 | 1670 | 1705.2 | 1728.8 | 1748.8 | 1771.3 | 1798.9 | 1826 | 1850.6 | 1875.9 | 1904.8 | 1932 | 1957.1
NEM | Behind the meter battery pump | 514.2 | 585.4 | 595.3 | 686 | 782.7 | 866.9 | 945.3 | 1004.4 | 1060.4 | 1110.7 | 1327.7 | 1440 | 1591.4 | 1670 | 1705.2 | 1728.8 | 1748.8 | 1771.3 | 1798.9 | 1826 | 1850.6 | 1875.9 | 1904.8 | 1932 | 1957.1
Region | Technology | 2021-22 | 2022-23 | 2023-24 | 2024-25 | 2025-26 | 2026-27 | 2027-28 | 2028-29 | 2029-30 | 2030-31 | 2031-32 | 2032-33 | 2033-34 | 2034-35 | 2035-36 | 2036-37 | 2037-38 | 2038-39 | 2039-40 | 2040-41 | 2041-42 | 2042-43 | 2043-44 | 2044-45 | 2045-46
NSW1 | Distributed PV | 0 | 0 | 0 | 0 | 0 | 0 | 0 | 0 | 0 | 0 | 0 | 0 | 0 | 0 | 0 | 0 | 0 | 0 | 0 | 0 | 0 | 0 | 0 | 0 | 0
NSW1 | Behind the meter battery | 201.8 | 215.1 | 216 | 265.7 | 303.3 | 339.1 | 366.6 | 391.3 | 412.5 | 431 | 514.9 | 565.5 | 621.4 | 651.4 | 662.3 | 668.2 | 672.5 | 677.5 | 684.8 | 692 | 698 | 704.3 | 712.1 | 719.4 | 725.6
NSW1 | Behind the meter battery pump | 201.8 | 215.1 | 216 | 265.7 | 303.3 | 339.1 | 366.6 | 391.3 | 412.5 | 431 | 514.9 | 565.5 | 621.4 | 651.4 | 662.3 | 668.2 | 672.5 | 677.5 | 684.8 | 692 | 698 | 704.3 | 712.1 | 719.4 | 725.6
Region | Technology | 2021-22 | 2022-23 | 2023-24 | 2024-25 | 2025-26 | 2026-27 | 2027-28 | 2028-29 | 2029-30 | 2030-31 | 2031-32 | 2032-33 | 2033-34 | 2034-35 | 2035-36 | 2036-37 | 2037-38 | 2038-39 | 2039-40 | 2040-41 | 2041-42 | 2042-43 | 2043-44 | 2044-45 | 2045-46
QLD1 | Distributed PV | 0 | 0 | 0 | 0 | 0 | 0 | 0 | 0 | 0 | 0 | 0 | 0 | 0 | 0 | 0 | 0 | 0 | 0 | 0 | 0 | 0 | 0 | 0 | 0 | 0
QLD1 | Behind the meter battery | 79.2 | 80.1 | 80.3 | 92 | 113.9 | 128.2 | 144.3 | 154.2 | 164.6 | 173.1 | 216.9 | 231 | 257 | 270.1 | 275.5 | 278.8 | 282.2 | 286.3 | 291 | 294.6 | 297.3 | 300.2 | 304.1 | 307.9 | 311.2
QLD1 | Behind the meter battery pump | 79.2 | 80.1 | 80.3 | 92 | 113.9 | 128.2 | 144.3 | 154.2 | 164.6 | 173.1 | 216.9 | 231 | 257 | 270.1 | 275.5 | 278.8 | 282.2 | 286.3 | 291 | 294.6 | 297.3 | 300.2 | 304.1 | 307.9 | 311.2
Region | Technology | 2021-22 | 2022-23 | 2023-24 | 2024-25 | 2025-26 | 2026-27 | 2027-28 | 2028-29 | 2029-30 | 2030-31 | 2031-32 | 2032-33 | 2033-34 | 2034-35 | 2035-36 | 2036-37 | 2037-38 | 2038-39 | 2039-40 | 2040-41 | 2041-42 | 2042-43 | 2043-44 | 2044-45 | 2045-46
VIC1 | Distributed PV | 0 | 0 | 0 | 0 | 0 | 0 | 0 | 0 | 0 | 0 | 0 | 0 | 0 | 0 | 0 | 0 | 0 | 0 | 0 | 0 | 0 | 0 | 0 | 0 | 0
VIC1 | Behind the meter battery | 115.8 | 132 | 134 | 154.3 | 181.6 | 200.5 | 222.3 | 237.7 | 255.9 | 272.2 | 349.4 | 389.1 | 448 | 474.7 | 488.1 | 497.5 | 505.4 | 513.9 | 524.2 | 535 | 545.4 | 556 | 567.3 | 577.6 | 587.3
VIC1 | Behind the meter battery pump | 115.8 | 132 | 134 | 154.3 | 181.6 | 200.5 | 222.3 | 237.7 | 255.9 | 272.2 | 349.4 | 389.1 | 448 | 474.7 | 488.1 | 497.5 | 505.4 | 513.9 | 524.2 | 535 | 545.4 | 556 | 567.3 | 577.6 | 587.3
Region | Technology | 2021-22 | 2022-23 | 2023-24 | 2024-25 | 2025-26 | 2026-27 | 2027-28 | 2028-29 | 2029-30 | 2030-31 | 2031-32 | 2032-33 | 2033-34 | 2034-35 | 2035-36 | 2036-37 | 2037-38 | 2038-39 | 2039-40 | 2040-41 | 2041-42 | 2042-43 | 2043-44 | 2044-45 | 2045-46
SA1 | Distributed PV | 0 | 0 | 0 | 0 | 0 | 0 | 0 | 0 | 0 | 0 | 0 | 0 | 0 | 0 | 0 | 0 | 0 | 0 | 0 | 0 | 0 | 0 | 0 | 0 | 0
SA1 | Behind the meter battery | 103.9 | 144.7 | 151.6 | 158.6 | 166.2 | 178.9 | 189.4 | 197.3 | 202.1 | 207.8 | 213.7 | 219.9 | 227 | 234 | 239.2 | 244 | 248.5 | 253.4 | 258.6 | 263.9 | 269.2 | 274.6 | 280.4 | 286.2 | 292
SA1 | Behind the meter battery pump | 103.9 | 144.7 | 151.6 | 158.6 | 166.2 | 178.9 | 189.4 | 197.3 | 202.1 | 207.8 | 213.7 | 219.9 | 227 | 234 | 239.2 | 244 | 248.5 | 253.4 | 258.6 | 263.9 | 269.2 | 274.6 | 280.4 | 286.2 | 292
Region | Technology | 2021-22 | 2022-23 | 2023-24 | 2024-25 | 2025-26 | 2026-27 | 2027-28 | 2028-29 | 2029-30 | 2030-31 | 2031-32 | 2032-33 | 2033-34 | 2034-35 | 2035-36 | 2036-37 | 2037-38 | 2038-39 | 2039-40 | 2040-41 | 2041-42 | 2042-43 | 2043-44 | 2044-45 | 2045-46
TAS1 | Distributed PV | 0 | 0 | 0 | 0 | 0 | 0 | 0 | 0 | 0 | 0 | 0 | 0 | 0 | 0 | 0 | 0 | 0 | 0 | 0 | 0 | 0 | 0 | 0 | 0 | 0
TAS1 | Behind the meter battery | 13.5 | 13.5 | 13.4 | 15.4 | 17.7 | 20.2 | 22.7 | 23.9 | 25.3 | 26.6 | 32.8 | 34.5 | 38 | 39.8 | 40.1 | 40.3 | 40.2 | 40.2 | 40.3 | 40.5 | 40.7 | 40.8 | 40.9 | 40.9 | 41
TAS1 | Behind the meter battery pump | 13.5 | 13.5 | 13.4 | 15.4 | 17.7 | 20.2 | 22.7 | 23.9 | 25.3 | 26.6 | 32.8 | 34.5 | 38 | 39.8 | 40.1 | 40.3 | 40.2 | 40.2 | 40.3 | 40.5 | 40.7 | 40.8 | 40.9 | 40.9 | 41

## Option1_VOM Cost
VOM cost by technology ($000s) - SWNSW Option 1, Slow Change Scenario
VOM | Real June 2019 dollars discounted to June 2020
Explicitly modelled generation
Region | Technology | 2021-22 | 2022-23 | 2023-24 | 2024-25 | 2025-26 | 2026-27 | 2027-28 | 2028-29 | 2029-30 | 2030-31 | 2031-32 | 2032-33 | 2033-34 | 2034-35 | 2035-36 | 2036-37 | 2037-38 | 2038-39 | 2039-40 | 2040-41 | 2041-42 | 2042-43 | 2043-44 | 2044-45 | 2045-46
NEM | Black Coal | 353207.6583 | 300236.3585 | 286628.9232 | 261710.8208 | 239097.1067 | 215329.5659 | 203079.4707 | 198050.5835 | 153572.0707 | 143600.2834 | 129493.8614 | 126782.0954 | 122854.3401 | 116381.4778 | 96653.1047 | 95217.1393 | 80124.9336 | 74099.6276 | 71241.2874 | 49741.7492 | 43782.1329 | 28027.9332 | 25941.4 | 24487.4843 | 20092.9388
NEM | Brown Coal | 115832.7415 | 94032.466 | 102560.872 | 99903.7205 | 90991.4095 | 83834.4515 | 75072.1575 | 66935.1135 | 58225.0712 | 57661.932 | 48572.0235 | 52369.508 | 50197.7585 | 45185.4583 | 42783.3509 | 37500.2678 | 30638.385 | 29045.5332 | 28928.688 | 26755.4705 | 26875.032 | 25286.5325 | 24483.6759 | 22192.652 | 21789.5596
NEM | CCGT | 16930.9988 | 14820.1277 | 11502.6039 | 10349.5786 | 9767.6557 | 9219.0447 | 8709.3555 | 8255.8237 | 7782.3271 | 7340.6545 | 6911.384 | 6545.9087 | 6176.1556 | 5826.0962 | 5969.039 | 6331.5578 | 12163.6295 | 15069.4369 | 13120.1774 | 15152.0279 | 12567.29 | 17959.0462 | 10985.5348 | 8546.5252 | 5304.9271
NEM | Gas - Steam | 1504.4179 | 1421.0192 | 1390.832 | 152.9941 | 136.1394 | 131.0752 | 122.3108 | 116.9138 | 109.4385 | 104.3782 | 104.5579 | 92.9206 | 88.526 | 81.5496 | 6.6659 | 11.2966 | 158.2167 | 308.8963 | 0 | 0 | 0 | 0 | 0 | 0 | 0
NEM | OCGT / Diesel | 668.9374 | 473.1306 | 1003.8253 | 86.374 | 3.8267 | 16.5098 | 3.0024 | 0.090117 | 0.52315 | 6.5894 | 34.6329 | 7.9837 | 7.2973 | 7.2474 | 137.2049 | 245.7391 | 2931.947 | 4713.414 | 5681.9809 | 10614.5092 | 10465.1477 | 13276.5322 | 15750.5382 | 8459.4526 | 9906.4467
NEM | Hydro | 82098.0872 | 98770.3028 | 75387.3192 | 77939.4459 | 82677.3909 | 73129.6949 | 69074.7762 | 75745.354 | 62170.8201 | 49082.0908 | 59394.0338 | 45499.6538 | 46365.911 | 49114.9309 | 43876.6043 | 41379.591 | 45503.4072 | 37426.9528 | 29467.6708 | 35527.9546 | 26778.7905 | 26980.3418 | 28652.7858 | 25075.7414 | 23868.997
NEM | Wind | 67495.393 | 78014.2339 | 70422.116 | 66143.5696 | 67279.1332 | 67628.4597 | 65479.342 | 62079.8729 | 57546.1055 | 54254.3631 | 53268.9194 | 46128.6187 | 42344.5388 | 42109.9927 | 41491.9943 | 39422.0853 | 39030.6274 | 36128.7959 | 33561.0108 | 35445.2829 | 37518.9332 | 38446.3014 | 39382.9568 | 39415.4352 | 38434.4814
NEM | Solar PV | 13.538 | 15.765 | 15.0288 | 15.101 | 13.885 | 14.2254 | 13.8911 | 12.0362 | 12.3139 | 12.0361 | 11.5394 | 11.0307 | 9.98 | 9.0425 | 11.2383 | 10.838 | 12.8405 | 12.5481 | 12.3769 | 12.6889 | 12.4906 | 12.9079 | 11.6069 | 11.4637 | 11.1673
NEM | LS Battery | 0.14841 | 0.11095 | 0.14416 | 0.13874 | 0.13834 | 0.14426 | 0.13717 | 0.14521 | 0.10957 | 0.10584 | 0.098045 | 0.10091 | 0.081333 | 0.067595 | 1.9839 | 1.9491 | 4.1937 | 3.8545 | 3.8822 | 3.9334 | 4.8707 | 4.9828 | 5.3701 | 5.4043 | 5.0912
NEM | Pumped Hydro | 328.0426 | 27.7395 | 256.0019 | 267.45 | 740.1058 | 1292.2891 | 1171.4394 | 696.5868 | 2653.7693 | 3742.7462 | 2864.9131 | 4456.1784 | 2282.407 | 2620.6928 | 6258.1274 | 5894.4528 | 10408.3719 | 9976.5466 | 9676.5602 | 9811.0381 | 8801.9917 | 7892.3087 | 7219.9637 | 7913.4133 | 7772.8638
NEM | VPP | 0 | 0 | 0 | 0 | 0 | 0 | 0 | 0 | 0 | 0 | 0 | 0 | 0 | 0 | 0 | 0 | 0 | 0 | 0 | 0 | 0 | 0 | 0 | 0 | 0
Total excluding storage |  | 637751.772 | 587783.4036 | 548911.5205 | 516301.6044 | 489966.5469 | 449303.027 | 421554.3062 | 411195.7878 | 339418.6701 | 312062.3276 | 297790.9523 | 277437.7197 | 268044.5074 | 258715.7954 | 230929.2024 | 220118.5149 | 210563.987 | 196805.2047 | 182013.1922 | 173249.6831 | 157999.8169 | 149989.5952 | 145208.4985 | 128188.7544 | 119408.5178
Region | Technology | 2021-22 | 2022-23 | 2023-24 | 2024-25 | 2025-26 | 2026-27 | 2027-28 | 2028-29 | 2029-30 | 2030-31 | 2031-32 | 2032-33 | 2033-34 | 2034-35 | 2035-36 | 2036-37 | 2037-38 | 2038-39 | 2039-40 | 2040-41 | 2041-42 | 2042-43 | 2043-44 | 2044-45 | 2045-46
NSW1 | Black Coal | 171283.3708 | 145000.057 | 132778.6355 | 117279.1871 | 109033.6287 | 93010.3152 | 90070.5168 | 88980.0333 | 66763.8544 | 63159.9868 | 57332.805 | 55381.2922 | 54229.5498 | 51624.695 | 35978.7245 | 41268.8635 | 30151.4995 | 25954.242 | 26809.14 | 12034.664 | 11350.2765 | 5164.0845 | 5614.121 | 5029.4425 | 4619.766
NSW1 | Brown Coal | 0 | 0 | 0 | 0 | 0 | 0 | 0 | 0 | 0 | 0 | 0 | 0 | 0 | 0 | 0 | 0 | 0 | 0 | 0 | 0 | 0 | 0 | 0 | 0 | 0
NSW1 | CCGT | 152.9196 | 213.864 | 205.7289 | 360.7944 | 339.2206 | 321.0954 | 304.5571 | 291.0677 | 269.1155 | 253.8018 | 241.3174 | 226.8009 | 216.6514 | 201.9716 | 670.5646 | 799.6881 | 5384.1993 | 6824.5797 | 6061.533 | 7130.2652 | 5969.1315 | 9712.0764 | 3856.9226 | 2485.879 | 2438.5895
NSW1 | Gas - Steam | 0 | 0 | 0 | 0 | 0 | 0 | 0 | 0 | 0 | 0 | 0 | 0 | 0 | 0 | 0 | 0 | 0 | 0 | 0 | 0 | 0 | 0 | 0 | 0 | 0
NSW1 | OCGT / Diesel | 35.6107 | 2.3148 | 48.334 | 27.8377 | 0.015489 | 0.015722 | 0.015595 | 0.01553 | 0.014442 | 0.014784 | 0.014597 | 0.015384 | 0.015492 | 2.5888 | 7.4607 | 3.0005 | 76.4298 | 264.1698 | 659.4621 | 3804.2646 | 3519.8913 | 4509.5661 | 6721.9162 | 3389.5411 | 3099.1553
NSW1 | Hydro | 12718.2497 | 11593.7782 | 10050.3048 | 11500.8398 | 11270.0989 | 10979.6502 | 10065.9895 | 12597.834 | 10266.6546 | 8663.2092 | 8011.2057 | 7616.4614 | 8169.1919 | 8003.472 | 7985.4738 | 7610.2511 | 10197.381 | 8219.4784 | 6793.7125 | 6650.9786 | 5535.4263 | 5993.5424 | 5765.8282 | 5366.1846 | 5235.2141
NSW1 | Wind | 13901.9427 | 16678.7433 | 14842.341 | 13579.1004 | 13281.3924 | 13297.5198 | 12575.6106 | 10835.6366 | 9628.4297 | 9704.1105 | 10204.2886 | 8957.2351 | 8111.3001 | 7893.7654 | 7928.3259 | 7274.4595 | 7070.9255 | 5610.3196 | 5623.8203 | 7114.1777 | 10000.1343 | 9631.75 | 10022.9211 | 11029.0122 | 10493.4765
NSW1 | Solar PV | 5.2658 | 5.9268 | 5.5968 | 5.8497 | 5.4106 | 5.528 | 5.2454 | 4.5055 | 4.4365 | 4.3737 | 4.1681 | 3.9601 | 3.5958 | 3.2305 | 5.2533 | 4.9773 | 7.1531 | 6.806 | 6.8016 | 7.3441 | 7.196 | 7.4439 | 6.776 | 6.8873 | 6.8517
NSW1 | LS Battery | 2.6637e-05 | 2.6405e-05 | 2.7648e-05 | 2.6968e-05 | 2.6457e-05 | 3.038e-05 | 3.4136e-05 | 3.4392e-05 | 3.3994e-05 | 6.6016e-05 | 6.6844e-05 | 6.7033e-05 | 6.5204e-05 | 6.2523e-05 | 1.3006 | 1.2843 | 2.4115 | 2.1956 | 2.142 | 2.0731 | 2.3831 | 2.4495 | 2.5514 | 2.6352 | 2.4635
NSW1 | Pumped Hydro | 35.4222 | 9.273 | 40.4234 | 66.1195 | 594.0872 | 1018.2557 | 922.4525 | 467.4563 | 1954.7423 | 2901.3652 | 2249.0347 | 3521.5461 | 1533.8844 | 1936.3437 | 4749.9833 | 4082.4953 | 8629.0071 | 8141.6579 | 7907.4232 | 8219.3521 | 7471.4442 | 6849.6428 | 6403.0978 | 6943.4091 | 6910.7346
NSW1 | VPP | 0 | 0 | 0 | 0 | 0 | 0 | 0 | 0 | 0 | 0 | 0 | 0 | 0 | 0 | 0 | 0 | 0 | 0 | 0 | 0 | 0 | 0 | 0 | 0 | 0
Total excluding storage |  | 198097.3594 | 173494.6842 | 157930.941 | 142753.6091 | 133929.7667 | 117614.1243 | 113021.935 | 112709.0926 | 86932.5051 | 81785.4968 | 75793.7993 | 72185.7651 | 70730.3044 | 67729.7234 | 52575.8028 | 56961.24 | 52887.5882 | 46879.5954 | 45954.4694 | 36741.6942 | 36382.0559 | 35018.4633 | 31988.485 | 27306.9467 | 25893.053
Region | Technology | 2021-22 | 2022-23 | 2023-24 | 2024-25 | 2025-26 | 2026-27 | 2027-28 | 2028-29 | 2029-30 | 2030-31 | 2031-32 | 2032-33 | 2033-34 | 2034-35 | 2035-36 | 2036-37 | 2037-38 | 2038-39 | 2039-40 | 2040-41 | 2041-42 | 2042-43 | 2043-44 | 2044-45 | 2045-46
QLD1 | Black Coal | 181924.2875 | 155236.3015 | 153850.2877 | 144431.6337 | 130063.478 | 122319.2507 | 113008.9539 | 109070.5502 | 86808.2163 | 80440.2966 | 72161.0564 | 71400.8032 | 68624.7903 | 64756.7828 | 60674.3802 | 53948.2758 | 49973.4341 | 48145.3856 | 44432.1474 | 37707.0852 | 32431.8564 | 22863.8487 | 20327.279 | 19458.0418 | 15473.1728
QLD1 | Brown Coal | 0 | 0 | 0 | 0 | 0 | 0 | 0 | 0 | 0 | 0 | 0 | 0 | 0 | 0 | 0 | 0 | 0 | 0 | 0 | 0 | 0 | 0 | 0 | 0 | 0
QLD1 | CCGT | 8093.4342 | 7462.6134 | 7041.4914 | 7364.683 | 6964.6828 | 6569.7474 | 6209.6628 | 5873.8991 | 5542.2164 | 5232.4044 | 4923.9876 | 4669.5082 | 4393.4681 | 4153.3649 | 3917.4432 | 4222.5371 | 6779.384 | 8244.8061 | 7058.591 | 8021.6962 | 6598.0826 | 8246.8892 | 7128.4388 | 6060.4956 | 2866.1857
QLD1 | Gas - Steam | 0 | 0 | 0 | 0 | 0 | 0 | 0 | 0 | 0 | 0 | 0 | 0 | 0 | 0 | 0 | 0 | 0 | 0 | 0 | 0 | 0 | 0 | 0 | 0 | 0
QLD1 | OCGT / Diesel | 20.3635 | 0.019365 | 0.0196 | 4.3292 | 0.019083 | 0.019165 | 0.019081 | 0.019459 | 0.018119 | 0.018225 | 0.018172 | 0.018371 | 0.018583 | 0.011694 | 13.1458 | 19.7245 | 248.4368 | 131.0303 | 271.011 | 909.9165 | 522.6023 | 1977.6127 | 1921.0558 | 2250.7058 | 3590.5381
QLD1 | Hydro | 4508.3934 | 4230.0459 | 3994.8698 | 3733.5473 | 3505.6512 | 3293.2425 | 3107.0948 | 2896.6766 | 2733.4097 | 2562.9584 | 2416.4334 | 2258.6049 | 2119.2184 | 1988.9263 | 1876.2017 | 1751.5099 | 621.2843 | 583.6123 | 548.2534 | 513.8172 | 482.3749 | 0 | 0 | 0 | 0
QLD1 | Wind | 5150.3273 | 8370.114 | 10852.8973 | 9382.073 | 10222.5568 | 9629.8452 | 10129.1391 | 9164.7696 | 8051.054 | 7920.295 | 6923.8285 | 6128.3405 | 5316.945 | 5844.8309 | 5431.5685 | 5829.0958 | 9076.8014 | 8413.4766 | 8076.9234 | 8604.5945 | 10764.7427 | 12672.4889 | 13732.0137 | 11920.0337 | 14149.7515
QLD1 | Solar PV | 5.1894 | 6.93 | 6.5955 | 5.9528 | 5.4856 | 5.5079 | 5.1991 | 4.1082 | 4.2964 | 4.2173 | 4.141 | 3.8977 | 3.5233 | 3.2498 | 3.2786 | 2.9539 | 2.2918 | 2.4085 | 2.3657 | 2.3134 | 2.1959 | 2.6853 | 2.3798 | 2.3101 | 2.1504
QLD1 | LS Battery | 0.040793 | 0.036773 | 0.04968 | 0.048453 | 0.049083 | 0.053375 | 0.050863 | 0.047356 | 0.039638 | 0.039485 | 0.03444 | 0.038498 | 0.037566 | 0.036184 | 0.042118 | 0.038483 | 0.40317 | 0.3804 | 0.36446 | 0.51247 | 1.1482 | 1.3061 | 1.2349 | 1.1702 | 1.1073
QLD1 | Pumped Hydro | 292.6204 | 18.4665 | 215.5785 | 201.3304 | 146.0186 | 274.0334 | 248.9869 | 229.1306 | 699.0269 | 841.381 | 615.8784 | 934.6322 | 748.5226 | 684.3491 | 1508.1441 | 1811.9575 | 1779.3648 | 1834.8886 | 1769.1369 | 1591.6859 | 1330.5475 | 1042.6658 | 816.8658 | 970.0042 | 862.1291
QLD1 | VPP | 0 | 0 | 0 | 0 | 0 | 0 | 0 | 0 | 0 | 0 | 0 | 0 | 0 | 0 | 0 | 0 | 0 | 0 | 0 | 0 | 0 | 0 | 0 | 0 | 0
Total excluding storage |  | 199701.9953 | 175306.0242 | 175746.1613 | 164922.219 | 150761.8734 | 141817.6129 | 132460.0687 | 127010.0231 | 103139.211 | 96160.1899 | 86429.4651 | 84461.1728 | 80457.9636 | 76747.1663 | 71916.0179 | 65774.0971 | 66701.6323 | 65520.7195 | 60389.292 | 55759.4231 | 50801.8548 | 45763.5248 | 43111.1671 | 39691.587 | 36081.7985
Region | Technology | 2021-22 | 2022-23 | 2023-24 | 2024-25 | 2025-26 | 2026-27 | 2027-28 | 2028-29 | 2029-30 | 2030-31 | 2031-32 | 2032-33 | 2033-34 | 2034-35 | 2035-36 | 2036-37 | 2037-38 | 2038-39 | 2039-40 | 2040-41 | 2041-42 | 2042-43 | 2043-44 | 2044-45 | 2045-46
VIC1 | Black Coal | 0 | 0 | 0 | 0 | 0 | 0 | 0 | 0 | 0 | 0 | 0 | 0 | 0 | 0 | 0 | 0 | 0 | 0 | 0 | 0 | 0 | 0 | 0 | 0 | 0
VIC1 | Brown Coal | 115832.7415 | 94032.466 | 102560.872 | 99903.7205 | 90991.4095 | 83834.4515 | 75072.1575 | 66935.1135 | 58225.0712 | 57661.932 | 48572.0235 | 52369.508 | 50197.7585 | 45185.4583 | 42783.3509 | 37500.2678 | 30638.385 | 29045.5332 | 28928.688 | 26755.4705 | 26875.032 | 25286.5325 | 24483.6759 | 22192.652 | 21789.5596
VIC1 | CCGT | 0 | 0.0066693 | 0.0077271 | 0.007615 | 0.0071874 | 0.0068741 | 0.0065866 | 0.0060897 | 0.0070871 | 0.0074913 | 0.0072117 | 0.0076863 | 0.0077122 | 0.0077473 | 0.0081199 | 0.0085345 | 0.011786 | 0.013987 | 0.017165 | 0.015973 | 0.018102 | 0.024596 | 0.022787 | 0.021393 | 0.021165
VIC1 | Gas - Steam | 19.8146 | 25.0457 | 23.3639 | 7.0522 | 0.00098669 | 2.3527 | 0.55219 | 0.00068157 | 0.00093394 | 1.7663 | 7.1081 | 1.6138 | 1.4612 | 0.69491 | 6.6659 | 11.2966 | 158.2167 | 308.8963 | 0 | 0 | 0 | 0 | 0 | 0 | 0
VIC1 | OCGT / Diesel | 30.3794 | 89.8506 | 62.4209 | 16.2554 | 0.021686 | 0.021486 | 0.021435 | 0.019632 | 0.021091 | 0.76527 | 16.8799 | 0.022664 | 0.019926 | 0.020122 | 7.9473 | 16.3054 | 248.0342 | 275.8953 | 678.0935 | 1339.0127 | 1996.3501 | 2113.1509 | 2728.1727 | 2337.6649 | 2822.5875
VIC1 | Hydro | 18569.497 | 17056.3177 | 15038.1442 | 18208.2915 | 17611.9204 | 15740.9788 | 14939.0758 | 17606.8798 | 13309.2052 | 10751.4649 | 10095.6446 | 8655.0137 | 10013.6307 | 9679.9345 | 8635.2105 | 8179.1327 | 9715.7641 | 7634.8506 | 6149.3147 | 5771.5233 | 4971.6299 | 5731.8893 | 5565.2839 | 4943.7954 | 4688.0422
VIC1 | Wind | 28334.706 | 32495.9301 | 27163.2361 | 26683.4766 | 28440.1798 | 29042.7044 | 27784.8483 | 29364.0568 | 27380.3627 | 24933.8199 | 25008.5055 | 20907.2541 | 20044.9145 | 19946.4755 | 19945.4636 | 19195.0889 | 16593.5837 | 15651.8064 | 14300.9056 | 13748.6602 | 11352.8336 | 10718.9252 | 10252.3049 | 9559.7156 | 7459.9288
VIC1 | Solar PV | 2.1916 | 2.0619 | 2.0246 | 2.5718 | 2.3226 | 2.548 | 2.8166 | 2.8696 | 3.0228 | 2.9132 | 2.7245 | 2.6891 | 2.4251 | 2.162 | 2.1644 | 2.0679 | 1.83 | 1.7998 | 1.7387 | 1.6223 | 1.6002 | 1.4375 | 1.2902 | 1.2208 | 1.1467
VIC1 | LS Battery | 0.036834 | 0.023015 | 0.030499 | 0.035548 | 0.036784 | 0.03779 | 0.035639 | 0.05058 | 0.026424 | 0.025744 | 0.024824 | 0.023923 | 0.0066125 | 0.0062992 | 0.0055309 | 0.0055292 | 0.45454 | 0.42879 | 0.56412 | 0.57985 | 0.58436 | 0.52776 | 0.51054 | 0.53352 | 0.49697
VIC1 | Pumped Hydro | 0 | 0 | 0 | 5.2136e-06 | 5.7111e-06 | 5.8916e-06 | 5.9102e-06 | 8.7678e-06 | 8.1532e-06 | 7.4642e-06 | 7.3043e-06 | 6.7735e-06 | 6.4333e-06 | 6.199e-06 | 6.1071e-06 | 6.284e-06 | 2.4359e-05 | 2.2463e-05 | 2.1093e-05 | 2.2949e-05 | 2.1488e-05 | 1.9756e-05 | 3.813e-05 | 3.9018e-05 | 3.5797e-05
VIC1 | VPP | 0 | 0 | 0 | 0 | 0 | 0 | 0 | 0 | 0 | 0 | 0 | 0 | 0 | 0 | 0 | 0 | 0 | 0 | 0 | 0 | 0 | 0 | 0 | 0 | 0
Total excluding storage |  | 162789.3301 | 143701.6787 | 144850.0695 | 144821.3756 | 137045.8622 | 128623.0638 | 117799.4784 | 113908.9461 | 98917.691 | 93352.6691 | 83702.8934 | 81936.109 | 80260.2176 | 74814.753 | 71380.8108 | 64904.1677 | 57355.8256 | 52918.7956 | 50058.7577 | 47616.305 | 45197.464 | 43851.96 | 43030.7504 | 39035.0701 | 36761.286
Region | Technology | 2021-22 | 2022-23 | 2023-24 | 2024-25 | 2025-26 | 2026-27 | 2027-28 | 2028-29 | 2029-30 | 2030-31 | 2031-32 | 2032-33 | 2033-34 | 2034-35 | 2035-36 | 2036-37 | 2037-38 | 2038-39 | 2039-40 | 2040-41 | 2041-42 | 2042-43 | 2043-44 | 2044-45 | 2045-46
SA1 | Black Coal | 0 | 0 | 0 | 0 | 0 | 0 | 0 | 0 | 0 | 0 | 0 | 0 | 0 | 0 | 0 | 0 | 0 | 0 | 0 | 0 | 0 | 0 | 0 | 0 | 0
SA1 | Brown Coal | 0 | 0 | 0 | 0 | 0 | 0 | 0 | 0 | 0 | 0 | 0 | 0 | 0 | 0 | 0 | 0 | 0 | 0 | 0 | 0 | 0 | 0 | 0 | 0 | 0
SA1 | CCGT | 8684.645 | 7143.6378 | 4255.3687 | 2624.0868 | 2463.7388 | 2328.1888 | 2195.1228 | 2090.8447 | 1970.9818 | 1854.4342 | 1746.0657 | 1649.5854 | 1566.0219 | 1470.7458 | 1381.0168 | 1309.3177 | 0.028112 | 0.028494 | 0.027331 | 0.043215 | 0.04799 | 0.04654 | 0.14278 | 0.12132 | 0.1222
SA1 | Gas - Steam | 1484.6033 | 1395.9735 | 1367.4681 | 145.9419 | 136.1384 | 128.7225 | 121.7586 | 116.9131 | 109.4376 | 102.6119 | 97.4498 | 91.3069 | 87.0649 | 80.8547 | 0 | 0 | 0 | 0 | 0 | 0 | 0 | 0 | 0 | 0 | 0
SA1 | OCGT / Diesel | 582.5758 | 380.9394 | 893.043 | 37.9444 | 3.7637 | 16.4467 | 2.9396 | 0.02892 | 0.46279 | 5.7838 | 17.714 | 7.9203 | 7.2364 | 4.6201 | 108.6443 | 206.7019 | 2359.0395 | 4042.3103 | 4073.4037 | 4561.3111 | 4426.2972 | 4676.1956 | 4379.3889 | 481.5355 | 394.1601
SA1 | Hydro | 0 | 0 | 0 | 0 | 0 | 0 | 0 | 0 | 0 | 0 | 0 | 0 | 0 | 0 | 0 | 0 | 0 | 0 | 0 | 0 | 0 | 0 | 0 | 0 | 0
SA1 | Wind | 15640.8512 | 15665.2288 | 13346.8588 | 12658.1981 | 11359.1358 | 11858.5265 | 11317.1932 | 9663.6971 | 9621.8929 | 9046.7731 | 9159.1455 | 7645.9812 | 6581.4239 | 6042.5134 | 5899.8335 | 4917.0337 | 4447.9474 | 4735.505 | 3976.321 | 4307.2152 | 3915.1956 | 4052.8802 | 3944.5739 | 5915.0449 | 5128.0353
SA1 | Solar PV | 0.89106 | 0.84617 | 0.81184 | 0.72665 | 0.66627 | 0.64148 | 0.63008 | 0.55295 | 0.55823 | 0.53189 | 0.50575 | 0.48388 | 0.43579 | 0.40018 | 0.54202 | 0.83891 | 1.5656 | 1.5338 | 1.4709 | 1.409 | 1.4985 | 1.3413 | 1.1609 | 1.0455 | 1.0185
SA1 | LS Battery | 0.070751 | 0.051132 | 0.063951 | 0.054708 | 0.052442 | 0.053057 | 0.050624 | 0.047235 | 0.043467 | 0.040533 | 0.038696 | 0.038407 | 0.037076 | 0.025035 | 0.63567 | 0.62075 | 0.92444 | 0.84975 | 0.81158 | 0.76794 | 0.75492 | 0.69946 | 1.0732 | 1.0654 | 1.0235
SA1 | Pumped Hydro | 0 | 0 | 0 | 3.5187e-06 | 3.5721e-06 | 3.6278e-06 | 3.6582e-06 | 3.6576e-06 | 3.6604e-06 | 3.5998e-06 | 3.6787e-06 | 3.6502e-06 | 3.6172e-06 | 3.6149e-06 | 4.9806e-06 | 6.1357e-06 | 6.6604e-06 | 6.1921e-06 | 5.9204e-06 | 6.5708e-06 | 6.316e-06 | 5.9028e-06 | 6.3264e-06 | 7.1587e-06 | 6.6846e-06
SA1 | VPP | 0 | 0 | 0 | 0 | 0 | 0 | 0 | 0 | 0 | 0 | 0 | 0 | 0 | 0 | 0 | 0 | 0 | 0 | 0 | 0 | 0 | 0 | 0 | 0 | 0
Total excluding storage |  | 26393.5665 | 24586.6257 | 19863.5504 | 15466.8979 | 13963.4429 | 14332.5259 | 13637.6443 | 11872.0368 | 11703.3333 | 11010.1348 | 11020.8808 | 9395.2777 | 8242.1828 | 7599.1341 | 7390.0366 | 6433.8922 | 6808.5806 | 8779.3776 | 8051.223 | 8869.9785 | 8343.0394 | 8730.4637 | 8325.2665 | 6397.7473 | 5523.336
Region | Technology | 2021-22 | 2022-23 | 2023-24 | 2024-25 | 2025-26 | 2026-27 | 2027-28 | 2028-29 | 2029-30 | 2030-31 | 2031-32 | 2032-33 | 2033-34 | 2034-35 | 2035-36 | 2036-37 | 2037-38 | 2038-39 | 2039-40 | 2040-41 | 2041-42 | 2042-43 | 2043-44 | 2044-45 | 2045-46
TAS1 | Black Coal | 0 | 0 | 0 | 0 | 0 | 0 | 0 | 0 | 0 | 0 | 0 | 0 | 0 | 0 | 0 | 0 | 0 | 0 | 0 | 0 | 0 | 0 | 0 | 0 | 0
TAS1 | Brown Coal | 0 | 0 | 0 | 0 | 0 | 0 | 0 | 0 | 0 | 0 | 0 | 0 | 0 | 0 | 0 | 0 | 0 | 0 | 0 | 0 | 0 | 0 | 0 | 0 | 0
TAS1 | CCGT | 0 | 0.0057286 | 0.0072334 | 0.0068091 | 0.006328 | 0.0062478 | 0.0062406 | 0.0060763 | 0.0062452 | 0.0066211 | 0.0060617 | 0.0065237 | 0.0065092 | 0.0062597 | 0.0063178 | 0.0063268 | 0.0063029 | 0.0085096 | 0.0089569 | 0.0072547 | 0.0098183 | 0.009494 | 0.00791 | 0.007939 | 0.0085663
TAS1 | Gas - Steam | 0 | 0 | 0 | 0 | 0 | 0 | 0 | 0 | 0 | 0 | 0 | 0 | 0 | 0 | 0 | 0 | 0 | 0 | 0 | 0 | 0 | 0 | 0 | 0 | 0
TAS1 | OCGT / Diesel | 0.0079211 | 0.0064518 | 0.0078117 | 0.0073244 | 0.0066936 | 0.0067098 | 0.0067098 | 0.0065768 | 0.0067095 | 0.0073152 | 0.0062985 | 0.0070038 | 0.0069242 | 0.0066412 | 0.0068205 | 0.0067929 | 0.0067512 | 0.008314 | 0.010607 | 0.0042905 | 0.0067298 | 0.0069628 | 0.0045469 | 0.00524 | 0.0057093
TAS1 | Hydro | 46301.9471 | 65890.161 | 46304.0004 | 44496.7672 | 50289.7203 | 43115.8234 | 40962.6161 | 42643.9636 | 35861.5506 | 27104.4583 | 38870.7501 | 26969.5738 | 26063.8701 | 29442.5981 | 25379.7183 | 23838.6972 | 24968.9779 | 20989.0115 | 15976.3901 | 22591.6355 | 15789.3595 | 15254.91 | 17321.6738 | 14765.7614 | 13945.7407
TAS1 | Wind | 4467.5657 | 4804.2176 | 4216.7829 | 3840.7215 | 3975.8684 | 3799.8638 | 3672.5508 | 3051.7128 | 2864.3661 | 2649.3646 | 1973.1513 | 2489.8078 | 2289.9554 | 2382.4075 | 2286.8028 | 2206.4075 | 1841.3695 | 1717.6883 | 1583.0405 | 1670.6353 | 1486.0269 | 1370.257 | 1431.1432 | 991.6288 | 1203.2894
TAS1 | Solar PV | 2.9563e-07 | 2.1416e-07 | 3.1236e-07 | 2.8584e-07 | 2.1922e-07 | 2.2773e-07 | 2.078e-07 | 1.9142e-07 | 1.9899e-07 | 1.9949e-07 | 2.0374e-07 | 3.046e-07 | 3.3175e-07 | 2.6827e-07 | 3.0575e-07 | 3.1657e-07 | 3.4282e-07 | 9.9372e-07 | 9.7454e-07 | 6.0819e-07 | 2.2448e-06 | 2.1493e-06 | 1.5456e-06 | 1.7858e-06 | 1.9283e-06
TAS1 | LS Battery | 4.5184e-06 | 5.3539e-06 | 4.5429e-06 | 4.3846e-06 | 4.3719e-06 | 6.2353e-06 | 7.967e-06 | 8.7155e-06 | 8.009e-06 | 1.2821e-05 | 1.7975e-05 | 1.3565e-05 | 1.3011e-05 | 1.3603e-05 | 1.2797e-05 | 1.2151e-05 | 1.1706e-05 | 8.6323e-06 | 7.0842e-06 | 1.1518e-05 | 6.9571e-06 | 6.6982e-06 | 9.8651e-06 | 8.1475e-06 | 7.7914e-06
TAS1 | Pumped Hydro | 0 | 0 | 0 | 6.3351e-06 | 7.3917e-06 | 7.1675e-06 | 7.1693e-06 | 7.5124e-06 | 7.1035e-06 | 6.2937e-06 | 7.6317e-06 | 6.637e-06 | 6.6095e-06 | 7.0282e-06 | 6.9536e-06 | 6.9164e-06 | 6.9688e-06 | 5.687e-06 | 5.1195e-06 | 7.7726e-06 | 5.3113e-06 | 5.0911e-06 | 6.9473e-06 | 5.885e-06 | 5.624e-06
TAS1 | VPP | 0 | 0 | 0 | 0 | 0 | 0 | 0 | 0 | 0 | 0 | 0 | 0 | 0 | 0 | 0 | 0 | 0 | 0 | 0 | 0 | 0 | 0 | 0 | 0 | 0
Total excluding storage |  | 50769.5208 | 70694.3908 | 50520.7983 | 48337.5028 | 54265.6018 | 46915.7001 | 44635.1798 | 45695.6891 | 38725.9296 | 29753.8369 | 40843.9137 | 29459.3951 | 28353.839 | 31825.0185 | 27666.5342 | 26045.1178 | 26810.3604 | 22706.7166 | 17559.4502 | 24262.2823 | 17275.4029 | 16625.1834 | 18752.8294 | 15757.4034 | 15149.0444
Explicitly modelled pumping
Region | Technology | 2021-22 | 2022-23 | 2023-24 | 2024-25 | 2025-26 | 2026-27 | 2027-28 | 2028-29 | 2029-30 | 2030-31 | 2031-32 | 2032-33 | 2033-34 | 2034-35 | 2035-36 | 2036-37 | 2037-38 | 2038-39 | 2039-40 | 2040-41 | 2041-42 | 2042-43 | 2043-44 | 2044-45 | 2045-46
NEM | LS Battery pump | 0.18266 | 0.13716 | 0.17761 | 0.17129 | 0.17115 | 0.1776 | 0.16956 | 0.1789 | 0.13537 | 0.13033 | 0.12111 | 0.12431 | 0.10021 | 0.083347 | 0.079512 | 0.076163 | 0.063781 | 0.060359 | 0.05764 | 0.051877 | 0.048457 | 0.042381 | 0.036219 | 0.037235 | 0.033885
NEM | Pumped Hydro pump | 450.8622 | 70.906 | 426.5281 | 707.2616 | 2104.683 | 2627.8641 | 3007.8619 | 1397.9593 | 6643.7819 | 6610.7944 | 7082.0569 | 7032.7757 | 5987.2764 | 5613.1316 | 9838.8864 | 12010.0052 | 17745.6102 | 16746.1804 | 16565.8977 | 16251.8351 | 15350.1331 | 13600.4626 | 11681.5579 | 13332.8464 | 12725.3873
NEM | VPP pump | 0 | 0 | 0 | 0 | 0 | 0 | 0 | 0 | 0 | 0 | 0 | 0 | 0 | 0 | 0 | 0 | 0 | 0 | 0 | 0 | 0 | 0 | 0 | 0 | 0
Region | Technology | 2021-22 | 2022-23 | 2023-24 | 2024-25 | 2025-26 | 2026-27 | 2027-28 | 2028-29 | 2029-30 | 2030-31 | 2031-32 | 2032-33 | 2033-34 | 2034-35 | 2035-36 | 2036-37 | 2037-38 | 2038-39 | 2039-40 | 2040-41 | 2041-42 | 2042-43 | 2043-44 | 2044-45 | 2045-46
NSW1 | LS Battery pump | 0 | 0 | 0 | 0 | 0 | 0 | 0 | 0 | 0 | 0 | 0 | 0 | 0 | 0 | 0 | 0 | 0 | 0 | 0 | 0 | 0 | 0 | 0 | 0 | 0
NSW1 | Pumped Hydro pump | 41.7506 | 26.8824 | 128.3189 | 425.7271 | 1879.4986 | 2251.0282 | 2642.5139 | 1080.6971 | 5643.3405 | 5401.7309 | 6198.8833 | 5704.1315 | 4913.5789 | 4635.7714 | 7692.4644 | 9421.3117 | 15202.1912 | 14126.0446 | 14038.4057 | 13977.8493 | 13444.3376 | 12113.205 | 10518.7251 | 11947.791 | 11494.4961
NSW1 | VPP pump | 0 | 0 | 0 | 0 | 0 | 0 | 0 | 0 | 0 | 0 | 0 | 0 | 0 | 0 | 0 | 0 | 0 | 0 | 0 | 0 | 0 | 0 | 0 | 0 | 0
Region | Technology | 2021-22 | 2022-23 | 2023-24 | 2024-25 | 2025-26 | 2026-27 | 2027-28 | 2028-29 | 2029-30 | 2030-31 | 2031-32 | 2032-33 | 2033-34 | 2034-35 | 2035-36 | 2036-37 | 2037-38 | 2038-39 | 2039-40 | 2040-41 | 2041-42 | 2042-43 | 2043-44 | 2044-45 | 2045-46
QLD1 | LS Battery pump | 0.05018 | 0.045311 | 0.061332 | 0.059818 | 0.060777 | 0.065711 | 0.062837 | 0.058411 | 0.04893 | 0.048731 | 0.042578 | 0.047435 | 0.04636 | 0.044776 | 0.051848 | 0.047484 | 0.03928 | 0.037739 | 0.036287 | 0.032958 | 0.029536 | 0.025416 | 0.023118 | 0.023333 | 0.021399
QLD1 | Pumped Hydro pump | 409.1116 | 44.0236 | 298.2092 | 281.5345 | 225.1844 | 376.8359 | 365.348 | 317.2622 | 1000.4414 | 1209.0635 | 883.1736 | 1328.6442 | 1073.6975 | 977.3602 | 2146.422 | 2588.6935 | 2543.419 | 2620.1358 | 2527.492 | 2273.9858 | 1905.7955 | 1487.2576 | 1162.8328 | 1385.0554 | 1230.8912
QLD1 | VPP pump | 0 | 0 | 0 | 0 | 0 | 0 | 0 | 0 | 0 | 0 | 0 | 0 | 0 | 0 | 0 | 0 | 0 | 0 | 0 | 0 | 0 | 0 | 0 | 0 | 0
Region | Technology | 2021-22 | 2022-23 | 2023-24 | 2024-25 | 2025-26 | 2026-27 | 2027-28 | 2028-29 | 2029-30 | 2030-31 | 2031-32 | 2032-33 | 2033-34 | 2034-35 | 2035-36 | 2036-37 | 2037-38 | 2038-39 | 2039-40 | 2040-41 | 2041-42 | 2042-43 | 2043-44 | 2044-45 | 2045-46
VIC1 | LS Battery pump | 0.045355 | 0.028529 | 0.037532 | 0.043884 | 0.045509 | 0.04655 | 0.04408 | 0.062327 | 0.03267 | 0.031686 | 0.030693 | 0.029454 | 0.0081402 | 0.0077457 | 0.0068083 | 0.0068075 | 0.0051003 | 0.004888 | 0.0043965 | 0.0038798 | 0.0038756 | 0.003575 | 0.0030207 | 0.0031645 | 0.0029945
VIC1 | Pumped Hydro pump | 0 | 0 | 0 | 0 | 0 | 0 | 0 | 0 | 0 | 0 | 0 | 0 | 0 | 0 | 0 | 0 | 0 | 0 | 0 | 0 | 0 | 0 | 0 | 0 | 0
VIC1 | VPP pump | 0 | 0 | 0 | 0 | 0 | 0 | 0 | 0 | 0 | 0 | 0 | 0 | 0 | 0 | 0 | 0 | 0 | 0 | 0 | 0 | 0 | 0 | 0 | 0 | 0
Region | Technology | 2021-22 | 2022-23 | 2023-24 | 2024-25 | 2025-26 | 2026-27 | 2027-28 | 2028-29 | 2029-30 | 2030-31 | 2031-32 | 2032-33 | 2033-34 | 2034-35 | 2035-36 | 2036-37 | 2037-38 | 2038-39 | 2039-40 | 2040-41 | 2041-42 | 2042-43 | 2043-44 | 2044-45 | 2045-46
SA1 | LS Battery pump | 0.087123 | 0.063324 | 0.078751 | 0.067583 | 0.064859 | 0.065337 | 0.062642 | 0.058158 | 0.053766 | 0.049912 | 0.047837 | 0.047419 | 0.045705 | 0.030825 | 0.020856 | 0.021872 | 0.019401 | 0.017732 | 0.016957 | 0.015039 | 0.015045 | 0.01339 | 0.010079 | 0.010737 | 0.0094917
SA1 | Pumped Hydro pump | 0 | 0 | 0 | 0 | 0 | 0 | 0 | 0 | 0 | 0 | 0 | 0 | 0 | 0 | 0 | 0 | 0 | 0 | 0 | 0 | 0 | 0 | 0 | 0 | 0
SA1 | VPP pump | 0 | 0 | 0 | 0 | 0 | 0 | 0 | 0 | 0 | 0 | 0 | 0 | 0 | 0 | 0 | 0 | 0 | 0 | 0 | 0 | 0 | 0 | 0 | 0 | 0
Region | Technology | 2021-22 | 2022-23 | 2023-24 | 2024-25 | 2025-26 | 2026-27 | 2027-28 | 2028-29 | 2029-30 | 2030-31 | 2031-32 | 2032-33 | 2033-34 | 2034-35 | 2035-36 | 2036-37 | 2037-38 | 2038-39 | 2039-40 | 2040-41 | 2041-42 | 2042-43 | 2043-44 | 2044-45 | 2045-46
TAS1 | LS Battery pump | 0 | 0 | 0 | 0 | 0 | 0 | 0 | 0 | 0 | 0 | 0 | 0 | 0 | 0 | 0 | 0 | 0 | 0 | 0 | 0 | 0 | 0 | 0 | 0 | 0
TAS1 | Pumped Hydro pump | 0 | 0 | 0 | 0 | 0 | 0 | 0 | 0 | 0 | 0 | 0 | 0 | 0 | 0 | 0 | 0 | 0 | 0 | 0 | 0 | 0 | 0 | 0 | 0 | 0
TAS1 | VPP pump | 0 | 0 | 0 | 0 | 0 | 0 | 0 | 0 | 0 | 0 | 0 | 0 | 0 | 0 | 0 | 0 | 0 | 0 | 0 | 0 | 0 | 0 | 0 | 0 | 0

## Option1_FOM Cost
FOM cost by technology ($000s) - SWNSW Option 1, Slow Change Scenario
FOM | Real June 2019 dollars discounted to June 2020. For new entrant capacity, the FOM is incurred annually in modelling. For existing capacity, FOM is considered to be a sunk cost, since the fixed retirement dates are assumed to be the same in the Base Case and the case with SWNSW. As such, early retirements are presented as an annual FOM saving, or negative cost, that continues until the assumed fixed date retirement.
Explicitly modelled generation
Region | Technology | 2021-22 | 2022-23 | 2023-24 | 2024-25 | 2025-26 | 2026-27 | 2027-28 | 2028-29 | 2029-30 | 2030-31 | 2031-32 | 2032-33 | 2033-34 | 2034-35 | 2035-36 | 2036-37 | 2037-38 | 2038-39 | 2039-40 | 2040-41 | 2041-42 | 2042-43 | 2043-44 | 2044-45 | 2045-46
NEM | Black Coal | 0 | 0 | 0 | 0 | 0 | 0 | 0 | 0 | 0 | 0 | 0 | 0 | 0 | 0 | 0 | 0 | 0 | 0 | 0 | 0 | 0 | 0 | 0 | 0 | 0
NEM | Brown Coal | 0 | 0 | 0 | 0 | 0 | 0 | 0 | 0 | 0 | 0 | 0 | 0 | 0 | 0 | 0 | 0 | 0 | 0 | 0 | 0 | 0 | 0 | 0 | 0 | 0
NEM | CCGT | 0 | 0.13352 | 0.057533 | 0.0032942 | 0.0014934 | 0.0034019 | 0.0031356 | 0.0032588 | 0.0065882 | 0.0073106 | 0.0022069 | 0.0082723 | 0.0049707 | 0.0043985 | 0.029135 | 0.014352 | 0.15125 | 0.0086622 | 0.0066558 | 0.045456 | 0.013253 | 2727.035 | 0.070052 | 0.00046514 | 0.00030565
NEM | Gas - Steam | 0 | 0 | 0 | 0 | 0 | 0 | 0 | 0 | 0 | 0 | 0 | 0 | 0 | 0 | 0 | 0 | 0 | 0 | 0 | 0 | 0 | 0 | 0 | 0 | 0
NEM | OCGT / Diesel | 0.12494 | 0.0023771 | 0.23378 | 0.0025454 | 0.0027908 | 0.0032813 | 0.003364 | 0.0031279 | 0.0029484 | 0.0033234 | 0.0029912 | 0.0033483 | 0.002984 | 0.0028694 | 0.020983 | 0.009574 | 1744.2149 | 0.00087485 | 0.0025059 | 0.0039541 | 0.0012218 | 1179.4794 | 895.6645 | 432.1936 | 0.00011603
NEM | Hydro | 0 | 0 | 0 | 0 | 0 | 0 | 0 | 0 | 0 | 0 | 0 | 0 | 0 | 0 | 0 | 0 | 0 | 0 | 0 | 0 | 0 | 0 | 0 | 0 | 0
NEM | Wind | 0 | 8.1403 | 1.3804 | 7.8815 | 109851.8578 | 37918.8144 | 0.89978 | 259061.5603 | 0.2384 | 0.36652 | 0.15731 | 0.29752 | 0.072141 | 0.8667 | 2.3133 | 2.3189 | 127185.9559 | 22941.5392 | 7851.9051 | 86098.7296 | 138379.2263 | 77205.4872 | 6627.9581 | 24034.9738 | 12534.4013
NEM | Solar PV | 1.7139 | 0.017717 | 2270.4352 | 56918.8769 | 0.15071 | 17889.6537 | 26923.6214 | 44253.0322 | 0.00063801 | 0.00026917 | 0.20799 | 0.17939 | 0.12063 | 0.068762 | 110499.5383 | 13783.7714 | 185528.0523 | 0.2259 | 0.070282 | 28113.7103 | 13924.577 | 39725.3849 | 0.015834 | 0.0031578 | 2029.4642
NEM | LS Battery | 0.78318 | 0.0038713 | 0.097756 | 0 | 0.0006714 | 0.20036 | 0.20262 | 0.34225 | 0.00010826 | 1.2068 | 0.08631 | 0.16412 | 0.0676 | 0.028051 | 51194.7561 | 4.7777e-05 | 60357.6121 | 2.8413e-05 | 3118.9796 | 8235.8443 | 16010.5983 | 6705.7595 | 8638.8055 | 0.0098398 | 0.0017423
NEM | Pumped Hydro | 0 | 0 | 0 | 1.4218 | 0.079313 | 0.048034 | 0.045816 | 0.11568 | 0.040865 | 0.030453 | 0.041589 | 0.031491 | 0.030388 | 0.035333 | 0.20293 | 0.096477 | 2.008 | 0.0090803 | 0.014684 | 0.34009 | 0.013589 | 7047.4508 | 0.29505 | 0.19327 | 0.0011869
NEM | VPP | 0 | 0 | 0 | 0 | 0 | 0 | 0 | 0 | 0 | 0 | 0 | 0 | 0 | 0 | 0 | 0 | 0 | 0 | 0 | 0 | 0 | 0 | 0 | 0 | 0
Total excluding storage |  | 1.8388 | 8.2939 | 2272.1069 | 56926.7642 | 109852.0128 | 55808.4747 | 26924.5277 | 303314.5989 | 0.24858 | 0.37742 | 0.37049 | 0.48854 | 0.20072 | 0.94273 | 110501.9017 | 13786.1142 | 314458.3743 | 22941.7747 | 7851.9845 | 114212.4893 | 152303.8177 | 120837.3864 | 7523.7085 | 24467.171 | 14563.866
Region | Technology | 2021-22 | 2022-23 | 2023-24 | 2024-25 | 2025-26 | 2026-27 | 2027-28 | 2028-29 | 2029-30 | 2030-31 | 2031-32 | 2032-33 | 2033-34 | 2034-35 | 2035-36 | 2036-37 | 2037-38 | 2038-39 | 2039-40 | 2040-41 | 2041-42 | 2042-43 | 2043-44 | 2044-45 | 2045-46
NSW1 | Black Coal | 0 | 0 | 0 | 0 | 0 | 0 | 0 | 0 | 0 | 0 | 0 | 0 | 0 | 0 | 0 | 0 | 0 | 0 | 0 | 0 | 0 | 0 | 0 | 0 | 0
NSW1 | Brown Coal | 0 | 0 | 0 | 0 | 0 | 0 | 0 | 0 | 0 | 0 | 0 | 0 | 0 | 0 | 0 | 0 | 0 | 0 | 0 | 0 | 0 | 0 | 0 | 0 | 0
NSW1 | CCGT | 0 | 0.031748 | 0.035227 | 0.00017883 | 1.3762e-05 | 0.00014679 | 3.7612e-05 | 3.9895e-05 | 0 | 0.0001145 | 2.853e-05 | 3.9757e-05 | 7.2282e-06 | 4.6528e-05 | 0.013193 | 1.9825e-05 | 0.10743 | 0.00016439 | 6.9392e-06 | 0.014488 | 0.00058662 | 2727.009 | 0.00022747 | 4.5103e-06 | 1.5191e-05
NSW1 | Gas - Steam | 0 | 0 | 0 | 0 | 0 | 0 | 0 | 0 | 0 | 0 | 0 | 0 | 0 | 0 | 0 | 0 | 0 | 0 | 0 | 0 | 0 | 0 | 0 | 0 | 0
NSW1 | OCGT / Diesel | 0.06807 | 0.00024484 | 0.2269 | 0.00014677 | 0.00048759 | 0.00078785 | 0.0007748 | 0.00075391 | 0.00066979 | 0.00078016 | 0.00069118 | 0.00075386 | 0.00067091 | 0.00068349 | 0.00076998 | 0.00061053 | 1744.2066 | 0.00012722 | 0.00010114 | 0.00014982 | 0.00012696 | 838.6344 | 783.3168 | 0.029198 | 2.5263e-05
NSW1 | Hydro | 0 | 0 | 0 | 0 | 0 | 0 | 0 | 0 | 0 | 0 | 0 | 0 | 0 | 0 | 0 | 0 | 0 | 0 | 0 | 0 | 0 | 0 | 0 | 0 | 0
NSW1 | Wind | 0 | 1.7009 | 0.41407 | 0.21665 | 0.14943 | 0.088094 | 0.035697 | 0.03626 | 0.045301 | 0.087608 | 0.041344 | 0.084518 | 0.016945 | 0.27318 | 1.3263 | 0.13264 | 45774.8702 | 0.44667 | 0.2856 | 55970.1066 | 74113.8135 | 16080.7303 | 2551.5654 | 9022.5295 | 876.4004
NSW1 | Solar PV | 0.69603 | 0.001812 | 2270.2909 | 0.040959 | 0.037177 | 0.0039088 | 0.00056257 | 0.00013882 | 9.3355e-05 | 4.0326e-05 | 0.038974 | 0.041601 | 0.021979 | 0.017689 | 102995.5494 | 0.03352 | 149571.1436 | 0.1601 | 0.041507 | 28113.5996 | 10022.4546 | 22574.1806 | 0.012972 | 0.001597 | 2029.459
NSW1 | LS Battery | 0.48664 | 0.00021408 | 0.097756 | 0 | 0.00024277 | 0.091337 | 0.089308 | 0.041138 | 5.367e-05 | 0.72607 | 0.056228 | 0.092783 | 0.033046 | 0.0108 | 35643.4945 | 1.479e-05 | 33797.267 | 1.4767e-05 | 0.0036069 | 3420.6474 | 6326.6262 | 3450.0875 | 3527.5368 | 0.0045094 | 0.00058726
NSW1 | Pumped Hydro | 0 | 0 | 0 | 0.87651 | 0.023331 | 0.016168 | 0.015645 | 0.013242 | 0.01932 | 0.01429 | 0.015034 | 0.015037 | 0.013101 | 0.01309 | 0.14181 | 0.015416 | 1.4927 | 0.002975 | 0.0033863 | 0.025459 | 0.0059275 | 0.0042096 | 0.12757 | 0.18397 | 0.00022904
NSW1 | VPP | 0 | 0 | 0 | 0 | 0 | 0 | 0 | 0 | 0 | 0 | 0 | 0 | 0 | 0 | 0 | 0 | 0 | 0 | 0 | 0 | 0 | 0 | 0 | 0 | 0
Total excluding storage |  | 0.7641 | 1.7347 | 2270.9671 | 0.25793 | 0.18711 | 0.092938 | 0.037072 | 0.037192 | 0.046064 | 0.088543 | 0.081037 | 0.12691 | 0.039602 | 0.2916 | 102996.8897 | 0.16679 | 197090.3278 | 0.60706 | 0.32721 | 84083.7208 | 84136.2688 | 42220.5542 | 3334.8954 | 9022.5603 | 2905.8595
Region | Technology | 2021-22 | 2022-23 | 2023-24 | 2024-25 | 2025-26 | 2026-27 | 2027-28 | 2028-29 | 2029-30 | 2030-31 | 2031-32 | 2032-33 | 2033-34 | 2034-35 | 2035-36 | 2036-37 | 2037-38 | 2038-39 | 2039-40 | 2040-41 | 2041-42 | 2042-43 | 2043-44 | 2044-45 | 2045-46
QLD1 | Black Coal | 0 | 0 | 0 | 0 | 0 | 0 | 0 | 0 | 0 | 0 | 0 | 0 | 0 | 0 | 0 | 0 | 0 | 0 | 0 | 0 | 0 | 0 | 0 | 0 | 0
QLD1 | Brown Coal | 0 | 0 | 0 | 0 | 0 | 0 | 0 | 0 | 0 | 0 | 0 | 0 | 0 | 0 | 0 | 0 | 0 | 0 | 0 | 0 | 0 | 0 | 0 | 0 | 0
QLD1 | CCGT | 0 | 0.031107 | 0.0018406 | 0.0016119 | 0.0011411 | 0.001744 | 0.0014084 | 0.0017123 | 0.00013842 | 0.0012786 | 0.0011769 | 0.00145 | 0.0014672 | 0.0012049 | 0.0029667 | 0.005263 | 0.010315 | 4.1564e-05 | 0.00015201 | 0.0084144 | 7.9907e-05 | 0.019337 | 3.2011e-06 | 4.1692e-06 | 1.5784e-05
QLD1 | Gas - Steam | 0 | 0 | 0 | 0 | 0 | 0 | 0 | 0 | 0 | 0 | 0 | 0 | 0 | 0 | 0 | 0 | 0 | 0 | 0 | 0 | 0 | 0 | 0 | 0 | 0
QLD1 | OCGT / Diesel | 0.014776 | 0.0006778 | 0.00081345 | 0.00079309 | 0.00075329 | 0.00075961 | 0.00072641 | 0.00073313 | 0.00060528 | 0.00066471 | 0.00064005 | 0.00063269 | 0.00060498 | 0.00057152 | 0.0013815 | 0.0040956 | 0.0059092 | 6.7832e-05 | 0.00010139 | 0.0035564 | 0.0004826 | 340.8431 | 1.2084e-05 | 1.0592e-05 | 9.5056e-06
QLD1 | Hydro | 0 | 0 | 0 | 0 | 0 | 0 | 0 | 0 | 0 | 0 | 0 | 0 | 0 | 0 | 0 | 0 | 0 | 0 | 0 | 0 | 0 | 0 | 0 | 0 | 0
QLD1 | Wind | 0 | 2.3294 | 0.086027 | 0.055644 | 0.14798 | 0.1544 | 0.13938 | 0.062637 | 0.022017 | 0.078577 | 0.048651 | 0.046551 | 0.015244 | 0.28852 | 0.26493 | 1.2206 | 70640.0125 | 0.96529 | 0.035607 | 23757.8018 | 57850.108 | 56353.2472 | 0.01461 | 0.0088985 | 8857.5132
QLD1 | Solar PV | 0.44897 | 0.01267 | 0.01848 | 0.019081 | 0.0096189 | 0.0047918 | 0.00088415 | 0.0002403 | 0.00020751 | 0.00010499 | 0.080509 | 0.051445 | 0.044656 | 0.020979 | 0.044157 | 0.0686 | 0.078364 | 0.01591 | 0.021771 | 0.10729 | 0.065972 | 17151.1998 | 0.00029269 | 0.00031221 | 0.00034909
QLD1 | LS Battery | 0.072771 | 0.00040137 | 0 | 0 | 5.4905e-05 | 0.027522 | 0.026987 | 0.012317 | 2.5323e-05 | 0.16523 | 0.0049861 | 0.027277 | 0.016614 | 0.0045131 | 0.15636 | 2.0958e-05 | 8005.8471 | 3.162e-06 | 0.00073626 | 2780.0119 | 9683.9647 | 3255.6688 | 5.0044e-05 | 0.00018129 | 0.00021165
QLD1 | Pumped Hydro | 0 | 0 | 0 | 0.1333 | 0.010404 | 0.0079327 | 0.0073376 | 0.0063133 | 0.011289 | 0.0060992 | 0.0065785 | 0.0083134 | 0.0060508 | 0.0066961 | 0.019888 | 0.040093 | 0.16832 | 0.0017228 | 0.0017063 | 0.25902 | 0.0045069 | 7047.4426 | 0.00017479 | 0.00018255 | 8.7616e-05
QLD1 | VPP | 0 | 0 | 0 | 0 | 0 | 0 | 0 | 0 | 0 | 0 | 0 | 0 | 0 | 0 | 0 | 0 | 0 | 0 | 0 | 0 | 0 | 0 | 0 | 0 | 0
Total excluding storage |  | 0.46375 | 2.3738 | 0.10716 | 0.07713 | 0.15949 | 0.16169 | 0.1424 | 0.065323 | 0.022968 | 0.080625 | 0.13098 | 0.10008 | 0.061973 | 0.31127 | 0.31344 | 1.2985 | 70640.1071 | 0.98131 | 0.057631 | 23757.9211 | 57850.1745 | 73845.3094 | 0.014918 | 0.0092255 | 8857.5136
Region | Technology | 2021-22 | 2022-23 | 2023-24 | 2024-25 | 2025-26 | 2026-27 | 2027-28 | 2028-29 | 2029-30 | 2030-31 | 2031-32 | 2032-33 | 2033-34 | 2034-35 | 2035-36 | 2036-37 | 2037-38 | 2038-39 | 2039-40 | 2040-41 | 2041-42 | 2042-43 | 2043-44 | 2044-45 | 2045-46
VIC1 | Black Coal | 0 | 0 | 0 | 0 | 0 | 0 | 0 | 0 | 0 | 0 | 0 | 0 | 0 | 0 | 0 | 0 | 0 | 0 | 0 | 0 | 0 | 0 | 0 | 0 | 0
VIC1 | Brown Coal | 0 | 0 | 0 | 0 | 0 | 0 | 0 | 0 | 0 | 0 | 0 | 0 | 0 | 0 | 0 | 0 | 0 | 0 | 0 | 0 | 0 | 0 | 0 | 0 | 0
VIC1 | CCGT | 0 | 0.024184 | 0.00462 | 0.0011357 | 0.00011622 | 0.00021649 | 0.00010915 | 2.4182e-05 | 0.0039265 | 0.0022063 | 0.00043347 | 0.0022389 | 0.0011443 | 0.0010991 | 0.0016836 | 0.0017652 | 0.0066845 | 0.0041183 | 0.0057802 | 3.7943e-05 | 0.0028529 | 0.0065476 | 8.3919e-05 | 0.00037548 | 1.3922e-05
VIC1 | Gas - Steam | 0 | 0 | 0 | 0 | 0 | 0 | 0 | 0 | 0 | 0 | 0 | 0 | 0 | 0 | 0 | 0 | 0 | 0 | 0 | 0 | 0 | 0 | 0 | 0 | 0
VIC1 | OCGT / Diesel | 0.013759 | 0.00057119 | 0.00090298 | 0.00073469 | 0.0006858 | 0.0006913 | 0.00067592 | 0.00057671 | 0.00071291 | 0.00067352 | 0.00058285 | 0.00063462 | 0.00056037 | 0.00053313 | 0.00054637 | 0.00052261 | 0.0016244 | 7.644e-05 | 0.0017358 | 7.495e-05 | 8.8048e-05 | 0.0016628 | 3.2707e-05 | 0.0007583 | 4.9246e-06
VIC1 | Hydro | 0 | 0 | 0 | 0 | 0 | 0 | 0 | 0 | 0 | 0 | 0 | 0 | 0 | 0 | 0 | 0 | 0 | 0 | 0 | 0 | 0 | 0 | 0 | 0 | 0
VIC1 | Wind | 0 | 1.2691 | 0.16559 | 7.5182 | 109851.5222 | 37918.3946 | 0.61321 | 259061.3772 | 0.00061351 | 0.00026546 | 0.00076412 | 0.00055579 | 0.00050859 | 0.0018282 | 0.0025675 | 0.0036283 | 0.019787 | 0.018187 | 0.023937 | 0.0059777 | 0.0033963 | 0.023608 | 0.0074526 | 0.0059968 | 2121.4775
VIC1 | Solar PV | 0.11689 | 0.00042751 | 0.020516 | 56918.8097 | 0.1014 | 17889.6429 | 26923.6187 | 44253.0315 | 0 | 0 | 0.00021528 | 0.0002068 | 0.00020279 | 0.00012881 | 0.00021853 | 0.00031737 | 0.0007464 | 0.00042989 | 0.00030618 | 0.00016911 | 0.0008471 | 0.00059449 | 0.00020396 | 0.00030188 | 0.00030432
VIC1 | LS Battery | 0.07208 | 0.00065862 | 0 | 0 | 0.00024962 | 0.030355 | 0.030886 | 0.26399 | 0 | 0.011618 | 0.00045086 | 0.00058968 | 8.0445e-05 | 1.7484e-05 | 8.983e-06 | 4.557e-06 | 10060.0246 | 2.7429e-06 | 3118.9751 | 1410.4921 | 0.00084517 | 0.00058502 | 365.4339 | 0.0017031 | 0.00016481
VIC1 | Pumped Hydro | 0 | 0 | 0 | 0.13864 | 0.016938 | 0.011239 | 0.0079993 | 0.077448 | 1.8039e-05 | 2.3752e-05 | 7.0094e-05 | 0.00023658 | 0.00056397 | 0.0013887 | 0.0037108 | 0.0092012 | 0.32559 | 0.0011062 | 0.0018294 | 0.035759 | 0.0013794 | 0.0016163 | 0.15764 | 0.004487 | 6.1652e-05
VIC1 | VPP | 0 | 0 | 0 | 0 | 0 | 0 | 0 | 0 | 0 | 0 | 0 | 0 | 0 | 0 | 0 | 0 | 0 | 0 | 0 | 0 | 0 | 0 | 0 | 0 | 0
Total excluding storage |  | 0.13065 | 1.2942 | 0.19163 | 56926.3297 | 109851.6244 | 55808.0383 | 26924.2327 | 303314.4093 | 0.0052529 | 0.0031453 | 0.0019957 | 0.0036362 | 0.0024161 | 0.0035893 | 0.005016 | 0.0062335 | 0.028842 | 0.022811 | 0.03176 | 0.0062597 | 0.0071843 | 0.032413 | 0.0077731 | 0.0074325 | 2121.4778
Region | Technology | 2021-22 | 2022-23 | 2023-24 | 2024-25 | 2025-26 | 2026-27 | 2027-28 | 2028-29 | 2029-30 | 2030-31 | 2031-32 | 2032-33 | 2033-34 | 2034-35 | 2035-36 | 2036-37 | 2037-38 | 2038-39 | 2039-40 | 2040-41 | 2041-42 | 2042-43 | 2043-44 | 2044-45 | 2045-46
SA1 | Black Coal | 0 | 0 | 0 | 0 | 0 | 0 | 0 | 0 | 0 | 0 | 0 | 0 | 0 | 0 | 0 | 0 | 0 | 0 | 0 | 0 | 0 | 0 | 0 | 0 | 0
SA1 | Brown Coal | 0 | 0 | 0 | 0 | 0 | 0 | 0 | 0 | 0 | 0 | 0 | 0 | 0 | 0 | 0 | 0 | 0 | 0 | 0 | 0 | 0 | 0 | 0 | 0 | 0
SA1 | CCGT | 0 | 0.025378 | 0.009962 | 0.00020603 | 0.00019241 | 0.00048321 | 0.00053577 | 0.00079807 | 0.0010224 | 0.0019321 | 0.0005481 | 0.0026542 | 0.0014638 | 0.0016919 | 0.010417 | 0.0064998 | 0.02616 | 0.00015962 | 0.00021445 | 0.022512 | 0.0073223 | 3.3864e-05 | 0.069732 | 5.9899e-05 | 2.2871e-06
SA1 | Gas - Steam | 0 | 0 | 0 | 0 | 0 | 0 | 0 | 0 | 0 | 0 | 0 | 0 | 0 | 0 | 0 | 0 | 0 | 0 | 0 | 0 | 0 | 0 | 0 | 0 | 0
SA1 | OCGT / Diesel | 0.01408 | 0.00042529 | 0.0041873 | 0.00015872 | 0.00022025 | 0.00031964 | 0.00048842 | 0.00040662 | 0.00027728 | 0.00049046 | 0.00057263 | 0.00065804 | 0.00057698 | 0.00057466 | 0.017774 | 0.0038718 | 0.00032487 | 4.7088e-05 | 6.5703e-05 | 7.0227e-05 | 7.2122e-05 | 2.3168e-05 | 112.3476 | 432.1635 | 4.2159e-06
SA1 | Hydro | 0 | 0 | 0 | 0 | 0 | 0 | 0 | 0 | 0 | 0 | 0 | 0 | 0 | 0 | 0 | 0 | 0 | 0 | 0 | 0 | 0 | 0 | 0 | 0 | 0
SA1 | Wind | 0 | 2.0955 | 0.46249 | 0.082052 | 0.034679 | 0.16422 | 0.083269 | 0.067355 | 0.12373 | 0.14048 | 0.063904 | 0.11624 | 0.030301 | 0.23858 | 0.68871 | 0.91765 | 10771.039 | 22939.7185 | 7851.5527 | 6370.8143 | 6414.8977 | 4771.484 | 4076.37 | 15012.4266 | 0.0054278
SA1 | Solar PV | 0.40318 | 0.0027542 | 0.096335 | 0.0065395 | 0.0023325 | 0.0015504 | 0.0010031 | 0.00027363 | 0.00024872 | 9.6234e-05 | 0.081345 | 0.075819 | 0.048976 | 0.029489 | 7503.9414 | 13783.6651 | 35956.8256 | 0.01526 | 0.0059319 | 0.0032154 | 3902.0021 | 0.0038589 | 0.0023609 | 0.00082053 | 0.0019828
SA1 | LS Battery | 0.079356 | 0.0011934 | 0 | 0 | 3.2829e-05 | 0.023367 | 0.028604 | 0.012475 | 1.8339e-05 | 0.18795 | 0.014967 | 0.043395 | 0.017834 | 0.012713 | 15551.1053 | 7.4721e-06 | 8494.4734 | 3.2482e-06 | 0.00014757 | 624.6906 | 0.0011053 | 0.00072432 | 4745.8318 | 0.0030979 | 0.00015937
SA1 | Pumped Hydro | 0 | 0 | 0 | 0.093833 | 0.0061831 | 0.0058566 | 0.0052634 | 0.0049478 | 0.0045212 | 0.0042258 | 0.0048795 | 0.0049146 | 0.0037286 | 0.0040767 | 0.031184 | 0.025419 | 0.015138 | 0.00063871 | 0.00056318 | 0.01233 | 0.0010773 | 0.00025924 | 0.0063712 | 0.0041732 | 6.428e-05
SA1 | VPP | 0 | 0 | 0 | 0 | 0 | 0 | 0 | 0 | 0 | 0 | 0 | 0 | 0 | 0 | 0 | 0 | 0 | 0 | 0 | 0 | 0 | 0 | 0 | 0 | 0
Total excluding storage |  | 0.41726 | 2.124 | 0.57297 | 0.088956 | 0.037424 | 0.16657 | 0.085296 | 0.068833 | 0.12528 | 0.143 | 0.14637 | 0.19537 | 0.081318 | 0.27034 | 7504.6583 | 13784.5931 | 46727.8911 | 22939.7339 | 7851.5589 | 6370.8401 | 10316.9072 | 4771.4879 | 4188.7897 | 15444.591 | 0.0074171
Region | Technology | 2021-22 | 2022-23 | 2023-24 | 2024-25 | 2025-26 | 2026-27 | 2027-28 | 2028-29 | 2029-30 | 2030-31 | 2031-32 | 2032-33 | 2033-34 | 2034-35 | 2035-36 | 2036-37 | 2037-38 | 2038-39 | 2039-40 | 2040-41 | 2041-42 | 2042-43 | 2043-44 | 2044-45 | 2045-46
TAS1 | Black Coal | 0 | 0 | 0 | 0 | 0 | 0 | 0 | 0 | 0 | 0 | 0 | 0 | 0 | 0 | 0 | 0 | 0 | 0 | 0 | 0 | 0 | 0 | 0 | 0 | 0
TAS1 | Brown Coal | 0 | 0 | 0 | 0 | 0 | 0 | 0 | 0 | 0 | 0 | 0 | 0 | 0 | 0 | 0 | 0 | 0 | 0 | 0 | 0 | 0 | 0 | 0 | 0 | 0
TAS1 | CCGT | 0 | 0.021099 | 0.005883 | 0.00016164 | 2.9891e-05 | 0.0008114 | 0.0010447 | 0.00068432 | 0.0015009 | 0.0017791 | 1.9888e-05 | 0.0018893 | 0.00088819 | 0.00035601 | 0.00087483 | 0.0008038 | 0.00065568 | 0.0041783 | 0.00050221 | 3.94e-06 | 0.0024118 | 2.0518e-05 | 5.5923e-06 | 2.1083e-05 | 0.00025846
TAS1 | Gas - Steam | 0 | 0 | 0 | 0 | 0 | 0 | 0 | 0 | 0 | 0 | 0 | 0 | 0 | 0 | 0 | 0 | 0 | 0 | 0 | 0 | 0 | 0 | 0 | 0 | 0
TAS1 | OCGT / Diesel | 0.014259 | 0.00045795 | 0.00097863 | 0.00071213 | 0.00064392 | 0.0007229 | 0.00069849 | 0.00065756 | 0.00068316 | 0.00071459 | 0.00050453 | 0.00066912 | 0.00057076 | 0.00050662 | 0.00051167 | 0.00047346 | 0.00043777 | 0.00055627 | 0.00050183 | 0.00010271 | 0.00045204 | 0.00024539 | 7.0265e-05 | 0.0001392 | 7.2118e-05
TAS1 | Hydro | 0 | 0 | 0 | 0 | 0 | 0 | 0 | 0 | 0 | 0 | 0 | 0 | 0 | 0 | 0 | 0 | 0 | 0 | 0 | 0 | 0 | 0 | 0 | 0 | 0
TAS1 | Wind | 0 | 0.74555 | 0.2522 | 0.0090064 | 0.0035239 | 0.013103 | 0.028226 | 0.016825 | 0.046744 | 0.059588 | 0.0026431 | 0.049661 | 0.0091421 | 0.064594 | 0.030795 | 0.044426 | 0.014338 | 0.39064 | 0.0072329 | 0.0010017 | 0.40369 | 0.002148 | 0.00068641 | 0.002804 | 679.0048
TAS1 | Solar PV | 0.048801 | 5.2877e-05 | 0.0089908 | 0.00060548 | 0.00018545 | 0.00056358 | 0.0001866 | 5.7115e-05 | 8.8429e-05 | 2.7617e-05 | 0.0069453 | 0.010322 | 0.0048143 | 0.00047625 | 0.0030582 | 0.0038402 | 0.0040767 | 0.034202 | 0.00076663 | 8.1569e-06 | 0.053515 | 6.1923e-05 | 4.9437e-06 | 0.00012615 | 0.0025937
TAS1 | LS Battery | 0.072335 | 0.0014038 | 0 | 0 | 9.1276e-05 | 0.027781 | 0.026836 | 0.012325 | 1.0933e-05 | 0.11598 | 0.0096784 | 7.0092e-05 | 2.5474e-05 | 7.6061e-06 | 3.6042e-06 | 0 | 2.9571e-06 | 4.4928e-06 | 1.173e-05 | 0.0023744 | 0.0053275 | 0.0018726 | 0.0030412 | 0.00034801 | 0.00061917
TAS1 | Pumped Hydro | 0 | 0 | 0 | 0.17948 | 0.022456 | 0.0068385 | 0.0095709 | 0.013727 | 0.0057171 | 0.0058139 | 0.015026 | 0.00299 | 0.0069438 | 0.010081 | 0.0063353 | 0.0063483 | 0.006183 | 0.0026375 | 0.0071992 | 0.0075232 | 0.00069764 | 0.0020815 | 0.0032832 | 0.00045417 | 0.00074433
TAS1 | VPP | 0 | 0 | 0 | 0 | 0 | 0 | 0 | 0 | 0 | 0 | 0 | 0 | 0 | 0 | 0 | 0 | 0 | 0 | 0 | 0 | 0 | 0 | 0 | 0 | 0
Total excluding storage |  | 0.06306 | 0.76716 | 0.26805 | 0.010486 | 0.0043831 | 0.015201 | 0.030156 | 0.018224 | 0.049017 | 0.06211 | 0.010113 | 0.062541 | 0.015415 | 0.065933 | 0.03524 | 0.049544 | 0.019508 | 0.42958 | 0.0090035 | 0.0011165 | 0.46007 | 0.0024758 | 0.00076721 | 0.0030904 | 679.0077

## Option1_Fuel Cost
Fuel cost by technology ($000s) - SWNSW Option 1, Slow Change Scenario
Fuel | Real June 2019 dollars discounted to June 2020
Explicitly modelled generation
Region | Technology | 2021-22 | 2022-23 | 2023-24 | 2024-25 | 2025-26 | 2026-27 | 2027-28 | 2028-29 | 2029-30 | 2030-31 | 2031-32 | 2032-33 | 2033-34 | 2034-35 | 2035-36 | 2036-37 | 2037-38 | 2038-39 | 2039-40 | 2040-41 | 2041-42 | 2042-43 | 2043-44 | 2044-45 | 2045-46
NEM | Black Coal | 1626226.841 | 1362185.536 | 1350349.405 | 1207192.245 | 1095047.116 | 1012194.983 | 956085.5 | 948871.078 | 713683.612 | 675042.382 | 616815.32 | 615637.107 | 603207.897 | 574579.5355 | 492553.4205 | 488256.419 | 377883.41 | 349173.439 | 333293.024 | 233665.07 | 209019.144 | 125313.952 | 119317.854 | 111043.067 | 91649.517
NEM | Brown Coal | 220709.831 | 178897.675 | 195587.745 | 190321.414 | 173079.589 | 159449.943 | 142623.539 | 127733.905 | 110077.5365 | 108271.738 | 91037.9045 | 98297.18 | 94314.733 | 84913.5795 | 80293.542 | 69729.8795 | 56217.2585 | 53410.33 | 53192.472 | 49146.807 | 49386.2025 | 46462.6235 | 44986.66 | 40785.408 | 40040.4435
NEM | CCGT | 134156.912 | 117490.0253 | 89451.4639 | 89527.6104 | 84480.5181 | 79834.2093 | 75405.9061 | 71448.5986 | 68347.5063 | 64473.244 | 60716.5249 | 57498.7951 | 54230.9444 | 51171.3568 | 51531.684 | 53623.5285 | 93674.9326 | 115315.2837 | 100853.6792 | 115085.6077 | 96507.4335 | 135900.54 | 86743.2141 | 66931.7456 | 43675.4845
NEM | Gas - Steam | 51241.779 | 48357.1975 | 47331.2511 | 5201.3777 | 4635.5705 | 4460.4312 | 4164.0712 | 3980.9362 | 3726.3999 | 3552.0691 | 3552.0534 | 3162.1116 | 3012.6499 | 2775.9812 | 219.3189 | 371.6763 | 5205.6 | 10163.211 | 0 | 0 | 0 | 0 | 0 | 0 | 0
NEM | OCGT / Diesel | 3833.6983 | 2839.4319 | 6100.4891 | 626.8743 | 20.8389 | 89.6634 | 16.4378 | 0.89114 | 3.2019 | 37.1302 | 223.4774 | 42.9365 | 39.2599 | 52.0628 | 930.2435 | 1519.3946 | 18326.4737 | 28929.1715 | 36886.1626 | 78131.1411 | 76853.2365 | 99059.3266 | 121129.3321 | 69827.0885 | 80446.924
NEM | Hydro | 0 | 0 | 0 | 0 | 0 | 0 | 0 | 0 | 0 | 0 | 0 | 0 | 0 | 0 | 0 | 0 | 0 | 0 | 0 | 0 | 0 | 0 | 0 | 0 | 0
NEM | Wind | 0 | 0 | 0 | 0 | 0 | 0 | 0 | 0 | 0 | 0 | 0 | 0 | 0 | 0 | 0 | 0 | 0 | 0 | 0 | 0 | 0 | 0 | 0 | 0 | 0
NEM | Solar PV | 0 | 0 | 0 | 0 | 0 | 0 | 0 | 0 | 0 | 0 | 0 | 0 | 0 | 0 | 0 | 0 | 0 | 0 | 0 | 0 | 0 | 0 | 0 | 0 | 0
NEM | LS Battery | 0 | 0 | 0 | 0 | 0 | 0 | 0 | 0 | 0 | 0 | 0 | 0 | 0 | 0 | 0 | 0 | 0 | 0 | 0 | 0 | 0 | 0 | 0 | 0 | 0
NEM | Pumped Hydro | 0 | 0 | 0 | 0 | 0 | 0 | 0 | 0 | 0 | 0 | 0 | 0 | 0 | 0 | 0 | 0 | 0 | 0 | 0 | 0 | 0 | 0 | 0 | 0 | 0
NEM | VPP | 0 | 0 | 0 | 0 | 0 | 0 | 0 | 0 | 0 | 0 | 0 | 0 | 0 | 0 | 0 | 0 | 0 | 0 | 0 | 0 | 0 | 0 | 0 | 0 | 0
Total excluding storage |  | 2036169.0614 | 1709769.8657 | 1688820.3541 | 1492869.5213 | 1357263.6324 | 1256029.2299 | 1178295.4541 | 1152035.409 | 895838.2566 | 851376.5633 | 772345.2802 | 774638.1303 | 754805.4842 | 713492.5158 | 625528.2089 | 613500.8978 | 551307.6748 | 556991.4352 | 524225.3378 | 476028.6258 | 431766.0165 | 406736.4421 | 372177.0601 | 288587.3091 | 255812.369
Region | Technology | 2021-22 | 2022-23 | 2023-24 | 2024-25 | 2025-26 | 2026-27 | 2027-28 | 2028-29 | 2029-30 | 2030-31 | 2031-32 | 2032-33 | 2033-34 | 2034-35 | 2035-36 | 2036-37 | 2037-38 | 2038-39 | 2039-40 | 2040-41 | 2041-42 | 2042-43 | 2043-44 | 2044-45 | 2045-46
NSW1 | Black Coal | 811430.599 | 690022.702 | 691962.576 | 592724.304 | 544770.866 | 497069.756 | 490275.354 | 504996.98 | 364889.46 | 341875.674 | 320560.816 | 314231.524 | 315208.102 | 301825.062 | 237892.664 | 268734.38 | 176288.704 | 155135.47 | 155331.366 | 87347.672 | 82380.384 | 37480.96 | 40747.328 | 36503.728 | 33530.29
NSW1 | Brown Coal | 0 | 0 | 0 | 0 | 0 | 0 | 0 | 0 | 0 | 0 | 0 | 0 | 0 | 0 | 0 | 0 | 0 | 0 | 0 | 0 | 0 | 0 | 0 | 0 | 0
NSW1 | CCGT | 1142.3841 | 1591.7867 | 1417.8066 | 2486.4475 | 2337.7701 | 2212.8591 | 2098.8847 | 2005.9212 | 1854.6393 | 1749.104 | 1663.0666 | 1563.026 | 1493.0802 | 1391.9141 | 4623.8895 | 5583.0803 | 37977.267 | 49633.2059 | 43869.3304 | 51580.829 | 43428.6374 | 71373.555 | 30516.197 | 18620.118 | 18265.902
NSW1 | Gas - Steam | 0 | 0 | 0 | 0 | 0 | 0 | 0 | 0 | 0 | 0 | 0 | 0 | 0 | 0 | 0 | 0 | 0 | 0 | 0 | 0 | 0 | 0 | 0 | 0 | 0
NSW1 | OCGT / Diesel | 302.304 | 19.3743 | 384.1919 | 221.285 | 0.15054 | 0.15237 | 0.15137 | 0.1506 | 0.14449 | 0.14748 | 0.14579 | 0.15265 | 0.1535 | 21.6625 | 65.4156 | 25.083 | 649.6858 | 2316.1302 | 5734.1031 | 32893.0887 | 30244.9446 | 38786.9559 | 57698.1793 | 29567.6398 | 27072.5833
NSW1 | Hydro | 0 | 0 | 0 | 0 | 0 | 0 | 0 | 0 | 0 | 0 | 0 | 0 | 0 | 0 | 0 | 0 | 0 | 0 | 0 | 0 | 0 | 0 | 0 | 0 | 0
NSW1 | Wind | 0 | 0 | 0 | 0 | 0 | 0 | 0 | 0 | 0 | 0 | 0 | 0 | 0 | 0 | 0 | 0 | 0 | 0 | 0 | 0 | 0 | 0 | 0 | 0 | 0
NSW1 | Solar PV | 0 | 0 | 0 | 0 | 0 | 0 | 0 | 0 | 0 | 0 | 0 | 0 | 0 | 0 | 0 | 0 | 0 | 0 | 0 | 0 | 0 | 0 | 0 | 0 | 0
NSW1 | LS Battery | 0 | 0 | 0 | 0 | 0 | 0 | 0 | 0 | 0 | 0 | 0 | 0 | 0 | 0 | 0 | 0 | 0 | 0 | 0 | 0 | 0 | 0 | 0 | 0 | 0
NSW1 | Pumped Hydro | 0 | 0 | 0 | 0 | 0 | 0 | 0 | 0 | 0 | 0 | 0 | 0 | 0 | 0 | 0 | 0 | 0 | 0 | 0 | 0 | 0 | 0 | 0 | 0 | 0
NSW1 | VPP | 0 | 0 | 0 | 0 | 0 | 0 | 0 | 0 | 0 | 0 | 0 | 0 | 0 | 0 | 0 | 0 | 0 | 0 | 0 | 0 | 0 | 0 | 0 | 0 | 0
Total excluding storage |  | 812875.2871 | 691633.863 | 693764.5745 | 595432.0365 | 547108.7867 | 499282.7675 | 492374.3901 | 507003.0518 | 366744.2438 | 343624.9255 | 322224.0284 | 315794.7027 | 316701.3357 | 303238.6386 | 242581.9691 | 274342.5433 | 214915.6569 | 207084.8061 | 204934.7995 | 171821.5897 | 156053.9661 | 147641.4709 | 128961.7043 | 84691.4858 | 78868.7753
Region | Technology | 2021-22 | 2022-23 | 2023-24 | 2024-25 | 2025-26 | 2026-27 | 2027-28 | 2028-29 | 2029-30 | 2030-31 | 2031-32 | 2032-33 | 2033-34 | 2034-35 | 2035-36 | 2036-37 | 2037-38 | 2038-39 | 2039-40 | 2040-41 | 2041-42 | 2042-43 | 2043-44 | 2044-45 | 2045-46
QLD1 | Black Coal | 814796.242 | 672162.834 | 658386.829 | 614467.941 | 550276.25 | 515125.227 | 465810.146 | 443874.098 | 348794.152 | 333166.708 | 296254.504 | 301405.583 | 287999.795 | 272754.4735 | 254660.7565 | 219522.039 | 201594.706 | 194037.969 | 177961.658 | 146317.398 | 126638.76 | 87832.992 | 78570.526 | 74539.339 | 58119.227
QLD1 | Brown Coal | 0 | 0 | 0 | 0 | 0 | 0 | 0 | 0 | 0 | 0 | 0 | 0 | 0 | 0 | 0 | 0 | 0 | 0 | 0 | 0 | 0 | 0 | 0 | 0 | 0
QLD1 | CCGT | 63800.3079 | 59100.4517 | 55772.8185 | 67147.3686 | 63464.5869 | 59970.8209 | 56665.2936 | 53591.5047 | 51550.3855 | 48665.2207 | 45816.1074 | 43429.843 | 40865.4491 | 38629.3341 | 36437.9294 | 38114.1437 | 55697.2823 | 65681.6539 | 56983.9046 | 63504.2285 | 53078.1666 | 64526.3173 | 56225.5858 | 48310.3841 | 25408.3282
QLD1 | Gas - Steam | 0 | 0 | 0 | 0 | 0 | 0 | 0 | 0 | 0 | 0 | 0 | 0 | 0 | 0 | 0 | 0 | 0 | 0 | 0 | 0 | 0 | 0 | 0 | 0 | 0
QLD1 | OCGT / Diesel | 152.3764 | 0.1764 | 0.17829 | 32.066 | 0.17389 | 0.17448 | 0.17377 | 0.17675 | 0.16575 | 0.16654 | 0.16593 | 0.16733 | 0.16827 | 0.11191 | 123.9587 | 149.0052 | 1866.586 | 995.5929 | 2067.4989 | 6847.9344 | 3926.0314 | 15078.6263 | 14623.8304 | 17317.7851 | 27867.7868
QLD1 | Hydro | 0 | 0 | 0 | 0 | 0 | 0 | 0 | 0 | 0 | 0 | 0 | 0 | 0 | 0 | 0 | 0 | 0 | 0 | 0 | 0 | 0 | 0 | 0 | 0 | 0
QLD1 | Wind | 0 | 0 | 0 | 0 | 0 | 0 | 0 | 0 | 0 | 0 | 0 | 0 | 0 | 0 | 0 | 0 | 0 | 0 | 0 | 0 | 0 | 0 | 0 | 0 | 0
QLD1 | Solar PV | 0 | 0 | 0 | 0 | 0 | 0 | 0 | 0 | 0 | 0 | 0 | 0 | 0 | 0 | 0 | 0 | 0 | 0 | 0 | 0 | 0 | 0 | 0 | 0 | 0
QLD1 | LS Battery | 0 | 0 | 0 | 0 | 0 | 0 | 0 | 0 | 0 | 0 | 0 | 0 | 0 | 0 | 0 | 0 | 0 | 0 | 0 | 0 | 0 | 0 | 0 | 0 | 0
QLD1 | Pumped Hydro | 0 | 0 | 0 | 0 | 0 | 0 | 0 | 0 | 0 | 0 | 0 | 0 | 0 | 0 | 0 | 0 | 0 | 0 | 0 | 0 | 0 | 0 | 0 | 0 | 0
QLD1 | VPP | 0 | 0 | 0 | 0 | 0 | 0 | 0 | 0 | 0 | 0 | 0 | 0 | 0 | 0 | 0 | 0 | 0 | 0 | 0 | 0 | 0 | 0 | 0 | 0 | 0
Total excluding storage |  | 878748.9264 | 731263.4621 | 714159.8257 | 681647.3756 | 613741.0108 | 575096.2224 | 522475.6133 | 497465.7795 | 400344.7032 | 381832.0952 | 342070.7773 | 344835.5934 | 328865.4123 | 311383.9195 | 291222.6446 | 257785.1879 | 259158.5743 | 260715.2159 | 237013.0616 | 216669.5609 | 183642.958 | 167437.9356 | 149419.9422 | 140167.5082 | 111395.342
Region | Technology | 2021-22 | 2022-23 | 2023-24 | 2024-25 | 2025-26 | 2026-27 | 2027-28 | 2028-29 | 2029-30 | 2030-31 | 2031-32 | 2032-33 | 2033-34 | 2034-35 | 2035-36 | 2036-37 | 2037-38 | 2038-39 | 2039-40 | 2040-41 | 2041-42 | 2042-43 | 2043-44 | 2044-45 | 2045-46
VIC1 | Black Coal | 0 | 0 | 0 | 0 | 0 | 0 | 0 | 0 | 0 | 0 | 0 | 0 | 0 | 0 | 0 | 0 | 0 | 0 | 0 | 0 | 0 | 0 | 0 | 0 | 0
VIC1 | Brown Coal | 220709.831 | 178897.675 | 195587.745 | 190321.414 | 173079.589 | 159449.943 | 142623.539 | 127733.905 | 110077.5365 | 108271.738 | 91037.9045 | 98297.18 | 94314.733 | 84913.5795 | 80293.542 | 69729.8795 | 56217.2585 | 53410.33 | 53192.472 | 49146.807 | 49386.2025 | 46462.6235 | 44986.66 | 40785.408 | 40040.4435
VIC1 | CCGT | 0 | 0.054457 | 0.063094 | 0.062179 | 0.058688 | 0.056129 | 0.053782 | 0.049724 | 0.057869 | 0.061169 | 0.058886 | 0.062761 | 0.062973 | 0.06326 | 0.066302 | 0.069688 | 0.096234 | 0.11421 | 0.14016 | 0.13043 | 0.14781 | 0.20083 | 0.18606 | 0.17468 | 0.17282
VIC1 | Gas - Steam | 651.9343 | 824.0455 | 768.7111 | 232.0292 | 0.032464 | 77.4072 | 18.168 | 0.022425 | 0.030728 | 58.1156 | 233.8692 | 53.0964 | 48.0754 | 22.8637 | 219.3189 | 371.6763 | 5205.6 | 10163.211 | 0 | 0 | 0 | 0 | 0 | 0 | 0
VIC1 | OCGT / Diesel | 230.6017 | 686.5939 | 480.1012 | 123.9894 | 0.19451 | 0.19273 | 0.19235 | 0.17635 | 0.18935 | 5.7856 | 128.492 | 0.20302 | 0.17423 | 0.17583 | 60.8789 | 123.7303 | 1882.3296 | 2092.9945 | 5173.6478 | 10213.4968 | 15231.3962 | 16166.4463 | 21006.0481 | 18238.2843 | 21772.4081
VIC1 | Hydro | 0 | 0 | 0 | 0 | 0 | 0 | 0 | 0 | 0 | 0 | 0 | 0 | 0 | 0 | 0 | 0 | 0 | 0 | 0 | 0 | 0 | 0 | 0 | 0 | 0
VIC1 | Wind | 0 | 0 | 0 | 0 | 0 | 0 | 0 | 0 | 0 | 0 | 0 | 0 | 0 | 0 | 0 | 0 | 0 | 0 | 0 | 0 | 0 | 0 | 0 | 0 | 0
VIC1 | Solar PV | 0 | 0 | 0 | 0 | 0 | 0 | 0 | 0 | 0 | 0 | 0 | 0 | 0 | 0 | 0 | 0 | 0 | 0 | 0 | 0 | 0 | 0 | 0 | 0 | 0
VIC1 | LS Battery | 0 | 0 | 0 | 0 | 0 | 0 | 0 | 0 | 0 | 0 | 0 | 0 | 0 | 0 | 0 | 0 | 0 | 0 | 0 | 0 | 0 | 0 | 0 | 0 | 0
VIC1 | Pumped Hydro | 0 | 0 | 0 | 0 | 0 | 0 | 0 | 0 | 0 | 0 | 0 | 0 | 0 | 0 | 0 | 0 | 0 | 0 | 0 | 0 | 0 | 0 | 0 | 0 | 0
VIC1 | VPP | 0 | 0 | 0 | 0 | 0 | 0 | 0 | 0 | 0 | 0 | 0 | 0 | 0 | 0 | 0 | 0 | 0 | 0 | 0 | 0 | 0 | 0 | 0 | 0 | 0
Total excluding storage |  | 221592.3669 | 180408.3689 | 196836.6203 | 190677.4947 | 173079.8747 | 159527.599 | 142641.9532 | 127734.1535 | 110077.8144 | 108335.7003 | 91400.3246 | 98350.5422 | 94363.0456 | 84936.6823 | 80573.8061 | 70225.3558 | 63305.2843 | 65666.6497 | 58366.26 | 59360.4342 | 64617.7465 | 62629.2707 | 65992.8941 | 59023.8669 | 61813.0245
Region | Technology | 2021-22 | 2022-23 | 2023-24 | 2024-25 | 2025-26 | 2026-27 | 2027-28 | 2028-29 | 2029-30 | 2030-31 | 2031-32 | 2032-33 | 2033-34 | 2034-35 | 2035-36 | 2036-37 | 2037-38 | 2038-39 | 2039-40 | 2040-41 | 2041-42 | 2042-43 | 2043-44 | 2044-45 | 2045-46
SA1 | Black Coal | 0 | 0 | 0 | 0 | 0 | 0 | 0 | 0 | 0 | 0 | 0 | 0 | 0 | 0 | 0 | 0 | 0 | 0 | 0 | 0 | 0 | 0 | 0 | 0 | 0
SA1 | Brown Coal | 0 | 0 | 0 | 0 | 0 | 0 | 0 | 0 | 0 | 0 | 0 | 0 | 0 | 0 | 0 | 0 | 0 | 0 | 0 | 0 | 0 | 0 | 0 | 0 | 0
SA1 | CCGT | 69214.22 | 56797.6819 | 32260.7119 | 19893.672 | 18678.0466 | 17650.418 | 16641.6189 | 15851.0693 | 14942.3685 | 14058.7997 | 13237.2386 | 12505.8057 | 11872.2948 | 11149.9901 | 10469.7431 | 9926.179 | 0.23143 | 0.23458 | 0.225 | 0.35577 | 0.39508 | 0.38313 | 1.1754 | 0.99876 | 1.006
SA1 | Gas - Steam | 50589.8448 | 47533.152 | 46562.54 | 4969.3485 | 4635.538 | 4383.024 | 4145.9032 | 3980.9138 | 3726.3692 | 3493.9535 | 3318.1842 | 3109.0152 | 2964.5745 | 2753.1175 | 0 | 0 | 0 | 0 | 0 | 0 | 0 | 0 | 0 | 0 | 0
SA1 | OCGT / Diesel | 3148.3326 | 2133.2192 | 5235.9346 | 249.4553 | 20.2481 | 89.0717 | 15.8483 | 0.31685 | 2.6303 | 30.952 | 94.6061 | 42.3384 | 38.6896 | 30.0413 | 679.9171 | 1221.5031 | 13927.7998 | 23524.3646 | 23910.7988 | 28176.5767 | 27450.7943 | 29027.2258 | 27801.2272 | 4703.325 | 3734.0865
SA1 | Hydro | 0 | 0 | 0 | 0 | 0 | 0 | 0 | 0 | 0 | 0 | 0 | 0 | 0 | 0 | 0 | 0 | 0 | 0 | 0 | 0 | 0 | 0 | 0 | 0 | 0
SA1 | Wind | 0 | 0 | 0 | 0 | 0 | 0 | 0 | 0 | 0 | 0 | 0 | 0 | 0 | 0 | 0 | 0 | 0 | 0 | 0 | 0 | 0 | 0 | 0 | 0 | 0
SA1 | Solar PV | 0 | 0 | 0 | 0 | 0 | 0 | 0 | 0 | 0 | 0 | 0 | 0 | 0 | 0 | 0 | 0 | 0 | 0 | 0 | 0 | 0 | 0 | 0 | 0 | 0
SA1 | LS Battery | 0 | 0 | 0 | 0 | 0 | 0 | 0 | 0 | 0 | 0 | 0 | 0 | 0 | 0 | 0 | 0 | 0 | 0 | 0 | 0 | 0 | 0 | 0 | 0 | 0
SA1 | Pumped Hydro | 0 | 0 | 0 | 0 | 0 | 0 | 0 | 0 | 0 | 0 | 0 | 0 | 0 | 0 | 0 | 0 | 0 | 0 | 0 | 0 | 0 | 0 | 0 | 0 | 0
SA1 | VPP | 0 | 0 | 0 | 0 | 0 | 0 | 0 | 0 | 0 | 0 | 0 | 0 | 0 | 0 | 0 | 0 | 0 | 0 | 0 | 0 | 0 | 0 | 0 | 0 | 0
Total excluding storage |  | 122952.3974 | 106464.0531 | 84059.1865 | 25112.4758 | 23333.8326 | 22122.5137 | 20803.3704 | 19832.3 | 18671.368 | 17583.7053 | 16650.0289 | 15657.1593 | 14875.5589 | 13933.1488 | 11149.6602 | 11147.6821 | 13928.0313 | 23524.5992 | 23911.0238 | 28176.9324 | 27451.1894 | 29027.6089 | 27802.4026 | 4704.3237 | 3735.0925
Region | Technology | 2021-22 | 2022-23 | 2023-24 | 2024-25 | 2025-26 | 2026-27 | 2027-28 | 2028-29 | 2029-30 | 2030-31 | 2031-32 | 2032-33 | 2033-34 | 2034-35 | 2035-36 | 2036-37 | 2037-38 | 2038-39 | 2039-40 | 2040-41 | 2041-42 | 2042-43 | 2043-44 | 2044-45 | 2045-46
TAS1 | Black Coal | 0 | 0 | 0 | 0 | 0 | 0 | 0 | 0 | 0 | 0 | 0 | 0 | 0 | 0 | 0 | 0 | 0 | 0 | 0 | 0 | 0 | 0 | 0 | 0 | 0
TAS1 | Brown Coal | 0 | 0 | 0 | 0 | 0 | 0 | 0 | 0 | 0 | 0 | 0 | 0 | 0 | 0 | 0 | 0 | 0 | 0 | 0 | 0 | 0 | 0 | 0 | 0 | 0
TAS1 | CCGT | 0 | 0.050525 | 0.063797 | 0.060054 | 0.055811 | 0.055104 | 0.055041 | 0.053592 | 0.055081 | 0.058396 | 0.053462 | 0.057537 | 0.057409 | 0.055209 | 0.055721 | 0.0558 | 0.05559 | 0.075053 | 0.078997 | 0.063984 | 0.086594 | 0.083735 | 0.069764 | 0.07002 | 0.075553
TAS1 | Gas - Steam | 0 | 0 | 0 | 0 | 0 | 0 | 0 | 0 | 0 | 0 | 0 | 0 | 0 | 0 | 0 | 0 | 0 | 0 | 0 | 0 | 0 | 0 | 0 | 0 | 0
TAS1 | OCGT / Diesel | 0.083533 | 0.068087 | 0.083197 | 0.078636 | 0.071863 | 0.072032 | 0.072034 | 0.070603 | 0.072028 | 0.078528 | 0.067609 | 0.075176 | 0.074325 | 0.071292 | 0.073207 | 0.072912 | 0.072466 | 0.089275 | 0.11393 | 0.044509 | 0.069889 | 0.072276 | 0.04715 | 0.054349 | 0.059254
TAS1 | Hydro | 0 | 0 | 0 | 0 | 0 | 0 | 0 | 0 | 0 | 0 | 0 | 0 | 0 | 0 | 0 | 0 | 0 | 0 | 0 | 0 | 0 | 0 | 0 | 0 | 0
TAS1 | Wind | 0 | 0 | 0 | 0 | 0 | 0 | 0 | 0 | 0 | 0 | 0 | 0 | 0 | 0 | 0 | 0 | 0 | 0 | 0 | 0 | 0 | 0 | 0 | 0 | 0
TAS1 | Solar PV | 0 | 0 | 0 | 0 | 0 | 0 | 0 | 0 | 0 | 0 | 0 | 0 | 0 | 0 | 0 | 0 | 0 | 0 | 0 | 0 | 0 | 0 | 0 | 0 | 0
TAS1 | LS Battery | 0 | 0 | 0 | 0 | 0 | 0 | 0 | 0 | 0 | 0 | 0 | 0 | 0 | 0 | 0 | 0 | 0 | 0 | 0 | 0 | 0 | 0 | 0 | 0 | 0
TAS1 | Pumped Hydro | 0 | 0 | 0 | 0 | 0 | 0 | 0 | 0 | 0 | 0 | 0 | 0 | 0 | 0 | 0 | 0 | 0 | 0 | 0 | 0 | 0 | 0 | 0 | 0 | 0
TAS1 | VPP | 0 | 0 | 0 | 0 | 0 | 0 | 0 | 0 | 0 | 0 | 0 | 0 | 0 | 0 | 0 | 0 | 0 | 0 | 0 | 0 | 0 | 0 | 0 | 0 | 0
Total excluding storage |  | 0.083533 | 0.11861 | 0.14699 | 0.13869 | 0.12767 | 0.12714 | 0.12707 | 0.12419 | 0.12711 | 0.13692 | 0.12107 | 0.13271 | 0.13173 | 0.1265 | 0.12893 | 0.12871 | 0.12806 | 0.16433 | 0.19293 | 0.10849 | 0.15648 | 0.15601 | 0.11691 | 0.12437 | 0.13481

## Option1_Build Cost
New generation build cost (CAPEX) by technology ($000s) - SWNSW Option 1, Slow Change Scenario
CAPEX (Install) | Real June 2019 dollars discounted to June 2020. The total capital costs are annualised for modelling purposes.
Explicitly modelled generation
Region | Technology | 2021-22 | 2022-23 | 2023-24 | 2024-25 | 2025-26 | 2026-27 | 2027-28 | 2028-29 | 2029-30 | 2030-31 | 2031-32 | 2032-33 | 2033-34 | 2034-35 | 2035-36 | 2036-37 | 2037-38 | 2038-39 | 2039-40 | 2040-41 | 2041-42 | 2042-43 | 2043-44 | 2044-45 | 2045-46
NEM | Black Coal | 0 | 0 | 0 | 0 | 0 | 0 | 0 | 0 | 0 | 0 | 0 | 0 | 0 | 0 | 0 | 0 | 0 | 0 | 0 | 0 | 0 | 0 | 0 | 0 | 0
NEM | Brown Coal | 0 | 0 | 0 | 0 | 0 | 0 | 0 | 0 | 0 | 0 | 0 | 0 | 0 | 0 | 0 | 0 | 0 | 0 | 0 | 0 | 0 | 0 | 0 | 0 | 0
NEM | CCGT | 0 | 1.7821 | 0.74803 | 0.044255 | 0.019832 | 0.045152 | 0.041655 | 0.043264 | 0.089918 | 0.098511 | 0.029414 | 0.1113 | 0.066503 | 0.059008 | 0.37762 | 0.19129 | 1.9097 | 0.11525 | 0.09008 | 0.59049 | 0.17705 | 33289.1968 | 0.94303 | 0.0062526 | 0.0039355
NEM | Gas - Steam | 0 | 0 | 0 | 0 | 0 | 0 | 0 | 0 | 0 | 0 | 0 | 0 | 0 | 0 | 0 | 0 | 0 | 0 | 0 | 0 | 0 | 0 | 0 | 0 | 0
NEM | OCGT / Diesel | 3.3336 | 0.065423 | 6.0176 | 0.06981 | 0.075861 | 0.088693 | 0.091003 | 0.084299 | 0.079517 | 0.089506 | 0.080564 | 0.090098 | 0.080145 | 0.076911 | 0.58025 | 0.25841 | 43838.3955 | 0.023211 | 0.068576 | 0.10377 | 0.032213 | 29832.2584 | 22603.8609 | 11883.0476 | 0.0030245
NEM | Hydro | 0 | 0 | 0 | 0 | 0 | 0 | 0 | 0 | 0 | 0 | 0 | 0 | 0 | 0 | 0 | 0 | 0 | 0 | 0 | 0 | 0 | 0 | 0 | 0 | 0
NEM | Wind | 0 | 32.7307 | 5.5113 | 33.1281 | 463256.9992 | 159717.3966 | 3.701 | 1072210.6789 | 0.94282 | 1.4314 | 0.61032 | 1.1456 | 0.27781 | 3.2293 | 8.4356 | 8.6992 | 464929.6714 | 87872.8349 | 30022.1648 | 294683.4749 | 474601.6221 | 267830.2128 | 23250.5791 | 83294.4686 | 43261.7418
NEM | Solar PV | 11.6312 | 0.12102 | 14140.8578 | 406631.4619 | 1.0225 | 124594.8339 | 185328.0819 | 301023.471 | 0.0039608 | 0.0016329 | 1.1239 | 0.93453 | 0.61682 | 0.3409 | 497124.167 | 65791.5718 | 807326.4078 | 0.96145 | 0.29851 | 113132.1416 | 57146.769 | 159042.1622 | 0.060446 | 0.012392 | 7511.1299
NEM | LS Battery | 13.1343 | 0.067182 | 1.6095 | 0 | 0.0096432 | 2.5226 | 2.3664 | 3.9502 | 0.0011784 | 11.9364 | 0.88287 | 1.755 | 0.75721 | 0.33478 | 635109.6945 | 0.00063996 | 801453.8983 | 0.00037591 | 43259.2914 | 108179.9752 | 208151.9518 | 86561.7611 | 114369.3729 | 0.12929 | 0.02273
NEM | Pumped Hydro | 0 | 0 | 0 | 18.0348 | 0.98918 | 0.63708 | 0.59203 | 1.5144 | 0.52923 | 0.39402 | 0.50846 | 0.42129 | 0.38509 | 0.4399 | 2.7108 | 1.3941 | 24.9594 | 0.11002 | 0.16479 | 4.4405 | 0.17551 | 90829.1442 | 3.7676 | 2.3563 | 0.012751
NEM | VPP | 0 | 0 | 0 | 0 | 0 | 0 | 0 | 0 | 0 | 0 | 0 | 0 | 0 | 0 | 0 | 0 | 0 | 0 | 0 | 0 | 0 | 0 | 0 | 0 | 0
Total excluding storage |  | 14.9648 | 34.6992 | 14153.1347 | 406664.7041 | 463258.1173 | 284312.3644 | 185331.9156 | 1373234.2774 | 1.1162 | 1.621 | 1.8442 | 2.2815 | 1.0413 | 3.7061 | 497133.5605 | 65800.7207 | 1316096.3844 | 87873.9348 | 30022.6219 | 407816.3108 | 531748.6003 | 489993.8302 | 45855.4434 | 95177.5348 | 50772.8786
Region | Technology | 2021-22 | 2022-23 | 2023-24 | 2024-25 | 2025-26 | 2026-27 | 2027-28 | 2028-29 | 2029-30 | 2030-31 | 2031-32 | 2032-33 | 2033-34 | 2034-35 | 2035-36 | 2036-37 | 2037-38 | 2038-39 | 2039-40 | 2040-41 | 2041-42 | 2042-43 | 2043-44 | 2044-45 | 2045-46
NSW1 | Black Coal | 0 | 0 | 0 | 0 | 0 | 0 | 0 | 0 | 0 | 0 | 0 | 0 | 0 | 0 | 0 | 0 | 0 | 0 | 0 | 0 | 0 | 0 | 0 | 0 | 0
NSW1 | Brown Coal | 0 | 0 | 0 | 0 | 0 | 0 | 0 | 0 | 0 | 0 | 0 | 0 | 0 | 0 | 0 | 0 | 0 | 0 | 0 | 0 | 0 | 0 | 0 | 0 | 0
NSW1 | CCGT | 0 | 0.39955 | 0.44266 | 0.0022437 | 0.0001724 | 0.0018361 | 0.00046975 | 0.0004975 | 0 | 0.0014234 | 0.00035415 | 0.00049276 | 8.9453e-05 | 0.00057494 | 0.16277 | 0.00024423 | 1.3215 | 0.0020189 | 8.5096e-05 | 0.17739 | 0.0071719 | 33288.86 | 0.0027725 | 5.4891e-05 | 0.00018459
NSW1 | Gas - Steam | 0 | 0 | 0 | 0 | 0 | 0 | 0 | 0 | 0 | 0 | 0 | 0 | 0 | 0 | 0 | 0 | 0 | 0 | 0 | 0 | 0 | 0 | 0 | 0 | 0
NSW1 | OCGT / Diesel | 1.7522 | 0.0062947 | 5.8245 | 0.0037619 | 0.012479 | 0.020133 | 0.01977 | 0.019208 | 0.017039 | 0.019816 | 0.01753 | 0.019091 | 0.016965 | 0.017257 | 0.019411 | 0.015368 | 43838.1738 | 0.0031926 | 0.0025344 | 0.0037485 | 0.0031718 | 20919.5258 | 19510.1988 | 0.72614 | 0.00062734
NSW1 | Hydro | 0 | 0 | 0 | 0 | 0 | 0 | 0 | 0 | 0 | 0 | 0 | 0 | 0 | 0 | 0 | 0 | 0 | 0 | 0 | 0 | 0 | 0 | 0 | 0 | 0
NSW1 | Wind | 0 | 6.3298 | 1.5483 | 0.79481 | 0.55344 | 0.32264 | 0.13054 | 0.1332 | 0.16472 | 0.31739 | 0.14934 | 0.30445 | 0.060693 | 0.95935 | 4.6441 | 0.45552 | 160356.4305 | 1.5019 | 0.95671 | 185606.3733 | 244618.3157 | 52226.6943 | 8243.4446 | 28876.1092 | 2790.6281
NSW1 | Solar PV | 4.4573 | 0.011237 | 14139.8553 | 0.2447 | 0.22566 | 0.023237 | 0.0032945 | 0.00080555 | 0.00053053 | 0.00022242 | 0.1918 | 0.19803 | 0.10201 | 0.080637 | 460240.9736 | 0.14402 | 630656.6196 | 0.66091 | 0.16808 | 113131.651 | 39152.4277 | 86557.8082 | 0.048112 | 0.0058419 | 7511.1083
NSW1 | LS Battery | 7.9711 | 0.0035025 | 1.6095 | 0 | 0.0033361 | 1.112 | 1.0071 | 0.44314 | 0.0005687 | 7.0193 | 0.56281 | 0.96567 | 0.35931 | 0.1237 | 431799.3976 | 0.00019106 | 435592.4749 | 0.00018981 | 0.046109 | 43488.3852 | 80433.5337 | 43741.9925 | 44600.5416 | 0.056857 | 0.007384
NSW1 | Pumped Hydro | 0 | 0 | 0 | 10.8157 | 0.28749 | 0.19895 | 0.19226 | 0.16251 | 0.23677 | 0.17489 | 0.18374 | 0.18352 | 0.15968 | 0.15932 | 1.7237 | 0.18713 | 18.0945 | 0.036013 | 0.040936 | 0.30735 | 0.071459 | 0.05068 | 1.5338 | 2.2088 | 0.0027462
NSW1 | VPP | 0 | 0 | 0 | 0 | 0 | 0 | 0 | 0 | 0 | 0 | 0 | 0 | 0 | 0 | 0 | 0 | 0 | 0 | 0 | 0 | 0 | 0 | 0 | 0 | 0
Total excluding storage |  | 6.2095 | 6.7469 | 14147.6708 | 1.0455 | 0.79174 | 0.36784 | 0.15408 | 0.15371 | 0.18229 | 0.33885 | 0.35902 | 0.52207 | 0.17976 | 1.0578 | 460245.7999 | 0.61515 | 834852.5454 | 2.1681 | 1.1274 | 298738.2055 | 283770.7537 | 192992.8884 | 27753.6943 | 28876.8412 | 10301.7372
Region | Technology | 2021-22 | 2022-23 | 2023-24 | 2024-25 | 2025-26 | 2026-27 | 2027-28 | 2028-29 | 2029-30 | 2030-31 | 2031-32 | 2032-33 | 2033-34 | 2034-35 | 2035-36 | 2036-37 | 2037-38 | 2038-39 | 2039-40 | 2040-41 | 2041-42 | 2042-43 | 2043-44 | 2044-45 | 2045-46
QLD1 | Black Coal | 0 | 0 | 0 | 0 | 0 | 0 | 0 | 0 | 0 | 0 | 0 | 0 | 0 | 0 | 0 | 0 | 0 | 0 | 0 | 0 | 0 | 0 | 0 | 0 | 0
QLD1 | Brown Coal | 0 | 0 | 0 | 0 | 0 | 0 | 0 | 0 | 0 | 0 | 0 | 0 | 0 | 0 | 0 | 0 | 0 | 0 | 0 | 0 | 0 | 0 | 0 | 0 | 0
QLD1 | CCGT | 0 | 0.41036 | 0.024244 | 0.0212 | 0.014984 | 0.022867 | 0.018437 | 0.022383 | 0.0018066 | 0.016662 | 0.015313 | 0.018838 | 0.019032 | 0.015607 | 0.038366 | 0.067961 | 0.133 | 0.00053507 | 0.0019539 | 0.10799 | 0.001024 | 0.24742 | 4.0896e-05 | 5.3183e-05 | 0.00020104
QLD1 | Gas - Steam | 0 | 0 | 0 | 0 | 0 | 0 | 0 | 0 | 0 | 0 | 0 | 0 | 0 | 0 | 0 | 0 | 0 | 0 | 0 | 0 | 0 | 0 | 0 | 0 | 0
QLD1 | OCGT / Diesel | 0.39872 | 0.018268 | 0.021891 | 0.021311 | 0.020211 | 0.02035 | 0.019431 | 0.019581 | 0.016142 | 0.0177 | 0.017017 | 0.016796 | 0.016036 | 0.015127 | 0.036509 | 0.10807 | 0.15569 | 0.0017845 | 0.0026633 | 0.093278 | 0.012639 | 8912.6795 | 0.00031552 | 0.00027612 | 0.00024744
QLD1 | Hydro | 0 | 0 | 0 | 0 | 0 | 0 | 0 | 0 | 0 | 0 | 0 | 0 | 0 | 0 | 0 | 0 | 0 | 0 | 0 | 0 | 0 | 0 | 0 | 0 | 0
QLD1 | Wind | 0 | 9.3135 | 0.34143 | 0.221 | 0.58934 | 0.61409 | 0.55491 | 0.24949 | 0.086875 | 0.30788 | 0.18954 | 0.17929 | 0.058429 | 1.0886 | 0.99509 | 4.5554 | 262610.9908 | 3.5277 | 0.12889 | 84998.5706 | 205865.146 | 197946.492 | 0.04933 | 0.03 | 30420.9117
QLD1 | Solar PV | 3.1127 | 0.086834 | 0.12516 | 0.12778 | 0.063567 | 0.031145 | 0.0057102 | 0.0015351 | 0.0012923 | 0.00063991 | 0.43888 | 0.27126 | 0.22988 | 0.10553 | 0.21632 | 0.32632 | 0.36281 | 0.07279 | 0.097973 | 0.47478 | 0.28375 | 72484.3341 | 0.0012244 | 0.0012799 | 0.0014226
QLD1 | LS Battery | 1.2364 | 0.0068115 | 0 | 0 | 0.00078262 | 0.34757 | 0.31568 | 0.13763 | 0.00027835 | 1.6571 | 0.051773 | 0.29451 | 0.18739 | 0.053625 | 1.965 | 0.00028086 | 107038.426 | 4.2161e-05 | 0.0097636 | 36664.5698 | 127718.3202 | 42819.7257 | 0.00065639 | 0.0023712 | 0.0027606
QLD1 | Pumped Hydro | 0 | 0 | 0 | 1.7609 | 0.13725 | 0.1045 | 0.096529 | 0.08294 | 0.1481 | 0.079909 | 0.08607 | 0.10862 | 0.07895 | 0.087251 | 0.25879 | 0.52098 | 2.1843 | 0.022326 | 0.022082 | 3.3474 | 0.058165 | 90829.048 | 0.0022497 | 0.0023463 | 0.0011246
QLD1 | VPP | 0 | 0 | 0 | 0 | 0 | 0 | 0 | 0 | 0 | 0 | 0 | 0 | 0 | 0 | 0 | 0 | 0 | 0 | 0 | 0 | 0 | 0 | 0 | 0 | 0
Total excluding storage |  | 3.5115 | 9.829 | 0.51273 | 0.39129 | 0.6881 | 0.68845 | 0.59849 | 0.29299 | 0.10612 | 0.34288 | 0.66074 | 0.48619 | 0.32338 | 1.2249 | 1.2863 | 5.0577 | 262611.6423 | 3.6028 | 0.23148 | 84999.2466 | 205865.4435 | 279343.753 | 0.05091 | 0.031609 | 30420.9136
Region | Technology | 2021-22 | 2022-23 | 2023-24 | 2024-25 | 2025-26 | 2026-27 | 2027-28 | 2028-29 | 2029-30 | 2030-31 | 2031-32 | 2032-33 | 2033-34 | 2034-35 | 2035-36 | 2036-37 | 2037-38 | 2038-39 | 2039-40 | 2040-41 | 2041-42 | 2042-43 | 2043-44 | 2044-45 | 2045-46
VIC1 | Black Coal | 0 | 0 | 0 | 0 | 0 | 0 | 0 | 0 | 0 | 0 | 0 | 0 | 0 | 0 | 0 | 0 | 0 | 0 | 0 | 0 | 0 | 0 | 0 | 0 | 0
VIC1 | Brown Coal | 0 | 0 | 0 | 0 | 0 | 0 | 0 | 0 | 0 | 0 | 0 | 0 | 0 | 0 | 0 | 0 | 0 | 0 | 0 | 0 | 0 | 0 | 0 | 0 | 0
VIC1 | CCGT | 0 | 0.33756 | 0.064386 | 0.015804 | 0.0016148 | 0.0030032 | 0.0015118 | 0.00033444 | 0.05422 | 0.03042 | 0.0059673 | 0.030775 | 0.015705 | 0.015061 | 0.023036 | 0.024115 | 0.091179 | 0.056089 | 0.078602 | 0.00051518 | 0.038676 | 0.088629 | 0.0011342 | 0.005067 | 0.00018758
VIC1 | Gas - Steam | 0 | 0 | 0 | 0 | 0 | 0 | 0 | 0 | 0 | 0 | 0 | 0 | 0 | 0 | 0 | 0 | 0 | 0 | 0 | 0 | 0 | 0 | 0 | 0 | 0
VIC1 | OCGT / Diesel | 0.39278 | 0.016286 | 0.025706 | 0.020884 | 0.019464 | 0.019591 | 0.019125 | 0.016294 | 0.020111 | 0.018971 | 0.016392 | 0.017821 | 0.015712 | 0.014925 | 0.015273 | 0.014586 | 0.045269 | 0.002127 | 0.048226 | 0.0020792 | 0.0024389 | 0.045987 | 0.00090322 | 0.020909 | 0.00013558
VIC1 | Hydro | 0 | 0 | 0 | 0 | 0 | 0 | 0 | 0 | 0 | 0 | 0 | 0 | 0 | 0 | 0 | 0 | 0 | 0 | 0 | 0 | 0 | 0 | 0 | 0 | 0
VIC1 | Wind | 0 | 5.4595 | 0.70615 | 31.7344 | 463255.6993 | 159715.7346 | 2.5626 | 1072209.9571 | 0.0027279 | 0.0011741 | 0.0033672 | 0.0023792 | 0.0021412 | 0.0075612 | 0.010699 | 0.014778 | 0.084057 | 0.076178 | 0.10213 | 0.023705 | 0.013299 | 0.09122 | 0.027587 | 0.022404 | 7680.2882
VIC1 | Solar PV | 0.86255 | 0.0031196 | 0.14805 | 406631.0399 | 0.71616 | 124594.7655 | 185328.0651 | 301023.4665 | 0 | 0 | 0.0012479 | 0.0011574 | 0.0011083 | 0.00068896 | 0.0011369 | 0.0016019 | 0.003668 | 0.0020831 | 0.0014617 | 0.00079366 | 0.0038619 | 0.002662 | 0.00090827 | 0.001318 | 0.0013168
VIC1 | LS Battery | 1.2806 | 0.011688 | 0 | 0 | 0.0037209 | 0.4009 | 0.37784 | 3.085 | 0 | 0.12185 | 0.0048962 | 0.0066587 | 0.000949 | 0.00021728 | 0.00011807 | 6.387e-05 | 140674.2793 | 3.8251e-05 | 43259.2333 | 19456.0899 | 0.011658 | 0.0080475 | 5013.0101 | 0.023299 | 0.0022484
VIC1 | Pumped Hydro | 0 | 0 | 0 | 1.874 | 0.22864 | 0.1515 | 0.10768 | 1.0411 | 0.00024216 | 0.00031841 | 0.00093837 | 0.0031629 | 0.0075295 | 0.018515 | 0.049407 | 0.12234 | 4.3232 | 0.014669 | 0.024225 | 0.47287 | 0.018215 | 0.021314 | 2.0761 | 0.059011 | 0.00080971
VIC1 | VPP | 0 | 0 | 0 | 0 | 0 | 0 | 0 | 0 | 0 | 0 | 0 | 0 | 0 | 0 | 0 | 0 | 0 | 0 | 0 | 0 | 0 | 0 | 0 | 0 | 0
Total excluding storage |  | 1.2553 | 5.8164 | 0.9443 | 406662.811 | 463256.4366 | 284310.5226 | 185330.6484 | 1373233.4402 | 0.077058 | 0.050565 | 0.026974 | 0.052132 | 0.034667 | 0.038237 | 0.050144 | 0.055081 | 0.22417 | 0.13648 | 0.23042 | 0.027093 | 0.058276 | 0.2285 | 0.030533 | 0.049698 | 7680.2898
Region | Technology | 2021-22 | 2022-23 | 2023-24 | 2024-25 | 2025-26 | 2026-27 | 2027-28 | 2028-29 | 2029-30 | 2030-31 | 2031-32 | 2032-33 | 2033-34 | 2034-35 | 2035-36 | 2036-37 | 2037-38 | 2038-39 | 2039-40 | 2040-41 | 2041-42 | 2042-43 | 2043-44 | 2044-45 | 2045-46
SA1 | Black Coal | 0 | 0 | 0 | 0 | 0 | 0 | 0 | 0 | 0 | 0 | 0 | 0 | 0 | 0 | 0 | 0 | 0 | 0 | 0 | 0 | 0 | 0 | 0 | 0 | 0
SA1 | Brown Coal | 0 | 0 | 0 | 0 | 0 | 0 | 0 | 0 | 0 | 0 | 0 | 0 | 0 | 0 | 0 | 0 | 0 | 0 | 0 | 0 | 0 | 0 | 0 | 0 | 0
SA1 | CCGT | 0 | 0.35288 | 0.13831 | 0.0028561 | 0.0026632 | 0.0066781 | 0.0073932 | 0.010996 | 0.014065 | 0.026539 | 0.0075172 | 0.036347 | 0.020015 | 0.023098 | 0.142 | 0.088467 | 0.35551 | 0.0021659 | 0.0029055 | 0.30454 | 0.098904 | 0.00045671 | 0.93901 | 0.00080537 | 3.0705e-05
SA1 | Gas - Steam | 0 | 0 | 0 | 0 | 0 | 0 | 0 | 0 | 0 | 0 | 0 | 0 | 0 | 0 | 0 | 0 | 0 | 0 | 0 | 0 | 0 | 0 | 0 | 0 | 0
SA1 | OCGT / Diesel | 0.40071 | 0.012089 | 0.11885 | 0.004498 | 0.0062324 | 0.0090311 | 0.013779 | 0.011454 | 0.0077987 | 0.013774 | 0.016057 | 0.018424 | 0.01613 | 0.016041 | 0.49538 | 0.10775 | 0.0090274 | 0.0013065 | 0.0018202 | 0.0019426 | 0.001992 | 0.00063893 | 3093.659 | 11882.2966 | 0.00011574
SA1 | Hydro | 0 | 0 | 0 | 0 | 0 | 0 | 0 | 0 | 0 | 0 | 0 | 0 | 0 | 0 | 0 | 0 | 0 | 0 | 0 | 0 | 0 | 0 | 0 | 0 | 0
SA1 | Wind | 0 | 8.6173 | 1.8966 | 0.34151 | 0.14282 | 0.67272 | 0.34014 | 0.27223 | 0.50211 | 0.56836 | 0.25764 | 0.46443 | 0.12092 | 0.92758 | 2.669 | 3.5067 | 41962.1128 | 87866.2916 | 30020.9505 | 24078.5038 | 24116.6932 | 17656.9277 | 15007.0552 | 54418.2972 | 0.01934
SA1 | Solar PV | 2.8649 | 0.019471 | 0.66915 | 0.045559 | 0.01589 | 0.010398 | 0.0066384 | 0.0017885 | 0.0015929 | 0.000604 | 0.45466 | 0.41051 | 0.25943 | 0.15168 | 36882.9612 | 65791.0819 | 176669.4031 | 0.072106 | 0.027601 | 0.014969 | 17993.8276 | 0.01697 | 0.010181 | 0.0034425 | 0.008414
SA1 | LS Battery | 1.4024 | 0.021067 | 0 | 0 | 0.00048676 | 0.30697 | 0.34807 | 0.14501 | 0.0002097 | 1.9608 | 0.16167 | 0.48741 | 0.20927 | 0.15714 | 203308.3317 | 0.00010417 | 118148.7181 | 4.5056e-05 | 0.0020358 | 8570.8986 | 0.015165 | 0.0099106 | 64755.7803 | 0.042154 | 0.0021625
SA1 | Pumped Hydro | 0 | 0 | 0 | 1.8944 | 0.12466 | 0.11791 | 0.10582 | 0.099343 | 0.090653 | 0.084615 | 0.097571 | 0.098137 | 0.074352 | 0.081184 | 0.62015 | 0.50481 | 0.30022 | 0.01265 | 0.011139 | 0.24354 | 0.021249 | 0.0051064 | 0.12532 | 0.081978 | 0.001261
SA1 | VPP | 0 | 0 | 0 | 0 | 0 | 0 | 0 | 0 | 0 | 0 | 0 | 0 | 0 | 0 | 0 | 0 | 0 | 0 | 0 | 0 | 0 | 0 | 0 | 0 | 0
Total excluding storage |  | 3.2656 | 9.0018 | 2.8229 | 0.39443 | 0.1676 | 0.69883 | 0.36795 | 0.29647 | 0.52556 | 0.60928 | 0.73587 | 0.92971 | 0.41649 | 1.1184 | 36886.2676 | 65794.7848 | 218631.8804 | 87866.3672 | 30020.9828 | 24078.8252 | 42110.6217 | 17656.9458 | 18101.6633 | 66300.5981 | 0.0279
Region | Technology | 2021-22 | 2022-23 | 2023-24 | 2024-25 | 2025-26 | 2026-27 | 2027-28 | 2028-29 | 2029-30 | 2030-31 | 2031-32 | 2032-33 | 2033-34 | 2034-35 | 2035-36 | 2036-37 | 2037-38 | 2038-39 | 2039-40 | 2040-41 | 2041-42 | 2042-43 | 2043-44 | 2044-45 | 2045-46
TAS1 | Black Coal | 0 | 0 | 0 | 0 | 0 | 0 | 0 | 0 | 0 | 0 | 0 | 0 | 0 | 0 | 0 | 0 | 0 | 0 | 0 | 0 | 0 | 0 | 0 | 0 | 0
TAS1 | Brown Coal | 0 | 0 | 0 | 0 | 0 | 0 | 0 | 0 | 0 | 0 | 0 | 0 | 0 | 0 | 0 | 0 | 0 | 0 | 0 | 0 | 0 | 0 | 0 | 0 | 0
TAS1 | CCGT | 0 | 0.28173 | 0.078434 | 0.0021518 | 0.00039729 | 0.010768 | 0.013843 | 0.0090538 | 0.019827 | 0.023466 | 0.00026191 | 0.024843 | 0.011661 | 0.004667 | 0.011451 | 0.010505 | 0.0085559 | 0.054439 | 0.0065332 | 5.1176e-05 | 0.031278 | 0.00026569 | 7.2304e-05 | 0.00027217 | 0.0033315
TAS1 | Gas - Steam | 0 | 0 | 0 | 0 | 0 | 0 | 0 | 0 | 0 | 0 | 0 | 0 | 0 | 0 | 0 | 0 | 0 | 0 | 0 | 0 | 0 | 0 | 0 | 0 | 0
TAS1 | OCGT / Diesel | 0.38921 | 0.012485 | 0.026639 | 0.019355 | 0.017474 | 0.019588 | 0.018898 | 0.017763 | 0.018427 | 0.019245 | 0.013567 | 0.017966 | 0.015302 | 0.013562 | 0.013676 | 0.012635 | 0.011665 | 0.0148 | 0.013331 | 0.0027243 | 0.011972 | 0.0064892 | 0.0018553 | 0.0036699 | 0.0018984
TAS1 | Hydro | 0 | 0 | 0 | 0 | 0 | 0 | 0 | 0 | 0 | 0 | 0 | 0 | 0 | 0 | 0 | 0 | 0 | 0 | 0 | 0 | 0 | 0 | 0 | 0 | 0
TAS1 | Wind | 0 | 3.0106 | 1.0188 | 0.036342 | 0.014235 | 0.052596 | 0.11275 | 0.066827 | 0.18638 | 0.23656 | 0.010439 | 0.19507 | 0.035633 | 0.24616 | 0.11675 | 0.16686 | 0.053192 | 1.4374 | 0.026563 | 0.0036053 | 1.4539 | 0.0075617 | 0.0024034 | 0.0097099 | 2369.8945
TAS1 | Solar PV | 0.3337 | 0.0003577 | 0.060142 | 0.0040047 | 0.0012126 | 0.0036426 | 0.001192 | 0.00036054 | 0.00054503 | 0.00016653 | 0.037302 | 0.053572 | 0.024393 | 0.0023607 | 0.014741 | 0.017969 | 0.018558 | 0.15356 | 0.0033917 | 3.5466e-05 | 0.226 | 0.00025677 | 2.0385e-05 | 0.00050993 | 0.010388
TAS1 | LS Battery | 1.2438 | 0.024112 | 0 | 0 | 0.0013168 | 0.3551 | 0.31773 | 0.13939 | 0.00012163 | 1.1773 | 0.10172 | 0.00076597 | 0.00029083 | 9.1475e-05 | 4.5845e-05 | 0 | 4.0018e-05 | 6.0634e-05 | 0.00015745 | 0.031696 | 0.071117 | 0.024929 | 0.040373 | 0.0046073 | 0.0081744
TAS1 | Pumped Hydro | 0 | 0 | 0 | 1.6899 | 0.21115 | 0.064212 | 0.089746 | 0.12854 | 0.053462 | 0.054293 | 0.14013 | 0.027846 | 0.064578 | 0.093628 | 0.058758 | 0.058798 | 0.057189 | 0.024362 | 0.066406 | 0.069301 | 0.0064176 | 0.019121 | 0.03012 | 0.0041608 | 0.0068097
TAS1 | VPP | 0 | 0 | 0 | 0 | 0 | 0 | 0 | 0 | 0 | 0 | 0 | 0 | 0 | 0 | 0 | 0 | 0 | 0 | 0 | 0 | 0 | 0 | 0 | 0 | 0
Total excluding storage |  | 0.72291 | 3.3052 | 1.184 | 0.061853 | 0.03332 | 0.086595 | 0.14668 | 0.094005 | 0.22518 | 0.27943 | 0.06157 | 0.29145 | 0.086988 | 0.26674 | 0.15662 | 0.20796 | 0.091971 | 1.6602 | 0.049819 | 0.0064162 | 1.7232 | 0.014573 | 0.0043514 | 0.014162 | 2369.9101

## Option1_REZ Tx Cost
REZ transmission expansion cost by region ($000s) - SWNSW Option 1, Slow Change Scenario
REZ Expansion | Real June 2019 dollars discounted to June 2020. As with the total capital costs, the REZ transmission expansion costs are annualised for modelling purposes.
Explicitly modelled generation
Region | Technology | 2021-22 | 2022-23 | 2023-24 | 2024-25 | 2025-26 | 2026-27 | 2027-28 | 2028-29 | 2029-30 | 2030-31 | 2031-32 | 2032-33 | 2033-34 | 2034-35 | 2035-36 | 2036-37 | 2037-38 | 2038-39 | 2039-40 | 2040-41 | 2041-42 | 2042-43 | 2043-44 | 2044-45 | 2045-46
NSW1 | Transmission | 0.19137 | 0.48233 | 0.032186 | 0.037885 | 0.021753 | 0.030724 | 0.010967 | 0.0047922 | 0.012628 | 0.019653 | 0.036044 | 0.037059 | 0.017247 | 0.035711 | 0.057131 | 0.038189 | 60916.0447 | 0.098029 | 0.029596 | 34225.6114 | 37502.9938 | 27389.9794 | 965.5028 | 3414.054 | 2246.8746
QLD1 | Transmission | 0.24156 | 0.57116 | 0.054652 | 0.04147 | 0.054569 | 0.06206 | 0.021369 | 0.0070789 | 0.011632 | 0.026065 | 0.064182 | 0.041944 | 0.032961 | 0.094138 | 0.084022 | 0.16773 | 0.12381 | 0.01527 | 0.01781 | 0.12563 | 0.027957 | 17326.1396 | 0.016891 | 0.014035 | 0.010808
VIC1 | Transmission | 0.063598 | 0.0068079 | 0.0031239 | 0.0035236 | 0.0035732 | 0.0025946 | 0.0028964 | 16922.4627 | 0.00029846 | 0.00011697 | 0.00080727 | 0.00062864 | 0.00062029 | 0.00082307 | 0.0010731 | 0.001127 | 0.0025209 | 0.0018896 | 0.0012705 | 0.0014251 | 0.0022854 | 0.0042449 | 0.0018888 | 0.0019588 | 926.1574
SA1 | Transmission | 0.1903 | 0.56825 | 0.15167 | 0.021088 | 0.018872 | 0.033057 | 0.030426 | 0.038862 | 0.044029 | 0.04196 | 0.069504 | 0.05607 | 0.025561 | 0.069769 | 0.24395 | 0.22866 | 4.1644 | 0.077905 | 0.041485 | 3547.9828 | 3572.7506 | 2657.4506 | 2270.3183 | 8418.8985 | 0.010081
TAS1 | Transmission | 0 | 0.0060328 | 0.0022916 | 0.0015111 | 0.00016522 | 0.00052204 | 0.002137 | 0.00069226 | 0.001146 | 0.0013555 | 0.000855 | 0.00091886 | 0.00069306 | 0.00086958 | 0.00094357 | 0.00084372 | 0.00063428 | 0.0021551 | 0.00026986 | 0.00023518 | 0.00085804 | 0.00045178 | 0.00045449 | 0.00026561 | 0.00028778
NEM | Total | 0.68683 | 1.6346 | 0.24392 | 0.10548 | 0.098933 | 0.12896 | 0.067795 | 16922.5141 | 0.069734 | 0.089151 | 0.17139 | 0.13662 | 0.077083 | 0.20131 | 0.38712 | 0.43656 | 60920.336 | 0.19525 | 0.09043 | 37773.7215 | 41075.7754 | 47373.5743 | 3235.8403 | 11832.9688 | 3173.0532

## Option1_USE+DSP Cost
USE & DSP cost by region ($000s) - SWNSW Option 1, Slow Change Scenario
USE & DSP | Real June 2019 dollars discounted to June 2020
Explicitly modelled generation
Region | Technology | 2021-22 | 2022-23 | 2023-24 | 2024-25 | 2025-26 | 2026-27 | 2027-28 | 2028-29 | 2029-30 | 2030-31 | 2031-32 | 2032-33 | 2033-34 | 2034-35 | 2035-36 | 2036-37 | 2037-38 | 2038-39 | 2039-40 | 2040-41 | 2041-42 | 2042-43 | 2043-44 | 2044-45 | 2045-46
NSW1 | USE & DSP | 46350.4998 | 8.1461 | 230206.9836 | 380725.5772 | 0.75198 | 14191.7784 | 0.75221 | 0.74937 | 0.7449 | 0.74535 | 0.74539 | 2.7247 | 0.7462 | 4.6714 | 6186.15 | 0.75588 | 702.0462 | 68.5463 | 136.537 | 112.7111 | 4778.973 | 544.7586 | 8031.3246 | 17298.5392 | 71.3985
QLD1 | USE & DSP | 0.15744 | 0.1566 | 0.15696 | 0.15637 | 0.15605 | 0.15599 | 0.15621 | 0.15592 | 0.15483 | 0.15477 | 0.15502 | 0.15462 | 0.15469 | 0.15464 | 1135.3246 | 3751.0927 | 13745.7432 | 557.6296 | 297.4715 | 2579.6368 | 1735.7221 | 8708.2208 | 154.5968 | 330.3775 | 2120.1563
VIC1 | USE & DSP | 0.14035 | 0.13824 | 0.14059 | 0.14001 | 0.13912 | 0.13881 | 0.13911 | 0.13531 | 0.13835 | 0.13892 | 0.13868 | 0.139 | 0.13894 | 0.13891 | 0.84441 | 0.1399 | 942.9337 | 0.14436 | 326.5542 | 193.5294 | 71.7763 | 544.2299 | 271.6558 | 177.3513 | 44.4469
SA1 | USE & DSP | 0.13154 | 0.12846 | 1942.9856 | 0.13027 | 0.12991 | 0.12964 | 0.12972 | 0.12913 | 0.12884 | 0.12906 | 0.12884 | 0.12931 | 0.12934 | 0.65603 | 414.5602 | 438.4701 | 686.7687 | 0.1351 | 121.1503 | 4336.5452 | 113.935 | 8.163 | 271.0554 | 248.8724 | 81.884
TAS1 | USE & DSP | 0.077683 | 0.075626 | 0.077489 | 0.076784 | 0.075966 | 0.075944 | 0.076049 | 0.075617 | 0.07575 | 0.076349 | 0.075179 | 0.075758 | 0.075697 | 0.075349 | 0.075533 | 0.075295 | 0.075196 | 0.077022 | 0.078765 | 0.074414 | 0.077886 | 0.078206 | 0.075104 | 0.076092 | 0.076558
NEM | Total | 46351.0068 | 8.645 | 232150.3443 | 380726.0807 | 1.253 | 14192.2788 | 1.2533 | 1.2453 | 1.2427 | 1.2445 | 1.2431 | 3.2234 | 1.2449 | 5.6964 | 7736.9548 | 4190.5338 | 16077.5669 | 626.5323 | 881.7918 | 7222.4969 | 6700.4843 | 9805.4505 | 8728.7076 | 18055.2165 | 2317.9622